CDP12 | NSW | SNSW | Medium storage | 0 | 50 | 50 | 250 | 250 | 289.9138 | 289.9138 | 289.9138 | 289.9138 | 289.9138 | 289.9138 | 289.9138 | 289.9138 | 289.9138 | 289.9138 | 289.9138 | 289.9138 | 289.9139 | 289.9139 | 289.9139 | 289.9139 | 289.9139 | 289.9139 | 289.9139 | 289.9139 | 289.914 | 289.914 | 289.914
CDP12 | NSW | SNSW | Shallow storage | 10 | 19.9 | 19.9 | 19.9 | 19.9 | 20.89 | 20.89 | 21.88 | 21.88 | 21.88 | 22.87 | 22.87 | 22.87 | 23.86 | 23.86 | 23.86 | 23.86 | 23.86 | 23.86 | 24.85 | 24.85 | 25.84 | 25.84 | 25.84 | 25.84 | 25.84 | 25.84 | 25.84
CDP12 | NSW | SNSW | Coordinated CER storage | 1.2069 | 1.9069 | 2.7656 | 3.7048 | 4.823 | 6.104 | 7.6428 | 9.603 | 12.0552 | 15.0904 | 18.749 | 23.0893 | 28.0961 | 33.8541 | 40.3371 | 47.5032 | 55.3701 | 64.0005 | 73.4087 | 83.6216 | 94.7478 | 106.9435 | 120.0443 | 134.0558 | 148.7861 | 164.2479 | 172.2574 | 179.4936
CDP12 | NSW | SNSW | Other renewable fuels | 0 | 0 | 0 | 0 | 0 | 0 | 0 | 0 | 0 | 0 | 0 | 0 | 0 | 0 | 0 | 0 | 0 | 0 | 0 | 0 | 0 | 0 | 0 | 0 | 0 | 0 | 0 | 0
CDP12 | NSW | SNSW | DSP | 0 | 0 | 0 | 0 | 0 | 0 | 0 | 0 | 0 | 0 | 0 | 0 | 0 | 0 | 0 | 0 | 0 | 0 | 0 | 0 | 0 | 0 | 0 | 0 | 0 | 0 | 0 | 0
CDP12 | NSW | SNW | Mid-merit gas | 0 | 0 | 0 | 0 | 0 | 0 | 0 | 0 | 0 | 0 | 0 | 0 | 0 | 0 | 0 | 0 | 0 | 0 | 0 | 0 | 0 | 0 | 0 | 0 | 0 | 0 | 0 | 0
CDP12 | NSW | SNW | Flexible gas with CCS | 0 | 0 | 0 | 0 | 0 | 0 | 0 | 0 | 0 | 0 | 0 | 0 | 0 | 0 | 0 | 0 | 0 | 0 | 0 | 0 | 0 | 0 | 0 | 0 | 0 | 0 | 0 | 0
CDP12 | NSW | SNW | Flexible gas | 0 | 0 | 0 | 0 | 0 | 0 | 0 | 0 | 0 | 0 | 0 | 0 | 0 | 0 | 0 | 0 | 0 | 0 | 253.5906 | 955.7903 | 2016.8503 | 2016.8503 | 2016.8503 | 2016.8503 | 2016.8503 | 2016.8503 | 2016.8503 | 2016.8503
CDP12 | NSW | SNW | Hydro | 0 | 0 | 0 | 0 | 0 | 0 | 0 | 0 | 0 | 0 | 0 | 0 | 0 | 0 | 0 | 0 | 0 | 0 | 0 | 0 | 0 | 0 | 0 | 0 | 0 | 0 | 0 | 0
CDP12 | NSW | SNW | Snowy 2.0 | 0 | 0 | 0 | 0 | 0 | 0 | 0 | 0 | 0 | 0 | 0 | 0 | 0 | 0 | 0 | 0 | 0 | 0 | 0 | 0 | 0 | 0 | 0 | 0 | 0 | 0 | 0 | 0
CDP12 | NSW | SNW | Deep storage | 0 | 0 | 0 | 0 | 0 | 0 | 0 | 0 | 0 | 0 | 0 | 0 | 0 | 0 | 0 | 0 | 0 | 0 | 0 | 0 | 0 | 0 | 0 | 0 | 0 | 0 | 0 | 0
CDP12 | NSW | SNW | Medium storage | 0 | 889.1451 | 889.1451 | 889.1451 | 889.1451 | 1352.7907 | 1352.7907 | 1352.7907 | 1352.7907 | 1352.7907 | 1352.7907 | 1352.7907 | 1352.7907 | 1352.7907 | 1352.7907 | 1352.7907 | 1352.7907 | 1352.7907 | 1352.7907 | 1352.7907 | 1352.7907 | 1352.7907 | 1352.7907 | 1352.7908 | 1352.7908 | 1352.791 | 1352.791 | 1352.791
CDP12 | NSW | SNW | Shallow storage | 0 | 632.712 | 632.7145 | 632.7159 | 668.3566 | 710.6926 | 1338.2446 | 1410.8206 | 1410.8206 | 1410.8206 | 1483.3966 | 1483.3966 | 1483.3966 | 1555.9726 | 1555.9726 | 1555.9726 | 1555.9726 | 1555.9726 | 1555.9726 | 1628.5486 | 1628.5486 | 1701.1246 | 1701.1246 | 1701.1246 | 1773.7006 | 1773.7006 | 1773.7006 | 1846.2766
CDP12 | NSW | SNW | Coordinated CER storage | 5.6995 | 8.9871 | 12.8326 | 16.9571 | 21.9697 | 27.6663 | 37.1937 | 49.6005 | 65.1327 | 84.2739 | 107.1493 | 134.0014 | 164.6224 | 199.4384 | 238.3244 | 281.0862 | 327.7038 | 378.3827 | 433.0554 | 491.83 | 555.0637 | 623.7244 | 696.5772 | 773.7214 | 854.3051 | 938.1119 | 977.5203 | 1012.8282
CDP12 | NSW | SNW | Other renewable fuels | 0 | 0 | 0 | 0 | 0 | 0 | 0 | 0 | 0 | 0 | 0 | 0 | 0 | 0 | 0 | 0 | 0 | 0 | 0 | 0 | 0 | 0 | 0 | 0 | 0 | 90 | 90 | 90
CDP12 | NSW | SNW | DSP | 6.2 | 12.66 | 21.31 | 162.35 | 348.57 | 513.64 | 583.98 | 654.28 | 724.54 | 733.3 | 742.8 | 750.47 | 760.19 | 768.7 | 779.55 | 788.11 | 799.57 | 801.47 | 805.15 | 811.59 | 809.52 | 812.34 | 814.56 | 812.98 | 816.87 | 821.19 | 829.44 | 848.51
CDP12 | QLD | NQ | Mid-merit gas | 0 | 0 | 0 | 0 | 0 | 0 | 0 | 0 | 0 | 0 | 0 | 0 | 0 | 0 | 0 | 0 | 0 | 0 | 0 | 0 | 0 | 0 | 0 | 0 | 0 | 0 | 0 | 0
CDP12 | QLD | NQ | Flexible gas with CCS | 0 | 0 | 0 | 0 | 0 | 0 | 0 | 0 | 0 | 0 | 0 | 0 | 0 | 0 | 0 | 0 | 0 | 0 | 0 | 0 | 0 | 0 | 0 | 0 | 0 | 0 | 0 | 0
CDP12 | QLD | NQ | Flexible gas | 0 | 0 | 0 | 0 | 0 | 0 | 0 | 0 | 0 | 0 | 0 | 0 | 0 | 0 | 0 | 0 | 0 | 0 | 0 | 0 | 0 | 0 | 0 | 0 | 0 | 0 | 0 | 0
CDP12 | QLD | NQ | Hydro | 0 | 0 | 0 | 0 | 0 | 0 | 0 | 0 | 0 | 0 | 0 | 0 | 0 | 0 | 0 | 0 | 0 | 0 | 0 | 0 | 0 | 0 | 0 | 0 | 0 | 0 | 0 | 0
CDP12 | QLD | NQ | Borumba | 0 | 0 | 0 | 0 | 0 | 0 | 0 | 0 | 0 | 0 | 0 | 0 | 0 | 0 | 0 | 0 | 0 | 0 | 0 | 0 | 0 | 0 | 0 | 0 | 0 | 0 | 0 | 0
CDP12 | QLD | NQ | Deep storage | 0 | 0 | 0 | 0 | 0 | 0 | 5.6e-06 | 1.036e-05 | 1.036e-05 | 4.47e-05 | 4.47e-05 | 4.47e-05 | 6.565e-05 | 6.565e-05 | 6.89e-05 | 6.89e-05 | 6.89e-05 | 6.89e-05 | 6.89e-05 | 8.7e-05 | 0.00014254 | 0.00015594 | 6.7817 | 19.8167 | 143.1212 | 180.396 | 180.396 | 180.396
CDP12 | QLD | NQ | Medium storage | 0 | 0 | 0 | 1.039e-05 | 1.268e-05 | 1.927e-05 | 1.927e-05 | 1.927e-05 | 2.278e-05 | 4.62e-05 | 4.62e-05 | 4.62e-05 | 7.56e-05 | 0.00011404 | 0.00011962 | 0.00011962 | 0.00011962 | 0.00011962 | 0.00011962 | 0.00011962 | 0.00012393 | 0.00017545 | 0.00025878 | 0.00025878 | 0.00025878 | 0.00025878 | 0.00025878 | 0.00025878
CDP12 | QLD | NQ | Shallow storage | 0 | 0 | 300 | 300 | 300 | 300 | 300 | 300 | 300 | 300 | 300 | 300 | 300 | 300 | 300 | 300 | 300 | 300 | 300 | 300 | 300 | 300 | 300 | 300 | 300 | 300 | 300 | 300
CDP12 | QLD | NQ | Coordinated CER storage | 0.54674 | 0.92286 | 1.3551 | 1.8536 | 2.45 | 3.1702 | 4.191 | 5.5164 | 7.1545 | 9.1658 | 11.5718 | 14.4017 | 17.6021 | 21.2441 | 25.3028 | 29.7336 | 34.558 | 39.7965 | 45.4592 | 51.5796 | 58.257 | 65.4644 | 73.1388 | 81.3134 | 89.8287 | 98.6792 | 103.0372 | 107.0137
CDP12 | QLD | NQ | Other renewable fuels | 0 | 0 | 0 | 0 | 0 | 0 | 0 | 0 | 0 | 0 | 0 | 0 | 0 | 0 | 0 | 0 | 0 | 0 | 0 | 0 | 0 | 0 | 0 | 0 | 0 | 0 | 0 | 0
CDP12 | QLD | NQ | DSP | 0 | 0 | 0 | 0 | 0 | 0 | 0 | 0 | 0 | 0 | 0 | 0 | 0 | 0 | 0 | 0 | 0 | 0 | 0 | 0 | 0 | 0 | 0 | 0 | 0 | 0 | 0 | 0
CDP12 | QLD | GG | Mid-merit gas | 0 | 0 | 0 | 0 | 0 | 0 | 0 | 0 | 0 | 0 | 0 | 0 | 0 | 0 | 0 | 0 | 0 | 0 | 0 | 0 | 0 | 0 | 0 | 0 | 0 | 0 | 0 | 0
CDP12 | QLD | GG | Flexible gas with CCS | 0 | 0 | 0 | 0 | 0 | 0 | 0 | 0 | 0 | 0 | 0 | 0 | 0 | 0 | 0 | 0 | 0 | 0 | 0 | 0 | 0 | 0 | 0 | 0 | 0 | 0 | 0 | 0
CDP12 | QLD | GG | Flexible gas | 0 | 0 | 0 | 0 | 0 | 0 | 0 | 0 | 0 | 0 | 0 | 0 | 0 | 0 | 0 | 0 | 0 | 0 | 0 | 0 | 0 | 0 | 0 | 0 | 0 | 0 | 0 | 0
CDP12 | QLD | GG | Hydro | 0 | 0 | 0 | 0 | 0 | 0 | 0 | 0 | 0 | 0 | 0 | 0 | 0 | 0 | 0 | 0 | 0 | 0 | 0 | 0 | 0 | 0 | 0 | 0 | 0 | 0 | 0 | 0
CDP12 | QLD | GG | Borumba | 0 | 0 | 0 | 0 | 0 | 0 | 0 | 0 | 0 | 0 | 0 | 0 | 0 | 0 | 0 | 0 | 0 | 0 | 0 | 0 | 0 | 0 | 0 | 0 | 0 | 0 | 0 | 0
CDP12 | QLD | GG | Deep storage | 0 | 0 | 0 | 0 | 0 | 0 | 0 | 0 | 0 | 0 | 0 | 0 | 0 | 0 | 0 | 0 | 0 | 0 | 0 | 0 | 0 | 0 | 0 | 0 | 0 | 0 | 0 | 0
CDP12 | QLD | GG | Medium storage | 0 | 0 | 0 | 1.338e-05 | 1.338e-05 | 2.977e-05 | 2.977e-05 | 3.167e-05 | 3.167e-05 | 6.831e-05 | 6.831e-05 | 6.831e-05 | 0.00011449 | 0.00019519 | 0.00020048 | 0.00020048 | 0.00020048 | 0.00020306 | 0.00020306 | 0.00020961 | 0.00022542 | 2.4461 | 37.7282 | 37.7293 | 37.7294 | 566.2368 | 566.2368 | 780.8596
CDP12 | QLD | GG | Shallow storage | 0 | 400 | 400 | 400 | 400 | 400 | 400 | 400 | 400 | 400 | 400 | 400 | 400 | 400 | 400 | 400 | 400 | 400 | 400 | 400 | 400 | 400 | 400 | 400 | 400 | 400 | 400 | 400
CDP12 | QLD | GG | Coordinated CER storage | 0.026819 | 0.047887 | 0.071533 | 0.10153 | 0.13366 | 0.17572 | 0.25891 | 0.37299 | 0.52211 | 0.70955 | 0.93712 | 1.2071 | 1.5192 | 1.8769 | 2.2784 | 2.7246 | 3.2136 | 3.7508 | 4.3361 | 4.969 | 5.6604 | 6.4065 | 7.2009 | 8.0431 | 8.9264 | 9.8483 | 10.2976 | 10.7049
CDP12 | QLD | GG | Other renewable fuels | 0 | 0 | 0 | 0 | 0 | 0 | 0 | 0 | 0 | 0 | 0 | 0 | 0 | 0 | 0 | 0 | 0 | 0 | 0 | 0 | 0 | 0 | 0 | 0 | 0 | 0 | 0 | 0
CDP12 | QLD | GG | DSP | 0 | 0 | 0 | 0 | 0 | 0 | 0 | 0 | 0 | 0 | 0 | 0 | 0 | 0 | 0 | 0 | 0 | 0 | 0 | 0 | 0 | 0 | 0 | 0 | 0 | 0 | 0 | 0
CDP12 | QLD | CQ | Mid-merit gas | 0 | 0 | 0 | 0 | 0 | 0 | 0 | 0 | 0 | 0 | 0 | 0 | 0 | 0 | 0 | 0 | 0 | 0 | 0 | 0 | 0 | 0 | 0 | 0 | 0 | 0 | 0 | 0
CDP12 | QLD | CQ | Flexible gas with CCS | 0 | 0 | 0 | 0 | 0 | 0 | 0 | 0 | 0 | 0 | 0 | 0 | 0 | 0 | 0 | 0 | 0 | 0 | 0 | 0 | 0 | 0 | 0 | 0 | 0 | 0 | 0 | 0
CDP12 | QLD | CQ | Flexible gas | 0 | 0 | 0 | 0 | 0 | 0 | 0 | 0 | 0 | 0 | 0 | 0 | 0 | 0 | 0 | 0 | 0 | 0 | 0 | 0 | 0 | 0 | 0 | 0 | 0 | 0 | 0 | 0
CDP12 | QLD | CQ | Hydro | 0 | 0 | 0 | 0 | 0 | 0 | 0 | 0 | 0 | 0 | 0 | 0 | 0 | 0 | 0 | 0 | 0 | 0 | 0 | 0 | 0 | 0 | 0 | 0 | 0 | 0 | 0 | 0
CDP12 | QLD | CQ | Borumba | 0 | 0 | 0 | 0 | 0 | 0 | 0 | 0 | 0 | 0 | 0 | 0 | 0 | 0 | 0 | 0 | 0 | 0 | 0 | 0 | 0 | 0 | 0 | 0 | 0 | 0 | 0 | 0
CDP12 | QLD | CQ | Deep storage | 0 | 0 | 0 | 0 | 0 | 0 | 5.69e-06 | 1.022e-05 | 1.022e-05 | 3.609e-05 | 3.609e-05 | 3.609e-05 | 4.363e-05 | 6.099e-05 | 6.39e-05 | 6.39e-05 | 6.39e-05 | 6.53e-05 | 6.53e-05 | 6.53e-05 | 0.00017817 | 0.00018959 | 0.00019449 | 0.00021013 | 54.2063 | 352.9174 | 352.9174 | 400
CDP12 | QLD | CQ | Medium storage | 0 | 0 | 0 | 1.473e-05 | 1.708e-05 | 2.935e-05 | 3.571e-05 | 4.387e-05 | 5.08e-05 | 0.00012025 | 0.00012025 | 0.00012025 | 0.0001715 | 0.00026592 | 0.00027521 | 0.00027521 | 0.00027521 | 0.00027756 | 0.00027756 | 0.00028341 | 0.00030265 | 2.4452 | 101.9554 | 182.8563 | 182.8568 | 599.406 | 599.406 | 909.1363
CDP12 | QLD | CQ | Shallow storage | 0 | 0 | 0 | 150 | 150 | 150 | 150 | 150 | 150 | 150 | 150 | 150 | 150 | 150 | 150 | 150 | 150 | 150 | 150 | 150 | 150 | 150 | 150 | 150 | 150 | 150 | 150 | 150
CDP12 | QLD | CQ | Coordinated CER storage | 0.49915 | 0.855 | 1.2505 | 1.7306 | 2.2741 | 2.9451 | 4.0203 | 5.4257 | 7.2073 | 9.4204 | 12.0769 | 15.2024 | 18.7874 | 22.8688 | 27.4354 | 32.4602 | 37.9331 | 43.9154 | 50.3996 | 57.404 | 65.0752 | 73.3346 | 82.131 | 91.474 | 101.254 | 111.4193 | 116.4019 | 120.9195
CDP12 | QLD | CQ | Other renewable fuels | 0 | 0 | 0 | 0 | 0 | 0 | 0 | 0 | 0 | 0 | 0 | 0 | 0 | 0 | 0 | 0 | 0 | 0 | 0 | 0 | 0 | 0 | 0 | 0 | 0 | 0 | 0 | 0
CDP12 | QLD | CQ | DSP | 0 | 0 | 0 | 0 | 0 | 0 | 0 | 0 | 0 | 0 | 0 | 0 | 0 | 0 | 0 | 0 | 0 | 0 | 0 | 0 | 0 | 0 | 0 | 0 | 0 | 0 | 0 | 0
CDP12 | QLD | SQ | Mid-merit gas | 0 | 0 | 0 | 0 | 0 | 0 | 0 | 0 | 0 | 0 | 0 | 0 | 0 | 0 | 0 | 0 | 0 | 0 | 0 | 0 | 0 | 0 | 0 | 0 | 0 | 0 | 0 | 0
CDP12 | QLD | SQ | Flexible gas with CCS | 0 | 0 | 0 | 0 | 0 | 0 | 0 | 0 | 0 | 0 | 0 | 0 | 0 | 0 | 0 | 0 | 0 | 0 | 0 | 0 | 0 | 0 | 0 | 0 | 0 | 0 | 0 | 0
CDP12 | QLD | SQ | Flexible gas | 0 | 0 | 200 | 200 | 200 | 200 | 200 | 200 | 200 | 351.6221 | 351.6221 | 351.6221 | 410.9494 | 640.705 | 850.2958 | 1267.8209 | 1492.0725 | 2296.6118 | 2914.5522 | 2914.5522 | 2914.5522 | 2914.5522 | 3317.319 | 3317.319 | 3317.319 | 3317.319 | 3317.319 | 3483.1691
CDP12 | QLD | SQ | Hydro | 0 | 0 | 0 | 0 | 0 | 0 | 0 | 0 | 0 | 0 | 0 | 0 | 0 | 0 | 0 | 0 | 0 | 0 | 0 | 0 | 0 | 0 | 0 | 0 | 0 | 0 | 0 | 0
CDP12 | QLD | SQ | Borumba | 0 | 0 | 0 | 0 | 0 | 0 | 0 | 1998 | 1998 | 1998 | 1998 | 1998 | 1998 | 1998 | 1998 | 1998 | 1998 | 1998 | 1998 | 1998 | 1998 | 1998 | 1998 | 1998 | 1998 | 1998 | 1998 | 1998
CDP12 | QLD | SQ | Deep storage | 0 | 0 | 0 | 0 | 0 | 0 | 0 | 0 | 0 | 0 | 0 | 0 | 0 | 0 | 0 | 0 | 0 | 0 | 0 | 0 | 0 | 0 | 0 | 0 | 0 | 0 | 0 | 0
CDP12 | QLD | SQ | Medium storage | 0 | 0 | 0 | 1.069e-05 | 1.386e-05 | 2.521e-05 | 2.521e-05 | 2.521e-05 | 4.086e-05 | 5.085e-05 | 5.085e-05 | 5.085e-05 | 8.485e-05 | 0.0001555 | 0.00016118 | 0.00016118 | 0.00016118 | 0.00016118 | 0.00016118 | 0.00016118 | 0.00018567 | 0.00048869 | 531.58 | 531.58 | 531.58 | 802.1603 | 802.1603 | 802.1603
CDP12 | QLD | SQ | Shallow storage | 714.16 | 1020.16 | 1020.16 | 1020.16 | 1020.16 | 1020.16 | 1020.16 | 1020.16 | 1020.16 | 1020.16 | 1020.16 | 1020.16 | 1020.16 | 1020.16 | 1020.16 | 1020.16 | 1020.16 | 1020.16 | 1020.16 | 1020.16 | 1020.16 | 1020.16 | 1020.16 | 1020.16 | 1020.16 | 1020.16 | 1020.16 | 1020.16
CDP12 | QLD | SQ | Coordinated CER storage | 2.6949 | 4.6149 | 6.8273 | 9.399 | 12.4206 | 16.2636 | 22.9345 | 31.7049 | 42.7505 | 56.464 | 72.9637 | 92.4549 | 114.7868 | 140.326 | 168.9326 | 200.4226 | 234.721 | 272.1627 | 312.8429 | 356.7965 | 404.3261 | 456.2111 | 511.5074 | 570.2605 | 631.7811 | 695.9349 | 727.3631 | 755.8908
CDP12 | QLD | SQ | Other renewable fuels | 0 | 0 | 0 | 0 | 0 | 0 | 0 | 0 | 0 | 0 | 0 | 0 | 0 | 0 | 0 | 0 | 0 | 0 | 0 | 0 | 0 | 0 | 0 | 0 | 0 | 0 | 90 | 90
CDP12 | QLD | SQ | DSP | 3.25 | 5.13 | 9.91 | 13.47 | 17.87 | 1.79 | 7.34 | 11.4 | 15.32 | 20.33 | 25.8 | 31.69 | 38.24 | 42.35 | 46.79 | 53.33 | 57.04 | 59.69 | 63.14 | 66.16 | 68.23 | 70.89 | 74.75 | 77.21 | 85.81 | 92.63 | 99.97 | 101.49
CDP12 | VIC | VIC | Mid-merit gas | 0 | 0 | 0 | 0 | 0 | 0 | 0 | 0 | 0 | 0 | 0 | 0 | 0 | 0 | 0 | 0 | 0 | 0 | 0 | 0 | 0 | 0 | 0 | 0 | 0 | 0 | 0 | 0
CDP12 | VIC | VIC | Flexible gas with CCS | 0 | 0 | 0 | 0 | 0 | 0 | 0 | 0 | 0 | 0 | 0 | 0 | 0 | 0 | 0 | 0 | 0 | 0 | 0 | 0 | 0 | 0 | 0 | 0 | 0 | 0 | 0 | 0
CDP12 | VIC | VIC | Flexible gas | 0 | 0 | 0 | 0 | 0 | 0 | 0 | 0 | 0 | 0 | 0 | 0 | 0 | 0 | 0 | 0 | 0 | 0 | 99.4523 | 99.4523 | 99.4523 | 99.4523 | 99.4523 | 737.3946 | 737.3946 | 737.3946 | 737.3946 | 1632.6122
CDP12 | VIC | VIC | Hydro | 0 | 0 | 0 | 0 | 0 | 0 | 0 | 0 | 0 | 0 | 0 | 0 | 0 | 0 | 0 | 0 | 0 | 0 | 0 | 0 | 0 | 0 | 0 | 0 | 0 | 0 | 0 | 0
CDP12 | VIC | VIC | Deep storage | 0 | 0 | 0 | 0 | 0 | 0 | 5.22e-06 | 1.913e-05 | 3.818e-05 | 9.399e-05 | 9.399e-05 | 9.399e-05 | 9.399e-05 | 9.967e-05 | 9.967e-05 | 9.967e-05 | 0.00010174 | 0.00010174 | 0.0001041 | 0.00010955 | 510.6481 | 510.6481 | 510.6481 | 510.6481 | 510.6481 | 519.7924 | 519.7924 | 547.8128
CDP12 | VIC | VIC | Medium storage | 0 | 0 | 350 | 350 | 350 | 350 | 350 | 350 | 350 | 350.0001 | 350.0001 | 350.0001 | 350.0001 | 350.0001 | 350.0001 | 350.0001 | 350.0001 | 350.0001 | 350.0001 | 350.0001 | 350.0001 | 350.0001 | 350.0001 | 350.0003 | 350.0003 | 350.0003 | 350.0003 | 350.0003
CDP12 | VIC | VIC | Shallow storage | 180 | 1691.51 | 1756.3102 | 2211.7777 | 2211.7777 | 2421.4 | 2428.7 | 2940.3999 | 3451.3399 | 4013.0398 | 5621.9197 | 5621.9197 | 5628.5197 | 5628.5197 | 5628.5197 | 5628.5197 | 5628.5197 | 5628.5197 | 5628.5197 | 5628.5197 | 5635.1197 | 5635.1197 | 5635.1197 | 5635.1197 | 5635.1197 | 5635.1197 | 5635.1197 | 5635.1197
CDP12 | VIC | VIC | Coordinated CER storage | 8.9163 | 14.4987 | 20.4798 | 27.3899 | 35.853 | 45.8051 | 59.1688 | 76.2585 | 97.3343 | 123.084 | 153.6475 | 189.3602 | 229.872 | 275.8842 | 327.0848 | 383.0564 | 443.7316 | 509.6502 | 580.9109 | 657.633 | 740.6541 | 830.7914 | 926.6572 | 1028.3543 | 1134.4025 | 1244.5508 | 1298.531 | 1347.4871
CDP12 | VIC | VIC | Other renewable fuels | 0 | 0 | 0 | 0 | 0 | 0 | 0 | 0 | 0 | 0 | 0 | 0 | 0 | 0 | 0 | 0 | 0 | 0 | 0 | 0 | 0 | 0 | 0 | 0 | 0 | 0 | 90 | 90
CDP12 | VIC | VIC | DSP | 2.06 | 5.47 | -2.91 | 1.75 | 7.82 | 14.87 | 19.28 | 25.16 | 29.26 | 33.97 | 36.82 | 39.34 | 41.6 | 44.07 | 46.76 | 49.93 | 53.23 | 55.16 | 57.69 | 59.14 | 59.83 | 61.47 | 61.87 | 60.96 | 59.14 | 58.56 | 59.5 | 61.38
CDP12 | SA | CSA | Mid-merit gas | 0 | 0 | 0 | 0 | 0 | 0 | 0 | 0 | 0 | 0 | 0 | 0 | 0 | 0 | 0 | 0 | 0 | 0 | 0 | 0 | 0 | 0 | 0 | 0 | 0 | 0 | 0 | 0
CDP12 | SA | CSA | Flexible gas with CCS | 0 | 0 | 0 | 0 | 0 | 0 | 0 | 0 | 0 | 0 | 0 | 0 | 0 | 0 | 0 | 0 | 0 | 0 | 0 | 0 | 0 | 0 | 0 | 0 | 0 | 0 | 0 | 0
CDP12 | SA | CSA | Flexible gas | 0 | 200 | 200 | 200 | 200 | 200 | 200 | 200 | 200 | 417.7634 | 465 | 465 | 465 | 465 | 465 | 465 | 465 | 465 | 555.0766 | 913.9369 | 913.9369 | 913.9369 | 913.9369 | 913.9369 | 913.9369 | 913.9369 | 913.9369 | 913.9369
CDP12 | SA | CSA | Hydro | 0 | 0 | 0 | 0 | 0 | 0 | 0 | 0 | 0 | 0 | 0 | 0 | 0 | 0 | 0 | 0 | 0 | 0 | 0 | 0 | 0 | 0 | 0 | 0 | 0 | 0 | 0 | 0
CDP12 | SA | CSA | Deep storage | 0 | 0 | 0 | 0 | 0 | 0 | 2.86e-06 | 5.14e-06 | 5.14e-06 | 7.34e-06 | 7.34e-06 | 7.34e-06 | 7.34e-06 | 1.2e-05 | 1.35e-05 | 1.35e-05 | 1.35e-05 | 1.35e-05 | 1.35e-05 | 1.35e-05 | 1.554e-05 | 1.554e-05 | 1.554e-05 | 1.554e-05 | 1.554e-05 | 1.554e-05 | 1.554e-05 | 1.554e-05
CDP12 | SA | CSA | Medium storage | 0 | 0 | 0 | 1.21e-05 | 1.529e-05 | 2.084e-05 | 2.084e-05 | 2.186e-05 | 3.071e-05 | 3.267e-05 | 3.267e-05 | 3.267e-05 | 3.267e-05 | 7.566e-05 | 8e-05 | 8e-05 | 8e-05 | 8e-05 | 8e-05 | 8.161e-05 | 8.435e-05 | 8.708e-05 | 0.00010193 | 1084.9338 | 1084.9338 | 1527.9344 | 1527.9344 | 1527.9344
CDP12 | SA | CSA | Shallow storage | 200 | 494.98 | 1110.7005 | 2275.6187 | 2281.6387 | 2281.6387 | 2281.6387 | 2281.6387 | 2281.6387 | 2281.6387 | 2281.6387 | 2281.6387 | 2281.6387 | 2281.6387 | 2281.6387 | 2281.6387 | 2281.6387 | 2281.6387 | 2287.6587 | 2287.6587 | 2287.6587 | 2287.6587 | 2287.6587 | 2287.6587 | 2287.6587 | 2287.6587 | 2287.6587 | 2287.6587
CDP12 | SA | CSA | Coordinated CER storage | 16.7205 | 23.834 | 30.7542 | 38.4284 | 46.3958 | 56.1694 | 65.5626 | 76.1609 | 87.8108 | 100.9146 | 115.316 | 131.1314 | 147.8365 | 166.0114 | 185.1899 | 204.9252 | 225.1394 | 246.2665 | 268.3666 | 291.4341 | 316.4262 | 343.1106 | 371.0707 | 400.3204 | 429.9417 | 459.8761 | 474.9413 | 488.2607
CDP12 | SA | CSA | Other renewable fuels | 0 | 0 | 0 | 0 | 0 | 0 | 0 | 0 | 0 | 0 | 0 | 0 | 0 | 0 | 0 | 0 | 0 | 0 | 0 | 0 | 0 | 0 | 0 | 0 | 0 | 0 | 0 | 0
CDP12 | SA | CSA | DSP | 0.71 | 1.71 | 2.99 | 4.28 | 4.85 | 5.57 | 6.09 | 6.75 | 7.31 | 8.12 | 8.79 | 9.5 | 10.12 | 10.65 | 11.15 | 11.67 | 12.28 | 12.76 | 13.22 | 13.5 | 13.63 | 13.47 | 13.24 | 12.87 | 12.46 | 12.52 | 12.77 | 13.08
CDP12 | SA | SESA | Mid-merit gas | 0 | 0 | 0 | 0 | 0 | 0 | 0 | 0 | 0 | 0 | 0 | 0 | 0 | 0 | 0 | 0 | 0 | 0 | 0 | 0 | 0 | 0 | 0 | 0 | 0 | 0 | 0 | 0
CDP12 | SA | SESA | Flexible gas with CCS | 0 | 0 | 0 | 0 | 0 | 0 | 0 | 0 | 0 | 0 | 0 | 0 | 0 | 0 | 0 | 0 | 0 | 0 | 0 | 0 | 0 | 0 | 0 | 0 | 0 | 0 | 0 | 0
CDP12 | SA | SESA | Flexible gas | 0 | 0 | 0 | 0 | 0 | 0 | 0 | 0 | 0 | 0 | 0 | 0 | 0 | 0 | 0 | 0 | 0 | 0 | 0 | 0 | 0 | 0 | 0 | 0 | 0 | 0 | 0 | 0
CDP12 | SA | SESA | Hydro | 0 | 0 | 0 | 0 | 0 | 0 | 0 | 0 | 0 | 0 | 0 | 0 | 0 | 0 | 0 | 0 | 0 | 0 | 0 | 0 | 0 | 0 | 0 | 0 | 0 | 0 | 0 | 0
CDP12 | SA | SESA | Deep storage | 0 | 0 | 0 | 0 | 0 | 0 | 0 | 0 | 0 | 0 | 0 | 0 | 0 | 0 | 0 | 0 | 0 | 0 | 0 | 0 | 0 | 0 | 0 | 0 | 0 | 0 | 0 | 0
CDP12 | SA | SESA | Medium storage | 0 | 0 | 0 | 1.177e-05 | 1.493e-05 | 1.978e-05 | 1.978e-05 | 2.132e-05 | 3.023e-05 | 3.023e-05 | 3.023e-05 | 3.023e-05 | 3.148e-05 | 6.922e-05 | 7.305e-05 | 7.305e-05 | 7.305e-05 | 7.305e-05 | 7.305e-05 | 7.408e-05 | 0.00010042 | 0.00010253 | 0.00012772 | 60.4727 | 60.4727 | 60.4727 | 60.4727 | 60.4727
CDP12 | SA | SESA | Shallow storage | 0 | 0 | 0 | 0 | 0 | 0 | 0 | 0 | 0 | 0 | 0 | 0 | 0 | 0 | 0 | 0 | 0 | 0 | 0 | 0 | 0 | 0 | 0 | 0 | 0 | 0 | 0 | 0
CDP12 | SA | SESA | Coordinated CER storage | 0.61122 | 0.88308 | 1.1524 | 1.4493 | 1.7585 | 2.151 | 2.5347 | 2.9572 | 3.4253 | 3.9705 | 4.6092 | 5.2767 | 6.0254 | 6.8004 | 7.6143 | 8.4664 | 9.35 | 10.2723 | 11.2305 | 12.2735 | 13.437 | 14.6473 | 15.9009 | 17.214 | 18.5458 | 19.8997 | 20.5756 | 21.2128
CDP12 | SA | SESA | Other renewable fuels | 0 | 0 | 0 | 0 | 0 | 0 | 0 | 0 | 0 | 0 | 0 | 0 | 0 | 0 | 0 | 0 | 0 | 0 | 0 | 0 | 0 | 0 | 0 | 0 | 0 | 0 | 0 | 0
CDP12 | SA | SESA | DSP | 0 | 0 | 0 | 0 | 0 | 0 | 0 | 0 | 0 | 0 | 0 | 0 | 0 | 0 | 0 | 0 | 0 | 0 | 0 | 0 | 0 | 0 | 0 | 0 | 0 | 0 | 0 | 0
CDP12 | TAS | TAS | Mid-merit gas | 0 | 0 | 0 | 0 | 0 | 0 | 0 | 0 | 0 | 0 | 0 | 0 | 0 | 0 | 0 | 0 | 0 | 0 | 0 | 0 | 0 | 0 | 0 | 0 | 0 | 0 | 0 | 0
CDP12 | TAS | TAS | Flexible gas with CCS | 0 | 0 | 0 | 0 | 0 | 0 | 0 | 0 | 0 | 0 | 0 | 0 | 0 | 0 | 0 | 0 | 0 | 0 | 0 | 0 | 0 | 0 | 0 | 0 | 0 | 0 | 0 | 0
CDP12 | TAS | TAS | Flexible gas | 0 | 0 | 0 | 0 | 0 | 0 | 0 | 0 | 0 | 0 | 0 | 0 | 0 | 0 | 0 | 0 | 0 | 0 | 0 | 0 | 0 | 0 | 0 | 0 | 0 | 0 | 0 | 0
CDP12 | TAS | TAS | Hydro | 0 | 0 | 0 | 0 | 0 | 0 | 390 | 390 | 390 | 390 | 390 | 390 | 390 | 390 | 390 | 390 | 390 | 390 | 390 | 390 | 390 | 390 | 390 | 390 | 390 | 390 | 390 | 390
CDP12 | TAS | TAS | Deep storage | 0 | 0 | 0 | 0 | 0 | 0 | 1.486e-05 | 3.306e-05 | 5.141e-05 | 5.141e-05 | 5.141e-05 | 5.141e-05 | 5.141e-05 | 6.831e-05 | 7.834e-05 | 8.542e-05 | 21.8924 | 21.8924 | 172.788 | 456.4335 | 906.5641 | 906.5641 | 906.5641 | 906.5641 | 906.5641 | 906.5641 | 906.5641 | 906.5641
CDP12 | TAS | TAS | Medium storage | 0 | 0 | 0 | 1.002e-05 | 1.13e-05 | 1.261e-05 | 1.261e-05 | 1.459e-05 | 1.459e-05 | 2.018e-05 | 2.018e-05 | 2.018e-05 | 2.018e-05 | 3.545e-05 | 3.705e-05 | 3.826e-05 | 4.041e-05 | 4.041e-05 | 4.041e-05 | 4.212e-05 | 4.447e-05 | 4.447e-05 | 5.034e-05 | 5.034e-05 | 5.034e-05 | 5.034e-05 | 5.034e-05 | 5.034e-05
CDP12 | TAS | TAS | Shallow storage | 0 | 0 | 0 | 0 | 0 | 0 | 0 | 0 | 0 | 0 | 0 | 0 | 0 | 0 | 0 | 0 | 0 | 0 | 0 | 0 | 0 | 0 | 0 | 0 | 0 | 0 | 0 | 0
CDP12 | TAS | TAS | Coordinated CER storage | 0.49202 | 0.81972 | 1.1904 | 1.6174 | 2.1106 | 2.7326 | 3.2327 | 3.8671 | 4.6719 | 5.7102 | 7.0106 | 8.6052 | 10.485 | 12.7058 | 15.2558 | 18.1129 | 21.2812 | 24.7979 | 28.677 | 32.9257 | 37.5563 | 42.7068 | 48.2882 | 54.3035 | 60.6636 | 67.3654 | 71.0896 | 74.411
CDP12 | TAS | TAS | Other renewable fuels | 0 | 0 | 0 | 0 | 0 | 0 | 0 | 0 | 0 | 0 | 0 | 0 | 0 | 0 | 0 | 0 | 0 | 0 | 0 | 0 | 0 | 0 | 0 | 0 | 0 | 0 | 0 | 0
CDP12 | TAS | TAS | DSP | 0.05 | -0.71 | -1.41 | -1.38 | -1.29 | -1.16 | -1.04 | -0.94 | -0.9 | -0.89 | -0.86 | -0.89 | -0.87 | -0.86 | -0.84 | -0.83 | -0.79 | -0.77 | -0.75 | -0.74 | -0.76 | -0.76 | -0.77 | -0.76 | -0.75 | -0.81 | -0.92 | -0.99
CDP13 | NSW | NNSW | Mid-merit gas | 0 | 0 | 0 | 0 | 0 | 0 | 0 | 0 | 0 | 0 | 0 | 0 | 0 | 0 | 0 | 0 | 0 | 0 | 0 | 0 | 0 | 0 | 0 | 0 | 0 | 0 | 0 | 0
CDP13 | NSW | NNSW | Flexible gas with CCS | 0 | 0 | 0 | 0 | 0 | 0 | 0 | 0 | 0 | 0 | 0 | 0 | 0 | 0 | 0 | 0 | 0 | 0 | 0 | 0 | 0 | 0 | 0 | 0 | 0 | 0 | 0 | 0
CDP13 | NSW | NNSW | Flexible gas | 0 | 0 | 0 | 0 | 0 | 0 | 0 | 0 | 0 | 0 | 0 | 0 | 0 | 0 | 0 | 0 | 0 | 0 | 0 | 0 | 0 | 0 | 0 | 0 | 0 | 0 | 0 | 0
CDP13 | NSW | NNSW | Hydro | 0 | 0 | 0 | 0 | 0 | 0 | 0 | 0 | 0 | 0 | 0 | 0 | 0 | 0 | 0 | 0 | 0 | 0 | 0 | 0 | 0 | 0 | 0 | 0 | 0 | 0 | 0 | 0
CDP13 | NSW | NNSW | Snowy 2.0 | 0 | 0 | 0 | 0 | 0 | 0 | 0 | 0 | 0 | 0 | 0 | 0 | 0 | 0 | 0 | 0 | 0 | 0 | 0 | 0 | 0 | 0 | 0 | 0 | 0 | 0 | 0 | 0
CDP13 | NSW | NNSW | Deep storage | 0 | 0 | 0 | 0 | 0 | 0 | 9.15e-06 | 1.425e-05 | 1.425e-05 | 1.655e-05 | 2.573e-05 | 3.324e-05 | 3.324e-05 | 3.324e-05 | 3.436e-05 | 3.436e-05 | 3.436e-05 | 3.89e-05 | 3.89e-05 | 4.654e-05 | 1000 | 1000 | 1000 | 1000 | 1000 | 1000 | 1000 | 1000
CDP13 | NSW | NNSW | Medium storage | 0 | 0 | 275 | 275 | 382.8896 | 1176.867 | 1176.867 | 1176.8671 | 1176.8671 | 1176.8671 | 1176.8671 | 1176.8671 | 1176.8671 | 1176.8671 | 1176.8671 | 1176.8671 | 1176.8671 | 1176.8671 | 1176.8671 | 1176.8671 | 1176.8673 | 1176.8673 | 1176.8673 | 1497.7246 | 1497.7246 | 1956.1961 | 1956.1961 | 2451.8674
CDP13 | NSW | NNSW | Shallow storage | 0 | 30 | 230 | 430 | 430 | 430 | 430 | 430 | 430 | 430 | 430 | 430 | 430 | 430 | 430 | 430 | 430 | 430 | 430 | 430 | 430 | 430 | 430 | 430 | 430 | 430 | 430 | 430
CDP13 | NSW | NNSW | Coordinated CER storage | 1.4111 | 2.2004 | 3.1378 | 4.0696 | 5.2015 | 6.5092 | 8.3028 | 10.6013 | 13.4299 | 16.8869 | 20.9596 | 25.6995 | 31.0392 | 37.0757 | 43.7606 | 51.0565 | 58.967 | 67.5443 | 76.7721 | 86.6761 | 97.4085 | 108.9366 | 121.1526 | 134.0682 | 147.4952 | 161.4022 | 167.974 | 173.8539
CDP13 | NSW | NNSW | Other renewable fuels | 0 | 0 | 0 | 0 | 0 | 0 | 0 | 0 | 0 | 0 | 0 | 0 | 0 | 0 | 0 | 0 | 0 | 0 | 0 | 0 | 0 | 0 | 0 | 0 | 0 | 0 | 90 | 90
CDP13 | NSW | NNSW | DSP | 0 | 0 | 0 | 0 | 0 | 0 | 0 | 0 | 0 | 0 | 0 | 0 | 0 | 0 | 0 | 0 | 0 | 0 | 0 | 0 | 0 | 0 | 0 | 0 | 0 | 0 | 0 | 0
CDP13 | NSW | CNSW | Mid-merit gas | 0 | 0 | 0 | 0 | 0 | 0 | 0 | 0 | 0 | 0 | 0 | 0 | 0 | 0 | 0 | 0 | 0 | 0 | 0 | 0 | 0 | 0 | 0 | 0 | 0 | 0 | 0 | 0
CDP13 | NSW | CNSW | Flexible gas with CCS | 0 | 0 | 0 | 0 | 0 | 0 | 0 | 0 | 0 | 0 | 0 | 0 | 0 | 0 | 0 | 0 | 0 | 0 | 0 | 0 | 0 | 0 | 0 | 0 | 0 | 0 | 0 | 0
CDP13 | NSW | CNSW | Flexible gas | 0 | 0 | 0 | 0 | 0 | 0 | 0 | 0 | 0 | 0 | 0 | 0 | 0 | 0 | 0 | 0 | 0 | 0 | 0 | 0 | 0 | 0 | 0 | 0 | 0 | 0 | 0 | 0
CDP13 | NSW | CNSW | Hydro | 0 | 0 | 0 | 0 | 0 | 0 | 0 | 0 | 0 | 0 | 0 | 0 | 0 | 0 | 0 | 0 | 0 | 0 | 0 | 0 | 0 | 0 | 0 | 0 | 0 | 0 | 0 | 0
CDP13 | NSW | CNSW | Snowy 2.0 | 0 | 0 | 0 | 0 | 0 | 0 | 0 | 0 | 0 | 0 | 0 | 0 | 0 | 0 | 0 | 0 | 0 | 0 | 0 | 0 | 0 | 0 | 0 | 0 | 0 | 0 | 0 | 0
CDP13 | NSW | CNSW | Deep storage | 0 | 0 | 0 | 0 | 0 | 0 | 0 | 0 | 0 | 0 | 0 | 0 | 0 | 0 | 0 | 0 | 0 | 0 | 0 | 0 | 0 | 0 | 0 | 0 | 0 | 0 | 0 | 0
CDP13 | NSW | CNSW | Medium storage | 0 | 549 | 549 | 917.46 | 917.46 | 957.4921 | 957.4921 | 997.5121 | 997.5121 | 997.5121 | 1037.5321 | 1037.5321 | 1037.5321 | 1077.5521 | 1077.5521 | 1077.5521 | 1077.5521 | 1077.5521 | 1077.5521 | 1117.5721 | 1117.5721 | 1157.5921 | 1157.5921 | 1157.5921 | 1197.6121 | 1197.6121 | 1197.6121 | 1237.6322
CDP13 | NSW | CNSW | Shallow storage | 0 | 20 | 30.0356 | 300.3125 | 1685.4097 | 1685.4097 | 1685.4097 | 1685.4097 | 1685.4097 | 1685.4097 | 1685.4097 | 1685.4097 | 1685.4097 | 1685.4097 | 1685.4097 | 1685.4097 | 1685.4097 | 1685.4097 | 1685.4097 | 1685.4097 | 1685.4097 | 1685.4097 | 1685.4097 | 1685.4097 | 1685.4097 | 1685.4097 | 1685.4097 | 1685.4097
CDP13 | NSW | CNSW | Coordinated CER storage | 0.59798 | 0.93451 | 1.3494 | 1.776 | 2.2689 | 2.848 | 3.8284 | 5.1416 | 6.7929 | 8.8348 | 11.2982 | 14.1756 | 17.471 | 21.2071 | 25.3812 | 29.9855 | 35.0184 | 40.4848 | 46.3919 | 52.7376 | 59.6211 | 67.0433 | 74.9132 | 83.2358 | 91.9357 | 100.9613 | 105.2226 | 109.0428
CDP13 | NSW | CNSW | Other renewable fuels | 0 | 0 | 0 | 0 | 0 | 0 | 0 | 0 | 0 | 0 | 0 | 0 | 0 | 0 | 0 | 0 | 0 | 0 | 0 | 0 | 0 | 0 | 0 | 0 | 0 | 30 | 90 | 90
CDP13 | NSW | CNSW | DSP | 0 | 0 | 0 | 0 | 0 | 0 | 0 | 0 | 0 | 0 | 0 | 0 | 0 | 0 | 0 | 0 | 0 | 0 | 0 | 0 | 0 | 0 | 0 | 0 | 0 | 0 | 0 | 0
CDP13 | NSW | SNSW | Mid-merit gas | 0 | 0 | 0 | 0 | 0 | 0 | 0 | 0 | 0 | 0 | 0 | 0 | 0 | 0 | 0 | 0 | 0 | 0 | 0 | 0 | 0 | 0 | 0 | 0 | 0 | 0 | 0 | 0
CDP13 | NSW | SNSW | Flexible gas with CCS | 0 | 0 | 0 | 0 | 0 | 0 | 0 | 0 | 0 | 0 | 0 | 0 | 0 | 0 | 0 | 0 | 0 | 0 | 0 | 0 | 0 | 0 | 0 | 0 | 0 | 0 | 0 | 0
CDP13 | NSW | SNSW | Flexible gas | 0 | 0 | 0 | 0 | 0 | 0 | 0 | 0 | 0 | 0 | 0 | 0 | 0 | 0 | 0 | 0 | 0 | 0 | 0 | 0 | 0 | 0 | 0 | 0 | 0 | 0 | 0 | 0
CDP13 | NSW | SNSW | Hydro | 0 | 0 | 0 | 0 | 0 | 0 | 0 | 0 | 0 | 0 | 0 | 0 | 0 | 0 | 0 | 0 | 0 | 0 | 0 | 0 | 0 | 0 | 0 | 0 | 0 | 0 | 0 | 0
CDP13 | NSW | SNSW | Snowy 2.0 | 0 | 0 | 0 | 0 | 2200 | 2200 | 2200 | 2200 | 2200 | 2200 | 2200 | 2200 | 2200 | 2200 | 2200 | 2200 | 2200 | 2200 | 2200 | 2200 | 2200 | 2200 | 2200 | 2200 | 2200 | 2200 | 2200 | 2200
CDP13 | NSW | SNSW | Deep storage | 0 | 0 | 0 | 0 | 0 | 0 | 0 | 0 | 0 | 0 | 0 | 0 | 0 | 0 | 0 | 0 | 0 | 0 | 0 | 0 | 0 | 0 | 0 | 0 | 0 | 0 | 0 | 0
CDP13 | NSW | SNSW | Medium storage | 0 | 50 | 50 | 250 | 250 | 345.5257 | 345.5257 | 345.5257 | 345.5257 | 345.5257 | 345.5257 | 345.5257 | 345.5257 | 345.5257 | 345.5257 | 345.5257 | 345.5257 | 345.5257 | 345.5257 | 345.5257 | 345.5257 | 345.5257 | 345.5257 | 345.5257 | 345.5257 | 345.5257 | 345.5257 | 345.5257
CDP13 | NSW | SNSW | Shallow storage | 10 | 19.9 | 19.9 | 19.9 | 19.9 | 20.89 | 20.89 | 21.88 | 21.88 | 21.88 | 22.87 | 22.87 | 22.87 | 23.86 | 23.86 | 23.86 | 23.86 | 23.86 | 23.86 | 24.85 | 24.85 | 25.84 | 25.84 | 25.84 | 25.84 | 25.84 | 25.84 | 25.84
CDP13 | NSW | SNSW | Coordinated CER storage | 1.2069 | 1.9069 | 2.7656 | 3.7048 | 4.823 | 6.104 | 7.6428 | 9.603 | 12.0552 | 15.0904 | 18.749 | 23.0893 | 28.0961 | 33.8541 | 40.3371 | 47.5032 | 55.3701 | 64.0005 | 73.4087 | 83.6216 | 94.7478 | 106.9435 | 120.0443 | 134.0558 | 148.7861 | 164.2479 | 172.2574 | 179.4936
CDP13 | NSW | SNSW | Other renewable fuels | 0 | 0 | 0 | 0 | 0 | 0 | 0 | 0 | 0 | 0 | 0 | 0 | 0 | 0 | 0 | 0 | 0 | 0 | 0 | 0 | 0 | 0 | 0 | 0 | 0 | 0 | 0 | 0
CDP13 | NSW | SNSW | DSP | 0 | 0 | 0 | 0 | 0 | 0 | 0 | 0 | 0 | 0 | 0 | 0 | 0 | 0 | 0 | 0 | 0 | 0 | 0 | 0 | 0 | 0 | 0 | 0 | 0 | 0 | 0 | 0
CDP13 | NSW | SNW | Mid-merit gas | 0 | 0 | 0 | 0 | 0 | 0 | 0 | 0 | 0 | 0 | 0 | 0 | 0 | 0 | 0 | 0 | 0 | 0 | 0 | 0 | 0 | 0 | 0 | 0 | 0 | 0 | 0 | 0
CDP13 | NSW | SNW | Flexible gas with CCS | 0 | 0 | 0 | 0 | 0 | 0 | 0 | 0 | 0 | 0 | 0 | 0 | 0 | 0 | 0 | 0 | 0 | 0 | 0 | 0 | 0 | 0 | 0 | 0 | 0 | 0 | 0 | 0
CDP13 | NSW | SNW | Flexible gas | 0 | 0 | 0 | 0 | 0 | 0 | 0 | 0 | 0 | 0 | 0 | 0 | 0 | 0 | 0 | 0 | 0 | 0 | 506.1359 | 1214.7317 | 2275.7917 | 2275.7917 | 2275.7917 | 2275.7917 | 2275.7917 | 2275.7917 | 2275.7917 | 2275.7917
CDP13 | NSW | SNW | Hydro | 0 | 0 | 0 | 0 | 0 | 0 | 0 | 0 | 0 | 0 | 0 | 0 | 0 | 0 | 0 | 0 | 0 | 0 | 0 | 0 | 0 | 0 | 0 | 0 | 0 | 0 | 0 | 0
CDP13 | NSW | SNW | Snowy 2.0 | 0 | 0 | 0 | 0 | 0 | 0 | 0 | 0 | 0 | 0 | 0 | 0 | 0 | 0 | 0 | 0 | 0 | 0 | 0 | 0 | 0 | 0 | 0 | 0 | 0 | 0 | 0 | 0
CDP13 | NSW | SNW | Deep storage | 0 | 0 | 0 | 0 | 0 | 0 | 0 | 0 | 0 | 0 | 0 | 0 | 0 | 0 | 0 | 0 | 0 | 0 | 0 | 0 | 0 | 0 | 0 | 0 | 0 | 0 | 0 | 0
CDP13 | NSW | SNW | Medium storage | 0 | 889.1459 | 889.1459 | 889.1459 | 889.1459 | 1317.741 | 1317.741 | 1317.741 | 1317.741 | 1317.741 | 1317.741 | 1317.741 | 1317.741 | 1317.741 | 1317.741 | 1317.741 | 1317.741 | 1317.741 | 1317.741 | 1317.741 | 1317.741 | 1317.741 | 1317.741 | 1317.7412 | 1317.7412 | 1317.7413 | 1317.7413 | 1317.7414
CDP13 | NSW | SNW | Shallow storage | 0 | 632.712 | 632.7146 | 632.7156 | 668.3536 | 710.6896 | 1338.2416 | 1410.8176 | 1410.8176 | 1410.8176 | 1483.3936 | 1483.3936 | 1483.3936 | 1555.9696 | 1555.9696 | 1555.9696 | 1555.9696 | 1555.9696 | 1555.9696 | 1628.5456 | 1628.5456 | 1701.1216 | 1701.1216 | 1701.1216 | 1773.6976 | 1773.6976 | 1773.6976 | 1846.2736
CDP13 | NSW | SNW | Coordinated CER storage | 5.6995 | 8.9871 | 12.8326 | 16.9571 | 21.9697 | 27.6663 | 37.1937 | 49.6005 | 65.1327 | 84.2739 | 107.1493 | 134.0014 | 164.6224 | 199.4384 | 238.3244 | 281.0862 | 327.7038 | 378.3827 | 433.0554 | 491.83 | 555.0637 | 623.7244 | 696.5772 | 773.7214 | 854.3051 | 938.1119 | 977.5203 | 1012.8282
CDP13 | NSW | SNW | Other renewable fuels | 0 | 0 | 0 | 0 | 0 | 0 | 0 | 0 | 0 | 0 | 0 | 0 | 0 | 0 | 0 | 0 | 0 | 0 | 0 | 0 | 0 | 0 | 0 | 0 | 0 | 90 | 90 | 90
CDP13 | NSW | SNW | DSP | 6.2 | 12.66 | 21.31 | 162.35 | 348.57 | 513.64 | 583.98 | 654.28 | 724.54 | 733.3 | 742.8 | 750.47 | 760.19 | 768.7 | 779.55 | 788.11 | 799.57 | 801.47 | 805.15 | 811.59 | 809.52 | 812.34 | 814.56 | 812.98 | 816.87 | 821.19 | 829.44 | 848.51
CDP13 | QLD | NQ | Mid-merit gas | 0 | 0 | 0 | 0 | 0 | 0 | 0 | 0 | 0 | 0 | 0 | 0 | 0 | 0 | 0 | 0 | 0 | 0 | 0 | 0 | 0 | 0 | 0 | 0 | 0 | 0 | 0 | 0
CDP13 | QLD | NQ | Flexible gas with CCS | 0 | 0 | 0 | 0 | 0 | 0 | 0 | 0 | 0 | 0 | 0 | 0 | 0 | 0 | 0 | 0 | 0 | 0 | 0 | 0 | 0 | 0 | 0 | 0 | 0 | 0 | 0 | 0
CDP13 | QLD | NQ | Flexible gas | 0 | 0 | 0 | 0 | 0 | 0 | 0 | 0 | 0 | 0 | 0 | 0 | 0 | 0 | 0 | 0 | 0 | 0 | 0 | 0 | 0 | 0 | 0 | 0 | 0 | 0 | 0 | 0
CDP13 | QLD | NQ | Hydro | 0 | 0 | 0 | 0 | 0 | 0 | 0 | 0 | 0 | 0 | 0 | 0 | 0 | 0 | 0 | 0 | 0 | 0 | 0 | 0 | 0 | 0 | 0 | 0 | 0 | 0 | 0 | 0
CDP13 | QLD | NQ | Borumba | 0 | 0 | 0 | 0 | 0 | 0 | 0 | 0 | 0 | 0 | 0 | 0 | 0 | 0 | 0 | 0 | 0 | 0 | 0 | 0 | 0 | 0 | 0 | 0 | 0 | 0 | 0 | 0
CDP13 | QLD | NQ | Deep storage | 0 | 0 | 0 | 0 | 0 | 0 | 5.97e-06 | 9.94e-06 | 9.94e-06 | 4.432e-05 | 4.432e-05 | 4.432e-05 | 5.405e-05 | 5.73e-05 | 5.987e-05 | 5.987e-05 | 5.987e-05 | 6.102e-05 | 6.102e-05 | 6.268e-05 | 0.00014759 | 0.00016001 | 5.4077 | 20.023 | 164.5012 | 180.6059 | 180.6059 | 180.6059
CDP13 | QLD | NQ | Medium storage | 0 | 0 | 0 | 1.083e-05 | 1.335e-05 | 1.991e-05 | 1.991e-05 | 2.106e-05 | 2.106e-05 | 4.082e-05 | 4.082e-05 | 4.082e-05 | 6.315e-05 | 0.00010154 | 0.00010657 | 0.00010657 | 0.00010657 | 0.00010657 | 0.00010657 | 0.00010657 | 0.00012065 | 0.00022515 | 0.00033397 | 0.00033397 | 0.00033397 | 0.00033397 | 0.00033397 | 0.00033397
CDP13 | QLD | NQ | Shallow storage | 0 | 0 | 300 | 300 | 300 | 300 | 300 | 300 | 300 | 300 | 300 | 300 | 300 | 300 | 300 | 300 | 300 | 300 | 300 | 300 | 300 | 300 | 300 | 300 | 300 | 300 | 300 | 300
CDP13 | QLD | NQ | Coordinated CER storage | 0.54674 | 0.92286 | 1.3551 | 1.8536 | 2.45 | 3.1702 | 4.191 | 5.5164 | 7.1545 | 9.1658 | 11.5718 | 14.4017 | 17.6021 | 21.2441 | 25.3028 | 29.7336 | 34.558 | 39.7965 | 45.4592 | 51.5796 | 58.257 | 65.4644 | 73.1388 | 81.3134 | 89.8287 | 98.6792 | 103.0372 | 107.0137
CDP13 | QLD | NQ | Other renewable fuels | 0 | 0 | 0 | 0 | 0 | 0 | 0 | 0 | 0 | 0 | 0 | 0 | 0 | 0 | 0 | 0 | 0 | 0 | 0 | 0 | 0 | 0 | 0 | 0 | 0 | 0 | 0 | 0
CDP13 | QLD | NQ | DSP | 0 | 0 | 0 | 0 | 0 | 0 | 0 | 0 | 0 | 0 | 0 | 0 | 0 | 0 | 0 | 0 | 0 | 0 | 0 | 0 | 0 | 0 | 0 | 0 | 0 | 0 | 0 | 0
CDP13 | QLD | GG | Mid-merit gas | 0 | 0 | 0 | 0 | 0 | 0 | 0 | 0 | 0 | 0 | 0 | 0 | 0 | 0 | 0 | 0 | 0 | 0 | 0 | 0 | 0 | 0 | 0 | 0 | 0 | 0 | 0 | 0
CDP13 | QLD | GG | Flexible gas with CCS | 0 | 0 | 0 | 0 | 0 | 0 | 0 | 0 | 0 | 0 | 0 | 0 | 0 | 0 | 0 | 0 | 0 | 0 | 0 | 0 | 0 | 0 | 0 | 0 | 0 | 0 | 0 | 0
CDP13 | QLD | GG | Flexible gas | 0 | 0 | 0 | 0 | 0 | 0 | 0 | 0 | 0 | 0 | 0 | 0 | 0 | 0 | 0 | 0 | 0 | 0 | 0 | 0 | 0 | 0 | 0 | 0 | 0 | 0 | 0 | 0
CDP13 | QLD | GG | Hydro | 0 | 0 | 0 | 0 | 0 | 0 | 0 | 0 | 0 | 0 | 0 | 0 | 0 | 0 | 0 | 0 | 0 | 0 | 0 | 0 | 0 | 0 | 0 | 0 | 0 | 0 | 0 | 0
CDP13 | QLD | GG | Borumba | 0 | 0 | 0 | 0 | 0 | 0 | 0 | 0 | 0 | 0 | 0 | 0 | 0 | 0 | 0 | 0 | 0 | 0 | 0 | 0 | 0 | 0 | 0 | 0 | 0 | 0 | 0 | 0
CDP13 | QLD | GG | Deep storage | 0 | 0 | 0 | 0 | 0 | 0 | 0 | 0 | 0 | 0 | 0 | 0 | 0 | 0 | 0 | 0 | 0 | 0 | 0 | 0 | 0 | 0 | 0 | 0 | 0 | 0 | 0 | 0
CDP13 | QLD | GG | Medium storage | 0 | 0 | 0 | 1.394e-05 | 1.394e-05 | 3.071e-05 | 3.071e-05 | 3.571e-05 | 3.865e-05 | 6.173e-05 | 6.173e-05 | 6.173e-05 | 9.552e-05 | 0.00016642 | 0.00017492 | 0.00017492 | 0.00017492 | 0.00017492 | 0.00017492 | 0.00017624 | 0.00018152 | 12.4255 | 42.7973 | 132.4496 | 132.4497 | 560.3467 | 560.3467 | 716.8592
CDP13 | QLD | GG | Shallow storage | 0 | 400 | 400 | 400 | 400 | 400 | 400 | 400 | 400 | 400 | 400 | 400 | 400 | 400 | 400 | 400 | 400 | 400 | 400 | 400 | 400 | 400 | 400 | 400 | 400 | 400 | 400 | 400
CDP13 | QLD | GG | Coordinated CER storage | 0.026819 | 0.047887 | 0.071533 | 0.10153 | 0.13366 | 0.17572 | 0.25891 | 0.37299 | 0.52211 | 0.70955 | 0.93712 | 1.2071 | 1.5192 | 1.8769 | 2.2784 | 2.7246 | 3.2136 | 3.7508 | 4.3361 | 4.969 | 5.6604 | 6.4065 | 7.2009 | 8.0431 | 8.9264 | 9.8483 | 10.2976 | 10.7049
CDP13 | QLD | GG | Other renewable fuels | 0 | 0 | 0 | 0 | 0 | 0 | 0 | 0 | 0 | 0 | 0 | 0 | 0 | 0 | 0 | 0 | 0 | 0 | 0 | 0 | 0 | 0 | 0 | 0 | 0 | 0 | 0 | 0
CDP13 | QLD | GG | DSP | 0 | 0 | 0 | 0 | 0 | 0 | 0 | 0 | 0 | 0 | 0 | 0 | 0 | 0 | 0 | 0 | 0 | 0 | 0 | 0 | 0 | 0 | 0 | 0 | 0 | 0 | 0 | 0
CDP13 | QLD | CQ | Mid-merit gas | 0 | 0 | 0 | 0 | 0 | 0 | 0 | 0 | 0 | 0 | 0 | 0 | 0 | 0 | 0 | 0 | 0 | 0 | 0 | 0 | 0 | 0 | 0 | 0 | 0 | 0 | 0 | 0
CDP13 | QLD | CQ | Flexible gas with CCS | 0 | 0 | 0 | 0 | 0 | 0 | 0 | 0 | 0 | 0 | 0 | 0 | 0 | 0 | 0 | 0 | 0 | 0 | 0 | 0 | 0 | 0 | 0 | 0 | 0 | 0 | 0 | 0
CDP13 | QLD | CQ | Flexible gas | 0 | 0 | 0 | 0 | 0 | 0 | 0 | 0 | 0 | 0 | 0 | 0 | 0 | 0 | 0 | 0 | 0 | 0 | 0 | 0 | 0 | 0 | 0 | 0 | 0 | 0 | 0 | 0
CDP13 | QLD | CQ | Hydro | 0 | 0 | 0 | 0 | 0 | 0 | 0 | 0 | 0 | 0 | 0 | 0 | 0 | 0 | 0 | 0 | 0 | 0 | 0 | 0 | 0 | 0 | 0 | 0 | 0 | 0 | 0 | 0
CDP13 | QLD | CQ | Borumba | 0 | 0 | 0 | 0 | 0 | 0 | 0 | 0 | 0 | 0 | 0 | 0 | 0 | 0 | 0 | 0 | 0 | 0 | 0 | 0 | 0 | 0 | 0 | 0 | 0 | 0 | 0 | 0
CDP13 | QLD | CQ | Deep storage | 0 | 0 | 0 | 0 | 0 | 0 | 6.09e-06 | 9.91e-06 | 9.91e-06 | 3.52e-05 | 3.52e-05 | 3.52e-05 | 3.813e-05 | 5.257e-05 | 5.475e-05 | 5.475e-05 | 5.475e-05 | 5.475e-05 | 5.475e-05 | 5.684e-05 | 0.00022653 | 0.00023102 | 0.00023665 | 0.00025419 | 29.0292 | 362.9671 | 362.9671 | 400
CDP13 | QLD | CQ | Medium storage | 0 | 0 | 0 | 1.536e-05 | 1.901e-05 | 3.132e-05 | 3.805e-05 | 4.896e-05 | 6.595e-05 | 0.00011152 | 0.00011152 | 0.00011152 | 0.00014434 | 0.0002255 | 0.00023689 | 0.00023689 | 0.00023689 | 0.00023689 | 0.00023689 | 0.00023943 | 0.00025381 | 12.401 | 43.1972 | 43.7008 | 43.7015 | 532.442 | 532.442 | 751.7139
CDP13 | QLD | CQ | Shallow storage | 0 | 0 | 0 | 150 | 150 | 150 | 150 | 150 | 150 | 150 | 150 | 150 | 150 | 150 | 150 | 150 | 150 | 150 | 150 | 150 | 150 | 150 | 150 | 150 | 150 | 150 | 150 | 150
CDP13 | QLD | CQ | Coordinated CER storage | 0.49915 | 0.855 | 1.2505 | 1.7306 | 2.2741 | 2.9451 | 4.0203 | 5.4257 | 7.2073 | 9.4204 | 12.0769 | 15.2024 | 18.7874 | 22.8688 | 27.4354 | 32.4602 | 37.9331 | 43.9154 | 50.3996 | 57.404 | 65.0752 | 73.3346 | 82.131 | 91.474 | 101.254 | 111.4193 | 116.4019 | 120.9195
CDP13 | QLD | CQ | Other renewable fuels | 0 | 0 | 0 | 0 | 0 | 0 | 0 | 0 | 0 | 0 | 0 | 0 | 0 | 0 | 0 | 0 | 0 | 0 | 0 | 0 | 0 | 0 | 0 | 0 | 0 | 0 | 0 | 0
CDP13 | QLD | CQ | DSP | 0 | 0 | 0 | 0 | 0 | 0 | 0 | 0 | 0 | 0 | 0 | 0 | 0 | 0 | 0 | 0 | 0 | 0 | 0 | 0 | 0 | 0 | 0 | 0 | 0 | 0 | 0 | 0
CDP13 | QLD | SQ | Mid-merit gas | 0 | 0 | 0 | 0 | 0 | 0 | 0 | 0 | 0 | 0 | 0 | 0 | 0 | 0 | 0 | 0 | 0 | 0 | 0 | 0 | 0 | 0 | 0 | 0 | 0 | 0 | 0 | 0
CDP13 | QLD | SQ | Flexible gas with CCS | 0 | 0 | 0 | 0 | 0 | 0 | 0 | 0 | 0 | 0 | 0 | 0 | 0 | 0 | 0 | 0 | 0 | 0 | 0 | 0 | 0 | 0 | 0 | 0 | 0 | 0 | 0 | 0
CDP13 | QLD | SQ | Flexible gas | 0 | 0 | 200 | 200 | 200 | 200 | 200 | 200 | 200 | 319.7752 | 319.7752 | 319.7752 | 404.809 | 634.9332 | 844.5532 | 1261.4237 | 1420.572 | 2401.9968 | 2859.7784 | 2859.7784 | 2859.7784 | 2859.7784 | 3297.9903 | 3297.9903 | 3297.9903 | 3297.9903 | 3297.9903 | 3500.4969
CDP13 | QLD | SQ | Hydro | 0 | 0 | 0 | 0 | 0 | 0 | 0 | 0 | 0 | 0 | 0 | 0 | 0 | 0 | 0 | 0 | 0 | 0 | 0 | 0 | 0 | 0 | 0 | 0 | 0 | 0 | 0 | 0
CDP13 | QLD | SQ | Borumba | 0 | 0 | 0 | 0 | 0 | 0 | 0 | 1998 | 1998 | 1998 | 1998 | 1998 | 1998 | 1998 | 1998 | 1998 | 1998 | 1998 | 1998 | 1998 | 1998 | 1998 | 1998 | 1998 | 1998 | 1998 | 1998 | 1998
CDP13 | QLD | SQ | Deep storage | 0 | 0 | 0 | 0 | 0 | 0 | 0 | 0 | 0 | 0 | 0 | 0 | 0 | 0 | 0 | 0 | 0 | 0 | 0 | 0 | 0 | 0 | 0 | 0 | 0 | 0 | 0 | 0
CDP13 | QLD | SQ | Medium storage | 0 | 0 | 0 | 1.115e-05 | 1.458e-05 | 2.602e-05 | 2.602e-05 | 3.064e-05 | 4.05e-05 | 4.641e-05 | 4.641e-05 | 4.641e-05 | 6.92e-05 | 0.00013207 | 0.00013865 | 0.00013865 | 0.00013865 | 0.00013865 | 0.00013865 | 0.00013865 | 0.0002058 | 0.00067317 | 576.2164 | 576.2164 | 576.2164 | 807.927 | 807.927 | 807.927
CDP13 | QLD | SQ | Shallow storage | 714.16 | 1020.16 | 1020.16 | 1020.16 | 1020.16 | 1020.16 | 1020.16 | 1020.16 | 1020.16 | 1020.16 | 1020.16 | 1020.16 | 1020.16 | 1020.16 | 1020.16 | 1020.16 | 1020.16 | 1020.16 | 1020.16 | 1020.16 | 1020.16 | 1020.16 | 1020.16 | 1020.16 | 1020.16 | 1020.16 | 1020.16 | 1020.16
CDP13 | QLD | SQ | Coordinated CER storage | 2.6949 | 4.6149 | 6.8273 | 9.399 | 12.4206 | 16.2636 | 22.9345 | 31.7049 | 42.7505 | 56.464 | 72.9637 | 92.4549 | 114.7868 | 140.326 | 168.9326 | 200.4226 | 234.721 | 272.1627 | 312.8429 | 356.7965 | 404.3261 | 456.2111 | 511.5074 | 570.2605 | 631.7811 | 695.9349 | 727.3631 | 755.8908
CDP13 | QLD | SQ | Other renewable fuels | 0 | 0 | 0 | 0 | 0 | 0 | 0 | 0 | 0 | 0 | 0 | 0 | 0 | 0 | 0 | 0 | 0 | 0 | 0 | 0 | 0 | 0 | 0 | 0 | 0 | 0 | 90 | 90
CDP13 | QLD | SQ | DSP | 3.25 | 5.13 | 9.91 | 13.47 | 17.87 | 1.79 | 7.34 | 11.4 | 15.32 | 20.33 | 25.8 | 31.69 | 38.24 | 42.35 | 46.79 | 53.33 | 57.04 | 59.69 | 63.14 | 66.16 | 68.23 | 70.89 | 74.75 | 77.21 | 85.81 | 92.63 | 99.97 | 101.49
CDP13 | VIC | VIC | Mid-merit gas | 0 | 0 | 0 | 0 | 0 | 0 | 0 | 0 | 0 | 0 | 0 | 0 | 0 | 0 | 0 | 0 | 0 | 0 | 0 | 0 | 0 | 0 | 0 | 0 | 0 | 0 | 0 | 0
CDP13 | VIC | VIC | Flexible gas with CCS | 0 | 0 | 0 | 0 | 0 | 0 | 0 | 0 | 0 | 0 | 0 | 0 | 0 | 0 | 0 | 0 | 0 | 0 | 0 | 0 | 0 | 0 | 0 | 0 | 0 | 0 | 0 | 0
CDP13 | VIC | VIC | Flexible gas | 0 | 0 | 0 | 0 | 0 | 0 | 0 | 0 | 0 | 0 | 0 | 0 | 0 | 0 | 0 | 0 | 0 | 0 | 0.00033418 | 0.0026424 | 0.0026424 | 0.0026424 | 0.0026424 | 657.2989 | 657.2989 | 657.2989 | 657.2989 | 1515.851
CDP13 | VIC | VIC | Hydro | 0 | 0 | 0 | 0 | 0 | 0 | 0 | 0 | 0 | 0 | 0 | 0 | 0 | 0 | 0 | 0 | 0 | 0 | 0 | 0 | 0 | 0 | 0 | 0 | 0 | 0 | 0 | 0
CDP13 | VIC | VIC | Deep storage | 0 | 0 | 0 | 0 | 0 | 0 | 5.93e-06 | 3.849e-05 | 26.6993 | 340.4897 | 340.4897 | 340.4897 | 340.4897 | 340.4897 | 340.4897 | 340.4897 | 340.4897 | 340.4897 | 340.4897 | 340.4897 | 643.9252 | 643.9252 | 643.9252 | 643.9252 | 643.9252 | 643.9252 | 643.9252 | 643.9252
CDP13 | VIC | VIC | Medium storage | 0 | 0 | 350 | 350 | 350 | 350 | 350 | 350 | 350 | 350.0001 | 350.0001 | 350.0001 | 350.0001 | 350.0001 | 350.0001 | 350.0001 | 350.0001 | 350.0001 | 350.0001 | 350.0001 | 350.0001 | 350.0001 | 350.0001 | 350.0003 | 350.0003 | 350.0003 | 350.0003 | 350.0003
CDP13 | VIC | VIC | Shallow storage | 180 | 1691.51 | 1756.3102 | 2211.4015 | 2211.4015 | 2421.4 | 2428.7 | 2940.3999 | 3424.6406 | 3672.5502 | 5281.4302 | 5281.4302 | 5288.0302 | 5288.0302 | 5288.0302 | 5288.0302 | 5288.0302 | 5288.0302 | 5288.0302 | 5288.0302 | 5294.6302 | 5294.6302 | 5294.6302 | 5294.6302 | 5294.6302 | 5294.6302 | 5294.6302 | 5294.6302
CDP13 | VIC | VIC | Coordinated CER storage | 8.9163 | 14.4987 | 20.4798 | 27.3899 | 35.853 | 45.8051 | 59.1688 | 76.2585 | 97.3343 | 123.084 | 153.6475 | 189.3602 | 229.872 | 275.8842 | 327.0848 | 383.0564 | 443.7316 | 509.6502 | 580.9109 | 657.633 | 740.6541 | 830.7914 | 926.6572 | 1028.3543 | 1134.4025 | 1244.5508 | 1298.531 | 1347.4871
CDP13 | VIC | VIC | Other renewable fuels | 0 | 0 | 0 | 0 | 0 | 0 | 0 | 0 | 0 | 0 | 0 | 0 | 0 | 0 | 0 | 0 | 0 | 0 | 0 | 0 | 0 | 0 | 0 | 0 | 0 | 0 | 90 | 90
CDP13 | VIC | VIC | DSP | 2.06 | 5.47 | -2.91 | 1.75 | 7.82 | 14.87 | 19.28 | 25.16 | 29.26 | 33.97 | 36.82 | 39.34 | 41.6 | 44.07 | 46.76 | 49.93 | 53.23 | 55.16 | 57.69 | 59.14 | 59.83 | 61.47 | 61.87 | 60.96 | 59.14 | 58.56 | 59.5 | 61.38
CDP13 | SA | CSA | Mid-merit gas | 0 | 0 | 0 | 0 | 0 | 0 | 0 | 0 | 0 | 0 | 0 | 0 | 0 | 0 | 0 | 0 | 0 | 0 | 0 | 0 | 0 | 0 | 0 | 0 | 0 | 0 | 0 | 0
CDP13 | SA | CSA | Flexible gas with CCS | 0 | 0 | 0 | 0 | 0 | 0 | 0 | 0 | 0 | 0 | 0 | 0 | 0 | 0 | 0 | 0 | 0 | 0 | 0 | 0 | 0 | 0 | 0 | 0 | 0 | 0 | 0 | 0
CDP13 | SA | CSA | Flexible gas | 0 | 200 | 200 | 200 | 200 | 200 | 200 | 200 | 200 | 200 | 465 | 465 | 465 | 465 | 465 | 465 | 465 | 465 | 562.1421 | 914.604 | 914.604 | 914.604 | 914.604 | 914.604 | 914.604 | 914.604 | 914.604 | 914.604
CDP13 | SA | CSA | Hydro | 0 | 0 | 0 | 0 | 0 | 0 | 0 | 0 | 0 | 0 | 0 | 0 | 0 | 0 | 0 | 0 | 0 | 0 | 0 | 0 | 0 | 0 | 0 | 0 | 0 | 0 | 0 | 0
CDP13 | SA | CSA | Deep storage | 0 | 0 | 0 | 0 | 0 | 0 | 3.05e-06 | 5.11e-06 | 5.11e-06 | 6.88e-06 | 6.88e-06 | 6.88e-06 | 6.88e-06 | 6.88e-06 | 8.15e-06 | 8.15e-06 | 8.15e-06 | 8.15e-06 | 8.15e-06 | 8.15e-06 | 1.671e-05 | 1.671e-05 | 1.78e-05 | 1.78e-05 | 1.78e-05 | 1.917e-05 | 1.917e-05 | 2.168e-05
CDP13 | SA | CSA | Medium storage | 0 | 0 | 0 | 1.25e-05 | 1.6e-05 | 2.168e-05 | 2.168e-05 | 2.314e-05 | 2.868e-05 | 3.07e-05 | 3.07e-05 | 3.07e-05 | 3.07e-05 | 3.26e-05 | 3.732e-05 | 3.732e-05 | 3.732e-05 | 3.732e-05 | 3.732e-05 | 3.732e-05 | 8.702e-05 | 9.161e-05 | 9.792e-05 | 1010.3558 | 1010.3558 | 1550.2595 | 1550.2595 | 1550.2595
CDP13 | SA | CSA | Shallow storage | 200 | 494.98 | 1113.4674 | 2366.6701 | 2372.6901 | 2372.6901 | 2372.6901 | 2372.6901 | 2372.6901 | 2372.6901 | 2372.6901 | 2372.6901 | 2372.6901 | 2372.6901 | 2372.6901 | 2372.6901 | 2372.6901 | 2372.6901 | 2378.7101 | 2378.7101 | 2378.7101 | 2378.7101 | 2378.7101 | 2378.7101 | 2378.7101 | 2378.7101 | 2378.7101 | 2378.7101
CDP13 | SA | CSA | Coordinated CER storage | 16.7205 | 23.834 | 30.7542 | 38.4284 | 46.3958 | 56.1694 | 65.5626 | 76.1609 | 87.8108 | 100.9146 | 115.316 | 131.1314 | 147.8365 | 166.0114 | 185.1899 | 204.9252 | 225.1394 | 246.2665 | 268.3666 | 291.4341 | 316.4262 | 343.1106 | 371.0707 | 400.3204 | 429.9417 | 459.8761 | 474.9413 | 488.2607
CDP13 | SA | CSA | Other renewable fuels | 0 | 0 | 0 | 0 | 0 | 0 | 0 | 0 | 0 | 0 | 0 | 0 | 0 | 0 | 0 | 0 | 0 | 0 | 0 | 0 | 0 | 0 | 0 | 0 | 0 | 0 | 0 | 0
CDP13 | SA | CSA | DSP | 0.71 | 1.71 | 2.99 | 4.28 | 4.85 | 5.57 | 6.09 | 6.75 | 7.31 | 8.12 | 8.79 | 9.5 | 10.12 | 10.65 | 11.15 | 11.67 | 12.28 | 12.76 | 13.22 | 13.5 | 13.63 | 13.47 | 13.24 | 12.87 | 12.46 | 12.52 | 12.77 | 13.08
CDP13 | SA | SESA | Mid-merit gas | 0 | 0 | 0 | 0 | 0 | 0 | 0 | 0 | 0 | 0 | 0 | 0 | 0 | 0 | 0 | 0 | 0 | 0 | 0 | 0 | 0 | 0 | 0 | 0 | 0 | 0 | 0 | 0
CDP13 | SA | SESA | Flexible gas with CCS | 0 | 0 | 0 | 0 | 0 | 0 | 0 | 0 | 0 | 0 | 0 | 0 | 0 | 0 | 0 | 0 | 0 | 0 | 0 | 0 | 0 | 0 | 0 | 0 | 0 | 0 | 0 | 0
CDP13 | SA | SESA | Flexible gas | 0 | 0 | 0 | 0 | 0 | 0 | 0 | 0 | 0 | 0 | 0 | 0 | 0 | 0 | 0 | 0 | 0 | 0 | 0 | 0 | 0 | 0 | 0 | 0 | 0 | 0 | 0 | 0
CDP13 | SA | SESA | Hydro | 0 | 0 | 0 | 0 | 0 | 0 | 0 | 0 | 0 | 0 | 0 | 0 | 0 | 0 | 0 | 0 | 0 | 0 | 0 | 0 | 0 | 0 | 0 | 0 | 0 | 0 | 0 | 0
CDP13 | SA | SESA | Deep storage | 0 | 0 | 0 | 0 | 0 | 0 | 0 | 0 | 0 | 0 | 0 | 0 | 0 | 0 | 0 | 0 | 0 | 0 | 0 | 0 | 0 | 0 | 0 | 0 | 0 | 0 | 0 | 0
CDP13 | SA | SESA | Medium storage | 0 | 0 | 0 | 1.215e-05 | 1.563e-05 | 2.067e-05 | 2.067e-05 | 2.198e-05 | 2.313e-05 | 2.674e-05 | 2.674e-05 | 2.674e-05 | 2.674e-05 | 2.838e-05 | 3.032e-05 | 3.032e-05 | 3.032e-05 | 3.032e-05 | 3.032e-05 | 3.032e-05 | 7.209e-05 | 7.511e-05 | 7.973e-05 | 0.0038317 | 0.0038317 | 0.0038317 | 0.0038317 | 0.0038317
CDP13 | SA | SESA | Shallow storage | 0 | 0 | 0 | 0 | 0 | 0 | 0 | 0 | 0 | 0 | 0 | 0 | 0 | 0 | 0 | 0 | 0 | 0 | 0 | 0 | 0 | 0 | 0 | 0 | 0 | 0 | 0 | 0
CDP13 | SA | SESA | Coordinated CER storage | 0.61122 | 0.88308 | 1.1524 | 1.4493 | 1.7585 | 2.151 | 2.5347 | 2.9572 | 3.4253 | 3.9705 | 4.6092 | 5.2767 | 6.0254 | 6.8004 | 7.6143 | 8.4664 | 9.35 | 10.2723 | 11.2305 | 12.2735 | 13.437 | 14.6473 | 15.9009 | 17.214 | 18.5458 | 19.8997 | 20.5756 | 21.2128
CDP13 | SA | SESA | Other renewable fuels | 0 | 0 | 0 | 0 | 0 | 0 | 0 | 0 | 0 | 0 | 0 | 0 | 0 | 0 | 0 | 0 | 0 | 0 | 0 | 0 | 0 | 0 | 0 | 0 | 0 | 0 | 0 | 0
CDP13 | SA | SESA | DSP | 0 | 0 | 0 | 0 | 0 | 0 | 0 | 0 | 0 | 0 | 0 | 0 | 0 | 0 | 0 | 0 | 0 | 0 | 0 | 0 | 0 | 0 | 0 | 0 | 0 | 0 | 0 | 0
CDP13 | TAS | TAS | Mid-merit gas | 0 | 0 | 0 | 0 | 0 | 0 | 0 | 0 | 0 | 0 | 0 | 0 | 0 | 0 | 0 | 0 | 0 | 0 | 0 | 0 | 0 | 0 | 0 | 0 | 0 | 0 | 0 | 0
CDP13 | TAS | TAS | Flexible gas with CCS | 0 | 0 | 0 | 0 | 0 | 0 | 0 | 0 | 0 | 0 | 0 | 0 | 0 | 0 | 0 | 0 | 0 | 0 | 0 | 0 | 0 | 0 | 0 | 0 | 0 | 0 | 0 | 0
CDP13 | TAS | TAS | Flexible gas | 0 | 0 | 0 | 0 | 0 | 0 | 0 | 0 | 0 | 0 | 0 | 0 | 0 | 0 | 0 | 0 | 0 | 0 | 0 | 0 | 0 | 0 | 0 | 0 | 0 | 0 | 0 | 0
CDP13 | TAS | TAS | Hydro | 0 | 0 | 0 | 0 | 0 | 0 | 0 | 0 | 0 | 0 | 0 | 0 | 390 | 390 | 390 | 390 | 390 | 390 | 390 | 390 | 390 | 390 | 390 | 390 | 390 | 390 | 390 | 390
CDP13 | TAS | TAS | Deep storage | 0 | 0 | 0 | 0 | 0 | 0 | 1.755e-05 | 3.142e-05 | 73.5464 | 73.5464 | 127.7072 | 216.1762 | 216.1762 | 216.1762 | 216.1762 | 216.1762 | 216.1762 | 216.1762 | 216.1762 | 444.5422 | 1050.248 | 1050.248 | 1050.248 | 1050.248 | 1050.248 | 1050.248 | 1050.248 | 1050.248
CDP13 | TAS | TAS | Medium storage | 0 | 0 | 0 | 1.039e-05 | 1.183e-05 | 1.339e-05 | 1.339e-05 | 1.522e-05 | 1.687e-05 | 2.298e-05 | 2.298e-05 | 2.932e-05 | 2.932e-05 | 2.932e-05 | 3.127e-05 | 3.127e-05 | 3.27e-05 | 3.391e-05 | 3.646e-05 | 3.87e-05 | 5.512e-05 | 5.512e-05 | 6.339e-05 | 6.339e-05 | 6.339e-05 | 6.339e-05 | 6.339e-05 | 6.339e-05
CDP13 | TAS | TAS | Shallow storage | 0 | 0 | 0 | 0 | 0 | 0 | 0 | 0 | 0 | 0 | 0 | 0 | 0 | 0 | 0 | 0 | 0 | 0 | 0 | 0 | 0 | 0 | 0 | 0 | 0 | 0 | 0 | 0
CDP13 | TAS | TAS | Coordinated CER storage | 0.49202 | 0.81972 | 1.1904 | 1.6174 | 2.1106 | 2.7326 | 3.2327 | 3.8671 | 4.6719 | 5.7102 | 7.0106 | 8.6052 | 10.485 | 12.7058 | 15.2558 | 18.1129 | 21.2812 | 24.7979 | 28.677 | 32.9257 | 37.5563 | 42.7068 | 48.2882 | 54.3035 | 60.6636 | 67.3654 | 71.0896 | 74.411
CDP13 | TAS | TAS | Other renewable fuels | 0 | 0 | 0 | 0 | 0 | 0 | 0 | 0 | 0 | 0 | 0 | 0 | 0 | 0 | 0 | 0 | 0 | 0 | 0 | 0 | 0 | 0 | 0 | 0 | 0 | 0 | 0 | 0
CDP13 | TAS | TAS | DSP | 0.05 | -0.71 | -1.41 | -1.38 | -1.29 | -1.16 | -1.04 | -0.94 | -0.9 | -0.89 | -0.86 | -0.89 | -0.87 | -0.86 | -0.84 | -0.83 | -0.79 | -0.77 | -0.75 | -0.74 | -0.76 | -0.76 | -0.77 | -0.76 | -0.75 | -0.81 | -0.92 | -0.99
CDP14 | NSW | NNSW | Mid-merit gas | 0 | 0 | 0 | 0 | 0 | 0 | 0 | 0 | 0 | 0 | 0 | 0 | 0 | 0 | 0 | 0 | 0 | 0 | 0 | 0 | 0 | 0 | 0 | 0 | 0 | 0 | 0 | 0
CDP14 | NSW | NNSW | Flexible gas with CCS | 0 | 0 | 0 | 0 | 0 | 0 | 0 | 0 | 0 | 0 | 0 | 0 | 0 | 0 | 0 | 0 | 0 | 0 | 0 | 0 | 0 | 0 | 0 | 0 | 0 | 0 | 0 | 0
CDP14 | NSW | NNSW | Flexible gas | 0 | 0 | 0 | 0 | 0 | 0 | 0 | 0 | 0 | 0 | 0 | 0 | 0 | 0 | 0 | 0 | 0 | 0 | 0 | 0 | 0 | 0 | 0 | 0 | 0 | 0 | 0 | 0
CDP14 | NSW | NNSW | Hydro | 0 | 0 | 0 | 0 | 0 | 0 | 0 | 0 | 0 | 0 | 0 | 0 | 0 | 0 | 0 | 0 | 0 | 0 | 0 | 0 | 0 | 0 | 0 | 0 | 0 | 0 | 0 | 0
CDP14 | NSW | NNSW | Snowy 2.0 | 0 | 0 | 0 | 0 | 0 | 0 | 0 | 0 | 0 | 0 | 0 | 0 | 0 | 0 | 0 | 0 | 0 | 0 | 0 | 0 | 0 | 0 | 0 | 0 | 0 | 0 | 0 | 0
CDP14 | NSW | NNSW | Deep storage | 0 | 0 | 0 | 0 | 0 | 0 | 1.55e-05 | 1.668e-05 | 1.668e-05 | 1.668e-05 | 1.772e-05 | 2.237e-05 | 2.387e-05 | 2.387e-05 | 2.716e-05 | 2.716e-05 | 3.796e-05 | 5.731e-05 | 5.731e-05 | 7.399e-05 | 1000 | 1000 | 1000 | 1000 | 1000 | 1000 | 1000 | 1000
CDP14 | NSW | NNSW | Medium storage | 0 | 0 | 275 | 275.0001 | 382.9079 | 1188.9121 | 1188.9121 | 1188.9121 | 1188.9121 | 1188.9121 | 1188.9121 | 1188.9121 | 1188.9121 | 1188.9121 | 1188.9121 | 1188.9121 | 1188.9121 | 1188.9121 | 1188.9121 | 1188.9121 | 1188.9123 | 1188.9123 | 1188.9123 | 1747.9741 | 1747.9741 | 2096.5739 | 2096.5739 | 2463.9124
CDP14 | NSW | NNSW | Shallow storage | 0 | 30 | 230 | 430 | 430 | 430 | 430 | 430 | 430 | 430 | 430 | 430 | 430 | 430 | 430 | 430 | 430 | 430 | 430 | 430 | 430 | 430 | 430 | 430 | 430 | 430 | 430 | 430
CDP14 | NSW | NNSW | Coordinated CER storage | 1.4111 | 2.2004 | 3.1378 | 4.0696 | 5.2015 | 6.5092 | 8.3028 | 10.6013 | 13.4299 | 16.8869 | 20.9596 | 25.6995 | 31.0392 | 37.0757 | 43.7606 | 51.0565 | 58.967 | 67.5443 | 76.7721 | 86.6761 | 97.4085 | 108.9366 | 121.1526 | 134.0682 | 147.4952 | 161.4022 | 167.974 | 173.8539
CDP14 | NSW | NNSW | Other renewable fuels | 0 | 0 | 0 | 0 | 0 | 0 | 0 | 0 | 0 | 0 | 0 | 0 | 0 | 0 | 0 | 0 | 0 | 0 | 0 | 0 | 0 | 0 | 0 | 0 | 0 | 0 | 90 | 90
CDP14 | NSW | NNSW | DSP | 0 | 0 | 0 | 0 | 0 | 0 | 0 | 0 | 0 | 0 | 0 | 0 | 0 | 0 | 0 | 0 | 0 | 0 | 0 | 0 | 0 | 0 | 0 | 0 | 0 | 0 | 0 | 0
CDP14 | NSW | CNSW | Mid-merit gas | 0 | 0 | 0 | 0 | 0 | 0 | 0 | 0 | 0 | 0 | 0 | 0 | 0 | 0 | 0 | 0 | 0 | 0 | 0 | 0 | 0 | 0 | 0 | 0 | 0 | 0 | 0 | 0
CDP14 | NSW | CNSW | Flexible gas with CCS | 0 | 0 | 0 | 0 | 0 | 0 | 0 | 0 | 0 | 0 | 0 | 0 | 0 | 0 | 0 | 0 | 0 | 0 | 0 | 0 | 0 | 0 | 0 | 0 | 0 | 0 | 0 | 0
CDP14 | NSW | CNSW | Flexible gas | 0 | 0 | 0 | 0 | 0 | 0 | 0 | 0 | 0 | 0 | 0 | 0 | 0 | 0 | 0 | 0 | 0 | 0 | 0 | 0 | 0 | 0 | 0 | 0 | 0 | 0 | 0 | 0
CDP14 | NSW | CNSW | Hydro | 0 | 0 | 0 | 0 | 0 | 0 | 0 | 0 | 0 | 0 | 0 | 0 | 0 | 0 | 0 | 0 | 0 | 0 | 0 | 0 | 0 | 0 | 0 | 0 | 0 | 0 | 0 | 0
CDP14 | NSW | CNSW | Snowy 2.0 | 0 | 0 | 0 | 0 | 0 | 0 | 0 | 0 | 0 | 0 | 0 | 0 | 0 | 0 | 0 | 0 | 0 | 0 | 0 | 0 | 0 | 0 | 0 | 0 | 0 | 0 | 0 | 0
CDP14 | NSW | CNSW | Deep storage | 0 | 0 | 0 | 0 | 0 | 0 | 0 | 0 | 0 | 0 | 0 | 0 | 0 | 0 | 0 | 0 | 0 | 0 | 0 | 0 | 0 | 0 | 0 | 0 | 0 | 0 | 0 | 0
CDP14 | NSW | CNSW | Medium storage | 0 | 549 | 549 | 917.46 | 917.46 | 957.4945 | 957.4945 | 997.5145 | 997.5145 | 997.5145 | 1037.5345 | 1037.5345 | 1037.5345 | 1077.5545 | 1077.5545 | 1077.5545 | 1077.5545 | 1077.5545 | 1077.5545 | 1117.5745 | 1117.5745 | 1157.5945 | 1157.5945 | 1157.5945 | 1197.6145 | 1197.6145 | 1197.6145 | 1237.6345
CDP14 | NSW | CNSW | Shallow storage | 0 | 20 | 30.0619 | 321.407 | 1706.4866 | 1706.4866 | 1706.4866 | 1706.4866 | 1706.4866 | 1706.4866 | 1706.4866 | 1706.4866 | 1706.4866 | 1706.4866 | 1706.4866 | 1706.4866 | 1706.4866 | 1706.4866 | 1706.4866 | 1706.4866 | 1706.4866 | 1706.4866 | 1706.4866 | 1706.4866 | 1706.4866 | 1706.4866 | 1706.4866 | 1706.4866
CDP14 | NSW | CNSW | Coordinated CER storage | 0.59798 | 0.93451 | 1.3494 | 1.776 | 2.2689 | 2.848 | 3.8284 | 5.1416 | 6.7929 | 8.8348 | 11.2982 | 14.1756 | 17.471 | 21.2071 | 25.3812 | 29.9855 | 35.0184 | 40.4848 | 46.3919 | 52.7376 | 59.6211 | 67.0433 | 74.9132 | 83.2358 | 91.9357 | 100.9613 | 105.2226 | 109.0428
CDP14 | NSW | CNSW | Other renewable fuels | 0 | 0 | 0 | 0 | 0 | 0 | 0 | 0 | 0 | 0 | 0 | 0 | 0 | 0 | 0 | 0 | 0 | 0 | 0 | 0 | 0 | 0 | 0 | 0 | 0 | 30 | 90 | 90
CDP14 | NSW | CNSW | DSP | 0 | 0 | 0 | 0 | 0 | 0 | 0 | 0 | 0 | 0 | 0 | 0 | 0 | 0 | 0 | 0 | 0 | 0 | 0 | 0 | 0 | 0 | 0 | 0 | 0 | 0 | 0 | 0
CDP14 | NSW | SNSW | Mid-merit gas | 0 | 0 | 0 | 0 | 0 | 0 | 0 | 0 | 0 | 0 | 0 | 0 | 0 | 0 | 0 | 0 | 0 | 0 | 0 | 0 | 0 | 0 | 0 | 0 | 0 | 0 | 0 | 0
CDP14 | NSW | SNSW | Flexible gas with CCS | 0 | 0 | 0 | 0 | 0 | 0 | 0 | 0 | 0 | 0 | 0 | 0 | 0 | 0 | 0 | 0 | 0 | 0 | 0 | 0 | 0 | 0 | 0 | 0 | 0 | 0 | 0 | 0
CDP14 | NSW | SNSW | Flexible gas | 0 | 0 | 0 | 0 | 0 | 0 | 0 | 0 | 0 | 0 | 0 | 0 | 0 | 0 | 0 | 0 | 0 | 0 | 0 | 0 | 0 | 0 | 0 | 0 | 0 | 0 | 0 | 0
CDP14 | NSW | SNSW | Hydro | 0 | 0 | 0 | 0 | 0 | 0 | 0 | 0 | 0 | 0 | 0 | 0 | 0 | 0 | 0 | 0 | 0 | 0 | 0 | 0 | 0 | 0 | 0 | 0 | 0 | 0 | 0 | 0
CDP14 | NSW | SNSW | Snowy 2.0 | 0 | 0 | 0 | 0 | 2200 | 2200 | 2200 | 2200 | 2200 | 2200 | 2200 | 2200 | 2200 | 2200 | 2200 | 2200 | 2200 | 2200 | 2200 | 2200 | 2200 | 2200 | 2200 | 2200 | 2200 | 2200 | 2200 | 2200
CDP14 | NSW | SNSW | Deep storage | 0 | 0 | 0 | 0 | 0 | 0 | 0 | 0 | 0 | 0 | 0 | 0 | 0 | 0 | 0 | 0 | 0 | 0 | 0 | 0 | 0 | 0 | 0 | 0 | 0 | 0 | 0 | 0
CDP14 | NSW | SNSW | Medium storage | 0 | 50 | 50 | 250 | 250 | 335.0792 | 335.0792 | 335.0792 | 335.0792 | 335.0792 | 335.0792 | 335.0792 | 335.0792 | 335.0792 | 335.0792 | 335.0792 | 335.0792 | 335.0792 | 335.0792 | 335.0792 | 335.0792 | 335.0792 | 335.0792 | 335.0792 | 335.0792 | 335.0792 | 335.0792 | 335.0792
CDP14 | NSW | SNSW | Shallow storage | 10 | 19.9 | 19.9 | 19.9 | 19.9 | 20.89 | 20.89 | 21.88 | 21.88 | 21.88 | 22.87 | 22.87 | 22.87 | 23.86 | 23.86 | 23.86 | 23.86 | 23.86 | 23.86 | 24.85 | 24.85 | 25.84 | 25.84 | 25.84 | 25.84 | 25.84 | 25.84 | 25.84
CDP14 | NSW | SNSW | Coordinated CER storage | 1.2069 | 1.9069 | 2.7656 | 3.7048 | 4.823 | 6.104 | 7.6428 | 9.603 | 12.0552 | 15.0904 | 18.749 | 23.0893 | 28.0961 | 33.8541 | 40.3371 | 47.5032 | 55.3701 | 64.0005 | 73.4087 | 83.6216 | 94.7478 | 106.9435 | 120.0443 | 134.0558 | 148.7861 | 164.2479 | 172.2574 | 179.4936
CDP14 | NSW | SNSW | Other renewable fuels | 0 | 0 | 0 | 0 | 0 | 0 | 0 | 0 | 0 | 0 | 0 | 0 | 0 | 0 | 0 | 0 | 0 | 0 | 0 | 0 | 0 | 0 | 0 | 0 | 0 | 0 | 0 | 0
CDP14 | NSW | SNSW | DSP | 0 | 0 | 0 | 0 | 0 | 0 | 0 | 0 | 0 | 0 | 0 | 0 | 0 | 0 | 0 | 0 | 0 | 0 | 0 | 0 | 0 | 0 | 0 | 0 | 0 | 0 | 0 | 0
CDP14 | NSW | SNW | Mid-merit gas | 0 | 0 | 0 | 0 | 0 | 0 | 0 | 0 | 0 | 0 | 0 | 0 | 0 | 0 | 0 | 0 | 0 | 0 | 0 | 0 | 0 | 0 | 0 | 0 | 0 | 0 | 0 | 0
CDP14 | NSW | SNW | Flexible gas with CCS | 0 | 0 | 0 | 0 | 0 | 0 | 0 | 0 | 0 | 0 | 0 | 0 | 0 | 0 | 0 | 0 | 0 | 0 | 0 | 0 | 0 | 0 | 0 | 0 | 0 | 0 | 0 | 0
CDP14 | NSW | SNW | Flexible gas | 0 | 0 | 0 | 0 | 0 | 0 | 0 | 0 | 0 | 0 | 0 | 0 | 0 | 0 | 0 | 0 | 0 | 0 | 279.9217 | 977.1121 | 2038.172 | 2038.172 | 2038.172 | 2038.172 | 2038.172 | 2038.172 | 2038.172 | 2038.172
CDP14 | NSW | SNW | Hydro | 0 | 0 | 0 | 0 | 0 | 0 | 0 | 0 | 0 | 0 | 0 | 0 | 0 | 0 | 0 | 0 | 0 | 0 | 0 | 0 | 0 | 0 | 0 | 0 | 0 | 0 | 0 | 0
CDP14 | NSW | SNW | Snowy 2.0 | 0 | 0 | 0 | 0 | 0 | 0 | 0 | 0 | 0 | 0 | 0 | 0 | 0 | 0 | 0 | 0 | 0 | 0 | 0 | 0 | 0 | 0 | 0 | 0 | 0 | 0 | 0 | 0
CDP14 | NSW | SNW | Deep storage | 0 | 0 | 0 | 0 | 0 | 0 | 0 | 0 | 0 | 0 | 0 | 0 | 0 | 0 | 0 | 0 | 0 | 0 | 0 | 0 | 0 | 0 | 0 | 0 | 0 | 0 | 0 | 0
CDP14 | NSW | SNW | Medium storage | 0 | 889.1456 | 889.1456 | 889.1456 | 889.1456 | 1316.1399 | 1316.1399 | 1316.1399 | 1316.1399 | 1316.1399 | 1316.1399 | 1316.1399 | 1316.1399 | 1316.1399 | 1316.1399 | 1316.1399 | 1316.1399 | 1316.1399 | 1316.1399 | 1316.1399 | 1316.1399 | 1316.1399 | 1316.1399 | 1316.14 | 1316.14 | 1316.1401 | 1316.1401 | 1316.1401
CDP14 | NSW | SNW | Shallow storage | 0 | 632.712 | 632.7165 | 632.7187 | 668.3559 | 710.6919 | 1338.2439 | 1410.8199 | 1410.8199 | 1410.8199 | 1483.3959 | 1483.3959 | 1483.3959 | 1555.9719 | 1555.9719 | 1555.9719 | 1555.9719 | 1555.9719 | 1555.9719 | 1628.5479 | 1628.5479 | 1701.1239 | 1701.1239 | 1701.1239 | 1773.6999 | 1773.6999 | 1773.6999 | 1846.2759
CDP14 | NSW | SNW | Coordinated CER storage | 5.6995 | 8.9871 | 12.8326 | 16.9571 | 21.9697 | 27.6663 | 37.1937 | 49.6005 | 65.1327 | 84.2739 | 107.1493 | 134.0014 | 164.6224 | 199.4384 | 238.3244 | 281.0862 | 327.7038 | 378.3827 | 433.0554 | 491.83 | 555.0637 | 623.7244 | 696.5772 | 773.7214 | 854.3051 | 938.1119 | 977.5203 | 1012.8282
CDP14 | NSW | SNW | Other renewable fuels | 0 | 0 | 0 | 0 | 0 | 0 | 0 | 0 | 0 | 0 | 0 | 0 | 0 | 0 | 0 | 0 | 0 | 0 | 0 | 0 | 0 | 0 | 0 | 0 | 0 | 90 | 90 | 90
CDP14 | NSW | SNW | DSP | 6.2 | 12.66 | 21.31 | 162.35 | 348.57 | 513.64 | 583.98 | 654.28 | 724.54 | 733.3 | 742.8 | 750.47 | 760.19 | 768.7 | 779.55 | 788.11 | 799.57 | 801.47 | 805.15 | 811.59 | 809.52 | 812.34 | 814.56 | 812.98 | 816.87 | 821.19 | 829.44 | 848.51
CDP14 | QLD | NQ | Mid-merit gas | 0 | 0 | 0 | 0 | 0 | 0 | 0 | 0 | 0 | 0 | 0 | 0 | 0 | 0 | 0 | 0 | 0 | 0 | 0 | 0 | 0 | 0 | 0 | 0 | 0 | 0 | 0 | 0
CDP14 | QLD | NQ | Flexible gas with CCS | 0 | 0 | 0 | 0 | 0 | 0 | 0 | 0 | 0 | 0 | 0 | 0 | 0 | 0 | 0 | 0 | 0 | 0 | 0 | 0 | 0 | 0 | 0 | 0 | 0 | 0 | 0 | 0
CDP14 | QLD | NQ | Flexible gas | 0 | 0 | 0 | 0 | 0 | 0 | 0 | 0 | 0 | 0 | 0 | 0 | 0 | 0 | 0 | 0 | 0 | 0 | 0 | 0 | 0 | 0 | 0 | 0 | 0 | 0 | 0 | 0
CDP14 | QLD | NQ | Hydro | 0 | 0 | 0 | 0 | 0 | 0 | 0 | 0 | 0 | 0 | 0 | 0 | 0 | 0 | 0 | 0 | 0 | 0 | 0 | 0 | 0 | 0 | 0 | 0 | 0 | 0 | 0 | 0
CDP14 | QLD | NQ | Borumba | 0 | 0 | 0 | 0 | 0 | 0 | 0 | 0 | 0 | 0 | 0 | 0 | 0 | 0 | 0 | 0 | 0 | 0 | 0 | 0 | 0 | 0 | 0 | 0 | 0 | 0 | 0 | 0
CDP14 | QLD | NQ | Deep storage | 0 | 0 | 0 | 0 | 0 | 0 | 1.049e-05 | 1.203e-05 | 1.203e-05 | 3.508e-05 | 3.508e-05 | 3.508e-05 | 5.237e-05 | 5.237e-05 | 5.647e-05 | 5.647e-05 | 5.647e-05 | 5.91e-05 | 5.91e-05 | 7.374e-05 | 0.00017357 | 0.00018666 | 12.4405 | 19.7736 | 144.0834 | 180.4559 | 180.4559 | 180.4559
CDP14 | QLD | NQ | Medium storage | 0 | 0 | 0 | 1.944e-05 | 2.38e-05 | 3.607e-05 | 3.607e-05 | 3.607e-05 | 3.607e-05 | 4.365e-05 | 4.365e-05 | 4.365e-05 | 7.897e-05 | 0.00010283 | 0.00011117 | 0.00011117 | 0.00011117 | 0.00011117 | 0.00011117 | 0.00011117 | 0.00011117 | 0.00013668 | 0.00026853 | 0.00026853 | 0.00026853 | 0.00026853 | 0.00026853 | 0.00026853
CDP14 | QLD | NQ | Shallow storage | 0 | 0 | 300 | 300 | 300 | 300 | 300 | 300 | 300 | 300 | 300 | 300 | 300 | 300 | 300 | 300 | 300 | 300 | 300 | 300 | 300 | 300 | 300 | 300 | 300 | 300 | 300 | 300
CDP14 | QLD | NQ | Coordinated CER storage | 0.54674 | 0.92286 | 1.3551 | 1.8536 | 2.45 | 3.1702 | 4.191 | 5.5164 | 7.1545 | 9.1658 | 11.5718 | 14.4017 | 17.6021 | 21.2441 | 25.3028 | 29.7336 | 34.558 | 39.7965 | 45.4592 | 51.5796 | 58.257 | 65.4644 | 73.1388 | 81.3134 | 89.8287 | 98.6792 | 103.0372 | 107.0137
CDP14 | QLD | NQ | Other renewable fuels | 0 | 0 | 0 | 0 | 0 | 0 | 0 | 0 | 0 | 0 | 0 | 0 | 0 | 0 | 0 | 0 | 0 | 0 | 0 | 0 | 0 | 0 | 0 | 0 | 0 | 0 | 0 | 0
CDP14 | QLD | NQ | DSP | 0 | 0 | 0 | 0 | 0 | 0 | 0 | 0 | 0 | 0 | 0 | 0 | 0 | 0 | 0 | 0 | 0 | 0 | 0 | 0 | 0 | 0 | 0 | 0 | 0 | 0 | 0 | 0
CDP14 | QLD | GG | Mid-merit gas | 0 | 0 | 0 | 0 | 0 | 0 | 0 | 0 | 0 | 0 | 0 | 0 | 0 | 0 | 0 | 0 | 0 | 0 | 0 | 0 | 0 | 0 | 0 | 0 | 0 | 0 | 0 | 0
CDP14 | QLD | GG | Flexible gas with CCS | 0 | 0 | 0 | 0 | 0 | 0 | 0 | 0 | 0 | 0 | 0 | 0 | 0 | 0 | 0 | 0 | 0 | 0 | 0 | 0 | 0 | 0 | 0 | 0 | 0 | 0 | 0 | 0
CDP14 | QLD | GG | Flexible gas | 0 | 0 | 0 | 0 | 0 | 0 | 0 | 0 | 0 | 0 | 0 | 0 | 0 | 0 | 0 | 0 | 0 | 0 | 0 | 0 | 0 | 0 | 0 | 0 | 0 | 0 | 0 | 0
CDP14 | QLD | GG | Hydro | 0 | 0 | 0 | 0 | 0 | 0 | 0 | 0 | 0 | 0 | 0 | 0 | 0 | 0 | 0 | 0 | 0 | 0 | 0 | 0 | 0 | 0 | 0 | 0 | 0 | 0 | 0 | 0
CDP14 | QLD | GG | Borumba | 0 | 0 | 0 | 0 | 0 | 0 | 0 | 0 | 0 | 0 | 0 | 0 | 0 | 0 | 0 | 0 | 0 | 0 | 0 | 0 | 0 | 0 | 0 | 0 | 0 | 0 | 0 | 0
CDP14 | QLD | GG | Deep storage | 0 | 0 | 0 | 0 | 0 | 0 | 0 | 0 | 0 | 0 | 0 | 0 | 0 | 0 | 0 | 0 | 0 | 0 | 0 | 0 | 0 | 0 | 0 | 0 | 0 | 0 | 0 | 0
CDP14 | QLD | GG | Medium storage | 0 | 0 | 0 | 2.504e-05 | 2.504e-05 | 5.573e-05 | 5.573e-05 | 6.106e-05 | 6.482e-05 | 7.32e-05 | 7.32e-05 | 7.32e-05 | 0.00011749 | 0.00017775 | 0.00018637 | 0.00018637 | 0.00018637 | 0.00018779 | 0.00018779 | 0.00019251 | 0.00020801 | 0.00023895 | 68.1546 | 68.1564 | 68.1565 | 589.4497 | 589.4497 | 786.186
CDP14 | QLD | GG | Shallow storage | 0 | 400 | 400 | 400 | 400 | 400 | 400 | 400 | 400 | 400 | 400 | 400 | 400 | 400 | 400 | 400 | 400 | 400 | 400 | 400 | 400 | 400 | 400 | 400 | 400 | 400 | 400 | 400
CDP14 | QLD | GG | Coordinated CER storage | 0.026819 | 0.047887 | 0.071533 | 0.10153 | 0.13366 | 0.17572 | 0.25891 | 0.37299 | 0.52211 | 0.70955 | 0.93712 | 1.2071 | 1.5192 | 1.8769 | 2.2784 | 2.7246 | 3.2136 | 3.7508 | 4.3361 | 4.969 | 5.6604 | 6.4065 | 7.2009 | 8.0431 | 8.9264 | 9.8483 | 10.2976 | 10.7049
CDP14 | QLD | GG | Other renewable fuels | 0 | 0 | 0 | 0 | 0 | 0 | 0 | 0 | 0 | 0 | 0 | 0 | 0 | 0 | 0 | 0 | 0 | 0 | 0 | 0 | 0 | 0 | 0 | 0 | 0 | 0 | 0 | 0
CDP14 | QLD | GG | DSP | 0 | 0 | 0 | 0 | 0 | 0 | 0 | 0 | 0 | 0 | 0 | 0 | 0 | 0 | 0 | 0 | 0 | 0 | 0 | 0 | 0 | 0 | 0 | 0 | 0 | 0 | 0 | 0
CDP14 | QLD | CQ | Mid-merit gas | 0 | 0 | 0 | 0 | 0 | 0 | 0 | 0 | 0 | 0 | 0 | 0 | 0 | 0 | 0 | 0 | 0 | 0 | 0 | 0 | 0 | 0 | 0 | 0 | 0 | 0 | 0 | 0
CDP14 | QLD | CQ | Flexible gas with CCS | 0 | 0 | 0 | 0 | 0 | 0 | 0 | 0 | 0 | 0 | 0 | 0 | 0 | 0 | 0 | 0 | 0 | 0 | 0 | 0 | 0 | 0 | 0 | 0 | 0 | 0 | 0 | 0
CDP14 | QLD | CQ | Flexible gas | 0 | 0 | 0 | 0 | 0 | 0 | 0 | 0 | 0 | 0 | 0 | 0 | 0 | 0 | 0 | 0 | 0 | 0 | 0 | 0 | 0 | 0 | 0 | 0 | 0 | 0 | 0 | 0
CDP14 | QLD | CQ | Hydro | 0 | 0 | 0 | 0 | 0 | 0 | 0 | 0 | 0 | 0 | 0 | 0 | 0 | 0 | 0 | 0 | 0 | 0 | 0 | 0 | 0 | 0 | 0 | 0 | 0 | 0 | 0 | 0
CDP14 | QLD | CQ | Borumba | 0 | 0 | 0 | 0 | 0 | 0 | 0 | 0 | 0 | 0 | 0 | 0 | 0 | 0 | 0 | 0 | 0 | 0 | 0 | 0 | 0 | 0 | 0 | 0 | 0 | 0 | 0 | 0
CDP14 | QLD | CQ | Deep storage | 0 | 0 | 0 | 0 | 0 | 0 | 1.064e-05 | 1.23e-05 | 1.23e-05 | 2.829e-05 | 2.829e-05 | 2.829e-05 | 3.726e-05 | 4.435e-05 | 4.824e-05 | 4.824e-05 | 4.824e-05 | 5.086e-05 | 5.086e-05 | 5.086e-05 | 0.00020271 | 0.00021492 | 0.00022063 | 0.00023285 | 47.9753 | 365.5538 | 365.5538 | 400
CDP14 | QLD | CQ | Medium storage | 0 | 0 | 0 | 2.757e-05 | 3.391e-05 | 5.677e-05 | 6.866e-05 | 7.423e-05 | 7.863e-05 | 0.00011276 | 0.00011276 | 0.00011276 | 0.00016943 | 0.00023324 | 0.00024591 | 0.00024591 | 0.00024591 | 0.00024917 | 0.00024917 | 0.00025605 | 0.00028074 | 0.00031297 | 69.9951 | 156.5018 | 156.5024 | 559.9809 | 559.9809 | 857.9609
CDP14 | QLD | CQ | Shallow storage | 0 | 0 | 0 | 150 | 150 | 150 | 150 | 150 | 150 | 150 | 150 | 150 | 150 | 150 | 150 | 150 | 150 | 150 | 150 | 150 | 150 | 150 | 150 | 150 | 150 | 150 | 150 | 150
CDP14 | QLD | CQ | Coordinated CER storage | 0.49915 | 0.855 | 1.2505 | 1.7306 | 2.2741 | 2.9451 | 4.0203 | 5.4257 | 7.2073 | 9.4204 | 12.0769 | 15.2024 | 18.7874 | 22.8688 | 27.4354 | 32.4602 | 37.9331 | 43.9154 | 50.3996 | 57.404 | 65.0752 | 73.3346 | 82.131 | 91.474 | 101.254 | 111.4193 | 116.4019 | 120.9195
CDP14 | QLD | CQ | Other renewable fuels | 0 | 0 | 0 | 0 | 0 | 0 | 0 | 0 | 0 | 0 | 0 | 0 | 0 | 0 | 0 | 0 | 0 | 0 | 0 | 0 | 0 | 0 | 0 | 0 | 0 | 0 | 0 | 0
CDP14 | QLD | CQ | DSP | 0 | 0 | 0 | 0 | 0 | 0 | 0 | 0 | 0 | 0 | 0 | 0 | 0 | 0 | 0 | 0 | 0 | 0 | 0 | 0 | 0 | 0 | 0 | 0 | 0 | 0 | 0 | 0
CDP14 | QLD | SQ | Mid-merit gas | 0 | 0 | 0 | 0 | 0 | 0 | 0 | 0 | 0 | 0 | 0 | 0 | 0 | 0 | 0 | 0 | 0 | 0 | 0 | 0 | 0 | 0 | 0 | 0 | 0 | 0 | 0 | 0
CDP14 | QLD | SQ | Flexible gas with CCS | 0 | 0 | 0 | 0 | 0 | 0 | 0 | 0 | 0 | 0 | 0 | 0 | 0 | 0 | 0 | 0 | 0 | 0 | 0 | 0 | 0 | 0 | 0 | 0 | 0 | 0 | 0 | 0
CDP14 | QLD | SQ | Flexible gas | 0 | 0 | 200 | 200 | 200 | 200 | 200 | 200 | 200 | 353.7953 | 353.7953 | 353.7953 | 443.8866 | 671.6938 | 881.2788 | 1299.4075 | 1514.3018 | 2370.1091 | 2939.712 | 2939.712 | 2939.712 | 2939.712 | 3305.8342 | 3305.8342 | 3305.8342 | 3305.8342 | 3305.8342 | 3508.9383
CDP14 | QLD | SQ | Hydro | 0 | 0 | 0 | 0 | 0 | 0 | 0 | 0 | 0 | 0 | 0 | 0 | 0 | 0 | 0 | 0 | 0 | 0 | 0 | 0 | 0 | 0 | 0 | 0 | 0 | 0 | 0 | 0
CDP14 | QLD | SQ | Borumba | 0 | 0 | 0 | 0 | 0 | 0 | 0 | 1998 | 1998 | 1998 | 1998 | 1998 | 1998 | 1998 | 1998 | 1998 | 1998 | 1998 | 1998 | 1998 | 1998 | 1998 | 1998 | 1998 | 1998 | 1998 | 1998 | 1998
CDP14 | QLD | SQ | Deep storage | 0 | 0 | 0 | 0 | 0 | 0 | 0 | 0 | 0 | 0 | 0 | 0 | 0 | 0 | 0 | 0 | 0 | 0 | 0 | 0 | 0 | 0 | 0 | 0 | 0 | 0 | 0 | 0
CDP14 | QLD | SQ | Medium storage | 0 | 0 | 0 | 2.001e-05 | 2.602e-05 | 4.71e-05 | 4.71e-05 | 5.221e-05 | 6.056e-05 | 6.492e-05 | 6.492e-05 | 6.492e-05 | 9.231e-05 | 0.0001479 | 0.00015388 | 0.00015388 | 0.00015388 | 0.00015388 | 0.00015388 | 0.00015388 | 0.00015941 | 0.00017183 | 554.2268 | 554.2268 | 554.2268 | 800.9237 | 800.9237 | 800.9237
CDP14 | QLD | SQ | Shallow storage | 714.16 | 1020.16 | 1020.16 | 1020.16 | 1020.16 | 1020.16 | 1020.16 | 1020.16 | 1020.16 | 1020.16 | 1020.16 | 1020.16 | 1020.16 | 1020.16 | 1020.16 | 1020.16 | 1020.16 | 1020.16 | 1020.16 | 1020.16 | 1020.16 | 1020.16 | 1020.16 | 1020.16 | 1020.16 | 1020.16 | 1020.16 | 1020.16
CDP14 | QLD | SQ | Coordinated CER storage | 2.6949 | 4.6149 | 6.8273 | 9.399 | 12.4206 | 16.2636 | 22.9345 | 31.7049 | 42.7505 | 56.464 | 72.9637 | 92.4549 | 114.7868 | 140.326 | 168.9326 | 200.4226 | 234.721 | 272.1627 | 312.8429 | 356.7965 | 404.3261 | 456.2111 | 511.5074 | 570.2605 | 631.7811 | 695.9349 | 727.3631 | 755.8908
CDP14 | QLD | SQ | Other renewable fuels | 0 | 0 | 0 | 0 | 0 | 0 | 0 | 0 | 0 | 0 | 0 | 0 | 0 | 0 | 0 | 0 | 0 | 0 | 0 | 0 | 0 | 0 | 0 | 0 | 0 | 0 | 90 | 90
CDP14 | QLD | SQ | DSP | 3.25 | 5.13 | 9.91 | 13.47 | 17.87 | 1.79 | 7.34 | 11.4 | 15.32 | 20.33 | 25.8 | 31.69 | 38.24 | 42.35 | 46.79 | 53.33 | 57.04 | 59.69 | 63.14 | 66.16 | 68.23 | 70.89 | 74.75 | 77.21 | 85.81 | 92.63 | 99.97 | 101.49
CDP14 | VIC | VIC | Mid-merit gas | 0 | 0 | 0 | 0 | 0 | 0 | 0 | 0 | 0 | 0 | 0 | 0 | 0 | 0 | 0 | 0 | 0 | 0 | 0 | 0 | 0 | 0 | 0 | 0 | 0 | 0 | 0 | 0
CDP14 | VIC | VIC | Flexible gas with CCS | 0 | 0 | 0 | 0 | 0 | 0 | 0 | 0 | 0 | 0 | 0 | 0 | 0 | 0 | 0 | 0 | 0 | 0 | 0 | 0 | 0 | 0 | 0 | 0 | 0 | 0 | 0 | 0
CDP14 | VIC | VIC | Flexible gas | 0 | 0 | 0 | 0 | 0 | 0 | 0 | 0 | 0 | 0 | 0 | 0 | 0 | 0 | 0 | 0 | 0 | 0 | 121.6776 | 121.6776 | 121.6776 | 121.6776 | 121.6776 | 768.5817 | 768.5817 | 768.5817 | 768.5817 | 1626.5199
CDP14 | VIC | VIC | Hydro | 0 | 0 | 0 | 0 | 0 | 0 | 0 | 0 | 0 | 0 | 0 | 0 | 0 | 0 | 0 | 0 | 0 | 0 | 0 | 0 | 0 | 0 | 0 | 0 | 0 | 0 | 0 | 0
CDP14 | VIC | VIC | Deep storage | 0 | 0 | 0 | 0 | 0 | 0 | 9.74e-06 | 1.453e-05 | 2.711e-05 | 4.571e-05 | 4.571e-05 | 4.571e-05 | 4.571e-05 | 4.571e-05 | 4.713e-05 | 4.91e-05 | 4.91e-05 | 4.91e-05 | 5.116e-05 | 5.794e-05 | 480.6697 | 480.6697 | 480.6697 | 480.6697 | 480.6697 | 488.5851 | 488.5851 | 547.9215
CDP14 | VIC | VIC | Medium storage | 0 | 0 | 350 | 350 | 350 | 350 | 350 | 350 | 350 | 350.0001 | 350.0001 | 350.0001 | 350.0001 | 350.0001 | 350.0001 | 350.0001 | 350.0001 | 350.0001 | 350.0001 | 350.0001 | 350.0001 | 350.0001 | 350.0001 | 350.0004 | 350.0004 | 350.0004 | 350.0004 | 350.0004
CDP14 | VIC | VIC | Shallow storage | 180 | 1691.51 | 1756.3104 | 2211.3832 | 2211.3832 | 2421.4 | 2428.7 | 2940.3999 | 3451.3399 | 4013.0399 | 5621.9198 | 5621.9198 | 5628.5198 | 5628.5198 | 5628.5198 | 5628.5198 | 5628.5198 | 5628.5198 | 5628.5198 | 5628.5198 | 5635.1198 | 5635.1198 | 5635.1198 | 5635.1198 | 5635.1198 | 5635.1198 | 5635.1198 | 5635.1198
CDP14 | VIC | VIC | Coordinated CER storage | 8.9163 | 14.4987 | 20.4798 | 27.3899 | 35.853 | 45.8051 | 59.1688 | 76.2585 | 97.3343 | 123.084 | 153.6475 | 189.3602 | 229.872 | 275.8842 | 327.0848 | 383.0564 | 443.7316 | 509.6502 | 580.9109 | 657.633 | 740.6541 | 830.7914 | 926.6572 | 1028.3543 | 1134.4025 | 1244.5508 | 1298.531 | 1347.4871
CDP14 | VIC | VIC | Other renewable fuels | 0 | 0 | 0 | 0 | 0 | 0 | 0 | 0 | 0 | 0 | 0 | 0 | 0 | 0 | 0 | 0 | 0 | 0 | 0 | 0 | 0 | 0 | 0 | 0 | 0 | 0 | 90 | 90
CDP14 | VIC | VIC | DSP | 2.06 | 5.47 | -2.91 | 1.75 | 7.82 | 14.87 | 19.28 | 25.16 | 29.26 | 33.97 | 36.82 | 39.34 | 41.6 | 44.07 | 46.76 | 49.93 | 53.23 | 55.16 | 57.69 | 59.14 | 59.83 | 61.47 | 61.87 | 60.96 | 59.14 | 58.56 | 59.5 | 61.38
CDP14 | SA | CSA | Mid-merit gas | 0 | 0 | 0 | 0 | 0 | 0 | 0 | 0 | 0 | 0 | 0 | 0 | 0 | 0 | 0 | 0 | 0 | 0 | 0 | 0 | 0 | 0 | 0 | 0 | 0 | 0 | 0 | 0
CDP14 | SA | CSA | Flexible gas with CCS | 0 | 0 | 0 | 0 | 0 | 0 | 0 | 0 | 0 | 0 | 0 | 0 | 0 | 0 | 0 | 0 | 0 | 0 | 0 | 0 | 0 | 0 | 0 | 0 | 0 | 0 | 0 | 0
CDP14 | SA | CSA | Flexible gas | 0 | 200 | 200 | 200 | 200 | 200 | 200 | 200 | 200 | 403.6884 | 465 | 465 | 465 | 465 | 465 | 465 | 465 | 465 | 554.8577 | 918.7273 | 918.7273 | 918.7273 | 918.7273 | 918.7273 | 918.7273 | 918.7273 | 918.7273 | 918.7273
CDP14 | SA | CSA | Hydro | 0 | 0 | 0 | 0 | 0 | 0 | 0 | 0 | 0 | 0 | 0 | 0 | 0 | 0 | 0 | 0 | 0 | 0 | 0 | 0 | 0 | 0 | 0 | 0 | 0 | 0 | 0 | 0
CDP14 | SA | CSA | Deep storage | 0 | 0 | 0 | 0 | 0 | 0 | 5.35e-06 | 5.35e-06 | 6.5e-06 | 6.5e-06 | 6.5e-06 | 6.5e-06 | 6.5e-06 | 8.45e-06 | 1.021e-05 | 1.021e-05 | 1.021e-05 | 1.021e-05 | 1.021e-05 | 1.021e-05 | 2.075e-05 | 2.075e-05 | 2.075e-05 | 2.075e-05 | 2.075e-05 | 2.075e-05 | 2.075e-05 | 2.595e-05
CDP14 | SA | CSA | Medium storage | 0 | 0 | 0 | 2.25e-05 | 2.874e-05 | 3.84e-05 | 3.84e-05 | 3.969e-05 | 3.969e-05 | 4.241e-05 | 4.241e-05 | 4.241e-05 | 4.241e-05 | 4.674e-05 | 5.418e-05 | 5.418e-05 | 5.418e-05 | 5.418e-05 | 5.418e-05 | 5.418e-05 | 0.0001045 | 0.00010743 | 0.0001225 | 1072.8642 | 1072.8642 | 1530.3548 | 1530.3548 | 1530.3548
CDP14 | SA | CSA | Shallow storage | 200 | 494.98 | 1113.4392 | 2345.591 | 2351.611 | 2351.611 | 2351.611 | 2351.611 | 2351.611 | 2351.611 | 2351.611 | 2351.611 | 2351.611 | 2351.611 | 2351.611 | 2351.611 | 2351.611 | 2351.611 | 2357.631 | 2357.631 | 2357.631 | 2357.631 | 2357.631 | 2357.631 | 2357.631 | 2357.631 | 2357.631 | 2357.631
CDP14 | SA | CSA | Coordinated CER storage | 16.7205 | 23.834 | 30.7542 | 38.4284 | 46.3958 | 56.1694 | 65.5626 | 76.1609 | 87.8108 | 100.9146 | 115.316 | 131.1314 | 147.8365 | 166.0114 | 185.1899 | 204.9252 | 225.1394 | 246.2665 | 268.3666 | 291.4341 | 316.4262 | 343.1106 | 371.0707 | 400.3204 | 429.9417 | 459.8761 | 474.9413 | 488.2607
CDP14 | SA | CSA | Other renewable fuels | 0 | 0 | 0 | 0 | 0 | 0 | 0 | 0 | 0 | 0 | 0 | 0 | 0 | 0 | 0 | 0 | 0 | 0 | 0 | 0 | 0 | 0 | 0 | 0 | 0 | 0 | 0 | 0
CDP14 | SA | CSA | DSP | 0.71 | 1.71 | 2.99 | 4.28 | 4.85 | 5.57 | 6.09 | 6.75 | 7.31 | 8.12 | 8.79 | 9.5 | 10.12 | 10.65 | 11.15 | 11.67 | 12.28 | 12.76 | 13.22 | 13.5 | 13.63 | 13.47 | 13.24 | 12.87 | 12.46 | 12.52 | 12.77 | 13.08
CDP14 | SA | SESA | Mid-merit gas | 0 | 0 | 0 | 0 | 0 | 0 | 0 | 0 | 0 | 0 | 0 | 0 | 0 | 0 | 0 | 0 | 0 | 0 | 0 | 0 | 0 | 0 | 0 | 0 | 0 | 0 | 0 | 0
CDP14 | SA | SESA | Flexible gas with CCS | 0 | 0 | 0 | 0 | 0 | 0 | 0 | 0 | 0 | 0 | 0 | 0 | 0 | 0 | 0 | 0 | 0 | 0 | 0 | 0 | 0 | 0 | 0 | 0 | 0 | 0 | 0 | 0
CDP14 | SA | SESA | Flexible gas | 0 | 0 | 0 | 0 | 0 | 0 | 0 | 0 | 0 | 0 | 0 | 0 | 0 | 0 | 0 | 0 | 0 | 0 | 0 | 0 | 0 | 0 | 0 | 0 | 0 | 0 | 0 | 0
CDP14 | SA | SESA | Hydro | 0 | 0 | 0 | 0 | 0 | 0 | 0 | 0 | 0 | 0 | 0 | 0 | 0 | 0 | 0 | 0 | 0 | 0 | 0 | 0 | 0 | 0 | 0 | 0 | 0 | 0 | 0 | 0
CDP14 | SA | SESA | Deep storage | 0 | 0 | 0 | 0 | 0 | 0 | 0 | 0 | 0 | 0 | 0 | 0 | 0 | 0 | 0 | 0 | 0 | 0 | 0 | 0 | 0 | 0 | 0 | 0 | 0 | 0 | 0 | 0
CDP14 | SA | SESA | Medium storage | 0 | 0 | 0 | 2.185e-05 | 2.806e-05 | 3.673e-05 | 3.673e-05 | 3.673e-05 | 3.863e-05 | 4.017e-05 | 4.017e-05 | 4.017e-05 | 4.316e-05 | 6.813e-05 | 7.408e-05 | 7.408e-05 | 7.408e-05 | 7.408e-05 | 7.408e-05 | 7.511e-05 | 8.822e-05 | 9.13e-05 | 9.691e-05 | 45.3907 | 45.3907 | 45.3907 | 45.3907 | 45.3907
CDP14 | SA | SESA | Shallow storage | 0 | 0 | 0 | 0 | 0 | 0 | 0 | 0 | 0 | 0 | 0 | 0 | 0 | 0 | 0 | 0 | 0 | 0 | 0 | 0 | 0 | 0 | 0 | 0 | 0 | 0 | 0 | 0
CDP14 | SA | SESA | Coordinated CER storage | 0.61122 | 0.88308 | 1.1524 | 1.4493 | 1.7585 | 2.151 | 2.5347 | 2.9572 | 3.4253 | 3.9705 | 4.6092 | 5.2767 | 6.0254 | 6.8004 | 7.6143 | 8.4664 | 9.35 | 10.2723 | 11.2305 | 12.2735 | 13.437 | 14.6473 | 15.9009 | 17.214 | 18.5458 | 19.8997 | 20.5756 | 21.2128
CDP14 | SA | SESA | Other renewable fuels | 0 | 0 | 0 | 0 | 0 | 0 | 0 | 0 | 0 | 0 | 0 | 0 | 0 | 0 | 0 | 0 | 0 | 0 | 0 | 0 | 0 | 0 | 0 | 0 | 0 | 0 | 0 | 0
CDP14 | SA | SESA | DSP | 0 | 0 | 0 | 0 | 0 | 0 | 0 | 0 | 0 | 0 | 0 | 0 | 0 | 0 | 0 | 0 | 0 | 0 | 0 | 0 | 0 | 0 | 0 | 0 | 0 | 0 | 0 | 0
CDP14 | TAS | TAS | Mid-merit gas | 0 | 0 | 0 | 0 | 0 | 0 | 0 | 0 | 0 | 0 | 0 | 0 | 0 | 0 | 0 | 0 | 0 | 0 | 0 | 0 | 0 | 0 | 0 | 0 | 0 | 0 | 0 | 0
CDP14 | TAS | TAS | Flexible gas with CCS | 0 | 0 | 0 | 0 | 0 | 0 | 0 | 0 | 0 | 0 | 0 | 0 | 0 | 0 | 0 | 0 | 0 | 0 | 0 | 0 | 0 | 0 | 0 | 0 | 0 | 0 | 0 | 0
CDP14 | TAS | TAS | Flexible gas | 0 | 0 | 0 | 0 | 0 | 0 | 0 | 0 | 0 | 0 | 0 | 0 | 0 | 0 | 0 | 0 | 0 | 0 | 0 | 0 | 0 | 0 | 0 | 0 | 0 | 0 | 0 | 0
CDP14 | TAS | TAS | Hydro | 0 | 0 | 0 | 0 | 0 | 0 | 390 | 390 | 390 | 390 | 390 | 390 | 390 | 390 | 390 | 390 | 390 | 390 | 390 | 390 | 390 | 390 | 390 | 390 | 390 | 390 | 390 | 390
CDP14 | TAS | TAS | Deep storage | 0 | 0 | 0 | 0 | 0 | 0 | 2.779e-05 | 3.337e-05 | 4.496e-05 | 4.496e-05 | 4.496e-05 | 4.496e-05 | 5.5908 | 53.3171 | 53.3171 | 53.3171 | 53.3172 | 53.3172 | 172.9971 | 455.8183 | 922.618 | 922.618 | 922.618 | 922.618 | 922.618 | 922.618 | 922.618 | 922.618
CDP14 | TAS | TAS | Medium storage | 0 | 0 | 0 | 1.868e-05 | 2.117e-05 | 2.357e-05 | 2.357e-05 | 2.357e-05 | 2.558e-05 | 2.783e-05 | 2.783e-05 | 2.783e-05 | 3.085e-05 | 4.218e-05 | 4.508e-05 | 4.508e-05 | 4.642e-05 | 4.642e-05 | 4.642e-05 | 4.983e-05 | 6.088e-05 | 6.193e-05 | 6.383e-05 | 6.439e-05 | 6.439e-05 | 6.439e-05 | 6.439e-05 | 6.439e-05
CDP14 | TAS | TAS | Shallow storage | 0 | 0 | 0 | 0 | 0 | 0 | 0 | 0 | 0 | 0 | 0 | 0 | 0 | 0 | 0 | 0 | 0 | 0 | 0 | 0 | 0 | 0 | 0 | 0 | 0 | 0 | 0 | 0
CDP14 | TAS | TAS | Coordinated CER storage | 0.49202 | 0.81972 | 1.1904 | 1.6174 | 2.1106 | 2.7326 | 3.2327 | 3.8671 | 4.6719 | 5.7102 | 7.0106 | 8.6052 | 10.485 | 12.7058 | 15.2558 | 18.1129 | 21.2812 | 24.7979 | 28.677 | 32.9257 | 37.5563 | 42.7068 | 48.2882 | 54.3035 | 60.6636 | 67.3654 | 71.0896 | 74.411
CDP14 | TAS | TAS | Other renewable fuels | 0 | 0 | 0 | 0 | 0 | 0 | 0 | 0 | 0 | 0 | 0 | 0 | 0 | 0 | 0 | 0 | 0 | 0 | 0 | 0 | 0 | 0 | 0 | 0 | 0 | 0 | 0 | 0
CDP14 | TAS | TAS | DSP | 0.05 | -0.71 | -1.41 | -1.38 | -1.29 | -1.16 | -1.04 | -0.94 | -0.9 | -0.89 | -0.86 | -0.89 | -0.87 | -0.86 | -0.84 | -0.83 | -0.79 | -0.77 | -0.75 | -0.74 | -0.76 | -0.76 | -0.77 | -0.76 | -0.75 | -0.81 | -0.92 | -0.99
CDP15 | NSW | NNSW | Mid-merit gas | 0 | 0 | 0 | 0 | 0 | 0 | 0 | 0 | 0 | 0 | 0 | 0 | 0 | 0 | 0 | 0 | 0 | 0 | 0 | 0 | 0 | 0 | 0 | 0 | 0 | 0 | 0 | 0
CDP15 | NSW | NNSW | Flexible gas with CCS | 0 | 0 | 0 | 0 | 0 | 0 | 0 | 0 | 0 | 0 | 0 | 0 | 0 | 0 | 0 | 0 | 0 | 0 | 0 | 0 | 0 | 0 | 0 | 0 | 0 | 0 | 0 | 0
CDP15 | NSW | NNSW | Flexible gas | 0 | 0 | 0 | 0 | 0 | 0 | 0 | 0 | 0 | 0 | 0 | 0 | 0 | 0 | 0 | 0 | 0 | 0 | 0 | 0 | 0 | 0 | 0 | 0 | 0 | 0 | 0 | 0
CDP15 | NSW | NNSW | Hydro | 0 | 0 | 0 | 0 | 0 | 0 | 0 | 0 | 0 | 0 | 0 | 0 | 0 | 0 | 0 | 0 | 0 | 0 | 0 | 0 | 0 | 0 | 0 | 0 | 0 | 0 | 0 | 0
CDP15 | NSW | NNSW | Snowy 2.0 | 0 | 0 | 0 | 0 | 0 | 0 | 0 | 0 | 0 | 0 | 0 | 0 | 0 | 0 | 0 | 0 | 0 | 0 | 0 | 0 | 0 | 0 | 0 | 0 | 0 | 0 | 0 | 0
CDP15 | NSW | NNSW | Deep storage | 0 | 0 | 0 | 0 | 0 | 0 | 9.38e-06 | 1.434e-05 | 1.434e-05 | 1.434e-05 | 2.134e-05 | 2.912e-05 | 3.62e-05 | 3.62e-05 | 3.909e-05 | 3.909e-05 | 4.139e-05 | 4.753e-05 | 4.753e-05 | 5.918e-05 | 1000 | 1000 | 1000 | 1000 | 1000 | 1000 | 1000 | 1000
CDP15 | NSW | NNSW | Medium storage | 0 | 0 | 275 | 275 | 382.9082 | 1188.8611 | 1188.8611 | 1188.8611 | 1188.8611 | 1188.8611 | 1188.8611 | 1188.8612 | 1188.8612 | 1188.8612 | 1188.8612 | 1188.8612 | 1188.8612 | 1188.8612 | 1188.8612 | 1188.8612 | 1188.8613 | 1188.8613 | 1188.8613 | 1781.8386 | 1781.8386 | 2131.3463 | 2131.3463 | 2463.8615
CDP15 | NSW | NNSW | Shallow storage | 0 | 30 | 230 | 430 | 430 | 430 | 430 | 430 | 430 | 430 | 430 | 430 | 430 | 430 | 430 | 430 | 430 | 430 | 430 | 430 | 430 | 430 | 430 | 430 | 430 | 430 | 430 | 430
CDP15 | NSW | NNSW | Coordinated CER storage | 1.4111 | 2.2004 | 3.1378 | 4.0696 | 5.2015 | 6.5092 | 8.3028 | 10.6013 | 13.4299 | 16.8869 | 20.9596 | 25.6995 | 31.0392 | 37.0757 | 43.7606 | 51.0565 | 58.967 | 67.5443 | 76.7721 | 86.6761 | 97.4085 | 108.9366 | 121.1526 | 134.0682 | 147.4952 | 161.4022 | 167.974 | 173.8539
CDP15 | NSW | NNSW | Other renewable fuels | 0 | 0 | 0 | 0 | 0 | 0 | 0 | 0 | 0 | 0 | 0 | 0 | 0 | 0 | 0 | 0 | 0 | 0 | 0 | 0 | 0 | 0 | 0 | 0 | 0 | 0 | 90 | 90
CDP15 | NSW | NNSW | DSP | 0 | 0 | 0 | 0 | 0 | 0 | 0 | 0 | 0 | 0 | 0 | 0 | 0 | 0 | 0 | 0 | 0 | 0 | 0 | 0 | 0 | 0 | 0 | 0 | 0 | 0 | 0 | 0
CDP15 | NSW | CNSW | Mid-merit gas | 0 | 0 | 0 | 0 | 0 | 0 | 0 | 0 | 0 | 0 | 0 | 0 | 0 | 0 | 0 | 0 | 0 | 0 | 0 | 0 | 0 | 0 | 0 | 0 | 0 | 0 | 0 | 0
CDP15 | NSW | CNSW | Flexible gas with CCS | 0 | 0 | 0 | 0 | 0 | 0 | 0 | 0 | 0 | 0 | 0 | 0 | 0 | 0 | 0 | 0 | 0 | 0 | 0 | 0 | 0 | 0 | 0 | 0 | 0 | 0 | 0 | 0
CDP15 | NSW | CNSW | Flexible gas | 0 | 0 | 0 | 0 | 0 | 0 | 0 | 0 | 0 | 0 | 0 | 0 | 0 | 0 | 0 | 0 | 0 | 0 | 0 | 0 | 0 | 0 | 0 | 0 | 0 | 0 | 0 | 0
CDP15 | NSW | CNSW | Hydro | 0 | 0 | 0 | 0 | 0 | 0 | 0 | 0 | 0 | 0 | 0 | 0 | 0 | 0 | 0 | 0 | 0 | 0 | 0 | 0 | 0 | 0 | 0 | 0 | 0 | 0 | 0 | 0
CDP15 | NSW | CNSW | Snowy 2.0 | 0 | 0 | 0 | 0 | 0 | 0 | 0 | 0 | 0 | 0 | 0 | 0 | 0 | 0 | 0 | 0 | 0 | 0 | 0 | 0 | 0 | 0 | 0 | 0 | 0 | 0 | 0 | 0
CDP15 | NSW | CNSW | Deep storage | 0 | 0 | 0 | 0 | 0 | 0 | 0 | 0 | 0 | 0 | 0 | 0 | 0 | 0 | 0 | 0 | 0 | 0 | 0 | 0 | 0 | 0 | 0 | 0 | 0 | 0 | 0 | 0
CDP15 | NSW | CNSW | Medium storage | 0 | 549 | 549 | 917.46 | 917.46 | 957.4894 | 957.4894 | 997.5094 | 997.5094 | 997.5094 | 1037.5294 | 1037.5294 | 1037.5294 | 1077.5494 | 1077.5494 | 1077.5494 | 1077.5494 | 1077.5494 | 1077.5494 | 1117.5694 | 1117.5694 | 1157.5894 | 1157.5894 | 1157.5894 | 1197.6094 | 1197.6094 | 1197.6094 | 1237.6294
CDP15 | NSW | CNSW | Shallow storage | 0 | 20 | 30.045 | 321.6732 | 1706.7474 | 1706.7474 | 1706.7474 | 1706.7474 | 1706.7474 | 1706.7474 | 1706.7474 | 1706.7474 | 1706.7474 | 1706.7474 | 1706.7474 | 1706.7474 | 1706.7474 | 1706.7474 | 1706.7474 | 1706.7474 | 1706.7474 | 1706.7474 | 1706.7474 | 1706.7474 | 1706.7474 | 1706.7474 | 1706.7474 | 1706.7474
CDP15 | NSW | CNSW | Coordinated CER storage | 0.59798 | 0.93451 | 1.3494 | 1.776 | 2.2689 | 2.848 | 3.8284 | 5.1416 | 6.7929 | 8.8348 | 11.2982 | 14.1756 | 17.471 | 21.2071 | 25.3812 | 29.9855 | 35.0184 | 40.4848 | 46.3919 | 52.7376 | 59.6211 | 67.0433 | 74.9132 | 83.2358 | 91.9357 | 100.9613 | 105.2226 | 109.0428
CDP15 | NSW | CNSW | Other renewable fuels | 0 | 0 | 0 | 0 | 0 | 0 | 0 | 0 | 0 | 0 | 0 | 0 | 0 | 0 | 0 | 0 | 0 | 0 | 0 | 0 | 0 | 0 | 0 | 0 | 0 | 30 | 90 | 90
CDP15 | NSW | CNSW | DSP | 0 | 0 | 0 | 0 | 0 | 0 | 0 | 0 | 0 | 0 | 0 | 0 | 0 | 0 | 0 | 0 | 0 | 0 | 0 | 0 | 0 | 0 | 0 | 0 | 0 | 0 | 0 | 0
CDP15 | NSW | SNSW | Mid-merit gas | 0 | 0 | 0 | 0 | 0 | 0 | 0 | 0 | 0 | 0 | 0 | 0 | 0 | 0 | 0 | 0 | 0 | 0 | 0 | 0 | 0 | 0 | 0 | 0 | 0 | 0 | 0 | 0
CDP15 | NSW | SNSW | Flexible gas with CCS | 0 | 0 | 0 | 0 | 0 | 0 | 0 | 0 | 0 | 0 | 0 | 0 | 0 | 0 | 0 | 0 | 0 | 0 | 0 | 0 | 0 | 0 | 0 | 0 | 0 | 0 | 0 | 0
CDP15 | NSW | SNSW | Flexible gas | 0 | 0 | 0 | 0 | 0 | 0 | 0 | 0 | 0 | 0 | 0 | 0 | 0 | 0 | 0 | 0 | 0 | 0 | 0 | 0 | 0 | 0 | 0 | 0 | 0 | 0 | 0 | 0
CDP15 | NSW | SNSW | Hydro | 0 | 0 | 0 | 0 | 0 | 0 | 0 | 0 | 0 | 0 | 0 | 0 | 0 | 0 | 0 | 0 | 0 | 0 | 0 | 0 | 0 | 0 | 0 | 0 | 0 | 0 | 0 | 0
CDP15 | NSW | SNSW | Snowy 2.0 | 0 | 0 | 0 | 0 | 2200 | 2200 | 2200 | 2200 | 2200 | 2200 | 2200 | 2200 | 2200 | 2200 | 2200 | 2200 | 2200 | 2200 | 2200 | 2200 | 2200 | 2200 | 2200 | 2200 | 2200 | 2200 | 2200 | 2200
CDP15 | NSW | SNSW | Deep storage | 0 | 0 | 0 | 0 | 0 | 0 | 0 | 0 | 0 | 0 | 0 | 0 | 0 | 0 | 0 | 0 | 0 | 0 | 0 | 0 | 0 | 0 | 0 | 0 | 0 | 0 | 0 | 0
CDP15 | NSW | SNSW | Medium storage | 0 | 50 | 50 | 250 | 250 | 346.3614 | 346.3614 | 346.3614 | 346.3614 | 346.3614 | 346.3614 | 346.3614 | 346.3614 | 346.3614 | 346.3614 | 346.3614 | 346.3614 | 346.3614 | 346.3614 | 346.3614 | 346.3615 | 346.3615 | 346.3615 | 346.3615 | 346.3615 | 346.3616 | 346.3616 | 346.3616
CDP15 | NSW | SNSW | Shallow storage | 10 | 19.9 | 19.9 | 19.9 | 19.9 | 20.89 | 20.89 | 21.88 | 21.88 | 21.88 | 22.87 | 22.87 | 22.87 | 23.86 | 23.86 | 23.86 | 23.86 | 23.86 | 23.86 | 24.85 | 24.85 | 25.84 | 25.84 | 25.84 | 25.84 | 25.84 | 25.84 | 25.84
CDP15 | NSW | SNSW | Coordinated CER storage | 1.2069 | 1.9069 | 2.7656 | 3.7048 | 4.823 | 6.104 | 7.6428 | 9.603 | 12.0552 | 15.0904 | 18.749 | 23.0893 | 28.0961 | 33.8541 | 40.3371 | 47.5032 | 55.3701 | 64.0005 | 73.4087 | 83.6216 | 94.7478 | 106.9435 | 120.0443 | 134.0558 | 148.7861 | 164.2479 | 172.2574 | 179.4936
CDP15 | NSW | SNSW | Other renewable fuels | 0 | 0 | 0 | 0 | 0 | 0 | 0 | 0 | 0 | 0 | 0 | 0 | 0 | 0 | 0 | 0 | 0 | 0 | 0 | 0 | 0 | 0 | 0 | 0 | 0 | 0 | 0 | 0
CDP15 | NSW | SNSW | DSP | 0 | 0 | 0 | 0 | 0 | 0 | 0 | 0 | 0 | 0 | 0 | 0 | 0 | 0 | 0 | 0 | 0 | 0 | 0 | 0 | 0 | 0 | 0 | 0 | 0 | 0 | 0 | 0
CDP15 | NSW | SNW | Mid-merit gas | 0 | 0 | 0 | 0 | 0 | 0 | 0 | 0 | 0 | 0 | 0 | 0 | 0 | 0 | 0 | 0 | 0 | 0 | 0 | 0 | 0 | 0 | 0 | 0 | 0 | 0 | 0 | 0
CDP15 | NSW | SNW | Flexible gas with CCS | 0 | 0 | 0 | 0 | 0 | 0 | 0 | 0 | 0 | 0 | 0 | 0 | 0 | 0 | 0 | 0 | 0 | 0 | 0 | 0 | 0 | 0 | 0 | 0 | 0 | 0 | 0 | 0
CDP15 | NSW | SNW | Flexible gas | 0 | 0 | 0 | 0 | 0 | 0 | 0 | 0 | 0 | 0 | 0 | 0 | 0 | 0 | 0 | 0 | 0 | 0 | 257.1331 | 941.0035 | 2002.0635 | 2002.0635 | 2002.0635 | 2002.0635 | 2002.0635 | 2002.0635 | 2002.0635 | 2002.0635
CDP15 | NSW | SNW | Hydro | 0 | 0 | 0 | 0 | 0 | 0 | 0 | 0 | 0 | 0 | 0 | 0 | 0 | 0 | 0 | 0 | 0 | 0 | 0 | 0 | 0 | 0 | 0 | 0 | 0 | 0 | 0 | 0
CDP15 | NSW | SNW | Snowy 2.0 | 0 | 0 | 0 | 0 | 0 | 0 | 0 | 0 | 0 | 0 | 0 | 0 | 0 | 0 | 0 | 0 | 0 | 0 | 0 | 0 | 0 | 0 | 0 | 0 | 0 | 0 | 0 | 0
CDP15 | NSW | SNW | Deep storage | 0 | 0 | 0 | 0 | 0 | 0 | 0 | 0 | 0 | 0 | 0 | 0 | 0 | 0 | 0 | 0 | 0 | 0 | 0 | 0 | 0 | 0 | 0 | 0 | 0 | 0 | 0 | 0
CDP15 | NSW | SNW | Medium storage | 0 | 889.1447 | 889.1447 | 889.1448 | 889.1448 | 1304.9128 | 1304.9128 | 1304.9128 | 1304.9128 | 1304.9128 | 1304.9128 | 1304.9128 | 1304.9128 | 1304.9128 | 1304.9128 | 1304.9128 | 1304.9128 | 1304.9128 | 1304.9128 | 1304.9128 | 1304.9128 | 1304.9128 | 1304.9128 | 1304.913 | 1304.913 | 1304.9131 | 1304.9131 | 1304.9131
CDP15 | NSW | SNW | Shallow storage | 0 | 632.712 | 632.7148 | 632.7161 | 668.3584 | 710.6944 | 1338.2464 | 1410.8224 | 1410.8224 | 1410.8224 | 1483.3984 | 1483.3984 | 1483.3984 | 1555.9744 | 1555.9744 | 1555.9744 | 1555.9744 | 1555.9744 | 1555.9744 | 1628.5504 | 1628.5504 | 1701.1264 | 1701.1264 | 1701.1264 | 1773.7024 | 1773.7024 | 1773.7024 | 1846.2784
CDP15 | NSW | SNW | Coordinated CER storage | 5.6995 | 8.9871 | 12.8326 | 16.9571 | 21.9697 | 27.6663 | 37.1937 | 49.6005 | 65.1327 | 84.2739 | 107.1493 | 134.0014 | 164.6224 | 199.4384 | 238.3244 | 281.0862 | 327.7038 | 378.3827 | 433.0554 | 491.83 | 555.0637 | 623.7244 | 696.5772 | 773.7214 | 854.3051 | 938.1119 | 977.5203 | 1012.8282
CDP15 | NSW | SNW | Other renewable fuels | 0 | 0 | 0 | 0 | 0 | 0 | 0 | 0 | 0 | 0 | 0 | 0 | 0 | 0 | 0 | 0 | 0 | 0 | 0 | 0 | 0 | 0 | 0 | 0 | 0 | 90 | 90 | 90
CDP15 | NSW | SNW | DSP | 6.2 | 12.66 | 21.31 | 162.35 | 348.57 | 513.64 | 583.98 | 654.28 | 724.54 | 733.3 | 742.8 | 750.47 | 760.19 | 768.7 | 779.55 | 788.11 | 799.57 | 801.47 | 805.15 | 811.59 | 809.52 | 812.34 | 814.56 | 812.98 | 816.87 | 821.19 | 829.44 | 848.51
CDP15 | QLD | NQ | Mid-merit gas | 0 | 0 | 0 | 0 | 0 | 0 | 0 | 0 | 0 | 0 | 0 | 0 | 0 | 0 | 0 | 0 | 0 | 0 | 0 | 0 | 0 | 0 | 0 | 0 | 0 | 0 | 0 | 0
CDP15 | QLD | NQ | Flexible gas with CCS | 0 | 0 | 0 | 0 | 0 | 0 | 0 | 0 | 0 | 0 | 0 | 0 | 0 | 0 | 0 | 0 | 0 | 0 | 0 | 0 | 0 | 0 | 0 | 0 | 0 | 0 | 0 | 0
CDP15 | QLD | NQ | Flexible gas | 0 | 0 | 0 | 0 | 0 | 0 | 0 | 0 | 0 | 0 | 0 | 0 | 0 | 0 | 0 | 0 | 0 | 0 | 0 | 0 | 0 | 0 | 0 | 0 | 0 | 0 | 0 | 0
CDP15 | QLD | NQ | Hydro | 0 | 0 | 0 | 0 | 0 | 0 | 0 | 0 | 0 | 0 | 0 | 0 | 0 | 0 | 0 | 0 | 0 | 0 | 0 | 0 | 0 | 0 | 0 | 0 | 0 | 0 | 0 | 0
CDP15 | QLD | NQ | Borumba | 0 | 0 | 0 | 0 | 0 | 0 | 0 | 0 | 0 | 0 | 0 | 0 | 0 | 0 | 0 | 0 | 0 | 0 | 0 | 0 | 0 | 0 | 0 | 0 | 0 | 0 | 0 | 0
CDP15 | QLD | NQ | Deep storage | 0 | 0 | 0 | 0 | 0 | 0 | 6.34e-06 | 1.022e-05 | 1.022e-05 | 4.421e-05 | 4.421e-05 | 4.421e-05 | 6.484e-05 | 6.484e-05 | 6.837e-05 | 6.837e-05 | 6.837e-05 | 6.837e-05 | 6.837e-05 | 7.952e-05 | 0.00014033 | 0.00014703 | 6.8298 | 19.8346 | 140.8687 | 180.4721 | 180.4721 | 180.67
CDP15 | QLD | NQ | Medium storage | 0 | 0 | 0 | 1.176e-05 | 1.441e-05 | 2.181e-05 | 2.181e-05 | 2.348e-05 | 2.348e-05 | 4.588e-05 | 4.588e-05 | 4.588e-05 | 7.527e-05 | 0.00011279 | 0.0001178 | 0.0001178 | 0.0001178 | 0.00011884 | 0.00011884 | 0.00011884 | 0.00011884 | 0.00013088 | 0.00024214 | 0.00024214 | 0.00024214 | 0.00024214 | 0.00024214 | 0.00024214
CDP15 | QLD | NQ | Shallow storage | 0 | 0 | 300 | 300 | 300 | 300 | 300 | 300 | 300 | 300 | 300 | 300 | 300 | 300 | 300 | 300 | 300 | 300 | 300 | 300 | 300 | 300 | 300 | 300 | 300 | 300 | 300 | 300
CDP15 | QLD | NQ | Coordinated CER storage | 0.54674 | 0.92286 | 1.3551 | 1.8536 | 2.45 | 3.1702 | 4.191 | 5.5164 | 7.1545 | 9.1658 | 11.5718 | 14.4017 | 17.6021 | 21.2441 | 25.3028 | 29.7336 | 34.558 | 39.7965 | 45.4592 | 51.5796 | 58.257 | 65.4644 | 73.1388 | 81.3134 | 89.8287 | 98.6792 | 103.0372 | 107.0137
CDP15 | QLD | NQ | Other renewable fuels | 0 | 0 | 0 | 0 | 0 | 0 | 0 | 0 | 0 | 0 | 0 | 0 | 0 | 0 | 0 | 0 | 0 | 0 | 0 | 0 | 0 | 0 | 0 | 0 | 0 | 0 | 0 | 0
CDP15 | QLD | NQ | DSP | 0 | 0 | 0 | 0 | 0 | 0 | 0 | 0 | 0 | 0 | 0 | 0 | 0 | 0 | 0 | 0 | 0 | 0 | 0 | 0 | 0 | 0 | 0 | 0 | 0 | 0 | 0 | 0
CDP15 | QLD | GG | Mid-merit gas | 0 | 0 | 0 | 0 | 0 | 0 | 0 | 0 | 0 | 0 | 0 | 0 | 0 | 0 | 0 | 0 | 0 | 0 | 0 | 0 | 0 | 0 | 0 | 0 | 0 | 0 | 0 | 0
CDP15 | QLD | GG | Flexible gas with CCS | 0 | 0 | 0 | 0 | 0 | 0 | 0 | 0 | 0 | 0 | 0 | 0 | 0 | 0 | 0 | 0 | 0 | 0 | 0 | 0 | 0 | 0 | 0 | 0 | 0 | 0 | 0 | 0
CDP15 | QLD | GG | Flexible gas | 0 | 0 | 0 | 0 | 0 | 0 | 0 | 0 | 0 | 0 | 0 | 0 | 0 | 0 | 0 | 0 | 0 | 0 | 0 | 0 | 0 | 0 | 0 | 0 | 0 | 0 | 0 | 0
CDP15 | QLD | GG | Hydro | 0 | 0 | 0 | 0 | 0 | 0 | 0 | 0 | 0 | 0 | 0 | 0 | 0 | 0 | 0 | 0 | 0 | 0 | 0 | 0 | 0 | 0 | 0 | 0 | 0 | 0 | 0 | 0
CDP15 | QLD | GG | Borumba | 0 | 0 | 0 | 0 | 0 | 0 | 0 | 0 | 0 | 0 | 0 | 0 | 0 | 0 | 0 | 0 | 0 | 0 | 0 | 0 | 0 | 0 | 0 | 0 | 0 | 0 | 0 | 0
CDP15 | QLD | GG | Deep storage | 0 | 0 | 0 | 0 | 0 | 0 | 0 | 0 | 0 | 0 | 0 | 0 | 0 | 0 | 0 | 0 | 0 | 0 | 0 | 0 | 0 | 0 | 0 | 0 | 0 | 0 | 0 | 0
CDP15 | QLD | GG | Medium storage | 0 | 0 | 0 | 1.515e-05 | 1.515e-05 | 3.373e-05 | 3.373e-05 | 3.512e-05 | 3.935e-05 | 6.848e-05 | 6.848e-05 | 6.848e-05 | 0.00011451 | 0.00019374 | 0.00020279 | 0.00020279 | 0.00020279 | 0.00020404 | 0.00020404 | 0.00021111 | 0.00022124 | 0.00025001 | 81.2028 | 81.4137 | 81.4138 | 456.5464 | 456.5464 | 662.6542
CDP15 | QLD | GG | Shallow storage | 0 | 400 | 400 | 400 | 400 | 400 | 400 | 400 | 400 | 400 | 400 | 400 | 400 | 400 | 400 | 400 | 400 | 400 | 400 | 400 | 400 | 400 | 400 | 400 | 400 | 400 | 400 | 400
CDP15 | QLD | GG | Coordinated CER storage | 0.026819 | 0.047887 | 0.071533 | 0.10153 | 0.13366 | 0.17572 | 0.25891 | 0.37299 | 0.52211 | 0.70955 | 0.93712 | 1.2071 | 1.5192 | 1.8769 | 2.2784 | 2.7246 | 3.2136 | 3.7508 | 4.3361 | 4.969 | 5.6604 | 6.4065 | 7.2009 | 8.0431 | 8.9264 | 9.8483 | 10.2976 | 10.7049
CDP15 | QLD | GG | Other renewable fuels | 0 | 0 | 0 | 0 | 0 | 0 | 0 | 0 | 0 | 0 | 0 | 0 | 0 | 0 | 0 | 0 | 0 | 0 | 0 | 0 | 0 | 0 | 0 | 0 | 0 | 0 | 0 | 0
CDP15 | QLD | GG | DSP | 0 | 0 | 0 | 0 | 0 | 0 | 0 | 0 | 0 | 0 | 0 | 0 | 0 | 0 | 0 | 0 | 0 | 0 | 0 | 0 | 0 | 0 | 0 | 0 | 0 | 0 | 0 | 0
CDP15 | QLD | CQ | Mid-merit gas | 0 | 0 | 0 | 0 | 0 | 0 | 0 | 0 | 0 | 0 | 0 | 0 | 0 | 0 | 0 | 0 | 0 | 0 | 0 | 0 | 0 | 0 | 0 | 0 | 0 | 0 | 0 | 0
CDP15 | QLD | CQ | Flexible gas with CCS | 0 | 0 | 0 | 0 | 0 | 0 | 0 | 0 | 0 | 0 | 0 | 0 | 0 | 0 | 0 | 0 | 0 | 0 | 0 | 0 | 0 | 0 | 0 | 0 | 0 | 0 | 0 | 0
CDP15 | QLD | CQ | Flexible gas | 0 | 0 | 0 | 0 | 0 | 0 | 0 | 0 | 0 | 0 | 0 | 0 | 0 | 0 | 0 | 0 | 0 | 0 | 0 | 0 | 0 | 0 | 0 | 0 | 0 | 0 | 0 | 0
CDP15 | QLD | CQ | Hydro | 0 | 0 | 0 | 0 | 0 | 0 | 0 | 0 | 0 | 0 | 0 | 0 | 0 | 0 | 0 | 0 | 0 | 0 | 0 | 0 | 0 | 0 | 0 | 0 | 0 | 0 | 0 | 0
CDP15 | QLD | CQ | Borumba | 0 | 0 | 0 | 0 | 0 | 0 | 0 | 0 | 0 | 0 | 0 | 0 | 0 | 0 | 0 | 0 | 0 | 0 | 0 | 0 | 0 | 0 | 0 | 0 | 0 | 0 | 0 | 0
CDP15 | QLD | CQ | Deep storage | 0 | 0 | 0 | 0 | 0 | 0 | 6.44e-06 | 1.008e-05 | 1.008e-05 | 3.565e-05 | 3.565e-05 | 3.565e-05 | 4.314e-05 | 6.037e-05 | 6.39e-05 | 6.39e-05 | 6.39e-05 | 6.39e-05 | 6.39e-05 | 6.815e-05 | 0.0001627 | 0.00016588 | 0.00017209 | 0.00018586 | 61.6132 | 361.5883 | 361.5883 | 400
CDP15 | QLD | CQ | Medium storage | 0 | 0 | 0 | 1.668e-05 | 2.053e-05 | 3.436e-05 | 4.156e-05 | 4.88e-05 | 5.194e-05 | 0.00011911 | 0.00011911 | 0.00011911 | 0.00017012 | 0.00026265 | 0.00027538 | 0.00027538 | 0.00027538 | 0.00027538 | 0.00027538 | 0.00028184 | 0.00030143 | 0.00033279 | 81.1811 | 165.6738 | 165.6743 | 727.3167 | 727.3167 | 1043.2944
CDP15 | QLD | CQ | Shallow storage | 0 | 0 | 0 | 150 | 150 | 150 | 150 | 150 | 150 | 150 | 150 | 150 | 150 | 150 | 150 | 150 | 150 | 150 | 150 | 150 | 150 | 150 | 150 | 150 | 150 | 150 | 150 | 150
CDP15 | QLD | CQ | Coordinated CER storage | 0.49915 | 0.855 | 1.2505 | 1.7306 | 2.2741 | 2.9451 | 4.0203 | 5.4257 | 7.2073 | 9.4204 | 12.0769 | 15.2024 | 18.7874 | 22.8688 | 27.4354 | 32.4602 | 37.9331 | 43.9154 | 50.3996 | 57.404 | 65.0752 | 73.3346 | 82.131 | 91.474 | 101.254 | 111.4193 | 116.4019 | 120.9195
CDP15 | QLD | CQ | Other renewable fuels | 0 | 0 | 0 | 0 | 0 | 0 | 0 | 0 | 0 | 0 | 0 | 0 | 0 | 0 | 0 | 0 | 0 | 0 | 0 | 0 | 0 | 0 | 0 | 0 | 0 | 0 | 0 | 0
CDP15 | QLD | CQ | DSP | 0 | 0 | 0 | 0 | 0 | 0 | 0 | 0 | 0 | 0 | 0 | 0 | 0 | 0 | 0 | 0 | 0 | 0 | 0 | 0 | 0 | 0 | 0 | 0 | 0 | 0 | 0 | 0
CDP15 | QLD | SQ | Mid-merit gas | 0 | 0 | 0 | 0 | 0 | 0 | 0 | 0 | 0 | 0 | 0 | 0 | 0 | 0 | 0 | 0 | 0 | 0 | 0 | 0 | 0 | 0 | 0 | 0 | 0 | 0 | 0 | 0
CDP15 | QLD | SQ | Flexible gas with CCS | 0 | 0 | 0 | 0 | 0 | 0 | 0 | 0 | 0 | 0 | 0 | 0 | 0 | 0 | 0 | 0 | 0 | 0 | 0 | 0 | 0 | 0 | 0 | 0 | 0 | 0 | 0 | 0
CDP15 | QLD | SQ | Flexible gas | 0 | 0 | 200 | 200 | 200 | 200 | 200 | 200 | 200 | 352.2324 | 352.2324 | 352.2324 | 407.2997 | 637.1986 | 846.8154 | 1264.3046 | 1477.9849 | 2356.9841 | 2928.9296 | 2928.9296 | 2928.9296 | 2928.9296 | 3294.2164 | 3294.2164 | 3294.2164 | 3294.2164 | 3294.2164 | 3503.2698
CDP15 | QLD | SQ | Hydro | 0 | 0 | 0 | 0 | 0 | 0 | 0 | 0 | 0 | 0 | 0 | 0 | 0 | 0 | 0 | 0 | 0 | 0 | 0 | 0 | 0 | 0 | 0 | 0 | 0 | 0 | 0 | 0
CDP15 | QLD | SQ | Borumba | 0 | 0 | 0 | 0 | 0 | 0 | 0 | 1998 | 1998 | 1998 | 1998 | 1998 | 1998 | 1998 | 1998 | 1998 | 1998 | 1998 | 1998 | 1998 | 1998 | 1998 | 1998 | 1998 | 1998 | 1998 | 1998 | 1998
CDP15 | QLD | SQ | Deep storage | 0 | 0 | 0 | 0 | 0 | 0 | 0 | 0 | 0 | 0 | 0 | 0 | 0 | 0 | 0 | 0 | 0 | 0 | 0 | 0 | 0 | 0 | 0 | 0 | 0 | 0 | 0 | 0
CDP15 | QLD | SQ | Medium storage | 0 | 0 | 0 | 1.211e-05 | 1.576e-05 | 2.853e-05 | 2.853e-05 | 3.096e-05 | 3.729e-05 | 5.099e-05 | 5.099e-05 | 5.099e-05 | 8.488e-05 | 0.00015439 | 0.00015992 | 0.00015992 | 0.00015992 | 0.00015992 | 0.00015992 | 0.00015992 | 0.0001743 | 0.00020009 | 535.9316 | 535.9316 | 535.9316 | 816.162 | 816.162 | 816.162
CDP15 | QLD | SQ | Shallow storage | 714.16 | 1020.16 | 1020.16 | 1020.16 | 1020.16 | 1020.16 | 1020.16 | 1020.16 | 1020.16 | 1020.16 | 1020.16 | 1020.16 | 1020.16 | 1020.16 | 1020.16 | 1020.16 | 1020.16 | 1020.16 | 1020.16 | 1020.16 | 1020.16 | 1020.16 | 1020.16 | 1020.16 | 1020.16 | 1020.16 | 1020.16 | 1020.16
CDP15 | QLD | SQ | Coordinated CER storage | 2.6949 | 4.6149 | 6.8273 | 9.399 | 12.4206 | 16.2636 | 22.9345 | 31.7049 | 42.7505 | 56.464 | 72.9637 | 92.4549 | 114.7868 | 140.326 | 168.9326 | 200.4226 | 234.721 | 272.1627 | 312.8429 | 356.7965 | 404.3261 | 456.2111 | 511.5074 | 570.2605 | 631.7811 | 695.9349 | 727.3631 | 755.8908
CDP15 | QLD | SQ | Other renewable fuels | 0 | 0 | 0 | 0 | 0 | 0 | 0 | 0 | 0 | 0 | 0 | 0 | 0 | 0 | 0 | 0 | 0 | 0 | 0 | 0 | 0 | 0 | 0 | 0 | 0 | 0 | 90 | 90
CDP15 | QLD | SQ | DSP | 3.25 | 5.13 | 9.91 | 13.47 | 17.87 | 1.79 | 7.34 | 11.4 | 15.32 | 20.33 | 25.8 | 31.69 | 38.24 | 42.35 | 46.79 | 53.33 | 57.04 | 59.69 | 63.14 | 66.16 | 68.23 | 70.89 | 74.75 | 77.21 | 85.81 | 92.63 | 99.97 | 101.49
CDP15 | VIC | VIC | Mid-merit gas | 0 | 0 | 0 | 0 | 0 | 0 | 0 | 0 | 0 | 0 | 0 | 0 | 0 | 0 | 0 | 0 | 0 | 0 | 0 | 0 | 0 | 0 | 0 | 0 | 0 | 0 | 0 | 0
CDP15 | VIC | VIC | Flexible gas with CCS | 0 | 0 | 0 | 0 | 0 | 0 | 0 | 0 | 0 | 0 | 0 | 0 | 0 | 0 | 0 | 0 | 0 | 0 | 0 | 0 | 0 | 0 | 0 | 0 | 0 | 0 | 0 | 0
CDP15 | VIC | VIC | Flexible gas | 0 | 0 | 0 | 0 | 0 | 0 | 0 | 0 | 0 | 0 | 0 | 0 | 0 | 0 | 0 | 0 | 0 | 0 | 131.2829 | 131.2829 | 131.2829 | 131.2829 | 131.2829 | 769.831 | 769.831 | 769.831 | 769.831 | 1621.8444
CDP15 | VIC | VIC | Hydro | 0 | 0 | 0 | 0 | 0 | 0 | 0 | 0 | 0 | 0 | 0 | 0 | 0 | 0 | 0 | 0 | 0 | 0 | 0 | 0 | 0 | 0 | 0 | 0 | 0 | 0 | 0 | 0
CDP15 | VIC | VIC | Deep storage | 0 | 0 | 0 | 0 | 0 | 0 | 5.89e-06 | 1.893e-05 | 3.784e-05 | 9.299e-05 | 9.299e-05 | 9.299e-05 | 9.299e-05 | 9.897e-05 | 9.897e-05 | 0.00010041 | 0.00010152 | 0.00010269 | 0.00010458 | 0.00011161 | 472.429 | 472.429 | 472.429 | 472.429 | 475.0808 | 486.2252 | 486.2252 | 552.5515
CDP15 | VIC | VIC | Medium storage | 0 | 0 | 350 | 350 | 350 | 350 | 350 | 350 | 350 | 350.0001 | 350.0001 | 350.0001 | 350.0001 | 350.0001 | 350.0001 | 350.0001 | 350.0001 | 350.0001 | 350.0001 | 350.0001 | 350.0001 | 350.0001 | 350.0001 | 350.0003 | 350.0003 | 350.0003 | 350.0003 | 350.0003
CDP15 | VIC | VIC | Shallow storage | 180 | 1691.51 | 1756.3103 | 2211.3829 | 2211.3829 | 2421.4 | 2428.7 | 2940.3999 | 3451.3399 | 4013.0398 | 5621.9197 | 5621.9197 | 5628.5197 | 5628.5197 | 5628.5197 | 5628.5197 | 5628.5197 | 5628.5197 | 5628.5197 | 5628.5197 | 5635.1197 | 5635.1197 | 5635.1197 | 5635.1197 | 5635.1197 | 5635.1197 | 5635.1197 | 5635.1197
CDP15 | VIC | VIC | Coordinated CER storage | 8.9163 | 14.4987 | 20.4798 | 27.3899 | 35.853 | 45.8051 | 59.1688 | 76.2585 | 97.3343 | 123.084 | 153.6475 | 189.3602 | 229.872 | 275.8842 | 327.0848 | 383.0564 | 443.7316 | 509.6502 | 580.9109 | 657.633 | 740.6541 | 830.7914 | 926.6572 | 1028.3543 | 1134.4025 | 1244.5508 | 1298.531 | 1347.4871
CDP15 | VIC | VIC | Other renewable fuels | 0 | 0 | 0 | 0 | 0 | 0 | 0 | 0 | 0 | 0 | 0 | 0 | 0 | 0 | 0 | 0 | 0 | 0 | 0 | 0 | 0 | 0 | 0 | 0 | 0 | 0 | 90 | 90
CDP15 | VIC | VIC | DSP | 2.06 | 5.47 | -2.91 | 1.75 | 7.82 | 14.87 | 19.28 | 25.16 | 29.26 | 33.97 | 36.82 | 39.34 | 41.6 | 44.07 | 46.76 | 49.93 | 53.23 | 55.16 | 57.69 | 59.14 | 59.83 | 61.47 | 61.87 | 60.96 | 59.14 | 58.56 | 59.5 | 61.38
CDP15 | SA | CSA | Mid-merit gas | 0 | 0 | 0 | 0 | 0 | 0 | 0 | 0 | 0 | 0 | 0 | 0 | 0 | 0 | 0 | 0 | 0 | 0 | 0 | 0 | 0 | 0 | 0 | 0 | 0 | 0 | 0 | 0
CDP15 | SA | CSA | Flexible gas with CCS | 0 | 0 | 0 | 0 | 0 | 0 | 0 | 0 | 0 | 0 | 0 | 0 | 0 | 0 | 0 | 0 | 0 | 0 | 0 | 0 | 0 | 0 | 0 | 0 | 0 | 0 | 0 | 0
CDP15 | SA | CSA | Flexible gas | 0 | 200 | 200 | 200 | 200 | 200 | 200 | 200 | 200 | 400.4067 | 465 | 465 | 465 | 465 | 465 | 465 | 465 | 465 | 552.6202 | 929.8098 | 929.8098 | 929.8098 | 929.8098 | 929.8098 | 929.8098 | 929.8098 | 929.8098 | 929.8098
CDP15 | SA | CSA | Hydro | 0 | 0 | 0 | 0 | 0 | 0 | 0 | 0 | 0 | 0 | 0 | 0 | 0 | 0 | 0 | 0 | 0 | 0 | 0 | 0 | 0 | 0 | 0 | 0 | 0 | 0 | 0 | 0
CDP15 | SA | CSA | Deep storage | 0 | 0 | 0 | 0 | 0 | 0 | 3.24e-06 | 5.07e-06 | 5.07e-06 | 7.22e-06 | 7.22e-06 | 7.22e-06 | 7.22e-06 | 1.176e-05 | 1.314e-05 | 1.314e-05 | 1.314e-05 | 1.314e-05 | 1.314e-05 | 1.314e-05 | 1.646e-05 | 1.646e-05 | 1.646e-05 | 1.749e-05 | 1.749e-05 | 1.749e-05 | 1.749e-05 | 1.749e-05
CDP15 | SA | CSA | Medium storage | 0 | 0 | 0 | 1.362e-05 | 1.736e-05 | 2.327e-05 | 2.327e-05 | 2.499e-05 | 3.282e-05 | 3.611e-05 | 3.611e-05 | 3.611e-05 | 3.611e-05 | 7.443e-05 | 7.91e-05 | 7.91e-05 | 7.91e-05 | 7.91e-05 | 7.91e-05 | 0.0001024 | 0.00011277 | 0.00011492 | 0.00014621 | 1068.5583 | 1068.5583 | 1488.9615 | 1488.9615 | 1488.9615
CDP15 | SA | CSA | Shallow storage | 200 | 494.98 | 1113.4589 | 2345.3286 | 2351.3486 | 2351.3486 | 2351.3486 | 2351.3486 | 2351.3486 | 2351.3486 | 2351.3486 | 2351.3486 | 2351.3486 | 2351.3486 | 2351.3486 | 2351.3486 | 2351.3486 | 2351.3486 | 2357.3686 | 2357.3686 | 2357.3686 | 2357.3686 | 2357.3686 | 2357.3686 | 2357.3686 | 2357.3686 | 2357.3686 | 2357.3686
CDP15 | SA | CSA | Coordinated CER storage | 16.7205 | 23.834 | 30.7542 | 38.4284 | 46.3958 | 56.1694 | 65.5626 | 76.1609 | 87.8108 | 100.9146 | 115.316 | 131.1314 | 147.8365 | 166.0114 | 185.1899 | 204.9252 | 225.1394 | 246.2665 | 268.3666 | 291.4341 | 316.4262 | 343.1106 | 371.0707 | 400.3204 | 429.9417 | 459.8761 | 474.9413 | 488.2607
CDP15 | SA | CSA | Other renewable fuels | 0 | 0 | 0 | 0 | 0 | 0 | 0 | 0 | 0 | 0 | 0 | 0 | 0 | 0 | 0 | 0 | 0 | 0 | 0 | 0 | 0 | 0 | 0 | 0 | 0 | 0 | 0 | 0
CDP15 | SA | CSA | DSP | 0.71 | 1.71 | 2.99 | 4.28 | 4.85 | 5.57 | 6.09 | 6.75 | 7.31 | 8.12 | 8.79 | 9.5 | 10.12 | 10.65 | 11.15 | 11.67 | 12.28 | 12.76 | 13.22 | 13.5 | 13.63 | 13.47 | 13.24 | 12.87 | 12.46 | 12.52 | 12.77 | 13.08
CDP15 | SA | SESA | Mid-merit gas | 0 | 0 | 0 | 0 | 0 | 0 | 0 | 0 | 0 | 0 | 0 | 0 | 0 | 0 | 0 | 0 | 0 | 0 | 0 | 0 | 0 | 0 | 0 | 0 | 0 | 0 | 0 | 0
CDP15 | SA | SESA | Flexible gas with CCS | 0 | 0 | 0 | 0 | 0 | 0 | 0 | 0 | 0 | 0 | 0 | 0 | 0 | 0 | 0 | 0 | 0 | 0 | 0 | 0 | 0 | 0 | 0 | 0 | 0 | 0 | 0 | 0
CDP15 | SA | SESA | Flexible gas | 0 | 0 | 0 | 0 | 0 | 0 | 0 | 0 | 0 | 0 | 0 | 0 | 0 | 0 | 0 | 0 | 0 | 0 | 0 | 0 | 0 | 0 | 0 | 0 | 0 | 0 | 0 | 0
CDP15 | SA | SESA | Hydro | 0 | 0 | 0 | 0 | 0 | 0 | 0 | 0 | 0 | 0 | 0 | 0 | 0 | 0 | 0 | 0 | 0 | 0 | 0 | 0 | 0 | 0 | 0 | 0 | 0 | 0 | 0 | 0
CDP15 | SA | SESA | Deep storage | 0 | 0 | 0 | 0 | 0 | 0 | 0 | 0 | 0 | 0 | 0 | 0 | 0 | 0 | 0 | 0 | 0 | 0 | 0 | 0 | 0 | 0 | 0 | 0 | 0 | 0 | 0 | 0
CDP15 | SA | SESA | Medium storage | 0 | 0 | 0 | 1.323e-05 | 1.703e-05 | 2.227e-05 | 2.227e-05 | 2.396e-05 | 2.515e-05 | 2.65e-05 | 2.65e-05 | 2.65e-05 | 2.761e-05 | 6.819e-05 | 7.354e-05 | 7.354e-05 | 7.354e-05 | 7.354e-05 | 7.354e-05 | 7.354e-05 | 7.909e-05 | 8.144e-05 | 9.081e-05 | 64.0247 | 64.0247 | 64.0247 | 64.0247 | 64.0247
CDP15 | SA | SESA | Shallow storage | 0 | 0 | 0 | 0 | 0 | 0 | 0 | 0 | 0 | 0 | 0 | 0 | 0 | 0 | 0 | 0 | 0 | 0 | 0 | 0 | 0 | 0 | 0 | 0 | 0 | 0 | 0 | 0
CDP15 | SA | SESA | Coordinated CER storage | 0.61122 | 0.88308 | 1.1524 | 1.4493 | 1.7585 | 2.151 | 2.5347 | 2.9572 | 3.4253 | 3.9705 | 4.6092 | 5.2767 | 6.0254 | 6.8004 | 7.6143 | 8.4664 | 9.35 | 10.2723 | 11.2305 | 12.2735 | 13.437 | 14.6473 | 15.9009 | 17.214 | 18.5458 | 19.8997 | 20.5756 | 21.2128
CDP15 | SA | SESA | Other renewable fuels | 0 | 0 | 0 | 0 | 0 | 0 | 0 | 0 | 0 | 0 | 0 | 0 | 0 | 0 | 0 | 0 | 0 | 0 | 0 | 0 | 0 | 0 | 0 | 0 | 0 | 0 | 0 | 0
CDP15 | SA | SESA | DSP | 0 | 0 | 0 | 0 | 0 | 0 | 0 | 0 | 0 | 0 | 0 | 0 | 0 | 0 | 0 | 0 | 0 | 0 | 0 | 0 | 0 | 0 | 0 | 0 | 0 | 0 | 0 | 0
CDP15 | TAS | TAS | Mid-merit gas | 0 | 0 | 0 | 0 | 0 | 0 | 0 | 0 | 0 | 0 | 0 | 0 | 0 | 0 | 0 | 0 | 0 | 0 | 0 | 0 | 0 | 0 | 0 | 0 | 0 | 0 | 0 | 0
CDP15 | TAS | TAS | Flexible gas with CCS | 0 | 0 | 0 | 0 | 0 | 0 | 0 | 0 | 0 | 0 | 0 | 0 | 0 | 0 | 0 | 0 | 0 | 0 | 0 | 0 | 0 | 0 | 0 | 0 | 0 | 0 | 0 | 0
CDP15 | TAS | TAS | Flexible gas | 0 | 0 | 0 | 0 | 0 | 0 | 0 | 0 | 0 | 0 | 0 | 0 | 0 | 0 | 0 | 0 | 0 | 0 | 0 | 0 | 0 | 0 | 0 | 0 | 0 | 0 | 0 | 0
CDP15 | TAS | TAS | Hydro | 0 | 0 | 0 | 0 | 0 | 0 | 390 | 390 | 390 | 390 | 390 | 390 | 390 | 390 | 390 | 390 | 390 | 390 | 390 | 390 | 390 | 390 | 390 | 390 | 390 | 390 | 390 | 390
CDP15 | TAS | TAS | Deep storage | 0 | 0 | 0 | 0 | 0 | 0 | 1.719e-05 | 3.277e-05 | 4.916e-05 | 4.916e-05 | 4.916e-05 | 4.916e-05 | 4.916e-05 | 4.916e-05 | 5.782e-05 | 8.026e-05 | 20.5984 | 20.5984 | 176.7174 | 462.8759 | 905.1714 | 905.1714 | 905.1714 | 905.1714 | 905.1714 | 905.1714 | 905.1714 | 905.1714
CDP15 | TAS | TAS | Medium storage | 0 | 0 | 0 | 1.131e-05 | 1.298e-05 | 1.464e-05 | 1.464e-05 | 1.617e-05 | 2.135e-05 | 2.135e-05 | 2.135e-05 | 2.135e-05 | 2.135e-05 | 2.65e-05 | 2.868e-05 | 2.868e-05 | 3.022e-05 | 3.022e-05 | 3.359e-05 | 3.793e-05 | 4.128e-05 | 4.315e-05 | 4.315e-05 | 4.315e-05 | 4.315e-05 | 4.315e-05 | 4.315e-05 | 4.315e-05
CDP15 | TAS | TAS | Shallow storage | 0 | 0 | 0 | 0 | 0 | 0 | 0 | 0 | 0 | 0 | 0 | 0 | 0 | 0 | 0 | 0 | 0 | 0 | 0 | 0 | 0 | 0 | 0 | 0 | 0 | 0 | 0 | 0
CDP15 | TAS | TAS | Coordinated CER storage | 0.49202 | 0.81972 | 1.1904 | 1.6174 | 2.1106 | 2.7326 | 3.2327 | 3.8671 | 4.6719 | 5.7102 | 7.0106 | 8.6052 | 10.485 | 12.7058 | 15.2558 | 18.1129 | 21.2812 | 24.7979 | 28.677 | 32.9257 | 37.5563 | 42.7068 | 48.2882 | 54.3035 | 60.6636 | 67.3654 | 71.0896 | 74.411
CDP15 | TAS | TAS | Other renewable fuels | 0 | 0 | 0 | 0 | 0 | 0 | 0 | 0 | 0 | 0 | 0 | 0 | 0 | 0 | 0 | 0 | 0 | 0 | 0 | 0 | 0 | 0 | 0 | 0 | 0 | 0 | 0 | 0
CDP15 | TAS | TAS | DSP | 0.05 | -0.71 | -1.41 | -1.38 | -1.29 | -1.16 | -1.04 | -0.94 | -0.9 | -0.89 | -0.86 | -0.89 | -0.87 | -0.86 | -0.84 | -0.83 | -0.79 | -0.77 | -0.75 | -0.74 | -0.76 | -0.76 | -0.77 | -0.76 | -0.75 | -0.81 | -0.92 | -0.99
CDP16 | NSW | NNSW | Mid-merit gas | 0 | 0 | 0 | 0 | 0 | 0 | 0 | 0 | 0 | 0 | 0 | 0 | 0 | 0 | 0 | 0 | 0 | 0 | 0 | 0 | 0 | 0 | 0 | 0 | 0 | 0 | 0 | 0
CDP16 | NSW | NNSW | Flexible gas with CCS | 0 | 0 | 0 | 0 | 0 | 0 | 0 | 0 | 0 | 0 | 0 | 0 | 0 | 0 | 0 | 0 | 0 | 0 | 0 | 0 | 0 | 0 | 0 | 0 | 0 | 0 | 0 | 0
CDP16 | NSW | NNSW | Flexible gas | 0 | 0 | 0 | 0 | 0 | 0 | 0 | 0 | 0 | 0 | 0 | 0 | 0 | 0 | 0 | 0 | 0 | 0 | 0 | 0 | 0 | 0 | 0 | 0 | 0 | 0 | 0 | 0
CDP16 | NSW | NNSW | Hydro | 0 | 0 | 0 | 0 | 0 | 0 | 0 | 0 | 0 | 0 | 0 | 0 | 0 | 0 | 0 | 0 | 0 | 0 | 0 | 0 | 0 | 0 | 0 | 0 | 0 | 0 | 0 | 0
CDP16 | NSW | NNSW | Snowy 2.0 | 0 | 0 | 0 | 0 | 0 | 0 | 0 | 0 | 0 | 0 | 0 | 0 | 0 | 0 | 0 | 0 | 0 | 0 | 0 | 0 | 0 | 0 | 0 | 0 | 0 | 0 | 0 | 0
CDP16 | NSW | NNSW | Deep storage | 0 | 0 | 0 | 0 | 0 | 0 | 9.8e-06 | 1.423e-05 | 1.423e-05 | 1.423e-05 | 2.135e-05 | 2.957e-05 | 3.628e-05 | 3.628e-05 | 3.98e-05 | 3.98e-05 | 4.213e-05 | 4.967e-05 | 4.967e-05 | 6.445e-05 | 1000 | 1000 | 1000 | 1000 | 1000 | 1000 | 1000 | 1000
CDP16 | NSW | NNSW | Medium storage | 0 | 0 | 275 | 275 | 382.9067 | 1188.8333 | 1188.8333 | 1188.8333 | 1188.8333 | 1188.8333 | 1188.8333 | 1188.8334 | 1188.8334 | 1188.8334 | 1188.8334 | 1188.8334 | 1188.8334 | 1188.8334 | 1188.8334 | 1188.8334 | 1188.8335 | 1188.8335 | 1188.8336 | 1766.074 | 1766.074 | 2128.8471 | 2128.8471 | 2463.8337
CDP16 | NSW | NNSW | Shallow storage | 0 | 30 | 230 | 430 | 430 | 430 | 430 | 430 | 430 | 430 | 430 | 430 | 430 | 430 | 430 | 430 | 430 | 430 | 430 | 430 | 430 | 430 | 430 | 430 | 430 | 430 | 430 | 430
CDP16 | NSW | NNSW | Coordinated CER storage | 1.4111 | 2.2004 | 3.1378 | 4.0696 | 5.2015 | 6.5092 | 8.3028 | 10.6013 | 13.4299 | 16.8869 | 20.9596 | 25.6995 | 31.0392 | 37.0757 | 43.7606 | 51.0565 | 58.967 | 67.5443 | 76.7721 | 86.6761 | 97.4085 | 108.9366 | 121.1526 | 134.0682 | 147.4952 | 161.4022 | 167.974 | 173.8539
CDP16 | NSW | NNSW | Other renewable fuels | 0 | 0 | 0 | 0 | 0 | 0 | 0 | 0 | 0 | 0 | 0 | 0 | 0 | 0 | 0 | 0 | 0 | 0 | 0 | 0 | 0 | 0 | 0 | 0 | 0 | 0 | 90 | 90
CDP16 | NSW | NNSW | DSP | 0 | 0 | 0 | 0 | 0 | 0 | 0 | 0 | 0 | 0 | 0 | 0 | 0 | 0 | 0 | 0 | 0 | 0 | 0 | 0 | 0 | 0 | 0 | 0 | 0 | 0 | 0 | 0
CDP16 | NSW | CNSW | Mid-merit gas | 0 | 0 | 0 | 0 | 0 | 0 | 0 | 0 | 0 | 0 | 0 | 0 | 0 | 0 | 0 | 0 | 0 | 0 | 0 | 0 | 0 | 0 | 0 | 0 | 0 | 0 | 0 | 0
CDP16 | NSW | CNSW | Flexible gas with CCS | 0 | 0 | 0 | 0 | 0 | 0 | 0 | 0 | 0 | 0 | 0 | 0 | 0 | 0 | 0 | 0 | 0 | 0 | 0 | 0 | 0 | 0 | 0 | 0 | 0 | 0 | 0 | 0
CDP16 | NSW | CNSW | Flexible gas | 0 | 0 | 0 | 0 | 0 | 0 | 0 | 0 | 0 | 0 | 0 | 0 | 0 | 0 | 0 | 0 | 0 | 0 | 0 | 0 | 0 | 0 | 0 | 0 | 0 | 0 | 0 | 0
CDP16 | NSW | CNSW | Hydro | 0 | 0 | 0 | 0 | 0 | 0 | 0 | 0 | 0 | 0 | 0 | 0 | 0 | 0 | 0 | 0 | 0 | 0 | 0 | 0 | 0 | 0 | 0 | 0 | 0 | 0 | 0 | 0
CDP16 | NSW | CNSW | Snowy 2.0 | 0 | 0 | 0 | 0 | 0 | 0 | 0 | 0 | 0 | 0 | 0 | 0 | 0 | 0 | 0 | 0 | 0 | 0 | 0 | 0 | 0 | 0 | 0 | 0 | 0 | 0 | 0 | 0
CDP16 | NSW | CNSW | Deep storage | 0 | 0 | 0 | 0 | 0 | 0 | 0 | 0 | 0 | 0 | 0 | 0 | 0 | 0 | 0 | 0 | 0 | 0 | 0 | 0 | 0 | 0 | 0 | 0 | 0 | 0 | 0 | 0
CDP16 | NSW | CNSW | Medium storage | 0 | 549 | 549 | 917.46 | 917.46 | 957.4892 | 957.4892 | 997.5092 | 997.5092 | 997.5092 | 1037.5292 | 1037.5292 | 1037.5292 | 1077.5492 | 1077.5492 | 1077.5492 | 1077.5492 | 1077.5492 | 1077.5492 | 1117.5692 | 1117.5692 | 1157.5892 | 1157.5892 | 1157.5892 | 1197.6092 | 1197.6092 | 1197.6092 | 1237.6293
CDP16 | NSW | CNSW | Shallow storage | 0 | 20 | 30.0194 | 313.0237 | 1698.0994 | 1698.0994 | 1698.0994 | 1698.0994 | 1698.0994 | 1698.0994 | 1698.0994 | 1698.0994 | 1698.0994 | 1698.0994 | 1698.0994 | 1698.0994 | 1698.0994 | 1698.0994 | 1698.0994 | 1698.0994 | 1698.0994 | 1698.0994 | 1698.0994 | 1698.0994 | 1698.0994 | 1698.0994 | 1698.0994 | 1698.0994
CDP16 | NSW | CNSW | Coordinated CER storage | 0.59798 | 0.93451 | 1.3494 | 1.776 | 2.2689 | 2.848 | 3.8284 | 5.1416 | 6.7929 | 8.8348 | 11.2982 | 14.1756 | 17.471 | 21.2071 | 25.3812 | 29.9855 | 35.0184 | 40.4848 | 46.3919 | 52.7376 | 59.6211 | 67.0433 | 74.9132 | 83.2358 | 91.9357 | 100.9613 | 105.2226 | 109.0428
CDP16 | NSW | CNSW | Other renewable fuels | 0 | 0 | 0 | 0 | 0 | 0 | 0 | 0 | 0 | 0 | 0 | 0 | 0 | 0 | 0 | 0 | 0 | 0 | 0 | 0 | 0 | 0 | 0 | 0 | 0 | 30 | 90 | 90
CDP16 | NSW | CNSW | DSP | 0 | 0 | 0 | 0 | 0 | 0 | 0 | 0 | 0 | 0 | 0 | 0 | 0 | 0 | 0 | 0 | 0 | 0 | 0 | 0 | 0 | 0 | 0 | 0 | 0 | 0 | 0 | 0
CDP16 | NSW | SNSW | Mid-merit gas | 0 | 0 | 0 | 0 | 0 | 0 | 0 | 0 | 0 | 0 | 0 | 0 | 0 | 0 | 0 | 0 | 0 | 0 | 0 | 0 | 0 | 0 | 0 | 0 | 0 | 0 | 0 | 0
CDP16 | NSW | SNSW | Flexible gas with CCS | 0 | 0 | 0 | 0 | 0 | 0 | 0 | 0 | 0 | 0 | 0 | 0 | 0 | 0 | 0 | 0 | 0 | 0 | 0 | 0 | 0 | 0 | 0 | 0 | 0 | 0 | 0 | 0
CDP16 | NSW | SNSW | Flexible gas | 0 | 0 | 0 | 0 | 0 | 0 | 0 | 0 | 0 | 0 | 0 | 0 | 0 | 0 | 0 | 0 | 0 | 0 | 0 | 0 | 0 | 0 | 0 | 0 | 0 | 0 | 0 | 0
CDP16 | NSW | SNSW | Hydro | 0 | 0 | 0 | 0 | 0 | 0 | 0 | 0 | 0 | 0 | 0 | 0 | 0 | 0 | 0 | 0 | 0 | 0 | 0 | 0 | 0 | 0 | 0 | 0 | 0 | 0 | 0 | 0
CDP16 | NSW | SNSW | Snowy 2.0 | 0 | 0 | 0 | 0 | 2200 | 2200 | 2200 | 2200 | 2200 | 2200 | 2200 | 2200 | 2200 | 2200 | 2200 | 2200 | 2200 | 2200 | 2200 | 2200 | 2200 | 2200 | 2200 | 2200 | 2200 | 2200 | 2200 | 2200
CDP16 | NSW | SNSW | Deep storage | 0 | 0 | 0 | 0 | 0 | 0 | 0 | 0 | 0 | 0 | 0 | 0 | 0 | 0 | 0 | 0 | 0 | 0 | 0 | 0 | 0 | 0 | 0 | 0 | 0 | 0 | 0 | 0
CDP16 | NSW | SNSW | Medium storage | 0 | 50 | 50 | 250 | 250 | 335.0792 | 335.0792 | 335.0792 | 335.0792 | 335.0792 | 335.0792 | 335.0792 | 335.0792 | 335.0792 | 335.0792 | 335.0792 | 335.0792 | 335.0792 | 335.0792 | 335.0792 | 335.0792 | 335.0792 | 335.0792 | 335.0792 | 335.0792 | 335.0792 | 335.0792 | 335.0792
CDP16 | NSW | SNSW | Shallow storage | 10 | 19.9 | 19.9 | 19.9 | 19.9 | 20.89 | 20.89 | 21.88 | 21.88 | 21.88 | 22.87 | 22.87 | 22.87 | 23.86 | 23.86 | 23.86 | 23.86 | 23.86 | 23.86 | 24.85 | 24.85 | 25.84 | 25.84 | 25.84 | 25.84 | 25.84 | 25.84 | 25.84
CDP16 | NSW | SNSW | Coordinated CER storage | 1.2069 | 1.9069 | 2.7656 | 3.7048 | 4.823 | 6.104 | 7.6428 | 9.603 | 12.0552 | 15.0904 | 18.749 | 23.0893 | 28.0961 | 33.8541 | 40.3371 | 47.5032 | 55.3701 | 64.0005 | 73.4087 | 83.6216 | 94.7478 | 106.9435 | 120.0443 | 134.0558 | 148.7861 | 164.2479 | 172.2574 | 179.4936
CDP16 | NSW | SNSW | Other renewable fuels | 0 | 0 | 0 | 0 | 0 | 0 | 0 | 0 | 0 | 0 | 0 | 0 | 0 | 0 | 0 | 0 | 0 | 0 | 0 | 0 | 0 | 0 | 0 | 0 | 0 | 0 | 0 | 0
CDP16 | NSW | SNSW | DSP | 0 | 0 | 0 | 0 | 0 | 0 | 0 | 0 | 0 | 0 | 0 | 0 | 0 | 0 | 0 | 0 | 0 | 0 | 0 | 0 | 0 | 0 | 0 | 0 | 0 | 0 | 0 | 0
CDP16 | NSW | SNW | Mid-merit gas | 0 | 0 | 0 | 0 | 0 | 0 | 0 | 0 | 0 | 0 | 0 | 0 | 0 | 0 | 0 | 0 | 0 | 0 | 0 | 0 | 0 | 0 | 0 | 0 | 0 | 0 | 0 | 0
CDP16 | NSW | SNW | Flexible gas with CCS | 0 | 0 | 0 | 0 | 0 | 0 | 0 | 0 | 0 | 0 | 0 | 0 | 0 | 0 | 0 | 0 | 0 | 0 | 0 | 0 | 0 | 0 | 0 | 0 | 0 | 0 | 0 | 0
CDP16 | NSW | SNW | Flexible gas | 0 | 0 | 0 | 0 | 0 | 0 | 0 | 0 | 0 | 0 | 0 | 0 | 0 | 0 | 0 | 0 | 0 | 0 | 264.9703 | 944.3449 | 2005.4049 | 2005.4049 | 2005.4049 | 2005.4049 | 2005.4049 | 2005.4049 | 2005.4049 | 2005.4049
CDP16 | NSW | SNW | Hydro | 0 | 0 | 0 | 0 | 0 | 0 | 0 | 0 | 0 | 0 | 0 | 0 | 0 | 0 | 0 | 0 | 0 | 0 | 0 | 0 | 0 | 0 | 0 | 0 | 0 | 0 | 0 | 0
CDP16 | NSW | SNW | Snowy 2.0 | 0 | 0 | 0 | 0 | 0 | 0 | 0 | 0 | 0 | 0 | 0 | 0 | 0 | 0 | 0 | 0 | 0 | 0 | 0 | 0 | 0 | 0 | 0 | 0 | 0 | 0 | 0 | 0
CDP16 | NSW | SNW | Deep storage | 0 | 0 | 0 | 0 | 0 | 0 | 0 | 0 | 0 | 0 | 0 | 0 | 0 | 0 | 0 | 0 | 0 | 0 | 0 | 0 | 0 | 0 | 0 | 0 | 0 | 0 | 0 | 0
CDP16 | NSW | SNW | Medium storage | 0 | 889.1448 | 889.1448 | 889.1448 | 889.1448 | 1316.2231 | 1316.2231 | 1316.2231 | 1316.2231 | 1316.2231 | 1316.2231 | 1316.2231 | 1316.2231 | 1316.2231 | 1316.2231 | 1316.2231 | 1316.2231 | 1316.2231 | 1316.2231 | 1316.2231 | 1316.2231 | 1316.2231 | 1316.2231 | 1316.2233 | 1316.2233 | 1316.2235 | 1316.2235 | 1316.2235
CDP16 | NSW | SNW | Shallow storage | 0 | 632.712 | 632.7149 | 632.7162 | 668.3585 | 710.6945 | 1338.2465 | 1410.8225 | 1410.8225 | 1410.8225 | 1483.3985 | 1483.3985 | 1483.3985 | 1555.9745 | 1555.9745 | 1555.9745 | 1555.9745 | 1555.9745 | 1555.9745 | 1628.5505 | 1628.5505 | 1701.1265 | 1701.1265 | 1701.1265 | 1773.7025 | 1773.7025 | 1773.7025 | 1846.2785
CDP16 | NSW | SNW | Coordinated CER storage | 5.6995 | 8.9871 | 12.8326 | 16.9571 | 21.9697 | 27.6663 | 37.1937 | 49.6005 | 65.1327 | 84.2739 | 107.1493 | 134.0014 | 164.6224 | 199.4384 | 238.3244 | 281.0862 | 327.7038 | 378.3827 | 433.0554 | 491.83 | 555.0637 | 623.7244 | 696.5772 | 773.7214 | 854.3051 | 938.1119 | 977.5203 | 1012.8282
CDP16 | NSW | SNW | Other renewable fuels | 0 | 0 | 0 | 0 | 0 | 0 | 0 | 0 | 0 | 0 | 0 | 0 | 0 | 0 | 0 | 0 | 0 | 0 | 0 | 0 | 0 | 0 | 0 | 0 | 0 | 90 | 90 | 90
CDP16 | NSW | SNW | DSP | 6.2 | 12.66 | 21.31 | 162.35 | 348.57 | 513.64 | 583.98 | 654.28 | 724.54 | 733.3 | 742.8 | 750.47 | 760.19 | 768.7 | 779.55 | 788.11 | 799.57 | 801.47 | 805.15 | 811.59 | 809.52 | 812.34 | 814.56 | 812.98 | 816.87 | 821.19 | 829.44 | 848.51
CDP16 | QLD | NQ | Mid-merit gas | 0 | 0 | 0 | 0 | 0 | 0 | 0 | 0 | 0 | 0 | 0 | 0 | 0 | 0 | 0 | 0 | 0 | 0 | 0 | 0 | 0 | 0 | 0 | 0 | 0 | 0 | 0 | 0
CDP16 | QLD | NQ | Flexible gas with CCS | 0 | 0 | 0 | 0 | 0 | 0 | 0 | 0 | 0 | 0 | 0 | 0 | 0 | 0 | 0 | 0 | 0 | 0 | 0 | 0 | 0 | 0 | 0 | 0 | 0 | 0 | 0 | 0
CDP16 | QLD | NQ | Flexible gas | 0 | 0 | 0 | 0 | 0 | 0 | 0 | 0 | 0 | 0 | 0 | 0 | 0 | 0 | 0 | 0 | 0 | 0 | 0 | 0 | 0 | 0 | 0 | 0 | 0 | 0 | 0 | 0
CDP16 | QLD | NQ | Hydro | 0 | 0 | 0 | 0 | 0 | 0 | 0 | 0 | 0 | 0 | 0 | 0 | 0 | 0 | 0 | 0 | 0 | 0 | 0 | 0 | 0 | 0 | 0 | 0 | 0 | 0 | 0 | 0
CDP16 | QLD | NQ | Borumba | 0 | 0 | 0 | 0 | 0 | 0 | 0 | 0 | 0 | 0 | 0 | 0 | 0 | 0 | 0 | 0 | 0 | 0 | 0 | 0 | 0 | 0 | 0 | 0 | 0 | 0 | 0 | 0
CDP16 | QLD | NQ | Deep storage | 0 | 0 | 0 | 0 | 0 | 0 | 6.62e-06 | 1.011e-05 | 1.011e-05 | 4.398e-05 | 4.398e-05 | 4.398e-05 | 6.317e-05 | 6.317e-05 | 6.722e-05 | 6.722e-05 | 6.722e-05 | 6.907e-05 | 6.907e-05 | 7.709e-05 | 0.00015283 | 0.0001621 | 9.3513 | 20.0343 | 142.3612 | 180.4643 | 180.4643 | 180.7547
CDP16 | QLD | NQ | Medium storage | 0 | 0 | 0 | 1.227e-05 | 1.504e-05 | 2.277e-05 | 2.277e-05 | 2.415e-05 | 2.415e-05 | 4.561e-05 | 4.561e-05 | 4.561e-05 | 7.345e-05 | 0.00010801 | 0.00011417 | 0.00011417 | 0.00011417 | 0.00011417 | 0.00011417 | 0.00011417 | 0.00011917 | 0.00020947 | 0.00029429 | 0.00029429 | 0.00029429 | 0.00029429 | 0.00029429 | 0.00029429
CDP16 | QLD | NQ | Shallow storage | 0 | 0 | 300 | 300 | 300 | 300 | 300 | 300 | 300 | 300 | 300 | 300 | 300 | 300 | 300 | 300 | 300 | 300 | 300 | 300 | 300 | 300 | 300 | 300 | 300 | 300 | 300 | 300
CDP16 | QLD | NQ | Coordinated CER storage | 0.54674 | 0.92286 | 1.3551 | 1.8536 | 2.45 | 3.1702 | 4.191 | 5.5164 | 7.1545 | 9.1658 | 11.5718 | 14.4017 | 17.6021 | 21.2441 | 25.3028 | 29.7336 | 34.558 | 39.7965 | 45.4592 | 51.5796 | 58.257 | 65.4644 | 73.1388 | 81.3134 | 89.8287 | 98.6792 | 103.0372 | 107.0137
CDP16 | QLD | NQ | Other renewable fuels | 0 | 0 | 0 | 0 | 0 | 0 | 0 | 0 | 0 | 0 | 0 | 0 | 0 | 0 | 0 | 0 | 0 | 0 | 0 | 0 | 0 | 0 | 0 | 0 | 0 | 0 | 0 | 0
CDP16 | QLD | NQ | DSP | 0 | 0 | 0 | 0 | 0 | 0 | 0 | 0 | 0 | 0 | 0 | 0 | 0 | 0 | 0 | 0 | 0 | 0 | 0 | 0 | 0 | 0 | 0 | 0 | 0 | 0 | 0 | 0
CDP16 | QLD | GG | Mid-merit gas | 0 | 0 | 0 | 0 | 0 | 0 | 0 | 0 | 0 | 0 | 0 | 0 | 0 | 0 | 0 | 0 | 0 | 0 | 0 | 0 | 0 | 0 | 0 | 0 | 0 | 0 | 0 | 0
CDP16 | QLD | GG | Flexible gas with CCS | 0 | 0 | 0 | 0 | 0 | 0 | 0 | 0 | 0 | 0 | 0 | 0 | 0 | 0 | 0 | 0 | 0 | 0 | 0 | 0 | 0 | 0 | 0 | 0 | 0 | 0 | 0 | 0
CDP16 | QLD | GG | Flexible gas | 0 | 0 | 0 | 0 | 0 | 0 | 0 | 0 | 0 | 0 | 0 | 0 | 0 | 0 | 0 | 0 | 0 | 0 | 0 | 0 | 0 | 0 | 0 | 0 | 0 | 0 | 0 | 0
CDP16 | QLD | GG | Hydro | 0 | 0 | 0 | 0 | 0 | 0 | 0 | 0 | 0 | 0 | 0 | 0 | 0 | 0 | 0 | 0 | 0 | 0 | 0 | 0 | 0 | 0 | 0 | 0 | 0 | 0 | 0 | 0
CDP16 | QLD | GG | Borumba | 0 | 0 | 0 | 0 | 0 | 0 | 0 | 0 | 0 | 0 | 0 | 0 | 0 | 0 | 0 | 0 | 0 | 0 | 0 | 0 | 0 | 0 | 0 | 0 | 0 | 0 | 0 | 0
CDP16 | QLD | GG | Deep storage | 0 | 0 | 0 | 0 | 0 | 0 | 0 | 0 | 0 | 0 | 0 | 0 | 0 | 0 | 0 | 0 | 0 | 0 | 0 | 0 | 0 | 0 | 0 | 0 | 0 | 0 | 0 | 0
CDP16 | QLD | GG | Medium storage | 0 | 0 | 0 | 1.581e-05 | 1.581e-05 | 3.517e-05 | 3.517e-05 | 3.752e-05 | 3.752e-05 | 6.805e-05 | 6.805e-05 | 6.805e-05 | 0.00011188 | 0.00018375 | 0.00019373 | 0.00019373 | 0.00019373 | 0.00019495 | 0.00019495 | 0.00019956 | 0.00020984 | 2.9678 | 81.225 | 118.8395 | 118.8396 | 603.8087 | 603.8087 | 806.775
CDP16 | QLD | GG | Shallow storage | 0 | 400 | 400 | 400 | 400 | 400 | 400 | 400 | 400 | 400 | 400 | 400 | 400 | 400 | 400 | 400 | 400 | 400 | 400 | 400 | 400 | 400 | 400 | 400 | 400 | 400 | 400 | 400
CDP16 | QLD | GG | Coordinated CER storage | 0.026819 | 0.047887 | 0.071533 | 0.10153 | 0.13366 | 0.17572 | 0.25891 | 0.37299 | 0.52211 | 0.70955 | 0.93712 | 1.2071 | 1.5192 | 1.8769 | 2.2784 | 2.7246 | 3.2136 | 3.7508 | 4.3361 | 4.969 | 5.6604 | 6.4065 | 7.2009 | 8.0431 | 8.9264 | 9.8483 | 10.2976 | 10.7049
CDP16 | QLD | GG | Other renewable fuels | 0 | 0 | 0 | 0 | 0 | 0 | 0 | 0 | 0 | 0 | 0 | 0 | 0 | 0 | 0 | 0 | 0 | 0 | 0 | 0 | 0 | 0 | 0 | 0 | 0 | 0 | 0 | 0
CDP16 | QLD | GG | DSP | 0 | 0 | 0 | 0 | 0 | 0 | 0 | 0 | 0 | 0 | 0 | 0 | 0 | 0 | 0 | 0 | 0 | 0 | 0 | 0 | 0 | 0 | 0 | 0 | 0 | 0 | 0 | 0
CDP16 | QLD | CQ | Mid-merit gas | 0 | 0 | 0 | 0 | 0 | 0 | 0 | 0 | 0 | 0 | 0 | 0 | 0 | 0 | 0 | 0 | 0 | 0 | 0 | 0 | 0 | 0 | 0 | 0 | 0 | 0 | 0 | 0
CDP16 | QLD | CQ | Flexible gas with CCS | 0 | 0 | 0 | 0 | 0 | 0 | 0 | 0 | 0 | 0 | 0 | 0 | 0 | 0 | 0 | 0 | 0 | 0 | 0 | 0 | 0 | 0 | 0 | 0 | 0 | 0 | 0 | 0
CDP16 | QLD | CQ | Flexible gas | 0 | 0 | 0 | 0 | 0 | 0 | 0 | 0 | 0 | 0 | 0 | 0 | 0 | 0 | 0 | 0 | 0 | 0 | 0 | 0 | 0 | 0 | 0 | 0 | 0 | 0 | 0 | 0
CDP16 | QLD | CQ | Hydro | 0 | 0 | 0 | 0 | 0 | 0 | 0 | 0 | 0 | 0 | 0 | 0 | 0 | 0 | 0 | 0 | 0 | 0 | 0 | 0 | 0 | 0 | 0 | 0 | 0 | 0 | 0 | 0
CDP16 | QLD | CQ | Borumba | 0 | 0 | 0 | 0 | 0 | 0 | 0 | 0 | 0 | 0 | 0 | 0 | 0 | 0 | 0 | 0 | 0 | 0 | 0 | 0 | 0 | 0 | 0 | 0 | 0 | 0 | 0 | 0
CDP16 | QLD | CQ | Deep storage | 0 | 0 | 0 | 0 | 0 | 0 | 6.72e-06 | 9.99e-06 | 9.99e-06 | 3.531e-05 | 3.531e-05 | 3.531e-05 | 4.26e-05 | 5.78e-05 | 6.126e-05 | 6.126e-05 | 6.126e-05 | 6.318e-05 | 6.318e-05 | 6.318e-05 | 0.00018027 | 0.00018893 | 0.00019603 | 0.00020946 | 64.3428 | 355.7379 | 355.7379 | 400
CDP16 | QLD | CQ | Medium storage | 0 | 0 | 0 | 1.74e-05 | 2.142e-05 | 3.583e-05 | 4.334e-05 | 4.865e-05 | 6.043e-05 | 0.0001186 | 0.0001186 | 0.0001186 | 0.00016553 | 0.00024853 | 0.00026286 | 0.00026286 | 0.00026286 | 0.0002641 | 0.0002641 | 0.00027549 | 0.00029521 | 2.9662 | 80.9815 | 116.9254 | 116.926 | 589.9878 | 589.9878 | 907.8121
CDP16 | QLD | CQ | Shallow storage | 0 | 0 | 0 | 150 | 150 | 150 | 150 | 150 | 150 | 150 | 150 | 150 | 150 | 150 | 150 | 150 | 150 | 150 | 150 | 150 | 150 | 150 | 150 | 150 | 150 | 150 | 150 | 150
CDP16 | QLD | CQ | Coordinated CER storage | 0.49915 | 0.855 | 1.2505 | 1.7306 | 2.2741 | 2.9451 | 4.0203 | 5.4257 | 7.2073 | 9.4204 | 12.0769 | 15.2024 | 18.7874 | 22.8688 | 27.4354 | 32.4602 | 37.9331 | 43.9154 | 50.3996 | 57.404 | 65.0752 | 73.3346 | 82.131 | 91.474 | 101.254 | 111.4193 | 116.4019 | 120.9195
CDP16 | QLD | CQ | Other renewable fuels | 0 | 0 | 0 | 0 | 0 | 0 | 0 | 0 | 0 | 0 | 0 | 0 | 0 | 0 | 0 | 0 | 0 | 0 | 0 | 0 | 0 | 0 | 0 | 0 | 0 | 0 | 0 | 0
CDP16 | QLD | CQ | DSP | 0 | 0 | 0 | 0 | 0 | 0 | 0 | 0 | 0 | 0 | 0 | 0 | 0 | 0 | 0 | 0 | 0 | 0 | 0 | 0 | 0 | 0 | 0 | 0 | 0 | 0 | 0 | 0
CDP16 | QLD | SQ | Mid-merit gas | 0 | 0 | 0 | 0 | 0 | 0 | 0 | 0 | 0 | 0 | 0 | 0 | 0 | 0 | 0 | 0 | 0 | 0 | 0 | 0 | 0 | 0 | 0 | 0 | 0 | 0 | 0 | 0
CDP16 | QLD | SQ | Flexible gas with CCS | 0 | 0 | 0 | 0 | 0 | 0 | 0 | 0 | 0 | 0 | 0 | 0 | 0 | 0 | 0 | 0 | 0 | 0 | 0 | 0 | 0 | 0 | 0 | 0 | 0 | 0 | 0 | 0
CDP16 | QLD | SQ | Flexible gas | 0 | 0 | 200 | 200 | 200 | 200 | 200 | 200 | 200 | 349.0775 | 349.0775 | 349.0775 | 396.0105 | 626.3786 | 836.1583 | 1253.4426 | 1526.9191 | 2302.4887 | 2920.8864 | 2920.8864 | 2920.8864 | 2920.8864 | 3301.4259 | 3301.4259 | 3301.4259 | 3301.4259 | 3301.4259 | 3499.1396
CDP16 | QLD | SQ | Hydro | 0 | 0 | 0 | 0 | 0 | 0 | 0 | 0 | 0 | 0 | 0 | 0 | 0 | 0 | 0 | 0 | 0 | 0 | 0 | 0 | 0 | 0 | 0 | 0 | 0 | 0 | 0 | 0
CDP16 | QLD | SQ | Borumba | 0 | 0 | 0 | 0 | 0 | 0 | 0 | 1998 | 1998 | 1998 | 1998 | 1998 | 1998 | 1998 | 1998 | 1998 | 1998 | 1998 | 1998 | 1998 | 1998 | 1998 | 1998 | 1998 | 1998 | 1998 | 1998 | 1998
CDP16 | QLD | SQ | Deep storage | 0 | 0 | 0 | 0 | 0 | 0 | 0 | 0 | 0 | 0 | 0 | 0 | 0 | 0 | 0 | 0 | 0 | 0 | 0 | 0 | 0 | 0 | 0 | 0 | 0 | 0 | 0 | 0
CDP16 | QLD | SQ | Medium storage | 0 | 0 | 0 | 1.264e-05 | 1.645e-05 | 2.974e-05 | 2.974e-05 | 3.825e-05 | 3.825e-05 | 5.011e-05 | 5.011e-05 | 5.011e-05 | 8.23e-05 | 0.00014475 | 0.00015218 | 0.00015218 | 0.00015218 | 0.00015218 | 0.00015218 | 0.00015218 | 0.00015735 | 0.00055427 | 526.2484 | 526.2484 | 526.2484 | 814.6584 | 814.6584 | 814.6584
CDP16 | QLD | SQ | Shallow storage | 714.16 | 1020.16 | 1020.16 | 1020.16 | 1020.16 | 1020.16 | 1020.16 | 1020.16 | 1020.16 | 1020.16 | 1020.16 | 1020.16 | 1020.16 | 1020.16 | 1020.16 | 1020.16 | 1020.16 | 1020.16 | 1020.16 | 1020.16 | 1020.16 | 1020.16 | 1020.16 | 1020.16 | 1020.16 | 1020.16 | 1020.16 | 1020.16
CDP16 | QLD | SQ | Coordinated CER storage | 2.6949 | 4.6149 | 6.8273 | 9.399 | 12.4206 | 16.2636 | 22.9345 | 31.7049 | 42.7505 | 56.464 | 72.9637 | 92.4549 | 114.7868 | 140.326 | 168.9326 | 200.4226 | 234.721 | 272.1627 | 312.8429 | 356.7965 | 404.3261 | 456.2111 | 511.5074 | 570.2605 | 631.7811 | 695.9349 | 727.3631 | 755.8908
CDP16 | QLD | SQ | Other renewable fuels | 0 | 0 | 0 | 0 | 0 | 0 | 0 | 0 | 0 | 0 | 0 | 0 | 0 | 0 | 0 | 0 | 0 | 0 | 0 | 0 | 0 | 0 | 0 | 0 | 0 | 0 | 90 | 90
CDP16 | QLD | SQ | DSP | 3.25 | 5.13 | 9.91 | 13.47 | 17.87 | 1.79 | 7.34 | 11.4 | 15.32 | 20.33 | 25.8 | 31.69 | 38.24 | 42.35 | 46.79 | 53.33 | 57.04 | 59.69 | 63.14 | 66.16 | 68.23 | 70.89 | 74.75 | 77.21 | 85.81 | 92.63 | 99.97 | 101.49
CDP16 | VIC | VIC | Mid-merit gas | 0 | 0 | 0 | 0 | 0 | 0 | 0 | 0 | 0 | 0 | 0 | 0 | 0 | 0 | 0 | 0 | 0 | 0 | 0 | 0 | 0 | 0 | 0 | 0 | 0 | 0 | 0 | 0
CDP16 | VIC | VIC | Flexible gas with CCS | 0 | 0 | 0 | 0 | 0 | 0 | 0 | 0 | 0 | 0 | 0 | 0 | 0 | 0 | 0 | 0 | 0 | 0 | 0 | 0 | 0 | 0 | 0 | 0 | 0 | 0 | 0 | 0
CDP16 | VIC | VIC | Flexible gas | 0 | 0 | 0 | 0 | 0 | 0 | 0 | 0 | 0 | 0 | 0 | 0 | 0 | 0 | 0 | 0 | 0 | 0 | 65.8846 | 65.8846 | 65.8846 | 65.8846 | 65.8846 | 741.4074 | 741.4074 | 741.4074 | 741.4074 | 1604.7664
CDP16 | VIC | VIC | Hydro | 0 | 0 | 0 | 0 | 0 | 0 | 0 | 0 | 0 | 0 | 0 | 0 | 0 | 0 | 0 | 0 | 0 | 0 | 0 | 0 | 0 | 0 | 0 | 0 | 0 | 0 | 0 | 0
CDP16 | VIC | VIC | Deep storage | 0 | 0 | 0 | 0 | 0 | 0 | 6.16e-06 | 1.87e-05 | 3.736e-05 | 9.399e-05 | 9.399e-05 | 9.399e-05 | 9.399e-05 | 0.00010582 | 0.0001071 | 0.00010831 | 0.00010949 | 0.00010949 | 0.00011166 | 0.00011949 | 498.8676 | 498.8676 | 498.8676 | 498.8676 | 498.8676 | 503.6708 | 503.6708 | 557.3482
CDP16 | VIC | VIC | Medium storage | 0 | 0 | 350 | 350 | 350 | 350 | 350 | 350 | 350 | 350.0001 | 350.0001 | 350.0001 | 350.0001 | 350.0001 | 350.0001 | 350.0001 | 350.0001 | 350.0001 | 350.0001 | 350.0001 | 350.0001 | 350.0001 | 350.0001 | 350.0004 | 350.0004 | 350.0004 | 350.0004 | 350.0004
CDP16 | VIC | VIC | Shallow storage | 180 | 1691.51 | 1756.3103 | 2211.3843 | 2211.3843 | 2421.4 | 2428.7 | 2940.3999 | 3451.3399 | 4013.0398 | 5621.9197 | 5621.9197 | 5628.5197 | 5628.5197 | 5628.5197 | 5628.5197 | 5628.5197 | 5628.5197 | 5628.5197 | 5628.5197 | 5635.1197 | 5635.1197 | 5635.1197 | 5635.1197 | 5635.1197 | 5635.1197 | 5635.1197 | 5635.1197
CDP16 | VIC | VIC | Coordinated CER storage | 8.9163 | 14.4987 | 20.4798 | 27.3899 | 35.853 | 45.8051 | 59.1688 | 76.2585 | 97.3343 | 123.084 | 153.6475 | 189.3602 | 229.872 | 275.8842 | 327.0848 | 383.0564 | 443.7316 | 509.6502 | 580.9109 | 657.633 | 740.6541 | 830.7914 | 926.6572 | 1028.3543 | 1134.4025 | 1244.5508 | 1298.531 | 1347.4871
CDP16 | VIC | VIC | Other renewable fuels | 0 | 0 | 0 | 0 | 0 | 0 | 0 | 0 | 0 | 0 | 0 | 0 | 0 | 0 | 0 | 0 | 0 | 0 | 0 | 0 | 0 | 0 | 0 | 0 | 0 | 0 | 90 | 90
CDP16 | VIC | VIC | DSP | 2.06 | 5.47 | -2.91 | 1.75 | 7.82 | 14.87 | 19.28 | 25.16 | 29.26 | 33.97 | 36.82 | 39.34 | 41.6 | 44.07 | 46.76 | 49.93 | 53.23 | 55.16 | 57.69 | 59.14 | 59.83 | 61.47 | 61.87 | 60.96 | 59.14 | 58.56 | 59.5 | 61.38
CDP16 | SA | CSA | Mid-merit gas | 0 | 0 | 0 | 0 | 0 | 0 | 0 | 0 | 0 | 0 | 0 | 0 | 0 | 0 | 0 | 0 | 0 | 0 | 0 | 0 | 0 | 0 | 0 | 0 | 0 | 0 | 0 | 0
CDP16 | SA | CSA | Flexible gas with CCS | 0 | 0 | 0 | 0 | 0 | 0 | 0 | 0 | 0 | 0 | 0 | 0 | 0 | 0 | 0 | 0 | 0 | 0 | 0 | 0 | 0 | 0 | 0 | 0 | 0 | 0 | 0 | 0
CDP16 | SA | CSA | Flexible gas | 0 | 200 | 200 | 200 | 200 | 200 | 200 | 200 | 200 | 401.9354 | 465 | 465 | 465 | 465 | 465 | 465 | 465 | 465 | 576.8074 | 958.4928 | 958.4928 | 958.4928 | 958.4928 | 958.4928 | 958.4928 | 958.4928 | 958.4928 | 958.4928
CDP16 | SA | CSA | Hydro | 0 | 0 | 0 | 0 | 0 | 0 | 0 | 0 | 0 | 0 | 0 | 0 | 0 | 0 | 0 | 0 | 0 | 0 | 0 | 0 | 0 | 0 | 0 | 0 | 0 | 0 | 0 | 0
CDP16 | SA | CSA | Deep storage | 0 | 0 | 0 | 0 | 0 | 0 | 3.38e-06 | 5.01e-06 | 5.01e-06 | 7.06e-06 | 7.06e-06 | 7.06e-06 | 7.06e-06 | 1.17e-05 | 1.334e-05 | 1.334e-05 | 1.334e-05 | 1.334e-05 | 1.334e-05 | 1.334e-05 | 1.705e-05 | 1.705e-05 | 1.862e-05 | 1.862e-05 | 1.862e-05 | 1.972e-05 | 1.972e-05 | 2.174e-05
CDP16 | SA | CSA | Medium storage | 0 | 0 | 0 | 1.419e-05 | 1.815e-05 | 2.43e-05 | 2.43e-05 | 2.599e-05 | 3.478e-05 | 3.478e-05 | 3.478e-05 | 3.478e-05 | 3.882e-05 | 7.517e-05 | 8.039e-05 | 8.039e-05 | 8.039e-05 | 8.039e-05 | 8.039e-05 | 9.92e-05 | 0.00010905 | 0.00011172 | 0.00015209 | 1024.8094 | 1024.8094 | 1450.0725 | 1450.0725 | 1450.0725
CDP16 | SA | CSA | Shallow storage | 200 | 494.98 | 1113.4843 | 2353.9765 | 2359.9965 | 2359.9965 | 2359.9965 | 2359.9965 | 2359.9965 | 2359.9965 | 2359.9965 | 2359.9965 | 2359.9965 | 2359.9965 | 2359.9965 | 2359.9965 | 2359.9965 | 2359.9965 | 2366.0165 | 2366.0165 | 2366.0165 | 2366.0165 | 2366.0165 | 2366.0165 | 2366.0165 | 2366.0165 | 2366.0165 | 2366.0165
CDP16 | SA | CSA | Coordinated CER storage | 16.7205 | 23.834 | 30.7542 | 38.4284 | 46.3958 | 56.1694 | 65.5626 | 76.1609 | 87.8108 | 100.9146 | 115.316 | 131.1314 | 147.8365 | 166.0114 | 185.1899 | 204.9252 | 225.1394 | 246.2665 | 268.3666 | 291.4341 | 316.4262 | 343.1106 | 371.0707 | 400.3204 | 429.9417 | 459.8761 | 474.9413 | 488.2607
CDP16 | SA | CSA | Other renewable fuels | 0 | 0 | 0 | 0 | 0 | 0 | 0 | 0 | 0 | 0 | 0 | 0 | 0 | 0 | 0 | 0 | 0 | 0 | 0 | 0 | 0 | 0 | 0 | 0 | 0 | 0 | 0 | 0
CDP16 | SA | CSA | DSP | 0.71 | 1.71 | 2.99 | 4.28 | 4.85 | 5.57 | 6.09 | 6.75 | 7.31 | 8.12 | 8.79 | 9.5 | 10.12 | 10.65 | 11.15 | 11.67 | 12.28 | 12.76 | 13.22 | 13.5 | 13.63 | 13.47 | 13.24 | 12.87 | 12.46 | 12.52 | 12.77 | 13.08
CDP16 | SA | SESA | Mid-merit gas | 0 | 0 | 0 | 0 | 0 | 0 | 0 | 0 | 0 | 0 | 0 | 0 | 0 | 0 | 0 | 0 | 0 | 0 | 0 | 0 | 0 | 0 | 0 | 0 | 0 | 0 | 0 | 0
CDP16 | SA | SESA | Flexible gas with CCS | 0 | 0 | 0 | 0 | 0 | 0 | 0 | 0 | 0 | 0 | 0 | 0 | 0 | 0 | 0 | 0 | 0 | 0 | 0 | 0 | 0 | 0 | 0 | 0 | 0 | 0 | 0 | 0
CDP16 | SA | SESA | Flexible gas | 0 | 0 | 0 | 0 | 0 | 0 | 0 | 0 | 0 | 0 | 0 | 0 | 0 | 0 | 0 | 0 | 0 | 0 | 0 | 0 | 0 | 0 | 0 | 0 | 0 | 0 | 0 | 0
CDP16 | SA | SESA | Hydro | 0 | 0 | 0 | 0 | 0 | 0 | 0 | 0 | 0 | 0 | 0 | 0 | 0 | 0 | 0 | 0 | 0 | 0 | 0 | 0 | 0 | 0 | 0 | 0 | 0 | 0 | 0 | 0
CDP16 | SA | SESA | Deep storage | 0 | 0 | 0 | 0 | 0 | 0 | 0 | 0 | 0 | 0 | 0 | 0 | 0 | 0 | 0 | 0 | 0 | 0 | 0 | 0 | 0 | 0 | 0 | 0 | 0 | 0 | 0 | 0
CDP16 | SA | SESA | Medium storage | 0 | 0 | 0 | 1.379e-05 | 1.77e-05 | 2.317e-05 | 2.317e-05 | 2.439e-05 | 2.439e-05 | 2.841e-05 | 2.841e-05 | 2.841e-05 | 2.841e-05 | 6.716e-05 | 7.242e-05 | 7.242e-05 | 7.242e-05 | 7.242e-05 | 7.242e-05 | 8.555e-05 | 9.471e-05 | 9.828e-05 | 0.00010286 | 69.8446 | 69.8446 | 69.8446 | 69.8446 | 69.8446
CDP16 | SA | SESA | Shallow storage | 0 | 0 | 0 | 0 | 0 | 0 | 0 | 0 | 0 | 0 | 0 | 0 | 0 | 0 | 0 | 0 | 0 | 0 | 0 | 0 | 0 | 0 | 0 | 0 | 0 | 0 | 0 | 0
CDP16 | SA | SESA | Coordinated CER storage | 0.61122 | 0.88308 | 1.1524 | 1.4493 | 1.7585 | 2.151 | 2.5347 | 2.9572 | 3.4253 | 3.9705 | 4.6092 | 5.2767 | 6.0254 | 6.8004 | 7.6143 | 8.4664 | 9.35 | 10.2723 | 11.2305 | 12.2735 | 13.437 | 14.6473 | 15.9009 | 17.214 | 18.5458 | 19.8997 | 20.5756 | 21.2128
CDP16 | SA | SESA | Other renewable fuels | 0 | 0 | 0 | 0 | 0 | 0 | 0 | 0 | 0 | 0 | 0 | 0 | 0 | 0 | 0 | 0 | 0 | 0 | 0 | 0 | 0 | 0 | 0 | 0 | 0 | 0 | 0 | 0
CDP16 | SA | SESA | DSP | 0 | 0 | 0 | 0 | 0 | 0 | 0 | 0 | 0 | 0 | 0 | 0 | 0 | 0 | 0 | 0 | 0 | 0 | 0 | 0 | 0 | 0 | 0 | 0 | 0 | 0 | 0 | 0
CDP16 | TAS | TAS | Mid-merit gas | 0 | 0 | 0 | 0 | 0 | 0 | 0 | 0 | 0 | 0 | 0 | 0 | 0 | 0 | 0 | 0 | 0 | 0 | 0 | 0 | 0 | 0 | 0 | 0 | 0 | 0 | 0 | 0
CDP16 | TAS | TAS | Flexible gas with CCS | 0 | 0 | 0 | 0 | 0 | 0 | 0 | 0 | 0 | 0 | 0 | 0 | 0 | 0 | 0 | 0 | 0 | 0 | 0 | 0 | 0 | 0 | 0 | 0 | 0 | 0 | 0 | 0
CDP16 | TAS | TAS | Flexible gas | 0 | 0 | 0 | 0 | 0 | 0 | 0 | 0 | 0 | 0 | 0 | 0 | 0 | 0 | 0 | 0 | 0 | 0 | 0 | 0 | 0 | 0 | 0 | 0 | 0 | 0 | 0 | 0
CDP16 | TAS | TAS | Hydro | 0 | 0 | 0 | 0 | 0 | 0 | 390 | 390 | 390 | 390 | 390 | 390 | 390 | 390 | 390 | 390 | 390 | 390 | 390 | 390 | 390 | 390 | 390 | 390 | 390 | 390 | 390 | 390
CDP16 | TAS | TAS | Deep storage | 0 | 0 | 0 | 0 | 0 | 0 | 1.755e-05 | 3.234e-05 | 5.008e-05 | 5.008e-05 | 5.008e-05 | 5.008e-05 | 5.008e-05 | 6.689e-05 | 7.868e-05 | 9.108e-05 | 55.0819 | 55.0819 | 193.9663 | 497.7264 | 910.8128 | 910.8128 | 910.8128 | 910.8128 | 910.8128 | 910.8128 | 910.8128 | 910.8128
CDP16 | TAS | TAS | Medium storage | 0 | 0 | 0 | 1.179e-05 | 1.337e-05 | 1.488e-05 | 1.488e-05 | 1.682e-05 | 1.682e-05 | 1.958e-05 | 1.958e-05 | 1.958e-05 | 1.958e-05 | 3.414e-05 | 3.649e-05 | 3.649e-05 | 3.83e-05 | 3.83e-05 | 4.012e-05 | 4.154e-05 | 6.841e-05 | 6.946e-05 | 6.946e-05 | 6.948e-05 | 6.948e-05 | 6.948e-05 | 6.948e-05 | 6.948e-05
CDP16 | TAS | TAS | Shallow storage | 0 | 0 | 0 | 0 | 0 | 0 | 0 | 0 | 0 | 0 | 0 | 0 | 0 | 0 | 0 | 0 | 0 | 0 | 0 | 0 | 0 | 0 | 0 | 0 | 0 | 0 | 0 | 0
CDP16 | TAS | TAS | Coordinated CER storage | 0.49202 | 0.81972 | 1.1904 | 1.6174 | 2.1106 | 2.7326 | 3.2327 | 3.8671 | 4.6719 | 5.7102 | 7.0106 | 8.6052 | 10.485 | 12.7058 | 15.2558 | 18.1129 | 21.2812 | 24.7979 | 28.677 | 32.9257 | 37.5563 | 42.7068 | 48.2882 | 54.3035 | 60.6636 | 67.3654 | 71.0896 | 74.411
CDP16 | TAS | TAS | Other renewable fuels | 0 | 0 | 0 | 0 | 0 | 0 | 0 | 0 | 0 | 0 | 0 | 0 | 0 | 0 | 0 | 0 | 0 | 0 | 0 | 0 | 0 | 0 | 0 | 0 | 0 | 0 | 0 | 0
CDP16 | TAS | TAS | DSP | 0.05 | -0.71 | -1.41 | -1.38 | -1.29 | -1.16 | -1.04 | -0.94 | -0.9 | -0.89 | -0.86 | -0.89 | -0.87 | -0.86 | -0.84 | -0.83 | -0.79 | -0.77 | -0.75 | -0.74 | -0.76 | -0.76 | -0.77 | -0.76 | -0.75 | -0.81 | -0.92 | -0.99
CDP17 | NSW | NNSW | Mid-merit gas | 0 | 0 | 0 | 0 | 0 | 0 | 0 | 0 | 0 | 0 | 0 | 0 | 0 | 0 | 0 | 0 | 0 | 0 | 0 | 0 | 0 | 0 | 0 | 0 | 0 | 0 | 0 | 0
CDP17 | NSW | NNSW | Flexible gas with CCS | 0 | 0 | 0 | 0 | 0 | 0 | 0 | 0 | 0 | 0 | 0 | 0 | 0 | 0 | 0 | 0 | 0 | 0 | 0 | 0 | 0 | 0 | 0 | 0 | 0 | 0 | 0 | 0
CDP17 | NSW | NNSW | Flexible gas | 0 | 0 | 0 | 0 | 0 | 0 | 0 | 0 | 0 | 0 | 0 | 0 | 0 | 0 | 0 | 0 | 0 | 0 | 0 | 0 | 0 | 0 | 0 | 0 | 0 | 0 | 0 | 0
CDP17 | NSW | NNSW | Hydro | 0 | 0 | 0 | 0 | 0 | 0 | 0 | 0 | 0 | 0 | 0 | 0 | 0 | 0 | 0 | 0 | 0 | 0 | 0 | 0 | 0 | 0 | 0 | 0 | 0 | 0 | 0 | 0
CDP17 | NSW | NNSW | Snowy 2.0 | 0 | 0 | 0 | 0 | 0 | 0 | 0 | 0 | 0 | 0 | 0 | 0 | 0 | 0 | 0 | 0 | 0 | 0 | 0 | 0 | 0 | 0 | 0 | 0 | 0 | 0 | 0 | 0
CDP17 | NSW | NNSW | Deep storage | 0 | 0 | 0 | 0 | 0 | 0 | 7.26e-06 | 2.118e-05 | 2.334e-05 | 2.585e-05 | 3.584e-05 | 4.738e-05 | 5.8e-05 | 5.8e-05 | 6.051e-05 | 6.153e-05 | 6.153e-05 | 6.852e-05 | 6.852e-05 | 8.742e-05 | 1000 | 1000 | 1000 | 1000 | 1000 | 1000 | 1000 | 1000
CDP17 | NSW | NNSW | Medium storage | 0 | 0 | 275 | 275 | 382.9082 | 1188.9069 | 1188.9069 | 1188.9069 | 1188.9069 | 1188.9069 | 1188.9069 | 1188.9069 | 1188.9069 | 1188.9069 | 1188.9069 | 1188.9069 | 1188.9069 | 1188.9069 | 1188.9069 | 1188.907 | 1188.907 | 1188.907 | 1188.907 | 1704.6099 | 1704.6099 | 1947.8145 | 1947.8145 | 2470.2642
CDP17 | NSW | NNSW | Shallow storage | 0 | 30 | 230 | 430 | 430 | 430 | 430 | 430 | 430 | 430 | 430 | 430 | 430 | 430 | 430 | 430 | 430 | 430 | 430 | 430 | 430 | 430 | 430 | 430 | 430 | 430 | 430 | 430
CDP17 | NSW | NNSW | Coordinated CER storage | 1.4111 | 2.2004 | 3.1378 | 4.0696 | 5.2015 | 6.5092 | 8.3028 | 10.6013 | 13.4299 | 16.8869 | 20.9596 | 25.6995 | 31.0392 | 37.0757 | 43.7606 | 51.0565 | 58.967 | 67.5443 | 76.7721 | 86.6761 | 97.4085 | 108.9366 | 121.1526 | 134.0682 | 147.4952 | 161.4022 | 167.974 | 173.8539
CDP17 | NSW | NNSW | Other renewable fuels | 0 | 0 | 0 | 0 | 0 | 0 | 0 | 0 | 0 | 0 | 0 | 0 | 0 | 0 | 0 | 0 | 0 | 0 | 0 | 0 | 0 | 0 | 0 | 0 | 0 | 0 | 90 | 90
CDP17 | NSW | NNSW | DSP | 0 | 0 | 0 | 0 | 0 | 0 | 0 | 0 | 0 | 0 | 0 | 0 | 0 | 0 | 0 | 0 | 0 | 0 | 0 | 0 | 0 | 0 | 0 | 0 | 0 | 0 | 0 | 0
CDP17 | NSW | CNSW | Mid-merit gas | 0 | 0 | 0 | 0 | 0 | 0 | 0 | 0 | 0 | 0 | 0 | 0 | 0 | 0 | 0 | 0 | 0 | 0 | 0 | 0 | 0 | 0 | 0 | 0 | 0 | 0 | 0 | 0
CDP17 | NSW | CNSW | Flexible gas with CCS | 0 | 0 | 0 | 0 | 0 | 0 | 0 | 0 | 0 | 0 | 0 | 0 | 0 | 0 | 0 | 0 | 0 | 0 | 0 | 0 | 0 | 0 | 0 | 0 | 0 | 0 | 0 | 0
CDP17 | NSW | CNSW | Flexible gas | 0 | 0 | 0 | 0 | 0 | 0 | 0 | 0 | 0 | 0 | 0 | 0 | 0 | 0 | 0 | 0 | 0 | 0 | 0 | 0 | 0 | 0 | 0 | 0 | 0 | 0 | 0 | 0
CDP17 | NSW | CNSW | Hydro | 0 | 0 | 0 | 0 | 0 | 0 | 0 | 0 | 0 | 0 | 0 | 0 | 0 | 0 | 0 | 0 | 0 | 0 | 0 | 0 | 0 | 0 | 0 | 0 | 0 | 0 | 0 | 0
CDP17 | NSW | CNSW | Snowy 2.0 | 0 | 0 | 0 | 0 | 0 | 0 | 0 | 0 | 0 | 0 | 0 | 0 | 0 | 0 | 0 | 0 | 0 | 0 | 0 | 0 | 0 | 0 | 0 | 0 | 0 | 0 | 0 | 0
CDP17 | NSW | CNSW | Deep storage | 0 | 0 | 0 | 0 | 0 | 0 | 0 | 0 | 0 | 0 | 0 | 0 | 0 | 0 | 0 | 0 | 0 | 0 | 0 | 0 | 0 | 0 | 0 | 0 | 0 | 0 | 0 | 0
CDP17 | NSW | CNSW | Medium storage | 0 | 549 | 549 | 917.46 | 917.46 | 957.4868 | 957.4868 | 997.5068 | 997.5068 | 997.5068 | 1037.5268 | 1037.5268 | 1037.5268 | 1077.5468 | 1077.5468 | 1077.5468 | 1077.5468 | 1077.5468 | 1077.5468 | 1117.5668 | 1117.5668 | 1157.5868 | 1157.5868 | 1157.5868 | 1197.6068 | 1197.6068 | 1197.6068 | 1237.627
CDP17 | NSW | CNSW | Shallow storage | 0 | 20 | 30.0291 | 321.4086 | 1706.484 | 1706.484 | 1706.484 | 1706.484 | 1706.484 | 1706.484 | 1706.484 | 1706.484 | 1706.484 | 1706.484 | 1706.484 | 1706.484 | 1706.484 | 1706.484 | 1706.484 | 1706.484 | 1706.484 | 1706.484 | 1706.484 | 1706.484 | 1706.484 | 1706.484 | 1706.484 | 1706.484
CDP17 | NSW | CNSW | Coordinated CER storage | 0.59798 | 0.93451 | 1.3494 | 1.776 | 2.2689 | 2.848 | 3.8284 | 5.1416 | 6.7929 | 8.8348 | 11.2982 | 14.1756 | 17.471 | 21.2071 | 25.3812 | 29.9855 | 35.0184 | 40.4848 | 46.3919 | 52.7376 | 59.6211 | 67.0433 | 74.9132 | 83.2358 | 91.9357 | 100.9613 | 105.2226 | 109.0428
CDP17 | NSW | CNSW | Other renewable fuels | 0 | 0 | 0 | 0 | 0 | 0 | 0 | 0 | 0 | 0 | 0 | 0 | 0 | 0 | 0 | 0 | 0 | 0 | 0 | 0 | 0 | 0 | 0 | 0 | 0 | 30 | 90 | 90
CDP17 | NSW | CNSW | DSP | 0 | 0 | 0 | 0 | 0 | 0 | 0 | 0 | 0 | 0 | 0 | 0 | 0 | 0 | 0 | 0 | 0 | 0 | 0 | 0 | 0 | 0 | 0 | 0 | 0 | 0 | 0 | 0
CDP17 | NSW | SNSW | Mid-merit gas | 0 | 0 | 0 | 0 | 0 | 0 | 0 | 0 | 0 | 0 | 0 | 0 | 0 | 0 | 0 | 0 | 0 | 0 | 0 | 0 | 0 | 0 | 0 | 0 | 0 | 0 | 0 | 0
CDP17 | NSW | SNSW | Flexible gas with CCS | 0 | 0 | 0 | 0 | 0 | 0 | 0 | 0 | 0 | 0 | 0 | 0 | 0 | 0 | 0 | 0 | 0 | 0 | 0 | 0 | 0 | 0 | 0 | 0 | 0 | 0 | 0 | 0
CDP17 | NSW | SNSW | Flexible gas | 0 | 0 | 0 | 0 | 0 | 0 | 0 | 0 | 0 | 0 | 0 | 0 | 0 | 0 | 0 | 0 | 0 | 0 | 0 | 0 | 0 | 0 | 0 | 0 | 0 | 0 | 0 | 0
CDP17 | NSW | SNSW | Hydro | 0 | 0 | 0 | 0 | 0 | 0 | 0 | 0 | 0 | 0 | 0 | 0 | 0 | 0 | 0 | 0 | 0 | 0 | 0 | 0 | 0 | 0 | 0 | 0 | 0 | 0 | 0 | 0
CDP17 | NSW | SNSW | Snowy 2.0 | 0 | 0 | 0 | 0 | 2200 | 2200 | 2200 | 2200 | 2200 | 2200 | 2200 | 2200 | 2200 | 2200 | 2200 | 2200 | 2200 | 2200 | 2200 | 2200 | 2200 | 2200 | 2200 | 2200 | 2200 | 2200 | 2200 | 2200
CDP17 | NSW | SNSW | Deep storage | 0 | 0 | 0 | 0 | 0 | 0 | 0 | 0 | 0 | 0 | 0 | 0 | 0 | 0 | 0 | 0 | 0 | 0 | 0 | 0 | 0 | 0 | 0 | 0 | 0 | 0 | 0 | 0
CDP17 | NSW | SNSW | Medium storage | 0 | 50 | 50 | 250 | 250 | 335.0775 | 335.0775 | 335.0775 | 335.0775 | 335.0775 | 335.0775 | 335.0775 | 335.0775 | 335.0775 | 335.0775 | 335.0775 | 335.0775 | 335.0775 | 335.0775 | 335.0775 | 335.0775 | 335.0775 | 335.0775 | 335.0775 | 335.0775 | 335.0775 | 335.0775 | 335.0775
CDP17 | NSW | SNSW | Shallow storage | 10 | 19.9 | 19.9 | 19.9 | 19.9 | 20.89 | 20.89 | 21.88 | 21.88 | 21.88 | 22.87 | 22.87 | 22.87 | 23.86 | 23.86 | 23.86 | 23.86 | 23.86 | 23.86 | 24.85 | 24.85 | 25.84 | 25.84 | 25.84 | 25.84 | 25.84 | 25.84 | 25.84
CDP17 | NSW | SNSW | Coordinated CER storage | 1.2069 | 1.9069 | 2.7656 | 3.7048 | 4.823 | 6.104 | 7.6428 | 9.603 | 12.0552 | 15.0904 | 18.749 | 23.0893 | 28.0961 | 33.8541 | 40.3371 | 47.5032 | 55.3701 | 64.0005 | 73.4087 | 83.6216 | 94.7478 | 106.9435 | 120.0443 | 134.0558 | 148.7861 | 164.2479 | 172.2574 | 179.4936
CDP17 | NSW | SNSW | Other renewable fuels | 0 | 0 | 0 | 0 | 0 | 0 | 0 | 0 | 0 | 0 | 0 | 0 | 0 | 0 | 0 | 0 | 0 | 0 | 0 | 0 | 0 | 0 | 0 | 0 | 0 | 0 | 0 | 0
CDP17 | NSW | SNSW | DSP | 0 | 0 | 0 | 0 | 0 | 0 | 0 | 0 | 0 | 0 | 0 | 0 | 0 | 0 | 0 | 0 | 0 | 0 | 0 | 0 | 0 | 0 | 0 | 0 | 0 | 0 | 0 | 0
CDP17 | NSW | SNW | Mid-merit gas | 0 | 0 | 0 | 0 | 0 | 0 | 0 | 0 | 0 | 0 | 0 | 0 | 0 | 0 | 0 | 0 | 0 | 0 | 0 | 0 | 0 | 0 | 0 | 0 | 0 | 0 | 0 | 0
CDP17 | NSW | SNW | Flexible gas with CCS | 0 | 0 | 0 | 0 | 0 | 0 | 0 | 0 | 0 | 0 | 0 | 0 | 0 | 0 | 0 | 0 | 0 | 0 | 0 | 0 | 0 | 0 | 0 | 0 | 0 | 0 | 0 | 0
CDP17 | NSW | SNW | Flexible gas | 0 | 0 | 0 | 0 | 0 | 0 | 0 | 0 | 0 | 0 | 0 | 0 | 0 | 0 | 0 | 0 | 0 | 0 | 261.0975 | 945.9559 | 1937.1601 | 1937.1601 | 1937.1601 | 1937.1601 | 1937.1601 | 1937.1601 | 1937.1601 | 1937.1601
CDP17 | NSW | SNW | Hydro | 0 | 0 | 0 | 0 | 0 | 0 | 0 | 0 | 0 | 0 | 0 | 0 | 0 | 0 | 0 | 0 | 0 | 0 | 0 | 0 | 0 | 0 | 0 | 0 | 0 | 0 | 0 | 0
CDP17 | NSW | SNW | Snowy 2.0 | 0 | 0 | 0 | 0 | 0 | 0 | 0 | 0 | 0 | 0 | 0 | 0 | 0 | 0 | 0 | 0 | 0 | 0 | 0 | 0 | 0 | 0 | 0 | 0 | 0 | 0 | 0 | 0
CDP17 | NSW | SNW | Deep storage | 0 | 0 | 0 | 0 | 0 | 0 | 0 | 0 | 0 | 0 | 0 | 0 | 0 | 0 | 0 | 0 | 0 | 0 | 0 | 0 | 0 | 0 | 0 | 0 | 0 | 0 | 0 | 0
CDP17 | NSW | SNW | Medium storage | 0 | 889.1454 | 889.1454 | 889.1454 | 889.1454 | 1316.1542 | 1316.1542 | 1316.1542 | 1316.1542 | 1316.1542 | 1316.1542 | 1316.1542 | 1316.1542 | 1316.1542 | 1316.1542 | 1316.1542 | 1316.1542 | 1316.1542 | 1316.1542 | 1316.1542 | 1316.1542 | 1316.1542 | 1316.1542 | 1316.1544 | 1316.1544 | 1316.1545 | 1316.1545 | 1316.1546
CDP17 | NSW | SNW | Shallow storage | 0 | 632.712 | 632.7141 | 632.7152 | 668.3562 | 710.6922 | 1338.2442 | 1410.8202 | 1410.8202 | 1410.8202 | 1483.3962 | 1483.3962 | 1483.3962 | 1555.9722 | 1555.9722 | 1555.9722 | 1555.9722 | 1555.9722 | 1555.9722 | 1628.5482 | 1628.5482 | 1701.1242 | 1701.1242 | 1701.1242 | 1773.7002 | 1773.7002 | 1773.7002 | 1846.2762
CDP17 | NSW | SNW | Coordinated CER storage | 5.6995 | 8.9871 | 12.8326 | 16.9571 | 21.9697 | 27.6663 | 37.1937 | 49.6005 | 65.1327 | 84.2739 | 107.1493 | 134.0014 | 164.6224 | 199.4384 | 238.3244 | 281.0862 | 327.7038 | 378.3827 | 433.0554 | 491.83 | 555.0637 | 623.7244 | 696.5772 | 773.7214 | 854.3051 | 938.1119 | 977.5203 | 1012.8282
CDP17 | NSW | SNW | Other renewable fuels | 0 | 0 | 0 | 0 | 0 | 0 | 0 | 0 | 0 | 0 | 0 | 0 | 0 | 0 | 0 | 0 | 0 | 0 | 0 | 0 | 0 | 0 | 0 | 0 | 0 | 90 | 90 | 90
CDP17 | NSW | SNW | DSP | 6.2 | 12.66 | 21.31 | 162.35 | 348.57 | 513.64 | 583.98 | 654.28 | 724.54 | 733.3 | 742.8 | 750.47 | 760.19 | 768.7 | 779.55 | 788.11 | 799.57 | 801.47 | 805.15 | 811.59 | 809.52 | 812.34 | 814.56 | 812.98 | 816.87 | 821.19 | 829.44 | 848.51
CDP17 | QLD | NQ | Mid-merit gas | 0 | 0 | 0 | 0 | 0 | 0 | 0 | 0 | 0 | 0 | 0 | 0 | 0 | 0 | 0 | 0 | 0 | 0 | 0 | 0 | 0 | 0 | 0 | 0 | 0 | 0 | 0 | 0
CDP17 | QLD | NQ | Flexible gas with CCS | 0 | 0 | 0 | 0 | 0 | 0 | 0 | 0 | 0 | 0 | 0 | 0 | 0 | 0 | 0 | 0 | 0 | 0 | 0 | 0 | 0 | 0 | 0 | 0 | 0 | 0 | 0 | 0
CDP17 | QLD | NQ | Flexible gas | 0 | 0 | 0 | 0 | 0 | 0 | 0 | 0 | 0 | 0 | 0 | 0 | 0 | 0 | 0 | 0 | 0 | 0 | 0 | 0 | 0 | 0 | 0 | 0 | 0 | 0 | 0 | 0
CDP17 | QLD | NQ | Hydro | 0 | 0 | 0 | 0 | 0 | 0 | 0 | 0 | 0 | 0 | 0 | 0 | 0 | 0 | 0 | 0 | 0 | 0 | 0 | 0 | 0 | 0 | 0 | 0 | 0 | 0 | 0 | 0
CDP17 | QLD | NQ | Borumba | 0 | 0 | 0 | 0 | 0 | 0 | 0 | 0 | 0 | 0 | 0 | 0 | 0 | 0 | 0 | 0 | 0 | 0 | 0 | 0 | 0 | 0 | 0 | 0 | 0 | 0 | 0 | 0
CDP17 | QLD | NQ | Deep storage | 0 | 0 | 0 | 0 | 0 | 0 | 4.92e-06 | 1.484e-05 | 1.484e-05 | 5.07e-05 | 5.07e-05 | 5.07e-05 | 6.967e-05 | 6.967e-05 | 7.23e-05 | 7.23e-05 | 7.23e-05 | 7.465e-05 | 7.465e-05 | 7.465e-05 | 8.256e-05 | 8.865e-05 | 0.00010086 | 0.0001677 | 34.083 | 48.271 | 48.271 | 104.6444
CDP17 | QLD | NQ | Medium storage | 0 | 0 | 0 | 9.12e-06 | 1.116e-05 | 1.692e-05 | 1.692e-05 | 1.912e-05 | 1.912e-05 | 6.466e-05 | 6.466e-05 | 6.466e-05 | 7.69e-05 | 0.0001644 | 0.00016817 | 0.00016817 | 0.00016817 | 0.00016817 | 0.00016817 | 0.0001703 | 0.00017577 | 0.00019979 | 0.00037384 | 0.00037384 | 0.00037384 | 0.00037384 | 0.00037384 | 0.00037384
CDP17 | QLD | NQ | Shallow storage | 0 | 0 | 300 | 300 | 300 | 300 | 300 | 300 | 300 | 300 | 300 | 300 | 300 | 300 | 300 | 300 | 300 | 300 | 300 | 300 | 300 | 300 | 300 | 300 | 300 | 300 | 300 | 300
CDP17 | QLD | NQ | Coordinated CER storage | 0.54674 | 0.92286 | 1.3551 | 1.8536 | 2.45 | 3.1702 | 4.191 | 5.5164 | 7.1545 | 9.1658 | 11.5718 | 14.4017 | 17.6021 | 21.2441 | 25.3028 | 29.7336 | 34.558 | 39.7965 | 45.4592 | 51.5796 | 58.257 | 65.4644 | 73.1388 | 81.3134 | 89.8287 | 98.6792 | 103.0372 | 107.0137
CDP17 | QLD | NQ | Other renewable fuels | 0 | 0 | 0 | 0 | 0 | 0 | 0 | 0 | 0 | 0 | 0 | 0 | 0 | 0 | 0 | 0 | 0 | 0 | 0 | 0 | 0 | 0 | 0 | 0 | 0 | 0 | 0 | 0
CDP17 | QLD | NQ | DSP | 0 | 0 | 0 | 0 | 0 | 0 | 0 | 0 | 0 | 0 | 0 | 0 | 0 | 0 | 0 | 0 | 0 | 0 | 0 | 0 | 0 | 0 | 0 | 0 | 0 | 0 | 0 | 0
CDP17 | QLD | GG | Mid-merit gas | 0 | 0 | 0 | 0 | 0 | 0 | 0 | 0 | 0 | 0 | 0 | 0 | 0 | 0 | 0 | 0 | 0 | 0 | 0 | 0 | 0 | 0 | 0 | 0 | 0 | 0 | 0 | 0
CDP17 | QLD | GG | Flexible gas with CCS | 0 | 0 | 0 | 0 | 0 | 0 | 0 | 0 | 0 | 0 | 0 | 0 | 0 | 0 | 0 | 0 | 0 | 0 | 0 | 0 | 0 | 0 | 0 | 0 | 0 | 0 | 0 | 0
CDP17 | QLD | GG | Flexible gas | 0 | 0 | 0 | 0 | 0 | 0 | 0 | 0 | 0 | 0 | 0 | 0 | 0 | 0 | 0 | 0 | 0 | 0 | 0 | 0 | 0 | 0 | 0 | 0 | 0 | 0 | 0 | 0
CDP17 | QLD | GG | Hydro | 0 | 0 | 0 | 0 | 0 | 0 | 0 | 0 | 0 | 0 | 0 | 0 | 0 | 0 | 0 | 0 | 0 | 0 | 0 | 0 | 0 | 0 | 0 | 0 | 0 | 0 | 0 | 0
CDP17 | QLD | GG | Borumba | 0 | 0 | 0 | 0 | 0 | 0 | 0 | 0 | 0 | 0 | 0 | 0 | 0 | 0 | 0 | 0 | 0 | 0 | 0 | 0 | 0 | 0 | 0 | 0 | 0 | 0 | 0 | 0
CDP17 | QLD | GG | Deep storage | 0 | 0 | 0 | 0 | 0 | 0 | 0 | 0 | 0 | 0 | 0 | 0 | 0 | 0 | 0 | 0 | 0 | 0 | 0 | 0 | 0 | 0 | 0 | 0 | 0 | 0 | 0 | 0
CDP17 | QLD | GG | Medium storage | 0 | 0 | 0 | 1.174e-05 | 1.174e-05 | 2.614e-05 | 2.614e-05 | 3.074e-05 | 3.77e-05 | 9.36e-05 | 9.36e-05 | 9.66e-05 | 0.00012679 | 0.00026754 | 0.00027537 | 0.00027537 | 0.00027537 | 0.00027776 | 0.00027776 | 0.0002795 | 0.00029224 | 0.00065083 | 0.0012748 | 77.713 | 77.713 | 843.8019 | 843.8019 | 843.9103
CDP17 | QLD | GG | Shallow storage | 0 | 400 | 400 | 400 | 400 | 400 | 400 | 400 | 400 | 400 | 400 | 400 | 400 | 400 | 400 | 400 | 400 | 400 | 400 | 400 | 400 | 400 | 400 | 400 | 400 | 400 | 400 | 400
CDP17 | QLD | GG | Coordinated CER storage | 0.026819 | 0.047887 | 0.071533 | 0.10153 | 0.13366 | 0.17572 | 0.25891 | 0.37299 | 0.52211 | 0.70955 | 0.93712 | 1.2071 | 1.5192 | 1.8769 | 2.2784 | 2.7246 | 3.2136 | 3.7508 | 4.3361 | 4.969 | 5.6604 | 6.4065 | 7.2009 | 8.0431 | 8.9264 | 9.8483 | 10.2976 | 10.7049
CDP17 | QLD | GG | Other renewable fuels | 0 | 0 | 0 | 0 | 0 | 0 | 0 | 0 | 0 | 0 | 0 | 0 | 0 | 0 | 0 | 0 | 0 | 0 | 0 | 0 | 0 | 0 | 0 | 0 | 0 | 0 | 0 | 0
CDP17 | QLD | GG | DSP | 0 | 0 | 0 | 0 | 0 | 0 | 0 | 0 | 0 | 0 | 0 | 0 | 0 | 0 | 0 | 0 | 0 | 0 | 0 | 0 | 0 | 0 | 0 | 0 | 0 | 0 | 0 | 0
CDP17 | QLD | CQ | Mid-merit gas | 0 | 0 | 0 | 0 | 0 | 0 | 0 | 0 | 0 | 0 | 0 | 0 | 0 | 0 | 0 | 0 | 0 | 0 | 0 | 0 | 0 | 0 | 0 | 0 | 0 | 0 | 0 | 0
CDP17 | QLD | CQ | Flexible gas with CCS | 0 | 0 | 0 | 0 | 0 | 0 | 0 | 0 | 0 | 0 | 0 | 0 | 0 | 0 | 0 | 0 | 0 | 0 | 0 | 0 | 0 | 0 | 0 | 0 | 0 | 0 | 0 | 0
CDP17 | QLD | CQ | Flexible gas | 0 | 0 | 0 | 0 | 0 | 0 | 0 | 0 | 0 | 0 | 0 | 0 | 0 | 0 | 0 | 0 | 0 | 0 | 0 | 0 | 0 | 0 | 0 | 0 | 0 | 0 | 0 | 0
CDP17 | QLD | CQ | Hydro | 0 | 0 | 0 | 0 | 0 | 0 | 0 | 0 | 0 | 0 | 0 | 0 | 0 | 0 | 0 | 0 | 0 | 0 | 0 | 0 | 0 | 0 | 0 | 0 | 0 | 0 | 0 | 0
CDP17 | QLD | CQ | Borumba | 0 | 0 | 0 | 0 | 0 | 0 | 0 | 0 | 0 | 0 | 0 | 0 | 0 | 0 | 0 | 0 | 0 | 0 | 0 | 0 | 0 | 0 | 0 | 0 | 0 | 0 | 0 | 0
CDP17 | QLD | CQ | Deep storage | 0 | 0 | 0 | 0 | 0 | 0 | 4.99e-06 | 1.488e-05 | 1.488e-05 | 4.93e-05 | 4.93e-05 | 4.93e-05 | 6.873e-05 | 7.961e-05 | 8.258e-05 | 8.258e-05 | 8.258e-05 | 8.455e-05 | 8.455e-05 | 8.455e-05 | 0.00010807 | 0.00011225 | 0.00011662 | 0.00013453 | 14.5865 | 393.2065 | 393.2065 | 400
CDP17 | QLD | CQ | Medium storage | 0 | 0 | 0 | 1.293e-05 | 1.503e-05 | 2.575e-05 | 3.133e-05 | 4.816e-05 | 4.816e-05 | 0.00016142 | 0.00016142 | 0.00016433 | 0.00021773 | 0.00035807 | 0.0003691 | 0.0003691 | 0.0003691 | 0.00037201 | 0.00037201 | 0.00037583 | 0.00039948 | 0.00076124 | 0.0013889 | 167.9958 | 167.9963 | 169.8111 | 169.8111 | 778.8564
CDP17 | QLD | CQ | Shallow storage | 0 | 0 | 0 | 150 | 150 | 150 | 150 | 150 | 150 | 150 | 150 | 150 | 150 | 150 | 150 | 150 | 150 | 150 | 150 | 150 | 150 | 150 | 150 | 150 | 150 | 150 | 150 | 150
CDP17 | QLD | CQ | Coordinated CER storage | 0.49915 | 0.855 | 1.2505 | 1.7306 | 2.2741 | 2.9451 | 4.0203 | 5.4257 | 7.2073 | 9.4204 | 12.0769 | 15.2024 | 18.7874 | 22.8688 | 27.4354 | 32.4602 | 37.9331 | 43.9154 | 50.3996 | 57.404 | 65.0752 | 73.3346 | 82.131 | 91.474 | 101.254 | 111.4193 | 116.4019 | 120.9195
CDP17 | QLD | CQ | Other renewable fuels | 0 | 0 | 0 | 0 | 0 | 0 | 0 | 0 | 0 | 0 | 0 | 0 | 0 | 0 | 0 | 0 | 0 | 0 | 0 | 0 | 0 | 0 | 0 | 0 | 0 | 0 | 0 | 0
CDP17 | QLD | CQ | DSP | 0 | 0 | 0 | 0 | 0 | 0 | 0 | 0 | 0 | 0 | 0 | 0 | 0 | 0 | 0 | 0 | 0 | 0 | 0 | 0 | 0 | 0 | 0 | 0 | 0 | 0 | 0 | 0
CDP17 | QLD | SQ | Mid-merit gas | 0 | 0 | 0 | 0 | 0 | 0 | 0 | 0 | 0 | 0 | 0 | 0 | 0 | 0 | 0 | 0 | 0 | 0 | 0 | 0 | 0 | 0 | 0 | 0 | 0 | 0 | 0 | 0
CDP17 | QLD | SQ | Flexible gas with CCS | 0 | 0 | 0 | 0 | 0 | 0 | 0 | 0 | 0 | 0 | 0 | 0 | 0 | 0 | 0 | 0 | 0 | 0 | 0 | 0 | 0 | 0 | 0 | 0 | 0 | 0 | 0 | 0
CDP17 | QLD | SQ | Flexible gas | 0 | 0 | 200 | 200 | 200 | 200 | 200 | 200 | 200 | 326.275 | 326.275 | 326.275 | 495.4733 | 622.295 | 830.0476 | 1247.0298 | 1387.8797 | 2399.7954 | 2720.1804 | 2720.1804 | 2720.1804 | 2720.1804 | 3268.5462 | 3268.5462 | 3268.5462 | 3268.5462 | 3268.5462 | 3483.8962
CDP17 | QLD | SQ | Hydro | 0 | 0 | 0 | 0 | 0 | 0 | 0 | 0 | 0 | 0 | 0 | 0 | 0 | 0 | 0 | 0 | 0 | 0 | 0 | 0 | 0 | 0 | 0 | 0 | 0 | 0 | 0 | 0
CDP17 | QLD | SQ | Borumba | 0 | 0 | 0 | 0 | 0 | 0 | 0 | 1998 | 1998 | 1998 | 1998 | 1998 | 1998 | 1998 | 1998 | 1998 | 1998 | 1998 | 1998 | 1998 | 1998 | 1998 | 1998 | 1998 | 1998 | 1998 | 1998 | 1998
CDP17 | QLD | SQ | Deep storage | 0 | 0 | 0 | 0 | 0 | 0 | 0 | 0 | 0 | 0 | 0 | 0 | 0 | 0 | 0 | 0 | 0 | 0 | 0 | 0 | 0 | 0 | 0 | 0 | 0 | 0 | 0 | 0
CDP17 | QLD | SQ | Medium storage | 0 | 0 | 0 | 9.39e-06 | 1.221e-05 | 2.21e-05 | 2.21e-05 | 2.481e-05 | 2.481e-05 | 6.87e-05 | 6.87e-05 | 6.87e-05 | 7.903e-05 | 0.00022128 | 0.00022635 | 0.00022635 | 0.00022635 | 0.00022635 | 0.00022635 | 0.00022635 | 0.00023639 | 177.547 | 724.2448 | 724.2448 | 724.2448 | 1404.6102 | 1404.6102 | 1404.6102
CDP17 | QLD | SQ | Shallow storage | 714.16 | 1020.16 | 1020.16 | 1020.16 | 1020.16 | 1020.16 | 1020.16 | 1020.16 | 1020.16 | 1020.16 | 1020.16 | 1020.16 | 1020.16 | 1020.16 | 1020.16 | 1020.16 | 1020.16 | 1020.16 | 1020.16 | 1020.16 | 1020.16 | 1020.16 | 1020.16 | 1020.16 | 1020.16 | 1020.16 | 1020.16 | 1020.16
CDP17 | QLD | SQ | Coordinated CER storage | 2.6949 | 4.6149 | 6.8273 | 9.399 | 12.4206 | 16.2636 | 22.9345 | 31.7049 | 42.7505 | 56.464 | 72.9637 | 92.4549 | 114.7868 | 140.326 | 168.9326 | 200.4226 | 234.721 | 272.1627 | 312.8429 | 356.7965 | 404.3261 | 456.2111 | 511.5074 | 570.2605 | 631.7811 | 695.9349 | 727.3631 | 755.8908
CDP17 | QLD | SQ | Other renewable fuels | 0 | 0 | 0 | 0 | 0 | 0 | 0 | 0 | 0 | 0 | 0 | 0 | 0 | 0 | 0 | 0 | 0 | 0 | 0 | 0 | 0 | 0 | 0 | 0 | 0 | 0 | 90 | 90
CDP17 | QLD | SQ | DSP | 3.25 | 5.13 | 9.91 | 13.47 | 17.87 | 1.79 | 7.34 | 11.4 | 15.32 | 20.33 | 25.8 | 31.69 | 38.24 | 42.35 | 46.79 | 53.33 | 57.04 | 59.69 | 63.14 | 66.16 | 68.23 | 70.89 | 74.75 | 77.21 | 85.81 | 92.63 | 99.97 | 101.49
CDP17 | VIC | VIC | Mid-merit gas | 0 | 0 | 0 | 0 | 0 | 0 | 0 | 0 | 0 | 0 | 0 | 0 | 0 | 0 | 0 | 0 | 0 | 0 | 0 | 0 | 0 | 0 | 0 | 0 | 0 | 0 | 0 | 0
CDP17 | VIC | VIC | Flexible gas with CCS | 0 | 0 | 0 | 0 | 0 | 0 | 0 | 0 | 0 | 0 | 0 | 0 | 0 | 0 | 0 | 0 | 0 | 0 | 0 | 0 | 0 | 0 | 0 | 0 | 0 | 0 | 0 | 0
CDP17 | VIC | VIC | Flexible gas | 0 | 0 | 0 | 0 | 0 | 0 | 0 | 0 | 0 | 0 | 0 | 0 | 0 | 0 | 0 | 0 | 0 | 0 | 146.596 | 146.596 | 146.596 | 146.596 | 146.596 | 786.6612 | 786.6612 | 786.6612 | 786.6612 | 1623.1422
CDP17 | VIC | VIC | Hydro | 0 | 0 | 0 | 0 | 0 | 0 | 0 | 0 | 0 | 0 | 0 | 0 | 0 | 0 | 0 | 0 | 0 | 0 | 0 | 0 | 0 | 0 | 0 | 0 | 0 | 0 | 0 | 0
CDP17 | VIC | VIC | Deep storage | 0 | 0 | 0 | 0 | 0 | 0 | 4.57e-06 | 2.786e-05 | 5.422e-05 | 0.00013162 | 0.00013162 | 0.00013162 | 0.00013162 | 0.00013353 | 0.00013353 | 0.00013353 | 0.00013353 | 0.00013353 | 0.00013353 | 0.00013581 | 402.0711 | 402.0711 | 402.0711 | 402.0711 | 453.1321 | 453.1321 | 453.1321 | 512.2651
CDP17 | VIC | VIC | Medium storage | 0 | 0 | 350 | 350 | 350 | 350 | 350 | 350 | 350 | 350.0001 | 350.0001 | 350.0001 | 350.0001 | 350.0001 | 350.0001 | 350.0001 | 350.0001 | 350.0001 | 350.0001 | 350.0001 | 350.0002 | 350.0002 | 350.0002 | 350.0006 | 350.0006 | 350.0006 | 350.0006 | 350.0006
CDP17 | VIC | VIC | Shallow storage | 180 | 1691.51 | 1756.3102 | 2211.3828 | 2211.3828 | 2421.4 | 2428.7 | 2940.3999 | 3451.3399 | 4013.0397 | 5621.9196 | 5621.9196 | 5628.5196 | 5628.5196 | 5628.5196 | 5628.5196 | 5628.5196 | 5628.5196 | 5628.5196 | 5628.5196 | 5635.1196 | 5635.1196 | 5635.1196 | 5635.1196 | 5635.1196 | 5635.1196 | 5635.1196 | 5635.1196
CDP17 | VIC | VIC | Coordinated CER storage | 8.9163 | 14.4987 | 20.4798 | 27.3899 | 35.853 | 45.8051 | 59.1688 | 76.2585 | 97.3343 | 123.084 | 153.6475 | 189.3602 | 229.872 | 275.8842 | 327.0848 | 383.0564 | 443.7316 | 509.6502 | 580.9109 | 657.633 | 740.6541 | 830.7914 | 926.6572 | 1028.3543 | 1134.4025 | 1244.5508 | 1298.531 | 1347.4871
CDP17 | VIC | VIC | Other renewable fuels | 0 | 0 | 0 | 0 | 0 | 0 | 0 | 0 | 0 | 0 | 0 | 0 | 0 | 0 | 0 | 0 | 0 | 0 | 0 | 0 | 0 | 0 | 0 | 0 | 0 | 0 | 90 | 90
CDP17 | VIC | VIC | DSP | 2.06 | 5.47 | -2.91 | 1.75 | 7.82 | 14.87 | 19.28 | 25.16 | 29.26 | 33.97 | 36.82 | 39.34 | 41.6 | 44.07 | 46.76 | 49.93 | 53.23 | 55.16 | 57.69 | 59.14 | 59.83 | 61.47 | 61.87 | 60.96 | 59.14 | 58.56 | 59.5 | 61.38
CDP17 | SA | CSA | Mid-merit gas | 0 | 0 | 0 | 0 | 0 | 0 | 0 | 0 | 0 | 0 | 0 | 0 | 0 | 0 | 0 | 0 | 0 | 0 | 0 | 0 | 0 | 0 | 0 | 0 | 0 | 0 | 0 | 0
CDP17 | SA | CSA | Flexible gas with CCS | 0 | 0 | 0 | 0 | 0 | 0 | 0 | 0 | 0 | 0 | 0 | 0 | 0 | 0 | 0 | 0 | 0 | 0 | 0 | 0 | 0 | 0 | 0 | 0 | 0 | 0 | 0 | 0
CDP17 | SA | CSA | Flexible gas | 0 | 200 | 200 | 200 | 200 | 200 | 200 | 200 | 200 | 404.4161 | 465 | 465 | 465 | 465 | 465 | 465 | 465 | 465 | 551.7013 | 927.9029 | 997.7587 | 997.7587 | 997.7587 | 997.7587 | 997.7587 | 997.7587 | 997.7587 | 997.7587
CDP17 | SA | CSA | Hydro | 0 | 0 | 0 | 0 | 0 | 0 | 0 | 0 | 0 | 0 | 0 | 0 | 0 | 0 | 0 | 0 | 0 | 0 | 0 | 0 | 0 | 0 | 0 | 0 | 0 | 0 | 0 | 0
CDP17 | SA | CSA | Deep storage | 0 | 0 | 0 | 0 | 0 | 0 | 2.51e-06 | 7.51e-06 | 8.73e-06 | 1.192e-05 | 1.192e-05 | 1.192e-05 | 1.192e-05 | 1.856e-05 | 2.013e-05 | 2.013e-05 | 2.013e-05 | 2.013e-05 | 2.013e-05 | 2.013e-05 | 2.262e-05 | 2.262e-05 | 2.262e-05 | 2.399e-05 | 2.399e-05 | 2.399e-05 | 2.399e-05 | 2.543e-05
CDP17 | SA | CSA | Medium storage | 0 | 0 | 0 | 1.055e-05 | 1.348e-05 | 1.801e-05 | 1.801e-05 | 2.122e-05 | 2.122e-05 | 3.889e-05 | 3.889e-05 | 3.889e-05 | 4.185e-05 | 0.00011001 | 0.00011475 | 0.00011475 | 0.00011475 | 0.00011475 | 0.00011475 | 0.00011822 | 0.00012428 | 0.00012682 | 0.00014762 | 1026.0377 | 1026.0377 | 1353.0268 | 1353.0268 | 1353.0268
CDP17 | SA | CSA | Shallow storage | 200 | 494.98 | 1113.4748 | 2345.5938 | 2351.6138 | 2351.6138 | 2351.6138 | 2351.6138 | 2351.6138 | 2351.6138 | 2351.6138 | 2351.6138 | 2351.6138 | 2351.6138 | 2351.6138 | 2351.6138 | 2351.6138 | 2351.6138 | 2357.6338 | 2357.6338 | 2357.6338 | 2357.6338 | 2357.6338 | 2357.6338 | 2357.6338 | 2357.6338 | 2357.6338 | 2357.6338
CDP17 | SA | CSA | Coordinated CER storage | 16.7205 | 23.834 | 30.7542 | 38.4284 | 46.3958 | 56.1694 | 65.5626 | 76.1609 | 87.8108 | 100.9146 | 115.316 | 131.1314 | 147.8365 | 166.0114 | 185.1899 | 204.9252 | 225.1394 | 246.2665 | 268.3666 | 291.4341 | 316.4262 | 343.1106 | 371.0707 | 400.3204 | 429.9417 | 459.8761 | 474.9413 | 488.2607
CDP17 | SA | CSA | Other renewable fuels | 0 | 0 | 0 | 0 | 0 | 0 | 0 | 0 | 0 | 0 | 0 | 0 | 0 | 0 | 0 | 0 | 0 | 0 | 0 | 0 | 0 | 0 | 0 | 0 | 0 | 0 | 0 | 0
CDP17 | SA | CSA | DSP | 0.71 | 1.71 | 2.99 | 4.28 | 4.85 | 5.57 | 6.09 | 6.75 | 7.31 | 8.12 | 8.79 | 9.5 | 10.12 | 10.65 | 11.15 | 11.67 | 12.28 | 12.76 | 13.22 | 13.5 | 13.63 | 13.47 | 13.24 | 12.87 | 12.46 | 12.52 | 12.77 | 13.08
CDP17 | SA | SESA | Mid-merit gas | 0 | 0 | 0 | 0 | 0 | 0 | 0 | 0 | 0 | 0 | 0 | 0 | 0 | 0 | 0 | 0 | 0 | 0 | 0 | 0 | 0 | 0 | 0 | 0 | 0 | 0 | 0 | 0
CDP17 | SA | SESA | Flexible gas with CCS | 0 | 0 | 0 | 0 | 0 | 0 | 0 | 0 | 0 | 0 | 0 | 0 | 0 | 0 | 0 | 0 | 0 | 0 | 0 | 0 | 0 | 0 | 0 | 0 | 0 | 0 | 0 | 0
CDP17 | SA | SESA | Flexible gas | 0 | 0 | 0 | 0 | 0 | 0 | 0 | 0 | 0 | 0 | 0 | 0 | 0 | 0 | 0 | 0 | 0 | 0 | 0 | 0 | 0 | 0 | 0 | 0 | 0 | 0 | 0 | 0
CDP17 | SA | SESA | Hydro | 0 | 0 | 0 | 0 | 0 | 0 | 0 | 0 | 0 | 0 | 0 | 0 | 0 | 0 | 0 | 0 | 0 | 0 | 0 | 0 | 0 | 0 | 0 | 0 | 0 | 0 | 0 | 0
CDP17 | SA | SESA | Deep storage | 0 | 0 | 0 | 0 | 0 | 0 | 0 | 0 | 0 | 0 | 0 | 0 | 0 | 0 | 0 | 0 | 0 | 0 | 0 | 0 | 0 | 0 | 0 | 0 | 0 | 0 | 0 | 0
CDP17 | SA | SESA | Medium storage | 0 | 0 | 0 | 1.025e-05 | 1.316e-05 | 1.723e-05 | 1.723e-05 | 2.034e-05 | 2.136e-05 | 3.807e-05 | 3.807e-05 | 3.807e-05 | 4.076e-05 | 0.00010059 | 0.00010586 | 0.00010586 | 0.00010586 | 0.00010586 | 0.00010586 | 0.00010762 | 0.00011391 | 0.00011622 | 0.00011886 | 91.687 | 91.687 | 91.687 | 91.687 | 91.687
CDP17 | SA | SESA | Shallow storage | 0 | 0 | 0 | 0 | 0 | 0 | 0 | 0 | 0 | 0 | 0 | 0 | 0 | 0 | 0 | 0 | 0 | 0 | 0 | 0 | 0 | 0 | 0 | 0 | 0 | 0 | 0 | 0
CDP17 | SA | SESA | Coordinated CER storage | 0.61122 | 0.88308 | 1.1524 | 1.4493 | 1.7585 | 2.151 | 2.5347 | 2.9572 | 3.4253 | 3.9705 | 4.6092 | 5.2767 | 6.0254 | 6.8004 | 7.6143 | 8.4664 | 9.35 | 10.2723 | 11.2305 | 12.2735 | 13.437 | 14.6473 | 15.9009 | 17.214 | 18.5458 | 19.8997 | 20.5756 | 21.2128
CDP17 | SA | SESA | Other renewable fuels | 0 | 0 | 0 | 0 | 0 | 0 | 0 | 0 | 0 | 0 | 0 | 0 | 0 | 0 | 0 | 0 | 0 | 0 | 0 | 0 | 0 | 0 | 0 | 0 | 0 | 0 | 0 | 0
CDP17 | SA | SESA | DSP | 0 | 0 | 0 | 0 | 0 | 0 | 0 | 0 | 0 | 0 | 0 | 0 | 0 | 0 | 0 | 0 | 0 | 0 | 0 | 0 | 0 | 0 | 0 | 0 | 0 | 0 | 0 | 0
CDP17 | TAS | TAS | Mid-merit gas | 0 | 0 | 0 | 0 | 0 | 0 | 0 | 0 | 0 | 0 | 0 | 0 | 0 | 0 | 0 | 0 | 0 | 0 | 0 | 0 | 0 | 0 | 0 | 0 | 0 | 0 | 0 | 0
CDP17 | TAS | TAS | Flexible gas with CCS | 0 | 0 | 0 | 0 | 0 | 0 | 0 | 0 | 0 | 0 | 0 | 0 | 0 | 0 | 0 | 0 | 0 | 0 | 0 | 0 | 0 | 0 | 0 | 0 | 0 | 0 | 0 | 0
CDP17 | TAS | TAS | Flexible gas | 0 | 0 | 0 | 0 | 0 | 0 | 0 | 0 | 0 | 0 | 0 | 0 | 0 | 0 | 0 | 0 | 0 | 0 | 0 | 0 | 0 | 0 | 0 | 0 | 0 | 0 | 0 | 0
CDP17 | TAS | TAS | Hydro | 0 | 0 | 0 | 0 | 0 | 0 | 390 | 390 | 390 | 390 | 390 | 390 | 390 | 390 | 390 | 390 | 390 | 390 | 390 | 390 | 390 | 390 | 390 | 390 | 390 | 390 | 390 | 390
CDP17 | TAS | TAS | Deep storage | 0 | 0 | 0 | 0 | 0 | 0 | 1.303e-05 | 4.841e-05 | 7.506e-05 | 7.506e-05 | 7.506e-05 | 7.506e-05 | 7.506e-05 | 0.00010183 | 0.00011049 | 0.0001307 | 28.0024 | 28.0024 | 168.5767 | 460.3225 | 898.8339 | 898.8339 | 898.8339 | 898.8339 | 898.8339 | 898.8339 | 898.8339 | 898.8339
CDP17 | TAS | TAS | Medium storage | 0 | 0 | 0 | 8.76e-06 | 9.93e-06 | 1.105e-05 | 1.105e-05 | 1.678e-05 | 2.106e-05 | 3.048e-05 | 3.048e-05 | 3.048e-05 | 3.171e-05 | 5.467e-05 | 5.686e-05 | 5.686e-05 | 5.686e-05 | 5.686e-05 | 5.956e-05 | 6.247e-05 | 6.471e-05 | 6.617e-05 | 6.871e-05 | 7.012e-05 | 7.012e-05 | 7.012e-05 | 7.012e-05 | 7.012e-05
CDP17 | TAS | TAS | Shallow storage | 0 | 0 | 0 | 0 | 0 | 0 | 0 | 0 | 0 | 0 | 0 | 0 | 0 | 0 | 0 | 0 | 0 | 0 | 0 | 0 | 0 | 0 | 0 | 0 | 0 | 0 | 0 | 0
CDP17 | TAS | TAS | Coordinated CER storage | 0.49202 | 0.81972 | 1.1904 | 1.6174 | 2.1106 | 2.7326 | 3.2327 | 3.8671 | 4.6719 | 5.7102 | 7.0106 | 8.6052 | 10.485 | 12.7058 | 15.2558 | 18.1129 | 21.2812 | 24.7979 | 28.677 | 32.9257 | 37.5563 | 42.7068 | 48.2882 | 54.3035 | 60.6636 | 67.3654 | 71.0896 | 74.411
CDP17 | TAS | TAS | Other renewable fuels | 0 | 0 | 0 | 0 | 0 | 0 | 0 | 0 | 0 | 0 | 0 | 0 | 0 | 0 | 0 | 0 | 0 | 0 | 0 | 0 | 0 | 0 | 0 | 0 | 0 | 0 | 0 | 0
CDP17 | TAS | TAS | DSP | 0.05 | -0.71 | -1.41 | -1.38 | -1.29 | -1.16 | -1.04 | -0.94 | -0.9 | -0.89 | -0.86 | -0.89 | -0.87 | -0.86 | -0.84 | -0.83 | -0.79 | -0.77 | -0.75 | -0.74 | -0.76 | -0.76 | -0.77 | -0.76 | -0.75 | -0.81 | -0.92 | -0.99
CDP18 | NSW | NNSW | Mid-merit gas | 0 | 0 | 0 | 0 | 0 | 0 | 0 | 0 | 0 | 0 | 0 | 0 | 0 | 0 | 0 | 0 | 0 | 0 | 0 | 0 | 0 | 0 | 0 | 0 | 0 | 0 | 0 | 0
CDP18 | NSW | NNSW | Flexible gas with CCS | 0 | 0 | 0 | 0 | 0 | 0 | 0 | 0 | 0 | 0 | 0 | 0 | 0 | 0 | 0 | 0 | 0 | 0 | 0 | 0 | 0 | 0 | 0 | 0 | 0 | 0 | 0 | 0
CDP18 | NSW | NNSW | Flexible gas | 0 | 0 | 0 | 0 | 0 | 0 | 0 | 0 | 0 | 0 | 0 | 0 | 0 | 0 | 0 | 0 | 0 | 0 | 0 | 0 | 0 | 0 | 0 | 0 | 0 | 0 | 0 | 0
CDP18 | NSW | NNSW | Hydro | 0 | 0 | 0 | 0 | 0 | 0 | 0 | 0 | 0 | 0 | 0 | 0 | 0 | 0 | 0 | 0 | 0 | 0 | 0 | 0 | 0 | 0 | 0 | 0 | 0 | 0 | 0 | 0
CDP18 | NSW | NNSW | Snowy 2.0 | 0 | 0 | 0 | 0 | 0 | 0 | 0 | 0 | 0 | 0 | 0 | 0 | 0 | 0 | 0 | 0 | 0 | 0 | 0 | 0 | 0 | 0 | 0 | 0 | 0 | 0 | 0 | 0
CDP18 | NSW | NNSW | Deep storage | 0 | 0 | 0 | 0 | 0 | 0 | 1.55e-05 | 1.768e-05 | 1.898e-05 | 1.898e-05 | 2.059e-05 | 2.789e-05 | 3.377e-05 | 3.377e-05 | 3.65e-05 | 3.767e-05 | 3.891e-05 | 4.61e-05 | 4.61e-05 | 5.947e-05 | 1000 | 1000 | 1000 | 1000 | 1000 | 1000 | 1000 | 1000
CDP18 | NSW | NNSW | Medium storage | 0 | 0 | 275 | 275.0001 | 382.9079 | 1188.9121 | 1188.9121 | 1188.9121 | 1188.9121 | 1188.9121 | 1188.9121 | 1188.9121 | 1188.9121 | 1188.9121 | 1188.9121 | 1188.9121 | 1188.9121 | 1188.9121 | 1188.9121 | 1188.9121 | 1188.9123 | 1188.9123 | 1188.9123 | 1771.4416 | 1771.4416 | 2128.8457 | 2128.8457 | 2463.9124
CDP18 | NSW | NNSW | Shallow storage | 0 | 30 | 230 | 430 | 430 | 430 | 430 | 430 | 430 | 430 | 430 | 430 | 430 | 430 | 430 | 430 | 430 | 430 | 430 | 430 | 430 | 430 | 430 | 430 | 430 | 430 | 430 | 430
CDP18 | NSW | NNSW | Coordinated CER storage | 1.4111 | 2.2004 | 3.1378 | 4.0696 | 5.2015 | 6.5092 | 8.3028 | 10.6013 | 13.4299 | 16.8869 | 20.9596 | 25.6995 | 31.0392 | 37.0757 | 43.7606 | 51.0565 | 58.967 | 67.5443 | 76.7721 | 86.6761 | 97.4085 | 108.9366 | 121.1526 | 134.0682 | 147.4952 | 161.4022 | 167.974 | 173.8539
CDP18 | NSW | NNSW | Other renewable fuels | 0 | 0 | 0 | 0 | 0 | 0 | 0 | 0 | 0 | 0 | 0 | 0 | 0 | 0 | 0 | 0 | 0 | 0 | 0 | 0 | 0 | 0 | 0 | 0 | 0 | 0 | 90 | 90
CDP18 | NSW | NNSW | DSP | 0 | 0 | 0 | 0 | 0 | 0 | 0 | 0 | 0 | 0 | 0 | 0 | 0 | 0 | 0 | 0 | 0 | 0 | 0 | 0 | 0 | 0 | 0 | 0 | 0 | 0 | 0 | 0
CDP18 | NSW | CNSW | Mid-merit gas | 0 | 0 | 0 | 0 | 0 | 0 | 0 | 0 | 0 | 0 | 0 | 0 | 0 | 0 | 0 | 0 | 0 | 0 | 0 | 0 | 0 | 0 | 0 | 0 | 0 | 0 | 0 | 0
CDP18 | NSW | CNSW | Flexible gas with CCS | 0 | 0 | 0 | 0 | 0 | 0 | 0 | 0 | 0 | 0 | 0 | 0 | 0 | 0 | 0 | 0 | 0 | 0 | 0 | 0 | 0 | 0 | 0 | 0 | 0 | 0 | 0 | 0
CDP18 | NSW | CNSW | Flexible gas | 0 | 0 | 0 | 0 | 0 | 0 | 0 | 0 | 0 | 0 | 0 | 0 | 0 | 0 | 0 | 0 | 0 | 0 | 0 | 0 | 0 | 0 | 0 | 0 | 0 | 0 | 0 | 0
CDP18 | NSW | CNSW | Hydro | 0 | 0 | 0 | 0 | 0 | 0 | 0 | 0 | 0 | 0 | 0 | 0 | 0 | 0 | 0 | 0 | 0 | 0 | 0 | 0 | 0 | 0 | 0 | 0 | 0 | 0 | 0 | 0
CDP18 | NSW | CNSW | Snowy 2.0 | 0 | 0 | 0 | 0 | 0 | 0 | 0 | 0 | 0 | 0 | 0 | 0 | 0 | 0 | 0 | 0 | 0 | 0 | 0 | 0 | 0 | 0 | 0 | 0 | 0 | 0 | 0 | 0
CDP18 | NSW | CNSW | Deep storage | 0 | 0 | 0 | 0 | 0 | 0 | 0 | 0 | 0 | 0 | 0 | 0 | 0 | 0 | 0 | 0 | 0 | 0 | 0 | 0 | 0 | 0 | 0 | 0 | 0 | 0 | 0 | 0
CDP18 | NSW | CNSW | Medium storage | 0 | 549 | 549 | 917.46 | 917.46 | 957.4945 | 957.4945 | 997.5145 | 997.5145 | 997.5145 | 1037.5345 | 1037.5345 | 1037.5345 | 1077.5545 | 1077.5545 | 1077.5545 | 1077.5545 | 1077.5545 | 1077.5545 | 1117.5745 | 1117.5745 | 1157.5945 | 1157.5945 | 1157.5945 | 1197.6145 | 1197.6145 | 1197.6145 | 1237.6345
CDP18 | NSW | CNSW | Shallow storage | 0 | 20 | 30.0619 | 321.407 | 1706.4866 | 1706.4866 | 1706.4866 | 1706.4866 | 1706.4866 | 1706.4866 | 1706.4866 | 1706.4866 | 1706.4866 | 1706.4866 | 1706.4866 | 1706.4866 | 1706.4866 | 1706.4866 | 1706.4866 | 1706.4866 | 1706.4866 | 1706.4866 | 1706.4866 | 1706.4866 | 1706.4866 | 1706.4866 | 1706.4866 | 1706.4866
CDP18 | NSW | CNSW | Coordinated CER storage | 0.59798 | 0.93451 | 1.3494 | 1.776 | 2.2689 | 2.848 | 3.8284 | 5.1416 | 6.7929 | 8.8348 | 11.2982 | 14.1756 | 17.471 | 21.2071 | 25.3812 | 29.9855 | 35.0184 | 40.4848 | 46.3919 | 52.7376 | 59.6211 | 67.0433 | 74.9132 | 83.2358 | 91.9357 | 100.9613 | 105.2226 | 109.0428
CDP18 | NSW | CNSW | Other renewable fuels | 0 | 0 | 0 | 0 | 0 | 0 | 0 | 0 | 0 | 0 | 0 | 0 | 0 | 0 | 0 | 0 | 0 | 0 | 0 | 0 | 0 | 0 | 0 | 0 | 0 | 30 | 90 | 90
CDP18 | NSW | CNSW | DSP | 0 | 0 | 0 | 0 | 0 | 0 | 0 | 0 | 0 | 0 | 0 | 0 | 0 | 0 | 0 | 0 | 0 | 0 | 0 | 0 | 0 | 0 | 0 | 0 | 0 | 0 | 0 | 0
CDP18 | NSW | SNSW | Mid-merit gas | 0 | 0 | 0 | 0 | 0 | 0 | 0 | 0 | 0 | 0 | 0 | 0 | 0 | 0 | 0 | 0 | 0 | 0 | 0 | 0 | 0 | 0 | 0 | 0 | 0 | 0 | 0 | 0
CDP18 | NSW | SNSW | Flexible gas with CCS | 0 | 0 | 0 | 0 | 0 | 0 | 0 | 0 | 0 | 0 | 0 | 0 | 0 | 0 | 0 | 0 | 0 | 0 | 0 | 0 | 0 | 0 | 0 | 0 | 0 | 0 | 0 | 0
CDP18 | NSW | SNSW | Flexible gas | 0 | 0 | 0 | 0 | 0 | 0 | 0 | 0 | 0 | 0 | 0 | 0 | 0 | 0 | 0 | 0 | 0 | 0 | 0 | 0 | 0 | 0 | 0 | 0 | 0 | 0 | 0 | 0
CDP18 | NSW | SNSW | Hydro | 0 | 0 | 0 | 0 | 0 | 0 | 0 | 0 | 0 | 0 | 0 | 0 | 0 | 0 | 0 | 0 | 0 | 0 | 0 | 0 | 0 | 0 | 0 | 0 | 0 | 0 | 0 | 0
CDP18 | NSW | SNSW | Snowy 2.0 | 0 | 0 | 0 | 0 | 2200 | 2200 | 2200 | 2200 | 2200 | 2200 | 2200 | 2200 | 2200 | 2200 | 2200 | 2200 | 2200 | 2200 | 2200 | 2200 | 2200 | 2200 | 2200 | 2200 | 2200 | 2200 | 2200 | 2200
CDP18 | NSW | SNSW | Deep storage | 0 | 0 | 0 | 0 | 0 | 0 | 0 | 0 | 0 | 0 | 0 | 0 | 0 | 0 | 0 | 0 | 0 | 0 | 0 | 0 | 0 | 0 | 0 | 0 | 0 | 0 | 0 | 0
CDP18 | NSW | SNSW | Medium storage | 0 | 50 | 50 | 250 | 250 | 335.0792 | 335.0792 | 335.0792 | 335.0792 | 335.0792 | 335.0792 | 335.0792 | 335.0792 | 335.0792 | 335.0792 | 335.0792 | 335.0792 | 335.0792 | 335.0792 | 335.0792 | 335.0792 | 335.0792 | 335.0792 | 335.0792 | 335.0792 | 335.0792 | 335.0792 | 335.0792
CDP18 | NSW | SNSW | Shallow storage | 10 | 19.9 | 19.9 | 19.9 | 19.9 | 20.89 | 20.89 | 21.88 | 21.88 | 21.88 | 22.87 | 22.87 | 22.87 | 23.86 | 23.86 | 23.86 | 23.86 | 23.86 | 23.86 | 24.85 | 24.85 | 25.84 | 25.84 | 25.84 | 25.84 | 25.84 | 25.84 | 25.84
CDP18 | NSW | SNSW | Coordinated CER storage | 1.2069 | 1.9069 | 2.7656 | 3.7048 | 4.823 | 6.104 | 7.6428 | 9.603 | 12.0552 | 15.0904 | 18.749 | 23.0893 | 28.0961 | 33.8541 | 40.3371 | 47.5032 | 55.3701 | 64.0005 | 73.4087 | 83.6216 | 94.7478 | 106.9435 | 120.0443 | 134.0558 | 148.7861 | 164.2479 | 172.2574 | 179.4936
CDP18 | NSW | SNSW | Other renewable fuels | 0 | 0 | 0 | 0 | 0 | 0 | 0 | 0 | 0 | 0 | 0 | 0 | 0 | 0 | 0 | 0 | 0 | 0 | 0 | 0 | 0 | 0 | 0 | 0 | 0 | 0 | 0 | 0
CDP18 | NSW | SNSW | DSP | 0 | 0 | 0 | 0 | 0 | 0 | 0 | 0 | 0 | 0 | 0 | 0 | 0 | 0 | 0 | 0 | 0 | 0 | 0 | 0 | 0 | 0 | 0 | 0 | 0 | 0 | 0 | 0
CDP18 | NSW | SNW | Mid-merit gas | 0 | 0 | 0 | 0 | 0 | 0 | 0 | 0 | 0 | 0 | 0 | 0 | 0 | 0 | 0 | 0 | 0 | 0 | 0 | 0 | 0 | 0 | 0 | 0 | 0 | 0 | 0 | 0
CDP18 | NSW | SNW | Flexible gas with CCS | 0 | 0 | 0 | 0 | 0 | 0 | 0 | 0 | 0 | 0 | 0 | 0 | 0 | 0 | 0 | 0 | 0 | 0 | 0 | 0 | 0 | 0 | 0 | 0 | 0 | 0 | 0 | 0
CDP18 | NSW | SNW | Flexible gas | 0 | 0 | 0 | 0 | 0 | 0 | 0 | 0 | 0 | 0 | 0 | 0 | 0 | 0 | 0 | 0 | 0 | 0 | 254.1503 | 943.8427 | 2004.9027 | 2004.9027 | 2004.9027 | 2004.9027 | 2004.9027 | 2004.9027 | 2004.9027 | 2004.9027
CDP18 | NSW | SNW | Hydro | 0 | 0 | 0 | 0 | 0 | 0 | 0 | 0 | 0 | 0 | 0 | 0 | 0 | 0 | 0 | 0 | 0 | 0 | 0 | 0 | 0 | 0 | 0 | 0 | 0 | 0 | 0 | 0
CDP18 | NSW | SNW | Snowy 2.0 | 0 | 0 | 0 | 0 | 0 | 0 | 0 | 0 | 0 | 0 | 0 | 0 | 0 | 0 | 0 | 0 | 0 | 0 | 0 | 0 | 0 | 0 | 0 | 0 | 0 | 0 | 0 | 0
CDP18 | NSW | SNW | Deep storage | 0 | 0 | 0 | 0 | 0 | 0 | 0 | 0 | 0 | 0 | 0 | 0 | 0 | 0 | 0 | 0 | 0 | 0 | 0 | 0 | 0 | 0 | 0 | 0 | 0 | 0 | 0 | 0
CDP18 | NSW | SNW | Medium storage | 0 | 889.1456 | 889.1456 | 889.1456 | 889.1456 | 1316.1399 | 1316.1399 | 1316.1399 | 1316.1399 | 1316.1399 | 1316.1399 | 1316.1399 | 1316.1399 | 1316.1399 | 1316.1399 | 1316.1399 | 1316.1399 | 1316.1399 | 1316.1399 | 1316.1399 | 1316.1399 | 1316.1399 | 1316.1399 | 1316.14 | 1316.14 | 1316.1402 | 1316.1402 | 1316.1402
CDP18 | NSW | SNW | Shallow storage | 0 | 632.712 | 632.7165 | 632.7187 | 668.3559 | 710.6919 | 1338.2439 | 1410.8199 | 1410.8199 | 1410.8199 | 1483.3959 | 1483.3959 | 1483.3959 | 1555.9719 | 1555.9719 | 1555.9719 | 1555.9719 | 1555.9719 | 1555.9719 | 1628.5479 | 1628.5479 | 1701.1239 | 1701.1239 | 1701.1239 | 1773.6999 | 1773.6999 | 1773.6999 | 1846.2759
CDP18 | NSW | SNW | Coordinated CER storage | 5.6995 | 8.9871 | 12.8326 | 16.9571 | 21.9697 | 27.6663 | 37.1937 | 49.6005 | 65.1327 | 84.2739 | 107.1493 | 134.0014 | 164.6224 | 199.4384 | 238.3244 | 281.0862 | 327.7038 | 378.3827 | 433.0554 | 491.83 | 555.0637 | 623.7244 | 696.5772 | 773.7214 | 854.3051 | 938.1119 | 977.5203 | 1012.8282
CDP18 | NSW | SNW | Other renewable fuels | 0 | 0 | 0 | 0 | 0 | 0 | 0 | 0 | 0 | 0 | 0 | 0 | 0 | 0 | 0 | 0 | 0 | 0 | 0 | 0 | 0 | 0 | 0 | 0 | 0 | 90 | 90 | 90
CDP18 | NSW | SNW | DSP | 6.2 | 12.66 | 21.31 | 162.35 | 348.57 | 513.64 | 583.98 | 654.28 | 724.54 | 733.3 | 742.8 | 750.47 | 760.19 | 768.7 | 779.55 | 788.11 | 799.57 | 801.47 | 805.15 | 811.59 | 809.52 | 812.34 | 814.56 | 812.98 | 816.87 | 821.19 | 829.44 | 848.51
CDP18 | QLD | NQ | Mid-merit gas | 0 | 0 | 0 | 0 | 0 | 0 | 0 | 0 | 0 | 0 | 0 | 0 | 0 | 0 | 0 | 0 | 0 | 0 | 0 | 0 | 0 | 0 | 0 | 0 | 0 | 0 | 0 | 0
CDP18 | QLD | NQ | Flexible gas with CCS | 0 | 0 | 0 | 0 | 0 | 0 | 0 | 0 | 0 | 0 | 0 | 0 | 0 | 0 | 0 | 0 | 0 | 0 | 0 | 0 | 0 | 0 | 0 | 0 | 0 | 0 | 0 | 0
CDP18 | QLD | NQ | Flexible gas | 0 | 0 | 0 | 0 | 0 | 0 | 0 | 0 | 0 | 0 | 0 | 0 | 0 | 0 | 0 | 0 | 0 | 0 | 0 | 0 | 0 | 0 | 0 | 0 | 0 | 0 | 0 | 0
CDP18 | QLD | NQ | Hydro | 0 | 0 | 0 | 0 | 0 | 0 | 0 | 0 | 0 | 0 | 0 | 0 | 0 | 0 | 0 | 0 | 0 | 0 | 0 | 0 | 0 | 0 | 0 | 0 | 0 | 0 | 0 | 0
CDP18 | QLD | NQ | Borumba | 0 | 0 | 0 | 0 | 0 | 0 | 0 | 0 | 0 | 0 | 0 | 0 | 0 | 0 | 0 | 0 | 0 | 0 | 0 | 0 | 0 | 0 | 0 | 0 | 0 | 0 | 0 | 0
CDP18 | QLD | NQ | Deep storage | 0 | 0 | 0 | 0 | 0 | 0 | 1.049e-05 | 1.209e-05 | 1.416e-05 | 7.407e-05 | 7.407e-05 | 7.407e-05 | 7.407e-05 | 7.407e-05 | 7.817e-05 | 7.817e-05 | 7.817e-05 | 7.999e-05 | 7.999e-05 | 8.5e-05 | 0.00014744 | 0.00015636 | 11.0773 | 19.5555 | 150.7752 | 180.4663 | 180.4663 | 180.4663
CDP18 | QLD | NQ | Medium storage | 0 | 0 | 0 | 1.944e-05 | 2.38e-05 | 3.607e-05 | 3.607e-05 | 3.607e-05 | 4.52e-05 | 5.182e-05 | 5.182e-05 | 5.182e-05 | 6.552e-05 | 0.00010074 | 0.00010696 | 0.00010696 | 0.00010696 | 0.00010696 | 0.00010696 | 0.00010696 | 0.00012697 | 0.00014819 | 0.00025897 | 0.00025897 | 0.00025897 | 0.00025897 | 0.00025897 | 0.00025897
CDP18 | QLD | NQ | Shallow storage | 0 | 0 | 300 | 300 | 300 | 300 | 300 | 300 | 300 | 300 | 300 | 300 | 300 | 300 | 300 | 300 | 300 | 300 | 300 | 300 | 300 | 300 | 300 | 300 | 300 | 300 | 300 | 300
CDP18 | QLD | NQ | Coordinated CER storage | 0.54674 | 0.92286 | 1.3551 | 1.8536 | 2.45 | 3.1702 | 4.191 | 5.5164 | 7.1545 | 9.1658 | 11.5718 | 14.4017 | 17.6021 | 21.2441 | 25.3028 | 29.7336 | 34.558 | 39.7965 | 45.4592 | 51.5796 | 58.257 | 65.4644 | 73.1388 | 81.3134 | 89.8287 | 98.6792 | 103.0372 | 107.0137
CDP18 | QLD | NQ | Other renewable fuels | 0 | 0 | 0 | 0 | 0 | 0 | 0 | 0 | 0 | 0 | 0 | 0 | 0 | 0 | 0 | 0 | 0 | 0 | 0 | 0 | 0 | 0 | 0 | 0 | 0 | 0 | 0 | 0
CDP18 | QLD | NQ | DSP | 0 | 0 | 0 | 0 | 0 | 0 | 0 | 0 | 0 | 0 | 0 | 0 | 0 | 0 | 0 | 0 | 0 | 0 | 0 | 0 | 0 | 0 | 0 | 0 | 0 | 0 | 0 | 0
CDP18 | QLD | GG | Mid-merit gas | 0 | 0 | 0 | 0 | 0 | 0 | 0 | 0 | 0 | 0 | 0 | 0 | 0 | 0 | 0 | 0 | 0 | 0 | 0 | 0 | 0 | 0 | 0 | 0 | 0 | 0 | 0 | 0
CDP18 | QLD | GG | Flexible gas with CCS | 0 | 0 | 0 | 0 | 0 | 0 | 0 | 0 | 0 | 0 | 0 | 0 | 0 | 0 | 0 | 0 | 0 | 0 | 0 | 0 | 0 | 0 | 0 | 0 | 0 | 0 | 0 | 0
CDP18 | QLD | GG | Flexible gas | 0 | 0 | 0 | 0 | 0 | 0 | 0 | 0 | 0 | 0 | 0 | 0 | 0 | 0 | 0 | 0 | 0 | 0 | 0 | 0 | 0 | 0 | 0 | 0 | 0 | 0 | 0 | 0
CDP18 | QLD | GG | Hydro | 0 | 0 | 0 | 0 | 0 | 0 | 0 | 0 | 0 | 0 | 0 | 0 | 0 | 0 | 0 | 0 | 0 | 0 | 0 | 0 | 0 | 0 | 0 | 0 | 0 | 0 | 0 | 0
CDP18 | QLD | GG | Borumba | 0 | 0 | 0 | 0 | 0 | 0 | 0 | 0 | 0 | 0 | 0 | 0 | 0 | 0 | 0 | 0 | 0 | 0 | 0 | 0 | 0 | 0 | 0 | 0 | 0 | 0 | 0 | 0
CDP18 | QLD | GG | Deep storage | 0 | 0 | 0 | 0 | 0 | 0 | 0 | 0 | 0 | 0 | 0 | 0 | 0 | 0 | 0 | 0 | 0 | 0 | 0 | 0 | 0 | 0 | 0 | 0 | 0 | 0 | 0 | 0
CDP18 | QLD | GG | Medium storage | 0 | 0 | 0 | 2.504e-05 | 2.504e-05 | 5.573e-05 | 5.573e-05 | 5.776e-05 | 7.143e-05 | 7.659e-05 | 7.659e-05 | 7.659e-05 | 9.987e-05 | 0.00017126 | 0.00017975 | 0.00017975 | 0.00017975 | 0.00018174 | 0.00018174 | 0.00018428 | 0.00019255 | 0.000272 | 73.9107 | 159.4128 | 159.4128 | 598.8973 | 598.8973 | 803.6227
CDP18 | QLD | GG | Shallow storage | 0 | 400 | 400 | 400 | 400 | 400 | 400 | 400 | 400 | 400 | 400 | 400 | 400 | 400 | 400 | 400 | 400 | 400 | 400 | 400 | 400 | 400 | 400 | 400 | 400 | 400 | 400 | 400
CDP18 | QLD | GG | Coordinated CER storage | 0.026819 | 0.047887 | 0.071533 | 0.10153 | 0.13366 | 0.17572 | 0.25891 | 0.37299 | 0.52211 | 0.70955 | 0.93712 | 1.2071 | 1.5192 | 1.8769 | 2.2784 | 2.7246 | 3.2136 | 3.7508 | 4.3361 | 4.969 | 5.6604 | 6.4065 | 7.2009 | 8.0431 | 8.9264 | 9.8483 | 10.2976 | 10.7049
CDP18 | QLD | GG | Other renewable fuels | 0 | 0 | 0 | 0 | 0 | 0 | 0 | 0 | 0 | 0 | 0 | 0 | 0 | 0 | 0 | 0 | 0 | 0 | 0 | 0 | 0 | 0 | 0 | 0 | 0 | 0 | 0 | 0
CDP18 | QLD | GG | DSP | 0 | 0 | 0 | 0 | 0 | 0 | 0 | 0 | 0 | 0 | 0 | 0 | 0 | 0 | 0 | 0 | 0 | 0 | 0 | 0 | 0 | 0 | 0 | 0 | 0 | 0 | 0 | 0
CDP18 | QLD | CQ | Mid-merit gas | 0 | 0 | 0 | 0 | 0 | 0 | 0 | 0 | 0 | 0 | 0 | 0 | 0 | 0 | 0 | 0 | 0 | 0 | 0 | 0 | 0 | 0 | 0 | 0 | 0 | 0 | 0 | 0
CDP18 | QLD | CQ | Flexible gas with CCS | 0 | 0 | 0 | 0 | 0 | 0 | 0 | 0 | 0 | 0 | 0 | 0 | 0 | 0 | 0 | 0 | 0 | 0 | 0 | 0 | 0 | 0 | 0 | 0 | 0 | 0 | 0 | 0
CDP18 | QLD | CQ | Flexible gas | 0 | 0 | 0 | 0 | 0 | 0 | 0 | 0 | 0 | 0 | 0 | 0 | 0 | 0 | 0 | 0 | 0 | 0 | 0 | 0 | 0 | 0 | 0 | 0 | 0 | 0 | 0 | 0
CDP18 | QLD | CQ | Hydro | 0 | 0 | 0 | 0 | 0 | 0 | 0 | 0 | 0 | 0 | 0 | 0 | 0 | 0 | 0 | 0 | 0 | 0 | 0 | 0 | 0 | 0 | 0 | 0 | 0 | 0 | 0 | 0
CDP18 | QLD | CQ | Borumba | 0 | 0 | 0 | 0 | 0 | 0 | 0 | 0 | 0 | 0 | 0 | 0 | 0 | 0 | 0 | 0 | 0 | 0 | 0 | 0 | 0 | 0 | 0 | 0 | 0 | 0 | 0 | 0
CDP18 | QLD | CQ | Deep storage | 0 | 0 | 0 | 0 | 0 | 0 | 1.064e-05 | 1.218e-05 | 1.529e-05 | 6.209e-05 | 6.209e-05 | 6.209e-05 | 6.209e-05 | 6.209e-05 | 6.579e-05 | 6.579e-05 | 6.579e-05 | 6.754e-05 | 6.754e-05 | 6.754e-05 | 0.00017228 | 0.0001774 | 0.00018334 | 0.00019464 | 44.4103 | 359.0374 | 359.0374 | 400
CDP18 | QLD | CQ | Medium storage | 0 | 0 | 0 | 2.757e-05 | 3.391e-05 | 5.677e-05 | 6.866e-05 | 7.172e-05 | 7.927e-05 | 0.00014313 | 0.00014313 | 0.00014313 | 0.00017074 | 0.00024205 | 0.0002553 | 0.0002553 | 0.0002553 | 0.00025737 | 0.00025737 | 0.00026395 | 0.0002801 | 0.00036834 | 73.262 | 75.2975 | 75.298 | 575.4027 | 575.4027 | 892.1008
CDP18 | QLD | CQ | Shallow storage | 0 | 0 | 0 | 150 | 150 | 150 | 150 | 150 | 150 | 150 | 150 | 150 | 150 | 150 | 150 | 150 | 150 | 150 | 150 | 150 | 150 | 150 | 150 | 150 | 150 | 150 | 150 | 150
CDP18 | QLD | CQ | Coordinated CER storage | 0.49915 | 0.855 | 1.2505 | 1.7306 | 2.2741 | 2.9451 | 4.0203 | 5.4257 | 7.2073 | 9.4204 | 12.0769 | 15.2024 | 18.7874 | 22.8688 | 27.4354 | 32.4602 | 37.9331 | 43.9154 | 50.3996 | 57.404 | 65.0752 | 73.3346 | 82.131 | 91.474 | 101.254 | 111.4193 | 116.4019 | 120.9195
CDP18 | QLD | CQ | Other renewable fuels | 0 | 0 | 0 | 0 | 0 | 0 | 0 | 0 | 0 | 0 | 0 | 0 | 0 | 0 | 0 | 0 | 0 | 0 | 0 | 0 | 0 | 0 | 0 | 0 | 0 | 0 | 0 | 0
CDP18 | QLD | CQ | DSP | 0 | 0 | 0 | 0 | 0 | 0 | 0 | 0 | 0 | 0 | 0 | 0 | 0 | 0 | 0 | 0 | 0 | 0 | 0 | 0 | 0 | 0 | 0 | 0 | 0 | 0 | 0 | 0
CDP18 | QLD | SQ | Mid-merit gas | 0 | 0 | 0 | 0 | 0 | 0 | 0 | 0 | 0 | 0 | 0 | 0 | 0 | 0 | 0 | 0 | 0 | 0 | 0 | 0 | 0 | 0 | 0 | 0 | 0 | 0 | 0 | 0
CDP18 | QLD | SQ | Flexible gas with CCS | 0 | 0 | 0 | 0 | 0 | 0 | 0 | 0 | 0 | 0 | 0 | 0 | 0 | 0 | 0 | 0 | 0 | 0 | 0 | 0 | 0 | 0 | 0 | 0 | 0 | 0 | 0 | 0
CDP18 | QLD | SQ | Flexible gas | 0 | 0 | 200 | 200 | 200 | 200 | 200 | 200 | 200 | 353.4943 | 353.4943 | 353.4943 | 374.7823 | 606.5644 | 816.1997 | 1233.4273 | 1448.6148 | 2323.6299 | 2932.8153 | 2932.8153 | 2932.8153 | 2932.8153 | 3309.2916 | 3309.2916 | 3309.2916 | 3309.2916 | 3309.2916 | 3492.6061
CDP18 | QLD | SQ | Hydro | 0 | 0 | 0 | 0 | 0 | 0 | 0 | 0 | 0 | 0 | 0 | 0 | 0 | 0 | 0 | 0 | 0 | 0 | 0 | 0 | 0 | 0 | 0 | 0 | 0 | 0 | 0 | 0
CDP18 | QLD | SQ | Borumba | 0 | 0 | 0 | 0 | 0 | 0 | 0 | 1998 | 1998 | 1998 | 1998 | 1998 | 1998 | 1998 | 1998 | 1998 | 1998 | 1998 | 1998 | 1998 | 1998 | 1998 | 1998 | 1998 | 1998 | 1998 | 1998 | 1998
CDP18 | QLD | SQ | Deep storage | 0 | 0 | 0 | 0 | 0 | 0 | 0 | 0 | 0 | 0 | 0 | 0 | 0 | 0 | 0 | 0 | 0 | 0 | 0 | 0 | 0 | 0 | 0 | 0 | 0 | 0 | 0 | 0
CDP18 | QLD | SQ | Medium storage | 0 | 0 | 0 | 2.001e-05 | 2.602e-05 | 4.71e-05 | 4.71e-05 | 4.914e-05 | 5.147e-05 | 5.764e-05 | 5.764e-05 | 5.764e-05 | 7.611e-05 | 0.00013952 | 0.00014554 | 0.00014554 | 0.00014554 | 0.00014554 | 0.00014554 | 0.00014554 | 0.00015697 | 0.00031337 | 541.4192 | 541.4192 | 541.4192 | 809.9116 | 809.9116 | 809.9116
CDP18 | QLD | SQ | Shallow storage | 714.16 | 1020.16 | 1020.16 | 1020.16 | 1020.16 | 1020.16 | 1020.16 | 1020.16 | 1020.16 | 1020.16 | 1020.16 | 1020.16 | 1020.16 | 1020.16 | 1020.16 | 1020.16 | 1020.16 | 1020.16 | 1020.16 | 1020.16 | 1020.16 | 1020.16 | 1020.16 | 1020.16 | 1020.16 | 1020.16 | 1020.16 | 1020.16
CDP18 | QLD | SQ | Coordinated CER storage | 2.6949 | 4.6149 | 6.8273 | 9.399 | 12.4206 | 16.2636 | 22.9345 | 31.7049 | 42.7505 | 56.464 | 72.9637 | 92.4549 | 114.7868 | 140.326 | 168.9326 | 200.4226 | 234.721 | 272.1627 | 312.8429 | 356.7965 | 404.3261 | 456.2111 | 511.5074 | 570.2605 | 631.7811 | 695.9349 | 727.3631 | 755.8908
CDP18 | QLD | SQ | Other renewable fuels | 0 | 0 | 0 | 0 | 0 | 0 | 0 | 0 | 0 | 0 | 0 | 0 | 0 | 0 | 0 | 0 | 0 | 0 | 0 | 0 | 0 | 0 | 0 | 0 | 0 | 0 | 90 | 90
CDP18 | QLD | SQ | DSP | 3.25 | 5.13 | 9.91 | 13.47 | 17.87 | 1.79 | 7.34 | 11.4 | 15.32 | 20.33 | 25.8 | 31.69 | 38.24 | 42.35 | 46.79 | 53.33 | 57.04 | 59.69 | 63.14 | 66.16 | 68.23 | 70.89 | 74.75 | 77.21 | 85.81 | 92.63 | 99.97 | 101.49
CDP18 | VIC | VIC | Mid-merit gas | 0 | 0 | 0 | 0 | 0 | 0 | 0 | 0 | 0 | 0 | 0 | 0 | 0 | 0 | 0 | 0 | 0 | 0 | 0 | 0 | 0 | 0 | 0 | 0 | 0 | 0 | 0 | 0
CDP18 | VIC | VIC | Flexible gas with CCS | 0 | 0 | 0 | 0 | 0 | 0 | 0 | 0 | 0 | 0 | 0 | 0 | 0 | 0 | 0 | 0 | 0 | 0 | 0 | 0 | 0 | 0 | 0 | 0 | 0 | 0 | 0 | 0
CDP18 | VIC | VIC | Flexible gas | 0 | 0 | 0 | 0 | 0 | 0 | 0 | 0 | 0 | 0 | 0 | 0 | 0 | 0 | 0 | 0 | 0 | 0 | 113.7458 | 113.7458 | 113.7458 | 113.7458 | 113.7458 | 755.1506 | 755.1506 | 755.1506 | 755.1506 | 1632.8832
CDP18 | VIC | VIC | Hydro | 0 | 0 | 0 | 0 | 0 | 0 | 0 | 0 | 0 | 0 | 0 | 0 | 0 | 0 | 0 | 0 | 0 | 0 | 0 | 0 | 0 | 0 | 0 | 0 | 0 | 0 | 0 | 0
CDP18 | VIC | VIC | Deep storage | 0 | 0 | 0 | 0 | 0 | 0 | 9.74e-06 | 1.717e-05 | 4.306e-05 | 9.754e-05 | 9.754e-05 | 9.754e-05 | 9.754e-05 | 9.754e-05 | 9.869e-05 | 9.996e-05 | 9.996e-05 | 9.996e-05 | 0.00010158 | 0.00011069 | 490.9057 | 490.9057 | 490.9057 | 490.9057 | 490.9057 | 501.7303 | 501.7303 | 547.7842
CDP18 | VIC | VIC | Medium storage | 0 | 0 | 350 | 350 | 350 | 350 | 350 | 350 | 350 | 350.0001 | 350.0001 | 350.0001 | 350.0001 | 350.0001 | 350.0001 | 350.0001 | 350.0001 | 350.0001 | 350.0001 | 350.0001 | 350.0001 | 350.0001 | 350.0001 | 350.0004 | 350.0004 | 350.0004 | 350.0004 | 350.0004
CDP18 | VIC | VIC | Shallow storage | 180 | 1691.51 | 1756.3104 | 2211.3832 | 2211.3832 | 2421.4 | 2428.7 | 2940.3999 | 3451.3399 | 4013.0398 | 5621.9198 | 5621.9198 | 5628.5198 | 5628.5198 | 5628.5198 | 5628.5198 | 5628.5198 | 5628.5198 | 5628.5198 | 5628.5198 | 5635.1198 | 5635.1198 | 5635.1198 | 5635.1198 | 5635.1198 | 5635.1198 | 5635.1198 | 5635.1198
CDP18 | VIC | VIC | Coordinated CER storage | 8.9163 | 14.4987 | 20.4798 | 27.3899 | 35.853 | 45.8051 | 59.1688 | 76.2585 | 97.3343 | 123.084 | 153.6475 | 189.3602 | 229.872 | 275.8842 | 327.0848 | 383.0564 | 443.7316 | 509.6502 | 580.9109 | 657.633 | 740.6541 | 830.7914 | 926.6572 | 1028.3543 | 1134.4025 | 1244.5508 | 1298.531 | 1347.4871
CDP18 | VIC | VIC | Other renewable fuels | 0 | 0 | 0 | 0 | 0 | 0 | 0 | 0 | 0 | 0 | 0 | 0 | 0 | 0 | 0 | 0 | 0 | 0 | 0 | 0 | 0 | 0 | 0 | 0 | 0 | 0 | 90 | 90
CDP18 | VIC | VIC | DSP | 2.06 | 5.47 | -2.91 | 1.75 | 7.82 | 14.87 | 19.28 | 25.16 | 29.26 | 33.97 | 36.82 | 39.34 | 41.6 | 44.07 | 46.76 | 49.93 | 53.23 | 55.16 | 57.69 | 59.14 | 59.83 | 61.47 | 61.87 | 60.96 | 59.14 | 58.56 | 59.5 | 61.38
CDP18 | SA | CSA | Mid-merit gas | 0 | 0 | 0 | 0 | 0 | 0 | 0 | 0 | 0 | 0 | 0 | 0 | 0 | 0 | 0 | 0 | 0 | 0 | 0 | 0 | 0 | 0 | 0 | 0 | 0 | 0 | 0 | 0
CDP18 | SA | CSA | Flexible gas with CCS | 0 | 0 | 0 | 0 | 0 | 0 | 0 | 0 | 0 | 0 | 0 | 0 | 0 | 0 | 0 | 0 | 0 | 0 | 0 | 0 | 0 | 0 | 0 | 0 | 0 | 0 | 0 | 0
CDP18 | SA | CSA | Flexible gas | 0 | 200 | 200 | 200 | 200 | 200 | 200 | 200 | 200 | 374.4457 | 465 | 465 | 465 | 465 | 465 | 465 | 465 | 465 | 548.9785 | 920.346 | 920.346 | 920.346 | 920.346 | 920.346 | 920.346 | 920.346 | 920.346 | 920.346
CDP18 | SA | CSA | Hydro | 0 | 0 | 0 | 0 | 0 | 0 | 0 | 0 | 0 | 0 | 0 | 0 | 0 | 0 | 0 | 0 | 0 | 0 | 0 | 0 | 0 | 0 | 0 | 0 | 0 | 0 | 0 | 0
CDP18 | SA | CSA | Deep storage | 0 | 0 | 0 | 0 | 0 | 0 | 5.35e-06 | 5.35e-06 | 6.56e-06 | 6.56e-06 | 6.56e-06 | 6.56e-06 | 6.56e-06 | 1.061e-05 | 1.209e-05 | 1.209e-05 | 1.209e-05 | 1.209e-05 | 1.209e-05 | 1.209e-05 | 1.668e-05 | 1.668e-05 | 1.668e-05 | 1.784e-05 | 1.784e-05 | 1.784e-05 | 1.784e-05 | 1.784e-05
CDP18 | SA | CSA | Medium storage | 0 | 0 | 0 | 2.25e-05 | 2.874e-05 | 3.84e-05 | 3.84e-05 | 3.98e-05 | 4.1e-05 | 4.283e-05 | 4.283e-05 | 4.283e-05 | 5.488e-05 | 6.558e-05 | 7.03e-05 | 7.03e-05 | 7.03e-05 | 7.03e-05 | 7.03e-05 | 7.22e-05 | 8.677e-05 | 9.102e-05 | 9.102e-05 | 1075.2652 | 1075.2652 | 1504.0242 | 1504.0242 | 1504.0242
CDP18 | SA | CSA | Shallow storage | 200 | 494.98 | 1113.4392 | 2345.591 | 2351.611 | 2351.611 | 2351.611 | 2351.611 | 2351.611 | 2351.611 | 2351.611 | 2351.611 | 2351.611 | 2351.611 | 2351.611 | 2351.611 | 2351.611 | 2351.611 | 2357.631 | 2357.631 | 2357.631 | 2357.631 | 2357.631 | 2357.631 | 2357.631 | 2357.631 | 2357.631 | 2357.631
CDP18 | SA | CSA | Coordinated CER storage | 16.7205 | 23.834 | 30.7542 | 38.4284 | 46.3958 | 56.1694 | 65.5626 | 76.1609 | 87.8108 | 100.9146 | 115.316 | 131.1314 | 147.8365 | 166.0114 | 185.1899 | 204.9252 | 225.1394 | 246.2665 | 268.3666 | 291.4341 | 316.4262 | 343.1106 | 371.0707 | 400.3204 | 429.9417 | 459.8761 | 474.9413 | 488.2607
CDP18 | SA | CSA | Other renewable fuels | 0 | 0 | 0 | 0 | 0 | 0 | 0 | 0 | 0 | 0 | 0 | 0 | 0 | 0 | 0 | 0 | 0 | 0 | 0 | 0 | 0 | 0 | 0 | 0 | 0 | 0 | 0 | 0
CDP18 | SA | CSA | DSP | 0.71 | 1.71 | 2.99 | 4.28 | 4.85 | 5.57 | 6.09 | 6.75 | 7.31 | 8.12 | 8.79 | 9.5 | 10.12 | 10.65 | 11.15 | 11.67 | 12.28 | 12.76 | 13.22 | 13.5 | 13.63 | 13.47 | 13.24 | 12.87 | 12.46 | 12.52 | 12.77 | 13.08
CDP18 | SA | SESA | Mid-merit gas | 0 | 0 | 0 | 0 | 0 | 0 | 0 | 0 | 0 | 0 | 0 | 0 | 0 | 0 | 0 | 0 | 0 | 0 | 0 | 0 | 0 | 0 | 0 | 0 | 0 | 0 | 0 | 0
CDP18 | SA | SESA | Flexible gas with CCS | 0 | 0 | 0 | 0 | 0 | 0 | 0 | 0 | 0 | 0 | 0 | 0 | 0 | 0 | 0 | 0 | 0 | 0 | 0 | 0 | 0 | 0 | 0 | 0 | 0 | 0 | 0 | 0
CDP18 | SA | SESA | Flexible gas | 0 | 0 | 0 | 0 | 0 | 0 | 0 | 0 | 0 | 0 | 0 | 0 | 0 | 0 | 0 | 0 | 0 | 0 | 0 | 0 | 0 | 0 | 0 | 0 | 0 | 0 | 0 | 0
CDP18 | SA | SESA | Hydro | 0 | 0 | 0 | 0 | 0 | 0 | 0 | 0 | 0 | 0 | 0 | 0 | 0 | 0 | 0 | 0 | 0 | 0 | 0 | 0 | 0 | 0 | 0 | 0 | 0 | 0 | 0 | 0
CDP18 | SA | SESA | Deep storage | 0 | 0 | 0 | 0 | 0 | 0 | 0 | 0 | 0 | 0 | 0 | 0 | 0 | 0 | 0 | 0 | 0 | 0 | 0 | 0 | 0 | 0 | 0 | 0 | 0 | 0 | 0 | 0
CDP18 | SA | SESA | Medium storage | 0 | 0 | 0 | 2.185e-05 | 2.806e-05 | 3.673e-05 | 3.673e-05 | 3.673e-05 | 4.246e-05 | 4.246e-05 | 4.246e-05 | 4.246e-05 | 4.379e-05 | 5.824e-05 | 6.311e-05 | 6.311e-05 | 6.311e-05 | 6.311e-05 | 6.311e-05 | 6.915e-05 | 7.446e-05 | 7.818e-05 | 7.818e-05 | 68.0375 | 68.0375 | 68.0375 | 68.0375 | 68.0375
CDP18 | SA | SESA | Shallow storage | 0 | 0 | 0 | 0 | 0 | 0 | 0 | 0 | 0 | 0 | 0 | 0 | 0 | 0 | 0 | 0 | 0 | 0 | 0 | 0 | 0 | 0 | 0 | 0 | 0 | 0 | 0 | 0
CDP18 | SA | SESA | Coordinated CER storage | 0.61122 | 0.88308 | 1.1524 | 1.4493 | 1.7585 | 2.151 | 2.5347 | 2.9572 | 3.4253 | 3.9705 | 4.6092 | 5.2767 | 6.0254 | 6.8004 | 7.6143 | 8.4664 | 9.35 | 10.2723 | 11.2305 | 12.2735 | 13.437 | 14.6473 | 15.9009 | 17.214 | 18.5458 | 19.8997 | 20.5756 | 21.2128
CDP18 | SA | SESA | Other renewable fuels | 0 | 0 | 0 | 0 | 0 | 0 | 0 | 0 | 0 | 0 | 0 | 0 | 0 | 0 | 0 | 0 | 0 | 0 | 0 | 0 | 0 | 0 | 0 | 0 | 0 | 0 | 0 | 0
CDP18 | SA | SESA | DSP | 0 | 0 | 0 | 0 | 0 | 0 | 0 | 0 | 0 | 0 | 0 | 0 | 0 | 0 | 0 | 0 | 0 | 0 | 0 | 0 | 0 | 0 | 0 | 0 | 0 | 0 | 0 | 0
CDP18 | TAS | TAS | Mid-merit gas | 0 | 0 | 0 | 0 | 0 | 0 | 0 | 0 | 0 | 0 | 0 | 0 | 0 | 0 | 0 | 0 | 0 | 0 | 0 | 0 | 0 | 0 | 0 | 0 | 0 | 0 | 0 | 0
CDP18 | TAS | TAS | Flexible gas with CCS | 0 | 0 | 0 | 0 | 0 | 0 | 0 | 0 | 0 | 0 | 0 | 0 | 0 | 0 | 0 | 0 | 0 | 0 | 0 | 0 | 0 | 0 | 0 | 0 | 0 | 0 | 0 | 0
CDP18 | TAS | TAS | Flexible gas | 0 | 0 | 0 | 0 | 0 | 0 | 0 | 0 | 0 | 0 | 0 | 0 | 0 | 0 | 0 | 0 | 0 | 0 | 0 | 0 | 0 | 0 | 0 | 0 | 0 | 0 | 0 | 0
CDP18 | TAS | TAS | Hydro | 0 | 0 | 0 | 0 | 0 | 0 | 390 | 390 | 390 | 390 | 390 | 390 | 390 | 390 | 390 | 390 | 390 | 390 | 390 | 390 | 390 | 390 | 390 | 390 | 390 | 390 | 390 | 390
CDP18 | TAS | TAS | Deep storage | 0 | 0 | 0 | 0 | 0 | 0 | 2.779e-05 | 3.121e-05 | 4.584e-05 | 4.584e-05 | 4.584e-05 | 4.584e-05 | 4.584e-05 | 5.925e-05 | 6.92e-05 | 8.083e-05 | 19.6144 | 19.6144 | 173.1271 | 448.2456 | 900.5225 | 900.5225 | 900.5225 | 900.5225 | 900.5225 | 900.5225 | 900.5225 | 900.5225
CDP18 | TAS | TAS | Medium storage | 0 | 0 | 0 | 1.868e-05 | 2.117e-05 | 2.357e-05 | 2.357e-05 | 2.357e-05 | 2.645e-05 | 2.81e-05 | 2.81e-05 | 2.81e-05 | 2.81e-05 | 3.073e-05 | 3.29e-05 | 3.29e-05 | 3.29e-05 | 3.48e-05 | 3.589e-05 | 4.027e-05 | 4.476e-05 | 4.713e-05 | 4.713e-05 | 4.713e-05 | 4.713e-05 | 4.713e-05 | 4.713e-05 | 4.713e-05
CDP18 | TAS | TAS | Shallow storage | 0 | 0 | 0 | 0 | 0 | 0 | 0 | 0 | 0 | 0 | 0 | 0 | 0 | 0 | 0 | 0 | 0 | 0 | 0 | 0 | 0 | 0 | 0 | 0 | 0 | 0 | 0 | 0
CDP18 | TAS | TAS | Coordinated CER storage | 0.49202 | 0.81972 | 1.1904 | 1.6174 | 2.1106 | 2.7326 | 3.2327 | 3.8671 | 4.6719 | 5.7102 | 7.0106 | 8.6052 | 10.485 | 12.7058 | 15.2558 | 18.1129 | 21.2812 | 24.7979 | 28.677 | 32.9257 | 37.5563 | 42.7068 | 48.2882 | 54.3035 | 60.6636 | 67.3654 | 71.0896 | 74.411
CDP18 | TAS | TAS | Other renewable fuels | 0 | 0 | 0 | 0 | 0 | 0 | 0 | 0 | 0 | 0 | 0 | 0 | 0 | 0 | 0 | 0 | 0 | 0 | 0 | 0 | 0 | 0 | 0 | 0 | 0 | 0 | 0 | 0
CDP18 | TAS | TAS | DSP | 0.05 | -0.71 | -1.41 | -1.38 | -1.29 | -1.16 | -1.04 | -0.94 | -0.9 | -0.89 | -0.86 | -0.89 | -0.87 | -0.86 | -0.84 | -0.83 | -0.79 | -0.77 | -0.75 | -0.74 | -0.76 | -0.76 | -0.77 | -0.76 | -0.75 | -0.81 | -0.92 | -0.99
CDP19 | NSW | NNSW | Mid-merit gas | 0 | 0 | 0 | 0 | 0 | 0 | 0 | 0 | 0 | 0 | 0 | 0 | 0 | 0 | 0 | 0 | 0 | 0 | 0 | 0 | 0 | 0 | 0 | 0 | 0 | 0 | 0 | 0
CDP19 | NSW | NNSW | Flexible gas with CCS | 0 | 0 | 0 | 0 | 0 | 0 | 0 | 0 | 0 | 0 | 0 | 0 | 0 | 0 | 0 | 0 | 0 | 0 | 0 | 0 | 0 | 0 | 0 | 0 | 0 | 0 | 0 | 0
CDP19 | NSW | NNSW | Flexible gas | 0 | 0 | 0 | 0 | 0 | 0 | 0 | 0 | 0 | 0 | 0 | 0 | 0 | 0 | 0 | 0 | 0 | 0 | 0 | 0 | 0 | 0 | 0 | 0 | 0 | 0 | 0 | 0
CDP19 | NSW | NNSW | Hydro | 0 | 0 | 0 | 0 | 0 | 0 | 0 | 0 | 0 | 0 | 0 | 0 | 0 | 0 | 0 | 0 | 0 | 0 | 0 | 0 | 0 | 0 | 0 | 0 | 0 | 0 | 0 | 0
CDP19 | NSW | NNSW | Snowy 2.0 | 0 | 0 | 0 | 0 | 0 | 0 | 0 | 0 | 0 | 0 | 0 | 0 | 0 | 0 | 0 | 0 | 0 | 0 | 0 | 0 | 0 | 0 | 0 | 0 | 0 | 0 | 0 | 0
CDP19 | NSW | NNSW | Deep storage | 0 | 0 | 0 | 0 | 0 | 0 | 1.236e-05 | 1.625e-05 | 2.119e-05 | 2.223e-05 | 2.698e-05 | 3.632e-05 | 4.379e-05 | 4.379e-05 | 4.379e-05 | 4.505e-05 | 4.835e-05 | 5.21e-05 | 5.21e-05 | 5.853e-05 | 1000 | 1000 | 1000 | 1000 | 1000 | 1000 | 1000 | 1000
CDP19 | NSW | NNSW | Medium storage | 0 | 0 | 275 | 275 | 382.9079 | 1188.9084 | 1188.9085 | 1188.9085 | 1188.9085 | 1188.9085 | 1188.9085 | 1188.9085 | 1188.9085 | 1188.9085 | 1188.9085 | 1188.9085 | 1188.9085 | 1188.9085 | 1188.9085 | 1188.9085 | 1188.9086 | 1188.9086 | 1188.9086 | 1771.4361 | 1771.4361 | 2128.7761 | 2128.7761 | 2463.9088
CDP19 | NSW | NNSW | Shallow storage | 0 | 30 | 230 | 430 | 430 | 430 | 430 | 430 | 430 | 430 | 430 | 430 | 430 | 430 | 430 | 430 | 430 | 430 | 430 | 430 | 430 | 430 | 430 | 430 | 430 | 430 | 430 | 430
CDP19 | NSW | NNSW | Coordinated CER storage | 1.4111 | 2.2004 | 3.1378 | 4.0696 | 5.2015 | 6.5092 | 8.3028 | 10.6013 | 13.4299 | 16.8869 | 20.9596 | 25.6995 | 31.0392 | 37.0757 | 43.7606 | 51.0565 | 58.967 | 67.5443 | 76.7721 | 86.6761 | 97.4085 | 108.9366 | 121.1526 | 134.0682 | 147.4952 | 161.4022 | 167.974 | 173.8539
CDP19 | NSW | NNSW | Other renewable fuels | 0 | 0 | 0 | 0 | 0 | 0 | 0 | 0 | 0 | 0 | 0 | 0 | 0 | 0 | 0 | 0 | 0 | 0 | 0 | 0 | 0 | 0 | 0 | 0 | 0 | 0 | 90 | 90
CDP19 | NSW | NNSW | DSP | 0 | 0 | 0 | 0 | 0 | 0 | 0 | 0 | 0 | 0 | 0 | 0 | 0 | 0 | 0 | 0 | 0 | 0 | 0 | 0 | 0 | 0 | 0 | 0 | 0 | 0 | 0 | 0
CDP19 | NSW | CNSW | Mid-merit gas | 0 | 0 | 0 | 0 | 0 | 0 | 0 | 0 | 0 | 0 | 0 | 0 | 0 | 0 | 0 | 0 | 0 | 0 | 0 | 0 | 0 | 0 | 0 | 0 | 0 | 0 | 0 | 0
CDP19 | NSW | CNSW | Flexible gas with CCS | 0 | 0 | 0 | 0 | 0 | 0 | 0 | 0 | 0 | 0 | 0 | 0 | 0 | 0 | 0 | 0 | 0 | 0 | 0 | 0 | 0 | 0 | 0 | 0 | 0 | 0 | 0 | 0
CDP19 | NSW | CNSW | Flexible gas | 0 | 0 | 0 | 0 | 0 | 0 | 0 | 0 | 0 | 0 | 0 | 0 | 0 | 0 | 0 | 0 | 0 | 0 | 0 | 0 | 0 | 0 | 0 | 0 | 0 | 0 | 0 | 0
CDP19 | NSW | CNSW | Hydro | 0 | 0 | 0 | 0 | 0 | 0 | 0 | 0 | 0 | 0 | 0 | 0 | 0 | 0 | 0 | 0 | 0 | 0 | 0 | 0 | 0 | 0 | 0 | 0 | 0 | 0 | 0 | 0
CDP19 | NSW | CNSW | Snowy 2.0 | 0 | 0 | 0 | 0 | 0 | 0 | 0 | 0 | 0 | 0 | 0 | 0 | 0 | 0 | 0 | 0 | 0 | 0 | 0 | 0 | 0 | 0 | 0 | 0 | 0 | 0 | 0 | 0
CDP19 | NSW | CNSW | Deep storage | 0 | 0 | 0 | 0 | 0 | 0 | 0 | 0 | 0 | 0 | 0 | 0 | 0 | 0 | 0 | 0 | 0 | 0 | 0 | 0 | 0 | 0 | 0 | 0 | 0 | 0 | 0 | 0
CDP19 | NSW | CNSW | Medium storage | 0 | 549 | 549 | 917.46 | 917.46 | 957.4919 | 957.4919 | 997.5119 | 997.5119 | 997.5119 | 1037.5319 | 1037.5319 | 1037.5319 | 1077.5519 | 1077.5519 | 1077.5519 | 1077.5519 | 1077.5519 | 1077.5519 | 1117.5719 | 1117.5719 | 1157.5919 | 1157.5919 | 1157.5919 | 1197.6119 | 1197.6119 | 1197.6119 | 1237.6319
CDP19 | NSW | CNSW | Shallow storage | 0 | 20 | 30.0321 | 321.4039 | 1706.4821 | 1706.4821 | 1706.4821 | 1706.4821 | 1706.4821 | 1706.4821 | 1706.4821 | 1706.4821 | 1706.4821 | 1706.4821 | 1706.4821 | 1706.4821 | 1706.4821 | 1706.4821 | 1706.4821 | 1706.4821 | 1706.4821 | 1706.4821 | 1706.4821 | 1706.4821 | 1706.4821 | 1706.4821 | 1706.4821 | 1706.4821
CDP19 | NSW | CNSW | Coordinated CER storage | 0.59798 | 0.93451 | 1.3494 | 1.776 | 2.2689 | 2.848 | 3.8284 | 5.1416 | 6.7929 | 8.8348 | 11.2982 | 14.1756 | 17.471 | 21.2071 | 25.3812 | 29.9855 | 35.0184 | 40.4848 | 46.3919 | 52.7376 | 59.6211 | 67.0433 | 74.9132 | 83.2358 | 91.9357 | 100.9613 | 105.2226 | 109.0428
CDP19 | NSW | CNSW | Other renewable fuels | 0 | 0 | 0 | 0 | 0 | 0 | 0 | 0 | 0 | 0 | 0 | 0 | 0 | 0 | 0 | 0 | 0 | 0 | 0 | 0 | 0 | 0 | 0 | 0 | 0 | 30 | 90 | 90
CDP19 | NSW | CNSW | DSP | 0 | 0 | 0 | 0 | 0 | 0 | 0 | 0 | 0 | 0 | 0 | 0 | 0 | 0 | 0 | 0 | 0 | 0 | 0 | 0 | 0 | 0 | 0 | 0 | 0 | 0 | 0 | 0
CDP19 | NSW | SNSW | Mid-merit gas | 0 | 0 | 0 | 0 | 0 | 0 | 0 | 0 | 0 | 0 | 0 | 0 | 0 | 0 | 0 | 0 | 0 | 0 | 0 | 0 | 0 | 0 | 0 | 0 | 0 | 0 | 0 | 0
CDP19 | NSW | SNSW | Flexible gas with CCS | 0 | 0 | 0 | 0 | 0 | 0 | 0 | 0 | 0 | 0 | 0 | 0 | 0 | 0 | 0 | 0 | 0 | 0 | 0 | 0 | 0 | 0 | 0 | 0 | 0 | 0 | 0 | 0
CDP19 | NSW | SNSW | Flexible gas | 0 | 0 | 0 | 0 | 0 | 0 | 0 | 0 | 0 | 0 | 0 | 0 | 0 | 0 | 0 | 0 | 0 | 0 | 0 | 0 | 0 | 0 | 0 | 0 | 0 | 0 | 0 | 0
CDP19 | NSW | SNSW | Hydro | 0 | 0 | 0 | 0 | 0 | 0 | 0 | 0 | 0 | 0 | 0 | 0 | 0 | 0 | 0 | 0 | 0 | 0 | 0 | 0 | 0 | 0 | 0 | 0 | 0 | 0 | 0 | 0
CDP19 | NSW | SNSW | Snowy 2.0 | 0 | 0 | 0 | 0 | 2200 | 2200 | 2200 | 2200 | 2200 | 2200 | 2200 | 2200 | 2200 | 2200 | 2200 | 2200 | 2200 | 2200 | 2200 | 2200 | 2200 | 2200 | 2200 | 2200 | 2200 | 2200 | 2200 | 2200
CDP19 | NSW | SNSW | Deep storage | 0 | 0 | 0 | 0 | 0 | 0 | 0 | 0 | 0 | 0 | 0 | 0 | 0 | 0 | 0 | 0 | 0 | 0 | 0 | 0 | 0 | 0 | 0 | 0 | 0 | 0 | 0 | 0
CDP19 | NSW | SNSW | Medium storage | 0 | 50 | 50 | 250 | 250 | 335.0787 | 335.0787 | 335.0787 | 335.0787 | 335.0787 | 335.0787 | 335.0787 | 335.0787 | 335.0787 | 335.0787 | 335.0787 | 335.0787 | 335.0787 | 335.0787 | 335.0787 | 335.0787 | 335.0787 | 335.0787 | 335.0787 | 335.0787 | 335.0787 | 335.0787 | 335.0787
CDP19 | NSW | SNSW | Shallow storage | 10 | 19.9 | 19.9 | 19.9 | 19.9 | 20.89 | 20.89 | 21.88 | 21.88 | 21.88 | 22.87 | 22.87 | 22.87 | 23.86 | 23.86 | 23.86 | 23.86 | 23.86 | 23.86 | 24.85 | 24.85 | 25.84 | 25.84 | 25.84 | 25.84 | 25.84 | 25.84 | 25.84
CDP19 | NSW | SNSW | Coordinated CER storage | 1.2069 | 1.9069 | 2.7656 | 3.7048 | 4.823 | 6.104 | 7.6428 | 9.603 | 12.0552 | 15.0904 | 18.749 | 23.0893 | 28.0961 | 33.8541 | 40.3371 | 47.5032 | 55.3701 | 64.0005 | 73.4087 | 83.6216 | 94.7478 | 106.9435 | 120.0443 | 134.0558 | 148.7861 | 164.2479 | 172.2574 | 179.4936
CDP19 | NSW | SNSW | Other renewable fuels | 0 | 0 | 0 | 0 | 0 | 0 | 0 | 0 | 0 | 0 | 0 | 0 | 0 | 0 | 0 | 0 | 0 | 0 | 0 | 0 | 0 | 0 | 0 | 0 | 0 | 0 | 0 | 0
CDP19 | NSW | SNSW | DSP | 0 | 0 | 0 | 0 | 0 | 0 | 0 | 0 | 0 | 0 | 0 | 0 | 0 | 0 | 0 | 0 | 0 | 0 | 0 | 0 | 0 | 0 | 0 | 0 | 0 | 0 | 0 | 0
CDP19 | NSW | SNW | Mid-merit gas | 0 | 0 | 0 | 0 | 0 | 0 | 0 | 0 | 0 | 0 | 0 | 0 | 0 | 0 | 0 | 0 | 0 | 0 | 0 | 0 | 0 | 0 | 0 | 0 | 0 | 0 | 0 | 0
CDP19 | NSW | SNW | Flexible gas with CCS | 0 | 0 | 0 | 0 | 0 | 0 | 0 | 0 | 0 | 0 | 0 | 0 | 0 | 0 | 0 | 0 | 0 | 0 | 0 | 0 | 0 | 0 | 0 | 0 | 0 | 0 | 0 | 0
CDP19 | NSW | SNW | Flexible gas | 0 | 0 | 0 | 0 | 0 | 0 | 0 | 0 | 0 | 0 | 0 | 0 | 0 | 0 | 0 | 0 | 0 | 0 | 254.1379 | 943.9866 | 2005.0466 | 2005.0466 | 2005.0466 | 2005.0466 | 2005.0466 | 2005.0466 | 2005.0466 | 2005.0466
CDP19 | NSW | SNW | Hydro | 0 | 0 | 0 | 0 | 0 | 0 | 0 | 0 | 0 | 0 | 0 | 0 | 0 | 0 | 0 | 0 | 0 | 0 | 0 | 0 | 0 | 0 | 0 | 0 | 0 | 0 | 0 | 0
CDP19 | NSW | SNW | Snowy 2.0 | 0 | 0 | 0 | 0 | 0 | 0 | 0 | 0 | 0 | 0 | 0 | 0 | 0 | 0 | 0 | 0 | 0 | 0 | 0 | 0 | 0 | 0 | 0 | 0 | 0 | 0 | 0 | 0
CDP19 | NSW | SNW | Deep storage | 0 | 0 | 0 | 0 | 0 | 0 | 0 | 0 | 0 | 0 | 0 | 0 | 0 | 0 | 0 | 0 | 0 | 0 | 0 | 0 | 0 | 0 | 0 | 0 | 0 | 0 | 0 | 0
CDP19 | NSW | SNW | Medium storage | 0 | 889.1455 | 889.1455 | 889.1455 | 889.1455 | 1316.1465 | 1316.1465 | 1316.1465 | 1316.1465 | 1316.1465 | 1316.1465 | 1316.1465 | 1316.1465 | 1316.1465 | 1316.1465 | 1316.1465 | 1316.1465 | 1316.1465 | 1316.1465 | 1316.1465 | 1316.1465 | 1316.1465 | 1316.1465 | 1316.1467 | 1316.1467 | 1316.1469 | 1316.1469 | 1316.1469
CDP19 | NSW | SNW | Shallow storage | 0 | 632.712 | 632.7157 | 632.7174 | 668.356 | 710.692 | 1338.244 | 1410.82 | 1410.82 | 1410.82 | 1483.396 | 1483.396 | 1483.396 | 1555.972 | 1555.972 | 1555.972 | 1555.972 | 1555.972 | 1555.972 | 1628.548 | 1628.548 | 1701.124 | 1701.124 | 1701.124 | 1773.7 | 1773.7 | 1773.7 | 1846.276
CDP19 | NSW | SNW | Coordinated CER storage | 5.6995 | 8.9871 | 12.8326 | 16.9571 | 21.9697 | 27.6663 | 37.1937 | 49.6005 | 65.1327 | 84.2739 | 107.1493 | 134.0014 | 164.6224 | 199.4384 | 238.3244 | 281.0862 | 327.7038 | 378.3827 | 433.0554 | 491.83 | 555.0637 | 623.7244 | 696.5772 | 773.7214 | 854.3051 | 938.1119 | 977.5203 | 1012.8282
CDP19 | NSW | SNW | Other renewable fuels | 0 | 0 | 0 | 0 | 0 | 0 | 0 | 0 | 0 | 0 | 0 | 0 | 0 | 0 | 0 | 0 | 0 | 0 | 0 | 0 | 0 | 0 | 0 | 0 | 0 | 90 | 90 | 90
CDP19 | NSW | SNW | DSP | 6.2 | 12.66 | 21.31 | 162.35 | 348.57 | 513.64 | 583.98 | 654.28 | 724.54 | 733.3 | 742.8 | 750.47 | 760.19 | 768.7 | 779.55 | 788.11 | 799.57 | 801.47 | 805.15 | 811.59 | 809.52 | 812.34 | 814.56 | 812.98 | 816.87 | 821.19 | 829.44 | 848.51
CDP19 | QLD | NQ | Mid-merit gas | 0 | 0 | 0 | 0 | 0 | 0 | 0 | 0 | 0 | 0 | 0 | 0 | 0 | 0 | 0 | 0 | 0 | 0 | 0 | 0 | 0 | 0 | 0 | 0 | 0 | 0 | 0 | 0
CDP19 | QLD | NQ | Flexible gas with CCS | 0 | 0 | 0 | 0 | 0 | 0 | 0 | 0 | 0 | 0 | 0 | 0 | 0 | 0 | 0 | 0 | 0 | 0 | 0 | 0 | 0 | 0 | 0 | 0 | 0 | 0 | 0 | 0
CDP19 | QLD | NQ | Flexible gas | 0 | 0 | 0 | 0 | 0 | 0 | 0 | 0 | 0 | 0 | 0 | 0 | 0 | 0 | 0 | 0 | 0 | 0 | 0 | 0 | 0 | 0 | 0 | 0 | 0 | 0 | 0 | 0
CDP19 | QLD | NQ | Hydro | 0 | 0 | 0 | 0 | 0 | 0 | 0 | 0 | 0 | 0 | 0 | 0 | 0 | 0 | 0 | 0 | 0 | 0 | 0 | 0 | 0 | 0 | 0 | 0 | 0 | 0 | 0 | 0
CDP19 | QLD | NQ | Borumba | 0 | 0 | 0 | 0 | 0 | 0 | 0 | 0 | 0 | 0 | 0 | 0 | 0 | 0 | 0 | 0 | 0 | 0 | 0 | 0 | 0 | 0 | 0 | 0 | 0 | 0 | 0 | 0
CDP19 | QLD | NQ | Deep storage | 0 | 0 | 0 | 0 | 0 | 0 | 8.36e-06 | 1.175e-05 | 1.806e-05 | 9.365e-05 | 9.365e-05 | 9.365e-05 | 9.365e-05 | 9.365e-05 | 9.783e-05 | 9.783e-05 | 9.783e-05 | 0.00010024 | 0.00010024 | 0.00010212 | 0.00014929 | 0.0001608 | 11.3151 | 19.5612 | 151.0521 | 180.4676 | 180.4676 | 180.4676
CDP19 | QLD | NQ | Medium storage | 0 | 0 | 0 | 1.551e-05 | 1.9e-05 | 2.878e-05 | 2.878e-05 | 3.111e-05 | 3.317e-05 | 5.723e-05 | 5.723e-05 | 5.723e-05 | 8.401e-05 | 0.00012878 | 0.00013552 | 0.00013718 | 0.00013718 | 0.00013718 | 0.00013718 | 0.00013718 | 0.00013718 | 0.00016509 | 0.00027256 | 0.00027256 | 0.00027256 | 0.00027256 | 0.00027256 | 0.00027256
CDP19 | QLD | NQ | Shallow storage | 0 | 0 | 300 | 300 | 300 | 300 | 300 | 300 | 300 | 300 | 300 | 300 | 300 | 300 | 300 | 300 | 300 | 300 | 300 | 300 | 300 | 300 | 300 | 300 | 300 | 300 | 300 | 300
CDP19 | QLD | NQ | Coordinated CER storage | 0.54674 | 0.92286 | 1.3551 | 1.8536 | 2.45 | 3.1702 | 4.191 | 5.5164 | 7.1545 | 9.1658 | 11.5718 | 14.4017 | 17.6021 | 21.2441 | 25.3028 | 29.7336 | 34.558 | 39.7965 | 45.4592 | 51.5796 | 58.257 | 65.4644 | 73.1388 | 81.3134 | 89.8287 | 98.6792 | 103.0372 | 107.0137
CDP19 | QLD | NQ | Other renewable fuels | 0 | 0 | 0 | 0 | 0 | 0 | 0 | 0 | 0 | 0 | 0 | 0 | 0 | 0 | 0 | 0 | 0 | 0 | 0 | 0 | 0 | 0 | 0 | 0 | 0 | 0 | 0 | 0
CDP19 | QLD | NQ | DSP | 0 | 0 | 0 | 0 | 0 | 0 | 0 | 0 | 0 | 0 | 0 | 0 | 0 | 0 | 0 | 0 | 0 | 0 | 0 | 0 | 0 | 0 | 0 | 0 | 0 | 0 | 0 | 0
CDP19 | QLD | GG | Mid-merit gas | 0 | 0 | 0 | 0 | 0 | 0 | 0 | 0 | 0 | 0 | 0 | 0 | 0 | 0 | 0 | 0 | 0 | 0 | 0 | 0 | 0 | 0 | 0 | 0 | 0 | 0 | 0 | 0
CDP19 | QLD | GG | Flexible gas with CCS | 0 | 0 | 0 | 0 | 0 | 0 | 0 | 0 | 0 | 0 | 0 | 0 | 0 | 0 | 0 | 0 | 0 | 0 | 0 | 0 | 0 | 0 | 0 | 0 | 0 | 0 | 0 | 0
CDP19 | QLD | GG | Flexible gas | 0 | 0 | 0 | 0 | 0 | 0 | 0 | 0 | 0 | 0 | 0 | 0 | 0 | 0 | 0 | 0 | 0 | 0 | 0 | 0 | 0 | 0 | 0 | 0 | 0 | 0 | 0 | 0
CDP19 | QLD | GG | Hydro | 0 | 0 | 0 | 0 | 0 | 0 | 0 | 0 | 0 | 0 | 0 | 0 | 0 | 0 | 0 | 0 | 0 | 0 | 0 | 0 | 0 | 0 | 0 | 0 | 0 | 0 | 0 | 0
CDP19 | QLD | GG | Borumba | 0 | 0 | 0 | 0 | 0 | 0 | 0 | 0 | 0 | 0 | 0 | 0 | 0 | 0 | 0 | 0 | 0 | 0 | 0 | 0 | 0 | 0 | 0 | 0 | 0 | 0 | 0 | 0
CDP19 | QLD | GG | Deep storage | 0 | 0 | 0 | 0 | 0 | 0 | 0 | 0 | 0 | 0 | 0 | 0 | 0 | 0 | 0 | 0 | 0 | 0 | 0 | 0 | 0 | 0 | 0 | 0 | 0 | 0 | 0 | 0
CDP19 | QLD | GG | Medium storage | 0 | 0 | 0 | 1.997e-05 | 1.997e-05 | 4.445e-05 | 4.445e-05 | 4.612e-05 | 5.082e-05 | 9.027e-05 | 9.027e-05 | 9.027e-05 | 0.0001278 | 0.00021855 | 0.00022816 | 0.00022816 | 0.00022816 | 0.00023123 | 0.00023123 | 0.00023283 | 0.00025336 | 0.00030226 | 51.4399 | 127.6804 | 127.6805 | 599.1007 | 599.1007 | 804.1571
CDP19 | QLD | GG | Shallow storage | 0 | 400 | 400 | 400 | 400 | 400 | 400 | 400 | 400 | 400 | 400 | 400 | 400 | 400 | 400 | 400 | 400 | 400 | 400 | 400 | 400 | 400 | 400 | 400 | 400 | 400 | 400 | 400
CDP19 | QLD | GG | Coordinated CER storage | 0.026819 | 0.047887 | 0.071533 | 0.10153 | 0.13366 | 0.17572 | 0.25891 | 0.37299 | 0.52211 | 0.70955 | 0.93712 | 1.2071 | 1.5192 | 1.8769 | 2.2784 | 2.7246 | 3.2136 | 3.7508 | 4.3361 | 4.969 | 5.6604 | 6.4065 | 7.2009 | 8.0431 | 8.9264 | 9.8483 | 10.2976 | 10.7049
CDP19 | QLD | GG | Other renewable fuels | 0 | 0 | 0 | 0 | 0 | 0 | 0 | 0 | 0 | 0 | 0 | 0 | 0 | 0 | 0 | 0 | 0 | 0 | 0 | 0 | 0 | 0 | 0 | 0 | 0 | 0 | 0 | 0
CDP19 | QLD | GG | DSP | 0 | 0 | 0 | 0 | 0 | 0 | 0 | 0 | 0 | 0 | 0 | 0 | 0 | 0 | 0 | 0 | 0 | 0 | 0 | 0 | 0 | 0 | 0 | 0 | 0 | 0 | 0 | 0
CDP19 | QLD | CQ | Mid-merit gas | 0 | 0 | 0 | 0 | 0 | 0 | 0 | 0 | 0 | 0 | 0 | 0 | 0 | 0 | 0 | 0 | 0 | 0 | 0 | 0 | 0 | 0 | 0 | 0 | 0 | 0 | 0 | 0
CDP19 | QLD | CQ | Flexible gas with CCS | 0 | 0 | 0 | 0 | 0 | 0 | 0 | 0 | 0 | 0 | 0 | 0 | 0 | 0 | 0 | 0 | 0 | 0 | 0 | 0 | 0 | 0 | 0 | 0 | 0 | 0 | 0 | 0
CDP19 | QLD | CQ | Flexible gas | 0 | 0 | 0 | 0 | 0 | 0 | 0 | 0 | 0 | 0 | 0 | 0 | 0 | 0 | 0 | 0 | 0 | 0 | 0 | 0 | 0 | 0 | 0 | 0 | 0 | 0 | 0 | 0
CDP19 | QLD | CQ | Hydro | 0 | 0 | 0 | 0 | 0 | 0 | 0 | 0 | 0 | 0 | 0 | 0 | 0 | 0 | 0 | 0 | 0 | 0 | 0 | 0 | 0 | 0 | 0 | 0 | 0 | 0 | 0 | 0
CDP19 | QLD | CQ | Borumba | 0 | 0 | 0 | 0 | 0 | 0 | 0 | 0 | 0 | 0 | 0 | 0 | 0 | 0 | 0 | 0 | 0 | 0 | 0 | 0 | 0 | 0 | 0 | 0 | 0 | 0 | 0 | 0
CDP19 | QLD | CQ | Deep storage | 0 | 0 | 0 | 0 | 0 | 0 | 8.49e-06 | 1.177e-05 | 1.948e-05 | 7.85e-05 | 7.85e-05 | 7.85e-05 | 7.85e-05 | 7.85e-05 | 8.174e-05 | 8.174e-05 | 8.174e-05 | 8.417e-05 | 8.417e-05 | 9.406e-05 | 0.00017407 | 0.00018295 | 0.00018727 | 0.00020254 | 44.1881 | 359.2181 | 359.2181 | 400
CDP19 | QLD | CQ | Medium storage | 0 | 0 | 0 | 2.2e-05 | 2.707e-05 | 4.528e-05 | 5.476e-05 | 6.228e-05 | 6.962e-05 | 0.00017894 | 0.00017894 | 0.00017894 | 0.00021597 | 0.00030641 | 0.00031975 | 0.00031975 | 0.00031975 | 0.00032118 | 0.00032118 | 0.00033105 | 0.00035697 | 0.00041341 | 95.3965 | 106.6854 | 106.6859 | 574.7539 | 574.7539 | 891.3489
CDP19 | QLD | CQ | Shallow storage | 0 | 0 | 0 | 150 | 150 | 150 | 150 | 150 | 150 | 150 | 150 | 150 | 150 | 150 | 150 | 150 | 150 | 150 | 150 | 150 | 150 | 150 | 150 | 150 | 150 | 150 | 150 | 150
CDP19 | QLD | CQ | Coordinated CER storage | 0.49915 | 0.855 | 1.2505 | 1.7306 | 2.2741 | 2.9451 | 4.0203 | 5.4257 | 7.2073 | 9.4204 | 12.0769 | 15.2024 | 18.7874 | 22.8688 | 27.4354 | 32.4602 | 37.9331 | 43.9154 | 50.3996 | 57.404 | 65.0752 | 73.3346 | 82.131 | 91.474 | 101.254 | 111.4193 | 116.4019 | 120.9195
CDP19 | QLD | CQ | Other renewable fuels | 0 | 0 | 0 | 0 | 0 | 0 | 0 | 0 | 0 | 0 | 0 | 0 | 0 | 0 | 0 | 0 | 0 | 0 | 0 | 0 | 0 | 0 | 0 | 0 | 0 | 0 | 0 | 0
CDP19 | QLD | CQ | DSP | 0 | 0 | 0 | 0 | 0 | 0 | 0 | 0 | 0 | 0 | 0 | 0 | 0 | 0 | 0 | 0 | 0 | 0 | 0 | 0 | 0 | 0 | 0 | 0 | 0 | 0 | 0 | 0
CDP19 | QLD | SQ | Mid-merit gas | 0 | 0 | 0 | 0 | 0 | 0 | 0 | 0 | 0 | 0 | 0 | 0 | 0 | 0 | 0 | 0 | 0 | 0 | 0 | 0 | 0 | 0 | 0 | 0 | 0 | 0 | 0 | 0
CDP19 | QLD | SQ | Flexible gas with CCS | 0 | 0 | 0 | 0 | 0 | 0 | 0 | 0 | 0 | 0 | 0 | 0 | 0 | 0 | 0 | 0 | 0 | 0 | 0 | 0 | 0 | 0 | 0 | 0 | 0 | 0 | 0 | 0
CDP19 | QLD | SQ | Flexible gas | 0 | 0 | 200 | 200 | 200 | 200 | 200 | 200 | 200 | 353.4807 | 353.4807 | 353.4807 | 374.8492 | 606.6204 | 816.2388 | 1233.4406 | 1448.6554 | 2323.454 | 2932.9691 | 2932.9691 | 2932.9691 | 2932.9691 | 3309.4261 | 3309.4261 | 3309.4261 | 3309.4261 | 3309.4261 | 3492.4715
CDP19 | QLD | SQ | Hydro | 0 | 0 | 0 | 0 | 0 | 0 | 0 | 0 | 0 | 0 | 0 | 0 | 0 | 0 | 0 | 0 | 0 | 0 | 0 | 0 | 0 | 0 | 0 | 0 | 0 | 0 | 0 | 0
CDP19 | QLD | SQ | Borumba | 0 | 0 | 0 | 0 | 0 | 0 | 0 | 1998 | 1998 | 1998 | 1998 | 1998 | 1998 | 1998 | 1998 | 1998 | 1998 | 1998 | 1998 | 1998 | 1998 | 1998 | 1998 | 1998 | 1998 | 1998 | 1998 | 1998
CDP19 | QLD | SQ | Deep storage | 0 | 0 | 0 | 0 | 0 | 0 | 0 | 0 | 0 | 0 | 0 | 0 | 0 | 0 | 0 | 0 | 0 | 0 | 0 | 0 | 0 | 0 | 0 | 0 | 0 | 0 | 0 | 0
CDP19 | QLD | SQ | Medium storage | 0 | 0 | 0 | 1.597e-05 | 2.078e-05 | 3.758e-05 | 3.758e-05 | 4.008e-05 | 7.357e-05 | 7.966e-05 | 7.966e-05 | 7.966e-05 | 9.629e-05 | 0.00017659 | 0.00018401 | 0.00018401 | 0.00018401 | 0.00018401 | 0.00018401 | 0.00018401 | 0.00018844 | 0.00033257 | 541.4219 | 541.4219 | 541.4219 | 809.8719 | 809.8719 | 809.8719
CDP19 | QLD | SQ | Shallow storage | 714.16 | 1020.16 | 1020.16 | 1020.16 | 1020.16 | 1020.16 | 1020.16 | 1020.16 | 1020.16 | 1020.16 | 1020.16 | 1020.16 | 1020.16 | 1020.16 | 1020.16 | 1020.16 | 1020.16 | 1020.16 | 1020.16 | 1020.16 | 1020.16 | 1020.16 | 1020.16 | 1020.16 | 1020.16 | 1020.16 | 1020.16 | 1020.16
CDP19 | QLD | SQ | Coordinated CER storage | 2.6949 | 4.6149 | 6.8273 | 9.399 | 12.4206 | 16.2636 | 22.9345 | 31.7049 | 42.7505 | 56.464 | 72.9637 | 92.4549 | 114.7868 | 140.326 | 168.9326 | 200.4226 | 234.721 | 272.1627 | 312.8429 | 356.7965 | 404.3261 | 456.2111 | 511.5074 | 570.2605 | 631.7811 | 695.9349 | 727.3631 | 755.8908
CDP19 | QLD | SQ | Other renewable fuels | 0 | 0 | 0 | 0 | 0 | 0 | 0 | 0 | 0 | 0 | 0 | 0 | 0 | 0 | 0 | 0 | 0 | 0 | 0 | 0 | 0 | 0 | 0 | 0 | 0 | 0 | 90 | 90
CDP19 | QLD | SQ | DSP | 3.25 | 5.13 | 9.91 | 13.47 | 17.87 | 1.79 | 7.34 | 11.4 | 15.32 | 20.33 | 25.8 | 31.69 | 38.24 | 42.35 | 46.79 | 53.33 | 57.04 | 59.69 | 63.14 | 66.16 | 68.23 | 70.89 | 74.75 | 77.21 | 85.81 | 92.63 | 99.97 | 101.49
CDP19 | VIC | VIC | Mid-merit gas | 0 | 0 | 0 | 0 | 0 | 0 | 0 | 0 | 0 | 0 | 0 | 0 | 0 | 0 | 0 | 0 | 0 | 0 | 0 | 0 | 0 | 0 | 0 | 0 | 0 | 0 | 0 | 0
CDP19 | VIC | VIC | Flexible gas with CCS | 0 | 0 | 0 | 0 | 0 | 0 | 0 | 0 | 0 | 0 | 0 | 0 | 0 | 0 | 0 | 0 | 0 | 0 | 0 | 0 | 0 | 0 | 0 | 0 | 0 | 0 | 0 | 0
CDP19 | VIC | VIC | Flexible gas | 0 | 0 | 0 | 0 | 0 | 0 | 0 | 0 | 0 | 0 | 0 | 0 | 0 | 0 | 0 | 0 | 0 | 0 | 113.1922 | 113.1922 | 113.1922 | 113.1922 | 113.1922 | 754.7247 | 754.7247 | 754.7247 | 754.7247 | 1632.7197
CDP19 | VIC | VIC | Hydro | 0 | 0 | 0 | 0 | 0 | 0 | 0 | 0 | 0 | 0 | 0 | 0 | 0 | 0 | 0 | 0 | 0 | 0 | 0 | 0 | 0 | 0 | 0 | 0 | 0 | 0 | 0 | 0
CDP19 | VIC | VIC | Deep storage | 0 | 0 | 0 | 0 | 0 | 0 | 7.77e-06 | 2.188e-05 | 5.475e-05 | 0.00012346 | 0.00012346 | 0.00012346 | 0.00012346 | 0.00012346 | 0.00012455 | 0.00012601 | 0.00012601 | 0.00012601 | 0.00012839 | 0.00013389 | 491.2396 | 491.2396 | 491.2396 | 491.2396 | 491.2396 | 502.1294 | 502.1294 | 547.7629
CDP19 | VIC | VIC | Medium storage | 0 | 0 | 350 | 350 | 350 | 350 | 350 | 350 | 350 | 350.0001 | 350.0001 | 350.0001 | 350.0001 | 350.0001 | 350.0001 | 350.0001 | 350.0001 | 350.0001 | 350.0001 | 350.0001 | 350.0001 | 350.0001 | 350.0001 | 350.0004 | 350.0004 | 350.0004 | 350.0004 | 350.0004
CDP19 | VIC | VIC | Shallow storage | 180 | 1691.51 | 1756.3103 | 2211.3831 | 2211.3831 | 2421.4 | 2428.7 | 2940.3999 | 3451.3399 | 4013.0397 | 5621.9197 | 5621.9197 | 5628.5197 | 5628.5197 | 5628.5197 | 5628.5197 | 5628.5197 | 5628.5197 | 5628.5197 | 5628.5197 | 5635.1197 | 5635.1197 | 5635.1197 | 5635.1197 | 5635.1197 | 5635.1197 | 5635.1197 | 5635.1197
CDP19 | VIC | VIC | Coordinated CER storage | 8.9163 | 14.4987 | 20.4798 | 27.3899 | 35.853 | 45.8051 | 59.1688 | 76.2585 | 97.3343 | 123.084 | 153.6475 | 189.3602 | 229.872 | 275.8842 | 327.0848 | 383.0564 | 443.7316 | 509.6502 | 580.9109 | 657.633 | 740.6541 | 830.7914 | 926.6572 | 1028.3543 | 1134.4025 | 1244.5508 | 1298.531 | 1347.4871
CDP19 | VIC | VIC | Other renewable fuels | 0 | 0 | 0 | 0 | 0 | 0 | 0 | 0 | 0 | 0 | 0 | 0 | 0 | 0 | 0 | 0 | 0 | 0 | 0 | 0 | 0 | 0 | 0 | 0 | 0 | 0 | 90 | 90
CDP19 | VIC | VIC | DSP | 2.06 | 5.47 | -2.91 | 1.75 | 7.82 | 14.87 | 19.28 | 25.16 | 29.26 | 33.97 | 36.82 | 39.34 | 41.6 | 44.07 | 46.76 | 49.93 | 53.23 | 55.16 | 57.69 | 59.14 | 59.83 | 61.47 | 61.87 | 60.96 | 59.14 | 58.56 | 59.5 | 61.38
CDP19 | SA | CSA | Mid-merit gas | 0 | 0 | 0 | 0 | 0 | 0 | 0 | 0 | 0 | 0 | 0 | 0 | 0 | 0 | 0 | 0 | 0 | 0 | 0 | 0 | 0 | 0 | 0 | 0 | 0 | 0 | 0 | 0
CDP19 | SA | CSA | Flexible gas with CCS | 0 | 0 | 0 | 0 | 0 | 0 | 0 | 0 | 0 | 0 | 0 | 0 | 0 | 0 | 0 | 0 | 0 | 0 | 0 | 0 | 0 | 0 | 0 | 0 | 0 | 0 | 0 | 0
CDP19 | SA | CSA | Flexible gas | 0 | 200 | 200 | 200 | 200 | 200 | 200 | 200 | 200 | 374.4542 | 465 | 465 | 465 | 465 | 465 | 465 | 465 | 465 | 549.2147 | 920.426 | 920.426 | 920.426 | 920.426 | 920.426 | 920.426 | 920.426 | 920.426 | 920.426
CDP19 | SA | CSA | Hydro | 0 | 0 | 0 | 0 | 0 | 0 | 0 | 0 | 0 | 0 | 0 | 0 | 0 | 0 | 0 | 0 | 0 | 0 | 0 | 0 | 0 | 0 | 0 | 0 | 0 | 0 | 0 | 0
CDP19 | SA | CSA | Deep storage | 0 | 0 | 0 | 0 | 0 | 0 | 4.27e-06 | 5.7e-06 | 6.88e-06 | 9.18e-06 | 9.18e-06 | 9.18e-06 | 9.18e-06 | 1.429e-05 | 1.577e-05 | 1.577e-05 | 1.577e-05 | 1.577e-05 | 1.577e-05 | 1.577e-05 | 1.696e-05 | 1.696e-05 | 1.696e-05 | 1.696e-05 | 1.696e-05 | 1.837e-05 | 1.837e-05 | 1.837e-05
CDP19 | SA | CSA | Medium storage | 0 | 0 | 0 | 1.795e-05 | 2.294e-05 | 3.062e-05 | 3.062e-05 | 3.268e-05 | 3.268e-05 | 3.441e-05 | 3.441e-05 | 3.441e-05 | 7.819e-05 | 8.262e-05 | 8.811e-05 | 8.811e-05 | 8.811e-05 | 8.811e-05 | 8.811e-05 | 8.811e-05 | 9.151e-05 | 9.263e-05 | 0.00011548 | 1075.3082 | 1075.3082 | 1504.0727 | 1504.0727 | 1504.0727
CDP19 | SA | CSA | Shallow storage | 200 | 494.98 | 1113.4701 | 2345.5957 | 2351.6157 | 2351.6157 | 2351.6157 | 2351.6157 | 2351.6157 | 2351.6157 | 2351.6157 | 2351.6157 | 2351.6157 | 2351.6157 | 2351.6157 | 2351.6157 | 2351.6157 | 2351.6157 | 2357.6357 | 2357.6357 | 2357.6357 | 2357.6357 | 2357.6357 | 2357.6357 | 2357.6357 | 2357.6357 | 2357.6357 | 2357.6357
CDP19 | SA | CSA | Coordinated CER storage | 16.7205 | 23.834 | 30.7542 | 38.4284 | 46.3958 | 56.1694 | 65.5626 | 76.1609 | 87.8108 | 100.9146 | 115.316 | 131.1314 | 147.8365 | 166.0114 | 185.1899 | 204.9252 | 225.1394 | 246.2665 | 268.3666 | 291.4341 | 316.4262 | 343.1106 | 371.0707 | 400.3204 | 429.9417 | 459.8761 | 474.9413 | 488.2607
CDP19 | SA | CSA | Other renewable fuels | 0 | 0 | 0 | 0 | 0 | 0 | 0 | 0 | 0 | 0 | 0 | 0 | 0 | 0 | 0 | 0 | 0 | 0 | 0 | 0 | 0 | 0 | 0 | 0 | 0 | 0 | 0 | 0
CDP19 | SA | CSA | DSP | 0.71 | 1.71 | 2.99 | 4.28 | 4.85 | 5.57 | 6.09 | 6.75 | 7.31 | 8.12 | 8.79 | 9.5 | 10.12 | 10.65 | 11.15 | 11.67 | 12.28 | 12.76 | 13.22 | 13.5 | 13.63 | 13.47 | 13.24 | 12.87 | 12.46 | 12.52 | 12.77 | 13.08
CDP19 | SA | SESA | Mid-merit gas | 0 | 0 | 0 | 0 | 0 | 0 | 0 | 0 | 0 | 0 | 0 | 0 | 0 | 0 | 0 | 0 | 0 | 0 | 0 | 0 | 0 | 0 | 0 | 0 | 0 | 0 | 0 | 0
CDP19 | SA | SESA | Flexible gas with CCS | 0 | 0 | 0 | 0 | 0 | 0 | 0 | 0 | 0 | 0 | 0 | 0 | 0 | 0 | 0 | 0 | 0 | 0 | 0 | 0 | 0 | 0 | 0 | 0 | 0 | 0 | 0 | 0
CDP19 | SA | SESA | Flexible gas | 0 | 0 | 0 | 0 | 0 | 0 | 0 | 0 | 0 | 0 | 0 | 0 | 0 | 0 | 0 | 0 | 0 | 0 | 0 | 0 | 0 | 0 | 0 | 0 | 0 | 0 | 0 | 0
CDP19 | SA | SESA | Hydro | 0 | 0 | 0 | 0 | 0 | 0 | 0 | 0 | 0 | 0 | 0 | 0 | 0 | 0 | 0 | 0 | 0 | 0 | 0 | 0 | 0 | 0 | 0 | 0 | 0 | 0 | 0 | 0
CDP19 | SA | SESA | Deep storage | 0 | 0 | 0 | 0 | 0 | 0 | 0 | 0 | 0 | 0 | 0 | 0 | 0 | 0 | 0 | 0 | 0 | 0 | 0 | 0 | 0 | 0 | 0 | 0 | 0 | 0 | 0 | 0
CDP19 | SA | SESA | Medium storage | 0 | 0 | 0 | 1.743e-05 | 2.24e-05 | 2.93e-05 | 2.93e-05 | 3.172e-05 | 3.354e-05 | 3.609e-05 | 3.609e-05 | 3.609e-05 | 3.738e-05 | 7.619e-05 | 8.048e-05 | 8.048e-05 | 8.048e-05 | 8.048e-05 | 8.048e-05 | 8.869e-05 | 9.914e-05 | 0.00010131 | 0.00013185 | 67.7202 | 67.7202 | 67.7202 | 67.7202 | 67.7202
CDP19 | SA | SESA | Shallow storage | 0 | 0 | 0 | 0 | 0 | 0 | 0 | 0 | 0 | 0 | 0 | 0 | 0 | 0 | 0 | 0 | 0 | 0 | 0 | 0 | 0 | 0 | 0 | 0 | 0 | 0 | 0 | 0
CDP19 | SA | SESA | Coordinated CER storage | 0.61122 | 0.88308 | 1.1524 | 1.4493 | 1.7585 | 2.151 | 2.5347 | 2.9572 | 3.4253 | 3.9705 | 4.6092 | 5.2767 | 6.0254 | 6.8004 | 7.6143 | 8.4664 | 9.35 | 10.2723 | 11.2305 | 12.2735 | 13.437 | 14.6473 | 15.9009 | 17.214 | 18.5458 | 19.8997 | 20.5756 | 21.2128
CDP19 | SA | SESA | Other renewable fuels | 0 | 0 | 0 | 0 | 0 | 0 | 0 | 0 | 0 | 0 | 0 | 0 | 0 | 0 | 0 | 0 | 0 | 0 | 0 | 0 | 0 | 0 | 0 | 0 | 0 | 0 | 0 | 0
CDP19 | SA | SESA | DSP | 0 | 0 | 0 | 0 | 0 | 0 | 0 | 0 | 0 | 0 | 0 | 0 | 0 | 0 | 0 | 0 | 0 | 0 | 0 | 0 | 0 | 0 | 0 | 0 | 0 | 0 | 0 | 0
CDP19 | TAS | TAS | Mid-merit gas | 0 | 0 | 0 | 0 | 0 | 0 | 0 | 0 | 0 | 0 | 0 | 0 | 0 | 0 | 0 | 0 | 0 | 0 | 0 | 0 | 0 | 0 | 0 | 0 | 0 | 0 | 0 | 0
CDP19 | TAS | TAS | Flexible gas with CCS | 0 | 0 | 0 | 0 | 0 | 0 | 0 | 0 | 0 | 0 | 0 | 0 | 0 | 0 | 0 | 0 | 0 | 0 | 0 | 0 | 0 | 0 | 0 | 0 | 0 | 0 | 0 | 0
CDP19 | TAS | TAS | Flexible gas | 0 | 0 | 0 | 0 | 0 | 0 | 0 | 0 | 0 | 0 | 0 | 0 | 0 | 0 | 0 | 0 | 0 | 0 | 0 | 0 | 0 | 0 | 0 | 0 | 0 | 0 | 0 | 0
CDP19 | TAS | TAS | Hydro | 0 | 0 | 0 | 0 | 0 | 0 | 390 | 390 | 390 | 390 | 390 | 390 | 390 | 390 | 390 | 390 | 390 | 390 | 390 | 390 | 390 | 390 | 390 | 390 | 390 | 390 | 390 | 390
CDP19 | TAS | TAS | Deep storage | 0 | 0 | 0 | 0 | 0 | 0 | 2.216e-05 | 3.716e-05 | 5.842e-05 | 5.842e-05 | 5.842e-05 | 5.842e-05 | 5.842e-05 | 7.491e-05 | 8.322e-05 | 0.00011271 | 19.6169 | 19.6169 | 173.1276 | 448.2528 | 900.8261 | 900.8261 | 900.8261 | 900.8261 | 900.8261 | 900.8261 | 900.8261 | 900.8261
CDP19 | TAS | TAS | Medium storage | 0 | 0 | 0 | 1.49e-05 | 1.689e-05 | 1.88e-05 | 1.88e-05 | 2.036e-05 | 2.283e-05 | 2.283e-05 | 2.283e-05 | 2.283e-05 | 2.283e-05 | 3.942e-05 | 4.11e-05 | 4.11e-05 | 4.238e-05 | 4.238e-05 | 4.365e-05 | 4.365e-05 | 6.485e-05 | 6.485e-05 | 7.397e-05 | 7.397e-05 | 7.397e-05 | 7.397e-05 | 7.397e-05 | 7.397e-05
CDP19 | TAS | TAS | Shallow storage | 0 | 0 | 0 | 0 | 0 | 0 | 0 | 0 | 0 | 0 | 0 | 0 | 0 | 0 | 0 | 0 | 0 | 0 | 0 | 0 | 0 | 0 | 0 | 0 | 0 | 0 | 0 | 0
CDP19 | TAS | TAS | Coordinated CER storage | 0.49202 | 0.81972 | 1.1904 | 1.6174 | 2.1106 | 2.7326 | 3.2327 | 3.8671 | 4.6719 | 5.7102 | 7.0106 | 8.6052 | 10.485 | 12.7058 | 15.2558 | 18.1129 | 21.2812 | 24.7979 | 28.677 | 32.9257 | 37.5563 | 42.7068 | 48.2882 | 54.3035 | 60.6636 | 67.3654 | 71.0896 | 74.411
CDP19 | TAS | TAS | Other renewable fuels | 0 | 0 | 0 | 0 | 0 | 0 | 0 | 0 | 0 | 0 | 0 | 0 | 0 | 0 | 0 | 0 | 0 | 0 | 0 | 0 | 0 | 0 | 0 | 0 | 0 | 0 | 0 | 0
CDP19 | TAS | TAS | DSP | 0.05 | -0.71 | -1.41 | -1.38 | -1.29 | -1.16 | -1.04 | -0.94 | -0.9 | -0.89 | -0.86 | -0.89 | -0.87 | -0.86 | -0.84 | -0.83 | -0.79 | -0.77 | -0.75 | -0.74 | -0.76 | -0.76 | -0.77 | -0.76 | -0.75 | -0.81 | -0.92 | -0.99
CDP20 | NSW | NNSW | Mid-merit gas | 0 | 0 | 0 | 0 | 0 | 0 | 0 | 0 | 0 | 0 | 0 | 0 | 0 | 0 | 0 | 0 | 0 | 0 | 0 | 0 | 0 | 0 | 0 | 0 | 0 | 0 | 0 | 0
CDP20 | NSW | NNSW | Flexible gas with CCS | 0 | 0 | 0 | 0 | 0 | 0 | 0 | 0 | 0 | 0 | 0 | 0 | 0 | 0 | 0 | 0 | 0 | 0 | 0 | 0 | 0 | 0 | 0 | 0 | 0 | 0 | 0 | 0
CDP20 | NSW | NNSW | Flexible gas | 0 | 0 | 0 | 0 | 0 | 0 | 0 | 0 | 0 | 0 | 0 | 0 | 0 | 0 | 0 | 0 | 0 | 0 | 0 | 0 | 0 | 0 | 0 | 0 | 0 | 0 | 0 | 0
CDP20 | NSW | NNSW | Hydro | 0 | 0 | 0 | 0 | 0 | 0 | 0 | 0 | 0 | 0 | 0 | 0 | 0 | 0 | 0 | 0 | 0 | 0 | 0 | 0 | 0 | 0 | 0 | 0 | 0 | 0 | 0 | 0
CDP20 | NSW | NNSW | Snowy 2.0 | 0 | 0 | 0 | 0 | 0 | 0 | 0 | 0 | 0 | 0 | 0 | 0 | 0 | 0 | 0 | 0 | 0 | 0 | 0 | 0 | 0 | 0 | 0 | 0 | 0 | 0 | 0 | 0
CDP20 | NSW | NNSW | Deep storage | 0 | 0 | 0 | 0 | 0 | 0 | 1.383e-05 | 1.524e-05 | 1.524e-05 | 1.524e-05 | 1.906e-05 | 2.65e-05 | 3.254e-05 | 3.254e-05 | 3.562e-05 | 3.868e-05 | 4.021e-05 | 4.401e-05 | 4.401e-05 | 6.338e-05 | 1000 | 1000 | 1000 | 1000 | 1000 | 1000 | 1000 | 1000
CDP20 | NSW | NNSW | Medium storage | 0 | 0 | 275 | 275.0001 | 381.778 | 1138.1954 | 1138.1954 | 1138.1954 | 1138.1954 | 1138.1954 | 1138.1954 | 1138.1954 | 1138.1954 | 1138.1954 | 1138.1954 | 1138.1954 | 1138.1954 | 1138.1954 | 1138.1954 | 1138.1954 | 1138.1956 | 1138.1956 | 1138.1956 | 1685.9704 | 1685.9704 | 2044.4498 | 2044.4498 | 2413.1958
CDP20 | NSW | NNSW | Shallow storage | 0 | 30 | 230 | 430 | 430 | 430 | 430 | 430 | 430 | 430 | 430 | 430 | 430 | 430 | 430 | 430 | 430 | 430 | 430 | 430 | 430 | 430 | 430 | 430 | 430 | 430 | 430 | 430
CDP20 | NSW | NNSW | Coordinated CER storage | 1.4111 | 2.2004 | 3.1378 | 4.0696 | 5.2015 | 6.5092 | 8.3028 | 10.6013 | 13.4299 | 16.8869 | 20.9596 | 25.6995 | 31.0392 | 37.0757 | 43.7606 | 51.0565 | 58.967 | 67.5443 | 76.7721 | 86.6761 | 97.4085 | 108.9366 | 121.1526 | 134.0682 | 147.4952 | 161.4022 | 167.974 | 173.8539
CDP20 | NSW | NNSW | Other renewable fuels | 0 | 0 | 0 | 0 | 0 | 0 | 0 | 0 | 0 | 0 | 0 | 0 | 0 | 0 | 0 | 0 | 0 | 0 | 0 | 0 | 0 | 0 | 0 | 0 | 0 | 0 | 90 | 90
CDP20 | NSW | NNSW | DSP | 0 | 0 | 0 | 0 | 0 | 0 | 0 | 0 | 0 | 0 | 0 | 0 | 0 | 0 | 0 | 0 | 0 | 0 | 0 | 0 | 0 | 0 | 0 | 0 | 0 | 0 | 0 | 0
CDP20 | NSW | CNSW | Mid-merit gas | 0 | 0 | 0 | 0 | 0 | 0 | 0 | 0 | 0 | 0 | 0 | 0 | 0 | 0 | 0 | 0 | 0 | 0 | 0 | 0 | 0 | 0 | 0 | 0 | 0 | 0 | 0 | 0
CDP20 | NSW | CNSW | Flexible gas with CCS | 0 | 0 | 0 | 0 | 0 | 0 | 0 | 0 | 0 | 0 | 0 | 0 | 0 | 0 | 0 | 0 | 0 | 0 | 0 | 0 | 0 | 0 | 0 | 0 | 0 | 0 | 0 | 0
CDP20 | NSW | CNSW | Flexible gas | 0 | 0 | 0 | 0 | 0 | 0 | 0 | 0 | 0 | 0 | 0 | 0 | 0 | 0 | 0 | 0 | 0 | 0 | 0 | 0 | 0 | 0 | 0 | 0 | 0 | 0 | 0 | 0
CDP20 | NSW | CNSW | Hydro | 0 | 0 | 0 | 0 | 0 | 0 | 0 | 0 | 0 | 0 | 0 | 0 | 0 | 0 | 0 | 0 | 0 | 0 | 0 | 0 | 0 | 0 | 0 | 0 | 0 | 0 | 0 | 0
CDP20 | NSW | CNSW | Snowy 2.0 | 0 | 0 | 0 | 0 | 0 | 0 | 0 | 0 | 0 | 0 | 0 | 0 | 0 | 0 | 0 | 0 | 0 | 0 | 0 | 0 | 0 | 0 | 0 | 0 | 0 | 0 | 0 | 0
CDP20 | NSW | CNSW | Deep storage | 0 | 0 | 0 | 0 | 0 | 0 | 0 | 0 | 0 | 0 | 0 | 0 | 0 | 0 | 0 | 0 | 0 | 0 | 0 | 0 | 0 | 0 | 0 | 0 | 0 | 0 | 0 | 0
CDP20 | NSW | CNSW | Medium storage | 0 | 549 | 549 | 917.46 | 917.46 | 957.4825 | 957.4825 | 997.5025 | 997.5025 | 997.5025 | 1037.5225 | 1037.5225 | 1037.5225 | 1077.5425 | 1077.5425 | 1077.5425 | 1077.5425 | 1077.5425 | 1077.5425 | 1117.5625 | 1117.5626 | 1157.5826 | 1157.5826 | 1157.5826 | 1197.6026 | 1197.6026 | 1197.6026 | 1237.6226
CDP20 | NSW | CNSW | Shallow storage | 0 | 20 | 30.3232 | 376.0766 | 1685.6424 | 1685.6424 | 1685.6424 | 1685.6424 | 1685.6424 | 1685.6424 | 1685.6424 | 1685.6424 | 1685.6424 | 1685.6424 | 1685.6424 | 1685.6424 | 1685.6424 | 1685.6424 | 1685.6424 | 1685.6424 | 1685.6424 | 1685.6424 | 1685.6424 | 1685.6424 | 1685.6424 | 1685.6424 | 1685.6424 | 1685.6424
CDP20 | NSW | CNSW | Coordinated CER storage | 0.59798 | 0.93451 | 1.3494 | 1.776 | 2.2689 | 2.848 | 3.8284 | 5.1416 | 6.7929 | 8.8348 | 11.2982 | 14.1756 | 17.471 | 21.2071 | 25.3812 | 29.9855 | 35.0184 | 40.4848 | 46.3919 | 52.7376 | 59.6211 | 67.0433 | 74.9132 | 83.2358 | 91.9357 | 100.9613 | 105.2226 | 109.0428
CDP20 | NSW | CNSW | Other renewable fuels | 0 | 0 | 0 | 0 | 0 | 0 | 0 | 0 | 0 | 0 | 0 | 0 | 0 | 0 | 0 | 0 | 0 | 0 | 0 | 0 | 0 | 0 | 0 | 0 | 0 | 30 | 90 | 90
CDP20 | NSW | CNSW | DSP | 0 | 0 | 0 | 0 | 0 | 0 | 0 | 0 | 0 | 0 | 0 | 0 | 0 | 0 | 0 | 0 | 0 | 0 | 0 | 0 | 0 | 0 | 0 | 0 | 0 | 0 | 0 | 0
CDP20 | NSW | SNSW | Mid-merit gas | 0 | 0 | 0 | 0 | 0 | 0 | 0 | 0 | 0 | 0 | 0 | 0 | 0 | 0 | 0 | 0 | 0 | 0 | 0 | 0 | 0 | 0 | 0 | 0 | 0 | 0 | 0 | 0
CDP20 | NSW | SNSW | Flexible gas with CCS | 0 | 0 | 0 | 0 | 0 | 0 | 0 | 0 | 0 | 0 | 0 | 0 | 0 | 0 | 0 | 0 | 0 | 0 | 0 | 0 | 0 | 0 | 0 | 0 | 0 | 0 | 0 | 0
CDP20 | NSW | SNSW | Flexible gas | 0 | 0 | 0 | 0 | 0 | 0 | 0 | 0 | 0 | 0 | 0 | 0 | 0 | 0 | 0 | 0 | 0 | 0 | 0 | 0 | 0 | 0 | 0 | 0 | 0 | 0 | 0 | 0
CDP20 | NSW | SNSW | Hydro | 0 | 0 | 0 | 0 | 0 | 0 | 0 | 0 | 0 | 0 | 0 | 0 | 0 | 0 | 0 | 0 | 0 | 0 | 0 | 0 | 0 | 0 | 0 | 0 | 0 | 0 | 0 | 0
CDP20 | NSW | SNSW | Snowy 2.0 | 0 | 0 | 0 | 0 | 2200 | 2200 | 2200 | 2200 | 2200 | 2200 | 2200 | 2200 | 2200 | 2200 | 2200 | 2200 | 2200 | 2200 | 2200 | 2200 | 2200 | 2200 | 2200 | 2200 | 2200 | 2200 | 2200 | 2200
CDP20 | NSW | SNSW | Deep storage | 0 | 0 | 0 | 0 | 0 | 0 | 0 | 0 | 0 | 0 | 0 | 0 | 0 | 0 | 0 | 0 | 0 | 0 | 0 | 0 | 0 | 0 | 0 | 0 | 0 | 0 | 0 | 0
CDP20 | NSW | SNSW | Medium storage | 0 | 50 | 50 | 250 | 250 | 250.0014 | 250.0014 | 250.0014 | 250.0014 | 250.0014 | 250.0014 | 250.0014 | 250.0014 | 250.0014 | 250.0014 | 250.0014 | 250.0014 | 250.0014 | 250.0014 | 250.0015 | 250.0015 | 250.0015 | 250.0015 | 250.0016 | 250.0016 | 250.0016 | 250.0016 | 250.0016
CDP20 | NSW | SNSW | Shallow storage | 10 | 19.9 | 19.9 | 19.9 | 19.9 | 20.89 | 20.89 | 21.88 | 21.88 | 21.88 | 22.87 | 22.87 | 22.87 | 23.86 | 23.86 | 23.86 | 23.86 | 23.86 | 23.86 | 24.85 | 24.85 | 25.84 | 25.84 | 25.84 | 25.84 | 25.84 | 25.84 | 25.84
CDP20 | NSW | SNSW | Coordinated CER storage | 1.2069 | 1.9069 | 2.7656 | 3.7048 | 4.823 | 6.104 | 7.6428 | 9.603 | 12.0552 | 15.0904 | 18.749 | 23.0893 | 28.0961 | 33.8541 | 40.3371 | 47.5032 | 55.3701 | 64.0005 | 73.4087 | 83.6216 | 94.7478 | 106.9435 | 120.0443 | 134.0558 | 148.7861 | 164.2479 | 172.2574 | 179.4936
CDP20 | NSW | SNSW | Other renewable fuels | 0 | 0 | 0 | 0 | 0 | 0 | 0 | 0 | 0 | 0 | 0 | 0 | 0 | 0 | 0 | 0 | 0 | 0 | 0 | 0 | 0 | 0 | 0 | 0 | 0 | 0 | 0 | 0
CDP20 | NSW | SNSW | DSP | 0 | 0 | 0 | 0 | 0 | 0 | 0 | 0 | 0 | 0 | 0 | 0 | 0 | 0 | 0 | 0 | 0 | 0 | 0 | 0 | 0 | 0 | 0 | 0 | 0 | 0 | 0 | 0
CDP20 | NSW | SNW | Mid-merit gas | 0 | 0 | 0 | 0 | 0 | 0 | 0 | 0 | 0 | 0 | 0 | 0 | 0 | 0 | 0 | 0 | 0 | 0 | 0 | 0 | 0 | 0 | 0 | 0 | 0 | 0 | 0 | 0
CDP20 | NSW | SNW | Flexible gas with CCS | 0 | 0 | 0 | 0 | 0 | 0 | 0 | 0 | 0 | 0 | 0 | 0 | 0 | 0 | 0 | 0 | 0 | 0 | 0 | 0 | 0 | 0 | 0 | 0 | 0 | 0 | 0 | 0
CDP20 | NSW | SNW | Flexible gas | 0 | 0 | 0 | 0 | 0 | 0 | 0 | 0 | 0 | 0 | 0 | 0 | 0 | 0 | 0 | 0 | 0 | 0 | 261.7984 | 968.6769 | 2029.7369 | 2029.7369 | 2029.7369 | 2029.7369 | 2029.7369 | 2029.7369 | 2029.7369 | 2029.7369
CDP20 | NSW | SNW | Hydro | 0 | 0 | 0 | 0 | 0 | 0 | 0 | 0 | 0 | 0 | 0 | 0 | 0 | 0 | 0 | 0 | 0 | 0 | 0 | 0 | 0 | 0 | 0 | 0 | 0 | 0 | 0 | 0
CDP20 | NSW | SNW | Snowy 2.0 | 0 | 0 | 0 | 0 | 0 | 0 | 0 | 0 | 0 | 0 | 0 | 0 | 0 | 0 | 0 | 0 | 0 | 0 | 0 | 0 | 0 | 0 | 0 | 0 | 0 | 0 | 0 | 0
CDP20 | NSW | SNW | Deep storage | 0 | 0 | 0 | 0 | 0 | 0 | 0 | 0 | 0 | 0 | 0 | 0 | 0 | 0 | 0 | 0 | 0 | 0 | 0 | 0 | 0 | 0 | 0 | 0 | 0 | 0 | 0 | 0
CDP20 | NSW | SNW | Medium storage | 0 | 889.1453 | 889.1453 | 889.1453 | 889.1453 | 1451.946 | 1451.946 | 1451.946 | 1451.946 | 1451.946 | 1451.946 | 1451.946 | 1451.946 | 1451.946 | 1451.946 | 1451.946 | 1451.946 | 1451.946 | 1451.946 | 1451.946 | 1451.946 | 1451.946 | 1451.946 | 1451.9461 | 1451.9461 | 1451.9464 | 1451.9464 | 1451.9464
CDP20 | NSW | SNW | Shallow storage | 0 | 632.712 | 632.7161 | 632.7184 | 744.9994 | 787.3354 | 1414.8874 | 1487.4634 | 1487.4634 | 1487.4634 | 1560.0394 | 1560.0394 | 1560.0394 | 1632.6154 | 1632.6154 | 1632.6154 | 1632.6154 | 1632.6154 | 1632.6154 | 1705.1914 | 1705.1914 | 1777.7674 | 1777.7674 | 1777.7674 | 1850.3434 | 1850.3434 | 1850.3434 | 1922.9194
CDP20 | NSW | SNW | Coordinated CER storage | 5.6995 | 8.9871 | 12.8326 | 16.9571 | 21.9697 | 27.6663 | 37.1937 | 49.6005 | 65.1327 | 84.2739 | 107.1493 | 134.0014 | 164.6224 | 199.4384 | 238.3244 | 281.0862 | 327.7038 | 378.3827 | 433.0554 | 491.83 | 555.0637 | 623.7244 | 696.5772 | 773.7214 | 854.3051 | 938.1119 | 977.5203 | 1012.8282
CDP20 | NSW | SNW | Other renewable fuels | 0 | 0 | 0 | 0 | 0 | 0 | 0 | 0 | 0 | 0 | 0 | 0 | 0 | 0 | 0 | 0 | 0 | 0 | 0 | 0 | 0 | 0 | 0 | 0 | 0 | 90 | 90 | 90
CDP20 | NSW | SNW | DSP | 6.2 | 12.66 | 21.31 | 162.35 | 348.57 | 513.64 | 583.98 | 654.28 | 724.54 | 733.3 | 742.8 | 750.47 | 760.19 | 768.7 | 779.55 | 788.11 | 799.57 | 801.47 | 805.15 | 811.59 | 809.52 | 812.34 | 814.56 | 812.98 | 816.87 | 821.19 | 829.44 | 848.51
CDP20 | QLD | NQ | Mid-merit gas | 0 | 0 | 0 | 0 | 0 | 0 | 0 | 0 | 0 | 0 | 0 | 0 | 0 | 0 | 0 | 0 | 0 | 0 | 0 | 0 | 0 | 0 | 0 | 0 | 0 | 0 | 0 | 0
CDP20 | QLD | NQ | Flexible gas with CCS | 0 | 0 | 0 | 0 | 0 | 0 | 0 | 0 | 0 | 0 | 0 | 0 | 0 | 0 | 0 | 0 | 0 | 0 | 0 | 0 | 0 | 0 | 0 | 0 | 0 | 0 | 0 | 0
CDP20 | QLD | NQ | Flexible gas | 0 | 0 | 0 | 0 | 0 | 0 | 0 | 0 | 0 | 0 | 0 | 0 | 0 | 0 | 0 | 0 | 0 | 0 | 0 | 0 | 0 | 0 | 0 | 0 | 0 | 0 | 0 | 0
CDP20 | QLD | NQ | Hydro | 0 | 0 | 0 | 0 | 0 | 0 | 0 | 0 | 0 | 0 | 0 | 0 | 0 | 0 | 0 | 0 | 0 | 0 | 0 | 0 | 0 | 0 | 0 | 0 | 0 | 0 | 0 | 0
CDP20 | QLD | NQ | Borumba | 0 | 0 | 0 | 0 | 0 | 0 | 0 | 0 | 0 | 0 | 0 | 0 | 0 | 0 | 0 | 0 | 0 | 0 | 0 | 0 | 0 | 0 | 0 | 0 | 0 | 0 | 0 | 0
CDP20 | QLD | NQ | Deep storage | 0 | 0 | 0 | 0 | 0 | 0 | 9.35e-06 | 9.35e-06 | 1.371e-05 | 7.474e-05 | 7.474e-05 | 7.474e-05 | 7.474e-05 | 7.474e-05 | 7.811e-05 | 7.811e-05 | 7.811e-05 | 7.811e-05 | 7.811e-05 | 8.176e-05 | 0.00019303 | 0.00020531 | 5.25 | 19.6802 | 156.665 | 180.3999 | 180.3999 | 180.3999
CDP20 | QLD | NQ | Medium storage | 0 | 0 | 0 | 1.739e-05 | 2.121e-05 | 3.22e-05 | 3.22e-05 | 3.364e-05 | 3.59e-05 | 4.617e-05 | 4.617e-05 | 4.617e-05 | 6.786e-05 | 0.00010446 | 0.00010913 | 0.00010913 | 0.00010913 | 0.00010913 | 0.00010913 | 0.00010913 | 0.00015159 | 0.00023661 | 0.00033092 | 0.00033092 | 0.00033092 | 0.00033092 | 0.00033092 | 0.00033092
CDP20 | QLD | NQ | Shallow storage | 0 | 0 | 300 | 300 | 300 | 300 | 300 | 300 | 300 | 300 | 300 | 300 | 300 | 300 | 300 | 300 | 300 | 300 | 300 | 300 | 300 | 300 | 300 | 300 | 300 | 300 | 300 | 300
CDP20 | QLD | NQ | Coordinated CER storage | 0.54674 | 0.92286 | 1.3551 | 1.8536 | 2.45 | 3.1702 | 4.191 | 5.5164 | 7.1545 | 9.1658 | 11.5718 | 14.4017 | 17.6021 | 21.2441 | 25.3028 | 29.7336 | 34.558 | 39.7965 | 45.4592 | 51.5796 | 58.257 | 65.4644 | 73.1388 | 81.3134 | 89.8287 | 98.6792 | 103.0372 | 107.0137
CDP20 | QLD | NQ | Other renewable fuels | 0 | 0 | 0 | 0 | 0 | 0 | 0 | 0 | 0 | 0 | 0 | 0 | 0 | 0 | 0 | 0 | 0 | 0 | 0 | 0 | 0 | 0 | 0 | 0 | 0 | 0 | 0 | 0
CDP20 | QLD | NQ | DSP | 0 | 0 | 0 | 0 | 0 | 0 | 0 | 0 | 0 | 0 | 0 | 0 | 0 | 0 | 0 | 0 | 0 | 0 | 0 | 0 | 0 | 0 | 0 | 0 | 0 | 0 | 0 | 0
CDP20 | QLD | GG | Mid-merit gas | 0 | 0 | 0 | 0 | 0 | 0 | 0 | 0 | 0 | 0 | 0 | 0 | 0 | 0 | 0 | 0 | 0 | 0 | 0 | 0 | 0 | 0 | 0 | 0 | 0 | 0 | 0 | 0
CDP20 | QLD | GG | Flexible gas with CCS | 0 | 0 | 0 | 0 | 0 | 0 | 0 | 0 | 0 | 0 | 0 | 0 | 0 | 0 | 0 | 0 | 0 | 0 | 0 | 0 | 0 | 0 | 0 | 0 | 0 | 0 | 0 | 0
CDP20 | QLD | GG | Flexible gas | 0 | 0 | 0 | 0 | 0 | 0 | 0 | 0 | 0 | 0 | 0 | 0 | 0 | 0 | 0 | 0 | 0 | 0 | 0 | 0 | 0 | 0 | 0 | 0 | 0 | 0 | 0 | 0
CDP20 | QLD | GG | Hydro | 0 | 0 | 0 | 0 | 0 | 0 | 0 | 0 | 0 | 0 | 0 | 0 | 0 | 0 | 0 | 0 | 0 | 0 | 0 | 0 | 0 | 0 | 0 | 0 | 0 | 0 | 0 | 0
CDP20 | QLD | GG | Borumba | 0 | 0 | 0 | 0 | 0 | 0 | 0 | 0 | 0 | 0 | 0 | 0 | 0 | 0 | 0 | 0 | 0 | 0 | 0 | 0 | 0 | 0 | 0 | 0 | 0 | 0 | 0 | 0
CDP20 | QLD | GG | Deep storage | 0 | 0 | 0 | 0 | 0 | 0 | 0 | 0 | 0 | 0 | 0 | 0 | 0 | 0 | 0 | 0 | 0 | 0 | 0 | 0 | 0 | 0 | 0 | 0 | 0 | 0 | 0 | 0
CDP20 | QLD | GG | Medium storage | 0 | 0 | 0 | 2.237e-05 | 2.237e-05 | 4.975e-05 | 4.975e-05 | 5.192e-05 | 5.969e-05 | 7.281e-05 | 7.281e-05 | 7.281e-05 | 0.00010308 | 0.00017713 | 0.00018519 | 0.00018519 | 0.00018519 | 0.00018519 | 0.00018519 | 0.00018853 | 0.0002008 | 8.5549 | 34.6747 | 84.485 | 84.4851 | 533.4183 | 533.4183 | 784.1627
CDP20 | QLD | GG | Shallow storage | 0 | 400 | 400 | 400 | 400 | 400 | 400 | 400 | 400 | 400 | 400 | 400 | 400 | 400 | 400 | 400 | 400 | 400 | 400 | 400 | 400 | 400 | 400 | 400 | 400 | 400 | 400 | 400
CDP20 | QLD | GG | Coordinated CER storage | 0.026819 | 0.047887 | 0.071533 | 0.10153 | 0.13366 | 0.17572 | 0.25891 | 0.37299 | 0.52211 | 0.70955 | 0.93712 | 1.2071 | 1.5192 | 1.8769 | 2.2784 | 2.7246 | 3.2136 | 3.7508 | 4.3361 | 4.969 | 5.6604 | 6.4065 | 7.2009 | 8.0431 | 8.9264 | 9.8483 | 10.2976 | 10.7049
CDP20 | QLD | GG | Other renewable fuels | 0 | 0 | 0 | 0 | 0 | 0 | 0 | 0 | 0 | 0 | 0 | 0 | 0 | 0 | 0 | 0 | 0 | 0 | 0 | 0 | 0 | 0 | 0 | 0 | 0 | 0 | 0 | 0
CDP20 | QLD | GG | DSP | 0 | 0 | 0 | 0 | 0 | 0 | 0 | 0 | 0 | 0 | 0 | 0 | 0 | 0 | 0 | 0 | 0 | 0 | 0 | 0 | 0 | 0 | 0 | 0 | 0 | 0 | 0 | 0
CDP20 | QLD | CQ | Mid-merit gas | 0 | 0 | 0 | 0 | 0 | 0 | 0 | 0 | 0 | 0 | 0 | 0 | 0 | 0 | 0 | 0 | 0 | 0 | 0 | 0 | 0 | 0 | 0 | 0 | 0 | 0 | 0 | 0
CDP20 | QLD | CQ | Flexible gas with CCS | 0 | 0 | 0 | 0 | 0 | 0 | 0 | 0 | 0 | 0 | 0 | 0 | 0 | 0 | 0 | 0 | 0 | 0 | 0 | 0 | 0 | 0 | 0 | 0 | 0 | 0 | 0 | 0
CDP20 | QLD | CQ | Flexible gas | 0 | 0 | 0 | 0 | 0 | 0 | 0 | 0 | 0 | 0 | 0 | 0 | 0 | 0 | 0 | 0 | 0 | 0 | 0 | 0 | 0 | 0 | 0 | 0 | 0 | 0 | 0 | 0
CDP20 | QLD | CQ | Hydro | 0 | 0 | 0 | 0 | 0 | 0 | 0 | 0 | 0 | 0 | 0 | 0 | 0 | 0 | 0 | 0 | 0 | 0 | 0 | 0 | 0 | 0 | 0 | 0 | 0 | 0 | 0 | 0
CDP20 | QLD | CQ | Borumba | 0 | 0 | 0 | 0 | 0 | 0 | 0 | 0 | 0 | 0 | 0 | 0 | 0 | 0 | 0 | 0 | 0 | 0 | 0 | 0 | 0 | 0 | 0 | 0 | 0 | 0 | 0 | 0
CDP20 | QLD | CQ | Deep storage | 0 | 0 | 0 | 0 | 0 | 0 | 9.5e-06 | 9.5e-06 | 1.488e-05 | 6.253e-05 | 6.253e-05 | 6.253e-05 | 6.253e-05 | 6.253e-05 | 6.604e-05 | 6.604e-05 | 6.604e-05 | 6.604e-05 | 6.604e-05 | 6.707e-05 | 0.00027521 | 0.00028647 | 0.00029319 | 0.00029882 | 28.6069 | 341.2145 | 341.2145 | 400
CDP20 | QLD | CQ | Medium storage | 0 | 0 | 0 | 2.466e-05 | 3.023e-05 | 5.066e-05 | 6.128e-05 | 6.284e-05 | 7.727e-05 | 0.00014835 | 0.00014835 | 0.00014835 | 0.00017346 | 0.00024725 | 0.00025925 | 0.00025925 | 0.00025925 | 0.00025925 | 0.00025925 | 0.00026261 | 0.00028444 | 8.5465 | 34.6339 | 83.8773 | 83.8778 | 587.3821 | 587.3821 | 861.0921
CDP20 | QLD | CQ | Shallow storage | 0 | 0 | 0 | 150 | 150 | 150 | 150 | 150 | 150 | 150 | 150 | 150 | 150 | 150 | 150 | 150 | 150 | 150 | 150 | 150 | 150 | 150 | 150 | 150 | 150 | 150 | 150 | 150
CDP20 | QLD | CQ | Coordinated CER storage | 0.49915 | 0.855 | 1.2505 | 1.7306 | 2.2741 | 2.9451 | 4.0203 | 5.4257 | 7.2073 | 9.4204 | 12.0769 | 15.2024 | 18.7874 | 22.8688 | 27.4354 | 32.4602 | 37.9331 | 43.9154 | 50.3996 | 57.404 | 65.0752 | 73.3346 | 82.131 | 91.474 | 101.254 | 111.4193 | 116.4019 | 120.9195
CDP20 | QLD | CQ | Other renewable fuels | 0 | 0 | 0 | 0 | 0 | 0 | 0 | 0 | 0 | 0 | 0 | 0 | 0 | 0 | 0 | 0 | 0 | 0 | 0 | 0 | 0 | 0 | 0 | 0 | 0 | 0 | 0 | 0
CDP20 | QLD | CQ | DSP | 0 | 0 | 0 | 0 | 0 | 0 | 0 | 0 | 0 | 0 | 0 | 0 | 0 | 0 | 0 | 0 | 0 | 0 | 0 | 0 | 0 | 0 | 0 | 0 | 0 | 0 | 0 | 0
CDP20 | QLD | SQ | Mid-merit gas | 0 | 0 | 0 | 0 | 0 | 0 | 0 | 0 | 0 | 0 | 0 | 0 | 0 | 0 | 0 | 0 | 0 | 0 | 0 | 0 | 0 | 0 | 0 | 0 | 0 | 0 | 0 | 0
CDP20 | QLD | SQ | Flexible gas with CCS | 0 | 0 | 0 | 0 | 0 | 0 | 0 | 0 | 0 | 0 | 0 | 0 | 0 | 0 | 0 | 0 | 0 | 0 | 0 | 0 | 0 | 0 | 0 | 0 | 0 | 0 | 0 | 0
CDP20 | QLD | SQ | Flexible gas | 0 | 0 | 200 | 200 | 200 | 200 | 200 | 200 | 200 | 354.4276 | 354.4276 | 354.4276 | 374.8508 | 606.7234 | 816.3347 | 1233.5817 | 1447.1365 | 2227.6583 | 2885.0721 | 2885.0721 | 2885.0721 | 2885.0721 | 3329.7398 | 3329.7398 | 3329.7398 | 3329.7398 | 3329.7398 | 3473.134
CDP20 | QLD | SQ | Hydro | 0 | 0 | 0 | 0 | 0 | 0 | 0 | 0 | 0 | 0 | 0 | 0 | 0 | 0 | 0 | 0 | 0 | 0 | 0 | 0 | 0 | 0 | 0 | 0 | 0 | 0 | 0 | 0
CDP20 | QLD | SQ | Borumba | 0 | 0 | 0 | 0 | 0 | 0 | 0 | 1998 | 1998 | 1998 | 1998 | 1998 | 1998 | 1998 | 1998 | 1998 | 1998 | 1998 | 1998 | 1998 | 1998 | 1998 | 1998 | 1998 | 1998 | 1998 | 1998 | 1998
CDP20 | QLD | SQ | Deep storage | 0 | 0 | 0 | 0 | 0 | 0 | 0 | 0 | 0 | 0 | 0 | 0 | 0 | 0 | 0 | 0 | 0 | 0 | 0 | 0 | 0 | 0 | 0 | 0 | 0 | 0 | 0 | 0
CDP20 | QLD | SQ | Medium storage | 0 | 0 | 0 | 1.791e-05 | 2.318e-05 | 4.208e-05 | 4.208e-05 | 4.208e-05 | 4.493e-05 | 5.821e-05 | 5.821e-05 | 5.821e-05 | 7.732e-05 | 0.00014303 | 0.0001507 | 0.0001507 | 0.0001507 | 0.0001507 | 0.0001507 | 0.0001507 | 0.00017081 | 0.00066205 | 577.9472 | 577.9472 | 577.9472 | 823.4631 | 823.4631 | 823.4631
CDP20 | QLD | SQ | Shallow storage | 714.16 | 1020.16 | 1020.16 | 1020.16 | 1020.16 | 1020.16 | 1020.16 | 1020.16 | 1020.16 | 1020.16 | 1020.16 | 1020.16 | 1020.16 | 1020.16 | 1020.16 | 1020.16 | 1020.16 | 1020.16 | 1020.16 | 1020.16 | 1020.16 | 1020.16 | 1020.16 | 1020.16 | 1020.16 | 1020.16 | 1020.16 | 1020.16
CDP20 | QLD | SQ | Coordinated CER storage | 2.6949 | 4.6149 | 6.8273 | 9.399 | 12.4206 | 16.2636 | 22.9345 | 31.7049 | 42.7505 | 56.464 | 72.9637 | 92.4549 | 114.7868 | 140.326 | 168.9326 | 200.4226 | 234.721 | 272.1627 | 312.8429 | 356.7965 | 404.3261 | 456.2111 | 511.5074 | 570.2605 | 631.7811 | 695.9349 | 727.3631 | 755.8908
CDP20 | QLD | SQ | Other renewable fuels | 0 | 0 | 0 | 0 | 0 | 0 | 0 | 0 | 0 | 0 | 0 | 0 | 0 | 0 | 0 | 0 | 0 | 0 | 0 | 0 | 0 | 0 | 0 | 0 | 0 | 0 | 90 | 90
CDP20 | QLD | SQ | DSP | 3.25 | 5.13 | 9.91 | 13.47 | 17.87 | 1.79 | 7.34 | 11.4 | 15.32 | 20.33 | 25.8 | 31.69 | 38.24 | 42.35 | 46.79 | 53.33 | 57.04 | 59.69 | 63.14 | 66.16 | 68.23 | 70.89 | 74.75 | 77.21 | 85.81 | 92.63 | 99.97 | 101.49
CDP20 | VIC | VIC | Mid-merit gas | 0 | 0 | 0 | 0 | 0 | 0 | 0 | 0 | 0 | 0 | 0 | 0 | 0 | 0 | 0 | 0 | 0 | 0 | 0 | 0 | 0 | 0 | 0 | 0 | 0 | 0 | 0 | 0
CDP20 | VIC | VIC | Flexible gas with CCS | 0 | 0 | 0 | 0 | 0 | 0 | 0 | 0 | 0 | 0 | 0 | 0 | 0 | 0 | 0 | 0 | 0 | 0 | 0 | 0 | 0 | 0 | 0 | 0 | 0 | 0 | 0 | 0
CDP20 | VIC | VIC | Flexible gas | 0 | 0 | 0 | 0 | 0 | 0 | 0 | 0 | 0 | 0 | 0 | 0 | 0 | 0 | 0 | 0 | 0 | 0 | 52.9388 | 52.9388 | 52.9388 | 52.9388 | 52.9388 | 698.3922 | 698.3922 | 698.3922 | 698.3922 | 1616.062
CDP20 | VIC | VIC | Hydro | 0 | 0 | 0 | 0 | 0 | 0 | 0 | 0 | 0 | 0 | 0 | 0 | 0 | 0 | 0 | 0 | 0 | 0 | 0 | 0 | 0 | 0 | 0 | 0 | 0 | 0 | 0 | 0
CDP20 | VIC | VIC | Deep storage | 0 | 0 | 0 | 0 | 0 | 0 | 8.71e-06 | 1.763e-05 | 4.484e-05 | 0.00010039 | 0.00010039 | 0.00010039 | 0.00010039 | 0.00010039 | 0.00010147 | 0.00010286 | 0.00010532 | 0.00010532 | 0.00010532 | 0.00010532 | 551.8326 | 551.8326 | 551.8326 | 551.8326 | 551.8326 | 551.8326 | 551.8326 | 557.1707
CDP20 | VIC | VIC | Medium storage | 0 | 0 | 350 | 350 | 350 | 350 | 350 | 350 | 350 | 350.0001 | 350.0001 | 350.0001 | 350.0001 | 350.0001 | 350.0001 | 350.0001 | 350.0001 | 350.0001 | 350.0001 | 350.0001 | 350.0001 | 350.0001 | 350.0001 | 350.0004 | 350.0004 | 350.0004 | 350.0004 | 350.0004
CDP20 | VIC | VIC | Shallow storage | 180 | 1691.51 | 1756.3104 | 2212.5131 | 2212.5131 | 2421.4 | 2428.7 | 2940.3999 | 3451.3399 | 4013.0398 | 5621.9197 | 5621.9197 | 5628.5197 | 5628.5197 | 5628.5197 | 5628.5197 | 5628.5197 | 5628.5197 | 5628.5197 | 5628.5197 | 5635.1197 | 5635.1197 | 5635.1197 | 5635.1197 | 5635.1197 | 5635.1197 | 5635.1197 | 5635.1197
CDP20 | VIC | VIC | Coordinated CER storage | 8.9163 | 14.4987 | 20.4798 | 27.3899 | 35.853 | 45.8051 | 59.1688 | 76.2585 | 97.3343 | 123.084 | 153.6475 | 189.3602 | 229.872 | 275.8842 | 327.0848 | 383.0564 | 443.7316 | 509.6502 | 580.9109 | 657.633 | 740.6541 | 830.7914 | 926.6572 | 1028.3543 | 1134.4025 | 1244.5508 | 1298.531 | 1347.4871
CDP20 | VIC | VIC | Other renewable fuels | 0 | 0 | 0 | 0 | 0 | 0 | 0 | 0 | 0 | 0 | 0 | 0 | 0 | 0 | 0 | 0 | 0 | 0 | 0 | 0 | 0 | 0 | 0 | 0 | 0 | 0 | 90 | 90
CDP20 | VIC | VIC | DSP | 2.06 | 5.47 | -2.91 | 1.75 | 7.82 | 14.87 | 19.28 | 25.16 | 29.26 | 33.97 | 36.82 | 39.34 | 41.6 | 44.07 | 46.76 | 49.93 | 53.23 | 55.16 | 57.69 | 59.14 | 59.83 | 61.47 | 61.87 | 60.96 | 59.14 | 58.56 | 59.5 | 61.38
CDP20 | SA | CSA | Mid-merit gas | 0 | 0 | 0 | 0 | 0 | 0 | 0 | 0 | 0 | 0 | 0 | 0 | 0 | 0 | 0 | 0 | 0 | 0 | 0 | 0 | 0 | 0 | 0 | 0 | 0 | 0 | 0 | 0
CDP20 | SA | CSA | Flexible gas with CCS | 0 | 0 | 0 | 0 | 0 | 0 | 0 | 0 | 0 | 0 | 0 | 0 | 0 | 0 | 0 | 0 | 0 | 0 | 0 | 0 | 0 | 0 | 0 | 0 | 0 | 0 | 0 | 0
CDP20 | SA | CSA | Flexible gas | 0 | 200 | 200 | 200 | 200 | 200 | 200 | 200 | 200 | 391.5584 | 465 | 465 | 465 | 465 | 465 | 465 | 465 | 465 | 553.9089 | 908.0904 | 908.0904 | 908.0904 | 908.0904 | 908.0904 | 908.0904 | 908.0904 | 908.0904 | 908.0904
CDP20 | SA | CSA | Hydro | 0 | 0 | 0 | 0 | 0 | 0 | 0 | 0 | 0 | 0 | 0 | 0 | 0 | 0 | 0 | 0 | 0 | 0 | 0 | 0 | 0 | 0 | 0 | 0 | 0 | 0 | 0 | 0
CDP20 | SA | CSA | Deep storage | 0 | 0 | 0 | 0 | 0 | 0 | 4.78e-06 | 4.78e-06 | 4.78e-06 | 6.59e-06 | 6.59e-06 | 6.59e-06 | 6.59e-06 | 1.081e-05 | 1.25e-05 | 1.25e-05 | 1.25e-05 | 1.25e-05 | 1.25e-05 | 1.25e-05 | 1.864e-05 | 1.864e-05 | 1.864e-05 | 1.97e-05 | 1.97e-05 | 2.126e-05 | 2.126e-05 | 2.306e-05
CDP20 | SA | CSA | Medium storage | 0 | 0 | 0 | 2.019e-05 | 2.552e-05 | 3.44e-05 | 3.44e-05 | 3.44e-05 | 3.692e-05 | 4.029e-05 | 4.029e-05 | 4.029e-05 | 4.029e-05 | 6.718e-05 | 7.255e-05 | 7.255e-05 | 7.255e-05 | 7.255e-05 | 7.255e-05 | 7.987e-05 | 9.503e-05 | 9.857e-05 | 0.00010178 | 1081.4424 | 1081.4424 | 1571.9091 | 1571.9091 | 1571.9091
CDP20 | SA | CSA | Shallow storage | 200 | 494.98 | 1113.1788 | 2289.7921 | 2295.8121 | 2295.8121 | 2295.8121 | 2295.8121 | 2295.8121 | 2295.8121 | 2295.8121 | 2295.8121 | 2295.8121 | 2295.8121 | 2295.8121 | 2295.8121 | 2295.8121 | 2295.8121 | 2301.8321 | 2301.8321 | 2301.8321 | 2301.8321 | 2301.8321 | 2301.8321 | 2301.8321 | 2301.8321 | 2301.8321 | 2301.8321
CDP20 | SA | CSA | Coordinated CER storage | 16.7205 | 23.834 | 30.7542 | 38.4284 | 46.3958 | 56.1694 | 65.5626 | 76.1609 | 87.8108 | 100.9146 | 115.316 | 131.1314 | 147.8365 | 166.0114 | 185.1899 | 204.9252 | 225.1394 | 246.2665 | 268.3666 | 291.4341 | 316.4262 | 343.1106 | 371.0707 | 400.3204 | 429.9417 | 459.8761 | 474.9413 | 488.2607
CDP20 | SA | CSA | Other renewable fuels | 0 | 0 | 0 | 0 | 0 | 0 | 0 | 0 | 0 | 0 | 0 | 0 | 0 | 0 | 0 | 0 | 0 | 0 | 0 | 0 | 0 | 0 | 0 | 0 | 0 | 0 | 0 | 0
CDP20 | SA | CSA | DSP | 0.71 | 1.71 | 2.99 | 4.28 | 4.85 | 5.57 | 6.09 | 6.75 | 7.31 | 8.12 | 8.79 | 9.5 | 10.12 | 10.65 | 11.15 | 11.67 | 12.28 | 12.76 | 13.22 | 13.5 | 13.63 | 13.47 | 13.24 | 12.87 | 12.46 | 12.52 | 12.77 | 13.08
CDP20 | SA | SESA | Mid-merit gas | 0 | 0 | 0 | 0 | 0 | 0 | 0 | 0 | 0 | 0 | 0 | 0 | 0 | 0 | 0 | 0 | 0 | 0 | 0 | 0 | 0 | 0 | 0 | 0 | 0 | 0 | 0 | 0
CDP20 | SA | SESA | Flexible gas with CCS | 0 | 0 | 0 | 0 | 0 | 0 | 0 | 0 | 0 | 0 | 0 | 0 | 0 | 0 | 0 | 0 | 0 | 0 | 0 | 0 | 0 | 0 | 0 | 0 | 0 | 0 | 0 | 0
CDP20 | SA | SESA | Flexible gas | 0 | 0 | 0 | 0 | 0 | 0 | 0 | 0 | 0 | 0 | 0 | 0 | 0 | 0 | 0 | 0 | 0 | 0 | 0 | 0 | 0 | 0 | 0 | 0 | 0 | 0 | 0 | 0
CDP20 | SA | SESA | Hydro | 0 | 0 | 0 | 0 | 0 | 0 | 0 | 0 | 0 | 0 | 0 | 0 | 0 | 0 | 0 | 0 | 0 | 0 | 0 | 0 | 0 | 0 | 0 | 0 | 0 | 0 | 0 | 0
CDP20 | SA | SESA | Deep storage | 0 | 0 | 0 | 0 | 0 | 0 | 0 | 0 | 0 | 0 | 0 | 0 | 0 | 0 | 0 | 0 | 0 | 0 | 0 | 0 | 0 | 0 | 0 | 0 | 0 | 0 | 0 | 0
CDP20 | SA | SESA | Medium storage | 0 | 0 | 0 | 1.961e-05 | 2.492e-05 | 3.29e-05 | 3.29e-05 | 3.407e-05 | 3.535e-05 | 3.858e-05 | 3.858e-05 | 3.858e-05 | 3.975e-05 | 6.237e-05 | 6.804e-05 | 6.804e-05 | 6.804e-05 | 6.804e-05 | 6.804e-05 | 7.989e-05 | 8.935e-05 | 9.196e-05 | 0.00013097 | 39.829 | 39.829 | 39.829 | 39.829 | 39.829
CDP20 | SA | SESA | Shallow storage | 0 | 0 | 0 | 0 | 0 | 0 | 0 | 0 | 0 | 0 | 0 | 0 | 0 | 0 | 0 | 0 | 0 | 0 | 0 | 0 | 0 | 0 | 0 | 0 | 0 | 0 | 0 | 0
CDP20 | SA | SESA | Coordinated CER storage | 0.61122 | 0.88308 | 1.1524 | 1.4493 | 1.7585 | 2.151 | 2.5347 | 2.9572 | 3.4253 | 3.9705 | 4.6092 | 5.2767 | 6.0254 | 6.8004 | 7.6143 | 8.4664 | 9.35 | 10.2723 | 11.2305 | 12.2735 | 13.437 | 14.6473 | 15.9009 | 17.214 | 18.5458 | 19.8997 | 20.5756 | 21.2128
CDP20 | SA | SESA | Other renewable fuels | 0 | 0 | 0 | 0 | 0 | 0 | 0 | 0 | 0 | 0 | 0 | 0 | 0 | 0 | 0 | 0 | 0 | 0 | 0 | 0 | 0 | 0 | 0 | 0 | 0 | 0 | 0 | 0
CDP20 | SA | SESA | DSP | 0 | 0 | 0 | 0 | 0 | 0 | 0 | 0 | 0 | 0 | 0 | 0 | 0 | 0 | 0 | 0 | 0 | 0 | 0 | 0 | 0 | 0 | 0 | 0 | 0 | 0 | 0 | 0
CDP20 | TAS | TAS | Mid-merit gas | 0 | 0 | 0 | 0 | 0 | 0 | 0 | 0 | 0 | 0 | 0 | 0 | 0 | 0 | 0 | 0 | 0 | 0 | 0 | 0 | 0 | 0 | 0 | 0 | 0 | 0 | 0 | 0
CDP20 | TAS | TAS | Flexible gas with CCS | 0 | 0 | 0 | 0 | 0 | 0 | 0 | 0 | 0 | 0 | 0 | 0 | 0 | 0 | 0 | 0 | 0 | 0 | 0 | 0 | 0 | 0 | 0 | 0 | 0 | 0 | 0 | 0
CDP20 | TAS | TAS | Flexible gas | 0 | 0 | 0 | 0 | 0 | 0 | 0 | 0 | 0 | 0 | 0 | 0 | 0 | 0 | 0 | 0 | 0 | 0 | 0 | 0 | 0 | 0 | 0 | 0 | 0 | 0 | 0 | 0
CDP20 | TAS | TAS | Hydro | 0 | 0 | 0 | 0 | 0 | 0 | 390 | 390 | 390 | 390 | 390 | 390 | 390 | 390 | 390 | 390 | 390 | 390 | 390 | 390 | 390 | 390 | 390 | 390 | 390 | 390 | 390 | 390
CDP20 | TAS | TAS | Deep storage | 0 | 0 | 0 | 0 | 0 | 0 | 2.48e-05 | 3.001e-05 | 4.656e-05 | 4.656e-05 | 4.656e-05 | 4.656e-05 | 4.656e-05 | 6.251e-05 | 7.329e-05 | 8.56e-05 | 21.9469 | 21.9469 | 175.8118 | 459.8419 | 931.9821 | 931.9821 | 931.9821 | 931.9821 | 931.9821 | 931.9821 | 931.9821 | 931.9821
CDP20 | TAS | TAS | Medium storage | 0 | 0 | 0 | 1.672e-05 | 1.888e-05 | 2.104e-05 | 2.104e-05 | 2.294e-05 | 2.294e-05 | 2.294e-05 | 2.294e-05 | 2.294e-05 | 3.233e-05 | 3.72e-05 | 3.939e-05 | 3.939e-05 | 4.187e-05 | 4.187e-05 | 4.187e-05 | 4.428e-05 | 6.679e-05 | 6.825e-05 | 7.067e-05 | 7.067e-05 | 7.067e-05 | 7.067e-05 | 7.067e-05 | 7.067e-05
CDP20 | TAS | TAS | Shallow storage | 0 | 0 | 0 | 0 | 0 | 0 | 0 | 0 | 0 | 0 | 0 | 0 | 0 | 0 | 0 | 0 | 0 | 0 | 0 | 0 | 0 | 0 | 0 | 0 | 0 | 0 | 0 | 0
CDP20 | TAS | TAS | Coordinated CER storage | 0.49202 | 0.81972 | 1.1904 | 1.6174 | 2.1106 | 2.7326 | 3.2327 | 3.8671 | 4.6719 | 5.7102 | 7.0106 | 8.6052 | 10.485 | 12.7058 | 15.2558 | 18.1129 | 21.2812 | 24.7979 | 28.677 | 32.9257 | 37.5563 | 42.7068 | 48.2882 | 54.3035 | 60.6636 | 67.3654 | 71.0896 | 74.411
CDP20 | TAS | TAS | Other renewable fuels | 0 | 0 | 0 | 0 | 0 | 0 | 0 | 0 | 0 | 0 | 0 | 0 | 0 | 0 | 0 | 0 | 0 | 0 | 0 | 0 | 0 | 0 | 0 | 0 | 0 | 0 | 0 | 0
CDP20 | TAS | TAS | DSP | 0.05 | -0.71 | -1.41 | -1.38 | -1.29 | -1.16 | -1.04 | -0.94 | -0.9 | -0.89 | -0.86 | -0.89 | -0.87 | -0.86 | -0.84 | -0.83 | -0.79 | -0.77 | -0.75 | -0.74 | -0.76 | -0.76 | -0.77 | -0.76 | -0.75 | -0.81 | -0.92 | -0.99
CDP21 | NSW | NNSW | Mid-merit gas | 0 | 0 | 0 | 0 | 0 | 0 | 0 | 0 | 0 | 0 | 0 | 0 | 0 | 0 | 0 | 0 | 0 | 0 | 0 | 0 | 0 | 0 | 0 | 0 | 0 | 0 | 0 | 0
CDP21 | NSW | NNSW | Flexible gas with CCS | 0 | 0 | 0 | 0 | 0 | 0 | 0 | 0 | 0 | 0 | 0 | 0 | 0 | 0 | 0 | 0 | 0 | 0 | 0 | 0 | 0 | 0 | 0 | 0 | 0 | 0 | 0 | 0
CDP21 | NSW | NNSW | Flexible gas | 0 | 0 | 0 | 0 | 0 | 0 | 0 | 0 | 0 | 0 | 0 | 0 | 0 | 0 | 0 | 0 | 0 | 0 | 0 | 0 | 0 | 0 | 0 | 0 | 0 | 0 | 0 | 0
CDP21 | NSW | NNSW | Hydro | 0 | 0 | 0 | 0 | 0 | 0 | 0 | 0 | 0 | 0 | 0 | 0 | 0 | 0 | 0 | 0 | 0 | 0 | 0 | 0 | 0 | 0 | 0 | 0 | 0 | 0 | 0 | 0
CDP21 | NSW | NNSW | Snowy 2.0 | 0 | 0 | 0 | 0 | 0 | 0 | 0 | 0 | 0 | 0 | 0 | 0 | 0 | 0 | 0 | 0 | 0 | 0 | 0 | 0 | 0 | 0 | 0 | 0 | 0 | 0 | 0 | 0
CDP21 | NSW | NNSW | Deep storage | 0 | 0 | 0 | 0 | 0 | 0 | 1.383e-05 | 1.383e-05 | 1.383e-05 | 1.601e-05 | 1.753e-05 | 2.4e-05 | 2.555e-05 | 2.555e-05 | 2.808e-05 | 2.808e-05 | 3.08e-05 | 3.549e-05 | 3.549e-05 | 5.181e-05 | 1000 | 1000 | 1000 | 1000 | 1000 | 1000 | 1000 | 1000
CDP21 | NSW | NNSW | Medium storage | 0 | 0 | 275 | 275.0001 | 381.778 | 1138.1954 | 1138.1954 | 1138.1954 | 1138.1954 | 1138.1954 | 1138.1954 | 1138.1954 | 1138.1954 | 1138.1954 | 1138.1954 | 1138.1954 | 1138.1954 | 1138.1954 | 1138.1954 | 1138.1954 | 1138.1955 | 1138.1955 | 1138.1955 | 1657.1102 | 1657.1102 | 2025.2522 | 2025.2522 | 2413.1958
CDP21 | NSW | NNSW | Shallow storage | 0 | 30 | 230 | 430 | 430 | 430 | 430 | 430 | 430 | 430 | 430 | 430 | 430 | 430 | 430 | 430 | 430 | 430 | 430 | 430 | 430 | 430 | 430 | 430 | 430 | 430 | 430 | 430
CDP21 | NSW | NNSW | Coordinated CER storage | 1.4111 | 2.2004 | 3.1378 | 4.0696 | 5.2015 | 6.5092 | 8.3028 | 10.6013 | 13.4299 | 16.8869 | 20.9596 | 25.6995 | 31.0392 | 37.0757 | 43.7606 | 51.0565 | 58.967 | 67.5443 | 76.7721 | 86.6761 | 97.4085 | 108.9366 | 121.1526 | 134.0682 | 147.4952 | 161.4022 | 167.974 | 173.8539
CDP21 | NSW | NNSW | Other renewable fuels | 0 | 0 | 0 | 0 | 0 | 0 | 0 | 0 | 0 | 0 | 0 | 0 | 0 | 0 | 0 | 0 | 0 | 0 | 0 | 0 | 0 | 0 | 0 | 0 | 0 | 0 | 90 | 90
CDP21 | NSW | NNSW | DSP | 0 | 0 | 0 | 0 | 0 | 0 | 0 | 0 | 0 | 0 | 0 | 0 | 0 | 0 | 0 | 0 | 0 | 0 | 0 | 0 | 0 | 0 | 0 | 0 | 0 | 0 | 0 | 0
CDP21 | NSW | CNSW | Mid-merit gas | 0 | 0 | 0 | 0 | 0 | 0 | 0 | 0 | 0 | 0 | 0 | 0 | 0 | 0 | 0 | 0 | 0 | 0 | 0 | 0 | 0 | 0 | 0 | 0 | 0 | 0 | 0 | 0
CDP21 | NSW | CNSW | Flexible gas with CCS | 0 | 0 | 0 | 0 | 0 | 0 | 0 | 0 | 0 | 0 | 0 | 0 | 0 | 0 | 0 | 0 | 0 | 0 | 0 | 0 | 0 | 0 | 0 | 0 | 0 | 0 | 0 | 0
CDP21 | NSW | CNSW | Flexible gas | 0 | 0 | 0 | 0 | 0 | 0 | 0 | 0 | 0 | 0 | 0 | 0 | 0 | 0 | 0 | 0 | 0 | 0 | 0 | 0 | 0 | 0 | 0 | 0 | 0 | 0 | 0 | 0
CDP21 | NSW | CNSW | Hydro | 0 | 0 | 0 | 0 | 0 | 0 | 0 | 0 | 0 | 0 | 0 | 0 | 0 | 0 | 0 | 0 | 0 | 0 | 0 | 0 | 0 | 0 | 0 | 0 | 0 | 0 | 0 | 0
CDP21 | NSW | CNSW | Snowy 2.0 | 0 | 0 | 0 | 0 | 0 | 0 | 0 | 0 | 0 | 0 | 0 | 0 | 0 | 0 | 0 | 0 | 0 | 0 | 0 | 0 | 0 | 0 | 0 | 0 | 0 | 0 | 0 | 0
CDP21 | NSW | CNSW | Deep storage | 0 | 0 | 0 | 0 | 0 | 0 | 0 | 0 | 0 | 0 | 0 | 0 | 0 | 0 | 0 | 0 | 0 | 0 | 0 | 0 | 0 | 0 | 0 | 0 | 0 | 0 | 0 | 0
CDP21 | NSW | CNSW | Medium storage | 0 | 549 | 549 | 917.46 | 917.46 | 957.4825 | 957.4825 | 997.5025 | 997.5025 | 997.5025 | 1037.5225 | 1037.5225 | 1037.5225 | 1077.5425 | 1077.5425 | 1077.5425 | 1077.5425 | 1077.5425 | 1077.5425 | 1117.5625 | 1117.5625 | 1157.5825 | 1157.5825 | 1157.5826 | 1197.6026 | 1197.6026 | 1197.6026 | 1237.6226
CDP21 | NSW | CNSW | Shallow storage | 0 | 20 | 30.3232 | 376.0766 | 1685.6424 | 1685.6424 | 1685.6424 | 1685.6424 | 1685.6424 | 1685.6424 | 1685.6424 | 1685.6424 | 1685.6424 | 1685.6424 | 1685.6424 | 1685.6424 | 1685.6424 | 1685.6424 | 1685.6424 | 1685.6424 | 1685.6424 | 1685.6424 | 1685.6424 | 1685.6424 | 1685.6424 | 1685.6424 | 1685.6424 | 1685.6424
CDP21 | NSW | CNSW | Coordinated CER storage | 0.59798 | 0.93451 | 1.3494 | 1.776 | 2.2689 | 2.848 | 3.8284 | 5.1416 | 6.7929 | 8.8348 | 11.2982 | 14.1756 | 17.471 | 21.2071 | 25.3812 | 29.9855 | 35.0184 | 40.4848 | 46.3919 | 52.7376 | 59.6211 | 67.0433 | 74.9132 | 83.2358 | 91.9357 | 100.9613 | 105.2226 | 109.0428
CDP21 | NSW | CNSW | Other renewable fuels | 0 | 0 | 0 | 0 | 0 | 0 | 0 | 0 | 0 | 0 | 0 | 0 | 0 | 0 | 0 | 0 | 0 | 0 | 0 | 0 | 0 | 0 | 0 | 0 | 0 | 30 | 90 | 90
CDP21 | NSW | CNSW | DSP | 0 | 0 | 0 | 0 | 0 | 0 | 0 | 0 | 0 | 0 | 0 | 0 | 0 | 0 | 0 | 0 | 0 | 0 | 0 | 0 | 0 | 0 | 0 | 0 | 0 | 0 | 0 | 0
CDP21 | NSW | SNSW | Mid-merit gas | 0 | 0 | 0 | 0 | 0 | 0 | 0 | 0 | 0 | 0 | 0 | 0 | 0 | 0 | 0 | 0 | 0 | 0 | 0 | 0 | 0 | 0 | 0 | 0 | 0 | 0 | 0 | 0
CDP21 | NSW | SNSW | Flexible gas with CCS | 0 | 0 | 0 | 0 | 0 | 0 | 0 | 0 | 0 | 0 | 0 | 0 | 0 | 0 | 0 | 0 | 0 | 0 | 0 | 0 | 0 | 0 | 0 | 0 | 0 | 0 | 0 | 0
CDP21 | NSW | SNSW | Flexible gas | 0 | 0 | 0 | 0 | 0 | 0 | 0 | 0 | 0 | 0 | 0 | 0 | 0 | 0 | 0 | 0 | 0 | 0 | 0 | 0 | 0 | 0 | 0 | 0 | 0 | 0 | 0 | 0
CDP21 | NSW | SNSW | Hydro | 0 | 0 | 0 | 0 | 0 | 0 | 0 | 0 | 0 | 0 | 0 | 0 | 0 | 0 | 0 | 0 | 0 | 0 | 0 | 0 | 0 | 0 | 0 | 0 | 0 | 0 | 0 | 0
CDP21 | NSW | SNSW | Snowy 2.0 | 0 | 0 | 0 | 0 | 2200 | 2200 | 2200 | 2200 | 2200 | 2200 | 2200 | 2200 | 2200 | 2200 | 2200 | 2200 | 2200 | 2200 | 2200 | 2200 | 2200 | 2200 | 2200 | 2200 | 2200 | 2200 | 2200 | 2200
CDP21 | NSW | SNSW | Deep storage | 0 | 0 | 0 | 0 | 0 | 0 | 0 | 0 | 0 | 0 | 0 | 0 | 0 | 0 | 0 | 0 | 0 | 0 | 0 | 0 | 0 | 0 | 0 | 0 | 0 | 0 | 0 | 0
CDP21 | NSW | SNSW | Medium storage | 0 | 50 | 50 | 250 | 250 | 250.0014 | 250.0014 | 250.0014 | 250.0014 | 250.0014 | 250.0014 | 250.0014 | 250.0014 | 250.0014 | 250.0014 | 250.0014 | 250.0014 | 250.0014 | 250.0014 | 250.0015 | 250.0015 | 250.0015 | 250.0015 | 250.0016 | 250.0016 | 250.0016 | 250.0016 | 250.0016
CDP21 | NSW | SNSW | Shallow storage | 10 | 19.9 | 19.9 | 19.9 | 19.9 | 20.89 | 20.89 | 21.88 | 21.88 | 21.88 | 22.87 | 22.87 | 22.87 | 23.86 | 23.86 | 23.86 | 23.86 | 23.86 | 23.86 | 24.85 | 24.85 | 25.84 | 25.84 | 25.84 | 25.84 | 25.84 | 25.84 | 25.84
CDP21 | NSW | SNSW | Coordinated CER storage | 1.2069 | 1.9069 | 2.7656 | 3.7048 | 4.823 | 6.104 | 7.6428 | 9.603 | 12.0552 | 15.0904 | 18.749 | 23.0893 | 28.0961 | 33.8541 | 40.3371 | 47.5032 | 55.3701 | 64.0005 | 73.4087 | 83.6216 | 94.7478 | 106.9435 | 120.0443 | 134.0558 | 148.7861 | 164.2479 | 172.2574 | 179.4936
CDP21 | NSW | SNSW | Other renewable fuels | 0 | 0 | 0 | 0 | 0 | 0 | 0 | 0 | 0 | 0 | 0 | 0 | 0 | 0 | 0 | 0 | 0 | 0 | 0 | 0 | 0 | 0 | 0 | 0 | 0 | 0 | 0 | 0
CDP21 | NSW | SNSW | DSP | 0 | 0 | 0 | 0 | 0 | 0 | 0 | 0 | 0 | 0 | 0 | 0 | 0 | 0 | 0 | 0 | 0 | 0 | 0 | 0 | 0 | 0 | 0 | 0 | 0 | 0 | 0 | 0
CDP21 | NSW | SNW | Mid-merit gas | 0 | 0 | 0 | 0 | 0 | 0 | 0 | 0 | 0 | 0 | 0 | 0 | 0 | 0 | 0 | 0 | 0 | 0 | 0 | 0 | 0 | 0 | 0 | 0 | 0 | 0 | 0 | 0
CDP21 | NSW | SNW | Flexible gas with CCS | 0 | 0 | 0 | 0 | 0 | 0 | 0 | 0 | 0 | 0 | 0 | 0 | 0 | 0 | 0 | 0 | 0 | 0 | 0 | 0 | 0 | 0 | 0 | 0 | 0 | 0 | 0 | 0
CDP21 | NSW | SNW | Flexible gas | 0 | 0 | 0 | 0 | 0 | 0 | 0 | 0 | 0 | 0 | 0 | 0 | 0 | 0 | 0 | 0 | 0 | 0 | 280.3926 | 1005.8842 | 2066.9442 | 2066.9442 | 2066.9442 | 2066.9442 | 2066.9442 | 2066.9442 | 2066.9442 | 2066.9442
CDP21 | NSW | SNW | Hydro | 0 | 0 | 0 | 0 | 0 | 0 | 0 | 0 | 0 | 0 | 0 | 0 | 0 | 0 | 0 | 0 | 0 | 0 | 0 | 0 | 0 | 0 | 0 | 0 | 0 | 0 | 0 | 0
CDP21 | NSW | SNW | Snowy 2.0 | 0 | 0 | 0 | 0 | 0 | 0 | 0 | 0 | 0 | 0 | 0 | 0 | 0 | 0 | 0 | 0 | 0 | 0 | 0 | 0 | 0 | 0 | 0 | 0 | 0 | 0 | 0 | 0
CDP21 | NSW | SNW | Deep storage | 0 | 0 | 0 | 0 | 0 | 0 | 0 | 0 | 0 | 0 | 0 | 0 | 0 | 0 | 0 | 0 | 0 | 0 | 0 | 0 | 0 | 0 | 0 | 0 | 0 | 0 | 0 | 0
CDP21 | NSW | SNW | Medium storage | 0 | 889.1453 | 889.1453 | 889.1453 | 889.1453 | 1451.946 | 1451.946 | 1451.946 | 1451.946 | 1451.946 | 1451.946 | 1451.946 | 1451.946 | 1451.946 | 1451.946 | 1451.946 | 1451.946 | 1451.946 | 1451.946 | 1451.946 | 1451.946 | 1451.946 | 1451.946 | 1451.9461 | 1451.9461 | 1451.9463 | 1451.9463 | 1451.9464
CDP21 | NSW | SNW | Shallow storage | 0 | 632.712 | 632.7161 | 632.7184 | 744.9994 | 787.3354 | 1414.8874 | 1487.4634 | 1487.4634 | 1487.4634 | 1560.0394 | 1560.0394 | 1560.0394 | 1632.6154 | 1632.6154 | 1632.6154 | 1632.6154 | 1632.6154 | 1632.6154 | 1705.1914 | 1705.1914 | 1777.7674 | 1777.7674 | 1777.7674 | 1850.3434 | 1850.3434 | 1850.3434 | 1922.9194
CDP21 | NSW | SNW | Coordinated CER storage | 5.6995 | 8.9871 | 12.8326 | 16.9571 | 21.9697 | 27.6663 | 37.1937 | 49.6005 | 65.1327 | 84.2739 | 107.1493 | 134.0014 | 164.6224 | 199.4384 | 238.3244 | 281.0862 | 327.7038 | 378.3827 | 433.0554 | 491.83 | 555.0637 | 623.7244 | 696.5772 | 773.7214 | 854.3051 | 938.1119 | 977.5203 | 1012.8282
CDP21 | NSW | SNW | Other renewable fuels | 0 | 0 | 0 | 0 | 0 | 0 | 0 | 0 | 0 | 0 | 0 | 0 | 0 | 0 | 0 | 0 | 0 | 0 | 0 | 0 | 0 | 0 | 0 | 0 | 0 | 90 | 90 | 90
CDP21 | NSW | SNW | DSP | 6.2 | 12.66 | 21.31 | 162.35 | 348.57 | 513.64 | 583.98 | 654.28 | 724.54 | 733.3 | 742.8 | 750.47 | 760.19 | 768.7 | 779.55 | 788.11 | 799.57 | 801.47 | 805.15 | 811.59 | 809.52 | 812.34 | 814.56 | 812.98 | 816.87 | 821.19 | 829.44 | 848.51
CDP21 | QLD | NQ | Mid-merit gas | 0 | 0 | 0 | 0 | 0 | 0 | 0 | 0 | 0 | 0 | 0 | 0 | 0 | 0 | 0 | 0 | 0 | 0 | 0 | 0 | 0 | 0 | 0 | 0 | 0 | 0 | 0 | 0
CDP21 | QLD | NQ | Flexible gas with CCS | 0 | 0 | 0 | 0 | 0 | 0 | 0 | 0 | 0 | 0 | 0 | 0 | 0 | 0 | 0 | 0 | 0 | 0 | 0 | 0 | 0 | 0 | 0 | 0 | 0 | 0 | 0 | 0
CDP21 | QLD | NQ | Flexible gas | 0 | 0 | 0 | 0 | 0 | 0 | 0 | 0 | 0 | 0 | 0 | 0 | 0 | 0 | 0 | 0 | 0 | 0 | 0 | 0 | 0 | 0 | 0 | 0 | 0 | 0 | 0 | 0
CDP21 | QLD | NQ | Hydro | 0 | 0 | 0 | 0 | 0 | 0 | 0 | 0 | 0 | 0 | 0 | 0 | 0 | 0 | 0 | 0 | 0 | 0 | 0 | 0 | 0 | 0 | 0 | 0 | 0 | 0 | 0 | 0
CDP21 | QLD | NQ | Borumba | 0 | 0 | 0 | 0 | 0 | 0 | 0 | 0 | 0 | 0 | 0 | 0 | 0 | 0 | 0 | 0 | 0 | 0 | 0 | 0 | 0 | 0 | 0 | 0 | 0 | 0 | 0 | 0
CDP21 | QLD | NQ | Deep storage | 0 | 0 | 0 | 0 | 0 | 0 | 9.35e-06 | 1.092e-05 | 1.092e-05 | 3.673e-05 | 3.673e-05 | 3.673e-05 | 5.447e-05 | 5.447e-05 | 5.763e-05 | 5.763e-05 | 5.763e-05 | 6.011e-05 | 6.011e-05 | 6.605e-05 | 0.00015558 | 0.00016453 | 7.901 | 20.0349 | 156.01 | 180.4465 | 180.4465 | 180.4465
CDP21 | QLD | NQ | Medium storage | 0 | 0 | 0 | 1.739e-05 | 2.121e-05 | 3.22e-05 | 3.22e-05 | 3.323e-05 | 3.323e-05 | 3.833e-05 | 3.833e-05 | 3.833e-05 | 8.26e-05 | 0.00010756 | 0.00011343 | 0.00011343 | 0.00011343 | 0.00011343 | 0.00011343 | 0.00011343 | 0.00011997 | 0.00021202 | 0.00033165 | 0.00033165 | 0.00033165 | 0.00033165 | 0.00033165 | 0.00033165
CDP21 | QLD | NQ | Shallow storage | 0 | 0 | 300 | 300 | 300 | 300 | 300 | 300 | 300 | 300 | 300 | 300 | 300 | 300 | 300 | 300 | 300 | 300 | 300 | 300 | 300 | 300 | 300 | 300 | 300 | 300 | 300 | 300
CDP21 | QLD | NQ | Coordinated CER storage | 0.54674 | 0.92286 | 1.3551 | 1.8536 | 2.45 | 3.1702 | 4.191 | 5.5164 | 7.1545 | 9.1658 | 11.5718 | 14.4017 | 17.6021 | 21.2441 | 25.3028 | 29.7336 | 34.558 | 39.7965 | 45.4592 | 51.5796 | 58.257 | 65.4644 | 73.1388 | 81.3134 | 89.8287 | 98.6792 | 103.0372 | 107.0137
CDP21 | QLD | NQ | Other renewable fuels | 0 | 0 | 0 | 0 | 0 | 0 | 0 | 0 | 0 | 0 | 0 | 0 | 0 | 0 | 0 | 0 | 0 | 0 | 0 | 0 | 0 | 0 | 0 | 0 | 0 | 0 | 0 | 0
CDP21 | QLD | NQ | DSP | 0 | 0 | 0 | 0 | 0 | 0 | 0 | 0 | 0 | 0 | 0 | 0 | 0 | 0 | 0 | 0 | 0 | 0 | 0 | 0 | 0 | 0 | 0 | 0 | 0 | 0 | 0 | 0
CDP21 | QLD | GG | Mid-merit gas | 0 | 0 | 0 | 0 | 0 | 0 | 0 | 0 | 0 | 0 | 0 | 0 | 0 | 0 | 0 | 0 | 0 | 0 | 0 | 0 | 0 | 0 | 0 | 0 | 0 | 0 | 0 | 0
CDP21 | QLD | GG | Flexible gas with CCS | 0 | 0 | 0 | 0 | 0 | 0 | 0 | 0 | 0 | 0 | 0 | 0 | 0 | 0 | 0 | 0 | 0 | 0 | 0 | 0 | 0 | 0 | 0 | 0 | 0 | 0 | 0 | 0
CDP21 | QLD | GG | Flexible gas | 0 | 0 | 0 | 0 | 0 | 0 | 0 | 0 | 0 | 0 | 0 | 0 | 0 | 0 | 0 | 0 | 0 | 0 | 0 | 0 | 0 | 0 | 0 | 0 | 0 | 0 | 0 | 0
CDP21 | QLD | GG | Hydro | 0 | 0 | 0 | 0 | 0 | 0 | 0 | 0 | 0 | 0 | 0 | 0 | 0 | 0 | 0 | 0 | 0 | 0 | 0 | 0 | 0 | 0 | 0 | 0 | 0 | 0 | 0 | 0
CDP21 | QLD | GG | Borumba | 0 | 0 | 0 | 0 | 0 | 0 | 0 | 0 | 0 | 0 | 0 | 0 | 0 | 0 | 0 | 0 | 0 | 0 | 0 | 0 | 0 | 0 | 0 | 0 | 0 | 0 | 0 | 0
CDP21 | QLD | GG | Deep storage | 0 | 0 | 0 | 0 | 0 | 0 | 0 | 0 | 0 | 0 | 0 | 0 | 0 | 0 | 0 | 0 | 0 | 0 | 0 | 0 | 0 | 0 | 0 | 0 | 0 | 0 | 0 | 0
CDP21 | QLD | GG | Medium storage | 0 | 0 | 0 | 2.237e-05 | 2.237e-05 | 4.975e-05 | 4.975e-05 | 5.369e-05 | 5.556e-05 | 6.397e-05 | 6.397e-05 | 6.397e-05 | 0.00012265 | 0.00018457 | 0.00019191 | 0.00019191 | 0.00019191 | 0.00019191 | 0.00019191 | 0.00019518 | 0.00020516 | 4.9042 | 39.0215 | 42.3308 | 42.3308 | 518.1515 | 518.1515 | 763.5136
CDP21 | QLD | GG | Shallow storage | 0 | 400 | 400 | 400 | 400 | 400 | 400 | 400 | 400 | 400 | 400 | 400 | 400 | 400 | 400 | 400 | 400 | 400 | 400 | 400 | 400 | 400 | 400 | 400 | 400 | 400 | 400 | 400
CDP21 | QLD | GG | Coordinated CER storage | 0.026819 | 0.047887 | 0.071533 | 0.10153 | 0.13366 | 0.17572 | 0.25891 | 0.37299 | 0.52211 | 0.70955 | 0.93712 | 1.2071 | 1.5192 | 1.8769 | 2.2784 | 2.7246 | 3.2136 | 3.7508 | 4.3361 | 4.969 | 5.6604 | 6.4065 | 7.2009 | 8.0431 | 8.9264 | 9.8483 | 10.2976 | 10.7049
CDP21 | QLD | GG | Other renewable fuels | 0 | 0 | 0 | 0 | 0 | 0 | 0 | 0 | 0 | 0 | 0 | 0 | 0 | 0 | 0 | 0 | 0 | 0 | 0 | 0 | 0 | 0 | 0 | 0 | 0 | 0 | 0 | 0
CDP21 | QLD | GG | DSP | 0 | 0 | 0 | 0 | 0 | 0 | 0 | 0 | 0 | 0 | 0 | 0 | 0 | 0 | 0 | 0 | 0 | 0 | 0 | 0 | 0 | 0 | 0 | 0 | 0 | 0 | 0 | 0
CDP21 | QLD | CQ | Mid-merit gas | 0 | 0 | 0 | 0 | 0 | 0 | 0 | 0 | 0 | 0 | 0 | 0 | 0 | 0 | 0 | 0 | 0 | 0 | 0 | 0 | 0 | 0 | 0 | 0 | 0 | 0 | 0 | 0
CDP21 | QLD | CQ | Flexible gas with CCS | 0 | 0 | 0 | 0 | 0 | 0 | 0 | 0 | 0 | 0 | 0 | 0 | 0 | 0 | 0 | 0 | 0 | 0 | 0 | 0 | 0 | 0 | 0 | 0 | 0 | 0 | 0 | 0
CDP21 | QLD | CQ | Flexible gas | 0 | 0 | 0 | 0 | 0 | 0 | 0 | 0 | 0 | 0 | 0 | 0 | 0 | 0 | 0 | 0 | 0 | 0 | 0 | 0 | 0 | 0 | 0 | 0 | 0 | 0 | 0 | 0
CDP21 | QLD | CQ | Hydro | 0 | 0 | 0 | 0 | 0 | 0 | 0 | 0 | 0 | 0 | 0 | 0 | 0 | 0 | 0 | 0 | 0 | 0 | 0 | 0 | 0 | 0 | 0 | 0 | 0 | 0 | 0 | 0
CDP21 | QLD | CQ | Borumba | 0 | 0 | 0 | 0 | 0 | 0 | 0 | 0 | 0 | 0 | 0 | 0 | 0 | 0 | 0 | 0 | 0 | 0 | 0 | 0 | 0 | 0 | 0 | 0 | 0 | 0 | 0 | 0
CDP21 | QLD | CQ | Deep storage | 0 | 0 | 0 | 0 | 0 | 0 | 9.5e-06 | 1.09e-05 | 1.09e-05 | 2.957e-05 | 2.957e-05 | 2.957e-05 | 3.892e-05 | 4.594e-05 | 4.884e-05 | 4.884e-05 | 4.884e-05 | 4.884e-05 | 4.884e-05 | 5.239e-05 | 0.00021369 | 0.00021983 | 0.00022712 | 0.00022951 | 30.4973 | 342.505 | 342.505 | 400
CDP21 | QLD | CQ | Medium storage | 0 | 0 | 0 | 2.466e-05 | 3.023e-05 | 5.066e-05 | 6.128e-05 | 6.513e-05 | 6.918e-05 | 0.00010749 | 0.00010749 | 0.00010749 | 0.00017745 | 0.00024264 | 0.00025394 | 0.00025394 | 0.00025394 | 0.00025394 | 0.00025394 | 0.00025986 | 0.00027532 | 4.901 | 38.9489 | 126.0244 | 126.025 | 582.3538 | 582.3538 | 816.2269
CDP21 | QLD | CQ | Shallow storage | 0 | 0 | 0 | 150 | 150 | 150 | 150 | 150 | 150 | 150 | 150 | 150 | 150 | 150 | 150 | 150 | 150 | 150 | 150 | 150 | 150 | 150 | 150 | 150 | 150 | 150 | 150 | 150
CDP21 | QLD | CQ | Coordinated CER storage | 0.49915 | 0.855 | 1.2505 | 1.7306 | 2.2741 | 2.9451 | 4.0203 | 5.4257 | 7.2073 | 9.4204 | 12.0769 | 15.2024 | 18.7874 | 22.8688 | 27.4354 | 32.4602 | 37.9331 | 43.9154 | 50.3996 | 57.404 | 65.0752 | 73.3346 | 82.131 | 91.474 | 101.254 | 111.4193 | 116.4019 | 120.9195
CDP21 | QLD | CQ | Other renewable fuels | 0 | 0 | 0 | 0 | 0 | 0 | 0 | 0 | 0 | 0 | 0 | 0 | 0 | 0 | 0 | 0 | 0 | 0 | 0 | 0 | 0 | 0 | 0 | 0 | 0 | 0 | 0 | 0
CDP21 | QLD | CQ | DSP | 0 | 0 | 0 | 0 | 0 | 0 | 0 | 0 | 0 | 0 | 0 | 0 | 0 | 0 | 0 | 0 | 0 | 0 | 0 | 0 | 0 | 0 | 0 | 0 | 0 | 0 | 0 | 0
CDP21 | QLD | SQ | Mid-merit gas | 0 | 0 | 0 | 0 | 0 | 0 | 0 | 0 | 0 | 0 | 0 | 0 | 0 | 0 | 0 | 0 | 0 | 0 | 0 | 0 | 0 | 0 | 0 | 0 | 0 | 0 | 0 | 0
CDP21 | QLD | SQ | Flexible gas with CCS | 0 | 0 | 0 | 0 | 0 | 0 | 0 | 0 | 0 | 0 | 0 | 0 | 0 | 0 | 0 | 0 | 0 | 0 | 0 | 0 | 0 | 0 | 0 | 0 | 0 | 0 | 0 | 0
CDP21 | QLD | SQ | Flexible gas | 0 | 0 | 200 | 200 | 200 | 200 | 200 | 200 | 200 | 353.7313 | 353.7313 | 353.7313 | 444.622 | 672.3515 | 881.986 | 1300.1014 | 1516.7963 | 2274.2133 | 2889.668 | 2889.668 | 2889.668 | 2889.668 | 3326.9514 | 3326.9514 | 3326.9514 | 3326.9514 | 3326.9514 | 3494.0441
CDP21 | QLD | SQ | Hydro | 0 | 0 | 0 | 0 | 0 | 0 | 0 | 0 | 0 | 0 | 0 | 0 | 0 | 0 | 0 | 0 | 0 | 0 | 0 | 0 | 0 | 0 | 0 | 0 | 0 | 0 | 0 | 0
CDP21 | QLD | SQ | Borumba | 0 | 0 | 0 | 0 | 0 | 0 | 0 | 1998 | 1998 | 1998 | 1998 | 1998 | 1998 | 1998 | 1998 | 1998 | 1998 | 1998 | 1998 | 1998 | 1998 | 1998 | 1998 | 1998 | 1998 | 1998 | 1998 | 1998
CDP21 | QLD | SQ | Deep storage | 0 | 0 | 0 | 0 | 0 | 0 | 0 | 0 | 0 | 0 | 0 | 0 | 0 | 0 | 0 | 0 | 0 | 0 | 0 | 0 | 0 | 0 | 0 | 0 | 0 | 0 | 0 | 0
CDP21 | QLD | SQ | Medium storage | 0 | 0 | 0 | 1.791e-05 | 2.318e-05 | 4.208e-05 | 4.208e-05 | 4.54e-05 | 5.638e-05 | 6.115e-05 | 6.115e-05 | 6.115e-05 | 9.619e-05 | 0.0001534 | 0.00015776 | 0.00015776 | 0.00015776 | 0.00015776 | 0.00015776 | 0.00015776 | 0.00016199 | 0.00064627 | 566.1548 | 566.1548 | 566.1548 | 820.5752 | 820.5752 | 820.5752
CDP21 | QLD | SQ | Shallow storage | 714.16 | 1020.16 | 1020.16 | 1020.16 | 1020.16 | 1020.16 | 1020.16 | 1020.16 | 1020.16 | 1020.16 | 1020.16 | 1020.16 | 1020.16 | 1020.16 | 1020.16 | 1020.16 | 1020.16 | 1020.16 | 1020.16 | 1020.16 | 1020.16 | 1020.16 | 1020.16 | 1020.16 | 1020.16 | 1020.16 | 1020.16 | 1020.16
CDP21 | QLD | SQ | Coordinated CER storage | 2.6949 | 4.6149 | 6.8273 | 9.399 | 12.4206 | 16.2636 | 22.9345 | 31.7049 | 42.7505 | 56.464 | 72.9637 | 92.4549 | 114.7868 | 140.326 | 168.9326 | 200.4226 | 234.721 | 272.1627 | 312.8429 | 356.7965 | 404.3261 | 456.2111 | 511.5074 | 570.2605 | 631.7811 | 695.9349 | 727.3631 | 755.8908
CDP21 | QLD | SQ | Other renewable fuels | 0 | 0 | 0 | 0 | 0 | 0 | 0 | 0 | 0 | 0 | 0 | 0 | 0 | 0 | 0 | 0 | 0 | 0 | 0 | 0 | 0 | 0 | 0 | 0 | 0 | 0 | 90 | 90
CDP21 | QLD | SQ | DSP | 3.25 | 5.13 | 9.91 | 13.47 | 17.87 | 1.79 | 7.34 | 11.4 | 15.32 | 20.33 | 25.8 | 31.69 | 38.24 | 42.35 | 46.79 | 53.33 | 57.04 | 59.69 | 63.14 | 66.16 | 68.23 | 70.89 | 74.75 | 77.21 | 85.81 | 92.63 | 99.97 | 101.49
CDP21 | VIC | VIC | Mid-merit gas | 0 | 0 | 0 | 0 | 0 | 0 | 0 | 0 | 0 | 0 | 0 | 0 | 0 | 0 | 0 | 0 | 0 | 0 | 0 | 0 | 0 | 0 | 0 | 0 | 0 | 0 | 0 | 0
CDP21 | VIC | VIC | Flexible gas with CCS | 0 | 0 | 0 | 0 | 0 | 0 | 0 | 0 | 0 | 0 | 0 | 0 | 0 | 0 | 0 | 0 | 0 | 0 | 0 | 0 | 0 | 0 | 0 | 0 | 0 | 0 | 0 | 0
CDP21 | VIC | VIC | Flexible gas | 0 | 0 | 0 | 0 | 0 | 0 | 0 | 0 | 0 | 0 | 0 | 0 | 0 | 0 | 0 | 0 | 0 | 0 | 65.2551 | 65.2551 | 65.2551 | 65.2551 | 65.2551 | 719.3476 | 719.3476 | 719.3476 | 719.3476 | 1613.3232
CDP21 | VIC | VIC | Hydro | 0 | 0 | 0 | 0 | 0 | 0 | 0 | 0 | 0 | 0 | 0 | 0 | 0 | 0 | 0 | 0 | 0 | 0 | 0 | 0 | 0 | 0 | 0 | 0 | 0 | 0 | 0 | 0
CDP21 | VIC | VIC | Deep storage | 0 | 0 | 0 | 0 | 0 | 0 | 8.71e-06 | 1.528e-05 | 2.851e-05 | 4.795e-05 | 4.795e-05 | 4.795e-05 | 4.795e-05 | 4.795e-05 | 4.795e-05 | 4.915e-05 | 5.183e-05 | 5.183e-05 | 5.444e-05 | 5.444e-05 | 540.2674 | 540.2674 | 540.2674 | 540.2674 | 540.2674 | 540.2674 | 540.2674 | 560.9518
CDP21 | VIC | VIC | Medium storage | 0 | 0 | 350 | 350 | 350 | 350 | 350 | 350 | 350 | 350.0001 | 350.0001 | 350.0001 | 350.0001 | 350.0001 | 350.0001 | 350.0001 | 350.0001 | 350.0001 | 350.0001 | 350.0001 | 350.0001 | 350.0001 | 350.0001 | 350.0004 | 350.0004 | 350.0004 | 350.0004 | 350.0004
CDP21 | VIC | VIC | Shallow storage | 180 | 1691.51 | 1756.3104 | 2212.5131 | 2212.5131 | 2421.4 | 2428.7 | 2940.3999 | 3451.3399 | 4013.0399 | 5621.9198 | 5621.9198 | 5628.5198 | 5628.5198 | 5628.5198 | 5628.5198 | 5628.5198 | 5628.5198 | 5628.5198 | 5628.5198 | 5635.1198 | 5635.1198 | 5635.1198 | 5635.1198 | 5635.1198 | 5635.1198 | 5635.1198 | 5635.1198
CDP21 | VIC | VIC | Coordinated CER storage | 8.9163 | 14.4987 | 20.4798 | 27.3899 | 35.853 | 45.8051 | 59.1688 | 76.2585 | 97.3343 | 123.084 | 153.6475 | 189.3602 | 229.872 | 275.8842 | 327.0848 | 383.0564 | 443.7316 | 509.6502 | 580.9109 | 657.633 | 740.6541 | 830.7914 | 926.6572 | 1028.3543 | 1134.4025 | 1244.5508 | 1298.531 | 1347.4871
CDP21 | VIC | VIC | Other renewable fuels | 0 | 0 | 0 | 0 | 0 | 0 | 0 | 0 | 0 | 0 | 0 | 0 | 0 | 0 | 0 | 0 | 0 | 0 | 0 | 0 | 0 | 0 | 0 | 0 | 0 | 0 | 90 | 90
CDP21 | VIC | VIC | DSP | 2.06 | 5.47 | -2.91 | 1.75 | 7.82 | 14.87 | 19.28 | 25.16 | 29.26 | 33.97 | 36.82 | 39.34 | 41.6 | 44.07 | 46.76 | 49.93 | 53.23 | 55.16 | 57.69 | 59.14 | 59.83 | 61.47 | 61.87 | 60.96 | 59.14 | 58.56 | 59.5 | 61.38
CDP21 | SA | CSA | Mid-merit gas | 0 | 0 | 0 | 0 | 0 | 0 | 0 | 0 | 0 | 0 | 0 | 0 | 0 | 0 | 0 | 0 | 0 | 0 | 0 | 0 | 0 | 0 | 0 | 0 | 0 | 0 | 0 | 0
CDP21 | SA | CSA | Flexible gas with CCS | 0 | 0 | 0 | 0 | 0 | 0 | 0 | 0 | 0 | 0 | 0 | 0 | 0 | 0 | 0 | 0 | 0 | 0 | 0 | 0 | 0 | 0 | 0 | 0 | 0 | 0 | 0 | 0
CDP21 | SA | CSA | Flexible gas | 0 | 200 | 200 | 200 | 200 | 200 | 200 | 200 | 200 | 424.6367 | 465 | 465 | 465 | 465 | 465 | 465 | 465 | 465 | 564.9576 | 900.5259 | 900.5259 | 900.5259 | 900.5259 | 900.5259 | 900.5259 | 900.5259 | 900.5259 | 900.5259
CDP21 | SA | CSA | Hydro | 0 | 0 | 0 | 0 | 0 | 0 | 0 | 0 | 0 | 0 | 0 | 0 | 0 | 0 | 0 | 0 | 0 | 0 | 0 | 0 | 0 | 0 | 0 | 0 | 0 | 0 | 0 | 0
CDP21 | SA | CSA | Deep storage | 0 | 0 | 0 | 0 | 0 | 0 | 4.78e-06 | 4.78e-06 | 4.78e-06 | 4.78e-06 | 4.78e-06 | 4.78e-06 | 4.78e-06 | 5.91e-06 | 5.91e-06 | 5.91e-06 | 5.91e-06 | 5.91e-06 | 5.91e-06 | 5.91e-06 | 1.425e-05 | 1.425e-05 | 1.425e-05 | 1.425e-05 | 1.425e-05 | 1.604e-05 | 1.604e-05 | 1.968e-05
CDP21 | SA | CSA | Medium storage | 0 | 0 | 0 | 2.019e-05 | 2.552e-05 | 3.44e-05 | 3.44e-05 | 3.552e-05 | 3.819e-05 | 4.079e-05 | 4.079e-05 | 4.079e-05 | 4.291e-05 | 4.683e-05 | 5.154e-05 | 5.154e-05 | 5.154e-05 | 5.154e-05 | 5.154e-05 | 8.7e-05 | 9.06e-05 | 9.396e-05 | 9.893e-05 | 1088.0829 | 1088.0829 | 1597.1331 | 1597.1331 | 1597.1331
CDP21 | SA | CSA | Shallow storage | 200 | 494.98 | 1113.1788 | 2289.7921 | 2295.8121 | 2295.8121 | 2295.8121 | 2295.8121 | 2295.8121 | 2295.8121 | 2295.8121 | 2295.8121 | 2295.8121 | 2295.8121 | 2295.8121 | 2295.8121 | 2295.8121 | 2295.8121 | 2301.8321 | 2301.8321 | 2301.8321 | 2301.8321 | 2301.8321 | 2301.8321 | 2301.8321 | 2301.8321 | 2301.8321 | 2301.8321
CDP21 | SA | CSA | Coordinated CER storage | 16.7205 | 23.834 | 30.7542 | 38.4284 | 46.3958 | 56.1694 | 65.5626 | 76.1609 | 87.8108 | 100.9146 | 115.316 | 131.1314 | 147.8365 | 166.0114 | 185.1899 | 204.9252 | 225.1394 | 246.2665 | 268.3666 | 291.4341 | 316.4262 | 343.1106 | 371.0707 | 400.3204 | 429.9417 | 459.8761 | 474.9413 | 488.2607
CDP21 | SA | CSA | Other renewable fuels | 0 | 0 | 0 | 0 | 0 | 0 | 0 | 0 | 0 | 0 | 0 | 0 | 0 | 0 | 0 | 0 | 0 | 0 | 0 | 0 | 0 | 0 | 0 | 0 | 0 | 0 | 0 | 0
CDP21 | SA | CSA | DSP | 0.71 | 1.71 | 2.99 | 4.28 | 4.85 | 5.57 | 6.09 | 6.75 | 7.31 | 8.12 | 8.79 | 9.5 | 10.12 | 10.65 | 11.15 | 11.67 | 12.28 | 12.76 | 13.22 | 13.5 | 13.63 | 13.47 | 13.24 | 12.87 | 12.46 | 12.52 | 12.77 | 13.08
CDP21 | SA | SESA | Mid-merit gas | 0 | 0 | 0 | 0 | 0 | 0 | 0 | 0 | 0 | 0 | 0 | 0 | 0 | 0 | 0 | 0 | 0 | 0 | 0 | 0 | 0 | 0 | 0 | 0 | 0 | 0 | 0 | 0
CDP21 | SA | SESA | Flexible gas with CCS | 0 | 0 | 0 | 0 | 0 | 0 | 0 | 0 | 0 | 0 | 0 | 0 | 0 | 0 | 0 | 0 | 0 | 0 | 0 | 0 | 0 | 0 | 0 | 0 | 0 | 0 | 0 | 0
CDP21 | SA | SESA | Flexible gas | 0 | 0 | 0 | 0 | 0 | 0 | 0 | 0 | 0 | 0 | 0 | 0 | 0 | 0 | 0 | 0 | 0 | 0 | 0 | 0 | 0 | 0 | 0 | 0 | 0 | 0 | 0 | 0
CDP21 | SA | SESA | Hydro | 0 | 0 | 0 | 0 | 0 | 0 | 0 | 0 | 0 | 0 | 0 | 0 | 0 | 0 | 0 | 0 | 0 | 0 | 0 | 0 | 0 | 0 | 0 | 0 | 0 | 0 | 0 | 0
CDP21 | SA | SESA | Deep storage | 0 | 0 | 0 | 0 | 0 | 0 | 0 | 0 | 0 | 0 | 0 | 0 | 0 | 0 | 0 | 0 | 0 | 0 | 0 | 0 | 0 | 0 | 0 | 0 | 0 | 0 | 0 | 0
CDP21 | SA | SESA | Medium storage | 0 | 0 | 0 | 1.961e-05 | 2.492e-05 | 3.29e-05 | 3.29e-05 | 3.29e-05 | 3.29e-05 | 3.566e-05 | 3.566e-05 | 3.566e-05 | 3.566e-05 | 5.113e-05 | 5.574e-05 | 5.574e-05 | 5.574e-05 | 5.574e-05 | 5.574e-05 | 5.717e-05 | 6.414e-05 | 6.755e-05 | 7.241e-05 | 13.8451 | 13.8451 | 13.8451 | 13.8451 | 13.8451
CDP21 | SA | SESA | Shallow storage | 0 | 0 | 0 | 0 | 0 | 0 | 0 | 0 | 0 | 0 | 0 | 0 | 0 | 0 | 0 | 0 | 0 | 0 | 0 | 0 | 0 | 0 | 0 | 0 | 0 | 0 | 0 | 0
CDP21 | SA | SESA | Coordinated CER storage | 0.61122 | 0.88308 | 1.1524 | 1.4493 | 1.7585 | 2.151 | 2.5347 | 2.9572 | 3.4253 | 3.9705 | 4.6092 | 5.2767 | 6.0254 | 6.8004 | 7.6143 | 8.4664 | 9.35 | 10.2723 | 11.2305 | 12.2735 | 13.437 | 14.6473 | 15.9009 | 17.214 | 18.5458 | 19.8997 | 20.5756 | 21.2128
CDP21 | SA | SESA | Other renewable fuels | 0 | 0 | 0 | 0 | 0 | 0 | 0 | 0 | 0 | 0 | 0 | 0 | 0 | 0 | 0 | 0 | 0 | 0 | 0 | 0 | 0 | 0 | 0 | 0 | 0 | 0 | 0 | 0
CDP21 | SA | SESA | DSP | 0 | 0 | 0 | 0 | 0 | 0 | 0 | 0 | 0 | 0 | 0 | 0 | 0 | 0 | 0 | 0 | 0 | 0 | 0 | 0 | 0 | 0 | 0 | 0 | 0 | 0 | 0 | 0
CDP21 | TAS | TAS | Mid-merit gas | 0 | 0 | 0 | 0 | 0 | 0 | 0 | 0 | 0 | 0 | 0 | 0 | 0 | 0 | 0 | 0 | 0 | 0 | 0 | 0 | 0 | 0 | 0 | 0 | 0 | 0 | 0 | 0
CDP21 | TAS | TAS | Flexible gas with CCS | 0 | 0 | 0 | 0 | 0 | 0 | 0 | 0 | 0 | 0 | 0 | 0 | 0 | 0 | 0 | 0 | 0 | 0 | 0 | 0 | 0 | 0 | 0 | 0 | 0 | 0 | 0 | 0
CDP21 | TAS | TAS | Flexible gas | 0 | 0 | 0 | 0 | 0 | 0 | 0 | 0 | 0 | 0 | 0 | 0 | 0 | 0 | 0 | 0 | 0 | 0 | 0 | 0 | 0 | 0 | 0 | 0 | 0 | 0 | 0 | 0
CDP21 | TAS | TAS | Hydro | 0 | 0 | 0 | 0 | 0 | 0 | 390 | 390 | 390 | 390 | 390 | 390 | 390 | 390 | 390 | 390 | 390 | 390 | 390 | 390 | 390 | 390 | 390 | 390 | 390 | 390 | 390 | 390
CDP21 | TAS | TAS | Deep storage | 0 | 0 | 0 | 0 | 0 | 0 | 2.48e-05 | 2.865e-05 | 4.72e-05 | 4.72e-05 | 4.72e-05 | 4.72e-05 | 6.4393 | 62.0677 | 62.0677 | 62.0677 | 62.0677 | 62.0677 | 176.2559 | 464.2183 | 948.7441 | 948.7441 | 948.7441 | 948.7441 | 948.7441 | 948.7441 | 948.7441 | 948.7441
CDP21 | TAS | TAS | Medium storage | 0 | 0 | 0 | 1.672e-05 | 1.888e-05 | 2.104e-05 | 2.104e-05 | 2.206e-05 | 2.402e-05 | 2.793e-05 | 2.793e-05 | 2.793e-05 | 2.793e-05 | 2.953e-05 | 3.149e-05 | 3.149e-05 | 3.263e-05 | 3.263e-05 | 3.263e-05 | 3.263e-05 | 3.773e-05 | 4.012e-05 | 4.362e-05 | 4.362e-05 | 4.362e-05 | 4.362e-05 | 4.362e-05 | 4.362e-05
CDP21 | TAS | TAS | Shallow storage | 0 | 0 | 0 | 0 | 0 | 0 | 0 | 0 | 0 | 0 | 0 | 0 | 0 | 0 | 0 | 0 | 0 | 0 | 0 | 0 | 0 | 0 | 0 | 0 | 0 | 0 | 0 | 0
CDP21 | TAS | TAS | Coordinated CER storage | 0.49202 | 0.81972 | 1.1904 | 1.6174 | 2.1106 | 2.7326 | 3.2327 | 3.8671 | 4.6719 | 5.7102 | 7.0106 | 8.6052 | 10.485 | 12.7058 | 15.2558 | 18.1129 | 21.2812 | 24.7979 | 28.677 | 32.9257 | 37.5563 | 42.7068 | 48.2882 | 54.3035 | 60.6636 | 67.3654 | 71.0896 | 74.411
CDP21 | TAS | TAS | Other renewable fuels | 0 | 0 | 0 | 0 | 0 | 0 | 0 | 0 | 0 | 0 | 0 | 0 | 0 | 0 | 0 | 0 | 0 | 0 | 0 | 0 | 0 | 0 | 0 | 0 | 0 | 0 | 0 | 0
CDP21 | TAS | TAS | DSP | 0.05 | -0.71 | -1.41 | -1.38 | -1.29 | -1.16 | -1.04 | -0.94 | -0.9 | -0.89 | -0.86 | -0.89 | -0.87 | -0.86 | -0.84 | -0.83 | -0.79 | -0.77 | -0.75 | -0.74 | -0.76 | -0.76 | -0.77 | -0.76 | -0.75 | -0.81 | -0.92 | -0.99
CDP22 | NSW | NNSW | Mid-merit gas | 0 | 0 | 0 | 0 | 0 | 0 | 0 | 0 | 0 | 0 | 0 | 0 | 0 | 0 | 0 | 0 | 0 | 0 | 0 | 0 | 0 | 0 | 0 | 0 | 0 | 0 | 0 | 0
CDP22 | NSW | NNSW | Flexible gas with CCS | 0 | 0 | 0 | 0 | 0 | 0 | 0 | 0 | 0 | 0 | 0 | 0 | 0 | 0 | 0 | 0 | 0 | 0 | 0 | 0 | 0 | 0 | 0 | 0 | 0 | 0 | 0 | 0
CDP22 | NSW | NNSW | Flexible gas | 0 | 0 | 0 | 0 | 0 | 0 | 0 | 0 | 0 | 0 | 0 | 0 | 0 | 0 | 0 | 0 | 0 | 0 | 0 | 0 | 0 | 0 | 0 | 0 | 0 | 0 | 0 | 0
CDP22 | NSW | NNSW | Hydro | 0 | 0 | 0 | 0 | 0 | 0 | 0 | 0 | 0 | 0 | 0 | 0 | 0 | 0 | 0 | 0 | 0 | 0 | 0 | 0 | 0 | 0 | 0 | 0 | 0 | 0 | 0 | 0
CDP22 | NSW | NNSW | Snowy 2.0 | 0 | 0 | 0 | 0 | 0 | 0 | 0 | 0 | 0 | 0 | 0 | 0 | 0 | 0 | 0 | 0 | 0 | 0 | 0 | 0 | 0 | 0 | 0 | 0 | 0 | 0 | 0 | 0
CDP22 | NSW | NNSW | Deep storage | 0 | 0 | 0 | 0 | 0 | 0 | 1.557e-05 | 1.557e-05 | 1.557e-05 | 1.557e-05 | 1.821e-05 | 1.821e-05 | 2.245e-05 | 2.245e-05 | 2.671e-05 | 2.671e-05 | 2.796e-05 | 3.618e-05 | 4.272e-05 | 7.21e-05 | 1000 | 1000 | 1000 | 1000 | 1000 | 1000 | 1000 | 1000
CDP22 | NSW | NNSW | Medium storage | 0 | 0 | 275 | 275.0001 | 382.9167 | 1188.9109 | 1188.9109 | 1188.9109 | 1188.9109 | 1188.9109 | 1188.9109 | 1188.9109 | 1188.9109 | 1188.9109 | 1188.9109 | 1188.9109 | 1188.9109 | 1188.9109 | 1188.9109 | 1188.9109 | 1188.9111 | 1188.9111 | 1188.9112 | 1711.7203 | 1711.7203 | 2075.8389 | 2075.8389 | 2463.9114
CDP22 | NSW | NNSW | Shallow storage | 0 | 30 | 230 | 430 | 430 | 430 | 430 | 430 | 430 | 430 | 430 | 430 | 430 | 430 | 430 | 430 | 430 | 430 | 430 | 430 | 430 | 430 | 430 | 430 | 430 | 430 | 430 | 430
CDP22 | NSW | NNSW | Coordinated CER storage | 1.4111 | 2.2004 | 3.1378 | 4.0696 | 5.2015 | 6.5092 | 8.3028 | 10.6013 | 13.4299 | 16.8869 | 20.9596 | 25.6995 | 31.0392 | 37.0757 | 43.7606 | 51.0565 | 58.967 | 67.5443 | 76.7721 | 86.6761 | 97.4085 | 108.9366 | 121.1526 | 134.0682 | 147.4952 | 161.4022 | 167.974 | 173.8539
CDP22 | NSW | NNSW | Other renewable fuels | 0 | 0 | 0 | 0 | 0 | 0 | 0 | 0 | 0 | 0 | 0 | 0 | 0 | 0 | 0 | 0 | 0 | 0 | 0 | 0 | 0 | 0 | 0 | 0 | 0 | 0 | 90 | 90
CDP22 | NSW | NNSW | DSP | 0 | 0 | 0 | 0 | 0 | 0 | 0 | 0 | 0 | 0 | 0 | 0 | 0 | 0 | 0 | 0 | 0 | 0 | 0 | 0 | 0 | 0 | 0 | 0 | 0 | 0 | 0 | 0
CDP22 | NSW | CNSW | Mid-merit gas | 0 | 0 | 0 | 0 | 0 | 0 | 0 | 0 | 0 | 0 | 0 | 0 | 0 | 0 | 0 | 0 | 0 | 0 | 0 | 0 | 0 | 0 | 0 | 0 | 0 | 0 | 0 | 0
CDP22 | NSW | CNSW | Flexible gas with CCS | 0 | 0 | 0 | 0 | 0 | 0 | 0 | 0 | 0 | 0 | 0 | 0 | 0 | 0 | 0 | 0 | 0 | 0 | 0 | 0 | 0 | 0 | 0 | 0 | 0 | 0 | 0 | 0
CDP22 | NSW | CNSW | Flexible gas | 0 | 0 | 0 | 0 | 0 | 0 | 0 | 0 | 0 | 0 | 0 | 0 | 0 | 0 | 0 | 0 | 0 | 0 | 0 | 0 | 0 | 0 | 0 | 0 | 0 | 0 | 0 | 0
CDP22 | NSW | CNSW | Hydro | 0 | 0 | 0 | 0 | 0 | 0 | 0 | 0 | 0 | 0 | 0 | 0 | 0 | 0 | 0 | 0 | 0 | 0 | 0 | 0 | 0 | 0 | 0 | 0 | 0 | 0 | 0 | 0
CDP22 | NSW | CNSW | Snowy 2.0 | 0 | 0 | 0 | 0 | 0 | 0 | 0 | 0 | 0 | 0 | 0 | 0 | 0 | 0 | 0 | 0 | 0 | 0 | 0 | 0 | 0 | 0 | 0 | 0 | 0 | 0 | 0 | 0
CDP22 | NSW | CNSW | Deep storage | 0 | 0 | 0 | 0 | 0 | 0 | 0 | 0 | 0 | 0 | 0 | 0 | 0 | 0 | 0 | 0 | 0 | 0 | 0 | 0 | 0 | 0 | 0 | 0 | 0 | 0 | 0 | 0
CDP22 | NSW | CNSW | Medium storage | 0 | 549 | 549 | 917.46 | 917.46 | 957.4945 | 957.4945 | 997.5145 | 997.5145 | 997.5145 | 1037.5345 | 1037.5345 | 1037.5345 | 1077.5545 | 1077.5545 | 1077.5545 | 1077.5545 | 1077.5545 | 1077.5545 | 1117.5745 | 1117.5745 | 1157.5945 | 1157.5945 | 1157.5945 | 1197.6145 | 1197.6145 | 1197.6145 | 1237.6345
CDP22 | NSW | CNSW | Shallow storage | 0 | 20 | 30.045 | 321.4207 | 1706.49 | 1706.49 | 1706.49 | 1706.49 | 1706.49 | 1706.49 | 1706.49 | 1706.49 | 1706.49 | 1706.49 | 1706.49 | 1706.49 | 1706.49 | 1706.49 | 1706.49 | 1706.49 | 1706.49 | 1706.49 | 1706.49 | 1706.49 | 1706.49 | 1706.49 | 1706.49 | 1706.49
CDP22 | NSW | CNSW | Coordinated CER storage | 0.59798 | 0.93451 | 1.3494 | 1.776 | 2.2689 | 2.848 | 3.8284 | 5.1416 | 6.7929 | 8.8348 | 11.2982 | 14.1756 | 17.471 | 21.2071 | 25.3812 | 29.9855 | 35.0184 | 40.4848 | 46.3919 | 52.7376 | 59.6211 | 67.0433 | 74.9132 | 83.2358 | 91.9357 | 100.9613 | 105.2226 | 109.0428
CDP22 | NSW | CNSW | Other renewable fuels | 0 | 0 | 0 | 0 | 0 | 0 | 0 | 0 | 0 | 0 | 0 | 0 | 0 | 0 | 0 | 0 | 0 | 0 | 0 | 0 | 0 | 0 | 0 | 0 | 0 | 30 | 90 | 90
CDP22 | NSW | CNSW | DSP | 0 | 0 | 0 | 0 | 0 | 0 | 0 | 0 | 0 | 0 | 0 | 0 | 0 | 0 | 0 | 0 | 0 | 0 | 0 | 0 | 0 | 0 | 0 | 0 | 0 | 0 | 0 | 0
CDP22 | NSW | SNSW | Mid-merit gas | 0 | 0 | 0 | 0 | 0 | 0 | 0 | 0 | 0 | 0 | 0 | 0 | 0 | 0 | 0 | 0 | 0 | 0 | 0 | 0 | 0 | 0 | 0 | 0 | 0 | 0 | 0 | 0
CDP22 | NSW | SNSW | Flexible gas with CCS | 0 | 0 | 0 | 0 | 0 | 0 | 0 | 0 | 0 | 0 | 0 | 0 | 0 | 0 | 0 | 0 | 0 | 0 | 0 | 0 | 0 | 0 | 0 | 0 | 0 | 0 | 0 | 0
CDP22 | NSW | SNSW | Flexible gas | 0 | 0 | 0 | 0 | 0 | 0 | 0 | 0 | 0 | 0 | 0 | 0 | 0 | 0 | 0 | 0 | 0 | 0 | 0 | 0 | 0 | 0 | 0 | 0 | 0 | 0 | 0 | 0
CDP22 | NSW | SNSW | Hydro | 0 | 0 | 0 | 0 | 0 | 0 | 0 | 0 | 0 | 0 | 0 | 0 | 0 | 0 | 0 | 0 | 0 | 0 | 0 | 0 | 0 | 0 | 0 | 0 | 0 | 0 | 0 | 0
CDP22 | NSW | SNSW | Snowy 2.0 | 0 | 0 | 0 | 0 | 2200 | 2200 | 2200 | 2200 | 2200 | 2200 | 2200 | 2200 | 2200 | 2200 | 2200 | 2200 | 2200 | 2200 | 2200 | 2200 | 2200 | 2200 | 2200 | 2200 | 2200 | 2200 | 2200 | 2200
CDP22 | NSW | SNSW | Deep storage | 0 | 0 | 0 | 0 | 0 | 0 | 0 | 0 | 0 | 0 | 0 | 0 | 0 | 0 | 0 | 0 | 0 | 0 | 0 | 0 | 0 | 0 | 0 | 0 | 0 | 0 | 0 | 0
CDP22 | NSW | SNSW | Medium storage | 0 | 50 | 50 | 250 | 250 | 335.079 | 335.079 | 335.079 | 335.079 | 335.079 | 335.079 | 335.079 | 335.079 | 335.079 | 335.079 | 335.079 | 335.079 | 335.079 | 335.079 | 335.079 | 335.079 | 335.079 | 335.079 | 335.079 | 335.079 | 335.079 | 335.079 | 335.079
CDP22 | NSW | SNSW | Shallow storage | 10 | 19.9 | 19.9 | 19.9 | 19.9 | 20.89 | 20.89 | 21.88 | 21.88 | 21.88 | 22.87 | 22.87 | 22.87 | 23.86 | 23.86 | 23.86 | 23.86 | 23.86 | 23.86 | 24.85 | 24.85 | 25.84 | 25.84 | 25.84 | 25.84 | 25.84 | 25.84 | 25.84
CDP22 | NSW | SNSW | Coordinated CER storage | 1.2069 | 1.9069 | 2.7656 | 3.7048 | 4.823 | 6.104 | 7.6428 | 9.603 | 12.0552 | 15.0904 | 18.749 | 23.0893 | 28.0961 | 33.8541 | 40.3371 | 47.5032 | 55.3701 | 64.0005 | 73.4087 | 83.6216 | 94.7478 | 106.9435 | 120.0443 | 134.0558 | 148.7861 | 164.2479 | 172.2574 | 179.4936
CDP22 | NSW | SNSW | Other renewable fuels | 0 | 0 | 0 | 0 | 0 | 0 | 0 | 0 | 0 | 0 | 0 | 0 | 0 | 0 | 0 | 0 | 0 | 0 | 0 | 0 | 0 | 0 | 0 | 0 | 0 | 0 | 0 | 0
CDP22 | NSW | SNSW | DSP | 0 | 0 | 0 | 0 | 0 | 0 | 0 | 0 | 0 | 0 | 0 | 0 | 0 | 0 | 0 | 0 | 0 | 0 | 0 | 0 | 0 | 0 | 0 | 0 | 0 | 0 | 0 | 0
CDP22 | NSW | SNW | Mid-merit gas | 0 | 0 | 0 | 0 | 0 | 0 | 0 | 0 | 0 | 0 | 0 | 0 | 0 | 0 | 0 | 0 | 0 | 0 | 0 | 0 | 0 | 0 | 0 | 0 | 0 | 0 | 0 | 0
CDP22 | NSW | SNW | Flexible gas with CCS | 0 | 0 | 0 | 0 | 0 | 0 | 0 | 0 | 0 | 0 | 0 | 0 | 0 | 0 | 0 | 0 | 0 | 0 | 0 | 0 | 0 | 0 | 0 | 0 | 0 | 0 | 0 | 0
CDP22 | NSW | SNW | Flexible gas | 0 | 0 | 0 | 0 | 0 | 0 | 0 | 0 | 0 | 0 | 0 | 0 | 0 | 0 | 0 | 0 | 0 | 0 | 282.4109 | 996.1552 | 2057.2152 | 2057.2152 | 2057.2152 | 2057.2152 | 2057.2152 | 2057.2152 | 2057.2152 | 2057.2152
CDP22 | NSW | SNW | Hydro | 0 | 0 | 0 | 0 | 0 | 0 | 0 | 0 | 0 | 0 | 0 | 0 | 0 | 0 | 0 | 0 | 0 | 0 | 0 | 0 | 0 | 0 | 0 | 0 | 0 | 0 | 0 | 0
CDP22 | NSW | SNW | Snowy 2.0 | 0 | 0 | 0 | 0 | 0 | 0 | 0 | 0 | 0 | 0 | 0 | 0 | 0 | 0 | 0 | 0 | 0 | 0 | 0 | 0 | 0 | 0 | 0 | 0 | 0 | 0 | 0 | 0
CDP22 | NSW | SNW | Deep storage | 0 | 0 | 0 | 0 | 0 | 0 | 0 | 0 | 0 | 0 | 0 | 0 | 0 | 0 | 0 | 0 | 0 | 0 | 0 | 0 | 0 | 0 | 0 | 0 | 0 | 0 | 0 | 0
CDP22 | NSW | SNW | Medium storage | 0 | 889.1453 | 889.1453 | 889.1453 | 889.1453 | 1316.141 | 1316.141 | 1316.141 | 1316.141 | 1316.141 | 1316.141 | 1316.141 | 1316.141 | 1316.141 | 1316.141 | 1316.141 | 1316.141 | 1316.141 | 1316.141 | 1316.141 | 1316.141 | 1316.141 | 1316.141 | 1316.1412 | 1316.1412 | 1316.1414 | 1316.1414 | 1316.1414
CDP22 | NSW | SNW | Shallow storage | 0 | 632.712 | 632.7166 | 632.7188 | 668.3575 | 710.6935 | 1338.2455 | 1410.8215 | 1410.8215 | 1410.8215 | 1483.3975 | 1483.3975 | 1483.3975 | 1555.9735 | 1555.9735 | 1555.9735 | 1555.9735 | 1555.9735 | 1555.9735 | 1628.5495 | 1628.5495 | 1701.1255 | 1701.1255 | 1701.1255 | 1773.7015 | 1773.7015 | 1773.7015 | 1846.2775
CDP22 | NSW | SNW | Coordinated CER storage | 5.6995 | 8.9871 | 12.8326 | 16.9571 | 21.9697 | 27.6663 | 37.1937 | 49.6005 | 65.1327 | 84.2739 | 107.1493 | 134.0014 | 164.6224 | 199.4384 | 238.3244 | 281.0862 | 327.7038 | 378.3827 | 433.0554 | 491.83 | 555.0637 | 623.7244 | 696.5772 | 773.7214 | 854.3051 | 938.1119 | 977.5203 | 1012.8282
CDP22 | NSW | SNW | Other renewable fuels | 0 | 0 | 0 | 0 | 0 | 0 | 0 | 0 | 0 | 0 | 0 | 0 | 0 | 0 | 0 | 0 | 0 | 0 | 0 | 0 | 0 | 0 | 0 | 0 | 0 | 90 | 90 | 90
CDP22 | NSW | SNW | DSP | 6.2 | 12.66 | 21.31 | 162.35 | 348.57 | 513.64 | 583.98 | 654.28 | 724.54 | 733.3 | 742.8 | 750.47 | 760.19 | 768.7 | 779.55 | 788.11 | 799.57 | 801.47 | 805.15 | 811.59 | 809.52 | 812.34 | 814.56 | 812.98 | 816.87 | 821.19 | 829.44 | 848.51
CDP22 | QLD | NQ | Mid-merit gas | 0 | 0 | 0 | 0 | 0 | 0 | 0 | 0 | 0 | 0 | 0 | 0 | 0 | 0 | 0 | 0 | 0 | 0 | 0 | 0 | 0 | 0 | 0 | 0 | 0 | 0 | 0 | 0
CDP22 | QLD | NQ | Flexible gas with CCS | 0 | 0 | 0 | 0 | 0 | 0 | 0 | 0 | 0 | 0 | 0 | 0 | 0 | 0 | 0 | 0 | 0 | 0 | 0 | 0 | 0 | 0 | 0 | 0 | 0 | 0 | 0 | 0
CDP22 | QLD | NQ | Flexible gas | 0 | 0 | 0 | 0 | 0 | 0 | 0 | 0 | 0 | 0 | 0 | 0 | 0 | 0 | 0 | 0 | 0 | 0 | 0 | 0 | 0 | 0 | 0 | 0 | 0 | 0 | 0 | 0
CDP22 | QLD | NQ | Hydro | 0 | 0 | 0 | 0 | 0 | 0 | 0 | 0 | 0 | 0 | 0 | 0 | 0 | 0 | 0 | 0 | 0 | 0 | 0 | 0 | 0 | 0 | 0 | 0 | 0 | 0 | 0 | 0
CDP22 | QLD | NQ | Borumba | 0 | 0 | 0 | 0 | 0 | 0 | 0 | 0 | 0 | 0 | 0 | 0 | 0 | 0 | 0 | 0 | 0 | 0 | 0 | 0 | 0 | 0 | 0 | 0 | 0 | 0 | 0 | 0
CDP22 | QLD | NQ | Deep storage | 0 | 0 | 0 | 0 | 0 | 0 | 1.053e-05 | 1.189e-05 | 1.189e-05 | 2.3e-05 | 3.629e-05 | 5.2096 | 5.2096 | 5.2096 | 5.2096 | 5.2096 | 5.2096 | 5.2096 | 5.2096 | 5.2096 | 5.2096 | 5.2096 | 5.8594 | 20.2151 | 161.4458 | 180.4394 | 180.4394 | 180.4394
CDP22 | QLD | NQ | Medium storage | 0 | 0 | 0 | 1.952e-05 | 2.39e-05 | 3.624e-05 | 3.624e-05 | 3.624e-05 | 3.745e-05 | 4.117e-05 | 4.539e-05 | 4.69e-05 | 0.00012721 | 0.00024367 | 0.00024797 | 0.00024797 | 0.00024797 | 0.00024797 | 0.00024797 | 0.00024797 | 0.00025301 | 0.00025738 | 0.00039071 | 0.00039071 | 0.00039071 | 0.00039071 | 0.00039071 | 0.00039071
CDP22 | QLD | NQ | Shallow storage | 0 | 0 | 300 | 300 | 300 | 300 | 300 | 300 | 300 | 300 | 300 | 300 | 300 | 300 | 300 | 300 | 300 | 300 | 300 | 300 | 300 | 300 | 300 | 300 | 300 | 300 | 300 | 300
CDP22 | QLD | NQ | Coordinated CER storage | 0.54674 | 0.92286 | 1.3551 | 1.8536 | 2.45 | 3.1702 | 4.191 | 5.5164 | 7.1545 | 9.1658 | 11.5718 | 14.4017 | 17.6021 | 21.2441 | 25.3028 | 29.7336 | 34.558 | 39.7965 | 45.4592 | 51.5796 | 58.257 | 65.4644 | 73.1388 | 81.3134 | 89.8287 | 98.6792 | 103.0372 | 107.0137
CDP22 | QLD | NQ | Other renewable fuels | 0 | 0 | 0 | 0 | 0 | 0 | 0 | 0 | 0 | 0 | 0 | 0 | 0 | 0 | 0 | 0 | 0 | 0 | 0 | 0 | 0 | 0 | 0 | 0 | 0 | 0 | 0 | 0
CDP22 | QLD | NQ | DSP | 0 | 0 | 0 | 0 | 0 | 0 | 0 | 0 | 0 | 0 | 0 | 0 | 0 | 0 | 0 | 0 | 0 | 0 | 0 | 0 | 0 | 0 | 0 | 0 | 0 | 0 | 0 | 0
CDP22 | QLD | GG | Mid-merit gas | 0 | 0 | 0 | 0 | 0 | 0 | 0 | 0 | 0 | 0 | 0 | 0 | 0 | 0 | 0 | 0 | 0 | 0 | 0 | 0 | 0 | 0 | 0 | 0 | 0 | 0 | 0 | 0
CDP22 | QLD | GG | Flexible gas with CCS | 0 | 0 | 0 | 0 | 0 | 0 | 0 | 0 | 0 | 0 | 0 | 0 | 0 | 0 | 0 | 0 | 0 | 0 | 0 | 0 | 0 | 0 | 0 | 0 | 0 | 0 | 0 | 0
CDP22 | QLD | GG | Flexible gas | 0 | 0 | 0 | 0 | 0 | 0 | 0 | 0 | 0 | 0 | 0 | 0 | 0 | 0 | 0 | 0 | 0 | 0 | 0 | 0 | 0 | 0 | 0 | 0 | 0 | 0 | 0 | 0
CDP22 | QLD | GG | Hydro | 0 | 0 | 0 | 0 | 0 | 0 | 0 | 0 | 0 | 0 | 0 | 0 | 0 | 0 | 0 | 0 | 0 | 0 | 0 | 0 | 0 | 0 | 0 | 0 | 0 | 0 | 0 | 0
CDP22 | QLD | GG | Borumba | 0 | 0 | 0 | 0 | 0 | 0 | 0 | 0 | 0 | 0 | 0 | 0 | 0 | 0 | 0 | 0 | 0 | 0 | 0 | 0 | 0 | 0 | 0 | 0 | 0 | 0 | 0 | 0
CDP22 | QLD | GG | Deep storage | 0 | 0 | 0 | 0 | 0 | 0 | 0 | 0 | 0 | 0 | 0 | 0 | 0 | 0 | 0 | 0 | 0 | 0 | 0 | 0 | 0 | 0 | 0 | 0 | 0 | 0 | 0 | 0
CDP22 | QLD | GG | Medium storage | 0 | 0 | 0 | 2.514e-05 | 2.514e-05 | 5.598e-05 | 5.598e-05 | 5.598e-05 | 5.755e-05 | 6.264e-05 | 6.706e-05 | 7.073e-05 | 0.00028764 | 0.37431 | 0.37431 | 0.37431 | 0.37431 | 0.37431 | 0.37431 | 0.37431 | 0.37433 | 0.37433 | 32.936 | 81.2033 | 81.2034 | 629.8579 | 629.8579 | 781.4916
CDP22 | QLD | GG | Shallow storage | 0 | 400 | 400 | 400 | 400 | 400 | 400 | 400 | 400 | 400 | 400 | 400 | 400 | 400 | 400 | 400 | 400 | 400 | 400 | 400 | 400 | 400 | 400 | 400 | 400 | 400 | 400 | 400
CDP22 | QLD | GG | Coordinated CER storage | 0.026819 | 0.047887 | 0.071533 | 0.10153 | 0.13366 | 0.17572 | 0.25891 | 0.37299 | 0.52211 | 0.70955 | 0.93712 | 1.2071 | 1.5192 | 1.8769 | 2.2784 | 2.7246 | 3.2136 | 3.7508 | 4.3361 | 4.969 | 5.6604 | 6.4065 | 7.2009 | 8.0431 | 8.9264 | 9.8483 | 10.2976 | 10.7049
CDP22 | QLD | GG | Other renewable fuels | 0 | 0 | 0 | 0 | 0 | 0 | 0 | 0 | 0 | 0 | 0 | 0 | 0 | 0 | 0 | 0 | 0 | 0 | 0 | 0 | 0 | 0 | 0 | 0 | 0 | 0 | 0 | 0
CDP22 | QLD | GG | DSP | 0 | 0 | 0 | 0 | 0 | 0 | 0 | 0 | 0 | 0 | 0 | 0 | 0 | 0 | 0 | 0 | 0 | 0 | 0 | 0 | 0 | 0 | 0 | 0 | 0 | 0 | 0 | 0
CDP22 | QLD | CQ | Mid-merit gas | 0 | 0 | 0 | 0 | 0 | 0 | 0 | 0 | 0 | 0 | 0 | 0 | 0 | 0 | 0 | 0 | 0 | 0 | 0 | 0 | 0 | 0 | 0 | 0 | 0 | 0 | 0 | 0
CDP22 | QLD | CQ | Flexible gas with CCS | 0 | 0 | 0 | 0 | 0 | 0 | 0 | 0 | 0 | 0 | 0 | 0 | 0 | 0 | 0 | 0 | 0 | 0 | 0 | 0 | 0 | 0 | 0 | 0 | 0 | 0 | 0 | 0
CDP22 | QLD | CQ | Flexible gas | 0 | 0 | 0 | 0 | 0 | 0 | 0 | 0 | 0 | 0 | 0 | 0 | 0 | 0 | 0 | 0 | 0 | 0 | 0 | 0 | 0 | 0 | 0 | 0 | 0 | 0 | 0 | 0
CDP22 | QLD | CQ | Hydro | 0 | 0 | 0 | 0 | 0 | 0 | 0 | 0 | 0 | 0 | 0 | 0 | 0 | 0 | 0 | 0 | 0 | 0 | 0 | 0 | 0 | 0 | 0 | 0 | 0 | 0 | 0 | 0
CDP22 | QLD | CQ | Borumba | 0 | 0 | 0 | 0 | 0 | 0 | 0 | 0 | 0 | 0 | 0 | 0 | 0 | 0 | 0 | 0 | 0 | 0 | 0 | 0 | 0 | 0 | 0 | 0 | 0 | 0 | 0 | 0
CDP22 | QLD | CQ | Deep storage | 0 | 0 | 0 | 0 | 0 | 0 | 1.069e-05 | 1.177e-05 | 1.177e-05 | 1.857e-05 | 2.77e-05 | 0.00014036 | 0.00014036 | 0.00014036 | 0.00014363 | 0.00014363 | 0.00014363 | 0.00014363 | 0.00014363 | 0.00014761 | 0.00034234 | 0.00034772 | 0.00035513 | 0.00036877 | 62.4268 | 322.4757 | 322.4757 | 400
CDP22 | QLD | CQ | Medium storage | 0 | 0 | 0 | 2.769e-05 | 3.405e-05 | 5.703e-05 | 6.897e-05 | 7.156e-05 | 7.369e-05 | 8.989e-05 | 0.00011008 | 0.00081705 | 0.0010015 | 0.375 | 0.37501 | 0.37501 | 0.37501 | 0.37501 | 0.37501 | 0.37501 | 0.37502 | 0.37503 | 32.8715 | 80.537 | 80.5372 | 500.1948 | 500.1948 | 826.4287
CDP22 | QLD | CQ | Shallow storage | 0 | 0 | 0 | 150 | 150 | 150 | 150 | 150 | 150 | 150 | 150 | 150 | 150 | 150 | 150 | 150 | 150 | 150 | 150 | 150 | 150 | 150 | 150 | 150 | 150 | 150 | 150 | 150
CDP22 | QLD | CQ | Coordinated CER storage | 0.49915 | 0.855 | 1.2505 | 1.7306 | 2.2741 | 2.9451 | 4.0203 | 5.4257 | 7.2073 | 9.4204 | 12.0769 | 15.2024 | 18.7874 | 22.8688 | 27.4354 | 32.4602 | 37.9331 | 43.9154 | 50.3996 | 57.404 | 65.0752 | 73.3346 | 82.131 | 91.474 | 101.254 | 111.4193 | 116.4019 | 120.9195
CDP22 | QLD | CQ | Other renewable fuels | 0 | 0 | 0 | 0 | 0 | 0 | 0 | 0 | 0 | 0 | 0 | 0 | 0 | 0 | 0 | 0 | 0 | 0 | 0 | 0 | 0 | 0 | 0 | 0 | 0 | 0 | 0 | 0
CDP22 | QLD | CQ | DSP | 0 | 0 | 0 | 0 | 0 | 0 | 0 | 0 | 0 | 0 | 0 | 0 | 0 | 0 | 0 | 0 | 0 | 0 | 0 | 0 | 0 | 0 | 0 | 0 | 0 | 0 | 0 | 0
CDP22 | QLD | SQ | Mid-merit gas | 0 | 0 | 0 | 0 | 0 | 0 | 0 | 0 | 0 | 0 | 0 | 0 | 0 | 0 | 0 | 0 | 0 | 0 | 0 | 0 | 0 | 0 | 0 | 0 | 0 | 0 | 0 | 0
CDP22 | QLD | SQ | Flexible gas with CCS | 0 | 0 | 0 | 0 | 0 | 0 | 0 | 0 | 0 | 0 | 0 | 0 | 0 | 0 | 0 | 0 | 0 | 0 | 0 | 0 | 0 | 0 | 0 | 0 | 0 | 0 | 0 | 0
CDP22 | QLD | SQ | Flexible gas | 0 | 0 | 200 | 200 | 200 | 200 | 200 | 200 | 200 | 419.6201 | 1083.7001 | 1464.6238 | 1726.1215 | 1726.1215 | 1935.749 | 1935.749 | 1935.749 | 2130.4994 | 2792.4478 | 2792.4478 | 2792.4478 | 2792.4478 | 3375.5692 | 3375.5692 | 3375.5692 | 3375.5692 | 3375.5692 | 3535.886
CDP22 | QLD | SQ | Hydro | 0 | 0 | 0 | 0 | 0 | 0 | 0 | 0 | 0 | 0 | 0 | 0 | 0 | 0 | 0 | 0 | 0 | 0 | 0 | 0 | 0 | 0 | 0 | 0 | 0 | 0 | 0 | 0
CDP22 | QLD | SQ | Borumba | 0 | 0 | 0 | 0 | 0 | 0 | 0 | 1998 | 1998 | 1998 | 1998 | 1998 | 1998 | 1998 | 1998 | 1998 | 1998 | 1998 | 1998 | 1998 | 1998 | 1998 | 1998 | 1998 | 1998 | 1998 | 1998 | 1998
CDP22 | QLD | SQ | Deep storage | 0 | 0 | 0 | 0 | 0 | 0 | 0 | 0 | 0 | 0 | 0 | 0 | 0 | 0 | 0 | 0 | 0 | 0 | 0 | 0 | 0 | 0 | 0 | 0 | 0 | 0 | 0 | 0
CDP22 | QLD | SQ | Medium storage | 0 | 0 | 0 | 2.01e-05 | 2.613e-05 | 4.733e-05 | 4.733e-05 | 4.733e-05 | 5.271e-05 | 5.532e-05 | 5.953e-05 | 6.144e-05 | 0.00024584 | 143.1416 | 143.1416 | 143.1416 | 143.1416 | 143.1416 | 143.1416 | 143.1416 | 143.1416 | 143.1416 | 426.7738 | 426.7738 | 426.7738 | 789.7161 | 789.7161 | 789.7161
CDP22 | QLD | SQ | Shallow storage | 714.16 | 1020.16 | 1020.16 | 1020.16 | 1020.16 | 1020.16 | 1020.16 | 1020.16 | 1020.16 | 1020.16 | 1020.16 | 1020.16 | 1020.16 | 1020.16 | 1020.16 | 1020.16 | 1020.16 | 1020.16 | 1020.16 | 1020.16 | 1020.16 | 1020.16 | 1020.16 | 1020.16 | 1020.16 | 1020.16 | 1020.16 | 1020.16
CDP22 | QLD | SQ | Coordinated CER storage | 2.6949 | 4.6149 | 6.8273 | 9.399 | 12.4206 | 16.2636 | 22.9345 | 31.7049 | 42.7505 | 56.464 | 72.9637 | 92.4549 | 114.7868 | 140.326 | 168.9326 | 200.4226 | 234.721 | 272.1627 | 312.8429 | 356.7965 | 404.3261 | 456.2111 | 511.5074 | 570.2605 | 631.7811 | 695.9349 | 727.3631 | 755.8908
CDP22 | QLD | SQ | Other renewable fuels | 0 | 0 | 0 | 0 | 0 | 0 | 0 | 0 | 0 | 0 | 0 | 0 | 0 | 0 | 0 | 0 | 0 | 0 | 0 | 0 | 0 | 0 | 0 | 0 | 0 | 0 | 90 | 90
CDP22 | QLD | SQ | DSP | 3.25 | 5.13 | 9.91 | 13.47 | 17.87 | 1.79 | 7.34 | 11.4 | 15.32 | 20.33 | 25.8 | 31.69 | 38.24 | 42.35 | 46.79 | 53.33 | 57.04 | 59.69 | 63.14 | 66.16 | 68.23 | 70.89 | 74.75 | 77.21 | 85.81 | 92.63 | 99.97 | 101.49
CDP22 | VIC | VIC | Mid-merit gas | 0 | 0 | 0 | 0 | 0 | 0 | 0 | 0 | 0 | 0 | 0 | 0 | 0 | 0 | 0 | 0 | 0 | 0 | 0 | 0 | 0 | 0 | 0 | 0 | 0 | 0 | 0 | 0
CDP22 | VIC | VIC | Flexible gas with CCS | 0 | 0 | 0 | 0 | 0 | 0 | 0 | 0 | 0 | 0 | 0 | 0 | 0 | 0 | 0 | 0 | 0 | 0 | 0 | 0 | 0 | 0 | 0 | 0 | 0 | 0 | 0 | 0
CDP22 | VIC | VIC | Flexible gas | 0 | 0 | 0 | 0 | 0 | 0 | 0 | 0 | 0 | 0 | 0 | 0 | 0 | 0 | 0 | 0 | 0 | 0 | 32.9624 | 32.9624 | 32.9624 | 32.9624 | 32.9624 | 690.9515 | 690.9515 | 690.9515 | 690.9515 | 1591.6935
CDP22 | VIC | VIC | Hydro | 0 | 0 | 0 | 0 | 0 | 0 | 0 | 0 | 0 | 0 | 0 | 0 | 0 | 0 | 0 | 0 | 0 | 0 | 0 | 0 | 0 | 0 | 0 | 0 | 0 | 0 | 0 | 0
CDP22 | VIC | VIC | Deep storage | 0 | 0 | 0 | 0 | 0 | 0 | 9.78e-06 | 1.167e-05 | 2.365e-05 | 6.663e-05 | 6.663e-05 | 6.663e-05 | 6.663e-05 | 6.663e-05 | 6.78e-05 | 6.78e-05 | 7.032e-05 | 7.032e-05 | 7.374e-05 | 7.374e-05 | 575.1098 | 575.1098 | 575.1098 | 575.1098 | 575.1098 | 575.1098 | 575.1098 | 575.1098
CDP22 | VIC | VIC | Medium storage | 0 | 0 | 350 | 350 | 350 | 350 | 350.0001 | 350.0001 | 350.0001 | 350.0001 | 350.0001 | 350.0001 | 350.0001 | 350.0001 | 350.0001 | 350.0001 | 350.0001 | 350.0001 | 350.0001 | 350.0002 | 350.0002 | 350.0002 | 350.0002 | 350.0004 | 350.0007 | 350.0007 | 350.0007 | 350.0007
CDP22 | VIC | VIC | Shallow storage | 180 | 1691.51 | 1756.3104 | 2211.3743 | 2211.3743 | 2421.3999 | 2428.6999 | 2940.3999 | 3451.3399 | 4013.0398 | 5621.9198 | 5621.9198 | 5628.5198 | 5628.5198 | 5628.5198 | 5628.5198 | 5628.5198 | 5628.5198 | 5628.5198 | 5628.5198 | 5635.1198 | 5635.1198 | 5635.1198 | 5635.1198 | 5635.1198 | 5635.1198 | 5635.1198 | 5635.1198
CDP22 | VIC | VIC | Coordinated CER storage | 8.9163 | 14.4987 | 20.4798 | 27.3899 | 35.853 | 45.8051 | 59.1688 | 76.2585 | 97.3343 | 123.084 | 153.6475 | 189.3602 | 229.872 | 275.8842 | 327.0848 | 383.0564 | 443.7316 | 509.6502 | 580.9109 | 657.633 | 740.6541 | 830.7914 | 926.6572 | 1028.3543 | 1134.4025 | 1244.5508 | 1298.531 | 1347.4871
CDP22 | VIC | VIC | Other renewable fuels | 0 | 0 | 0 | 0 | 0 | 0 | 0 | 0 | 0 | 0 | 0 | 0 | 0 | 0 | 0 | 0 | 0 | 0 | 0 | 0 | 0 | 0 | 0 | 0 | 0 | 0 | 90 | 90
CDP22 | VIC | VIC | DSP | 2.06 | 5.47 | -2.91 | 1.75 | 7.82 | 14.87 | 19.28 | 25.16 | 29.26 | 33.97 | 36.82 | 39.34 | 41.6 | 44.07 | 46.76 | 49.93 | 53.23 | 55.16 | 57.69 | 59.14 | 59.83 | 61.47 | 61.87 | 60.96 | 59.14 | 58.56 | 59.5 | 61.38
CDP22 | SA | CSA | Mid-merit gas | 0 | 0 | 0 | 0 | 0 | 0 | 0 | 0 | 0 | 0 | 0 | 0 | 0 | 0 | 0 | 0 | 0 | 0 | 0 | 0 | 0 | 0 | 0 | 0 | 0 | 0 | 0 | 0
CDP22 | SA | CSA | Flexible gas with CCS | 0 | 0 | 0 | 0 | 0 | 0 | 0 | 0 | 0 | 0 | 0 | 0 | 0 | 0 | 0 | 0 | 0 | 0 | 0 | 0 | 0 | 0 | 0 | 0 | 0 | 0 | 0 | 0
CDP22 | SA | CSA | Flexible gas | 0 | 200 | 200 | 200 | 200 | 200 | 200 | 200 | 200 | 401.7289 | 465 | 465 | 465 | 465 | 465 | 465 | 465 | 465 | 548.7382 | 896.0539 | 896.0539 | 896.0539 | 896.0539 | 896.0539 | 896.0539 | 896.0539 | 896.0539 | 896.0539
CDP22 | SA | CSA | Hydro | 0 | 0 | 0 | 0 | 0 | 0 | 0 | 0 | 0 | 0 | 0 | 0 | 0 | 0 | 0 | 0 | 0 | 0 | 0 | 0 | 0 | 0 | 0 | 0 | 0 | 0 | 0 | 0
CDP22 | SA | CSA | Deep storage | 0 | 0 | 0 | 0 | 0 | 0 | 5.38e-06 | 5.38e-06 | 5.38e-06 | 5.38e-06 | 5.38e-06 | 5.38e-06 | 5.38e-06 | 5.38e-06 | 9.1e-06 | 9.1e-06 | 9.1e-06 | 9.1e-06 | 9.1e-06 | 1.027e-05 | 2.252e-05 | 2.252e-05 | 2.252e-05 | 2.252e-05 | 2.252e-05 | 2.459e-05 | 2.459e-05 | 2.697e-05
CDP22 | SA | CSA | Medium storage | 0 | 0 | 0 | 2.259e-05 | 2.886e-05 | 3.858e-05 | 3.858e-05 | 3.858e-05 | 4.304e-05 | 4.559e-05 | 4.559e-05 | 4.559e-05 | 4.559e-05 | 5.247e-05 | 6.029e-05 | 6.029e-05 | 6.029e-05 | 6.029e-05 | 6.029e-05 | 6.029e-05 | 0.0001102 | 0.00011293 | 0.00011448 | 1059.0031 | 1059.0031 | 1598.1456 | 1598.1456 | 1598.1456
CDP22 | SA | CSA | Shallow storage | 200 | 494.98 | 1113.4563 | 2345.5864 | 2351.6064 | 2351.6064 | 2351.6064 | 2351.6064 | 2351.6064 | 2351.6064 | 2351.6064 | 2351.6064 | 2351.6064 | 2351.6064 | 2351.6064 | 2351.6064 | 2351.6064 | 2351.6064 | 2357.6264 | 2357.6264 | 2357.6264 | 2357.6264 | 2357.6264 | 2357.6264 | 2357.6264 | 2357.6264 | 2357.6264 | 2357.6264
CDP22 | SA | CSA | Coordinated CER storage | 16.7205 | 23.834 | 30.7542 | 38.4284 | 46.3958 | 56.1694 | 65.5626 | 76.1609 | 87.8108 | 100.9146 | 115.316 | 131.1314 | 147.8365 | 166.0114 | 185.1899 | 204.9252 | 225.1394 | 246.2665 | 268.3666 | 291.4341 | 316.4262 | 343.1106 | 371.0707 | 400.3204 | 429.9417 | 459.8761 | 474.9413 | 488.2607
CDP22 | SA | CSA | Other renewable fuels | 0 | 0 | 0 | 0 | 0 | 0 | 0 | 0 | 0 | 0 | 0 | 0 | 0 | 0 | 0 | 0 | 0 | 0 | 0 | 0 | 0 | 0 | 0 | 0 | 0 | 0 | 0 | 0
CDP22 | SA | CSA | DSP | 0.71 | 1.71 | 2.99 | 4.28 | 4.85 | 5.57 | 6.09 | 6.75 | 7.31 | 8.12 | 8.79 | 9.5 | 10.12 | 10.65 | 11.15 | 11.67 | 12.28 | 12.76 | 13.22 | 13.5 | 13.63 | 13.47 | 13.24 | 12.87 | 12.46 | 12.52 | 12.77 | 13.08
CDP22 | SA | SESA | Mid-merit gas | 0 | 0 | 0 | 0 | 0 | 0 | 0 | 0 | 0 | 0 | 0 | 0 | 0 | 0 | 0 | 0 | 0 | 0 | 0 | 0 | 0 | 0 | 0 | 0 | 0 | 0 | 0 | 0
CDP22 | SA | SESA | Flexible gas with CCS | 0 | 0 | 0 | 0 | 0 | 0 | 0 | 0 | 0 | 0 | 0 | 0 | 0 | 0 | 0 | 0 | 0 | 0 | 0 | 0 | 0 | 0 | 0 | 0 | 0 | 0 | 0 | 0
CDP22 | SA | SESA | Flexible gas | 0 | 0 | 0 | 0 | 0 | 0 | 0 | 0 | 0 | 0 | 0 | 0 | 0 | 0 | 0 | 0 | 0 | 0 | 0 | 0 | 0 | 0 | 0 | 0 | 0 | 0 | 0 | 0
CDP22 | SA | SESA | Hydro | 0 | 0 | 0 | 0 | 0 | 0 | 0 | 0 | 0 | 0 | 0 | 0 | 0 | 0 | 0 | 0 | 0 | 0 | 0 | 0 | 0 | 0 | 0 | 0 | 0 | 0 | 0 | 0
CDP22 | SA | SESA | Deep storage | 0 | 0 | 0 | 0 | 0 | 0 | 0 | 0 | 0 | 0 | 0 | 0 | 0 | 0 | 0 | 0 | 0 | 0 | 0 | 0 | 0 | 0 | 0 | 0 | 0 | 0 | 0 | 0
CDP22 | SA | SESA | Medium storage | 0 | 0 | 0 | 2.195e-05 | 2.818e-05 | 3.69e-05 | 3.69e-05 | 3.69e-05 | 4.05e-05 | 4.189e-05 | 4.189e-05 | 4.189e-05 | 4.189e-05 | 4.846e-05 | 5.634e-05 | 5.634e-05 | 5.634e-05 | 5.634e-05 | 5.634e-05 | 5.748e-05 | 9.101e-05 | 9.384e-05 | 9.899e-05 | 0.0017059 | 0.0017059 | 0.0017059 | 0.0017059 | 0.0017059
CDP22 | SA | SESA | Shallow storage | 0 | 0 | 0 | 0 | 0 | 0 | 0 | 0 | 0 | 0 | 0 | 0 | 0 | 0 | 0 | 0 | 0 | 0 | 0 | 0 | 0 | 0 | 0 | 0 | 0 | 0 | 0 | 0
CDP22 | SA | SESA | Coordinated CER storage | 0.61122 | 0.88308 | 1.1524 | 1.4493 | 1.7585 | 2.151 | 2.5347 | 2.9572 | 3.4253 | 3.9705 | 4.6092 | 5.2767 | 6.0254 | 6.8004 | 7.6143 | 8.4664 | 9.35 | 10.2723 | 11.2305 | 12.2735 | 13.437 | 14.6473 | 15.9009 | 17.214 | 18.5458 | 19.8997 | 20.5756 | 21.2128
CDP22 | SA | SESA | Other renewable fuels | 0 | 0 | 0 | 0 | 0 | 0 | 0 | 0 | 0 | 0 | 0 | 0 | 0 | 0 | 0 | 0 | 0 | 0 | 0 | 0 | 0 | 0 | 0 | 0 | 0 | 0 | 0 | 0
CDP22 | SA | SESA | DSP | 0 | 0 | 0 | 0 | 0 | 0 | 0 | 0 | 0 | 0 | 0 | 0 | 0 | 0 | 0 | 0 | 0 | 0 | 0 | 0 | 0 | 0 | 0 | 0 | 0 | 0 | 0 | 0
CDP22 | TAS | TAS | Mid-merit gas | 0 | 0 | 0 | 0 | 0 | 0 | 0 | 0 | 0 | 0 | 0 | 0 | 0 | 0 | 0 | 0 | 0 | 0 | 0 | 0 | 0 | 0 | 0 | 0 | 0 | 0 | 0 | 0
CDP22 | TAS | TAS | Flexible gas with CCS | 0 | 0 | 0 | 0 | 0 | 0 | 0 | 0 | 0 | 0 | 0 | 0 | 0 | 0 | 0 | 0 | 0 | 0 | 0 | 0 | 0 | 0 | 0 | 0 | 0 | 0 | 0 | 0
CDP22 | TAS | TAS | Flexible gas | 0 | 0 | 0 | 0 | 0 | 0 | 0 | 0 | 0 | 0 | 0 | 0 | 0 | 0 | 0 | 0 | 0 | 0 | 0 | 0 | 0 | 0 | 0 | 0 | 0 | 0 | 0 | 0
CDP22 | TAS | TAS | Hydro | 0 | 0 | 0 | 0 | 0 | 0 | 390 | 390 | 390 | 390 | 390 | 390 | 390 | 390 | 390 | 390 | 390 | 390 | 390 | 390 | 390 | 390 | 390 | 390 | 390 | 390 | 390 | 390
CDP22 | TAS | TAS | Deep storage | 0 | 0 | 0 | 0 | 0 | 0 | 2.79e-05 | 3.125e-05 | 3.125e-05 | 3.125e-05 | 3.125e-05 | 3.125e-05 | 3.125e-05 | 3.982e-05 | 6.067e-05 | 8.967e-05 | 0.0013879 | 0.0013879 | 168.5779 | 480.8391 | 994.1279 | 994.1279 | 994.1279 | 994.1279 | 994.1279 | 994.1279 | 994.1279 | 994.1279
CDP22 | TAS | TAS | Medium storage | 0 | 0 | 0 | 1.876e-05 | 2.126e-05 | 2.368e-05 | 2.368e-05 | 2.368e-05 | 2.368e-05 | 2.812e-05 | 2.812e-05 | 2.812e-05 | 3.181e-05 | 3.181e-05 | 3.48e-05 | 3.599e-05 | 3.778e-05 | 3.778e-05 | 3.974e-05 | 4.378e-05 | 5.828e-05 | 5.828e-05 | 5.828e-05 | 6.661e-05 | 6.661e-05 | 6.661e-05 | 6.661e-05 | 6.661e-05
CDP22 | TAS | TAS | Shallow storage | 0 | 0 | 0 | 0 | 0 | 0 | 0 | 0 | 0 | 0 | 0 | 0 | 0 | 0 | 0 | 0 | 0 | 0 | 0 | 0 | 0 | 0 | 0 | 0 | 0 | 0 | 0 | 0
CDP22 | TAS | TAS | Coordinated CER storage | 0.49202 | 0.81972 | 1.1904 | 1.6174 | 2.1106 | 2.7326 | 3.2327 | 3.8671 | 4.6719 | 5.7102 | 7.0106 | 8.6052 | 10.485 | 12.7058 | 15.2558 | 18.1129 | 21.2812 | 24.7979 | 28.677 | 32.9257 | 37.5563 | 42.7068 | 48.2882 | 54.3035 | 60.6636 | 67.3654 | 71.0896 | 74.411
CDP22 | TAS | TAS | Other renewable fuels | 0 | 0 | 0 | 0 | 0 | 0 | 0 | 0 | 0 | 0 | 0 | 0 | 0 | 0 | 0 | 0 | 0 | 0 | 0 | 0 | 0 | 0 | 0 | 0 | 0 | 0 | 0 | 0
CDP22 | TAS | TAS | DSP | 0.05 | -0.71 | -1.41 | -1.38 | -1.29 | -1.16 | -1.04 | -0.94 | -0.9 | -0.89 | -0.86 | -0.89 | -0.87 | -0.86 | -0.84 | -0.83 | -0.79 | -0.77 | -0.75 | -0.74 | -0.76 | -0.76 | -0.77 | -0.76 | -0.75 | -0.81 | -0.92 | -0.99
CDP23 | NSW | NNSW | Mid-merit gas | 0 | 0 | 0 | 0 | 0 | 0 | 0 | 0 | 0 | 0 | 0 | 0 | 0 | 0 | 0 | 0 | 0 | 0 | 0 | 0 | 0 | 0 | 0 | 0 | 0 | 0 | 0 | 0
CDP23 | NSW | NNSW | Flexible gas with CCS | 0 | 0 | 0 | 0 | 0 | 0 | 0 | 0 | 0 | 0 | 0 | 0 | 0 | 0 | 0 | 0 | 0 | 0 | 0 | 0 | 0 | 0 | 0 | 0 | 0 | 0 | 0 | 0
CDP23 | NSW | NNSW | Flexible gas | 0 | 0 | 0 | 0 | 0 | 0 | 0 | 0 | 0 | 0 | 0 | 0 | 0 | 0 | 0 | 0 | 0 | 0 | 0 | 0 | 0 | 0 | 0 | 0 | 0 | 0 | 0 | 0
CDP23 | NSW | NNSW | Hydro | 0 | 0 | 0 | 0 | 0 | 0 | 0 | 0 | 0 | 0 | 0 | 0 | 0 | 0 | 0 | 0 | 0 | 0 | 0 | 0 | 0 | 0 | 0 | 0 | 0 | 0 | 0 | 0
CDP23 | NSW | NNSW | Snowy 2.0 | 0 | 0 | 0 | 0 | 0 | 0 | 0 | 0 | 0 | 0 | 0 | 0 | 0 | 0 | 0 | 0 | 0 | 0 | 0 | 0 | 0 | 0 | 0 | 0 | 0 | 0 | 0 | 0
CDP23 | NSW | NNSW | Deep storage | 0 | 0 | 0 | 0 | 0 | 0 | 1.557e-05 | 1.557e-05 | 1.557e-05 | 1.68e-05 | 1.802e-05 | 1.915e-05 | 1.915e-05 | 1.915e-05 | 2.23e-05 | 2.345e-05 | 2.518e-05 | 3.476e-05 | 4.122e-05 | 6.969e-05 | 1000 | 1000 | 1000 | 1000 | 1000 | 1000 | 1000 | 1000
CDP23 | NSW | NNSW | Medium storage | 0 | 0 | 275 | 275.0001 | 382.9167 | 1188.9109 | 1188.9109 | 1188.9109 | 1188.9109 | 1188.9109 | 1188.9109 | 1188.9109 | 1188.9109 | 1188.9109 | 1188.9109 | 1188.9109 | 1188.9109 | 1188.9109 | 1188.9109 | 1188.9109 | 1188.9111 | 1188.9111 | 1188.9111 | 1717.312 | 1717.312 | 2077.4364 | 2077.4364 | 2463.9143
CDP23 | NSW | NNSW | Shallow storage | 0 | 30 | 230 | 430 | 430 | 430 | 430 | 430 | 430 | 430 | 430 | 430 | 430 | 430 | 430 | 430 | 430 | 430 | 430 | 430 | 430 | 430 | 430 | 430 | 430 | 430 | 430 | 430
CDP23 | NSW | NNSW | Coordinated CER storage | 1.4111 | 2.2004 | 3.1378 | 4.0696 | 5.2015 | 6.5092 | 8.3028 | 10.6013 | 13.4299 | 16.8869 | 20.9596 | 25.6995 | 31.0392 | 37.0757 | 43.7606 | 51.0565 | 58.967 | 67.5443 | 76.7721 | 86.6761 | 97.4085 | 108.9366 | 121.1526 | 134.0682 | 147.4952 | 161.4022 | 167.974 | 173.8539
CDP23 | NSW | NNSW | Other renewable fuels | 0 | 0 | 0 | 0 | 0 | 0 | 0 | 0 | 0 | 0 | 0 | 0 | 0 | 0 | 0 | 0 | 0 | 0 | 0 | 0 | 0 | 0 | 0 | 0 | 0 | 0 | 90 | 90
CDP23 | NSW | NNSW | DSP | 0 | 0 | 0 | 0 | 0 | 0 | 0 | 0 | 0 | 0 | 0 | 0 | 0 | 0 | 0 | 0 | 0 | 0 | 0 | 0 | 0 | 0 | 0 | 0 | 0 | 0 | 0 | 0
CDP23 | NSW | CNSW | Mid-merit gas | 0 | 0 | 0 | 0 | 0 | 0 | 0 | 0 | 0 | 0 | 0 | 0 | 0 | 0 | 0 | 0 | 0 | 0 | 0 | 0 | 0 | 0 | 0 | 0 | 0 | 0 | 0 | 0
CDP23 | NSW | CNSW | Flexible gas with CCS | 0 | 0 | 0 | 0 | 0 | 0 | 0 | 0 | 0 | 0 | 0 | 0 | 0 | 0 | 0 | 0 | 0 | 0 | 0 | 0 | 0 | 0 | 0 | 0 | 0 | 0 | 0 | 0
CDP23 | NSW | CNSW | Flexible gas | 0 | 0 | 0 | 0 | 0 | 0 | 0 | 0 | 0 | 0 | 0 | 0 | 0 | 0 | 0 | 0 | 0 | 0 | 0 | 0 | 0 | 0 | 0 | 0 | 0 | 0 | 0 | 0
CDP23 | NSW | CNSW | Hydro | 0 | 0 | 0 | 0 | 0 | 0 | 0 | 0 | 0 | 0 | 0 | 0 | 0 | 0 | 0 | 0 | 0 | 0 | 0 | 0 | 0 | 0 | 0 | 0 | 0 | 0 | 0 | 0
CDP23 | NSW | CNSW | Snowy 2.0 | 0 | 0 | 0 | 0 | 0 | 0 | 0 | 0 | 0 | 0 | 0 | 0 | 0 | 0 | 0 | 0 | 0 | 0 | 0 | 0 | 0 | 0 | 0 | 0 | 0 | 0 | 0 | 0
CDP23 | NSW | CNSW | Deep storage | 0 | 0 | 0 | 0 | 0 | 0 | 0 | 0 | 0 | 0 | 0 | 0 | 0 | 0 | 0 | 0 | 0 | 0 | 0 | 0 | 0 | 0 | 0 | 0 | 0 | 0 | 0 | 0
CDP23 | NSW | CNSW | Medium storage | 0 | 549 | 549 | 917.46 | 917.46 | 957.4945 | 957.4945 | 997.5145 | 997.5145 | 997.5145 | 1037.5345 | 1037.5345 | 1037.5345 | 1077.5545 | 1077.5545 | 1077.5545 | 1077.5545 | 1077.5545 | 1077.5545 | 1117.5745 | 1117.5745 | 1157.5945 | 1157.5945 | 1157.5945 | 1197.6145 | 1197.6145 | 1197.6145 | 1237.6345
CDP23 | NSW | CNSW | Shallow storage | 0 | 20 | 30.045 | 321.4207 | 1706.49 | 1706.49 | 1706.49 | 1706.49 | 1706.49 | 1706.49 | 1706.49 | 1706.49 | 1706.49 | 1706.49 | 1706.49 | 1706.49 | 1706.49 | 1706.49 | 1706.49 | 1706.49 | 1706.49 | 1706.49 | 1706.49 | 1706.49 | 1706.49 | 1706.49 | 1706.49 | 1706.49
CDP23 | NSW | CNSW | Coordinated CER storage | 0.59798 | 0.93451 | 1.3494 | 1.776 | 2.2689 | 2.848 | 3.8284 | 5.1416 | 6.7929 | 8.8348 | 11.2982 | 14.1756 | 17.471 | 21.2071 | 25.3812 | 29.9855 | 35.0184 | 40.4848 | 46.3919 | 52.7376 | 59.6211 | 67.0433 | 74.9132 | 83.2358 | 91.9357 | 100.9613 | 105.2226 | 109.0428
CDP23 | NSW | CNSW | Other renewable fuels | 0 | 0 | 0 | 0 | 0 | 0 | 0 | 0 | 0 | 0 | 0 | 0 | 0 | 0 | 0 | 0 | 0 | 0 | 0 | 0 | 0 | 0 | 0 | 0 | 0 | 30 | 90 | 90
CDP23 | NSW | CNSW | DSP | 0 | 0 | 0 | 0 | 0 | 0 | 0 | 0 | 0 | 0 | 0 | 0 | 0 | 0 | 0 | 0 | 0 | 0 | 0 | 0 | 0 | 0 | 0 | 0 | 0 | 0 | 0 | 0
CDP23 | NSW | SNSW | Mid-merit gas | 0 | 0 | 0 | 0 | 0 | 0 | 0 | 0 | 0 | 0 | 0 | 0 | 0 | 0 | 0 | 0 | 0 | 0 | 0 | 0 | 0 | 0 | 0 | 0 | 0 | 0 | 0 | 0
CDP23 | NSW | SNSW | Flexible gas with CCS | 0 | 0 | 0 | 0 | 0 | 0 | 0 | 0 | 0 | 0 | 0 | 0 | 0 | 0 | 0 | 0 | 0 | 0 | 0 | 0 | 0 | 0 | 0 | 0 | 0 | 0 | 0 | 0
CDP23 | NSW | SNSW | Flexible gas | 0 | 0 | 0 | 0 | 0 | 0 | 0 | 0 | 0 | 0 | 0 | 0 | 0 | 0 | 0 | 0 | 0 | 0 | 0 | 0 | 0 | 0 | 0 | 0 | 0 | 0 | 0 | 0
CDP23 | NSW | SNSW | Hydro | 0 | 0 | 0 | 0 | 0 | 0 | 0 | 0 | 0 | 0 | 0 | 0 | 0 | 0 | 0 | 0 | 0 | 0 | 0 | 0 | 0 | 0 | 0 | 0 | 0 | 0 | 0 | 0
CDP23 | NSW | SNSW | Snowy 2.0 | 0 | 0 | 0 | 0 | 2200 | 2200 | 2200 | 2200 | 2200 | 2200 | 2200 | 2200 | 2200 | 2200 | 2200 | 2200 | 2200 | 2200 | 2200 | 2200 | 2200 | 2200 | 2200 | 2200 | 2200 | 2200 | 2200 | 2200
CDP23 | NSW | SNSW | Deep storage | 0 | 0 | 0 | 0 | 0 | 0 | 0 | 0 | 0 | 0 | 0 | 0 | 0 | 0 | 0 | 0 | 0 | 0 | 0 | 0 | 0 | 0 | 0 | 0 | 0 | 0 | 0 | 0
CDP23 | NSW | SNSW | Medium storage | 0 | 50 | 50 | 250 | 250 | 335.079 | 335.079 | 335.079 | 335.079 | 335.079 | 335.079 | 335.079 | 335.079 | 335.079 | 335.079 | 335.079 | 335.079 | 335.079 | 335.079 | 335.079 | 335.079 | 335.079 | 335.079 | 335.079 | 335.079 | 335.079 | 335.079 | 335.079
CDP23 | NSW | SNSW | Shallow storage | 10 | 19.9 | 19.9 | 19.9 | 19.9 | 20.89 | 20.89 | 21.88 | 21.88 | 21.88 | 22.87 | 22.87 | 22.87 | 23.86 | 23.86 | 23.86 | 23.86 | 23.86 | 23.86 | 24.85 | 24.85 | 25.84 | 25.84 | 25.84 | 25.84 | 25.84 | 25.84 | 25.84
CDP23 | NSW | SNSW | Coordinated CER storage | 1.2069 | 1.9069 | 2.7656 | 3.7048 | 4.823 | 6.104 | 7.6428 | 9.603 | 12.0552 | 15.0904 | 18.749 | 23.0893 | 28.0961 | 33.8541 | 40.3371 | 47.5032 | 55.3701 | 64.0005 | 73.4087 | 83.6216 | 94.7478 | 106.9435 | 120.0443 | 134.0558 | 148.7861 | 164.2479 | 172.2574 | 179.4936
CDP23 | NSW | SNSW | Other renewable fuels | 0 | 0 | 0 | 0 | 0 | 0 | 0 | 0 | 0 | 0 | 0 | 0 | 0 | 0 | 0 | 0 | 0 | 0 | 0 | 0 | 0 | 0 | 0 | 0 | 0 | 0 | 0 | 0
CDP23 | NSW | SNSW | DSP | 0 | 0 | 0 | 0 | 0 | 0 | 0 | 0 | 0 | 0 | 0 | 0 | 0 | 0 | 0 | 0 | 0 | 0 | 0 | 0 | 0 | 0 | 0 | 0 | 0 | 0 | 0 | 0
CDP23 | NSW | SNW | Mid-merit gas | 0 | 0 | 0 | 0 | 0 | 0 | 0 | 0 | 0 | 0 | 0 | 0 | 0 | 0 | 0 | 0 | 0 | 0 | 0 | 0 | 0 | 0 | 0 | 0 | 0 | 0 | 0 | 0
CDP23 | NSW | SNW | Flexible gas with CCS | 0 | 0 | 0 | 0 | 0 | 0 | 0 | 0 | 0 | 0 | 0 | 0 | 0 | 0 | 0 | 0 | 0 | 0 | 0 | 0 | 0 | 0 | 0 | 0 | 0 | 0 | 0 | 0
CDP23 | NSW | SNW | Flexible gas | 0 | 0 | 0 | 0 | 0 | 0 | 0 | 0 | 0 | 0 | 0 | 0 | 0 | 0 | 0 | 0 | 0 | 0 | 291.3269 | 1009.2339 | 2070.2939 | 2070.2939 | 2070.2939 | 2070.2939 | 2070.2939 | 2070.2939 | 2070.2939 | 2070.2939
CDP23 | NSW | SNW | Hydro | 0 | 0 | 0 | 0 | 0 | 0 | 0 | 0 | 0 | 0 | 0 | 0 | 0 | 0 | 0 | 0 | 0 | 0 | 0 | 0 | 0 | 0 | 0 | 0 | 0 | 0 | 0 | 0
CDP23 | NSW | SNW | Snowy 2.0 | 0 | 0 | 0 | 0 | 0 | 0 | 0 | 0 | 0 | 0 | 0 | 0 | 0 | 0 | 0 | 0 | 0 | 0 | 0 | 0 | 0 | 0 | 0 | 0 | 0 | 0 | 0 | 0
CDP23 | NSW | SNW | Deep storage | 0 | 0 | 0 | 0 | 0 | 0 | 0 | 0 | 0 | 0 | 0 | 0 | 0 | 0 | 0 | 0 | 0 | 0 | 0 | 0 | 0 | 0 | 0 | 0 | 0 | 0 | 0 | 0
CDP23 | NSW | SNW | Medium storage | 0 | 889.1453 | 889.1453 | 889.1453 | 889.1453 | 1316.141 | 1316.141 | 1316.141 | 1316.141 | 1316.141 | 1316.141 | 1316.141 | 1316.141 | 1316.141 | 1316.141 | 1316.141 | 1316.141 | 1316.141 | 1316.141 | 1316.141 | 1316.141 | 1316.141 | 1316.141 | 1316.1412 | 1316.1412 | 1316.1414 | 1316.1414 | 1316.1415
CDP23 | NSW | SNW | Shallow storage | 0 | 632.712 | 632.7166 | 632.7188 | 668.3575 | 710.6935 | 1338.2455 | 1410.8215 | 1410.8215 | 1410.8215 | 1483.3975 | 1483.3975 | 1483.3975 | 1555.9735 | 1555.9735 | 1555.9735 | 1555.9735 | 1555.9735 | 1555.9735 | 1628.5495 | 1628.5495 | 1701.1255 | 1701.1255 | 1701.1255 | 1773.7015 | 1773.7015 | 1773.7015 | 1846.2775
CDP23 | NSW | SNW | Coordinated CER storage | 5.6995 | 8.9871 | 12.8326 | 16.9571 | 21.9697 | 27.6663 | 37.1937 | 49.6005 | 65.1327 | 84.2739 | 107.1493 | 134.0014 | 164.6224 | 199.4384 | 238.3244 | 281.0862 | 327.7038 | 378.3827 | 433.0554 | 491.83 | 555.0637 | 623.7244 | 696.5772 | 773.7214 | 854.3051 | 938.1119 | 977.5203 | 1012.8282
CDP23 | NSW | SNW | Other renewable fuels | 0 | 0 | 0 | 0 | 0 | 0 | 0 | 0 | 0 | 0 | 0 | 0 | 0 | 0 | 0 | 0 | 0 | 0 | 0 | 0 | 0 | 0 | 0 | 0 | 0 | 90 | 90 | 90
CDP23 | NSW | SNW | DSP | 6.2 | 12.66 | 21.31 | 162.35 | 348.57 | 513.64 | 583.98 | 654.28 | 724.54 | 733.3 | 742.8 | 750.47 | 760.19 | 768.7 | 779.55 | 788.11 | 799.57 | 801.47 | 805.15 | 811.59 | 809.52 | 812.34 | 814.56 | 812.98 | 816.87 | 821.19 | 829.44 | 848.51
CDP23 | QLD | NQ | Mid-merit gas | 0 | 0 | 0 | 0 | 0 | 0 | 0 | 0 | 0 | 0 | 0 | 0 | 0 | 0 | 0 | 0 | 0 | 0 | 0 | 0 | 0 | 0 | 0 | 0 | 0 | 0 | 0 | 0
CDP23 | QLD | NQ | Flexible gas with CCS | 0 | 0 | 0 | 0 | 0 | 0 | 0 | 0 | 0 | 0 | 0 | 0 | 0 | 0 | 0 | 0 | 0 | 0 | 0 | 0 | 0 | 0 | 0 | 0 | 0 | 0 | 0 | 0
CDP23 | QLD | NQ | Flexible gas | 0 | 0 | 0 | 0 | 0 | 0 | 0 | 0 | 0 | 0 | 0 | 0 | 0 | 0 | 0 | 0 | 0 | 0 | 0 | 0 | 0 | 0 | 0 | 0 | 0 | 0 | 0 | 0
CDP23 | QLD | NQ | Hydro | 0 | 0 | 0 | 0 | 0 | 0 | 0 | 0 | 0 | 0 | 0 | 0 | 0 | 0 | 0 | 0 | 0 | 0 | 0 | 0 | 0 | 0 | 0 | 0 | 0 | 0 | 0 | 0
CDP23 | QLD | NQ | Borumba | 0 | 0 | 0 | 0 | 0 | 0 | 0 | 0 | 0 | 0 | 0 | 0 | 0 | 0 | 0 | 0 | 0 | 0 | 0 | 0 | 0 | 0 | 0 | 0 | 0 | 0 | 0 | 0
CDP23 | QLD | NQ | Deep storage | 0 | 0 | 0 | 0 | 0 | 0 | 1.053e-05 | 1.16e-05 | 1.16e-05 | 2.437e-05 | 3.876e-05 | 0.0033851 | 0.0033851 | 0.0033851 | 0.0033873 | 0.0033873 | 0.0033873 | 0.0033873 | 0.0033873 | 0.0034036 | 0.003432 | 0.003433 | 6.1366 | 20.3174 | 162.2988 | 180.5266 | 180.5266 | 180.5266
CDP23 | QLD | NQ | Medium storage | 0 | 0 | 0 | 1.952e-05 | 2.39e-05 | 3.624e-05 | 3.624e-05 | 3.624e-05 | 3.746e-05 | 4.042e-05 | 4.439e-05 | 4.62e-05 | 9.068e-05 | 0.00026508 | 0.0002677 | 0.0002677 | 0.0002677 | 0.0002677 | 0.0002677 | 0.0002677 | 0.00031041 | 0.00031211 | 0.00038875 | 0.00038875 | 0.00038875 | 0.00038875 | 0.00038875 | 0.00038875
CDP23 | QLD | NQ | Shallow storage | 0 | 0 | 300 | 300 | 300 | 300 | 300 | 300 | 300 | 300 | 300 | 300 | 300 | 300 | 300 | 300 | 300 | 300 | 300 | 300 | 300 | 300 | 300 | 300 | 300 | 300 | 300 | 300
CDP23 | QLD | NQ | Coordinated CER storage | 0.54674 | 0.92286 | 1.3551 | 1.8536 | 2.45 | 3.1702 | 4.191 | 5.5164 | 7.1545 | 9.1658 | 11.5718 | 14.4017 | 17.6021 | 21.2441 | 25.3028 | 29.7336 | 34.558 | 39.7965 | 45.4592 | 51.5796 | 58.257 | 65.4644 | 73.1388 | 81.3134 | 89.8287 | 98.6792 | 103.0372 | 107.0137
CDP23 | QLD | NQ | Other renewable fuels | 0 | 0 | 0 | 0 | 0 | 0 | 0 | 0 | 0 | 0 | 0 | 0 | 0 | 0 | 0 | 0 | 0 | 0 | 0 | 0 | 0 | 0 | 0 | 0 | 0 | 0 | 0 | 0
CDP23 | QLD | NQ | DSP | 0 | 0 | 0 | 0 | 0 | 0 | 0 | 0 | 0 | 0 | 0 | 0 | 0 | 0 | 0 | 0 | 0 | 0 | 0 | 0 | 0 | 0 | 0 | 0 | 0 | 0 | 0 | 0
CDP23 | QLD | GG | Mid-merit gas | 0 | 0 | 0 | 0 | 0 | 0 | 0 | 0 | 0 | 0 | 0 | 0 | 0 | 0 | 0 | 0 | 0 | 0 | 0 | 0 | 0 | 0 | 0 | 0 | 0 | 0 | 0 | 0
CDP23 | QLD | GG | Flexible gas with CCS | 0 | 0 | 0 | 0 | 0 | 0 | 0 | 0 | 0 | 0 | 0 | 0 | 0 | 0 | 0 | 0 | 0 | 0 | 0 | 0 | 0 | 0 | 0 | 0 | 0 | 0 | 0 | 0
CDP23 | QLD | GG | Flexible gas | 0 | 0 | 0 | 0 | 0 | 0 | 0 | 0 | 0 | 0 | 0 | 0.00030991 | 0.00030991 | 0.00030991 | 0.00030991 | 0.00030991 | 0.00030991 | 0.00030991 | 0.00030991 | 0.00030991 | 0.00030991 | 0.00030991 | 0.00030991 | 0.00030991 | 0.00030991 | 0.00030991 | 0.00030991 | 0.00030991
CDP23 | QLD | GG | Hydro | 0 | 0 | 0 | 0 | 0 | 0 | 0 | 0 | 0 | 0 | 0 | 0 | 0 | 0 | 0 | 0 | 0 | 0 | 0 | 0 | 0 | 0 | 0 | 0 | 0 | 0 | 0 | 0
CDP23 | QLD | GG | Borumba | 0 | 0 | 0 | 0 | 0 | 0 | 0 | 0 | 0 | 0 | 0 | 0 | 0 | 0 | 0 | 0 | 0 | 0 | 0 | 0 | 0 | 0 | 0 | 0 | 0 | 0 | 0 | 0
CDP23 | QLD | GG | Deep storage | 0 | 0 | 0 | 0 | 0 | 0 | 0 | 0 | 0 | 0 | 0 | 0 | 0 | 0 | 0 | 0 | 0 | 0 | 0 | 0 | 0 | 0 | 0 | 0 | 0 | 0 | 0 | 0
CDP23 | QLD | GG | Medium storage | 0 | 0 | 0 | 2.514e-05 | 2.514e-05 | 5.598e-05 | 5.598e-05 | 5.598e-05 | 5.598e-05 | 5.92e-05 | 6.709e-05 | 7.116e-05 | 0.00016324 | 4.5434 | 4.5434 | 4.5434 | 4.5434 | 4.5434 | 4.5434 | 4.5434 | 4.5434 | 4.5434 | 29.3393 | 68.4602 | 68.4603 | 580.4736 | 580.4736 | 746.5399
CDP23 | QLD | GG | Shallow storage | 0 | 400 | 400 | 400 | 400 | 400 | 400 | 400 | 400 | 400 | 400 | 400 | 400 | 400 | 400 | 400 | 400 | 400 | 400 | 400 | 400 | 400 | 400 | 400 | 400 | 400 | 400 | 400
CDP23 | QLD | GG | Coordinated CER storage | 0.026819 | 0.047887 | 0.071533 | 0.10153 | 0.13366 | 0.17572 | 0.25891 | 0.37299 | 0.52211 | 0.70955 | 0.93712 | 1.2071 | 1.5192 | 1.8769 | 2.2784 | 2.7246 | 3.2136 | 3.7508 | 4.3361 | 4.969 | 5.6604 | 6.4065 | 7.2009 | 8.0431 | 8.9264 | 9.8483 | 10.2976 | 10.7049
CDP23 | QLD | GG | Other renewable fuels | 0 | 0 | 0 | 0 | 0 | 0 | 0 | 0 | 0 | 0 | 0 | 0 | 0 | 0 | 0 | 0 | 0 | 0 | 0 | 0 | 0 | 0 | 0 | 0 | 0 | 0 | 0 | 0
CDP23 | QLD | GG | DSP | 0 | 0 | 0 | 0 | 0 | 0 | 0 | 0 | 0 | 0 | 0 | 0 | 0 | 0 | 0 | 0 | 0 | 0 | 0 | 0 | 0 | 0 | 0 | 0 | 0 | 0 | 0 | 0
CDP23 | QLD | CQ | Mid-merit gas | 0 | 0 | 0 | 0 | 0 | 0 | 0 | 0 | 0 | 0 | 0 | 0 | 0 | 0 | 0 | 0 | 0 | 0 | 0 | 0 | 0 | 0 | 0 | 0 | 0 | 0 | 0 | 0
CDP23 | QLD | CQ | Flexible gas with CCS | 0 | 0 | 0 | 0 | 0 | 0 | 0 | 0 | 0 | 0 | 0 | 0 | 0 | 0 | 0 | 0 | 0 | 0 | 0 | 0 | 0 | 0 | 0 | 0 | 0 | 0 | 0 | 0
CDP23 | QLD | CQ | Flexible gas | 0 | 0 | 0 | 0 | 0 | 0 | 0 | 0 | 0 | 0 | 0 | 0 | 0 | 0 | 0 | 0 | 0 | 0 | 0 | 0 | 0 | 0 | 0 | 0 | 0 | 0 | 0 | 0
CDP23 | QLD | CQ | Hydro | 0 | 0 | 0 | 0 | 0 | 0 | 0 | 0 | 0 | 0 | 0 | 0 | 0 | 0 | 0 | 0 | 0 | 0 | 0 | 0 | 0 | 0 | 0 | 0 | 0 | 0 | 0 | 0
CDP23 | QLD | CQ | Borumba | 0 | 0 | 0 | 0 | 0 | 0 | 0 | 0 | 0 | 0 | 0 | 0 | 0 | 0 | 0 | 0 | 0 | 0 | 0 | 0 | 0 | 0 | 0 | 0 | 0 | 0 | 0 | 0
CDP23 | QLD | CQ | Deep storage | 0 | 0 | 0 | 0 | 0 | 0 | 1.069e-05 | 1.18e-05 | 1.18e-05 | 1.975e-05 | 2.951e-05 | 0.00012933 | 0.00012933 | 0.00012933 | 0.00013248 | 0.00013248 | 0.00013248 | 0.00013248 | 0.00013248 | 0.00013998 | 0.00034815 | 0.00035169 | 0.00035855 | 0.00036679 | 63.1299 | 306.6398 | 306.6398 | 400
CDP23 | QLD | CQ | Medium storage | 0 | 0 | 0 | 2.769e-05 | 3.405e-05 | 5.703e-05 | 6.897e-05 | 7.016e-05 | 7.41e-05 | 9.043e-05 | 0.00011384 | 0.00069701 | 0.0007746 | 4.5437 | 4.5437 | 4.5437 | 4.5437 | 4.5437 | 4.5437 | 4.5437 | 4.5437 | 4.5437 | 29.2904 | 67.1032 | 67.1033 | 553.1248 | 553.1248 | 813.5943
CDP23 | QLD | CQ | Shallow storage | 0 | 0 | 0 | 150 | 150 | 150 | 150 | 150 | 150 | 150 | 150 | 150 | 150 | 150 | 150 | 150 | 150 | 150 | 150 | 150 | 150 | 150 | 150 | 150 | 150 | 150 | 150 | 150
CDP23 | QLD | CQ | Coordinated CER storage | 0.49915 | 0.855 | 1.2505 | 1.7306 | 2.2741 | 2.9451 | 4.0203 | 5.4257 | 7.2073 | 9.4204 | 12.0769 | 15.2024 | 18.7874 | 22.8688 | 27.4354 | 32.4602 | 37.9331 | 43.9154 | 50.3996 | 57.404 | 65.0752 | 73.3346 | 82.131 | 91.474 | 101.254 | 111.4193 | 116.4019 | 120.9195
CDP23 | QLD | CQ | Other renewable fuels | 0 | 0 | 0 | 0 | 0 | 0 | 0 | 0 | 0 | 0 | 0 | 0 | 0 | 0 | 0 | 0 | 0 | 0 | 0 | 0 | 0 | 0 | 0 | 0 | 0 | 0 | 0 | 0
CDP23 | QLD | CQ | DSP | 0 | 0 | 0 | 0 | 0 | 0 | 0 | 0 | 0 | 0 | 0 | 0 | 0 | 0 | 0 | 0 | 0 | 0 | 0 | 0 | 0 | 0 | 0 | 0 | 0 | 0 | 0 | 0
CDP23 | QLD | SQ | Mid-merit gas | 0 | 0 | 0 | 0 | 0 | 0 | 0 | 0 | 0 | 0 | 0 | 0 | 0 | 0 | 0 | 0 | 0 | 0 | 0 | 0 | 0 | 0 | 0 | 0 | 0 | 0 | 0 | 0
CDP23 | QLD | SQ | Flexible gas with CCS | 0 | 0 | 0 | 0 | 0 | 0 | 0 | 0 | 0 | 0 | 0 | 0 | 0 | 0 | 0 | 0 | 0 | 0 | 0 | 0 | 0 | 0 | 0 | 0 | 0 | 0 | 0 | 0
CDP23 | QLD | SQ | Flexible gas | 0 | 0 | 200 | 200 | 200 | 200 | 200 | 200 | 200 | 422.6067 | 1091.6663 | 1479.4352 | 1760.4563 | 1760.4563 | 1970.0814 | 1970.0814 | 1970.0814 | 2154.2377 | 2800.4317 | 2800.4317 | 2800.4317 | 2800.4317 | 3380.3668 | 3380.3668 | 3380.3668 | 3380.3668 | 3380.3668 | 3567.9621
CDP23 | QLD | SQ | Hydro | 0 | 0 | 0 | 0 | 0 | 0 | 0 | 0 | 0 | 0 | 0 | 0 | 0 | 0 | 0 | 0 | 0 | 0 | 0 | 0 | 0 | 0 | 0 | 0 | 0 | 0 | 0 | 0
CDP23 | QLD | SQ | Borumba | 0 | 0 | 0 | 0 | 0 | 0 | 0 | 1998 | 1998 | 1998 | 1998 | 1998 | 1998 | 1998 | 1998 | 1998 | 1998 | 1998 | 1998 | 1998 | 1998 | 1998 | 1998 | 1998 | 1998 | 1998 | 1998 | 1998
CDP23 | QLD | SQ | Deep storage | 0 | 0 | 0 | 0 | 0 | 0 | 0 | 0 | 0 | 0 | 0 | 0 | 0 | 0 | 0 | 0 | 0 | 0 | 0 | 0 | 0 | 0 | 0 | 0 | 0 | 0 | 0 | 0
CDP23 | QLD | SQ | Medium storage | 0 | 0 | 0 | 2.01e-05 | 2.613e-05 | 4.733e-05 | 4.733e-05 | 4.912e-05 | 5.733e-05 | 5.931e-05 | 6.183e-05 | 7.092e-05 | 0.00012072 | 132.9418 | 132.9418 | 132.9418 | 132.9418 | 132.9418 | 132.9418 | 132.9418 | 132.9418 | 132.9418 | 436.3954 | 436.3954 | 436.3954 | 780.8096 | 780.8096 | 780.8096
CDP23 | QLD | SQ | Shallow storage | 714.16 | 1020.16 | 1020.16 | 1020.16 | 1020.16 | 1020.16 | 1020.16 | 1020.16 | 1020.16 | 1020.16 | 1020.16 | 1020.16 | 1020.16 | 1020.16 | 1020.16 | 1020.16 | 1020.16 | 1020.16 | 1020.16 | 1020.16 | 1020.16 | 1020.16 | 1020.16 | 1020.16 | 1020.16 | 1020.16 | 1020.16 | 1020.16
CDP23 | QLD | SQ | Coordinated CER storage | 2.6949 | 4.6149 | 6.8273 | 9.399 | 12.4206 | 16.2636 | 22.9345 | 31.7049 | 42.7505 | 56.464 | 72.9637 | 92.4549 | 114.7868 | 140.326 | 168.9326 | 200.4226 | 234.721 | 272.1627 | 312.8429 | 356.7965 | 404.3261 | 456.2111 | 511.5074 | 570.2605 | 631.7811 | 695.9349 | 727.3631 | 755.8908
CDP23 | QLD | SQ | Other renewable fuels | 0 | 0 | 0 | 0 | 0 | 0 | 0 | 0 | 0 | 0 | 0 | 0 | 0 | 0 | 0 | 0 | 0 | 0 | 0 | 0 | 0 | 0 | 0 | 0 | 0 | 0 | 90 | 90
CDP23 | QLD | SQ | DSP | 3.25 | 5.13 | 9.91 | 13.47 | 17.87 | 1.79 | 7.34 | 11.4 | 15.32 | 20.33 | 25.8 | 31.69 | 38.24 | 42.35 | 46.79 | 53.33 | 57.04 | 59.69 | 63.14 | 66.16 | 68.23 | 70.89 | 74.75 | 77.21 | 85.81 | 92.63 | 99.97 | 101.49
CDP23 | VIC | VIC | Mid-merit gas | 0 | 0 | 0 | 0 | 0 | 0 | 0 | 0 | 0 | 0 | 0 | 0 | 0 | 0 | 0 | 0 | 0 | 0 | 0 | 0 | 0 | 0 | 0 | 0 | 0 | 0 | 0 | 0
CDP23 | VIC | VIC | Flexible gas with CCS | 0 | 0 | 0 | 0 | 0 | 0 | 0 | 0 | 0 | 0 | 0 | 0 | 0 | 0 | 0 | 0 | 0 | 0 | 0 | 0 | 0 | 0 | 0 | 0 | 0 | 0 | 0 | 0
CDP23 | VIC | VIC | Flexible gas | 0 | 0 | 0 | 0 | 0 | 0 | 0 | 0 | 0 | 0 | 0 | 0 | 0 | 0 | 0 | 0 | 0 | 0 | 39.5655 | 39.5655 | 39.5655 | 39.5655 | 39.5655 | 700.1391 | 700.1391 | 700.1391 | 700.1391 | 1573.6076
CDP23 | VIC | VIC | Hydro | 0 | 0 | 0 | 0 | 0 | 0 | 0 | 0 | 0 | 0 | 0 | 0 | 0 | 0 | 0 | 0 | 0 | 0 | 0 | 0 | 0 | 0 | 0 | 0 | 0 | 0 | 0 | 0
CDP23 | VIC | VIC | Deep storage | 0 | 0 | 0 | 0 | 0 | 0 | 9.78e-06 | 1.241e-05 | 2.314e-05 | 4.326e-05 | 4.326e-05 | 4.326e-05 | 4.326e-05 | 4.326e-05 | 4.448e-05 | 4.553e-05 | 4.879e-05 | 5.03e-05 | 5.03e-05 | 5.351e-05 | 568.1641 | 568.1641 | 568.1641 | 568.1641 | 568.1641 | 568.1641 | 568.1641 | 568.1641
CDP23 | VIC | VIC | Medium storage | 0 | 0 | 350 | 350 | 350 | 350 | 350.0001 | 350.0001 | 350.0001 | 350.0001 | 350.0001 | 350.0001 | 350.0001 | 350.0001 | 350.0001 | 350.0001 | 350.0001 | 350.0001 | 350.0001 | 350.0001 | 350.0002 | 350.0002 | 350.0002 | 350.0004 | 350.0008 | 350.0008 | 350.0008 | 350.0008
CDP23 | VIC | VIC | Shallow storage | 180 | 1691.51 | 1756.3104 | 2211.3743 | 2211.3743 | 2421.3999 | 2428.6999 | 2940.3999 | 3451.3399 | 4013.0398 | 5621.9198 | 5621.9198 | 5628.5198 | 5628.5198 | 5628.5198 | 5628.5198 | 5628.5198 | 5628.5198 | 5628.5198 | 5628.5198 | 5635.1198 | 5635.1198 | 5635.1198 | 5635.1198 | 5635.1198 | 5635.1198 | 5635.1198 | 5635.1198
CDP23 | VIC | VIC | Coordinated CER storage | 8.9163 | 14.4987 | 20.4798 | 27.3899 | 35.853 | 45.8051 | 59.1688 | 76.2585 | 97.3343 | 123.084 | 153.6475 | 189.3602 | 229.872 | 275.8842 | 327.0848 | 383.0564 | 443.7316 | 509.6502 | 580.9109 | 657.633 | 740.6541 | 830.7914 | 926.6572 | 1028.3543 | 1134.4025 | 1244.5508 | 1298.531 | 1347.4871
CDP23 | VIC | VIC | Other renewable fuels | 0 | 0 | 0 | 0 | 0 | 0 | 0 | 0 | 0 | 0 | 0 | 0 | 0 | 0 | 0 | 0 | 0 | 0 | 0 | 0 | 0 | 0 | 0 | 0 | 0 | 0 | 90 | 90
CDP23 | VIC | VIC | DSP | 2.06 | 5.47 | -2.91 | 1.75 | 7.82 | 14.87 | 19.28 | 25.16 | 29.26 | 33.97 | 36.82 | 39.34 | 41.6 | 44.07 | 46.76 | 49.93 | 53.23 | 55.16 | 57.69 | 59.14 | 59.83 | 61.47 | 61.87 | 60.96 | 59.14 | 58.56 | 59.5 | 61.38
CDP23 | SA | CSA | Mid-merit gas | 0 | 0 | 0 | 0 | 0 | 0 | 0 | 0 | 0 | 0 | 0 | 0 | 0 | 0 | 0 | 0 | 0 | 0 | 0 | 0 | 0 | 0 | 0 | 0 | 0 | 0 | 0 | 0
CDP23 | SA | CSA | Flexible gas with CCS | 0 | 0 | 0 | 0 | 0 | 0 | 0 | 0 | 0 | 0 | 0 | 0 | 0 | 0 | 0 | 0 | 0 | 0 | 0 | 0 | 0 | 0 | 0 | 0 | 0 | 0 | 0 | 0
CDP23 | SA | CSA | Flexible gas | 0 | 200 | 200 | 200 | 200 | 200 | 200 | 200 | 200 | 403.6835 | 465 | 465 | 465 | 465 | 465 | 465 | 465 | 465 | 548.9735 | 892.1265 | 892.1265 | 892.1265 | 892.1265 | 892.1265 | 892.1265 | 892.1265 | 892.1265 | 892.1265
CDP23 | SA | CSA | Hydro | 0 | 0 | 0 | 0 | 0 | 0 | 0 | 0 | 0 | 0 | 0 | 0 | 0 | 0 | 0 | 0 | 0 | 0 | 0 | 0 | 0 | 0 | 0 | 0 | 0 | 0 | 0 | 0
CDP23 | SA | CSA | Deep storage | 0 | 0 | 0 | 0 | 0 | 0 | 5.38e-06 | 5.38e-06 | 5.38e-06 | 5.38e-06 | 5.38e-06 | 5.38e-06 | 5.38e-06 | 5.38e-06 | 8.29e-06 | 8.29e-06 | 8.29e-06 | 8.29e-06 | 8.29e-06 | 9.48e-06 | 2.074e-05 | 2.074e-05 | 2.074e-05 | 2.074e-05 | 2.074e-05 | 2.271e-05 | 2.271e-05 | 2.406e-05
CDP23 | SA | CSA | Medium storage | 0 | 0 | 0 | 2.259e-05 | 2.886e-05 | 3.858e-05 | 3.858e-05 | 3.963e-05 | 4.43e-05 | 4.43e-05 | 4.43e-05 | 4.43e-05 | 4.945e-05 | 4.945e-05 | 5.541e-05 | 5.541e-05 | 5.541e-05 | 5.541e-05 | 5.541e-05 | 5.541e-05 | 0.00010086 | 0.00010379 | 0.00010987 | 999.1725 | 999.1725 | 1605.7323 | 1605.7323 | 1605.7323
CDP23 | SA | CSA | Shallow storage | 200 | 494.98 | 1113.4563 | 2345.5864 | 2351.6064 | 2351.6064 | 2351.6064 | 2351.6064 | 2351.6064 | 2351.6064 | 2351.6064 | 2351.6064 | 2351.6064 | 2351.6064 | 2351.6064 | 2351.6064 | 2351.6064 | 2351.6064 | 2357.6264 | 2357.6264 | 2357.6264 | 2357.6264 | 2357.6264 | 2357.6264 | 2357.6264 | 2357.6264 | 2357.6264 | 2357.6264
CDP23 | SA | CSA | Coordinated CER storage | 16.7205 | 23.834 | 30.7542 | 38.4284 | 46.3958 | 56.1694 | 65.5626 | 76.1609 | 87.8108 | 100.9146 | 115.316 | 131.1314 | 147.8365 | 166.0114 | 185.1899 | 204.9252 | 225.1394 | 246.2665 | 268.3666 | 291.4341 | 316.4262 | 343.1106 | 371.0707 | 400.3204 | 429.9417 | 459.8761 | 474.9413 | 488.2607
CDP23 | SA | CSA | Other renewable fuels | 0 | 0 | 0 | 0 | 0 | 0 | 0 | 0 | 0 | 0 | 0 | 0 | 0 | 0 | 0 | 0 | 0 | 0 | 0 | 0 | 0 | 0 | 0 | 0 | 0 | 0 | 0 | 0
CDP23 | SA | CSA | DSP | 0.71 | 1.71 | 2.99 | 4.28 | 4.85 | 5.57 | 6.09 | 6.75 | 7.31 | 8.12 | 8.79 | 9.5 | 10.12 | 10.65 | 11.15 | 11.67 | 12.28 | 12.76 | 13.22 | 13.5 | 13.63 | 13.47 | 13.24 | 12.87 | 12.46 | 12.52 | 12.77 | 13.08
CDP23 | SA | SESA | Mid-merit gas | 0 | 0 | 0 | 0 | 0 | 0 | 0 | 0 | 0 | 0 | 0 | 0 | 0 | 0 | 0 | 0 | 0 | 0 | 0 | 0 | 0 | 0 | 0 | 0 | 0 | 0 | 0 | 0
CDP23 | SA | SESA | Flexible gas with CCS | 0 | 0 | 0 | 0 | 0 | 0 | 0 | 0 | 0 | 0 | 0 | 0 | 0 | 0 | 0 | 0 | 0 | 0 | 0 | 0 | 0 | 0 | 0 | 0 | 0 | 0 | 0 | 0
CDP23 | SA | SESA | Flexible gas | 0 | 0 | 0 | 0 | 0 | 0 | 0 | 0 | 0 | 0 | 0 | 0 | 0 | 0 | 0 | 0 | 0 | 0 | 0 | 0 | 0 | 0 | 0 | 0 | 0 | 0 | 0 | 0
CDP23 | SA | SESA | Hydro | 0 | 0 | 0 | 0 | 0 | 0 | 0 | 0 | 0 | 0 | 0 | 0 | 0 | 0 | 0 | 0 | 0 | 0 | 0 | 0 | 0 | 0 | 0 | 0 | 0 | 0 | 0 | 0
CDP23 | SA | SESA | Deep storage | 0 | 0 | 0 | 0 | 0 | 0 | 0 | 0 | 0 | 0 | 0 | 0 | 0 | 0 | 0 | 0 | 0 | 0 | 0 | 0 | 0 | 0 | 0 | 0 | 0 | 0 | 0 | 0
CDP23 | SA | SESA | Medium storage | 0 | 0 | 0 | 2.195e-05 | 2.818e-05 | 3.69e-05 | 3.69e-05 | 3.69e-05 | 3.954e-05 | 4.238e-05 | 4.238e-05 | 4.238e-05 | 4.397e-05 | 4.622e-05 | 5.057e-05 | 5.057e-05 | 5.057e-05 | 5.057e-05 | 5.057e-05 | 5.641e-05 | 8.348e-05 | 8.607e-05 | 8.808e-05 | 0.0020064 | 0.0020064 | 0.0020064 | 0.0020064 | 0.0020064
CDP23 | SA | SESA | Shallow storage | 0 | 0 | 0 | 0 | 0 | 0 | 0 | 0 | 0 | 0 | 0 | 0 | 0 | 0 | 0 | 0 | 0 | 0 | 0 | 0 | 0 | 0 | 0 | 0 | 0 | 0 | 0 | 0
CDP23 | SA | SESA | Coordinated CER storage | 0.61122 | 0.88308 | 1.1524 | 1.4493 | 1.7585 | 2.151 | 2.5347 | 2.9572 | 3.4253 | 3.9705 | 4.6092 | 5.2767 | 6.0254 | 6.8004 | 7.6143 | 8.4664 | 9.35 | 10.2723 | 11.2305 | 12.2735 | 13.437 | 14.6473 | 15.9009 | 17.214 | 18.5458 | 19.8997 | 20.5756 | 21.2128
CDP23 | SA | SESA | Other renewable fuels | 0 | 0 | 0 | 0 | 0 | 0 | 0 | 0 | 0 | 0 | 0 | 0 | 0 | 0 | 0 | 0 | 0 | 0 | 0 | 0 | 0 | 0 | 0 | 0 | 0 | 0 | 0 | 0
CDP23 | SA | SESA | DSP | 0 | 0 | 0 | 0 | 0 | 0 | 0 | 0 | 0 | 0 | 0 | 0 | 0 | 0 | 0 | 0 | 0 | 0 | 0 | 0 | 0 | 0 | 0 | 0 | 0 | 0 | 0 | 0
CDP23 | TAS | TAS | Mid-merit gas | 0 | 0 | 0 | 0 | 0 | 0 | 0 | 0 | 0 | 0 | 0 | 0 | 0 | 0 | 0 | 0 | 0 | 0 | 0 | 0 | 0 | 0 | 0 | 0 | 0 | 0 | 0 | 0
CDP23 | TAS | TAS | Flexible gas with CCS | 0 | 0 | 0 | 0 | 0 | 0 | 0 | 0 | 0 | 0 | 0 | 0 | 0 | 0 | 0 | 0 | 0 | 0 | 0 | 0 | 0 | 0 | 0 | 0 | 0 | 0 | 0 | 0
CDP23 | TAS | TAS | Flexible gas | 0 | 0 | 0 | 0 | 0 | 0 | 0 | 0 | 0 | 0 | 0 | 0 | 0 | 0 | 0 | 0 | 0 | 0 | 0 | 0 | 0 | 0 | 0 | 0 | 0 | 0 | 0 | 0
CDP23 | TAS | TAS | Hydro | 0 | 0 | 0 | 0 | 0 | 0 | 390 | 390 | 390 | 390 | 390 | 390 | 390 | 390 | 390 | 390 | 390 | 390 | 390 | 390 | 390 | 390 | 390 | 390 | 390 | 390 | 390 | 390
CDP23 | TAS | TAS | Deep storage | 0 | 0 | 0 | 0 | 0 | 0 | 2.79e-05 | 3.108e-05 | 3.755e-05 | 3.755e-05 | 3.755e-05 | 3.755e-05 | 60.6038 | 61.651 | 61.651 | 61.651 | 61.651 | 61.651 | 170.6268 | 474.3698 | 1051.9898 | 1051.9898 | 1051.9898 | 1051.9898 | 1051.9898 | 1051.9898 | 1051.9898 | 1051.9898
CDP23 | TAS | TAS | Medium storage | 0 | 0 | 0 | 1.876e-05 | 2.126e-05 | 2.368e-05 | 2.368e-05 | 2.368e-05 | 2.538e-05 | 2.845e-05 | 2.845e-05 | 2.845e-05 | 3.059e-05 | 5.267e-05 | 5.463e-05 | 5.652e-05 | 5.754e-05 | 5.754e-05 | 5.754e-05 | 6.051e-05 | 9.232e-05 | 9.415e-05 | 0.00010058 | 0.00010058 | 0.00010058 | 0.00010058 | 0.00010058 | 0.00010058
CDP23 | TAS | TAS | Shallow storage | 0 | 0 | 0 | 0 | 0 | 0 | 0 | 0 | 0 | 0 | 0 | 0 | 0 | 0 | 0 | 0 | 0 | 0 | 0 | 0 | 0 | 0 | 0 | 0 | 0 | 0 | 0 | 0
CDP23 | TAS | TAS | Coordinated CER storage | 0.49202 | 0.81972 | 1.1904 | 1.6174 | 2.1106 | 2.7326 | 3.2327 | 3.8671 | 4.6719 | 5.7102 | 7.0106 | 8.6052 | 10.485 | 12.7058 | 15.2558 | 18.1129 | 21.2812 | 24.7979 | 28.677 | 32.9257 | 37.5563 | 42.7068 | 48.2882 | 54.3035 | 60.6636 | 67.3654 | 71.0896 | 74.411
CDP23 | TAS | TAS | Other renewable fuels | 0 | 0 | 0 | 0 | 0 | 0 | 0 | 0 | 0 | 0 | 0 | 0 | 0 | 0 | 0 | 0 | 0 | 0 | 0 | 0 | 0 | 0 | 0 | 0 | 0 | 0 | 0 | 0
CDP23 | TAS | TAS | DSP | 0.05 | -0.71 | -1.41 | -1.38 | -1.29 | -1.16 | -1.04 | -0.94 | -0.9 | -0.89 | -0.86 | -0.89 | -0.87 | -0.86 | -0.84 | -0.83 | -0.79 | -0.77 | -0.75 | -0.74 | -0.76 | -0.76 | -0.77 | -0.76 | -0.75 | -0.81 | -0.92 | -0.99
CDP24 | NSW | NNSW | Mid-merit gas | 0 | 0 | 0 | 0 | 0 | 0 | 0 | 0 | 0 | 0 | 0 | 0 | 0 | 0 | 0 | 0 | 0 | 0 | 0 | 0 | 0 | 0 | 0 | 0 | 0 | 0 | 0 | 0
CDP24 | NSW | NNSW | Flexible gas with CCS | 0 | 0 | 0 | 0 | 0 | 0 | 0 | 0 | 0 | 0 | 0 | 0 | 0 | 0 | 0 | 0 | 0 | 0 | 0 | 0 | 0 | 0 | 0 | 0 | 0 | 0 | 0 | 0
CDP24 | NSW | NNSW | Flexible gas | 0 | 0 | 0 | 0 | 0 | 0 | 0 | 0 | 0 | 0 | 0 | 0 | 0 | 0 | 0 | 0 | 0 | 0 | 0 | 0 | 0 | 0 | 0 | 0 | 0 | 0 | 0 | 0
CDP24 | NSW | NNSW | Hydro | 0 | 0 | 0 | 0 | 0 | 0 | 0 | 0 | 0 | 0 | 0 | 0 | 0 | 0 | 0 | 0 | 0 | 0 | 0 | 0 | 0 | 0 | 0 | 0 | 0 | 0 | 0 | 0
CDP24 | NSW | NNSW | Snowy 2.0 | 0 | 0 | 0 | 0 | 0 | 0 | 0 | 0 | 0 | 0 | 0 | 0 | 0 | 0 | 0 | 0 | 0 | 0 | 0 | 0 | 0 | 0 | 0 | 0 | 0 | 0 | 0 | 0
CDP24 | NSW | NNSW | Deep storage | 0 | 0 | 0 | 0 | 0 | 0 | 1.55e-05 | 1.817e-05 | 1.817e-05 | 1.817e-05 | 2.203e-05 | 3.01e-05 | 3.3e-05 | 3.3e-05 | 3.646e-05 | 3.805e-05 | 4.027e-05 | 4.899e-05 | 4.899e-05 | 6.471e-05 | 1000 | 1000 | 1000 | 1000 | 1000 | 1000 | 1000 | 1000
CDP24 | NSW | NNSW | Medium storage | 0 | 0 | 275 | 275.0001 | 382.9079 | 1188.9121 | 1188.9121 | 1188.9121 | 1188.9121 | 1188.9121 | 1188.9121 | 1188.9121 | 1188.9121 | 1188.9121 | 1188.9121 | 1188.9121 | 1188.9121 | 1188.9121 | 1188.9121 | 1188.9121 | 1188.9123 | 1188.9123 | 1188.9123 | 1744.4706 | 1744.4706 | 2096.261 | 2096.261 | 2463.9125
CDP24 | NSW | NNSW | Shallow storage | 0 | 30 | 230 | 430 | 430 | 430 | 430 | 430 | 430 | 430 | 430 | 430 | 430 | 430 | 430 | 430 | 430 | 430 | 430 | 430 | 430 | 430 | 430 | 430 | 430 | 430 | 430 | 430
CDP24 | NSW | NNSW | Coordinated CER storage | 1.4111 | 2.2004 | 3.1378 | 4.0696 | 5.2015 | 6.5092 | 8.3028 | 10.6013 | 13.4299 | 16.8869 | 20.9596 | 25.6995 | 31.0392 | 37.0757 | 43.7606 | 51.0565 | 58.967 | 67.5443 | 76.7721 | 86.6761 | 97.4085 | 108.9366 | 121.1526 | 134.0682 | 147.4952 | 161.4022 | 167.974 | 173.8539
CDP24 | NSW | NNSW | Other renewable fuels | 0 | 0 | 0 | 0 | 0 | 0 | 0 | 0 | 0 | 0 | 0 | 0 | 0 | 0 | 0 | 0 | 0 | 0 | 0 | 0 | 0 | 0 | 0 | 0 | 0 | 0 | 90 | 90
CDP24 | NSW | NNSW | DSP | 0 | 0 | 0 | 0 | 0 | 0 | 0 | 0 | 0 | 0 | 0 | 0 | 0 | 0 | 0 | 0 | 0 | 0 | 0 | 0 | 0 | 0 | 0 | 0 | 0 | 0 | 0 | 0
CDP24 | NSW | CNSW | Mid-merit gas | 0 | 0 | 0 | 0 | 0 | 0 | 0 | 0 | 0 | 0 | 0 | 0 | 0 | 0 | 0 | 0 | 0 | 0 | 0 | 0 | 0 | 0 | 0 | 0 | 0 | 0 | 0 | 0
CDP24 | NSW | CNSW | Flexible gas with CCS | 0 | 0 | 0 | 0 | 0 | 0 | 0 | 0 | 0 | 0 | 0 | 0 | 0 | 0 | 0 | 0 | 0 | 0 | 0 | 0 | 0 | 0 | 0 | 0 | 0 | 0 | 0 | 0
CDP24 | NSW | CNSW | Flexible gas | 0 | 0 | 0 | 0 | 0 | 0 | 0 | 0 | 0 | 0 | 0 | 0 | 0 | 0 | 0 | 0 | 0 | 0 | 0 | 0 | 0 | 0 | 0 | 0 | 0 | 0 | 0 | 0
CDP24 | NSW | CNSW | Hydro | 0 | 0 | 0 | 0 | 0 | 0 | 0 | 0 | 0 | 0 | 0 | 0 | 0 | 0 | 0 | 0 | 0 | 0 | 0 | 0 | 0 | 0 | 0 | 0 | 0 | 0 | 0 | 0
CDP24 | NSW | CNSW | Snowy 2.0 | 0 | 0 | 0 | 0 | 0 | 0 | 0 | 0 | 0 | 0 | 0 | 0 | 0 | 0 | 0 | 0 | 0 | 0 | 0 | 0 | 0 | 0 | 0 | 0 | 0 | 0 | 0 | 0
CDP24 | NSW | CNSW | Deep storage | 0 | 0 | 0 | 0 | 0 | 0 | 0 | 0 | 0 | 0 | 0 | 0 | 0 | 0 | 0 | 0 | 0 | 0 | 0 | 0 | 0 | 0 | 0 | 0 | 0 | 0 | 0 | 0
CDP24 | NSW | CNSW | Medium storage | 0 | 549 | 549 | 917.46 | 917.46 | 957.4945 | 957.4945 | 997.5145 | 997.5145 | 997.5145 | 1037.5345 | 1037.5345 | 1037.5345 | 1077.5545 | 1077.5545 | 1077.5545 | 1077.5545 | 1077.5545 | 1077.5545 | 1117.5745 | 1117.5745 | 1157.5945 | 1157.5945 | 1157.5945 | 1197.6145 | 1197.6145 | 1197.6145 | 1237.6345
CDP24 | NSW | CNSW | Shallow storage | 0 | 20 | 30.0619 | 321.407 | 1706.4866 | 1706.4866 | 1706.4866 | 1706.4866 | 1706.4866 | 1706.4866 | 1706.4866 | 1706.4866 | 1706.4866 | 1706.4866 | 1706.4866 | 1706.4866 | 1706.4866 | 1706.4866 | 1706.4866 | 1706.4866 | 1706.4866 | 1706.4866 | 1706.4866 | 1706.4866 | 1706.4866 | 1706.4866 | 1706.4866 | 1706.4866
CDP24 | NSW | CNSW | Coordinated CER storage | 0.59798 | 0.93451 | 1.3494 | 1.776 | 2.2689 | 2.848 | 3.8284 | 5.1416 | 6.7929 | 8.8348 | 11.2982 | 14.1756 | 17.471 | 21.2071 | 25.3812 | 29.9855 | 35.0184 | 40.4848 | 46.3919 | 52.7376 | 59.6211 | 67.0433 | 74.9132 | 83.2358 | 91.9357 | 100.9613 | 105.2226 | 109.0428
CDP24 | NSW | CNSW | Other renewable fuels | 0 | 0 | 0 | 0 | 0 | 0 | 0 | 0 | 0 | 0 | 0 | 0 | 0 | 0 | 0 | 0 | 0 | 0 | 0 | 0 | 0 | 0 | 0 | 0 | 0 | 30 | 90 | 90
CDP24 | NSW | CNSW | DSP | 0 | 0 | 0 | 0 | 0 | 0 | 0 | 0 | 0 | 0 | 0 | 0 | 0 | 0 | 0 | 0 | 0 | 0 | 0 | 0 | 0 | 0 | 0 | 0 | 0 | 0 | 0 | 0
CDP24 | NSW | SNSW | Mid-merit gas | 0 | 0 | 0 | 0 | 0 | 0 | 0 | 0 | 0 | 0 | 0 | 0 | 0 | 0 | 0 | 0 | 0 | 0 | 0 | 0 | 0 | 0 | 0 | 0 | 0 | 0 | 0 | 0
CDP24 | NSW | SNSW | Flexible gas with CCS | 0 | 0 | 0 | 0 | 0 | 0 | 0 | 0 | 0 | 0 | 0 | 0 | 0 | 0 | 0 | 0 | 0 | 0 | 0 | 0 | 0 | 0 | 0 | 0 | 0 | 0 | 0 | 0
CDP24 | NSW | SNSW | Flexible gas | 0 | 0 | 0 | 0 | 0 | 0 | 0 | 0 | 0 | 0 | 0 | 0 | 0 | 0 | 0 | 0 | 0 | 0 | 0 | 0 | 0 | 0 | 0 | 0 | 0 | 0 | 0 | 0
CDP24 | NSW | SNSW | Hydro | 0 | 0 | 0 | 0 | 0 | 0 | 0 | 0 | 0 | 0 | 0 | 0 | 0 | 0 | 0 | 0 | 0 | 0 | 0 | 0 | 0 | 0 | 0 | 0 | 0 | 0 | 0 | 0
CDP24 | NSW | SNSW | Snowy 2.0 | 0 | 0 | 0 | 0 | 2200 | 2200 | 2200 | 2200 | 2200 | 2200 | 2200 | 2200 | 2200 | 2200 | 2200 | 2200 | 2200 | 2200 | 2200 | 2200 | 2200 | 2200 | 2200 | 2200 | 2200 | 2200 | 2200 | 2200
CDP24 | NSW | SNSW | Deep storage | 0 | 0 | 0 | 0 | 0 | 0 | 0 | 0 | 0 | 0 | 0 | 0 | 0 | 0 | 0 | 0 | 0 | 0 | 0 | 0 | 0 | 0 | 0 | 0 | 0 | 0 | 0 | 0
CDP24 | NSW | SNSW | Medium storage | 0 | 50 | 50 | 250 | 250 | 335.0792 | 335.0792 | 335.0792 | 335.0792 | 335.0792 | 335.0792 | 335.0792 | 335.0792 | 335.0792 | 335.0792 | 335.0792 | 335.0792 | 335.0792 | 335.0792 | 335.0792 | 335.0792 | 335.0792 | 335.0792 | 335.0792 | 335.0792 | 335.0792 | 335.0792 | 335.0792
CDP24 | NSW | SNSW | Shallow storage | 10 | 19.9 | 19.9 | 19.9 | 19.9 | 20.89 | 20.89 | 21.88 | 21.88 | 21.88 | 22.87 | 22.87 | 22.87 | 23.86 | 23.86 | 23.86 | 23.86 | 23.86 | 23.86 | 24.85 | 24.85 | 25.84 | 25.84 | 25.84 | 25.84 | 25.84 | 25.84 | 25.84
CDP24 | NSW | SNSW | Coordinated CER storage | 1.2069 | 1.9069 | 2.7656 | 3.7048 | 4.823 | 6.104 | 7.6428 | 9.603 | 12.0552 | 15.0904 | 18.749 | 23.0893 | 28.0961 | 33.8541 | 40.3371 | 47.5032 | 55.3701 | 64.0005 | 73.4087 | 83.6216 | 94.7478 | 106.9435 | 120.0443 | 134.0558 | 148.7861 | 164.2479 | 172.2574 | 179.4936
CDP24 | NSW | SNSW | Other renewable fuels | 0 | 0 | 0 | 0 | 0 | 0 | 0 | 0 | 0 | 0 | 0 | 0 | 0 | 0 | 0 | 0 | 0 | 0 | 0 | 0 | 0 | 0 | 0 | 0 | 0 | 0 | 0 | 0
CDP24 | NSW | SNSW | DSP | 0 | 0 | 0 | 0 | 0 | 0 | 0 | 0 | 0 | 0 | 0 | 0 | 0 | 0 | 0 | 0 | 0 | 0 | 0 | 0 | 0 | 0 | 0 | 0 | 0 | 0 | 0 | 0
CDP24 | NSW | SNW | Mid-merit gas | 0 | 0 | 0 | 0 | 0 | 0 | 0 | 0 | 0 | 0 | 0 | 0 | 0 | 0 | 0 | 0 | 0 | 0 | 0 | 0 | 0 | 0 | 0 | 0 | 0 | 0 | 0 | 0
CDP24 | NSW | SNW | Flexible gas with CCS | 0 | 0 | 0 | 0 | 0 | 0 | 0 | 0 | 0 | 0 | 0 | 0 | 0 | 0 | 0 | 0 | 0 | 0 | 0 | 0 | 0 | 0 | 0 | 0 | 0 | 0 | 0 | 0
CDP24 | NSW | SNW | Flexible gas | 0 | 0 | 0 | 0 | 0 | 0 | 0 | 0 | 0 | 0 | 0 | 0 | 0 | 0 | 0 | 0 | 0 | 0 | 275.2882 | 976.4945 | 2037.5544 | 2037.5544 | 2037.5544 | 2037.5544 | 2037.5544 | 2037.5544 | 2037.5544 | 2037.5544
CDP24 | NSW | SNW | Hydro | 0 | 0 | 0 | 0 | 0 | 0 | 0 | 0 | 0 | 0 | 0 | 0 | 0 | 0 | 0 | 0 | 0 | 0 | 0 | 0 | 0 | 0 | 0 | 0 | 0 | 0 | 0 | 0
CDP24 | NSW | SNW | Snowy 2.0 | 0 | 0 | 0 | 0 | 0 | 0 | 0 | 0 | 0 | 0 | 0 | 0 | 0 | 0 | 0 | 0 | 0 | 0 | 0 | 0 | 0 | 0 | 0 | 0 | 0 | 0 | 0 | 0
CDP24 | NSW | SNW | Deep storage | 0 | 0 | 0 | 0 | 0 | 0 | 0 | 0 | 0 | 0 | 0 | 0 | 0 | 0 | 0 | 0 | 0 | 0 | 0 | 0 | 0 | 0 | 0 | 0 | 0 | 0 | 0 | 0
CDP24 | NSW | SNW | Medium storage | 0 | 889.1456 | 889.1456 | 889.1456 | 889.1456 | 1316.1399 | 1316.1399 | 1316.1399 | 1316.1399 | 1316.1399 | 1316.1399 | 1316.1399 | 1316.1399 | 1316.1399 | 1316.1399 | 1316.1399 | 1316.1399 | 1316.1399 | 1316.1399 | 1316.1399 | 1316.1399 | 1316.1399 | 1316.1399 | 1316.14 | 1316.14 | 1316.1402 | 1316.1402 | 1316.1402
CDP24 | NSW | SNW | Shallow storage | 0 | 632.712 | 632.7165 | 632.7187 | 668.3559 | 710.6919 | 1338.2439 | 1410.8199 | 1410.8199 | 1410.8199 | 1483.3959 | 1483.3959 | 1483.3959 | 1555.9719 | 1555.9719 | 1555.9719 | 1555.9719 | 1555.9719 | 1555.9719 | 1628.5479 | 1628.5479 | 1701.1239 | 1701.1239 | 1701.1239 | 1773.6999 | 1773.6999 | 1773.6999 | 1846.2759
CDP24 | NSW | SNW | Coordinated CER storage | 5.6995 | 8.9871 | 12.8326 | 16.9571 | 21.9697 | 27.6663 | 37.1937 | 49.6005 | 65.1327 | 84.2739 | 107.1493 | 134.0014 | 164.6224 | 199.4384 | 238.3244 | 281.0862 | 327.7038 | 378.3827 | 433.0554 | 491.83 | 555.0637 | 623.7244 | 696.5772 | 773.7214 | 854.3051 | 938.1119 | 977.5203 | 1012.8282
CDP24 | NSW | SNW | Other renewable fuels | 0 | 0 | 0 | 0 | 0 | 0 | 0 | 0 | 0 | 0 | 0 | 0 | 0 | 0 | 0 | 0 | 0 | 0 | 0 | 0 | 0 | 0 | 0 | 0 | 0 | 90 | 90 | 90
CDP24 | NSW | SNW | DSP | 6.2 | 12.66 | 21.31 | 162.35 | 348.57 | 513.64 | 583.98 | 654.28 | 724.54 | 733.3 | 742.8 | 750.47 | 760.19 | 768.7 | 779.55 | 788.11 | 799.57 | 801.47 | 805.15 | 811.59 | 809.52 | 812.34 | 814.56 | 812.98 | 816.87 | 821.19 | 829.44 | 848.51
CDP24 | QLD | NQ | Mid-merit gas | 0 | 0 | 0 | 0 | 0 | 0 | 0 | 0 | 0 | 0 | 0 | 0 | 0 | 0 | 0 | 0 | 0 | 0 | 0 | 0 | 0 | 0 | 0 | 0 | 0 | 0 | 0 | 0
CDP24 | QLD | NQ | Flexible gas with CCS | 0 | 0 | 0 | 0 | 0 | 0 | 0 | 0 | 0 | 0 | 0 | 0 | 0 | 0 | 0 | 0 | 0 | 0 | 0 | 0 | 0 | 0 | 0 | 0 | 0 | 0 | 0 | 0
CDP24 | QLD | NQ | Flexible gas | 0 | 0 | 0 | 0 | 0 | 0 | 0 | 0 | 0 | 0 | 0 | 0 | 0 | 0 | 0 | 0 | 0 | 0 | 0 | 0 | 0 | 0 | 0 | 0 | 0 | 0 | 0 | 0
CDP24 | QLD | NQ | Hydro | 0 | 0 | 0 | 0 | 0 | 0 | 0 | 0 | 0 | 0 | 0 | 0 | 0 | 0 | 0 | 0 | 0 | 0 | 0 | 0 | 0 | 0 | 0 | 0 | 0 | 0 | 0 | 0
CDP24 | QLD | NQ | Borumba | 0 | 0 | 0 | 0 | 0 | 0 | 0 | 0 | 0 | 0 | 0 | 0 | 0 | 0 | 0 | 0 | 0 | 0 | 0 | 0 | 0 | 0 | 0 | 0 | 0 | 0 | 0 | 0
CDP24 | QLD | NQ | Deep storage | 0 | 0 | 0 | 0 | 0 | 0 | 1.049e-05 | 1.28e-05 | 1.579e-05 | 8.25e-05 | 8.25e-05 | 8.25e-05 | 8.25e-05 | 8.25e-05 | 8.653e-05 | 8.653e-05 | 8.653e-05 | 8.834e-05 | 8.834e-05 | 9.079e-05 | 0.00016402 | 0.00017178 | 8.9262 | 19.5555 | 155.1534 | 180.4644 | 180.4644 | 180.4644
CDP24 | QLD | NQ | Medium storage | 0 | 0 | 0 | 1.944e-05 | 2.38e-05 | 3.607e-05 | 3.607e-05 | 3.775e-05 | 4.266e-05 | 5.06e-05 | 5.06e-05 | 5.06e-05 | 0.00010522 | 0.00012937 | 0.0001346 | 0.0001346 | 0.0001346 | 0.0001346 | 0.0001346 | 0.0001346 | 0.00013723 | 0.00016808 | 0.00029428 | 0.00029428 | 0.00029428 | 0.00029428 | 0.00029428 | 0.00029428
CDP24 | QLD | NQ | Shallow storage | 0 | 0 | 300 | 300 | 300 | 300 | 300 | 300 | 300 | 300 | 300 | 300 | 300 | 300 | 300 | 300 | 300 | 300 | 300 | 300 | 300 | 300 | 300 | 300 | 300 | 300 | 300 | 300
CDP24 | QLD | NQ | Coordinated CER storage | 0.54674 | 0.92286 | 1.3551 | 1.8536 | 2.45 | 3.1702 | 4.191 | 5.5164 | 7.1545 | 9.1658 | 11.5718 | 14.4017 | 17.6021 | 21.2441 | 25.3028 | 29.7336 | 34.558 | 39.7965 | 45.4592 | 51.5796 | 58.257 | 65.4644 | 73.1388 | 81.3134 | 89.8287 | 98.6792 | 103.0372 | 107.0137
CDP24 | QLD | NQ | Other renewable fuels | 0 | 0 | 0 | 0 | 0 | 0 | 0 | 0 | 0 | 0 | 0 | 0 | 0 | 0 | 0 | 0 | 0 | 0 | 0 | 0 | 0 | 0 | 0 | 0 | 0 | 0 | 0 | 0
CDP24 | QLD | NQ | DSP | 0 | 0 | 0 | 0 | 0 | 0 | 0 | 0 | 0 | 0 | 0 | 0 | 0 | 0 | 0 | 0 | 0 | 0 | 0 | 0 | 0 | 0 | 0 | 0 | 0 | 0 | 0 | 0
CDP24 | QLD | GG | Mid-merit gas | 0 | 0 | 0 | 0 | 0 | 0 | 0 | 0 | 0 | 0 | 0 | 0 | 0 | 0 | 0 | 0 | 0 | 0 | 0 | 0 | 0 | 0 | 0 | 0 | 0 | 0 | 0 | 0
CDP24 | QLD | GG | Flexible gas with CCS | 0 | 0 | 0 | 0 | 0 | 0 | 0 | 0 | 0 | 0 | 0 | 0 | 0 | 0 | 0 | 0 | 0 | 0 | 0 | 0 | 0 | 0 | 0 | 0 | 0 | 0 | 0 | 0
CDP24 | QLD | GG | Flexible gas | 0 | 0 | 0 | 0 | 0 | 0 | 0 | 0 | 0 | 0 | 0 | 0 | 0 | 0 | 0 | 0 | 0 | 0 | 0 | 0 | 0 | 0 | 0 | 0 | 0 | 0 | 0 | 0
CDP24 | QLD | GG | Hydro | 0 | 0 | 0 | 0 | 0 | 0 | 0 | 0 | 0 | 0 | 0 | 0 | 0 | 0 | 0 | 0 | 0 | 0 | 0 | 0 | 0 | 0 | 0 | 0 | 0 | 0 | 0 | 0
CDP24 | QLD | GG | Borumba | 0 | 0 | 0 | 0 | 0 | 0 | 0 | 0 | 0 | 0 | 0 | 0 | 0 | 0 | 0 | 0 | 0 | 0 | 0 | 0 | 0 | 0 | 0 | 0 | 0 | 0 | 0 | 0
CDP24 | QLD | GG | Deep storage | 0 | 0 | 0 | 0 | 0 | 0 | 0 | 0 | 0 | 0 | 0 | 0 | 0 | 0 | 0 | 0 | 0 | 0 | 0 | 0 | 0 | 0 | 0 | 0 | 0 | 0 | 0 | 0
CDP24 | QLD | GG | Medium storage | 0 | 0 | 0 | 2.504e-05 | 2.504e-05 | 5.573e-05 | 5.573e-05 | 5.684e-05 | 6.995e-05 | 8.257e-05 | 8.257e-05 | 8.257e-05 | 0.00015298 | 0.00022223 | 0.00023164 | 0.00023164 | 0.00023164 | 0.00023423 | 0.00023423 | 0.00024121 | 0.00025058 | 0.00028043 | 64.5493 | 67.6803 | 67.6803 | 594.346 | 594.346 | 792.5296
CDP24 | QLD | GG | Shallow storage | 0 | 400 | 400 | 400 | 400 | 400 | 400 | 400 | 400 | 400 | 400 | 400 | 400 | 400 | 400 | 400 | 400 | 400 | 400 | 400 | 400 | 400 | 400 | 400 | 400 | 400 | 400 | 400
CDP24 | QLD | GG | Coordinated CER storage | 0.026819 | 0.047887 | 0.071533 | 0.10153 | 0.13366 | 0.17572 | 0.25891 | 0.37299 | 0.52211 | 0.70955 | 0.93712 | 1.2071 | 1.5192 | 1.8769 | 2.2784 | 2.7246 | 3.2136 | 3.7508 | 4.3361 | 4.969 | 5.6604 | 6.4065 | 7.2009 | 8.0431 | 8.9264 | 9.8483 | 10.2976 | 10.7049
CDP24 | QLD | GG | Other renewable fuels | 0 | 0 | 0 | 0 | 0 | 0 | 0 | 0 | 0 | 0 | 0 | 0 | 0 | 0 | 0 | 0 | 0 | 0 | 0 | 0 | 0 | 0 | 0 | 0 | 0 | 0 | 0 | 0
CDP24 | QLD | GG | DSP | 0 | 0 | 0 | 0 | 0 | 0 | 0 | 0 | 0 | 0 | 0 | 0 | 0 | 0 | 0 | 0 | 0 | 0 | 0 | 0 | 0 | 0 | 0 | 0 | 0 | 0 | 0 | 0
CDP24 | QLD | CQ | Mid-merit gas | 0 | 0 | 0 | 0 | 0 | 0 | 0 | 0 | 0 | 0 | 0 | 0 | 0 | 0 | 0 | 0 | 0 | 0 | 0 | 0 | 0 | 0 | 0 | 0 | 0 | 0 | 0 | 0
CDP24 | QLD | CQ | Flexible gas with CCS | 0 | 0 | 0 | 0 | 0 | 0 | 0 | 0 | 0 | 0 | 0 | 0 | 0 | 0 | 0 | 0 | 0 | 0 | 0 | 0 | 0 | 0 | 0 | 0 | 0 | 0 | 0 | 0
CDP24 | QLD | CQ | Flexible gas | 0 | 0 | 0 | 0 | 0 | 0 | 0 | 0 | 0 | 0 | 0 | 0 | 0 | 0 | 0 | 0 | 0 | 0 | 0 | 0 | 0 | 0 | 0 | 0 | 0 | 0 | 0 | 0
CDP24 | QLD | CQ | Hydro | 0 | 0 | 0 | 0 | 0 | 0 | 0 | 0 | 0 | 0 | 0 | 0 | 0 | 0 | 0 | 0 | 0 | 0 | 0 | 0 | 0 | 0 | 0 | 0 | 0 | 0 | 0 | 0
CDP24 | QLD | CQ | Borumba | 0 | 0 | 0 | 0 | 0 | 0 | 0 | 0 | 0 | 0 | 0 | 0 | 0 | 0 | 0 | 0 | 0 | 0 | 0 | 0 | 0 | 0 | 0 | 0 | 0 | 0 | 0 | 0
CDP24 | QLD | CQ | Deep storage | 0 | 0 | 0 | 0 | 0 | 0 | 1.064e-05 | 1.293e-05 | 1.703e-05 | 6.899e-05 | 6.899e-05 | 6.899e-05 | 6.899e-05 | 6.899e-05 | 7.264e-05 | 7.264e-05 | 7.264e-05 | 7.466e-05 | 7.466e-05 | 7.466e-05 | 0.00019626 | 0.000198 | 0.00020561 | 0.00022792 | 42.0919 | 366.2367 | 366.2367 | 400
CDP24 | QLD | CQ | Medium storage | 0 | 0 | 0 | 2.757e-05 | 3.391e-05 | 5.677e-05 | 6.866e-05 | 7.437e-05 | 7.93e-05 | 0.00016312 | 0.00016312 | 0.00016312 | 0.00023546 | 0.00030446 | 0.00031797 | 0.00031797 | 0.00031797 | 0.00032021 | 0.00032021 | 0.00033049 | 0.00034868 | 0.00038065 | 64.3848 | 138.0249 | 138.0255 | 552.9706 | 552.9706 | 858.2759
CDP24 | QLD | CQ | Shallow storage | 0 | 0 | 0 | 150 | 150 | 150 | 150 | 150 | 150 | 150 | 150 | 150 | 150 | 150 | 150 | 150 | 150 | 150 | 150 | 150 | 150 | 150 | 150 | 150 | 150 | 150 | 150 | 150
CDP24 | QLD | CQ | Coordinated CER storage | 0.49915 | 0.855 | 1.2505 | 1.7306 | 2.2741 | 2.9451 | 4.0203 | 5.4257 | 7.2073 | 9.4204 | 12.0769 | 15.2024 | 18.7874 | 22.8688 | 27.4354 | 32.4602 | 37.9331 | 43.9154 | 50.3996 | 57.404 | 65.0752 | 73.3346 | 82.131 | 91.474 | 101.254 | 111.4193 | 116.4019 | 120.9195
CDP24 | QLD | CQ | Other renewable fuels | 0 | 0 | 0 | 0 | 0 | 0 | 0 | 0 | 0 | 0 | 0 | 0 | 0 | 0 | 0 | 0 | 0 | 0 | 0 | 0 | 0 | 0 | 0 | 0 | 0 | 0 | 0 | 0
CDP24 | QLD | CQ | DSP | 0 | 0 | 0 | 0 | 0 | 0 | 0 | 0 | 0 | 0 | 0 | 0 | 0 | 0 | 0 | 0 | 0 | 0 | 0 | 0 | 0 | 0 | 0 | 0 | 0 | 0 | 0 | 0
CDP24 | QLD | SQ | Mid-merit gas | 0 | 0 | 0 | 0 | 0 | 0 | 0 | 0 | 0 | 0 | 0 | 0 | 0 | 0 | 0 | 0 | 0 | 0 | 0 | 0 | 0 | 0 | 0 | 0 | 0 | 0 | 0 | 0
CDP24 | QLD | SQ | Flexible gas with CCS | 0 | 0 | 0 | 0 | 0 | 0 | 0 | 0 | 0 | 0 | 0 | 0 | 0 | 0 | 0 | 0 | 0 | 0 | 0 | 0 | 0 | 0 | 0 | 0 | 0 | 0 | 0 | 0
CDP24 | QLD | SQ | Flexible gas | 0 | 0 | 200 | 200 | 200 | 200 | 200 | 200 | 200 | 362.2791 | 362.2791 | 362.2791 | 402.6362 | 632.7917 | 842.4263 | 1260.0752 | 1472.2107 | 2345.711 | 2933.8383 | 2933.8383 | 2933.8383 | 2933.8383 | 3313.0231 | 3313.0231 | 3313.0231 | 3313.0231 | 3313.0231 | 3506.666
CDP24 | QLD | SQ | Hydro | 0 | 0 | 0 | 0 | 0 | 0 | 0 | 0 | 0 | 0 | 0 | 0 | 0 | 0 | 0 | 0 | 0 | 0 | 0 | 0 | 0 | 0 | 0 | 0 | 0 | 0 | 0 | 0
CDP24 | QLD | SQ | Borumba | 0 | 0 | 0 | 0 | 0 | 0 | 0 | 1998 | 1998 | 1998 | 1998 | 1998 | 1998 | 1998 | 1998 | 1998 | 1998 | 1998 | 1998 | 1998 | 1998 | 1998 | 1998 | 1998 | 1998 | 1998 | 1998 | 1998
CDP24 | QLD | SQ | Deep storage | 0 | 0 | 0 | 0 | 0 | 0 | 0 | 0 | 0 | 0 | 0 | 0 | 0 | 0 | 0 | 0 | 0 | 0 | 0 | 0 | 0 | 0 | 0 | 0 | 0 | 0 | 0 | 0
CDP24 | QLD | SQ | Medium storage | 0 | 0 | 0 | 2.001e-05 | 2.602e-05 | 4.71e-05 | 4.71e-05 | 4.86e-05 | 6.057e-05 | 6.808e-05 | 6.808e-05 | 6.808e-05 | 0.00012301 | 0.00018503 | 0.00018782 | 0.00018782 | 0.00018782 | 0.00018782 | 0.00018782 | 0.00018782 | 0.00019455 | 0.00021035 | 554.6683 | 554.6683 | 554.6683 | 791.9627 | 791.9627 | 791.9627
CDP24 | QLD | SQ | Shallow storage | 714.16 | 1020.16 | 1020.16 | 1020.16 | 1020.16 | 1020.16 | 1020.16 | 1020.16 | 1020.16 | 1020.16 | 1020.16 | 1020.16 | 1020.16 | 1020.16 | 1020.16 | 1020.16 | 1020.16 | 1020.16 | 1020.16 | 1020.16 | 1020.16 | 1020.16 | 1020.16 | 1020.16 | 1020.16 | 1020.16 | 1020.16 | 1020.16
CDP24 | QLD | SQ | Coordinated CER storage | 2.6949 | 4.6149 | 6.8273 | 9.399 | 12.4206 | 16.2636 | 22.9345 | 31.7049 | 42.7505 | 56.464 | 72.9637 | 92.4549 | 114.7868 | 140.326 | 168.9326 | 200.4226 | 234.721 | 272.1627 | 312.8429 | 356.7965 | 404.3261 | 456.2111 | 511.5074 | 570.2605 | 631.7811 | 695.9349 | 727.3631 | 755.8908
CDP24 | QLD | SQ | Other renewable fuels | 0 | 0 | 0 | 0 | 0 | 0 | 0 | 0 | 0 | 0 | 0 | 0 | 0 | 0 | 0 | 0 | 0 | 0 | 0 | 0 | 0 | 0 | 0 | 0 | 0 | 0 | 90 | 90
CDP24 | QLD | SQ | DSP | 3.25 | 5.13 | 9.91 | 13.47 | 17.87 | 1.79 | 7.34 | 11.4 | 15.32 | 20.33 | 25.8 | 31.69 | 38.24 | 42.35 | 46.79 | 53.33 | 57.04 | 59.69 | 63.14 | 66.16 | 68.23 | 70.89 | 74.75 | 77.21 | 85.81 | 92.63 | 99.97 | 101.49
CDP24 | VIC | VIC | Mid-merit gas | 0 | 0 | 0 | 0 | 0 | 0 | 0 | 0 | 0 | 0 | 0 | 0 | 0 | 0 | 0 | 0 | 0 | 0 | 0 | 0 | 0 | 0 | 0 | 0 | 0 | 0 | 0 | 0
CDP24 | VIC | VIC | Flexible gas with CCS | 0 | 0 | 0 | 0 | 0 | 0 | 0 | 0 | 0 | 0 | 0 | 0 | 0 | 0 | 0 | 0 | 0 | 0 | 0 | 0 | 0 | 0 | 0 | 0 | 0 | 0 | 0 | 0
CDP24 | VIC | VIC | Flexible gas | 0 | 0 | 0 | 0 | 0 | 0 | 0 | 0 | 0 | 0 | 0 | 0 | 0 | 0 | 0 | 0 | 0 | 0 | 109.3069 | 109.3069 | 109.3069 | 109.3069 | 109.3069 | 758.7929 | 758.7929 | 758.7929 | 758.7929 | 1626.2103
CDP24 | VIC | VIC | Hydro | 0 | 0 | 0 | 0 | 0 | 0 | 0 | 0 | 0 | 0 | 0 | 0 | 0 | 0 | 0 | 0 | 0 | 0 | 0 | 0 | 0 | 0 | 0 | 0 | 0 | 0 | 0 | 0
CDP24 | VIC | VIC | Deep storage | 0 | 0 | 0 | 0 | 0 | 0 | 9.74e-06 | 1.888e-05 | 4.483e-05 | 6.24e-05 | 6.24e-05 | 6.24e-05 | 6.24e-05 | 6.24e-05 | 6.349e-05 | 6.349e-05 | 6.484e-05 | 6.484e-05 | 6.639e-05 | 6.908e-05 | 493.1379 | 493.1379 | 493.1379 | 493.1379 | 493.1379 | 498.6656 | 498.6656 | 548.006
CDP24 | VIC | VIC | Medium storage | 0 | 0 | 350 | 350 | 350 | 350 | 350 | 350 | 350 | 350.0001 | 350.0001 | 350.0001 | 350.0001 | 350.0001 | 350.0001 | 350.0001 | 350.0001 | 350.0001 | 350.0001 | 350.0001 | 350.0001 | 350.0001 | 350.0001 | 350.0004 | 350.0004 | 350.0004 | 350.0004 | 350.0004
CDP24 | VIC | VIC | Shallow storage | 180 | 1691.51 | 1756.3104 | 2211.3832 | 2211.3832 | 2421.4 | 2428.7 | 2940.3999 | 3451.3399 | 4013.0398 | 5621.9198 | 5621.9198 | 5628.5198 | 5628.5198 | 5628.5198 | 5628.5198 | 5628.5198 | 5628.5198 | 5628.5198 | 5628.5198 | 5635.1198 | 5635.1198 | 5635.1198 | 5635.1198 | 5635.1198 | 5635.1198 | 5635.1198 | 5635.1198
CDP24 | VIC | VIC | Coordinated CER storage | 8.9163 | 14.4987 | 20.4798 | 27.3899 | 35.853 | 45.8051 | 59.1688 | 76.2585 | 97.3343 | 123.084 | 153.6475 | 189.3602 | 229.872 | 275.8842 | 327.0848 | 383.0564 | 443.7316 | 509.6502 | 580.9109 | 657.633 | 740.6541 | 830.7914 | 926.6572 | 1028.3543 | 1134.4025 | 1244.5508 | 1298.531 | 1347.4871
CDP24 | VIC | VIC | Other renewable fuels | 0 | 0 | 0 | 0 | 0 | 0 | 0 | 0 | 0 | 0 | 0 | 0 | 0 | 0 | 0 | 0 | 0 | 0 | 0 | 0 | 0 | 0 | 0 | 0 | 0 | 0 | 90 | 90
CDP24 | VIC | VIC | DSP | 2.06 | 5.47 | -2.91 | 1.75 | 7.82 | 14.87 | 19.28 | 25.16 | 29.26 | 33.97 | 36.82 | 39.34 | 41.6 | 44.07 | 46.76 | 49.93 | 53.23 | 55.16 | 57.69 | 59.14 | 59.83 | 61.47 | 61.87 | 60.96 | 59.14 | 58.56 | 59.5 | 61.38
CDP24 | SA | CSA | Mid-merit gas | 0 | 0 | 0 | 0 | 0 | 0 | 0 | 0 | 0 | 0 | 0 | 0 | 0 | 0 | 0 | 0 | 0 | 0 | 0 | 0 | 0 | 0 | 0 | 0 | 0 | 0 | 0 | 0
CDP24 | SA | CSA | Flexible gas with CCS | 0 | 0 | 0 | 0 | 0 | 0 | 0 | 0 | 0 | 0 | 0 | 0 | 0 | 0 | 0 | 0 | 0 | 0 | 0 | 0 | 0 | 0 | 0 | 0 | 0 | 0 | 0 | 0
CDP24 | SA | CSA | Flexible gas | 0 | 200 | 200 | 200 | 200 | 200 | 200 | 200 | 200 | 377.8954 | 465 | 465 | 465 | 465 | 465 | 465 | 465 | 465 | 553.3375 | 913.1913 | 913.1913 | 913.1913 | 913.1913 | 913.1913 | 913.1913 | 913.1913 | 913.1913 | 913.1913
CDP24 | SA | CSA | Hydro | 0 | 0 | 0 | 0 | 0 | 0 | 0 | 0 | 0 | 0 | 0 | 0 | 0 | 0 | 0 | 0 | 0 | 0 | 0 | 0 | 0 | 0 | 0 | 0 | 0 | 0 | 0 | 0
CDP24 | SA | CSA | Deep storage | 0 | 0 | 0 | 0 | 0 | 0 | 5.35e-06 | 5.35e-06 | 7.14e-06 | 7.14e-06 | 7.14e-06 | 7.14e-06 | 7.14e-06 | 8.36e-06 | 9.39e-06 | 9.39e-06 | 9.39e-06 | 9.39e-06 | 9.39e-06 | 1.654e-05 | 1.856e-05 | 1.856e-05 | 1.856e-05 | 1.856e-05 | 1.856e-05 | 2.001e-05 | 2.001e-05 | 2.144e-05
CDP24 | SA | CSA | Medium storage | 0 | 0 | 0 | 2.25e-05 | 2.874e-05 | 3.84e-05 | 3.84e-05 | 3.84e-05 | 4.375e-05 | 4.751e-05 | 4.751e-05 | 4.751e-05 | 4.751e-05 | 4.98e-05 | 5.429e-05 | 5.429e-05 | 5.429e-05 | 5.429e-05 | 5.429e-05 | 9.255e-05 | 0.00010942 | 0.00011447 | 0.00011551 | 1079.0625 | 1079.0625 | 1547.5068 | 1547.5068 | 1547.5068
CDP24 | SA | CSA | Shallow storage | 200 | 494.98 | 1113.4392 | 2345.591 | 2351.611 | 2351.611 | 2351.611 | 2351.611 | 2351.611 | 2351.611 | 2351.611 | 2351.611 | 2351.611 | 2351.611 | 2351.611 | 2351.611 | 2351.611 | 2351.611 | 2357.631 | 2357.631 | 2357.631 | 2357.631 | 2357.631 | 2357.631 | 2357.631 | 2357.631 | 2357.631 | 2357.631
CDP24 | SA | CSA | Coordinated CER storage | 16.7205 | 23.834 | 30.7542 | 38.4284 | 46.3958 | 56.1694 | 65.5626 | 76.1609 | 87.8108 | 100.9146 | 115.316 | 131.1314 | 147.8365 | 166.0114 | 185.1899 | 204.9252 | 225.1394 | 246.2665 | 268.3666 | 291.4341 | 316.4262 | 343.1106 | 371.0707 | 400.3204 | 429.9417 | 459.8761 | 474.9413 | 488.2607
CDP24 | SA | CSA | Other renewable fuels | 0 | 0 | 0 | 0 | 0 | 0 | 0 | 0 | 0 | 0 | 0 | 0 | 0 | 0 | 0 | 0 | 0 | 0 | 0 | 0 | 0 | 0 | 0 | 0 | 0 | 0 | 0 | 0
CDP24 | SA | CSA | DSP | 0.71 | 1.71 | 2.99 | 4.28 | 4.85 | 5.57 | 6.09 | 6.75 | 7.31 | 8.12 | 8.79 | 9.5 | 10.12 | 10.65 | 11.15 | 11.67 | 12.28 | 12.76 | 13.22 | 13.5 | 13.63 | 13.47 | 13.24 | 12.87 | 12.46 | 12.52 | 12.77 | 13.08
CDP24 | SA | SESA | Mid-merit gas | 0 | 0 | 0 | 0 | 0 | 0 | 0 | 0 | 0 | 0 | 0 | 0 | 0 | 0 | 0 | 0 | 0 | 0 | 0 | 0 | 0 | 0 | 0 | 0 | 0 | 0 | 0 | 0
CDP24 | SA | SESA | Flexible gas with CCS | 0 | 0 | 0 | 0 | 0 | 0 | 0 | 0 | 0 | 0 | 0 | 0 | 0 | 0 | 0 | 0 | 0 | 0 | 0 | 0 | 0 | 0 | 0 | 0 | 0 | 0 | 0 | 0
CDP24 | SA | SESA | Flexible gas | 0 | 0 | 0 | 0 | 0 | 0 | 0 | 0 | 0 | 0 | 0 | 0 | 0 | 0 | 0 | 0 | 0 | 0 | 0 | 0 | 0 | 0 | 0 | 0 | 0 | 0 | 0 | 0
CDP24 | SA | SESA | Hydro | 0 | 0 | 0 | 0 | 0 | 0 | 0 | 0 | 0 | 0 | 0 | 0 | 0 | 0 | 0 | 0 | 0 | 0 | 0 | 0 | 0 | 0 | 0 | 0 | 0 | 0 | 0 | 0
CDP24 | SA | SESA | Deep storage | 0 | 0 | 0 | 0 | 0 | 0 | 0 | 0 | 0 | 0 | 0 | 0 | 0 | 0 | 0 | 0 | 0 | 0 | 0 | 0 | 0 | 0 | 0 | 0 | 0 | 0 | 0 | 0
CDP24 | SA | SESA | Medium storage | 0 | 0 | 0 | 2.185e-05 | 2.806e-05 | 3.673e-05 | 3.673e-05 | 3.783e-05 | 4.458e-05 | 4.458e-05 | 4.458e-05 | 4.458e-05 | 4.596e-05 | 4.75e-05 | 5.294e-05 | 5.294e-05 | 5.294e-05 | 5.294e-05 | 5.294e-05 | 5.437e-05 | 7.758e-05 | 8.149e-05 | 0.00010052 | 39.3612 | 39.3612 | 39.3612 | 39.3612 | 39.3612
CDP24 | SA | SESA | Shallow storage | 0 | 0 | 0 | 0 | 0 | 0 | 0 | 0 | 0 | 0 | 0 | 0 | 0 | 0 | 0 | 0 | 0 | 0 | 0 | 0 | 0 | 0 | 0 | 0 | 0 | 0 | 0 | 0
CDP24 | SA | SESA | Coordinated CER storage | 0.61122 | 0.88308 | 1.1524 | 1.4493 | 1.7585 | 2.151 | 2.5347 | 2.9572 | 3.4253 | 3.9705 | 4.6092 | 5.2767 | 6.0254 | 6.8004 | 7.6143 | 8.4664 | 9.35 | 10.2723 | 11.2305 | 12.2735 | 13.437 | 14.6473 | 15.9009 | 17.214 | 18.5458 | 19.8997 | 20.5756 | 21.2128
CDP24 | SA | SESA | Other renewable fuels | 0 | 0 | 0 | 0 | 0 | 0 | 0 | 0 | 0 | 0 | 0 | 0 | 0 | 0 | 0 | 0 | 0 | 0 | 0 | 0 | 0 | 0 | 0 | 0 | 0 | 0 | 0 | 0
CDP24 | SA | SESA | DSP | 0 | 0 | 0 | 0 | 0 | 0 | 0 | 0 | 0 | 0 | 0 | 0 | 0 | 0 | 0 | 0 | 0 | 0 | 0 | 0 | 0 | 0 | 0 | 0 | 0 | 0 | 0 | 0
CDP24 | TAS | TAS | Mid-merit gas | 0 | 0 | 0 | 0 | 0 | 0 | 0 | 0 | 0 | 0 | 0 | 0 | 0 | 0 | 0 | 0 | 0 | 0 | 0 | 0 | 0 | 0 | 0 | 0 | 0 | 0 | 0 | 0
CDP24 | TAS | TAS | Flexible gas with CCS | 0 | 0 | 0 | 0 | 0 | 0 | 0 | 0 | 0 | 0 | 0 | 0 | 0 | 0 | 0 | 0 | 0 | 0 | 0 | 0 | 0 | 0 | 0 | 0 | 0 | 0 | 0 | 0
CDP24 | TAS | TAS | Flexible gas | 0 | 0 | 0 | 0 | 0 | 0 | 0 | 0 | 0 | 0 | 0 | 0 | 0 | 0 | 0 | 0 | 0 | 0 | 0 | 0 | 0 | 0 | 0 | 0 | 0 | 0 | 0 | 0
CDP24 | TAS | TAS | Hydro | 0 | 0 | 0 | 0 | 0 | 0 | 390 | 390 | 390 | 390 | 390 | 390 | 390 | 390 | 390 | 390 | 390 | 390 | 390 | 390 | 390 | 390 | 390 | 390 | 390 | 390 | 390 | 390
CDP24 | TAS | TAS | Deep storage | 0 | 0 | 0 | 0 | 0 | 0 | 2.779e-05 | 3.331e-05 | 5.896e-05 | 5.896e-05 | 5.896e-05 | 5.896e-05 | 12.3095 | 53.3448 | 53.3448 | 53.3448 | 53.3449 | 53.3449 | 173.2774 | 450.951 | 927.0764 | 927.0764 | 927.0764 | 927.0764 | 927.0764 | 927.0764 | 927.0764 | 927.0764
CDP24 | TAS | TAS | Medium storage | 0 | 0 | 0 | 1.868e-05 | 2.117e-05 | 2.357e-05 | 2.357e-05 | 2.5e-05 | 2.5e-05 | 2.823e-05 | 2.823e-05 | 2.823e-05 | 2.981e-05 | 5.24e-05 | 5.419e-05 | 5.608e-05 | 5.842e-05 | 5.842e-05 | 6.159e-05 | 6.518e-05 | 7.553e-05 | 7.553e-05 | 8.331e-05 | 8.331e-05 | 8.331e-05 | 8.331e-05 | 8.331e-05 | 8.331e-05
CDP24 | TAS | TAS | Shallow storage | 0 | 0 | 0 | 0 | 0 | 0 | 0 | 0 | 0 | 0 | 0 | 0 | 0 | 0 | 0 | 0 | 0 | 0 | 0 | 0 | 0 | 0 | 0 | 0 | 0 | 0 | 0 | 0
CDP24 | TAS | TAS | Coordinated CER storage | 0.49202 | 0.81972 | 1.1904 | 1.6174 | 2.1106 | 2.7326 | 3.2327 | 3.8671 | 4.6719 | 5.7102 | 7.0106 | 8.6052 | 10.485 | 12.7058 | 15.2558 | 18.1129 | 21.2812 | 24.7979 | 28.677 | 32.9257 | 37.5563 | 42.7068 | 48.2882 | 54.3035 | 60.6636 | 67.3654 | 71.0896 | 74.411
CDP24 | TAS | TAS | Other renewable fuels | 0 | 0 | 0 | 0 | 0 | 0 | 0 | 0 | 0 | 0 | 0 | 0 | 0 | 0 | 0 | 0 | 0 | 0 | 0 | 0 | 0 | 0 | 0 | 0 | 0 | 0 | 0 | 0
CDP24 | TAS | TAS | DSP | 0.05 | -0.71 | -1.41 | -1.38 | -1.29 | -1.16 | -1.04 | -0.94 | -0.9 | -0.89 | -0.86 | -0.89 | -0.87 | -0.86 | -0.84 | -0.83 | -0.79 | -0.77 | -0.75 | -0.74 | -0.76 | -0.76 | -0.77 | -0.76 | -0.75 | -0.81 | -0.92 | -0.99
CDP25 | NSW | NNSW | Mid-merit gas | 0 | 0 | 0 | 0 | 0 | 0 | 0 | 0 | 0 | 0 | 0 | 0 | 0 | 0 | 0 | 0 | 0 | 0 | 0 | 0 | 0 | 0 | 0 | 0 | 0 | 0 | 0 | 0
CDP25 | NSW | NNSW | Flexible gas with CCS | 0 | 0 | 0 | 0 | 0 | 0 | 0 | 0 | 0 | 0 | 0 | 0 | 0 | 0 | 0 | 0 | 0 | 0 | 0 | 0 | 0 | 0 | 0 | 0 | 0 | 0 | 0 | 0
CDP25 | NSW | NNSW | Flexible gas | 0 | 0 | 0 | 0 | 0 | 0 | 0 | 0 | 0 | 0 | 0 | 0 | 0 | 0 | 0 | 0 | 0 | 0 | 0 | 0 | 0 | 0 | 0 | 0 | 0 | 0 | 0 | 0
CDP25 | NSW | NNSW | Hydro | 0 | 0 | 0 | 0 | 0 | 0 | 0 | 0 | 0 | 0 | 0 | 0 | 0 | 0 | 0 | 0 | 0 | 0 | 0 | 0 | 0 | 0 | 0 | 0 | 0 | 0 | 0 | 0
CDP25 | NSW | NNSW | Snowy 2.0 | 0 | 0 | 0 | 0 | 0 | 0 | 0 | 0 | 0 | 0 | 0 | 0 | 0 | 0 | 0 | 0 | 0 | 0 | 0 | 0 | 0 | 0 | 0 | 0 | 0 | 0 | 0 | 0
CDP25 | NSW | NNSW | Deep storage | 0 | 0 | 0 | 0 | 0 | 0 | 229.539 | 229.539 | 229.539 | 229.539 | 229.539 | 229.539 | 229.539 | 229.539 | 229.539 | 229.539 | 229.539 | 229.539 | 229.539 | 229.539 | 1000 | 1000 | 1000 | 1000 | 1000 | 1000 | 1000 | 1000
CDP25 | NSW | NNSW | Medium storage | 0 | 0 | 275 | 275 | 381.0086 | 709.5603 | 709.5604 | 709.5604 | 709.5604 | 709.5604 | 709.5604 | 709.5604 | 709.5604 | 709.5604 | 709.5604 | 709.5604 | 709.5604 | 709.5604 | 709.5604 | 709.5604 | 709.5604 | 709.5604 | 709.5604 | 709.5604 | 709.5604 | 1179.0828 | 1179.0828 | 1744.8449
CDP25 | NSW | NNSW | Shallow storage | 0 | 30 | 385.5682 | 926.4055 | 926.4055 | 926.4055 | 926.4055 | 926.4055 | 926.4055 | 926.4055 | 926.4055 | 926.4055 | 926.4055 | 926.4055 | 926.4055 | 926.4055 | 926.4055 | 926.4055 | 926.4055 | 926.4055 | 926.4055 | 926.4055 | 926.4055 | 926.4055 | 926.4055 | 926.4055 | 926.4055 | 926.4055
CDP25 | NSW | NNSW | Coordinated CER storage | 1.4111 | 2.2004 | 3.1378 | 4.0696 | 5.2015 | 6.5092 | 8.3028 | 10.6013 | 13.4299 | 16.8869 | 20.9596 | 25.6995 | 31.0392 | 37.0757 | 43.7606 | 51.0565 | 58.967 | 67.5443 | 76.7721 | 86.6761 | 97.4085 | 108.9366 | 121.1526 | 134.0682 | 147.4952 | 161.4022 | 167.974 | 173.8539
CDP25 | NSW | NNSW | Other renewable fuels | 0 | 0 | 0 | 0 | 0 | 0 | 0 | 0 | 0 | 0 | 0 | 0 | 0 | 0 | 0 | 0 | 0 | 0 | 0 | 0 | 0 | 0 | 0 | 0 | 0 | 0 | 90 | 90
CDP25 | NSW | NNSW | DSP | 0 | 0 | 0 | 0 | 0 | 0 | 0 | 0 | 0 | 0 | 0 | 0 | 0 | 0 | 0 | 0 | 0 | 0 | 0 | 0 | 0 | 0 | 0 | 0 | 0 | 0 | 0 | 0
CDP25 | NSW | CNSW | Mid-merit gas | 0 | 0 | 0 | 0 | 0 | 0 | 0 | 0 | 0 | 0 | 0 | 0 | 0 | 0 | 0 | 0 | 0 | 0 | 0 | 0 | 0 | 0 | 0 | 0 | 0 | 0 | 0 | 0
CDP25 | NSW | CNSW | Flexible gas with CCS | 0 | 0 | 0 | 0 | 0 | 0 | 0 | 0 | 0 | 0 | 0 | 0 | 0 | 0 | 0 | 0 | 0 | 0 | 0 | 0 | 0 | 0 | 0 | 0 | 0 | 0 | 0 | 0
CDP25 | NSW | CNSW | Flexible gas | 0 | 0 | 0 | 0 | 0 | 0 | 0 | 0 | 0 | 0 | 0 | 0 | 0 | 0 | 0 | 0 | 0 | 0 | 0 | 0 | 0 | 0 | 0 | 0 | 0 | 0 | 0 | 0
CDP25 | NSW | CNSW | Hydro | 0 | 0 | 0 | 0 | 0 | 0 | 0 | 0 | 0 | 0 | 0 | 0 | 0 | 0 | 0 | 0 | 0 | 0 | 0 | 0 | 0 | 0 | 0 | 0 | 0 | 0 | 0 | 0
CDP25 | NSW | CNSW | Snowy 2.0 | 0 | 0 | 0 | 0 | 0 | 0 | 0 | 0 | 0 | 0 | 0 | 0 | 0 | 0 | 0 | 0 | 0 | 0 | 0 | 0 | 0 | 0 | 0 | 0 | 0 | 0 | 0 | 0
CDP25 | NSW | CNSW | Deep storage | 0 | 0 | 0 | 0 | 0 | 0 | 0 | 0 | 0 | 0 | 0 | 0 | 0 | 0 | 0 | 0 | 0 | 0 | 0 | 0 | 0 | 0 | 0 | 0 | 0 | 0 | 0 | 0
CDP25 | NSW | CNSW | Medium storage | 0 | 549 | 549 | 917.46 | 917.46 | 957.4818 | 957.4818 | 997.5018 | 997.5018 | 997.5018 | 1037.5218 | 1037.5218 | 1037.5218 | 1077.5418 | 1077.5418 | 1077.5418 | 1077.5418 | 1077.5418 | 1077.5418 | 1117.5618 | 1117.5618 | 1157.5818 | 1157.5818 | 1157.5818 | 1197.6018 | 1197.6018 | 1197.6018 | 1237.6219
CDP25 | NSW | CNSW | Shallow storage | 0 | 20 | 20.0616 | 401.3983 | 1807.7389 | 1807.7389 | 1807.7389 | 1807.7389 | 1807.7389 | 1807.7389 | 1807.7389 | 1807.7389 | 1807.7389 | 1807.7389 | 1807.7389 | 1807.7389 | 1807.7389 | 1807.7389 | 1807.7389 | 1807.7389 | 1807.7389 | 1807.7389 | 1807.7389 | 1807.7389 | 1807.7389 | 1807.7389 | 1807.7389 | 1807.7389
CDP25 | NSW | CNSW | Coordinated CER storage | 0.59798 | 0.93451 | 1.3494 | 1.776 | 2.2689 | 2.848 | 3.8284 | 5.1416 | 6.7929 | 8.8348 | 11.2982 | 14.1756 | 17.471 | 21.2071 | 25.3812 | 29.9855 | 35.0184 | 40.4848 | 46.3919 | 52.7376 | 59.6211 | 67.0433 | 74.9132 | 83.2358 | 91.9357 | 100.9613 | 105.2226 | 109.0428
CDP25 | NSW | CNSW | Other renewable fuels | 0 | 0 | 0 | 0 | 0 | 0 | 0 | 0 | 0 | 0 | 0 | 0 | 0 | 0 | 0 | 0 | 0 | 0 | 0 | 0 | 0 | 0 | 0 | 0 | 0 | 30 | 90 | 90
CDP25 | NSW | CNSW | DSP | 0 | 0 | 0 | 0 | 0 | 0 | 0 | 0 | 0 | 0 | 0 | 0 | 0 | 0 | 0 | 0 | 0 | 0 | 0 | 0 | 0 | 0 | 0 | 0 | 0 | 0 | 0 | 0
CDP25 | NSW | SNSW | Mid-merit gas | 0 | 0 | 0 | 0 | 0 | 0 | 0 | 0 | 0 | 0 | 0 | 0 | 0 | 0 | 0 | 0 | 0 | 0 | 0 | 0 | 0 | 0 | 0 | 0 | 0 | 0 | 0 | 0
CDP25 | NSW | SNSW | Flexible gas with CCS | 0 | 0 | 0 | 0 | 0 | 0 | 0 | 0 | 0 | 0 | 0 | 0 | 0 | 0 | 0 | 0 | 0 | 0 | 0 | 0 | 0 | 0 | 0 | 0 | 0 | 0 | 0 | 0
CDP25 | NSW | SNSW | Flexible gas | 0 | 0 | 0 | 0 | 0 | 0 | 0 | 0 | 0 | 0 | 0 | 0 | 0 | 0 | 0 | 0 | 0 | 0 | 0 | 0 | 0 | 0 | 0 | 0 | 0 | 0 | 0 | 0
CDP25 | NSW | SNSW | Hydro | 0 | 0 | 0 | 0 | 0 | 0 | 0 | 0 | 0 | 0 | 0 | 0 | 0 | 0 | 0 | 0 | 0 | 0 | 0 | 0 | 0 | 0 | 0 | 0 | 0 | 0 | 0 | 0
CDP25 | NSW | SNSW | Snowy 2.0 | 0 | 0 | 0 | 0 | 2200 | 2200 | 2200 | 2200 | 2200 | 2200 | 2200 | 2200 | 2200 | 2200 | 2200 | 2200 | 2200 | 2200 | 2200 | 2200 | 2200 | 2200 | 2200 | 2200 | 2200 | 2200 | 2200 | 2200
CDP25 | NSW | SNSW | Deep storage | 0 | 0 | 0 | 0 | 0 | 0 | 0 | 0 | 0 | 0 | 0 | 0 | 0 | 0 | 0 | 0 | 0 | 0 | 0 | 0 | 0 | 0 | 0 | 0 | 0 | 0 | 0 | 0
CDP25 | NSW | SNSW | Medium storage | 0 | 50 | 50 | 250 | 250 | 305.3909 | 305.3909 | 305.3909 | 305.3909 | 305.3909 | 305.3909 | 305.3909 | 305.3909 | 305.3909 | 305.3909 | 305.3909 | 305.3909 | 305.3909 | 305.3909 | 305.3909 | 305.3909 | 305.3909 | 305.3909 | 305.3909 | 305.3909 | 305.3909 | 305.3909 | 305.3909
CDP25 | NSW | SNSW | Shallow storage | 10 | 19.9 | 19.9 | 19.9 | 19.9 | 20.89 | 20.89 | 21.88 | 21.88 | 21.88 | 22.87 | 22.87 | 22.87 | 23.86 | 23.86 | 23.86 | 23.86 | 23.86 | 23.86 | 24.85 | 24.85 | 25.84 | 25.84 | 25.84 | 25.84 | 25.84 | 25.84 | 25.84
CDP25 | NSW | SNSW | Coordinated CER storage | 1.2069 | 1.9069 | 2.7656 | 3.7048 | 4.823 | 6.104 | 7.6428 | 9.603 | 12.0552 | 15.0904 | 18.749 | 23.0893 | 28.0961 | 33.8541 | 40.3371 | 47.5032 | 55.3701 | 64.0005 | 73.4087 | 83.6216 | 94.7478 | 106.9435 | 120.0443 | 134.0558 | 148.7861 | 164.2479 | 172.2574 | 179.4936
CDP25 | NSW | SNSW | Other renewable fuels | 0 | 0 | 0 | 0 | 0 | 0 | 0 | 0 | 0 | 0 | 0 | 0 | 0 | 0 | 0 | 0 | 0 | 0 | 0 | 0 | 0 | 0 | 0 | 0 | 0 | 0 | 0 | 0
CDP25 | NSW | SNSW | DSP | 0 | 0 | 0 | 0 | 0 | 0 | 0 | 0 | 0 | 0 | 0 | 0 | 0 | 0 | 0 | 0 | 0 | 0 | 0 | 0 | 0 | 0 | 0 | 0 | 0 | 0 | 0 | 0
CDP25 | NSW | SNW | Mid-merit gas | 0 | 0 | 0 | 0 | 0 | 0 | 0 | 0 | 0 | 0 | 0 | 0 | 0 | 0 | 0 | 0 | 0 | 0 | 0 | 0 | 0 | 0 | 0 | 0 | 0 | 0 | 0 | 0
CDP25 | NSW | SNW | Flexible gas with CCS | 0 | 0 | 0 | 0 | 0 | 0 | 0 | 0 | 0 | 0 | 0 | 0 | 0 | 0 | 0 | 0 | 0 | 0 | 0 | 0 | 0 | 0 | 0 | 0 | 0 | 0 | 0 | 0
CDP25 | NSW | SNW | Flexible gas | 0 | 0 | 0 | 0 | 0 | 0 | 1061.06 | 1061.06 | 1061.06 | 1061.06 | 1061.06 | 1061.06 | 1061.06 | 1061.06 | 1061.06 | 1061.06 | 1061.06 | 1061.06 | 1061.06 | 1573.0845 | 2634.1444 | 2634.1444 | 2634.1444 | 2634.1444 | 2634.1444 | 2634.1444 | 2634.1444 | 2634.1444
CDP25 | NSW | SNW | Hydro | 0 | 0 | 0 | 0 | 0 | 0 | 0 | 0 | 0 | 0 | 0 | 0 | 0 | 0 | 0 | 0 | 0 | 0 | 0 | 0 | 0 | 0 | 0 | 0 | 0 | 0 | 0 | 0
CDP25 | NSW | SNW | Snowy 2.0 | 0 | 0 | 0 | 0 | 0 | 0 | 0 | 0 | 0 | 0 | 0 | 0 | 0 | 0 | 0 | 0 | 0 | 0 | 0 | 0 | 0 | 0 | 0 | 0 | 0 | 0 | 0 | 0
CDP25 | NSW | SNW | Deep storage | 0 | 0 | 0 | 0 | 0 | 0 | 0 | 0 | 0 | 0 | 0 | 0 | 0 | 0 | 0 | 0 | 0 | 0 | 0 | 0 | 0 | 0 | 0 | 0 | 0 | 0 | 0 | 0
CDP25 | NSW | SNW | Medium storage | 0 | 889.1453 | 889.1453 | 889.1453 | 898.0562 | 1834.1032 | 1834.1032 | 1834.1032 | 1834.1032 | 1834.1032 | 1834.1032 | 1834.1032 | 1834.1032 | 1834.1032 | 1834.1032 | 1834.1032 | 1834.1032 | 1834.1032 | 1834.1032 | 1834.1032 | 1834.1032 | 1834.1032 | 1834.1032 | 1834.1032 | 1834.1032 | 1834.1032 | 1834.1032 | 1834.1032
CDP25 | NSW | SNW | Shallow storage | 0 | 632.712 | 632.712 | 632.712 | 632.712 | 675.048 | 1302.6 | 1375.176 | 1375.176 | 1375.176 | 1447.752 | 1447.752 | 1447.752 | 1520.328 | 1520.328 | 1520.328 | 1520.328 | 1520.328 | 1520.328 | 1592.904 | 1592.904 | 1665.48 | 1665.48 | 1665.48 | 1738.056 | 1738.056 | 1738.056 | 1810.632
CDP25 | NSW | SNW | Coordinated CER storage | 5.6995 | 8.9871 | 12.8326 | 16.9571 | 21.9697 | 27.6663 | 37.1937 | 49.6005 | 65.1327 | 84.2739 | 107.1493 | 134.0014 | 164.6224 | 199.4384 | 238.3244 | 281.0862 | 327.7038 | 378.3827 | 433.0554 | 491.83 | 555.0637 | 623.7244 | 696.5772 | 773.7214 | 854.3051 | 938.1119 | 977.5203 | 1012.8282
CDP25 | NSW | SNW | Other renewable fuels | 0 | 0 | 0 | 0 | 0 | 0 | 0 | 0 | 0 | 0 | 0 | 0 | 0 | 0 | 0 | 0 | 0 | 0 | 0 | 0 | 0 | 0 | 0 | 0 | 0 | 90 | 90 | 90
CDP25 | NSW | SNW | DSP | 6.2 | 12.66 | 21.31 | 162.35 | 348.57 | 513.64 | 583.98 | 654.28 | 724.54 | 733.3 | 742.8 | 750.47 | 760.19 | 768.7 | 779.55 | 788.11 | 799.57 | 801.47 | 805.15 | 811.59 | 809.52 | 812.34 | 814.56 | 812.98 | 816.87 | 821.19 | 829.44 | 848.51
CDP25 | QLD | NQ | Mid-merit gas | 0 | 0 | 0 | 0 | 0 | 0 | 0 | 0 | 0 | 0 | 0 | 0 | 0 | 0 | 0 | 0 | 0 | 0 | 0 | 0 | 0 | 0 | 0 | 0 | 0 | 0 | 0 | 0
CDP25 | QLD | NQ | Flexible gas with CCS | 0 | 0 | 0 | 0 | 0 | 0 | 0 | 0 | 0 | 0 | 0 | 0 | 0 | 0 | 0 | 0 | 0 | 0 | 0 | 0 | 0 | 0 | 0 | 0 | 0 | 0 | 0 | 0
CDP25 | QLD | NQ | Flexible gas | 0 | 0 | 0 | 0 | 0 | 0 | 0 | 0 | 0 | 0 | 0 | 0 | 0 | 0 | 0 | 0 | 0 | 0 | 0 | 0 | 0 | 0 | 0 | 0 | 0 | 0 | 0 | 0
CDP25 | QLD | NQ | Hydro | 0 | 0 | 0 | 0 | 0 | 0 | 0 | 0 | 0 | 0 | 0 | 0 | 0 | 0 | 0 | 0 | 0 | 0 | 0 | 0 | 0 | 0 | 0 | 0 | 0 | 0 | 0 | 0
CDP25 | QLD | NQ | Borumba | 0 | 0 | 0 | 0 | 0 | 0 | 0 | 0 | 0 | 0 | 0 | 0 | 0 | 0 | 0 | 0 | 0 | 0 | 0 | 0 | 0 | 0 | 0 | 0 | 0 | 0 | 0 | 0
CDP25 | QLD | NQ | Deep storage | 0 | 0 | 0 | 0 | 0 | 0 | 5.46e-06 | 9.68e-06 | 1.412e-05 | 0.00016792 | 0.00016792 | 6.2069 | 6.2069 | 6.2069 | 6.2069 | 6.2069 | 6.2069 | 6.2069 | 6.2069 | 6.2069 | 6.2069 | 6.2069 | 8.4005 | 19.5958 | 185.5965 | 185.5965 | 185.5965 | 185.5965
CDP25 | QLD | NQ | Medium storage | 0 | 0 | 0 | 9e-06 | 1.103e-05 | 1.632e-05 | 1.632e-05 | 1.755e-05 | 3.448e-05 | 3.719e-05 | 4.531e-05 | 5.465e-05 | 0.00029414 | 0.00033082 | 0.00035698 | 0.00035698 | 0.00035698 | 0.00035698 | 0.00035698 | 0.00035698 | 0.00035698 | 0.00035872 | 0.00038291 | 0.00038291 | 0.00038291 | 0.00038291 | 0.00038291 | 0.00038291
CDP25 | QLD | NQ | Shallow storage | 0 | 0 | 300 | 300 | 300 | 300 | 300 | 300 | 300 | 300 | 300 | 300 | 300 | 300 | 300 | 300 | 300 | 300 | 300 | 300 | 300 | 300 | 300 | 300 | 300 | 300 | 300 | 300
CDP25 | QLD | NQ | Coordinated CER storage | 0.54674 | 0.92286 | 1.3551 | 1.8536 | 2.45 | 3.1702 | 4.191 | 5.5164 | 7.1545 | 9.1658 | 11.5718 | 14.4017 | 17.6021 | 21.2441 | 25.3028 | 29.7336 | 34.558 | 39.7965 | 45.4592 | 51.5796 | 58.257 | 65.4644 | 73.1388 | 81.3134 | 89.8287 | 98.6792 | 103.0372 | 107.0137
CDP25 | QLD | NQ | Other renewable fuels | 0 | 0 | 0 | 0 | 0 | 0 | 0 | 0 | 0 | 0 | 0 | 0 | 0 | 0 | 0 | 0 | 0 | 0 | 0 | 0 | 0 | 0 | 0 | 0 | 0 | 0 | 0 | 0
CDP25 | QLD | NQ | DSP | 0 | 0 | 0 | 0 | 0 | 0 | 0 | 0 | 0 | 0 | 0 | 0 | 0 | 0 | 0 | 0 | 0 | 0 | 0 | 0 | 0 | 0 | 0 | 0 | 0 | 0 | 0 | 0
CDP25 | QLD | GG | Mid-merit gas | 0 | 0 | 0 | 0 | 0 | 0 | 0 | 0 | 0 | 0 | 0 | 0 | 0 | 0 | 0 | 0 | 0 | 0 | 0 | 0 | 0 | 0 | 0 | 0 | 0 | 0 | 0 | 0
CDP25 | QLD | GG | Flexible gas with CCS | 0 | 0 | 0 | 0 | 0 | 0 | 0 | 0 | 0 | 0 | 0 | 0 | 0 | 0 | 0 | 0 | 0 | 0 | 0 | 0 | 0 | 0 | 0 | 0 | 0 | 0 | 0 | 0
CDP25 | QLD | GG | Flexible gas | 0 | 0 | 0 | 0 | 0 | 0 | 0 | 0 | 0 | 0 | 0 | 0 | 0 | 0 | 0 | 0 | 0 | 0 | 0 | 0 | 0 | 0 | 0 | 0 | 0 | 0 | 0 | 0
CDP25 | QLD | GG | Hydro | 0 | 0 | 0 | 0 | 0 | 0 | 0 | 0 | 0 | 0 | 0 | 0 | 0 | 0 | 0 | 0 | 0 | 0 | 0 | 0 | 0 | 0 | 0 | 0 | 0 | 0 | 0 | 0
CDP25 | QLD | GG | Borumba | 0 | 0 | 0 | 0 | 0 | 0 | 0 | 0 | 0 | 0 | 0 | 0 | 0 | 0 | 0 | 0 | 0 | 0 | 0 | 0 | 0 | 0 | 0 | 0 | 0 | 0 | 0 | 0
CDP25 | QLD | GG | Deep storage | 0 | 0 | 0 | 0 | 0 | 0 | 0 | 0 | 0 | 0 | 0 | 0 | 0 | 0 | 0 | 0 | 0 | 0 | 0 | 0 | 0 | 0 | 0 | 0 | 0 | 0 | 0 | 0
CDP25 | QLD | GG | Medium storage | 0 | 0 | 0 | 1.183e-05 | 1.183e-05 | 2.639e-05 | 2.639e-05 | 2.83e-05 | 3.166e-05 | 5.84e-05 | 6.496e-05 | 8.22e-05 | 8.4262 | 9.4451 | 9.4451 | 9.4451 | 9.4451 | 9.4451 | 9.4451 | 9.4451 | 9.4451 | 9.4451 | 318.2596 | 374.4276 | 374.4279 | 507.5917 | 507.5917 | 771.0658
CDP25 | QLD | GG | Shallow storage | 0 | 400 | 400 | 400 | 400 | 400 | 400 | 400 | 400 | 400 | 400 | 400 | 400 | 400 | 400 | 400 | 400 | 400 | 400 | 400 | 400 | 400 | 400 | 400 | 400 | 400 | 400 | 400
CDP25 | QLD | GG | Coordinated CER storage | 0.026819 | 0.047887 | 0.071533 | 0.10153 | 0.13366 | 0.17572 | 0.25891 | 0.37299 | 0.52211 | 0.70955 | 0.93712 | 1.2071 | 1.5192 | 1.8769 | 2.2784 | 2.7246 | 3.2136 | 3.7508 | 4.3361 | 4.969 | 5.6604 | 6.4065 | 7.2009 | 8.0431 | 8.9264 | 9.8483 | 10.2976 | 10.7049
CDP25 | QLD | GG | Other renewable fuels | 0 | 0 | 0 | 0 | 0 | 0 | 0 | 0 | 0 | 0 | 0 | 0 | 0 | 0 | 0 | 0 | 0 | 0 | 0 | 0 | 0 | 0 | 0 | 0 | 0 | 0 | 0 | 0
CDP25 | QLD | GG | DSP | 0 | 0 | 0 | 0 | 0 | 0 | 0 | 0 | 0 | 0 | 0 | 0 | 0 | 0 | 0 | 0 | 0 | 0 | 0 | 0 | 0 | 0 | 0 | 0 | 0 | 0 | 0 | 0
CDP25 | QLD | CQ | Mid-merit gas | 0 | 0 | 0 | 0 | 0 | 0 | 0 | 0 | 0 | 0 | 0 | 0 | 0 | 0 | 0 | 0 | 0 | 0 | 0 | 0 | 0 | 0 | 0 | 0 | 0 | 0 | 0 | 0
CDP25 | QLD | CQ | Flexible gas with CCS | 0 | 0 | 0 | 0 | 0 | 0 | 0 | 0 | 0 | 0 | 0 | 0 | 0 | 0 | 0 | 0 | 0 | 0 | 0 | 0 | 0 | 0 | 0 | 0 | 0 | 0 | 0 | 0
CDP25 | QLD | CQ | Flexible gas | 0 | 0 | 0 | 0 | 0 | 0 | 0 | 0 | 0 | 0 | 0 | 0 | 0 | 0 | 0 | 0 | 0 | 0 | 0 | 0 | 0 | 0 | 0 | 0 | 0 | 0 | 0 | 0
CDP25 | QLD | CQ | Hydro | 0 | 0 | 0 | 0 | 0 | 0 | 0 | 0 | 0 | 0 | 0 | 0 | 0 | 0 | 0 | 0 | 0 | 0 | 0 | 0 | 0 | 0 | 0 | 0 | 0 | 0 | 0 | 0
CDP25 | QLD | CQ | Borumba | 0 | 0 | 0 | 0 | 0 | 0 | 0 | 0 | 0 | 0 | 0 | 0 | 0 | 0 | 0 | 0 | 0 | 0 | 0 | 0 | 0 | 0 | 0 | 0 | 0 | 0 | 0 | 0
CDP25 | QLD | CQ | Deep storage | 0 | 0 | 0 | 0 | 0 | 0 | 5.61e-06 | 9.97e-06 | 1.521e-05 | 0.00018419 | 0.00018419 | 0.00018419 | 0.00018419 | 0.00018419 | 0.00018991 | 0.00018991 | 0.00018991 | 0.00018991 | 0.00018991 | 0.00018991 | 0.00021337 | 0.00021439 | 0.0002284 | 0.00025266 | 88.746 | 400 | 400 | 400
CDP25 | QLD | CQ | Medium storage | 0 | 0 | 0 | 1.277e-05 | 1.486e-05 | 2.613e-05 | 3.214e-05 | 3.852e-05 | 5.071e-05 | 0.00016512 | 0.00017165 | 0.00065421 | 8.422 | 9.4423 | 9.4423 | 9.4423 | 9.4423 | 9.4423 | 9.4423 | 9.4423 | 9.4423 | 9.4423 | 314.3164 | 314.5633 | 314.5639 | 716.2939 | 716.2939 | 936.8359
CDP25 | QLD | CQ | Shallow storage | 0 | 0 | 0 | 150 | 150 | 150 | 150 | 150 | 150 | 150 | 150 | 150 | 150 | 150 | 150 | 150 | 150 | 150 | 150 | 150 | 150 | 150 | 150 | 150 | 150 | 150 | 150 | 150
CDP25 | QLD | CQ | Coordinated CER storage | 0.49915 | 0.855 | 1.2505 | 1.7306 | 2.2741 | 2.9451 | 4.0203 | 5.4257 | 7.2073 | 9.4204 | 12.0769 | 15.2024 | 18.7874 | 22.8688 | 27.4354 | 32.4602 | 37.9331 | 43.9154 | 50.3996 | 57.404 | 65.0752 | 73.3346 | 82.131 | 91.474 | 101.254 | 111.4193 | 116.4019 | 120.9195
CDP25 | QLD | CQ | Other renewable fuels | 0 | 0 | 0 | 0 | 0 | 0 | 0 | 0 | 0 | 0 | 0 | 0 | 0 | 0 | 0 | 0 | 0 | 0 | 0 | 0 | 0 | 0 | 0 | 0 | 0 | 0 | 0 | 0
CDP25 | QLD | CQ | DSP | 0 | 0 | 0 | 0 | 0 | 0 | 0 | 0 | 0 | 0 | 0 | 0 | 0 | 0 | 0 | 0 | 0 | 0 | 0 | 0 | 0 | 0 | 0 | 0 | 0 | 0 | 0 | 0
CDP25 | QLD | SQ | Mid-merit gas | 0 | 0 | 0 | 0 | 0 | 0 | 0 | 0 | 0 | 0 | 0 | 0 | 0 | 0 | 0 | 0 | 0 | 0 | 0 | 0 | 0 | 0 | 0 | 0 | 0 | 0 | 0 | 0
CDP25 | QLD | SQ | Flexible gas with CCS | 0 | 0 | 0 | 0 | 0 | 0 | 0 | 0 | 0 | 0 | 0 | 0 | 0 | 0 | 0 | 0 | 0 | 0 | 0 | 0 | 0 | 0 | 0 | 0 | 0 | 0 | 0 | 0
CDP25 | QLD | SQ | Flexible gas | 0 | 0 | 200 | 200 | 200 | 200 | 200 | 200 | 200 | 423.8081 | 1063.9344 | 1443.3948 | 1705.8893 | 1705.8893 | 1915.5356 | 1915.5356 | 1915.5356 | 1915.5356 | 2882.2196 | 2895.4218 | 2895.4218 | 2895.4218 | 3117.1123 | 3117.1123 | 3117.1123 | 3117.1123 | 3117.1123 | 3117.1123
CDP25 | QLD | SQ | Hydro | 0 | 0 | 0 | 0 | 0 | 0 | 0 | 0 | 0 | 0 | 0 | 0 | 0 | 0 | 0 | 0 | 0 | 0 | 0 | 0 | 0 | 0 | 0 | 0 | 0 | 0 | 0 | 0
CDP25 | QLD | SQ | Borumba | 0 | 0 | 0 | 0 | 0 | 0 | 0 | 1998 | 1998 | 1998 | 1998 | 1998 | 1998 | 1998 | 1998 | 1998 | 1998 | 1998 | 1998 | 1998 | 1998 | 1998 | 1998 | 1998 | 1998 | 1998 | 1998 | 1998
CDP25 | QLD | SQ | Deep storage | 0 | 0 | 0 | 0 | 0 | 0 | 0 | 0 | 0 | 0 | 0 | 0 | 0 | 0 | 0 | 0 | 0 | 0 | 0 | 0 | 0 | 0 | 0 | 0 | 0 | 0 | 0 | 0
CDP25 | QLD | SQ | Medium storage | 0 | 0 | 0 | 9.19e-06 | 1.189e-05 | 2.251e-05 | 2.251e-05 | 2.37e-05 | 2.619e-05 | 5.387e-05 | 5.387e-05 | 5.586e-05 | 0.0055365 | 143.0031 | 143.0031 | 143.0031 | 143.0031 | 143.0031 | 143.0031 | 143.0031 | 143.0031 | 143.0031 | 197.1658 | 197.1658 | 197.1658 | 770.1107 | 770.1107 | 770.1107
CDP25 | QLD | SQ | Shallow storage | 714.16 | 1020.16 | 1020.16 | 1020.16 | 1020.16 | 1020.16 | 1020.16 | 1020.16 | 1020.16 | 1020.16 | 1020.16 | 1020.16 | 1020.16 | 1020.16 | 1020.16 | 1020.16 | 1020.16 | 1020.16 | 1020.16 | 1020.16 | 1020.16 | 1020.16 | 1020.16 | 1020.16 | 1020.16 | 1020.16 | 1020.16 | 1020.16
CDP25 | QLD | SQ | Coordinated CER storage | 2.6949 | 4.6149 | 6.8273 | 9.399 | 12.4206 | 16.2636 | 22.9345 | 31.7049 | 42.7505 | 56.464 | 72.9637 | 92.4549 | 114.7868 | 140.326 | 168.9326 | 200.4226 | 234.721 | 272.1627 | 312.8429 | 356.7965 | 404.3261 | 456.2111 | 511.5074 | 570.2605 | 631.7811 | 695.9349 | 727.3631 | 755.8908
CDP25 | QLD | SQ | Other renewable fuels | 0 | 0 | 0 | 0 | 0 | 0 | 0 | 0 | 0 | 0 | 0 | 0 | 0 | 0 | 0 | 0 | 0 | 0 | 0 | 0 | 0 | 0 | 0 | 0 | 0 | 0 | 90 | 90
CDP25 | QLD | SQ | DSP | 3.25 | 5.13 | 9.91 | 13.47 | 17.87 | 1.79 | 7.34 | 11.4 | 15.32 | 20.33 | 25.8 | 31.69 | 38.24 | 42.35 | 46.79 | 53.33 | 57.04 | 59.69 | 63.14 | 66.16 | 68.23 | 70.89 | 74.75 | 77.21 | 85.81 | 92.63 | 99.97 | 101.49
CDP25 | VIC | VIC | Mid-merit gas | 0 | 0 | 0 | 0 | 0 | 0 | 0 | 0 | 0 | 0 | 0 | 0 | 0 | 0 | 0 | 0 | 0 | 0 | 0 | 0 | 0 | 0 | 0 | 0 | 0 | 0 | 0 | 0
CDP25 | VIC | VIC | Flexible gas with CCS | 0 | 0 | 0 | 0 | 0 | 0 | 0 | 0 | 0 | 0 | 0 | 0 | 0 | 0 | 0 | 0 | 0 | 0 | 0 | 0 | 0 | 0 | 0 | 0 | 0 | 0 | 0 | 0
CDP25 | VIC | VIC | Flexible gas | 0 | 0 | 0 | 0 | 0 | 0 | 0 | 0 | 0 | 0 | 78.6223 | 78.6223 | 78.6223 | 78.6223 | 78.6223 | 78.6223 | 78.6223 | 78.6223 | 78.6223 | 78.6223 | 78.6223 | 78.6223 | 78.6223 | 418.4369 | 418.4369 | 418.4369 | 418.4369 | 1479.0802
CDP25 | VIC | VIC | Hydro | 0 | 0 | 0 | 0 | 0 | 0 | 0 | 0 | 0 | 0 | 0 | 0 | 0 | 0 | 0 | 0 | 0 | 0 | 0 | 0 | 0 | 0 | 0 | 0 | 0 | 0 | 0 | 0
CDP25 | VIC | VIC | Deep storage | 0 | 0 | 0 | 0 | 0 | 0 | 1.225e-05 | 0.00025623 | 149.1079 | 492.1218 | 700.0001 | 700.0001 | 700.0001 | 700.0001 | 700.0001 | 700.0001 | 700.0001 | 700.0001 | 700.0001 | 700.0001 | 700.0003 | 700.0003 | 700.0003 | 700.0003 | 700.0003 | 700.0003 | 700.0003 | 700.0003
CDP25 | VIC | VIC | Medium storage | 0 | 0 | 350 | 350 | 350 | 350 | 350 | 350.0001 | 350.0001 | 350.0001 | 691.9007 | 691.9007 | 691.9007 | 691.9007 | 691.9007 | 691.9007 | 691.9007 | 691.9007 | 691.9007 | 691.9007 | 691.9008 | 691.9008 | 691.9008 | 691.9021 | 691.9021 | 776.0985 | 776.0985 | 776.0985
CDP25 | VIC | VIC | Shallow storage | 180 | 1691.51 | 1756.3102 | 2205.9178 | 2213.2824 | 2421.4 | 2428.7 | 2940.3996 | 3302.2319 | 3520.918 | 4580.0192 | 4580.0192 | 4586.6192 | 4586.6192 | 4586.6192 | 4586.6192 | 4586.6192 | 4586.6192 | 4586.6192 | 4586.6192 | 4593.2192 | 4593.2192 | 4593.2192 | 4593.2192 | 4593.2192 | 4593.2192 | 4593.2192 | 4593.2192
CDP25 | VIC | VIC | Coordinated CER storage | 8.9163 | 14.4987 | 20.4798 | 27.3899 | 35.853 | 45.8051 | 59.1688 | 76.2585 | 97.3343 | 123.084 | 153.6475 | 189.3602 | 229.872 | 275.8842 | 327.0848 | 383.0564 | 443.7316 | 509.6502 | 580.9109 | 657.633 | 740.6541 | 830.7914 | 926.6572 | 1028.3543 | 1134.4025 | 1244.5508 | 1298.531 | 1347.4871
CDP25 | VIC | VIC | Other renewable fuels | 0 | 0 | 0 | 0 | 0 | 0 | 0 | 0 | 0 | 0 | 0 | 0 | 0 | 0 | 0 | 0 | 0 | 0 | 0 | 0 | 0 | 0 | 0 | 0 | 0 | 0 | 90 | 90
CDP25 | VIC | VIC | DSP | 2.06 | 5.47 | -2.91 | 1.75 | 7.82 | 14.87 | 19.28 | 25.16 | 29.26 | 33.97 | 36.82 | 39.34 | 41.6 | 44.07 | 46.76 | 49.93 | 53.23 | 55.16 | 57.69 | 59.14 | 59.83 | 61.47 | 61.87 | 60.96 | 59.14 | 58.56 | 59.5 | 61.38
CDP25 | SA | CSA | Mid-merit gas | 0 | 0 | 0 | 0 | 0 | 0 | 0 | 0 | 0 | 0 | 0 | 0 | 0 | 0 | 0 | 0 | 0 | 0 | 0 | 0 | 0 | 0 | 0 | 0 | 0 | 0 | 0 | 0
CDP25 | SA | CSA | Flexible gas with CCS | 0 | 0 | 0 | 0 | 0 | 0 | 0 | 0 | 0 | 0 | 0 | 0 | 0 | 0 | 0 | 0 | 0 | 0 | 0 | 0 | 0 | 0 | 0 | 0 | 0 | 0 | 0 | 0
CDP25 | SA | CSA | Flexible gas | 0 | 200 | 200 | 200 | 200 | 200 | 200 | 200 | 200 | 200 | 465 | 465 | 465 | 465 | 480.5805 | 480.5805 | 480.5805 | 480.5805 | 480.5805 | 1016.4138 | 1016.4138 | 1016.4138 | 1016.4138 | 1016.4138 | 1016.4138 | 1016.4138 | 1016.4138 | 1016.4138
CDP25 | SA | CSA | Hydro | 0 | 0 | 0 | 0 | 0 | 0 | 0 | 0 | 0 | 0 | 0 | 0 | 0 | 0 | 0 | 0 | 0 | 0 | 0 | 0 | 0 | 0 | 0 | 0 | 0 | 0 | 0 | 0
CDP25 | SA | CSA | Deep storage | 0 | 0 | 0 | 0 | 0 | 0 | 3.06e-06 | 4.82e-06 | 4.82e-06 | 4.82e-06 | 6.72e-06 | 6.72e-06 | 6.72e-06 | 6.72e-06 | 9.03e-06 | 9.03e-06 | 9.03e-06 | 9.03e-06 | 9.03e-06 | 9.03e-06 | 1.698e-05 | 1.698e-05 | 1.698e-05 | 1.824e-05 | 1.824e-05 | 2.041e-05 | 2.041e-05 | 2.674e-05
CDP25 | SA | CSA | Medium storage | 0 | 0 | 0 | 1.062e-05 | 1.375e-05 | 2.57e-05 | 2.57e-05 | 2.715e-05 | 2.715e-05 | 2.715e-05 | 3.332e-05 | 3.332e-05 | 3.332e-05 | 3.332e-05 | 4.234e-05 | 4.234e-05 | 4.234e-05 | 4.234e-05 | 4.234e-05 | 4.234e-05 | 8.34e-05 | 0.00010604 | 14.6789 | 1075.2226 | 1075.2226 | 1304.5011 | 1304.5011 | 1304.5011
CDP25 | SA | CSA | Shallow storage | 200 | 494.98 | 967.8764 | 1774.6668 | 1780.6868 | 1780.6868 | 1780.6868 | 1780.6868 | 1780.6868 | 1780.6868 | 1780.6868 | 1780.6868 | 1780.6868 | 1780.6868 | 1780.6868 | 1780.6868 | 1780.6868 | 1780.6868 | 1786.7068 | 1786.7068 | 1786.7068 | 1786.7068 | 1786.7068 | 1786.7068 | 1786.7068 | 1786.7068 | 1786.7068 | 1786.7068
CDP25 | SA | CSA | Coordinated CER storage | 16.7205 | 23.834 | 30.7542 | 38.4284 | 46.3958 | 56.1694 | 65.5626 | 76.1609 | 87.8108 | 100.9146 | 115.316 | 131.1314 | 147.8365 | 166.0114 | 185.1899 | 204.9252 | 225.1394 | 246.2665 | 268.3666 | 291.4341 | 316.4262 | 343.1106 | 371.0707 | 400.3204 | 429.9417 | 459.8761 | 474.9413 | 488.2607
CDP25 | SA | CSA | Other renewable fuels | 0 | 0 | 0 | 0 | 0 | 0 | 0 | 0 | 0 | 0 | 0 | 0 | 0 | 0 | 0 | 0 | 0 | 0 | 0 | 0 | 0 | 0 | 0 | 0 | 0 | 0 | 0 | 0
CDP25 | SA | CSA | DSP | 0.71 | 1.71 | 2.99 | 4.28 | 4.85 | 5.57 | 6.09 | 6.75 | 7.31 | 8.12 | 8.79 | 9.5 | 10.12 | 10.65 | 11.15 | 11.67 | 12.28 | 12.76 | 13.22 | 13.5 | 13.63 | 13.47 | 13.24 | 12.87 | 12.46 | 12.52 | 12.77 | 13.08
CDP25 | SA | SESA | Mid-merit gas | 0 | 0 | 0 | 0 | 0 | 0 | 0 | 0 | 0 | 0 | 0 | 0 | 0 | 0 | 0 | 0 | 0 | 0 | 0 | 0 | 0 | 0 | 0 | 0 | 0 | 0 | 0 | 0
CDP25 | SA | SESA | Flexible gas with CCS | 0 | 0 | 0 | 0 | 0 | 0 | 0 | 0 | 0 | 0 | 0 | 0 | 0 | 0 | 0 | 0 | 0 | 0 | 0 | 0 | 0 | 0 | 0 | 0 | 0 | 0 | 0 | 0
CDP25 | SA | SESA | Flexible gas | 0 | 0 | 0 | 0 | 0 | 0 | 0 | 0 | 0 | 0 | 0 | 0 | 0 | 0 | 0 | 0 | 0 | 0 | 0 | 0 | 0 | 0 | 0 | 0 | 0 | 0 | 0 | 0
CDP25 | SA | SESA | Hydro | 0 | 0 | 0 | 0 | 0 | 0 | 0 | 0 | 0 | 0 | 0 | 0 | 0 | 0 | 0 | 0 | 0 | 0 | 0 | 0 | 0 | 0 | 0 | 0 | 0 | 0 | 0 | 0
CDP25 | SA | SESA | Deep storage | 0 | 0 | 0 | 0 | 0 | 0 | 0 | 0 | 0 | 0 | 0 | 0 | 0 | 0 | 0 | 0 | 0 | 0 | 0 | 0 | 0 | 0 | 0 | 0 | 0 | 0 | 0 | 0
CDP25 | SA | SESA | Medium storage | 0 | 0 | 0 | 1.032e-05 | 1.346e-05 | 2.251e-05 | 2.251e-05 | 2.251e-05 | 2.251e-05 | 3.194e-05 | 3.194e-05 | 3.194e-05 | 3.194e-05 | 3.194e-05 | 4.015e-05 | 4.015e-05 | 4.015e-05 | 4.015e-05 | 4.015e-05 | 4.16e-05 | 7.214e-05 | 7.618e-05 | 0.00021388 | 86.5912 | 86.5912 | 105.675 | 105.675 | 105.675
CDP25 | SA | SESA | Shallow storage | 0 | 0 | 0 | 0 | 0 | 0 | 0 | 0 | 0 | 0 | 0 | 0 | 0 | 0 | 0 | 0 | 0 | 0 | 0 | 0 | 0 | 0 | 0 | 0 | 0 | 0 | 0 | 0
CDP25 | SA | SESA | Coordinated CER storage | 0.61122 | 0.88308 | 1.1524 | 1.4493 | 1.7585 | 2.151 | 2.5347 | 2.9572 | 3.4253 | 3.9705 | 4.6092 | 5.2767 | 6.0254 | 6.8004 | 7.6143 | 8.4664 | 9.35 | 10.2723 | 11.2305 | 12.2735 | 13.437 | 14.6473 | 15.9009 | 17.214 | 18.5458 | 19.8997 | 20.5756 | 21.2128
CDP25 | SA | SESA | Other renewable fuels | 0 | 0 | 0 | 0 | 0 | 0 | 0 | 0 | 0 | 0 | 0 | 0 | 0 | 0 | 0 | 0 | 0 | 0 | 0 | 0 | 0 | 0 | 0 | 0 | 0 | 0 | 0 | 0
CDP25 | SA | SESA | DSP | 0 | 0 | 0 | 0 | 0 | 0 | 0 | 0 | 0 | 0 | 0 | 0 | 0 | 0 | 0 | 0 | 0 | 0 | 0 | 0 | 0 | 0 | 0 | 0 | 0 | 0 | 0 | 0
CDP25 | TAS | TAS | Mid-merit gas | 0 | 0 | 0 | 0 | 0 | 0 | 0 | 0 | 0 | 0 | 0 | 0 | 0 | 0 | 0 | 0 | 0 | 0 | 0 | 0 | 0 | 0 | 0 | 0 | 0 | 0 | 0 | 0
CDP25 | TAS | TAS | Flexible gas with CCS | 0 | 0 | 0 | 0 | 0 | 0 | 0 | 0 | 0 | 0 | 0 | 0 | 0 | 0 | 0 | 0 | 0 | 0 | 0 | 0 | 0 | 0 | 0 | 0 | 0 | 0 | 0 | 0
CDP25 | TAS | TAS | Flexible gas | 0 | 0 | 0 | 0 | 0 | 0 | 0 | 0 | 0 | 0 | 0 | 0 | 0 | 0 | 0 | 0 | 0 | 0 | 0 | 0 | 0 | 0 | 0 | 0 | 0 | 0 | 0 | 0
CDP25 | TAS | TAS | Hydro | 0 | 0 | 0 | 0 | 0 | 0 | 0 | 0 | 0 | 0 | 0 | 0 | 390 | 390 | 390 | 390 | 390 | 390 | 390 | 390 | 390 | 390 | 390 | 390 | 390 | 390 | 390 | 390
CDP25 | TAS | TAS | Deep storage | 0 | 0 | 0 | 0 | 0 | 0 | 1.663e-05 | 2.641e-05 | 6.529 | 6.529 | 110.2522 | 173.9787 | 173.9787 | 173.9787 | 173.9787 | 173.9787 | 173.9787 | 173.9787 | 173.9787 | 173.9787 | 701.7972 | 701.7972 | 701.7972 | 805.0048 | 805.0048 | 805.0048 | 805.0048 | 805.0048
CDP25 | TAS | TAS | Medium storage | 0 | 0 | 0 | 8.7e-06 | 1.015e-05 | 1.148e-05 | 1.148e-05 | 1.307e-05 | 1.307e-05 | 1.307e-05 | 1.648e-05 | 2.397e-05 | 2.397e-05 | 2.397e-05 | 2.665e-05 | 2.665e-05 | 2.665e-05 | 3.045e-05 | 3.045e-05 | 3.045e-05 | 3.983e-05 | 4.2e-05 | 4.443e-05 | 8.959e-05 | 8.959e-05 | 8.959e-05 | 8.959e-05 | 8.959e-05
CDP25 | TAS | TAS | Shallow storage | 0 | 0 | 0 | 0 | 0 | 0 | 0 | 0 | 0 | 0 | 0 | 0 | 0 | 0 | 0 | 0 | 0 | 0 | 0 | 0 | 0 | 0 | 0 | 0 | 0 | 0 | 0 | 0
CDP25 | TAS | TAS | Coordinated CER storage | 0.49202 | 0.81972 | 1.1904 | 1.6174 | 2.1106 | 2.7326 | 3.2327 | 3.8671 | 4.6719 | 5.7102 | 7.0106 | 8.6052 | 10.485 | 12.7058 | 15.2558 | 18.1129 | 21.2812 | 24.7979 | 28.677 | 32.9257 | 37.5563 | 42.7068 | 48.2882 | 54.3035 | 60.6636 | 67.3654 | 71.0896 | 74.411
CDP25 | TAS | TAS | Other renewable fuels | 0 | 0 | 0 | 0 | 0 | 0 | 0 | 0 | 0 | 0 | 0 | 0 | 0 | 0 | 0 | 0 | 0 | 0 | 0 | 0 | 0 | 0 | 0 | 0 | 0 | 0 | 0 | 0
CDP25 | TAS | TAS | DSP | 0.05 | -0.71 | -1.41 | -1.38 | -1.29 | -1.16 | -1.04 | -0.94 | -0.9 | -0.89 | -0.86 | -0.89 | -0.87 | -0.86 | -0.84 | -0.83 | -0.79 | -0.77 | -0.75 | -0.74 | -0.76 | -0.76 | -0.77 | -0.76 | -0.75 | -0.81 | -0.92 | -0.99
Counterfactual | NSW | NNSW | Mid-merit gas | 0 | 0 | 0 | 0 | 0 | 0 | 0 | 0 | 0 | 0 | 0 | 0 | 0 | 0 | 0 | 0 | 0 | 0 | 0 | 0 | 0 | 0 | 0 | 0 | 0 | 0 | 0 | 0
Counterfactual | NSW | NNSW | Flexible gas with CCS | 0 | 0 | 0 | 0 | 0 | 0 | 0 | 0 | 0 | 0 | 0 | 0 | 0 | 0 | 0 | 0 | 0 | 0 | 0 | 0 | 0 | 0 | 0 | 0 | 0 | 0 | 0 | 0
Counterfactual | NSW | NNSW | Flexible gas | 0 | 0 | 0 | 0 | 0 | 0 | 0 | 0 | 0 | 0 | 0 | 0 | 0 | 0 | 0 | 0 | 0 | 0 | 0 | 0 | 0 | 0 | 0 | 0 | 0 | 0 | 0 | 0
Counterfactual | NSW | NNSW | Hydro | 0 | 0 | 0 | 0 | 0 | 0 | 0 | 0 | 0 | 0 | 0 | 0 | 0 | 0 | 0 | 0 | 0 | 0 | 0 | 0 | 0 | 0 | 0 | 0 | 0 | 0 | 0 | 0
Counterfactual | NSW | NNSW | Snowy 2.0 | 0 | 0 | 0 | 0 | 0 | 0 | 0 | 0 | 0 | 0 | 0 | 0 | 0 | 0 | 0 | 0 | 0 | 0 | 0 | 0 | 0 | 0 | 0 | 0 | 0 | 0 | 0 | 0
Counterfactual | NSW | NNSW | Deep storage | 0 | 0 | 0 | 0 | 0 | 0 | 238.3552 | 238.3552 | 238.3552 | 238.3552 | 238.3552 | 238.3552 | 238.3552 | 238.3552 | 238.3552 | 238.3552 | 238.3552 | 238.3552 | 238.3552 | 238.3552 | 542.4517 | 542.4517 | 542.4517 | 542.4517 | 542.4517 | 542.4517 | 542.4517 | 604.4275
Counterfactual | NSW | NNSW | Medium storage | 0 | 0 | 275 | 275 | 384.1947 | 747.018 | 747.018 | 747.018 | 747.018 | 747.018 | 747.018 | 747.018 | 747.018 | 747.018 | 747.018 | 747.018 | 747.018 | 747.018 | 747.018 | 747.018 | 747.018 | 747.018 | 747.018 | 747.018 | 747.018 | 747.018 | 747.018 | 747.018
Counterfactual | NSW | NNSW | Shallow storage | 0 | 30 | 382.2693 | 969.3453 | 1005.035 | 1005.035 | 1005.035 | 1005.035 | 1005.035 | 1005.035 | 1005.035 | 1005.035 | 1005.035 | 1005.035 | 1005.035 | 1005.035 | 1005.035 | 1005.035 | 1005.035 | 1005.035 | 1005.035 | 1005.035 | 1005.035 | 1005.035 | 1005.035 | 1005.035 | 1005.035 | 1005.035
Counterfactual | NSW | NNSW | Coordinated CER storage | 1.4111 | 2.2004 | 3.1378 | 4.0696 | 5.2015 | 6.5092 | 8.3028 | 10.6013 | 13.4299 | 16.8869 | 20.9596 | 25.6995 | 31.0392 | 37.0757 | 43.7606 | 51.0565 | 58.967 | 67.5443 | 76.7721 | 86.6761 | 97.4085 | 108.9366 | 121.1526 | 134.0682 | 147.4952 | 161.4022 | 167.974 | 173.8539
Counterfactual | NSW | NNSW | Other renewable fuels | 0 | 0 | 0 | 0 | 0 | 0 | 0 | 0 | 0 | 0 | 0 | 0 | 0 | 0 | 0 | 0 | 0 | 0 | 0 | 0 | 0 | 0 | 0 | 0 | 0 | 0 | 90 | 90
Counterfactual | NSW | NNSW | DSP | 0 | 0 | 0 | 0 | 0 | 0 | 0 | 0 | 0 | 0 | 0 | 0 | 0 | 0 | 0 | 0 | 0 | 0 | 0 | 0 | 0 | 0 | 0 | 0 | 0 | 0 | 0 | 0
Counterfactual | NSW | CNSW | Mid-merit gas | 0 | 0 | 0 | 0 | 0 | 0 | 0 | 0 | 0 | 0 | 0 | 0 | 0 | 0 | 0 | 0 | 0 | 0 | 0 | 0 | 0 | 0 | 0 | 0 | 0 | 0 | 0 | 0
Counterfactual | NSW | CNSW | Flexible gas with CCS | 0 | 0 | 0 | 0 | 0 | 0 | 0 | 0 | 0 | 0 | 0 | 0 | 0 | 0 | 0 | 0 | 0 | 0 | 0 | 0 | 0 | 0 | 0 | 0 | 0 | 0 | 0 | 0
Counterfactual | NSW | CNSW | Flexible gas | 0 | 0 | 0 | 0 | 0 | 0 | 0 | 0 | 0 | 0 | 0 | 0 | 0 | 0 | 0 | 0 | 0 | 0 | 0 | 0 | 0 | 0 | 0 | 0 | 0 | 0 | 0 | 0
Counterfactual | NSW | CNSW | Hydro | 0 | 0 | 0 | 0 | 0 | 0 | 0 | 0 | 0 | 0 | 0 | 0 | 0 | 0 | 0 | 0 | 0 | 0 | 0 | 0 | 0 | 0 | 0 | 0 | 0 | 0 | 0 | 0
Counterfactual | NSW | CNSW | Snowy 2.0 | 0 | 0 | 0 | 0 | 0 | 0 | 0 | 0 | 0 | 0 | 0 | 0 | 0 | 0 | 0 | 0 | 0 | 0 | 0 | 0 | 0 | 0 | 0 | 0 | 0 | 0 | 0 | 0
Counterfactual | NSW | CNSW | Deep storage | 0 | 0 | 0 | 0 | 0 | 0 | 1.713e-05 | 1.928e-05 | 1.928e-05 | 1.928e-05 | 1.928e-05 | 1.928e-05 | 1.928e-05 | 2.032e-05 | 2.27e-05 | 2.27e-05 | 2.566e-05 | 2.566e-05 | 2.566e-05 | 2.566e-05 | 4.97e-05 | 5.12e-05 | 5.12e-05 | 5.12e-05 | 5.618e-05 | 5.618e-05 | 6.1e-05 | 0.0015154
Counterfactual | NSW | CNSW | Medium storage | 0 | 549 | 549 | 917.46 | 917.46 | 957.4813 | 957.4814 | 997.5014 | 997.5014 | 997.5014 | 1037.5214 | 1037.5214 | 1037.5214 | 1077.5414 | 1077.5414 | 1077.5414 | 1077.5414 | 1077.5414 | 1077.5414 | 1117.5614 | 1117.5614 | 1157.5815 | 1157.5815 | 1157.5815 | 1197.6017 | 1197.6017 | 1197.6025 | 1289.1444
Counterfactual | NSW | CNSW | Shallow storage | 0 | 20 | 20.118 | 397.7459 | 1768.402 | 1768.402 | 1768.402 | 1768.402 | 1768.402 | 1768.402 | 1768.402 | 1768.402 | 1768.402 | 1768.402 | 1768.402 | 1768.402 | 1768.402 | 1768.402 | 1768.402 | 1768.402 | 1768.402 | 1768.402 | 1768.402 | 1768.402 | 1768.402 | 1768.402 | 1768.402 | 1768.402
Counterfactual | NSW | CNSW | Coordinated CER storage | 0.59798 | 0.93451 | 1.3494 | 1.776 | 2.2689 | 2.848 | 3.8284 | 5.1416 | 6.7929 | 8.8348 | 11.2982 | 14.1756 | 17.471 | 21.2071 | 25.3812 | 29.9855 | 35.0184 | 40.4848 | 46.3919 | 52.7376 | 59.6211 | 67.0433 | 74.9132 | 83.2358 | 91.9357 | 100.9613 | 105.2226 | 109.0428
Counterfactual | NSW | CNSW | Other renewable fuels | 0 | 0 | 0 | 0 | 0 | 0 | 0 | 0 | 0 | 0 | 0 | 0 | 0 | 0 | 0 | 0 | 0 | 0 | 0 | 0 | 0 | 0 | 0 | 0 | 0 | 30 | 90 | 90
Counterfactual | NSW | CNSW | DSP | 0 | 0 | 0 | 0 | 0 | 0 | 0 | 0 | 0 | 0 | 0 | 0 | 0 | 0 | 0 | 0 | 0 | 0 | 0 | 0 | 0 | 0 | 0 | 0 | 0 | 0 | 0 | 0
Counterfactual | NSW | SNSW | Mid-merit gas | 0 | 0 | 0 | 0 | 0 | 0 | 0 | 0 | 0 | 0 | 0 | 0 | 0 | 0 | 0 | 0 | 0 | 0 | 0 | 0 | 0 | 0 | 0 | 0 | 0 | 0 | 0 | 0
Counterfactual | NSW | SNSW | Flexible gas with CCS | 0 | 0 | 0 | 0 | 0 | 0 | 0 | 0 | 0 | 0 | 0 | 0 | 0 | 0 | 0 | 0 | 0 | 0 | 0 | 0 | 0 | 0 | 0 | 0 | 0 | 0 | 0 | 0
Counterfactual | NSW | SNSW | Flexible gas | 0 | 0 | 0 | 0 | 0 | 0 | 0 | 0 | 0 | 0 | 0 | 0 | 0 | 0 | 0 | 0 | 0 | 0 | 0 | 0 | 0 | 0 | 0 | 0 | 0 | 0 | 0 | 0
Counterfactual | NSW | SNSW | Hydro | 0 | 0 | 0 | 0 | 0 | 0 | 0 | 0 | 0 | 0 | 0 | 0 | 0 | 0 | 0 | 0 | 0 | 0 | 0 | 0 | 0 | 0 | 0 | 0 | 0 | 0 | 0 | 0
Counterfactual | NSW | SNSW | Snowy 2.0 | 0 | 0 | 0 | 0 | 2200 | 2200 | 2200 | 2200 | 2200 | 2200 | 2200 | 2200 | 2200 | 2200 | 2200 | 2200 | 2200 | 2200 | 2200 | 2200 | 2200 | 2200 | 2200 | 2200 | 2200 | 2200 | 2200 | 2200
Counterfactual | NSW | SNSW | Deep storage | 0 | 0 | 0 | 0 | 0 | 0 | 0 | 0 | 0 | 0 | 0 | 0 | 0 | 0 | 0 | 0 | 0 | 0 | 0 | 0 | 0 | 0 | 0 | 0 | 0 | 0 | 0 | 0
Counterfactual | NSW | SNSW | Medium storage | 0 | 50 | 50 | 250 | 250 | 283.8751 | 283.8751 | 283.8751 | 283.8751 | 283.8751 | 283.8751 | 283.8751 | 283.8751 | 283.8751 | 283.8751 | 283.8751 | 283.8751 | 283.8751 | 283.8751 | 283.8751 | 283.8751 | 283.8751 | 283.8751 | 283.8751 | 283.8751 | 283.8751 | 283.8751 | 283.8751
Counterfactual | NSW | SNSW | Shallow storage | 10 | 19.9 | 19.9 | 19.9 | 19.9 | 20.89 | 20.89 | 21.88 | 21.88 | 21.88 | 22.87 | 22.87 | 22.87 | 23.86 | 23.86 | 23.86 | 23.86 | 23.86 | 23.86 | 24.85 | 24.85 | 25.84 | 25.84 | 25.84 | 25.84 | 25.84 | 25.84 | 25.84
Counterfactual | NSW | SNSW | Coordinated CER storage | 1.2069 | 1.9069 | 2.7656 | 3.7048 | 4.823 | 6.104 | 7.6428 | 9.603 | 12.0552 | 15.0904 | 18.749 | 23.0893 | 28.0961 | 33.8541 | 40.3371 | 47.5032 | 55.3701 | 64.0005 | 73.4087 | 83.6216 | 94.7478 | 106.9435 | 120.0443 | 134.0558 | 148.7861 | 164.2479 | 172.2574 | 179.4936
Counterfactual | NSW | SNSW | Other renewable fuels | 0 | 0 | 0 | 0 | 0 | 0 | 0 | 0 | 0 | 0 | 0 | 0 | 0 | 0 | 0 | 0 | 0 | 0 | 0 | 0 | 0 | 0 | 0 | 0 | 0 | 0 | 0 | 0
Counterfactual | NSW | SNSW | DSP | 0 | 0 | 0 | 0 | 0 | 0 | 0 | 0 | 0 | 0 | 0 | 0 | 0 | 0 | 0 | 0 | 0 | 0 | 0 | 0 | 0 | 0 | 0 | 0 | 0 | 0 | 0 | 0
Counterfactual | NSW | SNW | Mid-merit gas | 0 | 0 | 0 | 0 | 0 | 0 | 0 | 0 | 0 | 0 | 0 | 0 | 0 | 0 | 0 | 0 | 0 | 0 | 0 | 0 | 0 | 0 | 0 | 0 | 0 | 0 | 0 | 0
Counterfactual | NSW | SNW | Flexible gas with CCS | 0 | 0 | 0 | 0 | 0 | 0 | 0 | 0 | 0 | 0 | 0 | 0 | 0 | 0 | 0 | 0 | 0 | 0 | 0 | 0 | 0 | 0 | 0 | 0 | 0 | 0 | 0 | 0
Counterfactual | NSW | SNW | Flexible gas | 0 | 0 | 0 | 0 | 0 | 0 | 1061.06 | 1061.06 | 1061.06 | 1061.06 | 1061.06 | 1061.06 | 1061.06 | 1061.06 | 1061.06 | 1061.06 | 1510.2424 | 2379.7995 | 2918.8247 | 3466.5416 | 4527.6015 | 4527.6015 | 4527.6015 | 4527.6015 | 4527.6015 | 4527.6015 | 4527.6015 | 4527.6015
Counterfactual | NSW | SNW | Hydro | 0 | 0 | 0 | 0 | 0 | 0 | 0 | 0 | 0 | 0 | 0 | 0 | 0 | 0 | 0 | 0 | 0 | 0 | 0 | 0 | 0 | 0 | 0 | 0 | 0 | 0 | 0 | 0
Counterfactual | NSW | SNW | Snowy 2.0 | 0 | 0 | 0 | 0 | 0 | 0 | 0 | 0 | 0 | 0 | 0 | 0 | 0 | 0 | 0 | 0 | 0 | 0 | 0 | 0 | 0 | 0 | 0 | 0 | 0 | 0 | 0 | 0
Counterfactual | NSW | SNW | Deep storage | 0 | 0 | 0 | 0 | 0 | 0 | 0 | 0 | 0 | 0 | 0 | 0 | 0 | 0 | 0 | 0 | 0 | 0 | 0 | 0 | 0 | 0 | 0 | 0 | 0 | 0 | 0 | 0
Counterfactual | NSW | SNW | Medium storage | 0 | 889.1453 | 889.1453 | 889.1453 | 898.0562 | 1818.1617 | 1818.1617 | 1818.1617 | 1818.1617 | 1818.1617 | 1818.1617 | 1818.1617 | 1818.1617 | 1818.1617 | 1818.1617 | 1818.1617 | 1818.1617 | 1818.1617 | 1818.1617 | 1818.1617 | 1818.1617 | 1818.1617 | 1818.1617 | 1818.1617 | 1818.1617 | 1818.1617 | 1818.1617 | 1818.1617
Counterfactual | NSW | SNW | Shallow storage | 0 | 632.712 | 632.712 | 632.712 | 632.712 | 675.048 | 1302.6 | 1375.176 | 1375.176 | 1375.176 | 1447.752 | 1447.752 | 1447.752 | 1520.328 | 1520.328 | 1520.328 | 1520.328 | 1520.328 | 1520.328 | 1592.904 | 1592.904 | 1665.48 | 1665.48 | 1665.48 | 1738.056 | 1738.056 | 1738.056 | 1810.632
Counterfactual | NSW | SNW | Coordinated CER storage | 5.6995 | 8.9871 | 12.8326 | 16.9571 | 21.9697 | 27.6663 | 37.1937 | 49.6005 | 65.1327 | 84.2739 | 107.1493 | 134.0014 | 164.6224 | 199.4384 | 238.3244 | 281.0862 | 327.7038 | 378.3827 | 433.0554 | 491.83 | 555.0637 | 623.7244 | 696.5772 | 773.7214 | 854.3051 | 938.1119 | 977.5203 | 1012.8282
Counterfactual | NSW | SNW | Other renewable fuels | 0 | 0 | 0 | 0 | 0 | 0 | 0 | 0 | 0 | 0 | 0 | 0 | 0 | 0 | 0 | 0 | 0 | 0 | 0 | 0 | 0 | 0 | 0 | 0 | 0 | 90 | 90 | 90
Counterfactual | NSW | SNW | DSP | 6.2 | 12.66 | 21.31 | 162.35 | 348.57 | 513.64 | 583.98 | 654.28 | 724.54 | 733.3 | 742.8 | 750.47 | 760.19 | 768.7 | 779.55 | 788.11 | 799.57 | 801.47 | 805.15 | 811.59 | 809.52 | 812.34 | 814.56 | 812.98 | 816.87 | 821.19 | 829.44 | 848.51
Counterfactual | QLD | NQ | Mid-merit gas | 0 | 0 | 0 | 0 | 0 | 0 | 0 | 0 | 0 | 0 | 0 | 0 | 0 | 0 | 0 | 0 | 0 | 0 | 0 | 0 | 0 | 0 | 0 | 0 | 0 | 0 | 0 | 0
Counterfactual | QLD | NQ | Flexible gas with CCS | 0 | 0 | 0 | 0 | 0 | 0 | 0 | 0 | 0 | 0 | 0 | 0 | 0 | 0 | 0 | 0 | 0 | 0 | 0 | 0 | 0 | 0 | 0 | 0 | 0 | 0 | 0 | 0
Counterfactual | QLD | NQ | Flexible gas | 0 | 0 | 0 | 0 | 0 | 0 | 0 | 0 | 0 | 0 | 0 | 0 | 0 | 0 | 0 | 0 | 0 | 0 | 0 | 0 | 0 | 0 | 0 | 0 | 0 | 0 | 0 | 0
Counterfactual | QLD | NQ | Hydro | 0 | 0 | 0 | 0 | 0 | 0 | 0 | 0 | 0 | 0 | 0 | 0 | 0 | 0 | 0 | 0 | 0 | 0 | 0 | 0 | 0 | 0 | 0 | 0 | 0 | 0 | 0 | 0
Counterfactual | QLD | NQ | Borumba | 0 | 0 | 0 | 0 | 0 | 0 | 0 | 0 | 0 | 0 | 0 | 0 | 0 | 0 | 0 | 0 | 0 | 0 | 0 | 0 | 0 | 0 | 0 | 0 | 0 | 0 | 0 | 0
Counterfactual | QLD | NQ | Deep storage | 0 | 0 | 0 | 0 | 0 | 0 | 1.028e-05 | 1.238e-05 | 1.555e-05 | 0.00010133 | 154.9193 | 177.4409 | 177.4409 | 177.4409 | 177.4409 | 177.4409 | 177.4409 | 177.4409 | 177.4409 | 298.0776 | 298.0776 | 298.0776 | 298.0776 | 298.0776 | 560.5033 | 560.5033 | 560.5033 | 842.5415
Counterfactual | QLD | NQ | Medium storage | 0 | 0 | 0 | 1.704e-05 | 2.116e-05 | 3.122e-05 | 3.122e-05 | 3.282e-05 | 3.462e-05 | 3.848e-05 | 4.076e-05 | 6.909e-05 | 6.909e-05 | 6.909e-05 | 7.36e-05 | 7.722e-05 | 8.578e-05 | 8.578e-05 | 8.578e-05 | 0.00011076 | 0.00011076 | 0.00016026 | 0.00016026 | 0.00016026 | 0.00016026 | 0.00016026 | 0.00016026 | 0.00016026
Counterfactual | QLD | NQ | Shallow storage | 0 | 0 | 300 | 300 | 300 | 300 | 300 | 300 | 300 | 300 | 300 | 300 | 300 | 300 | 300 | 300 | 300 | 300 | 300 | 300 | 300 | 300 | 300 | 300 | 300 | 300 | 300 | 300
Counterfactual | QLD | NQ | Coordinated CER storage | 0.54674 | 0.92286 | 1.3551 | 1.8536 | 2.45 | 3.1702 | 4.191 | 5.5164 | 7.1545 | 9.1658 | 11.5718 | 14.4017 | 17.6021 | 21.2441 | 25.3028 | 29.7336 | 34.558 | 39.7965 | 45.4592 | 51.5796 | 58.257 | 65.4644 | 73.1388 | 81.3134 | 89.8287 | 98.6792 | 103.0372 | 107.0137
Counterfactual | QLD | NQ | Other renewable fuels | 0 | 0 | 0 | 0 | 0 | 0 | 0 | 0 | 0 | 0 | 0 | 0 | 0 | 0 | 0 | 0 | 0 | 0 | 0 | 0 | 0 | 0 | 0 | 0 | 0 | 0 | 0 | 0
Counterfactual | QLD | NQ | DSP | 0 | 0 | 0 | 0 | 0 | 0 | 0 | 0 | 0 | 0 | 0 | 0 | 0 | 0 | 0 | 0 | 0 | 0 | 0 | 0 | 0 | 0 | 0 | 0 | 0 | 0 | 0 | 0
Counterfactual | QLD | GG | Mid-merit gas | 0 | 0 | 0 | 0 | 0 | 0 | 0 | 0 | 0 | 0 | 0 | 0 | 0 | 0 | 0 | 0 | 0 | 0 | 0 | 0 | 0 | 0 | 0 | 0 | 0 | 0 | 0 | 0
Counterfactual | QLD | GG | Flexible gas with CCS | 0 | 0 | 0 | 0 | 0 | 0 | 0 | 0 | 0 | 0 | 0 | 0 | 0 | 0 | 0 | 0 | 0 | 0 | 0 | 0 | 0 | 0 | 0 | 0 | 0 | 0 | 0 | 0
Counterfactual | QLD | GG | Flexible gas | 0 | 0 | 0 | 0 | 0 | 0 | 0 | 0 | 0 | 0 | 0.00041366 | 0.00041366 | 0.00041366 | 0.00041366 | 0.00041366 | 0.00041366 | 0.00041366 | 0.00041366 | 0.00041366 | 0.00041366 | 0.00041366 | 0.00041366 | 0.00041366 | 0.00041366 | 235.3556 | 235.3556 | 235.3556 | 235.3556
Counterfactual | QLD | GG | Hydro | 0 | 0 | 0 | 0 | 0 | 0 | 0 | 0 | 0 | 0 | 0 | 0 | 0 | 0 | 0 | 0 | 0 | 0 | 0 | 0 | 0 | 0 | 0 | 0 | 0 | 0 | 0 | 0
Counterfactual | QLD | GG | Borumba | 0 | 0 | 0 | 0 | 0 | 0 | 0 | 0 | 0 | 0 | 0 | 0 | 0 | 0 | 0 | 0 | 0 | 0 | 0 | 0 | 0 | 0 | 0 | 0 | 0 | 0 | 0 | 0
Counterfactual | QLD | GG | Deep storage | 0 | 0 | 0 | 0 | 0 | 0 | 0 | 0 | 0 | 0 | 0 | 0 | 0 | 0 | 0 | 0 | 0 | 0 | 0 | 0 | 0 | 0 | 0 | 0 | 0 | 0 | 0 | 0
Counterfactual | QLD | GG | Medium storage | 0 | 0 | 0 | 6.71e-06 | 6.71e-06 | 1.4e-05 | 1.4e-05 | 1.515e-05 | 1.616e-05 | 1.833e-05 | 2.37e-05 | 4.257e-05 | 4.257e-05 | 4.257e-05 | 4.577e-05 | 4.979e-05 | 5.814e-05 | 5.814e-05 | 5.814e-05 | 0.00025 | 0.00025 | 0.0002552 | 0.0002552 | 0.0002552 | 10.5665 | 10.5672 | 10.5672 | 10.5672
Counterfactual | QLD | GG | Shallow storage | 0 | 400 | 400 | 400 | 400 | 400 | 400 | 400 | 400 | 400 | 400 | 400 | 400 | 400 | 400 | 400 | 400 | 400 | 400 | 400 | 400 | 400 | 400 | 400 | 400 | 400 | 400 | 400
Counterfactual | QLD | GG | Coordinated CER storage | 0.026819 | 0.047887 | 0.071533 | 0.10153 | 0.13366 | 0.17572 | 0.25891 | 0.37299 | 0.52211 | 0.70955 | 0.93712 | 1.2071 | 1.5192 | 1.8769 | 2.2784 | 2.7246 | 3.2136 | 3.7508 | 4.3361 | 4.969 | 5.6604 | 6.4065 | 7.2009 | 8.0431 | 8.9264 | 9.8483 | 10.2976 | 10.7049
Counterfactual | QLD | GG | Other renewable fuels | 0 | 0 | 0 | 0 | 0 | 0 | 0 | 0 | 0 | 0 | 0 | 0 | 0 | 0 | 0 | 0 | 0 | 0 | 0 | 0 | 0 | 0 | 0 | 0 | 0 | 0 | 0 | 0
Counterfactual | QLD | GG | DSP | 0 | 0 | 0 | 0 | 0 | 0 | 0 | 0 | 0 | 0 | 0 | 0 | 0 | 0 | 0 | 0 | 0 | 0 | 0 | 0 | 0 | 0 | 0 | 0 | 0 | 0 | 0 | 0
Counterfactual | QLD | CQ | Mid-merit gas | 0 | 0 | 0 | 0 | 0 | 0 | 0 | 0 | 0 | 0 | 0 | 0 | 0 | 0 | 0 | 0 | 0 | 0 | 0 | 0 | 0 | 0 | 0 | 0 | 0 | 0 | 0 | 0
Counterfactual | QLD | CQ | Flexible gas with CCS | 0 | 0 | 0 | 0 | 0 | 0 | 0 | 0 | 0 | 0 | 0 | 0 | 0 | 0 | 0 | 0 | 0 | 0 | 0 | 0 | 0 | 0 | 0 | 0 | 0 | 0 | 0 | 0
Counterfactual | QLD | CQ | Flexible gas | 0 | 0 | 0 | 0 | 0 | 0 | 0 | 0 | 0 | 0 | 0 | 0 | 0 | 0 | 0 | 0 | 0 | 0 | 0 | 0 | 0 | 0 | 0 | 0 | 0 | 0 | 0 | 0
Counterfactual | QLD | CQ | Hydro | 0 | 0 | 0 | 0 | 0 | 0 | 0 | 0 | 0 | 0 | 0 | 0 | 0 | 0 | 0 | 0 | 0 | 0 | 0 | 0 | 0 | 0 | 0 | 0 | 0 | 0 | 0 | 0
Counterfactual | QLD | CQ | Borumba | 0 | 0 | 0 | 0 | 0 | 0 | 0 | 0 | 0 | 0 | 0 | 0 | 0 | 0 | 0 | 0 | 0 | 0 | 0 | 0 | 0 | 0 | 0 | 0 | 0 | 0 | 0 | 0
Counterfactual | QLD | CQ | Deep storage | 0 | 0 | 0 | 0 | 0 | 0 | 1.742e-05 | 2.086e-05 | 2.495e-05 | 154.5056 | 222 | 222 | 222 | 222 | 222 | 222 | 222 | 222 | 222 | 222.0001 | 243.8535 | 243.8535 | 243.8535 | 243.8535 | 243.8535 | 243.8535 | 243.8535 | 311
Counterfactual | QLD | CQ | Medium storage | 0 | 0 | 0 | 7.09e-06 | 8.82e-06 | 1.457e-05 | 2.59e-05 | 2.817e-05 | 3.641e-05 | 0.00011055 | 537.5176 | 537.5177 | 537.5177 | 537.5177 | 537.5177 | 537.5177 | 537.5177 | 537.5177 | 537.5177 | 703.5286 | 703.5286 | 933.8288 | 933.8288 | 933.8288 | 1299.5098 | 1967.7954 | 1967.7954 | 2207.3985
Counterfactual | QLD | CQ | Shallow storage | 0 | 0 | 0 | 150 | 150 | 150 | 150 | 150 | 150 | 150 | 150 | 150 | 150 | 150 | 150 | 150 | 150 | 150 | 150 | 150 | 150 | 150 | 150 | 150 | 150 | 150 | 150 | 150
Counterfactual | QLD | CQ | Coordinated CER storage | 0.49915 | 0.855 | 1.2505 | 1.7306 | 2.2741 | 2.9451 | 4.0203 | 5.4257 | 7.2073 | 9.4204 | 12.0769 | 15.2024 | 18.7874 | 22.8688 | 27.4354 | 32.4602 | 37.9331 | 43.9154 | 50.3996 | 57.404 | 65.0752 | 73.3346 | 82.131 | 91.474 | 101.254 | 111.4193 | 116.4019 | 120.9195
Counterfactual | QLD | CQ | Other renewable fuels | 0 | 0 | 0 | 0 | 0 | 0 | 0 | 0 | 0 | 0 | 0 | 0 | 0 | 0 | 0 | 0 | 0 | 0 | 0 | 0 | 0 | 0 | 0 | 0 | 0 | 0 | 0 | 0
Counterfactual | QLD | CQ | DSP | 0 | 0 | 0 | 0 | 0 | 0 | 0 | 0 | 0 | 0 | 0 | 0 | 0 | 0 | 0 | 0 | 0 | 0 | 0 | 0 | 0 | 0 | 0 | 0 | 0 | 0 | 0 | 0
Counterfactual | QLD | SQ | Mid-merit gas | 0 | 0 | 0 | 0 | 0 | 0 | 0 | 0 | 0 | 0 | 0 | 0 | 0 | 0 | 0 | 0 | 0 | 0 | 0 | 0 | 0 | 0 | 0 | 0 | 0 | 0 | 0 | 0
Counterfactual | QLD | SQ | Flexible gas with CCS | 0 | 0 | 0 | 0 | 0 | 0 | 0 | 0 | 0 | 0 | 0 | 0 | 0 | 0 | 0 | 0 | 0 | 0 | 0 | 0 | 0 | 0 | 0 | 0 | 0 | 0 | 0 | 0
Counterfactual | QLD | SQ | Flexible gas | 0 | 0 | 200 | 200 | 200 | 200 | 200 | 200 | 200 | 200 | 1261.0738 | 1261.0738 | 1261.0738 | 1261.0738 | 1261.0738 | 1936.0812 | 1985.4355 | 2145.04 | 2375.0872 | 2375.0872 | 2375.0872 | 2541.6257 | 2541.6257 | 2541.6257 | 2929.85 | 2929.85 | 3148.709 | 3148.709
Counterfactual | QLD | SQ | Hydro | 0 | 0 | 0 | 0 | 0 | 0 | 0 | 0 | 0 | 0 | 0 | 0 | 0 | 0 | 0 | 0 | 0 | 0 | 0 | 0 | 0 | 0 | 0 | 0 | 0 | 0 | 0 | 0
Counterfactual | QLD | SQ | Borumba | 0 | 0 | 0 | 0 | 0 | 0 | 0 | 1998 | 1998 | 1998 | 1998 | 1998 | 1998 | 1998 | 1998 | 1998 | 1998 | 1998 | 1998 | 1998 | 1998 | 1998 | 1998 | 1998 | 1998 | 1998 | 1998 | 1998
Counterfactual | QLD | SQ | Deep storage | 0 | 0 | 0 | 0 | 0 | 0 | 7.1e-06 | 8.4e-06 | 8.4e-06 | 2.29e-05 | 4.782e-05 | 8.125e-05 | 8.125e-05 | 8.125e-05 | 8.333e-05 | 8.939e-05 | 8.939e-05 | 8.939e-05 | 8.939e-05 | 0.00010726 | 300 | 300 | 300 | 300 | 300 | 300 | 300 | 300
Counterfactual | QLD | SQ | Medium storage | 0 | 0 | 0 | 7.16e-06 | 9.16e-06 | 1.62e-05 | 2.667e-05 | 3.002e-05 | 3.223e-05 | 0.00010317 | 638.2965 | 1076.5944 | 1076.5944 | 1076.5944 | 1076.5944 | 1076.5944 | 1076.5944 | 1076.5944 | 1076.5944 | 1076.5958 | 1076.5958 | 1314.3839 | 1314.3839 | 1314.3839 | 1449.8358 | 1495.5881 | 1495.5881 | 1495.5881
Counterfactual | QLD | SQ | Shallow storage | 714.16 | 1020.16 | 1020.16 | 1020.16 | 1020.16 | 1020.16 | 1020.16 | 1020.16 | 1020.16 | 1020.16 | 1020.16 | 1020.16 | 1020.16 | 1020.16 | 1020.16 | 1020.16 | 1020.16 | 1020.16 | 1020.16 | 1020.16 | 1020.16 | 1020.16 | 1020.16 | 1020.16 | 1020.16 | 1020.16 | 1020.16 | 1020.16
Counterfactual | QLD | SQ | Coordinated CER storage | 2.6949 | 4.6149 | 6.8273 | 9.399 | 12.4206 | 16.2636 | 22.9345 | 31.7049 | 42.7505 | 56.464 | 72.9637 | 92.4549 | 114.7868 | 140.326 | 168.9326 | 200.4226 | 234.721 | 272.1627 | 312.8429 | 356.7965 | 404.3261 | 456.2111 | 511.5074 | 570.2605 | 631.7811 | 695.9349 | 727.3631 | 755.8908
Counterfactual | QLD | SQ | Other renewable fuels | 0 | 0 | 0 | 0 | 0 | 0 | 0 | 0 | 0 | 0 | 0 | 0 | 0 | 0 | 0 | 0 | 0 | 0 | 0 | 0 | 0 | 0 | 0 | 0 | 0 | 0 | 90 | 90
Counterfactual | QLD | SQ | DSP | 3.25 | 5.13 | 9.91 | 13.47 | 17.87 | 1.79 | 7.34 | 11.4 | 15.32 | 20.33 | 25.8 | 31.69 | 38.24 | 42.35 | 46.79 | 53.33 | 57.04 | 59.69 | 63.14 | 66.16 | 68.23 | 70.89 | 74.75 | 77.21 | 85.81 | 92.63 | 99.97 | 101.49
Counterfactual | VIC | VIC | Mid-merit gas | 0 | 0 | 0 | 0 | 0 | 0 | 0 | 0 | 0 | 0 | 0 | 0 | 0 | 0 | 0 | 0 | 0 | 0 | 0 | 0 | 0 | 0 | 0 | 0 | 0 | 0 | 0 | 0
Counterfactual | VIC | VIC | Flexible gas with CCS | 0 | 0 | 0 | 0 | 0 | 0 | 0 | 0 | 0 | 0 | 0 | 0 | 0 | 0 | 0 | 0 | 0 | 0 | 0 | 0 | 0 | 0 | 0 | 0 | 0 | 0 | 0 | 0
Counterfactual | VIC | VIC | Flexible gas | 0 | 0 | 0 | 0 | 0 | 0 | 0 | 0 | 0 | 0 | 0 | 0 | 0 | 997.2677 | 997.2677 | 997.2677 | 997.2677 | 997.2677 | 997.2677 | 1510.6108 | 1510.6108 | 1510.6108 | 1510.6108 | 2571.5618 | 2735.7555 | 2735.7555 | 2766.8837 | 3827.9415
Counterfactual | VIC | VIC | Hydro | 0 | 0 | 0 | 0 | 0 | 0 | 0 | 0 | 0 | 0 | 0 | 0 | 0 | 0 | 0 | 0 | 0 | 0 | 0 | 0 | 0 | 0 | 0 | 0 | 0 | 0 | 0 | 0
Counterfactual | VIC | VIC | Deep storage | 0 | 0 | 0 | 0 | 0 | 0 | 1.353e-05 | 39.0213 | 97.6675 | 533.386 | 1236.5654 | 1236.5654 | 1236.5654 | 1236.5654 | 1236.5654 | 1236.5654 | 1236.5654 | 1236.5654 | 1236.5654 | 1236.5654 | 1500 | 1500 | 1500 | 1500 | 1500 | 1500 | 1500 | 1500
Counterfactual | VIC | VIC | Medium storage | 0 | 0 | 350 | 350 | 350 | 350 | 350 | 438.542 | 640.8359 | 818.428 | 818.428 | 818.428 | 818.428 | 818.428 | 818.428 | 818.428 | 818.428 | 818.428 | 818.428 | 818.428 | 818.428 | 818.428 | 818.428 | 818.428 | 818.428 | 818.428 | 818.428 | 818.428
Counterfactual | VIC | VIC | Shallow storage | 180 | 1691.51 | 1756.3104 | 2205.9231 | 2210.0962 | 2421.4 | 2428.7 | 2812.8367 | 3062.8367 | 3062.8367 | 3916.9265 | 3916.9265 | 3923.5265 | 3923.5265 | 3923.5265 | 3923.5265 | 3923.5265 | 3923.5265 | 3923.5265 | 3923.5265 | 3930.1265 | 3930.1265 | 3930.1265 | 3930.1265 | 3930.1265 | 3930.1265 | 3930.1265 | 3930.1265
Counterfactual | VIC | VIC | Coordinated CER storage | 8.9163 | 14.4987 | 20.4798 | 27.3899 | 35.853 | 45.8051 | 59.1688 | 76.2585 | 97.3343 | 123.084 | 153.6475 | 189.3602 | 229.872 | 275.8842 | 327.0848 | 383.0564 | 443.7316 | 509.6502 | 580.9109 | 657.633 | 740.6541 | 830.7914 | 926.6572 | 1028.3543 | 1134.4025 | 1244.5508 | 1298.531 | 1347.4871
Counterfactual | VIC | VIC | Other renewable fuels | 0 | 0 | 0 | 0 | 0 | 0 | 0 | 0 | 0 | 0 | 0 | 0 | 0 | 0 | 0 | 0 | 0 | 0 | 0 | 0 | 0 | 0 | 0 | 0 | 0 | 0 | 90 | 90
Counterfactual | VIC | VIC | DSP | 2.06 | 5.47 | -2.91 | 1.75 | 7.82 | 14.87 | 19.28 | 25.16 | 29.26 | 33.97 | 36.82 | 39.34 | 41.6 | 44.07 | 46.76 | 49.93 | 53.23 | 55.16 | 57.69 | 59.14 | 59.83 | 61.47 | 61.87 | 60.96 | 59.14 | 58.56 | 59.5 | 61.38
Counterfactual | SA | CSA | Mid-merit gas | 0 | 0 | 0 | 0 | 0 | 0 | 0 | 0 | 0 | 0 | 0 | 0 | 0 | 0 | 0 | 0 | 0 | 0 | 0 | 0 | 0 | 0 | 0 | 0 | 0 | 0 | 0 | 0
Counterfactual | SA | CSA | Flexible gas with CCS | 0 | 0 | 0 | 0 | 0 | 0 | 0 | 0 | 0 | 0 | 0 | 0 | 0 | 0 | 0 | 0 | 0 | 0 | 0 | 0 | 0 | 0 | 0 | 0 | 0 | 0 | 0 | 0
Counterfactual | SA | CSA | Flexible gas | 0 | 200 | 200 | 200 | 200 | 200 | 200 | 200 | 200 | 329.823 | 329.823 | 329.823 | 633.798 | 697.5829 | 697.5829 | 697.5829 | 697.5829 | 697.5829 | 697.5829 | 697.5829 | 697.5829 | 697.5829 | 697.5829 | 697.5829 | 697.5829 | 697.5829 | 697.5829 | 697.5829
Counterfactual | SA | CSA | Hydro | 0 | 0 | 0 | 0 | 0 | 0 | 0 | 0 | 0 | 0 | 0 | 0 | 0 | 0 | 0 | 0 | 0 | 0 | 0 | 0 | 0 | 0 | 0 | 0 | 0 | 0 | 0 | 0
Counterfactual | SA | CSA | Deep storage | 0 | 0 | 0 | 0 | 0 | 0 | 5.52e-06 | 5.52e-06 | 5.52e-06 | 7.72e-06 | 7.72e-06 | 7.72e-06 | 7.72e-06 | 1.361e-05 | 1.519e-05 | 1.519e-05 | 1.519e-05 | 1.519e-05 | 1.519e-05 | 1.714e-05 | 3.224e-05 | 3.224e-05 | 3.713e-05 | 3.901e-05 | 3.901e-05 | 3.901e-05 | 3.901e-05 | 4.164e-05
Counterfactual | SA | CSA | Medium storage | 0 | 0 | 0 | 2.809e-05 | 3.66e-05 | 6.003e-05 | 6.003e-05 | 6.291e-05 | 6.521e-05 | 8.103e-05 | 8.103e-05 | 8.103e-05 | 8.103e-05 | 0.0001551 | 0.00016131 | 0.00016629 | 0.00017315 | 0.0001801 | 0.00018768 | 0.00022781 | 577.7871 | 577.7871 | 577.7871 | 1255.7338 | 1255.7338 | 1255.7338 | 1255.7338 | 1255.7338
Counterfactual | SA | CSA | Shallow storage | 200 | 494.98 | 971.1188 | 1735.3741 | 1741.3941 | 1741.3941 | 1741.3941 | 1741.3941 | 1741.3941 | 1741.3941 | 1741.3941 | 1741.3941 | 1741.3941 | 1741.3941 | 1741.3941 | 1741.3941 | 1741.3941 | 1741.3941 | 1747.4141 | 1747.4141 | 1747.4141 | 1747.4141 | 1747.4141 | 1747.4141 | 1747.4141 | 1747.4141 | 1747.4141 | 1747.4141
Counterfactual | SA | CSA | Coordinated CER storage | 16.7205 | 23.834 | 30.7542 | 38.4284 | 46.3958 | 56.1694 | 65.5626 | 76.1609 | 87.8108 | 100.9146 | 115.316 | 131.1314 | 147.8365 | 166.0114 | 185.1899 | 204.9252 | 225.1394 | 246.2665 | 268.3666 | 291.4341 | 316.4262 | 343.1106 | 371.0707 | 400.3204 | 429.9417 | 459.8761 | 474.9413 | 488.2607
Counterfactual | SA | CSA | Other renewable fuels | 0 | 0 | 0 | 0 | 0 | 0 | 0 | 0 | 0 | 0 | 0 | 0 | 0 | 0 | 0 | 0 | 0 | 0 | 0 | 0 | 0 | 0 | 0 | 0 | 0 | 0 | 0 | 0
Counterfactual | SA | CSA | DSP | 0.71 | 1.71 | 2.99 | 4.28 | 4.85 | 5.57 | 6.09 | 6.75 | 7.31 | 8.12 | 8.79 | 9.5 | 10.12 | 10.65 | 11.15 | 11.67 | 12.28 | 12.76 | 13.22 | 13.5 | 13.63 | 13.47 | 13.24 | 12.87 | 12.46 | 12.52 | 12.77 | 13.08
Counterfactual | SA | SESA | Mid-merit gas | 0 | 0 | 0 | 0 | 0 | 0 | 0 | 0 | 0 | 0 | 0 | 0 | 0 | 0 | 0 | 0 | 0 | 0 | 0 | 0 | 0 | 0 | 0 | 0 | 0 | 0 | 0 | 0
Counterfactual | SA | SESA | Flexible gas with CCS | 0 | 0 | 0 | 0 | 0 | 0 | 0 | 0 | 0 | 0 | 0 | 0 | 0 | 0 | 0 | 0 | 0 | 0 | 0 | 0 | 0 | 0 | 0 | 0 | 0 | 0 | 0 | 0
Counterfactual | SA | SESA | Flexible gas | 0 | 0 | 0 | 0 | 0 | 0 | 0 | 0 | 0 | 0 | 0 | 0 | 0 | 0 | 0 | 0 | 0 | 0 | 0 | 0 | 0 | 0 | 0 | 0 | 0 | 0 | 0 | 0
Counterfactual | SA | SESA | Hydro | 0 | 0 | 0 | 0 | 0 | 0 | 0 | 0 | 0 | 0 | 0 | 0 | 0 | 0 | 0 | 0 | 0 | 0 | 0 | 0 | 0 | 0 | 0 | 0 | 0 | 0 | 0 | 0
Counterfactual | SA | SESA | Deep storage | 0 | 0 | 0 | 0 | 0 | 0 | 0 | 0 | 0 | 0 | 0 | 0 | 0 | 0 | 0 | 0 | 0 | 0 | 0 | 0 | 0 | 0 | 0 | 0 | 0 | 0 | 0 | 0
Counterfactual | SA | SESA | Medium storage | 0 | 0 | 0 | 7.81e-06 | 1.025e-05 | 1.559e-05 | 1.559e-05 | 1.69e-05 | 1.69e-05 | 1.885e-05 | 1.885e-05 | 1.885e-05 | 1.885e-05 | 2.632e-05 | 2.797e-05 | 2.959e-05 | 3.138e-05 | 3.138e-05 | 5.117e-05 | 5.475e-05 | 0.00022582 | 0.00022582 | 0.0002363 | 0.00024325 | 0.00024325 | 0.00024325 | 0.00024325 | 0.00024325
Counterfactual | SA | SESA | Shallow storage | 0 | 0 | 0 | 0 | 0 | 0 | 0 | 0 | 0 | 0 | 0 | 0 | 0 | 0 | 0 | 0 | 0 | 0 | 0 | 0 | 0 | 0 | 0 | 0 | 0 | 0 | 0 | 0
Counterfactual | SA | SESA | Coordinated CER storage | 0.61122 | 0.88308 | 1.1524 | 1.4493 | 1.7585 | 2.151 | 2.5347 | 2.9572 | 3.4253 | 3.9705 | 4.6092 | 5.2767 | 6.0254 | 6.8004 | 7.6143 | 8.4664 | 9.35 | 10.2723 | 11.2305 | 12.2735 | 13.437 | 14.6473 | 15.9009 | 17.214 | 18.5458 | 19.8997 | 20.5756 | 21.2128
Counterfactual | SA | SESA | Other renewable fuels | 0 | 0 | 0 | 0 | 0 | 0 | 0 | 0 | 0 | 0 | 0 | 0 | 0 | 0 | 0 | 0 | 0 | 0 | 0 | 0 | 0 | 0 | 0 | 0 | 0 | 0 | 0 | 0
Counterfactual | SA | SESA | DSP | 0 | 0 | 0 | 0 | 0 | 0 | 0 | 0 | 0 | 0 | 0 | 0 | 0 | 0 | 0 | 0 | 0 | 0 | 0 | 0 | 0 | 0 | 0 | 0 | 0 | 0 | 0 | 0
Counterfactual | TAS | TAS | Mid-merit gas | 0 | 0 | 0 | 0 | 0 | 0 | 0 | 0 | 0 | 0 | 0 | 0 | 0 | 0 | 0 | 0 | 0 | 0 | 0 | 0 | 0 | 0 | 0 | 0 | 0 | 0 | 0 | 0
Counterfactual | TAS | TAS | Flexible gas with CCS | 0 | 0 | 0 | 0 | 0 | 0 | 0 | 0 | 0 | 0 | 0 | 0 | 0 | 0 | 0 | 0 | 0 | 0 | 0 | 0 | 0 | 0 | 0 | 0 | 0 | 0 | 0 | 0
Counterfactual | TAS | TAS | Flexible gas | 0 | 0 | 0 | 0 | 0 | 0 | 0 | 0 | 0 | 0 | 0 | 0 | 0 | 0 | 0 | 0 | 0 | 0 | 0 | 0 | 0 | 0 | 0 | 0 | 0 | 0 | 0 | 0
Counterfactual | TAS | TAS | Hydro | 0 | 0 | 0 | 0 | 0 | 0 | 0 | 0 | 0 | 0 | 0 | 0 | 0 | 0 | 0 | 0 | 0 | 0 | 0 | 0 | 0 | 0 | 0 | 0 | 0 | 0 | 0 | 0
Counterfactual | TAS | TAS | Deep storage | 0 | 0 | 0 | 0 | 0 | 0 | 3.397e-05 | 4.05e-05 | 0.00010995 | 0.00011336 | 93.2758 | 164.2119 | 240.9048 | 298.5565 | 419.5845 | 438.7029 | 438.7029 | 438.7029 | 438.7029 | 438.7029 | 438.7029 | 438.7029 | 438.7029 | 438.7029 | 438.7029 | 438.7029 | 438.7029 | 438.7029
Counterfactual | TAS | TAS | Medium storage | 0 | 0 | 0 | 1.646e-05 | 1.914e-05 | 2.253e-05 | 2.253e-05 | 2.405e-05 | 2.405e-05 | 2.67e-05 | 2.836e-05 | 2.836e-05 | 2.836e-05 | 4.896e-05 | 5.336e-05 | 6.176e-05 | 6.176e-05 | 6.176e-05 | 6.176e-05 | 6.176e-05 | 6.176e-05 | 6.176e-05 | 6.414e-05 | 6.414e-05 | 6.414e-05 | 6.414e-05 | 6.414e-05 | 8.618e-05
Counterfactual | TAS | TAS | Shallow storage | 0 | 0 | 0 | 0 | 0 | 0 | 0 | 0 | 0 | 0 | 0 | 0 | 0 | 0 | 0 | 0 | 0 | 0 | 0 | 0 | 0 | 0 | 0 | 0 | 0 | 0 | 0 | 0
Counterfactual | TAS | TAS | Coordinated CER storage | 0.49202 | 0.81972 | 1.1904 | 1.6174 | 2.1106 | 2.7326 | 3.2327 | 3.8671 | 4.6719 | 5.7102 | 7.0106 | 8.6052 | 10.485 | 12.7058 | 15.2558 | 18.1129 | 21.2812 | 24.7979 | 28.677 | 32.9257 | 37.5563 | 42.7068 | 48.2882 | 54.3035 | 60.6636 | 67.3654 | 71.0896 | 74.411
Counterfactual | TAS | TAS | Other renewable fuels | 0 | 0 | 0 | 0 | 0 | 0 | 0 | 0 | 0 | 0 | 0 | 0 | 0 | 0 | 0 | 0 | 0 | 0 | 0 | 0 | 0 | 0 | 0 | 0 | 0 | 0 | 0 | 0
Counterfactual | TAS | TAS | DSP | 0.05 | -0.71 | -1.41 | -1.38 | -1.29 | -1.16 | -1.04 | -0.94 | -0.9 | -0.89 | -0.86 | -0.89 | -0.87 | -0.86 | -0.84 | -0.83 | -0.79 | -0.77 | -0.75 | -0.74 | -0.76 | -0.76 | -0.77 | -0.76 | -0.75 | -0.81 | -0.92 | -0.99

## Dispatchable Retired (hidden)
Dispatchable Capacity Retired (MW)
Capacity calculated on 1 July. For storage depth classifications, please refer to the 2024 Final ISP report.
CDP | Region | Subregions | Technology | 2024-25 | 2025-26 | 2026-27 | 2027-28 | 2028-29 | 2029-30 | 2030-31 | 2031-32 | 2032-33 | 2033-34 | 2034-35 | 2035-36 | 2036-37 | 2037-38 | 2038-39 | 2039-40 | 2040-41 | 2041-42 | 2042-43 | 2043-44 | 2044-45 | 2045-46 | 2046-47 | 2047-48 | 2048-49 | 2049-50 | 2050-51 | 2051-52
CDP1 | NSW | NNSW | Black coal | 0 | 0 | 0 | 0 | 0 | 0 | 0 | 0 | 0 | 0 | 0 | 0 | 0 | 0 | 0 | 0 | 0 | 0 | 0 | 0 | 0 | 0 | 0 | 0 | 0 | 0 | 0 | 0
CDP1 | NSW | NNSW | Mid-merit gas | 0 | 0 | 0 | 0 | 0 | 0 | 0 | 0 | 0 | 0 | 0 | 0 | 0 | 0 | 0 | 0 | 0 | 0 | 0 | 0 | 0 | 0 | 0 | 0 | 0 | 0 | 0 | 0
CDP1 | NSW | NNSW | Flexible gas | 0 | 0 | 0 | 0 | 0 | 0 | 0 | 0 | 0 | 0 | 0 | 0 | 0 | 0 | 0 | 0 | 0 | 0 | 0 | 0 | 0 | 0 | 0 | 0 | 0 | 0 | 0 | 0
CDP1 | NSW | NNSW | Hydro | 0 | 0 | 0 | 0 | 0 | 0 | 0 | 0 | 0 | 0 | 0 | 0 | 0 | 0 | 0 | 0 | 0 | 0 | 0 | 0 | 0 | 0 | 0 | 0 | 0 | 0 | 0 | 0
CDP1 | NSW | NNSW | Deep storage | 0 | 0 | 0 | 0 | 0 | 0 | 0 | 0 | 0 | 0 | 0 | 0 | 0 | 0 | 0 | 0 | 0 | 0 | 0 | 0 | 0 | 0 | 0 | 0 | 0 | 0 | 0 | 0
CDP1 | NSW | NNSW | Medium storage | 0 | 0 | 0 | 0 | 0 | 0 | 0 | 0 | 0 | 0 | 0 | 0 | 0 | 0 | 0 | 0 | 0 | 0 | 0 | 0 | 0 | 0 | -275 | -275 | -382.1395 | -837.4742 | -837.4742 | -837.4742
CDP1 | NSW | NNSW | Shallow storage | 0 | 0 | 0 | 0 | 0 | 0 | 0 | 0 | 0 | -30 | -30 | -30 | -30 | -30 | -30 | -30 | -30 | -30 | -30 | -30 | -30 | -30 | -430 | -430 | -430 | -430 | -430 | -430
CDP1 | NSW | NNSW | Coordinated CER storage | 0 | 0 | 0 | 0 | 0 | 0 | 0 | 0 | 0 | 0 | 0 | 0 | 0 | 0 | 0 | 0 | 0 | 0 | 0 | 0 | 0 | 0 | 0 | 0 | 0 | 0 | 0 | 0
CDP1 | NSW | CNSW | Black coal | 0 | 0 | 0 | 0 | -685 | -2715 | -2715 | -2715 | -2715 | -2715 | -2715 | -2715 | -2715 | -2715 | -2715 | -2715 | -4135 | -4135 | -4135 | -4135 | -4135 | -4135 | -4135 | -4135 | -4135 | -4135 | -4135 | -4135
CDP1 | NSW | CNSW | Mid-merit gas | 0 | 0 | 0 | 0 | 0 | 0 | 0 | 0 | 0 | 0 | 0 | 0 | 0 | 0 | 0 | 0 | 0 | 0 | 0 | 0 | 0 | 0 | 0 | 0 | 0 | 0 | 0 | 0
CDP1 | NSW | CNSW | Flexible gas | 0 | 0 | 0 | 0 | 0 | 0 | 0 | 0 | 0 | 0 | 0 | 0 | 0 | 0 | 0 | 0 | 0 | 0 | 0 | 0 | 0 | 0 | 0 | 0 | 0 | 0 | 0 | 0
CDP1 | NSW | CNSW | Hydro | 0 | 0 | 0 | 0 | 0 | 0 | 0 | 0 | 0 | 0 | 0 | 0 | 0 | 0 | 0 | 0 | 0 | 0 | 0 | 0 | 0 | 0 | 0 | 0 | 0 | 0 | 0 | 0
CDP1 | NSW | CNSW | Deep storage | 0 | 0 | 0 | 0 | 0 | 0 | 0 | 0 | 0 | 0 | 0 | 0 | 0 | 0 | 0 | 0 | 0 | 0 | 0 | 0 | 0 | 0 | 0 | 0 | 0 | 0 | 0 | 0
CDP1 | NSW | CNSW | Medium storage | 0 | 0 | 0 | 0 | 0 | 0 | -40.02 | -40.02 | -80.04 | -80.04 | -80.04 | -120.06 | -120.06 | -120.06 | -120.06 | -160.08 | -160.08 | -160.08 | -160.08 | -160.08 | -200.1 | -749.1 | -789.12 | -789.12 | -789.12 | -829.1447 | -829.1447 | -829.1447
CDP1 | NSW | CNSW | Shallow storage | 0 | 0 | 0 | 0 | 0 | 0 | 0 | 0 | 0 | 0 | 0 | 0 | 0 | 0 | 0 | 0 | 0 | 0 | 0 | 0 | 0 | -20 | -31.0768 | -310.025 | -1571.6676 | -1571.6676 | -1571.6676 | -1571.6676
CDP1 | NSW | CNSW | Coordinated CER storage | 0 | 0 | 0 | 0 | 0 | 0 | 0 | 0 | 0 | 0 | 0 | 0 | 0 | 0 | 0 | 0 | 0 | 0 | 0 | 0 | 0 | 0 | 0 | 0 | 0 | 0 | 0 | 0
CDP1 | NSW | SNSW | Black coal | 0 | 0 | 0 | 0 | 0 | 0 | 0 | 0 | 0 | 0 | 0 | 0 | 0 | 0 | 0 | 0 | 0 | 0 | 0 | 0 | 0 | 0 | 0 | 0 | 0 | 0 | 0 | 0
CDP1 | NSW | SNSW | Mid-merit gas | 0 | 0 | 0 | 0 | 0 | 0 | 0 | 0 | 0 | 0 | 0 | 0 | 0 | 0 | 0 | 0 | 0 | 0 | 0 | 0 | 0 | 0 | 0 | 0 | 0 | 0 | 0 | 0
CDP1 | NSW | SNSW | Flexible gas | 0 | 0 | 0 | 0 | 0 | 0 | 0 | 0 | 0 | 0 | 0 | 0 | 0 | 0 | 0 | 0 | 0 | 0 | 0 | 0 | -692 | -692 | -692 | -692 | -692 | -692 | -692 | -692
CDP1 | NSW | SNSW | Hydro | 0 | 0 | 0 | 0 | 0 | 0 | 0 | 0 | 0 | 0 | 0 | 0 | 0 | 0 | 0 | 0 | 0 | 0 | 0 | 0 | 0 | 0 | 0 | 0 | 0 | 0 | 0 | 0
CDP1 | NSW | SNSW | Deep storage | 0 | 0 | 0 | 0 | 0 | 0 | 0 | 0 | 0 | 0 | 0 | 0 | 0 | 0 | 0 | 0 | 0 | 0 | 0 | 0 | 0 | 0 | 0 | 0 | 0 | 0 | 0 | 0
CDP1 | NSW | SNSW | Medium storage | 0 | 0 | 0 | 0 | 0 | 0 | 0 | 0 | 0 | 0 | 0 | 0 | 0 | 0 | 0 | 0 | 0 | 0 | 0 | 0 | 0 | -50 | -50 | -50 | -50 | -102.748 | -102.748 | -102.748
CDP1 | NSW | SNSW | Shallow storage | 0 | -0.99 | -0.99 | -0.99 | -0.99 | -0.99 | -1.98 | -1.98 | -2.97 | -2.97 | -2.97 | -3.96 | -3.96 | -3.96 | -3.96 | -4.95 | -4.95 | -4.95 | -14.95 | -64.95 | -65.94 | -75.84 | -76.83 | -76.83 | -175.83 | -175.83 | -175.83 | -325.83
CDP1 | NSW | SNSW | Coordinated CER storage | 0 | 0 | 0 | 0 | 0 | 0 | 0 | 0 | 0 | 0 | 0 | 0 | 0 | 0 | 0 | 0 | 0 | 0 | 0 | 0 | 0 | 0 | 0 | 0 | 0 | 0 | 0 | 0
CDP1 | NSW | SNW | Black coal | 0 | -2880 | -2880 | -2880 | -4200 | -4200 | -4200 | -4200 | -4200 | -4200 | -4200 | -4200 | -4200 | -4200 | -4200 | -4200 | -4200 | -4200 | -4200 | -4200 | -4200 | -4200 | -4200 | -4200 | -4200 | -4200 | -4200 | -4200
CDP1 | NSW | SNW | Mid-merit gas | 0 | 0 | 0 | 0 | 0 | 0 | 0 | 0 | 0 | 0 | 0 | 0 | 0 | 0 | 0 | 0 | 0 | 0 | 0 | -440 | -440 | -440 | -440 | -440 | -440 | -440 | -440 | -440
CDP1 | NSW | SNW | Flexible gas | 0 | 0 | 0 | 0 | 0 | 0 | 0 | 0 | 0 | 0 | 0 | 0 | 0 | 0 | 0 | 0 | 0 | 0 | 0 | 0 | -185 | -185 | -185 | -185 | -185 | -185 | -185 | -185
CDP1 | NSW | SNW | Hydro | 0 | 0 | 0 | 0 | 0 | 0 | 0 | 0 | 0 | 0 | 0 | 0 | 0 | 0 | 0 | 0 | 0 | 0 | 0 | 0 | 0 | 0 | 0 | 0 | 0 | 0 | 0 | 0
CDP1 | NSW | SNW | Deep storage | 0 | 0 | 0 | 0 | 0 | 0 | 0 | 0 | 0 | 0 | 0 | 0 | 0 | 0 | 0 | 0 | 0 | 0 | 0 | 0 | 0 | 0 | 0 | 0 | 0 | 0 | 0 | 0
CDP1 | NSW | SNW | Medium storage | 0 | 0 | 0 | 0 | 0 | 0 | 0 | 0 | 0 | 0 | 0 | 0 | 0 | 0 | 0 | 0 | 0 | 0 | 0 | 0 | 0 | -889.146 | -889.146 | -889.146 | -889.146 | -1120.8055 | -1120.8055 | -1120.8055
CDP1 | NSW | SNW | Shallow storage | 0 | 0 | 0 | 0 | 0 | 0 | 0 | 0 | -72.576 | -72.576 | -72.576 | -145.152 | -195.152 | -195.152 | -195.152 | -267.728 | -267.728 | -267.728 | -267.728 | -267.728 | -340.304 | -865.304 | -937.8828 | -937.8841 | -970.3275 | -1042.9035 | -1042.9035 | -1042.9035
CDP1 | NSW | SNW | Coordinated CER storage | 0 | 0 | 0 | 0 | 0 | 0 | 0 | 0 | 0 | 0 | 0 | 0 | 0 | 0 | 0 | 0 | 0 | 0 | 0 | 0 | 0 | 0 | 0 | 0 | 0 | 0 | 0 | 0
CDP1 | QLD | NQ | Black coal | 0 | 0 | 0 | 0 | 0 | 0 | 0 | 0 | 0 | 0 | 0 | 0 | 0 | 0 | 0 | 0 | 0 | 0 | 0 | 0 | 0 | 0 | 0 | 0 | 0 | 0 | 0 | 0
CDP1 | QLD | NQ | Mid-merit gas | 0 | 0 | 0 | 0 | 0 | 0 | 0 | 0 | 0 | 0 | 0 | 0 | 0 | 0 | 0 | 0 | 0 | 0 | 0 | 0 | 0 | 0 | -244 | -244 | -244 | -244 | -244 | -244
CDP1 | QLD | NQ | Flexible gas | 0 | 0 | 0 | 0 | 0 | 0 | 0 | 0 | 0 | -292 | -292 | -292 | -292 | -292 | -292 | -292 | -292 | -292 | -292 | -292 | -423.5 | -423.5 | -423.5 | -423.5 | -423.5 | -423.5 | -423.5 | -423.5
CDP1 | QLD | NQ | Hydro | 0 | 0 | 0 | 0 | 0 | 0 | 0 | 0 | 0 | 0 | 0 | 0 | 0 | -86.4 | -86.4 | -86.4 | -86.4 | -86.4 | -156.4 | -156.4 | -156.4 | -156.4 | -156.4 | -156.4 | -156.4 | -156.4 | -156.4 | -156.4
CDP1 | QLD | NQ | Deep storage | 0 | 0 | 0 | 0 | 0 | 0 | 0 | 0 | 0 | 0 | 0 | 0 | 0 | 0 | 0 | 0 | 0 | 0 | 0 | 0 | 0 | 0 | 0 | 0 | 0 | 0 | 0 | 0
CDP1 | QLD | NQ | Medium storage | 0 | 0 | 0 | 0 | 0 | 0 | 0 | 0 | 0 | 0 | 0 | 0 | 0 | 0 | 0 | 0 | 0 | 0 | 0 | 0 | 0 | 0 | 0 | -1.174e-05 | -1.435e-05 | -2.135e-05 | -2.135e-05 | -2.236e-05
CDP1 | QLD | NQ | Shallow storage | 0 | 0 | 0 | 0 | 0 | 0 | 0 | 0 | 0 | 0 | 0 | 0 | 0 | 0 | 0 | 0 | 0 | 0 | 0 | 0 | 0 | 0 | -300 | -300 | -300 | -300 | -300 | -300
CDP1 | QLD | NQ | Coordinated CER storage | 0 | 0 | 0 | 0 | 0 | 0 | 0 | 0 | 0 | 0 | 0 | 0 | 0 | 0 | 0 | 0 | 0 | 0 | 0 | 0 | 0 | 0 | 0 | 0 | 0 | 0 | 0 | 0
CDP1 | QLD | GG | Black coal | 0 | 0 | 0 | -840 | -840 | -840 | -1400 | -1680 | -1680 | -1680 | -1680 | -1680 | -1680 | -1680 | -1680 | -1680 | -1680 | -1680 | -1680 | -1680 | -1680 | -1680 | -1680 | -1680 | -1680 | -1680 | -1680 | -1680
CDP1 | QLD | GG | Mid-merit gas | 0 | 0 | 0 | 0 | 0 | 0 | 0 | 0 | 0 | 0 | 0 | 0 | 0 | 0 | 0 | 0 | 0 | 0 | 0 | 0 | 0 | 0 | 0 | 0 | 0 | 0 | -180 | -180
CDP1 | QLD | GG | Flexible gas | 0 | 0 | 0 | 0 | 0 | 0 | 0 | 0 | 0 | 0 | 0 | 0 | 0 | 0 | 0 | 0 | 0 | 0 | 0 | 0 | 0 | 0 | 0 | 0 | 0 | 0 | 0 | 0
CDP1 | QLD | GG | Hydro | 0 | 0 | 0 | 0 | 0 | 0 | 0 | 0 | 0 | 0 | 0 | 0 | 0 | 0 | 0 | 0 | 0 | 0 | 0 | 0 | 0 | 0 | 0 | 0 | 0 | 0 | 0 | 0
CDP1 | QLD | GG | Deep storage | 0 | 0 | 0 | 0 | 0 | 0 | 0 | 0 | 0 | 0 | 0 | 0 | 0 | 0 | 0 | 0 | 0 | 0 | 0 | 0 | 0 | 0 | 0 | 0 | 0 | 0 | 0 | 0
CDP1 | QLD | GG | Medium storage | 0 | 0 | 0 | 0 | 0 | 0 | 0 | 0 | 0 | 0 | 0 | 0 | 0 | 0 | 0 | 0 | 0 | 0 | 0 | 0 | 0 | 0 | 0 | 0 | 0 | 0 | 0 | 0
CDP1 | QLD | GG | Shallow storage | 0 | 0 | 0 | 0 | 0 | 0 | 0 | 0 | 0 | 0 | 0 | 0 | 0 | 0 | 0 | 0 | 0 | 0 | 0 | 0 | 0 | -400 | -400 | -400 | -400 | -400 | -400 | -400
CDP1 | QLD | GG | Coordinated CER storage | 0 | 0 | 0 | 0 | 0 | 0 | 0 | 0 | 0 | 0 | 0 | 0 | 0 | 0 | 0 | 0 | 0 | 0 | 0 | 0 | 0 | 0 | 0 | 0 | 0 | 0 | 0 | 0
CDP1 | QLD | CQ | Black coal | 0 | 0 | 0 | -700 | -700 | -1430 | -1430 | -1430 | -2160 | -2160 | -2160 | -2160 | -2160 | -2160 | -2160 | -2160 | -2160 | -2160 | -2160 | -2160 | -2160 | -2160 | -2160 | -2160 | -2160 | -2160 | -2160 | -3004
CDP1 | QLD | CQ | Mid-merit gas | 0 | 0 | 0 | 0 | 0 | 0 | 0 | 0 | 0 | 0 | 0 | 0 | 0 | 0 | 0 | 0 | 0 | 0 | 0 | 0 | 0 | 0 | 0 | 0 | 0 | 0 | 0 | 0
CDP1 | QLD | CQ | Flexible gas | 0 | 0 | 0 | 0 | 0 | 0 | 0 | 0 | 0 | 0 | -37 | -37 | -37 | -37 | -37 | -37 | -37 | -37 | -37 | -37 | -37 | -37 | -37 | -37 | -37 | -37 | -37 | -37
CDP1 | QLD | CQ | Hydro | 0 | 0 | 0 | 0 | 0 | 0 | 0 | 0 | 0 | 0 | 0 | 0 | 0 | 0 | 0 | 0 | 0 | 0 | 0 | 0 | 0 | 0 | 0 | 0 | 0 | 0 | 0 | 0
CDP1 | QLD | CQ | Deep storage | 0 | 0 | 0 | 0 | 0 | 0 | 0 | 0 | 0 | 0 | 0 | 0 | 0 | 0 | 0 | 0 | 0 | 0 | 0 | 0 | 0 | 0 | 0 | 0 | 0 | 0 | 0 | 0
CDP1 | QLD | CQ | Medium storage | 0 | 0 | 0 | 0 | 0 | 0 | 0 | 0 | 0 | 0 | 0 | 0 | 0 | 0 | 0 | 0 | 0 | 0 | 0 | 0 | 0 | 0 | 0 | 0 | -2.69e-06 | -2.69e-06 | -2.69e-06 | -2.69e-06
CDP1 | QLD | CQ | Shallow storage | 0 | 0 | 0 | 0 | 0 | 0 | 0 | 0 | 0 | 0 | 0 | 0 | 0 | 0 | 0 | 0 | 0 | 0 | -50 | -50 | -50 | -50 | -50 | -200 | -200 | -200 | -200 | -200
CDP1 | QLD | CQ | Coordinated CER storage | 0 | 0 | 0 | 0 | 0 | 0 | 0 | 0 | 0 | 0 | 0 | 0 | 0 | 0 | 0 | 0 | 0 | 0 | 0 | 0 | 0 | 0 | 0 | 0 | 0 | 0 | 0 | 0
CDP1 | QLD | SQ | Black coal | 0 | 0 | 0 | 0 | 0 | 0 | -700 | -700 | -1050 | -1850 | -2594 | -2594 | -2594 | -2594 | -2594 | -2594 | -2594 | -2594 | -2594 | -2594 | -2594 | -2594 | -2594 | -2594 | -2594 | -2594 | -2594 | -3446
CDP1 | QLD | SQ | Mid-merit gas | 0 | 0 | 0 | 0 | 0 | 0 | 0 | 0 | 0 | 0 | 0 | 0 | -385 | -385 | -385 | -529.4 | -529.4 | -529.4 | -529.4 | -529.4 | -529.4 | -1173.9 | -1173.9 | -1173.9 | -1173.9 | -1173.9 | -1173.9 | -1173.9
CDP1 | QLD | SQ | Flexible gas | 0 | 0 | 0 | 0 | 0 | 0 | 0 | 0 | 0 | 0 | -80 | -80 | -80 | -80 | -80 | -80 | -80 | -80 | -80 | -80 | -80 | -80 | -644 | -644 | -644 | -1163 | -1509 | -1509
CDP1 | QLD | SQ | Hydro | 0 | 0 | 0 | 0 | 0 | 0 | 0 | 0 | 0 | 0 | 0 | 0 | 0 | 0 | 0 | 0 | 0 | 0 | 0 | 0 | 0 | 0 | 0 | 0 | 0 | 0 | 0 | 0
CDP1 | QLD | SQ | Deep storage | 0 | 0 | 0 | 0 | 0 | 0 | 0 | 0 | 0 | 0 | 0 | 0 | 0 | 0 | 0 | 0 | 0 | 0 | 0 | 0 | 0 | 0 | 0 | 0 | 0 | 0 | 0 | 0
CDP1 | QLD | SQ | Medium storage | 0 | 0 | 0 | 0 | 0 | 0 | 0 | 0 | 0 | 0 | 0 | 0 | 0 | 0 | 0 | 0 | 0 | 0 | 0 | 0 | 0 | 0 | 0 | -1.208e-05 | -1.569e-05 | -1.569e-05 | -1.569e-05 | -1.829e-05
CDP1 | QLD | SQ | Shallow storage | 0 | 0 | 0 | 0 | 0 | 0 | 0 | 0 | 0 | 0 | 0 | 0 | 0 | 0 | -100 | -100 | -100 | -100 | -100 | -100 | -400 | -650 | -650 | -650 | -904.8 | -904.8 | -904.8 | -1004.8
CDP1 | QLD | SQ | Coordinated CER storage | 0 | 0 | 0 | 0 | 0 | 0 | 0 | 0 | 0 | 0 | 0 | 0 | 0 | 0 | 0 | 0 | 0 | 0 | 0 | 0 | 0 | 0 | 0 | 0 | 0 | 0 | 0 | 0
CDP1 | VIC | VIC | Brown coal | 0 | 0 | 0 | 0 | -1450 | -1450 | -1450 | -1450 | -1450 | -3660 | -4240 | -4240 | -4240 | -4240 | -4240 | -4240 | -4240 | -4240 | -4240 | -4240 | -4240 | -4240 | -4240 | -4820 | -4820 | -4820 | -4820 | -4820
CDP1 | VIC | VIC | Mid-merit gas | 0 | 0 | 0 | 0 | -500 | -500 | -500 | -500 | -500 | -500 | -500 | -500 | -500 | -500 | -500 | -500 | -500 | -500 | -500 | -500 | -500 | -500 | -500 | -500 | -500 | -500 | -500 | -500
CDP1 | VIC | VIC | Flexible gas | 0 | 0 | 0 | 0 | 0 | 0 | 0 | 0 | 0 | -170 | -170 | -170 | -170 | -170 | -170 | -610 | -610 | -610 | -704 | -704 | -704 | -704 | -704 | -1288 | -1288 | -1288 | -1288 | -1288
CDP1 | VIC | VIC | Hydro | 0 | 0 | 0 | 0 | 0 | 0 | 0 | 0 | 0 | 0 | 0 | 0 | 0 | 0 | 0 | 0 | 0 | 0 | 0 | 0 | 0 | 0 | 0 | 0 | 0 | 0 | 0 | 0
CDP1 | VIC | VIC | Deep storage | 0 | 0 | 0 | 0 | 0 | 0 | 0 | 0 | 0 | 0 | 0 | 0 | 0 | 0 | 0 | 0 | 0 | 0 | 0 | 0 | 0 | 0 | 0 | 0 | 0 | 0 | 0 | 0
CDP1 | VIC | VIC | Medium storage | 0 | 0 | 0 | 0 | 0 | 0 | 0 | 0 | 0 | 0 | 0 | 0 | 0 | 0 | 0 | 0 | 0 | 0 | 0 | 0 | 0 | 0 | -350 | -350 | -350 | -350 | -350 | -350
CDP1 | VIC | VIC | Shallow storage | 0 | 0 | 0 | 0 | -7.7 | -17.3 | -17.3 | -17.3 | -17.3 | -69.13 | -69.13 | -69.13 | -69.13 | -75.73 | -80.73 | -80.73 | -80.73 | -380.73 | -380.73 | -530.73 | -730.73 | -1032.04 | -1420.5403 | -1726.7815 | -1726.7815 | -1956.03 | -2556.03 | -3067.73
CDP1 | VIC | VIC | Coordinated CER storage | 0 | 0 | 0 | 0 | 0 | 0 | 0 | 0 | 0 | 0 | 0 | 0 | 0 | 0 | 0 | 0 | 0 | 0 | 0 | 0 | 0 | 0 | 0 | 0 | 0 | 0 | 0 | 0
CDP1 | SA | CSA | Mid-merit gas | 0 | 0 | -980 | -980 | -980 | -980 | -980 | -980 | -980 | -980 | -980 | -980 | -980 | -1509 | -1509 | -1509 | -1509 | -1509 | -1509 | -1509 | -1509 | -1509 | -1509 | -1509 | -1509 | -1509 | -1509 | -1509
CDP1 | SA | CSA | Flexible gas | 0 | 0 | 0 | -73.5 | -73.5 | -73.5 | -319.5 | -319.5 | -559.16 | -559.16 | -559.16 | -559.16 | -559.16 | -559.16 | -559.16 | -559.16 | -559.16 | -559.16 | -559.16 | -559.16 | -897.16 | -1020.36 | -1174.36 | -1174.36 | -1174.36 | -1174.36 | -1211.56 | -1211.56
CDP1 | SA | CSA | Hydro | 0 | 0 | 0 | 0 | 0 | 0 | 0 | 0 | 0 | 0 | 0 | 0 | 0 | 0 | 0 | 0 | 0 | 0 | 0 | 0 | 0 | 0 | 0 | 0 | 0 | 0 | 0 | 0
CDP1 | SA | CSA | Deep storage | 0 | 0 | 0 | 0 | 0 | 0 | 0 | 0 | 0 | 0 | 0 | 0 | 0 | 0 | 0 | 0 | 0 | 0 | 0 | 0 | 0 | 0 | 0 | 0 | 0 | 0 | 0 | 0
CDP1 | SA | CSA | Medium storage | 0 | 0 | 0 | 0 | 0 | 0 | 0 | 0 | 0 | 0 | 0 | 0 | 0 | 0 | 0 | 0 | 0 | 0 | 0 | 0 | 0 | 0 | 0 | 0 | -3.71e-06 | -3.71e-06 | -3.71e-06 | -3.71e-06
CDP1 | SA | CSA | Shallow storage | 0 | 0 | 0 | 0 | 0 | -6.02 | -36.02 | -36.02 | -36.02 | -36.02 | -36.02 | -36.02 | -36.02 | -36.02 | -36.02 | -36.02 | -36.02 | -48.02 | -48.02 | -304.74 | -498.72 | -660.72 | -1278.1658 | -2416.4757 | -2457.9757 | -2568.9757 | -2568.9757 | -2568.9757
CDP1 | SA | CSA | Coordinated CER storage | 0 | 0 | 0 | 0 | 0 | 0 | 0 | 0 | 0 | 0 | 0 | 0 | 0 | 0 | 0 | 0 | 0 | 0 | 0 | 0 | 0 | 0 | 0 | 0 | 0 | 0 | 0 | 0
CDP1 | SA | SESA | Mid-merit gas | 0 | 0 | 0 | 0 | 0 | 0 | 0 | 0 | 0 | 0 | 0 | 0 | 0 | 0 | 0 | 0 | 0 | 0 | 0 | 0 | 0 | 0 | 0 | 0 | 0 | 0 | 0 | 0
CDP1 | SA | SESA | Flexible gas | 0 | 0 | 0 | -63 | -63 | -63 | -63 | -63 | -63 | -63 | -63 | -143 | -143 | -143 | -143 | -143 | -143 | -143 | -143 | -143 | -143 | -143 | -143 | -143 | -143 | -143 | -143 | -143
CDP1 | SA | SESA | Hydro | 0 | 0 | 0 | 0 | 0 | 0 | 0 | 0 | 0 | 0 | 0 | 0 | 0 | 0 | 0 | 0 | 0 | 0 | 0 | 0 | 0 | 0 | 0 | 0 | 0 | 0 | 0 | 0
CDP1 | SA | SESA | Deep storage | 0 | 0 | 0 | 0 | 0 | 0 | 0 | 0 | 0 | 0 | 0 | 0 | 0 | 0 | 0 | 0 | 0 | 0 | 0 | 0 | 0 | 0 | 0 | 0 | 0 | 0 | 0 | 0
CDP1 | SA | SESA | Medium storage | 0 | 0 | 0 | 0 | 0 | 0 | 0 | 0 | 0 | 0 | 0 | 0 | 0 | 0 | 0 | 0 | 0 | 0 | 0 | 0 | 0 | 0 | 0 | 0 | -3.71e-06 | -8.8e-06 | -8.8e-06 | -8.8e-06
CDP1 | SA | SESA | Shallow storage | 0 | 0 | 0 | 0 | 0 | 0 | 0 | 0 | 0 | 0 | -25 | -25 | -25 | -25 | -25 | -25 | -25 | -25 | -25 | -25 | -25 | -25 | -25 | -25 | -25 | -25 | -25 | -25
CDP1 | SA | SESA | Coordinated CER storage | 0 | 0 | 0 | 0 | 0 | 0 | 0 | 0 | 0 | 0 | 0 | 0 | 0 | 0 | 0 | 0 | 0 | 0 | 0 | 0 | 0 | 0 | 0 | 0 | 0 | 0 | 0 | 0
CDP1 | TAS | TAS | Mid-merit gas | 0 | 0 | 0 | -208 | -208 | -208 | -208 | -208 | -208 | -208 | -208 | -208 | -208 | -208 | -208 | -208 | -208 | -208 | -208 | -208 | -208 | -208 | -208 | -208 | -208 | -208 | -208 | -208
CDP1 | TAS | TAS | Flexible gas | 0 | 0 | 0 | 0 | 0 | 0 | 0 | 0 | 0 | 0 | 0 | 0 | 0 | 0 | 0 | 0 | -120 | -120 | -120 | -120 | -120 | -120 | -120 | -120 | -120 | -120 | -178 | -178
CDP1 | TAS | TAS | Hydro | 0 | 0 | 0 | 0 | 0 | 0 | 0 | 0 | 0 | 0 | 0 | 0 | 0 | 0 | 0 | 0 | 0 | 0 | 0 | 0 | 0 | 0 | 0 | 0 | 0 | 0 | 0 | 0
CDP1 | TAS | TAS | Deep storage | 0 | 0 | 0 | 0 | 0 | 0 | 0 | 0 | 0 | 0 | 0 | 0 | 0 | 0 | 0 | 0 | 0 | 0 | 0 | 0 | 0 | 0 | 0 | 0 | 0 | 0 | 0 | 0
CDP1 | TAS | TAS | Medium storage | 0 | 0 | 0 | 0 | 0 | 0 | 0 | 0 | 0 | 0 | 0 | 0 | 0 | 0 | 0 | 0 | 0 | 0 | 0 | 0 | 0 | 0 | 0 | -8.19e-06 | -9.7e-06 | -1.115e-05 | -1.115e-05 | -1.228e-05
CDP1 | TAS | TAS | Shallow storage | 0 | 0 | 0 | 0 | 0 | 0 | 0 | 0 | 0 | 0 | 0 | 0 | 0 | 0 | 0 | 0 | 0 | 0 | 0 | 0 | 0 | 0 | 0 | 0 | 0 | 0 | 0 | 0
CDP1 | TAS | TAS | Coordinated CER storage | 0 | 0 | 0 | 0 | 0 | 0 | 0 | 0 | 0 | 0 | 0 | 0 | 0 | 0 | 0 | 0 | 0 | 0 | 0 | 0 | 0 | 0 | 0 | 0 | 0 | 0 | 0 | 0
CDP2 | NSW | NNSW | Black coal | 0 | 0 | 0 | 0 | 0 | 0 | 0 | 0 | 0 | 0 | 0 | 0 | 0 | 0 | 0 | 0 | 0 | 0 | 0 | 0 | 0 | 0 | 0 | 0 | 0 | 0 | 0 | 0
CDP2 | NSW | NNSW | Mid-merit gas | 0 | 0 | 0 | 0 | 0 | 0 | 0 | 0 | 0 | 0 | 0 | 0 | 0 | 0 | 0 | 0 | 0 | 0 | 0 | 0 | 0 | 0 | 0 | 0 | 0 | 0 | 0 | 0
CDP2 | NSW | NNSW | Flexible gas | 0 | 0 | 0 | 0 | 0 | 0 | 0 | 0 | 0 | 0 | 0 | 0 | 0 | 0 | 0 | 0 | 0 | 0 | 0 | 0 | 0 | 0 | 0 | 0 | 0 | 0 | 0 | 0
CDP2 | NSW | NNSW | Hydro | 0 | 0 | 0 | 0 | 0 | 0 | 0 | 0 | 0 | 0 | 0 | 0 | 0 | 0 | 0 | 0 | 0 | 0 | 0 | 0 | 0 | 0 | 0 | 0 | 0 | 0 | 0 | 0
CDP2 | NSW | NNSW | Deep storage | 0 | 0 | 0 | 0 | 0 | 0 | 0 | 0 | 0 | 0 | 0 | 0 | 0 | 0 | 0 | 0 | 0 | 0 | 0 | 0 | 0 | 0 | 0 | 0 | 0 | 0 | 0 | 0
CDP2 | NSW | NNSW | Medium storage | 0 | 0 | 0 | 0 | 0 | 0 | 0 | 0 | 0 | 0 | 0 | 0 | 0 | 0 | 0 | 0 | 0 | 0 | 0 | 0 | 0 | 0 | -275 | -275 | -379.2011 | -781.3392 | -781.3392 | -781.3392
CDP2 | NSW | NNSW | Shallow storage | 0 | 0 | 0 | 0 | 0 | 0 | 0 | 0 | 0 | -30 | -30 | -30 | -30 | -30 | -30 | -30 | -30 | -30 | -30 | -30 | -30 | -30 | -430 | -430 | -430 | -430 | -430 | -430
CDP2 | NSW | NNSW | Coordinated CER storage | 0 | 0 | 0 | 0 | 0 | 0 | 0 | 0 | 0 | 0 | 0 | 0 | 0 | 0 | 0 | 0 | 0 | 0 | 0 | 0 | 0 | 0 | 0 | 0 | 0 | 0 | 0 | 0
CDP2 | NSW | CNSW | Black coal | 0 | 0 | 0 | 0 | -685 | -2715 | -2715 | -2715 | -2715 | -2715 | -2715 | -2715 | -2715 | -2715 | -2715 | -2715 | -4135 | -4135 | -4135 | -4135 | -4135 | -4135 | -4135 | -4135 | -4135 | -4135 | -4135 | -4135
CDP2 | NSW | CNSW | Mid-merit gas | 0 | 0 | 0 | 0 | 0 | 0 | 0 | 0 | 0 | 0 | 0 | 0 | 0 | 0 | 0 | 0 | 0 | 0 | 0 | 0 | 0 | 0 | 0 | 0 | 0 | 0 | 0 | 0
CDP2 | NSW | CNSW | Flexible gas | 0 | 0 | 0 | 0 | 0 | 0 | 0 | 0 | 0 | 0 | 0 | 0 | 0 | 0 | 0 | 0 | 0 | 0 | 0 | 0 | 0 | 0 | 0 | 0 | 0 | 0 | 0 | 0
CDP2 | NSW | CNSW | Hydro | 0 | 0 | 0 | 0 | 0 | 0 | 0 | 0 | 0 | 0 | 0 | 0 | 0 | 0 | 0 | 0 | 0 | 0 | 0 | 0 | 0 | 0 | 0 | 0 | 0 | 0 | 0 | 0
CDP2 | NSW | CNSW | Deep storage | 0 | 0 | 0 | 0 | 0 | 0 | 0 | 0 | 0 | 0 | 0 | 0 | 0 | 0 | 0 | 0 | 0 | 0 | 0 | 0 | 0 | 0 | 0 | 0 | 0 | 0 | 0 | 0
CDP2 | NSW | CNSW | Medium storage | 0 | 0 | 0 | 0 | 0 | 0 | -40.02 | -40.02 | -80.04 | -80.04 | -80.04 | -120.06 | -120.06 | -120.06 | -120.06 | -160.08 | -160.08 | -160.08 | -160.08 | -160.08 | -200.1 | -749.1 | -789.12 | -789.12 | -789.12 | -829.1415 | -829.1415 | -829.1415
CDP2 | NSW | CNSW | Shallow storage | 0 | 0 | 0 | 0 | 0 | 0 | 0 | 0 | 0 | 0 | 0 | 0 | 0 | 0 | 0 | 0 | 0 | 0 | 0 | 0 | 0 | -20 | -29.5936 | -895.6609 | -2159.9802 | -2159.9802 | -2159.9802 | -2159.9802
CDP2 | NSW | CNSW | Coordinated CER storage | 0 | 0 | 0 | 0 | 0 | 0 | 0 | 0 | 0 | 0 | 0 | 0 | 0 | 0 | 0 | 0 | 0 | 0 | 0 | 0 | 0 | 0 | 0 | 0 | 0 | 0 | 0 | 0
CDP2 | NSW | SNSW | Black coal | 0 | 0 | 0 | 0 | 0 | 0 | 0 | 0 | 0 | 0 | 0 | 0 | 0 | 0 | 0 | 0 | 0 | 0 | 0 | 0 | 0 | 0 | 0 | 0 | 0 | 0 | 0 | 0
CDP2 | NSW | SNSW | Mid-merit gas | 0 | 0 | 0 | 0 | 0 | 0 | 0 | 0 | 0 | 0 | 0 | 0 | 0 | 0 | 0 | 0 | 0 | 0 | 0 | 0 | 0 | 0 | 0 | 0 | 0 | 0 | 0 | 0
CDP2 | NSW | SNSW | Flexible gas | 0 | 0 | 0 | 0 | 0 | 0 | 0 | 0 | 0 | 0 | 0 | 0 | 0 | 0 | 0 | 0 | 0 | 0 | 0 | 0 | -692 | -692 | -692 | -692 | -692 | -692 | -692 | -692
CDP2 | NSW | SNSW | Hydro | 0 | 0 | 0 | 0 | 0 | 0 | 0 | 0 | 0 | 0 | 0 | 0 | 0 | 0 | 0 | 0 | 0 | 0 | 0 | 0 | 0 | 0 | 0 | 0 | 0 | 0 | 0 | 0
CDP2 | NSW | SNSW | Deep storage | 0 | 0 | 0 | 0 | 0 | 0 | 0 | 0 | 0 | 0 | 0 | 0 | 0 | 0 | 0 | 0 | 0 | 0 | 0 | 0 | 0 | 0 | 0 | 0 | 0 | 0 | 0 | 0
CDP2 | NSW | SNSW | Medium storage | 0 | 0 | 0 | 0 | 0 | 0 | 0 | 0 | 0 | 0 | 0 | 0 | 0 | 0 | 0 | 0 | 0 | 0 | 0 | 0 | 0 | -50 | -50 | -50 | -50 | -50.0002 | -50.0002 | -50.0002
CDP2 | NSW | SNSW | Shallow storage | 0 | -0.99 | -0.99 | -0.99 | -0.99 | -0.99 | -1.98 | -1.98 | -2.97 | -2.97 | -2.97 | -3.96 | -3.96 | -3.96 | -3.96 | -4.95 | -4.95 | -4.95 | -14.95 | -64.95 | -65.94 | -75.84 | -76.83 | -76.83 | -175.83 | -175.83 | -175.83 | -325.83
CDP2 | NSW | SNSW | Coordinated CER storage | 0 | 0 | 0 | 0 | 0 | 0 | 0 | 0 | 0 | 0 | 0 | 0 | 0 | 0 | 0 | 0 | 0 | 0 | 0 | 0 | 0 | 0 | 0 | 0 | 0 | 0 | 0 | 0
CDP2 | NSW | SNW | Black coal | 0 | -2880 | -2880 | -2880 | -4200 | -4200 | -4200 | -4200 | -4200 | -4200 | -4200 | -4200 | -4200 | -4200 | -4200 | -4200 | -4200 | -4200 | -4200 | -4200 | -4200 | -4200 | -4200 | -4200 | -4200 | -4200 | -4200 | -4200
CDP2 | NSW | SNW | Mid-merit gas | 0 | 0 | 0 | 0 | 0 | 0 | 0 | 0 | 0 | 0 | 0 | 0 | 0 | 0 | 0 | 0 | 0 | 0 | 0 | -440 | -440 | -440 | -440 | -440 | -440 | -440 | -440 | -440
CDP2 | NSW | SNW | Flexible gas | 0 | 0 | 0 | 0 | 0 | 0 | 0 | 0 | 0 | 0 | 0 | 0 | 0 | 0 | 0 | 0 | 0 | 0 | 0 | 0 | -185 | -185 | -185 | -185 | -185 | -185 | -185 | -185
CDP2 | NSW | SNW | Hydro | 0 | 0 | 0 | 0 | 0 | 0 | 0 | 0 | 0 | 0 | 0 | 0 | 0 | 0 | 0 | 0 | 0 | 0 | 0 | 0 | 0 | 0 | 0 | 0 | 0 | 0 | 0 | 0
CDP2 | NSW | SNW | Deep storage | 0 | 0 | 0 | 0 | 0 | 0 | 0 | 0 | 0 | 0 | 0 | 0 | 0 | 0 | 0 | 0 | 0 | 0 | 0 | 0 | 0 | 0 | 0 | 0 | 0 | 0 | 0 | 0
CDP2 | NSW | SNW | Medium storage | 0 | 0 | 0 | 0 | 0 | 0 | 0 | 0 | 0 | 0 | 0 | 0 | 0 | 0 | 0 | 0 | 0 | 0 | 0 | 0 | 0 | -889.1447 | -889.1447 | -889.1447 | -889.1447 | -1228.397 | -1228.397 | -1228.397
CDP2 | NSW | SNW | Shallow storage | 0 | 0 | 0 | 0 | 0 | 0 | 0 | 0 | -72.576 | -72.576 | -72.576 | -145.152 | -195.152 | -195.152 | -195.152 | -267.728 | -267.728 | -267.728 | -267.728 | -267.728 | -340.304 | -865.304 | -937.883 | -937.8914 | -970.3324 | -1042.9084 | -1042.9084 | -1042.9084
CDP2 | NSW | SNW | Coordinated CER storage | 0 | 0 | 0 | 0 | 0 | 0 | 0 | 0 | 0 | 0 | 0 | 0 | 0 | 0 | 0 | 0 | 0 | 0 | 0 | 0 | 0 | 0 | 0 | 0 | 0 | 0 | 0 | 0
CDP2 | QLD | NQ | Black coal | 0 | 0 | 0 | 0 | 0 | 0 | 0 | 0 | 0 | 0 | 0 | 0 | 0 | 0 | 0 | 0 | 0 | 0 | 0 | 0 | 0 | 0 | 0 | 0 | 0 | 0 | 0 | 0
CDP2 | QLD | NQ | Mid-merit gas | 0 | 0 | 0 | 0 | 0 | 0 | 0 | 0 | 0 | 0 | 0 | 0 | 0 | 0 | 0 | 0 | 0 | 0 | 0 | 0 | 0 | 0 | -244 | -244 | -244 | -244 | -244 | -244
CDP2 | QLD | NQ | Flexible gas | 0 | 0 | 0 | 0 | 0 | 0 | 0 | 0 | 0 | -292 | -292 | -292 | -292 | -292 | -292 | -292 | -292 | -292 | -292 | -292 | -423.5 | -423.5 | -423.5 | -423.5 | -423.5 | -423.5 | -423.5 | -423.5
CDP2 | QLD | NQ | Hydro | 0 | 0 | 0 | 0 | 0 | 0 | 0 | 0 | 0 | 0 | 0 | 0 | 0 | -86.4 | -86.4 | -86.4 | -86.4 | -86.4 | -156.4 | -156.4 | -156.4 | -156.4 | -156.4 | -156.4 | -156.4 | -156.4 | -156.4 | -156.4
CDP2 | QLD | NQ | Deep storage | 0 | 0 | 0 | 0 | 0 | 0 | 0 | 0 | 0 | 0 | 0 | 0 | 0 | 0 | 0 | 0 | 0 | 0 | 0 | 0 | 0 | 0 | 0 | 0 | 0 | 0 | 0 | 0
CDP2 | QLD | NQ | Medium storage | 0 | 0 | 0 | 0 | 0 | 0 | 0 | 0 | 0 | 0 | 0 | 0 | 0 | 0 | 0 | 0 | 0 | 0 | 0 | 0 | 0 | 0 | 0 | -1.249e-05 | -1.502e-05 | -2.277e-05 | -2.277e-05 | -2.405e-05
CDP2 | QLD | NQ | Shallow storage | 0 | 0 | 0 | 0 | 0 | 0 | 0 | 0 | 0 | 0 | 0 | 0 | 0 | 0 | 0 | 0 | 0 | 0 | 0 | 0 | 0 | 0 | -300 | -300 | -300 | -300 | -300 | -300
CDP2 | QLD | NQ | Coordinated CER storage | 0 | 0 | 0 | 0 | 0 | 0 | 0 | 0 | 0 | 0 | 0 | 0 | 0 | 0 | 0 | 0 | 0 | 0 | 0 | 0 | 0 | 0 | 0 | 0 | 0 | 0 | 0 | 0
CDP2 | QLD | GG | Black coal | 0 | 0 | 0 | -840 | -840 | -840 | -1400 | -1680 | -1680 | -1680 | -1680 | -1680 | -1680 | -1680 | -1680 | -1680 | -1680 | -1680 | -1680 | -1680 | -1680 | -1680 | -1680 | -1680 | -1680 | -1680 | -1680 | -1680
CDP2 | QLD | GG | Mid-merit gas | 0 | 0 | 0 | 0 | 0 | 0 | 0 | 0 | 0 | 0 | 0 | 0 | 0 | 0 | 0 | 0 | 0 | 0 | 0 | 0 | 0 | 0 | 0 | 0 | 0 | 0 | -180 | -180
CDP2 | QLD | GG | Flexible gas | 0 | 0 | 0 | 0 | 0 | 0 | 0 | 0 | 0 | 0 | 0 | 0 | 0 | 0 | 0 | 0 | 0 | 0 | 0 | 0 | 0 | 0 | 0 | 0 | 0 | 0 | 0 | 0
CDP2 | QLD | GG | Hydro | 0 | 0 | 0 | 0 | 0 | 0 | 0 | 0 | 0 | 0 | 0 | 0 | 0 | 0 | 0 | 0 | 0 | 0 | 0 | 0 | 0 | 0 | 0 | 0 | 0 | 0 | 0 | 0
CDP2 | QLD | GG | Deep storage | 0 | 0 | 0 | 0 | 0 | 0 | 0 | 0 | 0 | 0 | 0 | 0 | 0 | 0 | 0 | 0 | 0 | 0 | 0 | 0 | 0 | 0 | 0 | 0 | 0 | 0 | 0 | 0
CDP2 | QLD | GG | Medium storage | 0 | 0 | 0 | 0 | 0 | 0 | 0 | 0 | 0 | 0 | 0 | 0 | 0 | 0 | 0 | 0 | 0 | 0 | 0 | 0 | 0 | 0 | 0 | 0 | 0 | 0 | 0 | 0
CDP2 | QLD | GG | Shallow storage | 0 | 0 | 0 | 0 | 0 | 0 | 0 | 0 | 0 | 0 | 0 | 0 | 0 | 0 | 0 | 0 | 0 | 0 | 0 | 0 | 0 | -400 | -400 | -400 | -400 | -400 | -400 | -400
CDP2 | QLD | GG | Coordinated CER storage | 0 | 0 | 0 | 0 | 0 | 0 | 0 | 0 | 0 | 0 | 0 | 0 | 0 | 0 | 0 | 0 | 0 | 0 | 0 | 0 | 0 | 0 | 0 | 0 | 0 | 0 | 0 | 0
CDP2 | QLD | CQ | Black coal | 0 | 0 | 0 | -700 | -700 | -1430 | -1430 | -1430 | -2160 | -2160 | -2160 | -2160 | -2160 | -2160 | -2160 | -2160 | -2160 | -2160 | -2160 | -2160 | -2160 | -2160 | -2160 | -2160 | -2160 | -2160 | -2160 | -3004
CDP2 | QLD | CQ | Mid-merit gas | 0 | 0 | 0 | 0 | 0 | 0 | 0 | 0 | 0 | 0 | 0 | 0 | 0 | 0 | 0 | 0 | 0 | 0 | 0 | 0 | 0 | 0 | 0 | 0 | 0 | 0 | 0 | 0
CDP2 | QLD | CQ | Flexible gas | 0 | 0 | 0 | 0 | 0 | 0 | 0 | 0 | 0 | 0 | -37 | -37 | -37 | -37 | -37 | -37 | -37 | -37 | -37 | -37 | -37 | -37 | -37 | -37 | -37 | -37 | -37 | -37
CDP2 | QLD | CQ | Hydro | 0 | 0 | 0 | 0 | 0 | 0 | 0 | 0 | 0 | 0 | 0 | 0 | 0 | 0 | 0 | 0 | 0 | 0 | 0 | 0 | 0 | 0 | 0 | 0 | 0 | 0 | 0 | 0
CDP2 | QLD | CQ | Deep storage | 0 | 0 | 0 | 0 | 0 | 0 | 0 | 0 | 0 | 0 | 0 | 0 | 0 | 0 | 0 | 0 | 0 | 0 | 0 | 0 | 0 | 0 | 0 | 0 | 0 | 0 | 0 | 0
CDP2 | QLD | CQ | Medium storage | 0 | 0 | 0 | 0 | 0 | 0 | 0 | 0 | 0 | 0 | 0 | 0 | 0 | 0 | 0 | 0 | 0 | 0 | 0 | 0 | 0 | 0 | 0 | 0 | -2.59e-06 | -2.59e-06 | -2.59e-06 | -2.59e-06
CDP2 | QLD | CQ | Shallow storage | 0 | 0 | 0 | 0 | 0 | 0 | 0 | 0 | 0 | 0 | 0 | 0 | 0 | 0 | 0 | 0 | 0 | 0 | -50 | -50 | -50 | -50 | -50 | -200 | -200 | -200 | -200 | -200
CDP2 | QLD | CQ | Coordinated CER storage | 0 | 0 | 0 | 0 | 0 | 0 | 0 | 0 | 0 | 0 | 0 | 0 | 0 | 0 | 0 | 0 | 0 | 0 | 0 | 0 | 0 | 0 | 0 | 0 | 0 | 0 | 0 | 0
CDP2 | QLD | SQ | Black coal | 0 | 0 | 0 | 0 | 0 | 0 | -700 | -700 | -1050 | -1850 | -2594 | -2594 | -2594 | -2594 | -2594 | -2594 | -2594 | -2594 | -2594 | -2594 | -2594 | -2594 | -2594 | -2594 | -2594 | -2594 | -2594 | -3446
CDP2 | QLD | SQ | Mid-merit gas | 0 | 0 | 0 | 0 | 0 | 0 | 0 | 0 | 0 | 0 | 0 | 0 | -385 | -385 | -385 | -529.4 | -529.4 | -529.4 | -529.4 | -529.4 | -529.4 | -1173.9 | -1173.9 | -1173.9 | -1173.9 | -1173.9 | -1173.9 | -1173.9
CDP2 | QLD | SQ | Flexible gas | 0 | 0 | 0 | 0 | 0 | 0 | 0 | 0 | 0 | 0 | -80 | -80 | -80 | -80 | -80 | -80 | -80 | -80 | -80 | -80 | -80 | -80 | -644 | -644 | -644 | -1163 | -1509 | -1509
CDP2 | QLD | SQ | Hydro | 0 | 0 | 0 | 0 | 0 | 0 | 0 | 0 | 0 | 0 | 0 | 0 | 0 | 0 | 0 | 0 | 0 | 0 | 0 | 0 | 0 | 0 | 0 | 0 | 0 | 0 | 0 | 0
CDP2 | QLD | SQ | Deep storage | 0 | 0 | 0 | 0 | 0 | 0 | 0 | 0 | 0 | 0 | 0 | 0 | 0 | 0 | 0 | 0 | 0 | 0 | 0 | 0 | 0 | 0 | 0 | 0 | 0 | 0 | 0 | 0
CDP2 | QLD | SQ | Medium storage | 0 | 0 | 0 | 0 | 0 | 0 | 0 | 0 | 0 | 0 | 0 | 0 | 0 | 0 | 0 | 0 | 0 | 0 | 0 | 0 | 0 | 0 | 0 | -1.286e-05 | -1.636e-05 | -1.636e-05 | -1.636e-05 | -1.79e-05
CDP2 | QLD | SQ | Shallow storage | 0 | 0 | 0 | 0 | 0 | 0 | 0 | 0 | 0 | 0 | 0 | 0 | 0 | 0 | -100 | -100 | -100 | -100 | -100 | -100 | -400 | -650 | -650 | -650 | -904.8 | -904.8 | -904.8 | -1004.8
CDP2 | QLD | SQ | Coordinated CER storage | 0 | 0 | 0 | 0 | 0 | 0 | 0 | 0 | 0 | 0 | 0 | 0 | 0 | 0 | 0 | 0 | 0 | 0 | 0 | 0 | 0 | 0 | 0 | 0 | 0 | 0 | 0 | 0
CDP2 | VIC | VIC | Brown coal | 0 | 0 | 0 | 0 | -1450 | -1450 | -1450 | -1450 | -1450 | -3660 | -4240 | -4240 | -4240 | -4240 | -4240 | -4240 | -4240 | -4240 | -4240 | -4240 | -4240 | -4240 | -4240 | -4820 | -4820 | -4820 | -4820 | -4820
CDP2 | VIC | VIC | Mid-merit gas | 0 | 0 | 0 | 0 | -500 | -500 | -500 | -500 | -500 | -500 | -500 | -500 | -500 | -500 | -500 | -500 | -500 | -500 | -500 | -500 | -500 | -500 | -500 | -500 | -500 | -500 | -500 | -500
CDP2 | VIC | VIC | Flexible gas | 0 | 0 | 0 | 0 | 0 | 0 | 0 | 0 | 0 | -170 | -170 | -170 | -170 | -170 | -170 | -610 | -610 | -610 | -704 | -704 | -704 | -704 | -704 | -1288 | -1288 | -1288 | -1288 | -1288
CDP2 | VIC | VIC | Hydro | 0 | 0 | 0 | 0 | 0 | 0 | 0 | 0 | 0 | 0 | 0 | 0 | 0 | 0 | 0 | 0 | 0 | 0 | 0 | 0 | 0 | 0 | 0 | 0 | 0 | 0 | 0 | 0
CDP2 | VIC | VIC | Deep storage | 0 | 0 | 0 | 0 | 0 | 0 | 0 | 0 | 0 | 0 | 0 | 0 | 0 | 0 | 0 | 0 | 0 | 0 | 0 | 0 | 0 | 0 | 0 | 0 | 0 | 0 | 0 | 0
CDP2 | VIC | VIC | Medium storage | 0 | 0 | 0 | 0 | 0 | 0 | 0 | 0 | 0 | 0 | 0 | 0 | 0 | 0 | 0 | 0 | 0 | 0 | 0 | 0 | 0 | 0 | -350 | -350 | -350 | -350 | -350 | -350
CDP2 | VIC | VIC | Shallow storage | 0 | 0 | 0 | 0 | -7.7 | -17.3 | -17.3 | -17.3 | -17.3 | -69.13 | -69.13 | -69.13 | -69.13 | -75.73 | -80.73 | -80.73 | -80.73 | -380.73 | -380.73 | -530.73 | -730.73 | -1032.04 | -1420.5403 | -1729.7199 | -1729.7199 | -1956.03 | -2556.03 | -3067.73
CDP2 | VIC | VIC | Coordinated CER storage | 0 | 0 | 0 | 0 | 0 | 0 | 0 | 0 | 0 | 0 | 0 | 0 | 0 | 0 | 0 | 0 | 0 | 0 | 0 | 0 | 0 | 0 | 0 | 0 | 0 | 0 | 0 | 0
CDP2 | SA | CSA | Mid-merit gas | 0 | 0 | -980 | -980 | -980 | -980 | -980 | -980 | -980 | -980 | -980 | -980 | -980 | -1509 | -1509 | -1509 | -1509 | -1509 | -1509 | -1509 | -1509 | -1509 | -1509 | -1509 | -1509 | -1509 | -1509 | -1509
CDP2 | SA | CSA | Flexible gas | 0 | 0 | 0 | -73.5 | -73.5 | -73.5 | -319.5 | -319.5 | -559.16 | -559.16 | -559.16 | -559.16 | -559.16 | -559.16 | -559.16 | -559.16 | -559.16 | -559.16 | -559.16 | -559.16 | -897.16 | -1020.36 | -1174.36 | -1174.36 | -1174.36 | -1174.36 | -1211.56 | -1211.56
CDP2 | SA | CSA | Hydro | 0 | 0 | 0 | 0 | 0 | 0 | 0 | 0 | 0 | 0 | 0 | 0 | 0 | 0 | 0 | 0 | 0 | 0 | 0 | 0 | 0 | 0 | 0 | 0 | 0 | 0 | 0 | 0
CDP2 | SA | CSA | Deep storage | 0 | 0 | 0 | 0 | 0 | 0 | 0 | 0 | 0 | 0 | 0 | 0 | 0 | 0 | 0 | 0 | 0 | 0 | 0 | 0 | 0 | 0 | 0 | 0 | 0 | 0 | 0 | 0
CDP2 | SA | CSA | Medium storage | 0 | 0 | 0 | 0 | 0 | 0 | 0 | 0 | 0 | 0 | 0 | 0 | 0 | 0 | 0 | 0 | 0 | 0 | 0 | 0 | 0 | 0 | 0 | 0 | -3.4e-06 | -3.4e-06 | -3.4e-06 | -3.4e-06
CDP2 | SA | CSA | Shallow storage | 0 | 0 | 0 | 0 | 0 | -6.02 | -36.02 | -36.02 | -36.02 | -36.02 | -36.02 | -36.02 | -36.02 | -36.02 | -36.02 | -36.02 | -36.02 | -48.02 | -48.02 | -304.74 | -498.72 | -660.72 | -1279.6502 | -1877.9319 | -1919.4319 | -2030.4319 | -2030.4319 | -2030.4319
CDP2 | SA | CSA | Coordinated CER storage | 0 | 0 | 0 | 0 | 0 | 0 | 0 | 0 | 0 | 0 | 0 | 0 | 0 | 0 | 0 | 0 | 0 | 0 | 0 | 0 | 0 | 0 | 0 | 0 | 0 | 0 | 0 | 0
CDP2 | SA | SESA | Mid-merit gas | 0 | 0 | 0 | 0 | 0 | 0 | 0 | 0 | 0 | 0 | 0 | 0 | 0 | 0 | 0 | 0 | 0 | 0 | 0 | 0 | 0 | 0 | 0 | 0 | 0 | 0 | 0 | 0
CDP2 | SA | SESA | Flexible gas | 0 | 0 | 0 | -63 | -63 | -63 | -63 | -63 | -63 | -63 | -63 | -143 | -143 | -143 | -143 | -143 | -143 | -143 | -143 | -143 | -143 | -143 | -143 | -143 | -143 | -143 | -143 | -143
CDP2 | SA | SESA | Hydro | 0 | 0 | 0 | 0 | 0 | 0 | 0 | 0 | 0 | 0 | 0 | 0 | 0 | 0 | 0 | 0 | 0 | 0 | 0 | 0 | 0 | 0 | 0 | 0 | 0 | 0 | 0 | 0
CDP2 | SA | SESA | Deep storage | 0 | 0 | 0 | 0 | 0 | 0 | 0 | 0 | 0 | 0 | 0 | 0 | 0 | 0 | 0 | 0 | 0 | 0 | 0 | 0 | 0 | 0 | 0 | 0 | 0 | 0 | 0 | 0
CDP2 | SA | SESA | Medium storage | 0 | 0 | 0 | 0 | 0 | 0 | 0 | 0 | 0 | 0 | 0 | 0 | 0 | 0 | 0 | 0 | 0 | 0 | 0 | 0 | 0 | 0 | 0 | 0 | -3.44e-06 | -9.65e-06 | -9.65e-06 | -1.077e-05
CDP2 | SA | SESA | Shallow storage | 0 | 0 | 0 | 0 | 0 | 0 | 0 | 0 | 0 | 0 | -25 | -25 | -25 | -25 | -25 | -25 | -25 | -25 | -25 | -25 | -25 | -25 | -25 | -25 | -25 | -25 | -25 | -25
CDP2 | SA | SESA | Coordinated CER storage | 0 | 0 | 0 | 0 | 0 | 0 | 0 | 0 | 0 | 0 | 0 | 0 | 0 | 0 | 0 | 0 | 0 | 0 | 0 | 0 | 0 | 0 | 0 | 0 | 0 | 0 | 0 | 0
CDP2 | TAS | TAS | Mid-merit gas | 0 | 0 | 0 | -208 | -208 | -208 | -208 | -208 | -208 | -208 | -208 | -208 | -208 | -208 | -208 | -208 | -208 | -208 | -208 | -208 | -208 | -208 | -208 | -208 | -208 | -208 | -208 | -208
CDP2 | TAS | TAS | Flexible gas | 0 | 0 | 0 | 0 | 0 | 0 | 0 | 0 | 0 | 0 | 0 | 0 | 0 | 0 | 0 | 0 | -120 | -120 | -120 | -120 | -120 | -120 | -120 | -120 | -120 | -120 | -178 | -178
CDP2 | TAS | TAS | Hydro | 0 | 0 | 0 | 0 | 0 | 0 | 0 | 0 | 0 | 0 | 0 | 0 | 0 | 0 | 0 | 0 | 0 | 0 | 0 | 0 | 0 | 0 | 0 | 0 | 0 | 0 | 0 | 0
CDP2 | TAS | TAS | Deep storage | 0 | 0 | 0 | 0 | 0 | 0 | 0 | 0 | 0 | 0 | 0 | 0 | 0 | 0 | 0 | 0 | 0 | 0 | 0 | 0 | 0 | 0 | 0 | 0 | 0 | 0 | 0 | 0
CDP2 | TAS | TAS | Medium storage | 0 | 0 | 0 | 0 | 0 | 0 | 0 | 0 | 0 | 0 | 0 | 0 | 0 | 0 | 0 | 0 | 0 | 0 | 0 | 0 | 0 | 0 | 0 | -7.21e-06 | -8.6e-06 | -1.011e-05 | -1.011e-05 | -1.18e-05
CDP2 | TAS | TAS | Shallow storage | 0 | 0 | 0 | 0 | 0 | 0 | 0 | 0 | 0 | 0 | 0 | 0 | 0 | 0 | 0 | 0 | 0 | 0 | 0 | 0 | 0 | 0 | 0 | 0 | 0 | 0 | 0 | 0
CDP2 | TAS | TAS | Coordinated CER storage | 0 | 0 | 0 | 0 | 0 | 0 | 0 | 0 | 0 | 0 | 0 | 0 | 0 | 0 | 0 | 0 | 0 | 0 | 0 | 0 | 0 | 0 | 0 | 0 | 0 | 0 | 0 | 0
CDP3 | NSW | NNSW | Black coal | 0 | 0 | 0 | 0 | 0 | 0 | 0 | 0 | 0 | 0 | 0 | 0 | 0 | 0 | 0 | 0 | 0 | 0 | 0 | 0 | 0 | 0 | 0 | 0 | 0 | 0 | 0 | 0
CDP3 | NSW | NNSW | Mid-merit gas | 0 | 0 | 0 | 0 | 0 | 0 | 0 | 0 | 0 | 0 | 0 | 0 | 0 | 0 | 0 | 0 | 0 | 0 | 0 | 0 | 0 | 0 | 0 | 0 | 0 | 0 | 0 | 0
CDP3 | NSW | NNSW | Flexible gas | 0 | 0 | 0 | 0 | 0 | 0 | 0 | 0 | 0 | 0 | 0 | 0 | 0 | 0 | 0 | 0 | 0 | 0 | 0 | 0 | 0 | 0 | 0 | 0 | 0 | 0 | 0 | 0
CDP3 | NSW | NNSW | Hydro | 0 | 0 | 0 | 0 | 0 | 0 | 0 | 0 | 0 | 0 | 0 | 0 | 0 | 0 | 0 | 0 | 0 | 0 | 0 | 0 | 0 | 0 | 0 | 0 | 0 | 0 | 0 | 0
CDP3 | NSW | NNSW | Deep storage | 0 | 0 | 0 | 0 | 0 | 0 | 0 | 0 | 0 | 0 | 0 | 0 | 0 | 0 | 0 | 0 | 0 | 0 | 0 | 0 | 0 | 0 | 0 | 0 | 0 | 0 | 0 | 0
CDP3 | NSW | NNSW | Medium storage | 0 | 0 | 0 | 0 | 0 | 0 | 0 | 0 | 0 | 0 | 0 | 0 | 0 | 0 | 0 | 0 | 0 | 0 | 0 | 0 | 0 | 0 | -275 | -275 | -382.9079 | -834.9935 | -834.9935 | -834.9935
CDP3 | NSW | NNSW | Shallow storage | 0 | 0 | 0 | 0 | 0 | 0 | 0 | 0 | 0 | -30 | -30 | -30 | -30 | -30 | -30 | -30 | -30 | -30 | -30 | -30 | -30 | -30 | -430 | -430 | -430 | -430 | -430 | -430
CDP3 | NSW | NNSW | Coordinated CER storage | 0 | 0 | 0 | 0 | 0 | 0 | 0 | 0 | 0 | 0 | 0 | 0 | 0 | 0 | 0 | 0 | 0 | 0 | 0 | 0 | 0 | 0 | 0 | 0 | 0 | 0 | 0 | 0
CDP3 | NSW | CNSW | Black coal | 0 | 0 | 0 | 0 | -685 | -2715 | -2715 | -2715 | -2715 | -2715 | -2715 | -2715 | -2715 | -2715 | -2715 | -2715 | -4135 | -4135 | -4135 | -4135 | -4135 | -4135 | -4135 | -4135 | -4135 | -4135 | -4135 | -4135
CDP3 | NSW | CNSW | Mid-merit gas | 0 | 0 | 0 | 0 | 0 | 0 | 0 | 0 | 0 | 0 | 0 | 0 | 0 | 0 | 0 | 0 | 0 | 0 | 0 | 0 | 0 | 0 | 0 | 0 | 0 | 0 | 0 | 0
CDP3 | NSW | CNSW | Flexible gas | 0 | 0 | 0 | 0 | 0 | 0 | 0 | 0 | 0 | 0 | 0 | 0 | 0 | 0 | 0 | 0 | 0 | 0 | 0 | 0 | 0 | 0 | 0 | 0 | 0 | 0 | 0 | 0
CDP3 | NSW | CNSW | Hydro | 0 | 0 | 0 | 0 | 0 | 0 | 0 | 0 | 0 | 0 | 0 | 0 | 0 | 0 | 0 | 0 | 0 | 0 | 0 | 0 | 0 | 0 | 0 | 0 | 0 | 0 | 0 | 0
CDP3 | NSW | CNSW | Deep storage | 0 | 0 | 0 | 0 | 0 | 0 | 0 | 0 | 0 | 0 | 0 | 0 | 0 | 0 | 0 | 0 | 0 | 0 | 0 | 0 | 0 | 0 | 0 | 0 | 0 | 0 | 0 | 0
CDP3 | NSW | CNSW | Medium storage | 0 | 0 | 0 | 0 | 0 | 0 | -40.02 | -40.02 | -80.04 | -80.04 | -80.04 | -120.06 | -120.06 | -120.06 | -120.06 | -160.08 | -160.08 | -160.08 | -160.08 | -160.08 | -200.1 | -749.1 | -789.12 | -789.12 | -789.12 | -829.1481 | -829.1481 | -829.1481
CDP3 | NSW | CNSW | Shallow storage | 0 | 0 | 0 | 0 | 0 | 0 | 0 | 0 | 0 | 0 | 0 | 0 | 0 | 0 | 0 | 0 | 0 | 0 | 0 | 0 | 0 | -20 | -30.0619 | -321.407 | -1582.3501 | -1582.3501 | -1582.3501 | -1582.3501
CDP3 | NSW | CNSW | Coordinated CER storage | 0 | 0 | 0 | 0 | 0 | 0 | 0 | 0 | 0 | 0 | 0 | 0 | 0 | 0 | 0 | 0 | 0 | 0 | 0 | 0 | 0 | 0 | 0 | 0 | 0 | 0 | 0 | 0
CDP3 | NSW | SNSW | Black coal | 0 | 0 | 0 | 0 | 0 | 0 | 0 | 0 | 0 | 0 | 0 | 0 | 0 | 0 | 0 | 0 | 0 | 0 | 0 | 0 | 0 | 0 | 0 | 0 | 0 | 0 | 0 | 0
CDP3 | NSW | SNSW | Mid-merit gas | 0 | 0 | 0 | 0 | 0 | 0 | 0 | 0 | 0 | 0 | 0 | 0 | 0 | 0 | 0 | 0 | 0 | 0 | 0 | 0 | 0 | 0 | 0 | 0 | 0 | 0 | 0 | 0
CDP3 | NSW | SNSW | Flexible gas | 0 | 0 | 0 | 0 | 0 | 0 | 0 | 0 | 0 | 0 | 0 | 0 | 0 | 0 | 0 | 0 | 0 | 0 | 0 | 0 | -692 | -692 | -692 | -692 | -692 | -692 | -692 | -692
CDP3 | NSW | SNSW | Hydro | 0 | 0 | 0 | 0 | 0 | 0 | 0 | 0 | 0 | 0 | 0 | 0 | 0 | 0 | 0 | 0 | 0 | 0 | 0 | 0 | 0 | 0 | 0 | 0 | 0 | 0 | 0 | 0
CDP3 | NSW | SNSW | Deep storage | 0 | 0 | 0 | 0 | 0 | 0 | 0 | 0 | 0 | 0 | 0 | 0 | 0 | 0 | 0 | 0 | 0 | 0 | 0 | 0 | 0 | 0 | 0 | 0 | 0 | 0 | 0 | 0
CDP3 | NSW | SNSW | Medium storage | 0 | 0 | 0 | 0 | 0 | 0 | 0 | 0 | 0 | 0 | 0 | 0 | 0 | 0 | 0 | 0 | 0 | 0 | 0 | 0 | 0 | -50 | -50 | -50 | -50 | -97.7208 | -97.7208 | -97.7208
CDP3 | NSW | SNSW | Shallow storage | 0 | -0.99 | -0.99 | -0.99 | -0.99 | -0.99 | -1.98 | -1.98 | -2.97 | -2.97 | -2.97 | -3.96 | -3.96 | -3.96 | -3.96 | -4.95 | -4.95 | -4.95 | -14.95 | -64.95 | -65.94 | -75.84 | -76.83 | -76.83 | -175.83 | -175.83 | -175.83 | -325.83
CDP3 | NSW | SNSW | Coordinated CER storage | 0 | 0 | 0 | 0 | 0 | 0 | 0 | 0 | 0 | 0 | 0 | 0 | 0 | 0 | 0 | 0 | 0 | 0 | 0 | 0 | 0 | 0 | 0 | 0 | 0 | 0 | 0 | 0
CDP3 | NSW | SNW | Black coal | 0 | -2880 | -2880 | -2880 | -4200 | -4200 | -4200 | -4200 | -4200 | -4200 | -4200 | -4200 | -4200 | -4200 | -4200 | -4200 | -4200 | -4200 | -4200 | -4200 | -4200 | -4200 | -4200 | -4200 | -4200 | -4200 | -4200 | -4200
CDP3 | NSW | SNW | Mid-merit gas | 0 | 0 | 0 | 0 | 0 | 0 | 0 | 0 | 0 | 0 | 0 | 0 | 0 | 0 | 0 | 0 | 0 | 0 | 0 | -440 | -440 | -440 | -440 | -440 | -440 | -440 | -440 | -440
CDP3 | NSW | SNW | Flexible gas | 0 | 0 | 0 | 0 | 0 | 0 | 0 | 0 | 0 | 0 | 0 | 0 | 0 | 0 | 0 | 0 | 0 | 0 | 0 | 0 | -185 | -185 | -185 | -185 | -185 | -185 | -185 | -185
CDP3 | NSW | SNW | Hydro | 0 | 0 | 0 | 0 | 0 | 0 | 0 | 0 | 0 | 0 | 0 | 0 | 0 | 0 | 0 | 0 | 0 | 0 | 0 | 0 | 0 | 0 | 0 | 0 | 0 | 0 | 0 | 0
CDP3 | NSW | SNW | Deep storage | 0 | 0 | 0 | 0 | 0 | 0 | 0 | 0 | 0 | 0 | 0 | 0 | 0 | 0 | 0 | 0 | 0 | 0 | 0 | 0 | 0 | 0 | 0 | 0 | 0 | 0 | 0 | 0
CDP3 | NSW | SNW | Medium storage | 0 | 0 | 0 | 0 | 0 | 0 | 0 | 0 | 0 | 0 | 0 | 0 | 0 | 0 | 0 | 0 | 0 | 0 | 0 | 0 | 0 | -889.1456 | -889.1456 | -889.1456 | -889.1456 | -1128.6458 | -1128.6458 | -1128.6458
CDP3 | NSW | SNW | Shallow storage | 0 | 0 | 0 | 0 | 0 | 0 | 0 | 0 | -72.576 | -72.576 | -72.576 | -145.152 | -195.152 | -195.152 | -195.152 | -267.728 | -267.728 | -267.728 | -267.728 | -267.728 | -340.304 | -865.304 | -937.8845 | -937.8867 | -970.3299 | -1042.9059 | -1042.9059 | -1042.9059
CDP3 | NSW | SNW | Coordinated CER storage | 0 | 0 | 0 | 0 | 0 | 0 | 0 | 0 | 0 | 0 | 0 | 0 | 0 | 0 | 0 | 0 | 0 | 0 | 0 | 0 | 0 | 0 | 0 | 0 | 0 | 0 | 0 | 0
CDP3 | QLD | NQ | Black coal | 0 | 0 | 0 | 0 | 0 | 0 | 0 | 0 | 0 | 0 | 0 | 0 | 0 | 0 | 0 | 0 | 0 | 0 | 0 | 0 | 0 | 0 | 0 | 0 | 0 | 0 | 0 | 0
CDP3 | QLD | NQ | Mid-merit gas | 0 | 0 | 0 | 0 | 0 | 0 | 0 | 0 | 0 | 0 | 0 | 0 | 0 | 0 | 0 | 0 | 0 | 0 | 0 | 0 | 0 | 0 | -244 | -244 | -244 | -244 | -244 | -244
CDP3 | QLD | NQ | Flexible gas | 0 | 0 | 0 | 0 | 0 | 0 | 0 | 0 | 0 | -292 | -292 | -292 | -292 | -292 | -292 | -292 | -292 | -292 | -292 | -292 | -423.5 | -423.5 | -423.5 | -423.5 | -423.5 | -423.5 | -423.5 | -423.5
CDP3 | QLD | NQ | Hydro | 0 | 0 | 0 | 0 | 0 | 0 | 0 | 0 | 0 | 0 | 0 | 0 | 0 | -86.4 | -86.4 | -86.4 | -86.4 | -86.4 | -156.4 | -156.4 | -156.4 | -156.4 | -156.4 | -156.4 | -156.4 | -156.4 | -156.4 | -156.4
CDP3 | QLD | NQ | Deep storage | 0 | 0 | 0 | 0 | 0 | 0 | 0 | 0 | 0 | 0 | 0 | 0 | 0 | 0 | 0 | 0 | 0 | 0 | 0 | 0 | 0 | 0 | 0 | 0 | 0 | 0 | 0 | 0
CDP3 | QLD | NQ | Medium storage | 0 | 0 | 0 | 0 | 0 | 0 | 0 | 0 | 0 | 0 | 0 | 0 | 0 | 0 | 0 | 0 | 0 | 0 | 0 | 0 | 0 | 0 | 0 | -1.943e-05 | -2.38e-05 | -3.607e-05 | -3.607e-05 | -3.714e-05
CDP3 | QLD | NQ | Shallow storage | 0 | 0 | 0 | 0 | 0 | 0 | 0 | 0 | 0 | 0 | 0 | 0 | 0 | 0 | 0 | 0 | 0 | 0 | 0 | 0 | 0 | 0 | -300 | -300 | -300 | -300 | -300 | -300
CDP3 | QLD | NQ | Coordinated CER storage | 0 | 0 | 0 | 0 | 0 | 0 | 0 | 0 | 0 | 0 | 0 | 0 | 0 | 0 | 0 | 0 | 0 | 0 | 0 | 0 | 0 | 0 | 0 | 0 | 0 | 0 | 0 | 0
CDP3 | QLD | GG | Black coal | 0 | 0 | 0 | -840 | -840 | -840 | -1400 | -1680 | -1680 | -1680 | -1680 | -1680 | -1680 | -1680 | -1680 | -1680 | -1680 | -1680 | -1680 | -1680 | -1680 | -1680 | -1680 | -1680 | -1680 | -1680 | -1680 | -1680
CDP3 | QLD | GG | Mid-merit gas | 0 | 0 | 0 | 0 | 0 | 0 | 0 | 0 | 0 | 0 | 0 | 0 | 0 | 0 | 0 | 0 | 0 | 0 | 0 | 0 | 0 | 0 | 0 | 0 | 0 | 0 | -180 | -180
CDP3 | QLD | GG | Flexible gas | 0 | 0 | 0 | 0 | 0 | 0 | 0 | 0 | 0 | 0 | 0 | 0 | 0 | 0 | 0 | 0 | 0 | 0 | 0 | 0 | 0 | 0 | 0 | 0 | 0 | 0 | 0 | 0
CDP3 | QLD | GG | Hydro | 0 | 0 | 0 | 0 | 0 | 0 | 0 | 0 | 0 | 0 | 0 | 0 | 0 | 0 | 0 | 0 | 0 | 0 | 0 | 0 | 0 | 0 | 0 | 0 | 0 | 0 | 0 | 0
CDP3 | QLD | GG | Deep storage | 0 | 0 | 0 | 0 | 0 | 0 | 0 | 0 | 0 | 0 | 0 | 0 | 0 | 0 | 0 | 0 | 0 | 0 | 0 | 0 | 0 | 0 | 0 | 0 | 0 | 0 | 0 | 0
CDP3 | QLD | GG | Medium storage | 0 | 0 | 0 | 0 | 0 | 0 | 0 | 0 | 0 | 0 | 0 | 0 | 0 | 0 | 0 | 0 | 0 | 0 | 0 | 0 | 0 | 0 | 0 | 0 | 0 | 0 | 0 | -3.3e-06
CDP3 | QLD | GG | Shallow storage | 0 | 0 | 0 | 0 | 0 | 0 | 0 | 0 | 0 | 0 | 0 | 0 | 0 | 0 | 0 | 0 | 0 | 0 | 0 | 0 | 0 | -400 | -400 | -400 | -400 | -400 | -400 | -400
CDP3 | QLD | GG | Coordinated CER storage | 0 | 0 | 0 | 0 | 0 | 0 | 0 | 0 | 0 | 0 | 0 | 0 | 0 | 0 | 0 | 0 | 0 | 0 | 0 | 0 | 0 | 0 | 0 | 0 | 0 | 0 | 0 | 0
CDP3 | QLD | CQ | Black coal | 0 | 0 | 0 | -700 | -700 | -1430 | -1430 | -1430 | -2160 | -2160 | -2160 | -2160 | -2160 | -2160 | -2160 | -2160 | -2160 | -2160 | -2160 | -2160 | -2160 | -2160 | -2160 | -2160 | -2160 | -2160 | -2160 | -3004
CDP3 | QLD | CQ | Mid-merit gas | 0 | 0 | 0 | 0 | 0 | 0 | 0 | 0 | 0 | 0 | 0 | 0 | 0 | 0 | 0 | 0 | 0 | 0 | 0 | 0 | 0 | 0 | 0 | 0 | 0 | 0 | 0 | 0
CDP3 | QLD | CQ | Flexible gas | 0 | 0 | 0 | 0 | 0 | 0 | 0 | 0 | 0 | 0 | -37 | -37 | -37 | -37 | -37 | -37 | -37 | -37 | -37 | -37 | -37 | -37 | -37 | -37 | -37 | -37 | -37 | -37
CDP3 | QLD | CQ | Hydro | 0 | 0 | 0 | 0 | 0 | 0 | 0 | 0 | 0 | 0 | 0 | 0 | 0 | 0 | 0 | 0 | 0 | 0 | 0 | 0 | 0 | 0 | 0 | 0 | 0 | 0 | 0 | 0
CDP3 | QLD | CQ | Deep storage | 0 | 0 | 0 | 0 | 0 | 0 | 0 | 0 | 0 | 0 | 0 | 0 | 0 | 0 | 0 | 0 | 0 | 0 | 0 | 0 | 0 | 0 | 0 | 0 | 0 | 0 | 0 | 0
CDP3 | QLD | CQ | Medium storage | 0 | 0 | 0 | 0 | 0 | 0 | 0 | 0 | 0 | 0 | 0 | 0 | 0 | 0 | 0 | 0 | 0 | 0 | 0 | 0 | 0 | 0 | 0 | 0 | -4.47e-06 | -4.47e-06 | -4.47e-06 | -6.85e-06
CDP3 | QLD | CQ | Shallow storage | 0 | 0 | 0 | 0 | 0 | 0 | 0 | 0 | 0 | 0 | 0 | 0 | 0 | 0 | 0 | 0 | 0 | 0 | -50 | -50 | -50 | -50 | -50 | -200 | -200 | -200 | -200 | -200
CDP3 | QLD | CQ | Coordinated CER storage | 0 | 0 | 0 | 0 | 0 | 0 | 0 | 0 | 0 | 0 | 0 | 0 | 0 | 0 | 0 | 0 | 0 | 0 | 0 | 0 | 0 | 0 | 0 | 0 | 0 | 0 | 0 | 0
CDP3 | QLD | SQ | Black coal | 0 | 0 | 0 | 0 | 0 | 0 | -700 | -700 | -1050 | -1850 | -2594 | -2594 | -2594 | -2594 | -2594 | -2594 | -2594 | -2594 | -2594 | -2594 | -2594 | -2594 | -2594 | -2594 | -2594 | -2594 | -2594 | -3446
CDP3 | QLD | SQ | Mid-merit gas | 0 | 0 | 0 | 0 | 0 | 0 | 0 | 0 | 0 | 0 | 0 | 0 | -385 | -385 | -385 | -529.4 | -529.4 | -529.4 | -529.4 | -529.4 | -529.4 | -1173.9 | -1173.9 | -1173.9 | -1173.9 | -1173.9 | -1173.9 | -1173.9
CDP3 | QLD | SQ | Flexible gas | 0 | 0 | 0 | 0 | 0 | 0 | 0 | 0 | 0 | 0 | -80 | -80 | -80 | -80 | -80 | -80 | -80 | -80 | -80 | -80 | -80 | -80 | -644 | -644 | -644 | -1163 | -1509 | -1509
CDP3 | QLD | SQ | Hydro | 0 | 0 | 0 | 0 | 0 | 0 | 0 | 0 | 0 | 0 | 0 | 0 | 0 | 0 | 0 | 0 | 0 | 0 | 0 | 0 | 0 | 0 | 0 | 0 | 0 | 0 | 0 | 0
CDP3 | QLD | SQ | Deep storage | 0 | 0 | 0 | 0 | 0 | 0 | 0 | 0 | 0 | 0 | 0 | 0 | 0 | 0 | 0 | 0 | 0 | 0 | 0 | 0 | 0 | 0 | 0 | 0 | 0 | 0 | 0 | 0
CDP3 | QLD | SQ | Medium storage | 0 | 0 | 0 | 0 | 0 | 0 | 0 | 0 | 0 | 0 | 0 | 0 | 0 | 0 | 0 | 0 | 0 | 0 | 0 | 0 | 0 | 0 | 0 | -2.001e-05 | -2.603e-05 | -2.603e-05 | -2.603e-05 | -3.285e-05
CDP3 | QLD | SQ | Shallow storage | 0 | 0 | 0 | 0 | 0 | 0 | 0 | 0 | 0 | 0 | 0 | 0 | 0 | 0 | -100 | -100 | -100 | -100 | -100 | -100 | -400 | -650 | -650 | -650 | -904.8 | -904.8 | -904.8 | -1004.8
CDP3 | QLD | SQ | Coordinated CER storage | 0 | 0 | 0 | 0 | 0 | 0 | 0 | 0 | 0 | 0 | 0 | 0 | 0 | 0 | 0 | 0 | 0 | 0 | 0 | 0 | 0 | 0 | 0 | 0 | 0 | 0 | 0 | 0
CDP3 | VIC | VIC | Brown coal | 0 | 0 | 0 | 0 | -1450 | -1450 | -1450 | -1450 | -1450 | -3660 | -4240 | -4240 | -4240 | -4240 | -4240 | -4240 | -4240 | -4240 | -4240 | -4240 | -4240 | -4240 | -4240 | -4820 | -4820 | -4820 | -4820 | -4820
CDP3 | VIC | VIC | Mid-merit gas | 0 | 0 | 0 | 0 | -500 | -500 | -500 | -500 | -500 | -500 | -500 | -500 | -500 | -500 | -500 | -500 | -500 | -500 | -500 | -500 | -500 | -500 | -500 | -500 | -500 | -500 | -500 | -500
CDP3 | VIC | VIC | Flexible gas | 0 | 0 | 0 | 0 | 0 | 0 | 0 | 0 | 0 | -170 | -170 | -170 | -170 | -170 | -170 | -610 | -610 | -610 | -704 | -704 | -704 | -704 | -704 | -1288 | -1288 | -1288 | -1288 | -1288
CDP3 | VIC | VIC | Hydro | 0 | 0 | 0 | 0 | 0 | 0 | 0 | 0 | 0 | 0 | 0 | 0 | 0 | 0 | 0 | 0 | 0 | 0 | 0 | 0 | 0 | 0 | 0 | 0 | 0 | 0 | 0 | 0
CDP3 | VIC | VIC | Deep storage | 0 | 0 | 0 | 0 | 0 | 0 | 0 | 0 | 0 | 0 | 0 | 0 | 0 | 0 | 0 | 0 | 0 | 0 | 0 | 0 | 0 | 0 | 0 | 0 | 0 | 0 | 0 | 0
CDP3 | VIC | VIC | Medium storage | 0 | 0 | 0 | 0 | 0 | 0 | 0 | 0 | 0 | 0 | 0 | 0 | 0 | 0 | 0 | 0 | 0 | 0 | 0 | 0 | 0 | 0 | -350 | -350 | -350 | -350 | -350 | -350
CDP3 | VIC | VIC | Shallow storage | 0 | 0 | 0 | 0 | -7.7 | -17.3 | -17.3 | -17.3 | -17.3 | -69.13 | -69.13 | -69.13 | -69.13 | -75.73 | -80.73 | -80.73 | -80.73 | -380.73 | -380.73 | -530.73 | -730.73 | -1032.04 | -1420.5404 | -1726.0132 | -1726.0132 | -1956.03 | -2556.03 | -3067.7299
CDP3 | VIC | VIC | Coordinated CER storage | 0 | 0 | 0 | 0 | 0 | 0 | 0 | 0 | 0 | 0 | 0 | 0 | 0 | 0 | 0 | 0 | 0 | 0 | 0 | 0 | 0 | 0 | 0 | 0 | 0 | 0 | 0 | 0
CDP3 | SA | CSA | Mid-merit gas | 0 | 0 | -980 | -980 | -980 | -980 | -980 | -980 | -980 | -980 | -980 | -980 | -980 | -1509 | -1509 | -1509 | -1509 | -1509 | -1509 | -1509 | -1509 | -1509 | -1509 | -1509 | -1509 | -1509 | -1509 | -1509
CDP3 | SA | CSA | Flexible gas | 0 | 0 | 0 | -73.5 | -73.5 | -73.5 | -319.5 | -319.5 | -559.16 | -559.16 | -559.16 | -559.16 | -559.16 | -559.16 | -559.16 | -559.16 | -559.16 | -559.16 | -559.16 | -559.16 | -897.16 | -1020.36 | -1174.36 | -1174.36 | -1174.36 | -1174.36 | -1211.56 | -1211.56
CDP3 | SA | CSA | Hydro | 0 | 0 | 0 | 0 | 0 | 0 | 0 | 0 | 0 | 0 | 0 | 0 | 0 | 0 | 0 | 0 | 0 | 0 | 0 | 0 | 0 | 0 | 0 | 0 | 0 | 0 | 0 | 0
CDP3 | SA | CSA | Deep storage | 0 | 0 | 0 | 0 | 0 | 0 | 0 | 0 | 0 | 0 | 0 | 0 | 0 | 0 | 0 | 0 | 0 | 0 | 0 | 0 | 0 | 0 | 0 | 0 | 0 | 0 | 0 | 0
CDP3 | SA | CSA | Medium storage | 0 | 0 | 0 | 0 | 0 | 0 | 0 | 0 | 0 | 0 | 0 | 0 | 0 | 0 | 0 | 0 | 0 | 0 | 0 | 0 | 0 | 0 | 0 | 0 | -6.25e-06 | -6.25e-06 | -6.25e-06 | -7.81e-06
CDP3 | SA | CSA | Shallow storage | 0 | 0 | 0 | 0 | 0 | -6.02 | -36.02 | -36.02 | -36.02 | -36.02 | -36.02 | -36.02 | -36.02 | -36.02 | -36.02 | -36.02 | -36.02 | -48.02 | -48.02 | -304.74 | -498.72 | -660.72 | -1279.1792 | -2406.8456 | -2448.3456 | -2559.3456 | -2559.3456 | -2559.3456
CDP3 | SA | CSA | Coordinated CER storage | 0 | 0 | 0 | 0 | 0 | 0 | 0 | 0 | 0 | 0 | 0 | 0 | 0 | 0 | 0 | 0 | 0 | 0 | 0 | 0 | 0 | 0 | 0 | 0 | 0 | 0 | 0 | 0
CDP3 | SA | SESA | Mid-merit gas | 0 | 0 | 0 | 0 | 0 | 0 | 0 | 0 | 0 | 0 | 0 | 0 | 0 | 0 | 0 | 0 | 0 | 0 | 0 | 0 | 0 | 0 | 0 | 0 | 0 | 0 | 0 | 0
CDP3 | SA | SESA | Flexible gas | 0 | 0 | 0 | -63 | -63 | -63 | -63 | -63 | -63 | -63 | -63 | -143 | -143 | -143 | -143 | -143 | -143 | -143 | -143 | -143 | -143 | -143 | -143 | -143 | -143 | -143 | -143 | -143
CDP3 | SA | SESA | Hydro | 0 | 0 | 0 | 0 | 0 | 0 | 0 | 0 | 0 | 0 | 0 | 0 | 0 | 0 | 0 | 0 | 0 | 0 | 0 | 0 | 0 | 0 | 0 | 0 | 0 | 0 | 0 | 0
CDP3 | SA | SESA | Deep storage | 0 | 0 | 0 | 0 | 0 | 0 | 0 | 0 | 0 | 0 | 0 | 0 | 0 | 0 | 0 | 0 | 0 | 0 | 0 | 0 | 0 | 0 | 0 | 0 | 0 | 0 | 0 | 0
CDP3 | SA | SESA | Medium storage | 0 | 0 | 0 | 0 | 0 | 0 | 0 | 0 | 0 | 0 | 0 | 0 | 0 | 0 | 0 | 0 | 0 | 0 | 0 | 0 | 0 | 0 | 0 | 0 | -6.21e-06 | -1.488e-05 | -1.488e-05 | -1.603e-05
CDP3 | SA | SESA | Shallow storage | 0 | 0 | 0 | 0 | 0 | 0 | 0 | 0 | 0 | 0 | -25 | -25 | -25 | -25 | -25 | -25 | -25 | -25 | -25 | -25 | -25 | -25 | -25 | -25 | -25 | -25 | -25 | -25
CDP3 | SA | SESA | Coordinated CER storage | 0 | 0 | 0 | 0 | 0 | 0 | 0 | 0 | 0 | 0 | 0 | 0 | 0 | 0 | 0 | 0 | 0 | 0 | 0 | 0 | 0 | 0 | 0 | 0 | 0 | 0 | 0 | 0
CDP3 | TAS | TAS | Mid-merit gas | 0 | 0 | 0 | -208 | -208 | -208 | -208 | -208 | -208 | -208 | -208 | -208 | -208 | -208 | -208 | -208 | -208 | -208 | -208 | -208 | -208 | -208 | -208 | -208 | -208 | -208 | -208 | -208
CDP3 | TAS | TAS | Flexible gas | 0 | 0 | 0 | 0 | 0 | 0 | 0 | 0 | 0 | 0 | 0 | 0 | 0 | 0 | 0 | 0 | -120 | -120 | -120 | -120 | -120 | -120 | -120 | -120 | -120 | -120 | -178 | -178
CDP3 | TAS | TAS | Hydro | 0 | 0 | 0 | 0 | 0 | 0 | 0 | 0 | 0 | 0 | 0 | 0 | 0 | 0 | 0 | 0 | 0 | 0 | 0 | 0 | 0 | 0 | 0 | 0 | 0 | 0 | 0 | 0
CDP3 | TAS | TAS | Deep storage | 0 | 0 | 0 | 0 | 0 | 0 | 0 | 0 | 0 | 0 | 0 | 0 | 0 | 0 | 0 | 0 | 0 | 0 | 0 | 0 | 0 | 0 | 0 | 0 | 0 | 0 | 0 | 0
CDP3 | TAS | TAS | Medium storage | 0 | 0 | 0 | 0 | 0 | 0 | 0 | 0 | 0 | 0 | 0 | 0 | 0 | 0 | 0 | 0 | 0 | 0 | 0 | 0 | 0 | 0 | 0 | 0 | -2.49e-06 | -2.49e-06 | -2.49e-06 | -4.78e-06
CDP3 | TAS | TAS | Shallow storage | 0 | 0 | 0 | 0 | 0 | 0 | 0 | 0 | 0 | 0 | 0 | 0 | 0 | 0 | 0 | 0 | 0 | 0 | 0 | 0 | 0 | 0 | 0 | 0 | 0 | 0 | 0 | 0
CDP3 | TAS | TAS | Coordinated CER storage | 0 | 0 | 0 | 0 | 0 | 0 | 0 | 0 | 0 | 0 | 0 | 0 | 0 | 0 | 0 | 0 | 0 | 0 | 0 | 0 | 0 | 0 | 0 | 0 | 0 | 0 | 0 | 0
CDP4 | NSW | NNSW | Black coal | 0 | 0 | 0 | 0 | 0 | 0 | 0 | 0 | 0 | 0 | 0 | 0 | 0 | 0 | 0 | 0 | 0 | 0 | 0 | 0 | 0 | 0 | 0 | 0 | 0 | 0 | 0 | 0
CDP4 | NSW | NNSW | Mid-merit gas | 0 | 0 | 0 | 0 | 0 | 0 | 0 | 0 | 0 | 0 | 0 | 0 | 0 | 0 | 0 | 0 | 0 | 0 | 0 | 0 | 0 | 0 | 0 | 0 | 0 | 0 | 0 | 0
CDP4 | NSW | NNSW | Flexible gas | 0 | 0 | 0 | 0 | 0 | 0 | 0 | 0 | 0 | 0 | 0 | 0 | 0 | 0 | 0 | 0 | 0 | 0 | 0 | 0 | 0 | 0 | 0 | 0 | 0 | 0 | 0 | 0
CDP4 | NSW | NNSW | Hydro | 0 | 0 | 0 | 0 | 0 | 0 | 0 | 0 | 0 | 0 | 0 | 0 | 0 | 0 | 0 | 0 | 0 | 0 | 0 | 0 | 0 | 0 | 0 | 0 | 0 | 0 | 0 | 0
CDP4 | NSW | NNSW | Deep storage | 0 | 0 | 0 | 0 | 0 | 0 | 0 | 0 | 0 | 0 | 0 | 0 | 0 | 0 | 0 | 0 | 0 | 0 | 0 | 0 | 0 | 0 | 0 | 0 | 0 | 0 | 0 | 0
CDP4 | NSW | NNSW | Medium storage | 0 | 0 | 0 | 0 | 0 | 0 | 0 | 0 | 0 | 0 | 0 | 0 | 0 | 0 | 0 | 0 | 0 | 0 | 0 | 0 | 0 | 0 | -275 | -275 | -384.5493 | -817.038 | -817.038 | -817.038
CDP4 | NSW | NNSW | Shallow storage | 0 | 0 | 0 | 0 | 0 | 0 | 0 | 0 | 0 | -30 | -30 | -30 | -30 | -30 | -30 | -30 | -30 | -30 | -30 | -30 | -30 | -30 | -430 | -430 | -430 | -430 | -430 | -430
CDP4 | NSW | NNSW | Coordinated CER storage | 0 | 0 | 0 | 0 | 0 | 0 | 0 | 0 | 0 | 0 | 0 | 0 | 0 | 0 | 0 | 0 | 0 | 0 | 0 | 0 | 0 | 0 | 0 | 0 | 0 | 0 | 0 | 0
CDP4 | NSW | CNSW | Black coal | 0 | 0 | 0 | 0 | -685 | -2715 | -2715 | -2715 | -2715 | -2715 | -2715 | -2715 | -2715 | -2715 | -2715 | -2715 | -4135 | -4135 | -4135 | -4135 | -4135 | -4135 | -4135 | -4135 | -4135 | -4135 | -4135 | -4135
CDP4 | NSW | CNSW | Mid-merit gas | 0 | 0 | 0 | 0 | 0 | 0 | 0 | 0 | 0 | 0 | 0 | 0 | 0 | 0 | 0 | 0 | 0 | 0 | 0 | 0 | 0 | 0 | 0 | 0 | 0 | 0 | 0 | 0
CDP4 | NSW | CNSW | Flexible gas | 0 | 0 | 0 | 0 | 0 | 0 | 0 | 0 | 0 | 0 | 0 | 0 | 0 | 0 | 0 | 0 | 0 | 0 | 0 | 0 | 0 | 0 | 0 | 0 | 0 | 0 | 0 | 0
CDP4 | NSW | CNSW | Hydro | 0 | 0 | 0 | 0 | 0 | 0 | 0 | 0 | 0 | 0 | 0 | 0 | 0 | 0 | 0 | 0 | 0 | 0 | 0 | 0 | 0 | 0 | 0 | 0 | 0 | 0 | 0 | 0
CDP4 | NSW | CNSW | Deep storage | 0 | 0 | 0 | 0 | 0 | 0 | 0 | 0 | 0 | 0 | 0 | 0 | 0 | 0 | 0 | 0 | 0 | 0 | 0 | 0 | 0 | 0 | 0 | 0 | 0 | 0 | 0 | 0
CDP4 | NSW | CNSW | Medium storage | 0 | 0 | 0 | 0 | 0 | 0 | -40.02 | -40.02 | -80.04 | -80.04 | -80.04 | -120.06 | -120.06 | -120.06 | -120.06 | -160.08 | -160.08 | -160.08 | -160.08 | -160.08 | -200.1 | -749.1 | -789.12 | -789.12 | -789.12 | -829.1443 | -829.1443 | -829.1443
CDP4 | NSW | CNSW | Shallow storage | 0 | 0 | 0 | 0 | 0 | 0 | 0 | 0 | 0 | 0 | 0 | 0 | 0 | 0 | 0 | 0 | 0 | 0 | 0 | 0 | 0 | -20 | -29.8864 | -321.6567 | -1581.103 | -1581.103 | -1581.103 | -1581.103
CDP4 | NSW | CNSW | Coordinated CER storage | 0 | 0 | 0 | 0 | 0 | 0 | 0 | 0 | 0 | 0 | 0 | 0 | 0 | 0 | 0 | 0 | 0 | 0 | 0 | 0 | 0 | 0 | 0 | 0 | 0 | 0 | 0 | 0
CDP4 | NSW | SNSW | Black coal | 0 | 0 | 0 | 0 | 0 | 0 | 0 | 0 | 0 | 0 | 0 | 0 | 0 | 0 | 0 | 0 | 0 | 0 | 0 | 0 | 0 | 0 | 0 | 0 | 0 | 0 | 0 | 0
CDP4 | NSW | SNSW | Mid-merit gas | 0 | 0 | 0 | 0 | 0 | 0 | 0 | 0 | 0 | 0 | 0 | 0 | 0 | 0 | 0 | 0 | 0 | 0 | 0 | 0 | 0 | 0 | 0 | 0 | 0 | 0 | 0 | 0
CDP4 | NSW | SNSW | Flexible gas | 0 | 0 | 0 | 0 | 0 | 0 | 0 | 0 | 0 | 0 | 0 | 0 | 0 | 0 | 0 | 0 | 0 | 0 | 0 | 0 | -692 | -692 | -692 | -692 | -692 | -692 | -692 | -692
CDP4 | NSW | SNSW | Hydro | 0 | 0 | 0 | 0 | 0 | 0 | 0 | 0 | 0 | 0 | 0 | 0 | 0 | 0 | 0 | 0 | 0 | 0 | 0 | 0 | 0 | 0 | 0 | 0 | 0 | 0 | 0 | 0
CDP4 | NSW | SNSW | Deep storage | 0 | 0 | 0 | 0 | 0 | 0 | 0 | 0 | 0 | 0 | 0 | 0 | 0 | 0 | 0 | 0 | 0 | 0 | 0 | 0 | 0 | 0 | 0 | 0 | 0 | 0 | 0 | 0
CDP4 | NSW | SNSW | Medium storage | 0 | 0 | 0 | 0 | 0 | 0 | 0 | 0 | 0 | 0 | 0 | 0 | 0 | 0 | 0 | 0 | 0 | 0 | 0 | 0 | 0 | -50 | -50 | -50 | -50 | -59.1215 | -59.1215 | -59.1215
CDP4 | NSW | SNSW | Shallow storage | 0 | -0.99 | -0.99 | -0.99 | -0.99 | -0.99 | -1.98 | -1.98 | -2.97 | -2.97 | -2.97 | -3.96 | -3.96 | -3.96 | -3.96 | -4.95 | -4.95 | -4.95 | -14.95 | -64.95 | -65.94 | -75.84 | -76.83 | -76.83 | -175.83 | -175.83 | -175.83 | -325.83
CDP4 | NSW | SNSW | Coordinated CER storage | 0 | 0 | 0 | 0 | 0 | 0 | 0 | 0 | 0 | 0 | 0 | 0 | 0 | 0 | 0 | 0 | 0 | 0 | 0 | 0 | 0 | 0 | 0 | 0 | 0 | 0 | 0 | 0
CDP4 | NSW | SNW | Black coal | 0 | -2880 | -2880 | -2880 | -4200 | -4200 | -4200 | -4200 | -4200 | -4200 | -4200 | -4200 | -4200 | -4200 | -4200 | -4200 | -4200 | -4200 | -4200 | -4200 | -4200 | -4200 | -4200 | -4200 | -4200 | -4200 | -4200 | -4200
CDP4 | NSW | SNW | Mid-merit gas | 0 | 0 | 0 | 0 | 0 | 0 | 0 | 0 | 0 | 0 | 0 | 0 | 0 | 0 | 0 | 0 | 0 | 0 | 0 | -440 | -440 | -440 | -440 | -440 | -440 | -440 | -440 | -440
CDP4 | NSW | SNW | Flexible gas | 0 | 0 | 0 | 0 | 0 | 0 | 0 | 0 | 0 | 0 | 0 | 0 | 0 | 0 | 0 | 0 | 0 | 0 | 0 | 0 | -185 | -185 | -185 | -185 | -185 | -185 | -185 | -185
CDP4 | NSW | SNW | Hydro | 0 | 0 | 0 | 0 | 0 | 0 | 0 | 0 | 0 | 0 | 0 | 0 | 0 | 0 | 0 | 0 | 0 | 0 | 0 | 0 | 0 | 0 | 0 | 0 | 0 | 0 | 0 | 0
CDP4 | NSW | SNW | Deep storage | 0 | 0 | 0 | 0 | 0 | 0 | 0 | 0 | 0 | 0 | 0 | 0 | 0 | 0 | 0 | 0 | 0 | 0 | 0 | 0 | 0 | 0 | 0 | 0 | 0 | 0 | 0 | 0
CDP4 | NSW | SNW | Medium storage | 0 | 0 | 0 | 0 | 0 | 0 | 0 | 0 | 0 | 0 | 0 | 0 | 0 | 0 | 0 | 0 | 0 | 0 | 0 | 0 | 0 | -889.1453 | -889.1453 | -889.1453 | -889.1453 | -1185.9256 | -1185.9256 | -1185.9256
CDP4 | NSW | SNW | Shallow storage | 0 | 0 | 0 | 0 | 0 | 0 | 0 | 0 | -72.576 | -72.576 | -72.576 | -145.152 | -195.152 | -195.152 | -195.152 | -267.728 | -267.728 | -267.728 | -267.728 | -267.728 | -340.304 | -865.304 | -937.8839 | -937.8858 | -970.3312 | -1042.9072 | -1042.9072 | -1042.9072
CDP4 | NSW | SNW | Coordinated CER storage | 0 | 0 | 0 | 0 | 0 | 0 | 0 | 0 | 0 | 0 | 0 | 0 | 0 | 0 | 0 | 0 | 0 | 0 | 0 | 0 | 0 | 0 | 0 | 0 | 0 | 0 | 0 | 0
CDP4 | QLD | NQ | Black coal | 0 | 0 | 0 | 0 | 0 | 0 | 0 | 0 | 0 | 0 | 0 | 0 | 0 | 0 | 0 | 0 | 0 | 0 | 0 | 0 | 0 | 0 | 0 | 0 | 0 | 0 | 0 | 0
CDP4 | QLD | NQ | Mid-merit gas | 0 | 0 | 0 | 0 | 0 | 0 | 0 | 0 | 0 | 0 | 0 | 0 | 0 | 0 | 0 | 0 | 0 | 0 | 0 | 0 | 0 | 0 | -244 | -244 | -244 | -244 | -244 | -244
CDP4 | QLD | NQ | Flexible gas | 0 | 0 | 0 | 0 | 0 | 0 | 0 | 0 | 0 | -292 | -292 | -292 | -292 | -292 | -292 | -292 | -292 | -292 | -292 | -292 | -423.5 | -423.5 | -423.5 | -423.5 | -423.5 | -423.5 | -423.5 | -423.5
CDP4 | QLD | NQ | Hydro | 0 | 0 | 0 | 0 | 0 | 0 | 0 | 0 | 0 | 0 | 0 | 0 | 0 | -86.4 | -86.4 | -86.4 | -86.4 | -86.4 | -156.4 | -156.4 | -156.4 | -156.4 | -156.4 | -156.4 | -156.4 | -156.4 | -156.4 | -156.4
CDP4 | QLD | NQ | Deep storage | 0 | 0 | 0 | 0 | 0 | 0 | 0 | 0 | 0 | 0 | 0 | 0 | 0 | 0 | 0 | 0 | 0 | 0 | 0 | 0 | 0 | 0 | 0 | 0 | 0 | 0 | 0 | 0
CDP4 | QLD | NQ | Medium storage | 0 | 0 | 0 | 0 | 0 | 0 | 0 | 0 | 0 | 0 | 0 | 0 | 0 | 0 | 0 | 0 | 0 | 0 | 0 | 0 | 0 | 0 | 0 | -1.67e-05 | -2.046e-05 | -3.091e-05 | -3.091e-05 | -3.242e-05
CDP4 | QLD | NQ | Shallow storage | 0 | 0 | 0 | 0 | 0 | 0 | 0 | 0 | 0 | 0 | 0 | 0 | 0 | 0 | 0 | 0 | 0 | 0 | 0 | 0 | 0 | 0 | -300 | -300 | -300 | -300 | -300 | -300
CDP4 | QLD | NQ | Coordinated CER storage | 0 | 0 | 0 | 0 | 0 | 0 | 0 | 0 | 0 | 0 | 0 | 0 | 0 | 0 | 0 | 0 | 0 | 0 | 0 | 0 | 0 | 0 | 0 | 0 | 0 | 0 | 0 | 0
CDP4 | QLD | GG | Black coal | 0 | 0 | 0 | -840 | -840 | -840 | -1400 | -1680 | -1680 | -1680 | -1680 | -1680 | -1680 | -1680 | -1680 | -1680 | -1680 | -1680 | -1680 | -1680 | -1680 | -1680 | -1680 | -1680 | -1680 | -1680 | -1680 | -1680
CDP4 | QLD | GG | Mid-merit gas | 0 | 0 | 0 | 0 | 0 | 0 | 0 | 0 | 0 | 0 | 0 | 0 | 0 | 0 | 0 | 0 | 0 | 0 | 0 | 0 | 0 | 0 | 0 | 0 | 0 | 0 | -180 | -180
CDP4 | QLD | GG | Flexible gas | 0 | 0 | 0 | 0 | 0 | 0 | 0 | 0 | 0 | 0 | 0 | 0 | 0 | 0 | 0 | 0 | 0 | 0 | 0 | 0 | 0 | 0 | 0 | 0 | 0 | 0 | 0 | 0
CDP4 | QLD | GG | Hydro | 0 | 0 | 0 | 0 | 0 | 0 | 0 | 0 | 0 | 0 | 0 | 0 | 0 | 0 | 0 | 0 | 0 | 0 | 0 | 0 | 0 | 0 | 0 | 0 | 0 | 0 | 0 | 0
CDP4 | QLD | GG | Deep storage | 0 | 0 | 0 | 0 | 0 | 0 | 0 | 0 | 0 | 0 | 0 | 0 | 0 | 0 | 0 | 0 | 0 | 0 | 0 | 0 | 0 | 0 | 0 | 0 | 0 | 0 | 0 | 0
CDP4 | QLD | GG | Medium storage | 0 | 0 | 0 | 0 | 0 | 0 | 0 | 0 | 0 | 0 | 0 | 0 | 0 | 0 | 0 | 0 | 0 | 0 | 0 | 0 | 0 | 0 | 0 | 0 | 0 | 0 | 0 | 0
CDP4 | QLD | GG | Shallow storage | 0 | 0 | 0 | 0 | 0 | 0 | 0 | 0 | 0 | 0 | 0 | 0 | 0 | 0 | 0 | 0 | 0 | 0 | 0 | 0 | 0 | -400 | -400 | -400 | -400 | -400 | -400 | -400
CDP4 | QLD | GG | Coordinated CER storage | 0 | 0 | 0 | 0 | 0 | 0 | 0 | 0 | 0 | 0 | 0 | 0 | 0 | 0 | 0 | 0 | 0 | 0 | 0 | 0 | 0 | 0 | 0 | 0 | 0 | 0 | 0 | 0
CDP4 | QLD | CQ | Black coal | 0 | 0 | 0 | -700 | -700 | -1430 | -1430 | -1430 | -2160 | -2160 | -2160 | -2160 | -2160 | -2160 | -2160 | -2160 | -2160 | -2160 | -2160 | -2160 | -2160 | -2160 | -2160 | -2160 | -2160 | -2160 | -2160 | -3004
CDP4 | QLD | CQ | Mid-merit gas | 0 | 0 | 0 | 0 | 0 | 0 | 0 | 0 | 0 | 0 | 0 | 0 | 0 | 0 | 0 | 0 | 0 | 0 | 0 | 0 | 0 | 0 | 0 | 0 | 0 | 0 | 0 | 0
CDP4 | QLD | CQ | Flexible gas | 0 | 0 | 0 | 0 | 0 | 0 | 0 | 0 | 0 | 0 | -37 | -37 | -37 | -37 | -37 | -37 | -37 | -37 | -37 | -37 | -37 | -37 | -37 | -37 | -37 | -37 | -37 | -37
CDP4 | QLD | CQ | Hydro | 0 | 0 | 0 | 0 | 0 | 0 | 0 | 0 | 0 | 0 | 0 | 0 | 0 | 0 | 0 | 0 | 0 | 0 | 0 | 0 | 0 | 0 | 0 | 0 | 0 | 0 | 0 | 0
CDP4 | QLD | CQ | Deep storage | 0 | 0 | 0 | 0 | 0 | 0 | 0 | 0 | 0 | 0 | 0 | 0 | 0 | 0 | 0 | 0 | 0 | 0 | 0 | 0 | 0 | 0 | 0 | 0 | 0 | 0 | 0 | 0
CDP4 | QLD | CQ | Medium storage | 0 | 0 | 0 | 0 | 0 | 0 | 0 | 0 | 0 | 0 | 0 | 0 | 0 | 0 | 0 | 0 | 0 | 0 | 0 | 0 | 0 | 0 | 0 | 0 | -3.87e-06 | -3.87e-06 | -3.87e-06 | -3.87e-06
CDP4 | QLD | CQ | Shallow storage | 0 | 0 | 0 | 0 | 0 | 0 | 0 | 0 | 0 | 0 | 0 | 0 | 0 | 0 | 0 | 0 | 0 | 0 | -50 | -50 | -50 | -50 | -50 | -200 | -200 | -200 | -200 | -200
CDP4 | QLD | CQ | Coordinated CER storage | 0 | 0 | 0 | 0 | 0 | 0 | 0 | 0 | 0 | 0 | 0 | 0 | 0 | 0 | 0 | 0 | 0 | 0 | 0 | 0 | 0 | 0 | 0 | 0 | 0 | 0 | 0 | 0
CDP4 | QLD | SQ | Black coal | 0 | 0 | 0 | 0 | 0 | 0 | -700 | -700 | -1050 | -1850 | -2594 | -2594 | -2594 | -2594 | -2594 | -2594 | -2594 | -2594 | -2594 | -2594 | -2594 | -2594 | -2594 | -2594 | -2594 | -2594 | -2594 | -3446
CDP4 | QLD | SQ | Mid-merit gas | 0 | 0 | 0 | 0 | 0 | 0 | 0 | 0 | 0 | 0 | 0 | 0 | -385 | -385 | -385 | -529.4 | -529.4 | -529.4 | -529.4 | -529.4 | -529.4 | -1173.9 | -1173.9 | -1173.9 | -1173.9 | -1173.9 | -1173.9 | -1173.9
CDP4 | QLD | SQ | Flexible gas | 0 | 0 | 0 | 0 | 0 | 0 | 0 | 0 | 0 | 0 | -80 | -80 | -80 | -80 | -80 | -80 | -80 | -80 | -80 | -80 | -80 | -80 | -644 | -644 | -644 | -1163 | -1509 | -1509
CDP4 | QLD | SQ | Hydro | 0 | 0 | 0 | 0 | 0 | 0 | 0 | 0 | 0 | 0 | 0 | 0 | 0 | 0 | 0 | 0 | 0 | 0 | 0 | 0 | 0 | 0 | 0 | 0 | 0 | 0 | 0 | 0
CDP4 | QLD | SQ | Deep storage | 0 | 0 | 0 | 0 | 0 | 0 | 0 | 0 | 0 | 0 | 0 | 0 | 0 | 0 | 0 | 0 | 0 | 0 | 0 | 0 | 0 | 0 | 0 | 0 | 0 | 0 | 0 | 0
CDP4 | QLD | SQ | Medium storage | 0 | 0 | 0 | 0 | 0 | 0 | 0 | 0 | 0 | 0 | 0 | 0 | 0 | 0 | 0 | 0 | 0 | 0 | 0 | 0 | 0 | 0 | 0 | -1.719e-05 | -2.238e-05 | -2.238e-05 | -2.238e-05 | -2.576e-05
CDP4 | QLD | SQ | Shallow storage | 0 | 0 | 0 | 0 | 0 | 0 | 0 | 0 | 0 | 0 | 0 | 0 | 0 | 0 | -100 | -100 | -100 | -100 | -100 | -100 | -400 | -650 | -650 | -650 | -904.8 | -904.8 | -904.8 | -1004.8
CDP4 | QLD | SQ | Coordinated CER storage | 0 | 0 | 0 | 0 | 0 | 0 | 0 | 0 | 0 | 0 | 0 | 0 | 0 | 0 | 0 | 0 | 0 | 0 | 0 | 0 | 0 | 0 | 0 | 0 | 0 | 0 | 0 | 0
CDP4 | VIC | VIC | Brown coal | 0 | 0 | 0 | 0 | -1450 | -1450 | -1450 | -1450 | -1450 | -3660 | -4240 | -4240 | -4240 | -4240 | -4240 | -4240 | -4240 | -4240 | -4240 | -4240 | -4240 | -4240 | -4240 | -4820 | -4820 | -4820 | -4820 | -4820
CDP4 | VIC | VIC | Mid-merit gas | 0 | 0 | 0 | 0 | -500 | -500 | -500 | -500 | -500 | -500 | -500 | -500 | -500 | -500 | -500 | -500 | -500 | -500 | -500 | -500 | -500 | -500 | -500 | -500 | -500 | -500 | -500 | -500
CDP4 | VIC | VIC | Flexible gas | 0 | 0 | 0 | 0 | 0 | 0 | 0 | 0 | 0 | -170 | -170 | -170 | -170 | -170 | -170 | -610 | -610 | -610 | -704 | -704 | -704 | -704 | -704 | -1288 | -1288 | -1288 | -1288 | -1288
CDP4 | VIC | VIC | Hydro | 0 | 0 | 0 | 0 | 0 | 0 | 0 | 0 | 0 | 0 | 0 | 0 | 0 | 0 | 0 | 0 | 0 | 0 | 0 | 0 | 0 | 0 | 0 | 0 | 0 | 0 | 0 | 0
CDP4 | VIC | VIC | Deep storage | 0 | 0 | 0 | 0 | 0 | 0 | 0 | 0 | 0 | 0 | 0 | 0 | 0 | 0 | 0 | 0 | 0 | 0 | 0 | 0 | 0 | 0 | 0 | 0 | 0 | 0 | 0 | 0
CDP4 | VIC | VIC | Medium storage | 0 | 0 | 0 | 0 | 0 | 0 | 0 | 0 | 0 | 0 | 0 | 0 | 0 | 0 | 0 | 0 | 0 | 0 | 0 | 0 | 0 | 0 | -350 | -350 | -350 | -350 | -350 | -350
CDP4 | VIC | VIC | Shallow storage | 0 | 0 | 0 | 0 | -7.7 | -17.3 | -17.3 | -17.3 | -17.3 | -69.13 | -69.13 | -69.13 | -69.13 | -75.73 | -80.73 | -80.73 | -80.73 | -380.73 | -380.73 | -530.73 | -730.73 | -1032.04 | -1420.5404 | -1724.3718 | -1724.3718 | -1956.03 | -2556.03 | -3067.7299
CDP4 | VIC | VIC | Coordinated CER storage | 0 | 0 | 0 | 0 | 0 | 0 | 0 | 0 | 0 | 0 | 0 | 0 | 0 | 0 | 0 | 0 | 0 | 0 | 0 | 0 | 0 | 0 | 0 | 0 | 0 | 0 | 0 | 0
CDP4 | SA | CSA | Mid-merit gas | 0 | 0 | -980 | -980 | -980 | -980 | -980 | -980 | -980 | -980 | -980 | -980 | -980 | -1509 | -1509 | -1509 | -1509 | -1509 | -1509 | -1509 | -1509 | -1509 | -1509 | -1509 | -1509 | -1509 | -1509 | -1509
CDP4 | SA | CSA | Flexible gas | 0 | 0 | 0 | -73.5 | -73.5 | -73.5 | -319.5 | -319.5 | -559.16 | -559.16 | -559.16 | -559.16 | -559.16 | -559.16 | -559.16 | -559.16 | -559.16 | -559.16 | -559.16 | -559.16 | -897.16 | -1020.36 | -1174.36 | -1174.36 | -1174.36 | -1174.36 | -1211.56 | -1211.56
CDP4 | SA | CSA | Hydro | 0 | 0 | 0 | 0 | 0 | 0 | 0 | 0 | 0 | 0 | 0 | 0 | 0 | 0 | 0 | 0 | 0 | 0 | 0 | 0 | 0 | 0 | 0 | 0 | 0 | 0 | 0 | 0
CDP4 | SA | CSA | Deep storage | 0 | 0 | 0 | 0 | 0 | 0 | 0 | 0 | 0 | 0 | 0 | 0 | 0 | 0 | 0 | 0 | 0 | 0 | 0 | 0 | 0 | 0 | 0 | 0 | 0 | 0 | 0 | 0
CDP4 | SA | CSA | Medium storage | 0 | 0 | 0 | 0 | 0 | 0 | 0 | 0 | 0 | 0 | 0 | 0 | 0 | 0 | 0 | 0 | 0 | 0 | 0 | 0 | 0 | 0 | 0 | 0 | -5.44e-06 | -5.44e-06 | -5.44e-06 | -6.98e-06
CDP4 | SA | CSA | Shallow storage | 0 | 0 | 0 | 0 | 0 | -6.02 | -36.02 | -36.02 | -36.02 | -36.02 | -36.02 | -36.02 | -36.02 | -36.02 | -36.02 | -36.02 | -36.02 | -48.02 | -48.02 | -304.74 | -498.72 | -660.72 | -1279.3557 | -2408.1351 | -2449.6351 | -2560.6351 | -2560.6351 | -2560.6351
CDP4 | SA | CSA | Coordinated CER storage | 0 | 0 | 0 | 0 | 0 | 0 | 0 | 0 | 0 | 0 | 0 | 0 | 0 | 0 | 0 | 0 | 0 | 0 | 0 | 0 | 0 | 0 | 0 | 0 | 0 | 0 | 0 | 0
CDP4 | SA | SESA | Mid-merit gas | 0 | 0 | 0 | 0 | 0 | 0 | 0 | 0 | 0 | 0 | 0 | 0 | 0 | 0 | 0 | 0 | 0 | 0 | 0 | 0 | 0 | 0 | 0 | 0 | 0 | 0 | 0 | 0
CDP4 | SA | SESA | Flexible gas | 0 | 0 | 0 | -63 | -63 | -63 | -63 | -63 | -63 | -63 | -63 | -143 | -143 | -143 | -143 | -143 | -143 | -143 | -143 | -143 | -143 | -143 | -143 | -143 | -143 | -143 | -143 | -143
CDP4 | SA | SESA | Hydro | 0 | 0 | 0 | 0 | 0 | 0 | 0 | 0 | 0 | 0 | 0 | 0 | 0 | 0 | 0 | 0 | 0 | 0 | 0 | 0 | 0 | 0 | 0 | 0 | 0 | 0 | 0 | 0
CDP4 | SA | SESA | Deep storage | 0 | 0 | 0 | 0 | 0 | 0 | 0 | 0 | 0 | 0 | 0 | 0 | 0 | 0 | 0 | 0 | 0 | 0 | 0 | 0 | 0 | 0 | 0 | 0 | 0 | 0 | 0 | 0
CDP4 | SA | SESA | Medium storage | 0 | 0 | 0 | 0 | 0 | 0 | 0 | 0 | 0 | 0 | 0 | 0 | 0 | 0 | 0 | 0 | 0 | 0 | 0 | 0 | 0 | 0 | 0 | 0 | -5.41e-06 | -1.289e-05 | -1.289e-05 | -1.499e-05
CDP4 | SA | SESA | Shallow storage | 0 | 0 | 0 | 0 | 0 | 0 | 0 | 0 | 0 | 0 | -25 | -25 | -25 | -25 | -25 | -25 | -25 | -25 | -25 | -25 | -25 | -25 | -25 | -25 | -25 | -25 | -25 | -25
CDP4 | SA | SESA | Coordinated CER storage | 0 | 0 | 0 | 0 | 0 | 0 | 0 | 0 | 0 | 0 | 0 | 0 | 0 | 0 | 0 | 0 | 0 | 0 | 0 | 0 | 0 | 0 | 0 | 0 | 0 | 0 | 0 | 0
CDP4 | TAS | TAS | Mid-merit gas | 0 | 0 | 0 | -208 | -208 | -208 | -208 | -208 | -208 | -208 | -208 | -208 | -208 | -208 | -208 | -208 | -208 | -208 | -208 | -208 | -208 | -208 | -208 | -208 | -208 | -208 | -208 | -208
CDP4 | TAS | TAS | Flexible gas | 0 | 0 | 0 | 0 | 0 | 0 | 0 | 0 | 0 | 0 | 0 | 0 | 0 | 0 | 0 | 0 | -120 | -120 | -120 | -120 | -120 | -120 | -120 | -120 | -120 | -120 | -178 | -178
CDP4 | TAS | TAS | Hydro | 0 | 0 | 0 | 0 | 0 | 0 | 0 | 0 | 0 | 0 | 0 | 0 | 0 | 0 | 0 | 0 | 0 | 0 | 0 | 0 | 0 | 0 | 0 | 0 | 0 | 0 | 0 | 0
CDP4 | TAS | TAS | Deep storage | 0 | 0 | 0 | 0 | 0 | 0 | 0 | 0 | 0 | 0 | 0 | 0 | 0 | 0 | 0 | 0 | 0 | 0 | 0 | 0 | 0 | 0 | 0 | 0 | 0 | 0 | 0 | 0
CDP4 | TAS | TAS | Medium storage | 0 | 0 | 0 | 0 | 0 | 0 | 0 | 0 | 0 | 0 | 0 | 0 | 0 | 0 | 0 | 0 | 0 | 0 | 0 | 0 | 0 | 0 | 0 | -1.225e-05 | -1.44e-05 | -1.649e-05 | -1.649e-05 | -1.896e-05
CDP4 | TAS | TAS | Shallow storage | 0 | 0 | 0 | 0 | 0 | 0 | 0 | 0 | 0 | 0 | 0 | 0 | 0 | 0 | 0 | 0 | 0 | 0 | 0 | 0 | 0 | 0 | 0 | 0 | 0 | 0 | 0 | 0
CDP4 | TAS | TAS | Coordinated CER storage | 0 | 0 | 0 | 0 | 0 | 0 | 0 | 0 | 0 | 0 | 0 | 0 | 0 | 0 | 0 | 0 | 0 | 0 | 0 | 0 | 0 | 0 | 0 | 0 | 0 | 0 | 0 | 0
CDP5 | NSW | NNSW | Black coal | 0 | 0 | 0 | 0 | 0 | 0 | 0 | 0 | 0 | 0 | 0 | 0 | 0 | 0 | 0 | 0 | 0 | 0 | 0 | 0 | 0 | 0 | 0 | 0 | 0 | 0 | 0 | 0
CDP5 | NSW | NNSW | Mid-merit gas | 0 | 0 | 0 | 0 | 0 | 0 | 0 | 0 | 0 | 0 | 0 | 0 | 0 | 0 | 0 | 0 | 0 | 0 | 0 | 0 | 0 | 0 | 0 | 0 | 0 | 0 | 0 | 0
CDP5 | NSW | NNSW | Flexible gas | 0 | 0 | 0 | 0 | 0 | 0 | 0 | 0 | 0 | 0 | 0 | 0 | 0 | 0 | 0 | 0 | 0 | 0 | 0 | 0 | 0 | 0 | 0 | 0 | 0 | 0 | 0 | 0
CDP5 | NSW | NNSW | Hydro | 0 | 0 | 0 | 0 | 0 | 0 | 0 | 0 | 0 | 0 | 0 | 0 | 0 | 0 | 0 | 0 | 0 | 0 | 0 | 0 | 0 | 0 | 0 | 0 | 0 | 0 | 0 | 0
CDP5 | NSW | NNSW | Deep storage | 0 | 0 | 0 | 0 | 0 | 0 | 0 | 0 | 0 | 0 | 0 | 0 | 0 | 0 | 0 | 0 | 0 | 0 | 0 | 0 | 0 | 0 | 0 | 0 | 0 | 0 | 0 | 0
CDP5 | NSW | NNSW | Medium storage | 0 | 0 | 0 | 0 | 0 | 0 | 0 | 0 | 0 | 0 | 0 | 0 | 0 | 0 | 0 | 0 | 0 | 0 | 0 | 0 | 0 | 0 | -275 | -275 | -378.5565 | -792.1785 | -792.1785 | -792.1785
CDP5 | NSW | NNSW | Shallow storage | 0 | 0 | 0 | 0 | 0 | 0 | 0 | 0 | 0 | -30 | -30 | -30 | -30 | -30 | -30 | -30 | -30 | -30 | -30 | -30 | -30 | -30 | -430 | -430 | -430 | -430 | -430 | -430
CDP5 | NSW | NNSW | Coordinated CER storage | 0 | 0 | 0 | 0 | 0 | 0 | 0 | 0 | 0 | 0 | 0 | 0 | 0 | 0 | 0 | 0 | 0 | 0 | 0 | 0 | 0 | 0 | 0 | 0 | 0 | 0 | 0 | 0
CDP5 | NSW | CNSW | Black coal | 0 | 0 | 0 | 0 | -685 | -2715 | -2715 | -2715 | -2715 | -2715 | -2715 | -2715 | -2715 | -2715 | -2715 | -2715 | -4135 | -4135 | -4135 | -4135 | -4135 | -4135 | -4135 | -4135 | -4135 | -4135 | -4135 | -4135
CDP5 | NSW | CNSW | Mid-merit gas | 0 | 0 | 0 | 0 | 0 | 0 | 0 | 0 | 0 | 0 | 0 | 0 | 0 | 0 | 0 | 0 | 0 | 0 | 0 | 0 | 0 | 0 | 0 | 0 | 0 | 0 | 0 | 0
CDP5 | NSW | CNSW | Flexible gas | 0 | 0 | 0 | 0 | 0 | 0 | 0 | 0 | 0 | 0 | 0 | 0 | 0 | 0 | 0 | 0 | 0 | 0 | 0 | 0 | 0 | 0 | 0 | 0 | 0 | 0 | 0 | 0
CDP5 | NSW | CNSW | Hydro | 0 | 0 | 0 | 0 | 0 | 0 | 0 | 0 | 0 | 0 | 0 | 0 | 0 | 0 | 0 | 0 | 0 | 0 | 0 | 0 | 0 | 0 | 0 | 0 | 0 | 0 | 0 | 0
CDP5 | NSW | CNSW | Deep storage | 0 | 0 | 0 | 0 | 0 | 0 | 0 | 0 | 0 | 0 | 0 | 0 | 0 | 0 | 0 | 0 | 0 | 0 | 0 | 0 | 0 | 0 | 0 | 0 | 0 | 0 | 0 | 0
CDP5 | NSW | CNSW | Medium storage | 0 | 0 | 0 | 0 | 0 | 0 | -40.02 | -40.02 | -80.04 | -80.04 | -80.04 | -120.06 | -120.06 | -120.06 | -120.06 | -160.08 | -160.08 | -160.08 | -160.08 | -160.08 | -200.1 | -749.1 | -789.12 | -789.12 | -789.12 | -829.1414 | -829.1414 | -829.1414
CDP5 | NSW | CNSW | Shallow storage | 0 | 0 | 0 | 0 | 0 | 0 | 0 | 0 | 0 | 0 | 0 | 0 | 0 | 0 | 0 | 0 | 0 | 0 | 0 | 0 | 0 | -20 | -30.4876 | -876.4827 | -2141.3918 | -2141.3918 | -2141.3918 | -2141.3918
CDP5 | NSW | CNSW | Coordinated CER storage | 0 | 0 | 0 | 0 | 0 | 0 | 0 | 0 | 0 | 0 | 0 | 0 | 0 | 0 | 0 | 0 | 0 | 0 | 0 | 0 | 0 | 0 | 0 | 0 | 0 | 0 | 0 | 0
CDP5 | NSW | SNSW | Black coal | 0 | 0 | 0 | 0 | 0 | 0 | 0 | 0 | 0 | 0 | 0 | 0 | 0 | 0 | 0 | 0 | 0 | 0 | 0 | 0 | 0 | 0 | 0 | 0 | 0 | 0 | 0 | 0
CDP5 | NSW | SNSW | Mid-merit gas | 0 | 0 | 0 | 0 | 0 | 0 | 0 | 0 | 0 | 0 | 0 | 0 | 0 | 0 | 0 | 0 | 0 | 0 | 0 | 0 | 0 | 0 | 0 | 0 | 0 | 0 | 0 | 0
CDP5 | NSW | SNSW | Flexible gas | 0 | 0 | 0 | 0 | 0 | 0 | 0 | 0 | 0 | 0 | 0 | 0 | 0 | 0 | 0 | 0 | 0 | 0 | 0 | 0 | -692 | -692 | -692 | -692 | -692 | -692 | -692 | -692
CDP5 | NSW | SNSW | Hydro | 0 | 0 | 0 | 0 | 0 | 0 | 0 | 0 | 0 | 0 | 0 | 0 | 0 | 0 | 0 | 0 | 0 | 0 | 0 | 0 | 0 | 0 | 0 | 0 | 0 | 0 | 0 | 0
CDP5 | NSW | SNSW | Deep storage | 0 | 0 | 0 | 0 | 0 | 0 | 0 | 0 | 0 | 0 | 0 | 0 | 0 | 0 | 0 | 0 | 0 | 0 | 0 | 0 | 0 | 0 | 0 | 0 | 0 | 0 | 0 | 0
CDP5 | NSW | SNSW | Medium storage | 0 | 0 | 0 | 0 | 0 | 0 | 0 | 0 | 0 | 0 | 0 | 0 | 0 | 0 | 0 | 0 | 0 | 0 | 0 | 0 | 0 | -50 | -50 | -50 | -50 | -50.0002 | -50.0002 | -50.0002
CDP5 | NSW | SNSW | Shallow storage | 0 | -0.99 | -0.99 | -0.99 | -0.99 | -0.99 | -1.98 | -1.98 | -2.97 | -2.97 | -2.97 | -3.96 | -3.96 | -3.96 | -3.96 | -4.95 | -4.95 | -4.95 | -14.95 | -64.95 | -65.94 | -75.84 | -76.83 | -76.83 | -175.83 | -175.83 | -175.83 | -325.83
CDP5 | NSW | SNSW | Coordinated CER storage | 0 | 0 | 0 | 0 | 0 | 0 | 0 | 0 | 0 | 0 | 0 | 0 | 0 | 0 | 0 | 0 | 0 | 0 | 0 | 0 | 0 | 0 | 0 | 0 | 0 | 0 | 0 | 0
CDP5 | NSW | SNW | Black coal | 0 | -2880 | -2880 | -2880 | -4200 | -4200 | -4200 | -4200 | -4200 | -4200 | -4200 | -4200 | -4200 | -4200 | -4200 | -4200 | -4200 | -4200 | -4200 | -4200 | -4200 | -4200 | -4200 | -4200 | -4200 | -4200 | -4200 | -4200
CDP5 | NSW | SNW | Mid-merit gas | 0 | 0 | 0 | 0 | 0 | 0 | 0 | 0 | 0 | 0 | 0 | 0 | 0 | 0 | 0 | 0 | 0 | 0 | 0 | -440 | -440 | -440 | -440 | -440 | -440 | -440 | -440 | -440
CDP5 | NSW | SNW | Flexible gas | 0 | 0 | 0 | 0 | 0 | 0 | 0 | 0 | 0 | 0 | 0 | 0 | 0 | 0 | 0 | 0 | 0 | 0 | 0 | 0 | -185 | -185 | -185 | -185 | -185 | -185 | -185 | -185
CDP5 | NSW | SNW | Hydro | 0 | 0 | 0 | 0 | 0 | 0 | 0 | 0 | 0 | 0 | 0 | 0 | 0 | 0 | 0 | 0 | 0 | 0 | 0 | 0 | 0 | 0 | 0 | 0 | 0 | 0 | 0 | 0
CDP5 | NSW | SNW | Deep storage | 0 | 0 | 0 | 0 | 0 | 0 | 0 | 0 | 0 | 0 | 0 | 0 | 0 | 0 | 0 | 0 | 0 | 0 | 0 | 0 | 0 | 0 | 0 | 0 | 0 | 0 | 0 | 0
CDP5 | NSW | SNW | Medium storage | 0 | 0 | 0 | 0 | 0 | 0 | 0 | 0 | 0 | 0 | 0 | 0 | 0 | 0 | 0 | 0 | 0 | 0 | 0 | 0 | 0 | -889.1452 | -889.1452 | -889.1452 | -889.1452 | -1217.2807 | -1217.2807 | -1217.2807
CDP5 | NSW | SNW | Shallow storage | 0 | 0 | 0 | 0 | 0 | 0 | 0 | 0 | -72.576 | -72.576 | -72.576 | -145.152 | -195.152 | -195.152 | -195.152 | -267.728 | -267.728 | -267.728 | -267.728 | -267.728 | -340.304 | -865.304 | -937.8829 | -937.8915 | -970.3305 | -1042.9065 | -1042.9065 | -1042.9065
CDP5 | NSW | SNW | Coordinated CER storage | 0 | 0 | 0 | 0 | 0 | 0 | 0 | 0 | 0 | 0 | 0 | 0 | 0 | 0 | 0 | 0 | 0 | 0 | 0 | 0 | 0 | 0 | 0 | 0 | 0 | 0 | 0 | 0
CDP5 | QLD | NQ | Black coal | 0 | 0 | 0 | 0 | 0 | 0 | 0 | 0 | 0 | 0 | 0 | 0 | 0 | 0 | 0 | 0 | 0 | 0 | 0 | 0 | 0 | 0 | 0 | 0 | 0 | 0 | 0 | 0
CDP5 | QLD | NQ | Mid-merit gas | 0 | 0 | 0 | 0 | 0 | 0 | 0 | 0 | 0 | 0 | 0 | 0 | 0 | 0 | 0 | 0 | 0 | 0 | 0 | 0 | 0 | 0 | -244 | -244 | -244 | -244 | -244 | -244
CDP5 | QLD | NQ | Flexible gas | 0 | 0 | 0 | 0 | 0 | 0 | 0 | 0 | 0 | -292 | -292 | -292 | -292 | -292 | -292 | -292 | -292 | -292 | -292 | -292 | -423.5 | -423.5 | -423.5 | -423.5 | -423.5 | -423.5 | -423.5 | -423.5
CDP5 | QLD | NQ | Hydro | 0 | 0 | 0 | 0 | 0 | 0 | 0 | 0 | 0 | 0 | 0 | 0 | 0 | -86.4 | -86.4 | -86.4 | -86.4 | -86.4 | -156.4 | -156.4 | -156.4 | -156.4 | -156.4 | -156.4 | -156.4 | -156.4 | -156.4 | -156.4
CDP5 | QLD | NQ | Deep storage | 0 | 0 | 0 | 0 | 0 | 0 | 0 | 0 | 0 | 0 | 0 | 0 | 0 | 0 | 0 | 0 | 0 | 0 | 0 | 0 | 0 | 0 | 0 | 0 | 0 | 0 | 0 | 0
CDP5 | QLD | NQ | Medium storage | 0 | 0 | 0 | 0 | 0 | 0 | 0 | 0 | 0 | 0 | 0 | 0 | 0 | 0 | 0 | 0 | 0 | 0 | 0 | 0 | 0 | 0 | 0 | -1.223e-05 | -1.469e-05 | -2.227e-05 | -2.227e-05 | -2.402e-05
CDP5 | QLD | NQ | Shallow storage | 0 | 0 | 0 | 0 | 0 | 0 | 0 | 0 | 0 | 0 | 0 | 0 | 0 | 0 | 0 | 0 | 0 | 0 | 0 | 0 | 0 | 0 | -300 | -300 | -300 | -300 | -300 | -300
CDP5 | QLD | NQ | Coordinated CER storage | 0 | 0 | 0 | 0 | 0 | 0 | 0 | 0 | 0 | 0 | 0 | 0 | 0 | 0 | 0 | 0 | 0 | 0 | 0 | 0 | 0 | 0 | 0 | 0 | 0 | 0 | 0 | 0
CDP5 | QLD | GG | Black coal | 0 | 0 | 0 | -840 | -840 | -840 | -1400 | -1680 | -1680 | -1680 | -1680 | -1680 | -1680 | -1680 | -1680 | -1680 | -1680 | -1680 | -1680 | -1680 | -1680 | -1680 | -1680 | -1680 | -1680 | -1680 | -1680 | -1680
CDP5 | QLD | GG | Mid-merit gas | 0 | 0 | 0 | 0 | 0 | 0 | 0 | 0 | 0 | 0 | 0 | 0 | 0 | 0 | 0 | 0 | 0 | 0 | 0 | 0 | 0 | 0 | 0 | 0 | 0 | 0 | -180 | -180
CDP5 | QLD | GG | Flexible gas | 0 | 0 | 0 | 0 | 0 | 0 | 0 | 0 | 0 | 0 | 0 | 0 | 0 | 0 | 0 | 0 | 0 | 0 | 0 | 0 | 0 | 0 | 0 | 0 | 0 | 0 | 0 | 0
CDP5 | QLD | GG | Hydro | 0 | 0 | 0 | 0 | 0 | 0 | 0 | 0 | 0 | 0 | 0 | 0 | 0 | 0 | 0 | 0 | 0 | 0 | 0 | 0 | 0 | 0 | 0 | 0 | 0 | 0 | 0 | 0
CDP5 | QLD | GG | Deep storage | 0 | 0 | 0 | 0 | 0 | 0 | 0 | 0 | 0 | 0 | 0 | 0 | 0 | 0 | 0 | 0 | 0 | 0 | 0 | 0 | 0 | 0 | 0 | 0 | 0 | 0 | 0 | 0
CDP5 | QLD | GG | Medium storage | 0 | 0 | 0 | 0 | 0 | 0 | 0 | 0 | 0 | 0 | 0 | 0 | 0 | 0 | 0 | 0 | 0 | 0 | 0 | 0 | 0 | 0 | 0 | 0 | 0 | 0 | 0 | 0
CDP5 | QLD | GG | Shallow storage | 0 | 0 | 0 | 0 | 0 | 0 | 0 | 0 | 0 | 0 | 0 | 0 | 0 | 0 | 0 | 0 | 0 | 0 | 0 | 0 | 0 | -400 | -400 | -400 | -400 | -400 | -400 | -400
CDP5 | QLD | GG | Coordinated CER storage | 0 | 0 | 0 | 0 | 0 | 0 | 0 | 0 | 0 | 0 | 0 | 0 | 0 | 0 | 0 | 0 | 0 | 0 | 0 | 0 | 0 | 0 | 0 | 0 | 0 | 0 | 0 | 0
CDP5 | QLD | CQ | Black coal | 0 | 0 | 0 | -700 | -700 | -1430 | -1430 | -1430 | -2160 | -2160 | -2160 | -2160 | -2160 | -2160 | -2160 | -2160 | -2160 | -2160 | -2160 | -2160 | -2160 | -2160 | -2160 | -2160 | -2160 | -2160 | -2160 | -3004
CDP5 | QLD | CQ | Mid-merit gas | 0 | 0 | 0 | 0 | 0 | 0 | 0 | 0 | 0 | 0 | 0 | 0 | 0 | 0 | 0 | 0 | 0 | 0 | 0 | 0 | 0 | 0 | 0 | 0 | 0 | 0 | 0 | 0
CDP5 | QLD | CQ | Flexible gas | 0 | 0 | 0 | 0 | 0 | 0 | 0 | 0 | 0 | 0 | -37 | -37 | -37 | -37 | -37 | -37 | -37 | -37 | -37 | -37 | -37 | -37 | -37 | -37 | -37 | -37 | -37 | -37
CDP5 | QLD | CQ | Hydro | 0 | 0 | 0 | 0 | 0 | 0 | 0 | 0 | 0 | 0 | 0 | 0 | 0 | 0 | 0 | 0 | 0 | 0 | 0 | 0 | 0 | 0 | 0 | 0 | 0 | 0 | 0 | 0
CDP5 | QLD | CQ | Deep storage | 0 | 0 | 0 | 0 | 0 | 0 | 0 | 0 | 0 | 0 | 0 | 0 | 0 | 0 | 0 | 0 | 0 | 0 | 0 | 0 | 0 | 0 | 0 | 0 | 0 | 0 | 0 | 0
CDP5 | QLD | CQ | Medium storage | 0 | 0 | 0 | 0 | 0 | 0 | 0 | 0 | 0 | 0 | 0 | 0 | 0 | 0 | 0 | 0 | 0 | 0 | 0 | 0 | 0 | 0 | 0 | 0 | -2.52e-06 | -2.52e-06 | -2.52e-06 | -2.52e-06
CDP5 | QLD | CQ | Shallow storage | 0 | 0 | 0 | 0 | 0 | 0 | 0 | 0 | 0 | 0 | 0 | 0 | 0 | 0 | 0 | 0 | 0 | 0 | -50 | -50 | -50 | -50 | -50 | -200 | -200 | -200 | -200 | -200
CDP5 | QLD | CQ | Coordinated CER storage | 0 | 0 | 0 | 0 | 0 | 0 | 0 | 0 | 0 | 0 | 0 | 0 | 0 | 0 | 0 | 0 | 0 | 0 | 0 | 0 | 0 | 0 | 0 | 0 | 0 | 0 | 0 | 0
CDP5 | QLD | SQ | Black coal | 0 | 0 | 0 | 0 | 0 | 0 | -700 | -700 | -1050 | -1850 | -2594 | -2594 | -2594 | -2594 | -2594 | -2594 | -2594 | -2594 | -2594 | -2594 | -2594 | -2594 | -2594 | -2594 | -2594 | -2594 | -2594 | -3446
CDP5 | QLD | SQ | Mid-merit gas | 0 | 0 | 0 | 0 | 0 | 0 | 0 | 0 | 0 | 0 | 0 | 0 | -385 | -385 | -385 | -529.4 | -529.4 | -529.4 | -529.4 | -529.4 | -529.4 | -1173.9 | -1173.9 | -1173.9 | -1173.9 | -1173.9 | -1173.9 | -1173.9
CDP5 | QLD | SQ | Flexible gas | 0 | 0 | 0 | 0 | 0 | 0 | 0 | 0 | 0 | 0 | -80 | -80 | -80 | -80 | -80 | -80 | -80 | -80 | -80 | -80 | -80 | -80 | -644 | -644 | -644 | -1163 | -1509 | -1509
CDP5 | QLD | SQ | Hydro | 0 | 0 | 0 | 0 | 0 | 0 | 0 | 0 | 0 | 0 | 0 | 0 | 0 | 0 | 0 | 0 | 0 | 0 | 0 | 0 | 0 | 0 | 0 | 0 | 0 | 0 | 0 | 0
CDP5 | QLD | SQ | Deep storage | 0 | 0 | 0 | 0 | 0 | 0 | 0 | 0 | 0 | 0 | 0 | 0 | 0 | 0 | 0 | 0 | 0 | 0 | 0 | 0 | 0 | 0 | 0 | 0 | 0 | 0 | 0 | 0
CDP5 | QLD | SQ | Medium storage | 0 | 0 | 0 | 0 | 0 | 0 | 0 | 0 | 0 | 0 | 0 | 0 | 0 | 0 | 0 | 0 | 0 | 0 | 0 | 0 | 0 | 0 | 0 | -1.259e-05 | -1.601e-05 | -1.601e-05 | -1.601e-05 | -1.601e-05
CDP5 | QLD | SQ | Shallow storage | 0 | 0 | 0 | 0 | 0 | 0 | 0 | 0 | 0 | 0 | 0 | 0 | 0 | 0 | -100 | -100 | -100 | -100 | -100 | -100 | -400 | -650 | -650 | -650 | -904.8 | -904.8 | -904.8 | -1004.8
CDP5 | QLD | SQ | Coordinated CER storage | 0 | 0 | 0 | 0 | 0 | 0 | 0 | 0 | 0 | 0 | 0 | 0 | 0 | 0 | 0 | 0 | 0 | 0 | 0 | 0 | 0 | 0 | 0 | 0 | 0 | 0 | 0 | 0
CDP5 | VIC | VIC | Brown coal | 0 | 0 | 0 | 0 | -1450 | -1450 | -1450 | -1450 | -1450 | -3660 | -4240 | -4240 | -4240 | -4240 | -4240 | -4240 | -4240 | -4240 | -4240 | -4240 | -4240 | -4240 | -4240 | -4820 | -4820 | -4820 | -4820 | -4820
CDP5 | VIC | VIC | Mid-merit gas | 0 | 0 | 0 | 0 | -500 | -500 | -500 | -500 | -500 | -500 | -500 | -500 | -500 | -500 | -500 | -500 | -500 | -500 | -500 | -500 | -500 | -500 | -500 | -500 | -500 | -500 | -500 | -500
CDP5 | VIC | VIC | Flexible gas | 0 | 0 | 0 | 0 | 0 | 0 | 0 | 0 | 0 | -170 | -170 | -170 | -170 | -170 | -170 | -610 | -610 | -610 | -704 | -704 | -704 | -704 | -704 | -1288 | -1288 | -1288 | -1288 | -1288
CDP5 | VIC | VIC | Hydro | 0 | 0 | 0 | 0 | 0 | 0 | 0 | 0 | 0 | 0 | 0 | 0 | 0 | 0 | 0 | 0 | 0 | 0 | 0 | 0 | 0 | 0 | 0 | 0 | 0 | 0 | 0 | 0
CDP5 | VIC | VIC | Deep storage | 0 | 0 | 0 | 0 | 0 | 0 | 0 | 0 | 0 | 0 | 0 | 0 | 0 | 0 | 0 | 0 | 0 | 0 | 0 | 0 | 0 | 0 | 0 | 0 | 0 | 0 | 0 | 0
CDP5 | VIC | VIC | Medium storage | 0 | 0 | 0 | 0 | 0 | 0 | 0 | 0 | 0 | 0 | 0 | 0 | 0 | 0 | 0 | 0 | 0 | 0 | 0 | 0 | 0 | 0 | -350 | -350 | -350 | -350 | -350 | -350
CDP5 | VIC | VIC | Shallow storage | 0 | 0 | 0 | 0 | -7.7 | -17.3 | -17.3 | -17.3 | -17.3 | -69.13 | -69.13 | -69.13 | -69.13 | -75.73 | -80.73 | -80.73 | -80.73 | -380.73 | -380.73 | -530.73 | -730.73 | -1032.04 | -1420.5403 | -1730.3645 | -1730.3645 | -1956.03 | -2556.03 | -3067.7299
CDP5 | VIC | VIC | Coordinated CER storage | 0 | 0 | 0 | 0 | 0 | 0 | 0 | 0 | 0 | 0 | 0 | 0 | 0 | 0 | 0 | 0 | 0 | 0 | 0 | 0 | 0 | 0 | 0 | 0 | 0 | 0 | 0 | 0
CDP5 | SA | CSA | Mid-merit gas | 0 | 0 | -980 | -980 | -980 | -980 | -980 | -980 | -980 | -980 | -980 | -980 | -980 | -1509 | -1509 | -1509 | -1509 | -1509 | -1509 | -1509 | -1509 | -1509 | -1509 | -1509 | -1509 | -1509 | -1509 | -1509
CDP5 | SA | CSA | Flexible gas | 0 | 0 | 0 | -73.5 | -73.5 | -73.5 | -319.5 | -319.5 | -559.16 | -559.16 | -559.16 | -559.16 | -559.16 | -559.16 | -559.16 | -559.16 | -559.16 | -559.16 | -559.16 | -559.16 | -897.16 | -1020.36 | -1174.36 | -1174.36 | -1174.36 | -1174.36 | -1211.56 | -1211.56
CDP5 | SA | CSA | Hydro | 0 | 0 | 0 | 0 | 0 | 0 | 0 | 0 | 0 | 0 | 0 | 0 | 0 | 0 | 0 | 0 | 0 | 0 | 0 | 0 | 0 | 0 | 0 | 0 | 0 | 0 | 0 | 0
CDP5 | SA | CSA | Deep storage | 0 | 0 | 0 | 0 | 0 | 0 | 0 | 0 | 0 | 0 | 0 | 0 | 0 | 0 | 0 | 0 | 0 | 0 | 0 | 0 | 0 | 0 | 0 | 0 | 0 | 0 | 0 | 0
CDP5 | SA | CSA | Medium storage | 0 | 0 | 0 | 0 | 0 | 0 | 0 | 0 | 0 | 0 | 0 | 0 | 0 | 0 | 0 | 0 | 0 | 0 | 0 | 0 | 0 | 0 | 0 | 0 | -3.35e-06 | -3.35e-06 | -3.35e-06 | -5.06e-06
CDP5 | SA | CSA | Shallow storage | 0 | 0 | 0 | 0 | 0 | -6.02 | -36.02 | -36.02 | -36.02 | -36.02 | -36.02 | -36.02 | -36.02 | -36.02 | -36.02 | -36.02 | -36.02 | -48.02 | -48.02 | -304.74 | -498.72 | -660.72 | -1278.7557 | -1894.8177 | -1936.3177 | -2047.3177 | -2047.3177 | -2047.3177
CDP5 | SA | CSA | Coordinated CER storage | 0 | 0 | 0 | 0 | 0 | 0 | 0 | 0 | 0 | 0 | 0 | 0 | 0 | 0 | 0 | 0 | 0 | 0 | 0 | 0 | 0 | 0 | 0 | 0 | 0 | 0 | 0 | 0
CDP5 | SA | SESA | Mid-merit gas | 0 | 0 | 0 | 0 | 0 | 0 | 0 | 0 | 0 | 0 | 0 | 0 | 0 | 0 | 0 | 0 | 0 | 0 | 0 | 0 | 0 | 0 | 0 | 0 | 0 | 0 | 0 | 0
CDP5 | SA | SESA | Flexible gas | 0 | 0 | 0 | -63 | -63 | -63 | -63 | -63 | -63 | -63 | -63 | -143 | -143 | -143 | -143 | -143 | -143 | -143 | -143 | -143 | -143 | -143 | -143 | -143 | -143 | -143 | -143 | -143
CDP5 | SA | SESA | Hydro | 0 | 0 | 0 | 0 | 0 | 0 | 0 | 0 | 0 | 0 | 0 | 0 | 0 | 0 | 0 | 0 | 0 | 0 | 0 | 0 | 0 | 0 | 0 | 0 | 0 | 0 | 0 | 0
CDP5 | SA | SESA | Deep storage | 0 | 0 | 0 | 0 | 0 | 0 | 0 | 0 | 0 | 0 | 0 | 0 | 0 | 0 | 0 | 0 | 0 | 0 | 0 | 0 | 0 | 0 | 0 | 0 | 0 | 0 | 0 | 0
CDP5 | SA | SESA | Medium storage | 0 | 0 | 0 | 0 | 0 | 0 | 0 | 0 | 0 | 0 | 0 | 0 | 0 | 0 | 0 | 0 | 0 | 0 | 0 | 0 | 0 | 0 | 0 | 0 | -3.37e-06 | -9.28e-06 | -9.28e-06 | -1.087e-05
CDP5 | SA | SESA | Shallow storage | 0 | 0 | 0 | 0 | 0 | 0 | 0 | 0 | 0 | 0 | -25 | -25 | -25 | -25 | -25 | -25 | -25 | -25 | -25 | -25 | -25 | -25 | -25 | -25 | -25 | -25 | -25 | -25
CDP5 | SA | SESA | Coordinated CER storage | 0 | 0 | 0 | 0 | 0 | 0 | 0 | 0 | 0 | 0 | 0 | 0 | 0 | 0 | 0 | 0 | 0 | 0 | 0 | 0 | 0 | 0 | 0 | 0 | 0 | 0 | 0 | 0
CDP5 | TAS | TAS | Mid-merit gas | 0 | 0 | 0 | -208 | -208 | -208 | -208 | -208 | -208 | -208 | -208 | -208 | -208 | -208 | -208 | -208 | -208 | -208 | -208 | -208 | -208 | -208 | -208 | -208 | -208 | -208 | -208 | -208
CDP5 | TAS | TAS | Flexible gas | 0 | 0 | 0 | 0 | 0 | 0 | 0 | 0 | 0 | 0 | 0 | 0 | 0 | 0 | 0 | 0 | -120 | -120 | -120 | -120 | -120 | -120 | -120 | -120 | -120 | -120 | -178 | -178
CDP5 | TAS | TAS | Hydro | 0 | 0 | 0 | 0 | 0 | 0 | 0 | 0 | 0 | 0 | 0 | 0 | 0 | 0 | 0 | 0 | 0 | 0 | 0 | 0 | 0 | 0 | 0 | 0 | 0 | 0 | 0 | 0
CDP5 | TAS | TAS | Deep storage | 0 | 0 | 0 | 0 | 0 | 0 | 0 | 0 | 0 | 0 | 0 | 0 | 0 | 0 | 0 | 0 | 0 | 0 | 0 | 0 | 0 | 0 | 0 | 0 | 0 | 0 | 0 | 0
CDP5 | TAS | TAS | Medium storage | 0 | 0 | 0 | 0 | 0 | 0 | 0 | 0 | 0 | 0 | 0 | 0 | 0 | 0 | 0 | 0 | 0 | 0 | 0 | 0 | 0 | 0 | 0 | -1.183e-05 | -1.316e-05 | -1.469e-05 | -1.469e-05 | -1.598e-05
CDP5 | TAS | TAS | Shallow storage | 0 | 0 | 0 | 0 | 0 | 0 | 0 | 0 | 0 | 0 | 0 | 0 | 0 | 0 | 0 | 0 | 0 | 0 | 0 | 0 | 0 | 0 | 0 | 0 | 0 | 0 | 0 | 0
CDP5 | TAS | TAS | Coordinated CER storage | 0 | 0 | 0 | 0 | 0 | 0 | 0 | 0 | 0 | 0 | 0 | 0 | 0 | 0 | 0 | 0 | 0 | 0 | 0 | 0 | 0 | 0 | 0 | 0 | 0 | 0 | 0 | 0
CDP6 | NSW | NNSW | Black coal | 0 | 0 | 0 | 0 | 0 | 0 | 0 | 0 | 0 | 0 | 0 | 0 | 0 | 0 | 0 | 0 | 0 | 0 | 0 | 0 | 0 | 0 | 0 | 0 | 0 | 0 | 0 | 0
CDP6 | NSW | NNSW | Mid-merit gas | 0 | 0 | 0 | 0 | 0 | 0 | 0 | 0 | 0 | 0 | 0 | 0 | 0 | 0 | 0 | 0 | 0 | 0 | 0 | 0 | 0 | 0 | 0 | 0 | 0 | 0 | 0 | 0
CDP6 | NSW | NNSW | Flexible gas | 0 | 0 | 0 | 0 | 0 | 0 | 0 | 0 | 0 | 0 | 0 | 0 | 0 | 0 | 0 | 0 | 0 | 0 | 0 | 0 | 0 | 0 | 0 | 0 | 0 | 0 | 0 | 0
CDP6 | NSW | NNSW | Hydro | 0 | 0 | 0 | 0 | 0 | 0 | 0 | 0 | 0 | 0 | 0 | 0 | 0 | 0 | 0 | 0 | 0 | 0 | 0 | 0 | 0 | 0 | 0 | 0 | 0 | 0 | 0 | 0
CDP6 | NSW | NNSW | Deep storage | 0 | 0 | 0 | 0 | 0 | 0 | 0 | 0 | 0 | 0 | 0 | 0 | 0 | 0 | 0 | 0 | 0 | 0 | 0 | 0 | 0 | 0 | 0 | 0 | 0 | 0 | 0 | 0
CDP6 | NSW | NNSW | Medium storage | 0 | 0 | 0 | 0 | 0 | 0 | 0 | 0 | 0 | 0 | 0 | 0 | 0 | 0 | 0 | 0 | 0 | 0 | 0 | 0 | 0 | 0 | -275 | -275 | -374.4912 | -727.2396 | -727.2396 | -727.2396
CDP6 | NSW | NNSW | Shallow storage | 0 | 0 | 0 | 0 | 0 | 0 | 0 | 0 | 0 | -30 | -30 | -30 | -30 | -30 | -30 | -30 | -30 | -30 | -30 | -30 | -30 | -30 | -430 | -430 | -430 | -430 | -430 | -430
CDP6 | NSW | NNSW | Coordinated CER storage | 0 | 0 | 0 | 0 | 0 | 0 | 0 | 0 | 0 | 0 | 0 | 0 | 0 | 0 | 0 | 0 | 0 | 0 | 0 | 0 | 0 | 0 | 0 | 0 | 0 | 0 | 0 | 0
CDP6 | NSW | CNSW | Black coal | 0 | 0 | 0 | 0 | -685 | -2715 | -2715 | -2715 | -2715 | -2715 | -2715 | -2715 | -2715 | -2715 | -2715 | -2715 | -4135 | -4135 | -4135 | -4135 | -4135 | -4135 | -4135 | -4135 | -4135 | -4135 | -4135 | -4135
CDP6 | NSW | CNSW | Mid-merit gas | 0 | 0 | 0 | 0 | 0 | 0 | 0 | 0 | 0 | 0 | 0 | 0 | 0 | 0 | 0 | 0 | 0 | 0 | 0 | 0 | 0 | 0 | 0 | 0 | 0 | 0 | 0 | 0
CDP6 | NSW | CNSW | Flexible gas | 0 | 0 | 0 | 0 | 0 | 0 | 0 | 0 | 0 | 0 | 0 | 0 | 0 | 0 | 0 | 0 | 0 | 0 | 0 | 0 | 0 | 0 | 0 | 0 | 0 | 0 | 0 | 0
CDP6 | NSW | CNSW | Hydro | 0 | 0 | 0 | 0 | 0 | 0 | 0 | 0 | 0 | 0 | 0 | 0 | 0 | 0 | 0 | 0 | 0 | 0 | 0 | 0 | 0 | 0 | 0 | 0 | 0 | 0 | 0 | 0
CDP6 | NSW | CNSW | Deep storage | 0 | 0 | 0 | 0 | 0 | 0 | 0 | 0 | 0 | 0 | 0 | 0 | 0 | 0 | 0 | 0 | 0 | 0 | 0 | 0 | 0 | 0 | 0 | 0 | 0 | 0 | 0 | 0
CDP6 | NSW | CNSW | Medium storage | 0 | 0 | 0 | 0 | 0 | 0 | -40.02 | -40.02 | -80.04 | -80.04 | -80.04 | -120.06 | -120.06 | -120.06 | -120.06 | -160.08 | -160.08 | -160.08 | -160.08 | -160.08 | -200.1 | -749.1 | -789.12 | -789.12 | -789.12 | -958.6138 | -958.6138 | -958.6138
CDP6 | NSW | CNSW | Shallow storage | 0 | 0 | 0 | 0 | 0 | 0 | 0 | 0 | 0 | 0 | 0 | 0 | 0 | 0 | 0 | 0 | 0 | 0 | 0 | 0 | 0 | -20 | -648.5194 | -1926.367 | -3355.5005 | -3539.0324 | -3539.0324 | -3539.0324
CDP6 | NSW | CNSW | Coordinated CER storage | 0 | 0 | 0 | 0 | 0 | 0 | 0 | 0 | 0 | 0 | 0 | 0 | 0 | 0 | 0 | 0 | 0 | 0 | 0 | 0 | 0 | 0 | 0 | 0 | 0 | 0 | 0 | 0
CDP6 | NSW | SNSW | Black coal | 0 | 0 | 0 | 0 | 0 | 0 | 0 | 0 | 0 | 0 | 0 | 0 | 0 | 0 | 0 | 0 | 0 | 0 | 0 | 0 | 0 | 0 | 0 | 0 | 0 | 0 | 0 | 0
CDP6 | NSW | SNSW | Mid-merit gas | 0 | 0 | 0 | 0 | 0 | 0 | 0 | 0 | 0 | 0 | 0 | 0 | 0 | 0 | 0 | 0 | 0 | 0 | 0 | 0 | 0 | 0 | 0 | 0 | 0 | 0 | 0 | 0
CDP6 | NSW | SNSW | Flexible gas | 0 | 0 | 0 | 0 | 0 | 0 | 0 | 0 | 0 | 0 | 0 | 0 | 0 | 0 | 0 | 0 | 0 | 0 | 0 | 0 | -692 | -692 | -692 | -692 | -692 | -692 | -692 | -692
CDP6 | NSW | SNSW | Hydro | 0 | 0 | 0 | 0 | 0 | 0 | 0 | 0 | 0 | 0 | 0 | 0 | 0 | 0 | 0 | 0 | 0 | 0 | 0 | 0 | 0 | 0 | 0 | 0 | 0 | 0 | 0 | 0
CDP6 | NSW | SNSW | Deep storage | 0 | 0 | 0 | 0 | 0 | 0 | 0 | 0 | 0 | 0 | 0 | 0 | 0 | 0 | 0 | 0 | 0 | 0 | 0 | 0 | 0 | 0 | 0 | 0 | 0 | 0 | 0 | 0
CDP6 | NSW | SNSW | Medium storage | 0 | 0 | 0 | 0 | 0 | 0 | 0 | 0 | 0 | 0 | 0 | 0 | 0 | 0 | 0 | 0 | 0 | 0 | 0 | 0 | 0 | -50 | -50 | -50 | -50 | -50.0001 | -50.0001 | -50.0001
CDP6 | NSW | SNSW | Shallow storage | 0 | -0.99 | -0.99 | -0.99 | -0.99 | -0.99 | -1.98 | -1.98 | -2.97 | -2.97 | -2.97 | -3.96 | -3.96 | -3.96 | -3.96 | -4.95 | -4.95 | -4.95 | -14.95 | -64.95 | -65.94 | -75.84 | -76.83 | -76.83 | -175.83 | -175.83 | -175.83 | -325.83
CDP6 | NSW | SNSW | Coordinated CER storage | 0 | 0 | 0 | 0 | 0 | 0 | 0 | 0 | 0 | 0 | 0 | 0 | 0 | 0 | 0 | 0 | 0 | 0 | 0 | 0 | 0 | 0 | 0 | 0 | 0 | 0 | 0 | 0
CDP6 | NSW | SNW | Black coal | 0 | -2880 | -2880 | -2880 | -4200 | -4200 | -4200 | -4200 | -4200 | -4200 | -4200 | -4200 | -4200 | -4200 | -4200 | -4200 | -4200 | -4200 | -4200 | -4200 | -4200 | -4200 | -4200 | -4200 | -4200 | -4200 | -4200 | -4200
CDP6 | NSW | SNW | Mid-merit gas | 0 | 0 | 0 | 0 | 0 | 0 | 0 | 0 | 0 | 0 | 0 | 0 | 0 | 0 | 0 | 0 | 0 | 0 | 0 | -440 | -440 | -440 | -440 | -440 | -440 | -440 | -440 | -440
CDP6 | NSW | SNW | Flexible gas | 0 | 0 | 0 | 0 | 0 | 0 | 0 | 0 | 0 | 0 | 0 | 0 | 0 | 0 | 0 | 0 | 0 | 0 | 0 | 0 | -185 | -185 | -185 | -185 | -185 | -185 | -185 | -185
CDP6 | NSW | SNW | Hydro | 0 | 0 | 0 | 0 | 0 | 0 | 0 | 0 | 0 | 0 | 0 | 0 | 0 | 0 | 0 | 0 | 0 | 0 | 0 | 0 | 0 | 0 | 0 | 0 | 0 | 0 | 0 | 0
CDP6 | NSW | SNW | Deep storage | 0 | 0 | 0 | 0 | 0 | 0 | 0 | 0 | 0 | 0 | 0 | 0 | 0 | 0 | 0 | 0 | 0 | 0 | 0 | 0 | 0 | 0 | 0 | 0 | 0 | 0 | 0 | 0
CDP6 | NSW | SNW | Medium storage | 0 | 0 | 0 | 0 | 0 | 0 | 0 | 0 | 0 | 0 | 0 | 0 | 0 | 0 | 0 | 0 | 0 | 0 | 0 | 0 | 0 | -889.1465 | -889.1465 | -889.1465 | -889.1465 | -1150.9598 | -1150.9598 | -1150.9598
CDP6 | NSW | SNW | Shallow storage | 0 | 0 | 0 | 0 | 0 | 0 | 0 | 0 | -72.576 | -72.576 | -72.576 | -145.152 | -195.152 | -195.152 | -195.152 | -267.728 | -267.728 | -267.728 | -267.728 | -267.728 | -340.304 | -865.304 | -937.8841 | -970.497 | -970.497 | -1043.073 | -1043.073 | -1043.073
CDP6 | NSW | SNW | Coordinated CER storage | 0 | 0 | 0 | 0 | 0 | 0 | 0 | 0 | 0 | 0 | 0 | 0 | 0 | 0 | 0 | 0 | 0 | 0 | 0 | 0 | 0 | 0 | 0 | 0 | 0 | 0 | 0 | 0
CDP6 | QLD | NQ | Black coal | 0 | 0 | 0 | 0 | 0 | 0 | 0 | 0 | 0 | 0 | 0 | 0 | 0 | 0 | 0 | 0 | 0 | 0 | 0 | 0 | 0 | 0 | 0 | 0 | 0 | 0 | 0 | 0
CDP6 | QLD | NQ | Mid-merit gas | 0 | 0 | 0 | 0 | 0 | 0 | 0 | 0 | 0 | 0 | 0 | 0 | 0 | 0 | 0 | 0 | 0 | 0 | 0 | 0 | 0 | 0 | -244 | -244 | -244 | -244 | -244 | -244
CDP6 | QLD | NQ | Flexible gas | 0 | 0 | 0 | 0 | 0 | 0 | 0 | 0 | 0 | -292 | -292 | -292 | -292 | -292 | -292 | -292 | -292 | -292 | -292 | -292 | -423.5 | -423.5 | -423.5 | -423.5 | -423.5 | -423.5 | -423.5 | -423.5
CDP6 | QLD | NQ | Hydro | 0 | 0 | 0 | 0 | 0 | 0 | 0 | 0 | 0 | 0 | 0 | 0 | 0 | -86.4 | -86.4 | -86.4 | -86.4 | -86.4 | -156.4 | -156.4 | -156.4 | -156.4 | -156.4 | -156.4 | -156.4 | -156.4 | -156.4 | -156.4
CDP6 | QLD | NQ | Deep storage | 0 | 0 | 0 | 0 | 0 | 0 | 0 | 0 | 0 | 0 | 0 | 0 | 0 | 0 | 0 | 0 | 0 | 0 | 0 | 0 | 0 | 0 | 0 | 0 | 0 | 0 | 0 | 0
CDP6 | QLD | NQ | Medium storage | 0 | 0 | 0 | 0 | 0 | 0 | 0 | 0 | 0 | 0 | 0 | 0 | 0 | 0 | 0 | 0 | 0 | 0 | 0 | 0 | 0 | 0 | 0 | -1.154e-05 | -1.379e-05 | -1.873e-05 | -1.873e-05 | -2.005e-05
CDP6 | QLD | NQ | Shallow storage | 0 | 0 | 0 | 0 | 0 | 0 | 0 | 0 | 0 | 0 | 0 | 0 | 0 | 0 | 0 | 0 | 0 | 0 | 0 | 0 | 0 | 0 | -300 | -300 | -300 | -300 | -300 | -300
CDP6 | QLD | NQ | Coordinated CER storage | 0 | 0 | 0 | 0 | 0 | 0 | 0 | 0 | 0 | 0 | 0 | 0 | 0 | 0 | 0 | 0 | 0 | 0 | 0 | 0 | 0 | 0 | 0 | 0 | 0 | 0 | 0 | 0
CDP6 | QLD | GG | Black coal | 0 | 0 | 0 | -840 | -840 | -840 | -1400 | -1680 | -1680 | -1680 | -1680 | -1680 | -1680 | -1680 | -1680 | -1680 | -1680 | -1680 | -1680 | -1680 | -1680 | -1680 | -1680 | -1680 | -1680 | -1680 | -1680 | -1680
CDP6 | QLD | GG | Mid-merit gas | 0 | 0 | 0 | 0 | 0 | 0 | 0 | 0 | 0 | 0 | 0 | 0 | 0 | 0 | 0 | 0 | 0 | 0 | 0 | 0 | 0 | 0 | 0 | 0 | 0 | 0 | -180 | -180
CDP6 | QLD | GG | Flexible gas | 0 | 0 | 0 | 0 | 0 | 0 | 0 | 0 | 0 | 0 | 0 | 0 | 0 | 0 | 0 | 0 | 0 | 0 | 0 | 0 | 0 | 0 | 0 | 0 | 0 | 0 | 0 | 0
CDP6 | QLD | GG | Hydro | 0 | 0 | 0 | 0 | 0 | 0 | 0 | 0 | 0 | 0 | 0 | 0 | 0 | 0 | 0 | 0 | 0 | 0 | 0 | 0 | 0 | 0 | 0 | 0 | 0 | 0 | 0 | 0
CDP6 | QLD | GG | Deep storage | 0 | 0 | 0 | 0 | 0 | 0 | 0 | 0 | 0 | 0 | 0 | 0 | 0 | 0 | 0 | 0 | 0 | 0 | 0 | 0 | 0 | 0 | 0 | 0 | 0 | 0 | 0 | 0
CDP6 | QLD | GG | Medium storage | 0 | 0 | 0 | 0 | 0 | 0 | 0 | 0 | 0 | 0 | 0 | 0 | 0 | 0 | 0 | 0 | 0 | 0 | 0 | 0 | 0 | 0 | 0 | 0 | 0 | 0 | 0 | 0
CDP6 | QLD | GG | Shallow storage | 0 | 0 | 0 | 0 | 0 | 0 | 0 | 0 | 0 | 0 | 0 | 0 | 0 | 0 | 0 | 0 | 0 | 0 | 0 | 0 | 0 | -400 | -400 | -400 | -400 | -400 | -400 | -400
CDP6 | QLD | GG | Coordinated CER storage | 0 | 0 | 0 | 0 | 0 | 0 | 0 | 0 | 0 | 0 | 0 | 0 | 0 | 0 | 0 | 0 | 0 | 0 | 0 | 0 | 0 | 0 | 0 | 0 | 0 | 0 | 0 | 0
CDP6 | QLD | CQ | Black coal | 0 | 0 | 0 | -700 | -700 | -1430 | -1430 | -1430 | -2160 | -2160 | -2160 | -2160 | -2160 | -2160 | -2160 | -2160 | -2160 | -2160 | -2160 | -2160 | -2160 | -2160 | -2160 | -2160 | -2160 | -2160 | -2160 | -3004
CDP6 | QLD | CQ | Mid-merit gas | 0 | 0 | 0 | 0 | 0 | 0 | 0 | 0 | 0 | 0 | 0 | 0 | 0 | 0 | 0 | 0 | 0 | 0 | 0 | 0 | 0 | 0 | 0 | 0 | 0 | 0 | 0 | 0
CDP6 | QLD | CQ | Flexible gas | 0 | 0 | 0 | 0 | 0 | 0 | 0 | 0 | 0 | 0 | -37 | -37 | -37 | -37 | -37 | -37 | -37 | -37 | -37 | -37 | -37 | -37 | -37 | -37 | -37 | -37 | -37 | -37
CDP6 | QLD | CQ | Hydro | 0 | 0 | 0 | 0 | 0 | 0 | 0 | 0 | 0 | 0 | 0 | 0 | 0 | 0 | 0 | 0 | 0 | 0 | 0 | 0 | 0 | 0 | 0 | 0 | 0 | 0 | 0 | 0
CDP6 | QLD | CQ | Deep storage | 0 | 0 | 0 | 0 | 0 | 0 | 0 | 0 | 0 | 0 | 0 | 0 | 0 | 0 | 0 | 0 | 0 | 0 | 0 | 0 | 0 | 0 | 0 | 0 | 0 | 0 | 0 | 0
CDP6 | QLD | CQ | Medium storage | 0 | 0 | 0 | 0 | 0 | 0 | 0 | 0 | 0 | 0 | 0 | 0 | 0 | 0 | 0 | 0 | 0 | 0 | 0 | 0 | 0 | 0 | 0 | 0 | -2.29e-06 | -2.29e-06 | -2.29e-06 | -2.29e-06
CDP6 | QLD | CQ | Shallow storage | 0 | 0 | 0 | 0 | 0 | 0 | 0 | 0 | 0 | 0 | 0 | 0 | 0 | 0 | 0 | 0 | 0 | 0 | -50 | -50 | -50 | -50 | -50 | -200 | -200 | -200 | -200 | -200
CDP6 | QLD | CQ | Coordinated CER storage | 0 | 0 | 0 | 0 | 0 | 0 | 0 | 0 | 0 | 0 | 0 | 0 | 0 | 0 | 0 | 0 | 0 | 0 | 0 | 0 | 0 | 0 | 0 | 0 | 0 | 0 | 0 | 0
CDP6 | QLD | SQ | Black coal | 0 | 0 | 0 | 0 | 0 | 0 | -700 | -700 | -1050 | -1850 | -2594 | -2594 | -2594 | -2594 | -2594 | -2594 | -2594 | -2594 | -2594 | -2594 | -2594 | -2594 | -2594 | -2594 | -2594 | -2594 | -2594 | -3446
CDP6 | QLD | SQ | Mid-merit gas | 0 | 0 | 0 | 0 | 0 | 0 | 0 | 0 | 0 | 0 | 0 | 0 | -385 | -385 | -385 | -529.4 | -529.4 | -529.4 | -529.4 | -529.4 | -529.4 | -1173.9 | -1173.9 | -1173.9 | -1173.9 | -1173.9 | -1173.9 | -1173.9
CDP6 | QLD | SQ | Flexible gas | 0 | 0 | 0 | 0 | 0 | 0 | 0 | 0 | 0 | 0 | -80 | -80 | -80 | -80 | -80 | -80 | -80 | -80 | -80 | -80 | -80 | -80 | -644 | -644 | -644 | -1163 | -1509 | -1509
CDP6 | QLD | SQ | Hydro | 0 | 0 | 0 | 0 | 0 | 0 | 0 | 0 | 0 | 0 | 0 | 0 | 0 | 0 | 0 | 0 | 0 | 0 | 0 | 0 | 0 | 0 | 0 | 0 | 0 | 0 | 0 | 0
CDP6 | QLD | SQ | Deep storage | 0 | 0 | 0 | 0 | 0 | 0 | 0 | 0 | 0 | 0 | 0 | 0 | 0 | 0 | 0 | 0 | 0 | 0 | 0 | 0 | 0 | 0 | 0 | 0 | 0 | 0 | 0 | 0
CDP6 | QLD | SQ | Medium storage | 0 | 0 | 0 | 0 | 0 | 0 | 0 | 0 | 0 | 0 | 0 | 0 | 0 | 0 | 0 | 0 | 0 | 0 | 0 | 0 | 0 | 0 | 0 | -1.188e-05 | -1.497e-05 | -1.497e-05 | -1.497e-05 | -1.497e-05
CDP6 | QLD | SQ | Shallow storage | 0 | 0 | 0 | 0 | 0 | 0 | 0 | 0 | 0 | 0 | 0 | 0 | 0 | 0 | -100 | -100 | -100 | -100 | -100 | -100 | -400 | -650 | -650 | -650 | -904.8 | -904.8 | -904.8 | -1004.8
CDP6 | QLD | SQ | Coordinated CER storage | 0 | 0 | 0 | 0 | 0 | 0 | 0 | 0 | 0 | 0 | 0 | 0 | 0 | 0 | 0 | 0 | 0 | 0 | 0 | 0 | 0 | 0 | 0 | 0 | 0 | 0 | 0 | 0
CDP6 | VIC | VIC | Brown coal | 0 | 0 | 0 | 0 | -1450 | -1450 | -1450 | -1450 | -1450 | -3660 | -4240 | -4240 | -4240 | -4240 | -4240 | -4240 | -4240 | -4240 | -4240 | -4240 | -4240 | -4240 | -4240 | -4820 | -4820 | -4820 | -4820 | -4820
CDP6 | VIC | VIC | Mid-merit gas | 0 | 0 | 0 | 0 | -500 | -500 | -500 | -500 | -500 | -500 | -500 | -500 | -500 | -500 | -500 | -500 | -500 | -500 | -500 | -500 | -500 | -500 | -500 | -500 | -500 | -500 | -500 | -500
CDP6 | VIC | VIC | Flexible gas | 0 | 0 | 0 | 0 | 0 | 0 | 0 | 0 | 0 | -170 | -170 | -170 | -170 | -170 | -170 | -610 | -610 | -610 | -704 | -704 | -704 | -704 | -704 | -1288 | -1288 | -1288 | -1288 | -1288
CDP6 | VIC | VIC | Hydro | 0 | 0 | 0 | 0 | 0 | 0 | 0 | 0 | 0 | 0 | 0 | 0 | 0 | 0 | 0 | 0 | 0 | 0 | 0 | 0 | 0 | 0 | 0 | 0 | 0 | 0 | 0 | 0
CDP6 | VIC | VIC | Deep storage | 0 | 0 | 0 | 0 | 0 | 0 | 0 | 0 | 0 | 0 | 0 | 0 | 0 | 0 | 0 | 0 | 0 | 0 | 0 | 0 | 0 | 0 | 0 | 0 | 0 | 0 | 0 | 0
CDP6 | VIC | VIC | Medium storage | 0 | 0 | 0 | 0 | 0 | 0 | 0 | 0 | 0 | 0 | 0 | 0 | 0 | 0 | 0 | 0 | 0 | 0 | 0 | 0 | 0 | 0 | -350 | -350 | -350 | -350 | -350 | -350
CDP6 | VIC | VIC | Shallow storage | 0 | 0 | 0 | 0 | -7.7 | -17.3 | -17.3 | -17.3 | -17.3 | -69.13 | -69.13 | -69.13 | -69.13 | -75.73 | -80.73 | -80.73 | -80.73 | -380.73 | -380.73 | -530.73 | -730.73 | -1032.04 | -1420.5403 | -1936.03 | -1936.03 | -1956.03 | -2556.03 | -3067.7299
CDP6 | VIC | VIC | Coordinated CER storage | 0 | 0 | 0 | 0 | 0 | 0 | 0 | 0 | 0 | 0 | 0 | 0 | 0 | 0 | 0 | 0 | 0 | 0 | 0 | 0 | 0 | 0 | 0 | 0 | 0 | 0 | 0 | 0
CDP6 | SA | CSA | Mid-merit gas | 0 | 0 | -980 | -980 | -980 | -980 | -980 | -980 | -980 | -980 | -980 | -980 | -980 | -1509 | -1509 | -1509 | -1509 | -1509 | -1509 | -1509 | -1509 | -1509 | -1509 | -1509 | -1509 | -1509 | -1509 | -1509
CDP6 | SA | CSA | Flexible gas | 0 | 0 | 0 | -73.5 | -73.5 | -73.5 | -319.5 | -319.5 | -559.16 | -559.16 | -559.16 | -559.16 | -559.16 | -559.16 | -559.16 | -559.16 | -559.16 | -559.16 | -559.16 | -559.16 | -897.16 | -1020.36 | -1174.36 | -1174.36 | -1174.36 | -1174.36 | -1211.56 | -1211.56
CDP6 | SA | CSA | Hydro | 0 | 0 | 0 | 0 | 0 | 0 | 0 | 0 | 0 | 0 | 0 | 0 | 0 | 0 | 0 | 0 | 0 | 0 | 0 | 0 | 0 | 0 | 0 | 0 | 0 | 0 | 0 | 0
CDP6 | SA | CSA | Deep storage | 0 | 0 | 0 | 0 | 0 | 0 | 0 | 0 | 0 | 0 | 0 | 0 | 0 | 0 | 0 | 0 | 0 | 0 | 0 | 0 | 0 | 0 | 0 | 0 | 0 | 0 | 0 | 0
CDP6 | SA | CSA | Medium storage | 0 | 0 | 0 | 0 | 0 | 0 | 0 | 0 | 0 | 0 | 0 | 0 | 0 | 0 | 0 | 0 | 0 | 0 | 0 | 0 | 0 | 0 | 0 | 0 | -3.24e-06 | -3.24e-06 | -3.24e-06 | -4.54e-06
CDP6 | SA | CSA | Shallow storage | 0 | 0 | 0 | 0 | 0 | -6.02 | -36.02 | -36.02 | -36.02 | -36.02 | -36.02 | -36.02 | -36.02 | -36.02 | -36.02 | -36.02 | -36.02 | -48.02 | -48.02 | -304.74 | -498.72 | -660.72 | -660.7206 | -660.7206 | -702.2206 | -813.2206 | -813.2206 | -813.2206
CDP6 | SA | CSA | Coordinated CER storage | 0 | 0 | 0 | 0 | 0 | 0 | 0 | 0 | 0 | 0 | 0 | 0 | 0 | 0 | 0 | 0 | 0 | 0 | 0 | 0 | 0 | 0 | 0 | 0 | 0 | 0 | 0 | 0
CDP6 | SA | SESA | Mid-merit gas | 0 | 0 | 0 | 0 | 0 | 0 | 0 | 0 | 0 | 0 | 0 | 0 | 0 | 0 | 0 | 0 | 0 | 0 | 0 | 0 | 0 | 0 | 0 | 0 | 0 | 0 | 0 | 0
CDP6 | SA | SESA | Flexible gas | 0 | 0 | 0 | -63 | -63 | -63 | -63 | -63 | -63 | -63 | -63 | -143 | -143 | -143 | -143 | -143 | -143 | -143 | -143 | -143 | -143 | -143 | -143 | -143 | -143 | -143 | -143 | -143
CDP6 | SA | SESA | Hydro | 0 | 0 | 0 | 0 | 0 | 0 | 0 | 0 | 0 | 0 | 0 | 0 | 0 | 0 | 0 | 0 | 0 | 0 | 0 | 0 | 0 | 0 | 0 | 0 | 0 | 0 | 0 | 0
CDP6 | SA | SESA | Deep storage | 0 | 0 | 0 | 0 | 0 | 0 | 0 | 0 | 0 | 0 | 0 | 0 | 0 | 0 | 0 | 0 | 0 | 0 | 0 | 0 | 0 | 0 | 0 | 0 | 0 | 0 | 0 | 0
CDP6 | SA | SESA | Medium storage | 0 | 0 | 0 | 0 | 0 | 0 | 0 | 0 | 0 | 0 | 0 | 0 | 0 | 0 | 0 | 0 | 0 | 0 | 0 | 0 | 0 | 0 | 0 | 0 | -3.18e-06 | -7.51e-06 | -7.51e-06 | -7.51e-06
CDP6 | SA | SESA | Shallow storage | 0 | 0 | 0 | 0 | 0 | 0 | 0 | 0 | 0 | 0 | -25 | -25 | -25 | -25 | -25 | -25 | -25 | -25 | -25 | -25 | -25 | -25 | -25 | -25 | -25 | -25 | -25 | -25
CDP6 | SA | SESA | Coordinated CER storage | 0 | 0 | 0 | 0 | 0 | 0 | 0 | 0 | 0 | 0 | 0 | 0 | 0 | 0 | 0 | 0 | 0 | 0 | 0 | 0 | 0 | 0 | 0 | 0 | 0 | 0 | 0 | 0
CDP6 | TAS | TAS | Mid-merit gas | 0 | 0 | 0 | -208 | -208 | -208 | -208 | -208 | -208 | -208 | -208 | -208 | -208 | -208 | -208 | -208 | -208 | -208 | -208 | -208 | -208 | -208 | -208 | -208 | -208 | -208 | -208 | -208
CDP6 | TAS | TAS | Flexible gas | 0 | 0 | 0 | 0 | 0 | 0 | 0 | 0 | 0 | 0 | 0 | 0 | 0 | 0 | 0 | 0 | -120 | -120 | -120 | -120 | -120 | -120 | -120 | -120 | -120 | -120 | -178 | -178
CDP6 | TAS | TAS | Hydro | 0 | 0 | 0 | 0 | 0 | 0 | 0 | 0 | 0 | 0 | 0 | 0 | 0 | 0 | 0 | 0 | 0 | 0 | 0 | 0 | 0 | 0 | 0 | 0 | 0 | 0 | 0 | 0
CDP6 | TAS | TAS | Deep storage | 0 | 0 | 0 | 0 | 0 | 0 | 0 | 0 | 0 | 0 | 0 | 0 | 0 | 0 | 0 | 0 | 0 | 0 | 0 | 0 | 0 | 0 | 0 | 0 | 0 | 0 | 0 | 0
CDP6 | TAS | TAS | Medium storage | 0 | 0 | 0 | 0 | 0 | 0 | 0 | 0 | 0 | 0 | 0 | 0 | 0 | 0 | 0 | 0 | 0 | 0 | 0 | 0 | 0 | 0 | 0 | -5.48e-06 | -6.55e-06 | -6.55e-06 | -6.55e-06 | -8e-06
CDP6 | TAS | TAS | Shallow storage | 0 | 0 | 0 | 0 | 0 | 0 | 0 | 0 | 0 | 0 | 0 | 0 | 0 | 0 | 0 | 0 | 0 | 0 | 0 | 0 | 0 | 0 | 0 | 0 | 0 | 0 | 0 | 0
CDP6 | TAS | TAS | Coordinated CER storage | 0 | 0 | 0 | 0 | 0 | 0 | 0 | 0 | 0 | 0 | 0 | 0 | 0 | 0 | 0 | 0 | 0 | 0 | 0 | 0 | 0 | 0 | 0 | 0 | 0 | 0 | 0 | 0
CDP7 | NSW | NNSW | Black coal | 0 | 0 | 0 | 0 | 0 | 0 | 0 | 0 | 0 | 0 | 0 | 0 | 0 | 0 | 0 | 0 | 0 | 0 | 0 | 0 | 0 | 0 | 0 | 0 | 0 | 0 | 0 | 0
CDP7 | NSW | NNSW | Mid-merit gas | 0 | 0 | 0 | 0 | 0 | 0 | 0 | 0 | 0 | 0 | 0 | 0 | 0 | 0 | 0 | 0 | 0 | 0 | 0 | 0 | 0 | 0 | 0 | 0 | 0 | 0 | 0 | 0
CDP7 | NSW | NNSW | Flexible gas | 0 | 0 | 0 | 0 | 0 | 0 | 0 | 0 | 0 | 0 | 0 | 0 | 0 | 0 | 0 | 0 | 0 | 0 | 0 | 0 | 0 | 0 | 0 | 0 | 0 | 0 | 0 | 0
CDP7 | NSW | NNSW | Hydro | 0 | 0 | 0 | 0 | 0 | 0 | 0 | 0 | 0 | 0 | 0 | 0 | 0 | 0 | 0 | 0 | 0 | 0 | 0 | 0 | 0 | 0 | 0 | 0 | 0 | 0 | 0 | 0
CDP7 | NSW | NNSW | Deep storage | 0 | 0 | 0 | 0 | 0 | 0 | 0 | 0 | 0 | 0 | 0 | 0 | 0 | 0 | 0 | 0 | 0 | 0 | 0 | 0 | 0 | 0 | 0 | 0 | 0 | 0 | 0 | 0
CDP7 | NSW | NNSW | Medium storage | 0 | 0 | 0 | 0 | 0 | 0 | 0 | 0 | 0 | 0 | 0 | 0 | 0 | 0 | 0 | 0 | 0 | 0 | 0 | 0 | 0 | 0 | -275 | -275 | -378.9563 | -814.7982 | -814.7982 | -814.7982
CDP7 | NSW | NNSW | Shallow storage | 0 | 0 | 0 | 0 | 0 | 0 | 0 | 0 | 0 | -30 | -30 | -30 | -30 | -30 | -30 | -30 | -30 | -30 | -30 | -30 | -30 | -30 | -430 | -430 | -430 | -430 | -430 | -430
CDP7 | NSW | NNSW | Coordinated CER storage | 0 | 0 | 0 | 0 | 0 | 0 | 0 | 0 | 0 | 0 | 0 | 0 | 0 | 0 | 0 | 0 | 0 | 0 | 0 | 0 | 0 | 0 | 0 | 0 | 0 | 0 | 0 | 0
CDP7 | NSW | CNSW | Black coal | 0 | 0 | 0 | 0 | -685 | -2715 | -2715 | -2715 | -2715 | -2715 | -2715 | -2715 | -2715 | -2715 | -2715 | -2715 | -4135 | -4135 | -4135 | -4135 | -4135 | -4135 | -4135 | -4135 | -4135 | -4135 | -4135 | -4135
CDP7 | NSW | CNSW | Mid-merit gas | 0 | 0 | 0 | 0 | 0 | 0 | 0 | 0 | 0 | 0 | 0 | 0 | 0 | 0 | 0 | 0 | 0 | 0 | 0 | 0 | 0 | 0 | 0 | 0 | 0 | 0 | 0 | 0
CDP7 | NSW | CNSW | Flexible gas | 0 | 0 | 0 | 0 | 0 | 0 | 0 | 0 | 0 | 0 | 0 | 0 | 0 | 0 | 0 | 0 | 0 | 0 | 0 | 0 | 0 | 0 | 0 | 0 | 0 | 0 | 0 | 0
CDP7 | NSW | CNSW | Hydro | 0 | 0 | 0 | 0 | 0 | 0 | 0 | 0 | 0 | 0 | 0 | 0 | 0 | 0 | 0 | 0 | 0 | 0 | 0 | 0 | 0 | 0 | 0 | 0 | 0 | 0 | 0 | 0
CDP7 | NSW | CNSW | Deep storage | 0 | 0 | 0 | 0 | 0 | 0 | 0 | 0 | 0 | 0 | 0 | 0 | 0 | 0 | 0 | 0 | 0 | 0 | 0 | 0 | 0 | 0 | 0 | 0 | 0 | 0 | 0 | 0
CDP7 | NSW | CNSW | Medium storage | 0 | 0 | 0 | 0 | 0 | 0 | -40.02 | -40.02 | -80.04 | -80.04 | -80.04 | -120.06 | -120.06 | -120.06 | -120.06 | -160.08 | -160.08 | -160.08 | -160.08 | -160.08 | -200.1 | -749.1 | -789.12 | -789.12 | -789.12 | -845.6381 | -845.6381 | -845.6381
CDP7 | NSW | CNSW | Shallow storage | 0 | 0 | 0 | 0 | 0 | 0 | 0 | 0 | 0 | 0 | 0 | 0 | 0 | 0 | 0 | 0 | 0 | 0 | 0 | 0 | 0 | -20 | -30.6368 | -813.4759 | -1763.5065 | -1763.5065 | -1763.5065 | -1763.5065
CDP7 | NSW | CNSW | Coordinated CER storage | 0 | 0 | 0 | 0 | 0 | 0 | 0 | 0 | 0 | 0 | 0 | 0 | 0 | 0 | 0 | 0 | 0 | 0 | 0 | 0 | 0 | 0 | 0 | 0 | 0 | 0 | 0 | 0
CDP7 | NSW | SNSW | Black coal | 0 | 0 | 0 | 0 | 0 | 0 | 0 | 0 | 0 | 0 | 0 | 0 | 0 | 0 | 0 | 0 | 0 | 0 | 0 | 0 | 0 | 0 | 0 | 0 | 0 | 0 | 0 | 0
CDP7 | NSW | SNSW | Mid-merit gas | 0 | 0 | 0 | 0 | 0 | 0 | 0 | 0 | 0 | 0 | 0 | 0 | 0 | 0 | 0 | 0 | 0 | 0 | 0 | 0 | 0 | 0 | 0 | 0 | 0 | 0 | 0 | 0
CDP7 | NSW | SNSW | Flexible gas | 0 | 0 | 0 | 0 | 0 | 0 | 0 | 0 | 0 | 0 | 0 | 0 | 0 | 0 | 0 | 0 | 0 | 0 | 0 | 0 | -692 | -692 | -692 | -692 | -692 | -692 | -692 | -692
CDP7 | NSW | SNSW | Hydro | 0 | 0 | 0 | 0 | 0 | 0 | 0 | 0 | 0 | 0 | 0 | 0 | 0 | 0 | 0 | 0 | 0 | 0 | 0 | 0 | 0 | 0 | 0 | 0 | 0 | 0 | 0 | 0
CDP7 | NSW | SNSW | Deep storage | 0 | 0 | 0 | 0 | 0 | 0 | 0 | 0 | 0 | 0 | 0 | 0 | 0 | 0 | 0 | 0 | 0 | 0 | 0 | 0 | 0 | 0 | 0 | 0 | 0 | 0 | 0 | 0
CDP7 | NSW | SNSW | Medium storage | 0 | 0 | 0 | 0 | 0 | 0 | 0 | 0 | 0 | 0 | 0 | 0 | 0 | 0 | 0 | 0 | 0 | 0 | 0 | 0 | 0 | -50 | -50 | -50 | -50 | -50.0002 | -50.0002 | -50.0002
CDP7 | NSW | SNSW | Shallow storage | 0 | -0.99 | -0.99 | -0.99 | -0.99 | -0.99 | -1.98 | -1.98 | -2.97 | -2.97 | -2.97 | -3.96 | -3.96 | -3.96 | -3.96 | -4.95 | -4.95 | -4.95 | -14.95 | -64.95 | -65.94 | -75.84 | -76.83 | -76.83 | -175.83 | -175.83 | -175.83 | -325.83
CDP7 | NSW | SNSW | Coordinated CER storage | 0 | 0 | 0 | 0 | 0 | 0 | 0 | 0 | 0 | 0 | 0 | 0 | 0 | 0 | 0 | 0 | 0 | 0 | 0 | 0 | 0 | 0 | 0 | 0 | 0 | 0 | 0 | 0
CDP7 | NSW | SNW | Black coal | 0 | -2880 | -2880 | -2880 | -4200 | -4200 | -4200 | -4200 | -4200 | -4200 | -4200 | -4200 | -4200 | -4200 | -4200 | -4200 | -4200 | -4200 | -4200 | -4200 | -4200 | -4200 | -4200 | -4200 | -4200 | -4200 | -4200 | -4200
CDP7 | NSW | SNW | Mid-merit gas | 0 | 0 | 0 | 0 | 0 | 0 | 0 | 0 | 0 | 0 | 0 | 0 | 0 | 0 | 0 | 0 | 0 | 0 | 0 | -440 | -440 | -440 | -440 | -440 | -440 | -440 | -440 | -440
CDP7 | NSW | SNW | Flexible gas | 0 | 0 | 0 | 0 | 0 | 0 | 0 | 0 | 0 | 0 | 0 | 0 | 0 | 0 | 0 | 0 | 0 | 0 | 0 | 0 | -185 | -185 | -185 | -185 | -185 | -185 | -185 | -185
CDP7 | NSW | SNW | Hydro | 0 | 0 | 0 | 0 | 0 | 0 | 0 | 0 | 0 | 0 | 0 | 0 | 0 | 0 | 0 | 0 | 0 | 0 | 0 | 0 | 0 | 0 | 0 | 0 | 0 | 0 | 0 | 0
CDP7 | NSW | SNW | Deep storage | 0 | 0 | 0 | 0 | 0 | 0 | 0 | 0 | 0 | 0 | 0 | 0 | 0 | 0 | 0 | 0 | 0 | 0 | 0 | 0 | 0 | 0 | 0 | 0 | 0 | 0 | 0 | 0
CDP7 | NSW | SNW | Medium storage | 0 | 0 | 0 | 0 | 0 | 0 | 0 | 0 | 0 | 0 | 0 | 0 | 0 | 0 | 0 | 0 | 0 | 0 | 0 | 0 | 0 | -889.1455 | -889.1455 | -889.1455 | -889.1455 | -1178.3372 | -1178.3372 | -1178.3372
CDP7 | NSW | SNW | Shallow storage | 0 | 0 | 0 | 0 | 0 | 0 | 0 | 0 | -72.576 | -72.576 | -72.576 | -145.152 | -195.152 | -195.152 | -195.152 | -267.728 | -267.728 | -267.728 | -267.728 | -267.728 | -340.304 | -865.304 | -937.8852 | -937.8961 | -1284.8492 | -1357.4253 | -1357.4253 | -1357.4253
CDP7 | NSW | SNW | Coordinated CER storage | 0 | 0 | 0 | 0 | 0 | 0 | 0 | 0 | 0 | 0 | 0 | 0 | 0 | 0 | 0 | 0 | 0 | 0 | 0 | 0 | 0 | 0 | 0 | 0 | 0 | 0 | 0 | 0
CDP7 | QLD | NQ | Black coal | 0 | 0 | 0 | 0 | 0 | 0 | 0 | 0 | 0 | 0 | 0 | 0 | 0 | 0 | 0 | 0 | 0 | 0 | 0 | 0 | 0 | 0 | 0 | 0 | 0 | 0 | 0 | 0
CDP7 | QLD | NQ | Mid-merit gas | 0 | 0 | 0 | 0 | 0 | 0 | 0 | 0 | 0 | 0 | 0 | 0 | 0 | 0 | 0 | 0 | 0 | 0 | 0 | 0 | 0 | 0 | -244 | -244 | -244 | -244 | -244 | -244
CDP7 | QLD | NQ | Flexible gas | 0 | 0 | 0 | 0 | 0 | 0 | 0 | 0 | 0 | -292 | -292 | -292 | -292 | -292 | -292 | -292 | -292 | -292 | -292 | -292 | -423.5 | -423.5 | -423.5 | -423.5 | -423.5 | -423.5 | -423.5 | -423.5
CDP7 | QLD | NQ | Hydro | 0 | 0 | 0 | 0 | 0 | 0 | 0 | 0 | 0 | 0 | 0 | 0 | 0 | -86.4 | -86.4 | -86.4 | -86.4 | -86.4 | -156.4 | -156.4 | -156.4 | -156.4 | -156.4 | -156.4 | -156.4 | -156.4 | -156.4 | -156.4
CDP7 | QLD | NQ | Deep storage | 0 | 0 | 0 | 0 | 0 | 0 | 0 | 0 | 0 | 0 | 0 | 0 | 0 | 0 | 0 | 0 | 0 | 0 | 0 | 0 | 0 | 0 | 0 | 0 | 0 | 0 | 0 | 0
CDP7 | QLD | NQ | Medium storage | 0 | 0 | 0 | 0 | 0 | 0 | 0 | 0 | 0 | 0 | 0 | 0 | 0 | 0 | 0 | 0 | 0 | 0 | 0 | 0 | 0 | 0 | 0 | -2.219e-05 | -2.684e-05 | -4.049e-05 | -4.049e-05 | -4.23e-05
CDP7 | QLD | NQ | Shallow storage | 0 | 0 | 0 | 0 | 0 | 0 | 0 | 0 | 0 | 0 | 0 | 0 | 0 | 0 | 0 | 0 | 0 | 0 | 0 | 0 | 0 | 0 | -300 | -300 | -300 | -300 | -300 | -300
CDP7 | QLD | NQ | Coordinated CER storage | 0 | 0 | 0 | 0 | 0 | 0 | 0 | 0 | 0 | 0 | 0 | 0 | 0 | 0 | 0 | 0 | 0 | 0 | 0 | 0 | 0 | 0 | 0 | 0 | 0 | 0 | 0 | 0
CDP7 | QLD | GG | Black coal | 0 | 0 | 0 | -840 | -840 | -840 | -1400 | -1680 | -1680 | -1680 | -1680 | -1680 | -1680 | -1680 | -1680 | -1680 | -1680 | -1680 | -1680 | -1680 | -1680 | -1680 | -1680 | -1680 | -1680 | -1680 | -1680 | -1680
CDP7 | QLD | GG | Mid-merit gas | 0 | 0 | 0 | 0 | 0 | 0 | 0 | 0 | 0 | 0 | 0 | 0 | 0 | 0 | 0 | 0 | 0 | 0 | 0 | 0 | 0 | 0 | 0 | 0 | 0 | 0 | -180 | -180
CDP7 | QLD | GG | Flexible gas | 0 | 0 | 0 | 0 | 0 | 0 | 0 | 0 | 0 | 0 | 0 | 0 | 0 | 0 | 0 | 0 | 0 | 0 | 0 | 0 | 0 | 0 | 0 | 0 | 0 | 0 | 0 | 0
CDP7 | QLD | GG | Hydro | 0 | 0 | 0 | 0 | 0 | 0 | 0 | 0 | 0 | 0 | 0 | 0 | 0 | 0 | 0 | 0 | 0 | 0 | 0 | 0 | 0 | 0 | 0 | 0 | 0 | 0 | 0 | 0
CDP7 | QLD | GG | Deep storage | 0 | 0 | 0 | 0 | 0 | 0 | 0 | 0 | 0 | 0 | 0 | 0 | 0 | 0 | 0 | 0 | 0 | 0 | 0 | 0 | 0 | 0 | 0 | 0 | 0 | 0 | 0 | 0
CDP7 | QLD | GG | Medium storage | 0 | 0 | 0 | 0 | 0 | 0 | 0 | 0 | 0 | 0 | 0 | 0 | 0 | 0 | 0 | 0 | 0 | 0 | 0 | 0 | 0 | 0 | 0 | 0 | 0 | 0 | 0 | 0
CDP7 | QLD | GG | Shallow storage | 0 | 0 | 0 | 0 | 0 | 0 | 0 | 0 | 0 | 0 | 0 | 0 | 0 | 0 | 0 | 0 | 0 | 0 | 0 | 0 | 0 | -400 | -400 | -400 | -400 | -400 | -400 | -400
CDP7 | QLD | GG | Coordinated CER storage | 0 | 0 | 0 | 0 | 0 | 0 | 0 | 0 | 0 | 0 | 0 | 0 | 0 | 0 | 0 | 0 | 0 | 0 | 0 | 0 | 0 | 0 | 0 | 0 | 0 | 0 | 0 | 0
CDP7 | QLD | CQ | Black coal | 0 | 0 | 0 | -700 | -700 | -1430 | -1430 | -1430 | -2160 | -2160 | -2160 | -2160 | -2160 | -2160 | -2160 | -2160 | -2160 | -2160 | -2160 | -2160 | -2160 | -2160 | -2160 | -2160 | -2160 | -2160 | -2160 | -3004
CDP7 | QLD | CQ | Mid-merit gas | 0 | 0 | 0 | 0 | 0 | 0 | 0 | 0 | 0 | 0 | 0 | 0 | 0 | 0 | 0 | 0 | 0 | 0 | 0 | 0 | 0 | 0 | 0 | 0 | 0 | 0 | 0 | 0
CDP7 | QLD | CQ | Flexible gas | 0 | 0 | 0 | 0 | 0 | 0 | 0 | 0 | 0 | 0 | -37 | -37 | -37 | -37 | -37 | -37 | -37 | -37 | -37 | -37 | -37 | -37 | -37 | -37 | -37 | -37 | -37 | -37
CDP7 | QLD | CQ | Hydro | 0 | 0 | 0 | 0 | 0 | 0 | 0 | 0 | 0 | 0 | 0 | 0 | 0 | 0 | 0 | 0 | 0 | 0 | 0 | 0 | 0 | 0 | 0 | 0 | 0 | 0 | 0 | 0
CDP7 | QLD | CQ | Deep storage | 0 | 0 | 0 | 0 | 0 | 0 | 0 | 0 | 0 | 0 | 0 | 0 | 0 | 0 | 0 | 0 | 0 | 0 | 0 | 0 | 0 | 0 | 0 | 0 | 0 | 0 | 0 | 0
CDP7 | QLD | CQ | Medium storage | 0 | 0 | 0 | 0 | 0 | 0 | 0 | 0 | 0 | 0 | 0 | 0 | 0 | 0 | 0 | 0 | 0 | 0 | 0 | 0 | 0 | 0 | 0 | 0 | -4.76e-06 | -4.76e-06 | -4.76e-06 | -4.76e-06
CDP7 | QLD | CQ | Shallow storage | 0 | 0 | 0 | 0 | 0 | 0 | 0 | 0 | 0 | 0 | 0 | 0 | 0 | 0 | 0 | 0 | 0 | 0 | -50 | -50 | -50 | -50 | -50 | -200 | -200 | -200 | -200 | -200
CDP7 | QLD | CQ | Coordinated CER storage | 0 | 0 | 0 | 0 | 0 | 0 | 0 | 0 | 0 | 0 | 0 | 0 | 0 | 0 | 0 | 0 | 0 | 0 | 0 | 0 | 0 | 0 | 0 | 0 | 0 | 0 | 0 | 0
CDP7 | QLD | SQ | Black coal | 0 | 0 | 0 | 0 | 0 | 0 | -700 | -700 | -1050 | -1850 | -2594 | -2594 | -2594 | -2594 | -2594 | -2594 | -2594 | -2594 | -2594 | -2594 | -2594 | -2594 | -2594 | -2594 | -2594 | -2594 | -2594 | -3446
CDP7 | QLD | SQ | Mid-merit gas | 0 | 0 | 0 | 0 | 0 | 0 | 0 | 0 | 0 | 0 | 0 | 0 | -385 | -385 | -385 | -529.4 | -529.4 | -529.4 | -529.4 | -529.4 | -529.4 | -1173.9 | -1173.9 | -1173.9 | -1173.9 | -1173.9 | -1173.9 | -1173.9
CDP7 | QLD | SQ | Flexible gas | 0 | 0 | 0 | 0 | 0 | 0 | 0 | 0 | 0 | 0 | -80 | -80 | -80 | -80 | -80 | -80 | -80 | -80 | -80 | -80 | -80 | -80 | -644 | -644 | -644 | -1163 | -1509 | -1509
CDP7 | QLD | SQ | Hydro | 0 | 0 | 0 | 0 | 0 | 0 | 0 | 0 | 0 | 0 | 0 | 0 | 0 | 0 | 0 | 0 | 0 | 0 | 0 | 0 | 0 | 0 | 0 | 0 | 0 | 0 | 0 | 0
CDP7 | QLD | SQ | Deep storage | 0 | 0 | 0 | 0 | 0 | 0 | 0 | 0 | 0 | 0 | 0 | 0 | 0 | 0 | 0 | 0 | 0 | 0 | 0 | 0 | 0 | 0 | 0 | 0 | 0 | 0 | 0 | 0
CDP7 | QLD | SQ | Medium storage | 0 | 0 | 0 | 0 | 0 | 0 | 0 | 0 | 0 | 0 | 0 | 0 | 0 | 0 | 0 | 0 | 0 | 0 | 0 | 0 | 0 | 0 | 0 | -2.286e-05 | -2.926e-05 | -2.926e-05 | -2.926e-05 | -3.245e-05
CDP7 | QLD | SQ | Shallow storage | 0 | 0 | 0 | 0 | 0 | 0 | 0 | 0 | 0 | 0 | 0 | 0 | 0 | 0 | -100 | -100 | -100 | -100 | -100 | -100 | -400 | -650 | -650 | -650 | -904.8 | -904.8 | -904.8 | -1004.8
CDP7 | QLD | SQ | Coordinated CER storage | 0 | 0 | 0 | 0 | 0 | 0 | 0 | 0 | 0 | 0 | 0 | 0 | 0 | 0 | 0 | 0 | 0 | 0 | 0 | 0 | 0 | 0 | 0 | 0 | 0 | 0 | 0 | 0
CDP7 | VIC | VIC | Brown coal | 0 | 0 | 0 | 0 | -1450 | -1450 | -1450 | -1450 | -1450 | -3660 | -4240 | -4240 | -4240 | -4240 | -4240 | -4240 | -4240 | -4240 | -4240 | -4240 | -4240 | -4240 | -4240 | -4820 | -4820 | -4820 | -4820 | -4820
CDP7 | VIC | VIC | Mid-merit gas | 0 | 0 | 0 | 0 | -500 | -500 | -500 | -500 | -500 | -500 | -500 | -500 | -500 | -500 | -500 | -500 | -500 | -500 | -500 | -500 | -500 | -500 | -500 | -500 | -500 | -500 | -500 | -500
CDP7 | VIC | VIC | Flexible gas | 0 | 0 | 0 | 0 | 0 | 0 | 0 | 0 | 0 | -170 | -170 | -170 | -170 | -170 | -170 | -610 | -610 | -610 | -704 | -704 | -704 | -704 | -704 | -1288 | -1288 | -1288 | -1288 | -1288
CDP7 | VIC | VIC | Hydro | 0 | 0 | 0 | 0 | 0 | 0 | 0 | 0 | 0 | 0 | 0 | 0 | 0 | 0 | 0 | 0 | 0 | 0 | 0 | 0 | 0 | 0 | 0 | 0 | 0 | 0 | 0 | 0
CDP7 | VIC | VIC | Deep storage | 0 | 0 | 0 | 0 | 0 | 0 | 0 | 0 | 0 | 0 | 0 | 0 | 0 | 0 | 0 | 0 | 0 | 0 | 0 | 0 | 0 | 0 | 0 | 0 | 0 | 0 | 0 | 0
CDP7 | VIC | VIC | Medium storage | 0 | 0 | 0 | 0 | 0 | 0 | 0 | 0 | 0 | 0 | 0 | 0 | 0 | 0 | 0 | 0 | 0 | 0 | 0 | 0 | 0 | 0 | -350 | -350 | -350 | -350 | -350 | -350
CDP7 | VIC | VIC | Shallow storage | 0 | 0 | 0 | 0 | -7.7 | -17.3 | -17.3 | -17.3 | -17.3 | -69.13 | -69.13 | -69.13 | -69.13 | -75.73 | -80.73 | -80.73 | -80.73 | -380.73 | -380.73 | -530.73 | -730.73 | -1032.04 | -1420.5405 | -1729.9648 | -1729.9648 | -1956.0299 | -2556.0299 | -3067.7299
CDP7 | VIC | VIC | Coordinated CER storage | 0 | 0 | 0 | 0 | 0 | 0 | 0 | 0 | 0 | 0 | 0 | 0 | 0 | 0 | 0 | 0 | 0 | 0 | 0 | 0 | 0 | 0 | 0 | 0 | 0 | 0 | 0 | 0
CDP7 | SA | CSA | Mid-merit gas | 0 | 0 | -980 | -980 | -980 | -980 | -980 | -980 | -980 | -980 | -980 | -980 | -980 | -1509 | -1509 | -1509 | -1509 | -1509 | -1509 | -1509 | -1509 | -1509 | -1509 | -1509 | -1509 | -1509 | -1509 | -1509
CDP7 | SA | CSA | Flexible gas | 0 | 0 | 0 | -73.5 | -73.5 | -73.5 | -319.5 | -319.5 | -559.16 | -559.16 | -559.16 | -559.16 | -559.16 | -559.16 | -559.16 | -559.16 | -559.16 | -559.16 | -559.16 | -559.16 | -897.16 | -1020.36 | -1174.36 | -1174.36 | -1174.36 | -1174.36 | -1211.56 | -1211.56
CDP7 | SA | CSA | Hydro | 0 | 0 | 0 | 0 | 0 | 0 | 0 | 0 | 0 | 0 | 0 | 0 | 0 | 0 | 0 | 0 | 0 | 0 | 0 | 0 | 0 | 0 | 0 | 0 | 0 | 0 | 0 | 0
CDP7 | SA | CSA | Deep storage | 0 | 0 | 0 | 0 | 0 | 0 | 0 | 0 | 0 | 0 | 0 | 0 | 0 | 0 | 0 | 0 | 0 | 0 | 0 | 0 | 0 | 0 | 0 | 0 | 0 | 0 | 0 | 0
CDP7 | SA | CSA | Medium storage | 0 | 0 | 0 | 0 | 0 | 0 | 0 | 0 | 0 | 0 | 0 | 0 | 0 | 0 | 0 | 0 | 0 | 0 | 0 | 0 | 0 | 0 | 0 | 0 | -6.11e-06 | -6.11e-06 | -6.11e-06 | -6.11e-06
CDP7 | SA | CSA | Shallow storage | 0 | 0 | 0 | 0 | 0 | -6.02 | -36.02 | -36.02 | -36.02 | -36.02 | -36.02 | -36.02 | -36.02 | -36.02 | -36.02 | -36.02 | -36.02 | -48.02 | -48.02 | -304.74 | -498.72 | -660.72 | -1278.6038 | -1952.8297 | -1994.3297 | -2105.3297 | -2105.3297 | -2105.3297
CDP7 | SA | CSA | Coordinated CER storage | 0 | 0 | 0 | 0 | 0 | 0 | 0 | 0 | 0 | 0 | 0 | 0 | 0 | 0 | 0 | 0 | 0 | 0 | 0 | 0 | 0 | 0 | 0 | 0 | 0 | 0 | 0 | 0
CDP7 | SA | SESA | Mid-merit gas | 0 | 0 | 0 | 0 | 0 | 0 | 0 | 0 | 0 | 0 | 0 | 0 | 0 | 0 | 0 | 0 | 0 | 0 | 0 | 0 | 0 | 0 | 0 | 0 | 0 | 0 | 0 | 0
CDP7 | SA | SESA | Flexible gas | 0 | 0 | 0 | -63 | -63 | -63 | -63 | -63 | -63 | -63 | -63 | -143 | -143 | -143 | -143 | -143 | -143 | -143 | -143 | -143 | -143 | -143 | -143 | -143 | -143 | -143 | -143 | -143
CDP7 | SA | SESA | Hydro | 0 | 0 | 0 | 0 | 0 | 0 | 0 | 0 | 0 | 0 | 0 | 0 | 0 | 0 | 0 | 0 | 0 | 0 | 0 | 0 | 0 | 0 | 0 | 0 | 0 | 0 | 0 | 0
CDP7 | SA | SESA | Deep storage | 0 | 0 | 0 | 0 | 0 | 0 | 0 | 0 | 0 | 0 | 0 | 0 | 0 | 0 | 0 | 0 | 0 | 0 | 0 | 0 | 0 | 0 | 0 | 0 | 0 | 0 | 0 | 0
CDP7 | SA | SESA | Medium storage | 0 | 0 | 0 | 0 | 0 | 0 | 0 | 0 | 0 | 0 | 0 | 0 | 0 | 0 | 0 | 0 | 0 | 0 | 0 | 0 | 0 | 0 | 0 | 0 | -6.15e-06 | -1.902e-05 | -1.902e-05 | -2.056e-05
CDP7 | SA | SESA | Shallow storage | 0 | 0 | 0 | 0 | 0 | 0 | 0 | 0 | 0 | 0 | -25 | -25 | -25 | -25 | -25 | -25 | -25 | -25 | -25 | -25 | -25 | -25 | -25 | -25 | -25 | -25 | -25 | -25
CDP7 | SA | SESA | Coordinated CER storage | 0 | 0 | 0 | 0 | 0 | 0 | 0 | 0 | 0 | 0 | 0 | 0 | 0 | 0 | 0 | 0 | 0 | 0 | 0 | 0 | 0 | 0 | 0 | 0 | 0 | 0 | 0 | 0
CDP7 | TAS | TAS | Mid-merit gas | 0 | 0 | 0 | -208 | -208 | -208 | -208 | -208 | -208 | -208 | -208 | -208 | -208 | -208 | -208 | -208 | -208 | -208 | -208 | -208 | -208 | -208 | -208 | -208 | -208 | -208 | -208 | -208
CDP7 | TAS | TAS | Flexible gas | 0 | 0 | 0 | 0 | 0 | 0 | 0 | 0 | 0 | 0 | 0 | 0 | 0 | 0 | 0 | 0 | -120 | -120 | -120 | -120 | -120 | -120 | -120 | -120 | -120 | -120 | -178 | -178
CDP7 | TAS | TAS | Hydro | 0 | 0 | 0 | 0 | 0 | 0 | 0 | 0 | 0 | 0 | 0 | 0 | 0 | 0 | 0 | 0 | 0 | 0 | 0 | 0 | 0 | 0 | 0 | 0 | 0 | 0 | 0 | 0
CDP7 | TAS | TAS | Deep storage | 0 | 0 | 0 | 0 | 0 | 0 | 0 | 0 | 0 | 0 | 0 | 0 | 0 | 0 | 0 | 0 | 0 | 0 | 0 | 0 | 0 | 0 | 0 | 0 | 0 | 0 | 0 | 0
CDP7 | TAS | TAS | Medium storage | 0 | 0 | 0 | 0 | 0 | 0 | 0 | 0 | 0 | 0 | 0 | 0 | 0 | 0 | 0 | 0 | 0 | 0 | 0 | 0 | 0 | 0 | 0 | -2.146e-05 | -2.4e-05 | -2.4e-05 | -2.4e-05 | -2.617e-05
CDP7 | TAS | TAS | Shallow storage | 0 | 0 | 0 | 0 | 0 | 0 | 0 | 0 | 0 | 0 | 0 | 0 | 0 | 0 | 0 | 0 | 0 | 0 | 0 | 0 | 0 | 0 | 0 | 0 | 0 | 0 | 0 | 0
CDP7 | TAS | TAS | Coordinated CER storage | 0 | 0 | 0 | 0 | 0 | 0 | 0 | 0 | 0 | 0 | 0 | 0 | 0 | 0 | 0 | 0 | 0 | 0 | 0 | 0 | 0 | 0 | 0 | 0 | 0 | 0 | 0 | 0
CDP8 | NSW | NNSW | Black coal | 0 | 0 | 0 | 0 | 0 | 0 | 0 | 0 | 0 | 0 | 0 | 0 | 0 | 0 | 0 | 0 | 0 | 0 | 0 | 0 | 0 | 0 | 0 | 0 | 0 | 0 | 0 | 0
CDP8 | NSW | NNSW | Mid-merit gas | 0 | 0 | 0 | 0 | 0 | 0 | 0 | 0 | 0 | 0 | 0 | 0 | 0 | 0 | 0 | 0 | 0 | 0 | 0 | 0 | 0 | 0 | 0 | 0 | 0 | 0 | 0 | 0
CDP8 | NSW | NNSW | Flexible gas | 0 | 0 | 0 | 0 | 0 | 0 | 0 | 0 | 0 | 0 | 0 | 0 | 0 | 0 | 0 | 0 | 0 | 0 | 0 | 0 | 0 | 0 | 0 | 0 | 0 | 0 | 0 | 0
CDP8 | NSW | NNSW | Hydro | 0 | 0 | 0 | 0 | 0 | 0 | 0 | 0 | 0 | 0 | 0 | 0 | 0 | 0 | 0 | 0 | 0 | 0 | 0 | 0 | 0 | 0 | 0 | 0 | 0 | 0 | 0 | 0
CDP8 | NSW | NNSW | Deep storage | 0 | 0 | 0 | 0 | 0 | 0 | 0 | 0 | 0 | 0 | 0 | 0 | 0 | 0 | 0 | 0 | 0 | 0 | 0 | 0 | 0 | 0 | 0 | 0 | 0 | 0 | 0 | 0
CDP8 | NSW | NNSW | Medium storage | 0 | 0 | 0 | 0 | 0 | 0 | 0 | 0 | 0 | 0 | 0 | 0 | 0 | 0 | 0 | 0 | 0 | 0 | 0 | 0 | 0 | 0 | -275 | -275 | -382.9211 | -833.7662 | -833.7662 | -833.7662
CDP8 | NSW | NNSW | Shallow storage | 0 | 0 | 0 | 0 | 0 | 0 | 0 | 0 | 0 | -30 | -30 | -30 | -30 | -30 | -30 | -30 | -30 | -30 | -30 | -30 | -30 | -30 | -430 | -430 | -430 | -430 | -430 | -430
CDP8 | NSW | NNSW | Coordinated CER storage | 0 | 0 | 0 | 0 | 0 | 0 | 0 | 0 | 0 | 0 | 0 | 0 | 0 | 0 | 0 | 0 | 0 | 0 | 0 | 0 | 0 | 0 | 0 | 0 | 0 | 0 | 0 | 0
CDP8 | NSW | CNSW | Black coal | 0 | 0 | 0 | 0 | -685 | -2715 | -2715 | -2715 | -2715 | -2715 | -2715 | -2715 | -2715 | -2715 | -2715 | -2715 | -4135 | -4135 | -4135 | -4135 | -4135 | -4135 | -4135 | -4135 | -4135 | -4135 | -4135 | -4135
CDP8 | NSW | CNSW | Mid-merit gas | 0 | 0 | 0 | 0 | 0 | 0 | 0 | 0 | 0 | 0 | 0 | 0 | 0 | 0 | 0 | 0 | 0 | 0 | 0 | 0 | 0 | 0 | 0 | 0 | 0 | 0 | 0 | 0
CDP8 | NSW | CNSW | Flexible gas | 0 | 0 | 0 | 0 | 0 | 0 | 0 | 0 | 0 | 0 | 0 | 0 | 0 | 0 | 0 | 0 | 0 | 0 | 0 | 0 | 0 | 0 | 0 | 0 | 0 | 0 | 0 | 0
CDP8 | NSW | CNSW | Hydro | 0 | 0 | 0 | 0 | 0 | 0 | 0 | 0 | 0 | 0 | 0 | 0 | 0 | 0 | 0 | 0 | 0 | 0 | 0 | 0 | 0 | 0 | 0 | 0 | 0 | 0 | 0 | 0
CDP8 | NSW | CNSW | Deep storage | 0 | 0 | 0 | 0 | 0 | 0 | 0 | 0 | 0 | 0 | 0 | 0 | 0 | 0 | 0 | 0 | 0 | 0 | 0 | 0 | 0 | 0 | 0 | 0 | 0 | 0 | 0 | 0
CDP8 | NSW | CNSW | Medium storage | 0 | 0 | 0 | 0 | 0 | 0 | -40.02 | -40.02 | -80.04 | -80.04 | -80.04 | -120.06 | -120.06 | -120.06 | -120.06 | -160.08 | -160.08 | -160.08 | -160.08 | -160.08 | -200.1 | -749.1 | -789.12 | -789.12 | -789.12 | -829.1477 | -829.1477 | -829.1477
CDP8 | NSW | CNSW | Shallow storage | 0 | 0 | 0 | 0 | 0 | 0 | 0 | 0 | 0 | 0 | 0 | 0 | 0 | 0 | 0 | 0 | 0 | 0 | 0 | 0 | 0 | -20 | -29.9295 | -322.3685 | -1583.3543 | -1583.3543 | -1583.3543 | -1583.3543
CDP8 | NSW | CNSW | Coordinated CER storage | 0 | 0 | 0 | 0 | 0 | 0 | 0 | 0 | 0 | 0 | 0 | 0 | 0 | 0 | 0 | 0 | 0 | 0 | 0 | 0 | 0 | 0 | 0 | 0 | 0 | 0 | 0 | 0
CDP8 | NSW | SNSW | Black coal | 0 | 0 | 0 | 0 | 0 | 0 | 0 | 0 | 0 | 0 | 0 | 0 | 0 | 0 | 0 | 0 | 0 | 0 | 0 | 0 | 0 | 0 | 0 | 0 | 0 | 0 | 0 | 0
CDP8 | NSW | SNSW | Mid-merit gas | 0 | 0 | 0 | 0 | 0 | 0 | 0 | 0 | 0 | 0 | 0 | 0 | 0 | 0 | 0 | 0 | 0 | 0 | 0 | 0 | 0 | 0 | 0 | 0 | 0 | 0 | 0 | 0
CDP8 | NSW | SNSW | Flexible gas | 0 | 0 | 0 | 0 | 0 | 0 | 0 | 0 | 0 | 0 | 0 | 0 | 0 | 0 | 0 | 0 | 0 | 0 | 0 | 0 | -692 | -692 | -692 | -692 | -692 | -692 | -692 | -692
CDP8 | NSW | SNSW | Hydro | 0 | 0 | 0 | 0 | 0 | 0 | 0 | 0 | 0 | 0 | 0 | 0 | 0 | 0 | 0 | 0 | 0 | 0 | 0 | 0 | 0 | 0 | 0 | 0 | 0 | 0 | 0 | 0
CDP8 | NSW | SNSW | Deep storage | 0 | 0 | 0 | 0 | 0 | 0 | 0 | 0 | 0 | 0 | 0 | 0 | 0 | 0 | 0 | 0 | 0 | 0 | 0 | 0 | 0 | 0 | 0 | 0 | 0 | 0 | 0 | 0
CDP8 | NSW | SNSW | Medium storage | 0 | 0 | 0 | 0 | 0 | 0 | 0 | 0 | 0 | 0 | 0 | 0 | 0 | 0 | 0 | 0 | 0 | 0 | 0 | 0 | 0 | -50 | -50 | -50 | -50 | -86.7636 | -86.7636 | -86.7636
CDP8 | NSW | SNSW | Shallow storage | 0 | -0.99 | -0.99 | -0.99 | -0.99 | -0.99 | -1.98 | -1.98 | -2.97 | -2.97 | -2.97 | -3.96 | -3.96 | -3.96 | -3.96 | -4.95 | -4.95 | -4.95 | -14.95 | -64.95 | -65.94 | -75.84 | -76.83 | -76.83 | -175.83 | -175.83 | -175.83 | -325.83
CDP8 | NSW | SNSW | Coordinated CER storage | 0 | 0 | 0 | 0 | 0 | 0 | 0 | 0 | 0 | 0 | 0 | 0 | 0 | 0 | 0 | 0 | 0 | 0 | 0 | 0 | 0 | 0 | 0 | 0 | 0 | 0 | 0 | 0
CDP8 | NSW | SNW | Black coal | 0 | -2880 | -2880 | -2880 | -4200 | -4200 | -4200 | -4200 | -4200 | -4200 | -4200 | -4200 | -4200 | -4200 | -4200 | -4200 | -4200 | -4200 | -4200 | -4200 | -4200 | -4200 | -4200 | -4200 | -4200 | -4200 | -4200 | -4200
CDP8 | NSW | SNW | Mid-merit gas | 0 | 0 | 0 | 0 | 0 | 0 | 0 | 0 | 0 | 0 | 0 | 0 | 0 | 0 | 0 | 0 | 0 | 0 | 0 | -440 | -440 | -440 | -440 | -440 | -440 | -440 | -440 | -440
CDP8 | NSW | SNW | Flexible gas | 0 | 0 | 0 | 0 | 0 | 0 | 0 | 0 | 0 | 0 | 0 | 0 | 0 | 0 | 0 | 0 | 0 | 0 | 0 | 0 | -185 | -185 | -185 | -185 | -185 | -185 | -185 | -185
CDP8 | NSW | SNW | Hydro | 0 | 0 | 0 | 0 | 0 | 0 | 0 | 0 | 0 | 0 | 0 | 0 | 0 | 0 | 0 | 0 | 0 | 0 | 0 | 0 | 0 | 0 | 0 | 0 | 0 | 0 | 0 | 0
CDP8 | NSW | SNW | Deep storage | 0 | 0 | 0 | 0 | 0 | 0 | 0 | 0 | 0 | 0 | 0 | 0 | 0 | 0 | 0 | 0 | 0 | 0 | 0 | 0 | 0 | 0 | 0 | 0 | 0 | 0 | 0 | 0
CDP8 | NSW | SNW | Medium storage | 0 | 0 | 0 | 0 | 0 | 0 | 0 | 0 | 0 | 0 | 0 | 0 | 0 | 0 | 0 | 0 | 0 | 0 | 0 | 0 | 0 | -889.1607 | -889.1607 | -889.1607 | -889.1607 | -1140.8523 | -1140.8523 | -1140.8523
CDP8 | NSW | SNW | Shallow storage | 0 | 0 | 0 | 0 | 0 | 0 | 0 | 0 | -72.576 | -72.576 | -72.576 | -145.152 | -195.152 | -195.152 | -195.152 | -267.728 | -267.728 | -267.728 | -267.728 | -267.728 | -340.304 | -865.304 | -937.884 | -937.8859 | -970.2741 | -1042.8501 | -1042.8501 | -1042.8501
CDP8 | NSW | SNW | Coordinated CER storage | 0 | 0 | 0 | 0 | 0 | 0 | 0 | 0 | 0 | 0 | 0 | 0 | 0 | 0 | 0 | 0 | 0 | 0 | 0 | 0 | 0 | 0 | 0 | 0 | 0 | 0 | 0 | 0
CDP8 | QLD | NQ | Black coal | 0 | 0 | 0 | 0 | 0 | 0 | 0 | 0 | 0 | 0 | 0 | 0 | 0 | 0 | 0 | 0 | 0 | 0 | 0 | 0 | 0 | 0 | 0 | 0 | 0 | 0 | 0 | 0
CDP8 | QLD | NQ | Mid-merit gas | 0 | 0 | 0 | 0 | 0 | 0 | 0 | 0 | 0 | 0 | 0 | 0 | 0 | 0 | 0 | 0 | 0 | 0 | 0 | 0 | 0 | 0 | -244 | -244 | -244 | -244 | -244 | -244
CDP8 | QLD | NQ | Flexible gas | 0 | 0 | 0 | 0 | 0 | 0 | 0 | 0 | 0 | -292 | -292 | -292 | -292 | -292 | -292 | -292 | -292 | -292 | -292 | -292 | -423.5 | -423.5 | -423.5 | -423.5 | -423.5 | -423.5 | -423.5 | -423.5
CDP8 | QLD | NQ | Hydro | 0 | 0 | 0 | 0 | 0 | 0 | 0 | 0 | 0 | 0 | 0 | 0 | 0 | -86.4 | -86.4 | -86.4 | -86.4 | -86.4 | -156.4 | -156.4 | -156.4 | -156.4 | -156.4 | -156.4 | -156.4 | -156.4 | -156.4 | -156.4
CDP8 | QLD | NQ | Deep storage | 0 | 0 | 0 | 0 | 0 | 0 | 0 | 0 | 0 | 0 | 0 | 0 | 0 | 0 | 0 | 0 | 0 | 0 | 0 | 0 | 0 | 0 | 0 | 0 | 0 | 0 | 0 | 0
CDP8 | QLD | NQ | Medium storage | 0 | 0 | 0 | 0 | 0 | 0 | 0 | 0 | 0 | 0 | 0 | 0 | 0 | 0 | 0 | 0 | 0 | 0 | 0 | 0 | 0 | 0 | 0 | -1.661e-05 | -2.034e-05 | -2.582e-05 | -2.582e-05 | -2.719e-05
CDP8 | QLD | NQ | Shallow storage | 0 | 0 | 0 | 0 | 0 | 0 | 0 | 0 | 0 | 0 | 0 | 0 | 0 | 0 | 0 | 0 | 0 | 0 | 0 | 0 | 0 | 0 | -300 | -300 | -300 | -300 | -300 | -300
CDP8 | QLD | NQ | Coordinated CER storage | 0 | 0 | 0 | 0 | 0 | 0 | 0 | 0 | 0 | 0 | 0 | 0 | 0 | 0 | 0 | 0 | 0 | 0 | 0 | 0 | 0 | 0 | 0 | 0 | 0 | 0 | 0 | 0
CDP8 | QLD | GG | Black coal | 0 | 0 | 0 | -840 | -840 | -840 | -1400 | -1680 | -1680 | -1680 | -1680 | -1680 | -1680 | -1680 | -1680 | -1680 | -1680 | -1680 | -1680 | -1680 | -1680 | -1680 | -1680 | -1680 | -1680 | -1680 | -1680 | -1680
CDP8 | QLD | GG | Mid-merit gas | 0 | 0 | 0 | 0 | 0 | 0 | 0 | 0 | 0 | 0 | 0 | 0 | 0 | 0 | 0 | 0 | 0 | 0 | 0 | 0 | 0 | 0 | 0 | 0 | 0 | 0 | -180 | -180
CDP8 | QLD | GG | Flexible gas | 0 | 0 | 0 | 0 | 0 | 0 | 0 | 0 | 0 | 0 | 0 | 0 | 0 | 0 | 0 | 0 | 0 | 0 | 0 | 0 | 0 | 0 | 0 | 0 | 0 | 0 | 0 | 0
CDP8 | QLD | GG | Hydro | 0 | 0 | 0 | 0 | 0 | 0 | 0 | 0 | 0 | 0 | 0 | 0 | 0 | 0 | 0 | 0 | 0 | 0 | 0 | 0 | 0 | 0 | 0 | 0 | 0 | 0 | 0 | 0
CDP8 | QLD | GG | Deep storage | 0 | 0 | 0 | 0 | 0 | 0 | 0 | 0 | 0 | 0 | 0 | 0 | 0 | 0 | 0 | 0 | 0 | 0 | 0 | 0 | 0 | 0 | 0 | 0 | 0 | 0 | 0 | 0
CDP8 | QLD | GG | Medium storage | 0 | 0 | 0 | 0 | 0 | 0 | 0 | 0 | 0 | 0 | 0 | 0 | 0 | 0 | 0 | 0 | 0 | 0 | 0 | 0 | 0 | 0 | 0 | 0 | 0 | 0 | 0 | -2.1e-06
CDP8 | QLD | GG | Shallow storage | 0 | 0 | 0 | 0 | 0 | 0 | 0 | 0 | 0 | 0 | 0 | 0 | 0 | 0 | 0 | 0 | 0 | 0 | 0 | 0 | 0 | -400 | -400 | -400 | -400 | -400 | -400 | -400
CDP8 | QLD | GG | Coordinated CER storage | 0 | 0 | 0 | 0 | 0 | 0 | 0 | 0 | 0 | 0 | 0 | 0 | 0 | 0 | 0 | 0 | 0 | 0 | 0 | 0 | 0 | 0 | 0 | 0 | 0 | 0 | 0 | 0
CDP8 | QLD | CQ | Black coal | 0 | 0 | 0 | -700 | -700 | -1430 | -1430 | -1430 | -2160 | -2160 | -2160 | -2160 | -2160 | -2160 | -2160 | -2160 | -2160 | -2160 | -2160 | -2160 | -2160 | -2160 | -2160 | -2160 | -2160 | -2160 | -2160 | -3004
CDP8 | QLD | CQ | Mid-merit gas | 0 | 0 | 0 | 0 | 0 | 0 | 0 | 0 | 0 | 0 | 0 | 0 | 0 | 0 | 0 | 0 | 0 | 0 | 0 | 0 | 0 | 0 | 0 | 0 | 0 | 0 | 0 | 0
CDP8 | QLD | CQ | Flexible gas | 0 | 0 | 0 | 0 | 0 | 0 | 0 | 0 | 0 | 0 | -37 | -37 | -37 | -37 | -37 | -37 | -37 | -37 | -37 | -37 | -37 | -37 | -37 | -37 | -37 | -37 | -37 | -37
CDP8 | QLD | CQ | Hydro | 0 | 0 | 0 | 0 | 0 | 0 | 0 | 0 | 0 | 0 | 0 | 0 | 0 | 0 | 0 | 0 | 0 | 0 | 0 | 0 | 0 | 0 | 0 | 0 | 0 | 0 | 0 | 0
CDP8 | QLD | CQ | Deep storage | 0 | 0 | 0 | 0 | 0 | 0 | 0 | 0 | 0 | 0 | 0 | 0 | 0 | 0 | 0 | 0 | 0 | 0 | 0 | 0 | 0 | 0 | 0 | 0 | 0 | 0 | 0 | 0
CDP8 | QLD | CQ | Medium storage | 0 | 0 | 0 | 0 | 0 | 0 | 0 | 0 | 0 | 0 | 0 | 0 | 0 | 0 | 0 | 0 | 0 | 0 | 0 | 0 | 0 | 0 | 0 | 0 | -3.83e-06 | -3.83e-06 | -3.83e-06 | -6.53e-06
CDP8 | QLD | CQ | Shallow storage | 0 | 0 | 0 | 0 | 0 | 0 | 0 | 0 | 0 | 0 | 0 | 0 | 0 | 0 | 0 | 0 | 0 | 0 | -50 | -50 | -50 | -50 | -50 | -200 | -200 | -200 | -200 | -200
CDP8 | QLD | CQ | Coordinated CER storage | 0 | 0 | 0 | 0 | 0 | 0 | 0 | 0 | 0 | 0 | 0 | 0 | 0 | 0 | 0 | 0 | 0 | 0 | 0 | 0 | 0 | 0 | 0 | 0 | 0 | 0 | 0 | 0
CDP8 | QLD | SQ | Black coal | 0 | 0 | 0 | 0 | 0 | 0 | -700 | -700 | -1050 | -1850 | -2594 | -2594 | -2594 | -2594 | -2594 | -2594 | -2594 | -2594 | -2594 | -2594 | -2594 | -2594 | -2594 | -2594 | -2594 | -2594 | -2594 | -3446
CDP8 | QLD | SQ | Mid-merit gas | 0 | 0 | 0 | 0 | 0 | 0 | 0 | 0 | 0 | 0 | 0 | 0 | -385 | -385 | -385 | -529.4 | -529.4 | -529.4 | -529.4 | -529.4 | -529.4 | -1173.9 | -1173.9 | -1173.9 | -1173.9 | -1173.9 | -1173.9 | -1173.9
CDP8 | QLD | SQ | Flexible gas | 0 | 0 | 0 | 0 | 0 | 0 | 0 | 0 | 0 | 0 | -80 | -80 | -80 | -80 | -80 | -80 | -80 | -80 | -80 | -80 | -80 | -80 | -644 | -644 | -644 | -1163 | -1509 | -1509
CDP8 | QLD | SQ | Hydro | 0 | 0 | 0 | 0 | 0 | 0 | 0 | 0 | 0 | 0 | 0 | 0 | 0 | 0 | 0 | 0 | 0 | 0 | 0 | 0 | 0 | 0 | 0 | 0 | 0 | 0 | 0 | 0
CDP8 | QLD | SQ | Deep storage | 0 | 0 | 0 | 0 | 0 | 0 | 0 | 0 | 0 | 0 | 0 | 0 | 0 | 0 | 0 | 0 | 0 | 0 | 0 | 0 | 0 | 0 | 0 | 0 | 0 | 0 | 0 | 0
CDP8 | QLD | SQ | Medium storage | 0 | 0 | 0 | 0 | 0 | 0 | 0 | 0 | 0 | 0 | 0 | 0 | 0 | 0 | 0 | 0 | 0 | 0 | 0 | 0 | 0 | 0 | 0 | -1.711e-05 | -2.225e-05 | -2.225e-05 | -2.225e-05 | -2.815e-05
CDP8 | QLD | SQ | Shallow storage | 0 | 0 | 0 | 0 | 0 | 0 | 0 | 0 | 0 | 0 | 0 | 0 | 0 | 0 | -100 | -100 | -100 | -100 | -100 | -100 | -400 | -650 | -650 | -650 | -904.8 | -904.8 | -904.8 | -1004.8
CDP8 | QLD | SQ | Coordinated CER storage | 0 | 0 | 0 | 0 | 0 | 0 | 0 | 0 | 0 | 0 | 0 | 0 | 0 | 0 | 0 | 0 | 0 | 0 | 0 | 0 | 0 | 0 | 0 | 0 | 0 | 0 | 0 | 0
CDP8 | VIC | VIC | Brown coal | 0 | 0 | 0 | 0 | -1450 | -1450 | -1450 | -1450 | -1450 | -3660 | -4240 | -4240 | -4240 | -4240 | -4240 | -4240 | -4240 | -4240 | -4240 | -4240 | -4240 | -4240 | -4240 | -4820 | -4820 | -4820 | -4820 | -4820
CDP8 | VIC | VIC | Mid-merit gas | 0 | 0 | 0 | 0 | -500 | -500 | -500 | -500 | -500 | -500 | -500 | -500 | -500 | -500 | -500 | -500 | -500 | -500 | -500 | -500 | -500 | -500 | -500 | -500 | -500 | -500 | -500 | -500
CDP8 | VIC | VIC | Flexible gas | 0 | 0 | 0 | 0 | 0 | 0 | 0 | 0 | 0 | -170 | -170 | -170 | -170 | -170 | -170 | -610 | -610 | -610 | -704 | -704 | -704 | -704 | -704 | -1288 | -1288 | -1288 | -1288 | -1288
CDP8 | VIC | VIC | Hydro | 0 | 0 | 0 | 0 | 0 | 0 | 0 | 0 | 0 | 0 | 0 | 0 | 0 | 0 | 0 | 0 | 0 | 0 | 0 | 0 | 0 | 0 | 0 | 0 | 0 | 0 | 0 | 0
CDP8 | VIC | VIC | Deep storage | 0 | 0 | 0 | 0 | 0 | 0 | 0 | 0 | 0 | 0 | 0 | 0 | 0 | 0 | 0 | 0 | 0 | 0 | 0 | 0 | 0 | 0 | 0 | 0 | 0 | 0 | 0 | 0
CDP8 | VIC | VIC | Medium storage | 0 | 0 | 0 | 0 | 0 | 0 | 0 | 0 | 0 | 0 | 0 | 0 | 0 | 0 | 0 | 0 | 0 | 0 | 0 | 0 | 0 | 0 | -350 | -350 | -350 | -350 | -350 | -350
CDP8 | VIC | VIC | Shallow storage | 0 | 0 | 0 | 0 | -7.7 | -17.3 | -17.3 | -17.3 | -17.3 | -69.13 | -69.13 | -69.13 | -69.13 | -75.73 | -80.73 | -80.73 | -80.73 | -380.73 | -380.73 | -530.73 | -730.73 | -1032.04 | -1420.5404 | -1725.9999 | -1725.9999 | -1956.0299 | -2556.0299 | -3067.7299
CDP8 | VIC | VIC | Coordinated CER storage | 0 | 0 | 0 | 0 | 0 | 0 | 0 | 0 | 0 | 0 | 0 | 0 | 0 | 0 | 0 | 0 | 0 | 0 | 0 | 0 | 0 | 0 | 0 | 0 | 0 | 0 | 0 | 0
CDP8 | SA | CSA | Mid-merit gas | 0 | 0 | -980 | -980 | -980 | -980 | -980 | -980 | -980 | -980 | -980 | -980 | -980 | -1509 | -1509 | -1509 | -1509 | -1509 | -1509 | -1509 | -1509 | -1509 | -1509 | -1509 | -1509 | -1509 | -1509 | -1509
CDP8 | SA | CSA | Flexible gas | 0 | 0 | 0 | -73.5 | -73.5 | -73.5 | -319.5 | -319.5 | -559.16 | -559.16 | -559.16 | -559.16 | -559.16 | -559.16 | -559.16 | -559.16 | -559.16 | -559.16 | -559.16 | -559.16 | -897.16 | -1020.36 | -1174.36 | -1174.36 | -1174.36 | -1174.36 | -1211.56 | -1211.56
CDP8 | SA | CSA | Hydro | 0 | 0 | 0 | 0 | 0 | 0 | 0 | 0 | 0 | 0 | 0 | 0 | 0 | 0 | 0 | 0 | 0 | 0 | 0 | 0 | 0 | 0 | 0 | 0 | 0 | 0 | 0 | 0
CDP8 | SA | CSA | Deep storage | 0 | 0 | 0 | 0 | 0 | 0 | 0 | 0 | 0 | 0 | 0 | 0 | 0 | 0 | 0 | 0 | 0 | 0 | 0 | 0 | 0 | 0 | 0 | 0 | 0 | 0 | 0 | 0
CDP8 | SA | CSA | Medium storage | 0 | 0 | 0 | 0 | 0 | 0 | 0 | 0 | 0 | 0 | 0 | 0 | 0 | 0 | 0 | 0 | 0 | 0 | 0 | 0 | 0 | 0 | 0 | 0 | -5.29e-06 | -5.29e-06 | -5.29e-06 | -6.6e-06
CDP8 | SA | CSA | Shallow storage | 0 | 0 | 0 | 0 | 0 | -6.02 | -36.02 | -36.02 | -36.02 | -36.02 | -36.02 | -36.02 | -36.02 | -36.02 | -36.02 | -36.02 | -36.02 | -48.02 | -48.02 | -304.74 | -498.72 | -660.72 | -1279.2972 | -2405.9746 | -2447.4746 | -2558.4746 | -2558.4746 | -2558.4746
CDP8 | SA | CSA | Coordinated CER storage | 0 | 0 | 0 | 0 | 0 | 0 | 0 | 0 | 0 | 0 | 0 | 0 | 0 | 0 | 0 | 0 | 0 | 0 | 0 | 0 | 0 | 0 | 0 | 0 | 0 | 0 | 0 | 0
CDP8 | SA | SESA | Mid-merit gas | 0 | 0 | 0 | 0 | 0 | 0 | 0 | 0 | 0 | 0 | 0 | 0 | 0 | 0 | 0 | 0 | 0 | 0 | 0 | 0 | 0 | 0 | 0 | 0 | 0 | 0 | 0 | 0
CDP8 | SA | SESA | Flexible gas | 0 | 0 | 0 | -63 | -63 | -63 | -63 | -63 | -63 | -63 | -63 | -143 | -143 | -143 | -143 | -143 | -143 | -143 | -143 | -143 | -143 | -143 | -143 | -143 | -143 | -143 | -143 | -143
CDP8 | SA | SESA | Hydro | 0 | 0 | 0 | 0 | 0 | 0 | 0 | 0 | 0 | 0 | 0 | 0 | 0 | 0 | 0 | 0 | 0 | 0 | 0 | 0 | 0 | 0 | 0 | 0 | 0 | 0 | 0 | 0
CDP8 | SA | SESA | Deep storage | 0 | 0 | 0 | 0 | 0 | 0 | 0 | 0 | 0 | 0 | 0 | 0 | 0 | 0 | 0 | 0 | 0 | 0 | 0 | 0 | 0 | 0 | 0 | 0 | 0 | 0 | 0 | 0
CDP8 | SA | SESA | Medium storage | 0 | 0 | 0 | 0 | 0 | 0 | 0 | 0 | 0 | 0 | 0 | 0 | 0 | 0 | 0 | 0 | 0 | 0 | 0 | 0 | 0 | 0 | 0 | 0 | -5.25e-06 | -1.02e-05 | -1.02e-05 | -1.151e-05
CDP8 | SA | SESA | Shallow storage | 0 | 0 | 0 | 0 | 0 | 0 | 0 | 0 | 0 | 0 | -25 | -25 | -25 | -25 | -25 | -25 | -25 | -25 | -25 | -25 | -25 | -25 | -25 | -25 | -25 | -25 | -25 | -25
CDP8 | SA | SESA | Coordinated CER storage | 0 | 0 | 0 | 0 | 0 | 0 | 0 | 0 | 0 | 0 | 0 | 0 | 0 | 0 | 0 | 0 | 0 | 0 | 0 | 0 | 0 | 0 | 0 | 0 | 0 | 0 | 0 | 0
CDP8 | TAS | TAS | Mid-merit gas | 0 | 0 | 0 | -208 | -208 | -208 | -208 | -208 | -208 | -208 | -208 | -208 | -208 | -208 | -208 | -208 | -208 | -208 | -208 | -208 | -208 | -208 | -208 | -208 | -208 | -208 | -208 | -208
CDP8 | TAS | TAS | Flexible gas | 0 | 0 | 0 | 0 | 0 | 0 | 0 | 0 | 0 | 0 | 0 | 0 | 0 | 0 | 0 | 0 | -120 | -120 | -120 | -120 | -120 | -120 | -120 | -120 | -120 | -120 | -178 | -178
CDP8 | TAS | TAS | Hydro | 0 | 0 | 0 | 0 | 0 | 0 | 0 | 0 | 0 | 0 | 0 | 0 | 0 | 0 | 0 | 0 | 0 | 0 | 0 | 0 | 0 | 0 | 0 | 0 | 0 | 0 | 0 | 0
CDP8 | TAS | TAS | Deep storage | 0 | 0 | 0 | 0 | 0 | 0 | 0 | 0 | 0 | 0 | 0 | 0 | 0 | 0 | 0 | 0 | 0 | 0 | 0 | 0 | 0 | 0 | 0 | 0 | 0 | 0 | 0 | 0
CDP8 | TAS | TAS | Medium storage | 0 | 0 | 0 | 0 | 0 | 0 | 0 | 0 | 0 | 0 | 0 | 0 | 0 | 0 | 0 | 0 | 0 | 0 | 0 | 0 | 0 | 0 | 0 | 0 | -1.18e-06 | -1.18e-06 | -1.18e-06 | -2.7e-06
CDP8 | TAS | TAS | Shallow storage | 0 | 0 | 0 | 0 | 0 | 0 | 0 | 0 | 0 | 0 | 0 | 0 | 0 | 0 | 0 | 0 | 0 | 0 | 0 | 0 | 0 | 0 | 0 | 0 | 0 | 0 | 0 | 0
CDP8 | TAS | TAS | Coordinated CER storage | 0 | 0 | 0 | 0 | 0 | 0 | 0 | 0 | 0 | 0 | 0 | 0 | 0 | 0 | 0 | 0 | 0 | 0 | 0 | 0 | 0 | 0 | 0 | 0 | 0 | 0 | 0 | 0
CDP9 | NSW | NNSW | Black coal | 0 | 0 | 0 | 0 | 0 | 0 | 0 | 0 | 0 | 0 | 0 | 0 | 0 | 0 | 0 | 0 | 0 | 0 | 0 | 0 | 0 | 0 | 0 | 0 | 0 | 0 | 0 | 0
CDP9 | NSW | NNSW | Mid-merit gas | 0 | 0 | 0 | 0 | 0 | 0 | 0 | 0 | 0 | 0 | 0 | 0 | 0 | 0 | 0 | 0 | 0 | 0 | 0 | 0 | 0 | 0 | 0 | 0 | 0 | 0 | 0 | 0
CDP9 | NSW | NNSW | Flexible gas | 0 | 0 | 0 | 0 | 0 | 0 | 0 | 0 | 0 | 0 | 0 | 0 | 0 | 0 | 0 | 0 | 0 | 0 | 0 | 0 | 0 | 0 | 0 | 0 | 0 | 0 | 0 | 0
CDP9 | NSW | NNSW | Hydro | 0 | 0 | 0 | 0 | 0 | 0 | 0 | 0 | 0 | 0 | 0 | 0 | 0 | 0 | 0 | 0 | 0 | 0 | 0 | 0 | 0 | 0 | 0 | 0 | 0 | 0 | 0 | 0
CDP9 | NSW | NNSW | Deep storage | 0 | 0 | 0 | 0 | 0 | 0 | 0 | 0 | 0 | 0 | 0 | 0 | 0 | 0 | 0 | 0 | 0 | 0 | 0 | 0 | 0 | 0 | 0 | 0 | 0 | 0 | 0 | 0
CDP9 | NSW | NNSW | Medium storage | 0 | 0 | 0 | 0 | 0 | 0 | 0 | 0 | 0 | 0 | 0 | 0 | 0 | 0 | 0 | 0 | 0 | 0 | 0 | 0 | 0 | 0 | -275 | -275 | -391.0215 | -678.9864 | -678.9864 | -678.9864
CDP9 | NSW | NNSW | Shallow storage | 0 | 0 | 0 | 0 | 0 | 0 | 0 | 0 | 0 | -30 | -30 | -30 | -30 | -30 | -30 | -30 | -30 | -30 | -30 | -30 | -30 | -30 | -576.31 | -794.1146 | -794.1146 | -796.7556 | -796.7556 | -796.7556
CDP9 | NSW | NNSW | Coordinated CER storage | 0 | 0 | 0 | 0 | 0 | 0 | 0 | 0 | 0 | 0 | 0 | 0 | 0 | 0 | 0 | 0 | 0 | 0 | 0 | 0 | 0 | 0 | 0 | 0 | 0 | 0 | 0 | 0
CDP9 | NSW | CNSW | Black coal | 0 | 0 | 0 | 0 | -685 | -2715 | -2715 | -2715 | -2715 | -2715 | -2715 | -2715 | -2715 | -2715 | -2715 | -2715 | -4135 | -4135 | -4135 | -4135 | -4135 | -4135 | -4135 | -4135 | -4135 | -4135 | -4135 | -4135
CDP9 | NSW | CNSW | Mid-merit gas | 0 | 0 | 0 | 0 | 0 | 0 | 0 | 0 | 0 | 0 | 0 | 0 | 0 | 0 | 0 | 0 | 0 | 0 | 0 | 0 | 0 | 0 | 0 | 0 | 0 | 0 | 0 | 0
CDP9 | NSW | CNSW | Flexible gas | 0 | 0 | 0 | 0 | 0 | 0 | 0 | 0 | 0 | 0 | 0 | 0 | 0 | 0 | 0 | 0 | 0 | 0 | 0 | 0 | 0 | 0 | 0 | 0 | 0 | 0 | 0 | 0
CDP9 | NSW | CNSW | Hydro | 0 | 0 | 0 | 0 | 0 | 0 | 0 | 0 | 0 | 0 | 0 | 0 | 0 | 0 | 0 | 0 | 0 | 0 | 0 | 0 | 0 | 0 | 0 | 0 | 0 | 0 | 0 | 0
CDP9 | NSW | CNSW | Deep storage | 0 | 0 | 0 | 0 | 0 | 0 | 0 | 0 | 0 | 0 | 0 | 0 | 0 | 0 | 0 | 0 | 0 | 0 | 0 | 0 | 0 | 0 | 0 | 0 | 0 | 0 | 0 | 0
CDP9 | NSW | CNSW | Medium storage | 0 | 0 | 0 | 0 | 0 | 0 | -40.02 | -40.02 | -80.04 | -80.04 | -80.04 | -120.06 | -120.06 | -120.06 | -120.06 | -160.08 | -160.08 | -160.08 | -160.08 | -160.08 | -200.1 | -749.1 | -789.12 | -789.12 | -789.12 | -829.1442 | -829.1442 | -829.1442
CDP9 | NSW | CNSW | Shallow storage | 0 | 0 | 0 | 0 | 0 | 0 | 0 | 0 | 0 | 0 | 0 | 0 | 0 | 0 | 0 | 0 | 0 | 0 | 0 | 0 | 0 | -20 | -82.934 | -290.2623 | -1543.8176 | -1543.8176 | -1543.8176 | -1543.8176
CDP9 | NSW | CNSW | Coordinated CER storage | 0 | 0 | 0 | 0 | 0 | 0 | 0 | 0 | 0 | 0 | 0 | 0 | 0 | 0 | 0 | 0 | 0 | 0 | 0 | 0 | 0 | 0 | 0 | 0 | 0 | 0 | 0 | 0
CDP9 | NSW | SNSW | Black coal | 0 | 0 | 0 | 0 | 0 | 0 | 0 | 0 | 0 | 0 | 0 | 0 | 0 | 0 | 0 | 0 | 0 | 0 | 0 | 0 | 0 | 0 | 0 | 0 | 0 | 0 | 0 | 0
CDP9 | NSW | SNSW | Mid-merit gas | 0 | 0 | 0 | 0 | 0 | 0 | 0 | 0 | 0 | 0 | 0 | 0 | 0 | 0 | 0 | 0 | 0 | 0 | 0 | 0 | 0 | 0 | 0 | 0 | 0 | 0 | 0 | 0
CDP9 | NSW | SNSW | Flexible gas | 0 | 0 | 0 | 0 | 0 | 0 | 0 | 0 | 0 | 0 | 0 | 0 | 0 | 0 | 0 | 0 | 0 | 0 | 0 | 0 | -692 | -692 | -692 | -692 | -692 | -692 | -692 | -692
CDP9 | NSW | SNSW | Hydro | 0 | 0 | 0 | 0 | 0 | 0 | 0 | 0 | 0 | 0 | 0 | 0 | 0 | 0 | 0 | 0 | 0 | 0 | 0 | 0 | 0 | 0 | 0 | 0 | 0 | 0 | 0 | 0
CDP9 | NSW | SNSW | Deep storage | 0 | 0 | 0 | 0 | 0 | 0 | 0 | 0 | 0 | 0 | 0 | 0 | 0 | 0 | 0 | 0 | 0 | 0 | 0 | 0 | 0 | 0 | 0 | 0 | 0 | 0 | 0 | 0
CDP9 | NSW | SNSW | Medium storage | 0 | 0 | 0 | 0 | 0 | 0 | 0 | 0 | 0 | 0 | 0 | 0 | 0 | 0 | 0 | 0 | 0 | 0 | 0 | 0 | 0 | -50 | -50 | -50 | -50 | -260.0302 | -260.0302 | -260.0302
CDP9 | NSW | SNSW | Shallow storage | 0 | -0.99 | -0.99 | -0.99 | -0.99 | -0.99 | -1.98 | -1.98 | -2.97 | -2.97 | -2.97 | -3.96 | -3.96 | -3.96 | -3.96 | -4.95 | -4.95 | -4.95 | -14.95 | -64.95 | -65.94 | -75.84 | -76.83 | -76.83 | -175.83 | -175.83 | -175.83 | -325.83
CDP9 | NSW | SNSW | Coordinated CER storage | 0 | 0 | 0 | 0 | 0 | 0 | 0 | 0 | 0 | 0 | 0 | 0 | 0 | 0 | 0 | 0 | 0 | 0 | 0 | 0 | 0 | 0 | 0 | 0 | 0 | 0 | 0 | 0
CDP9 | NSW | SNW | Black coal | 0 | -2880 | -2880 | -2880 | -4200 | -4200 | -4200 | -4200 | -4200 | -4200 | -4200 | -4200 | -4200 | -4200 | -4200 | -4200 | -4200 | -4200 | -4200 | -4200 | -4200 | -4200 | -4200 | -4200 | -4200 | -4200 | -4200 | -4200
CDP9 | NSW | SNW | Mid-merit gas | 0 | 0 | 0 | 0 | 0 | 0 | 0 | 0 | 0 | 0 | 0 | 0 | 0 | 0 | 0 | 0 | 0 | 0 | 0 | -440 | -440 | -440 | -440 | -440 | -440 | -440 | -440 | -440
CDP9 | NSW | SNW | Flexible gas | 0 | 0 | 0 | 0 | 0 | 0 | 0 | 0 | 0 | 0 | 0 | 0 | 0 | 0 | 0 | 0 | 0 | 0 | 0 | 0 | -185 | -185 | -185 | -185 | -185 | -185 | -185 | -185
CDP9 | NSW | SNW | Hydro | 0 | 0 | 0 | 0 | 0 | 0 | 0 | 0 | 0 | 0 | 0 | 0 | 0 | 0 | 0 | 0 | 0 | 0 | 0 | 0 | 0 | 0 | 0 | 0 | 0 | 0 | 0 | 0
CDP9 | NSW | SNW | Deep storage | 0 | 0 | 0 | 0 | 0 | 0 | 0 | 0 | 0 | 0 | 0 | 0 | 0 | 0 | 0 | 0 | 0 | 0 | 0 | 0 | 0 | 0 | 0 | 0 | 0 | 0 | 0 | 0
CDP9 | NSW | SNW | Medium storage | 0 | 0 | 0 | 0 | 0 | 0 | 0 | 0 | 0 | 0 | 0 | 0 | 0 | 0 | 0 | 0 | 0 | 0 | 0 | 0 | 0 | -889.1459 | -889.1459 | -889.1459 | -889.1459 | -1125.9114 | -1125.9114 | -1125.9114
CDP9 | NSW | SNW | Shallow storage | 0 | 0 | 0 | 0 | 0 | 0 | 0 | 0 | -72.576 | -72.576 | -72.576 | -145.152 | -195.152 | -195.152 | -195.152 | -267.728 | -267.728 | -267.728 | -267.728 | -267.728 | -340.304 | -865.304 | -937.8823 | -937.8825 | -970.327 | -1042.903 | -1042.903 | -1042.903
CDP9 | NSW | SNW | Coordinated CER storage | 0 | 0 | 0 | 0 | 0 | 0 | 0 | 0 | 0 | 0 | 0 | 0 | 0 | 0 | 0 | 0 | 0 | 0 | 0 | 0 | 0 | 0 | 0 | 0 | 0 | 0 | 0 | 0
CDP9 | QLD | NQ | Black coal | 0 | 0 | 0 | 0 | 0 | 0 | 0 | 0 | 0 | 0 | 0 | 0 | 0 | 0 | 0 | 0 | 0 | 0 | 0 | 0 | 0 | 0 | 0 | 0 | 0 | 0 | 0 | 0
CDP9 | QLD | NQ | Mid-merit gas | 0 | 0 | 0 | 0 | 0 | 0 | 0 | 0 | 0 | 0 | 0 | 0 | 0 | 0 | 0 | 0 | 0 | 0 | 0 | 0 | 0 | 0 | -244 | -244 | -244 | -244 | -244 | -244
CDP9 | QLD | NQ | Flexible gas | 0 | 0 | 0 | 0 | 0 | 0 | 0 | 0 | 0 | -292 | -292 | -292 | -292 | -292 | -292 | -292 | -292 | -292 | -292 | -292 | -423.5 | -423.5 | -423.5 | -423.5 | -423.5 | -423.5 | -423.5 | -423.5
CDP9 | QLD | NQ | Hydro | 0 | 0 | 0 | 0 | 0 | 0 | 0 | 0 | 0 | 0 | 0 | 0 | 0 | -86.4 | -86.4 | -86.4 | -86.4 | -86.4 | -156.4 | -156.4 | -156.4 | -156.4 | -156.4 | -156.4 | -156.4 | -156.4 | -156.4 | -156.4
CDP9 | QLD | NQ | Deep storage | 0 | 0 | 0 | 0 | 0 | 0 | 0 | 0 | 0 | 0 | 0 | 0 | 0 | 0 | 0 | 0 | 0 | 0 | 0 | 0 | 0 | 0 | 0 | 0 | 0 | 0 | 0 | 0
CDP9 | QLD | NQ | Medium storage | 0 | 0 | 0 | 0 | 0 | 0 | 0 | 0 | 0 | 0 | 0 | 0 | 0 | 0 | 0 | 0 | 0 | 0 | 0 | 0 | 0 | 0 | 0 | -9.5e-06 | -1.134e-05 | -1.831e-05 | -1.831e-05 | -1.984e-05
CDP9 | QLD | NQ | Shallow storage | 0 | 0 | 0 | 0 | 0 | 0 | 0 | 0 | 0 | 0 | 0 | 0 | 0 | 0 | 0 | 0 | 0 | 0 | 0 | 0 | 0 | 0 | -300 | -300 | -300 | -300 | -300 | -300
CDP9 | QLD | NQ | Coordinated CER storage | 0 | 0 | 0 | 0 | 0 | 0 | 0 | 0 | 0 | 0 | 0 | 0 | 0 | 0 | 0 | 0 | 0 | 0 | 0 | 0 | 0 | 0 | 0 | 0 | 0 | 0 | 0 | 0
CDP9 | QLD | GG | Black coal | 0 | 0 | 0 | -840 | -840 | -840 | -1400 | -1680 | -1680 | -1680 | -1680 | -1680 | -1680 | -1680 | -1680 | -1680 | -1680 | -1680 | -1680 | -1680 | -1680 | -1680 | -1680 | -1680 | -1680 | -1680 | -1680 | -1680
CDP9 | QLD | GG | Mid-merit gas | 0 | 0 | 0 | 0 | 0 | 0 | 0 | 0 | 0 | 0 | 0 | 0 | 0 | 0 | 0 | 0 | 0 | 0 | 0 | 0 | 0 | 0 | 0 | 0 | 0 | 0 | -180 | -180
CDP9 | QLD | GG | Flexible gas | 0 | 0 | 0 | 0 | 0 | 0 | 0 | 0 | 0 | 0 | 0 | 0 | 0 | 0 | 0 | 0 | 0 | 0 | 0 | 0 | 0 | 0 | 0 | 0 | 0 | 0 | 0 | 0
CDP9 | QLD | GG | Hydro | 0 | 0 | 0 | 0 | 0 | 0 | 0 | 0 | 0 | 0 | 0 | 0 | 0 | 0 | 0 | 0 | 0 | 0 | 0 | 0 | 0 | 0 | 0 | 0 | 0 | 0 | 0 | 0
CDP9 | QLD | GG | Deep storage | 0 | 0 | 0 | 0 | 0 | 0 | 0 | 0 | 0 | 0 | 0 | 0 | 0 | 0 | 0 | 0 | 0 | 0 | 0 | 0 | 0 | 0 | 0 | 0 | 0 | 0 | 0 | 0
CDP9 | QLD | GG | Medium storage | 0 | 0 | 0 | 0 | 0 | 0 | 0 | 0 | 0 | 0 | 0 | 0 | 0 | 0 | 0 | 0 | 0 | 0 | 0 | 0 | 0 | 0 | 0 | 0 | 0 | 0 | 0 | -1.75e-06
CDP9 | QLD | GG | Shallow storage | 0 | 0 | 0 | 0 | 0 | 0 | 0 | 0 | 0 | 0 | 0 | 0 | 0 | 0 | 0 | 0 | 0 | 0 | 0 | 0 | 0 | -400 | -400 | -400 | -400 | -400 | -400 | -400
CDP9 | QLD | GG | Coordinated CER storage | 0 | 0 | 0 | 0 | 0 | 0 | 0 | 0 | 0 | 0 | 0 | 0 | 0 | 0 | 0 | 0 | 0 | 0 | 0 | 0 | 0 | 0 | 0 | 0 | 0 | 0 | 0 | 0
CDP9 | QLD | CQ | Black coal | 0 | 0 | 0 | -700 | -700 | -1430 | -1430 | -1430 | -2160 | -2160 | -2160 | -2160 | -2160 | -2160 | -2160 | -2160 | -2160 | -2160 | -2160 | -2160 | -2160 | -2160 | -2160 | -2160 | -2160 | -2160 | -2160 | -3004
CDP9 | QLD | CQ | Mid-merit gas | 0 | 0 | 0 | 0 | 0 | 0 | 0 | 0 | 0 | 0 | 0 | 0 | 0 | 0 | 0 | 0 | 0 | 0 | 0 | 0 | 0 | 0 | 0 | 0 | 0 | 0 | 0 | 0
CDP9 | QLD | CQ | Flexible gas | 0 | 0 | 0 | 0 | 0 | 0 | 0 | 0 | 0 | 0 | -37 | -37 | -37 | -37 | -37 | -37 | -37 | -37 | -37 | -37 | -37 | -37 | -37 | -37 | -37 | -37 | -37 | -37
CDP9 | QLD | CQ | Hydro | 0 | 0 | 0 | 0 | 0 | 0 | 0 | 0 | 0 | 0 | 0 | 0 | 0 | 0 | 0 | 0 | 0 | 0 | 0 | 0 | 0 | 0 | 0 | 0 | 0 | 0 | 0 | 0
CDP9 | QLD | CQ | Deep storage | 0 | 0 | 0 | 0 | 0 | 0 | 0 | 0 | 0 | 0 | 0 | 0 | 0 | 0 | 0 | 0 | 0 | 0 | 0 | 0 | 0 | 0 | 0 | 0 | 0 | 0 | 0 | 0
CDP9 | QLD | CQ | Medium storage | 0 | 0 | 0 | 0 | 0 | 0 | 0 | 0 | 0 | 0 | 0 | 0 | 0 | 0 | 0 | 0 | 0 | 0 | 0 | 0 | 0 | 0 | 0 | 0 | -1.91e-06 | -1.91e-06 | -1.91e-06 | -3.44e-06
CDP9 | QLD | CQ | Shallow storage | 0 | 0 | 0 | 0 | 0 | 0 | 0 | 0 | 0 | 0 | 0 | 0 | 0 | 0 | 0 | 0 | 0 | 0 | -50 | -50 | -50 | -50 | -50 | -200 | -200 | -200 | -200 | -200
CDP9 | QLD | CQ | Coordinated CER storage | 0 | 0 | 0 | 0 | 0 | 0 | 0 | 0 | 0 | 0 | 0 | 0 | 0 | 0 | 0 | 0 | 0 | 0 | 0 | 0 | 0 | 0 | 0 | 0 | 0 | 0 | 0 | 0
CDP9 | QLD | SQ | Black coal | 0 | 0 | 0 | 0 | 0 | 0 | -700 | -700 | -1050 | -1850 | -2594 | -2594 | -2594 | -2594 | -2594 | -2594 | -2594 | -2594 | -2594 | -2594 | -2594 | -2594 | -2594 | -2594 | -2594 | -2594 | -2594 | -3446
CDP9 | QLD | SQ | Mid-merit gas | 0 | 0 | 0 | 0 | 0 | 0 | 0 | 0 | 0 | 0 | 0 | 0 | -385 | -385 | -385 | -529.4 | -529.4 | -529.4 | -529.4 | -529.4 | -529.4 | -1173.9 | -1173.9 | -1173.9 | -1173.9 | -1173.9 | -1173.9 | -1173.9
CDP9 | QLD | SQ | Flexible gas | 0 | 0 | 0 | 0 | 0 | 0 | 0 | 0 | 0 | 0 | -80 | -80 | -80 | -80 | -80 | -80 | -80 | -80 | -80 | -80 | -80 | -80 | -644 | -644 | -644 | -1163 | -1509 | -1509
CDP9 | QLD | SQ | Hydro | 0 | 0 | 0 | 0 | 0 | 0 | 0 | 0 | 0 | 0 | 0 | 0 | 0 | 0 | 0 | 0 | 0 | 0 | 0 | 0 | 0 | 0 | 0 | 0 | 0 | 0 | 0 | 0
CDP9 | QLD | SQ | Deep storage | 0 | 0 | 0 | 0 | 0 | 0 | 0 | 0 | 0 | 0 | 0 | 0 | 0 | 0 | 0 | 0 | 0 | 0 | 0 | 0 | 0 | 0 | 0 | 0 | 0 | 0 | 0 | 0
CDP9 | QLD | SQ | Medium storage | 0 | 0 | 0 | 0 | 0 | 0 | 0 | 0 | 0 | 0 | 0 | 0 | 0 | 0 | 0 | 0 | 0 | 0 | 0 | 0 | 0 | 0 | 0 | -9.73e-06 | -1.23e-05 | -1.23e-05 | -1.23e-05 | -1.455e-05
CDP9 | QLD | SQ | Shallow storage | 0 | 0 | 0 | 0 | 0 | 0 | 0 | 0 | 0 | 0 | 0 | 0 | 0 | 0 | -100 | -100 | -100 | -100 | -100 | -100 | -400 | -650 | -650 | -650 | -904.8 | -904.8 | -904.8 | -1004.8
CDP9 | QLD | SQ | Coordinated CER storage | 0 | 0 | 0 | 0 | 0 | 0 | 0 | 0 | 0 | 0 | 0 | 0 | 0 | 0 | 0 | 0 | 0 | 0 | 0 | 0 | 0 | 0 | 0 | 0 | 0 | 0 | 0 | 0
CDP9 | VIC | VIC | Brown coal | 0 | 0 | 0 | 0 | -1450 | -1450 | -1450 | -1450 | -1450 | -3660 | -4240 | -4240 | -4240 | -4240 | -4240 | -4240 | -4240 | -4240 | -4240 | -4240 | -4240 | -4240 | -4240 | -4820 | -4820 | -4820 | -4820 | -4820
CDP9 | VIC | VIC | Mid-merit gas | 0 | 0 | 0 | 0 | -500 | -500 | -500 | -500 | -500 | -500 | -500 | -500 | -500 | -500 | -500 | -500 | -500 | -500 | -500 | -500 | -500 | -500 | -500 | -500 | -500 | -500 | -500 | -500
CDP9 | VIC | VIC | Flexible gas | 0 | 0 | 0 | 0 | 0 | 0 | 0 | 0 | 0 | -170 | -170 | -170 | -170 | -170 | -170 | -610 | -610 | -610 | -704 | -704 | -704 | -704 | -704 | -1288 | -1288 | -1288 | -1288 | -1288
CDP9 | VIC | VIC | Hydro | 0 | 0 | 0 | 0 | 0 | 0 | 0 | 0 | 0 | 0 | 0 | 0 | 0 | 0 | 0 | 0 | 0 | 0 | 0 | 0 | 0 | 0 | 0 | 0 | 0 | 0 | 0 | 0
CDP9 | VIC | VIC | Deep storage | 0 | 0 | 0 | 0 | 0 | 0 | 0 | 0 | 0 | 0 | 0 | 0 | 0 | 0 | 0 | 0 | 0 | 0 | 0 | 0 | 0 | 0 | 0 | 0 | 0 | 0 | 0 | 0
CDP9 | VIC | VIC | Medium storage | 0 | 0 | 0 | 0 | 0 | 0 | 0 | 0 | 0 | 0 | 0 | 0 | 0 | 0 | 0 | 0 | 0 | 0 | 0 | 0 | 0 | 0 | -350 | -350 | -350 | -350 | -350 | -350
CDP9 | VIC | VIC | Shallow storage | 0 | 0 | 0 | 0 | -7.7 | -17.3 | -17.3 | -17.3 | -17.3 | -69.13 | -69.13 | -69.13 | -69.13 | -75.73 | -80.73 | -80.73 | -80.73 | -380.73 | -380.73 | -530.73 | -730.73 | -1032.04 | -1420.5402 | -1720.5405 | -1720.5405 | -1956.03 | -2556.03 | -3067.7299
CDP9 | VIC | VIC | Coordinated CER storage | 0 | 0 | 0 | 0 | 0 | 0 | 0 | 0 | 0 | 0 | 0 | 0 | 0 | 0 | 0 | 0 | 0 | 0 | 0 | 0 | 0 | 0 | 0 | 0 | 0 | 0 | 0 | 0
CDP9 | SA | CSA | Mid-merit gas | 0 | 0 | -980 | -980 | -980 | -980 | -980 | -980 | -980 | -980 | -980 | -980 | -980 | -1509 | -1509 | -1509 | -1509 | -1509 | -1509 | -1509 | -1509 | -1509 | -1509 | -1509 | -1509 | -1509 | -1509 | -1509
CDP9 | SA | CSA | Flexible gas | 0 | 0 | 0 | -73.5 | -73.5 | -73.5 | -319.5 | -319.5 | -559.16 | -559.16 | -559.16 | -559.16 | -559.16 | -559.16 | -559.16 | -559.16 | -559.16 | -559.16 | -559.16 | -559.16 | -897.16 | -1020.36 | -1174.36 | -1174.36 | -1174.36 | -1174.36 | -1211.56 | -1211.56
CDP9 | SA | CSA | Hydro | 0 | 0 | 0 | 0 | 0 | 0 | 0 | 0 | 0 | 0 | 0 | 0 | 0 | 0 | 0 | 0 | 0 | 0 | 0 | 0 | 0 | 0 | 0 | 0 | 0 | 0 | 0 | 0
CDP9 | SA | CSA | Deep storage | 0 | 0 | 0 | 0 | 0 | 0 | 0 | 0 | 0 | 0 | 0 | 0 | 0 | 0 | 0 | 0 | 0 | 0 | 0 | 0 | 0 | 0 | 0 | 0 | 0 | 0 | 0 | 0
CDP9 | SA | CSA | Medium storage | 0 | 0 | 0 | 0 | 0 | 0 | 0 | 0 | 0 | 0 | 0 | 0 | 0 | 0 | 0 | 0 | 0 | 0 | 0 | 0 | 0 | 0 | 0 | 0 | -3.04e-06 | -3.04e-06 | -3.04e-06 | -6.05e-06
CDP9 | SA | CSA | Shallow storage | 0 | 0 | 0 | 0 | 0 | -6.02 | -36.02 | -36.02 | -36.02 | -36.02 | -36.02 | -36.02 | -36.02 | -36.02 | -36.02 | -36.02 | -36.02 | -48.02 | -48.02 | -304.74 | -498.72 | -660.72 | -1079.9992 | -2074.4045 | -2115.9045 | -2226.9045 | -2226.9045 | -2226.9045
CDP9 | SA | CSA | Coordinated CER storage | 0 | 0 | 0 | 0 | 0 | 0 | 0 | 0 | 0 | 0 | 0 | 0 | 0 | 0 | 0 | 0 | 0 | 0 | 0 | 0 | 0 | 0 | 0 | 0 | 0 | 0 | 0 | 0
CDP9 | SA | SESA | Mid-merit gas | 0 | 0 | 0 | 0 | 0 | 0 | 0 | 0 | 0 | 0 | 0 | 0 | 0 | 0 | 0 | 0 | 0 | 0 | 0 | 0 | 0 | 0 | 0 | 0 | 0 | 0 | 0 | 0
CDP9 | SA | SESA | Flexible gas | 0 | 0 | 0 | -63 | -63 | -63 | -63 | -63 | -63 | -63 | -63 | -143 | -143 | -143 | -143 | -143 | -143 | -143 | -143 | -143 | -143 | -143 | -143 | -143 | -143 | -143 | -143 | -143
CDP9 | SA | SESA | Hydro | 0 | 0 | 0 | 0 | 0 | 0 | 0 | 0 | 0 | 0 | 0 | 0 | 0 | 0 | 0 | 0 | 0 | 0 | 0 | 0 | 0 | 0 | 0 | 0 | 0 | 0 | 0 | 0
CDP9 | SA | SESA | Deep storage | 0 | 0 | 0 | 0 | 0 | 0 | 0 | 0 | 0 | 0 | 0 | 0 | 0 | 0 | 0 | 0 | 0 | 0 | 0 | 0 | 0 | 0 | 0 | 0 | 0 | 0 | 0 | 0
CDP9 | SA | SESA | Medium storage | 0 | 0 | 0 | 0 | 0 | 0 | 0 | 0 | 0 | 0 | 0 | 0 | 0 | 0 | 0 | 0 | 0 | 0 | 0 | 0 | 0 | 0 | 0 | 0 | -3.01e-06 | -1.007e-05 | -1.007e-05 | -1.177e-05
CDP9 | SA | SESA | Shallow storage | 0 | 0 | 0 | 0 | 0 | 0 | 0 | 0 | 0 | 0 | -25 | -25 | -25 | -25 | -25 | -25 | -25 | -25 | -25 | -25 | -25 | -25 | -25 | -25 | -25 | -25 | -25 | -25
CDP9 | SA | SESA | Coordinated CER storage | 0 | 0 | 0 | 0 | 0 | 0 | 0 | 0 | 0 | 0 | 0 | 0 | 0 | 0 | 0 | 0 | 0 | 0 | 0 | 0 | 0 | 0 | 0 | 0 | 0 | 0 | 0 | 0
CDP9 | TAS | TAS | Mid-merit gas | 0 | 0 | 0 | -208 | -208 | -208 | -208 | -208 | -208 | -208 | -208 | -208 | -208 | -208 | -208 | -208 | -208 | -208 | -208 | -208 | -208 | -208 | -208 | -208 | -208 | -208 | -208 | -208
CDP9 | TAS | TAS | Flexible gas | 0 | 0 | 0 | 0 | 0 | 0 | 0 | 0 | 0 | 0 | 0 | 0 | 0 | 0 | 0 | 0 | -120 | -120 | -120 | -120 | -120 | -120 | -120 | -120 | -120 | -120 | -178 | -178
CDP9 | TAS | TAS | Hydro | 0 | 0 | 0 | 0 | 0 | 0 | 0 | 0 | 0 | 0 | 0 | 0 | 0 | 0 | 0 | 0 | 0 | 0 | 0 | 0 | 0 | 0 | 0 | 0 | 0 | 0 | 0 | 0
CDP9 | TAS | TAS | Deep storage | 0 | 0 | 0 | 0 | 0 | 0 | 0 | 0 | 0 | 0 | 0 | 0 | 0 | 0 | 0 | 0 | 0 | 0 | 0 | 0 | 0 | 0 | 0 | 0 | 0 | 0 | 0 | 0
CDP9 | TAS | TAS | Medium storage | 0 | 0 | 0 | 0 | 0 | 0 | 0 | 0 | 0 | 0 | 0 | 0 | 0 | 0 | 0 | 0 | 0 | 0 | 0 | 0 | 0 | 0 | 0 | -5.29e-06 | -6.49e-06 | -7.93e-06 | -7.93e-06 | -9.52e-06
CDP9 | TAS | TAS | Shallow storage | 0 | 0 | 0 | 0 | 0 | 0 | 0 | 0 | 0 | 0 | 0 | 0 | 0 | 0 | 0 | 0 | 0 | 0 | 0 | 0 | 0 | 0 | 0 | 0 | 0 | 0 | 0 | 0
CDP9 | TAS | TAS | Coordinated CER storage | 0 | 0 | 0 | 0 | 0 | 0 | 0 | 0 | 0 | 0 | 0 | 0 | 0 | 0 | 0 | 0 | 0 | 0 | 0 | 0 | 0 | 0 | 0 | 0 | 0 | 0 | 0 | 0
CDP10 | NSW | NNSW | Black coal | 0 | 0 | 0 | 0 | 0 | 0 | 0 | 0 | 0 | 0 | 0 | 0 | 0 | 0 | 0 | 0 | 0 | 0 | 0 | 0 | 0 | 0 | 0 | 0 | 0 | 0 | 0 | 0
CDP10 | NSW | NNSW | Mid-merit gas | 0 | 0 | 0 | 0 | 0 | 0 | 0 | 0 | 0 | 0 | 0 | 0 | 0 | 0 | 0 | 0 | 0 | 0 | 0 | 0 | 0 | 0 | 0 | 0 | 0 | 0 | 0 | 0
CDP10 | NSW | NNSW | Flexible gas | 0 | 0 | 0 | 0 | 0 | 0 | 0 | 0 | 0 | 0 | 0 | 0 | 0 | 0 | 0 | 0 | 0 | 0 | 0 | 0 | 0 | 0 | 0 | 0 | 0 | 0 | 0 | 0
CDP10 | NSW | NNSW | Hydro | 0 | 0 | 0 | 0 | 0 | 0 | 0 | 0 | 0 | 0 | 0 | 0 | 0 | 0 | 0 | 0 | 0 | 0 | 0 | 0 | 0 | 0 | 0 | 0 | 0 | 0 | 0 | 0
CDP10 | NSW | NNSW | Deep storage | 0 | 0 | 0 | 0 | 0 | 0 | 0 | 0 | 0 | 0 | 0 | 0 | 0 | 0 | 0 | 0 | 0 | 0 | 0 | 0 | 0 | 0 | 0 | 0 | 0 | 0 | 0 | 0
CDP10 | NSW | NNSW | Medium storage | 0 | 0 | 0 | 0 | 0 | 0 | 0 | 0 | 0 | 0 | 0 | 0 | 0 | 0 | 0 | 0 | 0 | 0 | 0 | 0 | 0 | 0 | -275 | -275 | -382.9079 | -834.9941 | -834.9941 | -834.9941
CDP10 | NSW | NNSW | Shallow storage | 0 | 0 | 0 | 0 | 0 | 0 | 0 | 0 | 0 | -30 | -30 | -30 | -30 | -30 | -30 | -30 | -30 | -30 | -30 | -30 | -30 | -30 | -430 | -430 | -430 | -430 | -430 | -430
CDP10 | NSW | NNSW | Coordinated CER storage | 0 | 0 | 0 | 0 | 0 | 0 | 0 | 0 | 0 | 0 | 0 | 0 | 0 | 0 | 0 | 0 | 0 | 0 | 0 | 0 | 0 | 0 | 0 | 0 | 0 | 0 | 0 | 0
CDP10 | NSW | CNSW | Black coal | 0 | 0 | 0 | 0 | -685 | -2715 | -2715 | -2715 | -2715 | -2715 | -2715 | -2715 | -2715 | -2715 | -2715 | -2715 | -4135 | -4135 | -4135 | -4135 | -4135 | -4135 | -4135 | -4135 | -4135 | -4135 | -4135 | -4135
CDP10 | NSW | CNSW | Mid-merit gas | 0 | 0 | 0 | 0 | 0 | 0 | 0 | 0 | 0 | 0 | 0 | 0 | 0 | 0 | 0 | 0 | 0 | 0 | 0 | 0 | 0 | 0 | 0 | 0 | 0 | 0 | 0 | 0
CDP10 | NSW | CNSW | Flexible gas | 0 | 0 | 0 | 0 | 0 | 0 | 0 | 0 | 0 | 0 | 0 | 0 | 0 | 0 | 0 | 0 | 0 | 0 | 0 | 0 | 0 | 0 | 0 | 0 | 0 | 0 | 0 | 0
CDP10 | NSW | CNSW | Hydro | 0 | 0 | 0 | 0 | 0 | 0 | 0 | 0 | 0 | 0 | 0 | 0 | 0 | 0 | 0 | 0 | 0 | 0 | 0 | 0 | 0 | 0 | 0 | 0 | 0 | 0 | 0 | 0
CDP10 | NSW | CNSW | Deep storage | 0 | 0 | 0 | 0 | 0 | 0 | 0 | 0 | 0 | 0 | 0 | 0 | 0 | 0 | 0 | 0 | 0 | 0 | 0 | 0 | 0 | 0 | 0 | 0 | 0 | 0 | 0 | 0
CDP10 | NSW | CNSW | Medium storage | 0 | 0 | 0 | 0 | 0 | 0 | -40.02 | -40.02 | -80.04 | -80.04 | -80.04 | -120.06 | -120.06 | -120.06 | -120.06 | -160.08 | -160.08 | -160.08 | -160.08 | -160.08 | -200.1 | -749.1 | -789.12 | -789.12 | -789.12 | -829.1481 | -829.1481 | -829.1481
CDP10 | NSW | CNSW | Shallow storage | 0 | 0 | 0 | 0 | 0 | 0 | 0 | 0 | 0 | 0 | 0 | 0 | 0 | 0 | 0 | 0 | 0 | 0 | 0 | 0 | 0 | -20 | -30.0619 | -321.407 | -1582.3496 | -1582.3496 | -1582.3496 | -1582.3496
CDP10 | NSW | CNSW | Coordinated CER storage | 0 | 0 | 0 | 0 | 0 | 0 | 0 | 0 | 0 | 0 | 0 | 0 | 0 | 0 | 0 | 0 | 0 | 0 | 0 | 0 | 0 | 0 | 0 | 0 | 0 | 0 | 0 | 0
CDP10 | NSW | SNSW | Black coal | 0 | 0 | 0 | 0 | 0 | 0 | 0 | 0 | 0 | 0 | 0 | 0 | 0 | 0 | 0 | 0 | 0 | 0 | 0 | 0 | 0 | 0 | 0 | 0 | 0 | 0 | 0 | 0
CDP10 | NSW | SNSW | Mid-merit gas | 0 | 0 | 0 | 0 | 0 | 0 | 0 | 0 | 0 | 0 | 0 | 0 | 0 | 0 | 0 | 0 | 0 | 0 | 0 | 0 | 0 | 0 | 0 | 0 | 0 | 0 | 0 | 0
CDP10 | NSW | SNSW | Flexible gas | 0 | 0 | 0 | 0 | 0 | 0 | 0 | 0 | 0 | 0 | 0 | 0 | 0 | 0 | 0 | 0 | 0 | 0 | 0 | 0 | -692 | -692 | -692 | -692 | -692 | -692 | -692 | -692
CDP10 | NSW | SNSW | Hydro | 0 | 0 | 0 | 0 | 0 | 0 | 0 | 0 | 0 | 0 | 0 | 0 | 0 | 0 | 0 | 0 | 0 | 0 | 0 | 0 | 0 | 0 | 0 | 0 | 0 | 0 | 0 | 0
CDP10 | NSW | SNSW | Deep storage | 0 | 0 | 0 | 0 | 0 | 0 | 0 | 0 | 0 | 0 | 0 | 0 | 0 | 0 | 0 | 0 | 0 | 0 | 0 | 0 | 0 | 0 | 0 | 0 | 0 | 0 | 0 | 0
CDP10 | NSW | SNSW | Medium storage | 0 | 0 | 0 | 0 | 0 | 0 | 0 | 0 | 0 | 0 | 0 | 0 | 0 | 0 | 0 | 0 | 0 | 0 | 0 | 0 | 0 | -50 | -50 | -50 | -50 | -97.7208 | -97.7208 | -97.7208
CDP10 | NSW | SNSW | Shallow storage | 0 | -0.99 | -0.99 | -0.99 | -0.99 | -0.99 | -1.98 | -1.98 | -2.97 | -2.97 | -2.97 | -3.96 | -3.96 | -3.96 | -3.96 | -4.95 | -4.95 | -4.95 | -14.95 | -64.95 | -65.94 | -75.84 | -76.83 | -76.83 | -175.83 | -175.83 | -175.83 | -325.83
CDP10 | NSW | SNSW | Coordinated CER storage | 0 | 0 | 0 | 0 | 0 | 0 | 0 | 0 | 0 | 0 | 0 | 0 | 0 | 0 | 0 | 0 | 0 | 0 | 0 | 0 | 0 | 0 | 0 | 0 | 0 | 0 | 0 | 0
CDP10 | NSW | SNW | Black coal | 0 | -2880 | -2880 | -2880 | -4200 | -4200 | -4200 | -4200 | -4200 | -4200 | -4200 | -4200 | -4200 | -4200 | -4200 | -4200 | -4200 | -4200 | -4200 | -4200 | -4200 | -4200 | -4200 | -4200 | -4200 | -4200 | -4200 | -4200
CDP10 | NSW | SNW | Mid-merit gas | 0 | 0 | 0 | 0 | 0 | 0 | 0 | 0 | 0 | 0 | 0 | 0 | 0 | 0 | 0 | 0 | 0 | 0 | 0 | -440 | -440 | -440 | -440 | -440 | -440 | -440 | -440 | -440
CDP10 | NSW | SNW | Flexible gas | 0 | 0 | 0 | 0 | 0 | 0 | 0 | 0 | 0 | 0 | 0 | 0 | 0 | 0 | 0 | 0 | 0 | 0 | 0 | 0 | -185 | -185 | -185 | -185 | -185 | -185 | -185 | -185
CDP10 | NSW | SNW | Hydro | 0 | 0 | 0 | 0 | 0 | 0 | 0 | 0 | 0 | 0 | 0 | 0 | 0 | 0 | 0 | 0 | 0 | 0 | 0 | 0 | 0 | 0 | 0 | 0 | 0 | 0 | 0 | 0
CDP10 | NSW | SNW | Deep storage | 0 | 0 | 0 | 0 | 0 | 0 | 0 | 0 | 0 | 0 | 0 | 0 | 0 | 0 | 0 | 0 | 0 | 0 | 0 | 0 | 0 | 0 | 0 | 0 | 0 | 0 | 0 | 0
CDP10 | NSW | SNW | Medium storage | 0 | 0 | 0 | 0 | 0 | 0 | 0 | 0 | 0 | 0 | 0 | 0 | 0 | 0 | 0 | 0 | 0 | 0 | 0 | 0 | 0 | -889.1456 | -889.1456 | -889.1456 | -889.1456 | -1128.6458 | -1128.6458 | -1128.6458
CDP10 | NSW | SNW | Shallow storage | 0 | 0 | 0 | 0 | 0 | 0 | 0 | 0 | -72.576 | -72.576 | -72.576 | -145.152 | -195.152 | -195.152 | -195.152 | -267.728 | -267.728 | -267.728 | -267.728 | -267.728 | -340.304 | -865.304 | -937.8845 | -937.8867 | -970.3299 | -1042.9059 | -1042.9059 | -1042.9059
CDP10 | NSW | SNW | Coordinated CER storage | 0 | 0 | 0 | 0 | 0 | 0 | 0 | 0 | 0 | 0 | 0 | 0 | 0 | 0 | 0 | 0 | 0 | 0 | 0 | 0 | 0 | 0 | 0 | 0 | 0 | 0 | 0 | 0
CDP10 | QLD | NQ | Black coal | 0 | 0 | 0 | 0 | 0 | 0 | 0 | 0 | 0 | 0 | 0 | 0 | 0 | 0 | 0 | 0 | 0 | 0 | 0 | 0 | 0 | 0 | 0 | 0 | 0 | 0 | 0 | 0
CDP10 | QLD | NQ | Mid-merit gas | 0 | 0 | 0 | 0 | 0 | 0 | 0 | 0 | 0 | 0 | 0 | 0 | 0 | 0 | 0 | 0 | 0 | 0 | 0 | 0 | 0 | 0 | -244 | -244 | -244 | -244 | -244 | -244
CDP10 | QLD | NQ | Flexible gas | 0 | 0 | 0 | 0 | 0 | 0 | 0 | 0 | 0 | -292 | -292 | -292 | -292 | -292 | -292 | -292 | -292 | -292 | -292 | -292 | -423.5 | -423.5 | -423.5 | -423.5 | -423.5 | -423.5 | -423.5 | -423.5
CDP10 | QLD | NQ | Hydro | 0 | 0 | 0 | 0 | 0 | 0 | 0 | 0 | 0 | 0 | 0 | 0 | 0 | -86.4 | -86.4 | -86.4 | -86.4 | -86.4 | -156.4 | -156.4 | -156.4 | -156.4 | -156.4 | -156.4 | -156.4 | -156.4 | -156.4 | -156.4
CDP10 | QLD | NQ | Deep storage | 0 | 0 | 0 | 0 | 0 | 0 | 0 | 0 | 0 | 0 | 0 | 0 | 0 | 0 | 0 | 0 | 0 | 0 | 0 | 0 | 0 | 0 | 0 | 0 | 0 | 0 | 0 | 0
CDP10 | QLD | NQ | Medium storage | 0 | 0 | 0 | 0 | 0 | 0 | 0 | 0 | 0 | 0 | 0 | 0 | 0 | 0 | 0 | 0 | 0 | 0 | 0 | 0 | 0 | 0 | 0 | -1.943e-05 | -2.379e-05 | -2.379e-05 | -2.379e-05 | -2.379e-05
CDP10 | QLD | NQ | Shallow storage | 0 | 0 | 0 | 0 | 0 | 0 | 0 | 0 | 0 | 0 | 0 | 0 | 0 | 0 | 0 | 0 | 0 | 0 | 0 | 0 | 0 | 0 | -300 | -300 | -300 | -300 | -300 | -300
CDP10 | QLD | NQ | Coordinated CER storage | 0 | 0 | 0 | 0 | 0 | 0 | 0 | 0 | 0 | 0 | 0 | 0 | 0 | 0 | 0 | 0 | 0 | 0 | 0 | 0 | 0 | 0 | 0 | 0 | 0 | 0 | 0 | 0
CDP10 | QLD | GG | Black coal | 0 | 0 | 0 | -840 | -840 | -840 | -1400 | -1680 | -1680 | -1680 | -1680 | -1680 | -1680 | -1680 | -1680 | -1680 | -1680 | -1680 | -1680 | -1680 | -1680 | -1680 | -1680 | -1680 | -1680 | -1680 | -1680 | -1680
CDP10 | QLD | GG | Mid-merit gas | 0 | 0 | 0 | 0 | 0 | 0 | 0 | 0 | 0 | 0 | 0 | 0 | 0 | 0 | 0 | 0 | 0 | 0 | 0 | 0 | 0 | 0 | 0 | 0 | 0 | 0 | -180 | -180
CDP10 | QLD | GG | Flexible gas | 0 | 0 | 0 | 0 | 0 | 0 | 0 | 0 | 0 | 0 | 0 | 0 | 0 | 0 | 0 | 0 | 0 | 0 | 0 | 0 | 0 | 0 | 0 | 0 | 0 | 0 | 0 | 0
CDP10 | QLD | GG | Hydro | 0 | 0 | 0 | 0 | 0 | 0 | 0 | 0 | 0 | 0 | 0 | 0 | 0 | 0 | 0 | 0 | 0 | 0 | 0 | 0 | 0 | 0 | 0 | 0 | 0 | 0 | 0 | 0
CDP10 | QLD | GG | Deep storage | 0 | 0 | 0 | 0 | 0 | 0 | 0 | 0 | 0 | 0 | 0 | 0 | 0 | 0 | 0 | 0 | 0 | 0 | 0 | 0 | 0 | 0 | 0 | 0 | 0 | 0 | 0 | 0
CDP10 | QLD | GG | Medium storage | 0 | 0 | 0 | 0 | 0 | 0 | 0 | 0 | 0 | 0 | 0 | 0 | 0 | 0 | 0 | 0 | 0 | 0 | 0 | 0 | 0 | 0 | 0 | 0 | 0 | 0 | 0 | 0
CDP10 | QLD | GG | Shallow storage | 0 | 0 | 0 | 0 | 0 | 0 | 0 | 0 | 0 | 0 | 0 | 0 | 0 | 0 | 0 | 0 | 0 | 0 | 0 | 0 | 0 | -400 | -400 | -400 | -400 | -400 | -400 | -400
CDP10 | QLD | GG | Coordinated CER storage | 0 | 0 | 0 | 0 | 0 | 0 | 0 | 0 | 0 | 0 | 0 | 0 | 0 | 0 | 0 | 0 | 0 | 0 | 0 | 0 | 0 | 0 | 0 | 0 | 0 | 0 | 0 | 0
CDP10 | QLD | CQ | Black coal | 0 | 0 | 0 | -700 | -700 | -1430 | -1430 | -1430 | -2160 | -2160 | -2160 | -2160 | -2160 | -2160 | -2160 | -2160 | -2160 | -2160 | -2160 | -2160 | -2160 | -2160 | -2160 | -2160 | -2160 | -2160 | -2160 | -3004
CDP10 | QLD | CQ | Mid-merit gas | 0 | 0 | 0 | 0 | 0 | 0 | 0 | 0 | 0 | 0 | 0 | 0 | 0 | 0 | 0 | 0 | 0 | 0 | 0 | 0 | 0 | 0 | 0 | 0 | 0 | 0 | 0 | 0
CDP10 | QLD | CQ | Flexible gas | 0 | 0 | 0 | 0 | 0 | 0 | 0 | 0 | 0 | 0 | -37 | -37 | -37 | -37 | -37 | -37 | -37 | -37 | -37 | -37 | -37 | -37 | -37 | -37 | -37 | -37 | -37 | -37
CDP10 | QLD | CQ | Hydro | 0 | 0 | 0 | 0 | 0 | 0 | 0 | 0 | 0 | 0 | 0 | 0 | 0 | 0 | 0 | 0 | 0 | 0 | 0 | 0 | 0 | 0 | 0 | 0 | 0 | 0 | 0 | 0
CDP10 | QLD | CQ | Deep storage | 0 | 0 | 0 | 0 | 0 | 0 | 0 | 0 | 0 | 0 | 0 | 0 | 0 | 0 | 0 | 0 | 0 | 0 | 0 | 0 | 0 | 0 | 0 | 0 | 0 | 0 | 0 | 0
CDP10 | QLD | CQ | Medium storage | 0 | 0 | 0 | 0 | 0 | 0 | 0 | 0 | 0 | 0 | 0 | 0 | 0 | 0 | 0 | 0 | 0 | 0 | 0 | 0 | 0 | 0 | 0 | 0 | -4.48e-06 | -4.48e-06 | -4.48e-06 | -4.48e-06
CDP10 | QLD | CQ | Shallow storage | 0 | 0 | 0 | 0 | 0 | 0 | 0 | 0 | 0 | 0 | 0 | 0 | 0 | 0 | 0 | 0 | 0 | 0 | -50 | -50 | -50 | -50 | -50 | -200 | -200 | -200 | -200 | -200
CDP10 | QLD | CQ | Coordinated CER storage | 0 | 0 | 0 | 0 | 0 | 0 | 0 | 0 | 0 | 0 | 0 | 0 | 0 | 0 | 0 | 0 | 0 | 0 | 0 | 0 | 0 | 0 | 0 | 0 | 0 | 0 | 0 | 0
CDP10 | QLD | SQ | Black coal | 0 | 0 | 0 | 0 | 0 | 0 | -700 | -700 | -1050 | -1850 | -2594 | -2594 | -2594 | -2594 | -2594 | -2594 | -2594 | -2594 | -2594 | -2594 | -2594 | -2594 | -2594 | -2594 | -2594 | -2594 | -2594 | -3446
CDP10 | QLD | SQ | Mid-merit gas | 0 | 0 | 0 | 0 | 0 | 0 | 0 | 0 | 0 | 0 | 0 | 0 | -385 | -385 | -385 | -529.4 | -529.4 | -529.4 | -529.4 | -529.4 | -529.4 | -1173.9 | -1173.9 | -1173.9 | -1173.9 | -1173.9 | -1173.9 | -1173.9
CDP10 | QLD | SQ | Flexible gas | 0 | 0 | 0 | 0 | 0 | 0 | 0 | 0 | 0 | 0 | -80 | -80 | -80 | -80 | -80 | -80 | -80 | -80 | -80 | -80 | -80 | -80 | -644 | -644 | -644 | -1163 | -1509 | -1509
CDP10 | QLD | SQ | Hydro | 0 | 0 | 0 | 0 | 0 | 0 | 0 | 0 | 0 | 0 | 0 | 0 | 0 | 0 | 0 | 0 | 0 | 0 | 0 | 0 | 0 | 0 | 0 | 0 | 0 | 0 | 0 | 0
CDP10 | QLD | SQ | Deep storage | 0 | 0 | 0 | 0 | 0 | 0 | 0 | 0 | 0 | 0 | 0 | 0 | 0 | 0 | 0 | 0 | 0 | 0 | 0 | 0 | 0 | 0 | 0 | 0 | 0 | 0 | 0 | 0
CDP10 | QLD | SQ | Medium storage | 0 | 0 | 0 | 0 | 0 | 0 | 0 | 0 | 0 | 0 | 0 | 0 | 0 | 0 | 0 | 0 | 0 | 0 | 0 | 0 | 0 | 0 | 0 | -2.001e-05 | -2.602e-05 | -2.602e-05 | -2.602e-05 | -2.908e-05
CDP10 | QLD | SQ | Shallow storage | 0 | 0 | 0 | 0 | 0 | 0 | 0 | 0 | 0 | 0 | 0 | 0 | 0 | 0 | -100 | -100 | -100 | -100 | -100 | -100 | -400 | -650 | -650 | -650 | -904.8 | -904.8 | -904.8 | -1004.8
CDP10 | QLD | SQ | Coordinated CER storage | 0 | 0 | 0 | 0 | 0 | 0 | 0 | 0 | 0 | 0 | 0 | 0 | 0 | 0 | 0 | 0 | 0 | 0 | 0 | 0 | 0 | 0 | 0 | 0 | 0 | 0 | 0 | 0
CDP10 | VIC | VIC | Brown coal | 0 | 0 | 0 | 0 | -1450 | -1450 | -1450 | -1450 | -1450 | -3660 | -4240 | -4240 | -4240 | -4240 | -4240 | -4240 | -4240 | -4240 | -4240 | -4240 | -4240 | -4240 | -4240 | -4820 | -4820 | -4820 | -4820 | -4820
CDP10 | VIC | VIC | Mid-merit gas | 0 | 0 | 0 | 0 | -500 | -500 | -500 | -500 | -500 | -500 | -500 | -500 | -500 | -500 | -500 | -500 | -500 | -500 | -500 | -500 | -500 | -500 | -500 | -500 | -500 | -500 | -500 | -500
CDP10 | VIC | VIC | Flexible gas | 0 | 0 | 0 | 0 | 0 | 0 | 0 | 0 | 0 | -170 | -170 | -170 | -170 | -170 | -170 | -610 | -610 | -610 | -704 | -704 | -704 | -704 | -704 | -1288 | -1288 | -1288 | -1288 | -1288
CDP10 | VIC | VIC | Hydro | 0 | 0 | 0 | 0 | 0 | 0 | 0 | 0 | 0 | 0 | 0 | 0 | 0 | 0 | 0 | 0 | 0 | 0 | 0 | 0 | 0 | 0 | 0 | 0 | 0 | 0 | 0 | 0
CDP10 | VIC | VIC | Deep storage | 0 | 0 | 0 | 0 | 0 | 0 | 0 | 0 | 0 | 0 | 0 | 0 | 0 | 0 | 0 | 0 | 0 | 0 | 0 | 0 | 0 | 0 | 0 | 0 | 0 | 0 | 0 | 0
CDP10 | VIC | VIC | Medium storage | 0 | 0 | 0 | 0 | 0 | 0 | 0 | 0 | 0 | 0 | 0 | 0 | 0 | 0 | 0 | 0 | 0 | 0 | 0 | 0 | 0 | 0 | -350 | -350 | -350 | -350 | -350 | -350
CDP10 | VIC | VIC | Shallow storage | 0 | 0 | 0 | 0 | -7.7 | -17.3 | -17.3 | -17.3 | -17.3 | -69.13 | -69.13 | -69.13 | -69.13 | -75.73 | -80.73 | -80.73 | -80.73 | -380.73 | -380.73 | -530.73 | -730.73 | -1032.04 | -1420.5404 | -1726.0132 | -1726.0132 | -1956.03 | -2556.03 | -3067.7299
CDP10 | VIC | VIC | Coordinated CER storage | 0 | 0 | 0 | 0 | 0 | 0 | 0 | 0 | 0 | 0 | 0 | 0 | 0 | 0 | 0 | 0 | 0 | 0 | 0 | 0 | 0 | 0 | 0 | 0 | 0 | 0 | 0 | 0
CDP10 | SA | CSA | Mid-merit gas | 0 | 0 | -980 | -980 | -980 | -980 | -980 | -980 | -980 | -980 | -980 | -980 | -980 | -1509 | -1509 | -1509 | -1509 | -1509 | -1509 | -1509 | -1509 | -1509 | -1509 | -1509 | -1509 | -1509 | -1509 | -1509
CDP10 | SA | CSA | Flexible gas | 0 | 0 | 0 | -73.5 | -73.5 | -73.5 | -319.5 | -319.5 | -559.16 | -559.16 | -559.16 | -559.16 | -559.16 | -559.16 | -559.16 | -559.16 | -559.16 | -559.16 | -559.16 | -559.16 | -897.16 | -1020.36 | -1174.36 | -1174.36 | -1174.36 | -1174.36 | -1211.56 | -1211.56
CDP10 | SA | CSA | Hydro | 0 | 0 | 0 | 0 | 0 | 0 | 0 | 0 | 0 | 0 | 0 | 0 | 0 | 0 | 0 | 0 | 0 | 0 | 0 | 0 | 0 | 0 | 0 | 0 | 0 | 0 | 0 | 0
CDP10 | SA | CSA | Deep storage | 0 | 0 | 0 | 0 | 0 | 0 | 0 | 0 | 0 | 0 | 0 | 0 | 0 | 0 | 0 | 0 | 0 | 0 | 0 | 0 | 0 | 0 | 0 | 0 | 0 | 0 | 0 | 0
CDP10 | SA | CSA | Medium storage | 0 | 0 | 0 | 0 | 0 | 0 | 0 | 0 | 0 | 0 | 0 | 0 | 0 | 0 | 0 | 0 | 0 | 0 | 0 | 0 | 0 | 0 | 0 | 0 | -6.24e-06 | -6.24e-06 | -6.24e-06 | -7.34e-06
CDP10 | SA | CSA | Shallow storage | 0 | 0 | 0 | 0 | 0 | -6.02 | -36.02 | -36.02 | -36.02 | -36.02 | -36.02 | -36.02 | -36.02 | -36.02 | -36.02 | -36.02 | -36.02 | -48.02 | -48.02 | -304.74 | -498.72 | -660.72 | -1279.1792 | -2406.8451 | -2448.3451 | -2559.3451 | -2559.3451 | -2559.3451
CDP10 | SA | CSA | Coordinated CER storage | 0 | 0 | 0 | 0 | 0 | 0 | 0 | 0 | 0 | 0 | 0 | 0 | 0 | 0 | 0 | 0 | 0 | 0 | 0 | 0 | 0 | 0 | 0 | 0 | 0 | 0 | 0 | 0
CDP10 | SA | SESA | Mid-merit gas | 0 | 0 | 0 | 0 | 0 | 0 | 0 | 0 | 0 | 0 | 0 | 0 | 0 | 0 | 0 | 0 | 0 | 0 | 0 | 0 | 0 | 0 | 0 | 0 | 0 | 0 | 0 | 0
CDP10 | SA | SESA | Flexible gas | 0 | 0 | 0 | -63 | -63 | -63 | -63 | -63 | -63 | -63 | -63 | -143 | -143 | -143 | -143 | -143 | -143 | -143 | -143 | -143 | -143 | -143 | -143 | -143 | -143 | -143 | -143 | -143
CDP10 | SA | SESA | Hydro | 0 | 0 | 0 | 0 | 0 | 0 | 0 | 0 | 0 | 0 | 0 | 0 | 0 | 0 | 0 | 0 | 0 | 0 | 0 | 0 | 0 | 0 | 0 | 0 | 0 | 0 | 0 | 0
CDP10 | SA | SESA | Deep storage | 0 | 0 | 0 | 0 | 0 | 0 | 0 | 0 | 0 | 0 | 0 | 0 | 0 | 0 | 0 | 0 | 0 | 0 | 0 | 0 | 0 | 0 | 0 | 0 | 0 | 0 | 0 | 0
CDP10 | SA | SESA | Medium storage | 0 | 0 | 0 | 0 | 0 | 0 | 0 | 0 | 0 | 0 | 0 | 0 | 0 | 0 | 0 | 0 | 0 | 0 | 0 | 0 | 0 | 0 | 0 | 0 | -6.21e-06 | -1.488e-05 | -1.488e-05 | -1.488e-05
CDP10 | SA | SESA | Shallow storage | 0 | 0 | 0 | 0 | 0 | 0 | 0 | 0 | 0 | 0 | -25 | -25 | -25 | -25 | -25 | -25 | -25 | -25 | -25 | -25 | -25 | -25 | -25 | -25 | -25 | -25 | -25 | -25
CDP10 | SA | SESA | Coordinated CER storage | 0 | 0 | 0 | 0 | 0 | 0 | 0 | 0 | 0 | 0 | 0 | 0 | 0 | 0 | 0 | 0 | 0 | 0 | 0 | 0 | 0 | 0 | 0 | 0 | 0 | 0 | 0 | 0
CDP10 | TAS | TAS | Mid-merit gas | 0 | 0 | 0 | -208 | -208 | -208 | -208 | -208 | -208 | -208 | -208 | -208 | -208 | -208 | -208 | -208 | -208 | -208 | -208 | -208 | -208 | -208 | -208 | -208 | -208 | -208 | -208 | -208
CDP10 | TAS | TAS | Flexible gas | 0 | 0 | 0 | 0 | 0 | 0 | 0 | 0 | 0 | 0 | 0 | 0 | 0 | 0 | 0 | 0 | -120 | -120 | -120 | -120 | -120 | -120 | -120 | -120 | -120 | -120 | -178 | -178
CDP10 | TAS | TAS | Hydro | 0 | 0 | 0 | 0 | 0 | 0 | 0 | 0 | 0 | 0 | 0 | 0 | 0 | 0 | 0 | 0 | 0 | 0 | 0 | 0 | 0 | 0 | 0 | 0 | 0 | 0 | 0 | 0
CDP10 | TAS | TAS | Deep storage | 0 | 0 | 0 | 0 | 0 | 0 | 0 | 0 | 0 | 0 | 0 | 0 | 0 | 0 | 0 | 0 | 0 | 0 | 0 | 0 | 0 | 0 | 0 | 0 | 0 | 0 | 0 | 0
CDP10 | TAS | TAS | Medium storage | 0 | 0 | 0 | 0 | 0 | 0 | 0 | 0 | 0 | 0 | 0 | 0 | 0 | 0 | 0 | 0 | 0 | 0 | 0 | 0 | 0 | 0 | 0 | -1.105e-05 | -1.353e-05 | -1.594e-05 | -1.594e-05 | -1.727e-05
CDP10 | TAS | TAS | Shallow storage | 0 | 0 | 0 | 0 | 0 | 0 | 0 | 0 | 0 | 0 | 0 | 0 | 0 | 0 | 0 | 0 | 0 | 0 | 0 | 0 | 0 | 0 | 0 | 0 | 0 | 0 | 0 | 0
CDP10 | TAS | TAS | Coordinated CER storage | 0 | 0 | 0 | 0 | 0 | 0 | 0 | 0 | 0 | 0 | 0 | 0 | 0 | 0 | 0 | 0 | 0 | 0 | 0 | 0 | 0 | 0 | 0 | 0 | 0 | 0 | 0 | 0
CDP11 | NSW | NNSW | Black coal | 0 | 0 | 0 | 0 | 0 | 0 | 0 | 0 | 0 | 0 | 0 | 0 | 0 | 0 | 0 | 0 | 0 | 0 | 0 | 0 | 0 | 0 | 0 | 0 | 0 | 0 | 0 | 0
CDP11 | NSW | NNSW | Mid-merit gas | 0 | 0 | 0 | 0 | 0 | 0 | 0 | 0 | 0 | 0 | 0 | 0 | 0 | 0 | 0 | 0 | 0 | 0 | 0 | 0 | 0 | 0 | 0 | 0 | 0 | 0 | 0 | 0
CDP11 | NSW | NNSW | Flexible gas | 0 | 0 | 0 | 0 | 0 | 0 | 0 | 0 | 0 | 0 | 0 | 0 | 0 | 0 | 0 | 0 | 0 | 0 | 0 | 0 | 0 | 0 | 0 | 0 | 0 | 0 | 0 | 0
CDP11 | NSW | NNSW | Hydro | 0 | 0 | 0 | 0 | 0 | 0 | 0 | 0 | 0 | 0 | 0 | 0 | 0 | 0 | 0 | 0 | 0 | 0 | 0 | 0 | 0 | 0 | 0 | 0 | 0 | 0 | 0 | 0
CDP11 | NSW | NNSW | Deep storage | 0 | 0 | 0 | 0 | 0 | 0 | 0 | 0 | 0 | 0 | 0 | 0 | 0 | 0 | 0 | 0 | 0 | 0 | 0 | 0 | 0 | 0 | 0 | 0 | 0 | 0 | 0 | 0
CDP11 | NSW | NNSW | Medium storage | 0 | 0 | 0 | 0 | 0 | 0 | 0 | 0 | 0 | 0 | 0 | 0 | 0 | 0 | 0 | 0 | 0 | 0 | 0 | 0 | 0 | 0 | -275 | -275 | -382.705 | -783.8773 | -783.8773 | -783.8773
CDP11 | NSW | NNSW | Shallow storage | 0 | 0 | 0 | 0 | 0 | 0 | 0 | 0 | 0 | -30 | -30 | -30 | -30 | -30 | -30 | -30 | -30 | -30 | -30 | -30 | -30 | -30 | -430 | -430 | -430 | -430 | -430 | -430
CDP11 | NSW | NNSW | Coordinated CER storage | 0 | 0 | 0 | 0 | 0 | 0 | 0 | 0 | 0 | 0 | 0 | 0 | 0 | 0 | 0 | 0 | 0 | 0 | 0 | 0 | 0 | 0 | 0 | 0 | 0 | 0 | 0 | 0
CDP11 | NSW | CNSW | Black coal | 0 | 0 | 0 | 0 | -685 | -2715 | -2715 | -2715 | -2715 | -2715 | -2715 | -2715 | -2715 | -2715 | -2715 | -2715 | -4135 | -4135 | -4135 | -4135 | -4135 | -4135 | -4135 | -4135 | -4135 | -4135 | -4135 | -4135
CDP11 | NSW | CNSW | Mid-merit gas | 0 | 0 | 0 | 0 | 0 | 0 | 0 | 0 | 0 | 0 | 0 | 0 | 0 | 0 | 0 | 0 | 0 | 0 | 0 | 0 | 0 | 0 | 0 | 0 | 0 | 0 | 0 | 0
CDP11 | NSW | CNSW | Flexible gas | 0 | 0 | 0 | 0 | 0 | 0 | 0 | 0 | 0 | 0 | 0 | 0 | 0 | 0 | 0 | 0 | 0 | 0 | 0 | 0 | 0 | 0 | 0 | 0 | 0 | 0 | 0 | 0
CDP11 | NSW | CNSW | Hydro | 0 | 0 | 0 | 0 | 0 | 0 | 0 | 0 | 0 | 0 | 0 | 0 | 0 | 0 | 0 | 0 | 0 | 0 | 0 | 0 | 0 | 0 | 0 | 0 | 0 | 0 | 0 | 0
CDP11 | NSW | CNSW | Deep storage | 0 | 0 | 0 | 0 | 0 | 0 | 0 | 0 | 0 | 0 | 0 | 0 | 0 | 0 | 0 | 0 | 0 | 0 | 0 | 0 | 0 | 0 | 0 | 0 | 0 | 0 | 0 | 0
CDP11 | NSW | CNSW | Medium storage | 0 | 0 | 0 | 0 | 0 | 0 | -40.02 | -40.02 | -80.04 | -80.04 | -80.04 | -120.06 | -120.06 | -120.06 | -120.06 | -160.08 | -160.08 | -160.08 | -160.08 | -160.08 | -200.1 | -749.1 | -789.12 | -789.12 | -789.12 | -831.4806 | -831.4806 | -831.4806
CDP11 | NSW | CNSW | Shallow storage | 0 | 0 | 0 | 0 | 0 | 0 | 0 | 0 | 0 | 0 | 0 | 0 | 0 | 0 | 0 | 0 | 0 | 0 | 0 | 0 | 0 | -20 | -29.523 | -344.5467 | -1605.673 | -1605.673 | -1605.673 | -1605.673
CDP11 | NSW | CNSW | Coordinated CER storage | 0 | 0 | 0 | 0 | 0 | 0 | 0 | 0 | 0 | 0 | 0 | 0 | 0 | 0 | 0 | 0 | 0 | 0 | 0 | 0 | 0 | 0 | 0 | 0 | 0 | 0 | 0 | 0
CDP11 | NSW | SNSW | Black coal | 0 | 0 | 0 | 0 | 0 | 0 | 0 | 0 | 0 | 0 | 0 | 0 | 0 | 0 | 0 | 0 | 0 | 0 | 0 | 0 | 0 | 0 | 0 | 0 | 0 | 0 | 0 | 0
CDP11 | NSW | SNSW | Mid-merit gas | 0 | 0 | 0 | 0 | 0 | 0 | 0 | 0 | 0 | 0 | 0 | 0 | 0 | 0 | 0 | 0 | 0 | 0 | 0 | 0 | 0 | 0 | 0 | 0 | 0 | 0 | 0 | 0
CDP11 | NSW | SNSW | Flexible gas | 0 | 0 | 0 | 0 | 0 | 0 | 0 | 0 | 0 | 0 | 0 | 0 | 0 | 0 | 0 | 0 | 0 | 0 | 0 | 0 | -692 | -692 | -692 | -692 | -692 | -692 | -692 | -692
CDP11 | NSW | SNSW | Hydro | 0 | 0 | 0 | 0 | 0 | 0 | 0 | 0 | 0 | 0 | 0 | 0 | 0 | 0 | 0 | 0 | 0 | 0 | 0 | 0 | 0 | 0 | 0 | 0 | 0 | 0 | 0 | 0
CDP11 | NSW | SNSW | Deep storage | 0 | 0 | 0 | 0 | 0 | 0 | 0 | 0 | 0 | 0 | 0 | 0 | 0 | 0 | 0 | 0 | 0 | 0 | 0 | 0 | 0 | 0 | 0 | 0 | 0 | 0 | 0 | 0
CDP11 | NSW | SNSW | Medium storage | 0 | 0 | 0 | 0 | 0 | 0 | 0 | 0 | 0 | 0 | 0 | 0 | 0 | 0 | 0 | 0 | 0 | 0 | 0 | 0 | 0 | -50 | -50 | -50 | -50 | -100.86 | -100.86 | -100.86
CDP11 | NSW | SNSW | Shallow storage | 0 | -0.99 | -0.99 | -0.99 | -0.99 | -0.99 | -1.98 | -1.98 | -2.97 | -2.97 | -2.97 | -3.96 | -3.96 | -3.96 | -3.96 | -4.95 | -4.95 | -4.95 | -14.95 | -64.95 | -65.94 | -75.84 | -76.83 | -76.83 | -175.83 | -175.83 | -175.83 | -325.83
CDP11 | NSW | SNSW | Coordinated CER storage | 0 | 0 | 0 | 0 | 0 | 0 | 0 | 0 | 0 | 0 | 0 | 0 | 0 | 0 | 0 | 0 | 0 | 0 | 0 | 0 | 0 | 0 | 0 | 0 | 0 | 0 | 0 | 0
CDP11 | NSW | SNW | Black coal | 0 | -2880 | -2880 | -2880 | -4200 | -4200 | -4200 | -4200 | -4200 | -4200 | -4200 | -4200 | -4200 | -4200 | -4200 | -4200 | -4200 | -4200 | -4200 | -4200 | -4200 | -4200 | -4200 | -4200 | -4200 | -4200 | -4200 | -4200
CDP11 | NSW | SNW | Mid-merit gas | 0 | 0 | 0 | 0 | 0 | 0 | 0 | 0 | 0 | 0 | 0 | 0 | 0 | 0 | 0 | 0 | 0 | 0 | 0 | -440 | -440 | -440 | -440 | -440 | -440 | -440 | -440 | -440
CDP11 | NSW | SNW | Flexible gas | 0 | 0 | 0 | 0 | 0 | 0 | 0 | 0 | 0 | 0 | 0 | 0 | 0 | 0 | 0 | 0 | 0 | 0 | 0 | 0 | -185 | -185 | -185 | -185 | -185 | -185 | -185 | -185
CDP11 | NSW | SNW | Hydro | 0 | 0 | 0 | 0 | 0 | 0 | 0 | 0 | 0 | 0 | 0 | 0 | 0 | 0 | 0 | 0 | 0 | 0 | 0 | 0 | 0 | 0 | 0 | 0 | 0 | 0 | 0 | 0
CDP11 | NSW | SNW | Deep storage | 0 | 0 | 0 | 0 | 0 | 0 | 0 | 0 | 0 | 0 | 0 | 0 | 0 | 0 | 0 | 0 | 0 | 0 | 0 | 0 | 0 | 0 | 0 | 0 | 0 | 0 | 0 | 0
CDP11 | NSW | SNW | Medium storage | 0 | 0 | 0 | 0 | 0 | 0 | 0 | 0 | 0 | 0 | 0 | 0 | 0 | 0 | 0 | 0 | 0 | 0 | 0 | 0 | 0 | -889.1452 | -889.1452 | -889.1452 | -889.1452 | -1174.2021 | -1174.2021 | -1174.2021
CDP11 | NSW | SNW | Shallow storage | 0 | 0 | 0 | 0 | 0 | 0 | 0 | 0 | -72.576 | -72.576 | -72.576 | -145.152 | -195.152 | -195.152 | -195.152 | -267.728 | -267.728 | -267.728 | -267.728 | -267.728 | -340.304 | -865.304 | -937.885 | -937.8873 | -970.3317 | -1042.9077 | -1042.9077 | -1042.9077
CDP11 | NSW | SNW | Coordinated CER storage | 0 | 0 | 0 | 0 | 0 | 0 | 0 | 0 | 0 | 0 | 0 | 0 | 0 | 0 | 0 | 0 | 0 | 0 | 0 | 0 | 0 | 0 | 0 | 0 | 0 | 0 | 0 | 0
CDP11 | QLD | NQ | Black coal | 0 | 0 | 0 | 0 | 0 | 0 | 0 | 0 | 0 | 0 | 0 | 0 | 0 | 0 | 0 | 0 | 0 | 0 | 0 | 0 | 0 | 0 | 0 | 0 | 0 | 0 | 0 | 0
CDP11 | QLD | NQ | Mid-merit gas | 0 | 0 | 0 | 0 | 0 | 0 | 0 | 0 | 0 | 0 | 0 | 0 | 0 | 0 | 0 | 0 | 0 | 0 | 0 | 0 | 0 | 0 | -244 | -244 | -244 | -244 | -244 | -244
CDP11 | QLD | NQ | Flexible gas | 0 | 0 | 0 | 0 | 0 | 0 | 0 | 0 | 0 | -292 | -292 | -292 | -292 | -292 | -292 | -292 | -292 | -292 | -292 | -292 | -423.5 | -423.5 | -423.5 | -423.5 | -423.5 | -423.5 | -423.5 | -423.5
CDP11 | QLD | NQ | Hydro | 0 | 0 | 0 | 0 | 0 | 0 | 0 | 0 | 0 | 0 | 0 | 0 | 0 | -86.4 | -86.4 | -86.4 | -86.4 | -86.4 | -156.4 | -156.4 | -156.4 | -156.4 | -156.4 | -156.4 | -156.4 | -156.4 | -156.4 | -156.4
CDP11 | QLD | NQ | Deep storage | 0 | 0 | 0 | 0 | 0 | 0 | 0 | 0 | 0 | 0 | 0 | 0 | 0 | 0 | 0 | 0 | 0 | 0 | 0 | 0 | 0 | 0 | 0 | 0 | 0 | 0 | 0 | 0
CDP11 | QLD | NQ | Medium storage | 0 | 0 | 0 | 0 | 0 | 0 | 0 | 0 | 0 | 0 | 0 | 0 | 0 | 0 | 0 | 0 | 0 | 0 | 0 | 0 | 0 | 0 | 0 | -2.118e-05 | -2.597e-05 | -3.932e-05 | -3.932e-05 | -4.037e-05
CDP11 | QLD | NQ | Shallow storage | 0 | 0 | 0 | 0 | 0 | 0 | 0 | 0 | 0 | 0 | 0 | 0 | 0 | 0 | 0 | 0 | 0 | 0 | 0 | 0 | 0 | 0 | -300 | -300 | -300 | -300 | -300 | -300
CDP11 | QLD | NQ | Coordinated CER storage | 0 | 0 | 0 | 0 | 0 | 0 | 0 | 0 | 0 | 0 | 0 | 0 | 0 | 0 | 0 | 0 | 0 | 0 | 0 | 0 | 0 | 0 | 0 | 0 | 0 | 0 | 0 | 0
CDP11 | QLD | GG | Black coal | 0 | 0 | 0 | -840 | -840 | -840 | -1400 | -1680 | -1680 | -1680 | -1680 | -1680 | -1680 | -1680 | -1680 | -1680 | -1680 | -1680 | -1680 | -1680 | -1680 | -1680 | -1680 | -1680 | -1680 | -1680 | -1680 | -1680
CDP11 | QLD | GG | Mid-merit gas | 0 | 0 | 0 | 0 | 0 | 0 | 0 | 0 | 0 | 0 | 0 | 0 | 0 | 0 | 0 | 0 | 0 | 0 | 0 | 0 | 0 | 0 | 0 | 0 | 0 | 0 | -180 | -180
CDP11 | QLD | GG | Flexible gas | 0 | 0 | 0 | 0 | 0 | 0 | 0 | 0 | 0 | 0 | 0 | 0 | 0 | 0 | 0 | 0 | 0 | 0 | 0 | 0 | 0 | 0 | 0 | 0 | 0 | 0 | 0 | 0
CDP11 | QLD | GG | Hydro | 0 | 0 | 0 | 0 | 0 | 0 | 0 | 0 | 0 | 0 | 0 | 0 | 0 | 0 | 0 | 0 | 0 | 0 | 0 | 0 | 0 | 0 | 0 | 0 | 0 | 0 | 0 | 0
CDP11 | QLD | GG | Deep storage | 0 | 0 | 0 | 0 | 0 | 0 | 0 | 0 | 0 | 0 | 0 | 0 | 0 | 0 | 0 | 0 | 0 | 0 | 0 | 0 | 0 | 0 | 0 | 0 | 0 | 0 | 0 | 0
CDP11 | QLD | GG | Medium storage | 0 | 0 | 0 | 0 | 0 | 0 | 0 | 0 | 0 | 0 | 0 | 0 | 0 | 0 | 0 | 0 | 0 | 0 | 0 | 0 | 0 | 0 | 0 | 0 | 0 | 0 | 0 | -1.55e-06
CDP11 | QLD | GG | Shallow storage | 0 | 0 | 0 | 0 | 0 | 0 | 0 | 0 | 0 | 0 | 0 | 0 | 0 | 0 | 0 | 0 | 0 | 0 | 0 | 0 | 0 | -400 | -400 | -400 | -400 | -400 | -400 | -400
CDP11 | QLD | GG | Coordinated CER storage | 0 | 0 | 0 | 0 | 0 | 0 | 0 | 0 | 0 | 0 | 0 | 0 | 0 | 0 | 0 | 0 | 0 | 0 | 0 | 0 | 0 | 0 | 0 | 0 | 0 | 0 | 0 | 0
CDP11 | QLD | CQ | Black coal | 0 | 0 | 0 | -700 | -700 | -1430 | -1430 | -1430 | -2160 | -2160 | -2160 | -2160 | -2160 | -2160 | -2160 | -2160 | -2160 | -2160 | -2160 | -2160 | -2160 | -2160 | -2160 | -2160 | -2160 | -2160 | -2160 | -3004
CDP11 | QLD | CQ | Mid-merit gas | 0 | 0 | 0 | 0 | 0 | 0 | 0 | 0 | 0 | 0 | 0 | 0 | 0 | 0 | 0 | 0 | 0 | 0 | 0 | 0 | 0 | 0 | 0 | 0 | 0 | 0 | 0 | 0
CDP11 | QLD | CQ | Flexible gas | 0 | 0 | 0 | 0 | 0 | 0 | 0 | 0 | 0 | 0 | -37 | -37 | -37 | -37 | -37 | -37 | -37 | -37 | -37 | -37 | -37 | -37 | -37 | -37 | -37 | -37 | -37 | -37
CDP11 | QLD | CQ | Hydro | 0 | 0 | 0 | 0 | 0 | 0 | 0 | 0 | 0 | 0 | 0 | 0 | 0 | 0 | 0 | 0 | 0 | 0 | 0 | 0 | 0 | 0 | 0 | 0 | 0 | 0 | 0 | 0
CDP11 | QLD | CQ | Deep storage | 0 | 0 | 0 | 0 | 0 | 0 | 0 | 0 | 0 | 0 | 0 | 0 | 0 | 0 | 0 | 0 | 0 | 0 | 0 | 0 | 0 | 0 | 0 | 0 | 0 | 0 | 0 | 0
CDP11 | QLD | CQ | Medium storage | 0 | 0 | 0 | 0 | 0 | 0 | 0 | 0 | 0 | 0 | 0 | 0 | 0 | 0 | 0 | 0 | 0 | 0 | 0 | 0 | 0 | 0 | 0 | 0 | -4.9e-06 | -4.9e-06 | -4.9e-06 | -6.18e-06
CDP11 | QLD | CQ | Shallow storage | 0 | 0 | 0 | 0 | 0 | 0 | 0 | 0 | 0 | 0 | 0 | 0 | 0 | 0 | 0 | 0 | 0 | 0 | -50 | -50 | -50 | -50 | -50 | -200 | -200 | -200 | -200 | -200
CDP11 | QLD | CQ | Coordinated CER storage | 0 | 0 | 0 | 0 | 0 | 0 | 0 | 0 | 0 | 0 | 0 | 0 | 0 | 0 | 0 | 0 | 0 | 0 | 0 | 0 | 0 | 0 | 0 | 0 | 0 | 0 | 0 | 0
CDP11 | QLD | SQ | Black coal | 0 | 0 | 0 | 0 | 0 | 0 | -700 | -700 | -1050 | -1850 | -2594 | -2594 | -2594 | -2594 | -2594 | -2594 | -2594 | -2594 | -2594 | -2594 | -2594 | -2594 | -2594 | -2594 | -2594 | -2594 | -2594 | -3446
CDP11 | QLD | SQ | Mid-merit gas | 0 | 0 | 0 | 0 | 0 | 0 | 0 | 0 | 0 | 0 | 0 | 0 | -385 | -385 | -385 | -529.4 | -529.4 | -529.4 | -529.4 | -529.4 | -529.4 | -1173.9 | -1173.9 | -1173.9 | -1173.9 | -1173.9 | -1173.9 | -1173.9
CDP11 | QLD | SQ | Flexible gas | 0 | 0 | 0 | 0 | 0 | 0 | 0 | 0 | 0 | 0 | -80 | -80 | -80 | -80 | -80 | -80 | -80 | -80 | -80 | -80 | -80 | -80 | -644 | -644 | -644 | -1163 | -1509 | -1509
CDP11 | QLD | SQ | Hydro | 0 | 0 | 0 | 0 | 0 | 0 | 0 | 0 | 0 | 0 | 0 | 0 | 0 | 0 | 0 | 0 | 0 | 0 | 0 | 0 | 0 | 0 | 0 | 0 | 0 | 0 | 0 | 0
CDP11 | QLD | SQ | Deep storage | 0 | 0 | 0 | 0 | 0 | 0 | 0 | 0 | 0 | 0 | 0 | 0 | 0 | 0 | 0 | 0 | 0 | 0 | 0 | 0 | 0 | 0 | 0 | 0 | 0 | 0 | 0 | 0
CDP11 | QLD | SQ | Medium storage | 0 | 0 | 0 | 0 | 0 | 0 | 0 | 0 | 0 | 0 | 0 | 0 | 0 | 0 | 0 | 0 | 0 | 0 | 0 | 0 | 0 | 0 | 0 | -2.18e-05 | -2.837e-05 | -2.837e-05 | -2.837e-05 | -3.058e-05
CDP11 | QLD | SQ | Shallow storage | 0 | 0 | 0 | 0 | 0 | 0 | 0 | 0 | 0 | 0 | 0 | 0 | 0 | 0 | -100 | -100 | -100 | -100 | -100 | -100 | -400 | -650 | -650 | -650 | -904.8 | -904.8 | -904.8 | -1004.8
CDP11 | QLD | SQ | Coordinated CER storage | 0 | 0 | 0 | 0 | 0 | 0 | 0 | 0 | 0 | 0 | 0 | 0 | 0 | 0 | 0 | 0 | 0 | 0 | 0 | 0 | 0 | 0 | 0 | 0 | 0 | 0 | 0 | 0
CDP11 | VIC | VIC | Brown coal | 0 | 0 | 0 | 0 | -1450 | -1450 | -1450 | -1450 | -1450 | -3660 | -4240 | -4240 | -4240 | -4240 | -4240 | -4240 | -4240 | -4240 | -4240 | -4240 | -4240 | -4240 | -4240 | -4820 | -4820 | -4820 | -4820 | -4820
CDP11 | VIC | VIC | Mid-merit gas | 0 | 0 | 0 | 0 | -500 | -500 | -500 | -500 | -500 | -500 | -500 | -500 | -500 | -500 | -500 | -500 | -500 | -500 | -500 | -500 | -500 | -500 | -500 | -500 | -500 | -500 | -500 | -500
CDP11 | VIC | VIC | Flexible gas | 0 | 0 | 0 | 0 | 0 | 0 | 0 | 0 | 0 | -170 | -170 | -170 | -170 | -170 | -170 | -610 | -610 | -610 | -704 | -704 | -704 | -704 | -704 | -1288 | -1288 | -1288 | -1288 | -1288
CDP11 | VIC | VIC | Hydro | 0 | 0 | 0 | 0 | 0 | 0 | 0 | 0 | 0 | 0 | 0 | 0 | 0 | 0 | 0 | 0 | 0 | 0 | 0 | 0 | 0 | 0 | 0 | 0 | 0 | 0 | 0 | 0
CDP11 | VIC | VIC | Deep storage | 0 | 0 | 0 | 0 | 0 | 0 | 0 | 0 | 0 | 0 | 0 | 0 | 0 | 0 | 0 | 0 | 0 | 0 | 0 | 0 | 0 | 0 | 0 | 0 | 0 | 0 | 0 | 0
CDP11 | VIC | VIC | Medium storage | 0 | 0 | 0 | 0 | 0 | 0 | 0 | 0 | 0 | 0 | 0 | 0 | 0 | 0 | 0 | 0 | 0 | 0 | 0 | 0 | 0 | 0 | -350 | -350 | -350 | -350 | -350 | -350
CDP11 | VIC | VIC | Shallow storage | 0 | 0 | 0 | 0 | -7.7 | -17.3 | -17.3 | -17.3 | -17.3 | -69.13 | -69.13 | -69.13 | -69.13 | -75.73 | -80.73 | -80.73 | -80.73 | -380.73 | -380.73 | -530.73 | -730.73 | -1032.04 | -1420.5405 | -1726.2161 | -1726.2161 | -1956.0299 | -2556.0299 | -3067.7299
CDP11 | VIC | VIC | Coordinated CER storage | 0 | 0 | 0 | 0 | 0 | 0 | 0 | 0 | 0 | 0 | 0 | 0 | 0 | 0 | 0 | 0 | 0 | 0 | 0 | 0 | 0 | 0 | 0 | 0 | 0 | 0 | 0 | 0
CDP11 | SA | CSA | Mid-merit gas | 0 | 0 | -980 | -980 | -980 | -980 | -980 | -980 | -980 | -980 | -980 | -980 | -980 | -1509 | -1509 | -1509 | -1509 | -1509 | -1509 | -1509 | -1509 | -1509 | -1509 | -1509 | -1509 | -1509 | -1509 | -1509
CDP11 | SA | CSA | Flexible gas | 0 | 0 | 0 | -73.5 | -73.5 | -73.5 | -319.5 | -319.5 | -559.16 | -559.16 | -559.16 | -559.16 | -559.16 | -559.16 | -559.16 | -559.16 | -559.16 | -559.16 | -559.16 | -559.16 | -897.16 | -1020.36 | -1174.36 | -1174.36 | -1174.36 | -1174.36 | -1211.56 | -1211.56
CDP11 | SA | CSA | Hydro | 0 | 0 | 0 | 0 | 0 | 0 | 0 | 0 | 0 | 0 | 0 | 0 | 0 | 0 | 0 | 0 | 0 | 0 | 0 | 0 | 0 | 0 | 0 | 0 | 0 | 0 | 0 | 0
CDP11 | SA | CSA | Deep storage | 0 | 0 | 0 | 0 | 0 | 0 | 0 | 0 | 0 | 0 | 0 | 0 | 0 | 0 | 0 | 0 | 0 | 0 | 0 | 0 | 0 | 0 | 0 | 0 | 0 | 0 | 0 | 0
CDP11 | SA | CSA | Medium storage | 0 | 0 | 0 | 0 | 0 | 0 | 0 | 0 | 0 | 0 | 0 | 0 | 0 | 0 | 0 | 0 | 0 | 0 | 0 | 0 | 0 | 0 | 0 | 0 | -6.78e-06 | -6.78e-06 | -6.78e-06 | -7.8e-06
CDP11 | SA | CSA | Shallow storage | 0 | 0 | 0 | 0 | 0 | -6.02 | -36.02 | -36.02 | -36.02 | -36.02 | -36.02 | -36.02 | -36.02 | -36.02 | -36.02 | -36.02 | -36.02 | -48.02 | -48.02 | -304.74 | -498.72 | -660.72 | -1279.718 | -2385.5276 | -2427.0276 | -2538.0276 | -2538.0276 | -2538.0276
CDP11 | SA | CSA | Coordinated CER storage | 0 | 0 | 0 | 0 | 0 | 0 | 0 | 0 | 0 | 0 | 0 | 0 | 0 | 0 | 0 | 0 | 0 | 0 | 0 | 0 | 0 | 0 | 0 | 0 | 0 | 0 | 0 | 0
CDP11 | SA | SESA | Mid-merit gas | 0 | 0 | 0 | 0 | 0 | 0 | 0 | 0 | 0 | 0 | 0 | 0 | 0 | 0 | 0 | 0 | 0 | 0 | 0 | 0 | 0 | 0 | 0 | 0 | 0 | 0 | 0 | 0
CDP11 | SA | SESA | Flexible gas | 0 | 0 | 0 | -63 | -63 | -63 | -63 | -63 | -63 | -63 | -63 | -143 | -143 | -143 | -143 | -143 | -143 | -143 | -143 | -143 | -143 | -143 | -143 | -143 | -143 | -143 | -143 | -143
CDP11 | SA | SESA | Hydro | 0 | 0 | 0 | 0 | 0 | 0 | 0 | 0 | 0 | 0 | 0 | 0 | 0 | 0 | 0 | 0 | 0 | 0 | 0 | 0 | 0 | 0 | 0 | 0 | 0 | 0 | 0 | 0
CDP11 | SA | SESA | Deep storage | 0 | 0 | 0 | 0 | 0 | 0 | 0 | 0 | 0 | 0 | 0 | 0 | 0 | 0 | 0 | 0 | 0 | 0 | 0 | 0 | 0 | 0 | 0 | 0 | 0 | 0 | 0 | 0
CDP11 | SA | SESA | Medium storage | 0 | 0 | 0 | 0 | 0 | 0 | 0 | 0 | 0 | 0 | 0 | 0 | 0 | 0 | 0 | 0 | 0 | 0 | 0 | 0 | 0 | 0 | 0 | 0 | -6.76e-06 | -1.639e-05 | -1.639e-05 | -1.814e-05
CDP11 | SA | SESA | Shallow storage | 0 | 0 | 0 | 0 | 0 | 0 | 0 | 0 | 0 | 0 | -25 | -25 | -25 | -25 | -25 | -25 | -25 | -25 | -25 | -25 | -25 | -25 | -25 | -25 | -25 | -25 | -25 | -25
CDP11 | SA | SESA | Coordinated CER storage | 0 | 0 | 0 | 0 | 0 | 0 | 0 | 0 | 0 | 0 | 0 | 0 | 0 | 0 | 0 | 0 | 0 | 0 | 0 | 0 | 0 | 0 | 0 | 0 | 0 | 0 | 0 | 0
CDP11 | TAS | TAS | Mid-merit gas | 0 | 0 | 0 | -208 | -208 | -208 | -208 | -208 | -208 | -208 | -208 | -208 | -208 | -208 | -208 | -208 | -208 | -208 | -208 | -208 | -208 | -208 | -208 | -208 | -208 | -208 | -208 | -208
CDP11 | TAS | TAS | Flexible gas | 0 | 0 | 0 | 0 | 0 | 0 | 0 | 0 | 0 | 0 | 0 | 0 | 0 | 0 | 0 | 0 | -120 | -120 | -120 | -120 | -120 | -120 | -120 | -120 | -120 | -120 | -178 | -178
CDP11 | TAS | TAS | Hydro | 0 | 0 | 0 | 0 | 0 | 0 | 0 | 0 | 0 | 0 | 0 | 0 | 0 | 0 | 0 | 0 | 0 | 0 | 0 | 0 | 0 | 0 | 0 | 0 | 0 | 0 | 0 | 0
CDP11 | TAS | TAS | Deep storage | 0 | 0 | 0 | 0 | 0 | 0 | 0 | 0 | 0 | 0 | 0 | 0 | 0 | 0 | 0 | 0 | 0 | 0 | 0 | 0 | 0 | 0 | 0 | 0 | 0 | 0 | 0 | 0
CDP11 | TAS | TAS | Medium storage | 0 | 0 | 0 | 0 | 0 | 0 | 0 | 0 | 0 | 0 | 0 | 0 | 0 | 0 | 0 | 0 | 0 | 0 | 0 | 0 | 0 | 0 | 0 | -8.19e-06 | -1.093e-05 | -1.354e-05 | -1.354e-05 | -1.463e-05
CDP11 | TAS | TAS | Shallow storage | 0 | 0 | 0 | 0 | 0 | 0 | 0 | 0 | 0 | 0 | 0 | 0 | 0 | 0 | 0 | 0 | 0 | 0 | 0 | 0 | 0 | 0 | 0 | 0 | 0 | 0 | 0 | 0
CDP11 | TAS | TAS | Coordinated CER storage | 0 | 0 | 0 | 0 | 0 | 0 | 0 | 0 | 0 | 0 | 0 | 0 | 0 | 0 | 0 | 0 | 0 | 0 | 0 | 0 | 0 | 0 | 0 | 0 | 0 | 0 | 0 | 0
CDP12 | NSW | NNSW | Black coal | 0 | 0 | 0 | 0 | 0 | 0 | 0 | 0 | 0 | 0 | 0 | 0 | 0 | 0 | 0 | 0 | 0 | 0 | 0 | 0 | 0 | 0 | 0 | 0 | 0 | 0 | 0 | 0
CDP12 | NSW | NNSW | Mid-merit gas | 0 | 0 | 0 | 0 | 0 | 0 | 0 | 0 | 0 | 0 | 0 | 0 | 0 | 0 | 0 | 0 | 0 | 0 | 0 | 0 | 0 | 0 | 0 | 0 | 0 | 0 | 0 | 0
CDP12 | NSW | NNSW | Flexible gas | 0 | 0 | 0 | 0 | 0 | 0 | 0 | 0 | 0 | 0 | 0 | 0 | 0 | 0 | 0 | 0 | 0 | 0 | 0 | 0 | 0 | 0 | 0 | 0 | 0 | 0 | 0 | 0
CDP12 | NSW | NNSW | Hydro | 0 | 0 | 0 | 0 | 0 | 0 | 0 | 0 | 0 | 0 | 0 | 0 | 0 | 0 | 0 | 0 | 0 | 0 | 0 | 0 | 0 | 0 | 0 | 0 | 0 | 0 | 0 | 0
CDP12 | NSW | NNSW | Deep storage | 0 | 0 | 0 | 0 | 0 | 0 | 0 | 0 | 0 | 0 | 0 | 0 | 0 | 0 | 0 | 0 | 0 | 0 | 0 | 0 | 0 | 0 | 0 | 0 | 0 | 0 | 0 | 0
CDP12 | NSW | NNSW | Medium storage | 0 | 0 | 0 | 0 | 0 | 0 | 0 | 0 | 0 | 0 | 0 | 0 | 0 | 0 | 0 | 0 | 0 | 0 | 0 | 0 | 0 | 0 | -275 | -275 | -382.5133 | -800.2965 | -800.2965 | -800.2965
CDP12 | NSW | NNSW | Shallow storage | 0 | 0 | 0 | 0 | 0 | 0 | 0 | 0 | 0 | -30 | -30 | -30 | -30 | -30 | -30 | -30 | -30 | -30 | -30 | -30 | -30 | -30 | -430 | -430 | -430 | -430 | -430 | -430
CDP12 | NSW | NNSW | Coordinated CER storage | 0 | 0 | 0 | 0 | 0 | 0 | 0 | 0 | 0 | 0 | 0 | 0 | 0 | 0 | 0 | 0 | 0 | 0 | 0 | 0 | 0 | 0 | 0 | 0 | 0 | 0 | 0 | 0
CDP12 | NSW | CNSW | Black coal | 0 | 0 | 0 | 0 | -685 | -2715 | -2715 | -2715 | -2715 | -2715 | -2715 | -2715 | -2715 | -2715 | -2715 | -2715 | -4135 | -4135 | -4135 | -4135 | -4135 | -4135 | -4135 | -4135 | -4135 | -4135 | -4135 | -4135
CDP12 | NSW | CNSW | Mid-merit gas | 0 | 0 | 0 | 0 | 0 | 0 | 0 | 0 | 0 | 0 | 0 | 0 | 0 | 0 | 0 | 0 | 0 | 0 | 0 | 0 | 0 | 0 | 0 | 0 | 0 | 0 | 0 | 0
CDP12 | NSW | CNSW | Flexible gas | 0 | 0 | 0 | 0 | 0 | 0 | 0 | 0 | 0 | 0 | 0 | 0 | 0 | 0 | 0 | 0 | 0 | 0 | 0 | 0 | 0 | 0 | 0 | 0 | 0 | 0 | 0 | 0
CDP12 | NSW | CNSW | Hydro | 0 | 0 | 0 | 0 | 0 | 0 | 0 | 0 | 0 | 0 | 0 | 0 | 0 | 0 | 0 | 0 | 0 | 0 | 0 | 0 | 0 | 0 | 0 | 0 | 0 | 0 | 0 | 0
CDP12 | NSW | CNSW | Deep storage | 0 | 0 | 0 | 0 | 0 | 0 | 0 | 0 | 0 | 0 | 0 | 0 | 0 | 0 | 0 | 0 | 0 | 0 | 0 | 0 | 0 | 0 | 0 | 0 | 0 | 0 | 0 | 0
CDP12 | NSW | CNSW | Medium storage | 0 | 0 | 0 | 0 | 0 | 0 | -40.02 | -40.02 | -80.04 | -80.04 | -80.04 | -120.06 | -120.06 | -120.06 | -120.06 | -160.08 | -160.08 | -160.08 | -160.08 | -160.08 | -200.1 | -749.1 | -789.12 | -789.12 | -789.12 | -868.4483 | -868.4483 | -868.4483
CDP12 | NSW | CNSW | Shallow storage | 0 | 0 | 0 | 0 | 0 | 0 | 0 | 0 | 0 | 0 | 0 | 0 | 0 | 0 | 0 | 0 | 0 | 0 | 0 | 0 | 0 | -20 | -32.8033 | -390.9882 | -1652.2875 | -1652.2875 | -1652.2875 | -1652.2875
CDP12 | NSW | CNSW | Coordinated CER storage | 0 | 0 | 0 | 0 | 0 | 0 | 0 | 0 | 0 | 0 | 0 | 0 | 0 | 0 | 0 | 0 | 0 | 0 | 0 | 0 | 0 | 0 | 0 | 0 | 0 | 0 | 0 | 0
CDP12 | NSW | SNSW | Black coal | 0 | 0 | 0 | 0 | 0 | 0 | 0 | 0 | 0 | 0 | 0 | 0 | 0 | 0 | 0 | 0 | 0 | 0 | 0 | 0 | 0 | 0 | 0 | 0 | 0 | 0 | 0 | 0
CDP12 | NSW | SNSW | Mid-merit gas | 0 | 0 | 0 | 0 | 0 | 0 | 0 | 0 | 0 | 0 | 0 | 0 | 0 | 0 | 0 | 0 | 0 | 0 | 0 | 0 | 0 | 0 | 0 | 0 | 0 | 0 | 0 | 0
CDP12 | NSW | SNSW | Flexible gas | 0 | 0 | 0 | 0 | 0 | 0 | 0 | 0 | 0 | 0 | 0 | 0 | 0 | 0 | 0 | 0 | 0 | 0 | 0 | 0 | -692 | -692 | -692 | -692 | -692 | -692 | -692 | -692
CDP12 | NSW | SNSW | Hydro | 0 | 0 | 0 | 0 | 0 | 0 | 0 | 0 | 0 | 0 | 0 | 0 | 0 | 0 | 0 | 0 | 0 | 0 | 0 | 0 | 0 | 0 | 0 | 0 | 0 | 0 | 0 | 0
CDP12 | NSW | SNSW | Deep storage | 0 | 0 | 0 | 0 | 0 | 0 | 0 | 0 | 0 | 0 | 0 | 0 | 0 | 0 | 0 | 0 | 0 | 0 | 0 | 0 | 0 | 0 | 0 | 0 | 0 | 0 | 0 | 0
CDP12 | NSW | SNSW | Medium storage | 0 | 0 | 0 | 0 | 0 | 0 | 0 | 0 | 0 | 0 | 0 | 0 | 0 | 0 | 0 | 0 | 0 | 0 | 0 | 0 | 0 | -50 | -50 | -50 | -50 | -72.3876 | -72.3876 | -72.3876
CDP12 | NSW | SNSW | Shallow storage | 0 | -0.99 | -0.99 | -0.99 | -0.99 | -0.99 | -1.98 | -1.98 | -2.97 | -2.97 | -2.97 | -3.96 | -3.96 | -3.96 | -3.96 | -4.95 | -4.95 | -4.95 | -14.95 | -64.95 | -65.94 | -75.84 | -76.83 | -76.83 | -175.83 | -175.83 | -175.83 | -325.83
CDP12 | NSW | SNSW | Coordinated CER storage | 0 | 0 | 0 | 0 | 0 | 0 | 0 | 0 | 0 | 0 | 0 | 0 | 0 | 0 | 0 | 0 | 0 | 0 | 0 | 0 | 0 | 0 | 0 | 0 | 0 | 0 | 0 | 0
CDP12 | NSW | SNW | Black coal | 0 | -2880 | -2880 | -2880 | -4200 | -4200 | -4200 | -4200 | -4200 | -4200 | -4200 | -4200 | -4200 | -4200 | -4200 | -4200 | -4200 | -4200 | -4200 | -4200 | -4200 | -4200 | -4200 | -4200 | -4200 | -4200 | -4200 | -4200
CDP12 | NSW | SNW | Mid-merit gas | 0 | 0 | 0 | 0 | 0 | 0 | 0 | 0 | 0 | 0 | 0 | 0 | 0 | 0 | 0 | 0 | 0 | 0 | 0 | -440 | -440 | -440 | -440 | -440 | -440 | -440 | -440 | -440
CDP12 | NSW | SNW | Flexible gas | 0 | 0 | 0 | 0 | 0 | 0 | 0 | 0 | 0 | 0 | 0 | 0 | 0 | 0 | 0 | 0 | 0 | 0 | 0 | 0 | -185 | -185 | -185 | -185 | -185 | -185 | -185 | -185
CDP12 | NSW | SNW | Hydro | 0 | 0 | 0 | 0 | 0 | 0 | 0 | 0 | 0 | 0 | 0 | 0 | 0 | 0 | 0 | 0 | 0 | 0 | 0 | 0 | 0 | 0 | 0 | 0 | 0 | 0 | 0 | 0
CDP12 | NSW | SNW | Deep storage | 0 | 0 | 0 | 0 | 0 | 0 | 0 | 0 | 0 | 0 | 0 | 0 | 0 | 0 | 0 | 0 | 0 | 0 | 0 | 0 | 0 | 0 | 0 | 0 | 0 | 0 | 0 | 0
CDP12 | NSW | SNW | Medium storage | 0 | 0 | 0 | 0 | 0 | 0 | 0 | 0 | 0 | 0 | 0 | 0 | 0 | 0 | 0 | 0 | 0 | 0 | 0 | 0 | 0 | -889.1451 | -889.1451 | -889.1451 | -889.1451 | -1149.2033 | -1149.2033 | -1149.2033
CDP12 | NSW | SNW | Shallow storage | 0 | 0 | 0 | 0 | 0 | 0 | 0 | 0 | -72.576 | -72.576 | -72.576 | -145.152 | -195.152 | -195.152 | -195.152 | -267.728 | -267.728 | -267.728 | -267.728 | -267.728 | -340.304 | -865.304 | -937.8825 | -937.8839 | -970.3303 | -1042.9063 | -1042.9063 | -1042.9063
CDP12 | NSW | SNW | Coordinated CER storage | 0 | 0 | 0 | 0 | 0 | 0 | 0 | 0 | 0 | 0 | 0 | 0 | 0 | 0 | 0 | 0 | 0 | 0 | 0 | 0 | 0 | 0 | 0 | 0 | 0 | 0 | 0 | 0
CDP12 | QLD | NQ | Black coal | 0 | 0 | 0 | 0 | 0 | 0 | 0 | 0 | 0 | 0 | 0 | 0 | 0 | 0 | 0 | 0 | 0 | 0 | 0 | 0 | 0 | 0 | 0 | 0 | 0 | 0 | 0 | 0
CDP12 | QLD | NQ | Mid-merit gas | 0 | 0 | 0 | 0 | 0 | 0 | 0 | 0 | 0 | 0 | 0 | 0 | 0 | 0 | 0 | 0 | 0 | 0 | 0 | 0 | 0 | 0 | -244 | -244 | -244 | -244 | -244 | -244
CDP12 | QLD | NQ | Flexible gas | 0 | 0 | 0 | 0 | 0 | 0 | 0 | 0 | 0 | -292 | -292 | -292 | -292 | -292 | -292 | -292 | -292 | -292 | -292 | -292 | -423.5 | -423.5 | -423.5 | -423.5 | -423.5 | -423.5 | -423.5 | -423.5
CDP12 | QLD | NQ | Hydro | 0 | 0 | 0 | 0 | 0 | 0 | 0 | 0 | 0 | 0 | 0 | 0 | 0 | -86.4 | -86.4 | -86.4 | -86.4 | -86.4 | -156.4 | -156.4 | -156.4 | -156.4 | -156.4 | -156.4 | -156.4 | -156.4 | -156.4 | -156.4
CDP12 | QLD | NQ | Deep storage | 0 | 0 | 0 | 0 | 0 | 0 | 0 | 0 | 0 | 0 | 0 | 0 | 0 | 0 | 0 | 0 | 0 | 0 | 0 | 0 | 0 | 0 | 0 | 0 | 0 | 0 | 0 | 0
CDP12 | QLD | NQ | Medium storage | 0 | 0 | 0 | 0 | 0 | 0 | 0 | 0 | 0 | 0 | 0 | 0 | 0 | 0 | 0 | 0 | 0 | 0 | 0 | 0 | 0 | 0 | 0 | -1.039e-05 | -1.268e-05 | -1.927e-05 | -1.927e-05 | -1.927e-05
CDP12 | QLD | NQ | Shallow storage | 0 | 0 | 0 | 0 | 0 | 0 | 0 | 0 | 0 | 0 | 0 | 0 | 0 | 0 | 0 | 0 | 0 | 0 | 0 | 0 | 0 | 0 | -300 | -300 | -300 | -300 | -300 | -300
CDP12 | QLD | NQ | Coordinated CER storage | 0 | 0 | 0 | 0 | 0 | 0 | 0 | 0 | 0 | 0 | 0 | 0 | 0 | 0 | 0 | 0 | 0 | 0 | 0 | 0 | 0 | 0 | 0 | 0 | 0 | 0 | 0 | 0
CDP12 | QLD | GG | Black coal | 0 | 0 | 0 | -840 | -840 | -840 | -1400 | -1680 | -1680 | -1680 | -1680 | -1680 | -1680 | -1680 | -1680 | -1680 | -1680 | -1680 | -1680 | -1680 | -1680 | -1680 | -1680 | -1680 | -1680 | -1680 | -1680 | -1680
CDP12 | QLD | GG | Mid-merit gas | 0 | 0 | 0 | 0 | 0 | 0 | 0 | 0 | 0 | 0 | 0 | 0 | 0 | 0 | 0 | 0 | 0 | 0 | 0 | 0 | 0 | 0 | 0 | 0 | 0 | 0 | -180 | -180
CDP12 | QLD | GG | Flexible gas | 0 | 0 | 0 | 0 | 0 | 0 | 0 | 0 | 0 | 0 | 0 | 0 | 0 | 0 | 0 | 0 | 0 | 0 | 0 | 0 | 0 | 0 | 0 | 0 | 0 | 0 | 0 | 0
CDP12 | QLD | GG | Hydro | 0 | 0 | 0 | 0 | 0 | 0 | 0 | 0 | 0 | 0 | 0 | 0 | 0 | 0 | 0 | 0 | 0 | 0 | 0 | 0 | 0 | 0 | 0 | 0 | 0 | 0 | 0 | 0
CDP12 | QLD | GG | Deep storage | 0 | 0 | 0 | 0 | 0 | 0 | 0 | 0 | 0 | 0 | 0 | 0 | 0 | 0 | 0 | 0 | 0 | 0 | 0 | 0 | 0 | 0 | 0 | 0 | 0 | 0 | 0 | 0
CDP12 | QLD | GG | Medium storage | 0 | 0 | 0 | 0 | 0 | 0 | 0 | 0 | 0 | 0 | 0 | 0 | 0 | 0 | 0 | 0 | 0 | 0 | 0 | 0 | 0 | 0 | 0 | 0 | 0 | 0 | 0 | -6e-07
CDP12 | QLD | GG | Shallow storage | 0 | 0 | 0 | 0 | 0 | 0 | 0 | 0 | 0 | 0 | 0 | 0 | 0 | 0 | 0 | 0 | 0 | 0 | 0 | 0 | 0 | -400 | -400 | -400 | -400 | -400 | -400 | -400
CDP12 | QLD | GG | Coordinated CER storage | 0 | 0 | 0 | 0 | 0 | 0 | 0 | 0 | 0 | 0 | 0 | 0 | 0 | 0 | 0 | 0 | 0 | 0 | 0 | 0 | 0 | 0 | 0 | 0 | 0 | 0 | 0 | 0
CDP12 | QLD | CQ | Black coal | 0 | 0 | 0 | -700 | -700 | -1430 | -1430 | -1430 | -2160 | -2160 | -2160 | -2160 | -2160 | -2160 | -2160 | -2160 | -2160 | -2160 | -2160 | -2160 | -2160 | -2160 | -2160 | -2160 | -2160 | -2160 | -2160 | -3004
CDP12 | QLD | CQ | Mid-merit gas | 0 | 0 | 0 | 0 | 0 | 0 | 0 | 0 | 0 | 0 | 0 | 0 | 0 | 0 | 0 | 0 | 0 | 0 | 0 | 0 | 0 | 0 | 0 | 0 | 0 | 0 | 0 | 0
CDP12 | QLD | CQ | Flexible gas | 0 | 0 | 0 | 0 | 0 | 0 | 0 | 0 | 0 | 0 | -37 | -37 | -37 | -37 | -37 | -37 | -37 | -37 | -37 | -37 | -37 | -37 | -37 | -37 | -37 | -37 | -37 | -37
CDP12 | QLD | CQ | Hydro | 0 | 0 | 0 | 0 | 0 | 0 | 0 | 0 | 0 | 0 | 0 | 0 | 0 | 0 | 0 | 0 | 0 | 0 | 0 | 0 | 0 | 0 | 0 | 0 | 0 | 0 | 0 | 0
CDP12 | QLD | CQ | Deep storage | 0 | 0 | 0 | 0 | 0 | 0 | 0 | 0 | 0 | 0 | 0 | 0 | 0 | 0 | 0 | 0 | 0 | 0 | 0 | 0 | 0 | 0 | 0 | 0 | 0 | 0 | 0 | 0
CDP12 | QLD | CQ | Medium storage | 0 | 0 | 0 | 0 | 0 | 0 | 0 | 0 | 0 | 0 | 0 | 0 | 0 | 0 | 0 | 0 | 0 | 0 | 0 | 0 | 0 | 0 | 0 | 0 | -2.36e-06 | -2.36e-06 | -2.36e-06 | -2.46e-06
CDP12 | QLD | CQ | Shallow storage | 0 | 0 | 0 | 0 | 0 | 0 | 0 | 0 | 0 | 0 | 0 | 0 | 0 | 0 | 0 | 0 | 0 | 0 | -50 | -50 | -50 | -50 | -50 | -200 | -200 | -200 | -200 | -200
CDP12 | QLD | CQ | Coordinated CER storage | 0 | 0 | 0 | 0 | 0 | 0 | 0 | 0 | 0 | 0 | 0 | 0 | 0 | 0 | 0 | 0 | 0 | 0 | 0 | 0 | 0 | 0 | 0 | 0 | 0 | 0 | 0 | 0
CDP12 | QLD | SQ | Black coal | 0 | 0 | 0 | 0 | 0 | 0 | -700 | -700 | -1050 | -1850 | -2594 | -2594 | -2594 | -2594 | -2594 | -2594 | -2594 | -2594 | -2594 | -2594 | -2594 | -2594 | -2594 | -2594 | -2594 | -2594 | -2594 | -3446
CDP12 | QLD | SQ | Mid-merit gas | 0 | 0 | 0 | 0 | 0 | 0 | 0 | 0 | 0 | 0 | 0 | 0 | -385 | -385 | -385 | -529.4 | -529.4 | -529.4 | -529.4 | -529.4 | -529.4 | -1173.9 | -1173.9 | -1173.9 | -1173.9 | -1173.9 | -1173.9 | -1173.9
CDP12 | QLD | SQ | Flexible gas | 0 | 0 | 0 | 0 | 0 | 0 | 0 | 0 | 0 | 0 | -80 | -80 | -80 | -80 | -80 | -80 | -80 | -80 | -80 | -80 | -80 | -80 | -644 | -644 | -644 | -1163 | -1509 | -1509
CDP12 | QLD | SQ | Hydro | 0 | 0 | 0 | 0 | 0 | 0 | 0 | 0 | 0 | 0 | 0 | 0 | 0 | 0 | 0 | 0 | 0 | 0 | 0 | 0 | 0 | 0 | 0 | 0 | 0 | 0 | 0 | 0
CDP12 | QLD | SQ | Deep storage | 0 | 0 | 0 | 0 | 0 | 0 | 0 | 0 | 0 | 0 | 0 | 0 | 0 | 0 | 0 | 0 | 0 | 0 | 0 | 0 | 0 | 0 | 0 | 0 | 0 | 0 | 0 | 0
CDP12 | QLD | SQ | Medium storage | 0 | 0 | 0 | 0 | 0 | 0 | 0 | 0 | 0 | 0 | 0 | 0 | 0 | 0 | 0 | 0 | 0 | 0 | 0 | 0 | 0 | 0 | 0 | -1.069e-05 | -1.386e-05 | -1.386e-05 | -1.386e-05 | -1.386e-05
CDP12 | QLD | SQ | Shallow storage | 0 | 0 | 0 | 0 | 0 | 0 | 0 | 0 | 0 | 0 | 0 | 0 | 0 | 0 | -100 | -100 | -100 | -100 | -100 | -100 | -400 | -650 | -650 | -650 | -904.8 | -904.8 | -904.8 | -1004.8
CDP12 | QLD | SQ | Coordinated CER storage | 0 | 0 | 0 | 0 | 0 | 0 | 0 | 0 | 0 | 0 | 0 | 0 | 0 | 0 | 0 | 0 | 0 | 0 | 0 | 0 | 0 | 0 | 0 | 0 | 0 | 0 | 0 | 0
CDP12 | VIC | VIC | Brown coal | 0 | 0 | 0 | 0 | -1450 | -1450 | -1450 | -1450 | -1450 | -3660 | -4240 | -4240 | -4240 | -4240 | -4240 | -4240 | -4240 | -4240 | -4240 | -4240 | -4240 | -4240 | -4240 | -4820 | -4820 | -4820 | -4820 | -4820
CDP12 | VIC | VIC | Mid-merit gas | 0 | 0 | 0 | 0 | -500 | -500 | -500 | -500 | -500 | -500 | -500 | -500 | -500 | -500 | -500 | -500 | -500 | -500 | -500 | -500 | -500 | -500 | -500 | -500 | -500 | -500 | -500 | -500
CDP12 | VIC | VIC | Flexible gas | 0 | 0 | 0 | 0 | 0 | 0 | 0 | 0 | 0 | -170 | -170 | -170 | -170 | -170 | -170 | -610 | -610 | -610 | -704 | -704 | -704 | -704 | -704 | -1288 | -1288 | -1288 | -1288 | -1288
CDP12 | VIC | VIC | Hydro | 0 | 0 | 0 | 0 | 0 | 0 | 0 | 0 | 0 | 0 | 0 | 0 | 0 | 0 | 0 | 0 | 0 | 0 | 0 | 0 | 0 | 0 | 0 | 0 | 0 | 0 | 0 | 0
CDP12 | VIC | VIC | Deep storage | 0 | 0 | 0 | 0 | 0 | 0 | 0 | 0 | 0 | 0 | 0 | 0 | 0 | 0 | 0 | 0 | 0 | 0 | 0 | 0 | 0 | 0 | 0 | 0 | 0 | 0 | 0 | 0
CDP12 | VIC | VIC | Medium storage | 0 | 0 | 0 | 0 | 0 | 0 | 0 | 0 | 0 | 0 | 0 | 0 | 0 | 0 | 0 | 0 | 0 | 0 | 0 | 0 | 0 | 0 | -350 | -350 | -350 | -350 | -350 | -350
CDP12 | VIC | VIC | Shallow storage | 0 | 0 | 0 | 0 | -7.7 | -17.3 | -17.3 | -17.3 | -17.3 | -69.13 | -69.13 | -69.13 | -69.13 | -75.73 | -80.73 | -80.73 | -80.73 | -380.73 | -380.73 | -530.73 | -730.73 | -1032.04 | -1420.5402 | -1726.4077 | -1726.4077 | -1956.03 | -2556.03 | -3067.7299
CDP12 | VIC | VIC | Coordinated CER storage | 0 | 0 | 0 | 0 | 0 | 0 | 0 | 0 | 0 | 0 | 0 | 0 | 0 | 0 | 0 | 0 | 0 | 0 | 0 | 0 | 0 | 0 | 0 | 0 | 0 | 0 | 0 | 0
CDP12 | SA | CSA | Mid-merit gas | 0 | 0 | -980 | -980 | -980 | -980 | -980 | -980 | -980 | -980 | -980 | -980 | -980 | -1509 | -1509 | -1509 | -1509 | -1509 | -1509 | -1509 | -1509 | -1509 | -1509 | -1509 | -1509 | -1509 | -1509 | -1509
CDP12 | SA | CSA | Flexible gas | 0 | 0 | 0 | -73.5 | -73.5 | -73.5 | -319.5 | -319.5 | -559.16 | -559.16 | -559.16 | -559.16 | -559.16 | -559.16 | -559.16 | -559.16 | -559.16 | -559.16 | -559.16 | -559.16 | -897.16 | -1020.36 | -1174.36 | -1174.36 | -1174.36 | -1174.36 | -1211.56 | -1211.56
CDP12 | SA | CSA | Hydro | 0 | 0 | 0 | 0 | 0 | 0 | 0 | 0 | 0 | 0 | 0 | 0 | 0 | 0 | 0 | 0 | 0 | 0 | 0 | 0 | 0 | 0 | 0 | 0 | 0 | 0 | 0 | 0
CDP12 | SA | CSA | Deep storage | 0 | 0 | 0 | 0 | 0 | 0 | 0 | 0 | 0 | 0 | 0 | 0 | 0 | 0 | 0 | 0 | 0 | 0 | 0 | 0 | 0 | 0 | 0 | 0 | 0 | 0 | 0 | 0
CDP12 | SA | CSA | Medium storage | 0 | 0 | 0 | 0 | 0 | 0 | 0 | 0 | 0 | 0 | 0 | 0 | 0 | 0 | 0 | 0 | 0 | 0 | 0 | 0 | 0 | 0 | 0 | 0 | -3.19e-06 | -3.19e-06 | -3.19e-06 | -4.21e-06
CDP12 | SA | CSA | Shallow storage | 0 | 0 | 0 | 0 | 0 | -6.02 | -36.02 | -36.02 | -36.02 | -36.02 | -36.02 | -36.02 | -36.02 | -36.02 | -36.02 | -36.02 | -36.02 | -48.02 | -48.02 | -304.74 | -498.72 | -660.72 | -1276.4405 | -2342.5748 | -2384.0748 | -2495.0748 | -2495.0748 | -2495.0748
CDP12 | SA | CSA | Coordinated CER storage | 0 | 0 | 0 | 0 | 0 | 0 | 0 | 0 | 0 | 0 | 0 | 0 | 0 | 0 | 0 | 0 | 0 | 0 | 0 | 0 | 0 | 0 | 0 | 0 | 0 | 0 | 0 | 0
CDP12 | SA | SESA | Mid-merit gas | 0 | 0 | 0 | 0 | 0 | 0 | 0 | 0 | 0 | 0 | 0 | 0 | 0 | 0 | 0 | 0 | 0 | 0 | 0 | 0 | 0 | 0 | 0 | 0 | 0 | 0 | 0 | 0
CDP12 | SA | SESA | Flexible gas | 0 | 0 | 0 | -63 | -63 | -63 | -63 | -63 | -63 | -63 | -63 | -143 | -143 | -143 | -143 | -143 | -143 | -143 | -143 | -143 | -143 | -143 | -143 | -143 | -143 | -143 | -143 | -143
CDP12 | SA | SESA | Hydro | 0 | 0 | 0 | 0 | 0 | 0 | 0 | 0 | 0 | 0 | 0 | 0 | 0 | 0 | 0 | 0 | 0 | 0 | 0 | 0 | 0 | 0 | 0 | 0 | 0 | 0 | 0 | 0
CDP12 | SA | SESA | Deep storage | 0 | 0 | 0 | 0 | 0 | 0 | 0 | 0 | 0 | 0 | 0 | 0 | 0 | 0 | 0 | 0 | 0 | 0 | 0 | 0 | 0 | 0 | 0 | 0 | 0 | 0 | 0 | 0
CDP12 | SA | SESA | Medium storage | 0 | 0 | 0 | 0 | 0 | 0 | 0 | 0 | 0 | 0 | 0 | 0 | 0 | 0 | 0 | 0 | 0 | 0 | 0 | 0 | 0 | 0 | 0 | 0 | -3.16e-06 | -8.01e-06 | -8.01e-06 | -9.56e-06
CDP12 | SA | SESA | Shallow storage | 0 | 0 | 0 | 0 | 0 | 0 | 0 | 0 | 0 | 0 | -25 | -25 | -25 | -25 | -25 | -25 | -25 | -25 | -25 | -25 | -25 | -25 | -25 | -25 | -25 | -25 | -25 | -25
CDP12 | SA | SESA | Coordinated CER storage | 0 | 0 | 0 | 0 | 0 | 0 | 0 | 0 | 0 | 0 | 0 | 0 | 0 | 0 | 0 | 0 | 0 | 0 | 0 | 0 | 0 | 0 | 0 | 0 | 0 | 0 | 0 | 0
CDP12 | TAS | TAS | Mid-merit gas | 0 | 0 | 0 | -208 | -208 | -208 | -208 | -208 | -208 | -208 | -208 | -208 | -208 | -208 | -208 | -208 | -208 | -208 | -208 | -208 | -208 | -208 | -208 | -208 | -208 | -208 | -208 | -208
CDP12 | TAS | TAS | Flexible gas | 0 | 0 | 0 | 0 | 0 | 0 | 0 | 0 | 0 | 0 | 0 | 0 | 0 | 0 | 0 | 0 | -120 | -120 | -120 | -120 | -120 | -120 | -120 | -120 | -120 | -120 | -178 | -178
CDP12 | TAS | TAS | Hydro | 0 | 0 | 0 | 0 | 0 | 0 | 0 | 0 | 0 | 0 | 0 | 0 | 0 | 0 | 0 | 0 | 0 | 0 | 0 | 0 | 0 | 0 | 0 | 0 | 0 | 0 | 0 | 0
CDP12 | TAS | TAS | Deep storage | 0 | 0 | 0 | 0 | 0 | 0 | 0 | 0 | 0 | 0 | 0 | 0 | 0 | 0 | 0 | 0 | 0 | 0 | 0 | 0 | 0 | 0 | 0 | 0 | 0 | 0 | 0 | 0
CDP12 | TAS | TAS | Medium storage | 0 | 0 | 0 | 0 | 0 | 0 | 0 | 0 | 0 | 0 | 0 | 0 | 0 | 0 | 0 | 0 | 0 | 0 | 0 | 0 | 0 | 0 | 0 | -6.6e-06 | -7.89e-06 | -9.2e-06 | -9.2e-06 | -1.117e-05
CDP12 | TAS | TAS | Shallow storage | 0 | 0 | 0 | 0 | 0 | 0 | 0 | 0 | 0 | 0 | 0 | 0 | 0 | 0 | 0 | 0 | 0 | 0 | 0 | 0 | 0 | 0 | 0 | 0 | 0 | 0 | 0 | 0
CDP12 | TAS | TAS | Coordinated CER storage | 0 | 0 | 0 | 0 | 0 | 0 | 0 | 0 | 0 | 0 | 0 | 0 | 0 | 0 | 0 | 0 | 0 | 0 | 0 | 0 | 0 | 0 | 0 | 0 | 0 | 0 | 0 | 0
CDP13 | NSW | NNSW | Black coal | 0 | 0 | 0 | 0 | 0 | 0 | 0 | 0 | 0 | 0 | 0 | 0 | 0 | 0 | 0 | 0 | 0 | 0 | 0 | 0 | 0 | 0 | 0 | 0 | 0 | 0 | 0 | 0
CDP13 | NSW | NNSW | Mid-merit gas | 0 | 0 | 0 | 0 | 0 | 0 | 0 | 0 | 0 | 0 | 0 | 0 | 0 | 0 | 0 | 0 | 0 | 0 | 0 | 0 | 0 | 0 | 0 | 0 | 0 | 0 | 0 | 0
CDP13 | NSW | NNSW | Flexible gas | 0 | 0 | 0 | 0 | 0 | 0 | 0 | 0 | 0 | 0 | 0 | 0 | 0 | 0 | 0 | 0 | 0 | 0 | 0 | 0 | 0 | 0 | 0 | 0 | 0 | 0 | 0 | 0
CDP13 | NSW | NNSW | Hydro | 0 | 0 | 0 | 0 | 0 | 0 | 0 | 0 | 0 | 0 | 0 | 0 | 0 | 0 | 0 | 0 | 0 | 0 | 0 | 0 | 0 | 0 | 0 | 0 | 0 | 0 | 0 | 0
CDP13 | NSW | NNSW | Deep storage | 0 | 0 | 0 | 0 | 0 | 0 | 0 | 0 | 0 | 0 | 0 | 0 | 0 | 0 | 0 | 0 | 0 | 0 | 0 | 0 | 0 | 0 | 0 | 0 | 0 | 0 | 0 | 0
CDP13 | NSW | NNSW | Medium storage | 0 | 0 | 0 | 0 | 0 | 0 | 0 | 0 | 0 | 0 | 0 | 0 | 0 | 0 | 0 | 0 | 0 | 0 | 0 | 0 | 0 | 0 | -275 | -275 | -382.8896 | -828.2324 | -828.2324 | -828.2324
CDP13 | NSW | NNSW | Shallow storage | 0 | 0 | 0 | 0 | 0 | 0 | 0 | 0 | 0 | -30 | -30 | -30 | -30 | -30 | -30 | -30 | -30 | -30 | -30 | -30 | -30 | -30 | -430 | -430 | -430 | -430 | -430 | -430
CDP13 | NSW | NNSW | Coordinated CER storage | 0 | 0 | 0 | 0 | 0 | 0 | 0 | 0 | 0 | 0 | 0 | 0 | 0 | 0 | 0 | 0 | 0 | 0 | 0 | 0 | 0 | 0 | 0 | 0 | 0 | 0 | 0 | 0
CDP13 | NSW | CNSW | Black coal | 0 | 0 | 0 | 0 | -685 | -2715 | -2715 | -2715 | -2715 | -2715 | -2715 | -2715 | -2715 | -2715 | -2715 | -2715 | -4135 | -4135 | -4135 | -4135 | -4135 | -4135 | -4135 | -4135 | -4135 | -4135 | -4135 | -4135
CDP13 | NSW | CNSW | Mid-merit gas | 0 | 0 | 0 | 0 | 0 | 0 | 0 | 0 | 0 | 0 | 0 | 0 | 0 | 0 | 0 | 0 | 0 | 0 | 0 | 0 | 0 | 0 | 0 | 0 | 0 | 0 | 0 | 0
CDP13 | NSW | CNSW | Flexible gas | 0 | 0 | 0 | 0 | 0 | 0 | 0 | 0 | 0 | 0 | 0 | 0 | 0 | 0 | 0 | 0 | 0 | 0 | 0 | 0 | 0 | 0 | 0 | 0 | 0 | 0 | 0 | 0
CDP13 | NSW | CNSW | Hydro | 0 | 0 | 0 | 0 | 0 | 0 | 0 | 0 | 0 | 0 | 0 | 0 | 0 | 0 | 0 | 0 | 0 | 0 | 0 | 0 | 0 | 0 | 0 | 0 | 0 | 0 | 0 | 0
CDP13 | NSW | CNSW | Deep storage | 0 | 0 | 0 | 0 | 0 | 0 | 0 | 0 | 0 | 0 | 0 | 0 | 0 | 0 | 0 | 0 | 0 | 0 | 0 | 0 | 0 | 0 | 0 | 0 | 0 | 0 | 0 | 0
CDP13 | NSW | CNSW | Medium storage | 0 | 0 | 0 | 0 | 0 | 0 | -40.02 | -40.02 | -80.04 | -80.04 | -80.04 | -120.06 | -120.06 | -120.06 | -120.06 | -160.08 | -160.08 | -160.08 | -160.08 | -160.08 | -200.1 | -749.1 | -789.12 | -789.12 | -789.12 | -829.1468 | -829.1468 | -829.1468
CDP13 | NSW | CNSW | Shallow storage | 0 | 0 | 0 | 0 | 0 | 0 | 0 | 0 | 0 | 0 | 0 | 0 | 0 | 0 | 0 | 0 | 0 | 0 | 0 | 0 | 0 | -20 | -30.0356 | -300.3125 | -1561.272 | -1561.272 | -1561.272 | -1561.272
CDP13 | NSW | CNSW | Coordinated CER storage | 0 | 0 | 0 | 0 | 0 | 0 | 0 | 0 | 0 | 0 | 0 | 0 | 0 | 0 | 0 | 0 | 0 | 0 | 0 | 0 | 0 | 0 | 0 | 0 | 0 | 0 | 0 | 0
CDP13 | NSW | SNSW | Black coal | 0 | 0 | 0 | 0 | 0 | 0 | 0 | 0 | 0 | 0 | 0 | 0 | 0 | 0 | 0 | 0 | 0 | 0 | 0 | 0 | 0 | 0 | 0 | 0 | 0 | 0 | 0 | 0
CDP13 | NSW | SNSW | Mid-merit gas | 0 | 0 | 0 | 0 | 0 | 0 | 0 | 0 | 0 | 0 | 0 | 0 | 0 | 0 | 0 | 0 | 0 | 0 | 0 | 0 | 0 | 0 | 0 | 0 | 0 | 0 | 0 | 0
CDP13 | NSW | SNSW | Flexible gas | 0 | 0 | 0 | 0 | 0 | 0 | 0 | 0 | 0 | 0 | 0 | 0 | 0 | 0 | 0 | 0 | 0 | 0 | 0 | 0 | -692 | -692 | -692 | -692 | -692 | -692 | -692 | -692
CDP13 | NSW | SNSW | Hydro | 0 | 0 | 0 | 0 | 0 | 0 | 0 | 0 | 0 | 0 | 0 | 0 | 0 | 0 | 0 | 0 | 0 | 0 | 0 | 0 | 0 | 0 | 0 | 0 | 0 | 0 | 0 | 0
CDP13 | NSW | SNSW | Deep storage | 0 | 0 | 0 | 0 | 0 | 0 | 0 | 0 | 0 | 0 | 0 | 0 | 0 | 0 | 0 | 0 | 0 | 0 | 0 | 0 | 0 | 0 | 0 | 0 | 0 | 0 | 0 | 0
CDP13 | NSW | SNSW | Medium storage | 0 | 0 | 0 | 0 | 0 | 0 | 0 | 0 | 0 | 0 | 0 | 0 | 0 | 0 | 0 | 0 | 0 | 0 | 0 | 0 | 0 | -50 | -50 | -50 | -50 | -103.5803 | -103.5803 | -103.5803
CDP13 | NSW | SNSW | Shallow storage | 0 | -0.99 | -0.99 | -0.99 | -0.99 | -0.99 | -1.98 | -1.98 | -2.97 | -2.97 | -2.97 | -3.96 | -3.96 | -3.96 | -3.96 | -4.95 | -4.95 | -4.95 | -14.95 | -64.95 | -65.94 | -75.84 | -76.83 | -76.83 | -175.83 | -175.83 | -175.83 | -325.83
CDP13 | NSW | SNSW | Coordinated CER storage | 0 | 0 | 0 | 0 | 0 | 0 | 0 | 0 | 0 | 0 | 0 | 0 | 0 | 0 | 0 | 0 | 0 | 0 | 0 | 0 | 0 | 0 | 0 | 0 | 0 | 0 | 0 | 0
CDP13 | NSW | SNW | Black coal | 0 | -2880 | -2880 | -2880 | -4200 | -4200 | -4200 | -4200 | -4200 | -4200 | -4200 | -4200 | -4200 | -4200 | -4200 | -4200 | -4200 | -4200 | -4200 | -4200 | -4200 | -4200 | -4200 | -4200 | -4200 | -4200 | -4200 | -4200
CDP13 | NSW | SNW | Mid-merit gas | 0 | 0 | 0 | 0 | 0 | 0 | 0 | 0 | 0 | 0 | 0 | 0 | 0 | 0 | 0 | 0 | 0 | 0 | 0 | -440 | -440 | -440 | -440 | -440 | -440 | -440 | -440 | -440
CDP13 | NSW | SNW | Flexible gas | 0 | 0 | 0 | 0 | 0 | 0 | 0 | 0 | 0 | 0 | 0 | 0 | 0 | 0 | 0 | 0 | 0 | 0 | 0 | 0 | -185 | -185 | -185 | -185 | -185 | -185 | -185 | -185
CDP13 | NSW | SNW | Hydro | 0 | 0 | 0 | 0 | 0 | 0 | 0 | 0 | 0 | 0 | 0 | 0 | 0 | 0 | 0 | 0 | 0 | 0 | 0 | 0 | 0 | 0 | 0 | 0 | 0 | 0 | 0 | 0
CDP13 | NSW | SNW | Deep storage | 0 | 0 | 0 | 0 | 0 | 0 | 0 | 0 | 0 | 0 | 0 | 0 | 0 | 0 | 0 | 0 | 0 | 0 | 0 | 0 | 0 | 0 | 0 | 0 | 0 | 0 | 0 | 0
CDP13 | NSW | SNW | Medium storage | 0 | 0 | 0 | 0 | 0 | 0 | 0 | 0 | 0 | 0 | 0 | 0 | 0 | 0 | 0 | 0 | 0 | 0 | 0 | 0 | 0 | -889.1459 | -889.1459 | -889.1459 | -889.1459 | -1129.5446 | -1129.5446 | -1129.5446
CDP13 | NSW | SNW | Shallow storage | 0 | 0 | 0 | 0 | 0 | 0 | 0 | 0 | -72.576 | -72.576 | -72.576 | -145.152 | -195.152 | -195.152 | -195.152 | -267.728 | -267.728 | -267.728 | -267.728 | -267.728 | -340.304 | -865.304 | -937.8826 | -937.8836 | -970.3276 | -1042.9036 | -1042.9036 | -1042.9036
CDP13 | NSW | SNW | Coordinated CER storage | 0 | 0 | 0 | 0 | 0 | 0 | 0 | 0 | 0 | 0 | 0 | 0 | 0 | 0 | 0 | 0 | 0 | 0 | 0 | 0 | 0 | 0 | 0 | 0 | 0 | 0 | 0 | 0
CDP13 | QLD | NQ | Black coal | 0 | 0 | 0 | 0 | 0 | 0 | 0 | 0 | 0 | 0 | 0 | 0 | 0 | 0 | 0 | 0 | 0 | 0 | 0 | 0 | 0 | 0 | 0 | 0 | 0 | 0 | 0 | 0
CDP13 | QLD | NQ | Mid-merit gas | 0 | 0 | 0 | 0 | 0 | 0 | 0 | 0 | 0 | 0 | 0 | 0 | 0 | 0 | 0 | 0 | 0 | 0 | 0 | 0 | 0 | 0 | -244 | -244 | -244 | -244 | -244 | -244
CDP13 | QLD | NQ | Flexible gas | 0 | 0 | 0 | 0 | 0 | 0 | 0 | 0 | 0 | -292 | -292 | -292 | -292 | -292 | -292 | -292 | -292 | -292 | -292 | -292 | -423.5 | -423.5 | -423.5 | -423.5 | -423.5 | -423.5 | -423.5 | -423.5
CDP13 | QLD | NQ | Hydro | 0 | 0 | 0 | 0 | 0 | 0 | 0 | 0 | 0 | 0 | 0 | 0 | 0 | -86.4 | -86.4 | -86.4 | -86.4 | -86.4 | -156.4 | -156.4 | -156.4 | -156.4 | -156.4 | -156.4 | -156.4 | -156.4 | -156.4 | -156.4
CDP13 | QLD | NQ | Deep storage | 0 | 0 | 0 | 0 | 0 | 0 | 0 | 0 | 0 | 0 | 0 | 0 | 0 | 0 | 0 | 0 | 0 | 0 | 0 | 0 | 0 | 0 | 0 | 0 | 0 | 0 | 0 | 0
CDP13 | QLD | NQ | Medium storage | 0 | 0 | 0 | 0 | 0 | 0 | 0 | 0 | 0 | 0 | 0 | 0 | 0 | 0 | 0 | 0 | 0 | 0 | 0 | 0 | 0 | 0 | 0 | -1.082e-05 | -1.335e-05 | -1.99e-05 | -1.99e-05 | -2.106e-05
CDP13 | QLD | NQ | Shallow storage | 0 | 0 | 0 | 0 | 0 | 0 | 0 | 0 | 0 | 0 | 0 | 0 | 0 | 0 | 0 | 0 | 0 | 0 | 0 | 0 | 0 | 0 | -300 | -300 | -300 | -300 | -300 | -300
CDP13 | QLD | NQ | Coordinated CER storage | 0 | 0 | 0 | 0 | 0 | 0 | 0 | 0 | 0 | 0 | 0 | 0 | 0 | 0 | 0 | 0 | 0 | 0 | 0 | 0 | 0 | 0 | 0 | 0 | 0 | 0 | 0 | 0
CDP13 | QLD | GG | Black coal | 0 | 0 | 0 | -840 | -840 | -840 | -1400 | -1680 | -1680 | -1680 | -1680 | -1680 | -1680 | -1680 | -1680 | -1680 | -1680 | -1680 | -1680 | -1680 | -1680 | -1680 | -1680 | -1680 | -1680 | -1680 | -1680 | -1680
CDP13 | QLD | GG | Mid-merit gas | 0 | 0 | 0 | 0 | 0 | 0 | 0 | 0 | 0 | 0 | 0 | 0 | 0 | 0 | 0 | 0 | 0 | 0 | 0 | 0 | 0 | 0 | 0 | 0 | 0 | 0 | -180 | -180
CDP13 | QLD | GG | Flexible gas | 0 | 0 | 0 | 0 | 0 | 0 | 0 | 0 | 0 | 0 | 0 | 0 | 0 | 0 | 0 | 0 | 0 | 0 | 0 | 0 | 0 | 0 | 0 | 0 | 0 | 0 | 0 | 0
CDP13 | QLD | GG | Hydro | 0 | 0 | 0 | 0 | 0 | 0 | 0 | 0 | 0 | 0 | 0 | 0 | 0 | 0 | 0 | 0 | 0 | 0 | 0 | 0 | 0 | 0 | 0 | 0 | 0 | 0 | 0 | 0
CDP13 | QLD | GG | Deep storage | 0 | 0 | 0 | 0 | 0 | 0 | 0 | 0 | 0 | 0 | 0 | 0 | 0 | 0 | 0 | 0 | 0 | 0 | 0 | 0 | 0 | 0 | 0 | 0 | 0 | 0 | 0 | 0
CDP13 | QLD | GG | Medium storage | 0 | 0 | 0 | 0 | 0 | 0 | 0 | 0 | 0 | 0 | 0 | 0 | 0 | 0 | 0 | 0 | 0 | 0 | 0 | 0 | 0 | 0 | 0 | 0 | 0 | 0 | 0 | 0
CDP13 | QLD | GG | Shallow storage | 0 | 0 | 0 | 0 | 0 | 0 | 0 | 0 | 0 | 0 | 0 | 0 | 0 | 0 | 0 | 0 | 0 | 0 | 0 | 0 | 0 | -400 | -400 | -400 | -400 | -400 | -400 | -400
CDP13 | QLD | GG | Coordinated CER storage | 0 | 0 | 0 | 0 | 0 | 0 | 0 | 0 | 0 | 0 | 0 | 0 | 0 | 0 | 0 | 0 | 0 | 0 | 0 | 0 | 0 | 0 | 0 | 0 | 0 | 0 | 0 | 0
CDP13 | QLD | CQ | Black coal | 0 | 0 | 0 | -700 | -700 | -1430 | -1430 | -1430 | -2160 | -2160 | -2160 | -2160 | -2160 | -2160 | -2160 | -2160 | -2160 | -2160 | -2160 | -2160 | -2160 | -2160 | -2160 | -2160 | -2160 | -2160 | -2160 | -3004
CDP13 | QLD | CQ | Mid-merit gas | 0 | 0 | 0 | 0 | 0 | 0 | 0 | 0 | 0 | 0 | 0 | 0 | 0 | 0 | 0 | 0 | 0 | 0 | 0 | 0 | 0 | 0 | 0 | 0 | 0 | 0 | 0 | 0
CDP13 | QLD | CQ | Flexible gas | 0 | 0 | 0 | 0 | 0 | 0 | 0 | 0 | 0 | 0 | -37 | -37 | -37 | -37 | -37 | -37 | -37 | -37 | -37 | -37 | -37 | -37 | -37 | -37 | -37 | -37 | -37 | -37
CDP13 | QLD | CQ | Hydro | 0 | 0 | 0 | 0 | 0 | 0 | 0 | 0 | 0 | 0 | 0 | 0 | 0 | 0 | 0 | 0 | 0 | 0 | 0 | 0 | 0 | 0 | 0 | 0 | 0 | 0 | 0 | 0
CDP13 | QLD | CQ | Deep storage | 0 | 0 | 0 | 0 | 0 | 0 | 0 | 0 | 0 | 0 | 0 | 0 | 0 | 0 | 0 | 0 | 0 | 0 | 0 | 0 | 0 | 0 | 0 | 0 | 0 | 0 | 0 | 0
CDP13 | QLD | CQ | Medium storage | 0 | 0 | 0 | 0 | 0 | 0 | 0 | 0 | 0 | 0 | 0 | 0 | 0 | 0 | 0 | 0 | 0 | 0 | 0 | 0 | 0 | 0 | 0 | 0 | -2.59e-06 | -2.59e-06 | -2.59e-06 | -2.59e-06
CDP13 | QLD | CQ | Shallow storage | 0 | 0 | 0 | 0 | 0 | 0 | 0 | 0 | 0 | 0 | 0 | 0 | 0 | 0 | 0 | 0 | 0 | 0 | -50 | -50 | -50 | -50 | -50 | -200 | -200 | -200 | -200 | -200
CDP13 | QLD | CQ | Coordinated CER storage | 0 | 0 | 0 | 0 | 0 | 0 | 0 | 0 | 0 | 0 | 0 | 0 | 0 | 0 | 0 | 0 | 0 | 0 | 0 | 0 | 0 | 0 | 0 | 0 | 0 | 0 | 0 | 0
CDP13 | QLD | SQ | Black coal | 0 | 0 | 0 | 0 | 0 | 0 | -700 | -700 | -1050 | -1850 | -2594 | -2594 | -2594 | -2594 | -2594 | -2594 | -2594 | -2594 | -2594 | -2594 | -2594 | -2594 | -2594 | -2594 | -2594 | -2594 | -2594 | -3446
CDP13 | QLD | SQ | Mid-merit gas | 0 | 0 | 0 | 0 | 0 | 0 | 0 | 0 | 0 | 0 | 0 | 0 | -385 | -385 | -385 | -529.4 | -529.4 | -529.4 | -529.4 | -529.4 | -529.4 | -1173.9 | -1173.9 | -1173.9 | -1173.9 | -1173.9 | -1173.9 | -1173.9
CDP13 | QLD | SQ | Flexible gas | 0 | 0 | 0 | 0 | 0 | 0 | 0 | 0 | 0 | 0 | -80 | -80 | -80 | -80 | -80 | -80 | -80 | -80 | -80 | -80 | -80 | -80 | -644 | -644 | -644 | -1163 | -1509 | -1509
CDP13 | QLD | SQ | Hydro | 0 | 0 | 0 | 0 | 0 | 0 | 0 | 0 | 0 | 0 | 0 | 0 | 0 | 0 | 0 | 0 | 0 | 0 | 0 | 0 | 0 | 0 | 0 | 0 | 0 | 0 | 0 | 0
CDP13 | QLD | SQ | Deep storage | 0 | 0 | 0 | 0 | 0 | 0 | 0 | 0 | 0 | 0 | 0 | 0 | 0 | 0 | 0 | 0 | 0 | 0 | 0 | 0 | 0 | 0 | 0 | 0 | 0 | 0 | 0 | 0
CDP13 | QLD | SQ | Medium storage | 0 | 0 | 0 | 0 | 0 | 0 | 0 | 0 | 0 | 0 | 0 | 0 | 0 | 0 | 0 | 0 | 0 | 0 | 0 | 0 | 0 | 0 | 0 | -1.115e-05 | -1.458e-05 | -1.458e-05 | -1.458e-05 | -1.92e-05
CDP13 | QLD | SQ | Shallow storage | 0 | 0 | 0 | 0 | 0 | 0 | 0 | 0 | 0 | 0 | 0 | 0 | 0 | 0 | -100 | -100 | -100 | -100 | -100 | -100 | -400 | -650 | -650 | -650 | -904.8 | -904.8 | -904.8 | -1004.8
CDP13 | QLD | SQ | Coordinated CER storage | 0 | 0 | 0 | 0 | 0 | 0 | 0 | 0 | 0 | 0 | 0 | 0 | 0 | 0 | 0 | 0 | 0 | 0 | 0 | 0 | 0 | 0 | 0 | 0 | 0 | 0 | 0 | 0
CDP13 | VIC | VIC | Brown coal | 0 | 0 | 0 | 0 | -1450 | -1450 | -1450 | -1450 | -1450 | -3660 | -4240 | -4240 | -4240 | -4240 | -4240 | -4240 | -4240 | -4240 | -4240 | -4240 | -4240 | -4240 | -4240 | -4820 | -4820 | -4820 | -4820 | -4820
CDP13 | VIC | VIC | Mid-merit gas | 0 | 0 | 0 | 0 | -500 | -500 | -500 | -500 | -500 | -500 | -500 | -500 | -500 | -500 | -500 | -500 | -500 | -500 | -500 | -500 | -500 | -500 | -500 | -500 | -500 | -500 | -500 | -500
CDP13 | VIC | VIC | Flexible gas | 0 | 0 | 0 | 0 | 0 | 0 | 0 | 0 | 0 | -170 | -170 | -170 | -170 | -170 | -170 | -610 | -610 | -610 | -704 | -704 | -704 | -704 | -704 | -1288 | -1288 | -1288 | -1288 | -1288
CDP13 | VIC | VIC | Hydro | 0 | 0 | 0 | 0 | 0 | 0 | 0 | 0 | 0 | 0 | 0 | 0 | 0 | 0 | 0 | 0 | 0 | 0 | 0 | 0 | 0 | 0 | 0 | 0 | 0 | 0 | 0 | 0
CDP13 | VIC | VIC | Deep storage | 0 | 0 | 0 | 0 | 0 | 0 | 0 | 0 | 0 | 0 | 0 | 0 | 0 | 0 | 0 | 0 | 0 | 0 | 0 | 0 | 0 | 0 | 0 | 0 | 0 | 0 | 0 | 0
CDP13 | VIC | VIC | Medium storage | 0 | 0 | 0 | 0 | 0 | 0 | 0 | 0 | 0 | 0 | 0 | 0 | 0 | 0 | 0 | 0 | 0 | 0 | 0 | 0 | 0 | 0 | -350 | -350 | -350 | -350 | -350 | -350
CDP13 | VIC | VIC | Shallow storage | 0 | 0 | 0 | 0 | -7.7 | -17.3 | -17.3 | -17.3 | -17.3 | -69.13 | -69.13 | -69.13 | -69.13 | -75.73 | -80.73 | -80.73 | -80.73 | -380.73 | -380.73 | -530.73 | -730.73 | -1032.04 | -1420.5402 | -1726.0315 | -1726.0315 | -1956.03 | -2556.03 | -3067.7299
CDP13 | VIC | VIC | Coordinated CER storage | 0 | 0 | 0 | 0 | 0 | 0 | 0 | 0 | 0 | 0 | 0 | 0 | 0 | 0 | 0 | 0 | 0 | 0 | 0 | 0 | 0 | 0 | 0 | 0 | 0 | 0 | 0 | 0
CDP13 | SA | CSA | Mid-merit gas | 0 | 0 | -980 | -980 | -980 | -980 | -980 | -980 | -980 | -980 | -980 | -980 | -980 | -1509 | -1509 | -1509 | -1509 | -1509 | -1509 | -1509 | -1509 | -1509 | -1509 | -1509 | -1509 | -1509 | -1509 | -1509
CDP13 | SA | CSA | Flexible gas | 0 | 0 | 0 | -73.5 | -73.5 | -73.5 | -319.5 | -319.5 | -559.16 | -559.16 | -559.16 | -559.16 | -559.16 | -559.16 | -559.16 | -559.16 | -559.16 | -559.16 | -559.16 | -559.16 | -897.16 | -1020.36 | -1174.36 | -1174.36 | -1174.36 | -1174.36 | -1211.56 | -1211.56
CDP13 | SA | CSA | Hydro | 0 | 0 | 0 | 0 | 0 | 0 | 0 | 0 | 0 | 0 | 0 | 0 | 0 | 0 | 0 | 0 | 0 | 0 | 0 | 0 | 0 | 0 | 0 | 0 | 0 | 0 | 0 | 0
CDP13 | SA | CSA | Deep storage | 0 | 0 | 0 | 0 | 0 | 0 | 0 | 0 | 0 | 0 | 0 | 0 | 0 | 0 | 0 | 0 | 0 | 0 | 0 | 0 | 0 | 0 | 0 | 0 | 0 | 0 | 0 | 0
CDP13 | SA | CSA | Medium storage | 0 | 0 | 0 | 0 | 0 | 0 | 0 | 0 | 0 | 0 | 0 | 0 | 0 | 0 | 0 | 0 | 0 | 0 | 0 | 0 | 0 | 0 | 0 | 0 | -3.49e-06 | -3.49e-06 | -3.49e-06 | -4.94e-06
CDP13 | SA | CSA | Shallow storage | 0 | 0 | 0 | 0 | 0 | -6.02 | -36.02 | -36.02 | -36.02 | -36.02 | -36.02 | -36.02 | -36.02 | -36.02 | -36.02 | -36.02 | -36.02 | -48.02 | -48.02 | -304.74 | -498.72 | -660.72 | -1279.2074 | -2426.1401 | -2467.6401 | -2578.6401 | -2578.6401 | -2578.6401
CDP13 | SA | CSA | Coordinated CER storage | 0 | 0 | 0 | 0 | 0 | 0 | 0 | 0 | 0 | 0 | 0 | 0 | 0 | 0 | 0 | 0 | 0 | 0 | 0 | 0 | 0 | 0 | 0 | 0 | 0 | 0 | 0 | 0
CDP13 | SA | SESA | Mid-merit gas | 0 | 0 | 0 | 0 | 0 | 0 | 0 | 0 | 0 | 0 | 0 | 0 | 0 | 0 | 0 | 0 | 0 | 0 | 0 | 0 | 0 | 0 | 0 | 0 | 0 | 0 | 0 | 0
CDP13 | SA | SESA | Flexible gas | 0 | 0 | 0 | -63 | -63 | -63 | -63 | -63 | -63 | -63 | -63 | -143 | -143 | -143 | -143 | -143 | -143 | -143 | -143 | -143 | -143 | -143 | -143 | -143 | -143 | -143 | -143 | -143
CDP13 | SA | SESA | Hydro | 0 | 0 | 0 | 0 | 0 | 0 | 0 | 0 | 0 | 0 | 0 | 0 | 0 | 0 | 0 | 0 | 0 | 0 | 0 | 0 | 0 | 0 | 0 | 0 | 0 | 0 | 0 | 0
CDP13 | SA | SESA | Deep storage | 0 | 0 | 0 | 0 | 0 | 0 | 0 | 0 | 0 | 0 | 0 | 0 | 0 | 0 | 0 | 0 | 0 | 0 | 0 | 0 | 0 | 0 | 0 | 0 | 0 | 0 | 0 | 0
CDP13 | SA | SESA | Medium storage | 0 | 0 | 0 | 0 | 0 | 0 | 0 | 0 | 0 | 0 | 0 | 0 | 0 | 0 | 0 | 0 | 0 | 0 | 0 | 0 | 0 | 0 | 0 | 0 | -3.48e-06 | -8.52e-06 | -8.52e-06 | -9.83e-06
CDP13 | SA | SESA | Shallow storage | 0 | 0 | 0 | 0 | 0 | 0 | 0 | 0 | 0 | 0 | -25 | -25 | -25 | -25 | -25 | -25 | -25 | -25 | -25 | -25 | -25 | -25 | -25 | -25 | -25 | -25 | -25 | -25
CDP13 | SA | SESA | Coordinated CER storage | 0 | 0 | 0 | 0 | 0 | 0 | 0 | 0 | 0 | 0 | 0 | 0 | 0 | 0 | 0 | 0 | 0 | 0 | 0 | 0 | 0 | 0 | 0 | 0 | 0 | 0 | 0 | 0
CDP13 | TAS | TAS | Mid-merit gas | 0 | 0 | 0 | -208 | -208 | -208 | -208 | -208 | -208 | -208 | -208 | -208 | -208 | -208 | -208 | -208 | -208 | -208 | -208 | -208 | -208 | -208 | -208 | -208 | -208 | -208 | -208 | -208
CDP13 | TAS | TAS | Flexible gas | 0 | 0 | 0 | 0 | 0 | 0 | 0 | 0 | 0 | 0 | 0 | 0 | 0 | 0 | 0 | 0 | -120 | -120 | -120 | -120 | -120 | -120 | -120 | -120 | -120 | -120 | -178 | -178
CDP13 | TAS | TAS | Hydro | 0 | 0 | 0 | 0 | 0 | 0 | 0 | 0 | 0 | 0 | 0 | 0 | 0 | 0 | 0 | 0 | 0 | 0 | 0 | 0 | 0 | 0 | 0 | 0 | 0 | 0 | 0 | 0
CDP13 | TAS | TAS | Deep storage | 0 | 0 | 0 | 0 | 0 | 0 | 0 | 0 | 0 | 0 | 0 | 0 | 0 | 0 | 0 | 0 | 0 | 0 | 0 | 0 | 0 | 0 | 0 | 0 | 0 | 0 | 0 | 0
CDP13 | TAS | TAS | Medium storage | 0 | 0 | 0 | 0 | 0 | 0 | 0 | 0 | 0 | 0 | 0 | 0 | 0 | 0 | 0 | 0 | 0 | 0 | 0 | 0 | 0 | 0 | 0 | -9.09e-06 | -1.053e-05 | -1.209e-05 | -1.209e-05 | -1.392e-05
CDP13 | TAS | TAS | Shallow storage | 0 | 0 | 0 | 0 | 0 | 0 | 0 | 0 | 0 | 0 | 0 | 0 | 0 | 0 | 0 | 0 | 0 | 0 | 0 | 0 | 0 | 0 | 0 | 0 | 0 | 0 | 0 | 0
CDP13 | TAS | TAS | Coordinated CER storage | 0 | 0 | 0 | 0 | 0 | 0 | 0 | 0 | 0 | 0 | 0 | 0 | 0 | 0 | 0 | 0 | 0 | 0 | 0 | 0 | 0 | 0 | 0 | 0 | 0 | 0 | 0 | 0
CDP14 | NSW | NNSW | Black coal | 0 | 0 | 0 | 0 | 0 | 0 | 0 | 0 | 0 | 0 | 0 | 0 | 0 | 0 | 0 | 0 | 0 | 0 | 0 | 0 | 0 | 0 | 0 | 0 | 0 | 0 | 0 | 0
CDP14 | NSW | NNSW | Mid-merit gas | 0 | 0 | 0 | 0 | 0 | 0 | 0 | 0 | 0 | 0 | 0 | 0 | 0 | 0 | 0 | 0 | 0 | 0 | 0 | 0 | 0 | 0 | 0 | 0 | 0 | 0 | 0 | 0
CDP14 | NSW | NNSW | Flexible gas | 0 | 0 | 0 | 0 | 0 | 0 | 0 | 0 | 0 | 0 | 0 | 0 | 0 | 0 | 0 | 0 | 0 | 0 | 0 | 0 | 0 | 0 | 0 | 0 | 0 | 0 | 0 | 0
CDP14 | NSW | NNSW | Hydro | 0 | 0 | 0 | 0 | 0 | 0 | 0 | 0 | 0 | 0 | 0 | 0 | 0 | 0 | 0 | 0 | 0 | 0 | 0 | 0 | 0 | 0 | 0 | 0 | 0 | 0 | 0 | 0
CDP14 | NSW | NNSW | Deep storage | 0 | 0 | 0 | 0 | 0 | 0 | 0 | 0 | 0 | 0 | 0 | 0 | 0 | 0 | 0 | 0 | 0 | 0 | 0 | 0 | 0 | 0 | 0 | 0 | 0 | 0 | 0 | 0
CDP14 | NSW | NNSW | Medium storage | 0 | 0 | 0 | 0 | 0 | 0 | 0 | 0 | 0 | 0 | 0 | 0 | 0 | 0 | 0 | 0 | 0 | 0 | 0 | 0 | 0 | 0 | -275 | -275 | -382.9079 | -834.994 | -834.994 | -834.994
CDP14 | NSW | NNSW | Shallow storage | 0 | 0 | 0 | 0 | 0 | 0 | 0 | 0 | 0 | -30 | -30 | -30 | -30 | -30 | -30 | -30 | -30 | -30 | -30 | -30 | -30 | -30 | -430 | -430 | -430 | -430 | -430 | -430
CDP14 | NSW | NNSW | Coordinated CER storage | 0 | 0 | 0 | 0 | 0 | 0 | 0 | 0 | 0 | 0 | 0 | 0 | 0 | 0 | 0 | 0 | 0 | 0 | 0 | 0 | 0 | 0 | 0 | 0 | 0 | 0 | 0 | 0
CDP14 | NSW | CNSW | Black coal | 0 | 0 | 0 | 0 | -685 | -2715 | -2715 | -2715 | -2715 | -2715 | -2715 | -2715 | -2715 | -2715 | -2715 | -2715 | -4135 | -4135 | -4135 | -4135 | -4135 | -4135 | -4135 | -4135 | -4135 | -4135 | -4135 | -4135
CDP14 | NSW | CNSW | Mid-merit gas | 0 | 0 | 0 | 0 | 0 | 0 | 0 | 0 | 0 | 0 | 0 | 0 | 0 | 0 | 0 | 0 | 0 | 0 | 0 | 0 | 0 | 0 | 0 | 0 | 0 | 0 | 0 | 0
CDP14 | NSW | CNSW | Flexible gas | 0 | 0 | 0 | 0 | 0 | 0 | 0 | 0 | 0 | 0 | 0 | 0 | 0 | 0 | 0 | 0 | 0 | 0 | 0 | 0 | 0 | 0 | 0 | 0 | 0 | 0 | 0 | 0
CDP14 | NSW | CNSW | Hydro | 0 | 0 | 0 | 0 | 0 | 0 | 0 | 0 | 0 | 0 | 0 | 0 | 0 | 0 | 0 | 0 | 0 | 0 | 0 | 0 | 0 | 0 | 0 | 0 | 0 | 0 | 0 | 0
CDP14 | NSW | CNSW | Deep storage | 0 | 0 | 0 | 0 | 0 | 0 | 0 | 0 | 0 | 0 | 0 | 0 | 0 | 0 | 0 | 0 | 0 | 0 | 0 | 0 | 0 | 0 | 0 | 0 | 0 | 0 | 0 | 0
CDP14 | NSW | CNSW | Medium storage | 0 | 0 | 0 | 0 | 0 | 0 | -40.02 | -40.02 | -80.04 | -80.04 | -80.04 | -120.06 | -120.06 | -120.06 | -120.06 | -160.08 | -160.08 | -160.08 | -160.08 | -160.08 | -200.1 | -749.1 | -789.12 | -789.12 | -789.12 | -829.1481 | -829.1481 | -829.1481
CDP14 | NSW | CNSW | Shallow storage | 0 | 0 | 0 | 0 | 0 | 0 | 0 | 0 | 0 | 0 | 0 | 0 | 0 | 0 | 0 | 0 | 0 | 0 | 0 | 0 | 0 | -20 | -30.0619 | -321.407 | -1582.3497 | -1582.3497 | -1582.3497 | -1582.3497
CDP14 | NSW | CNSW | Coordinated CER storage | 0 | 0 | 0 | 0 | 0 | 0 | 0 | 0 | 0 | 0 | 0 | 0 | 0 | 0 | 0 | 0 | 0 | 0 | 0 | 0 | 0 | 0 | 0 | 0 | 0 | 0 | 0 | 0
CDP14 | NSW | SNSW | Black coal | 0 | 0 | 0 | 0 | 0 | 0 | 0 | 0 | 0 | 0 | 0 | 0 | 0 | 0 | 0 | 0 | 0 | 0 | 0 | 0 | 0 | 0 | 0 | 0 | 0 | 0 | 0 | 0
CDP14 | NSW | SNSW | Mid-merit gas | 0 | 0 | 0 | 0 | 0 | 0 | 0 | 0 | 0 | 0 | 0 | 0 | 0 | 0 | 0 | 0 | 0 | 0 | 0 | 0 | 0 | 0 | 0 | 0 | 0 | 0 | 0 | 0
CDP14 | NSW | SNSW | Flexible gas | 0 | 0 | 0 | 0 | 0 | 0 | 0 | 0 | 0 | 0 | 0 | 0 | 0 | 0 | 0 | 0 | 0 | 0 | 0 | 0 | -692 | -692 | -692 | -692 | -692 | -692 | -692 | -692
CDP14 | NSW | SNSW | Hydro | 0 | 0 | 0 | 0 | 0 | 0 | 0 | 0 | 0 | 0 | 0 | 0 | 0 | 0 | 0 | 0 | 0 | 0 | 0 | 0 | 0 | 0 | 0 | 0 | 0 | 0 | 0 | 0
CDP14 | NSW | SNSW | Deep storage | 0 | 0 | 0 | 0 | 0 | 0 | 0 | 0 | 0 | 0 | 0 | 0 | 0 | 0 | 0 | 0 | 0 | 0 | 0 | 0 | 0 | 0 | 0 | 0 | 0 | 0 | 0 | 0
CDP14 | NSW | SNSW | Medium storage | 0 | 0 | 0 | 0 | 0 | 0 | 0 | 0 | 0 | 0 | 0 | 0 | 0 | 0 | 0 | 0 | 0 | 0 | 0 | 0 | 0 | -50 | -50 | -50 | -50 | -97.7208 | -97.7208 | -97.7208
CDP14 | NSW | SNSW | Shallow storage | 0 | -0.99 | -0.99 | -0.99 | -0.99 | -0.99 | -1.98 | -1.98 | -2.97 | -2.97 | -2.97 | -3.96 | -3.96 | -3.96 | -3.96 | -4.95 | -4.95 | -4.95 | -14.95 | -64.95 | -65.94 | -75.84 | -76.83 | -76.83 | -175.83 | -175.83 | -175.83 | -325.83
CDP14 | NSW | SNSW | Coordinated CER storage | 0 | 0 | 0 | 0 | 0 | 0 | 0 | 0 | 0 | 0 | 0 | 0 | 0 | 0 | 0 | 0 | 0 | 0 | 0 | 0 | 0 | 0 | 0 | 0 | 0 | 0 | 0 | 0
CDP14 | NSW | SNW | Black coal | 0 | -2880 | -2880 | -2880 | -4200 | -4200 | -4200 | -4200 | -4200 | -4200 | -4200 | -4200 | -4200 | -4200 | -4200 | -4200 | -4200 | -4200 | -4200 | -4200 | -4200 | -4200 | -4200 | -4200 | -4200 | -4200 | -4200 | -4200
CDP14 | NSW | SNW | Mid-merit gas | 0 | 0 | 0 | 0 | 0 | 0 | 0 | 0 | 0 | 0 | 0 | 0 | 0 | 0 | 0 | 0 | 0 | 0 | 0 | -440 | -440 | -440 | -440 | -440 | -440 | -440 | -440 | -440
CDP14 | NSW | SNW | Flexible gas | 0 | 0 | 0 | 0 | 0 | 0 | 0 | 0 | 0 | 0 | 0 | 0 | 0 | 0 | 0 | 0 | 0 | 0 | 0 | 0 | -185 | -185 | -185 | -185 | -185 | -185 | -185 | -185
CDP14 | NSW | SNW | Hydro | 0 | 0 | 0 | 0 | 0 | 0 | 0 | 0 | 0 | 0 | 0 | 0 | 0 | 0 | 0 | 0 | 0 | 0 | 0 | 0 | 0 | 0 | 0 | 0 | 0 | 0 | 0 | 0
CDP14 | NSW | SNW | Deep storage | 0 | 0 | 0 | 0 | 0 | 0 | 0 | 0 | 0 | 0 | 0 | 0 | 0 | 0 | 0 | 0 | 0 | 0 | 0 | 0 | 0 | 0 | 0 | 0 | 0 | 0 | 0 | 0
CDP14 | NSW | SNW | Medium storage | 0 | 0 | 0 | 0 | 0 | 0 | 0 | 0 | 0 | 0 | 0 | 0 | 0 | 0 | 0 | 0 | 0 | 0 | 0 | 0 | 0 | -889.1456 | -889.1456 | -889.1456 | -889.1456 | -1128.6458 | -1128.6458 | -1128.6458
CDP14 | NSW | SNW | Shallow storage | 0 | 0 | 0 | 0 | 0 | 0 | 0 | 0 | -72.576 | -72.576 | -72.576 | -145.152 | -195.152 | -195.152 | -195.152 | -267.728 | -267.728 | -267.728 | -267.728 | -267.728 | -340.304 | -865.304 | -937.8845 | -937.8867 | -970.3299 | -1042.9059 | -1042.9059 | -1042.9059
CDP14 | NSW | SNW | Coordinated CER storage | 0 | 0 | 0 | 0 | 0 | 0 | 0 | 0 | 0 | 0 | 0 | 0 | 0 | 0 | 0 | 0 | 0 | 0 | 0 | 0 | 0 | 0 | 0 | 0 | 0 | 0 | 0 | 0
CDP14 | QLD | NQ | Black coal | 0 | 0 | 0 | 0 | 0 | 0 | 0 | 0 | 0 | 0 | 0 | 0 | 0 | 0 | 0 | 0 | 0 | 0 | 0 | 0 | 0 | 0 | 0 | 0 | 0 | 0 | 0 | 0
CDP14 | QLD | NQ | Mid-merit gas | 0 | 0 | 0 | 0 | 0 | 0 | 0 | 0 | 0 | 0 | 0 | 0 | 0 | 0 | 0 | 0 | 0 | 0 | 0 | 0 | 0 | 0 | -244 | -244 | -244 | -244 | -244 | -244
CDP14 | QLD | NQ | Flexible gas | 0 | 0 | 0 | 0 | 0 | 0 | 0 | 0 | 0 | -292 | -292 | -292 | -292 | -292 | -292 | -292 | -292 | -292 | -292 | -292 | -423.5 | -423.5 | -423.5 | -423.5 | -423.5 | -423.5 | -423.5 | -423.5
CDP14 | QLD | NQ | Hydro | 0 | 0 | 0 | 0 | 0 | 0 | 0 | 0 | 0 | 0 | 0 | 0 | 0 | -86.4 | -86.4 | -86.4 | -86.4 | -86.4 | -156.4 | -156.4 | -156.4 | -156.4 | -156.4 | -156.4 | -156.4 | -156.4 | -156.4 | -156.4
CDP14 | QLD | NQ | Deep storage | 0 | 0 | 0 | 0 | 0 | 0 | 0 | 0 | 0 | 0 | 0 | 0 | 0 | 0 | 0 | 0 | 0 | 0 | 0 | 0 | 0 | 0 | 0 | 0 | 0 | 0 | 0 | 0
CDP14 | QLD | NQ | Medium storage | 0 | 0 | 0 | 0 | 0 | 0 | 0 | 0 | 0 | 0 | 0 | 0 | 0 | 0 | 0 | 0 | 0 | 0 | 0 | 0 | 0 | 0 | 0 | -1.944e-05 | -2.38e-05 | -3.076e-05 | -3.076e-05 | -3.076e-05
CDP14 | QLD | NQ | Shallow storage | 0 | 0 | 0 | 0 | 0 | 0 | 0 | 0 | 0 | 0 | 0 | 0 | 0 | 0 | 0 | 0 | 0 | 0 | 0 | 0 | 0 | 0 | -300 | -300 | -300 | -300 | -300 | -300
CDP14 | QLD | NQ | Coordinated CER storage | 0 | 0 | 0 | 0 | 0 | 0 | 0 | 0 | 0 | 0 | 0 | 0 | 0 | 0 | 0 | 0 | 0 | 0 | 0 | 0 | 0 | 0 | 0 | 0 | 0 | 0 | 0 | 0
CDP14 | QLD | GG | Black coal | 0 | 0 | 0 | -840 | -840 | -840 | -1400 | -1680 | -1680 | -1680 | -1680 | -1680 | -1680 | -1680 | -1680 | -1680 | -1680 | -1680 | -1680 | -1680 | -1680 | -1680 | -1680 | -1680 | -1680 | -1680 | -1680 | -1680
CDP14 | QLD | GG | Mid-merit gas | 0 | 0 | 0 | 0 | 0 | 0 | 0 | 0 | 0 | 0 | 0 | 0 | 0 | 0 | 0 | 0 | 0 | 0 | 0 | 0 | 0 | 0 | 0 | 0 | 0 | 0 | -180 | -180
CDP14 | QLD | GG | Flexible gas | 0 | 0 | 0 | 0 | 0 | 0 | 0 | 0 | 0 | 0 | 0 | 0 | 0 | 0 | 0 | 0 | 0 | 0 | 0 | 0 | 0 | 0 | 0 | 0 | 0 | 0 | 0 | 0
CDP14 | QLD | GG | Hydro | 0 | 0 | 0 | 0 | 0 | 0 | 0 | 0 | 0 | 0 | 0 | 0 | 0 | 0 | 0 | 0 | 0 | 0 | 0 | 0 | 0 | 0 | 0 | 0 | 0 | 0 | 0 | 0
CDP14 | QLD | GG | Deep storage | 0 | 0 | 0 | 0 | 0 | 0 | 0 | 0 | 0 | 0 | 0 | 0 | 0 | 0 | 0 | 0 | 0 | 0 | 0 | 0 | 0 | 0 | 0 | 0 | 0 | 0 | 0 | 0
CDP14 | QLD | GG | Medium storage | 0 | 0 | 0 | 0 | 0 | 0 | 0 | 0 | 0 | 0 | 0 | 0 | 0 | 0 | 0 | 0 | 0 | 0 | 0 | 0 | 0 | 0 | 0 | 0 | 0 | 0 | 0 | -5.34e-06
CDP14 | QLD | GG | Shallow storage | 0 | 0 | 0 | 0 | 0 | 0 | 0 | 0 | 0 | 0 | 0 | 0 | 0 | 0 | 0 | 0 | 0 | 0 | 0 | 0 | 0 | -400 | -400 | -400 | -400 | -400 | -400 | -400
CDP14 | QLD | GG | Coordinated CER storage | 0 | 0 | 0 | 0 | 0 | 0 | 0 | 0 | 0 | 0 | 0 | 0 | 0 | 0 | 0 | 0 | 0 | 0 | 0 | 0 | 0 | 0 | 0 | 0 | 0 | 0 | 0 | 0
CDP14 | QLD | CQ | Black coal | 0 | 0 | 0 | -700 | -700 | -1430 | -1430 | -1430 | -2160 | -2160 | -2160 | -2160 | -2160 | -2160 | -2160 | -2160 | -2160 | -2160 | -2160 | -2160 | -2160 | -2160 | -2160 | -2160 | -2160 | -2160 | -2160 | -3004
CDP14 | QLD | CQ | Mid-merit gas | 0 | 0 | 0 | 0 | 0 | 0 | 0 | 0 | 0 | 0 | 0 | 0 | 0 | 0 | 0 | 0 | 0 | 0 | 0 | 0 | 0 | 0 | 0 | 0 | 0 | 0 | 0 | 0
CDP14 | QLD | CQ | Flexible gas | 0 | 0 | 0 | 0 | 0 | 0 | 0 | 0 | 0 | 0 | -37 | -37 | -37 | -37 | -37 | -37 | -37 | -37 | -37 | -37 | -37 | -37 | -37 | -37 | -37 | -37 | -37 | -37
CDP14 | QLD | CQ | Hydro | 0 | 0 | 0 | 0 | 0 | 0 | 0 | 0 | 0 | 0 | 0 | 0 | 0 | 0 | 0 | 0 | 0 | 0 | 0 | 0 | 0 | 0 | 0 | 0 | 0 | 0 | 0 | 0
CDP14 | QLD | CQ | Deep storage | 0 | 0 | 0 | 0 | 0 | 0 | 0 | 0 | 0 | 0 | 0 | 0 | 0 | 0 | 0 | 0 | 0 | 0 | 0 | 0 | 0 | 0 | 0 | 0 | 0 | 0 | 0 | 0
CDP14 | QLD | CQ | Medium storage | 0 | 0 | 0 | 0 | 0 | 0 | 0 | 0 | 0 | 0 | 0 | 0 | 0 | 0 | 0 | 0 | 0 | 0 | 0 | 0 | 0 | 0 | 0 | 0 | -4.48e-06 | -4.48e-06 | -4.48e-06 | -8.28e-06
CDP14 | QLD | CQ | Shallow storage | 0 | 0 | 0 | 0 | 0 | 0 | 0 | 0 | 0 | 0 | 0 | 0 | 0 | 0 | 0 | 0 | 0 | 0 | -50 | -50 | -50 | -50 | -50 | -200 | -200 | -200 | -200 | -200
CDP14 | QLD | CQ | Coordinated CER storage | 0 | 0 | 0 | 0 | 0 | 0 | 0 | 0 | 0 | 0 | 0 | 0 | 0 | 0 | 0 | 0 | 0 | 0 | 0 | 0 | 0 | 0 | 0 | 0 | 0 | 0 | 0 | 0
CDP14 | QLD | SQ | Black coal | 0 | 0 | 0 | 0 | 0 | 0 | -700 | -700 | -1050 | -1850 | -2594 | -2594 | -2594 | -2594 | -2594 | -2594 | -2594 | -2594 | -2594 | -2594 | -2594 | -2594 | -2594 | -2594 | -2594 | -2594 | -2594 | -3446
CDP14 | QLD | SQ | Mid-merit gas | 0 | 0 | 0 | 0 | 0 | 0 | 0 | 0 | 0 | 0 | 0 | 0 | -385 | -385 | -385 | -529.4 | -529.4 | -529.4 | -529.4 | -529.4 | -529.4 | -1173.9 | -1173.9 | -1173.9 | -1173.9 | -1173.9 | -1173.9 | -1173.9
CDP14 | QLD | SQ | Flexible gas | 0 | 0 | 0 | 0 | 0 | 0 | 0 | 0 | 0 | 0 | -80 | -80 | -80 | -80 | -80 | -80 | -80 | -80 | -80 | -80 | -80 | -80 | -644 | -644 | -644 | -1163 | -1509 | -1509
CDP14 | QLD | SQ | Hydro | 0 | 0 | 0 | 0 | 0 | 0 | 0 | 0 | 0 | 0 | 0 | 0 | 0 | 0 | 0 | 0 | 0 | 0 | 0 | 0 | 0 | 0 | 0 | 0 | 0 | 0 | 0 | 0
CDP14 | QLD | SQ | Deep storage | 0 | 0 | 0 | 0 | 0 | 0 | 0 | 0 | 0 | 0 | 0 | 0 | 0 | 0 | 0 | 0 | 0 | 0 | 0 | 0 | 0 | 0 | 0 | 0 | 0 | 0 | 0 | 0
CDP14 | QLD | SQ | Medium storage | 0 | 0 | 0 | 0 | 0 | 0 | 0 | 0 | 0 | 0 | 0 | 0 | 0 | 0 | 0 | 0 | 0 | 0 | 0 | 0 | 0 | 0 | 0 | -2.001e-05 | -2.602e-05 | -2.602e-05 | -2.602e-05 | -3.113e-05
CDP14 | QLD | SQ | Shallow storage | 0 | 0 | 0 | 0 | 0 | 0 | 0 | 0 | 0 | 0 | 0 | 0 | 0 | 0 | -100 | -100 | -100 | -100 | -100 | -100 | -400 | -650 | -650 | -650 | -904.8 | -904.8 | -904.8 | -1004.8
CDP14 | QLD | SQ | Coordinated CER storage | 0 | 0 | 0 | 0 | 0 | 0 | 0 | 0 | 0 | 0 | 0 | 0 | 0 | 0 | 0 | 0 | 0 | 0 | 0 | 0 | 0 | 0 | 0 | 0 | 0 | 0 | 0 | 0
CDP14 | VIC | VIC | Brown coal | 0 | 0 | 0 | 0 | -1450 | -1450 | -1450 | -1450 | -1450 | -3660 | -4240 | -4240 | -4240 | -4240 | -4240 | -4240 | -4240 | -4240 | -4240 | -4240 | -4240 | -4240 | -4240 | -4820 | -4820 | -4820 | -4820 | -4820
CDP14 | VIC | VIC | Mid-merit gas | 0 | 0 | 0 | 0 | -500 | -500 | -500 | -500 | -500 | -500 | -500 | -500 | -500 | -500 | -500 | -500 | -500 | -500 | -500 | -500 | -500 | -500 | -500 | -500 | -500 | -500 | -500 | -500
CDP14 | VIC | VIC | Flexible gas | 0 | 0 | 0 | 0 | 0 | 0 | 0 | 0 | 0 | -170 | -170 | -170 | -170 | -170 | -170 | -610 | -610 | -610 | -704 | -704 | -704 | -704 | -704 | -1288 | -1288 | -1288 | -1288 | -1288
CDP14 | VIC | VIC | Hydro | 0 | 0 | 0 | 0 | 0 | 0 | 0 | 0 | 0 | 0 | 0 | 0 | 0 | 0 | 0 | 0 | 0 | 0 | 0 | 0 | 0 | 0 | 0 | 0 | 0 | 0 | 0 | 0
CDP14 | VIC | VIC | Deep storage | 0 | 0 | 0 | 0 | 0 | 0 | 0 | 0 | 0 | 0 | 0 | 0 | 0 | 0 | 0 | 0 | 0 | 0 | 0 | 0 | 0 | 0 | 0 | 0 | 0 | 0 | 0 | 0
CDP14 | VIC | VIC | Medium storage | 0 | 0 | 0 | 0 | 0 | 0 | 0 | 0 | 0 | 0 | 0 | 0 | 0 | 0 | 0 | 0 | 0 | 0 | 0 | 0 | 0 | 0 | -350 | -350 | -350 | -350 | -350 | -350
CDP14 | VIC | VIC | Shallow storage | 0 | 0 | 0 | 0 | -7.7 | -17.3 | -17.3 | -17.3 | -17.3 | -69.13 | -69.13 | -69.13 | -69.13 | -75.73 | -80.73 | -80.73 | -80.73 | -380.73 | -380.73 | -530.73 | -730.73 | -1032.04 | -1420.5404 | -1726.0132 | -1726.0132 | -1956.03 | -2556.03 | -3067.7299
CDP14 | VIC | VIC | Coordinated CER storage | 0 | 0 | 0 | 0 | 0 | 0 | 0 | 0 | 0 | 0 | 0 | 0 | 0 | 0 | 0 | 0 | 0 | 0 | 0 | 0 | 0 | 0 | 0 | 0 | 0 | 0 | 0 | 0
CDP14 | SA | CSA | Mid-merit gas | 0 | 0 | -980 | -980 | -980 | -980 | -980 | -980 | -980 | -980 | -980 | -980 | -980 | -1509 | -1509 | -1509 | -1509 | -1509 | -1509 | -1509 | -1509 | -1509 | -1509 | -1509 | -1509 | -1509 | -1509 | -1509
CDP14 | SA | CSA | Flexible gas | 0 | 0 | 0 | -73.5 | -73.5 | -73.5 | -319.5 | -319.5 | -559.16 | -559.16 | -559.16 | -559.16 | -559.16 | -559.16 | -559.16 | -559.16 | -559.16 | -559.16 | -559.16 | -559.16 | -897.16 | -1020.36 | -1174.36 | -1174.36 | -1174.36 | -1174.36 | -1211.56 | -1211.56
CDP14 | SA | CSA | Hydro | 0 | 0 | 0 | 0 | 0 | 0 | 0 | 0 | 0 | 0 | 0 | 0 | 0 | 0 | 0 | 0 | 0 | 0 | 0 | 0 | 0 | 0 | 0 | 0 | 0 | 0 | 0 | 0
CDP14 | SA | CSA | Deep storage | 0 | 0 | 0 | 0 | 0 | 0 | 0 | 0 | 0 | 0 | 0 | 0 | 0 | 0 | 0 | 0 | 0 | 0 | 0 | 0 | 0 | 0 | 0 | 0 | 0 | 0 | 0 | 0
CDP14 | SA | CSA | Medium storage | 0 | 0 | 0 | 0 | 0 | 0 | 0 | 0 | 0 | 0 | 0 | 0 | 0 | 0 | 0 | 0 | 0 | 0 | 0 | 0 | 0 | 0 | 0 | 0 | -6.24e-06 | -6.24e-06 | -6.24e-06 | -7.52e-06
CDP14 | SA | CSA | Shallow storage | 0 | 0 | 0 | 0 | 0 | -6.02 | -36.02 | -36.02 | -36.02 | -36.02 | -36.02 | -36.02 | -36.02 | -36.02 | -36.02 | -36.02 | -36.02 | -48.02 | -48.02 | -304.74 | -498.72 | -660.72 | -1279.1792 | -2406.8452 | -2448.3452 | -2559.3452 | -2559.3452 | -2559.3452
CDP14 | SA | CSA | Coordinated CER storage | 0 | 0 | 0 | 0 | 0 | 0 | 0 | 0 | 0 | 0 | 0 | 0 | 0 | 0 | 0 | 0 | 0 | 0 | 0 | 0 | 0 | 0 | 0 | 0 | 0 | 0 | 0 | 0
CDP14 | SA | SESA | Mid-merit gas | 0 | 0 | 0 | 0 | 0 | 0 | 0 | 0 | 0 | 0 | 0 | 0 | 0 | 0 | 0 | 0 | 0 | 0 | 0 | 0 | 0 | 0 | 0 | 0 | 0 | 0 | 0 | 0
CDP14 | SA | SESA | Flexible gas | 0 | 0 | 0 | -63 | -63 | -63 | -63 | -63 | -63 | -63 | -63 | -143 | -143 | -143 | -143 | -143 | -143 | -143 | -143 | -143 | -143 | -143 | -143 | -143 | -143 | -143 | -143 | -143
CDP14 | SA | SESA | Hydro | 0 | 0 | 0 | 0 | 0 | 0 | 0 | 0 | 0 | 0 | 0 | 0 | 0 | 0 | 0 | 0 | 0 | 0 | 0 | 0 | 0 | 0 | 0 | 0 | 0 | 0 | 0 | 0
CDP14 | SA | SESA | Deep storage | 0 | 0 | 0 | 0 | 0 | 0 | 0 | 0 | 0 | 0 | 0 | 0 | 0 | 0 | 0 | 0 | 0 | 0 | 0 | 0 | 0 | 0 | 0 | 0 | 0 | 0 | 0 | 0
CDP14 | SA | SESA | Medium storage | 0 | 0 | 0 | 0 | 0 | 0 | 0 | 0 | 0 | 0 | 0 | 0 | 0 | 0 | 0 | 0 | 0 | 0 | 0 | 0 | 0 | 0 | 0 | 0 | -6.21e-06 | -1.488e-05 | -1.488e-05 | -1.488e-05
CDP14 | SA | SESA | Shallow storage | 0 | 0 | 0 | 0 | 0 | 0 | 0 | 0 | 0 | 0 | -25 | -25 | -25 | -25 | -25 | -25 | -25 | -25 | -25 | -25 | -25 | -25 | -25 | -25 | -25 | -25 | -25 | -25
CDP14 | SA | SESA | Coordinated CER storage | 0 | 0 | 0 | 0 | 0 | 0 | 0 | 0 | 0 | 0 | 0 | 0 | 0 | 0 | 0 | 0 | 0 | 0 | 0 | 0 | 0 | 0 | 0 | 0 | 0 | 0 | 0 | 0
CDP14 | TAS | TAS | Mid-merit gas | 0 | 0 | 0 | -208 | -208 | -208 | -208 | -208 | -208 | -208 | -208 | -208 | -208 | -208 | -208 | -208 | -208 | -208 | -208 | -208 | -208 | -208 | -208 | -208 | -208 | -208 | -208 | -208
CDP14 | TAS | TAS | Flexible gas | 0 | 0 | 0 | 0 | 0 | 0 | 0 | 0 | 0 | 0 | 0 | 0 | 0 | 0 | 0 | 0 | -120 | -120 | -120 | -120 | -120 | -120 | -120 | -120 | -120 | -120 | -178 | -178
CDP14 | TAS | TAS | Hydro | 0 | 0 | 0 | 0 | 0 | 0 | 0 | 0 | 0 | 0 | 0 | 0 | 0 | 0 | 0 | 0 | 0 | 0 | 0 | 0 | 0 | 0 | 0 | 0 | 0 | 0 | 0 | 0
CDP14 | TAS | TAS | Deep storage | 0 | 0 | 0 | 0 | 0 | 0 | 0 | 0 | 0 | 0 | 0 | 0 | 0 | 0 | 0 | 0 | 0 | 0 | 0 | 0 | 0 | 0 | 0 | 0 | 0 | 0 | 0 | 0
CDP14 | TAS | TAS | Medium storage | 0 | 0 | 0 | 0 | 0 | 0 | 0 | 0 | 0 | 0 | 0 | 0 | 0 | 0 | 0 | 0 | 0 | 0 | 0 | 0 | 0 | 0 | 0 | 0 | -2.49e-06 | -4.9e-06 | -4.9e-06 | -4.9e-06
CDP14 | TAS | TAS | Shallow storage | 0 | 0 | 0 | 0 | 0 | 0 | 0 | 0 | 0 | 0 | 0 | 0 | 0 | 0 | 0 | 0 | 0 | 0 | 0 | 0 | 0 | 0 | 0 | 0 | 0 | 0 | 0 | 0
CDP14 | TAS | TAS | Coordinated CER storage | 0 | 0 | 0 | 0 | 0 | 0 | 0 | 0 | 0 | 0 | 0 | 0 | 0 | 0 | 0 | 0 | 0 | 0 | 0 | 0 | 0 | 0 | 0 | 0 | 0 | 0 | 0 | 0
CDP15 | NSW | NNSW | Black coal | 0 | 0 | 0 | 0 | 0 | 0 | 0 | 0 | 0 | 0 | 0 | 0 | 0 | 0 | 0 | 0 | 0 | 0 | 0 | 0 | 0 | 0 | 0 | 0 | 0 | 0 | 0 | 0
CDP15 | NSW | NNSW | Mid-merit gas | 0 | 0 | 0 | 0 | 0 | 0 | 0 | 0 | 0 | 0 | 0 | 0 | 0 | 0 | 0 | 0 | 0 | 0 | 0 | 0 | 0 | 0 | 0 | 0 | 0 | 0 | 0 | 0
CDP15 | NSW | NNSW | Flexible gas | 0 | 0 | 0 | 0 | 0 | 0 | 0 | 0 | 0 | 0 | 0 | 0 | 0 | 0 | 0 | 0 | 0 | 0 | 0 | 0 | 0 | 0 | 0 | 0 | 0 | 0 | 0 | 0
CDP15 | NSW | NNSW | Hydro | 0 | 0 | 0 | 0 | 0 | 0 | 0 | 0 | 0 | 0 | 0 | 0 | 0 | 0 | 0 | 0 | 0 | 0 | 0 | 0 | 0 | 0 | 0 | 0 | 0 | 0 | 0 | 0
CDP15 | NSW | NNSW | Deep storage | 0 | 0 | 0 | 0 | 0 | 0 | 0 | 0 | 0 | 0 | 0 | 0 | 0 | 0 | 0 | 0 | 0 | 0 | 0 | 0 | 0 | 0 | 0 | 0 | 0 | 0 | 0 | 0
CDP15 | NSW | NNSW | Medium storage | 0 | 0 | 0 | 0 | 0 | 0 | 0 | 0 | 0 | 0 | 0 | 0 | 0 | 0 | 0 | 0 | 0 | 0 | 0 | 0 | 0 | 0 | -275 | -275 | -382.9081 | -834.9675 | -834.9675 | -834.9675
CDP15 | NSW | NNSW | Shallow storage | 0 | 0 | 0 | 0 | 0 | 0 | 0 | 0 | 0 | -30 | -30 | -30 | -30 | -30 | -30 | -30 | -30 | -30 | -30 | -30 | -30 | -30 | -430 | -430 | -430 | -430 | -430 | -430
CDP15 | NSW | NNSW | Coordinated CER storage | 0 | 0 | 0 | 0 | 0 | 0 | 0 | 0 | 0 | 0 | 0 | 0 | 0 | 0 | 0 | 0 | 0 | 0 | 0 | 0 | 0 | 0 | 0 | 0 | 0 | 0 | 0 | 0
CDP15 | NSW | CNSW | Black coal | 0 | 0 | 0 | 0 | -685 | -2715 | -2715 | -2715 | -2715 | -2715 | -2715 | -2715 | -2715 | -2715 | -2715 | -2715 | -4135 | -4135 | -4135 | -4135 | -4135 | -4135 | -4135 | -4135 | -4135 | -4135 | -4135 | -4135
CDP15 | NSW | CNSW | Mid-merit gas | 0 | 0 | 0 | 0 | 0 | 0 | 0 | 0 | 0 | 0 | 0 | 0 | 0 | 0 | 0 | 0 | 0 | 0 | 0 | 0 | 0 | 0 | 0 | 0 | 0 | 0 | 0 | 0
CDP15 | NSW | CNSW | Flexible gas | 0 | 0 | 0 | 0 | 0 | 0 | 0 | 0 | 0 | 0 | 0 | 0 | 0 | 0 | 0 | 0 | 0 | 0 | 0 | 0 | 0 | 0 | 0 | 0 | 0 | 0 | 0 | 0
CDP15 | NSW | CNSW | Hydro | 0 | 0 | 0 | 0 | 0 | 0 | 0 | 0 | 0 | 0 | 0 | 0 | 0 | 0 | 0 | 0 | 0 | 0 | 0 | 0 | 0 | 0 | 0 | 0 | 0 | 0 | 0 | 0
CDP15 | NSW | CNSW | Deep storage | 0 | 0 | 0 | 0 | 0 | 0 | 0 | 0 | 0 | 0 | 0 | 0 | 0 | 0 | 0 | 0 | 0 | 0 | 0 | 0 | 0 | 0 | 0 | 0 | 0 | 0 | 0 | 0
CDP15 | NSW | CNSW | Medium storage | 0 | 0 | 0 | 0 | 0 | 0 | -40.02 | -40.02 | -80.04 | -80.04 | -80.04 | -120.06 | -120.06 | -120.06 | -120.06 | -160.08 | -160.08 | -160.08 | -160.08 | -160.08 | -200.1 | -749.1 | -789.12 | -789.12 | -789.12 | -829.1453 | -829.1453 | -829.1453
CDP15 | NSW | CNSW | Shallow storage | 0 | 0 | 0 | 0 | 0 | 0 | 0 | 0 | 0 | 0 | 0 | 0 | 0 | 0 | 0 | 0 | 0 | 0 | 0 | 0 | 0 | -20 | -30.045 | -321.6732 | -1582.6106 | -1582.6106 | -1582.6106 | -1582.6106
CDP15 | NSW | CNSW | Coordinated CER storage | 0 | 0 | 0 | 0 | 0 | 0 | 0 | 0 | 0 | 0 | 0 | 0 | 0 | 0 | 0 | 0 | 0 | 0 | 0 | 0 | 0 | 0 | 0 | 0 | 0 | 0 | 0 | 0
CDP15 | NSW | SNSW | Black coal | 0 | 0 | 0 | 0 | 0 | 0 | 0 | 0 | 0 | 0 | 0 | 0 | 0 | 0 | 0 | 0 | 0 | 0 | 0 | 0 | 0 | 0 | 0 | 0 | 0 | 0 | 0 | 0
CDP15 | NSW | SNSW | Mid-merit gas | 0 | 0 | 0 | 0 | 0 | 0 | 0 | 0 | 0 | 0 | 0 | 0 | 0 | 0 | 0 | 0 | 0 | 0 | 0 | 0 | 0 | 0 | 0 | 0 | 0 | 0 | 0 | 0
CDP15 | NSW | SNSW | Flexible gas | 0 | 0 | 0 | 0 | 0 | 0 | 0 | 0 | 0 | 0 | 0 | 0 | 0 | 0 | 0 | 0 | 0 | 0 | 0 | 0 | -692 | -692 | -692 | -692 | -692 | -692 | -692 | -692
CDP15 | NSW | SNSW | Hydro | 0 | 0 | 0 | 0 | 0 | 0 | 0 | 0 | 0 | 0 | 0 | 0 | 0 | 0 | 0 | 0 | 0 | 0 | 0 | 0 | 0 | 0 | 0 | 0 | 0 | 0 | 0 | 0
CDP15 | NSW | SNSW | Deep storage | 0 | 0 | 0 | 0 | 0 | 0 | 0 | 0 | 0 | 0 | 0 | 0 | 0 | 0 | 0 | 0 | 0 | 0 | 0 | 0 | 0 | 0 | 0 | 0 | 0 | 0 | 0 | 0
CDP15 | NSW | SNSW | Medium storage | 0 | 0 | 0 | 0 | 0 | 0 | 0 | 0 | 0 | 0 | 0 | 0 | 0 | 0 | 0 | 0 | 0 | 0 | 0 | 0 | 0 | -50 | -50 | -50 | -50 | -104.049 | -104.049 | -104.049
CDP15 | NSW | SNSW | Shallow storage | 0 | -0.99 | -0.99 | -0.99 | -0.99 | -0.99 | -1.98 | -1.98 | -2.97 | -2.97 | -2.97 | -3.96 | -3.96 | -3.96 | -3.96 | -4.95 | -4.95 | -4.95 | -14.95 | -64.95 | -65.94 | -75.84 | -76.83 | -76.83 | -175.83 | -175.83 | -175.83 | -325.83
CDP15 | NSW | SNSW | Coordinated CER storage | 0 | 0 | 0 | 0 | 0 | 0 | 0 | 0 | 0 | 0 | 0 | 0 | 0 | 0 | 0 | 0 | 0 | 0 | 0 | 0 | 0 | 0 | 0 | 0 | 0 | 0 | 0 | 0
CDP15 | NSW | SNW | Black coal | 0 | -2880 | -2880 | -2880 | -4200 | -4200 | -4200 | -4200 | -4200 | -4200 | -4200 | -4200 | -4200 | -4200 | -4200 | -4200 | -4200 | -4200 | -4200 | -4200 | -4200 | -4200 | -4200 | -4200 | -4200 | -4200 | -4200 | -4200
CDP15 | NSW | SNW | Mid-merit gas | 0 | 0 | 0 | 0 | 0 | 0 | 0 | 0 | 0 | 0 | 0 | 0 | 0 | 0 | 0 | 0 | 0 | 0 | 0 | -440 | -440 | -440 | -440 | -440 | -440 | -440 | -440 | -440
CDP15 | NSW | SNW | Flexible gas | 0 | 0 | 0 | 0 | 0 | 0 | 0 | 0 | 0 | 0 | 0 | 0 | 0 | 0 | 0 | 0 | 0 | 0 | 0 | 0 | -185 | -185 | -185 | -185 | -185 | -185 | -185 | -185
CDP15 | NSW | SNW | Hydro | 0 | 0 | 0 | 0 | 0 | 0 | 0 | 0 | 0 | 0 | 0 | 0 | 0 | 0 | 0 | 0 | 0 | 0 | 0 | 0 | 0 | 0 | 0 | 0 | 0 | 0 | 0 | 0
CDP15 | NSW | SNW | Deep storage | 0 | 0 | 0 | 0 | 0 | 0 | 0 | 0 | 0 | 0 | 0 | 0 | 0 | 0 | 0 | 0 | 0 | 0 | 0 | 0 | 0 | 0 | 0 | 0 | 0 | 0 | 0 | 0
CDP15 | NSW | SNW | Medium storage | 0 | 0 | 0 | 0 | 0 | 0 | 0 | 0 | 0 | 0 | 0 | 0 | 0 | 0 | 0 | 0 | 0 | 0 | 0 | 0 | 0 | -889.1447 | -889.1447 | -889.1447 | -889.1447 | -1122.3485 | -1122.3485 | -1122.3485
CDP15 | NSW | SNW | Shallow storage | 0 | 0 | 0 | 0 | 0 | 0 | 0 | 0 | -72.576 | -72.576 | -72.576 | -145.152 | -195.152 | -195.152 | -195.152 | -267.728 | -267.728 | -267.728 | -267.728 | -267.728 | -340.304 | -865.304 | -937.8828 | -937.8841 | -970.332 | -1042.908 | -1042.908 | -1042.908
CDP15 | NSW | SNW | Coordinated CER storage | 0 | 0 | 0 | 0 | 0 | 0 | 0 | 0 | 0 | 0 | 0 | 0 | 0 | 0 | 0 | 0 | 0 | 0 | 0 | 0 | 0 | 0 | 0 | 0 | 0 | 0 | 0 | 0
CDP15 | QLD | NQ | Black coal | 0 | 0 | 0 | 0 | 0 | 0 | 0 | 0 | 0 | 0 | 0 | 0 | 0 | 0 | 0 | 0 | 0 | 0 | 0 | 0 | 0 | 0 | 0 | 0 | 0 | 0 | 0 | 0
CDP15 | QLD | NQ | Mid-merit gas | 0 | 0 | 0 | 0 | 0 | 0 | 0 | 0 | 0 | 0 | 0 | 0 | 0 | 0 | 0 | 0 | 0 | 0 | 0 | 0 | 0 | 0 | -244 | -244 | -244 | -244 | -244 | -244
CDP15 | QLD | NQ | Flexible gas | 0 | 0 | 0 | 0 | 0 | 0 | 0 | 0 | 0 | -292 | -292 | -292 | -292 | -292 | -292 | -292 | -292 | -292 | -292 | -292 | -423.5 | -423.5 | -423.5 | -423.5 | -423.5 | -423.5 | -423.5 | -423.5
CDP15 | QLD | NQ | Hydro | 0 | 0 | 0 | 0 | 0 | 0 | 0 | 0 | 0 | 0 | 0 | 0 | 0 | -86.4 | -86.4 | -86.4 | -86.4 | -86.4 | -156.4 | -156.4 | -156.4 | -156.4 | -156.4 | -156.4 | -156.4 | -156.4 | -156.4 | -156.4
CDP15 | QLD | NQ | Deep storage | 0 | 0 | 0 | 0 | 0 | 0 | 0 | 0 | 0 | 0 | 0 | 0 | 0 | 0 | 0 | 0 | 0 | 0 | 0 | 0 | 0 | 0 | 0 | 0 | 0 | 0 | 0 | 0
CDP15 | QLD | NQ | Medium storage | 0 | 0 | 0 | 0 | 0 | 0 | 0 | 0 | 0 | 0 | 0 | 0 | 0 | 0 | 0 | 0 | 0 | 0 | 0 | 0 | 0 | 0 | 0 | -1.177e-05 | -1.441e-05 | -2.182e-05 | -2.182e-05 | -2.348e-05
CDP15 | QLD | NQ | Shallow storage | 0 | 0 | 0 | 0 | 0 | 0 | 0 | 0 | 0 | 0 | 0 | 0 | 0 | 0 | 0 | 0 | 0 | 0 | 0 | 0 | 0 | 0 | -300 | -300 | -300 | -300 | -300 | -300
CDP15 | QLD | NQ | Coordinated CER storage | 0 | 0 | 0 | 0 | 0 | 0 | 0 | 0 | 0 | 0 | 0 | 0 | 0 | 0 | 0 | 0 | 0 | 0 | 0 | 0 | 0 | 0 | 0 | 0 | 0 | 0 | 0 | 0
CDP15 | QLD | GG | Black coal | 0 | 0 | 0 | -840 | -840 | -840 | -1400 | -1680 | -1680 | -1680 | -1680 | -1680 | -1680 | -1680 | -1680 | -1680 | -1680 | -1680 | -1680 | -1680 | -1680 | -1680 | -1680 | -1680 | -1680 | -1680 | -1680 | -1680
CDP15 | QLD | GG | Mid-merit gas | 0 | 0 | 0 | 0 | 0 | 0 | 0 | 0 | 0 | 0 | 0 | 0 | 0 | 0 | 0 | 0 | 0 | 0 | 0 | 0 | 0 | 0 | 0 | 0 | 0 | 0 | -180 | -180
CDP15 | QLD | GG | Flexible gas | 0 | 0 | 0 | 0 | 0 | 0 | 0 | 0 | 0 | 0 | 0 | 0 | 0 | 0 | 0 | 0 | 0 | 0 | 0 | 0 | 0 | 0 | 0 | 0 | 0 | 0 | 0 | 0
CDP15 | QLD | GG | Hydro | 0 | 0 | 0 | 0 | 0 | 0 | 0 | 0 | 0 | 0 | 0 | 0 | 0 | 0 | 0 | 0 | 0 | 0 | 0 | 0 | 0 | 0 | 0 | 0 | 0 | 0 | 0 | 0
CDP15 | QLD | GG | Deep storage | 0 | 0 | 0 | 0 | 0 | 0 | 0 | 0 | 0 | 0 | 0 | 0 | 0 | 0 | 0 | 0 | 0 | 0 | 0 | 0 | 0 | 0 | 0 | 0 | 0 | 0 | 0 | 0
CDP15 | QLD | GG | Medium storage | 0 | 0 | 0 | 0 | 0 | 0 | 0 | 0 | 0 | 0 | 0 | 0 | 0 | 0 | 0 | 0 | 0 | 0 | 0 | 0 | 0 | 0 | 0 | 0 | 0 | 0 | 0 | -1.39e-06
CDP15 | QLD | GG | Shallow storage | 0 | 0 | 0 | 0 | 0 | 0 | 0 | 0 | 0 | 0 | 0 | 0 | 0 | 0 | 0 | 0 | 0 | 0 | 0 | 0 | 0 | -400 | -400 | -400 | -400 | -400 | -400 | -400
CDP15 | QLD | GG | Coordinated CER storage | 0 | 0 | 0 | 0 | 0 | 0 | 0 | 0 | 0 | 0 | 0 | 0 | 0 | 0 | 0 | 0 | 0 | 0 | 0 | 0 | 0 | 0 | 0 | 0 | 0 | 0 | 0 | 0
CDP15 | QLD | CQ | Black coal | 0 | 0 | 0 | -700 | -700 | -1430 | -1430 | -1430 | -2160 | -2160 | -2160 | -2160 | -2160 | -2160 | -2160 | -2160 | -2160 | -2160 | -2160 | -2160 | -2160 | -2160 | -2160 | -2160 | -2160 | -2160 | -2160 | -3004
CDP15 | QLD | CQ | Mid-merit gas | 0 | 0 | 0 | 0 | 0 | 0 | 0 | 0 | 0 | 0 | 0 | 0 | 0 | 0 | 0 | 0 | 0 | 0 | 0 | 0 | 0 | 0 | 0 | 0 | 0 | 0 | 0 | 0
CDP15 | QLD | CQ | Flexible gas | 0 | 0 | 0 | 0 | 0 | 0 | 0 | 0 | 0 | 0 | -37 | -37 | -37 | -37 | -37 | -37 | -37 | -37 | -37 | -37 | -37 | -37 | -37 | -37 | -37 | -37 | -37 | -37
CDP15 | QLD | CQ | Hydro | 0 | 0 | 0 | 0 | 0 | 0 | 0 | 0 | 0 | 0 | 0 | 0 | 0 | 0 | 0 | 0 | 0 | 0 | 0 | 0 | 0 | 0 | 0 | 0 | 0 | 0 | 0 | 0
CDP15 | QLD | CQ | Deep storage | 0 | 0 | 0 | 0 | 0 | 0 | 0 | 0 | 0 | 0 | 0 | 0 | 0 | 0 | 0 | 0 | 0 | 0 | 0 | 0 | 0 | 0 | 0 | 0 | 0 | 0 | 0 | 0
CDP15 | QLD | CQ | Medium storage | 0 | 0 | 0 | 0 | 0 | 0 | 0 | 0 | 0 | 0 | 0 | 0 | 0 | 0 | 0 | 0 | 0 | 0 | 0 | 0 | 0 | 0 | 0 | 0 | -2.72e-06 | -2.72e-06 | -2.72e-06 | -4.31e-06
CDP15 | QLD | CQ | Shallow storage | 0 | 0 | 0 | 0 | 0 | 0 | 0 | 0 | 0 | 0 | 0 | 0 | 0 | 0 | 0 | 0 | 0 | 0 | -50 | -50 | -50 | -50 | -50 | -200 | -200 | -200 | -200 | -200
CDP15 | QLD | CQ | Coordinated CER storage | 0 | 0 | 0 | 0 | 0 | 0 | 0 | 0 | 0 | 0 | 0 | 0 | 0 | 0 | 0 | 0 | 0 | 0 | 0 | 0 | 0 | 0 | 0 | 0 | 0 | 0 | 0 | 0
CDP15 | QLD | SQ | Black coal | 0 | 0 | 0 | 0 | 0 | 0 | -700 | -700 | -1050 | -1850 | -2594 | -2594 | -2594 | -2594 | -2594 | -2594 | -2594 | -2594 | -2594 | -2594 | -2594 | -2594 | -2594 | -2594 | -2594 | -2594 | -2594 | -3446
CDP15 | QLD | SQ | Mid-merit gas | 0 | 0 | 0 | 0 | 0 | 0 | 0 | 0 | 0 | 0 | 0 | 0 | -385 | -385 | -385 | -529.4 | -529.4 | -529.4 | -529.4 | -529.4 | -529.4 | -1173.9 | -1173.9 | -1173.9 | -1173.9 | -1173.9 | -1173.9 | -1173.9
CDP15 | QLD | SQ | Flexible gas | 0 | 0 | 0 | 0 | 0 | 0 | 0 | 0 | 0 | 0 | -80 | -80 | -80 | -80 | -80 | -80 | -80 | -80 | -80 | -80 | -80 | -80 | -644 | -644 | -644 | -1163 | -1509 | -1509
CDP15 | QLD | SQ | Hydro | 0 | 0 | 0 | 0 | 0 | 0 | 0 | 0 | 0 | 0 | 0 | 0 | 0 | 0 | 0 | 0 | 0 | 0 | 0 | 0 | 0 | 0 | 0 | 0 | 0 | 0 | 0 | 0
CDP15 | QLD | SQ | Deep storage | 0 | 0 | 0 | 0 | 0 | 0 | 0 | 0 | 0 | 0 | 0 | 0 | 0 | 0 | 0 | 0 | 0 | 0 | 0 | 0 | 0 | 0 | 0 | 0 | 0 | 0 | 0 | 0
CDP15 | QLD | SQ | Medium storage | 0 | 0 | 0 | 0 | 0 | 0 | 0 | 0 | 0 | 0 | 0 | 0 | 0 | 0 | 0 | 0 | 0 | 0 | 0 | 0 | 0 | 0 | 0 | -1.211e-05 | -1.576e-05 | -1.576e-05 | -1.576e-05 | -1.819e-05
CDP15 | QLD | SQ | Shallow storage | 0 | 0 | 0 | 0 | 0 | 0 | 0 | 0 | 0 | 0 | 0 | 0 | 0 | 0 | -100 | -100 | -100 | -100 | -100 | -100 | -400 | -650 | -650 | -650 | -904.8 | -904.8 | -904.8 | -1004.8
CDP15 | QLD | SQ | Coordinated CER storage | 0 | 0 | 0 | 0 | 0 | 0 | 0 | 0 | 0 | 0 | 0 | 0 | 0 | 0 | 0 | 0 | 0 | 0 | 0 | 0 | 0 | 0 | 0 | 0 | 0 | 0 | 0 | 0
CDP15 | VIC | VIC | Brown coal | 0 | 0 | 0 | 0 | -1450 | -1450 | -1450 | -1450 | -1450 | -3660 | -4240 | -4240 | -4240 | -4240 | -4240 | -4240 | -4240 | -4240 | -4240 | -4240 | -4240 | -4240 | -4240 | -4820 | -4820 | -4820 | -4820 | -4820
CDP15 | VIC | VIC | Mid-merit gas | 0 | 0 | 0 | 0 | -500 | -500 | -500 | -500 | -500 | -500 | -500 | -500 | -500 | -500 | -500 | -500 | -500 | -500 | -500 | -500 | -500 | -500 | -500 | -500 | -500 | -500 | -500 | -500
CDP15 | VIC | VIC | Flexible gas | 0 | 0 | 0 | 0 | 0 | 0 | 0 | 0 | 0 | -170 | -170 | -170 | -170 | -170 | -170 | -610 | -610 | -610 | -704 | -704 | -704 | -704 | -704 | -1288 | -1288 | -1288 | -1288 | -1288
CDP15 | VIC | VIC | Hydro | 0 | 0 | 0 | 0 | 0 | 0 | 0 | 0 | 0 | 0 | 0 | 0 | 0 | 0 | 0 | 0 | 0 | 0 | 0 | 0 | 0 | 0 | 0 | 0 | 0 | 0 | 0 | 0
CDP15 | VIC | VIC | Deep storage | 0 | 0 | 0 | 0 | 0 | 0 | 0 | 0 | 0 | 0 | 0 | 0 | 0 | 0 | 0 | 0 | 0 | 0 | 0 | 0 | 0 | 0 | 0 | 0 | 0 | 0 | 0 | 0
CDP15 | VIC | VIC | Medium storage | 0 | 0 | 0 | 0 | 0 | 0 | 0 | 0 | 0 | 0 | 0 | 0 | 0 | 0 | 0 | 0 | 0 | 0 | 0 | 0 | 0 | 0 | -350 | -350 | -350 | -350 | -350 | -350
CDP15 | VIC | VIC | Shallow storage | 0 | 0 | 0 | 0 | -7.7 | -17.3 | -17.3 | -17.3 | -17.3 | -69.13 | -69.13 | -69.13 | -69.13 | -75.73 | -80.73 | -80.73 | -80.73 | -380.73 | -380.73 | -530.73 | -730.73 | -1032.04 | -1420.5403 | -1726.0129 | -1726.0129 | -1956.03 | -2556.03 | -3067.7299
CDP15 | VIC | VIC | Coordinated CER storage | 0 | 0 | 0 | 0 | 0 | 0 | 0 | 0 | 0 | 0 | 0 | 0 | 0 | 0 | 0 | 0 | 0 | 0 | 0 | 0 | 0 | 0 | 0 | 0 | 0 | 0 | 0 | 0
CDP15 | SA | CSA | Mid-merit gas | 0 | 0 | -980 | -980 | -980 | -980 | -980 | -980 | -980 | -980 | -980 | -980 | -980 | -1509 | -1509 | -1509 | -1509 | -1509 | -1509 | -1509 | -1509 | -1509 | -1509 | -1509 | -1509 | -1509 | -1509 | -1509
CDP15 | SA | CSA | Flexible gas | 0 | 0 | 0 | -73.5 | -73.5 | -73.5 | -319.5 | -319.5 | -559.16 | -559.16 | -559.16 | -559.16 | -559.16 | -559.16 | -559.16 | -559.16 | -559.16 | -559.16 | -559.16 | -559.16 | -897.16 | -1020.36 | -1174.36 | -1174.36 | -1174.36 | -1174.36 | -1211.56 | -1211.56
CDP15 | SA | CSA | Hydro | 0 | 0 | 0 | 0 | 0 | 0 | 0 | 0 | 0 | 0 | 0 | 0 | 0 | 0 | 0 | 0 | 0 | 0 | 0 | 0 | 0 | 0 | 0 | 0 | 0 | 0 | 0 | 0
CDP15 | SA | CSA | Deep storage | 0 | 0 | 0 | 0 | 0 | 0 | 0 | 0 | 0 | 0 | 0 | 0 | 0 | 0 | 0 | 0 | 0 | 0 | 0 | 0 | 0 | 0 | 0 | 0 | 0 | 0 | 0 | 0
CDP15 | SA | CSA | Medium storage | 0 | 0 | 0 | 0 | 0 | 0 | 0 | 0 | 0 | 0 | 0 | 0 | 0 | 0 | 0 | 0 | 0 | 0 | 0 | 0 | 0 | 0 | 0 | 0 | -3.74e-06 | -3.74e-06 | -3.74e-06 | -5.46e-06
CDP15 | SA | CSA | Shallow storage | 0 | 0 | 0 | 0 | 0 | -6.02 | -36.02 | -36.02 | -36.02 | -36.02 | -36.02 | -36.02 | -36.02 | -36.02 | -36.02 | -36.02 | -36.02 | -48.02 | -48.02 | -304.74 | -498.72 | -660.72 | -1279.1989 | -2406.6064 | -2448.1064 | -2559.1064 | -2559.1064 | -2559.1064
CDP15 | SA | CSA | Coordinated CER storage | 0 | 0 | 0 | 0 | 0 | 0 | 0 | 0 | 0 | 0 | 0 | 0 | 0 | 0 | 0 | 0 | 0 | 0 | 0 | 0 | 0 | 0 | 0 | 0 | 0 | 0 | 0 | 0
CDP15 | SA | SESA | Mid-merit gas | 0 | 0 | 0 | 0 | 0 | 0 | 0 | 0 | 0 | 0 | 0 | 0 | 0 | 0 | 0 | 0 | 0 | 0 | 0 | 0 | 0 | 0 | 0 | 0 | 0 | 0 | 0 | 0
CDP15 | SA | SESA | Flexible gas | 0 | 0 | 0 | -63 | -63 | -63 | -63 | -63 | -63 | -63 | -63 | -143 | -143 | -143 | -143 | -143 | -143 | -143 | -143 | -143 | -143 | -143 | -143 | -143 | -143 | -143 | -143 | -143
CDP15 | SA | SESA | Hydro | 0 | 0 | 0 | 0 | 0 | 0 | 0 | 0 | 0 | 0 | 0 | 0 | 0 | 0 | 0 | 0 | 0 | 0 | 0 | 0 | 0 | 0 | 0 | 0 | 0 | 0 | 0 | 0
CDP15 | SA | SESA | Deep storage | 0 | 0 | 0 | 0 | 0 | 0 | 0 | 0 | 0 | 0 | 0 | 0 | 0 | 0 | 0 | 0 | 0 | 0 | 0 | 0 | 0 | 0 | 0 | 0 | 0 | 0 | 0 | 0
CDP15 | SA | SESA | Medium storage | 0 | 0 | 0 | 0 | 0 | 0 | 0 | 0 | 0 | 0 | 0 | 0 | 0 | 0 | 0 | 0 | 0 | 0 | 0 | 0 | 0 | 0 | 0 | 0 | -3.8e-06 | -9.04e-06 | -9.04e-06 | -1.073e-05
CDP15 | SA | SESA | Shallow storage | 0 | 0 | 0 | 0 | 0 | 0 | 0 | 0 | 0 | 0 | -25 | -25 | -25 | -25 | -25 | -25 | -25 | -25 | -25 | -25 | -25 | -25 | -25 | -25 | -25 | -25 | -25 | -25
CDP15 | SA | SESA | Coordinated CER storage | 0 | 0 | 0 | 0 | 0 | 0 | 0 | 0 | 0 | 0 | 0 | 0 | 0 | 0 | 0 | 0 | 0 | 0 | 0 | 0 | 0 | 0 | 0 | 0 | 0 | 0 | 0 | 0
CDP15 | TAS | TAS | Mid-merit gas | 0 | 0 | 0 | -208 | -208 | -208 | -208 | -208 | -208 | -208 | -208 | -208 | -208 | -208 | -208 | -208 | -208 | -208 | -208 | -208 | -208 | -208 | -208 | -208 | -208 | -208 | -208 | -208
CDP15 | TAS | TAS | Flexible gas | 0 | 0 | 0 | 0 | 0 | 0 | 0 | 0 | 0 | 0 | 0 | 0 | 0 | 0 | 0 | 0 | -120 | -120 | -120 | -120 | -120 | -120 | -120 | -120 | -120 | -120 | -178 | -178
CDP15 | TAS | TAS | Hydro | 0 | 0 | 0 | 0 | 0 | 0 | 0 | 0 | 0 | 0 | 0 | 0 | 0 | 0 | 0 | 0 | 0 | 0 | 0 | 0 | 0 | 0 | 0 | 0 | 0 | 0 | 0 | 0
CDP15 | TAS | TAS | Deep storage | 0 | 0 | 0 | 0 | 0 | 0 | 0 | 0 | 0 | 0 | 0 | 0 | 0 | 0 | 0 | 0 | 0 | 0 | 0 | 0 | 0 | 0 | 0 | 0 | 0 | 0 | 0 | 0
CDP15 | TAS | TAS | Medium storage | 0 | 0 | 0 | 0 | 0 | 0 | 0 | 0 | 0 | 0 | 0 | 0 | 0 | 0 | 0 | 0 | 0 | 0 | 0 | 0 | 0 | 0 | 0 | -8.03e-06 | -9.7e-06 | -1.137e-05 | -1.137e-05 | -1.29e-05
CDP15 | TAS | TAS | Shallow storage | 0 | 0 | 0 | 0 | 0 | 0 | 0 | 0 | 0 | 0 | 0 | 0 | 0 | 0 | 0 | 0 | 0 | 0 | 0 | 0 | 0 | 0 | 0 | 0 | 0 | 0 | 0 | 0
CDP15 | TAS | TAS | Coordinated CER storage | 0 | 0 | 0 | 0 | 0 | 0 | 0 | 0 | 0 | 0 | 0 | 0 | 0 | 0 | 0 | 0 | 0 | 0 | 0 | 0 | 0 | 0 | 0 | 0 | 0 | 0 | 0 | 0
CDP16 | NSW | NNSW | Black coal | 0 | 0 | 0 | 0 | 0 | 0 | 0 | 0 | 0 | 0 | 0 | 0 | 0 | 0 | 0 | 0 | 0 | 0 | 0 | 0 | 0 | 0 | 0 | 0 | 0 | 0 | 0 | 0
CDP16 | NSW | NNSW | Mid-merit gas | 0 | 0 | 0 | 0 | 0 | 0 | 0 | 0 | 0 | 0 | 0 | 0 | 0 | 0 | 0 | 0 | 0 | 0 | 0 | 0 | 0 | 0 | 0 | 0 | 0 | 0 | 0 | 0
CDP16 | NSW | NNSW | Flexible gas | 0 | 0 | 0 | 0 | 0 | 0 | 0 | 0 | 0 | 0 | 0 | 0 | 0 | 0 | 0 | 0 | 0 | 0 | 0 | 0 | 0 | 0 | 0 | 0 | 0 | 0 | 0 | 0
CDP16 | NSW | NNSW | Hydro | 0 | 0 | 0 | 0 | 0 | 0 | 0 | 0 | 0 | 0 | 0 | 0 | 0 | 0 | 0 | 0 | 0 | 0 | 0 | 0 | 0 | 0 | 0 | 0 | 0 | 0 | 0 | 0
CDP16 | NSW | NNSW | Deep storage | 0 | 0 | 0 | 0 | 0 | 0 | 0 | 0 | 0 | 0 | 0 | 0 | 0 | 0 | 0 | 0 | 0 | 0 | 0 | 0 | 0 | 0 | 0 | 0 | 0 | 0 | 0 | 0
CDP16 | NSW | NNSW | Medium storage | 0 | 0 | 0 | 0 | 0 | 0 | 0 | 0 | 0 | 0 | 0 | 0 | 0 | 0 | 0 | 0 | 0 | 0 | 0 | 0 | 0 | 0 | -275 | -275 | -382.9067 | -834.9484 | -834.9484 | -834.9484
CDP16 | NSW | NNSW | Shallow storage | 0 | 0 | 0 | 0 | 0 | 0 | 0 | 0 | 0 | -30 | -30 | -30 | -30 | -30 | -30 | -30 | -30 | -30 | -30 | -30 | -30 | -30 | -430 | -430 | -430 | -430 | -430 | -430
CDP16 | NSW | NNSW | Coordinated CER storage | 0 | 0 | 0 | 0 | 0 | 0 | 0 | 0 | 0 | 0 | 0 | 0 | 0 | 0 | 0 | 0 | 0 | 0 | 0 | 0 | 0 | 0 | 0 | 0 | 0 | 0 | 0 | 0
CDP16 | NSW | CNSW | Black coal | 0 | 0 | 0 | 0 | -685 | -2715 | -2715 | -2715 | -2715 | -2715 | -2715 | -2715 | -2715 | -2715 | -2715 | -2715 | -4135 | -4135 | -4135 | -4135 | -4135 | -4135 | -4135 | -4135 | -4135 | -4135 | -4135 | -4135
CDP16 | NSW | CNSW | Mid-merit gas | 0 | 0 | 0 | 0 | 0 | 0 | 0 | 0 | 0 | 0 | 0 | 0 | 0 | 0 | 0 | 0 | 0 | 0 | 0 | 0 | 0 | 0 | 0 | 0 | 0 | 0 | 0 | 0
CDP16 | NSW | CNSW | Flexible gas | 0 | 0 | 0 | 0 | 0 | 0 | 0 | 0 | 0 | 0 | 0 | 0 | 0 | 0 | 0 | 0 | 0 | 0 | 0 | 0 | 0 | 0 | 0 | 0 | 0 | 0 | 0 | 0
CDP16 | NSW | CNSW | Hydro | 0 | 0 | 0 | 0 | 0 | 0 | 0 | 0 | 0 | 0 | 0 | 0 | 0 | 0 | 0 | 0 | 0 | 0 | 0 | 0 | 0 | 0 | 0 | 0 | 0 | 0 | 0 | 0
CDP16 | NSW | CNSW | Deep storage | 0 | 0 | 0 | 0 | 0 | 0 | 0 | 0 | 0 | 0 | 0 | 0 | 0 | 0 | 0 | 0 | 0 | 0 | 0 | 0 | 0 | 0 | 0 | 0 | 0 | 0 | 0 | 0
CDP16 | NSW | CNSW | Medium storage | 0 | 0 | 0 | 0 | 0 | 0 | -40.02 | -40.02 | -80.04 | -80.04 | -80.04 | -120.06 | -120.06 | -120.06 | -120.06 | -160.08 | -160.08 | -160.08 | -160.08 | -160.08 | -200.1 | -749.1 | -789.12 | -789.12 | -789.12 | -829.1452 | -829.1452 | -829.1452
CDP16 | NSW | CNSW | Shallow storage | 0 | 0 | 0 | 0 | 0 | 0 | 0 | 0 | 0 | 0 | 0 | 0 | 0 | 0 | 0 | 0 | 0 | 0 | 0 | 0 | 0 | -20 | -30.0194 | -313.0237 | -1573.9631 | -1573.9631 | -1573.9631 | -1573.9631
CDP16 | NSW | CNSW | Coordinated CER storage | 0 | 0 | 0 | 0 | 0 | 0 | 0 | 0 | 0 | 0 | 0 | 0 | 0 | 0 | 0 | 0 | 0 | 0 | 0 | 0 | 0 | 0 | 0 | 0 | 0 | 0 | 0 | 0
CDP16 | NSW | SNSW | Black coal | 0 | 0 | 0 | 0 | 0 | 0 | 0 | 0 | 0 | 0 | 0 | 0 | 0 | 0 | 0 | 0 | 0 | 0 | 0 | 0 | 0 | 0 | 0 | 0 | 0 | 0 | 0 | 0
CDP16 | NSW | SNSW | Mid-merit gas | 0 | 0 | 0 | 0 | 0 | 0 | 0 | 0 | 0 | 0 | 0 | 0 | 0 | 0 | 0 | 0 | 0 | 0 | 0 | 0 | 0 | 0 | 0 | 0 | 0 | 0 | 0 | 0
CDP16 | NSW | SNSW | Flexible gas | 0 | 0 | 0 | 0 | 0 | 0 | 0 | 0 | 0 | 0 | 0 | 0 | 0 | 0 | 0 | 0 | 0 | 0 | 0 | 0 | -692 | -692 | -692 | -692 | -692 | -692 | -692 | -692
CDP16 | NSW | SNSW | Hydro | 0 | 0 | 0 | 0 | 0 | 0 | 0 | 0 | 0 | 0 | 0 | 0 | 0 | 0 | 0 | 0 | 0 | 0 | 0 | 0 | 0 | 0 | 0 | 0 | 0 | 0 | 0 | 0
CDP16 | NSW | SNSW | Deep storage | 0 | 0 | 0 | 0 | 0 | 0 | 0 | 0 | 0 | 0 | 0 | 0 | 0 | 0 | 0 | 0 | 0 | 0 | 0 | 0 | 0 | 0 | 0 | 0 | 0 | 0 | 0 | 0
CDP16 | NSW | SNSW | Medium storage | 0 | 0 | 0 | 0 | 0 | 0 | 0 | 0 | 0 | 0 | 0 | 0 | 0 | 0 | 0 | 0 | 0 | 0 | 0 | 0 | 0 | -50 | -50 | -50 | -50 | -97.7208 | -97.7208 | -97.7208
CDP16 | NSW | SNSW | Shallow storage | 0 | -0.99 | -0.99 | -0.99 | -0.99 | -0.99 | -1.98 | -1.98 | -2.97 | -2.97 | -2.97 | -3.96 | -3.96 | -3.96 | -3.96 | -4.95 | -4.95 | -4.95 | -14.95 | -64.95 | -65.94 | -75.84 | -76.83 | -76.83 | -175.83 | -175.83 | -175.83 | -325.83
CDP16 | NSW | SNSW | Coordinated CER storage | 0 | 0 | 0 | 0 | 0 | 0 | 0 | 0 | 0 | 0 | 0 | 0 | 0 | 0 | 0 | 0 | 0 | 0 | 0 | 0 | 0 | 0 | 0 | 0 | 0 | 0 | 0 | 0
CDP16 | NSW | SNW | Black coal | 0 | -2880 | -2880 | -2880 | -4200 | -4200 | -4200 | -4200 | -4200 | -4200 | -4200 | -4200 | -4200 | -4200 | -4200 | -4200 | -4200 | -4200 | -4200 | -4200 | -4200 | -4200 | -4200 | -4200 | -4200 | -4200 | -4200 | -4200
CDP16 | NSW | SNW | Mid-merit gas | 0 | 0 | 0 | 0 | 0 | 0 | 0 | 0 | 0 | 0 | 0 | 0 | 0 | 0 | 0 | 0 | 0 | 0 | 0 | -440 | -440 | -440 | -440 | -440 | -440 | -440 | -440 | -440
CDP16 | NSW | SNW | Flexible gas | 0 | 0 | 0 | 0 | 0 | 0 | 0 | 0 | 0 | 0 | 0 | 0 | 0 | 0 | 0 | 0 | 0 | 0 | 0 | 0 | -185 | -185 | -185 | -185 | -185 | -185 | -185 | -185
CDP16 | NSW | SNW | Hydro | 0 | 0 | 0 | 0 | 0 | 0 | 0 | 0 | 0 | 0 | 0 | 0 | 0 | 0 | 0 | 0 | 0 | 0 | 0 | 0 | 0 | 0 | 0 | 0 | 0 | 0 | 0 | 0
CDP16 | NSW | SNW | Deep storage | 0 | 0 | 0 | 0 | 0 | 0 | 0 | 0 | 0 | 0 | 0 | 0 | 0 | 0 | 0 | 0 | 0 | 0 | 0 | 0 | 0 | 0 | 0 | 0 | 0 | 0 | 0 | 0
CDP16 | NSW | SNW | Medium storage | 0 | 0 | 0 | 0 | 0 | 0 | 0 | 0 | 0 | 0 | 0 | 0 | 0 | 0 | 0 | 0 | 0 | 0 | 0 | 0 | 0 | -889.1448 | -889.1448 | -889.1448 | -889.1448 | -1128.6919 | -1128.6919 | -1128.6919
CDP16 | NSW | SNW | Shallow storage | 0 | 0 | 0 | 0 | 0 | 0 | 0 | 0 | -72.576 | -72.576 | -72.576 | -145.152 | -195.152 | -195.152 | -195.152 | -267.728 | -267.728 | -267.728 | -267.728 | -267.728 | -340.304 | -865.304 | -937.8829 | -937.8842 | -970.3321 | -1042.9081 | -1042.9081 | -1042.9081
CDP16 | NSW | SNW | Coordinated CER storage | 0 | 0 | 0 | 0 | 0 | 0 | 0 | 0 | 0 | 0 | 0 | 0 | 0 | 0 | 0 | 0 | 0 | 0 | 0 | 0 | 0 | 0 | 0 | 0 | 0 | 0 | 0 | 0
CDP16 | QLD | NQ | Black coal | 0 | 0 | 0 | 0 | 0 | 0 | 0 | 0 | 0 | 0 | 0 | 0 | 0 | 0 | 0 | 0 | 0 | 0 | 0 | 0 | 0 | 0 | 0 | 0 | 0 | 0 | 0 | 0
CDP16 | QLD | NQ | Mid-merit gas | 0 | 0 | 0 | 0 | 0 | 0 | 0 | 0 | 0 | 0 | 0 | 0 | 0 | 0 | 0 | 0 | 0 | 0 | 0 | 0 | 0 | 0 | -244 | -244 | -244 | -244 | -244 | -244
CDP16 | QLD | NQ | Flexible gas | 0 | 0 | 0 | 0 | 0 | 0 | 0 | 0 | 0 | -292 | -292 | -292 | -292 | -292 | -292 | -292 | -292 | -292 | -292 | -292 | -423.5 | -423.5 | -423.5 | -423.5 | -423.5 | -423.5 | -423.5 | -423.5
CDP16 | QLD | NQ | Hydro | 0 | 0 | 0 | 0 | 0 | 0 | 0 | 0 | 0 | 0 | 0 | 0 | 0 | -86.4 | -86.4 | -86.4 | -86.4 | -86.4 | -156.4 | -156.4 | -156.4 | -156.4 | -156.4 | -156.4 | -156.4 | -156.4 | -156.4 | -156.4
CDP16 | QLD | NQ | Deep storage | 0 | 0 | 0 | 0 | 0 | 0 | 0 | 0 | 0 | 0 | 0 | 0 | 0 | 0 | 0 | 0 | 0 | 0 | 0 | 0 | 0 | 0 | 0 | 0 | 0 | 0 | 0 | 0
CDP16 | QLD | NQ | Medium storage | 0 | 0 | 0 | 0 | 0 | 0 | 0 | 0 | 0 | 0 | 0 | 0 | 0 | 0 | 0 | 0 | 0 | 0 | 0 | 0 | 0 | 0 | 0 | -1.228e-05 | -1.504e-05 | -2.277e-05 | -2.277e-05 | -2.415e-05
CDP16 | QLD | NQ | Shallow storage | 0 | 0 | 0 | 0 | 0 | 0 | 0 | 0 | 0 | 0 | 0 | 0 | 0 | 0 | 0 | 0 | 0 | 0 | 0 | 0 | 0 | 0 | -300 | -300 | -300 | -300 | -300 | -300
CDP16 | QLD | NQ | Coordinated CER storage | 0 | 0 | 0 | 0 | 0 | 0 | 0 | 0 | 0 | 0 | 0 | 0 | 0 | 0 | 0 | 0 | 0 | 0 | 0 | 0 | 0 | 0 | 0 | 0 | 0 | 0 | 0 | 0
CDP16 | QLD | GG | Black coal | 0 | 0 | 0 | -840 | -840 | -840 | -1400 | -1680 | -1680 | -1680 | -1680 | -1680 | -1680 | -1680 | -1680 | -1680 | -1680 | -1680 | -1680 | -1680 | -1680 | -1680 | -1680 | -1680 | -1680 | -1680 | -1680 | -1680
CDP16 | QLD | GG | Mid-merit gas | 0 | 0 | 0 | 0 | 0 | 0 | 0 | 0 | 0 | 0 | 0 | 0 | 0 | 0 | 0 | 0 | 0 | 0 | 0 | 0 | 0 | 0 | 0 | 0 | 0 | 0 | -180 | -180
CDP16 | QLD | GG | Flexible gas | 0 | 0 | 0 | 0 | 0 | 0 | 0 | 0 | 0 | 0 | 0 | 0 | 0 | 0 | 0 | 0 | 0 | 0 | 0 | 0 | 0 | 0 | 0 | 0 | 0 | 0 | 0 | 0
CDP16 | QLD | GG | Hydro | 0 | 0 | 0 | 0 | 0 | 0 | 0 | 0 | 0 | 0 | 0 | 0 | 0 | 0 | 0 | 0 | 0 | 0 | 0 | 0 | 0 | 0 | 0 | 0 | 0 | 0 | 0 | 0
CDP16 | QLD | GG | Deep storage | 0 | 0 | 0 | 0 | 0 | 0 | 0 | 0 | 0 | 0 | 0 | 0 | 0 | 0 | 0 | 0 | 0 | 0 | 0 | 0 | 0 | 0 | 0 | 0 | 0 | 0 | 0 | 0
CDP16 | QLD | GG | Medium storage | 0 | 0 | 0 | 0 | 0 | 0 | 0 | 0 | 0 | 0 | 0 | 0 | 0 | 0 | 0 | 0 | 0 | 0 | 0 | 0 | 0 | 0 | 0 | 0 | 0 | 0 | 0 | -1.22e-06
CDP16 | QLD | GG | Shallow storage | 0 | 0 | 0 | 0 | 0 | 0 | 0 | 0 | 0 | 0 | 0 | 0 | 0 | 0 | 0 | 0 | 0 | 0 | 0 | 0 | 0 | -400 | -400 | -400 | -400 | -400 | -400 | -400
CDP16 | QLD | GG | Coordinated CER storage | 0 | 0 | 0 | 0 | 0 | 0 | 0 | 0 | 0 | 0 | 0 | 0 | 0 | 0 | 0 | 0 | 0 | 0 | 0 | 0 | 0 | 0 | 0 | 0 | 0 | 0 | 0 | 0
CDP16 | QLD | CQ | Black coal | 0 | 0 | 0 | -700 | -700 | -1430 | -1430 | -1430 | -2160 | -2160 | -2160 | -2160 | -2160 | -2160 | -2160 | -2160 | -2160 | -2160 | -2160 | -2160 | -2160 | -2160 | -2160 | -2160 | -2160 | -2160 | -2160 | -3004
CDP16 | QLD | CQ | Mid-merit gas | 0 | 0 | 0 | 0 | 0 | 0 | 0 | 0 | 0 | 0 | 0 | 0 | 0 | 0 | 0 | 0 | 0 | 0 | 0 | 0 | 0 | 0 | 0 | 0 | 0 | 0 | 0 | 0
CDP16 | QLD | CQ | Flexible gas | 0 | 0 | 0 | 0 | 0 | 0 | 0 | 0 | 0 | 0 | -37 | -37 | -37 | -37 | -37 | -37 | -37 | -37 | -37 | -37 | -37 | -37 | -37 | -37 | -37 | -37 | -37 | -37
CDP16 | QLD | CQ | Hydro | 0 | 0 | 0 | 0 | 0 | 0 | 0 | 0 | 0 | 0 | 0 | 0 | 0 | 0 | 0 | 0 | 0 | 0 | 0 | 0 | 0 | 0 | 0 | 0 | 0 | 0 | 0 | 0
CDP16 | QLD | CQ | Deep storage | 0 | 0 | 0 | 0 | 0 | 0 | 0 | 0 | 0 | 0 | 0 | 0 | 0 | 0 | 0 | 0 | 0 | 0 | 0 | 0 | 0 | 0 | 0 | 0 | 0 | 0 | 0 | 0
CDP16 | QLD | CQ | Medium storage | 0 | 0 | 0 | 0 | 0 | 0 | 0 | 0 | 0 | 0 | 0 | 0 | 0 | 0 | 0 | 0 | 0 | 0 | 0 | 0 | 0 | 0 | 0 | 0 | -2.84e-06 | -2.84e-06 | -2.84e-06 | -2.84e-06
CDP16 | QLD | CQ | Shallow storage | 0 | 0 | 0 | 0 | 0 | 0 | 0 | 0 | 0 | 0 | 0 | 0 | 0 | 0 | 0 | 0 | 0 | 0 | -50 | -50 | -50 | -50 | -50 | -200 | -200 | -200 | -200 | -200
CDP16 | QLD | CQ | Coordinated CER storage | 0 | 0 | 0 | 0 | 0 | 0 | 0 | 0 | 0 | 0 | 0 | 0 | 0 | 0 | 0 | 0 | 0 | 0 | 0 | 0 | 0 | 0 | 0 | 0 | 0 | 0 | 0 | 0
CDP16 | QLD | SQ | Black coal | 0 | 0 | 0 | 0 | 0 | 0 | -700 | -700 | -1050 | -1850 | -2594 | -2594 | -2594 | -2594 | -2594 | -2594 | -2594 | -2594 | -2594 | -2594 | -2594 | -2594 | -2594 | -2594 | -2594 | -2594 | -2594 | -3446
CDP16 | QLD | SQ | Mid-merit gas | 0 | 0 | 0 | 0 | 0 | 0 | 0 | 0 | 0 | 0 | 0 | 0 | -385 | -385 | -385 | -529.4 | -529.4 | -529.4 | -529.4 | -529.4 | -529.4 | -1173.9 | -1173.9 | -1173.9 | -1173.9 | -1173.9 | -1173.9 | -1173.9
CDP16 | QLD | SQ | Flexible gas | 0 | 0 | 0 | 0 | 0 | 0 | 0 | 0 | 0 | 0 | -80 | -80 | -80 | -80 | -80 | -80 | -80 | -80 | -80 | -80 | -80 | -80 | -644 | -644 | -644 | -1163 | -1509 | -1509
CDP16 | QLD | SQ | Hydro | 0 | 0 | 0 | 0 | 0 | 0 | 0 | 0 | 0 | 0 | 0 | 0 | 0 | 0 | 0 | 0 | 0 | 0 | 0 | 0 | 0 | 0 | 0 | 0 | 0 | 0 | 0 | 0
CDP16 | QLD | SQ | Deep storage | 0 | 0 | 0 | 0 | 0 | 0 | 0 | 0 | 0 | 0 | 0 | 0 | 0 | 0 | 0 | 0 | 0 | 0 | 0 | 0 | 0 | 0 | 0 | 0 | 0 | 0 | 0 | 0
CDP16 | QLD | SQ | Medium storage | 0 | 0 | 0 | 0 | 0 | 0 | 0 | 0 | 0 | 0 | 0 | 0 | 0 | 0 | 0 | 0 | 0 | 0 | 0 | 0 | 0 | 0 | 0 | -1.263e-05 | -1.645e-05 | -1.645e-05 | -1.645e-05 | -2.496e-05
CDP16 | QLD | SQ | Shallow storage | 0 | 0 | 0 | 0 | 0 | 0 | 0 | 0 | 0 | 0 | 0 | 0 | 0 | 0 | -100 | -100 | -100 | -100 | -100 | -100 | -400 | -650 | -650 | -650 | -904.8 | -904.8 | -904.8 | -1004.8
CDP16 | QLD | SQ | Coordinated CER storage | 0 | 0 | 0 | 0 | 0 | 0 | 0 | 0 | 0 | 0 | 0 | 0 | 0 | 0 | 0 | 0 | 0 | 0 | 0 | 0 | 0 | 0 | 0 | 0 | 0 | 0 | 0 | 0
CDP16 | VIC | VIC | Brown coal | 0 | 0 | 0 | 0 | -1450 | -1450 | -1450 | -1450 | -1450 | -3660 | -4240 | -4240 | -4240 | -4240 | -4240 | -4240 | -4240 | -4240 | -4240 | -4240 | -4240 | -4240 | -4240 | -4820 | -4820 | -4820 | -4820 | -4820
CDP16 | VIC | VIC | Mid-merit gas | 0 | 0 | 0 | 0 | -500 | -500 | -500 | -500 | -500 | -500 | -500 | -500 | -500 | -500 | -500 | -500 | -500 | -500 | -500 | -500 | -500 | -500 | -500 | -500 | -500 | -500 | -500 | -500
CDP16 | VIC | VIC | Flexible gas | 0 | 0 | 0 | 0 | 0 | 0 | 0 | 0 | 0 | -170 | -170 | -170 | -170 | -170 | -170 | -610 | -610 | -610 | -704 | -704 | -704 | -704 | -704 | -1288 | -1288 | -1288 | -1288 | -1288
CDP16 | VIC | VIC | Hydro | 0 | 0 | 0 | 0 | 0 | 0 | 0 | 0 | 0 | 0 | 0 | 0 | 0 | 0 | 0 | 0 | 0 | 0 | 0 | 0 | 0 | 0 | 0 | 0 | 0 | 0 | 0 | 0
CDP16 | VIC | VIC | Deep storage | 0 | 0 | 0 | 0 | 0 | 0 | 0 | 0 | 0 | 0 | 0 | 0 | 0 | 0 | 0 | 0 | 0 | 0 | 0 | 0 | 0 | 0 | 0 | 0 | 0 | 0 | 0 | 0
CDP16 | VIC | VIC | Medium storage | 0 | 0 | 0 | 0 | 0 | 0 | 0 | 0 | 0 | 0 | 0 | 0 | 0 | 0 | 0 | 0 | 0 | 0 | 0 | 0 | 0 | 0 | -350 | -350 | -350 | -350 | -350 | -350
CDP16 | VIC | VIC | Shallow storage | 0 | 0 | 0 | 0 | -7.7 | -17.3 | -17.3 | -17.3 | -17.3 | -69.13 | -69.13 | -69.13 | -69.13 | -75.73 | -80.73 | -80.73 | -80.73 | -380.73 | -380.73 | -530.73 | -730.73 | -1032.04 | -1420.5403 | -1726.0143 | -1726.0143 | -1956.03 | -2556.03 | -3067.7299
CDP16 | VIC | VIC | Coordinated CER storage | 0 | 0 | 0 | 0 | 0 | 0 | 0 | 0 | 0 | 0 | 0 | 0 | 0 | 0 | 0 | 0 | 0 | 0 | 0 | 0 | 0 | 0 | 0 | 0 | 0 | 0 | 0 | 0
CDP16 | SA | CSA | Mid-merit gas | 0 | 0 | -980 | -980 | -980 | -980 | -980 | -980 | -980 | -980 | -980 | -980 | -980 | -1509 | -1509 | -1509 | -1509 | -1509 | -1509 | -1509 | -1509 | -1509 | -1509 | -1509 | -1509 | -1509 | -1509 | -1509
CDP16 | SA | CSA | Flexible gas | 0 | 0 | 0 | -73.5 | -73.5 | -73.5 | -319.5 | -319.5 | -559.16 | -559.16 | -559.16 | -559.16 | -559.16 | -559.16 | -559.16 | -559.16 | -559.16 | -559.16 | -559.16 | -559.16 | -897.16 | -1020.36 | -1174.36 | -1174.36 | -1174.36 | -1174.36 | -1211.56 | -1211.56
CDP16 | SA | CSA | Hydro | 0 | 0 | 0 | 0 | 0 | 0 | 0 | 0 | 0 | 0 | 0 | 0 | 0 | 0 | 0 | 0 | 0 | 0 | 0 | 0 | 0 | 0 | 0 | 0 | 0 | 0 | 0 | 0
CDP16 | SA | CSA | Deep storage | 0 | 0 | 0 | 0 | 0 | 0 | 0 | 0 | 0 | 0 | 0 | 0 | 0 | 0 | 0 | 0 | 0 | 0 | 0 | 0 | 0 | 0 | 0 | 0 | 0 | 0 | 0 | 0
CDP16 | SA | CSA | Medium storage | 0 | 0 | 0 | 0 | 0 | 0 | 0 | 0 | 0 | 0 | 0 | 0 | 0 | 0 | 0 | 0 | 0 | 0 | 0 | 0 | 0 | 0 | 0 | 0 | -3.95e-06 | -3.95e-06 | -3.95e-06 | -5.64e-06
CDP16 | SA | CSA | Shallow storage | 0 | 0 | 0 | 0 | 0 | -6.02 | -36.02 | -36.02 | -36.02 | -36.02 | -36.02 | -36.02 | -36.02 | -36.02 | -36.02 | -36.02 | -36.02 | -48.02 | -48.02 | -304.74 | -498.72 | -660.72 | -1279.2243 | -2414.5239 | -2456.0239 | -2567.0239 | -2567.0239 | -2567.0239
CDP16 | SA | CSA | Coordinated CER storage | 0 | 0 | 0 | 0 | 0 | 0 | 0 | 0 | 0 | 0 | 0 | 0 | 0 | 0 | 0 | 0 | 0 | 0 | 0 | 0 | 0 | 0 | 0 | 0 | 0 | 0 | 0 | 0
CDP16 | SA | SESA | Mid-merit gas | 0 | 0 | 0 | 0 | 0 | 0 | 0 | 0 | 0 | 0 | 0 | 0 | 0 | 0 | 0 | 0 | 0 | 0 | 0 | 0 | 0 | 0 | 0 | 0 | 0 | 0 | 0 | 0
CDP16 | SA | SESA | Flexible gas | 0 | 0 | 0 | -63 | -63 | -63 | -63 | -63 | -63 | -63 | -63 | -143 | -143 | -143 | -143 | -143 | -143 | -143 | -143 | -143 | -143 | -143 | -143 | -143 | -143 | -143 | -143 | -143
CDP16 | SA | SESA | Hydro | 0 | 0 | 0 | 0 | 0 | 0 | 0 | 0 | 0 | 0 | 0 | 0 | 0 | 0 | 0 | 0 | 0 | 0 | 0 | 0 | 0 | 0 | 0 | 0 | 0 | 0 | 0 | 0
CDP16 | SA | SESA | Deep storage | 0 | 0 | 0 | 0 | 0 | 0 | 0 | 0 | 0 | 0 | 0 | 0 | 0 | 0 | 0 | 0 | 0 | 0 | 0 | 0 | 0 | 0 | 0 | 0 | 0 | 0 | 0 | 0
CDP16 | SA | SESA | Medium storage | 0 | 0 | 0 | 0 | 0 | 0 | 0 | 0 | 0 | 0 | 0 | 0 | 0 | 0 | 0 | 0 | 0 | 0 | 0 | 0 | 0 | 0 | 0 | 0 | -3.92e-06 | -9.39e-06 | -9.39e-06 | -1.06e-05
CDP16 | SA | SESA | Shallow storage | 0 | 0 | 0 | 0 | 0 | 0 | 0 | 0 | 0 | 0 | -25 | -25 | -25 | -25 | -25 | -25 | -25 | -25 | -25 | -25 | -25 | -25 | -25 | -25 | -25 | -25 | -25 | -25
CDP16 | SA | SESA | Coordinated CER storage | 0 | 0 | 0 | 0 | 0 | 0 | 0 | 0 | 0 | 0 | 0 | 0 | 0 | 0 | 0 | 0 | 0 | 0 | 0 | 0 | 0 | 0 | 0 | 0 | 0 | 0 | 0 | 0
CDP16 | TAS | TAS | Mid-merit gas | 0 | 0 | 0 | -208 | -208 | -208 | -208 | -208 | -208 | -208 | -208 | -208 | -208 | -208 | -208 | -208 | -208 | -208 | -208 | -208 | -208 | -208 | -208 | -208 | -208 | -208 | -208 | -208
CDP16 | TAS | TAS | Flexible gas | 0 | 0 | 0 | 0 | 0 | 0 | 0 | 0 | 0 | 0 | 0 | 0 | 0 | 0 | 0 | 0 | -120 | -120 | -120 | -120 | -120 | -120 | -120 | -120 | -120 | -120 | -178 | -178
CDP16 | TAS | TAS | Hydro | 0 | 0 | 0 | 0 | 0 | 0 | 0 | 0 | 0 | 0 | 0 | 0 | 0 | 0 | 0 | 0 | 0 | 0 | 0 | 0 | 0 | 0 | 0 | 0 | 0 | 0 | 0 | 0
CDP16 | TAS | TAS | Deep storage | 0 | 0 | 0 | 0 | 0 | 0 | 0 | 0 | 0 | 0 | 0 | 0 | 0 | 0 | 0 | 0 | 0 | 0 | 0 | 0 | 0 | 0 | 0 | 0 | 0 | 0 | 0 | 0
CDP16 | TAS | TAS | Medium storage | 0 | 0 | 0 | 0 | 0 | 0 | 0 | 0 | 0 | 0 | 0 | 0 | 0 | 0 | 0 | 0 | 0 | 0 | 0 | 0 | 0 | 0 | 0 | 0 | -1.58e-06 | -3.09e-06 | -3.09e-06 | -5.04e-06
CDP16 | TAS | TAS | Shallow storage | 0 | 0 | 0 | 0 | 0 | 0 | 0 | 0 | 0 | 0 | 0 | 0 | 0 | 0 | 0 | 0 | 0 | 0 | 0 | 0 | 0 | 0 | 0 | 0 | 0 | 0 | 0 | 0
CDP16 | TAS | TAS | Coordinated CER storage | 0 | 0 | 0 | 0 | 0 | 0 | 0 | 0 | 0 | 0 | 0 | 0 | 0 | 0 | 0 | 0 | 0 | 0 | 0 | 0 | 0 | 0 | 0 | 0 | 0 | 0 | 0 | 0
CDP17 | NSW | NNSW | Black coal | 0 | 0 | 0 | 0 | 0 | 0 | 0 | 0 | 0 | 0 | 0 | 0 | 0 | 0 | 0 | 0 | 0 | 0 | 0 | 0 | 0 | 0 | 0 | 0 | 0 | 0 | 0 | 0
CDP17 | NSW | NNSW | Mid-merit gas | 0 | 0 | 0 | 0 | 0 | 0 | 0 | 0 | 0 | 0 | 0 | 0 | 0 | 0 | 0 | 0 | 0 | 0 | 0 | 0 | 0 | 0 | 0 | 0 | 0 | 0 | 0 | 0
CDP17 | NSW | NNSW | Flexible gas | 0 | 0 | 0 | 0 | 0 | 0 | 0 | 0 | 0 | 0 | 0 | 0 | 0 | 0 | 0 | 0 | 0 | 0 | 0 | 0 | 0 | 0 | 0 | 0 | 0 | 0 | 0 | 0
CDP17 | NSW | NNSW | Hydro | 0 | 0 | 0 | 0 | 0 | 0 | 0 | 0 | 0 | 0 | 0 | 0 | 0 | 0 | 0 | 0 | 0 | 0 | 0 | 0 | 0 | 0 | 0 | 0 | 0 | 0 | 0 | 0
CDP17 | NSW | NNSW | Deep storage | 0 | 0 | 0 | 0 | 0 | 0 | 0 | 0 | 0 | 0 | 0 | 0 | 0 | 0 | 0 | 0 | 0 | 0 | 0 | 0 | 0 | 0 | 0 | 0 | 0 | 0 | 0 | 0
CDP17 | NSW | NNSW | Medium storage | 0 | 0 | 0 | 0 | 0 | 0 | 0 | 0 | 0 | 0 | 0 | 0 | 0 | 0 | 0 | 0 | 0 | 0 | 0 | 0 | 0 | 0 | -275 | -275 | -382.9082 | -834.9917 | -834.9917 | -834.9917
CDP17 | NSW | NNSW | Shallow storage | 0 | 0 | 0 | 0 | 0 | 0 | 0 | 0 | 0 | -30 | -30 | -30 | -30 | -30 | -30 | -30 | -30 | -30 | -30 | -30 | -30 | -30 | -430 | -430 | -430 | -430 | -430 | -430
CDP17 | NSW | NNSW | Coordinated CER storage | 0 | 0 | 0 | 0 | 0 | 0 | 0 | 0 | 0 | 0 | 0 | 0 | 0 | 0 | 0 | 0 | 0 | 0 | 0 | 0 | 0 | 0 | 0 | 0 | 0 | 0 | 0 | 0
CDP17 | NSW | CNSW | Black coal | 0 | 0 | 0 | 0 | -685 | -2715 | -2715 | -2715 | -2715 | -2715 | -2715 | -2715 | -2715 | -2715 | -2715 | -2715 | -4135 | -4135 | -4135 | -4135 | -4135 | -4135 | -4135 | -4135 | -4135 | -4135 | -4135 | -4135
CDP17 | NSW | CNSW | Mid-merit gas | 0 | 0 | 0 | 0 | 0 | 0 | 0 | 0 | 0 | 0 | 0 | 0 | 0 | 0 | 0 | 0 | 0 | 0 | 0 | 0 | 0 | 0 | 0 | 0 | 0 | 0 | 0 | 0
CDP17 | NSW | CNSW | Flexible gas | 0 | 0 | 0 | 0 | 0 | 0 | 0 | 0 | 0 | 0 | 0 | 0 | 0 | 0 | 0 | 0 | 0 | 0 | 0 | 0 | 0 | 0 | 0 | 0 | 0 | 0 | 0 | 0
CDP17 | NSW | CNSW | Hydro | 0 | 0 | 0 | 0 | 0 | 0 | 0 | 0 | 0 | 0 | 0 | 0 | 0 | 0 | 0 | 0 | 0 | 0 | 0 | 0 | 0 | 0 | 0 | 0 | 0 | 0 | 0 | 0
CDP17 | NSW | CNSW | Deep storage | 0 | 0 | 0 | 0 | 0 | 0 | 0 | 0 | 0 | 0 | 0 | 0 | 0 | 0 | 0 | 0 | 0 | 0 | 0 | 0 | 0 | 0 | 0 | 0 | 0 | 0 | 0 | 0
CDP17 | NSW | CNSW | Medium storage | 0 | 0 | 0 | 0 | 0 | 0 | -40.02 | -40.02 | -80.04 | -80.04 | -80.04 | -120.06 | -120.06 | -120.06 | -120.06 | -160.08 | -160.08 | -160.08 | -160.08 | -160.08 | -200.1 | -749.1 | -789.12 | -789.12 | -789.12 | -829.1438 | -829.1438 | -829.1438
CDP17 | NSW | CNSW | Shallow storage | 0 | 0 | 0 | 0 | 0 | 0 | 0 | 0 | 0 | 0 | 0 | 0 | 0 | 0 | 0 | 0 | 0 | 0 | 0 | 0 | 0 | -20 | -30.0291 | -321.4086 | -1582.3481 | -1582.3481 | -1582.3481 | -1582.3481
CDP17 | NSW | CNSW | Coordinated CER storage | 0 | 0 | 0 | 0 | 0 | 0 | 0 | 0 | 0 | 0 | 0 | 0 | 0 | 0 | 0 | 0 | 0 | 0 | 0 | 0 | 0 | 0 | 0 | 0 | 0 | 0 | 0 | 0
CDP17 | NSW | SNSW | Black coal | 0 | 0 | 0 | 0 | 0 | 0 | 0 | 0 | 0 | 0 | 0 | 0 | 0 | 0 | 0 | 0 | 0 | 0 | 0 | 0 | 0 | 0 | 0 | 0 | 0 | 0 | 0 | 0
CDP17 | NSW | SNSW | Mid-merit gas | 0 | 0 | 0 | 0 | 0 | 0 | 0 | 0 | 0 | 0 | 0 | 0 | 0 | 0 | 0 | 0 | 0 | 0 | 0 | 0 | 0 | 0 | 0 | 0 | 0 | 0 | 0 | 0
CDP17 | NSW | SNSW | Flexible gas | 0 | 0 | 0 | 0 | 0 | 0 | 0 | 0 | 0 | 0 | 0 | 0 | 0 | 0 | 0 | 0 | 0 | 0 | 0 | 0 | -692 | -692 | -692 | -692 | -692 | -692 | -692 | -692
CDP17 | NSW | SNSW | Hydro | 0 | 0 | 0 | 0 | 0 | 0 | 0 | 0 | 0 | 0 | 0 | 0 | 0 | 0 | 0 | 0 | 0 | 0 | 0 | 0 | 0 | 0 | 0 | 0 | 0 | 0 | 0 | 0
CDP17 | NSW | SNSW | Deep storage | 0 | 0 | 0 | 0 | 0 | 0 | 0 | 0 | 0 | 0 | 0 | 0 | 0 | 0 | 0 | 0 | 0 | 0 | 0 | 0 | 0 | 0 | 0 | 0 | 0 | 0 | 0 | 0
CDP17 | NSW | SNSW | Medium storage | 0 | 0 | 0 | 0 | 0 | 0 | 0 | 0 | 0 | 0 | 0 | 0 | 0 | 0 | 0 | 0 | 0 | 0 | 0 | 0 | 0 | -50 | -50 | -50 | -50 | -97.7198 | -97.7198 | -97.7198
CDP17 | NSW | SNSW | Shallow storage | 0 | -0.99 | -0.99 | -0.99 | -0.99 | -0.99 | -1.98 | -1.98 | -2.97 | -2.97 | -2.97 | -3.96 | -3.96 | -3.96 | -3.96 | -4.95 | -4.95 | -4.95 | -14.95 | -64.95 | -65.94 | -75.84 | -76.83 | -76.83 | -175.83 | -175.83 | -175.83 | -325.83
CDP17 | NSW | SNSW | Coordinated CER storage | 0 | 0 | 0 | 0 | 0 | 0 | 0 | 0 | 0 | 0 | 0 | 0 | 0 | 0 | 0 | 0 | 0 | 0 | 0 | 0 | 0 | 0 | 0 | 0 | 0 | 0 | 0 | 0
CDP17 | NSW | SNW | Black coal | 0 | -2880 | -2880 | -2880 | -4200 | -4200 | -4200 | -4200 | -4200 | -4200 | -4200 | -4200 | -4200 | -4200 | -4200 | -4200 | -4200 | -4200 | -4200 | -4200 | -4200 | -4200 | -4200 | -4200 | -4200 | -4200 | -4200 | -4200
CDP17 | NSW | SNW | Mid-merit gas | 0 | 0 | 0 | 0 | 0 | 0 | 0 | 0 | 0 | 0 | 0 | 0 | 0 | 0 | 0 | 0 | 0 | 0 | 0 | -440 | -440 | -440 | -440 | -440 | -440 | -440 | -440 | -440
CDP17 | NSW | SNW | Flexible gas | 0 | 0 | 0 | 0 | 0 | 0 | 0 | 0 | 0 | 0 | 0 | 0 | 0 | 0 | 0 | 0 | 0 | 0 | 0 | 0 | -185 | -185 | -185 | -185 | -185 | -185 | -185 | -185
CDP17 | NSW | SNW | Hydro | 0 | 0 | 0 | 0 | 0 | 0 | 0 | 0 | 0 | 0 | 0 | 0 | 0 | 0 | 0 | 0 | 0 | 0 | 0 | 0 | 0 | 0 | 0 | 0 | 0 | 0 | 0 | 0
CDP17 | NSW | SNW | Deep storage | 0 | 0 | 0 | 0 | 0 | 0 | 0 | 0 | 0 | 0 | 0 | 0 | 0 | 0 | 0 | 0 | 0 | 0 | 0 | 0 | 0 | 0 | 0 | 0 | 0 | 0 | 0 | 0
CDP17 | NSW | SNW | Medium storage | 0 | 0 | 0 | 0 | 0 | 0 | 0 | 0 | 0 | 0 | 0 | 0 | 0 | 0 | 0 | 0 | 0 | 0 | 0 | 0 | 0 | -889.1454 | -889.1454 | -889.1454 | -889.1454 | -1128.654 | -1128.654 | -1128.654
CDP17 | NSW | SNW | Shallow storage | 0 | 0 | 0 | 0 | 0 | 0 | 0 | 0 | -72.576 | -72.576 | -72.576 | -145.152 | -195.152 | -195.152 | -195.152 | -267.728 | -267.728 | -267.728 | -267.728 | -267.728 | -340.304 | -865.304 | -937.8821 | -937.8832 | -970.3299 | -1042.9059 | -1042.9059 | -1042.9059
CDP17 | NSW | SNW | Coordinated CER storage | 0 | 0 | 0 | 0 | 0 | 0 | 0 | 0 | 0 | 0 | 0 | 0 | 0 | 0 | 0 | 0 | 0 | 0 | 0 | 0 | 0 | 0 | 0 | 0 | 0 | 0 | 0 | 0
CDP17 | QLD | NQ | Black coal | 0 | 0 | 0 | 0 | 0 | 0 | 0 | 0 | 0 | 0 | 0 | 0 | 0 | 0 | 0 | 0 | 0 | 0 | 0 | 0 | 0 | 0 | 0 | 0 | 0 | 0 | 0 | 0
CDP17 | QLD | NQ | Mid-merit gas | 0 | 0 | 0 | 0 | 0 | 0 | 0 | 0 | 0 | 0 | 0 | 0 | 0 | 0 | 0 | 0 | 0 | 0 | 0 | 0 | 0 | 0 | -244 | -244 | -244 | -244 | -244 | -244
CDP17 | QLD | NQ | Flexible gas | 0 | 0 | 0 | 0 | 0 | 0 | 0 | 0 | 0 | -292 | -292 | -292 | -292 | -292 | -292 | -292 | -292 | -292 | -292 | -292 | -423.5 | -423.5 | -423.5 | -423.5 | -423.5 | -423.5 | -423.5 | -423.5
CDP17 | QLD | NQ | Hydro | 0 | 0 | 0 | 0 | 0 | 0 | 0 | 0 | 0 | 0 | 0 | 0 | 0 | -86.4 | -86.4 | -86.4 | -86.4 | -86.4 | -156.4 | -156.4 | -156.4 | -156.4 | -156.4 | -156.4 | -156.4 | -156.4 | -156.4 | -156.4
CDP17 | QLD | NQ | Deep storage | 0 | 0 | 0 | 0 | 0 | 0 | 0 | 0 | 0 | 0 | 0 | 0 | 0 | 0 | 0 | 0 | 0 | 0 | 0 | 0 | 0 | 0 | 0 | 0 | 0 | 0 | 0 | 0
CDP17 | QLD | NQ | Medium storage | 0 | 0 | 0 | 0 | 0 | 0 | 0 | 0 | 0 | 0 | 0 | 0 | 0 | 0 | 0 | 0 | 0 | 0 | 0 | 0 | 0 | 0 | 0 | -9.12e-06 | -1.117e-05 | -1.692e-05 | -1.692e-05 | -1.912e-05
CDP17 | QLD | NQ | Shallow storage | 0 | 0 | 0 | 0 | 0 | 0 | 0 | 0 | 0 | 0 | 0 | 0 | 0 | 0 | 0 | 0 | 0 | 0 | 0 | 0 | 0 | 0 | -300 | -300 | -300 | -300 | -300 | -300
CDP17 | QLD | NQ | Coordinated CER storage | 0 | 0 | 0 | 0 | 0 | 0 | 0 | 0 | 0 | 0 | 0 | 0 | 0 | 0 | 0 | 0 | 0 | 0 | 0 | 0 | 0 | 0 | 0 | 0 | 0 | 0 | 0 | 0
CDP17 | QLD | GG | Black coal | 0 | 0 | 0 | -840 | -840 | -840 | -1400 | -1680 | -1680 | -1680 | -1680 | -1680 | -1680 | -1680 | -1680 | -1680 | -1680 | -1680 | -1680 | -1680 | -1680 | -1680 | -1680 | -1680 | -1680 | -1680 | -1680 | -1680
CDP17 | QLD | GG | Mid-merit gas | 0 | 0 | 0 | 0 | 0 | 0 | 0 | 0 | 0 | 0 | 0 | 0 | 0 | 0 | 0 | 0 | 0 | 0 | 0 | 0 | 0 | 0 | 0 | 0 | 0 | 0 | -180 | -180
CDP17 | QLD | GG | Flexible gas | 0 | 0 | 0 | 0 | 0 | 0 | 0 | 0 | 0 | 0 | 0 | 0 | 0 | 0 | 0 | 0 | 0 | 0 | 0 | 0 | 0 | 0 | 0 | 0 | 0 | 0 | 0 | 0
CDP17 | QLD | GG | Hydro | 0 | 0 | 0 | 0 | 0 | 0 | 0 | 0 | 0 | 0 | 0 | 0 | 0 | 0 | 0 | 0 | 0 | 0 | 0 | 0 | 0 | 0 | 0 | 0 | 0 | 0 | 0 | 0
CDP17 | QLD | GG | Deep storage | 0 | 0 | 0 | 0 | 0 | 0 | 0 | 0 | 0 | 0 | 0 | 0 | 0 | 0 | 0 | 0 | 0 | 0 | 0 | 0 | 0 | 0 | 0 | 0 | 0 | 0 | 0 | 0
CDP17 | QLD | GG | Medium storage | 0 | 0 | 0 | 0 | 0 | 0 | 0 | 0 | 0 | 0 | 0 | 0 | 0 | 0 | 0 | 0 | 0 | 0 | 0 | 0 | 0 | 0 | 0 | 0 | 0 | 0 | 0 | 0
CDP17 | QLD | GG | Shallow storage | 0 | 0 | 0 | 0 | 0 | 0 | 0 | 0 | 0 | 0 | 0 | 0 | 0 | 0 | 0 | 0 | 0 | 0 | 0 | 0 | 0 | -400 | -400 | -400 | -400 | -400 | -400 | -400
CDP17 | QLD | GG | Coordinated CER storage | 0 | 0 | 0 | 0 | 0 | 0 | 0 | 0 | 0 | 0 | 0 | 0 | 0 | 0 | 0 | 0 | 0 | 0 | 0 | 0 | 0 | 0 | 0 | 0 | 0 | 0 | 0 | 0
CDP17 | QLD | CQ | Black coal | 0 | 0 | 0 | -700 | -700 | -1430 | -1430 | -1430 | -2160 | -2160 | -2160 | -2160 | -2160 | -2160 | -2160 | -2160 | -2160 | -2160 | -2160 | -2160 | -2160 | -2160 | -2160 | -2160 | -2160 | -2160 | -2160 | -3004
CDP17 | QLD | CQ | Mid-merit gas | 0 | 0 | 0 | 0 | 0 | 0 | 0 | 0 | 0 | 0 | 0 | 0 | 0 | 0 | 0 | 0 | 0 | 0 | 0 | 0 | 0 | 0 | 0 | 0 | 0 | 0 | 0 | 0
CDP17 | QLD | CQ | Flexible gas | 0 | 0 | 0 | 0 | 0 | 0 | 0 | 0 | 0 | 0 | -37 | -37 | -37 | -37 | -37 | -37 | -37 | -37 | -37 | -37 | -37 | -37 | -37 | -37 | -37 | -37 | -37 | -37
CDP17 | QLD | CQ | Hydro | 0 | 0 | 0 | 0 | 0 | 0 | 0 | 0 | 0 | 0 | 0 | 0 | 0 | 0 | 0 | 0 | 0 | 0 | 0 | 0 | 0 | 0 | 0 | 0 | 0 | 0 | 0 | 0
CDP17 | QLD | CQ | Deep storage | 0 | 0 | 0 | 0 | 0 | 0 | 0 | 0 | 0 | 0 | 0 | 0 | 0 | 0 | 0 | 0 | 0 | 0 | 0 | 0 | 0 | 0 | 0 | 0 | 0 | 0 | 0 | 0
CDP17 | QLD | CQ | Medium storage | 0 | 0 | 0 | 0 | 0 | 0 | 0 | 0 | 0 | 0 | 0 | 0 | 0 | 0 | 0 | 0 | 0 | 0 | 0 | 0 | 0 | 0 | 0 | 0 | -2.1e-06 | -2.1e-06 | -2.1e-06 | -2.1e-06
CDP17 | QLD | CQ | Shallow storage | 0 | 0 | 0 | 0 | 0 | 0 | 0 | 0 | 0 | 0 | 0 | 0 | 0 | 0 | 0 | 0 | 0 | 0 | -50 | -50 | -50 | -50 | -50 | -200 | -200 | -200 | -200 | -200
CDP17 | QLD | CQ | Coordinated CER storage | 0 | 0 | 0 | 0 | 0 | 0 | 0 | 0 | 0 | 0 | 0 | 0 | 0 | 0 | 0 | 0 | 0 | 0 | 0 | 0 | 0 | 0 | 0 | 0 | 0 | 0 | 0 | 0
CDP17 | QLD | SQ | Black coal | 0 | 0 | 0 | 0 | 0 | 0 | -700 | -700 | -1050 | -1850 | -2594 | -2594 | -2594 | -2594 | -2594 | -2594 | -2594 | -2594 | -2594 | -2594 | -2594 | -2594 | -2594 | -2594 | -2594 | -2594 | -2594 | -3446
CDP17 | QLD | SQ | Mid-merit gas | 0 | 0 | 0 | 0 | 0 | 0 | 0 | 0 | 0 | 0 | 0 | 0 | -385 | -385 | -385 | -529.4 | -529.4 | -529.4 | -529.4 | -529.4 | -529.4 | -1173.9 | -1173.9 | -1173.9 | -1173.9 | -1173.9 | -1173.9 | -1173.9
CDP17 | QLD | SQ | Flexible gas | 0 | 0 | 0 | 0 | 0 | 0 | 0 | 0 | 0 | 0 | -80 | -80 | -80 | -80 | -80 | -80 | -80 | -80 | -80 | -80 | -80 | -80 | -644 | -644 | -644 | -1163 | -1509 | -1509
CDP17 | QLD | SQ | Hydro | 0 | 0 | 0 | 0 | 0 | 0 | 0 | 0 | 0 | 0 | 0 | 0 | 0 | 0 | 0 | 0 | 0 | 0 | 0 | 0 | 0 | 0 | 0 | 0 | 0 | 0 | 0 | 0
CDP17 | QLD | SQ | Deep storage | 0 | 0 | 0 | 0 | 0 | 0 | 0 | 0 | 0 | 0 | 0 | 0 | 0 | 0 | 0 | 0 | 0 | 0 | 0 | 0 | 0 | 0 | 0 | 0 | 0 | 0 | 0 | 0
CDP17 | QLD | SQ | Medium storage | 0 | 0 | 0 | 0 | 0 | 0 | 0 | 0 | 0 | 0 | 0 | 0 | 0 | 0 | 0 | 0 | 0 | 0 | 0 | 0 | 0 | 0 | 0 | -9.38e-06 | -1.221e-05 | -1.221e-05 | -1.221e-05 | -1.492e-05
CDP17 | QLD | SQ | Shallow storage | 0 | 0 | 0 | 0 | 0 | 0 | 0 | 0 | 0 | 0 | 0 | 0 | 0 | 0 | -100 | -100 | -100 | -100 | -100 | -100 | -400 | -650 | -650 | -650 | -904.8 | -904.8 | -904.8 | -1004.8
CDP17 | QLD | SQ | Coordinated CER storage | 0 | 0 | 0 | 0 | 0 | 0 | 0 | 0 | 0 | 0 | 0 | 0 | 0 | 0 | 0 | 0 | 0 | 0 | 0 | 0 | 0 | 0 | 0 | 0 | 0 | 0 | 0 | 0
CDP17 | VIC | VIC | Brown coal | 0 | 0 | 0 | 0 | -1450 | -1450 | -1450 | -1450 | -1450 | -3660 | -4240 | -4240 | -4240 | -4240 | -4240 | -4240 | -4240 | -4240 | -4240 | -4240 | -4240 | -4240 | -4240 | -4820 | -4820 | -4820 | -4820 | -4820
CDP17 | VIC | VIC | Mid-merit gas | 0 | 0 | 0 | 0 | -500 | -500 | -500 | -500 | -500 | -500 | -500 | -500 | -500 | -500 | -500 | -500 | -500 | -500 | -500 | -500 | -500 | -500 | -500 | -500 | -500 | -500 | -500 | -500
CDP17 | VIC | VIC | Flexible gas | 0 | 0 | 0 | 0 | 0 | 0 | 0 | 0 | 0 | -170 | -170 | -170 | -170 | -170 | -170 | -610 | -610 | -610 | -704 | -704 | -704 | -704 | -704 | -1288 | -1288 | -1288 | -1288 | -1288
CDP17 | VIC | VIC | Hydro | 0 | 0 | 0 | 0 | 0 | 0 | 0 | 0 | 0 | 0 | 0 | 0 | 0 | 0 | 0 | 0 | 0 | 0 | 0 | 0 | 0 | 0 | 0 | 0 | 0 | 0 | 0 | 0
CDP17 | VIC | VIC | Deep storage | 0 | 0 | 0 | 0 | 0 | 0 | 0 | 0 | 0 | 0 | 0 | 0 | 0 | 0 | 0 | 0 | 0 | 0 | 0 | 0 | 0 | 0 | 0 | 0 | 0 | 0 | 0 | 0
CDP17 | VIC | VIC | Medium storage | 0 | 0 | 0 | 0 | 0 | 0 | 0 | 0 | 0 | 0 | 0 | 0 | 0 | 0 | 0 | 0 | 0 | 0 | 0 | 0 | 0 | 0 | -350 | -350 | -350 | -350 | -350 | -350
CDP17 | VIC | VIC | Shallow storage | 0 | 0 | 0 | 0 | -7.7 | -17.3 | -17.3 | -17.3 | -17.3 | -69.13 | -69.13 | -69.13 | -69.13 | -75.73 | -80.73 | -80.73 | -80.73 | -380.73 | -380.73 | -530.73 | -730.73 | -1032.04 | -1420.5402 | -1726.0128 | -1726.0128 | -1956.03 | -2556.03 | -3067.7299
CDP17 | VIC | VIC | Coordinated CER storage | 0 | 0 | 0 | 0 | 0 | 0 | 0 | 0 | 0 | 0 | 0 | 0 | 0 | 0 | 0 | 0 | 0 | 0 | 0 | 0 | 0 | 0 | 0 | 0 | 0 | 0 | 0 | 0
CDP17 | SA | CSA | Mid-merit gas | 0 | 0 | -980 | -980 | -980 | -980 | -980 | -980 | -980 | -980 | -980 | -980 | -980 | -1509 | -1509 | -1509 | -1509 | -1509 | -1509 | -1509 | -1509 | -1509 | -1509 | -1509 | -1509 | -1509 | -1509 | -1509
CDP17 | SA | CSA | Flexible gas | 0 | 0 | 0 | -73.5 | -73.5 | -73.5 | -319.5 | -319.5 | -559.16 | -559.16 | -559.16 | -559.16 | -559.16 | -559.16 | -559.16 | -559.16 | -559.16 | -559.16 | -559.16 | -559.16 | -897.16 | -1020.36 | -1174.36 | -1174.36 | -1174.36 | -1174.36 | -1211.56 | -1211.56
CDP17 | SA | CSA | Hydro | 0 | 0 | 0 | 0 | 0 | 0 | 0 | 0 | 0 | 0 | 0 | 0 | 0 | 0 | 0 | 0 | 0 | 0 | 0 | 0 | 0 | 0 | 0 | 0 | 0 | 0 | 0 | 0
CDP17 | SA | CSA | Deep storage | 0 | 0 | 0 | 0 | 0 | 0 | 0 | 0 | 0 | 0 | 0 | 0 | 0 | 0 | 0 | 0 | 0 | 0 | 0 | 0 | 0 | 0 | 0 | 0 | 0 | 0 | 0 | 0
CDP17 | SA | CSA | Medium storage | 0 | 0 | 0 | 0 | 0 | 0 | 0 | 0 | 0 | 0 | 0 | 0 | 0 | 0 | 0 | 0 | 0 | 0 | 0 | 0 | 0 | 0 | 0 | 0 | -2.93e-06 | -2.93e-06 | -2.93e-06 | -6.14e-06
CDP17 | SA | CSA | Shallow storage | 0 | 0 | 0 | 0 | 0 | -6.02 | -36.02 | -36.02 | -36.02 | -36.02 | -36.02 | -36.02 | -36.02 | -36.02 | -36.02 | -36.02 | -36.02 | -48.02 | -48.02 | -304.74 | -498.72 | -660.72 | -1279.2148 | -2406.8515 | -2448.3515 | -2559.3515 | -2559.3515 | -2559.3515
CDP17 | SA | CSA | Coordinated CER storage | 0 | 0 | 0 | 0 | 0 | 0 | 0 | 0 | 0 | 0 | 0 | 0 | 0 | 0 | 0 | 0 | 0 | 0 | 0 | 0 | 0 | 0 | 0 | 0 | 0 | 0 | 0 | 0
CDP17 | SA | SESA | Mid-merit gas | 0 | 0 | 0 | 0 | 0 | 0 | 0 | 0 | 0 | 0 | 0 | 0 | 0 | 0 | 0 | 0 | 0 | 0 | 0 | 0 | 0 | 0 | 0 | 0 | 0 | 0 | 0 | 0
CDP17 | SA | SESA | Flexible gas | 0 | 0 | 0 | -63 | -63 | -63 | -63 | -63 | -63 | -63 | -63 | -143 | -143 | -143 | -143 | -143 | -143 | -143 | -143 | -143 | -143 | -143 | -143 | -143 | -143 | -143 | -143 | -143
CDP17 | SA | SESA | Hydro | 0 | 0 | 0 | 0 | 0 | 0 | 0 | 0 | 0 | 0 | 0 | 0 | 0 | 0 | 0 | 0 | 0 | 0 | 0 | 0 | 0 | 0 | 0 | 0 | 0 | 0 | 0 | 0
CDP17 | SA | SESA | Deep storage | 0 | 0 | 0 | 0 | 0 | 0 | 0 | 0 | 0 | 0 | 0 | 0 | 0 | 0 | 0 | 0 | 0 | 0 | 0 | 0 | 0 | 0 | 0 | 0 | 0 | 0 | 0 | 0
CDP17 | SA | SESA | Medium storage | 0 | 0 | 0 | 0 | 0 | 0 | 0 | 0 | 0 | 0 | 0 | 0 | 0 | 0 | 0 | 0 | 0 | 0 | 0 | 0 | 0 | 0 | 0 | 0 | -2.91e-06 | -6.97e-06 | -6.97e-06 | -1.008e-05
CDP17 | SA | SESA | Shallow storage | 0 | 0 | 0 | 0 | 0 | 0 | 0 | 0 | 0 | 0 | -25 | -25 | -25 | -25 | -25 | -25 | -25 | -25 | -25 | -25 | -25 | -25 | -25 | -25 | -25 | -25 | -25 | -25
CDP17 | SA | SESA | Coordinated CER storage | 0 | 0 | 0 | 0 | 0 | 0 | 0 | 0 | 0 | 0 | 0 | 0 | 0 | 0 | 0 | 0 | 0 | 0 | 0 | 0 | 0 | 0 | 0 | 0 | 0 | 0 | 0 | 0
CDP17 | TAS | TAS | Mid-merit gas | 0 | 0 | 0 | -208 | -208 | -208 | -208 | -208 | -208 | -208 | -208 | -208 | -208 | -208 | -208 | -208 | -208 | -208 | -208 | -208 | -208 | -208 | -208 | -208 | -208 | -208 | -208 | -208
CDP17 | TAS | TAS | Flexible gas | 0 | 0 | 0 | 0 | 0 | 0 | 0 | 0 | 0 | 0 | 0 | 0 | 0 | 0 | 0 | 0 | -120 | -120 | -120 | -120 | -120 | -120 | -120 | -120 | -120 | -120 | -178 | -178
CDP17 | TAS | TAS | Hydro | 0 | 0 | 0 | 0 | 0 | 0 | 0 | 0 | 0 | 0 | 0 | 0 | 0 | 0 | 0 | 0 | 0 | 0 | 0 | 0 | 0 | 0 | 0 | 0 | 0 | 0 | 0 | 0
CDP17 | TAS | TAS | Deep storage | 0 | 0 | 0 | 0 | 0 | 0 | 0 | 0 | 0 | 0 | 0 | 0 | 0 | 0 | 0 | 0 | 0 | 0 | 0 | 0 | 0 | 0 | 0 | 0 | 0 | 0 | 0 | 0
CDP17 | TAS | TAS | Medium storage | 0 | 0 | 0 | 0 | 0 | 0 | 0 | 0 | 0 | 0 | 0 | 0 | 0 | 0 | 0 | 0 | 0 | 0 | 0 | 0 | 0 | 0 | 0 | 0 | -1.16e-06 | -2.29e-06 | -2.29e-06 | -8.02e-06
CDP17 | TAS | TAS | Shallow storage | 0 | 0 | 0 | 0 | 0 | 0 | 0 | 0 | 0 | 0 | 0 | 0 | 0 | 0 | 0 | 0 | 0 | 0 | 0 | 0 | 0 | 0 | 0 | 0 | 0 | 0 | 0 | 0
CDP17 | TAS | TAS | Coordinated CER storage | 0 | 0 | 0 | 0 | 0 | 0 | 0 | 0 | 0 | 0 | 0 | 0 | 0 | 0 | 0 | 0 | 0 | 0 | 0 | 0 | 0 | 0 | 0 | 0 | 0 | 0 | 0 | 0
CDP18 | NSW | NNSW | Black coal | 0 | 0 | 0 | 0 | 0 | 0 | 0 | 0 | 0 | 0 | 0 | 0 | 0 | 0 | 0 | 0 | 0 | 0 | 0 | 0 | 0 | 0 | 0 | 0 | 0 | 0 | 0 | 0
CDP18 | NSW | NNSW | Mid-merit gas | 0 | 0 | 0 | 0 | 0 | 0 | 0 | 0 | 0 | 0 | 0 | 0 | 0 | 0 | 0 | 0 | 0 | 0 | 0 | 0 | 0 | 0 | 0 | 0 | 0 | 0 | 0 | 0
CDP18 | NSW | NNSW | Flexible gas | 0 | 0 | 0 | 0 | 0 | 0 | 0 | 0 | 0 | 0 | 0 | 0 | 0 | 0 | 0 | 0 | 0 | 0 | 0 | 0 | 0 | 0 | 0 | 0 | 0 | 0 | 0 | 0
CDP18 | NSW | NNSW | Hydro | 0 | 0 | 0 | 0 | 0 | 0 | 0 | 0 | 0 | 0 | 0 | 0 | 0 | 0 | 0 | 0 | 0 | 0 | 0 | 0 | 0 | 0 | 0 | 0 | 0 | 0 | 0 | 0
CDP18 | NSW | NNSW | Deep storage | 0 | 0 | 0 | 0 | 0 | 0 | 0 | 0 | 0 | 0 | 0 | 0 | 0 | 0 | 0 | 0 | 0 | 0 | 0 | 0 | 0 | 0 | 0 | 0 | 0 | 0 | 0 | 0
CDP18 | NSW | NNSW | Medium storage | 0 | 0 | 0 | 0 | 0 | 0 | 0 | 0 | 0 | 0 | 0 | 0 | 0 | 0 | 0 | 0 | 0 | 0 | 0 | 0 | 0 | 0 | -275 | -275 | -382.9079 | -834.9936 | -834.9936 | -834.9936
CDP18 | NSW | NNSW | Shallow storage | 0 | 0 | 0 | 0 | 0 | 0 | 0 | 0 | 0 | -30 | -30 | -30 | -30 | -30 | -30 | -30 | -30 | -30 | -30 | -30 | -30 | -30 | -430 | -430 | -430 | -430 | -430 | -430
CDP18 | NSW | NNSW | Coordinated CER storage | 0 | 0 | 0 | 0 | 0 | 0 | 0 | 0 | 0 | 0 | 0 | 0 | 0 | 0 | 0 | 0 | 0 | 0 | 0 | 0 | 0 | 0 | 0 | 0 | 0 | 0 | 0 | 0
CDP18 | NSW | CNSW | Black coal | 0 | 0 | 0 | 0 | -685 | -2715 | -2715 | -2715 | -2715 | -2715 | -2715 | -2715 | -2715 | -2715 | -2715 | -2715 | -4135 | -4135 | -4135 | -4135 | -4135 | -4135 | -4135 | -4135 | -4135 | -4135 | -4135 | -4135
CDP18 | NSW | CNSW | Mid-merit gas | 0 | 0 | 0 | 0 | 0 | 0 | 0 | 0 | 0 | 0 | 0 | 0 | 0 | 0 | 0 | 0 | 0 | 0 | 0 | 0 | 0 | 0 | 0 | 0 | 0 | 0 | 0 | 0
CDP18 | NSW | CNSW | Flexible gas | 0 | 0 | 0 | 0 | 0 | 0 | 0 | 0 | 0 | 0 | 0 | 0 | 0 | 0 | 0 | 0 | 0 | 0 | 0 | 0 | 0 | 0 | 0 | 0 | 0 | 0 | 0 | 0
CDP18 | NSW | CNSW | Hydro | 0 | 0 | 0 | 0 | 0 | 0 | 0 | 0 | 0 | 0 | 0 | 0 | 0 | 0 | 0 | 0 | 0 | 0 | 0 | 0 | 0 | 0 | 0 | 0 | 0 | 0 | 0 | 0
CDP18 | NSW | CNSW | Deep storage | 0 | 0 | 0 | 0 | 0 | 0 | 0 | 0 | 0 | 0 | 0 | 0 | 0 | 0 | 0 | 0 | 0 | 0 | 0 | 0 | 0 | 0 | 0 | 0 | 0 | 0 | 0 | 0
CDP18 | NSW | CNSW | Medium storage | 0 | 0 | 0 | 0 | 0 | 0 | -40.02 | -40.02 | -80.04 | -80.04 | -80.04 | -120.06 | -120.06 | -120.06 | -120.06 | -160.08 | -160.08 | -160.08 | -160.08 | -160.08 | -200.1 | -749.1 | -789.12 | -789.12 | -789.12 | -829.1481 | -829.1481 | -829.1481
CDP18 | NSW | CNSW | Shallow storage | 0 | 0 | 0 | 0 | 0 | 0 | 0 | 0 | 0 | 0 | 0 | 0 | 0 | 0 | 0 | 0 | 0 | 0 | 0 | 0 | 0 | -20 | -30.0619 | -321.407 | -1582.3488 | -1582.3488 | -1582.3488 | -1582.3488
CDP18 | NSW | CNSW | Coordinated CER storage | 0 | 0 | 0 | 0 | 0 | 0 | 0 | 0 | 0 | 0 | 0 | 0 | 0 | 0 | 0 | 0 | 0 | 0 | 0 | 0 | 0 | 0 | 0 | 0 | 0 | 0 | 0 | 0
CDP18 | NSW | SNSW | Black coal | 0 | 0 | 0 | 0 | 0 | 0 | 0 | 0 | 0 | 0 | 0 | 0 | 0 | 0 | 0 | 0 | 0 | 0 | 0 | 0 | 0 | 0 | 0 | 0 | 0 | 0 | 0 | 0
CDP18 | NSW | SNSW | Mid-merit gas | 0 | 0 | 0 | 0 | 0 | 0 | 0 | 0 | 0 | 0 | 0 | 0 | 0 | 0 | 0 | 0 | 0 | 0 | 0 | 0 | 0 | 0 | 0 | 0 | 0 | 0 | 0 | 0
CDP18 | NSW | SNSW | Flexible gas | 0 | 0 | 0 | 0 | 0 | 0 | 0 | 0 | 0 | 0 | 0 | 0 | 0 | 0 | 0 | 0 | 0 | 0 | 0 | 0 | -692 | -692 | -692 | -692 | -692 | -692 | -692 | -692
CDP18 | NSW | SNSW | Hydro | 0 | 0 | 0 | 0 | 0 | 0 | 0 | 0 | 0 | 0 | 0 | 0 | 0 | 0 | 0 | 0 | 0 | 0 | 0 | 0 | 0 | 0 | 0 | 0 | 0 | 0 | 0 | 0
CDP18 | NSW | SNSW | Deep storage | 0 | 0 | 0 | 0 | 0 | 0 | 0 | 0 | 0 | 0 | 0 | 0 | 0 | 0 | 0 | 0 | 0 | 0 | 0 | 0 | 0 | 0 | 0 | 0 | 0 | 0 | 0 | 0
CDP18 | NSW | SNSW | Medium storage | 0 | 0 | 0 | 0 | 0 | 0 | 0 | 0 | 0 | 0 | 0 | 0 | 0 | 0 | 0 | 0 | 0 | 0 | 0 | 0 | 0 | -50 | -50 | -50 | -50 | -97.7208 | -97.7208 | -97.7208
CDP18 | NSW | SNSW | Shallow storage | 0 | -0.99 | -0.99 | -0.99 | -0.99 | -0.99 | -1.98 | -1.98 | -2.97 | -2.97 | -2.97 | -3.96 | -3.96 | -3.96 | -3.96 | -4.95 | -4.95 | -4.95 | -14.95 | -64.95 | -65.94 | -75.84 | -76.83 | -76.83 | -175.83 | -175.83 | -175.83 | -325.83
CDP18 | NSW | SNSW | Coordinated CER storage | 0 | 0 | 0 | 0 | 0 | 0 | 0 | 0 | 0 | 0 | 0 | 0 | 0 | 0 | 0 | 0 | 0 | 0 | 0 | 0 | 0 | 0 | 0 | 0 | 0 | 0 | 0 | 0
CDP18 | NSW | SNW | Black coal | 0 | -2880 | -2880 | -2880 | -4200 | -4200 | -4200 | -4200 | -4200 | -4200 | -4200 | -4200 | -4200 | -4200 | -4200 | -4200 | -4200 | -4200 | -4200 | -4200 | -4200 | -4200 | -4200 | -4200 | -4200 | -4200 | -4200 | -4200
CDP18 | NSW | SNW | Mid-merit gas | 0 | 0 | 0 | 0 | 0 | 0 | 0 | 0 | 0 | 0 | 0 | 0 | 0 | 0 | 0 | 0 | 0 | 0 | 0 | -440 | -440 | -440 | -440 | -440 | -440 | -440 | -440 | -440
CDP18 | NSW | SNW | Flexible gas | 0 | 0 | 0 | 0 | 0 | 0 | 0 | 0 | 0 | 0 | 0 | 0 | 0 | 0 | 0 | 0 | 0 | 0 | 0 | 0 | -185 | -185 | -185 | -185 | -185 | -185 | -185 | -185
CDP18 | NSW | SNW | Hydro | 0 | 0 | 0 | 0 | 0 | 0 | 0 | 0 | 0 | 0 | 0 | 0 | 0 | 0 | 0 | 0 | 0 | 0 | 0 | 0 | 0 | 0 | 0 | 0 | 0 | 0 | 0 | 0
CDP18 | NSW | SNW | Deep storage | 0 | 0 | 0 | 0 | 0 | 0 | 0 | 0 | 0 | 0 | 0 | 0 | 0 | 0 | 0 | 0 | 0 | 0 | 0 | 0 | 0 | 0 | 0 | 0 | 0 | 0 | 0 | 0
CDP18 | NSW | SNW | Medium storage | 0 | 0 | 0 | 0 | 0 | 0 | 0 | 0 | 0 | 0 | 0 | 0 | 0 | 0 | 0 | 0 | 0 | 0 | 0 | 0 | 0 | -889.1456 | -889.1456 | -889.1456 | -889.1456 | -1128.6454 | -1128.6454 | -1128.6454
CDP18 | NSW | SNW | Shallow storage | 0 | 0 | 0 | 0 | 0 | 0 | 0 | 0 | -72.576 | -72.576 | -72.576 | -145.152 | -195.152 | -195.152 | -195.152 | -267.728 | -267.728 | -267.728 | -267.728 | -267.728 | -340.304 | -865.304 | -937.8845 | -937.8867 | -970.3299 | -1042.9059 | -1042.9059 | -1042.9059
CDP18 | NSW | SNW | Coordinated CER storage | 0 | 0 | 0 | 0 | 0 | 0 | 0 | 0 | 0 | 0 | 0 | 0 | 0 | 0 | 0 | 0 | 0 | 0 | 0 | 0 | 0 | 0 | 0 | 0 | 0 | 0 | 0 | 0
CDP18 | QLD | NQ | Black coal | 0 | 0 | 0 | 0 | 0 | 0 | 0 | 0 | 0 | 0 | 0 | 0 | 0 | 0 | 0 | 0 | 0 | 0 | 0 | 0 | 0 | 0 | 0 | 0 | 0 | 0 | 0 | 0
CDP18 | QLD | NQ | Mid-merit gas | 0 | 0 | 0 | 0 | 0 | 0 | 0 | 0 | 0 | 0 | 0 | 0 | 0 | 0 | 0 | 0 | 0 | 0 | 0 | 0 | 0 | 0 | -244 | -244 | -244 | -244 | -244 | -244
CDP18 | QLD | NQ | Flexible gas | 0 | 0 | 0 | 0 | 0 | 0 | 0 | 0 | 0 | -292 | -292 | -292 | -292 | -292 | -292 | -292 | -292 | -292 | -292 | -292 | -423.5 | -423.5 | -423.5 | -423.5 | -423.5 | -423.5 | -423.5 | -423.5
CDP18 | QLD | NQ | Hydro | 0 | 0 | 0 | 0 | 0 | 0 | 0 | 0 | 0 | 0 | 0 | 0 | 0 | -86.4 | -86.4 | -86.4 | -86.4 | -86.4 | -156.4 | -156.4 | -156.4 | -156.4 | -156.4 | -156.4 | -156.4 | -156.4 | -156.4 | -156.4
CDP18 | QLD | NQ | Deep storage | 0 | 0 | 0 | 0 | 0 | 0 | 0 | 0 | 0 | 0 | 0 | 0 | 0 | 0 | 0 | 0 | 0 | 0 | 0 | 0 | 0 | 0 | 0 | 0 | 0 | 0 | 0 | 0
CDP18 | QLD | NQ | Medium storage | 0 | 0 | 0 | 0 | 0 | 0 | 0 | 0 | 0 | 0 | 0 | 0 | 0 | 0 | 0 | 0 | 0 | 0 | 0 | 0 | 0 | 0 | 0 | -1.944e-05 | -2.38e-05 | -3.608e-05 | -3.608e-05 | -3.608e-05
CDP18 | QLD | NQ | Shallow storage | 0 | 0 | 0 | 0 | 0 | 0 | 0 | 0 | 0 | 0 | 0 | 0 | 0 | 0 | 0 | 0 | 0 | 0 | 0 | 0 | 0 | 0 | -300 | -300 | -300 | -300 | -300 | -300
CDP18 | QLD | NQ | Coordinated CER storage | 0 | 0 | 0 | 0 | 0 | 0 | 0 | 0 | 0 | 0 | 0 | 0 | 0 | 0 | 0 | 0 | 0 | 0 | 0 | 0 | 0 | 0 | 0 | 0 | 0 | 0 | 0 | 0
CDP18 | QLD | GG | Black coal | 0 | 0 | 0 | -840 | -840 | -840 | -1400 | -1680 | -1680 | -1680 | -1680 | -1680 | -1680 | -1680 | -1680 | -1680 | -1680 | -1680 | -1680 | -1680 | -1680 | -1680 | -1680 | -1680 | -1680 | -1680 | -1680 | -1680
CDP18 | QLD | GG | Mid-merit gas | 0 | 0 | 0 | 0 | 0 | 0 | 0 | 0 | 0 | 0 | 0 | 0 | 0 | 0 | 0 | 0 | 0 | 0 | 0 | 0 | 0 | 0 | 0 | 0 | 0 | 0 | -180 | -180
CDP18 | QLD | GG | Flexible gas | 0 | 0 | 0 | 0 | 0 | 0 | 0 | 0 | 0 | 0 | 0 | 0 | 0 | 0 | 0 | 0 | 0 | 0 | 0 | 0 | 0 | 0 | 0 | 0 | 0 | 0 | 0 | 0
CDP18 | QLD | GG | Hydro | 0 | 0 | 0 | 0 | 0 | 0 | 0 | 0 | 0 | 0 | 0 | 0 | 0 | 0 | 0 | 0 | 0 | 0 | 0 | 0 | 0 | 0 | 0 | 0 | 0 | 0 | 0 | 0
CDP18 | QLD | GG | Deep storage | 0 | 0 | 0 | 0 | 0 | 0 | 0 | 0 | 0 | 0 | 0 | 0 | 0 | 0 | 0 | 0 | 0 | 0 | 0 | 0 | 0 | 0 | 0 | 0 | 0 | 0 | 0 | 0
CDP18 | QLD | GG | Medium storage | 0 | 0 | 0 | 0 | 0 | 0 | 0 | 0 | 0 | 0 | 0 | 0 | 0 | 0 | 0 | 0 | 0 | 0 | 0 | 0 | 0 | 0 | 0 | 0 | 0 | 0 | 0 | -2.04e-06
CDP18 | QLD | GG | Shallow storage | 0 | 0 | 0 | 0 | 0 | 0 | 0 | 0 | 0 | 0 | 0 | 0 | 0 | 0 | 0 | 0 | 0 | 0 | 0 | 0 | 0 | -400 | -400 | -400 | -400 | -400 | -400 | -400
CDP18 | QLD | GG | Coordinated CER storage | 0 | 0 | 0 | 0 | 0 | 0 | 0 | 0 | 0 | 0 | 0 | 0 | 0 | 0 | 0 | 0 | 0 | 0 | 0 | 0 | 0 | 0 | 0 | 0 | 0 | 0 | 0 | 0
CDP18 | QLD | CQ | Black coal | 0 | 0 | 0 | -700 | -700 | -1430 | -1430 | -1430 | -2160 | -2160 | -2160 | -2160 | -2160 | -2160 | -2160 | -2160 | -2160 | -2160 | -2160 | -2160 | -2160 | -2160 | -2160 | -2160 | -2160 | -2160 | -2160 | -3004
CDP18 | QLD | CQ | Mid-merit gas | 0 | 0 | 0 | 0 | 0 | 0 | 0 | 0 | 0 | 0 | 0 | 0 | 0 | 0 | 0 | 0 | 0 | 0 | 0 | 0 | 0 | 0 | 0 | 0 | 0 | 0 | 0 | 0
CDP18 | QLD | CQ | Flexible gas | 0 | 0 | 0 | 0 | 0 | 0 | 0 | 0 | 0 | 0 | -37 | -37 | -37 | -37 | -37 | -37 | -37 | -37 | -37 | -37 | -37 | -37 | -37 | -37 | -37 | -37 | -37 | -37
CDP18 | QLD | CQ | Hydro | 0 | 0 | 0 | 0 | 0 | 0 | 0 | 0 | 0 | 0 | 0 | 0 | 0 | 0 | 0 | 0 | 0 | 0 | 0 | 0 | 0 | 0 | 0 | 0 | 0 | 0 | 0 | 0
CDP18 | QLD | CQ | Deep storage | 0 | 0 | 0 | 0 | 0 | 0 | 0 | 0 | 0 | 0 | 0 | 0 | 0 | 0 | 0 | 0 | 0 | 0 | 0 | 0 | 0 | 0 | 0 | 0 | 0 | 0 | 0 | 0
CDP18 | QLD | CQ | Medium storage | 0 | 0 | 0 | 0 | 0 | 0 | 0 | 0 | 0 | 0 | 0 | 0 | 0 | 0 | 0 | 0 | 0 | 0 | 0 | 0 | 0 | 0 | 0 | 0 | -4.48e-06 | -4.48e-06 | -4.48e-06 | -5.64e-06
CDP18 | QLD | CQ | Shallow storage | 0 | 0 | 0 | 0 | 0 | 0 | 0 | 0 | 0 | 0 | 0 | 0 | 0 | 0 | 0 | 0 | 0 | 0 | -50 | -50 | -50 | -50 | -50 | -200 | -200 | -200 | -200 | -200
CDP18 | QLD | CQ | Coordinated CER storage | 0 | 0 | 0 | 0 | 0 | 0 | 0 | 0 | 0 | 0 | 0 | 0 | 0 | 0 | 0 | 0 | 0 | 0 | 0 | 0 | 0 | 0 | 0 | 0 | 0 | 0 | 0 | 0
CDP18 | QLD | SQ | Black coal | 0 | 0 | 0 | 0 | 0 | 0 | -700 | -700 | -1050 | -1850 | -2594 | -2594 | -2594 | -2594 | -2594 | -2594 | -2594 | -2594 | -2594 | -2594 | -2594 | -2594 | -2594 | -2594 | -2594 | -2594 | -2594 | -3446
CDP18 | QLD | SQ | Mid-merit gas | 0 | 0 | 0 | 0 | 0 | 0 | 0 | 0 | 0 | 0 | 0 | 0 | -385 | -385 | -385 | -529.4 | -529.4 | -529.4 | -529.4 | -529.4 | -529.4 | -1173.9 | -1173.9 | -1173.9 | -1173.9 | -1173.9 | -1173.9 | -1173.9
CDP18 | QLD | SQ | Flexible gas | 0 | 0 | 0 | 0 | 0 | 0 | 0 | 0 | 0 | 0 | -80 | -80 | -80 | -80 | -80 | -80 | -80 | -80 | -80 | -80 | -80 | -80 | -644 | -644 | -644 | -1163 | -1509 | -1509
CDP18 | QLD | SQ | Hydro | 0 | 0 | 0 | 0 | 0 | 0 | 0 | 0 | 0 | 0 | 0 | 0 | 0 | 0 | 0 | 0 | 0 | 0 | 0 | 0 | 0 | 0 | 0 | 0 | 0 | 0 | 0 | 0
CDP18 | QLD | SQ | Deep storage | 0 | 0 | 0 | 0 | 0 | 0 | 0 | 0 | 0 | 0 | 0 | 0 | 0 | 0 | 0 | 0 | 0 | 0 | 0 | 0 | 0 | 0 | 0 | 0 | 0 | 0 | 0 | 0
CDP18 | QLD | SQ | Medium storage | 0 | 0 | 0 | 0 | 0 | 0 | 0 | 0 | 0 | 0 | 0 | 0 | 0 | 0 | 0 | 0 | 0 | 0 | 0 | 0 | 0 | 0 | 0 | -2.001e-05 | -2.602e-05 | -2.602e-05 | -2.602e-05 | -2.806e-05
CDP18 | QLD | SQ | Shallow storage | 0 | 0 | 0 | 0 | 0 | 0 | 0 | 0 | 0 | 0 | 0 | 0 | 0 | 0 | -100 | -100 | -100 | -100 | -100 | -100 | -400 | -650 | -650 | -650 | -904.8 | -904.8 | -904.8 | -1004.8
CDP18 | QLD | SQ | Coordinated CER storage | 0 | 0 | 0 | 0 | 0 | 0 | 0 | 0 | 0 | 0 | 0 | 0 | 0 | 0 | 0 | 0 | 0 | 0 | 0 | 0 | 0 | 0 | 0 | 0 | 0 | 0 | 0 | 0
CDP18 | VIC | VIC | Brown coal | 0 | 0 | 0 | 0 | -1450 | -1450 | -1450 | -1450 | -1450 | -3660 | -4240 | -4240 | -4240 | -4240 | -4240 | -4240 | -4240 | -4240 | -4240 | -4240 | -4240 | -4240 | -4240 | -4820 | -4820 | -4820 | -4820 | -4820
CDP18 | VIC | VIC | Mid-merit gas | 0 | 0 | 0 | 0 | -500 | -500 | -500 | -500 | -500 | -500 | -500 | -500 | -500 | -500 | -500 | -500 | -500 | -500 | -500 | -500 | -500 | -500 | -500 | -500 | -500 | -500 | -500 | -500
CDP18 | VIC | VIC | Flexible gas | 0 | 0 | 0 | 0 | 0 | 0 | 0 | 0 | 0 | -170 | -170 | -170 | -170 | -170 | -170 | -610 | -610 | -610 | -704 | -704 | -704 | -704 | -704 | -1288 | -1288 | -1288 | -1288 | -1288
CDP18 | VIC | VIC | Hydro | 0 | 0 | 0 | 0 | 0 | 0 | 0 | 0 | 0 | 0 | 0 | 0 | 0 | 0 | 0 | 0 | 0 | 0 | 0 | 0 | 0 | 0 | 0 | 0 | 0 | 0 | 0 | 0
CDP18 | VIC | VIC | Deep storage | 0 | 0 | 0 | 0 | 0 | 0 | 0 | 0 | 0 | 0 | 0 | 0 | 0 | 0 | 0 | 0 | 0 | 0 | 0 | 0 | 0 | 0 | 0 | 0 | 0 | 0 | 0 | 0
CDP18 | VIC | VIC | Medium storage | 0 | 0 | 0 | 0 | 0 | 0 | 0 | 0 | 0 | 0 | 0 | 0 | 0 | 0 | 0 | 0 | 0 | 0 | 0 | 0 | 0 | 0 | -350 | -350 | -350 | -350 | -350 | -350
CDP18 | VIC | VIC | Shallow storage | 0 | 0 | 0 | 0 | -7.7 | -17.3 | -17.3 | -17.3 | -17.3 | -69.13 | -69.13 | -69.13 | -69.13 | -75.73 | -80.73 | -80.73 | -80.73 | -380.73 | -380.73 | -530.73 | -730.73 | -1032.04 | -1420.5404 | -1726.0132 | -1726.0132 | -1956.03 | -2556.03 | -3067.7299
CDP18 | VIC | VIC | Coordinated CER storage | 0 | 0 | 0 | 0 | 0 | 0 | 0 | 0 | 0 | 0 | 0 | 0 | 0 | 0 | 0 | 0 | 0 | 0 | 0 | 0 | 0 | 0 | 0 | 0 | 0 | 0 | 0 | 0
CDP18 | SA | CSA | Mid-merit gas | 0 | 0 | -980 | -980 | -980 | -980 | -980 | -980 | -980 | -980 | -980 | -980 | -980 | -1509 | -1509 | -1509 | -1509 | -1509 | -1509 | -1509 | -1509 | -1509 | -1509 | -1509 | -1509 | -1509 | -1509 | -1509
CDP18 | SA | CSA | Flexible gas | 0 | 0 | 0 | -73.5 | -73.5 | -73.5 | -319.5 | -319.5 | -559.16 | -559.16 | -559.16 | -559.16 | -559.16 | -559.16 | -559.16 | -559.16 | -559.16 | -559.16 | -559.16 | -559.16 | -897.16 | -1020.36 | -1174.36 | -1174.36 | -1174.36 | -1174.36 | -1211.56 | -1211.56
CDP18 | SA | CSA | Hydro | 0 | 0 | 0 | 0 | 0 | 0 | 0 | 0 | 0 | 0 | 0 | 0 | 0 | 0 | 0 | 0 | 0 | 0 | 0 | 0 | 0 | 0 | 0 | 0 | 0 | 0 | 0 | 0
CDP18 | SA | CSA | Deep storage | 0 | 0 | 0 | 0 | 0 | 0 | 0 | 0 | 0 | 0 | 0 | 0 | 0 | 0 | 0 | 0 | 0 | 0 | 0 | 0 | 0 | 0 | 0 | 0 | 0 | 0 | 0 | 0
CDP18 | SA | CSA | Medium storage | 0 | 0 | 0 | 0 | 0 | 0 | 0 | 0 | 0 | 0 | 0 | 0 | 0 | 0 | 0 | 0 | 0 | 0 | 0 | 0 | 0 | 0 | 0 | 0 | -6.25e-06 | -6.25e-06 | -6.25e-06 | -7.65e-06
CDP18 | SA | CSA | Shallow storage | 0 | 0 | 0 | 0 | 0 | -6.02 | -36.02 | -36.02 | -36.02 | -36.02 | -36.02 | -36.02 | -36.02 | -36.02 | -36.02 | -36.02 | -36.02 | -48.02 | -48.02 | -304.74 | -498.72 | -660.72 | -1279.1792 | -2406.8444 | -2448.3444 | -2559.3444 | -2559.3444 | -2559.3444
CDP18 | SA | CSA | Coordinated CER storage | 0 | 0 | 0 | 0 | 0 | 0 | 0 | 0 | 0 | 0 | 0 | 0 | 0 | 0 | 0 | 0 | 0 | 0 | 0 | 0 | 0 | 0 | 0 | 0 | 0 | 0 | 0 | 0
CDP18 | SA | SESA | Mid-merit gas | 0 | 0 | 0 | 0 | 0 | 0 | 0 | 0 | 0 | 0 | 0 | 0 | 0 | 0 | 0 | 0 | 0 | 0 | 0 | 0 | 0 | 0 | 0 | 0 | 0 | 0 | 0 | 0
CDP18 | SA | SESA | Flexible gas | 0 | 0 | 0 | -63 | -63 | -63 | -63 | -63 | -63 | -63 | -63 | -143 | -143 | -143 | -143 | -143 | -143 | -143 | -143 | -143 | -143 | -143 | -143 | -143 | -143 | -143 | -143 | -143
CDP18 | SA | SESA | Hydro | 0 | 0 | 0 | 0 | 0 | 0 | 0 | 0 | 0 | 0 | 0 | 0 | 0 | 0 | 0 | 0 | 0 | 0 | 0 | 0 | 0 | 0 | 0 | 0 | 0 | 0 | 0 | 0
CDP18 | SA | SESA | Deep storage | 0 | 0 | 0 | 0 | 0 | 0 | 0 | 0 | 0 | 0 | 0 | 0 | 0 | 0 | 0 | 0 | 0 | 0 | 0 | 0 | 0 | 0 | 0 | 0 | 0 | 0 | 0 | 0
CDP18 | SA | SESA | Medium storage | 0 | 0 | 0 | 0 | 0 | 0 | 0 | 0 | 0 | 0 | 0 | 0 | 0 | 0 | 0 | 0 | 0 | 0 | 0 | 0 | 0 | 0 | 0 | 0 | -6.21e-06 | -1.488e-05 | -1.488e-05 | -1.488e-05
CDP18 | SA | SESA | Shallow storage | 0 | 0 | 0 | 0 | 0 | 0 | 0 | 0 | 0 | 0 | -25 | -25 | -25 | -25 | -25 | -25 | -25 | -25 | -25 | -25 | -25 | -25 | -25 | -25 | -25 | -25 | -25 | -25
CDP18 | SA | SESA | Coordinated CER storage | 0 | 0 | 0 | 0 | 0 | 0 | 0 | 0 | 0 | 0 | 0 | 0 | 0 | 0 | 0 | 0 | 0 | 0 | 0 | 0 | 0 | 0 | 0 | 0 | 0 | 0 | 0 | 0
CDP18 | TAS | TAS | Mid-merit gas | 0 | 0 | 0 | -208 | -208 | -208 | -208 | -208 | -208 | -208 | -208 | -208 | -208 | -208 | -208 | -208 | -208 | -208 | -208 | -208 | -208 | -208 | -208 | -208 | -208 | -208 | -208 | -208
CDP18 | TAS | TAS | Flexible gas | 0 | 0 | 0 | 0 | 0 | 0 | 0 | 0 | 0 | 0 | 0 | 0 | 0 | 0 | 0 | 0 | -120 | -120 | -120 | -120 | -120 | -120 | -120 | -120 | -120 | -120 | -178 | -178
CDP18 | TAS | TAS | Hydro | 0 | 0 | 0 | 0 | 0 | 0 | 0 | 0 | 0 | 0 | 0 | 0 | 0 | 0 | 0 | 0 | 0 | 0 | 0 | 0 | 0 | 0 | 0 | 0 | 0 | 0 | 0 | 0
CDP18 | TAS | TAS | Deep storage | 0 | 0 | 0 | 0 | 0 | 0 | 0 | 0 | 0 | 0 | 0 | 0 | 0 | 0 | 0 | 0 | 0 | 0 | 0 | 0 | 0 | 0 | 0 | 0 | 0 | 0 | 0 | 0
CDP18 | TAS | TAS | Medium storage | 0 | 0 | 0 | 0 | 0 | 0 | 0 | 0 | 0 | 0 | 0 | 0 | 0 | 0 | 0 | 0 | 0 | 0 | 0 | 0 | 0 | 0 | 0 | -1.011e-05 | -1.26e-05 | -1.374e-05 | -1.374e-05 | -1.374e-05
CDP18 | TAS | TAS | Shallow storage | 0 | 0 | 0 | 0 | 0 | 0 | 0 | 0 | 0 | 0 | 0 | 0 | 0 | 0 | 0 | 0 | 0 | 0 | 0 | 0 | 0 | 0 | 0 | 0 | 0 | 0 | 0 | 0
CDP18 | TAS | TAS | Coordinated CER storage | 0 | 0 | 0 | 0 | 0 | 0 | 0 | 0 | 0 | 0 | 0 | 0 | 0 | 0 | 0 | 0 | 0 | 0 | 0 | 0 | 0 | 0 | 0 | 0 | 0 | 0 | 0 | 0
CDP19 | NSW | NNSW | Black coal | 0 | 0 | 0 | 0 | 0 | 0 | 0 | 0 | 0 | 0 | 0 | 0 | 0 | 0 | 0 | 0 | 0 | 0 | 0 | 0 | 0 | 0 | 0 | 0 | 0 | 0 | 0 | 0
CDP19 | NSW | NNSW | Mid-merit gas | 0 | 0 | 0 | 0 | 0 | 0 | 0 | 0 | 0 | 0 | 0 | 0 | 0 | 0 | 0 | 0 | 0 | 0 | 0 | 0 | 0 | 0 | 0 | 0 | 0 | 0 | 0 | 0
CDP19 | NSW | NNSW | Flexible gas | 0 | 0 | 0 | 0 | 0 | 0 | 0 | 0 | 0 | 0 | 0 | 0 | 0 | 0 | 0 | 0 | 0 | 0 | 0 | 0 | 0 | 0 | 0 | 0 | 0 | 0 | 0 | 0
CDP19 | NSW | NNSW | Hydro | 0 | 0 | 0 | 0 | 0 | 0 | 0 | 0 | 0 | 0 | 0 | 0 | 0 | 0 | 0 | 0 | 0 | 0 | 0 | 0 | 0 | 0 | 0 | 0 | 0 | 0 | 0 | 0
CDP19 | NSW | NNSW | Deep storage | 0 | 0 | 0 | 0 | 0 | 0 | 0 | 0 | 0 | 0 | 0 | 0 | 0 | 0 | 0 | 0 | 0 | 0 | 0 | 0 | 0 | 0 | 0 | 0 | 0 | 0 | 0 | 0
CDP19 | NSW | NNSW | Medium storage | 0 | 0 | 0 | 0 | 0 | 0 | 0 | 0 | 0 | 0 | 0 | 0 | 0 | 0 | 0 | 0 | 0 | 0 | 0 | 0 | 0 | 0 | -275 | -275 | -382.9079 | -834.9906 | -834.9906 | -834.9906
CDP19 | NSW | NNSW | Shallow storage | 0 | 0 | 0 | 0 | 0 | 0 | 0 | 0 | 0 | -30 | -30 | -30 | -30 | -30 | -30 | -30 | -30 | -30 | -30 | -30 | -30 | -30 | -430 | -430 | -430 | -430 | -430 | -430
CDP19 | NSW | NNSW | Coordinated CER storage | 0 | 0 | 0 | 0 | 0 | 0 | 0 | 0 | 0 | 0 | 0 | 0 | 0 | 0 | 0 | 0 | 0 | 0 | 0 | 0 | 0 | 0 | 0 | 0 | 0 | 0 | 0 | 0
CDP19 | NSW | CNSW | Black coal | 0 | 0 | 0 | 0 | -685 | -2715 | -2715 | -2715 | -2715 | -2715 | -2715 | -2715 | -2715 | -2715 | -2715 | -2715 | -4135 | -4135 | -4135 | -4135 | -4135 | -4135 | -4135 | -4135 | -4135 | -4135 | -4135 | -4135
CDP19 | NSW | CNSW | Mid-merit gas | 0 | 0 | 0 | 0 | 0 | 0 | 0 | 0 | 0 | 0 | 0 | 0 | 0 | 0 | 0 | 0 | 0 | 0 | 0 | 0 | 0 | 0 | 0 | 0 | 0 | 0 | 0 | 0
CDP19 | NSW | CNSW | Flexible gas | 0 | 0 | 0 | 0 | 0 | 0 | 0 | 0 | 0 | 0 | 0 | 0 | 0 | 0 | 0 | 0 | 0 | 0 | 0 | 0 | 0 | 0 | 0 | 0 | 0 | 0 | 0 | 0
CDP19 | NSW | CNSW | Hydro | 0 | 0 | 0 | 0 | 0 | 0 | 0 | 0 | 0 | 0 | 0 | 0 | 0 | 0 | 0 | 0 | 0 | 0 | 0 | 0 | 0 | 0 | 0 | 0 | 0 | 0 | 0 | 0
CDP19 | NSW | CNSW | Deep storage | 0 | 0 | 0 | 0 | 0 | 0 | 0 | 0 | 0 | 0 | 0 | 0 | 0 | 0 | 0 | 0 | 0 | 0 | 0 | 0 | 0 | 0 | 0 | 0 | 0 | 0 | 0 | 0
CDP19 | NSW | CNSW | Medium storage | 0 | 0 | 0 | 0 | 0 | 0 | -40.02 | -40.02 | -80.04 | -80.04 | -80.04 | -120.06 | -120.06 | -120.06 | -120.06 | -160.08 | -160.08 | -160.08 | -160.08 | -160.08 | -200.1 | -749.1 | -789.12 | -789.12 | -789.12 | -829.1467 | -829.1467 | -829.1467
CDP19 | NSW | CNSW | Shallow storage | 0 | 0 | 0 | 0 | 0 | 0 | 0 | 0 | 0 | 0 | 0 | 0 | 0 | 0 | 0 | 0 | 0 | 0 | 0 | 0 | 0 | -20 | -30.0321 | -321.4039 | -1582.3441 | -1582.3441 | -1582.3441 | -1582.3441
CDP19 | NSW | CNSW | Coordinated CER storage | 0 | 0 | 0 | 0 | 0 | 0 | 0 | 0 | 0 | 0 | 0 | 0 | 0 | 0 | 0 | 0 | 0 | 0 | 0 | 0 | 0 | 0 | 0 | 0 | 0 | 0 | 0 | 0
CDP19 | NSW | SNSW | Black coal | 0 | 0 | 0 | 0 | 0 | 0 | 0 | 0 | 0 | 0 | 0 | 0 | 0 | 0 | 0 | 0 | 0 | 0 | 0 | 0 | 0 | 0 | 0 | 0 | 0 | 0 | 0 | 0
CDP19 | NSW | SNSW | Mid-merit gas | 0 | 0 | 0 | 0 | 0 | 0 | 0 | 0 | 0 | 0 | 0 | 0 | 0 | 0 | 0 | 0 | 0 | 0 | 0 | 0 | 0 | 0 | 0 | 0 | 0 | 0 | 0 | 0
CDP19 | NSW | SNSW | Flexible gas | 0 | 0 | 0 | 0 | 0 | 0 | 0 | 0 | 0 | 0 | 0 | 0 | 0 | 0 | 0 | 0 | 0 | 0 | 0 | 0 | -692 | -692 | -692 | -692 | -692 | -692 | -692 | -692
CDP19 | NSW | SNSW | Hydro | 0 | 0 | 0 | 0 | 0 | 0 | 0 | 0 | 0 | 0 | 0 | 0 | 0 | 0 | 0 | 0 | 0 | 0 | 0 | 0 | 0 | 0 | 0 | 0 | 0 | 0 | 0 | 0
CDP19 | NSW | SNSW | Deep storage | 0 | 0 | 0 | 0 | 0 | 0 | 0 | 0 | 0 | 0 | 0 | 0 | 0 | 0 | 0 | 0 | 0 | 0 | 0 | 0 | 0 | 0 | 0 | 0 | 0 | 0 | 0 | 0
CDP19 | NSW | SNSW | Medium storage | 0 | 0 | 0 | 0 | 0 | 0 | 0 | 0 | 0 | 0 | 0 | 0 | 0 | 0 | 0 | 0 | 0 | 0 | 0 | 0 | 0 | -50 | -50 | -50 | -50 | -97.7205 | -97.7205 | -97.7205
CDP19 | NSW | SNSW | Shallow storage | 0 | -0.99 | -0.99 | -0.99 | -0.99 | -0.99 | -1.98 | -1.98 | -2.97 | -2.97 | -2.97 | -3.96 | -3.96 | -3.96 | -3.96 | -4.95 | -4.95 | -4.95 | -14.95 | -64.95 | -65.94 | -75.84 | -76.83 | -76.83 | -175.83 | -175.83 | -175.83 | -325.83
CDP19 | NSW | SNSW | Coordinated CER storage | 0 | 0 | 0 | 0 | 0 | 0 | 0 | 0 | 0 | 0 | 0 | 0 | 0 | 0 | 0 | 0 | 0 | 0 | 0 | 0 | 0 | 0 | 0 | 0 | 0 | 0 | 0 | 0
CDP19 | NSW | SNW | Black coal | 0 | -2880 | -2880 | -2880 | -4200 | -4200 | -4200 | -4200 | -4200 | -4200 | -4200 | -4200 | -4200 | -4200 | -4200 | -4200 | -4200 | -4200 | -4200 | -4200 | -4200 | -4200 | -4200 | -4200 | -4200 | -4200 | -4200 | -4200
CDP19 | NSW | SNW | Mid-merit gas | 0 | 0 | 0 | 0 | 0 | 0 | 0 | 0 | 0 | 0 | 0 | 0 | 0 | 0 | 0 | 0 | 0 | 0 | 0 | -440 | -440 | -440 | -440 | -440 | -440 | -440 | -440 | -440
CDP19 | NSW | SNW | Flexible gas | 0 | 0 | 0 | 0 | 0 | 0 | 0 | 0 | 0 | 0 | 0 | 0 | 0 | 0 | 0 | 0 | 0 | 0 | 0 | 0 | -185 | -185 | -185 | -185 | -185 | -185 | -185 | -185
CDP19 | NSW | SNW | Hydro | 0 | 0 | 0 | 0 | 0 | 0 | 0 | 0 | 0 | 0 | 0 | 0 | 0 | 0 | 0 | 0 | 0 | 0 | 0 | 0 | 0 | 0 | 0 | 0 | 0 | 0 | 0 | 0
CDP19 | NSW | SNW | Deep storage | 0 | 0 | 0 | 0 | 0 | 0 | 0 | 0 | 0 | 0 | 0 | 0 | 0 | 0 | 0 | 0 | 0 | 0 | 0 | 0 | 0 | 0 | 0 | 0 | 0 | 0 | 0 | 0
CDP19 | NSW | SNW | Medium storage | 0 | 0 | 0 | 0 | 0 | 0 | 0 | 0 | 0 | 0 | 0 | 0 | 0 | 0 | 0 | 0 | 0 | 0 | 0 | 0 | 0 | -889.1455 | -889.1455 | -889.1455 | -889.1455 | -1128.6486 | -1128.6486 | -1128.6486
CDP19 | NSW | SNW | Shallow storage | 0 | 0 | 0 | 0 | 0 | 0 | 0 | 0 | -72.576 | -72.576 | -72.576 | -145.152 | -195.152 | -195.152 | -195.152 | -267.728 | -267.728 | -267.728 | -267.728 | -267.728 | -340.304 | -865.304 | -937.8837 | -937.8854 | -970.3299 | -1042.9059 | -1042.9059 | -1042.9059
CDP19 | NSW | SNW | Coordinated CER storage | 0 | 0 | 0 | 0 | 0 | 0 | 0 | 0 | 0 | 0 | 0 | 0 | 0 | 0 | 0 | 0 | 0 | 0 | 0 | 0 | 0 | 0 | 0 | 0 | 0 | 0 | 0 | 0
CDP19 | QLD | NQ | Black coal | 0 | 0 | 0 | 0 | 0 | 0 | 0 | 0 | 0 | 0 | 0 | 0 | 0 | 0 | 0 | 0 | 0 | 0 | 0 | 0 | 0 | 0 | 0 | 0 | 0 | 0 | 0 | 0
CDP19 | QLD | NQ | Mid-merit gas | 0 | 0 | 0 | 0 | 0 | 0 | 0 | 0 | 0 | 0 | 0 | 0 | 0 | 0 | 0 | 0 | 0 | 0 | 0 | 0 | 0 | 0 | -244 | -244 | -244 | -244 | -244 | -244
CDP19 | QLD | NQ | Flexible gas | 0 | 0 | 0 | 0 | 0 | 0 | 0 | 0 | 0 | -292 | -292 | -292 | -292 | -292 | -292 | -292 | -292 | -292 | -292 | -292 | -423.5 | -423.5 | -423.5 | -423.5 | -423.5 | -423.5 | -423.5 | -423.5
CDP19 | QLD | NQ | Hydro | 0 | 0 | 0 | 0 | 0 | 0 | 0 | 0 | 0 | 0 | 0 | 0 | 0 | -86.4 | -86.4 | -86.4 | -86.4 | -86.4 | -156.4 | -156.4 | -156.4 | -156.4 | -156.4 | -156.4 | -156.4 | -156.4 | -156.4 | -156.4
CDP19 | QLD | NQ | Deep storage | 0 | 0 | 0 | 0 | 0 | 0 | 0 | 0 | 0 | 0 | 0 | 0 | 0 | 0 | 0 | 0 | 0 | 0 | 0 | 0 | 0 | 0 | 0 | 0 | 0 | 0 | 0 | 0
CDP19 | QLD | NQ | Medium storage | 0 | 0 | 0 | 0 | 0 | 0 | 0 | 0 | 0 | 0 | 0 | 0 | 0 | 0 | 0 | 0 | 0 | 0 | 0 | 0 | 0 | 0 | 0 | -1.551e-05 | -1.899e-05 | -2.878e-05 | -2.878e-05 | -3.111e-05
CDP19 | QLD | NQ | Shallow storage | 0 | 0 | 0 | 0 | 0 | 0 | 0 | 0 | 0 | 0 | 0 | 0 | 0 | 0 | 0 | 0 | 0 | 0 | 0 | 0 | 0 | 0 | -300 | -300 | -300 | -300 | -300 | -300
CDP19 | QLD | NQ | Coordinated CER storage | 0 | 0 | 0 | 0 | 0 | 0 | 0 | 0 | 0 | 0 | 0 | 0 | 0 | 0 | 0 | 0 | 0 | 0 | 0 | 0 | 0 | 0 | 0 | 0 | 0 | 0 | 0 | 0
CDP19 | QLD | GG | Black coal | 0 | 0 | 0 | -840 | -840 | -840 | -1400 | -1680 | -1680 | -1680 | -1680 | -1680 | -1680 | -1680 | -1680 | -1680 | -1680 | -1680 | -1680 | -1680 | -1680 | -1680 | -1680 | -1680 | -1680 | -1680 | -1680 | -1680
CDP19 | QLD | GG | Mid-merit gas | 0 | 0 | 0 | 0 | 0 | 0 | 0 | 0 | 0 | 0 | 0 | 0 | 0 | 0 | 0 | 0 | 0 | 0 | 0 | 0 | 0 | 0 | 0 | 0 | 0 | 0 | -180 | -180
CDP19 | QLD | GG | Flexible gas | 0 | 0 | 0 | 0 | 0 | 0 | 0 | 0 | 0 | 0 | 0 | 0 | 0 | 0 | 0 | 0 | 0 | 0 | 0 | 0 | 0 | 0 | 0 | 0 | 0 | 0 | 0 | 0
CDP19 | QLD | GG | Hydro | 0 | 0 | 0 | 0 | 0 | 0 | 0 | 0 | 0 | 0 | 0 | 0 | 0 | 0 | 0 | 0 | 0 | 0 | 0 | 0 | 0 | 0 | 0 | 0 | 0 | 0 | 0 | 0
CDP19 | QLD | GG | Deep storage | 0 | 0 | 0 | 0 | 0 | 0 | 0 | 0 | 0 | 0 | 0 | 0 | 0 | 0 | 0 | 0 | 0 | 0 | 0 | 0 | 0 | 0 | 0 | 0 | 0 | 0 | 0 | 0
CDP19 | QLD | GG | Medium storage | 0 | 0 | 0 | 0 | 0 | 0 | 0 | 0 | 0 | 0 | 0 | 0 | 0 | 0 | 0 | 0 | 0 | 0 | 0 | 0 | 0 | 0 | 0 | 0 | 0 | 0 | 0 | -1.67e-06
CDP19 | QLD | GG | Shallow storage | 0 | 0 | 0 | 0 | 0 | 0 | 0 | 0 | 0 | 0 | 0 | 0 | 0 | 0 | 0 | 0 | 0 | 0 | 0 | 0 | 0 | -400 | -400 | -400 | -400 | -400 | -400 | -400
CDP19 | QLD | GG | Coordinated CER storage | 0 | 0 | 0 | 0 | 0 | 0 | 0 | 0 | 0 | 0 | 0 | 0 | 0 | 0 | 0 | 0 | 0 | 0 | 0 | 0 | 0 | 0 | 0 | 0 | 0 | 0 | 0 | 0
CDP19 | QLD | CQ | Black coal | 0 | 0 | 0 | -700 | -700 | -1430 | -1430 | -1430 | -2160 | -2160 | -2160 | -2160 | -2160 | -2160 | -2160 | -2160 | -2160 | -2160 | -2160 | -2160 | -2160 | -2160 | -2160 | -2160 | -2160 | -2160 | -2160 | -3004
CDP19 | QLD | CQ | Mid-merit gas | 0 | 0 | 0 | 0 | 0 | 0 | 0 | 0 | 0 | 0 | 0 | 0 | 0 | 0 | 0 | 0 | 0 | 0 | 0 | 0 | 0 | 0 | 0 | 0 | 0 | 0 | 0 | 0
CDP19 | QLD | CQ | Flexible gas | 0 | 0 | 0 | 0 | 0 | 0 | 0 | 0 | 0 | 0 | -37 | -37 | -37 | -37 | -37 | -37 | -37 | -37 | -37 | -37 | -37 | -37 | -37 | -37 | -37 | -37 | -37 | -37
CDP19 | QLD | CQ | Hydro | 0 | 0 | 0 | 0 | 0 | 0 | 0 | 0 | 0 | 0 | 0 | 0 | 0 | 0 | 0 | 0 | 0 | 0 | 0 | 0 | 0 | 0 | 0 | 0 | 0 | 0 | 0 | 0
CDP19 | QLD | CQ | Deep storage | 0 | 0 | 0 | 0 | 0 | 0 | 0 | 0 | 0 | 0 | 0 | 0 | 0 | 0 | 0 | 0 | 0 | 0 | 0 | 0 | 0 | 0 | 0 | 0 | 0 | 0 | 0 | 0
CDP19 | QLD | CQ | Medium storage | 0 | 0 | 0 | 0 | 0 | 0 | 0 | 0 | 0 | 0 | 0 | 0 | 0 | 0 | 0 | 0 | 0 | 0 | 0 | 0 | 0 | 0 | 0 | 0 | -3.58e-06 | -3.58e-06 | -3.58e-06 | -6.02e-06
CDP19 | QLD | CQ | Shallow storage | 0 | 0 | 0 | 0 | 0 | 0 | 0 | 0 | 0 | 0 | 0 | 0 | 0 | 0 | 0 | 0 | 0 | 0 | -50 | -50 | -50 | -50 | -50 | -200 | -200 | -200 | -200 | -200
CDP19 | QLD | CQ | Coordinated CER storage | 0 | 0 | 0 | 0 | 0 | 0 | 0 | 0 | 0 | 0 | 0 | 0 | 0 | 0 | 0 | 0 | 0 | 0 | 0 | 0 | 0 | 0 | 0 | 0 | 0 | 0 | 0 | 0
CDP19 | QLD | SQ | Black coal | 0 | 0 | 0 | 0 | 0 | 0 | -700 | -700 | -1050 | -1850 | -2594 | -2594 | -2594 | -2594 | -2594 | -2594 | -2594 | -2594 | -2594 | -2594 | -2594 | -2594 | -2594 | -2594 | -2594 | -2594 | -2594 | -3446
CDP19 | QLD | SQ | Mid-merit gas | 0 | 0 | 0 | 0 | 0 | 0 | 0 | 0 | 0 | 0 | 0 | 0 | -385 | -385 | -385 | -529.4 | -529.4 | -529.4 | -529.4 | -529.4 | -529.4 | -1173.9 | -1173.9 | -1173.9 | -1173.9 | -1173.9 | -1173.9 | -1173.9
CDP19 | QLD | SQ | Flexible gas | 0 | 0 | 0 | 0 | 0 | 0 | 0 | 0 | 0 | 0 | -80 | -80 | -80 | -80 | -80 | -80 | -80 | -80 | -80 | -80 | -80 | -80 | -644 | -644 | -644 | -1163 | -1509 | -1509
CDP19 | QLD | SQ | Hydro | 0 | 0 | 0 | 0 | 0 | 0 | 0 | 0 | 0 | 0 | 0 | 0 | 0 | 0 | 0 | 0 | 0 | 0 | 0 | 0 | 0 | 0 | 0 | 0 | 0 | 0 | 0 | 0
CDP19 | QLD | SQ | Deep storage | 0 | 0 | 0 | 0 | 0 | 0 | 0 | 0 | 0 | 0 | 0 | 0 | 0 | 0 | 0 | 0 | 0 | 0 | 0 | 0 | 0 | 0 | 0 | 0 | 0 | 0 | 0 | 0
CDP19 | QLD | SQ | Medium storage | 0 | 0 | 0 | 0 | 0 | 0 | 0 | 0 | 0 | 0 | 0 | 0 | 0 | 0 | 0 | 0 | 0 | 0 | 0 | 0 | 0 | 0 | 0 | -1.597e-05 | -2.078e-05 | -2.078e-05 | -2.078e-05 | -2.328e-05
CDP19 | QLD | SQ | Shallow storage | 0 | 0 | 0 | 0 | 0 | 0 | 0 | 0 | 0 | 0 | 0 | 0 | 0 | 0 | -100 | -100 | -100 | -100 | -100 | -100 | -400 | -650 | -650 | -650 | -904.8 | -904.8 | -904.8 | -1004.8
CDP19 | QLD | SQ | Coordinated CER storage | 0 | 0 | 0 | 0 | 0 | 0 | 0 | 0 | 0 | 0 | 0 | 0 | 0 | 0 | 0 | 0 | 0 | 0 | 0 | 0 | 0 | 0 | 0 | 0 | 0 | 0 | 0 | 0
CDP19 | VIC | VIC | Brown coal | 0 | 0 | 0 | 0 | -1450 | -1450 | -1450 | -1450 | -1450 | -3660 | -4240 | -4240 | -4240 | -4240 | -4240 | -4240 | -4240 | -4240 | -4240 | -4240 | -4240 | -4240 | -4240 | -4820 | -4820 | -4820 | -4820 | -4820
CDP19 | VIC | VIC | Mid-merit gas | 0 | 0 | 0 | 0 | -500 | -500 | -500 | -500 | -500 | -500 | -500 | -500 | -500 | -500 | -500 | -500 | -500 | -500 | -500 | -500 | -500 | -500 | -500 | -500 | -500 | -500 | -500 | -500
CDP19 | VIC | VIC | Flexible gas | 0 | 0 | 0 | 0 | 0 | 0 | 0 | 0 | 0 | -170 | -170 | -170 | -170 | -170 | -170 | -610 | -610 | -610 | -704 | -704 | -704 | -704 | -704 | -1288 | -1288 | -1288 | -1288 | -1288
CDP19 | VIC | VIC | Hydro | 0 | 0 | 0 | 0 | 0 | 0 | 0 | 0 | 0 | 0 | 0 | 0 | 0 | 0 | 0 | 0 | 0 | 0 | 0 | 0 | 0 | 0 | 0 | 0 | 0 | 0 | 0 | 0
CDP19 | VIC | VIC | Deep storage | 0 | 0 | 0 | 0 | 0 | 0 | 0 | 0 | 0 | 0 | 0 | 0 | 0 | 0 | 0 | 0 | 0 | 0 | 0 | 0 | 0 | 0 | 0 | 0 | 0 | 0 | 0 | 0
CDP19 | VIC | VIC | Medium storage | 0 | 0 | 0 | 0 | 0 | 0 | 0 | 0 | 0 | 0 | 0 | 0 | 0 | 0 | 0 | 0 | 0 | 0 | 0 | 0 | 0 | 0 | -350 | -350 | -350 | -350 | -350 | -350
CDP19 | VIC | VIC | Shallow storage | 0 | 0 | 0 | 0 | -7.7 | -17.3 | -17.3 | -17.3 | -17.3 | -69.13 | -69.13 | -69.13 | -69.13 | -75.73 | -80.73 | -80.73 | -80.73 | -380.73 | -380.73 | -530.73 | -730.73 | -1032.04 | -1420.5403 | -1726.0131 | -1726.0131 | -1956.03 | -2556.03 | -3067.7299
CDP19 | VIC | VIC | Coordinated CER storage | 0 | 0 | 0 | 0 | 0 | 0 | 0 | 0 | 0 | 0 | 0 | 0 | 0 | 0 | 0 | 0 | 0 | 0 | 0 | 0 | 0 | 0 | 0 | 0 | 0 | 0 | 0 | 0
CDP19 | SA | CSA | Mid-merit gas | 0 | 0 | -980 | -980 | -980 | -980 | -980 | -980 | -980 | -980 | -980 | -980 | -980 | -1509 | -1509 | -1509 | -1509 | -1509 | -1509 | -1509 | -1509 | -1509 | -1509 | -1509 | -1509 | -1509 | -1509 | -1509
CDP19 | SA | CSA | Flexible gas | 0 | 0 | 0 | -73.5 | -73.5 | -73.5 | -319.5 | -319.5 | -559.16 | -559.16 | -559.16 | -559.16 | -559.16 | -559.16 | -559.16 | -559.16 | -559.16 | -559.16 | -559.16 | -559.16 | -897.16 | -1020.36 | -1174.36 | -1174.36 | -1174.36 | -1174.36 | -1211.56 | -1211.56
CDP19 | SA | CSA | Hydro | 0 | 0 | 0 | 0 | 0 | 0 | 0 | 0 | 0 | 0 | 0 | 0 | 0 | 0 | 0 | 0 | 0 | 0 | 0 | 0 | 0 | 0 | 0 | 0 | 0 | 0 | 0 | 0
CDP19 | SA | CSA | Deep storage | 0 | 0 | 0 | 0 | 0 | 0 | 0 | 0 | 0 | 0 | 0 | 0 | 0 | 0 | 0 | 0 | 0 | 0 | 0 | 0 | 0 | 0 | 0 | 0 | 0 | 0 | 0 | 0
CDP19 | SA | CSA | Medium storage | 0 | 0 | 0 | 0 | 0 | 0 | 0 | 0 | 0 | 0 | 0 | 0 | 0 | 0 | 0 | 0 | 0 | 0 | 0 | 0 | 0 | 0 | 0 | 0 | -4.99e-06 | -4.99e-06 | -4.99e-06 | -7.05e-06
CDP19 | SA | CSA | Shallow storage | 0 | 0 | 0 | 0 | 0 | -6.02 | -36.02 | -36.02 | -36.02 | -36.02 | -36.02 | -36.02 | -36.02 | -36.02 | -36.02 | -36.02 | -36.02 | -48.02 | -48.02 | -304.74 | -498.72 | -660.72 | -1279.2101 | -2406.8508 | -2448.3508 | -2559.3508 | -2559.3508 | -2559.3508
CDP19 | SA | CSA | Coordinated CER storage | 0 | 0 | 0 | 0 | 0 | 0 | 0 | 0 | 0 | 0 | 0 | 0 | 0 | 0 | 0 | 0 | 0 | 0 | 0 | 0 | 0 | 0 | 0 | 0 | 0 | 0 | 0 | 0
CDP19 | SA | SESA | Mid-merit gas | 0 | 0 | 0 | 0 | 0 | 0 | 0 | 0 | 0 | 0 | 0 | 0 | 0 | 0 | 0 | 0 | 0 | 0 | 0 | 0 | 0 | 0 | 0 | 0 | 0 | 0 | 0 | 0
CDP19 | SA | SESA | Flexible gas | 0 | 0 | 0 | -63 | -63 | -63 | -63 | -63 | -63 | -63 | -63 | -143 | -143 | -143 | -143 | -143 | -143 | -143 | -143 | -143 | -143 | -143 | -143 | -143 | -143 | -143 | -143 | -143
CDP19 | SA | SESA | Hydro | 0 | 0 | 0 | 0 | 0 | 0 | 0 | 0 | 0 | 0 | 0 | 0 | 0 | 0 | 0 | 0 | 0 | 0 | 0 | 0 | 0 | 0 | 0 | 0 | 0 | 0 | 0 | 0
CDP19 | SA | SESA | Deep storage | 0 | 0 | 0 | 0 | 0 | 0 | 0 | 0 | 0 | 0 | 0 | 0 | 0 | 0 | 0 | 0 | 0 | 0 | 0 | 0 | 0 | 0 | 0 | 0 | 0 | 0 | 0 | 0
CDP19 | SA | SESA | Medium storage | 0 | 0 | 0 | 0 | 0 | 0 | 0 | 0 | 0 | 0 | 0 | 0 | 0 | 0 | 0 | 0 | 0 | 0 | 0 | 0 | 0 | 0 | 0 | 0 | -4.97e-06 | -1.186e-05 | -1.186e-05 | -1.428e-05
CDP19 | SA | SESA | Shallow storage | 0 | 0 | 0 | 0 | 0 | 0 | 0 | 0 | 0 | 0 | -25 | -25 | -25 | -25 | -25 | -25 | -25 | -25 | -25 | -25 | -25 | -25 | -25 | -25 | -25 | -25 | -25 | -25
CDP19 | SA | SESA | Coordinated CER storage | 0 | 0 | 0 | 0 | 0 | 0 | 0 | 0 | 0 | 0 | 0 | 0 | 0 | 0 | 0 | 0 | 0 | 0 | 0 | 0 | 0 | 0 | 0 | 0 | 0 | 0 | 0 | 0
CDP19 | TAS | TAS | Mid-merit gas | 0 | 0 | 0 | -208 | -208 | -208 | -208 | -208 | -208 | -208 | -208 | -208 | -208 | -208 | -208 | -208 | -208 | -208 | -208 | -208 | -208 | -208 | -208 | -208 | -208 | -208 | -208 | -208
CDP19 | TAS | TAS | Flexible gas | 0 | 0 | 0 | 0 | 0 | 0 | 0 | 0 | 0 | 0 | 0 | 0 | 0 | 0 | 0 | 0 | -120 | -120 | -120 | -120 | -120 | -120 | -120 | -120 | -120 | -120 | -178 | -178
CDP19 | TAS | TAS | Hydro | 0 | 0 | 0 | 0 | 0 | 0 | 0 | 0 | 0 | 0 | 0 | 0 | 0 | 0 | 0 | 0 | 0 | 0 | 0 | 0 | 0 | 0 | 0 | 0 | 0 | 0 | 0 | 0
CDP19 | TAS | TAS | Deep storage | 0 | 0 | 0 | 0 | 0 | 0 | 0 | 0 | 0 | 0 | 0 | 0 | 0 | 0 | 0 | 0 | 0 | 0 | 0 | 0 | 0 | 0 | 0 | 0 | 0 | 0 | 0 | 0
CDP19 | TAS | TAS | Medium storage | 0 | 0 | 0 | 0 | 0 | 0 | 0 | 0 | 0 | 0 | 0 | 0 | 0 | 0 | 0 | 0 | 0 | 0 | 0 | 0 | 0 | 0 | 0 | -9.95e-06 | -1.193e-05 | -1.384e-05 | -1.384e-05 | -1.54e-05
CDP19 | TAS | TAS | Shallow storage | 0 | 0 | 0 | 0 | 0 | 0 | 0 | 0 | 0 | 0 | 0 | 0 | 0 | 0 | 0 | 0 | 0 | 0 | 0 | 0 | 0 | 0 | 0 | 0 | 0 | 0 | 0 | 0
CDP19 | TAS | TAS | Coordinated CER storage | 0 | 0 | 0 | 0 | 0 | 0 | 0 | 0 | 0 | 0 | 0 | 0 | 0 | 0 | 0 | 0 | 0 | 0 | 0 | 0 | 0 | 0 | 0 | 0 | 0 | 0 | 0 | 0
CDP20 | NSW | NNSW | Black coal | 0 | 0 | 0 | 0 | 0 | 0 | 0 | 0 | 0 | 0 | 0 | 0 | 0 | 0 | 0 | 0 | 0 | 0 | 0 | 0 | 0 | 0 | 0 | 0 | 0 | 0 | 0 | 0
CDP20 | NSW | NNSW | Mid-merit gas | 0 | 0 | 0 | 0 | 0 | 0 | 0 | 0 | 0 | 0 | 0 | 0 | 0 | 0 | 0 | 0 | 0 | 0 | 0 | 0 | 0 | 0 | 0 | 0 | 0 | 0 | 0 | 0
CDP20 | NSW | NNSW | Flexible gas | 0 | 0 | 0 | 0 | 0 | 0 | 0 | 0 | 0 | 0 | 0 | 0 | 0 | 0 | 0 | 0 | 0 | 0 | 0 | 0 | 0 | 0 | 0 | 0 | 0 | 0 | 0 | 0
CDP20 | NSW | NNSW | Hydro | 0 | 0 | 0 | 0 | 0 | 0 | 0 | 0 | 0 | 0 | 0 | 0 | 0 | 0 | 0 | 0 | 0 | 0 | 0 | 0 | 0 | 0 | 0 | 0 | 0 | 0 | 0 | 0
CDP20 | NSW | NNSW | Deep storage | 0 | 0 | 0 | 0 | 0 | 0 | 0 | 0 | 0 | 0 | 0 | 0 | 0 | 0 | 0 | 0 | 0 | 0 | 0 | 0 | 0 | 0 | 0 | 0 | 0 | 0 | 0 | 0
CDP20 | NSW | NNSW | Medium storage | 0 | 0 | 0 | 0 | 0 | 0 | 0 | 0 | 0 | 0 | 0 | 0 | 0 | 0 | 0 | 0 | 0 | 0 | 0 | 0 | 0 | 0 | -275 | -275 | -381.778 | -806.05 | -806.05 | -806.05
CDP20 | NSW | NNSW | Shallow storage | 0 | 0 | 0 | 0 | 0 | 0 | 0 | 0 | 0 | -30 | -30 | -30 | -30 | -30 | -30 | -30 | -30 | -30 | -30 | -30 | -30 | -30 | -430 | -430 | -430 | -430 | -430 | -430
CDP20 | NSW | NNSW | Coordinated CER storage | 0 | 0 | 0 | 0 | 0 | 0 | 0 | 0 | 0 | 0 | 0 | 0 | 0 | 0 | 0 | 0 | 0 | 0 | 0 | 0 | 0 | 0 | 0 | 0 | 0 | 0 | 0 | 0
CDP20 | NSW | CNSW | Black coal | 0 | 0 | 0 | 0 | -685 | -2715 | -2715 | -2715 | -2715 | -2715 | -2715 | -2715 | -2715 | -2715 | -2715 | -2715 | -4135 | -4135 | -4135 | -4135 | -4135 | -4135 | -4135 | -4135 | -4135 | -4135 | -4135 | -4135
CDP20 | NSW | CNSW | Mid-merit gas | 0 | 0 | 0 | 0 | 0 | 0 | 0 | 0 | 0 | 0 | 0 | 0 | 0 | 0 | 0 | 0 | 0 | 0 | 0 | 0 | 0 | 0 | 0 | 0 | 0 | 0 | 0 | 0
CDP20 | NSW | CNSW | Flexible gas | 0 | 0 | 0 | 0 | 0 | 0 | 0 | 0 | 0 | 0 | 0 | 0 | 0 | 0 | 0 | 0 | 0 | 0 | 0 | 0 | 0 | 0 | 0 | 0 | 0 | 0 | 0 | 0
CDP20 | NSW | CNSW | Hydro | 0 | 0 | 0 | 0 | 0 | 0 | 0 | 0 | 0 | 0 | 0 | 0 | 0 | 0 | 0 | 0 | 0 | 0 | 0 | 0 | 0 | 0 | 0 | 0 | 0 | 0 | 0 | 0
CDP20 | NSW | CNSW | Deep storage | 0 | 0 | 0 | 0 | 0 | 0 | 0 | 0 | 0 | 0 | 0 | 0 | 0 | 0 | 0 | 0 | 0 | 0 | 0 | 0 | 0 | 0 | 0 | 0 | 0 | 0 | 0 | 0
CDP20 | NSW | CNSW | Medium storage | 0 | 0 | 0 | 0 | 0 | 0 | -40.02 | -40.02 | -80.04 | -80.04 | -80.04 | -120.06 | -120.06 | -120.06 | -120.06 | -160.08 | -160.08 | -160.08 | -160.08 | -160.08 | -200.1 | -749.1 | -789.12 | -789.12 | -789.12 | -829.1415 | -829.1415 | -829.1415
CDP20 | NSW | CNSW | Shallow storage | 0 | 0 | 0 | 0 | 0 | 0 | 0 | 0 | 0 | 0 | 0 | 0 | 0 | 0 | 0 | 0 | 0 | 0 | 0 | 0 | 0 | -20 | -30.3232 | -376.0766 | -1568.2737 | -1568.2737 | -1568.2737 | -1568.2737
CDP20 | NSW | CNSW | Coordinated CER storage | 0 | 0 | 0 | 0 | 0 | 0 | 0 | 0 | 0 | 0 | 0 | 0 | 0 | 0 | 0 | 0 | 0 | 0 | 0 | 0 | 0 | 0 | 0 | 0 | 0 | 0 | 0 | 0
CDP20 | NSW | SNSW | Black coal | 0 | 0 | 0 | 0 | 0 | 0 | 0 | 0 | 0 | 0 | 0 | 0 | 0 | 0 | 0 | 0 | 0 | 0 | 0 | 0 | 0 | 0 | 0 | 0 | 0 | 0 | 0 | 0
CDP20 | NSW | SNSW | Mid-merit gas | 0 | 0 | 0 | 0 | 0 | 0 | 0 | 0 | 0 | 0 | 0 | 0 | 0 | 0 | 0 | 0 | 0 | 0 | 0 | 0 | 0 | 0 | 0 | 0 | 0 | 0 | 0 | 0
CDP20 | NSW | SNSW | Flexible gas | 0 | 0 | 0 | 0 | 0 | 0 | 0 | 0 | 0 | 0 | 0 | 0 | 0 | 0 | 0 | 0 | 0 | 0 | 0 | 0 | -692 | -692 | -692 | -692 | -692 | -692 | -692 | -692
CDP20 | NSW | SNSW | Hydro | 0 | 0 | 0 | 0 | 0 | 0 | 0 | 0 | 0 | 0 | 0 | 0 | 0 | 0 | 0 | 0 | 0 | 0 | 0 | 0 | 0 | 0 | 0 | 0 | 0 | 0 | 0 | 0
CDP20 | NSW | SNSW | Deep storage | 0 | 0 | 0 | 0 | 0 | 0 | 0 | 0 | 0 | 0 | 0 | 0 | 0 | 0 | 0 | 0 | 0 | 0 | 0 | 0 | 0 | 0 | 0 | 0 | 0 | 0 | 0 | 0
CDP20 | NSW | SNSW | Medium storage | 0 | 0 | 0 | 0 | 0 | 0 | 0 | 0 | 0 | 0 | 0 | 0 | 0 | 0 | 0 | 0 | 0 | 0 | 0 | 0 | 0 | -50 | -50 | -50 | -50 | -50.0008 | -50.0008 | -50.0008
CDP20 | NSW | SNSW | Shallow storage | 0 | -0.99 | -0.99 | -0.99 | -0.99 | -0.99 | -1.98 | -1.98 | -2.97 | -2.97 | -2.97 | -3.96 | -3.96 | -3.96 | -3.96 | -4.95 | -4.95 | -4.95 | -14.95 | -64.95 | -65.94 | -75.84 | -76.83 | -76.83 | -175.83 | -175.83 | -175.83 | -325.83
CDP20 | NSW | SNSW | Coordinated CER storage | 0 | 0 | 0 | 0 | 0 | 0 | 0 | 0 | 0 | 0 | 0 | 0 | 0 | 0 | 0 | 0 | 0 | 0 | 0 | 0 | 0 | 0 | 0 | 0 | 0 | 0 | 0 | 0
CDP20 | NSW | SNW | Black coal | 0 | -2880 | -2880 | -2880 | -4200 | -4200 | -4200 | -4200 | -4200 | -4200 | -4200 | -4200 | -4200 | -4200 | -4200 | -4200 | -4200 | -4200 | -4200 | -4200 | -4200 | -4200 | -4200 | -4200 | -4200 | -4200 | -4200 | -4200
CDP20 | NSW | SNW | Mid-merit gas | 0 | 0 | 0 | 0 | 0 | 0 | 0 | 0 | 0 | 0 | 0 | 0 | 0 | 0 | 0 | 0 | 0 | 0 | 0 | -440 | -440 | -440 | -440 | -440 | -440 | -440 | -440 | -440
CDP20 | NSW | SNW | Flexible gas | 0 | 0 | 0 | 0 | 0 | 0 | 0 | 0 | 0 | 0 | 0 | 0 | 0 | 0 | 0 | 0 | 0 | 0 | 0 | 0 | -185 | -185 | -185 | -185 | -185 | -185 | -185 | -185
CDP20 | NSW | SNW | Hydro | 0 | 0 | 0 | 0 | 0 | 0 | 0 | 0 | 0 | 0 | 0 | 0 | 0 | 0 | 0 | 0 | 0 | 0 | 0 | 0 | 0 | 0 | 0 | 0 | 0 | 0 | 0 | 0
CDP20 | NSW | SNW | Deep storage | 0 | 0 | 0 | 0 | 0 | 0 | 0 | 0 | 0 | 0 | 0 | 0 | 0 | 0 | 0 | 0 | 0 | 0 | 0 | 0 | 0 | 0 | 0 | 0 | 0 | 0 | 0 | 0
CDP20 | NSW | SNW | Medium storage | 0 | 0 | 0 | 0 | 0 | 0 | 0 | 0 | 0 | 0 | 0 | 0 | 0 | 0 | 0 | 0 | 0 | 0 | 0 | 0 | 0 | -889.1452 | -889.1452 | -889.1452 | -889.1452 | -1204.8186 | -1204.8186 | -1204.8186
CDP20 | NSW | SNW | Shallow storage | 0 | 0 | 0 | 0 | 0 | 0 | 0 | 0 | -72.576 | -72.576 | -72.576 | -145.152 | -195.152 | -195.152 | -195.152 | -267.728 | -267.728 | -267.728 | -267.728 | -267.728 | -340.304 | -865.304 | -937.8841 | -937.8864 | -1040.1043 | -1112.6803 | -1112.6803 | -1112.6803
CDP20 | NSW | SNW | Coordinated CER storage | 0 | 0 | 0 | 0 | 0 | 0 | 0 | 0 | 0 | 0 | 0 | 0 | 0 | 0 | 0 | 0 | 0 | 0 | 0 | 0 | 0 | 0 | 0 | 0 | 0 | 0 | 0 | 0
CDP20 | QLD | NQ | Black coal | 0 | 0 | 0 | 0 | 0 | 0 | 0 | 0 | 0 | 0 | 0 | 0 | 0 | 0 | 0 | 0 | 0 | 0 | 0 | 0 | 0 | 0 | 0 | 0 | 0 | 0 | 0 | 0
CDP20 | QLD | NQ | Mid-merit gas | 0 | 0 | 0 | 0 | 0 | 0 | 0 | 0 | 0 | 0 | 0 | 0 | 0 | 0 | 0 | 0 | 0 | 0 | 0 | 0 | 0 | 0 | -244 | -244 | -244 | -244 | -244 | -244
CDP20 | QLD | NQ | Flexible gas | 0 | 0 | 0 | 0 | 0 | 0 | 0 | 0 | 0 | -292 | -292 | -292 | -292 | -292 | -292 | -292 | -292 | -292 | -292 | -292 | -423.5 | -423.5 | -423.5 | -423.5 | -423.5 | -423.5 | -423.5 | -423.5
CDP20 | QLD | NQ | Hydro | 0 | 0 | 0 | 0 | 0 | 0 | 0 | 0 | 0 | 0 | 0 | 0 | 0 | -86.4 | -86.4 | -86.4 | -86.4 | -86.4 | -156.4 | -156.4 | -156.4 | -156.4 | -156.4 | -156.4 | -156.4 | -156.4 | -156.4 | -156.4
CDP20 | QLD | NQ | Deep storage | 0 | 0 | 0 | 0 | 0 | 0 | 0 | 0 | 0 | 0 | 0 | 0 | 0 | 0 | 0 | 0 | 0 | 0 | 0 | 0 | 0 | 0 | 0 | 0 | 0 | 0 | 0 | 0
CDP20 | QLD | NQ | Medium storage | 0 | 0 | 0 | 0 | 0 | 0 | 0 | 0 | 0 | 0 | 0 | 0 | 0 | 0 | 0 | 0 | 0 | 0 | 0 | 0 | 0 | 0 | 0 | -1.738e-05 | -2.121e-05 | -3.22e-05 | -3.22e-05 | -3.363e-05
CDP20 | QLD | NQ | Shallow storage | 0 | 0 | 0 | 0 | 0 | 0 | 0 | 0 | 0 | 0 | 0 | 0 | 0 | 0 | 0 | 0 | 0 | 0 | 0 | 0 | 0 | 0 | -300 | -300 | -300 | -300 | -300 | -300
CDP20 | QLD | NQ | Coordinated CER storage | 0 | 0 | 0 | 0 | 0 | 0 | 0 | 0 | 0 | 0 | 0 | 0 | 0 | 0 | 0 | 0 | 0 | 0 | 0 | 0 | 0 | 0 | 0 | 0 | 0 | 0 | 0 | 0
CDP20 | QLD | GG | Black coal | 0 | 0 | 0 | -840 | -840 | -840 | -1400 | -1680 | -1680 | -1680 | -1680 | -1680 | -1680 | -1680 | -1680 | -1680 | -1680 | -1680 | -1680 | -1680 | -1680 | -1680 | -1680 | -1680 | -1680 | -1680 | -1680 | -1680
CDP20 | QLD | GG | Mid-merit gas | 0 | 0 | 0 | 0 | 0 | 0 | 0 | 0 | 0 | 0 | 0 | 0 | 0 | 0 | 0 | 0 | 0 | 0 | 0 | 0 | 0 | 0 | 0 | 0 | 0 | 0 | -180 | -180
CDP20 | QLD | GG | Flexible gas | 0 | 0 | 0 | 0 | 0 | 0 | 0 | 0 | 0 | 0 | 0 | 0 | 0 | 0 | 0 | 0 | 0 | 0 | 0 | 0 | 0 | 0 | 0 | 0 | 0 | 0 | 0 | 0
CDP20 | QLD | GG | Hydro | 0 | 0 | 0 | 0 | 0 | 0 | 0 | 0 | 0 | 0 | 0 | 0 | 0 | 0 | 0 | 0 | 0 | 0 | 0 | 0 | 0 | 0 | 0 | 0 | 0 | 0 | 0 | 0
CDP20 | QLD | GG | Deep storage | 0 | 0 | 0 | 0 | 0 | 0 | 0 | 0 | 0 | 0 | 0 | 0 | 0 | 0 | 0 | 0 | 0 | 0 | 0 | 0 | 0 | 0 | 0 | 0 | 0 | 0 | 0 | 0
CDP20 | QLD | GG | Medium storage | 0 | 0 | 0 | 0 | 0 | 0 | 0 | 0 | 0 | 0 | 0 | 0 | 0 | 0 | 0 | 0 | 0 | 0 | 0 | 0 | 0 | 0 | 0 | 0 | 0 | 0 | 0 | 0
CDP20 | QLD | GG | Shallow storage | 0 | 0 | 0 | 0 | 0 | 0 | 0 | 0 | 0 | 0 | 0 | 0 | 0 | 0 | 0 | 0 | 0 | 0 | 0 | 0 | 0 | -400 | -400 | -400 | -400 | -400 | -400 | -400
CDP20 | QLD | GG | Coordinated CER storage | 0 | 0 | 0 | 0 | 0 | 0 | 0 | 0 | 0 | 0 | 0 | 0 | 0 | 0 | 0 | 0 | 0 | 0 | 0 | 0 | 0 | 0 | 0 | 0 | 0 | 0 | 0 | 0
CDP20 | QLD | CQ | Black coal | 0 | 0 | 0 | -700 | -700 | -1430 | -1430 | -1430 | -2160 | -2160 | -2160 | -2160 | -2160 | -2160 | -2160 | -2160 | -2160 | -2160 | -2160 | -2160 | -2160 | -2160 | -2160 | -2160 | -2160 | -2160 | -2160 | -3004
CDP20 | QLD | CQ | Mid-merit gas | 0 | 0 | 0 | 0 | 0 | 0 | 0 | 0 | 0 | 0 | 0 | 0 | 0 | 0 | 0 | 0 | 0 | 0 | 0 | 0 | 0 | 0 | 0 | 0 | 0 | 0 | 0 | 0
CDP20 | QLD | CQ | Flexible gas | 0 | 0 | 0 | 0 | 0 | 0 | 0 | 0 | 0 | 0 | -37 | -37 | -37 | -37 | -37 | -37 | -37 | -37 | -37 | -37 | -37 | -37 | -37 | -37 | -37 | -37 | -37 | -37
CDP20 | QLD | CQ | Hydro | 0 | 0 | 0 | 0 | 0 | 0 | 0 | 0 | 0 | 0 | 0 | 0 | 0 | 0 | 0 | 0 | 0 | 0 | 0 | 0 | 0 | 0 | 0 | 0 | 0 | 0 | 0 | 0
CDP20 | QLD | CQ | Deep storage | 0 | 0 | 0 | 0 | 0 | 0 | 0 | 0 | 0 | 0 | 0 | 0 | 0 | 0 | 0 | 0 | 0 | 0 | 0 | 0 | 0 | 0 | 0 | 0 | 0 | 0 | 0 | 0
CDP20 | QLD | CQ | Medium storage | 0 | 0 | 0 | 0 | 0 | 0 | 0 | 0 | 0 | 0 | 0 | 0 | 0 | 0 | 0 | 0 | 0 | 0 | 0 | 0 | 0 | 0 | 0 | 0 | -3.92e-06 | -3.92e-06 | -3.92e-06 | -3.92e-06
CDP20 | QLD | CQ | Shallow storage | 0 | 0 | 0 | 0 | 0 | 0 | 0 | 0 | 0 | 0 | 0 | 0 | 0 | 0 | 0 | 0 | 0 | 0 | -50 | -50 | -50 | -50 | -50 | -200 | -200 | -200 | -200 | -200
CDP20 | QLD | CQ | Coordinated CER storage | 0 | 0 | 0 | 0 | 0 | 0 | 0 | 0 | 0 | 0 | 0 | 0 | 0 | 0 | 0 | 0 | 0 | 0 | 0 | 0 | 0 | 0 | 0 | 0 | 0 | 0 | 0 | 0
CDP20 | QLD | SQ | Black coal | 0 | 0 | 0 | 0 | 0 | 0 | -700 | -700 | -1050 | -1850 | -2594 | -2594 | -2594 | -2594 | -2594 | -2594 | -2594 | -2594 | -2594 | -2594 | -2594 | -2594 | -2594 | -2594 | -2594 | -2594 | -2594 | -3446
CDP20 | QLD | SQ | Mid-merit gas | 0 | 0 | 0 | 0 | 0 | 0 | 0 | 0 | 0 | 0 | 0 | 0 | -385 | -385 | -385 | -529.4 | -529.4 | -529.4 | -529.4 | -529.4 | -529.4 | -1173.9 | -1173.9 | -1173.9 | -1173.9 | -1173.9 | -1173.9 | -1173.9
CDP20 | QLD | SQ | Flexible gas | 0 | 0 | 0 | 0 | 0 | 0 | 0 | 0 | 0 | 0 | -80 | -80 | -80 | -80 | -80 | -80 | -80 | -80 | -80 | -80 | -80 | -80 | -644 | -644 | -644 | -1163 | -1509 | -1509
CDP20 | QLD | SQ | Hydro | 0 | 0 | 0 | 0 | 0 | 0 | 0 | 0 | 0 | 0 | 0 | 0 | 0 | 0 | 0 | 0 | 0 | 0 | 0 | 0 | 0 | 0 | 0 | 0 | 0 | 0 | 0 | 0
CDP20 | QLD | SQ | Deep storage | 0 | 0 | 0 | 0 | 0 | 0 | 0 | 0 | 0 | 0 | 0 | 0 | 0 | 0 | 0 | 0 | 0 | 0 | 0 | 0 | 0 | 0 | 0 | 0 | 0 | 0 | 0 | 0
CDP20 | QLD | SQ | Medium storage | 0 | 0 | 0 | 0 | 0 | 0 | 0 | 0 | 0 | 0 | 0 | 0 | 0 | 0 | 0 | 0 | 0 | 0 | 0 | 0 | 0 | 0 | 0 | -1.791e-05 | -2.319e-05 | -2.319e-05 | -2.319e-05 | -2.319e-05
CDP20 | QLD | SQ | Shallow storage | 0 | 0 | 0 | 0 | 0 | 0 | 0 | 0 | 0 | 0 | 0 | 0 | 0 | 0 | -100 | -100 | -100 | -100 | -100 | -100 | -400 | -650 | -650 | -650 | -904.8 | -904.8 | -904.8 | -1004.8
CDP20 | QLD | SQ | Coordinated CER storage | 0 | 0 | 0 | 0 | 0 | 0 | 0 | 0 | 0 | 0 | 0 | 0 | 0 | 0 | 0 | 0 | 0 | 0 | 0 | 0 | 0 | 0 | 0 | 0 | 0 | 0 | 0 | 0
CDP20 | VIC | VIC | Brown coal | 0 | 0 | 0 | 0 | -1450 | -1450 | -1450 | -1450 | -1450 | -3660 | -4240 | -4240 | -4240 | -4240 | -4240 | -4240 | -4240 | -4240 | -4240 | -4240 | -4240 | -4240 | -4240 | -4820 | -4820 | -4820 | -4820 | -4820
CDP20 | VIC | VIC | Mid-merit gas | 0 | 0 | 0 | 0 | -500 | -500 | -500 | -500 | -500 | -500 | -500 | -500 | -500 | -500 | -500 | -500 | -500 | -500 | -500 | -500 | -500 | -500 | -500 | -500 | -500 | -500 | -500 | -500
CDP20 | VIC | VIC | Flexible gas | 0 | 0 | 0 | 0 | 0 | 0 | 0 | 0 | 0 | -170 | -170 | -170 | -170 | -170 | -170 | -610 | -610 | -610 | -704 | -704 | -704 | -704 | -704 | -1288 | -1288 | -1288 | -1288 | -1288
CDP20 | VIC | VIC | Hydro | 0 | 0 | 0 | 0 | 0 | 0 | 0 | 0 | 0 | 0 | 0 | 0 | 0 | 0 | 0 | 0 | 0 | 0 | 0 | 0 | 0 | 0 | 0 | 0 | 0 | 0 | 0 | 0
CDP20 | VIC | VIC | Deep storage | 0 | 0 | 0 | 0 | 0 | 0 | 0 | 0 | 0 | 0 | 0 | 0 | 0 | 0 | 0 | 0 | 0 | 0 | 0 | 0 | 0 | 0 | 0 | 0 | 0 | 0 | 0 | 0
CDP20 | VIC | VIC | Medium storage | 0 | 0 | 0 | 0 | 0 | 0 | 0 | 0 | 0 | 0 | 0 | 0 | 0 | 0 | 0 | 0 | 0 | 0 | 0 | 0 | 0 | 0 | -350 | -350 | -350 | -350 | -350 | -350
CDP20 | VIC | VIC | Shallow storage | 0 | 0 | 0 | 0 | -7.7 | -17.3 | -17.3 | -17.3 | -17.3 | -69.13 | -69.13 | -69.13 | -69.13 | -75.73 | -80.73 | -80.73 | -80.73 | -380.73 | -380.73 | -530.73 | -730.73 | -1032.04 | -1420.5404 | -1727.1431 | -1727.1431 | -1956.03 | -2556.03 | -3067.7299
CDP20 | VIC | VIC | Coordinated CER storage | 0 | 0 | 0 | 0 | 0 | 0 | 0 | 0 | 0 | 0 | 0 | 0 | 0 | 0 | 0 | 0 | 0 | 0 | 0 | 0 | 0 | 0 | 0 | 0 | 0 | 0 | 0 | 0
CDP20 | SA | CSA | Mid-merit gas | 0 | 0 | -980 | -980 | -980 | -980 | -980 | -980 | -980 | -980 | -980 | -980 | -980 | -1509 | -1509 | -1509 | -1509 | -1509 | -1509 | -1509 | -1509 | -1509 | -1509 | -1509 | -1509 | -1509 | -1509 | -1509
CDP20 | SA | CSA | Flexible gas | 0 | 0 | 0 | -73.5 | -73.5 | -73.5 | -319.5 | -319.5 | -559.16 | -559.16 | -559.16 | -559.16 | -559.16 | -559.16 | -559.16 | -559.16 | -559.16 | -559.16 | -559.16 | -559.16 | -897.16 | -1020.36 | -1174.36 | -1174.36 | -1174.36 | -1174.36 | -1211.56 | -1211.56
CDP20 | SA | CSA | Hydro | 0 | 0 | 0 | 0 | 0 | 0 | 0 | 0 | 0 | 0 | 0 | 0 | 0 | 0 | 0 | 0 | 0 | 0 | 0 | 0 | 0 | 0 | 0 | 0 | 0 | 0 | 0 | 0
CDP20 | SA | CSA | Deep storage | 0 | 0 | 0 | 0 | 0 | 0 | 0 | 0 | 0 | 0 | 0 | 0 | 0 | 0 | 0 | 0 | 0 | 0 | 0 | 0 | 0 | 0 | 0 | 0 | 0 | 0 | 0 | 0
CDP20 | SA | CSA | Medium storage | 0 | 0 | 0 | 0 | 0 | 0 | 0 | 0 | 0 | 0 | 0 | 0 | 0 | 0 | 0 | 0 | 0 | 0 | 0 | 0 | 0 | 0 | 0 | 0 | -5.32e-06 | -5.32e-06 | -5.32e-06 | -5.32e-06
CDP20 | SA | CSA | Shallow storage | 0 | 0 | 0 | 0 | 0 | -6.02 | -36.02 | -36.02 | -36.02 | -36.02 | -36.02 | -36.02 | -36.02 | -36.02 | -36.02 | -36.02 | -36.02 | -48.02 | -48.02 | -304.74 | -498.72 | -660.72 | -1278.9188 | -2355.7564 | -2397.2564 | -2508.2564 | -2508.2564 | -2508.2564
CDP20 | SA | CSA | Coordinated CER storage | 0 | 0 | 0 | 0 | 0 | 0 | 0 | 0 | 0 | 0 | 0 | 0 | 0 | 0 | 0 | 0 | 0 | 0 | 0 | 0 | 0 | 0 | 0 | 0 | 0 | 0 | 0 | 0
CDP20 | SA | SESA | Mid-merit gas | 0 | 0 | 0 | 0 | 0 | 0 | 0 | 0 | 0 | 0 | 0 | 0 | 0 | 0 | 0 | 0 | 0 | 0 | 0 | 0 | 0 | 0 | 0 | 0 | 0 | 0 | 0 | 0
CDP20 | SA | SESA | Flexible gas | 0 | 0 | 0 | -63 | -63 | -63 | -63 | -63 | -63 | -63 | -63 | -143 | -143 | -143 | -143 | -143 | -143 | -143 | -143 | -143 | -143 | -143 | -143 | -143 | -143 | -143 | -143 | -143
CDP20 | SA | SESA | Hydro | 0 | 0 | 0 | 0 | 0 | 0 | 0 | 0 | 0 | 0 | 0 | 0 | 0 | 0 | 0 | 0 | 0 | 0 | 0 | 0 | 0 | 0 | 0 | 0 | 0 | 0 | 0 | 0
CDP20 | SA | SESA | Deep storage | 0 | 0 | 0 | 0 | 0 | 0 | 0 | 0 | 0 | 0 | 0 | 0 | 0 | 0 | 0 | 0 | 0 | 0 | 0 | 0 | 0 | 0 | 0 | 0 | 0 | 0 | 0 | 0
CDP20 | SA | SESA | Medium storage | 0 | 0 | 0 | 0 | 0 | 0 | 0 | 0 | 0 | 0 | 0 | 0 | 0 | 0 | 0 | 0 | 0 | 0 | 0 | 0 | 0 | 0 | 0 | 0 | -5.31e-06 | -1.328e-05 | -1.328e-05 | -1.446e-05
CDP20 | SA | SESA | Shallow storage | 0 | 0 | 0 | 0 | 0 | 0 | 0 | 0 | 0 | 0 | -25 | -25 | -25 | -25 | -25 | -25 | -25 | -25 | -25 | -25 | -25 | -25 | -25 | -25 | -25 | -25 | -25 | -25
CDP20 | SA | SESA | Coordinated CER storage | 0 | 0 | 0 | 0 | 0 | 0 | 0 | 0 | 0 | 0 | 0 | 0 | 0 | 0 | 0 | 0 | 0 | 0 | 0 | 0 | 0 | 0 | 0 | 0 | 0 | 0 | 0 | 0
CDP20 | TAS | TAS | Mid-merit gas | 0 | 0 | 0 | -208 | -208 | -208 | -208 | -208 | -208 | -208 | -208 | -208 | -208 | -208 | -208 | -208 | -208 | -208 | -208 | -208 | -208 | -208 | -208 | -208 | -208 | -208 | -208 | -208
CDP20 | TAS | TAS | Flexible gas | 0 | 0 | 0 | 0 | 0 | 0 | 0 | 0 | 0 | 0 | 0 | 0 | 0 | 0 | 0 | 0 | -120 | -120 | -120 | -120 | -120 | -120 | -120 | -120 | -120 | -120 | -178 | -178
CDP20 | TAS | TAS | Hydro | 0 | 0 | 0 | 0 | 0 | 0 | 0 | 0 | 0 | 0 | 0 | 0 | 0 | 0 | 0 | 0 | 0 | 0 | 0 | 0 | 0 | 0 | 0 | 0 | 0 | 0 | 0 | 0
CDP20 | TAS | TAS | Deep storage | 0 | 0 | 0 | 0 | 0 | 0 | 0 | 0 | 0 | 0 | 0 | 0 | 0 | 0 | 0 | 0 | 0 | 0 | 0 | 0 | 0 | 0 | 0 | 0 | 0 | 0 | 0 | 0
CDP20 | TAS | TAS | Medium storage | 0 | 0 | 0 | 0 | 0 | 0 | 0 | 0 | 0 | 0 | 0 | 0 | 0 | 0 | 0 | 0 | 0 | 0 | 0 | 0 | 0 | 0 | 0 | -1.207e-05 | -1.424e-05 | -1.64e-05 | -1.64e-05 | -1.83e-05
CDP20 | TAS | TAS | Shallow storage | 0 | 0 | 0 | 0 | 0 | 0 | 0 | 0 | 0 | 0 | 0 | 0 | 0 | 0 | 0 | 0 | 0 | 0 | 0 | 0 | 0 | 0 | 0 | 0 | 0 | 0 | 0 | 0
CDP20 | TAS | TAS | Coordinated CER storage | 0 | 0 | 0 | 0 | 0 | 0 | 0 | 0 | 0 | 0 | 0 | 0 | 0 | 0 | 0 | 0 | 0 | 0 | 0 | 0 | 0 | 0 | 0 | 0 | 0 | 0 | 0 | 0
CDP21 | NSW | NNSW | Black coal | 0 | 0 | 0 | 0 | 0 | 0 | 0 | 0 | 0 | 0 | 0 | 0 | 0 | 0 | 0 | 0 | 0 | 0 | 0 | 0 | 0 | 0 | 0 | 0 | 0 | 0 | 0 | 0
CDP21 | NSW | NNSW | Mid-merit gas | 0 | 0 | 0 | 0 | 0 | 0 | 0 | 0 | 0 | 0 | 0 | 0 | 0 | 0 | 0 | 0 | 0 | 0 | 0 | 0 | 0 | 0 | 0 | 0 | 0 | 0 | 0 | 0
CDP21 | NSW | NNSW | Flexible gas | 0 | 0 | 0 | 0 | 0 | 0 | 0 | 0 | 0 | 0 | 0 | 0 | 0 | 0 | 0 | 0 | 0 | 0 | 0 | 0 | 0 | 0 | 0 | 0 | 0 | 0 | 0 | 0
CDP21 | NSW | NNSW | Hydro | 0 | 0 | 0 | 0 | 0 | 0 | 0 | 0 | 0 | 0 | 0 | 0 | 0 | 0 | 0 | 0 | 0 | 0 | 0 | 0 | 0 | 0 | 0 | 0 | 0 | 0 | 0 | 0
CDP21 | NSW | NNSW | Deep storage | 0 | 0 | 0 | 0 | 0 | 0 | 0 | 0 | 0 | 0 | 0 | 0 | 0 | 0 | 0 | 0 | 0 | 0 | 0 | 0 | 0 | 0 | 0 | 0 | 0 | 0 | 0 | 0
CDP21 | NSW | NNSW | Medium storage | 0 | 0 | 0 | 0 | 0 | 0 | 0 | 0 | 0 | 0 | 0 | 0 | 0 | 0 | 0 | 0 | 0 | 0 | 0 | 0 | 0 | 0 | -275 | -275 | -381.778 | -806.0512 | -806.0512 | -806.0512
CDP21 | NSW | NNSW | Shallow storage | 0 | 0 | 0 | 0 | 0 | 0 | 0 | 0 | 0 | -30 | -30 | -30 | -30 | -30 | -30 | -30 | -30 | -30 | -30 | -30 | -30 | -30 | -430 | -430 | -430 | -430 | -430 | -430
CDP21 | NSW | NNSW | Coordinated CER storage | 0 | 0 | 0 | 0 | 0 | 0 | 0 | 0 | 0 | 0 | 0 | 0 | 0 | 0 | 0 | 0 | 0 | 0 | 0 | 0 | 0 | 0 | 0 | 0 | 0 | 0 | 0 | 0
CDP21 | NSW | CNSW | Black coal | 0 | 0 | 0 | 0 | -685 | -2715 | -2715 | -2715 | -2715 | -2715 | -2715 | -2715 | -2715 | -2715 | -2715 | -2715 | -4135 | -4135 | -4135 | -4135 | -4135 | -4135 | -4135 | -4135 | -4135 | -4135 | -4135 | -4135
CDP21 | NSW | CNSW | Mid-merit gas | 0 | 0 | 0 | 0 | 0 | 0 | 0 | 0 | 0 | 0 | 0 | 0 | 0 | 0 | 0 | 0 | 0 | 0 | 0 | 0 | 0 | 0 | 0 | 0 | 0 | 0 | 0 | 0
CDP21 | NSW | CNSW | Flexible gas | 0 | 0 | 0 | 0 | 0 | 0 | 0 | 0 | 0 | 0 | 0 | 0 | 0 | 0 | 0 | 0 | 0 | 0 | 0 | 0 | 0 | 0 | 0 | 0 | 0 | 0 | 0 | 0
CDP21 | NSW | CNSW | Hydro | 0 | 0 | 0 | 0 | 0 | 0 | 0 | 0 | 0 | 0 | 0 | 0 | 0 | 0 | 0 | 0 | 0 | 0 | 0 | 0 | 0 | 0 | 0 | 0 | 0 | 0 | 0 | 0
CDP21 | NSW | CNSW | Deep storage | 0 | 0 | 0 | 0 | 0 | 0 | 0 | 0 | 0 | 0 | 0 | 0 | 0 | 0 | 0 | 0 | 0 | 0 | 0 | 0 | 0 | 0 | 0 | 0 | 0 | 0 | 0 | 0
CDP21 | NSW | CNSW | Medium storage | 0 | 0 | 0 | 0 | 0 | 0 | -40.02 | -40.02 | -80.04 | -80.04 | -80.04 | -120.06 | -120.06 | -120.06 | -120.06 | -160.08 | -160.08 | -160.08 | -160.08 | -160.08 | -200.1 | -749.1 | -789.12 | -789.12 | -789.12 | -829.1414 | -829.1414 | -829.1414
CDP21 | NSW | CNSW | Shallow storage | 0 | 0 | 0 | 0 | 0 | 0 | 0 | 0 | 0 | 0 | 0 | 0 | 0 | 0 | 0 | 0 | 0 | 0 | 0 | 0 | 0 | -20 | -30.3232 | -376.0766 | -1568.2737 | -1568.2737 | -1568.2737 | -1568.2737
CDP21 | NSW | CNSW | Coordinated CER storage | 0 | 0 | 0 | 0 | 0 | 0 | 0 | 0 | 0 | 0 | 0 | 0 | 0 | 0 | 0 | 0 | 0 | 0 | 0 | 0 | 0 | 0 | 0 | 0 | 0 | 0 | 0 | 0
CDP21 | NSW | SNSW | Black coal | 0 | 0 | 0 | 0 | 0 | 0 | 0 | 0 | 0 | 0 | 0 | 0 | 0 | 0 | 0 | 0 | 0 | 0 | 0 | 0 | 0 | 0 | 0 | 0 | 0 | 0 | 0 | 0
CDP21 | NSW | SNSW | Mid-merit gas | 0 | 0 | 0 | 0 | 0 | 0 | 0 | 0 | 0 | 0 | 0 | 0 | 0 | 0 | 0 | 0 | 0 | 0 | 0 | 0 | 0 | 0 | 0 | 0 | 0 | 0 | 0 | 0
CDP21 | NSW | SNSW | Flexible gas | 0 | 0 | 0 | 0 | 0 | 0 | 0 | 0 | 0 | 0 | 0 | 0 | 0 | 0 | 0 | 0 | 0 | 0 | 0 | 0 | -692 | -692 | -692 | -692 | -692 | -692 | -692 | -692
CDP21 | NSW | SNSW | Hydro | 0 | 0 | 0 | 0 | 0 | 0 | 0 | 0 | 0 | 0 | 0 | 0 | 0 | 0 | 0 | 0 | 0 | 0 | 0 | 0 | 0 | 0 | 0 | 0 | 0 | 0 | 0 | 0
CDP21 | NSW | SNSW | Deep storage | 0 | 0 | 0 | 0 | 0 | 0 | 0 | 0 | 0 | 0 | 0 | 0 | 0 | 0 | 0 | 0 | 0 | 0 | 0 | 0 | 0 | 0 | 0 | 0 | 0 | 0 | 0 | 0
CDP21 | NSW | SNSW | Medium storage | 0 | 0 | 0 | 0 | 0 | 0 | 0 | 0 | 0 | 0 | 0 | 0 | 0 | 0 | 0 | 0 | 0 | 0 | 0 | 0 | 0 | -50 | -50 | -50 | -50 | -50.0008 | -50.0008 | -50.0008
CDP21 | NSW | SNSW | Shallow storage | 0 | -0.99 | -0.99 | -0.99 | -0.99 | -0.99 | -1.98 | -1.98 | -2.97 | -2.97 | -2.97 | -3.96 | -3.96 | -3.96 | -3.96 | -4.95 | -4.95 | -4.95 | -14.95 | -64.95 | -65.94 | -75.84 | -76.83 | -76.83 | -175.83 | -175.83 | -175.83 | -325.83
CDP21 | NSW | SNSW | Coordinated CER storage | 0 | 0 | 0 | 0 | 0 | 0 | 0 | 0 | 0 | 0 | 0 | 0 | 0 | 0 | 0 | 0 | 0 | 0 | 0 | 0 | 0 | 0 | 0 | 0 | 0 | 0 | 0 | 0
CDP21 | NSW | SNW | Black coal | 0 | -2880 | -2880 | -2880 | -4200 | -4200 | -4200 | -4200 | -4200 | -4200 | -4200 | -4200 | -4200 | -4200 | -4200 | -4200 | -4200 | -4200 | -4200 | -4200 | -4200 | -4200 | -4200 | -4200 | -4200 | -4200 | -4200 | -4200
CDP21 | NSW | SNW | Mid-merit gas | 0 | 0 | 0 | 0 | 0 | 0 | 0 | 0 | 0 | 0 | 0 | 0 | 0 | 0 | 0 | 0 | 0 | 0 | 0 | -440 | -440 | -440 | -440 | -440 | -440 | -440 | -440 | -440
CDP21 | NSW | SNW | Flexible gas | 0 | 0 | 0 | 0 | 0 | 0 | 0 | 0 | 0 | 0 | 0 | 0 | 0 | 0 | 0 | 0 | 0 | 0 | 0 | 0 | -185 | -185 | -185 | -185 | -185 | -185 | -185 | -185
CDP21 | NSW | SNW | Hydro | 0 | 0 | 0 | 0 | 0 | 0 | 0 | 0 | 0 | 0 | 0 | 0 | 0 | 0 | 0 | 0 | 0 | 0 | 0 | 0 | 0 | 0 | 0 | 0 | 0 | 0 | 0 | 0
CDP21 | NSW | SNW | Deep storage | 0 | 0 | 0 | 0 | 0 | 0 | 0 | 0 | 0 | 0 | 0 | 0 | 0 | 0 | 0 | 0 | 0 | 0 | 0 | 0 | 0 | 0 | 0 | 0 | 0 | 0 | 0 | 0
CDP21 | NSW | SNW | Medium storage | 0 | 0 | 0 | 0 | 0 | 0 | 0 | 0 | 0 | 0 | 0 | 0 | 0 | 0 | 0 | 0 | 0 | 0 | 0 | 0 | 0 | -889.1452 | -889.1452 | -889.1452 | -889.1452 | -1204.8193 | -1204.8193 | -1204.8193
CDP21 | NSW | SNW | Shallow storage | 0 | 0 | 0 | 0 | 0 | 0 | 0 | 0 | -72.576 | -72.576 | -72.576 | -145.152 | -195.152 | -195.152 | -195.152 | -267.728 | -267.728 | -267.728 | -267.728 | -267.728 | -340.304 | -865.304 | -937.8841 | -937.8864 | -1040.1043 | -1112.6803 | -1112.6803 | -1112.6803
CDP21 | NSW | SNW | Coordinated CER storage | 0 | 0 | 0 | 0 | 0 | 0 | 0 | 0 | 0 | 0 | 0 | 0 | 0 | 0 | 0 | 0 | 0 | 0 | 0 | 0 | 0 | 0 | 0 | 0 | 0 | 0 | 0 | 0
CDP21 | QLD | NQ | Black coal | 0 | 0 | 0 | 0 | 0 | 0 | 0 | 0 | 0 | 0 | 0 | 0 | 0 | 0 | 0 | 0 | 0 | 0 | 0 | 0 | 0 | 0 | 0 | 0 | 0 | 0 | 0 | 0
CDP21 | QLD | NQ | Mid-merit gas | 0 | 0 | 0 | 0 | 0 | 0 | 0 | 0 | 0 | 0 | 0 | 0 | 0 | 0 | 0 | 0 | 0 | 0 | 0 | 0 | 0 | 0 | -244 | -244 | -244 | -244 | -244 | -244
CDP21 | QLD | NQ | Flexible gas | 0 | 0 | 0 | 0 | 0 | 0 | 0 | 0 | 0 | -292 | -292 | -292 | -292 | -292 | -292 | -292 | -292 | -292 | -292 | -292 | -423.5 | -423.5 | -423.5 | -423.5 | -423.5 | -423.5 | -423.5 | -423.5
CDP21 | QLD | NQ | Hydro | 0 | 0 | 0 | 0 | 0 | 0 | 0 | 0 | 0 | 0 | 0 | 0 | 0 | -86.4 | -86.4 | -86.4 | -86.4 | -86.4 | -156.4 | -156.4 | -156.4 | -156.4 | -156.4 | -156.4 | -156.4 | -156.4 | -156.4 | -156.4
CDP21 | QLD | NQ | Deep storage | 0 | 0 | 0 | 0 | 0 | 0 | 0 | 0 | 0 | 0 | 0 | 0 | 0 | 0 | 0 | 0 | 0 | 0 | 0 | 0 | 0 | 0 | 0 | 0 | 0 | 0 | 0 | 0
CDP21 | QLD | NQ | Medium storage | 0 | 0 | 0 | 0 | 0 | 0 | 0 | 0 | 0 | 0 | 0 | 0 | 0 | 0 | 0 | 0 | 0 | 0 | 0 | 0 | 0 | 0 | 0 | -1.739e-05 | -2.121e-05 | -3.22e-05 | -3.22e-05 | -3.323e-05
CDP21 | QLD | NQ | Shallow storage | 0 | 0 | 0 | 0 | 0 | 0 | 0 | 0 | 0 | 0 | 0 | 0 | 0 | 0 | 0 | 0 | 0 | 0 | 0 | 0 | 0 | 0 | -300 | -300 | -300 | -300 | -300 | -300
CDP21 | QLD | NQ | Coordinated CER storage | 0 | 0 | 0 | 0 | 0 | 0 | 0 | 0 | 0 | 0 | 0 | 0 | 0 | 0 | 0 | 0 | 0 | 0 | 0 | 0 | 0 | 0 | 0 | 0 | 0 | 0 | 0 | 0
CDP21 | QLD | GG | Black coal | 0 | 0 | 0 | -840 | -840 | -840 | -1400 | -1680 | -1680 | -1680 | -1680 | -1680 | -1680 | -1680 | -1680 | -1680 | -1680 | -1680 | -1680 | -1680 | -1680 | -1680 | -1680 | -1680 | -1680 | -1680 | -1680 | -1680
CDP21 | QLD | GG | Mid-merit gas | 0 | 0 | 0 | 0 | 0 | 0 | 0 | 0 | 0 | 0 | 0 | 0 | 0 | 0 | 0 | 0 | 0 | 0 | 0 | 0 | 0 | 0 | 0 | 0 | 0 | 0 | -180 | -180
CDP21 | QLD | GG | Flexible gas | 0 | 0 | 0 | 0 | 0 | 0 | 0 | 0 | 0 | 0 | 0 | 0 | 0 | 0 | 0 | 0 | 0 | 0 | 0 | 0 | 0 | 0 | 0 | 0 | 0 | 0 | 0 | 0
CDP21 | QLD | GG | Hydro | 0 | 0 | 0 | 0 | 0 | 0 | 0 | 0 | 0 | 0 | 0 | 0 | 0 | 0 | 0 | 0 | 0 | 0 | 0 | 0 | 0 | 0 | 0 | 0 | 0 | 0 | 0 | 0
CDP21 | QLD | GG | Deep storage | 0 | 0 | 0 | 0 | 0 | 0 | 0 | 0 | 0 | 0 | 0 | 0 | 0 | 0 | 0 | 0 | 0 | 0 | 0 | 0 | 0 | 0 | 0 | 0 | 0 | 0 | 0 | 0
CDP21 | QLD | GG | Medium storage | 0 | 0 | 0 | 0 | 0 | 0 | 0 | 0 | 0 | 0 | 0 | 0 | 0 | 0 | 0 | 0 | 0 | 0 | 0 | 0 | 0 | 0 | 0 | 0 | 0 | 0 | 0 | 0
CDP21 | QLD | GG | Shallow storage | 0 | 0 | 0 | 0 | 0 | 0 | 0 | 0 | 0 | 0 | 0 | 0 | 0 | 0 | 0 | 0 | 0 | 0 | 0 | 0 | 0 | -400 | -400 | -400 | -400 | -400 | -400 | -400
CDP21 | QLD | GG | Coordinated CER storage | 0 | 0 | 0 | 0 | 0 | 0 | 0 | 0 | 0 | 0 | 0 | 0 | 0 | 0 | 0 | 0 | 0 | 0 | 0 | 0 | 0 | 0 | 0 | 0 | 0 | 0 | 0 | 0
CDP21 | QLD | CQ | Black coal | 0 | 0 | 0 | -700 | -700 | -1430 | -1430 | -1430 | -2160 | -2160 | -2160 | -2160 | -2160 | -2160 | -2160 | -2160 | -2160 | -2160 | -2160 | -2160 | -2160 | -2160 | -2160 | -2160 | -2160 | -2160 | -2160 | -3004
CDP21 | QLD | CQ | Mid-merit gas | 0 | 0 | 0 | 0 | 0 | 0 | 0 | 0 | 0 | 0 | 0 | 0 | 0 | 0 | 0 | 0 | 0 | 0 | 0 | 0 | 0 | 0 | 0 | 0 | 0 | 0 | 0 | 0
CDP21 | QLD | CQ | Flexible gas | 0 | 0 | 0 | 0 | 0 | 0 | 0 | 0 | 0 | 0 | -37 | -37 | -37 | -37 | -37 | -37 | -37 | -37 | -37 | -37 | -37 | -37 | -37 | -37 | -37 | -37 | -37 | -37
CDP21 | QLD | CQ | Hydro | 0 | 0 | 0 | 0 | 0 | 0 | 0 | 0 | 0 | 0 | 0 | 0 | 0 | 0 | 0 | 0 | 0 | 0 | 0 | 0 | 0 | 0 | 0 | 0 | 0 | 0 | 0 | 0
CDP21 | QLD | CQ | Deep storage | 0 | 0 | 0 | 0 | 0 | 0 | 0 | 0 | 0 | 0 | 0 | 0 | 0 | 0 | 0 | 0 | 0 | 0 | 0 | 0 | 0 | 0 | 0 | 0 | 0 | 0 | 0 | 0
CDP21 | QLD | CQ | Medium storage | 0 | 0 | 0 | 0 | 0 | 0 | 0 | 0 | 0 | 0 | 0 | 0 | 0 | 0 | 0 | 0 | 0 | 0 | 0 | 0 | 0 | 0 | 0 | 0 | -3.92e-06 | -3.92e-06 | -3.92e-06 | -3.92e-06
CDP21 | QLD | CQ | Shallow storage | 0 | 0 | 0 | 0 | 0 | 0 | 0 | 0 | 0 | 0 | 0 | 0 | 0 | 0 | 0 | 0 | 0 | 0 | -50 | -50 | -50 | -50 | -50 | -200 | -200 | -200 | -200 | -200
CDP21 | QLD | CQ | Coordinated CER storage | 0 | 0 | 0 | 0 | 0 | 0 | 0 | 0 | 0 | 0 | 0 | 0 | 0 | 0 | 0 | 0 | 0 | 0 | 0 | 0 | 0 | 0 | 0 | 0 | 0 | 0 | 0 | 0
CDP21 | QLD | SQ | Black coal | 0 | 0 | 0 | 0 | 0 | 0 | -700 | -700 | -1050 | -1850 | -2594 | -2594 | -2594 | -2594 | -2594 | -2594 | -2594 | -2594 | -2594 | -2594 | -2594 | -2594 | -2594 | -2594 | -2594 | -2594 | -2594 | -3446
CDP21 | QLD | SQ | Mid-merit gas | 0 | 0 | 0 | 0 | 0 | 0 | 0 | 0 | 0 | 0 | 0 | 0 | -385 | -385 | -385 | -529.4 | -529.4 | -529.4 | -529.4 | -529.4 | -529.4 | -1173.9 | -1173.9 | -1173.9 | -1173.9 | -1173.9 | -1173.9 | -1173.9
CDP21 | QLD | SQ | Flexible gas | 0 | 0 | 0 | 0 | 0 | 0 | 0 | 0 | 0 | 0 | -80 | -80 | -80 | -80 | -80 | -80 | -80 | -80 | -80 | -80 | -80 | -80 | -644 | -644 | -644 | -1163 | -1509 | -1509
CDP21 | QLD | SQ | Hydro | 0 | 0 | 0 | 0 | 0 | 0 | 0 | 0 | 0 | 0 | 0 | 0 | 0 | 0 | 0 | 0 | 0 | 0 | 0 | 0 | 0 | 0 | 0 | 0 | 0 | 0 | 0 | 0
CDP21 | QLD | SQ | Deep storage | 0 | 0 | 0 | 0 | 0 | 0 | 0 | 0 | 0 | 0 | 0 | 0 | 0 | 0 | 0 | 0 | 0 | 0 | 0 | 0 | 0 | 0 | 0 | 0 | 0 | 0 | 0 | 0
CDP21 | QLD | SQ | Medium storage | 0 | 0 | 0 | 0 | 0 | 0 | 0 | 0 | 0 | 0 | 0 | 0 | 0 | 0 | 0 | 0 | 0 | 0 | 0 | 0 | 0 | 0 | 0 | -1.791e-05 | -2.318e-05 | -2.318e-05 | -2.318e-05 | -2.65e-05
CDP21 | QLD | SQ | Shallow storage | 0 | 0 | 0 | 0 | 0 | 0 | 0 | 0 | 0 | 0 | 0 | 0 | 0 | 0 | -100 | -100 | -100 | -100 | -100 | -100 | -400 | -650 | -650 | -650 | -904.8 | -904.8 | -904.8 | -1004.8
CDP21 | QLD | SQ | Coordinated CER storage | 0 | 0 | 0 | 0 | 0 | 0 | 0 | 0 | 0 | 0 | 0 | 0 | 0 | 0 | 0 | 0 | 0 | 0 | 0 | 0 | 0 | 0 | 0 | 0 | 0 | 0 | 0 | 0
CDP21 | VIC | VIC | Brown coal | 0 | 0 | 0 | 0 | -1450 | -1450 | -1450 | -1450 | -1450 | -3660 | -4240 | -4240 | -4240 | -4240 | -4240 | -4240 | -4240 | -4240 | -4240 | -4240 | -4240 | -4240 | -4240 | -4820 | -4820 | -4820 | -4820 | -4820
CDP21 | VIC | VIC | Mid-merit gas | 0 | 0 | 0 | 0 | -500 | -500 | -500 | -500 | -500 | -500 | -500 | -500 | -500 | -500 | -500 | -500 | -500 | -500 | -500 | -500 | -500 | -500 | -500 | -500 | -500 | -500 | -500 | -500
CDP21 | VIC | VIC | Flexible gas | 0 | 0 | 0 | 0 | 0 | 0 | 0 | 0 | 0 | -170 | -170 | -170 | -170 | -170 | -170 | -610 | -610 | -610 | -704 | -704 | -704 | -704 | -704 | -1288 | -1288 | -1288 | -1288 | -1288
CDP21 | VIC | VIC | Hydro | 0 | 0 | 0 | 0 | 0 | 0 | 0 | 0 | 0 | 0 | 0 | 0 | 0 | 0 | 0 | 0 | 0 | 0 | 0 | 0 | 0 | 0 | 0 | 0 | 0 | 0 | 0 | 0
CDP21 | VIC | VIC | Deep storage | 0 | 0 | 0 | 0 | 0 | 0 | 0 | 0 | 0 | 0 | 0 | 0 | 0 | 0 | 0 | 0 | 0 | 0 | 0 | 0 | 0 | 0 | 0 | 0 | 0 | 0 | 0 | 0
CDP21 | VIC | VIC | Medium storage | 0 | 0 | 0 | 0 | 0 | 0 | 0 | 0 | 0 | 0 | 0 | 0 | 0 | 0 | 0 | 0 | 0 | 0 | 0 | 0 | 0 | 0 | -350 | -350 | -350 | -350 | -350 | -350
CDP21 | VIC | VIC | Shallow storage | 0 | 0 | 0 | 0 | -7.7 | -17.3 | -17.3 | -17.3 | -17.3 | -69.13 | -69.13 | -69.13 | -69.13 | -75.73 | -80.73 | -80.73 | -80.73 | -380.73 | -380.73 | -530.73 | -730.73 | -1032.04 | -1420.5404 | -1727.1431 | -1727.1431 | -1956.03 | -2556.03 | -3067.7299
CDP21 | VIC | VIC | Coordinated CER storage | 0 | 0 | 0 | 0 | 0 | 0 | 0 | 0 | 0 | 0 | 0 | 0 | 0 | 0 | 0 | 0 | 0 | 0 | 0 | 0 | 0 | 0 | 0 | 0 | 0 | 0 | 0 | 0
CDP21 | SA | CSA | Mid-merit gas | 0 | 0 | -980 | -980 | -980 | -980 | -980 | -980 | -980 | -980 | -980 | -980 | -980 | -1509 | -1509 | -1509 | -1509 | -1509 | -1509 | -1509 | -1509 | -1509 | -1509 | -1509 | -1509 | -1509 | -1509 | -1509
CDP21 | SA | CSA | Flexible gas | 0 | 0 | 0 | -73.5 | -73.5 | -73.5 | -319.5 | -319.5 | -559.16 | -559.16 | -559.16 | -559.16 | -559.16 | -559.16 | -559.16 | -559.16 | -559.16 | -559.16 | -559.16 | -559.16 | -897.16 | -1020.36 | -1174.36 | -1174.36 | -1174.36 | -1174.36 | -1211.56 | -1211.56
CDP21 | SA | CSA | Hydro | 0 | 0 | 0 | 0 | 0 | 0 | 0 | 0 | 0 | 0 | 0 | 0 | 0 | 0 | 0 | 0 | 0 | 0 | 0 | 0 | 0 | 0 | 0 | 0 | 0 | 0 | 0 | 0
CDP21 | SA | CSA | Deep storage | 0 | 0 | 0 | 0 | 0 | 0 | 0 | 0 | 0 | 0 | 0 | 0 | 0 | 0 | 0 | 0 | 0 | 0 | 0 | 0 | 0 | 0 | 0 | 0 | 0 | 0 | 0 | 0
CDP21 | SA | CSA | Medium storage | 0 | 0 | 0 | 0 | 0 | 0 | 0 | 0 | 0 | 0 | 0 | 0 | 0 | 0 | 0 | 0 | 0 | 0 | 0 | 0 | 0 | 0 | 0 | 0 | -5.32e-06 | -5.32e-06 | -5.32e-06 | -6.44e-06
CDP21 | SA | CSA | Shallow storage | 0 | 0 | 0 | 0 | 0 | -6.02 | -36.02 | -36.02 | -36.02 | -36.02 | -36.02 | -36.02 | -36.02 | -36.02 | -36.02 | -36.02 | -36.02 | -48.02 | -48.02 | -304.74 | -498.72 | -660.72 | -1278.9188 | -2355.7563 | -2397.2563 | -2508.2563 | -2508.2563 | -2508.2563
CDP21 | SA | CSA | Coordinated CER storage | 0 | 0 | 0 | 0 | 0 | 0 | 0 | 0 | 0 | 0 | 0 | 0 | 0 | 0 | 0 | 0 | 0 | 0 | 0 | 0 | 0 | 0 | 0 | 0 | 0 | 0 | 0 | 0
CDP21 | SA | SESA | Mid-merit gas | 0 | 0 | 0 | 0 | 0 | 0 | 0 | 0 | 0 | 0 | 0 | 0 | 0 | 0 | 0 | 0 | 0 | 0 | 0 | 0 | 0 | 0 | 0 | 0 | 0 | 0 | 0 | 0
CDP21 | SA | SESA | Flexible gas | 0 | 0 | 0 | -63 | -63 | -63 | -63 | -63 | -63 | -63 | -63 | -143 | -143 | -143 | -143 | -143 | -143 | -143 | -143 | -143 | -143 | -143 | -143 | -143 | -143 | -143 | -143 | -143
CDP21 | SA | SESA | Hydro | 0 | 0 | 0 | 0 | 0 | 0 | 0 | 0 | 0 | 0 | 0 | 0 | 0 | 0 | 0 | 0 | 0 | 0 | 0 | 0 | 0 | 0 | 0 | 0 | 0 | 0 | 0 | 0
CDP21 | SA | SESA | Deep storage | 0 | 0 | 0 | 0 | 0 | 0 | 0 | 0 | 0 | 0 | 0 | 0 | 0 | 0 | 0 | 0 | 0 | 0 | 0 | 0 | 0 | 0 | 0 | 0 | 0 | 0 | 0 | 0
CDP21 | SA | SESA | Medium storage | 0 | 0 | 0 | 0 | 0 | 0 | 0 | 0 | 0 | 0 | 0 | 0 | 0 | 0 | 0 | 0 | 0 | 0 | 0 | 0 | 0 | 0 | 0 | 0 | -5.31e-06 | -1.328e-05 | -1.328e-05 | -1.328e-05
CDP21 | SA | SESA | Shallow storage | 0 | 0 | 0 | 0 | 0 | 0 | 0 | 0 | 0 | 0 | -25 | -25 | -25 | -25 | -25 | -25 | -25 | -25 | -25 | -25 | -25 | -25 | -25 | -25 | -25 | -25 | -25 | -25
CDP21 | SA | SESA | Coordinated CER storage | 0 | 0 | 0 | 0 | 0 | 0 | 0 | 0 | 0 | 0 | 0 | 0 | 0 | 0 | 0 | 0 | 0 | 0 | 0 | 0 | 0 | 0 | 0 | 0 | 0 | 0 | 0 | 0
CDP21 | TAS | TAS | Mid-merit gas | 0 | 0 | 0 | -208 | -208 | -208 | -208 | -208 | -208 | -208 | -208 | -208 | -208 | -208 | -208 | -208 | -208 | -208 | -208 | -208 | -208 | -208 | -208 | -208 | -208 | -208 | -208 | -208
CDP21 | TAS | TAS | Flexible gas | 0 | 0 | 0 | 0 | 0 | 0 | 0 | 0 | 0 | 0 | 0 | 0 | 0 | 0 | 0 | 0 | -120 | -120 | -120 | -120 | -120 | -120 | -120 | -120 | -120 | -120 | -178 | -178
CDP21 | TAS | TAS | Hydro | 0 | 0 | 0 | 0 | 0 | 0 | 0 | 0 | 0 | 0 | 0 | 0 | 0 | 0 | 0 | 0 | 0 | 0 | 0 | 0 | 0 | 0 | 0 | 0 | 0 | 0 | 0 | 0
CDP21 | TAS | TAS | Deep storage | 0 | 0 | 0 | 0 | 0 | 0 | 0 | 0 | 0 | 0 | 0 | 0 | 0 | 0 | 0 | 0 | 0 | 0 | 0 | 0 | 0 | 0 | 0 | 0 | 0 | 0 | 0 | 0
CDP21 | TAS | TAS | Medium storage | 0 | 0 | 0 | 0 | 0 | 0 | 0 | 0 | 0 | 0 | 0 | 0 | 0 | 0 | 0 | 0 | 0 | 0 | 0 | 0 | 0 | 0 | 0 | -1.315e-05 | -1.532e-05 | -1.748e-05 | -1.748e-05 | -1.85e-05
CDP21 | TAS | TAS | Shallow storage | 0 | 0 | 0 | 0 | 0 | 0 | 0 | 0 | 0 | 0 | 0 | 0 | 0 | 0 | 0 | 0 | 0 | 0 | 0 | 0 | 0 | 0 | 0 | 0 | 0 | 0 | 0 | 0
CDP21 | TAS | TAS | Coordinated CER storage | 0 | 0 | 0 | 0 | 0 | 0 | 0 | 0 | 0 | 0 | 0 | 0 | 0 | 0 | 0 | 0 | 0 | 0 | 0 | 0 | 0 | 0 | 0 | 0 | 0 | 0 | 0 | 0
CDP22 | NSW | NNSW | Black coal | 0 | 0 | 0 | 0 | 0 | 0 | 0 | 0 | 0 | 0 | 0 | 0 | 0 | 0 | 0 | 0 | 0 | 0 | 0 | 0 | 0 | 0 | 0 | 0 | 0 | 0 | 0 | 0
CDP22 | NSW | NNSW | Mid-merit gas | 0 | 0 | 0 | 0 | 0 | 0 | 0 | 0 | 0 | 0 | 0 | 0 | 0 | 0 | 0 | 0 | 0 | 0 | 0 | 0 | 0 | 0 | 0 | 0 | 0 | 0 | 0 | 0
CDP22 | NSW | NNSW | Flexible gas | 0 | 0 | 0 | 0 | 0 | 0 | 0 | 0 | 0 | 0 | 0 | 0 | 0 | 0 | 0 | 0 | 0 | 0 | 0 | 0 | 0 | 0 | 0 | 0 | 0 | 0 | 0 | 0
CDP22 | NSW | NNSW | Hydro | 0 | 0 | 0 | 0 | 0 | 0 | 0 | 0 | 0 | 0 | 0 | 0 | 0 | 0 | 0 | 0 | 0 | 0 | 0 | 0 | 0 | 0 | 0 | 0 | 0 | 0 | 0 | 0
CDP22 | NSW | NNSW | Deep storage | 0 | 0 | 0 | 0 | 0 | 0 | 0 | 0 | 0 | 0 | 0 | 0 | 0 | 0 | 0 | 0 | 0 | 0 | 0 | 0 | 0 | 0 | 0 | 0 | 0 | 0 | 0 | 0
CDP22 | NSW | NNSW | Medium storage | 0 | 0 | 0 | 0 | 0 | 0 | 0 | 0 | 0 | 0 | 0 | 0 | 0 | 0 | 0 | 0 | 0 | 0 | 0 | 0 | 0 | 0 | -275 | -275 | -382.9167 | -834.9973 | -834.9973 | -834.9973
CDP22 | NSW | NNSW | Shallow storage | 0 | 0 | 0 | 0 | 0 | 0 | 0 | 0 | 0 | -30 | -30 | -30 | -30 | -30 | -30 | -30 | -30 | -30 | -30 | -30 | -30 | -30 | -430 | -430 | -430 | -430 | -430 | -430
CDP22 | NSW | NNSW | Coordinated CER storage | 0 | 0 | 0 | 0 | 0 | 0 | 0 | 0 | 0 | 0 | 0 | 0 | 0 | 0 | 0 | 0 | 0 | 0 | 0 | 0 | 0 | 0 | 0 | 0 | 0 | 0 | 0 | 0
CDP22 | NSW | CNSW | Black coal | 0 | 0 | 0 | 0 | -685 | -2715 | -2715 | -2715 | -2715 | -2715 | -2715 | -2715 | -2715 | -2715 | -2715 | -2715 | -4135 | -4135 | -4135 | -4135 | -4135 | -4135 | -4135 | -4135 | -4135 | -4135 | -4135 | -4135
CDP22 | NSW | CNSW | Mid-merit gas | 0 | 0 | 0 | 0 | 0 | 0 | 0 | 0 | 0 | 0 | 0 | 0 | 0 | 0 | 0 | 0 | 0 | 0 | 0 | 0 | 0 | 0 | 0 | 0 | 0 | 0 | 0 | 0
CDP22 | NSW | CNSW | Flexible gas | 0 | 0 | 0 | 0 | 0 | 0 | 0 | 0 | 0 | 0 | 0 | 0 | 0 | 0 | 0 | 0 | 0 | 0 | 0 | 0 | 0 | 0 | 0 | 0 | 0 | 0 | 0 | 0
CDP22 | NSW | CNSW | Hydro | 0 | 0 | 0 | 0 | 0 | 0 | 0 | 0 | 0 | 0 | 0 | 0 | 0 | 0 | 0 | 0 | 0 | 0 | 0 | 0 | 0 | 0 | 0 | 0 | 0 | 0 | 0 | 0
CDP22 | NSW | CNSW | Deep storage | 0 | 0 | 0 | 0 | 0 | 0 | 0 | 0 | 0 | 0 | 0 | 0 | 0 | 0 | 0 | 0 | 0 | 0 | 0 | 0 | 0 | 0 | 0 | 0 | 0 | 0 | 0 | 0
CDP22 | NSW | CNSW | Medium storage | 0 | 0 | 0 | 0 | 0 | 0 | -40.02 | -40.02 | -80.04 | -80.04 | -80.04 | -120.06 | -120.06 | -120.06 | -120.06 | -160.08 | -160.08 | -160.08 | -160.08 | -160.08 | -200.1 | -749.1 | -789.12 | -789.12 | -789.12 | -829.1481 | -829.1481 | -829.1481
CDP22 | NSW | CNSW | Shallow storage | 0 | 0 | 0 | 0 | 0 | 0 | 0 | 0 | 0 | 0 | 0 | 0 | 0 | 0 | 0 | 0 | 0 | 0 | 0 | 0 | 0 | -20 | -30.045 | -321.4207 | -1582.3541 | -1582.3541 | -1582.3541 | -1582.3541
CDP22 | NSW | CNSW | Coordinated CER storage | 0 | 0 | 0 | 0 | 0 | 0 | 0 | 0 | 0 | 0 | 0 | 0 | 0 | 0 | 0 | 0 | 0 | 0 | 0 | 0 | 0 | 0 | 0 | 0 | 0 | 0 | 0 | 0
CDP22 | NSW | SNSW | Black coal | 0 | 0 | 0 | 0 | 0 | 0 | 0 | 0 | 0 | 0 | 0 | 0 | 0 | 0 | 0 | 0 | 0 | 0 | 0 | 0 | 0 | 0 | 0 | 0 | 0 | 0 | 0 | 0
CDP22 | NSW | SNSW | Mid-merit gas | 0 | 0 | 0 | 0 | 0 | 0 | 0 | 0 | 0 | 0 | 0 | 0 | 0 | 0 | 0 | 0 | 0 | 0 | 0 | 0 | 0 | 0 | 0 | 0 | 0 | 0 | 0 | 0
CDP22 | NSW | SNSW | Flexible gas | 0 | 0 | 0 | 0 | 0 | 0 | 0 | 0 | 0 | 0 | 0 | 0 | 0 | 0 | 0 | 0 | 0 | 0 | 0 | 0 | -692 | -692 | -692 | -692 | -692 | -692 | -692 | -692
CDP22 | NSW | SNSW | Hydro | 0 | 0 | 0 | 0 | 0 | 0 | 0 | 0 | 0 | 0 | 0 | 0 | 0 | 0 | 0 | 0 | 0 | 0 | 0 | 0 | 0 | 0 | 0 | 0 | 0 | 0 | 0 | 0
CDP22 | NSW | SNSW | Deep storage | 0 | 0 | 0 | 0 | 0 | 0 | 0 | 0 | 0 | 0 | 0 | 0 | 0 | 0 | 0 | 0 | 0 | 0 | 0 | 0 | 0 | 0 | 0 | 0 | 0 | 0 | 0 | 0
CDP22 | NSW | SNSW | Medium storage | 0 | 0 | 0 | 0 | 0 | 0 | 0 | 0 | 0 | 0 | 0 | 0 | 0 | 0 | 0 | 0 | 0 | 0 | 0 | 0 | 0 | -50 | -50 | -50 | -50 | -97.7207 | -97.7207 | -97.7207
CDP22 | NSW | SNSW | Shallow storage | 0 | -0.99 | -0.99 | -0.99 | -0.99 | -0.99 | -1.98 | -1.98 | -2.97 | -2.97 | -2.97 | -3.96 | -3.96 | -3.96 | -3.96 | -4.95 | -4.95 | -4.95 | -14.95 | -64.95 | -65.94 | -75.84 | -76.83 | -76.83 | -175.83 | -175.83 | -175.83 | -325.83
CDP22 | NSW | SNSW | Coordinated CER storage | 0 | 0 | 0 | 0 | 0 | 0 | 0 | 0 | 0 | 0 | 0 | 0 | 0 | 0 | 0 | 0 | 0 | 0 | 0 | 0 | 0 | 0 | 0 | 0 | 0 | 0 | 0 | 0
CDP22 | NSW | SNW | Black coal | 0 | -2880 | -2880 | -2880 | -4200 | -4200 | -4200 | -4200 | -4200 | -4200 | -4200 | -4200 | -4200 | -4200 | -4200 | -4200 | -4200 | -4200 | -4200 | -4200 | -4200 | -4200 | -4200 | -4200 | -4200 | -4200 | -4200 | -4200
CDP22 | NSW | SNW | Mid-merit gas | 0 | 0 | 0 | 0 | 0 | 0 | 0 | 0 | 0 | 0 | 0 | 0 | 0 | 0 | 0 | 0 | 0 | 0 | 0 | -440 | -440 | -440 | -440 | -440 | -440 | -440 | -440 | -440
CDP22 | NSW | SNW | Flexible gas | 0 | 0 | 0 | 0 | 0 | 0 | 0 | 0 | 0 | 0 | 0 | 0 | 0 | 0 | 0 | 0 | 0 | 0 | 0 | 0 | -185 | -185 | -185 | -185 | -185 | -185 | -185 | -185
CDP22 | NSW | SNW | Hydro | 0 | 0 | 0 | 0 | 0 | 0 | 0 | 0 | 0 | 0 | 0 | 0 | 0 | 0 | 0 | 0 | 0 | 0 | 0 | 0 | 0 | 0 | 0 | 0 | 0 | 0 | 0 | 0
CDP22 | NSW | SNW | Deep storage | 0 | 0 | 0 | 0 | 0 | 0 | 0 | 0 | 0 | 0 | 0 | 0 | 0 | 0 | 0 | 0 | 0 | 0 | 0 | 0 | 0 | 0 | 0 | 0 | 0 | 0 | 0 | 0
CDP22 | NSW | SNW | Medium storage | 0 | 0 | 0 | 0 | 0 | 0 | 0 | 0 | 0 | 0 | 0 | 0 | 0 | 0 | 0 | 0 | 0 | 0 | 0 | 0 | 0 | -889.1453 | -889.1453 | -889.1453 | -889.1453 | -1128.6465 | -1128.6465 | -1128.6465
CDP22 | NSW | SNW | Shallow storage | 0 | 0 | 0 | 0 | 0 | 0 | 0 | 0 | -72.576 | -72.576 | -72.576 | -145.152 | -195.152 | -195.152 | -195.152 | -267.728 | -267.728 | -267.728 | -267.728 | -267.728 | -340.304 | -865.304 | -937.8846 | -937.8868 | -970.3314 | -1042.9074 | -1042.9074 | -1042.9074
CDP22 | NSW | SNW | Coordinated CER storage | 0 | 0 | 0 | 0 | 0 | 0 | 0 | 0 | 0 | 0 | 0 | 0 | 0 | 0 | 0 | 0 | 0 | 0 | 0 | 0 | 0 | 0 | 0 | 0 | 0 | 0 | 0 | 0
CDP22 | QLD | NQ | Black coal | 0 | 0 | 0 | 0 | 0 | 0 | 0 | 0 | 0 | 0 | 0 | 0 | 0 | 0 | 0 | 0 | 0 | 0 | 0 | 0 | 0 | 0 | 0 | 0 | 0 | 0 | 0 | 0
CDP22 | QLD | NQ | Mid-merit gas | 0 | 0 | 0 | 0 | 0 | 0 | 0 | 0 | 0 | 0 | 0 | 0 | 0 | 0 | 0 | 0 | 0 | 0 | 0 | 0 | 0 | 0 | -244 | -244 | -244 | -244 | -244 | -244
CDP22 | QLD | NQ | Flexible gas | 0 | 0 | 0 | 0 | 0 | 0 | 0 | 0 | 0 | -292 | -292 | -292 | -292 | -292 | -292 | -292 | -292 | -292 | -292 | -292 | -423.5 | -423.5 | -423.5 | -423.5 | -423.5 | -423.5 | -423.5 | -423.5
CDP22 | QLD | NQ | Hydro | 0 | 0 | 0 | 0 | 0 | 0 | 0 | 0 | 0 | 0 | 0 | 0 | 0 | -86.4 | -86.4 | -86.4 | -86.4 | -86.4 | -156.4 | -156.4 | -156.4 | -156.4 | -156.4 | -156.4 | -156.4 | -156.4 | -156.4 | -156.4
CDP22 | QLD | NQ | Deep storage | 0 | 0 | 0 | 0 | 0 | 0 | 0 | 0 | 0 | 0 | 0 | 0 | 0 | 0 | 0 | 0 | 0 | 0 | 0 | 0 | 0 | 0 | 0 | 0 | 0 | 0 | 0 | 0
CDP22 | QLD | NQ | Medium storage | 0 | 0 | 0 | 0 | 0 | 0 | 0 | 0 | 0 | 0 | 0 | 0 | 0 | 0 | 0 | 0 | 0 | 0 | 0 | 0 | 0 | 0 | 0 | -1.952e-05 | -2.39e-05 | -3.624e-05 | -3.624e-05 | -3.624e-05
CDP22 | QLD | NQ | Shallow storage | 0 | 0 | 0 | 0 | 0 | 0 | 0 | 0 | 0 | 0 | 0 | 0 | 0 | 0 | 0 | 0 | 0 | 0 | 0 | 0 | 0 | 0 | -300 | -300 | -300 | -300 | -300 | -300
CDP22 | QLD | NQ | Coordinated CER storage | 0 | 0 | 0 | 0 | 0 | 0 | 0 | 0 | 0 | 0 | 0 | 0 | 0 | 0 | 0 | 0 | 0 | 0 | 0 | 0 | 0 | 0 | 0 | 0 | 0 | 0 | 0 | 0
CDP22 | QLD | GG | Black coal | 0 | 0 | 0 | -840 | -840 | -840 | -1400 | -1680 | -1680 | -1680 | -1680 | -1680 | -1680 | -1680 | -1680 | -1680 | -1680 | -1680 | -1680 | -1680 | -1680 | -1680 | -1680 | -1680 | -1680 | -1680 | -1680 | -1680
CDP22 | QLD | GG | Mid-merit gas | 0 | 0 | 0 | 0 | 0 | 0 | 0 | 0 | 0 | 0 | 0 | 0 | 0 | 0 | 0 | 0 | 0 | 0 | 0 | 0 | 0 | 0 | 0 | 0 | 0 | 0 | -180 | -180
CDP22 | QLD | GG | Flexible gas | 0 | 0 | 0 | 0 | 0 | 0 | 0 | 0 | 0 | 0 | 0 | 0 | 0 | 0 | 0 | 0 | 0 | 0 | 0 | 0 | 0 | 0 | 0 | 0 | 0 | 0 | 0 | 0
CDP22 | QLD | GG | Hydro | 0 | 0 | 0 | 0 | 0 | 0 | 0 | 0 | 0 | 0 | 0 | 0 | 0 | 0 | 0 | 0 | 0 | 0 | 0 | 0 | 0 | 0 | 0 | 0 | 0 | 0 | 0 | 0
CDP22 | QLD | GG | Deep storage | 0 | 0 | 0 | 0 | 0 | 0 | 0 | 0 | 0 | 0 | 0 | 0 | 0 | 0 | 0 | 0 | 0 | 0 | 0 | 0 | 0 | 0 | 0 | 0 | 0 | 0 | 0 | 0
CDP22 | QLD | GG | Medium storage | 0 | 0 | 0 | 0 | 0 | 0 | 0 | 0 | 0 | 0 | 0 | 0 | 0 | 0 | 0 | 0 | 0 | 0 | 0 | 0 | 0 | 0 | 0 | 0 | 0 | 0 | 0 | 0
CDP22 | QLD | GG | Shallow storage | 0 | 0 | 0 | 0 | 0 | 0 | 0 | 0 | 0 | 0 | 0 | 0 | 0 | 0 | 0 | 0 | 0 | 0 | 0 | 0 | 0 | -400 | -400 | -400 | -400 | -400 | -400 | -400
CDP22 | QLD | GG | Coordinated CER storage | 0 | 0 | 0 | 0 | 0 | 0 | 0 | 0 | 0 | 0 | 0 | 0 | 0 | 0 | 0 | 0 | 0 | 0 | 0 | 0 | 0 | 0 | 0 | 0 | 0 | 0 | 0 | 0
CDP22 | QLD | CQ | Black coal | 0 | 0 | 0 | -700 | -700 | -1430 | -1430 | -1430 | -2160 | -2160 | -2160 | -2160 | -2160 | -2160 | -2160 | -2160 | -2160 | -2160 | -2160 | -2160 | -2160 | -2160 | -2160 | -2160 | -2160 | -2160 | -2160 | -3004
CDP22 | QLD | CQ | Mid-merit gas | 0 | 0 | 0 | 0 | 0 | 0 | 0 | 0 | 0 | 0 | 0 | 0 | 0 | 0 | 0 | 0 | 0 | 0 | 0 | 0 | 0 | 0 | 0 | 0 | 0 | 0 | 0 | 0
CDP22 | QLD | CQ | Flexible gas | 0 | 0 | 0 | 0 | 0 | 0 | 0 | 0 | 0 | 0 | -37 | -37 | -37 | -37 | -37 | -37 | -37 | -37 | -37 | -37 | -37 | -37 | -37 | -37 | -37 | -37 | -37 | -37
CDP22 | QLD | CQ | Hydro | 0 | 0 | 0 | 0 | 0 | 0 | 0 | 0 | 0 | 0 | 0 | 0 | 0 | 0 | 0 | 0 | 0 | 0 | 0 | 0 | 0 | 0 | 0 | 0 | 0 | 0 | 0 | 0
CDP22 | QLD | CQ | Deep storage | 0 | 0 | 0 | 0 | 0 | 0 | 0 | 0 | 0 | 0 | 0 | 0 | 0 | 0 | 0 | 0 | 0 | 0 | 0 | 0 | 0 | 0 | 0 | 0 | 0 | 0 | 0 | 0
CDP22 | QLD | CQ | Medium storage | 0 | 0 | 0 | 0 | 0 | 0 | 0 | 0 | 0 | 0 | 0 | 0 | 0 | 0 | 0 | 0 | 0 | 0 | 0 | 0 | 0 | 0 | 0 | 0 | -4.49e-06 | -4.49e-06 | -4.49e-06 | -4.49e-06
CDP22 | QLD | CQ | Shallow storage | 0 | 0 | 0 | 0 | 0 | 0 | 0 | 0 | 0 | 0 | 0 | 0 | 0 | 0 | 0 | 0 | 0 | 0 | -50 | -50 | -50 | -50 | -50 | -200 | -200 | -200 | -200 | -200
CDP22 | QLD | CQ | Coordinated CER storage | 0 | 0 | 0 | 0 | 0 | 0 | 0 | 0 | 0 | 0 | 0 | 0 | 0 | 0 | 0 | 0 | 0 | 0 | 0 | 0 | 0 | 0 | 0 | 0 | 0 | 0 | 0 | 0
CDP22 | QLD | SQ | Black coal | 0 | 0 | 0 | 0 | 0 | 0 | -700 | -700 | -1050 | -1850 | -2594 | -2594 | -2594 | -2594 | -2594 | -2594 | -2594 | -2594 | -2594 | -2594 | -2594 | -2594 | -2594 | -2594 | -2594 | -2594 | -2594 | -3446
CDP22 | QLD | SQ | Mid-merit gas | 0 | 0 | 0 | 0 | 0 | 0 | 0 | 0 | 0 | 0 | 0 | 0 | -385 | -385 | -385 | -529.4 | -529.4 | -529.4 | -529.4 | -529.4 | -529.4 | -1173.9 | -1173.9 | -1173.9 | -1173.9 | -1173.9 | -1173.9 | -1173.9
CDP22 | QLD | SQ | Flexible gas | 0 | 0 | 0 | 0 | 0 | 0 | 0 | 0 | 0 | 0 | -80 | -80 | -80 | -80 | -80 | -80 | -80 | -80 | -80 | -80 | -80 | -80 | -644 | -644 | -644 | -1163 | -1509 | -1509
CDP22 | QLD | SQ | Hydro | 0 | 0 | 0 | 0 | 0 | 0 | 0 | 0 | 0 | 0 | 0 | 0 | 0 | 0 | 0 | 0 | 0 | 0 | 0 | 0 | 0 | 0 | 0 | 0 | 0 | 0 | 0 | 0
CDP22 | QLD | SQ | Deep storage | 0 | 0 | 0 | 0 | 0 | 0 | 0 | 0 | 0 | 0 | 0 | 0 | 0 | 0 | 0 | 0 | 0 | 0 | 0 | 0 | 0 | 0 | 0 | 0 | 0 | 0 | 0 | 0
CDP22 | QLD | SQ | Medium storage | 0 | 0 | 0 | 0 | 0 | 0 | 0 | 0 | 0 | 0 | 0 | 0 | 0 | 0 | 0 | 0 | 0 | 0 | 0 | 0 | 0 | 0 | 0 | -2.01e-05 | -2.614e-05 | -2.614e-05 | -2.614e-05 | -2.614e-05
CDP22 | QLD | SQ | Shallow storage | 0 | 0 | 0 | 0 | 0 | 0 | 0 | 0 | 0 | 0 | 0 | 0 | 0 | 0 | -100 | -100 | -100 | -100 | -100 | -100 | -400 | -650 | -650 | -650 | -904.8 | -904.8 | -904.8 | -1004.8
CDP22 | QLD | SQ | Coordinated CER storage | 0 | 0 | 0 | 0 | 0 | 0 | 0 | 0 | 0 | 0 | 0 | 0 | 0 | 0 | 0 | 0 | 0 | 0 | 0 | 0 | 0 | 0 | 0 | 0 | 0 | 0 | 0 | 0
CDP22 | VIC | VIC | Brown coal | 0 | 0 | 0 | 0 | -1450 | -1450 | -1450 | -1450 | -1450 | -3660 | -4240 | -4240 | -4240 | -4240 | -4240 | -4240 | -4240 | -4240 | -4240 | -4240 | -4240 | -4240 | -4240 | -4820 | -4820 | -4820 | -4820 | -4820
CDP22 | VIC | VIC | Mid-merit gas | 0 | 0 | 0 | 0 | -500 | -500 | -500 | -500 | -500 | -500 | -500 | -500 | -500 | -500 | -500 | -500 | -500 | -500 | -500 | -500 | -500 | -500 | -500 | -500 | -500 | -500 | -500 | -500
CDP22 | VIC | VIC | Flexible gas | 0 | 0 | 0 | 0 | 0 | 0 | 0 | 0 | 0 | -170 | -170 | -170 | -170 | -170 | -170 | -610 | -610 | -610 | -704 | -704 | -704 | -704 | -704 | -1288 | -1288 | -1288 | -1288 | -1288
CDP22 | VIC | VIC | Hydro | 0 | 0 | 0 | 0 | 0 | 0 | 0 | 0 | 0 | 0 | 0 | 0 | 0 | 0 | 0 | 0 | 0 | 0 | 0 | 0 | 0 | 0 | 0 | 0 | 0 | 0 | 0 | 0
CDP22 | VIC | VIC | Deep storage | 0 | 0 | 0 | 0 | 0 | 0 | 0 | 0 | 0 | 0 | 0 | 0 | 0 | 0 | 0 | 0 | 0 | 0 | 0 | 0 | 0 | 0 | 0 | 0 | 0 | 0 | 0 | 0
CDP22 | VIC | VIC | Medium storage | 0 | 0 | 0 | 0 | 0 | 0 | 0 | 0 | 0 | 0 | 0 | 0 | 0 | 0 | 0 | 0 | 0 | 0 | 0 | 0 | 0 | 0 | -350 | -350 | -350 | -350 | -350 | -350
CDP22 | VIC | VIC | Shallow storage | 0 | 0 | 0 | 0 | -7.7 | -17.3 | -17.3 | -17.3 | -17.3 | -69.13 | -69.13 | -69.13 | -69.13 | -75.73 | -80.73 | -80.73 | -80.73 | -380.73 | -380.73 | -530.73 | -730.73 | -1032.04 | -1420.5404 | -1726.0043 | -1726.0043 | -1956.0299 | -2556.0299 | -3067.7299
CDP22 | VIC | VIC | Coordinated CER storage | 0 | 0 | 0 | 0 | 0 | 0 | 0 | 0 | 0 | 0 | 0 | 0 | 0 | 0 | 0 | 0 | 0 | 0 | 0 | 0 | 0 | 0 | 0 | 0 | 0 | 0 | 0 | 0
CDP22 | SA | CSA | Mid-merit gas | 0 | 0 | -980 | -980 | -980 | -980 | -980 | -980 | -980 | -980 | -980 | -980 | -980 | -1509 | -1509 | -1509 | -1509 | -1509 | -1509 | -1509 | -1509 | -1509 | -1509 | -1509 | -1509 | -1509 | -1509 | -1509
CDP22 | SA | CSA | Flexible gas | 0 | 0 | 0 | -73.5 | -73.5 | -73.5 | -319.5 | -319.5 | -559.16 | -559.16 | -559.16 | -559.16 | -559.16 | -559.16 | -559.16 | -559.16 | -559.16 | -559.16 | -559.16 | -559.16 | -897.16 | -1020.36 | -1174.36 | -1174.36 | -1174.36 | -1174.36 | -1211.56 | -1211.56
CDP22 | SA | CSA | Hydro | 0 | 0 | 0 | 0 | 0 | 0 | 0 | 0 | 0 | 0 | 0 | 0 | 0 | 0 | 0 | 0 | 0 | 0 | 0 | 0 | 0 | 0 | 0 | 0 | 0 | 0 | 0 | 0
CDP22 | SA | CSA | Deep storage | 0 | 0 | 0 | 0 | 0 | 0 | 0 | 0 | 0 | 0 | 0 | 0 | 0 | 0 | 0 | 0 | 0 | 0 | 0 | 0 | 0 | 0 | 0 | 0 | 0 | 0 | 0 | 0
CDP22 | SA | CSA | Medium storage | 0 | 0 | 0 | 0 | 0 | 0 | 0 | 0 | 0 | 0 | 0 | 0 | 0 | 0 | 0 | 0 | 0 | 0 | 0 | 0 | 0 | 0 | 0 | 0 | -6.26e-06 | -6.26e-06 | -6.26e-06 | -6.26e-06
CDP22 | SA | CSA | Shallow storage | 0 | 0 | 0 | 0 | 0 | -6.02 | -36.02 | -36.02 | -36.02 | -36.02 | -36.02 | -36.02 | -36.02 | -36.02 | -36.02 | -36.02 | -36.02 | -48.02 | -48.02 | -304.74 | -498.72 | -660.72 | -1279.1963 | -2406.8426 | -2448.3426 | -2559.3426 | -2559.3426 | -2559.3426
CDP22 | SA | CSA | Coordinated CER storage | 0 | 0 | 0 | 0 | 0 | 0 | 0 | 0 | 0 | 0 | 0 | 0 | 0 | 0 | 0 | 0 | 0 | 0 | 0 | 0 | 0 | 0 | 0 | 0 | 0 | 0 | 0 | 0
CDP22 | SA | SESA | Mid-merit gas | 0 | 0 | 0 | 0 | 0 | 0 | 0 | 0 | 0 | 0 | 0 | 0 | 0 | 0 | 0 | 0 | 0 | 0 | 0 | 0 | 0 | 0 | 0 | 0 | 0 | 0 | 0 | 0
CDP22 | SA | SESA | Flexible gas | 0 | 0 | 0 | -63 | -63 | -63 | -63 | -63 | -63 | -63 | -63 | -143 | -143 | -143 | -143 | -143 | -143 | -143 | -143 | -143 | -143 | -143 | -143 | -143 | -143 | -143 | -143 | -143
CDP22 | SA | SESA | Hydro | 0 | 0 | 0 | 0 | 0 | 0 | 0 | 0 | 0 | 0 | 0 | 0 | 0 | 0 | 0 | 0 | 0 | 0 | 0 | 0 | 0 | 0 | 0 | 0 | 0 | 0 | 0 | 0
CDP22 | SA | SESA | Deep storage | 0 | 0 | 0 | 0 | 0 | 0 | 0 | 0 | 0 | 0 | 0 | 0 | 0 | 0 | 0 | 0 | 0 | 0 | 0 | 0 | 0 | 0 | 0 | 0 | 0 | 0 | 0 | 0
CDP22 | SA | SESA | Medium storage | 0 | 0 | 0 | 0 | 0 | 0 | 0 | 0 | 0 | 0 | 0 | 0 | 0 | 0 | 0 | 0 | 0 | 0 | 0 | 0 | 0 | 0 | 0 | 0 | -6.23e-06 | -1.495e-05 | -1.495e-05 | -1.495e-05
CDP22 | SA | SESA | Shallow storage | 0 | 0 | 0 | 0 | 0 | 0 | 0 | 0 | 0 | 0 | -25 | -25 | -25 | -25 | -25 | -25 | -25 | -25 | -25 | -25 | -25 | -25 | -25 | -25 | -25 | -25 | -25 | -25
CDP22 | SA | SESA | Coordinated CER storage | 0 | 0 | 0 | 0 | 0 | 0 | 0 | 0 | 0 | 0 | 0 | 0 | 0 | 0 | 0 | 0 | 0 | 0 | 0 | 0 | 0 | 0 | 0 | 0 | 0 | 0 | 0 | 0
CDP22 | TAS | TAS | Mid-merit gas | 0 | 0 | 0 | -208 | -208 | -208 | -208 | -208 | -208 | -208 | -208 | -208 | -208 | -208 | -208 | -208 | -208 | -208 | -208 | -208 | -208 | -208 | -208 | -208 | -208 | -208 | -208 | -208
CDP22 | TAS | TAS | Flexible gas | 0 | 0 | 0 | 0 | 0 | 0 | 0 | 0 | 0 | 0 | 0 | 0 | 0 | 0 | 0 | 0 | -120 | -120 | -120 | -120 | -120 | -120 | -120 | -120 | -120 | -120 | -178 | -178
CDP22 | TAS | TAS | Hydro | 0 | 0 | 0 | 0 | 0 | 0 | 0 | 0 | 0 | 0 | 0 | 0 | 0 | 0 | 0 | 0 | 0 | 0 | 0 | 0 | 0 | 0 | 0 | 0 | 0 | 0 | 0 | 0
CDP22 | TAS | TAS | Deep storage | 0 | 0 | 0 | 0 | 0 | 0 | 0 | 0 | 0 | 0 | 0 | 0 | 0 | 0 | 0 | 0 | 0 | 0 | 0 | 0 | 0 | 0 | 0 | 0 | 0 | 0 | 0 | 0
CDP22 | TAS | TAS | Medium storage | 0 | 0 | 0 | 0 | 0 | 0 | 0 | 0 | 0 | 0 | 0 | 0 | 0 | 0 | 0 | 0 | 0 | 0 | 0 | 0 | 0 | 0 | 0 | 0 | -2.5e-06 | -4.92e-06 | -4.92e-06 | -4.92e-06
CDP22 | TAS | TAS | Shallow storage | 0 | 0 | 0 | 0 | 0 | 0 | 0 | 0 | 0 | 0 | 0 | 0 | 0 | 0 | 0 | 0 | 0 | 0 | 0 | 0 | 0 | 0 | 0 | 0 | 0 | 0 | 0 | 0
CDP22 | TAS | TAS | Coordinated CER storage | 0 | 0 | 0 | 0 | 0 | 0 | 0 | 0 | 0 | 0 | 0 | 0 | 0 | 0 | 0 | 0 | 0 | 0 | 0 | 0 | 0 | 0 | 0 | 0 | 0 | 0 | 0 | 0
CDP23 | NSW | NNSW | Black coal | 0 | 0 | 0 | 0 | 0 | 0 | 0 | 0 | 0 | 0 | 0 | 0 | 0 | 0 | 0 | 0 | 0 | 0 | 0 | 0 | 0 | 0 | 0 | 0 | 0 | 0 | 0 | 0
CDP23 | NSW | NNSW | Mid-merit gas | 0 | 0 | 0 | 0 | 0 | 0 | 0 | 0 | 0 | 0 | 0 | 0 | 0 | 0 | 0 | 0 | 0 | 0 | 0 | 0 | 0 | 0 | 0 | 0 | 0 | 0 | 0 | 0
CDP23 | NSW | NNSW | Flexible gas | 0 | 0 | 0 | 0 | 0 | 0 | 0 | 0 | 0 | 0 | 0 | 0 | 0 | 0 | 0 | 0 | 0 | 0 | 0 | 0 | 0 | 0 | 0 | 0 | 0 | 0 | 0 | 0
CDP23 | NSW | NNSW | Hydro | 0 | 0 | 0 | 0 | 0 | 0 | 0 | 0 | 0 | 0 | 0 | 0 | 0 | 0 | 0 | 0 | 0 | 0 | 0 | 0 | 0 | 0 | 0 | 0 | 0 | 0 | 0 | 0
CDP23 | NSW | NNSW | Deep storage | 0 | 0 | 0 | 0 | 0 | 0 | 0 | 0 | 0 | 0 | 0 | 0 | 0 | 0 | 0 | 0 | 0 | 0 | 0 | 0 | 0 | 0 | 0 | 0 | 0 | 0 | 0 | 0
CDP23 | NSW | NNSW | Medium storage | 0 | 0 | 0 | 0 | 0 | 0 | 0 | 0 | 0 | 0 | 0 | 0 | 0 | 0 | 0 | 0 | 0 | 0 | 0 | 0 | 0 | 0 | -275 | -275 | -382.9167 | -834.9976 | -834.9976 | -834.9976
CDP23 | NSW | NNSW | Shallow storage | 0 | 0 | 0 | 0 | 0 | 0 | 0 | 0 | 0 | -30 | -30 | -30 | -30 | -30 | -30 | -30 | -30 | -30 | -30 | -30 | -30 | -30 | -430 | -430 | -430 | -430 | -430 | -430
CDP23 | NSW | NNSW | Coordinated CER storage | 0 | 0 | 0 | 0 | 0 | 0 | 0 | 0 | 0 | 0 | 0 | 0 | 0 | 0 | 0 | 0 | 0 | 0 | 0 | 0 | 0 | 0 | 0 | 0 | 0 | 0 | 0 | 0
CDP23 | NSW | CNSW | Black coal | 0 | 0 | 0 | 0 | -685 | -2715 | -2715 | -2715 | -2715 | -2715 | -2715 | -2715 | -2715 | -2715 | -2715 | -2715 | -4135 | -4135 | -4135 | -4135 | -4135 | -4135 | -4135 | -4135 | -4135 | -4135 | -4135 | -4135
CDP23 | NSW | CNSW | Mid-merit gas | 0 | 0 | 0 | 0 | 0 | 0 | 0 | 0 | 0 | 0 | 0 | 0 | 0 | 0 | 0 | 0 | 0 | 0 | 0 | 0 | 0 | 0 | 0 | 0 | 0 | 0 | 0 | 0
CDP23 | NSW | CNSW | Flexible gas | 0 | 0 | 0 | 0 | 0 | 0 | 0 | 0 | 0 | 0 | 0 | 0 | 0 | 0 | 0 | 0 | 0 | 0 | 0 | 0 | 0 | 0 | 0 | 0 | 0 | 0 | 0 | 0
CDP23 | NSW | CNSW | Hydro | 0 | 0 | 0 | 0 | 0 | 0 | 0 | 0 | 0 | 0 | 0 | 0 | 0 | 0 | 0 | 0 | 0 | 0 | 0 | 0 | 0 | 0 | 0 | 0 | 0 | 0 | 0 | 0
CDP23 | NSW | CNSW | Deep storage | 0 | 0 | 0 | 0 | 0 | 0 | 0 | 0 | 0 | 0 | 0 | 0 | 0 | 0 | 0 | 0 | 0 | 0 | 0 | 0 | 0 | 0 | 0 | 0 | 0 | 0 | 0 | 0
CDP23 | NSW | CNSW | Medium storage | 0 | 0 | 0 | 0 | 0 | 0 | -40.02 | -40.02 | -80.04 | -80.04 | -80.04 | -120.06 | -120.06 | -120.06 | -120.06 | -160.08 | -160.08 | -160.08 | -160.08 | -160.08 | -200.1 | -749.1 | -789.12 | -789.12 | -789.12 | -829.1481 | -829.1481 | -829.1481
CDP23 | NSW | CNSW | Shallow storage | 0 | 0 | 0 | 0 | 0 | 0 | 0 | 0 | 0 | 0 | 0 | 0 | 0 | 0 | 0 | 0 | 0 | 0 | 0 | 0 | 0 | -20 | -30.045 | -321.4207 | -1582.3542 | -1582.3542 | -1582.3542 | -1582.3542
CDP23 | NSW | CNSW | Coordinated CER storage | 0 | 0 | 0 | 0 | 0 | 0 | 0 | 0 | 0 | 0 | 0 | 0 | 0 | 0 | 0 | 0 | 0 | 0 | 0 | 0 | 0 | 0 | 0 | 0 | 0 | 0 | 0 | 0
CDP23 | NSW | SNSW | Black coal | 0 | 0 | 0 | 0 | 0 | 0 | 0 | 0 | 0 | 0 | 0 | 0 | 0 | 0 | 0 | 0 | 0 | 0 | 0 | 0 | 0 | 0 | 0 | 0 | 0 | 0 | 0 | 0
CDP23 | NSW | SNSW | Mid-merit gas | 0 | 0 | 0 | 0 | 0 | 0 | 0 | 0 | 0 | 0 | 0 | 0 | 0 | 0 | 0 | 0 | 0 | 0 | 0 | 0 | 0 | 0 | 0 | 0 | 0 | 0 | 0 | 0
CDP23 | NSW | SNSW | Flexible gas | 0 | 0 | 0 | 0 | 0 | 0 | 0 | 0 | 0 | 0 | 0 | 0 | 0 | 0 | 0 | 0 | 0 | 0 | 0 | 0 | -692 | -692 | -692 | -692 | -692 | -692 | -692 | -692
CDP23 | NSW | SNSW | Hydro | 0 | 0 | 0 | 0 | 0 | 0 | 0 | 0 | 0 | 0 | 0 | 0 | 0 | 0 | 0 | 0 | 0 | 0 | 0 | 0 | 0 | 0 | 0 | 0 | 0 | 0 | 0 | 0
CDP23 | NSW | SNSW | Deep storage | 0 | 0 | 0 | 0 | 0 | 0 | 0 | 0 | 0 | 0 | 0 | 0 | 0 | 0 | 0 | 0 | 0 | 0 | 0 | 0 | 0 | 0 | 0 | 0 | 0 | 0 | 0 | 0
CDP23 | NSW | SNSW | Medium storage | 0 | 0 | 0 | 0 | 0 | 0 | 0 | 0 | 0 | 0 | 0 | 0 | 0 | 0 | 0 | 0 | 0 | 0 | 0 | 0 | 0 | -50 | -50 | -50 | -50 | -97.7207 | -97.7207 | -97.7207
CDP23 | NSW | SNSW | Shallow storage | 0 | -0.99 | -0.99 | -0.99 | -0.99 | -0.99 | -1.98 | -1.98 | -2.97 | -2.97 | -2.97 | -3.96 | -3.96 | -3.96 | -3.96 | -4.95 | -4.95 | -4.95 | -14.95 | -64.95 | -65.94 | -75.84 | -76.83 | -76.83 | -175.83 | -175.83 | -175.83 | -325.83
CDP23 | NSW | SNSW | Coordinated CER storage | 0 | 0 | 0 | 0 | 0 | 0 | 0 | 0 | 0 | 0 | 0 | 0 | 0 | 0 | 0 | 0 | 0 | 0 | 0 | 0 | 0 | 0 | 0 | 0 | 0 | 0 | 0 | 0
CDP23 | NSW | SNW | Black coal | 0 | -2880 | -2880 | -2880 | -4200 | -4200 | -4200 | -4200 | -4200 | -4200 | -4200 | -4200 | -4200 | -4200 | -4200 | -4200 | -4200 | -4200 | -4200 | -4200 | -4200 | -4200 | -4200 | -4200 | -4200 | -4200 | -4200 | -4200
CDP23 | NSW | SNW | Mid-merit gas | 0 | 0 | 0 | 0 | 0 | 0 | 0 | 0 | 0 | 0 | 0 | 0 | 0 | 0 | 0 | 0 | 0 | 0 | 0 | -440 | -440 | -440 | -440 | -440 | -440 | -440 | -440 | -440
CDP23 | NSW | SNW | Flexible gas | 0 | 0 | 0 | 0 | 0 | 0 | 0 | 0 | 0 | 0 | 0 | 0 | 0 | 0 | 0 | 0 | 0 | 0 | 0 | 0 | -185 | -185 | -185 | -185 | -185 | -185 | -185 | -185
CDP23 | NSW | SNW | Hydro | 0 | 0 | 0 | 0 | 0 | 0 | 0 | 0 | 0 | 0 | 0 | 0 | 0 | 0 | 0 | 0 | 0 | 0 | 0 | 0 | 0 | 0 | 0 | 0 | 0 | 0 | 0 | 0
CDP23 | NSW | SNW | Deep storage | 0 | 0 | 0 | 0 | 0 | 0 | 0 | 0 | 0 | 0 | 0 | 0 | 0 | 0 | 0 | 0 | 0 | 0 | 0 | 0 | 0 | 0 | 0 | 0 | 0 | 0 | 0 | 0
CDP23 | NSW | SNW | Medium storage | 0 | 0 | 0 | 0 | 0 | 0 | 0 | 0 | 0 | 0 | 0 | 0 | 0 | 0 | 0 | 0 | 0 | 0 | 0 | 0 | 0 | -889.1453 | -889.1453 | -889.1453 | -889.1453 | -1128.6465 | -1128.6465 | -1128.6465
CDP23 | NSW | SNW | Shallow storage | 0 | 0 | 0 | 0 | 0 | 0 | 0 | 0 | -72.576 | -72.576 | -72.576 | -145.152 | -195.152 | -195.152 | -195.152 | -267.728 | -267.728 | -267.728 | -267.728 | -267.728 | -340.304 | -865.304 | -937.8846 | -937.8868 | -970.3314 | -1042.9074 | -1042.9074 | -1042.9074
CDP23 | NSW | SNW | Coordinated CER storage | 0 | 0 | 0 | 0 | 0 | 0 | 0 | 0 | 0 | 0 | 0 | 0 | 0 | 0 | 0 | 0 | 0 | 0 | 0 | 0 | 0 | 0 | 0 | 0 | 0 | 0 | 0 | 0
CDP23 | QLD | NQ | Black coal | 0 | 0 | 0 | 0 | 0 | 0 | 0 | 0 | 0 | 0 | 0 | 0 | 0 | 0 | 0 | 0 | 0 | 0 | 0 | 0 | 0 | 0 | 0 | 0 | 0 | 0 | 0 | 0
CDP23 | QLD | NQ | Mid-merit gas | 0 | 0 | 0 | 0 | 0 | 0 | 0 | 0 | 0 | 0 | 0 | 0 | 0 | 0 | 0 | 0 | 0 | 0 | 0 | 0 | 0 | 0 | -244 | -244 | -244 | -244 | -244 | -244
CDP23 | QLD | NQ | Flexible gas | 0 | 0 | 0 | 0 | 0 | 0 | 0 | 0 | 0 | -292 | -292 | -292 | -292 | -292 | -292 | -292 | -292 | -292 | -292 | -292 | -423.5 | -423.5 | -423.5 | -423.5 | -423.5 | -423.5 | -423.5 | -423.5
CDP23 | QLD | NQ | Hydro | 0 | 0 | 0 | 0 | 0 | 0 | 0 | 0 | 0 | 0 | 0 | 0 | 0 | -86.4 | -86.4 | -86.4 | -86.4 | -86.4 | -156.4 | -156.4 | -156.4 | -156.4 | -156.4 | -156.4 | -156.4 | -156.4 | -156.4 | -156.4
CDP23 | QLD | NQ | Deep storage | 0 | 0 | 0 | 0 | 0 | 0 | 0 | 0 | 0 | 0 | 0 | 0 | 0 | 0 | 0 | 0 | 0 | 0 | 0 | 0 | 0 | 0 | 0 | 0 | 0 | 0 | 0 | 0
CDP23 | QLD | NQ | Medium storage | 0 | 0 | 0 | 0 | 0 | 0 | 0 | 0 | 0 | 0 | 0 | 0 | 0 | 0 | 0 | 0 | 0 | 0 | 0 | 0 | 0 | 0 | 0 | -1.952e-05 | -2.39e-05 | -3.624e-05 | -3.624e-05 | -3.624e-05
CDP23 | QLD | NQ | Shallow storage | 0 | 0 | 0 | 0 | 0 | 0 | 0 | 0 | 0 | 0 | 0 | 0 | 0 | 0 | 0 | 0 | 0 | 0 | 0 | 0 | 0 | 0 | -300 | -300 | -300 | -300 | -300 | -300
CDP23 | QLD | NQ | Coordinated CER storage | 0 | 0 | 0 | 0 | 0 | 0 | 0 | 0 | 0 | 0 | 0 | 0 | 0 | 0 | 0 | 0 | 0 | 0 | 0 | 0 | 0 | 0 | 0 | 0 | 0 | 0 | 0 | 0
CDP23 | QLD | GG | Black coal | 0 | 0 | 0 | -840 | -840 | -840 | -1400 | -1680 | -1680 | -1680 | -1680 | -1680 | -1680 | -1680 | -1680 | -1680 | -1680 | -1680 | -1680 | -1680 | -1680 | -1680 | -1680 | -1680 | -1680 | -1680 | -1680 | -1680
CDP23 | QLD | GG | Mid-merit gas | 0 | 0 | 0 | 0 | 0 | 0 | 0 | 0 | 0 | 0 | 0 | 0 | 0 | 0 | 0 | 0 | 0 | 0 | 0 | 0 | 0 | 0 | 0 | 0 | 0 | 0 | -180 | -180
CDP23 | QLD | GG | Flexible gas | 0 | 0 | 0 | 0 | 0 | 0 | 0 | 0 | 0 | 0 | 0 | 0 | 0 | 0 | 0 | 0 | 0 | 0 | 0 | 0 | 0 | 0 | 0 | 0 | 0 | 0 | 0 | 0
CDP23 | QLD | GG | Hydro | 0 | 0 | 0 | 0 | 0 | 0 | 0 | 0 | 0 | 0 | 0 | 0 | 0 | 0 | 0 | 0 | 0 | 0 | 0 | 0 | 0 | 0 | 0 | 0 | 0 | 0 | 0 | 0
CDP23 | QLD | GG | Deep storage | 0 | 0 | 0 | 0 | 0 | 0 | 0 | 0 | 0 | 0 | 0 | 0 | 0 | 0 | 0 | 0 | 0 | 0 | 0 | 0 | 0 | 0 | 0 | 0 | 0 | 0 | 0 | 0
CDP23 | QLD | GG | Medium storage | 0 | 0 | 0 | 0 | 0 | 0 | 0 | 0 | 0 | 0 | 0 | 0 | 0 | 0 | 0 | 0 | 0 | 0 | 0 | 0 | 0 | 0 | 0 | 0 | 0 | 0 | 0 | 0
CDP23 | QLD | GG | Shallow storage | 0 | 0 | 0 | 0 | 0 | 0 | 0 | 0 | 0 | 0 | 0 | 0 | 0 | 0 | 0 | 0 | 0 | 0 | 0 | 0 | 0 | -400 | -400 | -400 | -400 | -400 | -400 | -400
CDP23 | QLD | GG | Coordinated CER storage | 0 | 0 | 0 | 0 | 0 | 0 | 0 | 0 | 0 | 0 | 0 | 0 | 0 | 0 | 0 | 0 | 0 | 0 | 0 | 0 | 0 | 0 | 0 | 0 | 0 | 0 | 0 | 0
CDP23 | QLD | CQ | Black coal | 0 | 0 | 0 | -700 | -700 | -1430 | -1430 | -1430 | -2160 | -2160 | -2160 | -2160 | -2160 | -2160 | -2160 | -2160 | -2160 | -2160 | -2160 | -2160 | -2160 | -2160 | -2160 | -2160 | -2160 | -2160 | -2160 | -3004
CDP23 | QLD | CQ | Mid-merit gas | 0 | 0 | 0 | 0 | 0 | 0 | 0 | 0 | 0 | 0 | 0 | 0 | 0 | 0 | 0 | 0 | 0 | 0 | 0 | 0 | 0 | 0 | 0 | 0 | 0 | 0 | 0 | 0
CDP23 | QLD | CQ | Flexible gas | 0 | 0 | 0 | 0 | 0 | 0 | 0 | 0 | 0 | 0 | -37 | -37 | -37 | -37 | -37 | -37 | -37 | -37 | -37 | -37 | -37 | -37 | -37 | -37 | -37 | -37 | -37 | -37
CDP23 | QLD | CQ | Hydro | 0 | 0 | 0 | 0 | 0 | 0 | 0 | 0 | 0 | 0 | 0 | 0 | 0 | 0 | 0 | 0 | 0 | 0 | 0 | 0 | 0 | 0 | 0 | 0 | 0 | 0 | 0 | 0
CDP23 | QLD | CQ | Deep storage | 0 | 0 | 0 | 0 | 0 | 0 | 0 | 0 | 0 | 0 | 0 | 0 | 0 | 0 | 0 | 0 | 0 | 0 | 0 | 0 | 0 | 0 | 0 | 0 | 0 | 0 | 0 | 0
CDP23 | QLD | CQ | Medium storage | 0 | 0 | 0 | 0 | 0 | 0 | 0 | 0 | 0 | 0 | 0 | 0 | 0 | 0 | 0 | 0 | 0 | 0 | 0 | 0 | 0 | 0 | 0 | 0 | -4.49e-06 | -4.49e-06 | -4.49e-06 | -4.49e-06
CDP23 | QLD | CQ | Shallow storage | 0 | 0 | 0 | 0 | 0 | 0 | 0 | 0 | 0 | 0 | 0 | 0 | 0 | 0 | 0 | 0 | 0 | 0 | -50 | -50 | -50 | -50 | -50 | -200 | -200 | -200 | -200 | -200
CDP23 | QLD | CQ | Coordinated CER storage | 0 | 0 | 0 | 0 | 0 | 0 | 0 | 0 | 0 | 0 | 0 | 0 | 0 | 0 | 0 | 0 | 0 | 0 | 0 | 0 | 0 | 0 | 0 | 0 | 0 | 0 | 0 | 0
CDP23 | QLD | SQ | Black coal | 0 | 0 | 0 | 0 | 0 | 0 | -700 | -700 | -1050 | -1850 | -2594 | -2594 | -2594 | -2594 | -2594 | -2594 | -2594 | -2594 | -2594 | -2594 | -2594 | -2594 | -2594 | -2594 | -2594 | -2594 | -2594 | -3446
CDP23 | QLD | SQ | Mid-merit gas | 0 | 0 | 0 | 0 | 0 | 0 | 0 | 0 | 0 | 0 | 0 | 0 | -385 | -385 | -385 | -529.4 | -529.4 | -529.4 | -529.4 | -529.4 | -529.4 | -1173.9 | -1173.9 | -1173.9 | -1173.9 | -1173.9 | -1173.9 | -1173.9
CDP23 | QLD | SQ | Flexible gas | 0 | 0 | 0 | 0 | 0 | 0 | 0 | 0 | 0 | 0 | -80 | -80 | -80 | -80 | -80 | -80 | -80 | -80 | -80 | -80 | -80 | -80 | -644 | -644 | -644 | -1163 | -1509 | -1509
CDP23 | QLD | SQ | Hydro | 0 | 0 | 0 | 0 | 0 | 0 | 0 | 0 | 0 | 0 | 0 | 0 | 0 | 0 | 0 | 0 | 0 | 0 | 0 | 0 | 0 | 0 | 0 | 0 | 0 | 0 | 0 | 0
CDP23 | QLD | SQ | Deep storage | 0 | 0 | 0 | 0 | 0 | 0 | 0 | 0 | 0 | 0 | 0 | 0 | 0 | 0 | 0 | 0 | 0 | 0 | 0 | 0 | 0 | 0 | 0 | 0 | 0 | 0 | 0 | 0
CDP23 | QLD | SQ | Medium storage | 0 | 0 | 0 | 0 | 0 | 0 | 0 | 0 | 0 | 0 | 0 | 0 | 0 | 0 | 0 | 0 | 0 | 0 | 0 | 0 | 0 | 0 | 0 | -2.01e-05 | -2.613e-05 | -2.613e-05 | -2.613e-05 | -2.792e-05
CDP23 | QLD | SQ | Shallow storage | 0 | 0 | 0 | 0 | 0 | 0 | 0 | 0 | 0 | 0 | 0 | 0 | 0 | 0 | -100 | -100 | -100 | -100 | -100 | -100 | -400 | -650 | -650 | -650 | -904.8 | -904.8 | -904.8 | -1004.8
CDP23 | QLD | SQ | Coordinated CER storage | 0 | 0 | 0 | 0 | 0 | 0 | 0 | 0 | 0 | 0 | 0 | 0 | 0 | 0 | 0 | 0 | 0 | 0 | 0 | 0 | 0 | 0 | 0 | 0 | 0 | 0 | 0 | 0
CDP23 | VIC | VIC | Brown coal | 0 | 0 | 0 | 0 | -1450 | -1450 | -1450 | -1450 | -1450 | -3660 | -4240 | -4240 | -4240 | -4240 | -4240 | -4240 | -4240 | -4240 | -4240 | -4240 | -4240 | -4240 | -4240 | -4820 | -4820 | -4820 | -4820 | -4820
CDP23 | VIC | VIC | Mid-merit gas | 0 | 0 | 0 | 0 | -500 | -500 | -500 | -500 | -500 | -500 | -500 | -500 | -500 | -500 | -500 | -500 | -500 | -500 | -500 | -500 | -500 | -500 | -500 | -500 | -500 | -500 | -500 | -500
CDP23 | VIC | VIC | Flexible gas | 0 | 0 | 0 | 0 | 0 | 0 | 0 | 0 | 0 | -170 | -170 | -170 | -170 | -170 | -170 | -610 | -610 | -610 | -704 | -704 | -704 | -704 | -704 | -1288 | -1288 | -1288 | -1288 | -1288
CDP23 | VIC | VIC | Hydro | 0 | 0 | 0 | 0 | 0 | 0 | 0 | 0 | 0 | 0 | 0 | 0 | 0 | 0 | 0 | 0 | 0 | 0 | 0 | 0 | 0 | 0 | 0 | 0 | 0 | 0 | 0 | 0
CDP23 | VIC | VIC | Deep storage | 0 | 0 | 0 | 0 | 0 | 0 | 0 | 0 | 0 | 0 | 0 | 0 | 0 | 0 | 0 | 0 | 0 | 0 | 0 | 0 | 0 | 0 | 0 | 0 | 0 | 0 | 0 | 0
CDP23 | VIC | VIC | Medium storage | 0 | 0 | 0 | 0 | 0 | 0 | 0 | 0 | 0 | 0 | 0 | 0 | 0 | 0 | 0 | 0 | 0 | 0 | 0 | 0 | 0 | 0 | -350 | -350 | -350 | -350 | -350 | -350
CDP23 | VIC | VIC | Shallow storage | 0 | 0 | 0 | 0 | -7.7 | -17.3 | -17.3 | -17.3 | -17.3 | -69.13 | -69.13 | -69.13 | -69.13 | -75.73 | -80.73 | -80.73 | -80.73 | -380.73 | -380.73 | -530.73 | -730.73 | -1032.04 | -1420.5404 | -1726.0043 | -1726.0043 | -1956.0299 | -2556.0299 | -3067.7299
CDP23 | VIC | VIC | Coordinated CER storage | 0 | 0 | 0 | 0 | 0 | 0 | 0 | 0 | 0 | 0 | 0 | 0 | 0 | 0 | 0 | 0 | 0 | 0 | 0 | 0 | 0 | 0 | 0 | 0 | 0 | 0 | 0 | 0
CDP23 | SA | CSA | Mid-merit gas | 0 | 0 | -980 | -980 | -980 | -980 | -980 | -980 | -980 | -980 | -980 | -980 | -980 | -1509 | -1509 | -1509 | -1509 | -1509 | -1509 | -1509 | -1509 | -1509 | -1509 | -1509 | -1509 | -1509 | -1509 | -1509
CDP23 | SA | CSA | Flexible gas | 0 | 0 | 0 | -73.5 | -73.5 | -73.5 | -319.5 | -319.5 | -559.16 | -559.16 | -559.16 | -559.16 | -559.16 | -559.16 | -559.16 | -559.16 | -559.16 | -559.16 | -559.16 | -559.16 | -897.16 | -1020.36 | -1174.36 | -1174.36 | -1174.36 | -1174.36 | -1211.56 | -1211.56
CDP23 | SA | CSA | Hydro | 0 | 0 | 0 | 0 | 0 | 0 | 0 | 0 | 0 | 0 | 0 | 0 | 0 | 0 | 0 | 0 | 0 | 0 | 0 | 0 | 0 | 0 | 0 | 0 | 0 | 0 | 0 | 0
CDP23 | SA | CSA | Deep storage | 0 | 0 | 0 | 0 | 0 | 0 | 0 | 0 | 0 | 0 | 0 | 0 | 0 | 0 | 0 | 0 | 0 | 0 | 0 | 0 | 0 | 0 | 0 | 0 | 0 | 0 | 0 | 0
CDP23 | SA | CSA | Medium storage | 0 | 0 | 0 | 0 | 0 | 0 | 0 | 0 | 0 | 0 | 0 | 0 | 0 | 0 | 0 | 0 | 0 | 0 | 0 | 0 | 0 | 0 | 0 | 0 | -6.27e-06 | -6.27e-06 | -6.27e-06 | -7.32e-06
CDP23 | SA | CSA | Shallow storage | 0 | 0 | 0 | 0 | 0 | -6.02 | -36.02 | -36.02 | -36.02 | -36.02 | -36.02 | -36.02 | -36.02 | -36.02 | -36.02 | -36.02 | -36.02 | -48.02 | -48.02 | -304.74 | -498.72 | -660.72 | -1279.1963 | -2406.8428 | -2448.3428 | -2559.3428 | -2559.3428 | -2559.3428
CDP23 | SA | CSA | Coordinated CER storage | 0 | 0 | 0 | 0 | 0 | 0 | 0 | 0 | 0 | 0 | 0 | 0 | 0 | 0 | 0 | 0 | 0 | 0 | 0 | 0 | 0 | 0 | 0 | 0 | 0 | 0 | 0 | 0
CDP23 | SA | SESA | Mid-merit gas | 0 | 0 | 0 | 0 | 0 | 0 | 0 | 0 | 0 | 0 | 0 | 0 | 0 | 0 | 0 | 0 | 0 | 0 | 0 | 0 | 0 | 0 | 0 | 0 | 0 | 0 | 0 | 0
CDP23 | SA | SESA | Flexible gas | 0 | 0 | 0 | -63 | -63 | -63 | -63 | -63 | -63 | -63 | -63 | -143 | -143 | -143 | -143 | -143 | -143 | -143 | -143 | -143 | -143 | -143 | -143 | -143 | -143 | -143 | -143 | -143
CDP23 | SA | SESA | Hydro | 0 | 0 | 0 | 0 | 0 | 0 | 0 | 0 | 0 | 0 | 0 | 0 | 0 | 0 | 0 | 0 | 0 | 0 | 0 | 0 | 0 | 0 | 0 | 0 | 0 | 0 | 0 | 0
CDP23 | SA | SESA | Deep storage | 0 | 0 | 0 | 0 | 0 | 0 | 0 | 0 | 0 | 0 | 0 | 0 | 0 | 0 | 0 | 0 | 0 | 0 | 0 | 0 | 0 | 0 | 0 | 0 | 0 | 0 | 0 | 0
CDP23 | SA | SESA | Medium storage | 0 | 0 | 0 | 0 | 0 | 0 | 0 | 0 | 0 | 0 | 0 | 0 | 0 | 0 | 0 | 0 | 0 | 0 | 0 | 0 | 0 | 0 | 0 | 0 | -6.24e-06 | -1.496e-05 | -1.496e-05 | -1.496e-05
CDP23 | SA | SESA | Shallow storage | 0 | 0 | 0 | 0 | 0 | 0 | 0 | 0 | 0 | 0 | -25 | -25 | -25 | -25 | -25 | -25 | -25 | -25 | -25 | -25 | -25 | -25 | -25 | -25 | -25 | -25 | -25 | -25
CDP23 | SA | SESA | Coordinated CER storage | 0 | 0 | 0 | 0 | 0 | 0 | 0 | 0 | 0 | 0 | 0 | 0 | 0 | 0 | 0 | 0 | 0 | 0 | 0 | 0 | 0 | 0 | 0 | 0 | 0 | 0 | 0 | 0
CDP23 | TAS | TAS | Mid-merit gas | 0 | 0 | 0 | -208 | -208 | -208 | -208 | -208 | -208 | -208 | -208 | -208 | -208 | -208 | -208 | -208 | -208 | -208 | -208 | -208 | -208 | -208 | -208 | -208 | -208 | -208 | -208 | -208
CDP23 | TAS | TAS | Flexible gas | 0 | 0 | 0 | 0 | 0 | 0 | 0 | 0 | 0 | 0 | 0 | 0 | 0 | 0 | 0 | 0 | -120 | -120 | -120 | -120 | -120 | -120 | -120 | -120 | -120 | -120 | -178 | -178
CDP23 | TAS | TAS | Hydro | 0 | 0 | 0 | 0 | 0 | 0 | 0 | 0 | 0 | 0 | 0 | 0 | 0 | 0 | 0 | 0 | 0 | 0 | 0 | 0 | 0 | 0 | 0 | 0 | 0 | 0 | 0 | 0
CDP23 | TAS | TAS | Deep storage | 0 | 0 | 0 | 0 | 0 | 0 | 0 | 0 | 0 | 0 | 0 | 0 | 0 | 0 | 0 | 0 | 0 | 0 | 0 | 0 | 0 | 0 | 0 | 0 | 0 | 0 | 0 | 0
CDP23 | TAS | TAS | Medium storage | 0 | 0 | 0 | 0 | 0 | 0 | 0 | 0 | 0 | 0 | 0 | 0 | 0 | 0 | 0 | 0 | 0 | 0 | 0 | 0 | 0 | 0 | 0 | -1.876e-05 | -2.125e-05 | -2.367e-05 | -2.367e-05 | -2.367e-05
CDP23 | TAS | TAS | Shallow storage | 0 | 0 | 0 | 0 | 0 | 0 | 0 | 0 | 0 | 0 | 0 | 0 | 0 | 0 | 0 | 0 | 0 | 0 | 0 | 0 | 0 | 0 | 0 | 0 | 0 | 0 | 0 | 0
CDP23 | TAS | TAS | Coordinated CER storage | 0 | 0 | 0 | 0 | 0 | 0 | 0 | 0 | 0 | 0 | 0 | 0 | 0 | 0 | 0 | 0 | 0 | 0 | 0 | 0 | 0 | 0 | 0 | 0 | 0 | 0 | 0 | 0
CDP24 | NSW | NNSW | Black coal | 0 | 0 | 0 | 0 | 0 | 0 | 0 | 0 | 0 | 0 | 0 | 0 | 0 | 0 | 0 | 0 | 0 | 0 | 0 | 0 | 0 | 0 | 0 | 0 | 0 | 0 | 0 | 0
CDP24 | NSW | NNSW | Mid-merit gas | 0 | 0 | 0 | 0 | 0 | 0 | 0 | 0 | 0 | 0 | 0 | 0 | 0 | 0 | 0 | 0 | 0 | 0 | 0 | 0 | 0 | 0 | 0 | 0 | 0 | 0 | 0 | 0
CDP24 | NSW | NNSW | Flexible gas | 0 | 0 | 0 | 0 | 0 | 0 | 0 | 0 | 0 | 0 | 0 | 0 | 0 | 0 | 0 | 0 | 0 | 0 | 0 | 0 | 0 | 0 | 0 | 0 | 0 | 0 | 0 | 0
CDP24 | NSW | NNSW | Hydro | 0 | 0 | 0 | 0 | 0 | 0 | 0 | 0 | 0 | 0 | 0 | 0 | 0 | 0 | 0 | 0 | 0 | 0 | 0 | 0 | 0 | 0 | 0 | 0 | 0 | 0 | 0 | 0
CDP24 | NSW | NNSW | Deep storage | 0 | 0 | 0 | 0 | 0 | 0 | 0 | 0 | 0 | 0 | 0 | 0 | 0 | 0 | 0 | 0 | 0 | 0 | 0 | 0 | 0 | 0 | 0 | 0 | 0 | 0 | 0 | 0
CDP24 | NSW | NNSW | Medium storage | 0 | 0 | 0 | 0 | 0 | 0 | 0 | 0 | 0 | 0 | 0 | 0 | 0 | 0 | 0 | 0 | 0 | 0 | 0 | 0 | 0 | 0 | -275 | -275 | -382.9079 | -834.994 | -834.994 | -834.994
CDP24 | NSW | NNSW | Shallow storage | 0 | 0 | 0 | 0 | 0 | 0 | 0 | 0 | 0 | -30 | -30 | -30 | -30 | -30 | -30 | -30 | -30 | -30 | -30 | -30 | -30 | -30 | -430 | -430 | -430 | -430 | -430 | -430
CDP24 | NSW | NNSW | Coordinated CER storage | 0 | 0 | 0 | 0 | 0 | 0 | 0 | 0 | 0 | 0 | 0 | 0 | 0 | 0 | 0 | 0 | 0 | 0 | 0 | 0 | 0 | 0 | 0 | 0 | 0 | 0 | 0 | 0
CDP24 | NSW | CNSW | Black coal | 0 | 0 | 0 | 0 | -685 | -2715 | -2715 | -2715 | -2715 | -2715 | -2715 | -2715 | -2715 | -2715 | -2715 | -2715 | -4135 | -4135 | -4135 | -4135 | -4135 | -4135 | -4135 | -4135 | -4135 | -4135 | -4135 | -4135
CDP24 | NSW | CNSW | Mid-merit gas | 0 | 0 | 0 | 0 | 0 | 0 | 0 | 0 | 0 | 0 | 0 | 0 | 0 | 0 | 0 | 0 | 0 | 0 | 0 | 0 | 0 | 0 | 0 | 0 | 0 | 0 | 0 | 0
CDP24 | NSW | CNSW | Flexible gas | 0 | 0 | 0 | 0 | 0 | 0 | 0 | 0 | 0 | 0 | 0 | 0 | 0 | 0 | 0 | 0 | 0 | 0 | 0 | 0 | 0 | 0 | 0 | 0 | 0 | 0 | 0 | 0
CDP24 | NSW | CNSW | Hydro | 0 | 0 | 0 | 0 | 0 | 0 | 0 | 0 | 0 | 0 | 0 | 0 | 0 | 0 | 0 | 0 | 0 | 0 | 0 | 0 | 0 | 0 | 0 | 0 | 0 | 0 | 0 | 0
CDP24 | NSW | CNSW | Deep storage | 0 | 0 | 0 | 0 | 0 | 0 | 0 | 0 | 0 | 0 | 0 | 0 | 0 | 0 | 0 | 0 | 0 | 0 | 0 | 0 | 0 | 0 | 0 | 0 | 0 | 0 | 0 | 0
CDP24 | NSW | CNSW | Medium storage | 0 | 0 | 0 | 0 | 0 | 0 | -40.02 | -40.02 | -80.04 | -80.04 | -80.04 | -120.06 | -120.06 | -120.06 | -120.06 | -160.08 | -160.08 | -160.08 | -160.08 | -160.08 | -200.1 | -749.1 | -789.12 | -789.12 | -789.12 | -829.1481 | -829.1481 | -829.1481
CDP24 | NSW | CNSW | Shallow storage | 0 | 0 | 0 | 0 | 0 | 0 | 0 | 0 | 0 | 0 | 0 | 0 | 0 | 0 | 0 | 0 | 0 | 0 | 0 | 0 | 0 | -20 | -30.0619 | -321.407 | -1582.3495 | -1582.3495 | -1582.3495 | -1582.3495
CDP24 | NSW | CNSW | Coordinated CER storage | 0 | 0 | 0 | 0 | 0 | 0 | 0 | 0 | 0 | 0 | 0 | 0 | 0 | 0 | 0 | 0 | 0 | 0 | 0 | 0 | 0 | 0 | 0 | 0 | 0 | 0 | 0 | 0
CDP24 | NSW | SNSW | Black coal | 0 | 0 | 0 | 0 | 0 | 0 | 0 | 0 | 0 | 0 | 0 | 0 | 0 | 0 | 0 | 0 | 0 | 0 | 0 | 0 | 0 | 0 | 0 | 0 | 0 | 0 | 0 | 0
CDP24 | NSW | SNSW | Mid-merit gas | 0 | 0 | 0 | 0 | 0 | 0 | 0 | 0 | 0 | 0 | 0 | 0 | 0 | 0 | 0 | 0 | 0 | 0 | 0 | 0 | 0 | 0 | 0 | 0 | 0 | 0 | 0 | 0
CDP24 | NSW | SNSW | Flexible gas | 0 | 0 | 0 | 0 | 0 | 0 | 0 | 0 | 0 | 0 | 0 | 0 | 0 | 0 | 0 | 0 | 0 | 0 | 0 | 0 | -692 | -692 | -692 | -692 | -692 | -692 | -692 | -692
CDP24 | NSW | SNSW | Hydro | 0 | 0 | 0 | 0 | 0 | 0 | 0 | 0 | 0 | 0 | 0 | 0 | 0 | 0 | 0 | 0 | 0 | 0 | 0 | 0 | 0 | 0 | 0 | 0 | 0 | 0 | 0 | 0
CDP24 | NSW | SNSW | Deep storage | 0 | 0 | 0 | 0 | 0 | 0 | 0 | 0 | 0 | 0 | 0 | 0 | 0 | 0 | 0 | 0 | 0 | 0 | 0 | 0 | 0 | 0 | 0 | 0 | 0 | 0 | 0 | 0
CDP24 | NSW | SNSW | Medium storage | 0 | 0 | 0 | 0 | 0 | 0 | 0 | 0 | 0 | 0 | 0 | 0 | 0 | 0 | 0 | 0 | 0 | 0 | 0 | 0 | 0 | -50 | -50 | -50 | -50 | -97.7208 | -97.7208 | -97.7208
CDP24 | NSW | SNSW | Shallow storage | 0 | -0.99 | -0.99 | -0.99 | -0.99 | -0.99 | -1.98 | -1.98 | -2.97 | -2.97 | -2.97 | -3.96 | -3.96 | -3.96 | -3.96 | -4.95 | -4.95 | -4.95 | -14.95 | -64.95 | -65.94 | -75.84 | -76.83 | -76.83 | -175.83 | -175.83 | -175.83 | -325.83
CDP24 | NSW | SNSW | Coordinated CER storage | 0 | 0 | 0 | 0 | 0 | 0 | 0 | 0 | 0 | 0 | 0 | 0 | 0 | 0 | 0 | 0 | 0 | 0 | 0 | 0 | 0 | 0 | 0 | 0 | 0 | 0 | 0 | 0
CDP24 | NSW | SNW | Black coal | 0 | -2880 | -2880 | -2880 | -4200 | -4200 | -4200 | -4200 | -4200 | -4200 | -4200 | -4200 | -4200 | -4200 | -4200 | -4200 | -4200 | -4200 | -4200 | -4200 | -4200 | -4200 | -4200 | -4200 | -4200 | -4200 | -4200 | -4200
CDP24 | NSW | SNW | Mid-merit gas | 0 | 0 | 0 | 0 | 0 | 0 | 0 | 0 | 0 | 0 | 0 | 0 | 0 | 0 | 0 | 0 | 0 | 0 | 0 | -440 | -440 | -440 | -440 | -440 | -440 | -440 | -440 | -440
CDP24 | NSW | SNW | Flexible gas | 0 | 0 | 0 | 0 | 0 | 0 | 0 | 0 | 0 | 0 | 0 | 0 | 0 | 0 | 0 | 0 | 0 | 0 | 0 | 0 | -185 | -185 | -185 | -185 | -185 | -185 | -185 | -185
CDP24 | NSW | SNW | Hydro | 0 | 0 | 0 | 0 | 0 | 0 | 0 | 0 | 0 | 0 | 0 | 0 | 0 | 0 | 0 | 0 | 0 | 0 | 0 | 0 | 0 | 0 | 0 | 0 | 0 | 0 | 0 | 0
CDP24 | NSW | SNW | Deep storage | 0 | 0 | 0 | 0 | 0 | 0 | 0 | 0 | 0 | 0 | 0 | 0 | 0 | 0 | 0 | 0 | 0 | 0 | 0 | 0 | 0 | 0 | 0 | 0 | 0 | 0 | 0 | 0
CDP24 | NSW | SNW | Medium storage | 0 | 0 | 0 | 0 | 0 | 0 | 0 | 0 | 0 | 0 | 0 | 0 | 0 | 0 | 0 | 0 | 0 | 0 | 0 | 0 | 0 | -889.1456 | -889.1456 | -889.1456 | -889.1456 | -1128.6457 | -1128.6457 | -1128.6457
CDP24 | NSW | SNW | Shallow storage | 0 | 0 | 0 | 0 | 0 | 0 | 0 | 0 | -72.576 | -72.576 | -72.576 | -145.152 | -195.152 | -195.152 | -195.152 | -267.728 | -267.728 | -267.728 | -267.728 | -267.728 | -340.304 | -865.304 | -937.8845 | -937.8867 | -970.3299 | -1042.9059 | -1042.9059 | -1042.9059
CDP24 | NSW | SNW | Coordinated CER storage | 0 | 0 | 0 | 0 | 0 | 0 | 0 | 0 | 0 | 0 | 0 | 0 | 0 | 0 | 0 | 0 | 0 | 0 | 0 | 0 | 0 | 0 | 0 | 0 | 0 | 0 | 0 | 0
CDP24 | QLD | NQ | Black coal | 0 | 0 | 0 | 0 | 0 | 0 | 0 | 0 | 0 | 0 | 0 | 0 | 0 | 0 | 0 | 0 | 0 | 0 | 0 | 0 | 0 | 0 | 0 | 0 | 0 | 0 | 0 | 0
CDP24 | QLD | NQ | Mid-merit gas | 0 | 0 | 0 | 0 | 0 | 0 | 0 | 0 | 0 | 0 | 0 | 0 | 0 | 0 | 0 | 0 | 0 | 0 | 0 | 0 | 0 | 0 | -244 | -244 | -244 | -244 | -244 | -244
CDP24 | QLD | NQ | Flexible gas | 0 | 0 | 0 | 0 | 0 | 0 | 0 | 0 | 0 | -292 | -292 | -292 | -292 | -292 | -292 | -292 | -292 | -292 | -292 | -292 | -423.5 | -423.5 | -423.5 | -423.5 | -423.5 | -423.5 | -423.5 | -423.5
CDP24 | QLD | NQ | Hydro | 0 | 0 | 0 | 0 | 0 | 0 | 0 | 0 | 0 | 0 | 0 | 0 | 0 | -86.4 | -86.4 | -86.4 | -86.4 | -86.4 | -156.4 | -156.4 | -156.4 | -156.4 | -156.4 | -156.4 | -156.4 | -156.4 | -156.4 | -156.4
CDP24 | QLD | NQ | Deep storage | 0 | 0 | 0 | 0 | 0 | 0 | 0 | 0 | 0 | 0 | 0 | 0 | 0 | 0 | 0 | 0 | 0 | 0 | 0 | 0 | 0 | 0 | 0 | 0 | 0 | 0 | 0 | 0
CDP24 | QLD | NQ | Medium storage | 0 | 0 | 0 | 0 | 0 | 0 | 0 | 0 | 0 | 0 | 0 | 0 | 0 | 0 | 0 | 0 | 0 | 0 | 0 | 0 | 0 | 0 | 0 | -1.944e-05 | -2.38e-05 | -3.608e-05 | -3.608e-05 | -3.776e-05
CDP24 | QLD | NQ | Shallow storage | 0 | 0 | 0 | 0 | 0 | 0 | 0 | 0 | 0 | 0 | 0 | 0 | 0 | 0 | 0 | 0 | 0 | 0 | 0 | 0 | 0 | 0 | -300 | -300 | -300 | -300 | -300 | -300
CDP24 | QLD | NQ | Coordinated CER storage | 0 | 0 | 0 | 0 | 0 | 0 | 0 | 0 | 0 | 0 | 0 | 0 | 0 | 0 | 0 | 0 | 0 | 0 | 0 | 0 | 0 | 0 | 0 | 0 | 0 | 0 | 0 | 0
CDP24 | QLD | GG | Black coal | 0 | 0 | 0 | -840 | -840 | -840 | -1400 | -1680 | -1680 | -1680 | -1680 | -1680 | -1680 | -1680 | -1680 | -1680 | -1680 | -1680 | -1680 | -1680 | -1680 | -1680 | -1680 | -1680 | -1680 | -1680 | -1680 | -1680
CDP24 | QLD | GG | Mid-merit gas | 0 | 0 | 0 | 0 | 0 | 0 | 0 | 0 | 0 | 0 | 0 | 0 | 0 | 0 | 0 | 0 | 0 | 0 | 0 | 0 | 0 | 0 | 0 | 0 | 0 | 0 | -180 | -180
CDP24 | QLD | GG | Flexible gas | 0 | 0 | 0 | 0 | 0 | 0 | 0 | 0 | 0 | 0 | 0 | 0 | 0 | 0 | 0 | 0 | 0 | 0 | 0 | 0 | 0 | 0 | 0 | 0 | 0 | 0 | 0 | 0
CDP24 | QLD | GG | Hydro | 0 | 0 | 0 | 0 | 0 | 0 | 0 | 0 | 0 | 0 | 0 | 0 | 0 | 0 | 0 | 0 | 0 | 0 | 0 | 0 | 0 | 0 | 0 | 0 | 0 | 0 | 0 | 0
CDP24 | QLD | GG | Deep storage | 0 | 0 | 0 | 0 | 0 | 0 | 0 | 0 | 0 | 0 | 0 | 0 | 0 | 0 | 0 | 0 | 0 | 0 | 0 | 0 | 0 | 0 | 0 | 0 | 0 | 0 | 0 | 0
CDP24 | QLD | GG | Medium storage | 0 | 0 | 0 | 0 | 0 | 0 | 0 | 0 | 0 | 0 | 0 | 0 | 0 | 0 | 0 | 0 | 0 | 0 | 0 | 0 | 0 | 0 | 0 | 0 | 0 | 0 | 0 | 0
CDP24 | QLD | GG | Shallow storage | 0 | 0 | 0 | 0 | 0 | 0 | 0 | 0 | 0 | 0 | 0 | 0 | 0 | 0 | 0 | 0 | 0 | 0 | 0 | 0 | 0 | -400 | -400 | -400 | -400 | -400 | -400 | -400
CDP24 | QLD | GG | Coordinated CER storage | 0 | 0 | 0 | 0 | 0 | 0 | 0 | 0 | 0 | 0 | 0 | 0 | 0 | 0 | 0 | 0 | 0 | 0 | 0 | 0 | 0 | 0 | 0 | 0 | 0 | 0 | 0 | 0
CDP24 | QLD | CQ | Black coal | 0 | 0 | 0 | -700 | -700 | -1430 | -1430 | -1430 | -2160 | -2160 | -2160 | -2160 | -2160 | -2160 | -2160 | -2160 | -2160 | -2160 | -2160 | -2160 | -2160 | -2160 | -2160 | -2160 | -2160 | -2160 | -2160 | -3004
CDP24 | QLD | CQ | Mid-merit gas | 0 | 0 | 0 | 0 | 0 | 0 | 0 | 0 | 0 | 0 | 0 | 0 | 0 | 0 | 0 | 0 | 0 | 0 | 0 | 0 | 0 | 0 | 0 | 0 | 0 | 0 | 0 | 0
CDP24 | QLD | CQ | Flexible gas | 0 | 0 | 0 | 0 | 0 | 0 | 0 | 0 | 0 | 0 | -37 | -37 | -37 | -37 | -37 | -37 | -37 | -37 | -37 | -37 | -37 | -37 | -37 | -37 | -37 | -37 | -37 | -37
CDP24 | QLD | CQ | Hydro | 0 | 0 | 0 | 0 | 0 | 0 | 0 | 0 | 0 | 0 | 0 | 0 | 0 | 0 | 0 | 0 | 0 | 0 | 0 | 0 | 0 | 0 | 0 | 0 | 0 | 0 | 0 | 0
CDP24 | QLD | CQ | Deep storage | 0 | 0 | 0 | 0 | 0 | 0 | 0 | 0 | 0 | 0 | 0 | 0 | 0 | 0 | 0 | 0 | 0 | 0 | 0 | 0 | 0 | 0 | 0 | 0 | 0 | 0 | 0 | 0
CDP24 | QLD | CQ | Medium storage | 0 | 0 | 0 | 0 | 0 | 0 | 0 | 0 | 0 | 0 | 0 | 0 | 0 | 0 | 0 | 0 | 0 | 0 | 0 | 0 | 0 | 0 | 0 | 0 | -4.47e-06 | -4.47e-06 | -4.47e-06 | -6.35e-06
CDP24 | QLD | CQ | Shallow storage | 0 | 0 | 0 | 0 | 0 | 0 | 0 | 0 | 0 | 0 | 0 | 0 | 0 | 0 | 0 | 0 | 0 | 0 | -50 | -50 | -50 | -50 | -50 | -200 | -200 | -200 | -200 | -200
CDP24 | QLD | CQ | Coordinated CER storage | 0 | 0 | 0 | 0 | 0 | 0 | 0 | 0 | 0 | 0 | 0 | 0 | 0 | 0 | 0 | 0 | 0 | 0 | 0 | 0 | 0 | 0 | 0 | 0 | 0 | 0 | 0 | 0
CDP24 | QLD | SQ | Black coal | 0 | 0 | 0 | 0 | 0 | 0 | -700 | -700 | -1050 | -1850 | -2594 | -2594 | -2594 | -2594 | -2594 | -2594 | -2594 | -2594 | -2594 | -2594 | -2594 | -2594 | -2594 | -2594 | -2594 | -2594 | -2594 | -3446
CDP24 | QLD | SQ | Mid-merit gas | 0 | 0 | 0 | 0 | 0 | 0 | 0 | 0 | 0 | 0 | 0 | 0 | -385 | -385 | -385 | -529.4 | -529.4 | -529.4 | -529.4 | -529.4 | -529.4 | -1173.9 | -1173.9 | -1173.9 | -1173.9 | -1173.9 | -1173.9 | -1173.9
CDP24 | QLD | SQ | Flexible gas | 0 | 0 | 0 | 0 | 0 | 0 | 0 | 0 | 0 | 0 | -80 | -80 | -80 | -80 | -80 | -80 | -80 | -80 | -80 | -80 | -80 | -80 | -644 | -644 | -644 | -1163 | -1509 | -1509
CDP24 | QLD | SQ | Hydro | 0 | 0 | 0 | 0 | 0 | 0 | 0 | 0 | 0 | 0 | 0 | 0 | 0 | 0 | 0 | 0 | 0 | 0 | 0 | 0 | 0 | 0 | 0 | 0 | 0 | 0 | 0 | 0
CDP24 | QLD | SQ | Deep storage | 0 | 0 | 0 | 0 | 0 | 0 | 0 | 0 | 0 | 0 | 0 | 0 | 0 | 0 | 0 | 0 | 0 | 0 | 0 | 0 | 0 | 0 | 0 | 0 | 0 | 0 | 0 | 0
CDP24 | QLD | SQ | Medium storage | 0 | 0 | 0 | 0 | 0 | 0 | 0 | 0 | 0 | 0 | 0 | 0 | 0 | 0 | 0 | 0 | 0 | 0 | 0 | 0 | 0 | 0 | 0 | -2.001e-05 | -2.602e-05 | -2.602e-05 | -2.602e-05 | -2.752e-05
CDP24 | QLD | SQ | Shallow storage | 0 | 0 | 0 | 0 | 0 | 0 | 0 | 0 | 0 | 0 | 0 | 0 | 0 | 0 | -100 | -100 | -100 | -100 | -100 | -100 | -400 | -650 | -650 | -650 | -904.8 | -904.8 | -904.8 | -1004.8
CDP24 | QLD | SQ | Coordinated CER storage | 0 | 0 | 0 | 0 | 0 | 0 | 0 | 0 | 0 | 0 | 0 | 0 | 0 | 0 | 0 | 0 | 0 | 0 | 0 | 0 | 0 | 0 | 0 | 0 | 0 | 0 | 0 | 0
CDP24 | VIC | VIC | Brown coal | 0 | 0 | 0 | 0 | -1450 | -1450 | -1450 | -1450 | -1450 | -3660 | -4240 | -4240 | -4240 | -4240 | -4240 | -4240 | -4240 | -4240 | -4240 | -4240 | -4240 | -4240 | -4240 | -4820 | -4820 | -4820 | -4820 | -4820
CDP24 | VIC | VIC | Mid-merit gas | 0 | 0 | 0 | 0 | -500 | -500 | -500 | -500 | -500 | -500 | -500 | -500 | -500 | -500 | -500 | -500 | -500 | -500 | -500 | -500 | -500 | -500 | -500 | -500 | -500 | -500 | -500 | -500
CDP24 | VIC | VIC | Flexible gas | 0 | 0 | 0 | 0 | 0 | 0 | 0 | 0 | 0 | -170 | -170 | -170 | -170 | -170 | -170 | -610 | -610 | -610 | -704 | -704 | -704 | -704 | -704 | -1288 | -1288 | -1288 | -1288 | -1288
CDP24 | VIC | VIC | Hydro | 0 | 0 | 0 | 0 | 0 | 0 | 0 | 0 | 0 | 0 | 0 | 0 | 0 | 0 | 0 | 0 | 0 | 0 | 0 | 0 | 0 | 0 | 0 | 0 | 0 | 0 | 0 | 0
CDP24 | VIC | VIC | Deep storage | 0 | 0 | 0 | 0 | 0 | 0 | 0 | 0 | 0 | 0 | 0 | 0 | 0 | 0 | 0 | 0 | 0 | 0 | 0 | 0 | 0 | 0 | 0 | 0 | 0 | 0 | 0 | 0
CDP24 | VIC | VIC | Medium storage | 0 | 0 | 0 | 0 | 0 | 0 | 0 | 0 | 0 | 0 | 0 | 0 | 0 | 0 | 0 | 0 | 0 | 0 | 0 | 0 | 0 | 0 | -350 | -350 | -350 | -350 | -350 | -350
CDP24 | VIC | VIC | Shallow storage | 0 | 0 | 0 | 0 | -7.7 | -17.3 | -17.3 | -17.3 | -17.3 | -69.13 | -69.13 | -69.13 | -69.13 | -75.73 | -80.73 | -80.73 | -80.73 | -380.73 | -380.73 | -530.73 | -730.73 | -1032.04 | -1420.5404 | -1726.0132 | -1726.0132 | -1956.03 | -2556.03 | -3067.7299
CDP24 | VIC | VIC | Coordinated CER storage | 0 | 0 | 0 | 0 | 0 | 0 | 0 | 0 | 0 | 0 | 0 | 0 | 0 | 0 | 0 | 0 | 0 | 0 | 0 | 0 | 0 | 0 | 0 | 0 | 0 | 0 | 0 | 0
CDP24 | SA | CSA | Mid-merit gas | 0 | 0 | -980 | -980 | -980 | -980 | -980 | -980 | -980 | -980 | -980 | -980 | -980 | -1509 | -1509 | -1509 | -1509 | -1509 | -1509 | -1509 | -1509 | -1509 | -1509 | -1509 | -1509 | -1509 | -1509 | -1509
CDP24 | SA | CSA | Flexible gas | 0 | 0 | 0 | -73.5 | -73.5 | -73.5 | -319.5 | -319.5 | -559.16 | -559.16 | -559.16 | -559.16 | -559.16 | -559.16 | -559.16 | -559.16 | -559.16 | -559.16 | -559.16 | -559.16 | -897.16 | -1020.36 | -1174.36 | -1174.36 | -1174.36 | -1174.36 | -1211.56 | -1211.56
CDP24 | SA | CSA | Hydro | 0 | 0 | 0 | 0 | 0 | 0 | 0 | 0 | 0 | 0 | 0 | 0 | 0 | 0 | 0 | 0 | 0 | 0 | 0 | 0 | 0 | 0 | 0 | 0 | 0 | 0 | 0 | 0
CDP24 | SA | CSA | Deep storage | 0 | 0 | 0 | 0 | 0 | 0 | 0 | 0 | 0 | 0 | 0 | 0 | 0 | 0 | 0 | 0 | 0 | 0 | 0 | 0 | 0 | 0 | 0 | 0 | 0 | 0 | 0 | 0
CDP24 | SA | CSA | Medium storage | 0 | 0 | 0 | 0 | 0 | 0 | 0 | 0 | 0 | 0 | 0 | 0 | 0 | 0 | 0 | 0 | 0 | 0 | 0 | 0 | 0 | 0 | 0 | 0 | -6.24e-06 | -6.24e-06 | -6.24e-06 | -6.24e-06
CDP24 | SA | CSA | Shallow storage | 0 | 0 | 0 | 0 | 0 | -6.02 | -36.02 | -36.02 | -36.02 | -36.02 | -36.02 | -36.02 | -36.02 | -36.02 | -36.02 | -36.02 | -36.02 | -48.02 | -48.02 | -304.74 | -498.72 | -660.72 | -1279.1792 | -2406.845 | -2448.345 | -2559.345 | -2559.345 | -2559.345
CDP24 | SA | CSA | Coordinated CER storage | 0 | 0 | 0 | 0 | 0 | 0 | 0 | 0 | 0 | 0 | 0 | 0 | 0 | 0 | 0 | 0 | 0 | 0 | 0 | 0 | 0 | 0 | 0 | 0 | 0 | 0 | 0 | 0
CDP24 | SA | SESA | Mid-merit gas | 0 | 0 | 0 | 0 | 0 | 0 | 0 | 0 | 0 | 0 | 0 | 0 | 0 | 0 | 0 | 0 | 0 | 0 | 0 | 0 | 0 | 0 | 0 | 0 | 0 | 0 | 0 | 0
CDP24 | SA | SESA | Flexible gas | 0 | 0 | 0 | -63 | -63 | -63 | -63 | -63 | -63 | -63 | -63 | -143 | -143 | -143 | -143 | -143 | -143 | -143 | -143 | -143 | -143 | -143 | -143 | -143 | -143 | -143 | -143 | -143
CDP24 | SA | SESA | Hydro | 0 | 0 | 0 | 0 | 0 | 0 | 0 | 0 | 0 | 0 | 0 | 0 | 0 | 0 | 0 | 0 | 0 | 0 | 0 | 0 | 0 | 0 | 0 | 0 | 0 | 0 | 0 | 0
CDP24 | SA | SESA | Deep storage | 0 | 0 | 0 | 0 | 0 | 0 | 0 | 0 | 0 | 0 | 0 | 0 | 0 | 0 | 0 | 0 | 0 | 0 | 0 | 0 | 0 | 0 | 0 | 0 | 0 | 0 | 0 | 0
CDP24 | SA | SESA | Medium storage | 0 | 0 | 0 | 0 | 0 | 0 | 0 | 0 | 0 | 0 | 0 | 0 | 0 | 0 | 0 | 0 | 0 | 0 | 0 | 0 | 0 | 0 | 0 | 0 | -6.21e-06 | -1.488e-05 | -1.488e-05 | -1.598e-05
CDP24 | SA | SESA | Shallow storage | 0 | 0 | 0 | 0 | 0 | 0 | 0 | 0 | 0 | 0 | -25 | -25 | -25 | -25 | -25 | -25 | -25 | -25 | -25 | -25 | -25 | -25 | -25 | -25 | -25 | -25 | -25 | -25
CDP24 | SA | SESA | Coordinated CER storage | 0 | 0 | 0 | 0 | 0 | 0 | 0 | 0 | 0 | 0 | 0 | 0 | 0 | 0 | 0 | 0 | 0 | 0 | 0 | 0 | 0 | 0 | 0 | 0 | 0 | 0 | 0 | 0
CDP24 | TAS | TAS | Mid-merit gas | 0 | 0 | 0 | -208 | -208 | -208 | -208 | -208 | -208 | -208 | -208 | -208 | -208 | -208 | -208 | -208 | -208 | -208 | -208 | -208 | -208 | -208 | -208 | -208 | -208 | -208 | -208 | -208
CDP24 | TAS | TAS | Flexible gas | 0 | 0 | 0 | 0 | 0 | 0 | 0 | 0 | 0 | 0 | 0 | 0 | 0 | 0 | 0 | 0 | -120 | -120 | -120 | -120 | -120 | -120 | -120 | -120 | -120 | -120 | -178 | -178
CDP24 | TAS | TAS | Hydro | 0 | 0 | 0 | 0 | 0 | 0 | 0 | 0 | 0 | 0 | 0 | 0 | 0 | 0 | 0 | 0 | 0 | 0 | 0 | 0 | 0 | 0 | 0 | 0 | 0 | 0 | 0 | 0
CDP24 | TAS | TAS | Deep storage | 0 | 0 | 0 | 0 | 0 | 0 | 0 | 0 | 0 | 0 | 0 | 0 | 0 | 0 | 0 | 0 | 0 | 0 | 0 | 0 | 0 | 0 | 0 | 0 | 0 | 0 | 0 | 0
CDP24 | TAS | TAS | Medium storage | 0 | 0 | 0 | 0 | 0 | 0 | 0 | 0 | 0 | 0 | 0 | 0 | 0 | 0 | 0 | 0 | 0 | 0 | 0 | 0 | 0 | 0 | 0 | -1.577e-05 | -1.826e-05 | -2.067e-05 | -2.067e-05 | -2.209e-05
CDP24 | TAS | TAS | Shallow storage | 0 | 0 | 0 | 0 | 0 | 0 | 0 | 0 | 0 | 0 | 0 | 0 | 0 | 0 | 0 | 0 | 0 | 0 | 0 | 0 | 0 | 0 | 0 | 0 | 0 | 0 | 0 | 0
CDP24 | TAS | TAS | Coordinated CER storage | 0 | 0 | 0 | 0 | 0 | 0 | 0 | 0 | 0 | 0 | 0 | 0 | 0 | 0 | 0 | 0 | 0 | 0 | 0 | 0 | 0 | 0 | 0 | 0 | 0 | 0 | 0 | 0
CDP25 | NSW | NNSW | Black coal | 0 | 0 | 0 | 0 | 0 | 0 | 0 | 0 | 0 | 0 | 0 | 0 | 0 | 0 | 0 | 0 | 0 | 0 | 0 | 0 | 0 | 0 | 0 | 0 | 0 | 0 | 0 | 0
CDP25 | NSW | NNSW | Mid-merit gas | 0 | 0 | 0 | 0 | 0 | 0 | 0 | 0 | 0 | 0 | 0 | 0 | 0 | 0 | 0 | 0 | 0 | 0 | 0 | 0 | 0 | 0 | 0 | 0 | 0 | 0 | 0 | 0
CDP25 | NSW | NNSW | Flexible gas | 0 | 0 | 0 | 0 | 0 | 0 | 0 | 0 | 0 | 0 | 0 | 0 | 0 | 0 | 0 | 0 | 0 | 0 | 0 | 0 | 0 | 0 | 0 | 0 | 0 | 0 | 0 | 0
CDP25 | NSW | NNSW | Hydro | 0 | 0 | 0 | 0 | 0 | 0 | 0 | 0 | 0 | 0 | 0 | 0 | 0 | 0 | 0 | 0 | 0 | 0 | 0 | 0 | 0 | 0 | 0 | 0 | 0 | 0 | 0 | 0
CDP25 | NSW | NNSW | Deep storage | 0 | 0 | 0 | 0 | 0 | 0 | 0 | 0 | 0 | 0 | 0 | 0 | 0 | 0 | 0 | 0 | 0 | 0 | 0 | 0 | 0 | 0 | 0 | 0 | 0 | 0 | 0 | 0
CDP25 | NSW | NNSW | Medium storage | 0 | 0 | 0 | 0 | 0 | 0 | 0 | 0 | 0 | 0 | 0 | 0 | 0 | 0 | 0 | 0 | 0 | 0 | 0 | 0 | 0 | 0 | -275 | -275 | -381.0086 | -565.2926 | -565.2926 | -565.2926
CDP25 | NSW | NNSW | Shallow storage | 0 | 0 | 0 | 0 | 0 | 0 | 0 | 0 | 0 | -30 | -30 | -30 | -30 | -30 | -30 | -30 | -30 | -30 | -30 | -30 | -30 | -30 | -585.5682 | -897.5028 | -897.5028 | -897.5028 | -897.5028 | -897.5028
CDP25 | NSW | NNSW | Coordinated CER storage | 0 | 0 | 0 | 0 | 0 | 0 | 0 | 0 | 0 | 0 | 0 | 0 | 0 | 0 | 0 | 0 | 0 | 0 | 0 | 0 | 0 | 0 | 0 | 0 | 0 | 0 | 0 | 0
CDP25 | NSW | CNSW | Black coal | 0 | 0 | 0 | 0 | -685 | -2715 | -2715 | -2715 | -2715 | -2715 | -2715 | -2715 | -2715 | -2715 | -2715 | -2715 | -4135 | -4135 | -4135 | -4135 | -4135 | -4135 | -4135 | -4135 | -4135 | -4135 | -4135 | -4135
CDP25 | NSW | CNSW | Mid-merit gas | 0 | 0 | 0 | 0 | 0 | 0 | 0 | 0 | 0 | 0 | 0 | 0 | 0 | 0 | 0 | 0 | 0 | 0 | 0 | 0 | 0 | 0 | 0 | 0 | 0 | 0 | 0 | 0
CDP25 | NSW | CNSW | Flexible gas | 0 | 0 | 0 | 0 | 0 | 0 | 0 | 0 | 0 | 0 | 0 | 0 | 0 | 0 | 0 | 0 | 0 | 0 | 0 | 0 | 0 | 0 | 0 | 0 | 0 | 0 | 0 | 0
CDP25 | NSW | CNSW | Hydro | 0 | 0 | 0 | 0 | 0 | 0 | 0 | 0 | 0 | 0 | 0 | 0 | 0 | 0 | 0 | 0 | 0 | 0 | 0 | 0 | 0 | 0 | 0 | 0 | 0 | 0 | 0 | 0
CDP25 | NSW | CNSW | Deep storage | 0 | 0 | 0 | 0 | 0 | 0 | 0 | 0 | 0 | 0 | 0 | 0 | 0 | 0 | 0 | 0 | 0 | 0 | 0 | 0 | 0 | 0 | 0 | 0 | 0 | 0 | 0 | 0
CDP25 | NSW | CNSW | Medium storage | 0 | 0 | 0 | 0 | 0 | 0 | -40.02 | -40.02 | -80.04 | -80.04 | -80.04 | -120.06 | -120.06 | -120.06 | -120.06 | -160.08 | -160.08 | -160.08 | -160.08 | -160.08 | -200.1 | -749.1 | -789.12 | -789.12 | -789.12 | -829.141 | -829.141 | -829.141
CDP25 | NSW | CNSW | Shallow storage | 0 | 0 | 0 | 0 | 0 | 0 | 0 | 0 | 0 | 0 | 0 | 0 | 0 | 0 | 0 | 0 | 0 | 0 | 0 | 0 | 0 | -20 | -20.0616 | -401.3983 | -1681.6971 | -1681.6971 | -1681.6971 | -1681.6971
CDP25 | NSW | CNSW | Coordinated CER storage | 0 | 0 | 0 | 0 | 0 | 0 | 0 | 0 | 0 | 0 | 0 | 0 | 0 | 0 | 0 | 0 | 0 | 0 | 0 | 0 | 0 | 0 | 0 | 0 | 0 | 0 | 0 | 0
CDP25 | NSW | SNSW | Black coal | 0 | 0 | 0 | 0 | 0 | 0 | 0 | 0 | 0 | 0 | 0 | 0 | 0 | 0 | 0 | 0 | 0 | 0 | 0 | 0 | 0 | 0 | 0 | 0 | 0 | 0 | 0 | 0
CDP25 | NSW | SNSW | Mid-merit gas | 0 | 0 | 0 | 0 | 0 | 0 | 0 | 0 | 0 | 0 | 0 | 0 | 0 | 0 | 0 | 0 | 0 | 0 | 0 | 0 | 0 | 0 | 0 | 0 | 0 | 0 | 0 | 0
CDP25 | NSW | SNSW | Flexible gas | 0 | 0 | 0 | 0 | 0 | 0 | 0 | 0 | 0 | 0 | 0 | 0 | 0 | 0 | 0 | 0 | 0 | 0 | 0 | 0 | -692 | -692 | -692 | -692 | -692 | -692 | -692 | -692
CDP25 | NSW | SNSW | Hydro | 0 | 0 | 0 | 0 | 0 | 0 | 0 | 0 | 0 | 0 | 0 | 0 | 0 | 0 | 0 | 0 | 0 | 0 | 0 | 0 | 0 | 0 | 0 | 0 | 0 | 0 | 0 | 0
CDP25 | NSW | SNSW | Deep storage | 0 | 0 | 0 | 0 | 0 | 0 | 0 | 0 | 0 | 0 | 0 | 0 | 0 | 0 | 0 | 0 | 0 | 0 | 0 | 0 | 0 | 0 | 0 | 0 | 0 | 0 | 0 | 0
CDP25 | NSW | SNSW | Medium storage | 0 | 0 | 0 | 0 | 0 | 0 | 0 | 0 | 0 | 0 | 0 | 0 | 0 | 0 | 0 | 0 | 0 | 0 | 0 | 0 | 0 | -50 | -50 | -50 | -50 | -81.0687 | -81.0687 | -81.0687
CDP25 | NSW | SNSW | Shallow storage | 0 | -0.99 | -0.99 | -0.99 | -0.99 | -0.99 | -1.98 | -1.98 | -2.97 | -2.97 | -2.97 | -3.96 | -3.96 | -3.96 | -3.96 | -4.95 | -4.95 | -4.95 | -14.95 | -64.95 | -65.94 | -75.84 | -76.83 | -76.83 | -175.83 | -175.83 | -175.83 | -325.83
CDP25 | NSW | SNSW | Coordinated CER storage | 0 | 0 | 0 | 0 | 0 | 0 | 0 | 0 | 0 | 0 | 0 | 0 | 0 | 0 | 0 | 0 | 0 | 0 | 0 | 0 | 0 | 0 | 0 | 0 | 0 | 0 | 0 | 0
CDP25 | NSW | SNW | Black coal | 0 | -2880 | -2880 | -2880 | -4200 | -4200 | -4200 | -4200 | -4200 | -4200 | -4200 | -4200 | -4200 | -4200 | -4200 | -4200 | -4200 | -4200 | -4200 | -4200 | -4200 | -4200 | -4200 | -4200 | -4200 | -4200 | -4200 | -4200
CDP25 | NSW | SNW | Mid-merit gas | 0 | 0 | 0 | 0 | 0 | 0 | 0 | 0 | 0 | 0 | 0 | 0 | 0 | 0 | 0 | 0 | 0 | 0 | 0 | -440 | -440 | -440 | -440 | -440 | -440 | -440 | -440 | -440
CDP25 | NSW | SNW | Flexible gas | 0 | 0 | 0 | 0 | 0 | 0 | 0 | 0 | 0 | 0 | 0 | 0 | 0 | 0 | 0 | 0 | 0 | 0 | 0 | 0 | -185 | -185 | -185 | -185 | -185 | -185 | -185 | -185
CDP25 | NSW | SNW | Hydro | 0 | 0 | 0 | 0 | 0 | 0 | 0 | 0 | 0 | 0 | 0 | 0 | 0 | 0 | 0 | 0 | 0 | 0 | 0 | 0 | 0 | 0 | 0 | 0 | 0 | 0 | 0 | 0
CDP25 | NSW | SNW | Deep storage | 0 | 0 | 0 | 0 | 0 | 0 | 0 | 0 | 0 | 0 | 0 | 0 | 0 | 0 | 0 | 0 | 0 | 0 | 0 | 0 | 0 | 0 | 0 | 0 | 0 | 0 | 0 | 0
CDP25 | NSW | SNW | Medium storage | 0 | 0 | 0 | 0 | 0 | 0 | 0 | 0 | 0 | 0 | 0 | 0 | 0 | 0 | 0 | 0 | 0 | 0 | 0 | 0 | 0 | -889.1453 | -889.1453 | -889.1453 | -895.5278 | -1420.5561 | -1420.5561 | -1420.5561
CDP25 | NSW | SNW | Shallow storage | 0 | 0 | 0 | 0 | 0 | 0 | 0 | 0 | -72.576 | -72.576 | -72.576 | -145.152 | -195.152 | -195.152 | -195.152 | -267.728 | -267.728 | -267.728 | -267.728 | -267.728 | -340.304 | -865.304 | -937.88 | -937.88 | -937.88 | -1010.456 | -1010.456 | -1010.456
CDP25 | NSW | SNW | Coordinated CER storage | 0 | 0 | 0 | 0 | 0 | 0 | 0 | 0 | 0 | 0 | 0 | 0 | 0 | 0 | 0 | 0 | 0 | 0 | 0 | 0 | 0 | 0 | 0 | 0 | 0 | 0 | 0 | 0
CDP25 | QLD | NQ | Black coal | 0 | 0 | 0 | 0 | 0 | 0 | 0 | 0 | 0 | 0 | 0 | 0 | 0 | 0 | 0 | 0 | 0 | 0 | 0 | 0 | 0 | 0 | 0 | 0 | 0 | 0 | 0 | 0
CDP25 | QLD | NQ | Mid-merit gas | 0 | 0 | 0 | 0 | 0 | 0 | 0 | 0 | 0 | 0 | 0 | 0 | 0 | 0 | 0 | 0 | 0 | 0 | 0 | 0 | 0 | 0 | -244 | -244 | -244 | -244 | -244 | -244
CDP25 | QLD | NQ | Flexible gas | 0 | 0 | 0 | 0 | 0 | 0 | 0 | 0 | 0 | -292 | -292 | -292 | -292 | -292 | -292 | -292 | -292 | -292 | -292 | -292 | -423.5 | -423.5 | -423.5 | -423.5 | -423.5 | -423.5 | -423.5 | -423.5
CDP25 | QLD | NQ | Hydro | 0 | 0 | 0 | 0 | 0 | 0 | 0 | 0 | 0 | 0 | 0 | 0 | 0 | -86.4 | -86.4 | -86.4 | -86.4 | -86.4 | -156.4 | -156.4 | -156.4 | -156.4 | -156.4 | -156.4 | -156.4 | -156.4 | -156.4 | -156.4
CDP25 | QLD | NQ | Deep storage | 0 | 0 | 0 | 0 | 0 | 0 | 0 | 0 | 0 | 0 | 0 | 0 | 0 | 0 | 0 | 0 | 0 | 0 | 0 | 0 | 0 | 0 | 0 | 0 | 0 | 0 | 0 | 0
CDP25 | QLD | NQ | Medium storage | 0 | 0 | 0 | 0 | 0 | 0 | 0 | 0 | 0 | 0 | 0 | 0 | 0 | 0 | 0 | 0 | 0 | 0 | 0 | 0 | 0 | 0 | 0 | -8.99e-06 | -1.102e-05 | -1.631e-05 | -1.631e-05 | -1.754e-05
CDP25 | QLD | NQ | Shallow storage | 0 | 0 | 0 | 0 | 0 | 0 | 0 | 0 | 0 | 0 | 0 | 0 | 0 | 0 | 0 | 0 | 0 | 0 | 0 | 0 | 0 | 0 | -300 | -300 | -300 | -300 | -300 | -300
CDP25 | QLD | NQ | Coordinated CER storage | 0 | 0 | 0 | 0 | 0 | 0 | 0 | 0 | 0 | 0 | 0 | 0 | 0 | 0 | 0 | 0 | 0 | 0 | 0 | 0 | 0 | 0 | 0 | 0 | 0 | 0 | 0 | 0
CDP25 | QLD | GG | Black coal | 0 | 0 | 0 | -840 | -840 | -840 | -1400 | -1680 | -1680 | -1680 | -1680 | -1680 | -1680 | -1680 | -1680 | -1680 | -1680 | -1680 | -1680 | -1680 | -1680 | -1680 | -1680 | -1680 | -1680 | -1680 | -1680 | -1680
CDP25 | QLD | GG | Mid-merit gas | 0 | 0 | 0 | 0 | 0 | 0 | 0 | 0 | 0 | 0 | 0 | 0 | 0 | 0 | 0 | 0 | 0 | 0 | 0 | 0 | 0 | 0 | 0 | 0 | 0 | 0 | -180 | -180
CDP25 | QLD | GG | Flexible gas | 0 | 0 | 0 | 0 | 0 | 0 | 0 | 0 | 0 | 0 | 0 | 0 | 0 | 0 | 0 | 0 | 0 | 0 | 0 | 0 | 0 | 0 | 0 | 0 | 0 | 0 | 0 | 0
CDP25 | QLD | GG | Hydro | 0 | 0 | 0 | 0 | 0 | 0 | 0 | 0 | 0 | 0 | 0 | 0 | 0 | 0 | 0 | 0 | 0 | 0 | 0 | 0 | 0 | 0 | 0 | 0 | 0 | 0 | 0 | 0
CDP25 | QLD | GG | Deep storage | 0 | 0 | 0 | 0 | 0 | 0 | 0 | 0 | 0 | 0 | 0 | 0 | 0 | 0 | 0 | 0 | 0 | 0 | 0 | 0 | 0 | 0 | 0 | 0 | 0 | 0 | 0 | 0
CDP25 | QLD | GG | Medium storage | 0 | 0 | 0 | 0 | 0 | 0 | 0 | 0 | 0 | 0 | 0 | 0 | 0 | 0 | 0 | 0 | 0 | 0 | 0 | 0 | 0 | 0 | 0 | 0 | 0 | 0 | 0 | -1.91e-06
CDP25 | QLD | GG | Shallow storage | 0 | 0 | 0 | 0 | 0 | 0 | 0 | 0 | 0 | 0 | 0 | 0 | 0 | 0 | 0 | 0 | 0 | 0 | 0 | 0 | 0 | -400 | -400 | -400 | -400 | -400 | -400 | -400
CDP25 | QLD | GG | Coordinated CER storage | 0 | 0 | 0 | 0 | 0 | 0 | 0 | 0 | 0 | 0 | 0 | 0 | 0 | 0 | 0 | 0 | 0 | 0 | 0 | 0 | 0 | 0 | 0 | 0 | 0 | 0 | 0 | 0
CDP25 | QLD | CQ | Black coal | 0 | 0 | 0 | -700 | -700 | -1430 | -1430 | -1430 | -2160 | -2160 | -2160 | -2160 | -2160 | -2160 | -2160 | -2160 | -2160 | -2160 | -2160 | -2160 | -2160 | -2160 | -2160 | -2160 | -2160 | -2160 | -2160 | -3004
CDP25 | QLD | CQ | Mid-merit gas | 0 | 0 | 0 | 0 | 0 | 0 | 0 | 0 | 0 | 0 | 0 | 0 | 0 | 0 | 0 | 0 | 0 | 0 | 0 | 0 | 0 | 0 | 0 | 0 | 0 | 0 | 0 | 0
CDP25 | QLD | CQ | Flexible gas | 0 | 0 | 0 | 0 | 0 | 0 | 0 | 0 | 0 | 0 | -37 | -37 | -37 | -37 | -37 | -37 | -37 | -37 | -37 | -37 | -37 | -37 | -37 | -37 | -37 | -37 | -37 | -37
CDP25 | QLD | CQ | Hydro | 0 | 0 | 0 | 0 | 0 | 0 | 0 | 0 | 0 | 0 | 0 | 0 | 0 | 0 | 0 | 0 | 0 | 0 | 0 | 0 | 0 | 0 | 0 | 0 | 0 | 0 | 0 | 0
CDP25 | QLD | CQ | Deep storage | 0 | 0 | 0 | 0 | 0 | 0 | 0 | 0 | 0 | 0 | 0 | 0 | 0 | 0 | 0 | 0 | 0 | 0 | 0 | 0 | 0 | 0 | 0 | 0 | 0 | 0 | 0 | 0
CDP25 | QLD | CQ | Medium storage | 0 | 0 | 0 | 0 | 0 | 0 | 0 | 0 | 0 | 0 | 0 | 0 | 0 | 0 | 0 | 0 | 0 | 0 | 0 | 0 | 0 | 0 | 0 | 0 | -2.09e-06 | -2.09e-06 | -2.09e-06 | -3.87e-06
CDP25 | QLD | CQ | Shallow storage | 0 | 0 | 0 | 0 | 0 | 0 | 0 | 0 | 0 | 0 | 0 | 0 | 0 | 0 | 0 | 0 | 0 | 0 | -50 | -50 | -50 | -50 | -50 | -200 | -200 | -200 | -200 | -200
CDP25 | QLD | CQ | Coordinated CER storage | 0 | 0 | 0 | 0 | 0 | 0 | 0 | 0 | 0 | 0 | 0 | 0 | 0 | 0 | 0 | 0 | 0 | 0 | 0 | 0 | 0 | 0 | 0 | 0 | 0 | 0 | 0 | 0
CDP25 | QLD | SQ | Black coal | 0 | 0 | 0 | 0 | 0 | 0 | -700 | -700 | -1050 | -1850 | -2594 | -2594 | -2594 | -2594 | -2594 | -2594 | -2594 | -2594 | -2594 | -2594 | -2594 | -2594 | -2594 | -2594 | -2594 | -2594 | -2594 | -3446
CDP25 | QLD | SQ | Mid-merit gas | 0 | 0 | 0 | 0 | 0 | 0 | 0 | 0 | 0 | 0 | 0 | 0 | -385 | -385 | -385 | -529.4 | -529.4 | -529.4 | -529.4 | -529.4 | -529.4 | -1173.9 | -1173.9 | -1173.9 | -1173.9 | -1173.9 | -1173.9 | -1173.9
CDP25 | QLD | SQ | Flexible gas | 0 | 0 | 0 | 0 | 0 | 0 | 0 | 0 | 0 | 0 | -80 | -80 | -80 | -80 | -80 | -80 | -80 | -80 | -80 | -80 | -80 | -80 | -644 | -644 | -644 | -1163 | -1509 | -1509
CDP25 | QLD | SQ | Hydro | 0 | 0 | 0 | 0 | 0 | 0 | 0 | 0 | 0 | 0 | 0 | 0 | 0 | 0 | 0 | 0 | 0 | 0 | 0 | 0 | 0 | 0 | 0 | 0 | 0 | 0 | 0 | 0
CDP25 | QLD | SQ | Deep storage | 0 | 0 | 0 | 0 | 0 | 0 | 0 | 0 | 0 | 0 | 0 | 0 | 0 | 0 | 0 | 0 | 0 | 0 | 0 | 0 | 0 | 0 | 0 | 0 | 0 | 0 | 0 | 0
CDP25 | QLD | SQ | Medium storage | 0 | 0 | 0 | 0 | 0 | 0 | 0 | 0 | 0 | 0 | 0 | 0 | 0 | 0 | 0 | 0 | 0 | 0 | 0 | 0 | 0 | 0 | 0 | -9.2e-06 | -1.189e-05 | -1.189e-05 | -1.189e-05 | -1.308e-05
CDP25 | QLD | SQ | Shallow storage | 0 | 0 | 0 | 0 | 0 | 0 | 0 | 0 | 0 | 0 | 0 | 0 | 0 | 0 | -100 | -100 | -100 | -100 | -100 | -100 | -400 | -650 | -650 | -650 | -904.8 | -904.8 | -904.8 | -1004.8
CDP25 | QLD | SQ | Coordinated CER storage | 0 | 0 | 0 | 0 | 0 | 0 | 0 | 0 | 0 | 0 | 0 | 0 | 0 | 0 | 0 | 0 | 0 | 0 | 0 | 0 | 0 | 0 | 0 | 0 | 0 | 0 | 0 | 0
CDP25 | VIC | VIC | Brown coal | 0 | 0 | 0 | 0 | -1450 | -1450 | -1450 | -1450 | -1450 | -3660 | -4240 | -4240 | -4240 | -4240 | -4240 | -4240 | -4240 | -4240 | -4240 | -4240 | -4240 | -4240 | -4240 | -4820 | -4820 | -4820 | -4820 | -4820
CDP25 | VIC | VIC | Mid-merit gas | 0 | 0 | 0 | 0 | -500 | -500 | -500 | -500 | -500 | -500 | -500 | -500 | -500 | -500 | -500 | -500 | -500 | -500 | -500 | -500 | -500 | -500 | -500 | -500 | -500 | -500 | -500 | -500
CDP25 | VIC | VIC | Flexible gas | 0 | 0 | 0 | 0 | 0 | 0 | 0 | 0 | 0 | -170 | -170 | -170 | -170 | -170 | -170 | -610 | -610 | -610 | -704 | -704 | -704 | -704 | -704 | -1288 | -1288 | -1288 | -1288 | -1288
CDP25 | VIC | VIC | Hydro | 0 | 0 | 0 | 0 | 0 | 0 | 0 | 0 | 0 | 0 | 0 | 0 | 0 | 0 | 0 | 0 | 0 | 0 | 0 | 0 | 0 | 0 | 0 | 0 | 0 | 0 | 0 | 0
CDP25 | VIC | VIC | Deep storage | 0 | 0 | 0 | 0 | 0 | 0 | 0 | 0 | 0 | 0 | 0 | 0 | 0 | 0 | 0 | 0 | 0 | 0 | 0 | 0 | 0 | 0 | 0 | 0 | 0 | 0 | 0 | 0
CDP25 | VIC | VIC | Medium storage | 0 | 0 | 0 | 0 | 0 | 0 | 0 | 0 | 0 | 0 | 0 | 0 | 0 | 0 | 0 | 0 | 0 | 0 | 0 | 0 | 0 | 0 | -350 | -350 | -350 | -350 | -350 | -350
CDP25 | VIC | VIC | Shallow storage | 0 | 0 | 0 | 0 | -7.7 | -17.3 | -17.3 | -17.3 | -17.3 | -69.13 | -69.13 | -69.13 | -69.13 | -75.73 | -80.73 | -80.73 | -80.73 | -380.73 | -380.73 | -530.73 | -730.73 | -1032.04 | -1420.5402 | -1720.5478 | -1727.9124 | -1956.03 | -2556.03 | -3067.7296
CDP25 | VIC | VIC | Coordinated CER storage | 0 | 0 | 0 | 0 | 0 | 0 | 0 | 0 | 0 | 0 | 0 | 0 | 0 | 0 | 0 | 0 | 0 | 0 | 0 | 0 | 0 | 0 | 0 | 0 | 0 | 0 | 0 | 0
CDP25 | SA | CSA | Mid-merit gas | 0 | 0 | -980 | -980 | -980 | -980 | -980 | -980 | -980 | -980 | -980 | -980 | -980 | -1509 | -1509 | -1509 | -1509 | -1509 | -1509 | -1509 | -1509 | -1509 | -1509 | -1509 | -1509 | -1509 | -1509 | -1509
CDP25 | SA | CSA | Flexible gas | 0 | 0 | 0 | -73.5 | -73.5 | -73.5 | -319.5 | -319.5 | -559.16 | -559.16 | -559.16 | -559.16 | -559.16 | -559.16 | -559.16 | -559.16 | -559.16 | -559.16 | -559.16 | -559.16 | -897.16 | -1020.36 | -1174.36 | -1174.36 | -1174.36 | -1174.36 | -1211.56 | -1211.56
CDP25 | SA | CSA | Hydro | 0 | 0 | 0 | 0 | 0 | 0 | 0 | 0 | 0 | 0 | 0 | 0 | 0 | 0 | 0 | 0 | 0 | 0 | 0 | 0 | 0 | 0 | 0 | 0 | 0 | 0 | 0 | 0
CDP25 | SA | CSA | Deep storage | 0 | 0 | 0 | 0 | 0 | 0 | 0 | 0 | 0 | 0 | 0 | 0 | 0 | 0 | 0 | 0 | 0 | 0 | 0 | 0 | 0 | 0 | 0 | 0 | 0 | 0 | 0 | 0
CDP25 | SA | CSA | Medium storage | 0 | 0 | 0 | 0 | 0 | 0 | 0 | 0 | 0 | 0 | 0 | 0 | 0 | 0 | 0 | 0 | 0 | 0 | 0 | 0 | 0 | 0 | 0 | 0 | -3.13e-06 | -3.13e-06 | -3.13e-06 | -4.58e-06
CDP25 | SA | CSA | Shallow storage | 0 | 0 | 0 | 0 | 0 | -6.02 | -36.02 | -36.02 | -36.02 | -36.02 | -36.02 | -36.02 | -36.02 | -36.02 | -36.02 | -36.02 | -36.02 | -48.02 | -48.02 | -304.74 | -498.72 | -660.72 | -1133.6164 | -1871.9917 | -1913.4917 | -2024.4917 | -2024.4917 | -2024.4917
CDP25 | SA | CSA | Coordinated CER storage | 0 | 0 | 0 | 0 | 0 | 0 | 0 | 0 | 0 | 0 | 0 | 0 | 0 | 0 | 0 | 0 | 0 | 0 | 0 | 0 | 0 | 0 | 0 | 0 | 0 | 0 | 0 | 0
CDP25 | SA | SESA | Mid-merit gas | 0 | 0 | 0 | 0 | 0 | 0 | 0 | 0 | 0 | 0 | 0 | 0 | 0 | 0 | 0 | 0 | 0 | 0 | 0 | 0 | 0 | 0 | 0 | 0 | 0 | 0 | 0 | 0
CDP25 | SA | SESA | Flexible gas | 0 | 0 | 0 | -63 | -63 | -63 | -63 | -63 | -63 | -63 | -63 | -143 | -143 | -143 | -143 | -143 | -143 | -143 | -143 | -143 | -143 | -143 | -143 | -143 | -143 | -143 | -143 | -143
CDP25 | SA | SESA | Hydro | 0 | 0 | 0 | 0 | 0 | 0 | 0 | 0 | 0 | 0 | 0 | 0 | 0 | 0 | 0 | 0 | 0 | 0 | 0 | 0 | 0 | 0 | 0 | 0 | 0 | 0 | 0 | 0
CDP25 | SA | SESA | Deep storage | 0 | 0 | 0 | 0 | 0 | 0 | 0 | 0 | 0 | 0 | 0 | 0 | 0 | 0 | 0 | 0 | 0 | 0 | 0 | 0 | 0 | 0 | 0 | 0 | 0 | 0 | 0 | 0
CDP25 | SA | SESA | Medium storage | 0 | 0 | 0 | 0 | 0 | 0 | 0 | 0 | 0 | 0 | 0 | 0 | 0 | 0 | 0 | 0 | 0 | 0 | 0 | 0 | 0 | 0 | 0 | 0 | -3.14e-06 | -3.14e-06 | -3.14e-06 | -3.14e-06
CDP25 | SA | SESA | Shallow storage | 0 | 0 | 0 | 0 | 0 | 0 | 0 | 0 | 0 | 0 | -25 | -25 | -25 | -25 | -25 | -25 | -25 | -25 | -25 | -25 | -25 | -25 | -25 | -25 | -25 | -25 | -25 | -25
CDP25 | SA | SESA | Coordinated CER storage | 0 | 0 | 0 | 0 | 0 | 0 | 0 | 0 | 0 | 0 | 0 | 0 | 0 | 0 | 0 | 0 | 0 | 0 | 0 | 0 | 0 | 0 | 0 | 0 | 0 | 0 | 0 | 0
CDP25 | TAS | TAS | Mid-merit gas | 0 | 0 | 0 | -208 | -208 | -208 | -208 | -208 | -208 | -208 | -208 | -208 | -208 | -208 | -208 | -208 | -208 | -208 | -208 | -208 | -208 | -208 | -208 | -208 | -208 | -208 | -208 | -208
CDP25 | TAS | TAS | Flexible gas | 0 | 0 | 0 | 0 | 0 | 0 | 0 | 0 | 0 | 0 | 0 | 0 | 0 | 0 | 0 | 0 | -120 | -120 | -120 | -120 | -120 | -120 | -120 | -120 | -120 | -120 | -178 | -178
CDP25 | TAS | TAS | Hydro | 0 | 0 | 0 | 0 | 0 | 0 | 0 | 0 | 0 | 0 | 0 | 0 | 0 | 0 | 0 | 0 | 0 | 0 | 0 | 0 | 0 | 0 | 0 | 0 | 0 | 0 | 0 | 0
CDP25 | TAS | TAS | Deep storage | 0 | 0 | 0 | 0 | 0 | 0 | 0 | 0 | 0 | 0 | 0 | 0 | 0 | 0 | 0 | 0 | 0 | 0 | 0 | 0 | 0 | 0 | 0 | 0 | 0 | 0 | 0 | 0
CDP25 | TAS | TAS | Medium storage | 0 | 0 | 0 | 0 | 0 | 0 | 0 | 0 | 0 | 0 | 0 | 0 | 0 | 0 | 0 | 0 | 0 | 0 | 0 | 0 | 0 | 0 | 0 | 0 | -1.45e-06 | -2.78e-06 | -2.78e-06 | -4.37e-06
CDP25 | TAS | TAS | Shallow storage | 0 | 0 | 0 | 0 | 0 | 0 | 0 | 0 | 0 | 0 | 0 | 0 | 0 | 0 | 0 | 0 | 0 | 0 | 0 | 0 | 0 | 0 | 0 | 0 | 0 | 0 | 0 | 0
CDP25 | TAS | TAS | Coordinated CER storage | 0 | 0 | 0 | 0 | 0 | 0 | 0 | 0 | 0 | 0 | 0 | 0 | 0 | 0 | 0 | 0 | 0 | 0 | 0 | 0 | 0 | 0 | 0 | 0 | 0 | 0 | 0 | 0
Counterfactual | NSW | NNSW | Black coal | 0 | 0 | 0 | 0 | 0 | 0 | 0 | 0 | 0 | 0 | 0 | 0 | 0 | 0 | 0 | 0 | 0 | 0 | 0 | 0 | 0 | 0 | 0 | 0 | 0 | 0 | 0 | 0
Counterfactual | NSW | NNSW | Mid-merit gas | 0 | 0 | 0 | 0 | 0 | 0 | 0 | 0 | 0 | 0 | 0 | 0 | 0 | 0 | 0 | 0 | 0 | 0 | 0 | 0 | 0 | 0 | 0 | 0 | 0 | 0 | 0 | 0
Counterfactual | NSW | NNSW | Flexible gas | 0 | 0 | 0 | 0 | 0 | 0 | 0 | 0 | 0 | 0 | 0 | 0 | 0 | 0 | 0 | 0 | 0 | 0 | 0 | 0 | 0 | 0 | 0 | 0 | 0 | 0 | 0 | 0
Counterfactual | NSW | NNSW | Hydro | 0 | 0 | 0 | 0 | 0 | 0 | 0 | 0 | 0 | 0 | 0 | 0 | 0 | 0 | 0 | 0 | 0 | 0 | 0 | 0 | 0 | 0 | 0 | 0 | 0 | 0 | 0 | 0
Counterfactual | NSW | NNSW | Deep storage | 0 | 0 | 0 | 0 | 0 | 0 | 0 | 0 | 0 | 0 | 0 | 0 | 0 | 0 | 0 | 0 | 0 | 0 | 0 | 0 | 0 | 0 | 0 | 0 | 0 | 0 | 0 | 0
Counterfactual | NSW | NNSW | Medium storage | 0 | 0 | 0 | 0 | 0 | 0 | 0 | 0 | 0 | 0 | 0 | 0 | 0 | 0 | 0 | 0 | 0 | 0 | 0 | 0 | 0 | 0 | -275 | -275 | -384.1947 | -431.3384 | -431.3384 | -431.3384
Counterfactual | NSW | NNSW | Shallow storage | 0 | 0 | 0 | 0 | 0 | 0 | 0 | 0 | 0 | -30 | -30 | -30 | -30 | -30 | -30 | -30 | -30 | -30 | -30 | -30 | -30 | -30 | -582.2693 | -969.3453 | -1001.8364 | -1001.8364 | -1001.8364 | -1001.8364
Counterfactual | NSW | NNSW | Coordinated CER storage | 0 | 0 | 0 | 0 | 0 | 0 | 0 | 0 | 0 | 0 | 0 | 0 | 0 | 0 | 0 | 0 | 0 | 0 | 0 | 0 | 0 | 0 | 0 | 0 | 0 | 0 | 0 | 0
Counterfactual | NSW | CNSW | Black coal | 0 | 0 | 0 | 0 | -685 | -2715 | -2715 | -2715 | -2715 | -2715 | -2715 | -2715 | -2715 | -2715 | -2715 | -2715 | -4135 | -4135 | -4135 | -4135 | -4135 | -4135 | -4135 | -4135 | -4135 | -4135 | -4135 | -4135
Counterfactual | NSW | CNSW | Mid-merit gas | 0 | 0 | 0 | 0 | 0 | 0 | 0 | 0 | 0 | 0 | 0 | 0 | 0 | 0 | 0 | 0 | 0 | 0 | 0 | 0 | 0 | 0 | 0 | 0 | 0 | 0 | 0 | 0
Counterfactual | NSW | CNSW | Flexible gas | 0 | 0 | 0 | 0 | 0 | 0 | 0 | 0 | 0 | 0 | 0 | 0 | 0 | 0 | 0 | 0 | 0 | 0 | 0 | 0 | 0 | 0 | 0 | 0 | 0 | 0 | 0 | 0
Counterfactual | NSW | CNSW | Hydro | 0 | 0 | 0 | 0 | 0 | 0 | 0 | 0 | 0 | 0 | 0 | 0 | 0 | 0 | 0 | 0 | 0 | 0 | 0 | 0 | 0 | 0 | 0 | 0 | 0 | 0 | 0 | 0
Counterfactual | NSW | CNSW | Deep storage | 0 | 0 | 0 | 0 | 0 | 0 | 0 | 0 | 0 | 0 | 0 | 0 | 0 | 0 | 0 | 0 | 0 | 0 | 0 | 0 | 0 | 0 | 0 | 0 | 0 | 0 | 0 | 0
Counterfactual | NSW | CNSW | Medium storage | 0 | 0 | 0 | 0 | 0 | 0 | -40.02 | -40.02 | -80.04 | -80.04 | -80.04 | -120.06 | -120.06 | -120.06 | -120.06 | -160.08 | -160.08 | -160.08 | -160.08 | -160.08 | -200.1 | -749.1 | -789.12 | -789.12 | -789.12 | -829.1408 | -829.1408 | -829.1408
Counterfactual | NSW | CNSW | Shallow storage | 0 | 0 | 0 | 0 | 0 | 0 | 0 | 0 | 0 | 0 | 0 | 0 | 0 | 0 | 0 | 0 | 0 | 0 | 0 | 0 | 0 | -20 | -20.118 | -397.7459 | -1645.5578 | -1645.5578 | -1645.5578 | -1645.5578
Counterfactual | NSW | CNSW | Coordinated CER storage | 0 | 0 | 0 | 0 | 0 | 0 | 0 | 0 | 0 | 0 | 0 | 0 | 0 | 0 | 0 | 0 | 0 | 0 | 0 | 0 | 0 | 0 | 0 | 0 | 0 | 0 | 0 | 0
Counterfactual | NSW | SNSW | Black coal | 0 | 0 | 0 | 0 | 0 | 0 | 0 | 0 | 0 | 0 | 0 | 0 | 0 | 0 | 0 | 0 | 0 | 0 | 0 | 0 | 0 | 0 | 0 | 0 | 0 | 0 | 0 | 0
Counterfactual | NSW | SNSW | Mid-merit gas | 0 | 0 | 0 | 0 | 0 | 0 | 0 | 0 | 0 | 0 | 0 | 0 | 0 | 0 | 0 | 0 | 0 | 0 | 0 | 0 | 0 | 0 | 0 | 0 | 0 | 0 | 0 | 0
Counterfactual | NSW | SNSW | Flexible gas | 0 | 0 | 0 | 0 | 0 | 0 | 0 | 0 | 0 | 0 | 0 | 0 | 0 | 0 | 0 | 0 | 0 | 0 | 0 | 0 | -692 | -692 | -692 | -692 | -692 | -692 | -692 | -692
Counterfactual | NSW | SNSW | Hydro | 0 | 0 | 0 | 0 | 0 | 0 | 0 | 0 | 0 | 0 | 0 | 0 | 0 | 0 | 0 | 0 | 0 | 0 | 0 | 0 | 0 | 0 | 0 | 0 | 0 | 0 | 0 | 0
Counterfactual | NSW | SNSW | Deep storage | 0 | 0 | 0 | 0 | 0 | 0 | 0 | 0 | 0 | 0 | 0 | 0 | 0 | 0 | 0 | 0 | 0 | 0 | 0 | 0 | 0 | 0 | 0 | 0 | 0 | 0 | 0 | 0
Counterfactual | NSW | SNSW | Medium storage | 0 | 0 | 0 | 0 | 0 | 0 | 0 | 0 | 0 | 0 | 0 | 0 | 0 | 0 | 0 | 0 | 0 | 0 | 0 | 0 | 0 | -50 | -50 | -50 | -50 | -69.0005 | -69.0005 | -69.0005
Counterfactual | NSW | SNSW | Shallow storage | 0 | -0.99 | -0.99 | -0.99 | -0.99 | -0.99 | -1.98 | -1.98 | -2.97 | -2.97 | -2.97 | -3.96 | -3.96 | -3.96 | -3.96 | -4.95 | -4.95 | -4.95 | -14.95 | -64.95 | -65.94 | -75.84 | -76.83 | -76.83 | -175.83 | -175.83 | -175.83 | -325.83
Counterfactual | NSW | SNSW | Coordinated CER storage | 0 | 0 | 0 | 0 | 0 | 0 | 0 | 0 | 0 | 0 | 0 | 0 | 0 | 0 | 0 | 0 | 0 | 0 | 0 | 0 | 0 | 0 | 0 | 0 | 0 | 0 | 0 | 0
Counterfactual | NSW | SNW | Black coal | 0 | -2880 | -2880 | -2880 | -4200 | -4200 | -4200 | -4200 | -4200 | -4200 | -4200 | -4200 | -4200 | -4200 | -4200 | -4200 | -4200 | -4200 | -4200 | -4200 | -4200 | -4200 | -4200 | -4200 | -4200 | -4200 | -4200 | -4200
Counterfactual | NSW | SNW | Mid-merit gas | 0 | 0 | 0 | 0 | 0 | 0 | 0 | 0 | 0 | 0 | 0 | 0 | 0 | 0 | 0 | 0 | 0 | 0 | 0 | -440 | -440 | -440 | -440 | -440 | -440 | -440 | -440 | -440
Counterfactual | NSW | SNW | Flexible gas | 0 | 0 | 0 | 0 | 0 | 0 | 0 | 0 | 0 | 0 | 0 | 0 | 0 | 0 | 0 | 0 | 0 | 0 | 0 | 0 | -185 | -185 | -185 | -185 | -185 | -185 | -185 | -185
Counterfactual | NSW | SNW | Hydro | 0 | 0 | 0 | 0 | 0 | 0 | 0 | 0 | 0 | 0 | 0 | 0 | 0 | 0 | 0 | 0 | 0 | 0 | 0 | 0 | 0 | 0 | 0 | 0 | 0 | 0 | 0 | 0
Counterfactual | NSW | SNW | Deep storage | 0 | 0 | 0 | 0 | 0 | 0 | 0 | 0 | 0 | 0 | 0 | 0 | 0 | 0 | 0 | 0 | 0 | 0 | 0 | 0 | 0 | 0 | 0 | 0 | 0 | 0 | 0 | 0
Counterfactual | NSW | SNW | Medium storage | 0 | 0 | 0 | 0 | 0 | 0 | 0 | 0 | 0 | 0 | 0 | 0 | 0 | 0 | 0 | 0 | 0 | 0 | 0 | 0 | 0 | -889.1453 | -889.1453 | -889.1453 | -895.5278 | -1411.6139 | -1411.6139 | -1411.6139
Counterfactual | NSW | SNW | Shallow storage | 0 | 0 | 0 | 0 | 0 | 0 | 0 | 0 | -72.576 | -72.576 | -72.576 | -145.152 | -195.152 | -195.152 | -195.152 | -267.728 | -267.728 | -267.728 | -267.728 | -267.728 | -340.304 | -865.304 | -937.88 | -937.88 | -937.88 | -1010.456 | -1010.456 | -1010.456
Counterfactual | NSW | SNW | Coordinated CER storage | 0 | 0 | 0 | 0 | 0 | 0 | 0 | 0 | 0 | 0 | 0 | 0 | 0 | 0 | 0 | 0 | 0 | 0 | 0 | 0 | 0 | 0 | 0 | 0 | 0 | 0 | 0 | 0
Counterfactual | QLD | NQ | Black coal | 0 | 0 | 0 | 0 | 0 | 0 | 0 | 0 | 0 | 0 | 0 | 0 | 0 | 0 | 0 | 0 | 0 | 0 | 0 | 0 | 0 | 0 | 0 | 0 | 0 | 0 | 0 | 0
Counterfactual | QLD | NQ | Mid-merit gas | 0 | 0 | 0 | 0 | 0 | 0 | 0 | 0 | 0 | 0 | 0 | 0 | 0 | 0 | 0 | 0 | 0 | 0 | 0 | 0 | 0 | 0 | -244 | -244 | -244 | -244 | -244 | -244
Counterfactual | QLD | NQ | Flexible gas | 0 | 0 | 0 | 0 | 0 | 0 | 0 | 0 | 0 | -292 | -292 | -292 | -292 | -292 | -292 | -292 | -292 | -292 | -292 | -292 | -423.5 | -423.5 | -423.5 | -423.5 | -423.5 | -423.5 | -423.5 | -423.5
Counterfactual | QLD | NQ | Hydro | 0 | 0 | 0 | 0 | 0 | 0 | 0 | 0 | 0 | 0 | 0 | 0 | 0 | -86.4 | -86.4 | -86.4 | -86.4 | -86.4 | -156.4 | -156.4 | -156.4 | -156.4 | -156.4 | -156.4 | -156.4 | -156.4 | -156.4 | -156.4
Counterfactual | QLD | NQ | Deep storage | 0 | 0 | 0 | 0 | 0 | 0 | 0 | 0 | 0 | 0 | 0 | 0 | 0 | 0 | 0 | 0 | 0 | 0 | 0 | 0 | 0 | 0 | 0 | 0 | 0 | 0 | 0 | 0
Counterfactual | QLD | NQ | Medium storage | 0 | 0 | 0 | 0 | 0 | 0 | 0 | 0 | 0 | 0 | 0 | 0 | 0 | 0 | 0 | 0 | 0 | 0 | 0 | 0 | 0 | 0 | 0 | -1.704e-05 | -2.116e-05 | -3.122e-05 | -3.122e-05 | -3.282e-05
Counterfactual | QLD | NQ | Shallow storage | 0 | 0 | 0 | 0 | 0 | 0 | 0 | 0 | 0 | 0 | 0 | 0 | 0 | 0 | 0 | 0 | 0 | 0 | 0 | 0 | 0 | 0 | -300 | -300 | -300 | -300 | -300 | -300
Counterfactual | QLD | NQ | Coordinated CER storage | 0 | 0 | 0 | 0 | 0 | 0 | 0 | 0 | 0 | 0 | 0 | 0 | 0 | 0 | 0 | 0 | 0 | 0 | 0 | 0 | 0 | 0 | 0 | 0 | 0 | 0 | 0 | 0
Counterfactual | QLD | GG | Black coal | 0 | 0 | 0 | -840 | -840 | -840 | -1400 | -1680 | -1680 | -1680 | -1680 | -1680 | -1680 | -1680 | -1680 | -1680 | -1680 | -1680 | -1680 | -1680 | -1680 | -1680 | -1680 | -1680 | -1680 | -1680 | -1680 | -1680
Counterfactual | QLD | GG | Mid-merit gas | 0 | 0 | 0 | 0 | 0 | 0 | 0 | 0 | 0 | 0 | 0 | 0 | 0 | 0 | 0 | 0 | 0 | 0 | 0 | 0 | 0 | 0 | 0 | 0 | 0 | 0 | -180 | -180
Counterfactual | QLD | GG | Flexible gas | 0 | 0 | 0 | 0 | 0 | 0 | 0 | 0 | 0 | 0 | 0 | 0 | 0 | 0 | 0 | 0 | 0 | 0 | 0 | 0 | 0 | 0 | 0 | 0 | 0 | 0 | 0 | 0
Counterfactual | QLD | GG | Hydro | 0 | 0 | 0 | 0 | 0 | 0 | 0 | 0 | 0 | 0 | 0 | 0 | 0 | 0 | 0 | 0 | 0 | 0 | 0 | 0 | 0 | 0 | 0 | 0 | 0 | 0 | 0 | 0
Counterfactual | QLD | GG | Deep storage | 0 | 0 | 0 | 0 | 0 | 0 | 0 | 0 | 0 | 0 | 0 | 0 | 0 | 0 | 0 | 0 | 0 | 0 | 0 | 0 | 0 | 0 | 0 | 0 | 0 | 0 | 0 | 0
Counterfactual | QLD | GG | Medium storage | 0 | 0 | 0 | 0 | 0 | 0 | 0 | 0 | 0 | 0 | 0 | 0 | 0 | 0 | 0 | 0 | 0 | 0 | 0 | 0 | 0 | 0 | 0 | -6.71e-06 | -6.71e-06 | -6.71e-06 | -6.71e-06 | -7.86e-06
Counterfactual | QLD | GG | Shallow storage | 0 | 0 | 0 | 0 | 0 | 0 | 0 | 0 | 0 | 0 | 0 | 0 | 0 | 0 | 0 | 0 | 0 | 0 | 0 | 0 | 0 | -400 | -400 | -400 | -400 | -400 | -400 | -400
Counterfactual | QLD | GG | Coordinated CER storage | 0 | 0 | 0 | 0 | 0 | 0 | 0 | 0 | 0 | 0 | 0 | 0 | 0 | 0 | 0 | 0 | 0 | 0 | 0 | 0 | 0 | 0 | 0 | 0 | 0 | 0 | 0 | 0
Counterfactual | QLD | CQ | Black coal | 0 | 0 | 0 | -700 | -700 | -1430 | -1430 | -1430 | -2160 | -2160 | -2160 | -2160 | -2160 | -2160 | -2160 | -2160 | -2160 | -2160 | -2160 | -2160 | -2160 | -2160 | -2160 | -2160 | -2160 | -2160 | -2160 | -3004
Counterfactual | QLD | CQ | Mid-merit gas | 0 | 0 | 0 | 0 | 0 | 0 | 0 | 0 | 0 | 0 | 0 | 0 | 0 | 0 | 0 | 0 | 0 | 0 | 0 | 0 | 0 | 0 | 0 | 0 | 0 | 0 | 0 | 0
Counterfactual | QLD | CQ | Flexible gas | 0 | 0 | 0 | 0 | 0 | 0 | 0 | 0 | 0 | 0 | -37 | -37 | -37 | -37 | -37 | -37 | -37 | -37 | -37 | -37 | -37 | -37 | -37 | -37 | -37 | -37 | -37 | -37
Counterfactual | QLD | CQ | Hydro | 0 | 0 | 0 | 0 | 0 | 0 | 0 | 0 | 0 | 0 | 0 | 0 | 0 | 0 | 0 | 0 | 0 | 0 | 0 | 0 | 0 | 0 | 0 | 0 | 0 | 0 | 0 | 0
Counterfactual | QLD | CQ | Deep storage | 0 | 0 | 0 | 0 | 0 | 0 | 0 | 0 | 0 | 0 | 0 | 0 | 0 | 0 | 0 | 0 | 0 | 0 | 0 | 0 | 0 | 0 | 0 | 0 | 0 | 0 | 0 | 0
Counterfactual | QLD | CQ | Medium storage | 0 | 0 | 0 | 0 | 0 | 0 | 0 | 0 | 0 | 0 | 0 | 0 | 0 | 0 | 0 | 0 | 0 | 0 | 0 | 0 | 0 | 0 | 0 | -7.09e-06 | -7.09e-06 | -7.09e-06 | -7.09e-06 | -7.09e-06
Counterfactual | QLD | CQ | Shallow storage | 0 | 0 | 0 | 0 | 0 | 0 | 0 | 0 | 0 | 0 | 0 | 0 | 0 | 0 | 0 | 0 | 0 | 0 | -50 | -50 | -50 | -50 | -50 | -200 | -200 | -200 | -200 | -200
Counterfactual | QLD | CQ | Coordinated CER storage | 0 | 0 | 0 | 0 | 0 | 0 | 0 | 0 | 0 | 0 | 0 | 0 | 0 | 0 | 0 | 0 | 0 | 0 | 0 | 0 | 0 | 0 | 0 | 0 | 0 | 0 | 0 | 0
Counterfactual | QLD | SQ | Black coal | 0 | 0 | 0 | 0 | 0 | 0 | -700 | -700 | -1050 | -1850 | -2594 | -2594 | -2594 | -2594 | -2594 | -2594 | -2594 | -2594 | -2594 | -2594 | -2594 | -2594 | -2594 | -2594 | -2594 | -2594 | -2594 | -3446
Counterfactual | QLD | SQ | Mid-merit gas | 0 | 0 | 0 | 0 | 0 | 0 | 0 | 0 | 0 | 0 | 0 | 0 | -385 | -385 | -385 | -529.4 | -529.4 | -529.4 | -529.4 | -529.4 | -529.4 | -1173.9 | -1173.9 | -1173.9 | -1173.9 | -1173.9 | -1173.9 | -1173.9
Counterfactual | QLD | SQ | Flexible gas | 0 | 0 | 0 | 0 | 0 | 0 | 0 | 0 | 0 | 0 | -80 | -80 | -80 | -80 | -80 | -80 | -80 | -80 | -80 | -80 | -80 | -80 | -644 | -644 | -644 | -1163 | -1509 | -1509
Counterfactual | QLD | SQ | Hydro | 0 | 0 | 0 | 0 | 0 | 0 | 0 | 0 | 0 | 0 | 0 | 0 | 0 | 0 | 0 | 0 | 0 | 0 | 0 | 0 | 0 | 0 | 0 | 0 | 0 | 0 | 0 | 0
Counterfactual | QLD | SQ | Deep storage | 0 | 0 | 0 | 0 | 0 | 0 | 0 | 0 | 0 | 0 | 0 | 0 | 0 | 0 | 0 | 0 | 0 | 0 | 0 | 0 | 0 | 0 | 0 | 0 | 0 | 0 | 0 | 0
Counterfactual | QLD | SQ | Medium storage | 0 | 0 | 0 | 0 | 0 | 0 | 0 | 0 | 0 | 0 | 0 | 0 | 0 | 0 | 0 | 0 | 0 | 0 | 0 | 0 | 0 | 0 | 0 | -7.16e-06 | -7.16e-06 | -7.16e-06 | -7.16e-06 | -8.4e-06
Counterfactual | QLD | SQ | Shallow storage | 0 | 0 | 0 | 0 | 0 | 0 | 0 | 0 | 0 | 0 | 0 | 0 | 0 | 0 | -100 | -100 | -100 | -100 | -100 | -100 | -400 | -650 | -650 | -650 | -904.8 | -904.8 | -904.8 | -1004.8
Counterfactual | QLD | SQ | Coordinated CER storage | 0 | 0 | 0 | 0 | 0 | 0 | 0 | 0 | 0 | 0 | 0 | 0 | 0 | 0 | 0 | 0 | 0 | 0 | 0 | 0 | 0 | 0 | 0 | 0 | 0 | 0 | 0 | 0
Counterfactual | VIC | VIC | Brown coal | 0 | 0 | 0 | 0 | -1450 | -1450 | -1450 | -1450 | -1450 | -3660 | -4240 | -4240 | -4240 | -4240 | -4240 | -4240 | -4240 | -4240 | -4240 | -4240 | -4240 | -4240 | -4240 | -4820 | -4820 | -4820 | -4820 | -4820
Counterfactual | VIC | VIC | Mid-merit gas | 0 | 0 | 0 | 0 | -500 | -500 | -500 | -500 | -500 | -500 | -500 | -500 | -500 | -500 | -500 | -500 | -500 | -500 | -500 | -500 | -500 | -500 | -500 | -500 | -500 | -500 | -500 | -500
Counterfactual | VIC | VIC | Flexible gas | 0 | 0 | 0 | 0 | 0 | 0 | 0 | 0 | 0 | -170 | -170 | -170 | -170 | -170 | -170 | -610 | -610 | -610 | -704 | -704 | -704 | -704 | -704 | -1288 | -1288 | -1288 | -1288 | -1288
Counterfactual | VIC | VIC | Hydro | 0 | 0 | 0 | 0 | 0 | 0 | 0 | 0 | 0 | 0 | 0 | 0 | 0 | 0 | 0 | 0 | 0 | 0 | 0 | 0 | 0 | 0 | 0 | 0 | 0 | 0 | 0 | 0
Counterfactual | VIC | VIC | Deep storage | 0 | 0 | 0 | 0 | 0 | 0 | 0 | 0 | 0 | 0 | 0 | 0 | 0 | 0 | 0 | 0 | 0 | 0 | 0 | 0 | 0 | 0 | 0 | 0 | 0 | 0 | 0 | 0
Counterfactual | VIC | VIC | Medium storage | 0 | 0 | 0 | 0 | 0 | 0 | 0 | 0 | 0 | 0 | 0 | 0 | 0 | 0 | 0 | 0 | 0 | 0 | 0 | 0 | 0 | 0 | -350 | -350 | -350 | -350 | -350 | -350
Counterfactual | VIC | VIC | Shallow storage | 0 | 0 | 0 | 0 | -7.7 | -17.3 | -17.3 | -17.3 | -17.3 | -69.13 | -69.13 | -69.13 | -69.13 | -75.73 | -80.73 | -80.73 | -80.73 | -380.73 | -380.73 | -530.73 | -730.73 | -1032.04 | -1420.5404 | -1720.5531 | -1724.7262 | -1956.03 | -2556.03 | -2940.1667
Counterfactual | VIC | VIC | Coordinated CER storage | 0 | 0 | 0 | 0 | 0 | 0 | 0 | 0 | 0 | 0 | 0 | 0 | 0 | 0 | 0 | 0 | 0 | 0 | 0 | 0 | 0 | 0 | 0 | 0 | 0 | 0 | 0 | 0
Counterfactual | SA | CSA | Mid-merit gas | 0 | 0 | -980 | -980 | -980 | -980 | -980 | -980 | -980 | -980 | -980 | -980 | -980 | -1509 | -1509 | -1509 | -1509 | -1509 | -1509 | -1509 | -1509 | -1509 | -1509 | -1509 | -1509 | -1509 | -1509 | -1509
Counterfactual | SA | CSA | Flexible gas | 0 | 0 | 0 | -73.5 | -73.5 | -73.5 | -319.5 | -319.5 | -559.16 | -559.16 | -559.16 | -559.16 | -559.16 | -559.16 | -559.16 | -559.16 | -559.16 | -559.16 | -559.16 | -559.16 | -897.16 | -1020.36 | -1174.36 | -1174.36 | -1174.36 | -1174.36 | -1211.56 | -1211.56
Counterfactual | SA | CSA | Hydro | 0 | 0 | 0 | 0 | 0 | 0 | 0 | 0 | 0 | 0 | 0 | 0 | 0 | 0 | 0 | 0 | 0 | 0 | 0 | 0 | 0 | 0 | 0 | 0 | 0 | 0 | 0 | 0
Counterfactual | SA | CSA | Deep storage | 0 | 0 | 0 | 0 | 0 | 0 | 0 | 0 | 0 | 0 | 0 | 0 | 0 | 0 | 0 | 0 | 0 | 0 | 0 | 0 | 0 | 0 | 0 | 0 | 0 | 0 | 0 | 0
Counterfactual | SA | CSA | Medium storage | 0 | 0 | 0 | 0 | 0 | 0 | 0 | 0 | 0 | 0 | 0 | 0 | 0 | 0 | 0 | 0 | 0 | 0 | 0 | 0 | 0 | 0 | 0 | 0 | -8.51e-06 | -3.193e-05 | -3.193e-05 | -3.482e-05
Counterfactual | SA | CSA | Shallow storage | 0 | 0 | 0 | 0 | 0 | -6.02 | -36.02 | -36.02 | -36.02 | -36.02 | -36.02 | -36.02 | -36.02 | -36.02 | -36.02 | -36.02 | -36.02 | -48.02 | -48.02 | -304.74 | -498.72 | -660.72 | -1136.8588 | -1836.3059 | -1877.8059 | -1988.8059 | -1988.8059 | -1988.8059
Counterfactual | SA | CSA | Coordinated CER storage | 0 | 0 | 0 | 0 | 0 | 0 | 0 | 0 | 0 | 0 | 0 | 0 | 0 | 0 | 0 | 0 | 0 | 0 | 0 | 0 | 0 | 0 | 0 | 0 | 0 | 0 | 0 | 0
Counterfactual | SA | SESA | Mid-merit gas | 0 | 0 | 0 | 0 | 0 | 0 | 0 | 0 | 0 | 0 | 0 | 0 | 0 | 0 | 0 | 0 | 0 | 0 | 0 | 0 | 0 | 0 | 0 | 0 | 0 | 0 | 0 | 0
Counterfactual | SA | SESA | Flexible gas | 0 | 0 | 0 | -63 | -63 | -63 | -63 | -63 | -63 | -63 | -63 | -143 | -143 | -143 | -143 | -143 | -143 | -143 | -143 | -143 | -143 | -143 | -143 | -143 | -143 | -143 | -143 | -143
Counterfactual | SA | SESA | Hydro | 0 | 0 | 0 | 0 | 0 | 0 | 0 | 0 | 0 | 0 | 0 | 0 | 0 | 0 | 0 | 0 | 0 | 0 | 0 | 0 | 0 | 0 | 0 | 0 | 0 | 0 | 0 | 0
Counterfactual | SA | SESA | Deep storage | 0 | 0 | 0 | 0 | 0 | 0 | 0 | 0 | 0 | 0 | 0 | 0 | 0 | 0 | 0 | 0 | 0 | 0 | 0 | 0 | 0 | 0 | 0 | 0 | 0 | 0 | 0 | 0
Counterfactual | SA | SESA | Medium storage | 0 | 0 | 0 | 0 | 0 | 0 | 0 | 0 | 0 | 0 | 0 | 0 | 0 | 0 | 0 | 0 | 0 | 0 | 0 | 0 | 0 | 0 | 0 | 0 | -2.44e-06 | -7.78e-06 | -7.78e-06 | -9.09e-06
Counterfactual | SA | SESA | Shallow storage | 0 | 0 | 0 | 0 | 0 | 0 | 0 | 0 | 0 | 0 | -25 | -25 | -25 | -25 | -25 | -25 | -25 | -25 | -25 | -25 | -25 | -25 | -25 | -25 | -25 | -25 | -25 | -25
Counterfactual | SA | SESA | Coordinated CER storage | 0 | 0 | 0 | 0 | 0 | 0 | 0 | 0 | 0 | 0 | 0 | 0 | 0 | 0 | 0 | 0 | 0 | 0 | 0 | 0 | 0 | 0 | 0 | 0 | 0 | 0 | 0 | 0
Counterfactual | TAS | TAS | Mid-merit gas | 0 | 0 | 0 | -208 | -208 | -208 | -208 | -208 | -208 | -208 | -208 | -208 | -208 | -208 | -208 | -208 | -208 | -208 | -208 | -208 | -208 | -208 | -208 | -208 | -208 | -208 | -208 | -208
Counterfactual | TAS | TAS | Flexible gas | 0 | 0 | 0 | 0 | 0 | 0 | 0 | 0 | 0 | 0 | 0 | 0 | 0 | 0 | 0 | 0 | -120 | -120 | -120 | -120 | -120 | -120 | -120 | -120 | -120 | -120 | -178 | -178
Counterfactual | TAS | TAS | Hydro | 0 | 0 | 0 | 0 | 0 | 0 | 0 | 0 | 0 | 0 | 0 | 0 | 0 | 0 | 0 | 0 | 0 | 0 | 0 | 0 | 0 | 0 | 0 | 0 | 0 | 0 | 0 | 0
Counterfactual | TAS | TAS | Deep storage | 0 | 0 | 0 | 0 | 0 | 0 | 0 | 0 | 0 | 0 | 0 | 0 | 0 | 0 | 0 | 0 | 0 | 0 | 0 | 0 | 0 | 0 | 0 | 0 | 0 | 0 | 0 | 0
Counterfactual | TAS | TAS | Medium storage | 0 | 0 | 0 | 0 | 0 | 0 | 0 | 0 | 0 | 0 | 0 | 0 | 0 | 0 | 0 | 0 | 0 | 0 | 0 | 0 | 0 | 0 | 0 | -1.463e-05 | -1.515e-05 | -1.734e-05 | -1.734e-05 | -1.734e-05
Counterfactual | TAS | TAS | Shallow storage | 0 | 0 | 0 | 0 | 0 | 0 | 0 | 0 | 0 | 0 | 0 | 0 | 0 | 0 | 0 | 0 | 0 | 0 | 0 | 0 | 0 | 0 | 0 | 0 | 0 | 0 | 0 | 0
Counterfactual | TAS | TAS | Coordinated CER storage | 0 | 0 | 0 | 0 | 0 | 0 | 0 | 0 | 0 | 0 | 0 | 0 | 0 | 0 | 0 | 0 | 0 | 0 | 0 | 0 | 0 | 0 | 0 | 0 | 0 | 0 | 0 | 0

## Electrolyzer Capacity (hidden)
Electrolyzer Capacity (MW)
Capacity calculated on 1 July. For storage depth classifications, please refer to the 2024 Final ISP report.
CDP | Region | subregions | Type | Technology | 2024-25 | 2025-26 | 2026-27 | 2027-28 | 2028-29 | 2029-30 | 2030-31 | 2031-32 | 2032-33 | 2033-34 | 2034-35 | 2035-36 | 2036-37 | 2037-38 | 2038-39 | 2039-40 | 2040-41 | 2041-42 | 2042-43 | 2043-44 | 2044-45 | 2045-46 | 2046-47 | 2047-48 | 2048-49 | 2049-50 | 2050-51 | 2051-52
CDP1 | NSW | NNSW | Domestic | Fixed domestic | 0 | 0 | 0 | 0 | 0 | 0 | 0 | 0 | 0 | 0 | 0 | 0 | 0 | 0 | 0 | 0 | 0 | 0 | 0 | 0 | 0 | 0 | 0 | 0 | 0 | 0 | 0 | 0
CDP1 | NSW | NNSW | Domestic | Flexible domestic | 0 | 0 | 0 | 0 | 0 | 0 | 0 | 0 | 0 | 0 | 0 | 0 | 0 | 0 | 0 | 0 | 0 | 0 | 0 | 0 | 0 | 0 | 0 | 0 | 0 | 0 | 0 | 0
CDP1 | NSW | NNSW | Export | Fixed export | 0 | 0 | 0 | 0 | 0 | 0 | 0 | 0 | 0 | 0 | 0 | 0 | 0 | 0 | 0 | 0 | 0 | 0 | 0 | 0 | 0 | 0 | 0 | 0 | 0 | 0 | 0 | 0
CDP1 | NSW | NNSW | Export | Flexible export | 0 | 0 | 0 | 0 | 0 | 0 | 0 | 0 | 0 | 0 | 0 | 0 | 0 | 0 | 0 | 0 | 0 | 0 | 0 | 0 | 0 | 0 | 0 | 0 | 0 | 0 | 0 | 0
CDP1 | NSW | NNSW | Export | Fixed green steel and ammonia | 0 | 0 | 0 | 0 | 0 | 0 | 0 | 0 | 0 | 0 | 0 | 0 | 0 | 0 | 0 | 0 | 0 | 0 | 0 | 0 | 0 | 0 | 0 | 0 | 0 | 0 | 0 | 0
CDP1 | NSW | CNSW | Domestic | Fixed domestic | 0 | 0 | 0 | 0 | 0 | 0 | 0 | 0 | 0 | 0 | 0 | 0 | 0 | 0 | 0 | 0 | 0 | 0 | 0 | 0 | 0 | 0 | 0 | 0 | 0 | 0 | 0 | 0
CDP1 | NSW | CNSW | Domestic | Flexible domestic | 0 | 0 | 0 | 0 | 0 | 0 | 0 | 0 | 0 | 0 | 0 | 0 | 0 | 0 | 0 | 0 | 0 | 0 | 0 | 0 | 0 | 0 | 0 | 0 | 0 | 0 | 0 | 0
CDP1 | NSW | CNSW | Export | Fixed export | 0 | 0 | 0 | 0 | 0 | 0 | 0 | 0 | 0 | 0 | 0 | 0 | 0 | 0 | 0 | 0 | 0 | 0 | 0 | 0 | 0 | 0 | 0 | 0 | 0 | 0 | 0 | 0
CDP1 | NSW | CNSW | Export | Flexible export | 0 | 0 | 0 | 0 | 0 | 0 | 0 | 0 | 0 | 0 | 0 | 0 | 0 | 0 | 0 | 0 | 0 | 0 | 0 | 0 | 0 | 0 | 0 | 0 | 0 | 0 | 0 | 0
CDP1 | NSW | CNSW | Export | Fixed green steel and ammonia | 0 | 0 | 0 | 0 | 0 | 0 | 0 | 0 | 0 | 0 | 0 | 0 | 0 | 0 | 0 | 0 | 0 | 0 | 0 | 0 | 0 | 0 | 0 | 0 | 0 | 0 | 0 | 0
CDP1 | NSW | SNSW | Domestic | Fixed domestic | 0.15156 | 0.36362 | 0.72014 | 1.2518 | 3.1041 | 3.1041 | 3.1041 | 3.1041 | 3.1041 | 3.1545 | 3.1545 | 4.3389 | 4.3389 | 4.5872 | 4.5872 | 4.5872 | 4.5872 | 4.5872 | 4.5872 | 6.2551 | 6.2551 | 6.3139 | 6.3626 | 6.3626 | 12.23 | 23.5836 | 23.8502 | 23.4937
CDP1 | NSW | SNSW | Domestic | Flexible domestic | 3.3679 | 8.0803 | 16.003 | 27.8174 | 68.9802 | 68.9802 | 68.9802 | 68.9802 | 68.9802 | 70.1002 | 70.1002 | 96.4211 | 96.4211 | 101.9367 | 101.9367 | 101.9367 | 101.9367 | 101.9367 | 101.9367 | 139.0033 | 139.0033 | 140.3094 | 141.3902 | 141.3902 | 271.7772 | 524.0802 | 530.0041 | 522.0814
CDP1 | NSW | SNSW | Export | Fixed export | 0 | 0 | 0 | 0 | 0 | 0 | 0 | 0 | 0 | 0 | 0 | 0 | 0 | 0 | 0 | 0 | 0 | 0 | 0 | 0 | 0 | 0 | 0 | 0 | 0 | 0 | 0 | 0
CDP1 | NSW | SNSW | Export | Flexible export | 0 | 0 | 0 | 0 | 0 | 0 | 0 | 0 | 0 | 0 | 0 | 0 | 0 | 0 | 0 | 0 | 0 | 0 | 0 | 0 | 0 | 0 | 0 | 0 | 0 | 0 | 0 | 0
CDP1 | NSW | SNSW | Export | Fixed green steel and ammonia | 0 | 0 | 0 | 0 | 0 | 0 | 0 | 0 | 0 | 0 | 0 | 0 | 0 | 0 | 0 | 0 | 0 | 0 | 0 | 0 | 0 | 0 | 0 | 0 | 0 | 0 | 0 | 0
CDP1 | NSW | SNW | Domestic | Fixed domestic | 0.76584 | 1.8554 | 3.6736 | 6.3972 | 14.773 | 14.773 | 14.773 | 14.773 | 14.773 | 16.5781 | 16.69 | 25.5639 | 25.5639 | 27.0823 | 27.0823 | 27.0823 | 27.0823 | 27.0823 | 27.0823 | 32.2124 | 32.2124 | 32.4885 | 33.6442 | 39.3809 | 63.583 | 119.1284 | 122.8149 | 120.9967
CDP1 | NSW | SNW | Domestic | Flexible domestic | 17.0187 | 41.2316 | 81.636 | 142.1608 | 328.2883 | 328.2883 | 328.2883 | 328.2883 | 328.2883 | 368.4029 | 370.8883 | 568.087 | 568.087 | 601.8299 | 601.8299 | 601.8299 | 601.8299 | 601.8299 | 601.8299 | 715.8322 | 715.8322 | 721.9669 | 747.6492 | 875.1317 | 1412.9556 | 2647.2979 | 2729.221 | 2688.8166
CDP1 | NSW | SNW | Export | Fixed export | 0 | 0 | 0 | 0 | 0 | 0 | 0 | 0 | 0 | 0 | 0 | 0 | 0 | 0 | 0 | 0 | 0 | 0 | 0 | 0 | 0 | 0 | 0 | 0 | 0 | 0 | 0 | 0
CDP1 | NSW | SNW | Export | Flexible export | 0 | 0 | 0 | 0 | 0 | 0 | 0 | 0 | 0 | 0 | 0 | 0 | 0 | 0 | 0 | 0 | 0 | 0 | 0 | 0 | 0 | 0 | 0 | 0 | 0 | 0 | 0 | 0
CDP1 | NSW | SNW | Export | Fixed green steel and ammonia | 0 | 0 | 0 | 0 | 0 | 0 | 0 | 0 | 0 | 0 | 0 | 0 | 0 | 0 | 0 | 0 | 0 | 0 | 0 | 0 | 0 | 0 | 0 | 0 | 0 | 0 | 0 | 0
CDP1 | QLD | NQ | Domestic | Fixed domestic | 0 | 0 | 0 | 0 | 0 | 0 | 0 | 0 | 0 | 0 | 0 | 0 | 0 | 0 | 0 | 0 | 0 | 0 | 0 | 0 | 0 | 0 | 0 | 0 | 0 | 0 | 0 | 0
CDP1 | QLD | NQ | Domestic | Flexible domestic | 0 | 0 | 0 | 0 | 0 | 0 | 0 | 0 | 0 | 0 | 0 | 0 | 0 | 0 | 0 | 0 | 0 | 0 | 0 | 0 | 0 | 0 | 0 | 0 | 0 | 0 | 0 | 0
CDP1 | QLD | NQ | Export | Fixed export | 0 | 0 | 0 | 0 | 0 | 0 | 0 | 0 | 0 | 0 | 0 | 0 | 0 | 0 | 0 | 0 | 0 | 0 | 0 | 0 | 0 | 0 | 0 | 0 | 0 | 0 | 0 | 0
CDP1 | QLD | NQ | Export | Flexible export | 0 | 0 | 0 | 0 | 0 | 0 | 0 | 0 | 0 | 0 | 0 | 0 | 0 | 0 | 0 | 0 | 0 | 0 | 0 | 0 | 0 | 0 | 0 | 0 | 0 | 0 | 0 | 0
CDP1 | QLD | NQ | Export | Fixed green steel and ammonia | 0 | 0 | 0 | 0 | 0 | 0 | 0 | 0 | 0 | 0 | 0 | 0 | 0 | 0 | 0 | 0 | 0 | 0 | 0 | 0 | 0 | 0 | 0 | 0 | 0 | 0 | 0 | 0
CDP1 | QLD | CQ | Domestic | Fixed domestic | 0.065464 | 0.071197 | 0.071197 | 0.071197 | 1.9483 | 7.3036 | 7.3036 | 7.3036 | 7.8907 | 8.7126 | 11.0201 | 11.0201 | 11.0201 | 11.8364 | 12.5651 | 12.5651 | 12.5651 | 12.5651 | 12.5651 | 16.3628 | 16.3628 | 18.1606 | 18.1606 | 18.1606 | 21.8045 | 21.7391 | 22.9223 | 29.498
CDP1 | QLD | CQ | Domestic | Flexible domestic | 1.4548 | 1.5822 | 1.5822 | 1.5822 | 43.2952 | 162.3022 | 162.3022 | 162.3022 | 175.3483 | 193.6136 | 244.8914 | 244.8914 | 244.8914 | 263.0304 | 279.2252 | 279.2252 | 279.2252 | 279.2252 | 279.2252 | 363.6173 | 363.6173 | 403.5679 | 403.5679 | 403.5679 | 484.5452 | 483.0905 | 509.3837 | 655.5115
CDP1 | QLD | CQ | Export | Fixed export | 0 | 0 | 0 | 0 | 0 | 0 | 0 | 0 | 0 | 0 | 0 | 0 | 0 | 0 | 0 | 0 | 0 | 0 | 0 | 0 | 0 | 0 | 0 | 0 | 0 | 0 | 0 | 0
CDP1 | QLD | CQ | Export | Flexible export | 0 | 0 | 0 | 0 | 0 | 0 | 0 | 0 | 0 | 0 | 0 | 0 | 0 | 0 | 0 | 0 | 0 | 0 | 0 | 0 | 0 | 0 | 0 | 0 | 0 | 0 | 0 | 0
CDP1 | QLD | CQ | Export | Fixed green steel and ammonia | 0 | 0 | 0 | 0 | 0 | 0 | 0 | 0 | 0 | 0 | 0 | 0 | 0 | 0 | 0 | 0 | 0 | 0 | 0 | 0 | 0 | 0 | 0 | 0 | 0 | 0 | 0 | 0
CDP1 | QLD | SQ | Domestic | Fixed domestic | 0.034787 | 0.034787 | 0.034787 | 0.034787 | 0.78682 | 3.3635 | 3.3635 | 6.4338 | 9.8225 | 11.9186 | 17.963 | 18.2015 | 18.349 | 18.349 | 19.3494 | 20.2653 | 21.118 | 21.118 | 21.118 | 29.1641 | 29.1641 | 30.1379 | 30.1379 | 30.1379 | 32.7142 | 32.6794 | 36.0043 | 46.363
CDP1 | QLD | SQ | Domestic | Flexible domestic | 0.77305 | 0.77305 | 0.77305 | 0.77305 | 17.4849 | 74.7437 | 74.7437 | 142.974 | 218.2773 | 264.8576 | 399.1776 | 404.4774 | 407.7552 | 407.7552 | 429.9861 | 450.3408 | 469.2882 | 469.2882 | 469.2882 | 648.0905 | 648.0905 | 669.7319 | 669.7319 | 669.7319 | 726.9822 | 726.2091 | 800.095 | 1030.2885
CDP1 | QLD | SQ | Export | Fixed export | 0 | 0 | 0 | 0 | 0 | 0 | 0 | 0 | 0 | 0 | 0 | 0 | 0 | 0 | 0 | 0 | 0 | 0 | 0 | 0 | 0 | 0 | 0 | 0 | 0 | 0 | 0 | 0
CDP1 | QLD | SQ | Export | Flexible export | 0 | 0 | 0 | 0 | 0 | 0 | 0 | 0 | 0 | 0 | 0 | 0 | 0 | 0 | 0 | 0 | 0 | 0 | 0 | 0 | 0 | 0 | 0 | 0 | 0 | 0 | 0 | 0
CDP1 | QLD | SQ | Export | Fixed green steel and ammonia | 0 | 0 | 0 | 0 | 0 | 0 | 0 | 0 | 0 | 0 | 0 | 0 | 0 | 0 | 0 | 0 | 0 | 0 | 0 | 0 | 0 | 0 | 0 | 0 | 0 | 0 | 0 | 0
CDP1 | VIC | VIC | Domestic | Fixed domestic | 0.29194 | 0.46013 | 0.46013 | 0.46013 | 5.7579 | 15.8804 | 15.8804 | 23.3194 | 48.0507 | 48.0507 | 55.8514 | 62.5307 | 62.5307 | 65.789 | 65.789 | 65.789 | 65.789 | 65.789 | 65.789 | 68.181 | 68.181 | 68.181 | 77.4086 | 77.4086 | 77.4086 | 94.3559 | 94.1877 | 98.8028
CDP1 | VIC | VIC | Domestic | Flexible domestic | 6.4875 | 10.2251 | 10.2251 | 10.2251 | 127.9542 | 352.8968 | 352.8968 | 518.2089 | 1067.7943 | 1067.7943 | 1241.143 | 1389.5718 | 1389.5718 | 1461.9779 | 1461.9779 | 1461.9779 | 1461.9779 | 1461.9779 | 1461.9779 | 1515.1336 | 1515.1336 | 1515.1336 | 1720.1903 | 1720.1903 | 1720.1903 | 2096.7987 | 2093.0611 | 2195.6187
CDP1 | VIC | VIC | Export | Fixed export | 0 | 0 | 0 | 0 | 0 | 0 | 0 | 0 | 0 | 0 | 0 | 0 | 0 | 0 | 0 | 0 | 0 | 0 | 0 | 0 | 0 | 0 | 0 | 0 | 0 | 0 | 0 | 0
CDP1 | VIC | VIC | Export | Flexible export | 0 | 0 | 0 | 0 | 0 | 0 | 0 | 0 | 0 | 0 | 0 | 0 | 0 | 0 | 0 | 0 | 0 | 0 | 0 | 0 | 0 | 0 | 0 | 0 | 0 | 0 | 0 | 0
CDP1 | VIC | VIC | Export | Fixed green steel and ammonia | 0 | 0 | 0 | 0 | 0 | 0 | 0 | 0 | 0 | 0 | 0 | 0 | 0 | 0 | 0 | 0 | 0 | 0 | 0 | 0 | 0 | 0 | 0 | 0 | 0 | 0 | 0 | 0
CDP1 | SA | CSA | Domestic | Fixed domestic | 0.0026558 | 2.8152 | 8.4402 | 11.2527 | 11.2531 | 11.2531 | 11.2531 | 11.2531 | 11.2531 | 11.2531 | 11.2532 | 11.2537 | 11.2537 | 11.2541 | 11.2541 | 11.2541 | 11.2541 | 11.2541 | 12.5168 | 13.3338 | 13.3338 | 14.1826 | 14.1936 | 14.1936 | 14.8675 | 19.129 | 19.129 | 19.6295
CDP1 | SA | CSA | Domestic | Flexible domestic | 0.059018 | 62.559 | 187.559 | 250.059 | 250.0692 | 250.0692 | 250.0692 | 250.0692 | 250.0692 | 250.0692 | 250.0707 | 250.0833 | 250.0833 | 250.0921 | 250.0921 | 250.0921 | 250.0921 | 250.0921 | 278.1505 | 296.3062 | 296.3062 | 315.1689 | 315.4138 | 315.4138 | 330.3885 | 425.0884 | 425.0884 | 436.2103
CDP1 | SA | CSA | Export | Fixed export | 0 | 0 | 0 | 0 | 0 | 0 | 0 | 0 | 0 | 0 | 0 | 0 | 0 | 0 | 0 | 0 | 0 | 0 | 0 | 0 | 0 | 0 | 0 | 0 | 0 | 0 | 0 | 0
CDP1 | SA | CSA | Export | Flexible export | 0 | 0 | 0 | 0 | 0 | 0 | 0 | 0 | 0 | 0 | 0 | 0 | 0 | 0 | 0 | 0 | 0 | 0 | 0 | 0 | 0 | 0 | 0 | 0 | 0 | 0 | 0 | 0
CDP1 | SA | CSA | Export | Fixed green steel and ammonia | 0 | 0 | 0 | 0 | 0 | 0 | 0 | 0 | 0 | 0 | 0 | 0 | 0 | 0 | 0 | 0 | 0 | 0 | 0 | 0 | 0 | 0 | 0 | 0 | 0 | 0 | 0 | 0
CDP1 | SA | SESA | Domestic | Fixed domestic | 0.0070066 | 0.30441 | 0.88098 | 1.1219 | 1.2249 | 1.2249 | 1.2249 | 1.2249 | 1.5134 | 1.5927 | 1.73 | 1.852 | 1.852 | 2.1041 | 2.1041 | 2.1041 | 2.1041 | 2.1041 | 2.1041 | 2.7989 | 2.7989 | 2.7989 | 2.7989 | 2.7989 | 2.7989 | 4.3628 | 4.0654 | 4.3698
CDP1 | SA | SESA | Domestic | Flexible domestic | 0.1557 | 6.7648 | 19.5773 | 24.9307 | 27.2198 | 27.2198 | 27.2198 | 27.2198 | 33.6304 | 35.3932 | 38.4454 | 41.1556 | 41.1556 | 46.7573 | 46.7573 | 46.7573 | 46.7573 | 46.7573 | 46.7573 | 62.1976 | 62.1976 | 62.1976 | 62.1976 | 62.1976 | 62.1976 | 96.9503 | 90.3412 | 97.1069
CDP1 | SA | SESA | Export | Fixed export | 0 | 0 | 0 | 0 | 0 | 0 | 0 | 0 | 0 | 0 | 0 | 0 | 0 | 0 | 0 | 0 | 0 | 0 | 0 | 0 | 0 | 0 | 0 | 0 | 0 | 0 | 0 | 0
CDP1 | SA | SESA | Export | Flexible export | 0 | 0 | 0 | 0 | 0 | 0 | 0 | 0 | 0 | 0 | 0 | 0 | 0 | 0 | 0 | 0 | 0 | 0 | 0 | 0 | 0 | 0 | 0 | 0 | 0 | 0 | 0 | 0
CDP1 | SA | SESA | Export | Fixed green steel and ammonia | 0 | 0 | 0 | 0 | 0 | 0 | 0 | 0 | 0 | 0 | 0 | 0 | 0 | 0 | 0 | 0 | 0 | 0 | 0 | 0 | 0 | 0 | 0 | 0 | 0 | 0 | 0 | 0
CDP1 | TAS | TAS | Domestic | Fixed domestic | 0 | 0 | 0 | 0 | 0.034314 | 0.14103 | 0.29408 | 0.38245 | 0.54485 | 0.54485 | 0.56136 | 0.67051 | 0.67051 | 1.114 | 1.114 | 1.114 | 1.6055 | 1.6055 | 1.6055 | 1.6055 | 1.6055 | 1.6055 | 1.8262 | 1.8262 | 1.8262 | 1.8383 | 1.8383 | 1.8419
CDP1 | TAS | TAS | Domestic | Flexible domestic | 0 | 0 | 0 | 0 | 0.76253 | 3.134 | 6.5352 | 8.4989 | 12.1079 | 12.1079 | 12.4747 | 14.9002 | 14.9002 | 24.7553 | 24.7553 | 24.7553 | 35.6772 | 35.6772 | 35.6772 | 35.6772 | 35.6772 | 35.6772 | 40.5822 | 40.5822 | 40.5822 | 40.8513 | 40.8513 | 40.9301
CDP1 | TAS | TAS | Export | Fixed export | 0 | 0 | 0 | 0 | 0 | 0 | 0 | 0 | 0 | 0 | 0 | 0 | 0 | 0 | 0 | 0 | 0 | 0 | 0 | 0 | 0 | 0 | 0 | 0 | 0 | 0 | 0 | 0
CDP1 | TAS | TAS | Export | Flexible export | 0 | 0 | 0 | 0 | 0 | 0 | 0 | 0 | 0 | 0 | 0 | 0 | 0 | 0 | 0 | 0 | 0 | 0 | 0 | 0 | 0 | 0 | 0 | 0 | 0 | 0 | 0 | 0
CDP1 | TAS | TAS | Export | Fixed green steel and ammonia | 0 | 0 | 0 | 0 | 0 | 0 | 0 | 0 | 0 | 0 | 0 | 0 | 0 | 0 | 0 | 0 | 0 | 0 | 0 | 0 | 0 | 0 | 0 | 0 | 0 | 0 | 0 | 0
CDP2 | NSW | NNSW | Domestic | Fixed domestic | 0 | 0 | 0 | 0 | 0 | 0 | 0 | 0 | 0 | 0 | 0 | 0 | 0 | 0 | 0 | 0 | 0 | 0 | 0 | 0 | 0 | 0 | 0 | 0 | 0 | 0 | 0 | 0
CDP2 | NSW | NNSW | Domestic | Flexible domestic | 0 | 0 | 0 | 0 | 0 | 0 | 0 | 0 | 0 | 0 | 0 | 0 | 0 | 0 | 0 | 0 | 0 | 0 | 0 | 0 | 0 | 0 | 0 | 0 | 0 | 0 | 0 | 0
CDP2 | NSW | NNSW | Export | Fixed export | 0 | 0 | 0 | 0 | 0 | 0 | 0 | 0 | 0 | 0 | 0 | 0 | 0 | 0 | 0 | 0 | 0 | 0 | 0 | 0 | 0 | 0 | 0 | 0 | 0 | 0 | 0 | 0
CDP2 | NSW | NNSW | Export | Flexible export | 0 | 0 | 0 | 0 | 0 | 0 | 0 | 0 | 0 | 0 | 0 | 0 | 0 | 0 | 0 | 0 | 0 | 0 | 0 | 0 | 0 | 0 | 0 | 0 | 0 | 0 | 0 | 0
CDP2 | NSW | NNSW | Export | Fixed green steel and ammonia | 0 | 0 | 0 | 0 | 0 | 0 | 0 | 0 | 0 | 0 | 0 | 0 | 0 | 0 | 0 | 0 | 0 | 0 | 0 | 0 | 0 | 0 | 0 | 0 | 0 | 0 | 0 | 0
CDP2 | NSW | CNSW | Domestic | Fixed domestic | 0 | 0 | 0 | 0 | 0 | 0 | 0 | 0 | 0 | 0 | 0 | 0 | 0 | 0 | 0 | 0 | 0 | 0 | 0 | 0 | 0 | 0 | 0 | 0 | 0 | 0 | 0 | 0
CDP2 | NSW | CNSW | Domestic | Flexible domestic | 0 | 0 | 0 | 0 | 0 | 0 | 0 | 0 | 0 | 0 | 0 | 0 | 0 | 0 | 0 | 0 | 0 | 0 | 0 | 0 | 0 | 0 | 0 | 0 | 0 | 0 | 0 | 0
CDP2 | NSW | CNSW | Export | Fixed export | 0 | 0 | 0 | 0 | 0 | 0 | 0 | 0 | 0 | 0 | 0 | 0 | 0 | 0 | 0 | 0 | 0 | 0 | 0 | 0 | 0 | 0 | 0 | 0 | 0 | 0 | 0 | 0
CDP2 | NSW | CNSW | Export | Flexible export | 0 | 0 | 0 | 0 | 0 | 0 | 0 | 0 | 0 | 0 | 0 | 0 | 0 | 0 | 0 | 0 | 0 | 0 | 0 | 0 | 0 | 0 | 0 | 0 | 0 | 0 | 0 | 0
CDP2 | NSW | CNSW | Export | Fixed green steel and ammonia | 0 | 0 | 0 | 0 | 0 | 0 | 0 | 0 | 0 | 0 | 0 | 0 | 0 | 0 | 0 | 0 | 0 | 0 | 0 | 0 | 0 | 0 | 0 | 0 | 0 | 0 | 0 | 0
CDP2 | NSW | SNSW | Domestic | Fixed domestic | 0.15156 | 0.36362 | 0.72014 | 1.2518 | 3.1041 | 3.1041 | 3.1041 | 3.1041 | 3.1041 | 3.1545 | 3.1545 | 4.3389 | 4.3389 | 4.5872 | 4.5872 | 4.5872 | 4.5872 | 4.5872 | 4.5872 | 6.2551 | 6.2551 | 6.3139 | 6.3626 | 6.3626 | 12.23 | 23.5836 | 23.8502 | 23.4937
CDP2 | NSW | SNSW | Domestic | Flexible domestic | 3.3679 | 8.0803 | 16.003 | 27.8174 | 68.9802 | 68.9802 | 68.9802 | 68.9802 | 68.9802 | 70.1002 | 70.1002 | 96.4211 | 96.4211 | 101.9367 | 101.9367 | 101.9367 | 101.9367 | 101.9367 | 101.9367 | 139.0033 | 139.0033 | 140.3094 | 141.3902 | 141.3902 | 271.7772 | 524.0802 | 530.0041 | 522.0814
CDP2 | NSW | SNSW | Export | Fixed export | 0 | 0 | 0 | 0 | 0 | 0 | 0 | 0 | 0 | 0 | 0 | 0 | 0 | 0 | 0 | 0 | 0 | 0 | 0 | 0 | 0 | 0 | 0 | 0 | 0 | 0 | 0 | 0
CDP2 | NSW | SNSW | Export | Flexible export | 0 | 0 | 0 | 0 | 0 | 0 | 0 | 0 | 0 | 0 | 0 | 0 | 0 | 0 | 0 | 0 | 0 | 0 | 0 | 0 | 0 | 0 | 0 | 0 | 0 | 0 | 0 | 0
CDP2 | NSW | SNSW | Export | Fixed green steel and ammonia | 0 | 0 | 0 | 0 | 0 | 0 | 0 | 0 | 0 | 0 | 0 | 0 | 0 | 0 | 0 | 0 | 0 | 0 | 0 | 0 | 0 | 0 | 0 | 0 | 0 | 0 | 0 | 0
CDP2 | NSW | SNW | Domestic | Fixed domestic | 0.76584 | 1.8554 | 3.6736 | 6.3972 | 14.773 | 14.773 | 14.773 | 14.773 | 14.773 | 16.5781 | 16.69 | 25.5639 | 25.5639 | 27.0823 | 27.0823 | 27.0823 | 27.0823 | 27.0823 | 27.0823 | 32.2124 | 32.2124 | 32.4885 | 33.6442 | 39.3809 | 63.583 | 119.1284 | 122.8149 | 120.9967
CDP2 | NSW | SNW | Domestic | Flexible domestic | 17.0187 | 41.2316 | 81.636 | 142.1608 | 328.2883 | 328.2883 | 328.2883 | 328.2883 | 328.2883 | 368.4029 | 370.8883 | 568.087 | 568.087 | 601.8299 | 601.8299 | 601.8299 | 601.8299 | 601.8299 | 601.8299 | 715.8322 | 715.8322 | 721.9669 | 747.6492 | 875.1317 | 1412.9556 | 2647.2979 | 2729.221 | 2688.8166
CDP2 | NSW | SNW | Export | Fixed export | 0 | 0 | 0 | 0 | 0 | 0 | 0 | 0 | 0 | 0 | 0 | 0 | 0 | 0 | 0 | 0 | 0 | 0 | 0 | 0 | 0 | 0 | 0 | 0 | 0 | 0 | 0 | 0
CDP2 | NSW | SNW | Export | Flexible export | 0 | 0 | 0 | 0 | 0 | 0 | 0 | 0 | 0 | 0 | 0 | 0 | 0 | 0 | 0 | 0 | 0 | 0 | 0 | 0 | 0 | 0 | 0 | 0 | 0 | 0 | 0 | 0
CDP2 | NSW | SNW | Export | Fixed green steel and ammonia | 0 | 0 | 0 | 0 | 0 | 0 | 0 | 0 | 0 | 0 | 0 | 0 | 0 | 0 | 0 | 0 | 0 | 0 | 0 | 0 | 0 | 0 | 0 | 0 | 0 | 0 | 0 | 0
CDP2 | QLD | NQ | Domestic | Fixed domestic | 0 | 0 | 0 | 0 | 0 | 0 | 0 | 0 | 0 | 0 | 0 | 0 | 0 | 0 | 0 | 0 | 0 | 0 | 0 | 0 | 0 | 0 | 0 | 0 | 0 | 0 | 0 | 0
CDP2 | QLD | NQ | Domestic | Flexible domestic | 0 | 0 | 0 | 0 | 0 | 0 | 0 | 0 | 0 | 0 | 0 | 0 | 0 | 0 | 0 | 0 | 0 | 0 | 0 | 0 | 0 | 0 | 0 | 0 | 0 | 0 | 0 | 0
CDP2 | QLD | NQ | Export | Fixed export | 0 | 0 | 0 | 0 | 0 | 0 | 0 | 0 | 0 | 0 | 0 | 0 | 0 | 0 | 0 | 0 | 0 | 0 | 0 | 0 | 0 | 0 | 0 | 0 | 0 | 0 | 0 | 0
CDP2 | QLD | NQ | Export | Flexible export | 0 | 0 | 0 | 0 | 0 | 0 | 0 | 0 | 0 | 0 | 0 | 0 | 0 | 0 | 0 | 0 | 0 | 0 | 0 | 0 | 0 | 0 | 0 | 0 | 0 | 0 | 0 | 0
CDP2 | QLD | NQ | Export | Fixed green steel and ammonia | 0 | 0 | 0 | 0 | 0 | 0 | 0 | 0 | 0 | 0 | 0 | 0 | 0 | 0 | 0 | 0 | 0 | 0 | 0 | 0 | 0 | 0 | 0 | 0 | 0 | 0 | 0 | 0
CDP2 | QLD | CQ | Domestic | Fixed domestic | 0.065464 | 0.071197 | 0.071197 | 0.071197 | 1.9483 | 7.3036 | 7.3036 | 7.3036 | 7.8907 | 8.7126 | 11.0201 | 11.0201 | 11.0201 | 11.8364 | 12.5651 | 12.5651 | 12.5651 | 12.5651 | 12.5651 | 16.3628 | 16.3628 | 18.1606 | 18.1606 | 18.1606 | 21.8045 | 21.7391 | 22.9223 | 29.498
CDP2 | QLD | CQ | Domestic | Flexible domestic | 1.4548 | 1.5822 | 1.5822 | 1.5822 | 43.2952 | 162.3022 | 162.3022 | 162.3022 | 175.3483 | 193.6136 | 244.8914 | 244.8914 | 244.8914 | 263.0304 | 279.2252 | 279.2252 | 279.2252 | 279.2252 | 279.2252 | 363.6173 | 363.6173 | 403.5679 | 403.5679 | 403.5679 | 484.5452 | 483.0905 | 509.3837 | 655.5115
CDP2 | QLD | CQ | Export | Fixed export | 0 | 0 | 0 | 0 | 0 | 0 | 0 | 0 | 0 | 0 | 0 | 0 | 0 | 0 | 0 | 0 | 0 | 0 | 0 | 0 | 0 | 0 | 0 | 0 | 0 | 0 | 0 | 0
CDP2 | QLD | CQ | Export | Flexible export | 0 | 0 | 0 | 0 | 0 | 0 | 0 | 0 | 0 | 0 | 0 | 0 | 0 | 0 | 0 | 0 | 0 | 0 | 0 | 0 | 0 | 0 | 0 | 0 | 0 | 0 | 0 | 0
CDP2 | QLD | CQ | Export | Fixed green steel and ammonia | 0 | 0 | 0 | 0 | 0 | 0 | 0 | 0 | 0 | 0 | 0 | 0 | 0 | 0 | 0 | 0 | 0 | 0 | 0 | 0 | 0 | 0 | 0 | 0 | 0 | 0 | 0 | 0
CDP2 | QLD | SQ | Domestic | Fixed domestic | 0.034787 | 0.034787 | 0.034787 | 0.034787 | 0.78682 | 3.3635 | 3.3635 | 6.4338 | 9.8225 | 11.9186 | 17.963 | 18.2015 | 18.349 | 18.349 | 19.3494 | 20.2653 | 21.118 | 21.118 | 21.118 | 29.1641 | 29.1641 | 30.1379 | 30.1379 | 30.1379 | 32.7142 | 32.6794 | 36.0043 | 46.363
CDP2 | QLD | SQ | Domestic | Flexible domestic | 0.77305 | 0.77305 | 0.77305 | 0.77305 | 17.4849 | 74.7437 | 74.7437 | 142.974 | 218.2773 | 264.8576 | 399.1776 | 404.4774 | 407.7552 | 407.7552 | 429.9861 | 450.3408 | 469.2882 | 469.2882 | 469.2882 | 648.0905 | 648.0905 | 669.7319 | 669.7319 | 669.7319 | 726.9822 | 726.2091 | 800.095 | 1030.2885
CDP2 | QLD | SQ | Export | Fixed export | 0 | 0 | 0 | 0 | 0 | 0 | 0 | 0 | 0 | 0 | 0 | 0 | 0 | 0 | 0 | 0 | 0 | 0 | 0 | 0 | 0 | 0 | 0 | 0 | 0 | 0 | 0 | 0
CDP2 | QLD | SQ | Export | Flexible export | 0 | 0 | 0 | 0 | 0 | 0 | 0 | 0 | 0 | 0 | 0 | 0 | 0 | 0 | 0 | 0 | 0 | 0 | 0 | 0 | 0 | 0 | 0 | 0 | 0 | 0 | 0 | 0
CDP2 | QLD | SQ | Export | Fixed green steel and ammonia | 0 | 0 | 0 | 0 | 0 | 0 | 0 | 0 | 0 | 0 | 0 | 0 | 0 | 0 | 0 | 0 | 0 | 0 | 0 | 0 | 0 | 0 | 0 | 0 | 0 | 0 | 0 | 0
CDP2 | VIC | VIC | Domestic | Fixed domestic | 0.29194 | 0.46013 | 0.46013 | 0.46013 | 5.7579 | 15.8804 | 15.8804 | 23.3194 | 48.0507 | 48.0507 | 55.8514 | 62.5307 | 62.5307 | 65.789 | 65.789 | 65.789 | 65.789 | 65.789 | 65.789 | 68.181 | 68.181 | 68.181 | 77.4086 | 77.4086 | 77.4086 | 94.3559 | 94.1877 | 98.8028
CDP2 | VIC | VIC | Domestic | Flexible domestic | 6.4875 | 10.2251 | 10.2251 | 10.2251 | 127.9542 | 352.8968 | 352.8968 | 518.2089 | 1067.7943 | 1067.7943 | 1241.143 | 1389.5718 | 1389.5718 | 1461.9779 | 1461.9779 | 1461.9779 | 1461.9779 | 1461.9779 | 1461.9779 | 1515.1336 | 1515.1336 | 1515.1336 | 1720.1903 | 1720.1903 | 1720.1903 | 2096.7987 | 2093.0611 | 2195.6187
CDP2 | VIC | VIC | Export | Fixed export | 0 | 0 | 0 | 0 | 0 | 0 | 0 | 0 | 0 | 0 | 0 | 0 | 0 | 0 | 0 | 0 | 0 | 0 | 0 | 0 | 0 | 0 | 0 | 0 | 0 | 0 | 0 | 0
CDP2 | VIC | VIC | Export | Flexible export | 0 | 0 | 0 | 0 | 0 | 0 | 0 | 0 | 0 | 0 | 0 | 0 | 0 | 0 | 0 | 0 | 0 | 0 | 0 | 0 | 0 | 0 | 0 | 0 | 0 | 0 | 0 | 0
CDP2 | VIC | VIC | Export | Fixed green steel and ammonia | 0 | 0 | 0 | 0 | 0 | 0 | 0 | 0 | 0 | 0 | 0 | 0 | 0 | 0 | 0 | 0 | 0 | 0 | 0 | 0 | 0 | 0 | 0 | 0 | 0 | 0 | 0 | 0
CDP2 | SA | CSA | Domestic | Fixed domestic | 0.0026558 | 2.8152 | 8.4402 | 11.2527 | 11.2531 | 11.2531 | 11.2531 | 11.2531 | 11.2531 | 11.2531 | 11.2532 | 11.2537 | 11.2537 | 11.2541 | 11.2541 | 11.2541 | 11.2541 | 11.2541 | 12.5168 | 13.3338 | 13.3338 | 14.1826 | 14.1936 | 14.1936 | 14.8675 | 19.129 | 19.129 | 19.6295
CDP2 | SA | CSA | Domestic | Flexible domestic | 0.059018 | 62.559 | 187.559 | 250.059 | 250.0692 | 250.0692 | 250.0692 | 250.0692 | 250.0692 | 250.0692 | 250.0707 | 250.0833 | 250.0833 | 250.0921 | 250.0921 | 250.0921 | 250.0921 | 250.0921 | 278.1505 | 296.3062 | 296.3062 | 315.1689 | 315.4138 | 315.4138 | 330.3885 | 425.0884 | 425.0884 | 436.2103
CDP2 | SA | CSA | Export | Fixed export | 0 | 0 | 0 | 0 | 0 | 0 | 0 | 0 | 0 | 0 | 0 | 0 | 0 | 0 | 0 | 0 | 0 | 0 | 0 | 0 | 0 | 0 | 0 | 0 | 0 | 0 | 0 | 0
CDP2 | SA | CSA | Export | Flexible export | 0 | 0 | 0 | 0 | 0 | 0 | 0 | 0 | 0 | 0 | 0 | 0 | 0 | 0 | 0 | 0 | 0 | 0 | 0 | 0 | 0 | 0 | 0 | 0 | 0 | 0 | 0 | 0
CDP2 | SA | CSA | Export | Fixed green steel and ammonia | 0 | 0 | 0 | 0 | 0 | 0 | 0 | 0 | 0 | 0 | 0 | 0 | 0 | 0 | 0 | 0 | 0 | 0 | 0 | 0 | 0 | 0 | 0 | 0 | 0 | 0 | 0 | 0
CDP2 | SA | SESA | Domestic | Fixed domestic | 0.0070066 | 0.30441 | 0.88098 | 1.1219 | 1.2249 | 1.2249 | 1.2249 | 1.2249 | 1.5134 | 1.5927 | 1.73 | 1.852 | 1.852 | 2.1041 | 2.1041 | 2.1041 | 2.1041 | 2.1041 | 2.1041 | 2.7989 | 2.7989 | 2.7989 | 2.7989 | 2.7989 | 2.7989 | 4.3628 | 4.0654 | 4.3698
CDP2 | SA | SESA | Domestic | Flexible domestic | 0.1557 | 6.7648 | 19.5773 | 24.9307 | 27.2198 | 27.2198 | 27.2198 | 27.2198 | 33.6304 | 35.3932 | 38.4454 | 41.1556 | 41.1556 | 46.7573 | 46.7573 | 46.7573 | 46.7573 | 46.7573 | 46.7573 | 62.1976 | 62.1976 | 62.1976 | 62.1976 | 62.1976 | 62.1976 | 96.9503 | 90.3412 | 97.1069
CDP2 | SA | SESA | Export | Fixed export | 0 | 0 | 0 | 0 | 0 | 0 | 0 | 0 | 0 | 0 | 0 | 0 | 0 | 0 | 0 | 0 | 0 | 0 | 0 | 0 | 0 | 0 | 0 | 0 | 0 | 0 | 0 | 0
CDP2 | SA | SESA | Export | Flexible export | 0 | 0 | 0 | 0 | 0 | 0 | 0 | 0 | 0 | 0 | 0 | 0 | 0 | 0 | 0 | 0 | 0 | 0 | 0 | 0 | 0 | 0 | 0 | 0 | 0 | 0 | 0 | 0
CDP2 | SA | SESA | Export | Fixed green steel and ammonia | 0 | 0 | 0 | 0 | 0 | 0 | 0 | 0 | 0 | 0 | 0 | 0 | 0 | 0 | 0 | 0 | 0 | 0 | 0 | 0 | 0 | 0 | 0 | 0 | 0 | 0 | 0 | 0
CDP2 | TAS | TAS | Domestic | Fixed domestic | 0 | 0 | 0 | 0 | 0.034314 | 0.14103 | 0.29408 | 0.38245 | 0.54485 | 0.54485 | 0.56136 | 0.67051 | 0.67051 | 1.114 | 1.114 | 1.114 | 1.6055 | 1.6055 | 1.6055 | 1.6055 | 1.6055 | 1.6055 | 1.8262 | 1.8262 | 1.8262 | 1.8383 | 1.8383 | 1.8419
CDP2 | TAS | TAS | Domestic | Flexible domestic | 0 | 0 | 0 | 0 | 0.76253 | 3.134 | 6.5352 | 8.4989 | 12.1079 | 12.1079 | 12.4747 | 14.9002 | 14.9002 | 24.7553 | 24.7553 | 24.7553 | 35.6772 | 35.6772 | 35.6772 | 35.6772 | 35.6772 | 35.6772 | 40.5822 | 40.5822 | 40.5822 | 40.8513 | 40.8513 | 40.9301
CDP2 | TAS | TAS | Export | Fixed export | 0 | 0 | 0 | 0 | 0 | 0 | 0 | 0 | 0 | 0 | 0 | 0 | 0 | 0 | 0 | 0 | 0 | 0 | 0 | 0 | 0 | 0 | 0 | 0 | 0 | 0 | 0 | 0
CDP2 | TAS | TAS | Export | Flexible export | 0 | 0 | 0 | 0 | 0 | 0 | 0 | 0 | 0 | 0 | 0 | 0 | 0 | 0 | 0 | 0 | 0 | 0 | 0 | 0 | 0 | 0 | 0 | 0 | 0 | 0 | 0 | 0
CDP2 | TAS | TAS | Export | Fixed green steel and ammonia | 0 | 0 | 0 | 0 | 0 | 0 | 0 | 0 | 0 | 0 | 0 | 0 | 0 | 0 | 0 | 0 | 0 | 0 | 0 | 0 | 0 | 0 | 0 | 0 | 0 | 0 | 0 | 0
CDP3 | NSW | NNSW | Domestic | Fixed domestic | 0 | 0 | 0 | 0 | 0 | 0 | 0 | 0 | 0 | 0 | 0 | 0 | 0 | 0 | 0 | 0 | 0 | 0 | 0 | 0 | 0 | 0 | 0 | 0 | 0 | 0 | 0 | 0
CDP3 | NSW | NNSW | Domestic | Flexible domestic | 0 | 0 | 0 | 0 | 0 | 0 | 0 | 0 | 0 | 0 | 0 | 0 | 0 | 0 | 0 | 0 | 0 | 0 | 0 | 0 | 0 | 0 | 0 | 0 | 0 | 0 | 0 | 0
CDP3 | NSW | NNSW | Export | Fixed export | 0 | 0 | 0 | 0 | 0 | 0 | 0 | 0 | 0 | 0 | 0 | 0 | 0 | 0 | 0 | 0 | 0 | 0 | 0 | 0 | 0 | 0 | 0 | 0 | 0 | 0 | 0 | 0
CDP3 | NSW | NNSW | Export | Flexible export | 0 | 0 | 0 | 0 | 0 | 0 | 0 | 0 | 0 | 0 | 0 | 0 | 0 | 0 | 0 | 0 | 0 | 0 | 0 | 0 | 0 | 0 | 0 | 0 | 0 | 0 | 0 | 0
CDP3 | NSW | NNSW | Export | Fixed green steel and ammonia | 0 | 0 | 0 | 0 | 0 | 0 | 0 | 0 | 0 | 0 | 0 | 0 | 0 | 0 | 0 | 0 | 0 | 0 | 0 | 0 | 0 | 0 | 0 | 0 | 0 | 0 | 0 | 0
CDP3 | NSW | CNSW | Domestic | Fixed domestic | 0 | 0 | 0 | 0 | 0 | 0 | 0 | 0 | 0 | 0 | 0 | 0 | 0 | 0 | 0 | 0 | 0 | 0 | 0 | 0 | 0 | 0 | 0 | 0 | 0 | 0 | 0 | 0
CDP3 | NSW | CNSW | Domestic | Flexible domestic | 0 | 0 | 0 | 0 | 0 | 0 | 0 | 0 | 0 | 0 | 0 | 0 | 0 | 0 | 0 | 0 | 0 | 0 | 0 | 0 | 0 | 0 | 0 | 0 | 0 | 0 | 0 | 0
CDP3 | NSW | CNSW | Export | Fixed export | 0 | 0 | 0 | 0 | 0 | 0 | 0 | 0 | 0 | 0 | 0 | 0 | 0 | 0 | 0 | 0 | 0 | 0 | 0 | 0 | 0 | 0 | 0 | 0 | 0 | 0 | 0 | 0
CDP3 | NSW | CNSW | Export | Flexible export | 0 | 0 | 0 | 0 | 0 | 0 | 0 | 0 | 0 | 0 | 0 | 0 | 0 | 0 | 0 | 0 | 0 | 0 | 0 | 0 | 0 | 0 | 0 | 0 | 0 | 0 | 0 | 0
CDP3 | NSW | CNSW | Export | Fixed green steel and ammonia | 0 | 0 | 0 | 0 | 0 | 0 | 0 | 0 | 0 | 0 | 0 | 0 | 0 | 0 | 0 | 0 | 0 | 0 | 0 | 0 | 0 | 0 | 0 | 0 | 0 | 0 | 0 | 0
CDP3 | NSW | SNSW | Domestic | Fixed domestic | 0.15156 | 0.36362 | 0.72014 | 1.2518 | 3.1041 | 3.1041 | 3.1041 | 3.1041 | 3.1041 | 3.1545 | 3.1545 | 4.3389 | 4.3389 | 4.5872 | 4.5872 | 4.5872 | 4.5872 | 4.5872 | 4.5872 | 6.2551 | 6.2551 | 6.3139 | 6.3626 | 6.3626 | 12.23 | 23.5836 | 23.8502 | 23.4937
CDP3 | NSW | SNSW | Domestic | Flexible domestic | 3.3679 | 8.0803 | 16.003 | 27.8174 | 68.9802 | 68.9802 | 68.9802 | 68.9802 | 68.9802 | 70.1002 | 70.1002 | 96.4211 | 96.4211 | 101.9367 | 101.9367 | 101.9367 | 101.9367 | 101.9367 | 101.9367 | 139.0033 | 139.0033 | 140.3094 | 141.3902 | 141.3902 | 271.7772 | 524.0802 | 530.0041 | 522.0814
CDP3 | NSW | SNSW | Export | Fixed export | 0 | 0 | 0 | 0 | 0 | 0 | 0 | 0 | 0 | 0 | 0 | 0 | 0 | 0 | 0 | 0 | 0 | 0 | 0 | 0 | 0 | 0 | 0 | 0 | 0 | 0 | 0 | 0
CDP3 | NSW | SNSW | Export | Flexible export | 0 | 0 | 0 | 0 | 0 | 0 | 0 | 0 | 0 | 0 | 0 | 0 | 0 | 0 | 0 | 0 | 0 | 0 | 0 | 0 | 0 | 0 | 0 | 0 | 0 | 0 | 0 | 0
CDP3 | NSW | SNSW | Export | Fixed green steel and ammonia | 0 | 0 | 0 | 0 | 0 | 0 | 0 | 0 | 0 | 0 | 0 | 0 | 0 | 0 | 0 | 0 | 0 | 0 | 0 | 0 | 0 | 0 | 0 | 0 | 0 | 0 | 0 | 0
CDP3 | NSW | SNW | Domestic | Fixed domestic | 0.76584 | 1.8554 | 3.6736 | 6.3972 | 14.773 | 14.773 | 14.773 | 14.773 | 14.773 | 16.5781 | 16.69 | 25.5639 | 25.5639 | 27.0823 | 27.0823 | 27.0823 | 27.0823 | 27.0823 | 27.0823 | 32.2124 | 32.2124 | 32.4885 | 33.6442 | 39.3809 | 63.583 | 119.1284 | 122.8149 | 120.9967
CDP3 | NSW | SNW | Domestic | Flexible domestic | 17.0187 | 41.2316 | 81.636 | 142.1608 | 328.2883 | 328.2883 | 328.2883 | 328.2883 | 328.2883 | 368.4029 | 370.8883 | 568.087 | 568.087 | 601.8299 | 601.8299 | 601.8299 | 601.8299 | 601.8299 | 601.8299 | 715.8322 | 715.8322 | 721.9669 | 747.6492 | 875.1317 | 1412.9556 | 2647.2979 | 2729.221 | 2688.8166
CDP3 | NSW | SNW | Export | Fixed export | 0 | 0 | 0 | 0 | 0 | 0 | 0 | 0 | 0 | 0 | 0 | 0 | 0 | 0 | 0 | 0 | 0 | 0 | 0 | 0 | 0 | 0 | 0 | 0 | 0 | 0 | 0 | 0
CDP3 | NSW | SNW | Export | Flexible export | 0 | 0 | 0 | 0 | 0 | 0 | 0 | 0 | 0 | 0 | 0 | 0 | 0 | 0 | 0 | 0 | 0 | 0 | 0 | 0 | 0 | 0 | 0 | 0 | 0 | 0 | 0 | 0
CDP3 | NSW | SNW | Export | Fixed green steel and ammonia | 0 | 0 | 0 | 0 | 0 | 0 | 0 | 0 | 0 | 0 | 0 | 0 | 0 | 0 | 0 | 0 | 0 | 0 | 0 | 0 | 0 | 0 | 0 | 0 | 0 | 0 | 0 | 0
CDP3 | QLD | NQ | Domestic | Fixed domestic | 0 | 0 | 0 | 0 | 0 | 0 | 0 | 0 | 0 | 0 | 0 | 0 | 0 | 0 | 0 | 0 | 0 | 0 | 0 | 0 | 0 | 0 | 0 | 0 | 0 | 0 | 0 | 0
CDP3 | QLD | NQ | Domestic | Flexible domestic | 0 | 0 | 0 | 0 | 0 | 0 | 0 | 0 | 0 | 0 | 0 | 0 | 0 | 0 | 0 | 0 | 0 | 0 | 0 | 0 | 0 | 0 | 0 | 0 | 0 | 0 | 0 | 0
CDP3 | QLD | NQ | Export | Fixed export | 0 | 0 | 0 | 0 | 0 | 0 | 0 | 0 | 0 | 0 | 0 | 0 | 0 | 0 | 0 | 0 | 0 | 0 | 0 | 0 | 0 | 0 | 0 | 0 | 0 | 0 | 0 | 0
CDP3 | QLD | NQ | Export | Flexible export | 0 | 0 | 0 | 0 | 0 | 0 | 0 | 0 | 0 | 0 | 0 | 0 | 0 | 0 | 0 | 0 | 0 | 0 | 0 | 0 | 0 | 0 | 0 | 0 | 0 | 0 | 0 | 0
CDP3 | QLD | NQ | Export | Fixed green steel and ammonia | 0 | 0 | 0 | 0 | 0 | 0 | 0 | 0 | 0 | 0 | 0 | 0 | 0 | 0 | 0 | 0 | 0 | 0 | 0 | 0 | 0 | 0 | 0 | 0 | 0 | 0 | 0 | 0
CDP3 | QLD | CQ | Domestic | Fixed domestic | 0.065464 | 0.071197 | 0.071197 | 0.071197 | 1.9483 | 7.3036 | 7.3036 | 7.3036 | 7.8907 | 8.7126 | 11.0201 | 11.0201 | 11.0201 | 11.8364 | 12.5651 | 12.5651 | 12.5651 | 12.5651 | 12.5651 | 16.3628 | 16.3628 | 18.1606 | 18.1606 | 18.1606 | 21.8045 | 21.7391 | 22.9223 | 29.498
CDP3 | QLD | CQ | Domestic | Flexible domestic | 1.4548 | 1.5822 | 1.5822 | 1.5822 | 43.2952 | 162.3022 | 162.3022 | 162.3022 | 175.3483 | 193.6136 | 244.8914 | 244.8914 | 244.8914 | 263.0304 | 279.2252 | 279.2252 | 279.2252 | 279.2252 | 279.2252 | 363.6173 | 363.6173 | 403.5679 | 403.5679 | 403.5679 | 484.5452 | 483.0905 | 509.3837 | 655.5115
CDP3 | QLD | CQ | Export | Fixed export | 0 | 0 | 0 | 0 | 0 | 0 | 0 | 0 | 0 | 0 | 0 | 0 | 0 | 0 | 0 | 0 | 0 | 0 | 0 | 0 | 0 | 0 | 0 | 0 | 0 | 0 | 0 | 0
CDP3 | QLD | CQ | Export | Flexible export | 0 | 0 | 0 | 0 | 0 | 0 | 0 | 0 | 0 | 0 | 0 | 0 | 0 | 0 | 0 | 0 | 0 | 0 | 0 | 0 | 0 | 0 | 0 | 0 | 0 | 0 | 0 | 0
CDP3 | QLD | CQ | Export | Fixed green steel and ammonia | 0 | 0 | 0 | 0 | 0 | 0 | 0 | 0 | 0 | 0 | 0 | 0 | 0 | 0 | 0 | 0 | 0 | 0 | 0 | 0 | 0 | 0 | 0 | 0 | 0 | 0 | 0 | 0
CDP3 | QLD | SQ | Domestic | Fixed domestic | 0.034787 | 0.034787 | 0.034787 | 0.034787 | 0.78682 | 3.3635 | 3.3635 | 6.4338 | 9.8225 | 11.9186 | 17.963 | 18.2015 | 18.349 | 18.349 | 19.3494 | 20.2653 | 21.118 | 21.118 | 21.118 | 29.1641 | 29.1641 | 30.1379 | 30.1379 | 30.1379 | 32.7142 | 32.6794 | 36.0043 | 46.363
CDP3 | QLD | SQ | Domestic | Flexible domestic | 0.77305 | 0.77305 | 0.77305 | 0.77305 | 17.4849 | 74.7437 | 74.7437 | 142.974 | 218.2773 | 264.8576 | 399.1776 | 404.4774 | 407.7552 | 407.7552 | 429.9861 | 450.3408 | 469.2882 | 469.2882 | 469.2882 | 648.0905 | 648.0905 | 669.7319 | 669.7319 | 669.7319 | 726.9822 | 726.2091 | 800.095 | 1030.2885
CDP3 | QLD | SQ | Export | Fixed export | 0 | 0 | 0 | 0 | 0 | 0 | 0 | 0 | 0 | 0 | 0 | 0 | 0 | 0 | 0 | 0 | 0 | 0 | 0 | 0 | 0 | 0 | 0 | 0 | 0 | 0 | 0 | 0
CDP3 | QLD | SQ | Export | Flexible export | 0 | 0 | 0 | 0 | 0 | 0 | 0 | 0 | 0 | 0 | 0 | 0 | 0 | 0 | 0 | 0 | 0 | 0 | 0 | 0 | 0 | 0 | 0 | 0 | 0 | 0 | 0 | 0
CDP3 | QLD | SQ | Export | Fixed green steel and ammonia | 0 | 0 | 0 | 0 | 0 | 0 | 0 | 0 | 0 | 0 | 0 | 0 | 0 | 0 | 0 | 0 | 0 | 0 | 0 | 0 | 0 | 0 | 0 | 0 | 0 | 0 | 0 | 0
CDP3 | VIC | VIC | Domestic | Fixed domestic | 0.29194 | 0.46013 | 0.46013 | 0.46013 | 5.7579 | 15.8804 | 15.8804 | 23.3194 | 48.0507 | 48.0507 | 55.8514 | 62.5307 | 62.5307 | 65.789 | 65.789 | 65.789 | 65.789 | 65.789 | 65.789 | 68.181 | 68.181 | 68.181 | 77.4086 | 77.4086 | 77.4086 | 94.3559 | 94.1877 | 98.8028
CDP3 | VIC | VIC | Domestic | Flexible domestic | 6.4875 | 10.2251 | 10.2251 | 10.2251 | 127.9542 | 352.8968 | 352.8968 | 518.2089 | 1067.7943 | 1067.7943 | 1241.143 | 1389.5718 | 1389.5718 | 1461.9779 | 1461.9779 | 1461.9779 | 1461.9779 | 1461.9779 | 1461.9779 | 1515.1336 | 1515.1336 | 1515.1336 | 1720.1903 | 1720.1903 | 1720.1903 | 2096.7987 | 2093.0611 | 2195.6187
CDP3 | VIC | VIC | Export | Fixed export | 0 | 0 | 0 | 0 | 0 | 0 | 0 | 0 | 0 | 0 | 0 | 0 | 0 | 0 | 0 | 0 | 0 | 0 | 0 | 0 | 0 | 0 | 0 | 0 | 0 | 0 | 0 | 0
CDP3 | VIC | VIC | Export | Flexible export | 0 | 0 | 0 | 0 | 0 | 0 | 0 | 0 | 0 | 0 | 0 | 0 | 0 | 0 | 0 | 0 | 0 | 0 | 0 | 0 | 0 | 0 | 0 | 0 | 0 | 0 | 0 | 0
CDP3 | VIC | VIC | Export | Fixed green steel and ammonia | 0 | 0 | 0 | 0 | 0 | 0 | 0 | 0 | 0 | 0 | 0 | 0 | 0 | 0 | 0 | 0 | 0 | 0 | 0 | 0 | 0 | 0 | 0 | 0 | 0 | 0 | 0 | 0
CDP3 | SA | CSA | Domestic | Fixed domestic | 0.0026558 | 2.8152 | 8.4402 | 11.2527 | 11.2531 | 11.2531 | 11.2531 | 11.2531 | 11.2531 | 11.2531 | 11.2532 | 11.2537 | 11.2537 | 11.2541 | 11.2541 | 11.2541 | 11.2541 | 11.2541 | 12.5168 | 13.3338 | 13.3338 | 14.1826 | 14.1936 | 14.1936 | 14.8675 | 19.129 | 19.129 | 19.6295
CDP3 | SA | CSA | Domestic | Flexible domestic | 0.059018 | 62.559 | 187.559 | 250.059 | 250.0692 | 250.0692 | 250.0692 | 250.0692 | 250.0692 | 250.0692 | 250.0707 | 250.0833 | 250.0833 | 250.0921 | 250.0921 | 250.0921 | 250.0921 | 250.0921 | 278.1505 | 296.3062 | 296.3062 | 315.1689 | 315.4138 | 315.4138 | 330.3885 | 425.0884 | 425.0884 | 436.2103
CDP3 | SA | CSA | Export | Fixed export | 0 | 0 | 0 | 0 | 0 | 0 | 0 | 0 | 0 | 0 | 0 | 0 | 0 | 0 | 0 | 0 | 0 | 0 | 0 | 0 | 0 | 0 | 0 | 0 | 0 | 0 | 0 | 0
CDP3 | SA | CSA | Export | Flexible export | 0 | 0 | 0 | 0 | 0 | 0 | 0 | 0 | 0 | 0 | 0 | 0 | 0 | 0 | 0 | 0 | 0 | 0 | 0 | 0 | 0 | 0 | 0 | 0 | 0 | 0 | 0 | 0
CDP3 | SA | CSA | Export | Fixed green steel and ammonia | 0 | 0 | 0 | 0 | 0 | 0 | 0 | 0 | 0 | 0 | 0 | 0 | 0 | 0 | 0 | 0 | 0 | 0 | 0 | 0 | 0 | 0 | 0 | 0 | 0 | 0 | 0 | 0
CDP3 | SA | SESA | Domestic | Fixed domestic | 0.0070066 | 0.30441 | 0.88098 | 1.1219 | 1.2249 | 1.2249 | 1.2249 | 1.2249 | 1.5134 | 1.5927 | 1.73 | 1.852 | 1.852 | 2.1041 | 2.1041 | 2.1041 | 2.1041 | 2.1041 | 2.1041 | 2.7989 | 2.7989 | 2.7989 | 2.7989 | 2.7989 | 2.7989 | 4.3628 | 4.0654 | 4.3698
CDP3 | SA | SESA | Domestic | Flexible domestic | 0.1557 | 6.7648 | 19.5773 | 24.9307 | 27.2198 | 27.2198 | 27.2198 | 27.2198 | 33.6304 | 35.3932 | 38.4454 | 41.1556 | 41.1556 | 46.7573 | 46.7573 | 46.7573 | 46.7573 | 46.7573 | 46.7573 | 62.1976 | 62.1976 | 62.1976 | 62.1976 | 62.1976 | 62.1976 | 96.9503 | 90.3412 | 97.1069
CDP3 | SA | SESA | Export | Fixed export | 0 | 0 | 0 | 0 | 0 | 0 | 0 | 0 | 0 | 0 | 0 | 0 | 0 | 0 | 0 | 0 | 0 | 0 | 0 | 0 | 0 | 0 | 0 | 0 | 0 | 0 | 0 | 0
CDP3 | SA | SESA | Export | Flexible export | 0 | 0 | 0 | 0 | 0 | 0 | 0 | 0 | 0 | 0 | 0 | 0 | 0 | 0 | 0 | 0 | 0 | 0 | 0 | 0 | 0 | 0 | 0 | 0 | 0 | 0 | 0 | 0
CDP3 | SA | SESA | Export | Fixed green steel and ammonia | 0 | 0 | 0 | 0 | 0 | 0 | 0 | 0 | 0 | 0 | 0 | 0 | 0 | 0 | 0 | 0 | 0 | 0 | 0 | 0 | 0 | 0 | 0 | 0 | 0 | 0 | 0 | 0
CDP3 | TAS | TAS | Domestic | Fixed domestic | 0 | 0 | 0 | 0 | 0.034314 | 0.14103 | 0.29408 | 0.38245 | 0.54485 | 0.54485 | 0.56136 | 0.67051 | 0.67051 | 1.114 | 1.114 | 1.114 | 1.6055 | 1.6055 | 1.6055 | 1.6055 | 1.6055 | 1.6055 | 1.8262 | 1.8262 | 1.8262 | 1.8383 | 1.8383 | 1.8419
CDP3 | TAS | TAS | Domestic | Flexible domestic | 0 | 0 | 0 | 0 | 0.76253 | 3.134 | 6.5352 | 8.4989 | 12.1079 | 12.1079 | 12.4747 | 14.9002 | 14.9002 | 24.7553 | 24.7553 | 24.7553 | 35.6772 | 35.6772 | 35.6772 | 35.6772 | 35.6772 | 35.6772 | 40.5822 | 40.5822 | 40.5822 | 40.8513 | 40.8513 | 40.9301
CDP3 | TAS | TAS | Export | Fixed export | 0 | 0 | 0 | 0 | 0 | 0 | 0 | 0 | 0 | 0 | 0 | 0 | 0 | 0 | 0 | 0 | 0 | 0 | 0 | 0 | 0 | 0 | 0 | 0 | 0 | 0 | 0 | 0
CDP3 | TAS | TAS | Export | Flexible export | 0 | 0 | 0 | 0 | 0 | 0 | 0 | 0 | 0 | 0 | 0 | 0 | 0 | 0 | 0 | 0 | 0 | 0 | 0 | 0 | 0 | 0 | 0 | 0 | 0 | 0 | 0 | 0
CDP3 | TAS | TAS | Export | Fixed green steel and ammonia | 0 | 0 | 0 | 0 | 0 | 0 | 0 | 0 | 0 | 0 | 0 | 0 | 0 | 0 | 0 | 0 | 0 | 0 | 0 | 0 | 0 | 0 | 0 | 0 | 0 | 0 | 0 | 0
CDP4 | NSW | NNSW | Domestic | Fixed domestic | 0 | 0 | 0 | 0 | 0 | 0 | 0 | 0 | 0 | 0 | 0 | 0 | 0 | 0 | 0 | 0 | 0 | 0 | 0 | 0 | 0 | 0 | 0 | 0 | 0 | 0 | 0 | 0
CDP4 | NSW | NNSW | Domestic | Flexible domestic | 0 | 0 | 0 | 0 | 0 | 0 | 0 | 0 | 0 | 0 | 0 | 0 | 0 | 0 | 0 | 0 | 0 | 0 | 0 | 0 | 0 | 0 | 0 | 0 | 0 | 0 | 0 | 0
CDP4 | NSW | NNSW | Export | Fixed export | 0 | 0 | 0 | 0 | 0 | 0 | 0 | 0 | 0 | 0 | 0 | 0 | 0 | 0 | 0 | 0 | 0 | 0 | 0 | 0 | 0 | 0 | 0 | 0 | 0 | 0 | 0 | 0
CDP4 | NSW | NNSW | Export | Flexible export | 0 | 0 | 0 | 0 | 0 | 0 | 0 | 0 | 0 | 0 | 0 | 0 | 0 | 0 | 0 | 0 | 0 | 0 | 0 | 0 | 0 | 0 | 0 | 0 | 0 | 0 | 0 | 0
CDP4 | NSW | NNSW | Export | Fixed green steel and ammonia | 0 | 0 | 0 | 0 | 0 | 0 | 0 | 0 | 0 | 0 | 0 | 0 | 0 | 0 | 0 | 0 | 0 | 0 | 0 | 0 | 0 | 0 | 0 | 0 | 0 | 0 | 0 | 0
CDP4 | NSW | CNSW | Domestic | Fixed domestic | 0 | 0 | 0 | 0 | 0 | 0 | 0 | 0 | 0 | 0 | 0 | 0 | 0 | 0 | 0 | 0 | 0 | 0 | 0 | 0 | 0 | 0 | 0 | 0 | 0 | 0 | 0 | 0
CDP4 | NSW | CNSW | Domestic | Flexible domestic | 0 | 0 | 0 | 0 | 0 | 0 | 0 | 0 | 0 | 0 | 0 | 0 | 0 | 0 | 0 | 0 | 0 | 0 | 0 | 0 | 0 | 0 | 0 | 0 | 0 | 0 | 0 | 0
CDP4 | NSW | CNSW | Export | Fixed export | 0 | 0 | 0 | 0 | 0 | 0 | 0 | 0 | 0 | 0 | 0 | 0 | 0 | 0 | 0 | 0 | 0 | 0 | 0 | 0 | 0 | 0 | 0 | 0 | 0 | 0 | 0 | 0
CDP4 | NSW | CNSW | Export | Flexible export | 0 | 0 | 0 | 0 | 0 | 0 | 0 | 0 | 0 | 0 | 0 | 0 | 0 | 0 | 0 | 0 | 0 | 0 | 0 | 0 | 0 | 0 | 0 | 0 | 0 | 0 | 0 | 0
CDP4 | NSW | CNSW | Export | Fixed green steel and ammonia | 0 | 0 | 0 | 0 | 0 | 0 | 0 | 0 | 0 | 0 | 0 | 0 | 0 | 0 | 0 | 0 | 0 | 0 | 0 | 0 | 0 | 0 | 0 | 0 | 0 | 0 | 0 | 0
CDP4 | NSW | SNSW | Domestic | Fixed domestic | 0.15156 | 0.36362 | 0.72014 | 1.2518 | 3.1041 | 3.1041 | 3.1041 | 3.1041 | 3.1041 | 3.1545 | 3.1545 | 4.3389 | 4.3389 | 4.5872 | 4.5872 | 4.5872 | 4.5872 | 4.5872 | 4.5872 | 6.2551 | 6.2551 | 6.3139 | 6.3626 | 6.3626 | 12.23 | 23.5836 | 23.8502 | 23.4937
CDP4 | NSW | SNSW | Domestic | Flexible domestic | 3.3679 | 8.0803 | 16.003 | 27.8174 | 68.9802 | 68.9802 | 68.9802 | 68.9802 | 68.9802 | 70.1002 | 70.1002 | 96.4211 | 96.4211 | 101.9367 | 101.9367 | 101.9367 | 101.9367 | 101.9367 | 101.9367 | 139.0033 | 139.0033 | 140.3094 | 141.3902 | 141.3902 | 271.7772 | 524.0802 | 530.0041 | 522.0814
CDP4 | NSW | SNSW | Export | Fixed export | 0 | 0 | 0 | 0 | 0 | 0 | 0 | 0 | 0 | 0 | 0 | 0 | 0 | 0 | 0 | 0 | 0 | 0 | 0 | 0 | 0 | 0 | 0 | 0 | 0 | 0 | 0 | 0
CDP4 | NSW | SNSW | Export | Flexible export | 0 | 0 | 0 | 0 | 0 | 0 | 0 | 0 | 0 | 0 | 0 | 0 | 0 | 0 | 0 | 0 | 0 | 0 | 0 | 0 | 0 | 0 | 0 | 0 | 0 | 0 | 0 | 0
CDP4 | NSW | SNSW | Export | Fixed green steel and ammonia | 0 | 0 | 0 | 0 | 0 | 0 | 0 | 0 | 0 | 0 | 0 | 0 | 0 | 0 | 0 | 0 | 0 | 0 | 0 | 0 | 0 | 0 | 0 | 0 | 0 | 0 | 0 | 0
CDP4 | NSW | SNW | Domestic | Fixed domestic | 0.76584 | 1.8554 | 3.6736 | 6.3972 | 14.773 | 14.773 | 14.773 | 14.773 | 14.773 | 16.5781 | 16.69 | 25.5639 | 25.5639 | 27.0823 | 27.0823 | 27.0823 | 27.0823 | 27.0823 | 27.0823 | 32.2124 | 32.2124 | 32.4885 | 33.6442 | 39.3809 | 63.583 | 119.1284 | 122.8149 | 120.9967
CDP4 | NSW | SNW | Domestic | Flexible domestic | 17.0187 | 41.2316 | 81.636 | 142.1608 | 328.2883 | 328.2883 | 328.2883 | 328.2883 | 328.2883 | 368.4029 | 370.8883 | 568.087 | 568.087 | 601.8299 | 601.8299 | 601.8299 | 601.8299 | 601.8299 | 601.8299 | 715.8322 | 715.8322 | 721.9669 | 747.6492 | 875.1317 | 1412.9556 | 2647.2979 | 2729.221 | 2688.8166
CDP4 | NSW | SNW | Export | Fixed export | 0 | 0 | 0 | 0 | 0 | 0 | 0 | 0 | 0 | 0 | 0 | 0 | 0 | 0 | 0 | 0 | 0 | 0 | 0 | 0 | 0 | 0 | 0 | 0 | 0 | 0 | 0 | 0
CDP4 | NSW | SNW | Export | Flexible export | 0 | 0 | 0 | 0 | 0 | 0 | 0 | 0 | 0 | 0 | 0 | 0 | 0 | 0 | 0 | 0 | 0 | 0 | 0 | 0 | 0 | 0 | 0 | 0 | 0 | 0 | 0 | 0
CDP4 | NSW | SNW | Export | Fixed green steel and ammonia | 0 | 0 | 0 | 0 | 0 | 0 | 0 | 0 | 0 | 0 | 0 | 0 | 0 | 0 | 0 | 0 | 0 | 0 | 0 | 0 | 0 | 0 | 0 | 0 | 0 | 0 | 0 | 0
CDP4 | QLD | NQ | Domestic | Fixed domestic | 0 | 0 | 0 | 0 | 0 | 0 | 0 | 0 | 0 | 0 | 0 | 0 | 0 | 0 | 0 | 0 | 0 | 0 | 0 | 0 | 0 | 0 | 0 | 0 | 0 | 0 | 0 | 0
CDP4 | QLD | NQ | Domestic | Flexible domestic | 0 | 0 | 0 | 0 | 0 | 0 | 0 | 0 | 0 | 0 | 0 | 0 | 0 | 0 | 0 | 0 | 0 | 0 | 0 | 0 | 0 | 0 | 0 | 0 | 0 | 0 | 0 | 0
CDP4 | QLD | NQ | Export | Fixed export | 0 | 0 | 0 | 0 | 0 | 0 | 0 | 0 | 0 | 0 | 0 | 0 | 0 | 0 | 0 | 0 | 0 | 0 | 0 | 0 | 0 | 0 | 0 | 0 | 0 | 0 | 0 | 0
CDP4 | QLD | NQ | Export | Flexible export | 0 | 0 | 0 | 0 | 0 | 0 | 0 | 0 | 0 | 0 | 0 | 0 | 0 | 0 | 0 | 0 | 0 | 0 | 0 | 0 | 0 | 0 | 0 | 0 | 0 | 0 | 0 | 0
CDP4 | QLD | NQ | Export | Fixed green steel and ammonia | 0 | 0 | 0 | 0 | 0 | 0 | 0 | 0 | 0 | 0 | 0 | 0 | 0 | 0 | 0 | 0 | 0 | 0 | 0 | 0 | 0 | 0 | 0 | 0 | 0 | 0 | 0 | 0
CDP4 | QLD | CQ | Domestic | Fixed domestic | 0.065464 | 0.071197 | 0.071197 | 0.071197 | 1.9483 | 7.3036 | 7.3036 | 7.3036 | 7.8907 | 8.7126 | 11.0201 | 11.0201 | 11.0201 | 11.8364 | 12.5651 | 12.5651 | 12.5651 | 12.5651 | 12.5651 | 16.3628 | 16.3628 | 18.1606 | 18.1606 | 18.1606 | 21.8045 | 21.7391 | 22.9223 | 29.498
CDP4 | QLD | CQ | Domestic | Flexible domestic | 1.4548 | 1.5822 | 1.5822 | 1.5822 | 43.2952 | 162.3022 | 162.3022 | 162.3022 | 175.3483 | 193.6136 | 244.8914 | 244.8914 | 244.8914 | 263.0304 | 279.2252 | 279.2252 | 279.2252 | 279.2252 | 279.2252 | 363.6173 | 363.6173 | 403.5679 | 403.5679 | 403.5679 | 484.5452 | 483.0905 | 509.3837 | 655.5115
CDP4 | QLD | CQ | Export | Fixed export | 0 | 0 | 0 | 0 | 0 | 0 | 0 | 0 | 0 | 0 | 0 | 0 | 0 | 0 | 0 | 0 | 0 | 0 | 0 | 0 | 0 | 0 | 0 | 0 | 0 | 0 | 0 | 0
CDP4 | QLD | CQ | Export | Flexible export | 0 | 0 | 0 | 0 | 0 | 0 | 0 | 0 | 0 | 0 | 0 | 0 | 0 | 0 | 0 | 0 | 0 | 0 | 0 | 0 | 0 | 0 | 0 | 0 | 0 | 0 | 0 | 0
CDP4 | QLD | CQ | Export | Fixed green steel and ammonia | 0 | 0 | 0 | 0 | 0 | 0 | 0 | 0 | 0 | 0 | 0 | 0 | 0 | 0 | 0 | 0 | 0 | 0 | 0 | 0 | 0 | 0 | 0 | 0 | 0 | 0 | 0 | 0
CDP4 | QLD | SQ | Domestic | Fixed domestic | 0.034787 | 0.034787 | 0.034787 | 0.034787 | 0.78682 | 3.3635 | 3.3635 | 6.4338 | 9.8225 | 11.9186 | 17.963 | 18.2015 | 18.349 | 18.349 | 19.3494 | 20.2653 | 21.118 | 21.118 | 21.118 | 29.1641 | 29.1641 | 30.1379 | 30.1379 | 30.1379 | 32.7142 | 32.6794 | 36.0043 | 46.363
CDP4 | QLD | SQ | Domestic | Flexible domestic | 0.77305 | 0.77305 | 0.77305 | 0.77305 | 17.4849 | 74.7437 | 74.7437 | 142.974 | 218.2773 | 264.8576 | 399.1776 | 404.4774 | 407.7552 | 407.7552 | 429.9861 | 450.3408 | 469.2882 | 469.2882 | 469.2882 | 648.0905 | 648.0905 | 669.7319 | 669.7319 | 669.7319 | 726.9822 | 726.2091 | 800.095 | 1030.2885
CDP4 | QLD | SQ | Export | Fixed export | 0 | 0 | 0 | 0 | 0 | 0 | 0 | 0 | 0 | 0 | 0 | 0 | 0 | 0 | 0 | 0 | 0 | 0 | 0 | 0 | 0 | 0 | 0 | 0 | 0 | 0 | 0 | 0
CDP4 | QLD | SQ | Export | Flexible export | 0 | 0 | 0 | 0 | 0 | 0 | 0 | 0 | 0 | 0 | 0 | 0 | 0 | 0 | 0 | 0 | 0 | 0 | 0 | 0 | 0 | 0 | 0 | 0 | 0 | 0 | 0 | 0
CDP4 | QLD | SQ | Export | Fixed green steel and ammonia | 0 | 0 | 0 | 0 | 0 | 0 | 0 | 0 | 0 | 0 | 0 | 0 | 0 | 0 | 0 | 0 | 0 | 0 | 0 | 0 | 0 | 0 | 0 | 0 | 0 | 0 | 0 | 0
CDP4 | VIC | VIC | Domestic | Fixed domestic | 0.29194 | 0.46013 | 0.46013 | 0.46013 | 5.7579 | 15.8804 | 15.8804 | 23.3194 | 48.0507 | 48.0507 | 55.8514 | 62.5307 | 62.5307 | 65.789 | 65.789 | 65.789 | 65.789 | 65.789 | 65.789 | 68.181 | 68.181 | 68.181 | 77.4086 | 77.4086 | 77.4086 | 94.3559 | 94.1877 | 98.8028
CDP4 | VIC | VIC | Domestic | Flexible domestic | 6.4875 | 10.2251 | 10.2251 | 10.2251 | 127.9542 | 352.8968 | 352.8968 | 518.2089 | 1067.7943 | 1067.7943 | 1241.143 | 1389.5718 | 1389.5718 | 1461.9779 | 1461.9779 | 1461.9779 | 1461.9779 | 1461.9779 | 1461.9779 | 1515.1336 | 1515.1336 | 1515.1336 | 1720.1903 | 1720.1903 | 1720.1903 | 2096.7987 | 2093.0611 | 2195.6187
CDP4 | VIC | VIC | Export | Fixed export | 0 | 0 | 0 | 0 | 0 | 0 | 0 | 0 | 0 | 0 | 0 | 0 | 0 | 0 | 0 | 0 | 0 | 0 | 0 | 0 | 0 | 0 | 0 | 0 | 0 | 0 | 0 | 0
CDP4 | VIC | VIC | Export | Flexible export | 0 | 0 | 0 | 0 | 0 | 0 | 0 | 0 | 0 | 0 | 0 | 0 | 0 | 0 | 0 | 0 | 0 | 0 | 0 | 0 | 0 | 0 | 0 | 0 | 0 | 0 | 0 | 0
CDP4 | VIC | VIC | Export | Fixed green steel and ammonia | 0 | 0 | 0 | 0 | 0 | 0 | 0 | 0 | 0 | 0 | 0 | 0 | 0 | 0 | 0 | 0 | 0 | 0 | 0 | 0 | 0 | 0 | 0 | 0 | 0 | 0 | 0 | 0
CDP4 | SA | CSA | Domestic | Fixed domestic | 0.0026558 | 2.8152 | 8.4402 | 11.2527 | 11.2531 | 11.2531 | 11.2531 | 11.2531 | 11.2531 | 11.2531 | 11.2532 | 11.2537 | 11.2537 | 11.2541 | 11.2541 | 11.2541 | 11.2541 | 11.2541 | 12.5168 | 13.3338 | 13.3338 | 14.1826 | 14.1936 | 14.1936 | 14.8675 | 19.129 | 19.129 | 19.6295
CDP4 | SA | CSA | Domestic | Flexible domestic | 0.059018 | 62.559 | 187.559 | 250.059 | 250.0692 | 250.0692 | 250.0692 | 250.0692 | 250.0692 | 250.0692 | 250.0707 | 250.0833 | 250.0833 | 250.0921 | 250.0921 | 250.0921 | 250.0921 | 250.0921 | 278.1505 | 296.3062 | 296.3062 | 315.1689 | 315.4138 | 315.4138 | 330.3885 | 425.0884 | 425.0884 | 436.2103
CDP4 | SA | CSA | Export | Fixed export | 0 | 0 | 0 | 0 | 0 | 0 | 0 | 0 | 0 | 0 | 0 | 0 | 0 | 0 | 0 | 0 | 0 | 0 | 0 | 0 | 0 | 0 | 0 | 0 | 0 | 0 | 0 | 0
CDP4 | SA | CSA | Export | Flexible export | 0 | 0 | 0 | 0 | 0 | 0 | 0 | 0 | 0 | 0 | 0 | 0 | 0 | 0 | 0 | 0 | 0 | 0 | 0 | 0 | 0 | 0 | 0 | 0 | 0 | 0 | 0 | 0
CDP4 | SA | CSA | Export | Fixed green steel and ammonia | 0 | 0 | 0 | 0 | 0 | 0 | 0 | 0 | 0 | 0 | 0 | 0 | 0 | 0 | 0 | 0 | 0 | 0 | 0 | 0 | 0 | 0 | 0 | 0 | 0 | 0 | 0 | 0
CDP4 | SA | SESA | Domestic | Fixed domestic | 0.0070066 | 0.30441 | 0.88098 | 1.1219 | 1.2249 | 1.2249 | 1.2249 | 1.2249 | 1.5134 | 1.5927 | 1.73 | 1.852 | 1.852 | 2.1041 | 2.1041 | 2.1041 | 2.1041 | 2.1041 | 2.1041 | 2.7989 | 2.7989 | 2.7989 | 2.7989 | 2.7989 | 2.7989 | 4.3628 | 4.0654 | 4.3698
CDP4 | SA | SESA | Domestic | Flexible domestic | 0.1557 | 6.7648 | 19.5773 | 24.9307 | 27.2198 | 27.2198 | 27.2198 | 27.2198 | 33.6304 | 35.3932 | 38.4454 | 41.1556 | 41.1556 | 46.7573 | 46.7573 | 46.7573 | 46.7573 | 46.7573 | 46.7573 | 62.1976 | 62.1976 | 62.1976 | 62.1976 | 62.1976 | 62.1976 | 96.9503 | 90.3412 | 97.1069
CDP4 | SA | SESA | Export | Fixed export | 0 | 0 | 0 | 0 | 0 | 0 | 0 | 0 | 0 | 0 | 0 | 0 | 0 | 0 | 0 | 0 | 0 | 0 | 0 | 0 | 0 | 0 | 0 | 0 | 0 | 0 | 0 | 0
CDP4 | SA | SESA | Export | Flexible export | 0 | 0 | 0 | 0 | 0 | 0 | 0 | 0 | 0 | 0 | 0 | 0 | 0 | 0 | 0 | 0 | 0 | 0 | 0 | 0 | 0 | 0 | 0 | 0 | 0 | 0 | 0 | 0
CDP4 | SA | SESA | Export | Fixed green steel and ammonia | 0 | 0 | 0 | 0 | 0 | 0 | 0 | 0 | 0 | 0 | 0 | 0 | 0 | 0 | 0 | 0 | 0 | 0 | 0 | 0 | 0 | 0 | 0 | 0 | 0 | 0 | 0 | 0
CDP4 | TAS | TAS | Domestic | Fixed domestic | 0 | 0 | 0 | 0 | 0.034314 | 0.14103 | 0.29408 | 0.38245 | 0.54485 | 0.54485 | 0.56136 | 0.67051 | 0.67051 | 1.114 | 1.114 | 1.114 | 1.6055 | 1.6055 | 1.6055 | 1.6055 | 1.6055 | 1.6055 | 1.8262 | 1.8262 | 1.8262 | 1.8383 | 1.8383 | 1.8419
CDP4 | TAS | TAS | Domestic | Flexible domestic | 0 | 0 | 0 | 0 | 0.76253 | 3.134 | 6.5352 | 8.4989 | 12.1079 | 12.1079 | 12.4747 | 14.9002 | 14.9002 | 24.7553 | 24.7553 | 24.7553 | 35.6772 | 35.6772 | 35.6772 | 35.6772 | 35.6772 | 35.6772 | 40.5822 | 40.5822 | 40.5822 | 40.8513 | 40.8513 | 40.9301
CDP4 | TAS | TAS | Export | Fixed export | 0 | 0 | 0 | 0 | 0 | 0 | 0 | 0 | 0 | 0 | 0 | 0 | 0 | 0 | 0 | 0 | 0 | 0 | 0 | 0 | 0 | 0 | 0 | 0 | 0 | 0 | 0 | 0
CDP4 | TAS | TAS | Export | Flexible export | 0 | 0 | 0 | 0 | 0 | 0 | 0 | 0 | 0 | 0 | 0 | 0 | 0 | 0 | 0 | 0 | 0 | 0 | 0 | 0 | 0 | 0 | 0 | 0 | 0 | 0 | 0 | 0
CDP4 | TAS | TAS | Export | Fixed green steel and ammonia | 0 | 0 | 0 | 0 | 0 | 0 | 0 | 0 | 0 | 0 | 0 | 0 | 0 | 0 | 0 | 0 | 0 | 0 | 0 | 0 | 0 | 0 | 0 | 0 | 0 | 0 | 0 | 0
CDP5 | NSW | NNSW | Domestic | Fixed domestic | 0 | 0 | 0 | 0 | 0 | 0 | 0 | 0 | 0 | 0 | 0 | 0 | 0 | 0 | 0 | 0 | 0 | 0 | 0 | 0 | 0 | 0 | 0 | 0 | 0 | 0 | 0 | 0
CDP5 | NSW | NNSW | Domestic | Flexible domestic | 0 | 0 | 0 | 0 | 0 | 0 | 0 | 0 | 0 | 0 | 0 | 0 | 0 | 0 | 0 | 0 | 0 | 0 | 0 | 0 | 0 | 0 | 0 | 0 | 0 | 0 | 0 | 0
CDP5 | NSW | NNSW | Export | Fixed export | 0 | 0 | 0 | 0 | 0 | 0 | 0 | 0 | 0 | 0 | 0 | 0 | 0 | 0 | 0 | 0 | 0 | 0 | 0 | 0 | 0 | 0 | 0 | 0 | 0 | 0 | 0 | 0
CDP5 | NSW | NNSW | Export | Flexible export | 0 | 0 | 0 | 0 | 0 | 0 | 0 | 0 | 0 | 0 | 0 | 0 | 0 | 0 | 0 | 0 | 0 | 0 | 0 | 0 | 0 | 0 | 0 | 0 | 0 | 0 | 0 | 0
CDP5 | NSW | NNSW | Export | Fixed green steel and ammonia | 0 | 0 | 0 | 0 | 0 | 0 | 0 | 0 | 0 | 0 | 0 | 0 | 0 | 0 | 0 | 0 | 0 | 0 | 0 | 0 | 0 | 0 | 0 | 0 | 0 | 0 | 0 | 0
CDP5 | NSW | CNSW | Domestic | Fixed domestic | 0 | 0 | 0 | 0 | 0 | 0 | 0 | 0 | 0 | 0 | 0 | 0 | 0 | 0 | 0 | 0 | 0 | 0 | 0 | 0 | 0 | 0 | 0 | 0 | 0 | 0 | 0 | 0
CDP5 | NSW | CNSW | Domestic | Flexible domestic | 0 | 0 | 0 | 0 | 0 | 0 | 0 | 0 | 0 | 0 | 0 | 0 | 0 | 0 | 0 | 0 | 0 | 0 | 0 | 0 | 0 | 0 | 0 | 0 | 0 | 0 | 0 | 0
CDP5 | NSW | CNSW | Export | Fixed export | 0 | 0 | 0 | 0 | 0 | 0 | 0 | 0 | 0 | 0 | 0 | 0 | 0 | 0 | 0 | 0 | 0 | 0 | 0 | 0 | 0 | 0 | 0 | 0 | 0 | 0 | 0 | 0
CDP5 | NSW | CNSW | Export | Flexible export | 0 | 0 | 0 | 0 | 0 | 0 | 0 | 0 | 0 | 0 | 0 | 0 | 0 | 0 | 0 | 0 | 0 | 0 | 0 | 0 | 0 | 0 | 0 | 0 | 0 | 0 | 0 | 0
CDP5 | NSW | CNSW | Export | Fixed green steel and ammonia | 0 | 0 | 0 | 0 | 0 | 0 | 0 | 0 | 0 | 0 | 0 | 0 | 0 | 0 | 0 | 0 | 0 | 0 | 0 | 0 | 0 | 0 | 0 | 0 | 0 | 0 | 0 | 0
CDP5 | NSW | SNSW | Domestic | Fixed domestic | 0.15156 | 0.36362 | 0.72014 | 1.2518 | 3.1041 | 3.1041 | 3.1041 | 3.1041 | 3.1041 | 3.1545 | 3.1545 | 4.3389 | 4.3389 | 4.5872 | 4.5872 | 4.5872 | 4.5872 | 4.5872 | 4.5872 | 6.2551 | 6.2551 | 6.3139 | 6.3626 | 6.3626 | 12.23 | 23.5836 | 23.8502 | 23.4937
CDP5 | NSW | SNSW | Domestic | Flexible domestic | 3.3679 | 8.0803 | 16.003 | 27.8174 | 68.9802 | 68.9802 | 68.9802 | 68.9802 | 68.9802 | 70.1002 | 70.1002 | 96.4211 | 96.4211 | 101.9367 | 101.9367 | 101.9367 | 101.9367 | 101.9367 | 101.9367 | 139.0033 | 139.0033 | 140.3094 | 141.3902 | 141.3902 | 271.7772 | 524.0802 | 530.0041 | 522.0814
CDP5 | NSW | SNSW | Export | Fixed export | 0 | 0 | 0 | 0 | 0 | 0 | 0 | 0 | 0 | 0 | 0 | 0 | 0 | 0 | 0 | 0 | 0 | 0 | 0 | 0 | 0 | 0 | 0 | 0 | 0 | 0 | 0 | 0
CDP5 | NSW | SNSW | Export | Flexible export | 0 | 0 | 0 | 0 | 0 | 0 | 0 | 0 | 0 | 0 | 0 | 0 | 0 | 0 | 0 | 0 | 0 | 0 | 0 | 0 | 0 | 0 | 0 | 0 | 0 | 0 | 0 | 0
CDP5 | NSW | SNSW | Export | Fixed green steel and ammonia | 0 | 0 | 0 | 0 | 0 | 0 | 0 | 0 | 0 | 0 | 0 | 0 | 0 | 0 | 0 | 0 | 0 | 0 | 0 | 0 | 0 | 0 | 0 | 0 | 0 | 0 | 0 | 0
CDP5 | NSW | SNW | Domestic | Fixed domestic | 0.76584 | 1.8554 | 3.6736 | 6.3972 | 14.773 | 14.773 | 14.773 | 14.773 | 14.773 | 16.5781 | 16.69 | 25.5639 | 25.5639 | 27.0823 | 27.0823 | 27.0823 | 27.0823 | 27.0823 | 27.0823 | 32.2124 | 32.2124 | 32.4885 | 33.6442 | 39.3809 | 63.583 | 119.1284 | 122.8149 | 120.9967
CDP5 | NSW | SNW | Domestic | Flexible domestic | 17.0187 | 41.2316 | 81.636 | 142.1608 | 328.2883 | 328.2883 | 328.2883 | 328.2883 | 328.2883 | 368.4029 | 370.8883 | 568.087 | 568.087 | 601.8299 | 601.8299 | 601.8299 | 601.8299 | 601.8299 | 601.8299 | 715.8322 | 715.8322 | 721.9669 | 747.6492 | 875.1317 | 1412.9556 | 2647.2979 | 2729.221 | 2688.8166
CDP5 | NSW | SNW | Export | Fixed export | 0 | 0 | 0 | 0 | 0 | 0 | 0 | 0 | 0 | 0 | 0 | 0 | 0 | 0 | 0 | 0 | 0 | 0 | 0 | 0 | 0 | 0 | 0 | 0 | 0 | 0 | 0 | 0
CDP5 | NSW | SNW | Export | Flexible export | 0 | 0 | 0 | 0 | 0 | 0 | 0 | 0 | 0 | 0 | 0 | 0 | 0 | 0 | 0 | 0 | 0 | 0 | 0 | 0 | 0 | 0 | 0 | 0 | 0 | 0 | 0 | 0
CDP5 | NSW | SNW | Export | Fixed green steel and ammonia | 0 | 0 | 0 | 0 | 0 | 0 | 0 | 0 | 0 | 0 | 0 | 0 | 0 | 0 | 0 | 0 | 0 | 0 | 0 | 0 | 0 | 0 | 0 | 0 | 0 | 0 | 0 | 0
CDP5 | QLD | NQ | Domestic | Fixed domestic | 0 | 0 | 0 | 0 | 0 | 0 | 0 | 0 | 0 | 0 | 0 | 0 | 0 | 0 | 0 | 0 | 0 | 0 | 0 | 0 | 0 | 0 | 0 | 0 | 0 | 0 | 0 | 0
CDP5 | QLD | NQ | Domestic | Flexible domestic | 0 | 0 | 0 | 0 | 0 | 0 | 0 | 0 | 0 | 0 | 0 | 0 | 0 | 0 | 0 | 0 | 0 | 0 | 0 | 0 | 0 | 0 | 0 | 0 | 0 | 0 | 0 | 0
CDP5 | QLD | NQ | Export | Fixed export | 0 | 0 | 0 | 0 | 0 | 0 | 0 | 0 | 0 | 0 | 0 | 0 | 0 | 0 | 0 | 0 | 0 | 0 | 0 | 0 | 0 | 0 | 0 | 0 | 0 | 0 | 0 | 0
CDP5 | QLD | NQ | Export | Flexible export | 0 | 0 | 0 | 0 | 0 | 0 | 0 | 0 | 0 | 0 | 0 | 0 | 0 | 0 | 0 | 0 | 0 | 0 | 0 | 0 | 0 | 0 | 0 | 0 | 0 | 0 | 0 | 0
CDP5 | QLD | NQ | Export | Fixed green steel and ammonia | 0 | 0 | 0 | 0 | 0 | 0 | 0 | 0 | 0 | 0 | 0 | 0 | 0 | 0 | 0 | 0 | 0 | 0 | 0 | 0 | 0 | 0 | 0 | 0 | 0 | 0 | 0 | 0
CDP5 | QLD | CQ | Domestic | Fixed domestic | 0.065464 | 0.071197 | 0.071197 | 0.071197 | 1.9483 | 7.3036 | 7.3036 | 7.3036 | 7.8907 | 8.7126 | 11.0201 | 11.0201 | 11.0201 | 11.8364 | 12.5651 | 12.5651 | 12.5651 | 12.5651 | 12.5651 | 16.3628 | 16.3628 | 18.1606 | 18.1606 | 18.1606 | 21.8045 | 21.7391 | 22.9223 | 29.498
CDP5 | QLD | CQ | Domestic | Flexible domestic | 1.4548 | 1.5822 | 1.5822 | 1.5822 | 43.2952 | 162.3022 | 162.3022 | 162.3022 | 175.3483 | 193.6136 | 244.8914 | 244.8914 | 244.8914 | 263.0304 | 279.2252 | 279.2252 | 279.2252 | 279.2252 | 279.2252 | 363.6173 | 363.6173 | 403.5679 | 403.5679 | 403.5679 | 484.5452 | 483.0905 | 509.3837 | 655.5115
CDP5 | QLD | CQ | Export | Fixed export | 0 | 0 | 0 | 0 | 0 | 0 | 0 | 0 | 0 | 0 | 0 | 0 | 0 | 0 | 0 | 0 | 0 | 0 | 0 | 0 | 0 | 0 | 0 | 0 | 0 | 0 | 0 | 0
CDP5 | QLD | CQ | Export | Flexible export | 0 | 0 | 0 | 0 | 0 | 0 | 0 | 0 | 0 | 0 | 0 | 0 | 0 | 0 | 0 | 0 | 0 | 0 | 0 | 0 | 0 | 0 | 0 | 0 | 0 | 0 | 0 | 0
CDP5 | QLD | CQ | Export | Fixed green steel and ammonia | 0 | 0 | 0 | 0 | 0 | 0 | 0 | 0 | 0 | 0 | 0 | 0 | 0 | 0 | 0 | 0 | 0 | 0 | 0 | 0 | 0 | 0 | 0 | 0 | 0 | 0 | 0 | 0
CDP5 | QLD | SQ | Domestic | Fixed domestic | 0.034787 | 0.034787 | 0.034787 | 0.034787 | 0.78682 | 3.3635 | 3.3635 | 6.4338 | 9.8225 | 11.9186 | 17.963 | 18.2015 | 18.349 | 18.349 | 19.3494 | 20.2653 | 21.118 | 21.118 | 21.118 | 29.1641 | 29.1641 | 30.1379 | 30.1379 | 30.1379 | 32.7142 | 32.6794 | 36.0043 | 46.363
CDP5 | QLD | SQ | Domestic | Flexible domestic | 0.77305 | 0.77305 | 0.77305 | 0.77305 | 17.4849 | 74.7437 | 74.7437 | 142.974 | 218.2773 | 264.8576 | 399.1776 | 404.4774 | 407.7552 | 407.7552 | 429.9861 | 450.3408 | 469.2882 | 469.2882 | 469.2882 | 648.0905 | 648.0905 | 669.7319 | 669.7319 | 669.7319 | 726.9822 | 726.2091 | 800.095 | 1030.2885
CDP5 | QLD | SQ | Export | Fixed export | 0 | 0 | 0 | 0 | 0 | 0 | 0 | 0 | 0 | 0 | 0 | 0 | 0 | 0 | 0 | 0 | 0 | 0 | 0 | 0 | 0 | 0 | 0 | 0 | 0 | 0 | 0 | 0
CDP5 | QLD | SQ | Export | Flexible export | 0 | 0 | 0 | 0 | 0 | 0 | 0 | 0 | 0 | 0 | 0 | 0 | 0 | 0 | 0 | 0 | 0 | 0 | 0 | 0 | 0 | 0 | 0 | 0 | 0 | 0 | 0 | 0
CDP5 | QLD | SQ | Export | Fixed green steel and ammonia | 0 | 0 | 0 | 0 | 0 | 0 | 0 | 0 | 0 | 0 | 0 | 0 | 0 | 0 | 0 | 0 | 0 | 0 | 0 | 0 | 0 | 0 | 0 | 0 | 0 | 0 | 0 | 0
CDP5 | VIC | VIC | Domestic | Fixed domestic | 0.29194 | 0.46013 | 0.46013 | 0.46013 | 5.7579 | 15.8804 | 15.8804 | 23.3194 | 48.0507 | 48.0507 | 55.8514 | 62.5307 | 62.5307 | 65.789 | 65.789 | 65.789 | 65.789 | 65.789 | 65.789 | 68.181 | 68.181 | 68.181 | 77.4086 | 77.4086 | 77.4086 | 94.3559 | 94.1877 | 98.8028
CDP5 | VIC | VIC | Domestic | Flexible domestic | 6.4875 | 10.2251 | 10.2251 | 10.2251 | 127.9542 | 352.8968 | 352.8968 | 518.2089 | 1067.7943 | 1067.7943 | 1241.143 | 1389.5718 | 1389.5718 | 1461.9779 | 1461.9779 | 1461.9779 | 1461.9779 | 1461.9779 | 1461.9779 | 1515.1336 | 1515.1336 | 1515.1336 | 1720.1903 | 1720.1903 | 1720.1903 | 2096.7987 | 2093.0611 | 2195.6187
CDP5 | VIC | VIC | Export | Fixed export | 0 | 0 | 0 | 0 | 0 | 0 | 0 | 0 | 0 | 0 | 0 | 0 | 0 | 0 | 0 | 0 | 0 | 0 | 0 | 0 | 0 | 0 | 0 | 0 | 0 | 0 | 0 | 0
CDP5 | VIC | VIC | Export | Flexible export | 0 | 0 | 0 | 0 | 0 | 0 | 0 | 0 | 0 | 0 | 0 | 0 | 0 | 0 | 0 | 0 | 0 | 0 | 0 | 0 | 0 | 0 | 0 | 0 | 0 | 0 | 0 | 0
CDP5 | VIC | VIC | Export | Fixed green steel and ammonia | 0 | 0 | 0 | 0 | 0 | 0 | 0 | 0 | 0 | 0 | 0 | 0 | 0 | 0 | 0 | 0 | 0 | 0 | 0 | 0 | 0 | 0 | 0 | 0 | 0 | 0 | 0 | 0
CDP5 | SA | CSA | Domestic | Fixed domestic | 0.0026558 | 2.8152 | 8.4402 | 11.2527 | 11.2531 | 11.2531 | 11.2531 | 11.2531 | 11.2531 | 11.2531 | 11.2532 | 11.2537 | 11.2537 | 11.2541 | 11.2541 | 11.2541 | 11.2541 | 11.2541 | 12.5168 | 13.3338 | 13.3338 | 14.1826 | 14.1936 | 14.1936 | 14.8675 | 19.129 | 19.129 | 19.6295
CDP5 | SA | CSA | Domestic | Flexible domestic | 0.059018 | 62.559 | 187.559 | 250.059 | 250.0692 | 250.0692 | 250.0692 | 250.0692 | 250.0692 | 250.0692 | 250.0707 | 250.0833 | 250.0833 | 250.0921 | 250.0921 | 250.0921 | 250.0921 | 250.0921 | 278.1505 | 296.3062 | 296.3062 | 315.1689 | 315.4138 | 315.4138 | 330.3885 | 425.0884 | 425.0884 | 436.2103
CDP5 | SA | CSA | Export | Fixed export | 0 | 0 | 0 | 0 | 0 | 0 | 0 | 0 | 0 | 0 | 0 | 0 | 0 | 0 | 0 | 0 | 0 | 0 | 0 | 0 | 0 | 0 | 0 | 0 | 0 | 0 | 0 | 0
CDP5 | SA | CSA | Export | Flexible export | 0 | 0 | 0 | 0 | 0 | 0 | 0 | 0 | 0 | 0 | 0 | 0 | 0 | 0 | 0 | 0 | 0 | 0 | 0 | 0 | 0 | 0 | 0 | 0 | 0 | 0 | 0 | 0
CDP5 | SA | CSA | Export | Fixed green steel and ammonia | 0 | 0 | 0 | 0 | 0 | 0 | 0 | 0 | 0 | 0 | 0 | 0 | 0 | 0 | 0 | 0 | 0 | 0 | 0 | 0 | 0 | 0 | 0 | 0 | 0 | 0 | 0 | 0
CDP5 | SA | SESA | Domestic | Fixed domestic | 0.0070066 | 0.30441 | 0.88098 | 1.1219 | 1.2249 | 1.2249 | 1.2249 | 1.2249 | 1.5134 | 1.5927 | 1.73 | 1.852 | 1.852 | 2.1041 | 2.1041 | 2.1041 | 2.1041 | 2.1041 | 2.1041 | 2.7989 | 2.7989 | 2.7989 | 2.7989 | 2.7989 | 2.7989 | 4.3628 | 4.0654 | 4.3698
CDP5 | SA | SESA | Domestic | Flexible domestic | 0.1557 | 6.7648 | 19.5773 | 24.9307 | 27.2198 | 27.2198 | 27.2198 | 27.2198 | 33.6304 | 35.3932 | 38.4454 | 41.1556 | 41.1556 | 46.7573 | 46.7573 | 46.7573 | 46.7573 | 46.7573 | 46.7573 | 62.1976 | 62.1976 | 62.1976 | 62.1976 | 62.1976 | 62.1976 | 96.9503 | 90.3412 | 97.1069
CDP5 | SA | SESA | Export | Fixed export | 0 | 0 | 0 | 0 | 0 | 0 | 0 | 0 | 0 | 0 | 0 | 0 | 0 | 0 | 0 | 0 | 0 | 0 | 0 | 0 | 0 | 0 | 0 | 0 | 0 | 0 | 0 | 0
CDP5 | SA | SESA | Export | Flexible export | 0 | 0 | 0 | 0 | 0 | 0 | 0 | 0 | 0 | 0 | 0 | 0 | 0 | 0 | 0 | 0 | 0 | 0 | 0 | 0 | 0 | 0 | 0 | 0 | 0 | 0 | 0 | 0
CDP5 | SA | SESA | Export | Fixed green steel and ammonia | 0 | 0 | 0 | 0 | 0 | 0 | 0 | 0 | 0 | 0 | 0 | 0 | 0 | 0 | 0 | 0 | 0 | 0 | 0 | 0 | 0 | 0 | 0 | 0 | 0 | 0 | 0 | 0
CDP5 | TAS | TAS | Domestic | Fixed domestic | 0 | 0 | 0 | 0 | 0.034314 | 0.14103 | 0.29408 | 0.38245 | 0.54485 | 0.54485 | 0.56136 | 0.67051 | 0.67051 | 1.114 | 1.114 | 1.114 | 1.6055 | 1.6055 | 1.6055 | 1.6055 | 1.6055 | 1.6055 | 1.8262 | 1.8262 | 1.8262 | 1.8383 | 1.8383 | 1.8419
CDP5 | TAS | TAS | Domestic | Flexible domestic | 0 | 0 | 0 | 0 | 0.76253 | 3.134 | 6.5352 | 8.4989 | 12.1079 | 12.1079 | 12.4747 | 14.9002 | 14.9002 | 24.7553 | 24.7553 | 24.7553 | 35.6772 | 35.6772 | 35.6772 | 35.6772 | 35.6772 | 35.6772 | 40.5822 | 40.5822 | 40.5822 | 40.8513 | 40.8513 | 40.9301
CDP5 | TAS | TAS | Export | Fixed export | 0 | 0 | 0 | 0 | 0 | 0 | 0 | 0 | 0 | 0 | 0 | 0 | 0 | 0 | 0 | 0 | 0 | 0 | 0 | 0 | 0 | 0 | 0 | 0 | 0 | 0 | 0 | 0
CDP5 | TAS | TAS | Export | Flexible export | 0 | 0 | 0 | 0 | 0 | 0 | 0 | 0 | 0 | 0 | 0 | 0 | 0 | 0 | 0 | 0 | 0 | 0 | 0 | 0 | 0 | 0 | 0 | 0 | 0 | 0 | 0 | 0
CDP5 | TAS | TAS | Export | Fixed green steel and ammonia | 0 | 0 | 0 | 0 | 0 | 0 | 0 | 0 | 0 | 0 | 0 | 0 | 0 | 0 | 0 | 0 | 0 | 0 | 0 | 0 | 0 | 0 | 0 | 0 | 0 | 0 | 0 | 0
CDP6 | NSW | NNSW | Domestic | Fixed domestic | 0 | 0 | 0 | 0 | 0 | 0 | 0 | 0 | 0 | 0 | 0 | 0 | 0 | 0 | 0 | 0 | 0 | 0 | 0 | 0 | 0 | 0 | 0 | 0 | 0 | 0 | 0 | 0
CDP6 | NSW | NNSW | Domestic | Flexible domestic | 0 | 0 | 0 | 0 | 0 | 0 | 0 | 0 | 0 | 0 | 0 | 0 | 0 | 0 | 0 | 0 | 0 | 0 | 0 | 0 | 0 | 0 | 0 | 0 | 0 | 0 | 0 | 0
CDP6 | NSW | NNSW | Export | Fixed export | 0 | 0 | 0 | 0 | 0 | 0 | 0 | 0 | 0 | 0 | 0 | 0 | 0 | 0 | 0 | 0 | 0 | 0 | 0 | 0 | 0 | 0 | 0 | 0 | 0 | 0 | 0 | 0
CDP6 | NSW | NNSW | Export | Flexible export | 0 | 0 | 0 | 0 | 0 | 0 | 0 | 0 | 0 | 0 | 0 | 0 | 0 | 0 | 0 | 0 | 0 | 0 | 0 | 0 | 0 | 0 | 0 | 0 | 0 | 0 | 0 | 0
CDP6 | NSW | NNSW | Export | Fixed green steel and ammonia | 0 | 0 | 0 | 0 | 0 | 0 | 0 | 0 | 0 | 0 | 0 | 0 | 0 | 0 | 0 | 0 | 0 | 0 | 0 | 0 | 0 | 0 | 0 | 0 | 0 | 0 | 0 | 0
CDP6 | NSW | CNSW | Domestic | Fixed domestic | 0 | 0 | 0 | 0 | 0 | 0 | 0 | 0 | 0 | 0 | 0 | 0 | 0 | 0 | 0 | 0 | 0 | 0 | 0 | 0 | 0 | 0 | 0 | 0 | 0 | 0 | 0 | 0
CDP6 | NSW | CNSW | Domestic | Flexible domestic | 0 | 0 | 0 | 0 | 0 | 0 | 0 | 0 | 0 | 0 | 0 | 0 | 0 | 0 | 0 | 0 | 0 | 0 | 0 | 0 | 0 | 0 | 0 | 0 | 0 | 0 | 0 | 0
CDP6 | NSW | CNSW | Export | Fixed export | 0 | 0 | 0 | 0 | 0 | 0 | 0 | 0 | 0 | 0 | 0 | 0 | 0 | 0 | 0 | 0 | 0 | 0 | 0 | 0 | 0 | 0 | 0 | 0 | 0 | 0 | 0 | 0
CDP6 | NSW | CNSW | Export | Flexible export | 0 | 0 | 0 | 0 | 0 | 0 | 0 | 0 | 0 | 0 | 0 | 0 | 0 | 0 | 0 | 0 | 0 | 0 | 0 | 0 | 0 | 0 | 0 | 0 | 0 | 0 | 0 | 0
CDP6 | NSW | CNSW | Export | Fixed green steel and ammonia | 0 | 0 | 0 | 0 | 0 | 0 | 0 | 0 | 0 | 0 | 0 | 0 | 0 | 0 | 0 | 0 | 0 | 0 | 0 | 0 | 0 | 0 | 0 | 0 | 0 | 0 | 0 | 0
CDP6 | NSW | SNSW | Domestic | Fixed domestic | 0.15156 | 0.36362 | 0.72014 | 1.2518 | 3.1041 | 3.1041 | 3.1041 | 3.1041 | 3.1041 | 3.1545 | 3.1545 | 4.3389 | 4.3389 | 4.5872 | 4.5872 | 4.5872 | 4.5872 | 4.5872 | 4.5872 | 6.2551 | 6.2551 | 6.3139 | 6.3626 | 6.3626 | 12.23 | 23.5836 | 23.8502 | 23.4937
CDP6 | NSW | SNSW | Domestic | Flexible domestic | 3.3679 | 8.0803 | 16.003 | 27.8174 | 68.9802 | 68.9802 | 68.9802 | 68.9802 | 68.9802 | 70.1002 | 70.1002 | 96.4211 | 96.4211 | 101.9367 | 101.9367 | 101.9367 | 101.9367 | 101.9367 | 101.9367 | 139.0033 | 139.0033 | 140.3094 | 141.3902 | 141.3902 | 271.7772 | 524.0802 | 530.0041 | 522.0814
CDP6 | NSW | SNSW | Export | Fixed export | 0 | 0 | 0 | 0 | 0 | 0 | 0 | 0 | 0 | 0 | 0 | 0 | 0 | 0 | 0 | 0 | 0 | 0 | 0 | 0 | 0 | 0 | 0 | 0 | 0 | 0 | 0 | 0
CDP6 | NSW | SNSW | Export | Flexible export | 0 | 0 | 0 | 0 | 0 | 0 | 0 | 0 | 0 | 0 | 0 | 0 | 0 | 0 | 0 | 0 | 0 | 0 | 0 | 0 | 0 | 0 | 0 | 0 | 0 | 0 | 0 | 0
CDP6 | NSW | SNSW | Export | Fixed green steel and ammonia | 0 | 0 | 0 | 0 | 0 | 0 | 0 | 0 | 0 | 0 | 0 | 0 | 0 | 0 | 0 | 0 | 0 | 0 | 0 | 0 | 0 | 0 | 0 | 0 | 0 | 0 | 0 | 0
CDP6 | NSW | SNW | Domestic | Fixed domestic | 0.76584 | 1.8554 | 3.6736 | 6.3972 | 14.773 | 14.773 | 14.773 | 14.773 | 14.773 | 16.5781 | 16.69 | 25.5639 | 25.5639 | 27.0823 | 27.0823 | 27.0823 | 27.0823 | 27.0823 | 27.0823 | 32.2124 | 32.2124 | 32.4885 | 33.6442 | 39.3809 | 63.583 | 119.1284 | 122.8149 | 120.9967
CDP6 | NSW | SNW | Domestic | Flexible domestic | 17.0187 | 41.2316 | 81.636 | 142.1608 | 328.2883 | 328.2883 | 328.2883 | 328.2883 | 328.2883 | 368.4029 | 370.8883 | 568.087 | 568.087 | 601.8299 | 601.8299 | 601.8299 | 601.8299 | 601.8299 | 601.8299 | 715.8322 | 715.8322 | 721.9669 | 747.6492 | 875.1317 | 1412.9556 | 2647.2979 | 2729.221 | 2688.8166
CDP6 | NSW | SNW | Export | Fixed export | 0 | 0 | 0 | 0 | 0 | 0 | 0 | 0 | 0 | 0 | 0 | 0 | 0 | 0 | 0 | 0 | 0 | 0 | 0 | 0 | 0 | 0 | 0 | 0 | 0 | 0 | 0 | 0
CDP6 | NSW | SNW | Export | Flexible export | 0 | 0 | 0 | 0 | 0 | 0 | 0 | 0 | 0 | 0 | 0 | 0 | 0 | 0 | 0 | 0 | 0 | 0 | 0 | 0 | 0 | 0 | 0 | 0 | 0 | 0 | 0 | 0
CDP6 | NSW | SNW | Export | Fixed green steel and ammonia | 0 | 0 | 0 | 0 | 0 | 0 | 0 | 0 | 0 | 0 | 0 | 0 | 0 | 0 | 0 | 0 | 0 | 0 | 0 | 0 | 0 | 0 | 0 | 0 | 0 | 0 | 0 | 0
CDP6 | QLD | NQ | Domestic | Fixed domestic | 0 | 0 | 0 | 0 | 0 | 0 | 0 | 0 | 0 | 0 | 0 | 0 | 0 | 0 | 0 | 0 | 0 | 0 | 0 | 0 | 0 | 0 | 0 | 0 | 0 | 0 | 0 | 0
CDP6 | QLD | NQ | Domestic | Flexible domestic | 0 | 0 | 0 | 0 | 0 | 0 | 0 | 0 | 0 | 0 | 0 | 0 | 0 | 0 | 0 | 0 | 0 | 0 | 0 | 0 | 0 | 0 | 0 | 0 | 0 | 0 | 0 | 0
CDP6 | QLD | NQ | Export | Fixed export | 0 | 0 | 0 | 0 | 0 | 0 | 0 | 0 | 0 | 0 | 0 | 0 | 0 | 0 | 0 | 0 | 0 | 0 | 0 | 0 | 0 | 0 | 0 | 0 | 0 | 0 | 0 | 0
CDP6 | QLD | NQ | Export | Flexible export | 0 | 0 | 0 | 0 | 0 | 0 | 0 | 0 | 0 | 0 | 0 | 0 | 0 | 0 | 0 | 0 | 0 | 0 | 0 | 0 | 0 | 0 | 0 | 0 | 0 | 0 | 0 | 0
CDP6 | QLD | NQ | Export | Fixed green steel and ammonia | 0 | 0 | 0 | 0 | 0 | 0 | 0 | 0 | 0 | 0 | 0 | 0 | 0 | 0 | 0 | 0 | 0 | 0 | 0 | 0 | 0 | 0 | 0 | 0 | 0 | 0 | 0 | 0
CDP6 | QLD | CQ | Domestic | Fixed domestic | 0.065464 | 0.071197 | 0.071197 | 0.071197 | 1.9483 | 7.3036 | 7.3036 | 7.3036 | 7.8907 | 8.7126 | 11.0201 | 11.0201 | 11.0201 | 11.8364 | 12.5651 | 12.5651 | 12.5651 | 12.5651 | 12.5651 | 16.3628 | 16.3628 | 18.1606 | 18.1606 | 18.1606 | 21.8045 | 21.7391 | 22.9223 | 29.498
CDP6 | QLD | CQ | Domestic | Flexible domestic | 1.4548 | 1.5822 | 1.5822 | 1.5822 | 43.2952 | 162.3022 | 162.3022 | 162.3022 | 175.3483 | 193.6136 | 244.8914 | 244.8914 | 244.8914 | 263.0304 | 279.2252 | 279.2252 | 279.2252 | 279.2252 | 279.2252 | 363.6173 | 363.6173 | 403.5679 | 403.5679 | 403.5679 | 484.5452 | 483.0905 | 509.3837 | 655.5115
CDP6 | QLD | CQ | Export | Fixed export | 0 | 0 | 0 | 0 | 0 | 0 | 0 | 0 | 0 | 0 | 0 | 0 | 0 | 0 | 0 | 0 | 0 | 0 | 0 | 0 | 0 | 0 | 0 | 0 | 0 | 0 | 0 | 0
CDP6 | QLD | CQ | Export | Flexible export | 0 | 0 | 0 | 0 | 0 | 0 | 0 | 0 | 0 | 0 | 0 | 0 | 0 | 0 | 0 | 0 | 0 | 0 | 0 | 0 | 0 | 0 | 0 | 0 | 0 | 0 | 0 | 0
CDP6 | QLD | CQ | Export | Fixed green steel and ammonia | 0 | 0 | 0 | 0 | 0 | 0 | 0 | 0 | 0 | 0 | 0 | 0 | 0 | 0 | 0 | 0 | 0 | 0 | 0 | 0 | 0 | 0 | 0 | 0 | 0 | 0 | 0 | 0
CDP6 | QLD | SQ | Domestic | Fixed domestic | 0.034787 | 0.034787 | 0.034787 | 0.034787 | 0.78682 | 3.3635 | 3.3635 | 6.4338 | 9.8225 | 11.9186 | 17.963 | 18.2015 | 18.349 | 18.349 | 19.3494 | 20.2653 | 21.118 | 21.118 | 21.118 | 29.1641 | 29.1641 | 30.1379 | 30.1379 | 30.1379 | 32.7142 | 32.6794 | 36.0043 | 46.363
CDP6 | QLD | SQ | Domestic | Flexible domestic | 0.77305 | 0.77305 | 0.77305 | 0.77305 | 17.4849 | 74.7437 | 74.7437 | 142.974 | 218.2773 | 264.8576 | 399.1776 | 404.4774 | 407.7552 | 407.7552 | 429.9861 | 450.3408 | 469.2882 | 469.2882 | 469.2882 | 648.0905 | 648.0905 | 669.7319 | 669.7319 | 669.7319 | 726.9822 | 726.2091 | 800.095 | 1030.2885
CDP6 | QLD | SQ | Export | Fixed export | 0 | 0 | 0 | 0 | 0 | 0 | 0 | 0 | 0 | 0 | 0 | 0 | 0 | 0 | 0 | 0 | 0 | 0 | 0 | 0 | 0 | 0 | 0 | 0 | 0 | 0 | 0 | 0
CDP6 | QLD | SQ | Export | Flexible export | 0 | 0 | 0 | 0 | 0 | 0 | 0 | 0 | 0 | 0 | 0 | 0 | 0 | 0 | 0 | 0 | 0 | 0 | 0 | 0 | 0 | 0 | 0 | 0 | 0 | 0 | 0 | 0
CDP6 | QLD | SQ | Export | Fixed green steel and ammonia | 0 | 0 | 0 | 0 | 0 | 0 | 0 | 0 | 0 | 0 | 0 | 0 | 0 | 0 | 0 | 0 | 0 | 0 | 0 | 0 | 0 | 0 | 0 | 0 | 0 | 0 | 0 | 0
CDP6 | VIC | VIC | Domestic | Fixed domestic | 0.29194 | 0.46013 | 0.46013 | 0.46013 | 5.7579 | 15.8804 | 15.8804 | 23.3194 | 48.0507 | 48.0507 | 55.8514 | 62.5307 | 62.5307 | 65.789 | 65.789 | 65.789 | 65.789 | 65.789 | 65.789 | 68.181 | 68.181 | 68.181 | 77.4086 | 77.4086 | 77.4086 | 94.3559 | 94.1877 | 98.8028
CDP6 | VIC | VIC | Domestic | Flexible domestic | 6.4875 | 10.2251 | 10.2251 | 10.2251 | 127.9542 | 352.8968 | 352.8968 | 518.2089 | 1067.7943 | 1067.7943 | 1241.143 | 1389.5718 | 1389.5718 | 1461.9779 | 1461.9779 | 1461.9779 | 1461.9779 | 1461.9779 | 1461.9779 | 1515.1336 | 1515.1336 | 1515.1336 | 1720.1903 | 1720.1903 | 1720.1903 | 2096.7987 | 2093.0611 | 2195.6187
CDP6 | VIC | VIC | Export | Fixed export | 0 | 0 | 0 | 0 | 0 | 0 | 0 | 0 | 0 | 0 | 0 | 0 | 0 | 0 | 0 | 0 | 0 | 0 | 0 | 0 | 0 | 0 | 0 | 0 | 0 | 0 | 0 | 0
CDP6 | VIC | VIC | Export | Flexible export | 0 | 0 | 0 | 0 | 0 | 0 | 0 | 0 | 0 | 0 | 0 | 0 | 0 | 0 | 0 | 0 | 0 | 0 | 0 | 0 | 0 | 0 | 0 | 0 | 0 | 0 | 0 | 0
CDP6 | VIC | VIC | Export | Fixed green steel and ammonia | 0 | 0 | 0 | 0 | 0 | 0 | 0 | 0 | 0 | 0 | 0 | 0 | 0 | 0 | 0 | 0 | 0 | 0 | 0 | 0 | 0 | 0 | 0 | 0 | 0 | 0 | 0 | 0
CDP6 | SA | CSA | Domestic | Fixed domestic | 0.0026558 | 2.8152 | 8.4402 | 11.2527 | 11.2531 | 11.2531 | 11.2531 | 11.2531 | 11.2531 | 11.2531 | 11.2532 | 11.2537 | 11.2537 | 11.2541 | 11.2541 | 11.2541 | 11.2541 | 11.2541 | 12.5168 | 13.3338 | 13.3338 | 14.1826 | 14.1936 | 14.1936 | 14.8675 | 19.129 | 19.129 | 19.6295
CDP6 | SA | CSA | Domestic | Flexible domestic | 0.059018 | 62.559 | 187.559 | 250.059 | 250.0692 | 250.0692 | 250.0692 | 250.0692 | 250.0692 | 250.0692 | 250.0707 | 250.0833 | 250.0833 | 250.0921 | 250.0921 | 250.0921 | 250.0921 | 250.0921 | 278.1505 | 296.3062 | 296.3062 | 315.1689 | 315.4138 | 315.4138 | 330.3885 | 425.0884 | 425.0884 | 436.2103
CDP6 | SA | CSA | Export | Fixed export | 0 | 0 | 0 | 0 | 0 | 0 | 0 | 0 | 0 | 0 | 0 | 0 | 0 | 0 | 0 | 0 | 0 | 0 | 0 | 0 | 0 | 0 | 0 | 0 | 0 | 0 | 0 | 0
CDP6 | SA | CSA | Export | Flexible export | 0 | 0 | 0 | 0 | 0 | 0 | 0 | 0 | 0 | 0 | 0 | 0 | 0 | 0 | 0 | 0 | 0 | 0 | 0 | 0 | 0 | 0 | 0 | 0 | 0 | 0 | 0 | 0
CDP6 | SA | CSA | Export | Fixed green steel and ammonia | 0 | 0 | 0 | 0 | 0 | 0 | 0 | 0 | 0 | 0 | 0 | 0 | 0 | 0 | 0 | 0 | 0 | 0 | 0 | 0 | 0 | 0 | 0 | 0 | 0 | 0 | 0 | 0
CDP6 | SA | SESA | Domestic | Fixed domestic | 0.0070066 | 0.30441 | 0.88098 | 1.1219 | 1.2249 | 1.2249 | 1.2249 | 1.2249 | 1.5134 | 1.5927 | 1.73 | 1.852 | 1.852 | 2.1041 | 2.1041 | 2.1041 | 2.1041 | 2.1041 | 2.1041 | 2.7989 | 2.7989 | 2.7989 | 2.7989 | 2.7989 | 2.7989 | 4.3628 | 4.0654 | 4.3698
CDP6 | SA | SESA | Domestic | Flexible domestic | 0.1557 | 6.7648 | 19.5773 | 24.9307 | 27.2198 | 27.2198 | 27.2198 | 27.2198 | 33.6304 | 35.3932 | 38.4454 | 41.1556 | 41.1556 | 46.7573 | 46.7573 | 46.7573 | 46.7573 | 46.7573 | 46.7573 | 62.1976 | 62.1976 | 62.1976 | 62.1976 | 62.1976 | 62.1976 | 96.9503 | 90.3412 | 97.1069
CDP6 | SA | SESA | Export | Fixed export | 0 | 0 | 0 | 0 | 0 | 0 | 0 | 0 | 0 | 0 | 0 | 0 | 0 | 0 | 0 | 0 | 0 | 0 | 0 | 0 | 0 | 0 | 0 | 0 | 0 | 0 | 0 | 0
CDP6 | SA | SESA | Export | Flexible export | 0 | 0 | 0 | 0 | 0 | 0 | 0 | 0 | 0 | 0 | 0 | 0 | 0 | 0 | 0 | 0 | 0 | 0 | 0 | 0 | 0 | 0 | 0 | 0 | 0 | 0 | 0 | 0
CDP6 | SA | SESA | Export | Fixed green steel and ammonia | 0 | 0 | 0 | 0 | 0 | 0 | 0 | 0 | 0 | 0 | 0 | 0 | 0 | 0 | 0 | 0 | 0 | 0 | 0 | 0 | 0 | 0 | 0 | 0 | 0 | 0 | 0 | 0
CDP6 | TAS | TAS | Domestic | Fixed domestic | 0 | 0 | 0 | 0 | 0.034314 | 0.14103 | 0.29408 | 0.38245 | 0.54485 | 0.54485 | 0.56136 | 0.67051 | 0.67051 | 1.114 | 1.114 | 1.114 | 1.6055 | 1.6055 | 1.6055 | 1.6055 | 1.6055 | 1.6055 | 1.8262 | 1.8262 | 1.8262 | 1.8383 | 1.8383 | 1.8419
CDP6 | TAS | TAS | Domestic | Flexible domestic | 0 | 0 | 0 | 0 | 0.76253 | 3.134 | 6.5352 | 8.4989 | 12.1079 | 12.1079 | 12.4747 | 14.9002 | 14.9002 | 24.7553 | 24.7553 | 24.7553 | 35.6772 | 35.6772 | 35.6772 | 35.6772 | 35.6772 | 35.6772 | 40.5822 | 40.5822 | 40.5822 | 40.8513 | 40.8513 | 40.9301
CDP6 | TAS | TAS | Export | Fixed export | 0 | 0 | 0 | 0 | 0 | 0 | 0 | 0 | 0 | 0 | 0 | 0 | 0 | 0 | 0 | 0 | 0 | 0 | 0 | 0 | 0 | 0 | 0 | 0 | 0 | 0 | 0 | 0
CDP6 | TAS | TAS | Export | Flexible export | 0 | 0 | 0 | 0 | 0 | 0 | 0 | 0 | 0 | 0 | 0 | 0 | 0 | 0 | 0 | 0 | 0 | 0 | 0 | 0 | 0 | 0 | 0 | 0 | 0 | 0 | 0 | 0
CDP6 | TAS | TAS | Export | Fixed green steel and ammonia | 0 | 0 | 0 | 0 | 0 | 0 | 0 | 0 | 0 | 0 | 0 | 0 | 0 | 0 | 0 | 0 | 0 | 0 | 0 | 0 | 0 | 0 | 0 | 0 | 0 | 0 | 0 | 0
CDP7 | NSW | NNSW | Domestic | Fixed domestic | 0 | 0 | 0 | 0 | 0 | 0 | 0 | 0 | 0 | 0 | 0 | 0 | 0 | 0 | 0 | 0 | 0 | 0 | 0 | 0 | 0 | 0 | 0 | 0 | 0 | 0 | 0 | 0
CDP7 | NSW | NNSW | Domestic | Flexible domestic | 0 | 0 | 0 | 0 | 0 | 0 | 0 | 0 | 0 | 0 | 0 | 0 | 0 | 0 | 0 | 0 | 0 | 0 | 0 | 0 | 0 | 0 | 0 | 0 | 0 | 0 | 0 | 0
CDP7 | NSW | NNSW | Export | Fixed export | 0 | 0 | 0 | 0 | 0 | 0 | 0 | 0 | 0 | 0 | 0 | 0 | 0 | 0 | 0 | 0 | 0 | 0 | 0 | 0 | 0 | 0 | 0 | 0 | 0 | 0 | 0 | 0
CDP7 | NSW | NNSW | Export | Flexible export | 0 | 0 | 0 | 0 | 0 | 0 | 0 | 0 | 0 | 0 | 0 | 0 | 0 | 0 | 0 | 0 | 0 | 0 | 0 | 0 | 0 | 0 | 0 | 0 | 0 | 0 | 0 | 0
CDP7 | NSW | NNSW | Export | Fixed green steel and ammonia | 0 | 0 | 0 | 0 | 0 | 0 | 0 | 0 | 0 | 0 | 0 | 0 | 0 | 0 | 0 | 0 | 0 | 0 | 0 | 0 | 0 | 0 | 0 | 0 | 0 | 0 | 0 | 0
CDP7 | NSW | CNSW | Domestic | Fixed domestic | 0 | 0 | 0 | 0 | 0 | 0 | 0 | 0 | 0 | 0 | 0 | 0 | 0 | 0 | 0 | 0 | 0 | 0 | 0 | 0 | 0 | 0 | 0 | 0 | 0 | 0 | 0 | 0
CDP7 | NSW | CNSW | Domestic | Flexible domestic | 0 | 0 | 0 | 0 | 0 | 0 | 0 | 0 | 0 | 0 | 0 | 0 | 0 | 0 | 0 | 0 | 0 | 0 | 0 | 0 | 0 | 0 | 0 | 0 | 0 | 0 | 0 | 0
CDP7 | NSW | CNSW | Export | Fixed export | 0 | 0 | 0 | 0 | 0 | 0 | 0 | 0 | 0 | 0 | 0 | 0 | 0 | 0 | 0 | 0 | 0 | 0 | 0 | 0 | 0 | 0 | 0 | 0 | 0 | 0 | 0 | 0
CDP7 | NSW | CNSW | Export | Flexible export | 0 | 0 | 0 | 0 | 0 | 0 | 0 | 0 | 0 | 0 | 0 | 0 | 0 | 0 | 0 | 0 | 0 | 0 | 0 | 0 | 0 | 0 | 0 | 0 | 0 | 0 | 0 | 0
CDP7 | NSW | CNSW | Export | Fixed green steel and ammonia | 0 | 0 | 0 | 0 | 0 | 0 | 0 | 0 | 0 | 0 | 0 | 0 | 0 | 0 | 0 | 0 | 0 | 0 | 0 | 0 | 0 | 0 | 0 | 0 | 0 | 0 | 0 | 0
CDP7 | NSW | SNSW | Domestic | Fixed domestic | 0.15156 | 0.36362 | 0.72014 | 1.2518 | 3.1041 | 3.1041 | 3.1041 | 3.1041 | 3.1041 | 3.1545 | 3.1545 | 4.3389 | 4.3389 | 4.5872 | 4.5872 | 4.5872 | 4.5872 | 4.5872 | 4.5872 | 6.2551 | 6.2551 | 6.3139 | 6.3626 | 6.3626 | 12.23 | 23.5836 | 23.8502 | 23.4937
CDP7 | NSW | SNSW | Domestic | Flexible domestic | 3.3679 | 8.0803 | 16.003 | 27.8174 | 68.9802 | 68.9802 | 68.9802 | 68.9802 | 68.9802 | 70.1002 | 70.1002 | 96.4211 | 96.4211 | 101.9367 | 101.9367 | 101.9367 | 101.9367 | 101.9367 | 101.9367 | 139.0033 | 139.0033 | 140.3094 | 141.3902 | 141.3902 | 271.7772 | 524.0802 | 530.0041 | 522.0814
CDP7 | NSW | SNSW | Export | Fixed export | 0 | 0 | 0 | 0 | 0 | 0 | 0 | 0 | 0 | 0 | 0 | 0 | 0 | 0 | 0 | 0 | 0 | 0 | 0 | 0 | 0 | 0 | 0 | 0 | 0 | 0 | 0 | 0
CDP7 | NSW | SNSW | Export | Flexible export | 0 | 0 | 0 | 0 | 0 | 0 | 0 | 0 | 0 | 0 | 0 | 0 | 0 | 0 | 0 | 0 | 0 | 0 | 0 | 0 | 0 | 0 | 0 | 0 | 0 | 0 | 0 | 0
CDP7 | NSW | SNSW | Export | Fixed green steel and ammonia | 0 | 0 | 0 | 0 | 0 | 0 | 0 | 0 | 0 | 0 | 0 | 0 | 0 | 0 | 0 | 0 | 0 | 0 | 0 | 0 | 0 | 0 | 0 | 0 | 0 | 0 | 0 | 0
CDP7 | NSW | SNW | Domestic | Fixed domestic | 0.76584 | 1.8554 | 3.6736 | 6.3972 | 14.773 | 14.773 | 14.773 | 14.773 | 14.773 | 16.5781 | 16.69 | 25.5639 | 25.5639 | 27.0823 | 27.0823 | 27.0823 | 27.0823 | 27.0823 | 27.0823 | 32.2124 | 32.2124 | 32.4885 | 33.6442 | 39.3809 | 63.583 | 119.1284 | 122.8149 | 120.9967
CDP7 | NSW | SNW | Domestic | Flexible domestic | 17.0187 | 41.2316 | 81.636 | 142.1608 | 328.2883 | 328.2883 | 328.2883 | 328.2883 | 328.2883 | 368.4029 | 370.8883 | 568.087 | 568.087 | 601.8299 | 601.8299 | 601.8299 | 601.8299 | 601.8299 | 601.8299 | 715.8322 | 715.8322 | 721.9669 | 747.6492 | 875.1317 | 1412.9556 | 2647.2979 | 2729.221 | 2688.8166
CDP7 | NSW | SNW | Export | Fixed export | 0 | 0 | 0 | 0 | 0 | 0 | 0 | 0 | 0 | 0 | 0 | 0 | 0 | 0 | 0 | 0 | 0 | 0 | 0 | 0 | 0 | 0 | 0 | 0 | 0 | 0 | 0 | 0
CDP7 | NSW | SNW | Export | Flexible export | 0 | 0 | 0 | 0 | 0 | 0 | 0 | 0 | 0 | 0 | 0 | 0 | 0 | 0 | 0 | 0 | 0 | 0 | 0 | 0 | 0 | 0 | 0 | 0 | 0 | 0 | 0 | 0
CDP7 | NSW | SNW | Export | Fixed green steel and ammonia | 0 | 0 | 0 | 0 | 0 | 0 | 0 | 0 | 0 | 0 | 0 | 0 | 0 | 0 | 0 | 0 | 0 | 0 | 0 | 0 | 0 | 0 | 0 | 0 | 0 | 0 | 0 | 0
CDP7 | QLD | NQ | Domestic | Fixed domestic | 0 | 0 | 0 | 0 | 0 | 0 | 0 | 0 | 0 | 0 | 0 | 0 | 0 | 0 | 0 | 0 | 0 | 0 | 0 | 0 | 0 | 0 | 0 | 0 | 0 | 0 | 0 | 0
CDP7 | QLD | NQ | Domestic | Flexible domestic | 0 | 0 | 0 | 0 | 0 | 0 | 0 | 0 | 0 | 0 | 0 | 0 | 0 | 0 | 0 | 0 | 0 | 0 | 0 | 0 | 0 | 0 | 0 | 0 | 0 | 0 | 0 | 0
CDP7 | QLD | NQ | Export | Fixed export | 0 | 0 | 0 | 0 | 0 | 0 | 0 | 0 | 0 | 0 | 0 | 0 | 0 | 0 | 0 | 0 | 0 | 0 | 0 | 0 | 0 | 0 | 0 | 0 | 0 | 0 | 0 | 0
CDP7 | QLD | NQ | Export | Flexible export | 0 | 0 | 0 | 0 | 0 | 0 | 0 | 0 | 0 | 0 | 0 | 0 | 0 | 0 | 0 | 0 | 0 | 0 | 0 | 0 | 0 | 0 | 0 | 0 | 0 | 0 | 0 | 0
CDP7 | QLD | NQ | Export | Fixed green steel and ammonia | 0 | 0 | 0 | 0 | 0 | 0 | 0 | 0 | 0 | 0 | 0 | 0 | 0 | 0 | 0 | 0 | 0 | 0 | 0 | 0 | 0 | 0 | 0 | 0 | 0 | 0 | 0 | 0
CDP7 | QLD | CQ | Domestic | Fixed domestic | 0.065464 | 0.071197 | 0.071197 | 0.071197 | 1.9483 | 7.3036 | 7.3036 | 7.3036 | 7.8907 | 8.7126 | 11.0201 | 11.0201 | 11.0201 | 11.8364 | 12.5651 | 12.5651 | 12.5651 | 12.5651 | 12.5651 | 16.3628 | 16.3628 | 18.1606 | 18.1606 | 18.1606 | 21.8045 | 21.7391 | 22.9223 | 29.498
CDP7 | QLD | CQ | Domestic | Flexible domestic | 1.4548 | 1.5822 | 1.5822 | 1.5822 | 43.2952 | 162.3022 | 162.3022 | 162.3022 | 175.3483 | 193.6136 | 244.8914 | 244.8914 | 244.8914 | 263.0304 | 279.2252 | 279.2252 | 279.2252 | 279.2252 | 279.2252 | 363.6173 | 363.6173 | 403.5679 | 403.5679 | 403.5679 | 484.5452 | 483.0905 | 509.3837 | 655.5115
CDP7 | QLD | CQ | Export | Fixed export | 0 | 0 | 0 | 0 | 0 | 0 | 0 | 0 | 0 | 0 | 0 | 0 | 0 | 0 | 0 | 0 | 0 | 0 | 0 | 0 | 0 | 0 | 0 | 0 | 0 | 0 | 0 | 0
CDP7 | QLD | CQ | Export | Flexible export | 0 | 0 | 0 | 0 | 0 | 0 | 0 | 0 | 0 | 0 | 0 | 0 | 0 | 0 | 0 | 0 | 0 | 0 | 0 | 0 | 0 | 0 | 0 | 0 | 0 | 0 | 0 | 0
CDP7 | QLD | CQ | Export | Fixed green steel and ammonia | 0 | 0 | 0 | 0 | 0 | 0 | 0 | 0 | 0 | 0 | 0 | 0 | 0 | 0 | 0 | 0 | 0 | 0 | 0 | 0 | 0 | 0 | 0 | 0 | 0 | 0 | 0 | 0
CDP7 | QLD | SQ | Domestic | Fixed domestic | 0.034787 | 0.034787 | 0.034787 | 0.034787 | 0.78682 | 3.3635 | 3.3635 | 6.4338 | 9.8225 | 11.9186 | 17.963 | 18.2015 | 18.349 | 18.349 | 19.3494 | 20.2653 | 21.118 | 21.118 | 21.118 | 29.1641 | 29.1641 | 30.1379 | 30.1379 | 30.1379 | 32.7142 | 32.6794 | 36.0043 | 46.363
CDP7 | QLD | SQ | Domestic | Flexible domestic | 0.77305 | 0.77305 | 0.77305 | 0.77305 | 17.4849 | 74.7437 | 74.7437 | 142.974 | 218.2773 | 264.8576 | 399.1776 | 404.4774 | 407.7552 | 407.7552 | 429.9861 | 450.3408 | 469.2882 | 469.2882 | 469.2882 | 648.0905 | 648.0905 | 669.7319 | 669.7319 | 669.7319 | 726.9822 | 726.2091 | 800.095 | 1030.2885
CDP7 | QLD | SQ | Export | Fixed export | 0 | 0 | 0 | 0 | 0 | 0 | 0 | 0 | 0 | 0 | 0 | 0 | 0 | 0 | 0 | 0 | 0 | 0 | 0 | 0 | 0 | 0 | 0 | 0 | 0 | 0 | 0 | 0
CDP7 | QLD | SQ | Export | Flexible export | 0 | 0 | 0 | 0 | 0 | 0 | 0 | 0 | 0 | 0 | 0 | 0 | 0 | 0 | 0 | 0 | 0 | 0 | 0 | 0 | 0 | 0 | 0 | 0 | 0 | 0 | 0 | 0
CDP7 | QLD | SQ | Export | Fixed green steel and ammonia | 0 | 0 | 0 | 0 | 0 | 0 | 0 | 0 | 0 | 0 | 0 | 0 | 0 | 0 | 0 | 0 | 0 | 0 | 0 | 0 | 0 | 0 | 0 | 0 | 0 | 0 | 0 | 0
CDP7 | VIC | VIC | Domestic | Fixed domestic | 0.29194 | 0.46013 | 0.46013 | 0.46013 | 5.7579 | 15.8804 | 15.8804 | 23.3194 | 48.0507 | 48.0507 | 55.8514 | 62.5307 | 62.5307 | 65.789 | 65.789 | 65.789 | 65.789 | 65.789 | 65.789 | 68.181 | 68.181 | 68.181 | 77.4086 | 77.4086 | 77.4086 | 94.3559 | 94.1877 | 98.8028
CDP7 | VIC | VIC | Domestic | Flexible domestic | 6.4875 | 10.2251 | 10.2251 | 10.2251 | 127.9542 | 352.8968 | 352.8968 | 518.2089 | 1067.7943 | 1067.7943 | 1241.143 | 1389.5718 | 1389.5718 | 1461.9779 | 1461.9779 | 1461.9779 | 1461.9779 | 1461.9779 | 1461.9779 | 1515.1336 | 1515.1336 | 1515.1336 | 1720.1903 | 1720.1903 | 1720.1903 | 2096.7987 | 2093.0611 | 2195.6187
CDP7 | VIC | VIC | Export | Fixed export | 0 | 0 | 0 | 0 | 0 | 0 | 0 | 0 | 0 | 0 | 0 | 0 | 0 | 0 | 0 | 0 | 0 | 0 | 0 | 0 | 0 | 0 | 0 | 0 | 0 | 0 | 0 | 0
CDP7 | VIC | VIC | Export | Flexible export | 0 | 0 | 0 | 0 | 0 | 0 | 0 | 0 | 0 | 0 | 0 | 0 | 0 | 0 | 0 | 0 | 0 | 0 | 0 | 0 | 0 | 0 | 0 | 0 | 0 | 0 | 0 | 0
CDP7 | VIC | VIC | Export | Fixed green steel and ammonia | 0 | 0 | 0 | 0 | 0 | 0 | 0 | 0 | 0 | 0 | 0 | 0 | 0 | 0 | 0 | 0 | 0 | 0 | 0 | 0 | 0 | 0 | 0 | 0 | 0 | 0 | 0 | 0
CDP7 | SA | CSA | Domestic | Fixed domestic | 0.0026558 | 2.8152 | 8.4402 | 11.2527 | 11.2531 | 11.2531 | 11.2531 | 11.2531 | 11.2531 | 11.2531 | 11.2532 | 11.2537 | 11.2537 | 11.2541 | 11.2541 | 11.2541 | 11.2541 | 11.2541 | 12.5168 | 13.3338 | 13.3338 | 14.1826 | 14.1936 | 14.1936 | 14.8675 | 19.129 | 19.129 | 19.6295
CDP7 | SA | CSA | Domestic | Flexible domestic | 0.059018 | 62.559 | 187.559 | 250.059 | 250.0692 | 250.0692 | 250.0692 | 250.0692 | 250.0692 | 250.0692 | 250.0707 | 250.0833 | 250.0833 | 250.0921 | 250.0921 | 250.0921 | 250.0921 | 250.0921 | 278.1505 | 296.3062 | 296.3062 | 315.1689 | 315.4138 | 315.4138 | 330.3885 | 425.0884 | 425.0884 | 436.2103
CDP7 | SA | CSA | Export | Fixed export | 0 | 0 | 0 | 0 | 0 | 0 | 0 | 0 | 0 | 0 | 0 | 0 | 0 | 0 | 0 | 0 | 0 | 0 | 0 | 0 | 0 | 0 | 0 | 0 | 0 | 0 | 0 | 0
CDP7 | SA | CSA | Export | Flexible export | 0 | 0 | 0 | 0 | 0 | 0 | 0 | 0 | 0 | 0 | 0 | 0 | 0 | 0 | 0 | 0 | 0 | 0 | 0 | 0 | 0 | 0 | 0 | 0 | 0 | 0 | 0 | 0
CDP7 | SA | CSA | Export | Fixed green steel and ammonia | 0 | 0 | 0 | 0 | 0 | 0 | 0 | 0 | 0 | 0 | 0 | 0 | 0 | 0 | 0 | 0 | 0 | 0 | 0 | 0 | 0 | 0 | 0 | 0 | 0 | 0 | 0 | 0
CDP7 | SA | SESA | Domestic | Fixed domestic | 0.0070066 | 0.30441 | 0.88098 | 1.1219 | 1.2249 | 1.2249 | 1.2249 | 1.2249 | 1.5134 | 1.5927 | 1.73 | 1.852 | 1.852 | 2.1041 | 2.1041 | 2.1041 | 2.1041 | 2.1041 | 2.1041 | 2.7989 | 2.7989 | 2.7989 | 2.7989 | 2.7989 | 2.7989 | 4.3628 | 4.0654 | 4.3698
CDP7 | SA | SESA | Domestic | Flexible domestic | 0.1557 | 6.7648 | 19.5773 | 24.9307 | 27.2198 | 27.2198 | 27.2198 | 27.2198 | 33.6304 | 35.3932 | 38.4454 | 41.1556 | 41.1556 | 46.7573 | 46.7573 | 46.7573 | 46.7573 | 46.7573 | 46.7573 | 62.1976 | 62.1976 | 62.1976 | 62.1976 | 62.1976 | 62.1976 | 96.9503 | 90.3412 | 97.1069
CDP7 | SA | SESA | Export | Fixed export | 0 | 0 | 0 | 0 | 0 | 0 | 0 | 0 | 0 | 0 | 0 | 0 | 0 | 0 | 0 | 0 | 0 | 0 | 0 | 0 | 0 | 0 | 0 | 0 | 0 | 0 | 0 | 0
CDP7 | SA | SESA | Export | Flexible export | 0 | 0 | 0 | 0 | 0 | 0 | 0 | 0 | 0 | 0 | 0 | 0 | 0 | 0 | 0 | 0 | 0 | 0 | 0 | 0 | 0 | 0 | 0 | 0 | 0 | 0 | 0 | 0
CDP7 | SA | SESA | Export | Fixed green steel and ammonia | 0 | 0 | 0 | 0 | 0 | 0 | 0 | 0 | 0 | 0 | 0 | 0 | 0 | 0 | 0 | 0 | 0 | 0 | 0 | 0 | 0 | 0 | 0 | 0 | 0 | 0 | 0 | 0
CDP7 | TAS | TAS | Domestic | Fixed domestic | 0 | 0 | 0 | 0 | 0.034314 | 0.14103 | 0.29408 | 0.38245 | 0.54485 | 0.54485 | 0.56136 | 0.67051 | 0.67051 | 1.114 | 1.114 | 1.114 | 1.6055 | 1.6055 | 1.6055 | 1.6055 | 1.6055 | 1.6055 | 1.8262 | 1.8262 | 1.8262 | 1.8383 | 1.8383 | 1.8419
CDP7 | TAS | TAS | Domestic | Flexible domestic | 0 | 0 | 0 | 0 | 0.76253 | 3.134 | 6.5352 | 8.4989 | 12.1079 | 12.1079 | 12.4747 | 14.9002 | 14.9002 | 24.7553 | 24.7553 | 24.7553 | 35.6772 | 35.6772 | 35.6772 | 35.6772 | 35.6772 | 35.6772 | 40.5822 | 40.5822 | 40.5822 | 40.8513 | 40.8513 | 40.9301
CDP7 | TAS | TAS | Export | Fixed export | 0 | 0 | 0 | 0 | 0 | 0 | 0 | 0 | 0 | 0 | 0 | 0 | 0 | 0 | 0 | 0 | 0 | 0 | 0 | 0 | 0 | 0 | 0 | 0 | 0 | 0 | 0 | 0
CDP7 | TAS | TAS | Export | Flexible export | 0 | 0 | 0 | 0 | 0 | 0 | 0 | 0 | 0 | 0 | 0 | 0 | 0 | 0 | 0 | 0 | 0 | 0 | 0 | 0 | 0 | 0 | 0 | 0 | 0 | 0 | 0 | 0
CDP7 | TAS | TAS | Export | Fixed green steel and ammonia | 0 | 0 | 0 | 0 | 0 | 0 | 0 | 0 | 0 | 0 | 0 | 0 | 0 | 0 | 0 | 0 | 0 | 0 | 0 | 0 | 0 | 0 | 0 | 0 | 0 | 0 | 0 | 0
CDP8 | NSW | NNSW | Domestic | Fixed domestic | 0 | 0 | 0 | 0 | 0 | 0 | 0 | 0 | 0 | 0 | 0 | 0 | 0 | 0 | 0 | 0 | 0 | 0 | 0 | 0 | 0 | 0 | 0 | 0 | 0 | 0 | 0 | 0
CDP8 | NSW | NNSW | Domestic | Flexible domestic | 0 | 0 | 0 | 0 | 0 | 0 | 0 | 0 | 0 | 0 | 0 | 0 | 0 | 0 | 0 | 0 | 0 | 0 | 0 | 0 | 0 | 0 | 0 | 0 | 0 | 0 | 0 | 0
CDP8 | NSW | NNSW | Export | Fixed export | 0 | 0 | 0 | 0 | 0 | 0 | 0 | 0 | 0 | 0 | 0 | 0 | 0 | 0 | 0 | 0 | 0 | 0 | 0 | 0 | 0 | 0 | 0 | 0 | 0 | 0 | 0 | 0
CDP8 | NSW | NNSW | Export | Flexible export | 0 | 0 | 0 | 0 | 0 | 0 | 0 | 0 | 0 | 0 | 0 | 0 | 0 | 0 | 0 | 0 | 0 | 0 | 0 | 0 | 0 | 0 | 0 | 0 | 0 | 0 | 0 | 0
CDP8 | NSW | NNSW | Export | Fixed green steel and ammonia | 0 | 0 | 0 | 0 | 0 | 0 | 0 | 0 | 0 | 0 | 0 | 0 | 0 | 0 | 0 | 0 | 0 | 0 | 0 | 0 | 0 | 0 | 0 | 0 | 0 | 0 | 0 | 0
CDP8 | NSW | CNSW | Domestic | Fixed domestic | 0 | 0 | 0 | 0 | 0 | 0 | 0 | 0 | 0 | 0 | 0 | 0 | 0 | 0 | 0 | 0 | 0 | 0 | 0 | 0 | 0 | 0 | 0 | 0 | 0 | 0 | 0 | 0
CDP8 | NSW | CNSW | Domestic | Flexible domestic | 0 | 0 | 0 | 0 | 0 | 0 | 0 | 0 | 0 | 0 | 0 | 0 | 0 | 0 | 0 | 0 | 0 | 0 | 0 | 0 | 0 | 0 | 0 | 0 | 0 | 0 | 0 | 0
CDP8 | NSW | CNSW | Export | Fixed export | 0 | 0 | 0 | 0 | 0 | 0 | 0 | 0 | 0 | 0 | 0 | 0 | 0 | 0 | 0 | 0 | 0 | 0 | 0 | 0 | 0 | 0 | 0 | 0 | 0 | 0 | 0 | 0
CDP8 | NSW | CNSW | Export | Flexible export | 0 | 0 | 0 | 0 | 0 | 0 | 0 | 0 | 0 | 0 | 0 | 0 | 0 | 0 | 0 | 0 | 0 | 0 | 0 | 0 | 0 | 0 | 0 | 0 | 0 | 0 | 0 | 0
CDP8 | NSW | CNSW | Export | Fixed green steel and ammonia | 0 | 0 | 0 | 0 | 0 | 0 | 0 | 0 | 0 | 0 | 0 | 0 | 0 | 0 | 0 | 0 | 0 | 0 | 0 | 0 | 0 | 0 | 0 | 0 | 0 | 0 | 0 | 0
CDP8 | NSW | SNSW | Domestic | Fixed domestic | 0.15156 | 0.36362 | 0.72014 | 1.2518 | 3.1041 | 3.1041 | 3.1041 | 3.1041 | 3.1041 | 3.1545 | 3.1545 | 4.3389 | 4.3389 | 4.5872 | 4.5872 | 4.5872 | 4.5872 | 4.5872 | 4.5872 | 6.2551 | 6.2551 | 6.3139 | 6.3626 | 6.3626 | 12.23 | 23.5836 | 23.8502 | 23.4937
CDP8 | NSW | SNSW | Domestic | Flexible domestic | 3.3679 | 8.0803 | 16.003 | 27.8174 | 68.9802 | 68.9802 | 68.9802 | 68.9802 | 68.9802 | 70.1002 | 70.1002 | 96.4211 | 96.4211 | 101.9367 | 101.9367 | 101.9367 | 101.9367 | 101.9367 | 101.9367 | 139.0033 | 139.0033 | 140.3094 | 141.3902 | 141.3902 | 271.7772 | 524.0802 | 530.0041 | 522.0814
CDP8 | NSW | SNSW | Export | Fixed export | 0 | 0 | 0 | 0 | 0 | 0 | 0 | 0 | 0 | 0 | 0 | 0 | 0 | 0 | 0 | 0 | 0 | 0 | 0 | 0 | 0 | 0 | 0 | 0 | 0 | 0 | 0 | 0
CDP8 | NSW | SNSW | Export | Flexible export | 0 | 0 | 0 | 0 | 0 | 0 | 0 | 0 | 0 | 0 | 0 | 0 | 0 | 0 | 0 | 0 | 0 | 0 | 0 | 0 | 0 | 0 | 0 | 0 | 0 | 0 | 0 | 0
CDP8 | NSW | SNSW | Export | Fixed green steel and ammonia | 0 | 0 | 0 | 0 | 0 | 0 | 0 | 0 | 0 | 0 | 0 | 0 | 0 | 0 | 0 | 0 | 0 | 0 | 0 | 0 | 0 | 0 | 0 | 0 | 0 | 0 | 0 | 0
CDP8 | NSW | SNW | Domestic | Fixed domestic | 0.76584 | 1.8554 | 3.6736 | 6.3972 | 14.773 | 14.773 | 14.773 | 14.773 | 14.773 | 16.5781 | 16.69 | 25.5639 | 25.5639 | 27.0823 | 27.0823 | 27.0823 | 27.0823 | 27.0823 | 27.0823 | 32.2124 | 32.2124 | 32.4885 | 33.6442 | 39.3809 | 63.583 | 119.1284 | 122.8149 | 120.9967
CDP8 | NSW | SNW | Domestic | Flexible domestic | 17.0187 | 41.2316 | 81.636 | 142.1608 | 328.2883 | 328.2883 | 328.2883 | 328.2883 | 328.2883 | 368.4029 | 370.8883 | 568.087 | 568.087 | 601.8299 | 601.8299 | 601.8299 | 601.8299 | 601.8299 | 601.8299 | 715.8322 | 715.8322 | 721.9669 | 747.6492 | 875.1317 | 1412.9556 | 2647.2979 | 2729.221 | 2688.8166
CDP8 | NSW | SNW | Export | Fixed export | 0 | 0 | 0 | 0 | 0 | 0 | 0 | 0 | 0 | 0 | 0 | 0 | 0 | 0 | 0 | 0 | 0 | 0 | 0 | 0 | 0 | 0 | 0 | 0 | 0 | 0 | 0 | 0
CDP8 | NSW | SNW | Export | Flexible export | 0 | 0 | 0 | 0 | 0 | 0 | 0 | 0 | 0 | 0 | 0 | 0 | 0 | 0 | 0 | 0 | 0 | 0 | 0 | 0 | 0 | 0 | 0 | 0 | 0 | 0 | 0 | 0
CDP8 | NSW | SNW | Export | Fixed green steel and ammonia | 0 | 0 | 0 | 0 | 0 | 0 | 0 | 0 | 0 | 0 | 0 | 0 | 0 | 0 | 0 | 0 | 0 | 0 | 0 | 0 | 0 | 0 | 0 | 0 | 0 | 0 | 0 | 0
CDP8 | QLD | NQ | Domestic | Fixed domestic | 0 | 0 | 0 | 0 | 0 | 0 | 0 | 0 | 0 | 0 | 0 | 0 | 0 | 0 | 0 | 0 | 0 | 0 | 0 | 0 | 0 | 0 | 0 | 0 | 0 | 0 | 0 | 0
CDP8 | QLD | NQ | Domestic | Flexible domestic | 0 | 0 | 0 | 0 | 0 | 0 | 0 | 0 | 0 | 0 | 0 | 0 | 0 | 0 | 0 | 0 | 0 | 0 | 0 | 0 | 0 | 0 | 0 | 0 | 0 | 0 | 0 | 0
CDP8 | QLD | NQ | Export | Fixed export | 0 | 0 | 0 | 0 | 0 | 0 | 0 | 0 | 0 | 0 | 0 | 0 | 0 | 0 | 0 | 0 | 0 | 0 | 0 | 0 | 0 | 0 | 0 | 0 | 0 | 0 | 0 | 0
CDP8 | QLD | NQ | Export | Flexible export | 0 | 0 | 0 | 0 | 0 | 0 | 0 | 0 | 0 | 0 | 0 | 0 | 0 | 0 | 0 | 0 | 0 | 0 | 0 | 0 | 0 | 0 | 0 | 0 | 0 | 0 | 0 | 0
CDP8 | QLD | NQ | Export | Fixed green steel and ammonia | 0 | 0 | 0 | 0 | 0 | 0 | 0 | 0 | 0 | 0 | 0 | 0 | 0 | 0 | 0 | 0 | 0 | 0 | 0 | 0 | 0 | 0 | 0 | 0 | 0 | 0 | 0 | 0
CDP8 | QLD | CQ | Domestic | Fixed domestic | 0.065464 | 0.071197 | 0.071197 | 0.071197 | 1.9483 | 7.3036 | 7.3036 | 7.3036 | 7.8907 | 8.7126 | 11.0201 | 11.0201 | 11.0201 | 11.8364 | 12.5651 | 12.5651 | 12.5651 | 12.5651 | 12.5651 | 16.3628 | 16.3628 | 18.1606 | 18.1606 | 18.1606 | 21.8045 | 21.7391 | 22.9223 | 29.498
CDP8 | QLD | CQ | Domestic | Flexible domestic | 1.4548 | 1.5822 | 1.5822 | 1.5822 | 43.2952 | 162.3022 | 162.3022 | 162.3022 | 175.3483 | 193.6136 | 244.8914 | 244.8914 | 244.8914 | 263.0304 | 279.2252 | 279.2252 | 279.2252 | 279.2252 | 279.2252 | 363.6173 | 363.6173 | 403.5679 | 403.5679 | 403.5679 | 484.5452 | 483.0905 | 509.3837 | 655.5115
CDP8 | QLD | CQ | Export | Fixed export | 0 | 0 | 0 | 0 | 0 | 0 | 0 | 0 | 0 | 0 | 0 | 0 | 0 | 0 | 0 | 0 | 0 | 0 | 0 | 0 | 0 | 0 | 0 | 0 | 0 | 0 | 0 | 0
CDP8 | QLD | CQ | Export | Flexible export | 0 | 0 | 0 | 0 | 0 | 0 | 0 | 0 | 0 | 0 | 0 | 0 | 0 | 0 | 0 | 0 | 0 | 0 | 0 | 0 | 0 | 0 | 0 | 0 | 0 | 0 | 0 | 0
CDP8 | QLD | CQ | Export | Fixed green steel and ammonia | 0 | 0 | 0 | 0 | 0 | 0 | 0 | 0 | 0 | 0 | 0 | 0 | 0 | 0 | 0 | 0 | 0 | 0 | 0 | 0 | 0 | 0 | 0 | 0 | 0 | 0 | 0 | 0
CDP8 | QLD | SQ | Domestic | Fixed domestic | 0.034787 | 0.034787 | 0.034787 | 0.034787 | 0.78682 | 3.3635 | 3.3635 | 6.4338 | 9.8225 | 11.9186 | 17.963 | 18.2015 | 18.349 | 18.349 | 19.3494 | 20.2653 | 21.118 | 21.118 | 21.118 | 29.1641 | 29.1641 | 30.1379 | 30.1379 | 30.1379 | 32.7142 | 32.6794 | 36.0043 | 46.363
CDP8 | QLD | SQ | Domestic | Flexible domestic | 0.77305 | 0.77305 | 0.77305 | 0.77305 | 17.4849 | 74.7437 | 74.7437 | 142.974 | 218.2773 | 264.8576 | 399.1776 | 404.4774 | 407.7552 | 407.7552 | 429.9861 | 450.3408 | 469.2882 | 469.2882 | 469.2882 | 648.0905 | 648.0905 | 669.7319 | 669.7319 | 669.7319 | 726.9822 | 726.2091 | 800.095 | 1030.2885
CDP8 | QLD | SQ | Export | Fixed export | 0 | 0 | 0 | 0 | 0 | 0 | 0 | 0 | 0 | 0 | 0 | 0 | 0 | 0 | 0 | 0 | 0 | 0 | 0 | 0 | 0 | 0 | 0 | 0 | 0 | 0 | 0 | 0
CDP8 | QLD | SQ | Export | Flexible export | 0 | 0 | 0 | 0 | 0 | 0 | 0 | 0 | 0 | 0 | 0 | 0 | 0 | 0 | 0 | 0 | 0 | 0 | 0 | 0 | 0 | 0 | 0 | 0 | 0 | 0 | 0 | 0
CDP8 | QLD | SQ | Export | Fixed green steel and ammonia | 0 | 0 | 0 | 0 | 0 | 0 | 0 | 0 | 0 | 0 | 0 | 0 | 0 | 0 | 0 | 0 | 0 | 0 | 0 | 0 | 0 | 0 | 0 | 0 | 0 | 0 | 0 | 0
CDP8 | VIC | VIC | Domestic | Fixed domestic | 0.29194 | 0.46013 | 0.46013 | 0.46013 | 5.7579 | 15.8804 | 15.8804 | 23.3194 | 48.0507 | 48.0507 | 55.8514 | 62.5307 | 62.5307 | 65.789 | 65.789 | 65.789 | 65.789 | 65.789 | 65.789 | 68.181 | 68.181 | 68.181 | 77.4086 | 77.4086 | 77.4086 | 94.3559 | 94.1877 | 98.8028
CDP8 | VIC | VIC | Domestic | Flexible domestic | 6.4875 | 10.2251 | 10.2251 | 10.2251 | 127.9542 | 352.8968 | 352.8968 | 518.2089 | 1067.7943 | 1067.7943 | 1241.143 | 1389.5718 | 1389.5718 | 1461.9779 | 1461.9779 | 1461.9779 | 1461.9779 | 1461.9779 | 1461.9779 | 1515.1336 | 1515.1336 | 1515.1336 | 1720.1903 | 1720.1903 | 1720.1903 | 2096.7987 | 2093.0611 | 2195.6187
CDP8 | VIC | VIC | Export | Fixed export | 0 | 0 | 0 | 0 | 0 | 0 | 0 | 0 | 0 | 0 | 0 | 0 | 0 | 0 | 0 | 0 | 0 | 0 | 0 | 0 | 0 | 0 | 0 | 0 | 0 | 0 | 0 | 0
CDP8 | VIC | VIC | Export | Flexible export | 0 | 0 | 0 | 0 | 0 | 0 | 0 | 0 | 0 | 0 | 0 | 0 | 0 | 0 | 0 | 0 | 0 | 0 | 0 | 0 | 0 | 0 | 0 | 0 | 0 | 0 | 0 | 0
CDP8 | VIC | VIC | Export | Fixed green steel and ammonia | 0 | 0 | 0 | 0 | 0 | 0 | 0 | 0 | 0 | 0 | 0 | 0 | 0 | 0 | 0 | 0 | 0 | 0 | 0 | 0 | 0 | 0 | 0 | 0 | 0 | 0 | 0 | 0
CDP8 | SA | CSA | Domestic | Fixed domestic | 0.0026558 | 2.8152 | 8.4402 | 11.2527 | 11.2531 | 11.2531 | 11.2531 | 11.2531 | 11.2531 | 11.2531 | 11.2532 | 11.2537 | 11.2537 | 11.2541 | 11.2541 | 11.2541 | 11.2541 | 11.2541 | 12.5168 | 13.3338 | 13.3338 | 14.1826 | 14.1936 | 14.1936 | 14.8675 | 19.129 | 19.129 | 19.6295
CDP8 | SA | CSA | Domestic | Flexible domestic | 0.059018 | 62.559 | 187.559 | 250.059 | 250.0692 | 250.0692 | 250.0692 | 250.0692 | 250.0692 | 250.0692 | 250.0707 | 250.0833 | 250.0833 | 250.0921 | 250.0921 | 250.0921 | 250.0921 | 250.0921 | 278.1505 | 296.3062 | 296.3062 | 315.1689 | 315.4138 | 315.4138 | 330.3885 | 425.0884 | 425.0884 | 436.2103
CDP8 | SA | CSA | Export | Fixed export | 0 | 0 | 0 | 0 | 0 | 0 | 0 | 0 | 0 | 0 | 0 | 0 | 0 | 0 | 0 | 0 | 0 | 0 | 0 | 0 | 0 | 0 | 0 | 0 | 0 | 0 | 0 | 0
CDP8 | SA | CSA | Export | Flexible export | 0 | 0 | 0 | 0 | 0 | 0 | 0 | 0 | 0 | 0 | 0 | 0 | 0 | 0 | 0 | 0 | 0 | 0 | 0 | 0 | 0 | 0 | 0 | 0 | 0 | 0 | 0 | 0
CDP8 | SA | CSA | Export | Fixed green steel and ammonia | 0 | 0 | 0 | 0 | 0 | 0 | 0 | 0 | 0 | 0 | 0 | 0 | 0 | 0 | 0 | 0 | 0 | 0 | 0 | 0 | 0 | 0 | 0 | 0 | 0 | 0 | 0 | 0
CDP8 | SA | SESA | Domestic | Fixed domestic | 0.0070066 | 0.30441 | 0.88098 | 1.1219 | 1.2249 | 1.2249 | 1.2249 | 1.2249 | 1.5134 | 1.5927 | 1.73 | 1.852 | 1.852 | 2.1041 | 2.1041 | 2.1041 | 2.1041 | 2.1041 | 2.1041 | 2.7989 | 2.7989 | 2.7989 | 2.7989 | 2.7989 | 2.7989 | 4.3628 | 4.0654 | 4.3698
CDP8 | SA | SESA | Domestic | Flexible domestic | 0.1557 | 6.7648 | 19.5773 | 24.9307 | 27.2198 | 27.2198 | 27.2198 | 27.2198 | 33.6304 | 35.3932 | 38.4454 | 41.1556 | 41.1556 | 46.7573 | 46.7573 | 46.7573 | 46.7573 | 46.7573 | 46.7573 | 62.1976 | 62.1976 | 62.1976 | 62.1976 | 62.1976 | 62.1976 | 96.9503 | 90.3412 | 97.1069
CDP8 | SA | SESA | Export | Fixed export | 0 | 0 | 0 | 0 | 0 | 0 | 0 | 0 | 0 | 0 | 0 | 0 | 0 | 0 | 0 | 0 | 0 | 0 | 0 | 0 | 0 | 0 | 0 | 0 | 0 | 0 | 0 | 0
CDP8 | SA | SESA | Export | Flexible export | 0 | 0 | 0 | 0 | 0 | 0 | 0 | 0 | 0 | 0 | 0 | 0 | 0 | 0 | 0 | 0 | 0 | 0 | 0 | 0 | 0 | 0 | 0 | 0 | 0 | 0 | 0 | 0
CDP8 | SA | SESA | Export | Fixed green steel and ammonia | 0 | 0 | 0 | 0 | 0 | 0 | 0 | 0 | 0 | 0 | 0 | 0 | 0 | 0 | 0 | 0 | 0 | 0 | 0 | 0 | 0 | 0 | 0 | 0 | 0 | 0 | 0 | 0
CDP8 | TAS | TAS | Domestic | Fixed domestic | 0 | 0 | 0 | 0 | 0.034314 | 0.14103 | 0.29408 | 0.38245 | 0.54485 | 0.54485 | 0.56136 | 0.67051 | 0.67051 | 1.114 | 1.114 | 1.114 | 1.6055 | 1.6055 | 1.6055 | 1.6055 | 1.6055 | 1.6055 | 1.8262 | 1.8262 | 1.8262 | 1.8383 | 1.8383 | 1.8419
CDP8 | TAS | TAS | Domestic | Flexible domestic | 0 | 0 | 0 | 0 | 0.76253 | 3.134 | 6.5352 | 8.4989 | 12.1079 | 12.1079 | 12.4747 | 14.9002 | 14.9002 | 24.7553 | 24.7553 | 24.7553 | 35.6772 | 35.6772 | 35.6772 | 35.6772 | 35.6772 | 35.6772 | 40.5822 | 40.5822 | 40.5822 | 40.8513 | 40.8513 | 40.9301
CDP8 | TAS | TAS | Export | Fixed export | 0 | 0 | 0 | 0 | 0 | 0 | 0 | 0 | 0 | 0 | 0 | 0 | 0 | 0 | 0 | 0 | 0 | 0 | 0 | 0 | 0 | 0 | 0 | 0 | 0 | 0 | 0 | 0
CDP8 | TAS | TAS | Export | Flexible export | 0 | 0 | 0 | 0 | 0 | 0 | 0 | 0 | 0 | 0 | 0 | 0 | 0 | 0 | 0 | 0 | 0 | 0 | 0 | 0 | 0 | 0 | 0 | 0 | 0 | 0 | 0 | 0
CDP8 | TAS | TAS | Export | Fixed green steel and ammonia | 0 | 0 | 0 | 0 | 0 | 0 | 0 | 0 | 0 | 0 | 0 | 0 | 0 | 0 | 0 | 0 | 0 | 0 | 0 | 0 | 0 | 0 | 0 | 0 | 0 | 0 | 0 | 0
CDP9 | NSW | NNSW | Domestic | Fixed domestic | 0 | 0 | 0 | 0 | 0 | 0 | 0 | 0 | 0 | 0 | 0 | 0 | 0 | 0 | 0 | 0 | 0 | 0 | 0 | 0 | 0 | 0 | 0 | 0 | 0 | 0 | 0 | 0
CDP9 | NSW | NNSW | Domestic | Flexible domestic | 0 | 0 | 0 | 0 | 0 | 0 | 0 | 0 | 0 | 0 | 0 | 0 | 0 | 0 | 0 | 0 | 0 | 0 | 0 | 0 | 0 | 0 | 0 | 0 | 0 | 0 | 0 | 0
CDP9 | NSW | NNSW | Export | Fixed export | 0 | 0 | 0 | 0 | 0 | 0 | 0 | 0 | 0 | 0 | 0 | 0 | 0 | 0 | 0 | 0 | 0 | 0 | 0 | 0 | 0 | 0 | 0 | 0 | 0 | 0 | 0 | 0
CDP9 | NSW | NNSW | Export | Flexible export | 0 | 0 | 0 | 0 | 0 | 0 | 0 | 0 | 0 | 0 | 0 | 0 | 0 | 0 | 0 | 0 | 0 | 0 | 0 | 0 | 0 | 0 | 0 | 0 | 0 | 0 | 0 | 0
CDP9 | NSW | NNSW | Export | Fixed green steel and ammonia | 0 | 0 | 0 | 0 | 0 | 0 | 0 | 0 | 0 | 0 | 0 | 0 | 0 | 0 | 0 | 0 | 0 | 0 | 0 | 0 | 0 | 0 | 0 | 0 | 0 | 0 | 0 | 0
CDP9 | NSW | CNSW | Domestic | Fixed domestic | 0 | 0 | 0 | 0 | 0 | 0 | 0 | 0 | 0 | 0 | 0 | 0 | 0 | 0 | 0 | 0 | 0 | 0 | 0 | 0 | 0 | 0 | 0 | 0 | 0 | 0 | 0 | 0
CDP9 | NSW | CNSW | Domestic | Flexible domestic | 0 | 0 | 0 | 0 | 0 | 0 | 0 | 0 | 0 | 0 | 0 | 0 | 0 | 0 | 0 | 0 | 0 | 0 | 0 | 0 | 0 | 0 | 0 | 0 | 0 | 0 | 0 | 0
CDP9 | NSW | CNSW | Export | Fixed export | 0 | 0 | 0 | 0 | 0 | 0 | 0 | 0 | 0 | 0 | 0 | 0 | 0 | 0 | 0 | 0 | 0 | 0 | 0 | 0 | 0 | 0 | 0 | 0 | 0 | 0 | 0 | 0
CDP9 | NSW | CNSW | Export | Flexible export | 0 | 0 | 0 | 0 | 0 | 0 | 0 | 0 | 0 | 0 | 0 | 0 | 0 | 0 | 0 | 0 | 0 | 0 | 0 | 0 | 0 | 0 | 0 | 0 | 0 | 0 | 0 | 0
CDP9 | NSW | CNSW | Export | Fixed green steel and ammonia | 0 | 0 | 0 | 0 | 0 | 0 | 0 | 0 | 0 | 0 | 0 | 0 | 0 | 0 | 0 | 0 | 0 | 0 | 0 | 0 | 0 | 0 | 0 | 0 | 0 | 0 | 0 | 0
CDP9 | NSW | SNSW | Domestic | Fixed domestic | 0.15156 | 0.36362 | 0.72014 | 1.2518 | 3.1041 | 3.1041 | 3.1041 | 3.1041 | 3.1041 | 3.1545 | 3.1545 | 4.3389 | 4.3389 | 4.5872 | 4.5872 | 4.5872 | 4.5872 | 4.5872 | 4.5872 | 6.2551 | 6.2551 | 6.3139 | 6.3626 | 6.3626 | 12.23 | 23.5836 | 23.8502 | 23.4937
CDP9 | NSW | SNSW | Domestic | Flexible domestic | 3.3679 | 8.0803 | 16.003 | 27.8174 | 68.9802 | 68.9802 | 68.9802 | 68.9802 | 68.9802 | 70.1002 | 70.1002 | 96.4211 | 96.4211 | 101.9367 | 101.9367 | 101.9367 | 101.9367 | 101.9367 | 101.9367 | 139.0033 | 139.0033 | 140.3094 | 141.3902 | 141.3902 | 271.7772 | 524.0802 | 530.0041 | 522.0814
CDP9 | NSW | SNSW | Export | Fixed export | 0 | 0 | 0 | 0 | 0 | 0 | 0 | 0 | 0 | 0 | 0 | 0 | 0 | 0 | 0 | 0 | 0 | 0 | 0 | 0 | 0 | 0 | 0 | 0 | 0 | 0 | 0 | 0
CDP9 | NSW | SNSW | Export | Flexible export | 0 | 0 | 0 | 0 | 0 | 0 | 0 | 0 | 0 | 0 | 0 | 0 | 0 | 0 | 0 | 0 | 0 | 0 | 0 | 0 | 0 | 0 | 0 | 0 | 0 | 0 | 0 | 0
CDP9 | NSW | SNSW | Export | Fixed green steel and ammonia | 0 | 0 | 0 | 0 | 0 | 0 | 0 | 0 | 0 | 0 | 0 | 0 | 0 | 0 | 0 | 0 | 0 | 0 | 0 | 0 | 0 | 0 | 0 | 0 | 0 | 0 | 0 | 0
CDP9 | NSW | SNW | Domestic | Fixed domestic | 0.76584 | 1.8554 | 3.6736 | 6.3972 | 14.773 | 14.773 | 14.773 | 14.773 | 14.773 | 16.5781 | 16.69 | 25.5639 | 25.5639 | 27.0823 | 27.0823 | 27.0823 | 27.0823 | 27.0823 | 27.0823 | 32.2124 | 32.2124 | 32.4885 | 33.6442 | 39.3809 | 63.583 | 119.1284 | 122.8149 | 120.9967
CDP9 | NSW | SNW | Domestic | Flexible domestic | 17.0187 | 41.2316 | 81.636 | 142.1608 | 328.2883 | 328.2883 | 328.2883 | 328.2883 | 328.2883 | 368.4029 | 370.8883 | 568.087 | 568.087 | 601.8299 | 601.8299 | 601.8299 | 601.8299 | 601.8299 | 601.8299 | 715.8322 | 715.8322 | 721.9669 | 747.6492 | 875.1317 | 1412.9556 | 2647.2979 | 2729.221 | 2688.8166
CDP9 | NSW | SNW | Export | Fixed export | 0 | 0 | 0 | 0 | 0 | 0 | 0 | 0 | 0 | 0 | 0 | 0 | 0 | 0 | 0 | 0 | 0 | 0 | 0 | 0 | 0 | 0 | 0 | 0 | 0 | 0 | 0 | 0
CDP9 | NSW | SNW | Export | Flexible export | 0 | 0 | 0 | 0 | 0 | 0 | 0 | 0 | 0 | 0 | 0 | 0 | 0 | 0 | 0 | 0 | 0 | 0 | 0 | 0 | 0 | 0 | 0 | 0 | 0 | 0 | 0 | 0
CDP9 | NSW | SNW | Export | Fixed green steel and ammonia | 0 | 0 | 0 | 0 | 0 | 0 | 0 | 0 | 0 | 0 | 0 | 0 | 0 | 0 | 0 | 0 | 0 | 0 | 0 | 0 | 0 | 0 | 0 | 0 | 0 | 0 | 0 | 0
CDP9 | QLD | NQ | Domestic | Fixed domestic | 0 | 0 | 0 | 0 | 0 | 0 | 0 | 0 | 0 | 0 | 0 | 0 | 0 | 0 | 0 | 0 | 0 | 0 | 0 | 0 | 0 | 0 | 0 | 0 | 0 | 0 | 0 | 0
CDP9 | QLD | NQ | Domestic | Flexible domestic | 0 | 0 | 0 | 0 | 0 | 0 | 0 | 0 | 0 | 0 | 0 | 0 | 0 | 0 | 0 | 0 | 0 | 0 | 0 | 0 | 0 | 0 | 0 | 0 | 0 | 0 | 0 | 0
CDP9 | QLD | NQ | Export | Fixed export | 0 | 0 | 0 | 0 | 0 | 0 | 0 | 0 | 0 | 0 | 0 | 0 | 0 | 0 | 0 | 0 | 0 | 0 | 0 | 0 | 0 | 0 | 0 | 0 | 0 | 0 | 0 | 0
CDP9 | QLD | NQ | Export | Flexible export | 0 | 0 | 0 | 0 | 0 | 0 | 0 | 0 | 0 | 0 | 0 | 0 | 0 | 0 | 0 | 0 | 0 | 0 | 0 | 0 | 0 | 0 | 0 | 0 | 0 | 0 | 0 | 0
CDP9 | QLD | NQ | Export | Fixed green steel and ammonia | 0 | 0 | 0 | 0 | 0 | 0 | 0 | 0 | 0 | 0 | 0 | 0 | 0 | 0 | 0 | 0 | 0 | 0 | 0 | 0 | 0 | 0 | 0 | 0 | 0 | 0 | 0 | 0
CDP9 | QLD | CQ | Domestic | Fixed domestic | 0.065464 | 0.071197 | 0.071197 | 0.071197 | 1.9483 | 7.3036 | 7.3036 | 7.3036 | 7.8907 | 8.7126 | 11.0201 | 11.0201 | 11.0201 | 11.8364 | 12.5651 | 12.5651 | 12.5651 | 12.5651 | 12.5651 | 16.3628 | 16.3628 | 18.1606 | 18.1606 | 18.1606 | 21.8045 | 21.7391 | 22.9223 | 29.498
CDP9 | QLD | CQ | Domestic | Flexible domestic | 1.4548 | 1.5822 | 1.5822 | 1.5822 | 43.2952 | 162.3022 | 162.3022 | 162.3022 | 175.3483 | 193.6136 | 244.8914 | 244.8914 | 244.8914 | 263.0304 | 279.2252 | 279.2252 | 279.2252 | 279.2252 | 279.2252 | 363.6173 | 363.6173 | 403.5679 | 403.5679 | 403.5679 | 484.5452 | 483.0905 | 509.3837 | 655.5115
CDP9 | QLD | CQ | Export | Fixed export | 0 | 0 | 0 | 0 | 0 | 0 | 0 | 0 | 0 | 0 | 0 | 0 | 0 | 0 | 0 | 0 | 0 | 0 | 0 | 0 | 0 | 0 | 0 | 0 | 0 | 0 | 0 | 0
CDP9 | QLD | CQ | Export | Flexible export | 0 | 0 | 0 | 0 | 0 | 0 | 0 | 0 | 0 | 0 | 0 | 0 | 0 | 0 | 0 | 0 | 0 | 0 | 0 | 0 | 0 | 0 | 0 | 0 | 0 | 0 | 0 | 0
CDP9 | QLD | CQ | Export | Fixed green steel and ammonia | 0 | 0 | 0 | 0 | 0 | 0 | 0 | 0 | 0 | 0 | 0 | 0 | 0 | 0 | 0 | 0 | 0 | 0 | 0 | 0 | 0 | 0 | 0 | 0 | 0 | 0 | 0 | 0
CDP9 | QLD | SQ | Domestic | Fixed domestic | 0.034787 | 0.034787 | 0.034787 | 0.034787 | 0.78682 | 3.3635 | 3.3635 | 6.4338 | 9.8225 | 11.9186 | 17.963 | 18.2015 | 18.349 | 18.349 | 19.3494 | 20.2653 | 21.118 | 21.118 | 21.118 | 29.1641 | 29.1641 | 30.1379 | 30.1379 | 30.1379 | 32.7142 | 32.6794 | 36.0043 | 46.363
CDP9 | QLD | SQ | Domestic | Flexible domestic | 0.77305 | 0.77305 | 0.77305 | 0.77305 | 17.4849 | 74.7437 | 74.7437 | 142.974 | 218.2773 | 264.8576 | 399.1776 | 404.4774 | 407.7552 | 407.7552 | 429.9861 | 450.3408 | 469.2882 | 469.2882 | 469.2882 | 648.0905 | 648.0905 | 669.7319 | 669.7319 | 669.7319 | 726.9822 | 726.2091 | 800.095 | 1030.2885
CDP9 | QLD | SQ | Export | Fixed export | 0 | 0 | 0 | 0 | 0 | 0 | 0 | 0 | 0 | 0 | 0 | 0 | 0 | 0 | 0 | 0 | 0 | 0 | 0 | 0 | 0 | 0 | 0 | 0 | 0 | 0 | 0 | 0
CDP9 | QLD | SQ | Export | Flexible export | 0 | 0 | 0 | 0 | 0 | 0 | 0 | 0 | 0 | 0 | 0 | 0 | 0 | 0 | 0 | 0 | 0 | 0 | 0 | 0 | 0 | 0 | 0 | 0 | 0 | 0 | 0 | 0
CDP9 | QLD | SQ | Export | Fixed green steel and ammonia | 0 | 0 | 0 | 0 | 0 | 0 | 0 | 0 | 0 | 0 | 0 | 0 | 0 | 0 | 0 | 0 | 0 | 0 | 0 | 0 | 0 | 0 | 0 | 0 | 0 | 0 | 0 | 0
CDP9 | VIC | VIC | Domestic | Fixed domestic | 0.29194 | 0.46013 | 0.46013 | 0.46013 | 5.7579 | 15.8804 | 15.8804 | 23.3194 | 48.0507 | 48.0507 | 55.8514 | 62.5307 | 62.5307 | 65.789 | 65.789 | 65.789 | 65.789 | 65.789 | 65.789 | 68.181 | 68.181 | 68.181 | 77.4086 | 77.4086 | 77.4086 | 94.3559 | 94.1877 | 98.8028
CDP9 | VIC | VIC | Domestic | Flexible domestic | 6.4875 | 10.2251 | 10.2251 | 10.2251 | 127.9542 | 352.8968 | 352.8968 | 518.2089 | 1067.7943 | 1067.7943 | 1241.143 | 1389.5718 | 1389.5718 | 1461.9779 | 1461.9779 | 1461.9779 | 1461.9779 | 1461.9779 | 1461.9779 | 1515.1336 | 1515.1336 | 1515.1336 | 1720.1903 | 1720.1903 | 1720.1903 | 2096.7987 | 2093.0611 | 2195.6187
CDP9 | VIC | VIC | Export | Fixed export | 0 | 0 | 0 | 0 | 0 | 0 | 0 | 0 | 0 | 0 | 0 | 0 | 0 | 0 | 0 | 0 | 0 | 0 | 0 | 0 | 0 | 0 | 0 | 0 | 0 | 0 | 0 | 0
CDP9 | VIC | VIC | Export | Flexible export | 0 | 0 | 0 | 0 | 0 | 0 | 0 | 0 | 0 | 0 | 0 | 0 | 0 | 0 | 0 | 0 | 0 | 0 | 0 | 0 | 0 | 0 | 0 | 0 | 0 | 0 | 0 | 0
CDP9 | VIC | VIC | Export | Fixed green steel and ammonia | 0 | 0 | 0 | 0 | 0 | 0 | 0 | 0 | 0 | 0 | 0 | 0 | 0 | 0 | 0 | 0 | 0 | 0 | 0 | 0 | 0 | 0 | 0 | 0 | 0 | 0 | 0 | 0
CDP9 | SA | CSA | Domestic | Fixed domestic | 0.0026558 | 2.8152 | 8.4402 | 11.2527 | 11.2531 | 11.2531 | 11.2531 | 11.2531 | 11.2531 | 11.2531 | 11.2532 | 11.2537 | 11.2537 | 11.2541 | 11.2541 | 11.2541 | 11.2541 | 11.2541 | 12.5168 | 13.3338 | 13.3338 | 14.1826 | 14.1936 | 14.1936 | 14.8675 | 19.129 | 19.129 | 19.6295
CDP9 | SA | CSA | Domestic | Flexible domestic | 0.059018 | 62.559 | 187.559 | 250.059 | 250.0692 | 250.0692 | 250.0692 | 250.0692 | 250.0692 | 250.0692 | 250.0707 | 250.0833 | 250.0833 | 250.0921 | 250.0921 | 250.0921 | 250.0921 | 250.0921 | 278.1505 | 296.3062 | 296.3062 | 315.1689 | 315.4138 | 315.4138 | 330.3885 | 425.0884 | 425.0884 | 436.2103
CDP9 | SA | CSA | Export | Fixed export | 0 | 0 | 0 | 0 | 0 | 0 | 0 | 0 | 0 | 0 | 0 | 0 | 0 | 0 | 0 | 0 | 0 | 0 | 0 | 0 | 0 | 0 | 0 | 0 | 0 | 0 | 0 | 0
CDP9 | SA | CSA | Export | Flexible export | 0 | 0 | 0 | 0 | 0 | 0 | 0 | 0 | 0 | 0 | 0 | 0 | 0 | 0 | 0 | 0 | 0 | 0 | 0 | 0 | 0 | 0 | 0 | 0 | 0 | 0 | 0 | 0
CDP9 | SA | CSA | Export | Fixed green steel and ammonia | 0 | 0 | 0 | 0 | 0 | 0 | 0 | 0 | 0 | 0 | 0 | 0 | 0 | 0 | 0 | 0 | 0 | 0 | 0 | 0 | 0 | 0 | 0 | 0 | 0 | 0 | 0 | 0
CDP9 | SA | SESA | Domestic | Fixed domestic | 0.0070066 | 0.30441 | 0.88098 | 1.1219 | 1.2249 | 1.2249 | 1.2249 | 1.2249 | 1.5134 | 1.5927 | 1.73 | 1.852 | 1.852 | 2.1041 | 2.1041 | 2.1041 | 2.1041 | 2.1041 | 2.1041 | 2.7989 | 2.7989 | 2.7989 | 2.7989 | 2.7989 | 2.7989 | 4.3628 | 4.0654 | 4.3698
CDP9 | SA | SESA | Domestic | Flexible domestic | 0.1557 | 6.7648 | 19.5773 | 24.9307 | 27.2198 | 27.2198 | 27.2198 | 27.2198 | 33.6304 | 35.3932 | 38.4454 | 41.1556 | 41.1556 | 46.7573 | 46.7573 | 46.7573 | 46.7573 | 46.7573 | 46.7573 | 62.1976 | 62.1976 | 62.1976 | 62.1976 | 62.1976 | 62.1976 | 96.9503 | 90.3412 | 97.1069
CDP9 | SA | SESA | Export | Fixed export | 0 | 0 | 0 | 0 | 0 | 0 | 0 | 0 | 0 | 0 | 0 | 0 | 0 | 0 | 0 | 0 | 0 | 0 | 0 | 0 | 0 | 0 | 0 | 0 | 0 | 0 | 0 | 0
CDP9 | SA | SESA | Export | Flexible export | 0 | 0 | 0 | 0 | 0 | 0 | 0 | 0 | 0 | 0 | 0 | 0 | 0 | 0 | 0 | 0 | 0 | 0 | 0 | 0 | 0 | 0 | 0 | 0 | 0 | 0 | 0 | 0
CDP9 | SA | SESA | Export | Fixed green steel and ammonia | 0 | 0 | 0 | 0 | 0 | 0 | 0 | 0 | 0 | 0 | 0 | 0 | 0 | 0 | 0 | 0 | 0 | 0 | 0 | 0 | 0 | 0 | 0 | 0 | 0 | 0 | 0 | 0
CDP9 | TAS | TAS | Domestic | Fixed domestic | 0 | 0 | 0 | 0 | 0.034314 | 0.14103 | 0.29408 | 0.38245 | 0.54485 | 0.54485 | 0.56136 | 0.67051 | 0.67051 | 1.114 | 1.114 | 1.114 | 1.6055 | 1.6055 | 1.6055 | 1.6055 | 1.6055 | 1.6055 | 1.8262 | 1.8262 | 1.8262 | 1.8383 | 1.8383 | 1.8419
CDP9 | TAS | TAS | Domestic | Flexible domestic | 0 | 0 | 0 | 0 | 0.76253 | 3.134 | 6.5352 | 8.4989 | 12.1079 | 12.1079 | 12.4747 | 14.9002 | 14.9002 | 24.7553 | 24.7553 | 24.7553 | 35.6772 | 35.6772 | 35.6772 | 35.6772 | 35.6772 | 35.6772 | 40.5822 | 40.5822 | 40.5822 | 40.8513 | 40.8513 | 40.9301
CDP9 | TAS | TAS | Export | Fixed export | 0 | 0 | 0 | 0 | 0 | 0 | 0 | 0 | 0 | 0 | 0 | 0 | 0 | 0 | 0 | 0 | 0 | 0 | 0 | 0 | 0 | 0 | 0 | 0 | 0 | 0 | 0 | 0
CDP9 | TAS | TAS | Export | Flexible export | 0 | 0 | 0 | 0 | 0 | 0 | 0 | 0 | 0 | 0 | 0 | 0 | 0 | 0 | 0 | 0 | 0 | 0 | 0 | 0 | 0 | 0 | 0 | 0 | 0 | 0 | 0 | 0
CDP9 | TAS | TAS | Export | Fixed green steel and ammonia | 0 | 0 | 0 | 0 | 0 | 0 | 0 | 0 | 0 | 0 | 0 | 0 | 0 | 0 | 0 | 0 | 0 | 0 | 0 | 0 | 0 | 0 | 0 | 0 | 0 | 0 | 0 | 0
CDP10 | NSW | NNSW | Domestic | Fixed domestic | 0 | 0 | 0 | 0 | 0 | 0 | 0 | 0 | 0 | 0 | 0 | 0 | 0 | 0 | 0 | 0 | 0 | 0 | 0 | 0 | 0 | 0 | 0 | 0 | 0 | 0 | 0 | 0
CDP10 | NSW | NNSW | Domestic | Flexible domestic | 0 | 0 | 0 | 0 | 0 | 0 | 0 | 0 | 0 | 0 | 0 | 0 | 0 | 0 | 0 | 0 | 0 | 0 | 0 | 0 | 0 | 0 | 0 | 0 | 0 | 0 | 0 | 0
CDP10 | NSW | NNSW | Export | Fixed export | 0 | 0 | 0 | 0 | 0 | 0 | 0 | 0 | 0 | 0 | 0 | 0 | 0 | 0 | 0 | 0 | 0 | 0 | 0 | 0 | 0 | 0 | 0 | 0 | 0 | 0 | 0 | 0
CDP10 | NSW | NNSW | Export | Flexible export | 0 | 0 | 0 | 0 | 0 | 0 | 0 | 0 | 0 | 0 | 0 | 0 | 0 | 0 | 0 | 0 | 0 | 0 | 0 | 0 | 0 | 0 | 0 | 0 | 0 | 0 | 0 | 0
CDP10 | NSW | NNSW | Export | Fixed green steel and ammonia | 0 | 0 | 0 | 0 | 0 | 0 | 0 | 0 | 0 | 0 | 0 | 0 | 0 | 0 | 0 | 0 | 0 | 0 | 0 | 0 | 0 | 0 | 0 | 0 | 0 | 0 | 0 | 0
CDP10 | NSW | CNSW | Domestic | Fixed domestic | 0 | 0 | 0 | 0 | 0 | 0 | 0 | 0 | 0 | 0 | 0 | 0 | 0 | 0 | 0 | 0 | 0 | 0 | 0 | 0 | 0 | 0 | 0 | 0 | 0 | 0 | 0 | 0
CDP10 | NSW | CNSW | Domestic | Flexible domestic | 0 | 0 | 0 | 0 | 0 | 0 | 0 | 0 | 0 | 0 | 0 | 0 | 0 | 0 | 0 | 0 | 0 | 0 | 0 | 0 | 0 | 0 | 0 | 0 | 0 | 0 | 0 | 0
CDP10 | NSW | CNSW | Export | Fixed export | 0 | 0 | 0 | 0 | 0 | 0 | 0 | 0 | 0 | 0 | 0 | 0 | 0 | 0 | 0 | 0 | 0 | 0 | 0 | 0 | 0 | 0 | 0 | 0 | 0 | 0 | 0 | 0
CDP10 | NSW | CNSW | Export | Flexible export | 0 | 0 | 0 | 0 | 0 | 0 | 0 | 0 | 0 | 0 | 0 | 0 | 0 | 0 | 0 | 0 | 0 | 0 | 0 | 0 | 0 | 0 | 0 | 0 | 0 | 0 | 0 | 0
CDP10 | NSW | CNSW | Export | Fixed green steel and ammonia | 0 | 0 | 0 | 0 | 0 | 0 | 0 | 0 | 0 | 0 | 0 | 0 | 0 | 0 | 0 | 0 | 0 | 0 | 0 | 0 | 0 | 0 | 0 | 0 | 0 | 0 | 0 | 0
CDP10 | NSW | SNSW | Domestic | Fixed domestic | 0.15156 | 0.36362 | 0.72014 | 1.2518 | 3.1041 | 3.1041 | 3.1041 | 3.1041 | 3.1041 | 3.1545 | 3.1545 | 4.3389 | 4.3389 | 4.5872 | 4.5872 | 4.5872 | 4.5872 | 4.5872 | 4.5872 | 6.2551 | 6.2551 | 6.3139 | 6.3626 | 6.3626 | 12.23 | 23.5836 | 23.8502 | 23.4937
CDP10 | NSW | SNSW | Domestic | Flexible domestic | 3.3679 | 8.0803 | 16.003 | 27.8174 | 68.9802 | 68.9802 | 68.9802 | 68.9802 | 68.9802 | 70.1002 | 70.1002 | 96.4211 | 96.4211 | 101.9367 | 101.9367 | 101.9367 | 101.9367 | 101.9367 | 101.9367 | 139.0033 | 139.0033 | 140.3094 | 141.3902 | 141.3902 | 271.7772 | 524.0802 | 530.0041 | 522.0814
CDP10 | NSW | SNSW | Export | Fixed export | 0 | 0 | 0 | 0 | 0 | 0 | 0 | 0 | 0 | 0 | 0 | 0 | 0 | 0 | 0 | 0 | 0 | 0 | 0 | 0 | 0 | 0 | 0 | 0 | 0 | 0 | 0 | 0
CDP10 | NSW | SNSW | Export | Flexible export | 0 | 0 | 0 | 0 | 0 | 0 | 0 | 0 | 0 | 0 | 0 | 0 | 0 | 0 | 0 | 0 | 0 | 0 | 0 | 0 | 0 | 0 | 0 | 0 | 0 | 0 | 0 | 0
CDP10 | NSW | SNSW | Export | Fixed green steel and ammonia | 0 | 0 | 0 | 0 | 0 | 0 | 0 | 0 | 0 | 0 | 0 | 0 | 0 | 0 | 0 | 0 | 0 | 0 | 0 | 0 | 0 | 0 | 0 | 0 | 0 | 0 | 0 | 0
CDP10 | NSW | SNW | Domestic | Fixed domestic | 0.76584 | 1.8554 | 3.6736 | 6.3972 | 14.773 | 14.773 | 14.773 | 14.773 | 14.773 | 16.5781 | 16.69 | 25.5639 | 25.5639 | 27.0823 | 27.0823 | 27.0823 | 27.0823 | 27.0823 | 27.0823 | 32.2124 | 32.2124 | 32.4885 | 33.6442 | 39.3809 | 63.583 | 119.1284 | 122.8149 | 120.9967
CDP10 | NSW | SNW | Domestic | Flexible domestic | 17.0187 | 41.2316 | 81.636 | 142.1608 | 328.2883 | 328.2883 | 328.2883 | 328.2883 | 328.2883 | 368.4029 | 370.8883 | 568.087 | 568.087 | 601.8299 | 601.8299 | 601.8299 | 601.8299 | 601.8299 | 601.8299 | 715.8322 | 715.8322 | 721.9669 | 747.6492 | 875.1317 | 1412.9556 | 2647.2979 | 2729.221 | 2688.8166
CDP10 | NSW | SNW | Export | Fixed export | 0 | 0 | 0 | 0 | 0 | 0 | 0 | 0 | 0 | 0 | 0 | 0 | 0 | 0 | 0 | 0 | 0 | 0 | 0 | 0 | 0 | 0 | 0 | 0 | 0 | 0 | 0 | 0
CDP10 | NSW | SNW | Export | Flexible export | 0 | 0 | 0 | 0 | 0 | 0 | 0 | 0 | 0 | 0 | 0 | 0 | 0 | 0 | 0 | 0 | 0 | 0 | 0 | 0 | 0 | 0 | 0 | 0 | 0 | 0 | 0 | 0
CDP10 | NSW | SNW | Export | Fixed green steel and ammonia | 0 | 0 | 0 | 0 | 0 | 0 | 0 | 0 | 0 | 0 | 0 | 0 | 0 | 0 | 0 | 0 | 0 | 0 | 0 | 0 | 0 | 0 | 0 | 0 | 0 | 0 | 0 | 0
CDP10 | QLD | NQ | Domestic | Fixed domestic | 0 | 0 | 0 | 0 | 0 | 0 | 0 | 0 | 0 | 0 | 0 | 0 | 0 | 0 | 0 | 0 | 0 | 0 | 0 | 0 | 0 | 0 | 0 | 0 | 0 | 0 | 0 | 0
CDP10 | QLD | NQ | Domestic | Flexible domestic | 0 | 0 | 0 | 0 | 0 | 0 | 0 | 0 | 0 | 0 | 0 | 0 | 0 | 0 | 0 | 0 | 0 | 0 | 0 | 0 | 0 | 0 | 0 | 0 | 0 | 0 | 0 | 0
CDP10 | QLD | NQ | Export | Fixed export | 0 | 0 | 0 | 0 | 0 | 0 | 0 | 0 | 0 | 0 | 0 | 0 | 0 | 0 | 0 | 0 | 0 | 0 | 0 | 0 | 0 | 0 | 0 | 0 | 0 | 0 | 0 | 0
CDP10 | QLD | NQ | Export | Flexible export | 0 | 0 | 0 | 0 | 0 | 0 | 0 | 0 | 0 | 0 | 0 | 0 | 0 | 0 | 0 | 0 | 0 | 0 | 0 | 0 | 0 | 0 | 0 | 0 | 0 | 0 | 0 | 0
CDP10 | QLD | NQ | Export | Fixed green steel and ammonia | 0 | 0 | 0 | 0 | 0 | 0 | 0 | 0 | 0 | 0 | 0 | 0 | 0 | 0 | 0 | 0 | 0 | 0 | 0 | 0 | 0 | 0 | 0 | 0 | 0 | 0 | 0 | 0
CDP10 | QLD | CQ | Domestic | Fixed domestic | 0.065464 | 0.071197 | 0.071197 | 0.071197 | 1.9483 | 7.3036 | 7.3036 | 7.3036 | 7.8907 | 8.7126 | 11.0201 | 11.0201 | 11.0201 | 11.8364 | 12.5651 | 12.5651 | 12.5651 | 12.5651 | 12.5651 | 16.3628 | 16.3628 | 18.1606 | 18.1606 | 18.1606 | 21.8045 | 21.7391 | 22.9223 | 29.498
CDP10 | QLD | CQ | Domestic | Flexible domestic | 1.4548 | 1.5822 | 1.5822 | 1.5822 | 43.2952 | 162.3022 | 162.3022 | 162.3022 | 175.3483 | 193.6136 | 244.8914 | 244.8914 | 244.8914 | 263.0304 | 279.2252 | 279.2252 | 279.2252 | 279.2252 | 279.2252 | 363.6173 | 363.6173 | 403.5679 | 403.5679 | 403.5679 | 484.5452 | 483.0905 | 509.3837 | 655.5115
CDP10 | QLD | CQ | Export | Fixed export | 0 | 0 | 0 | 0 | 0 | 0 | 0 | 0 | 0 | 0 | 0 | 0 | 0 | 0 | 0 | 0 | 0 | 0 | 0 | 0 | 0 | 0 | 0 | 0 | 0 | 0 | 0 | 0
CDP10 | QLD | CQ | Export | Flexible export | 0 | 0 | 0 | 0 | 0 | 0 | 0 | 0 | 0 | 0 | 0 | 0 | 0 | 0 | 0 | 0 | 0 | 0 | 0 | 0 | 0 | 0 | 0 | 0 | 0 | 0 | 0 | 0
CDP10 | QLD | CQ | Export | Fixed green steel and ammonia | 0 | 0 | 0 | 0 | 0 | 0 | 0 | 0 | 0 | 0 | 0 | 0 | 0 | 0 | 0 | 0 | 0 | 0 | 0 | 0 | 0 | 0 | 0 | 0 | 0 | 0 | 0 | 0
CDP10 | QLD | SQ | Domestic | Fixed domestic | 0.034787 | 0.034787 | 0.034787 | 0.034787 | 0.78682 | 3.3635 | 3.3635 | 6.4338 | 9.8225 | 11.9186 | 17.963 | 18.2015 | 18.349 | 18.349 | 19.3494 | 20.2653 | 21.118 | 21.118 | 21.118 | 29.1641 | 29.1641 | 30.1379 | 30.1379 | 30.1379 | 32.7142 | 32.6794 | 36.0043 | 46.363
CDP10 | QLD | SQ | Domestic | Flexible domestic | 0.77305 | 0.77305 | 0.77305 | 0.77305 | 17.4849 | 74.7437 | 74.7437 | 142.974 | 218.2773 | 264.8576 | 399.1776 | 404.4774 | 407.7552 | 407.7552 | 429.9861 | 450.3408 | 469.2882 | 469.2882 | 469.2882 | 648.0905 | 648.0905 | 669.7319 | 669.7319 | 669.7319 | 726.9822 | 726.2091 | 800.095 | 1030.2885
CDP10 | QLD | SQ | Export | Fixed export | 0 | 0 | 0 | 0 | 0 | 0 | 0 | 0 | 0 | 0 | 0 | 0 | 0 | 0 | 0 | 0 | 0 | 0 | 0 | 0 | 0 | 0 | 0 | 0 | 0 | 0 | 0 | 0
CDP10 | QLD | SQ | Export | Flexible export | 0 | 0 | 0 | 0 | 0 | 0 | 0 | 0 | 0 | 0 | 0 | 0 | 0 | 0 | 0 | 0 | 0 | 0 | 0 | 0 | 0 | 0 | 0 | 0 | 0 | 0 | 0 | 0
CDP10 | QLD | SQ | Export | Fixed green steel and ammonia | 0 | 0 | 0 | 0 | 0 | 0 | 0 | 0 | 0 | 0 | 0 | 0 | 0 | 0 | 0 | 0 | 0 | 0 | 0 | 0 | 0 | 0 | 0 | 0 | 0 | 0 | 0 | 0
CDP10 | VIC | VIC | Domestic | Fixed domestic | 0.29194 | 0.46013 | 0.46013 | 0.46013 | 5.7579 | 15.8804 | 15.8804 | 23.3194 | 48.0507 | 48.0507 | 55.8514 | 62.5307 | 62.5307 | 65.789 | 65.789 | 65.789 | 65.789 | 65.789 | 65.789 | 68.181 | 68.181 | 68.181 | 77.4086 | 77.4086 | 77.4086 | 94.3559 | 94.1877 | 98.8028
CDP10 | VIC | VIC | Domestic | Flexible domestic | 6.4875 | 10.2251 | 10.2251 | 10.2251 | 127.9542 | 352.8968 | 352.8968 | 518.2089 | 1067.7943 | 1067.7943 | 1241.143 | 1389.5718 | 1389.5718 | 1461.9779 | 1461.9779 | 1461.9779 | 1461.9779 | 1461.9779 | 1461.9779 | 1515.1336 | 1515.1336 | 1515.1336 | 1720.1903 | 1720.1903 | 1720.1903 | 2096.7987 | 2093.0611 | 2195.6187
CDP10 | VIC | VIC | Export | Fixed export | 0 | 0 | 0 | 0 | 0 | 0 | 0 | 0 | 0 | 0 | 0 | 0 | 0 | 0 | 0 | 0 | 0 | 0 | 0 | 0 | 0 | 0 | 0 | 0 | 0 | 0 | 0 | 0
CDP10 | VIC | VIC | Export | Flexible export | 0 | 0 | 0 | 0 | 0 | 0 | 0 | 0 | 0 | 0 | 0 | 0 | 0 | 0 | 0 | 0 | 0 | 0 | 0 | 0 | 0 | 0 | 0 | 0 | 0 | 0 | 0 | 0
CDP10 | VIC | VIC | Export | Fixed green steel and ammonia | 0 | 0 | 0 | 0 | 0 | 0 | 0 | 0 | 0 | 0 | 0 | 0 | 0 | 0 | 0 | 0 | 0 | 0 | 0 | 0 | 0 | 0 | 0 | 0 | 0 | 0 | 0 | 0
CDP10 | SA | CSA | Domestic | Fixed domestic | 0.0026558 | 2.8152 | 8.4402 | 11.2527 | 11.2531 | 11.2531 | 11.2531 | 11.2531 | 11.2531 | 11.2531 | 11.2532 | 11.2537 | 11.2537 | 11.2541 | 11.2541 | 11.2541 | 11.2541 | 11.2541 | 12.5168 | 13.3338 | 13.3338 | 14.1826 | 14.1936 | 14.1936 | 14.8675 | 19.129 | 19.129 | 19.6295
CDP10 | SA | CSA | Domestic | Flexible domestic | 0.059018 | 62.559 | 187.559 | 250.059 | 250.0692 | 250.0692 | 250.0692 | 250.0692 | 250.0692 | 250.0692 | 250.0707 | 250.0833 | 250.0833 | 250.0921 | 250.0921 | 250.0921 | 250.0921 | 250.0921 | 278.1505 | 296.3062 | 296.3062 | 315.1689 | 315.4138 | 315.4138 | 330.3885 | 425.0884 | 425.0884 | 436.2103
CDP10 | SA | CSA | Export | Fixed export | 0 | 0 | 0 | 0 | 0 | 0 | 0 | 0 | 0 | 0 | 0 | 0 | 0 | 0 | 0 | 0 | 0 | 0 | 0 | 0 | 0 | 0 | 0 | 0 | 0 | 0 | 0 | 0
CDP10 | SA | CSA | Export | Flexible export | 0 | 0 | 0 | 0 | 0 | 0 | 0 | 0 | 0 | 0 | 0 | 0 | 0 | 0 | 0 | 0 | 0 | 0 | 0 | 0 | 0 | 0 | 0 | 0 | 0 | 0 | 0 | 0
CDP10 | SA | CSA | Export | Fixed green steel and ammonia | 0 | 0 | 0 | 0 | 0 | 0 | 0 | 0 | 0 | 0 | 0 | 0 | 0 | 0 | 0 | 0 | 0 | 0 | 0 | 0 | 0 | 0 | 0 | 0 | 0 | 0 | 0 | 0
CDP10 | SA | SESA | Domestic | Fixed domestic | 0.0070066 | 0.30441 | 0.88098 | 1.1219 | 1.2249 | 1.2249 | 1.2249 | 1.2249 | 1.5134 | 1.5927 | 1.73 | 1.852 | 1.852 | 2.1041 | 2.1041 | 2.1041 | 2.1041 | 2.1041 | 2.1041 | 2.7989 | 2.7989 | 2.7989 | 2.7989 | 2.7989 | 2.7989 | 4.3628 | 4.0654 | 4.3698
CDP10 | SA | SESA | Domestic | Flexible domestic | 0.1557 | 6.7648 | 19.5773 | 24.9307 | 27.2198 | 27.2198 | 27.2198 | 27.2198 | 33.6304 | 35.3932 | 38.4454 | 41.1556 | 41.1556 | 46.7573 | 46.7573 | 46.7573 | 46.7573 | 46.7573 | 46.7573 | 62.1976 | 62.1976 | 62.1976 | 62.1976 | 62.1976 | 62.1976 | 96.9503 | 90.3412 | 97.1069
CDP10 | SA | SESA | Export | Fixed export | 0 | 0 | 0 | 0 | 0 | 0 | 0 | 0 | 0 | 0 | 0 | 0 | 0 | 0 | 0 | 0 | 0 | 0 | 0 | 0 | 0 | 0 | 0 | 0 | 0 | 0 | 0 | 0
CDP10 | SA | SESA | Export | Flexible export | 0 | 0 | 0 | 0 | 0 | 0 | 0 | 0 | 0 | 0 | 0 | 0 | 0 | 0 | 0 | 0 | 0 | 0 | 0 | 0 | 0 | 0 | 0 | 0 | 0 | 0 | 0 | 0
CDP10 | SA | SESA | Export | Fixed green steel and ammonia | 0 | 0 | 0 | 0 | 0 | 0 | 0 | 0 | 0 | 0 | 0 | 0 | 0 | 0 | 0 | 0 | 0 | 0 | 0 | 0 | 0 | 0 | 0 | 0 | 0 | 0 | 0 | 0
CDP10 | TAS | TAS | Domestic | Fixed domestic | 0 | 0 | 0 | 0 | 0.034314 | 0.14103 | 0.29408 | 0.38245 | 0.54485 | 0.54485 | 0.56136 | 0.67051 | 0.67051 | 1.114 | 1.114 | 1.114 | 1.6055 | 1.6055 | 1.6055 | 1.6055 | 1.6055 | 1.6055 | 1.8262 | 1.8262 | 1.8262 | 1.8383 | 1.8383 | 1.8419
CDP10 | TAS | TAS | Domestic | Flexible domestic | 0 | 0 | 0 | 0 | 0.76253 | 3.134 | 6.5352 | 8.4989 | 12.1079 | 12.1079 | 12.4747 | 14.9002 | 14.9002 | 24.7553 | 24.7553 | 24.7553 | 35.6772 | 35.6772 | 35.6772 | 35.6772 | 35.6772 | 35.6772 | 40.5822 | 40.5822 | 40.5822 | 40.8513 | 40.8513 | 40.9301
CDP10 | TAS | TAS | Export | Fixed export | 0 | 0 | 0 | 0 | 0 | 0 | 0 | 0 | 0 | 0 | 0 | 0 | 0 | 0 | 0 | 0 | 0 | 0 | 0 | 0 | 0 | 0 | 0 | 0 | 0 | 0 | 0 | 0
CDP10 | TAS | TAS | Export | Flexible export | 0 | 0 | 0 | 0 | 0 | 0 | 0 | 0 | 0 | 0 | 0 | 0 | 0 | 0 | 0 | 0 | 0 | 0 | 0 | 0 | 0 | 0 | 0 | 0 | 0 | 0 | 0 | 0
CDP10 | TAS | TAS | Export | Fixed green steel and ammonia | 0 | 0 | 0 | 0 | 0 | 0 | 0 | 0 | 0 | 0 | 0 | 0 | 0 | 0 | 0 | 0 | 0 | 0 | 0 | 0 | 0 | 0 | 0 | 0 | 0 | 0 | 0 | 0
CDP11 | NSW | NNSW | Domestic | Fixed domestic | 0 | 0 | 0 | 0 | 0 | 0 | 0 | 0 | 0 | 0 | 0 | 0 | 0 | 0 | 0 | 0 | 0 | 0 | 0 | 0 | 0 | 0 | 0 | 0 | 0 | 0 | 0 | 0
CDP11 | NSW | NNSW | Domestic | Flexible domestic | 0 | 0 | 0 | 0 | 0 | 0 | 0 | 0 | 0 | 0 | 0 | 0 | 0 | 0 | 0 | 0 | 0 | 0 | 0 | 0 | 0 | 0 | 0 | 0 | 0 | 0 | 0 | 0
CDP11 | NSW | NNSW | Export | Fixed export | 0 | 0 | 0 | 0 | 0 | 0 | 0 | 0 | 0 | 0 | 0 | 0 | 0 | 0 | 0 | 0 | 0 | 0 | 0 | 0 | 0 | 0 | 0 | 0 | 0 | 0 | 0 | 0
CDP11 | NSW | NNSW | Export | Flexible export | 0 | 0 | 0 | 0 | 0 | 0 | 0 | 0 | 0 | 0 | 0 | 0 | 0 | 0 | 0 | 0 | 0 | 0 | 0 | 0 | 0 | 0 | 0 | 0 | 0 | 0 | 0 | 0
CDP11 | NSW | NNSW | Export | Fixed green steel and ammonia | 0 | 0 | 0 | 0 | 0 | 0 | 0 | 0 | 0 | 0 | 0 | 0 | 0 | 0 | 0 | 0 | 0 | 0 | 0 | 0 | 0 | 0 | 0 | 0 | 0 | 0 | 0 | 0
CDP11 | NSW | CNSW | Domestic | Fixed domestic | 0 | 0 | 0 | 0 | 0 | 0 | 0 | 0 | 0 | 0 | 0 | 0 | 0 | 0 | 0 | 0 | 0 | 0 | 0 | 0 | 0 | 0 | 0 | 0 | 0 | 0 | 0 | 0
CDP11 | NSW | CNSW | Domestic | Flexible domestic | 0 | 0 | 0 | 0 | 0 | 0 | 0 | 0 | 0 | 0 | 0 | 0 | 0 | 0 | 0 | 0 | 0 | 0 | 0 | 0 | 0 | 0 | 0 | 0 | 0 | 0 | 0 | 0
CDP11 | NSW | CNSW | Export | Fixed export | 0 | 0 | 0 | 0 | 0 | 0 | 0 | 0 | 0 | 0 | 0 | 0 | 0 | 0 | 0 | 0 | 0 | 0 | 0 | 0 | 0 | 0 | 0 | 0 | 0 | 0 | 0 | 0
CDP11 | NSW | CNSW | Export | Flexible export | 0 | 0 | 0 | 0 | 0 | 0 | 0 | 0 | 0 | 0 | 0 | 0 | 0 | 0 | 0 | 0 | 0 | 0 | 0 | 0 | 0 | 0 | 0 | 0 | 0 | 0 | 0 | 0
CDP11 | NSW | CNSW | Export | Fixed green steel and ammonia | 0 | 0 | 0 | 0 | 0 | 0 | 0 | 0 | 0 | 0 | 0 | 0 | 0 | 0 | 0 | 0 | 0 | 0 | 0 | 0 | 0 | 0 | 0 | 0 | 0 | 0 | 0 | 0
CDP11 | NSW | SNSW | Domestic | Fixed domestic | 0.15156 | 0.36362 | 0.72014 | 1.2518 | 3.1041 | 3.1041 | 3.1041 | 3.1041 | 3.1041 | 3.1545 | 3.1545 | 4.3389 | 4.3389 | 4.5872 | 4.5872 | 4.5872 | 4.5872 | 4.5872 | 4.5872 | 6.2551 | 6.2551 | 6.3139 | 6.3626 | 6.3626 | 12.23 | 23.5836 | 23.8502 | 23.4937
CDP11 | NSW | SNSW | Domestic | Flexible domestic | 3.3679 | 8.0803 | 16.003 | 27.8174 | 68.9802 | 68.9802 | 68.9802 | 68.9802 | 68.9802 | 70.1002 | 70.1002 | 96.4211 | 96.4211 | 101.9367 | 101.9367 | 101.9367 | 101.9367 | 101.9367 | 101.9367 | 139.0033 | 139.0033 | 140.3094 | 141.3902 | 141.3902 | 271.7772 | 524.0802 | 530.0041 | 522.0814
CDP11 | NSW | SNSW | Export | Fixed export | 0 | 0 | 0 | 0 | 0 | 0 | 0 | 0 | 0 | 0 | 0 | 0 | 0 | 0 | 0 | 0 | 0 | 0 | 0 | 0 | 0 | 0 | 0 | 0 | 0 | 0 | 0 | 0
CDP11 | NSW | SNSW | Export | Flexible export | 0 | 0 | 0 | 0 | 0 | 0 | 0 | 0 | 0 | 0 | 0 | 0 | 0 | 0 | 0 | 0 | 0 | 0 | 0 | 0 | 0 | 0 | 0 | 0 | 0 | 0 | 0 | 0
CDP11 | NSW | SNSW | Export | Fixed green steel and ammonia | 0 | 0 | 0 | 0 | 0 | 0 | 0 | 0 | 0 | 0 | 0 | 0 | 0 | 0 | 0 | 0 | 0 | 0 | 0 | 0 | 0 | 0 | 0 | 0 | 0 | 0 | 0 | 0
CDP11 | NSW | SNW | Domestic | Fixed domestic | 0.76584 | 1.8554 | 3.6736 | 6.3972 | 14.773 | 14.773 | 14.773 | 14.773 | 14.773 | 16.5781 | 16.69 | 25.5639 | 25.5639 | 27.0823 | 27.0823 | 27.0823 | 27.0823 | 27.0823 | 27.0823 | 32.2124 | 32.2124 | 32.4885 | 33.6442 | 39.3809 | 63.583 | 119.1284 | 122.8149 | 120.9967
CDP11 | NSW | SNW | Domestic | Flexible domestic | 17.0187 | 41.2316 | 81.636 | 142.1608 | 328.2883 | 328.2883 | 328.2883 | 328.2883 | 328.2883 | 368.4029 | 370.8883 | 568.087 | 568.087 | 601.8299 | 601.8299 | 601.8299 | 601.8299 | 601.8299 | 601.8299 | 715.8322 | 715.8322 | 721.9669 | 747.6492 | 875.1317 | 1412.9556 | 2647.2979 | 2729.221 | 2688.8166
CDP11 | NSW | SNW | Export | Fixed export | 0 | 0 | 0 | 0 | 0 | 0 | 0 | 0 | 0 | 0 | 0 | 0 | 0 | 0 | 0 | 0 | 0 | 0 | 0 | 0 | 0 | 0 | 0 | 0 | 0 | 0 | 0 | 0
CDP11 | NSW | SNW | Export | Flexible export | 0 | 0 | 0 | 0 | 0 | 0 | 0 | 0 | 0 | 0 | 0 | 0 | 0 | 0 | 0 | 0 | 0 | 0 | 0 | 0 | 0 | 0 | 0 | 0 | 0 | 0 | 0 | 0
CDP11 | NSW | SNW | Export | Fixed green steel and ammonia | 0 | 0 | 0 | 0 | 0 | 0 | 0 | 0 | 0 | 0 | 0 | 0 | 0 | 0 | 0 | 0 | 0 | 0 | 0 | 0 | 0 | 0 | 0 | 0 | 0 | 0 | 0 | 0
CDP11 | QLD | NQ | Domestic | Fixed domestic | 0 | 0 | 0 | 0 | 0 | 0 | 0 | 0 | 0 | 0 | 0 | 0 | 0 | 0 | 0 | 0 | 0 | 0 | 0 | 0 | 0 | 0 | 0 | 0 | 0 | 0 | 0 | 0
CDP11 | QLD | NQ | Domestic | Flexible domestic | 0 | 0 | 0 | 0 | 0 | 0 | 0 | 0 | 0 | 0 | 0 | 0 | 0 | 0 | 0 | 0 | 0 | 0 | 0 | 0 | 0 | 0 | 0 | 0 | 0 | 0 | 0 | 0
CDP11 | QLD | NQ | Export | Fixed export | 0 | 0 | 0 | 0 | 0 | 0 | 0 | 0 | 0 | 0 | 0 | 0 | 0 | 0 | 0 | 0 | 0 | 0 | 0 | 0 | 0 | 0 | 0 | 0 | 0 | 0 | 0 | 0
CDP11 | QLD | NQ | Export | Flexible export | 0 | 0 | 0 | 0 | 0 | 0 | 0 | 0 | 0 | 0 | 0 | 0 | 0 | 0 | 0 | 0 | 0 | 0 | 0 | 0 | 0 | 0 | 0 | 0 | 0 | 0 | 0 | 0
CDP11 | QLD | NQ | Export | Fixed green steel and ammonia | 0 | 0 | 0 | 0 | 0 | 0 | 0 | 0 | 0 | 0 | 0 | 0 | 0 | 0 | 0 | 0 | 0 | 0 | 0 | 0 | 0 | 0 | 0 | 0 | 0 | 0 | 0 | 0
CDP11 | QLD | CQ | Domestic | Fixed domestic | 0.065464 | 0.071197 | 0.071197 | 0.071197 | 1.9483 | 7.3036 | 7.3036 | 7.3036 | 7.8907 | 8.7126 | 11.0201 | 11.0201 | 11.0201 | 11.8364 | 12.5651 | 12.5651 | 12.5651 | 12.5651 | 12.5651 | 16.3628 | 16.3628 | 18.1606 | 18.1606 | 18.1606 | 21.8045 | 21.7391 | 22.9223 | 29.498
CDP11 | QLD | CQ | Domestic | Flexible domestic | 1.4548 | 1.5822 | 1.5822 | 1.5822 | 43.2952 | 162.3022 | 162.3022 | 162.3022 | 175.3483 | 193.6136 | 244.8914 | 244.8914 | 244.8914 | 263.0304 | 279.2252 | 279.2252 | 279.2252 | 279.2252 | 279.2252 | 363.6173 | 363.6173 | 403.5679 | 403.5679 | 403.5679 | 484.5452 | 483.0905 | 509.3837 | 655.5115
CDP11 | QLD | CQ | Export | Fixed export | 0 | 0 | 0 | 0 | 0 | 0 | 0 | 0 | 0 | 0 | 0 | 0 | 0 | 0 | 0 | 0 | 0 | 0 | 0 | 0 | 0 | 0 | 0 | 0 | 0 | 0 | 0 | 0
CDP11 | QLD | CQ | Export | Flexible export | 0 | 0 | 0 | 0 | 0 | 0 | 0 | 0 | 0 | 0 | 0 | 0 | 0 | 0 | 0 | 0 | 0 | 0 | 0 | 0 | 0 | 0 | 0 | 0 | 0 | 0 | 0 | 0
CDP11 | QLD | CQ | Export | Fixed green steel and ammonia | 0 | 0 | 0 | 0 | 0 | 0 | 0 | 0 | 0 | 0 | 0 | 0 | 0 | 0 | 0 | 0 | 0 | 0 | 0 | 0 | 0 | 0 | 0 | 0 | 0 | 0 | 0 | 0
CDP11 | QLD | SQ | Domestic | Fixed domestic | 0.034787 | 0.034787 | 0.034787 | 0.034787 | 0.78682 | 3.3635 | 3.3635 | 6.4338 | 9.8225 | 11.9186 | 17.963 | 18.2015 | 18.349 | 18.349 | 19.3494 | 20.2653 | 21.118 | 21.118 | 21.118 | 29.1641 | 29.1641 | 30.1379 | 30.1379 | 30.1379 | 32.7142 | 32.6794 | 36.0043 | 46.363
CDP11 | QLD | SQ | Domestic | Flexible domestic | 0.77305 | 0.77305 | 0.77305 | 0.77305 | 17.4849 | 74.7437 | 74.7437 | 142.974 | 218.2773 | 264.8576 | 399.1776 | 404.4774 | 407.7552 | 407.7552 | 429.9861 | 450.3408 | 469.2882 | 469.2882 | 469.2882 | 648.0905 | 648.0905 | 669.7319 | 669.7319 | 669.7319 | 726.9822 | 726.2091 | 800.095 | 1030.2885
CDP11 | QLD | SQ | Export | Fixed export | 0 | 0 | 0 | 0 | 0 | 0 | 0 | 0 | 0 | 0 | 0 | 0 | 0 | 0 | 0 | 0 | 0 | 0 | 0 | 0 | 0 | 0 | 0 | 0 | 0 | 0 | 0 | 0
CDP11 | QLD | SQ | Export | Flexible export | 0 | 0 | 0 | 0 | 0 | 0 | 0 | 0 | 0 | 0 | 0 | 0 | 0 | 0 | 0 | 0 | 0 | 0 | 0 | 0 | 0 | 0 | 0 | 0 | 0 | 0 | 0 | 0
CDP11 | QLD | SQ | Export | Fixed green steel and ammonia | 0 | 0 | 0 | 0 | 0 | 0 | 0 | 0 | 0 | 0 | 0 | 0 | 0 | 0 | 0 | 0 | 0 | 0 | 0 | 0 | 0 | 0 | 0 | 0 | 0 | 0 | 0 | 0
CDP11 | VIC | VIC | Domestic | Fixed domestic | 0.29194 | 0.46013 | 0.46013 | 0.46013 | 5.7579 | 15.8804 | 15.8804 | 23.3194 | 48.0507 | 48.0507 | 55.8514 | 62.5307 | 62.5307 | 65.789 | 65.789 | 65.789 | 65.789 | 65.789 | 65.789 | 68.181 | 68.181 | 68.181 | 77.4086 | 77.4086 | 77.4086 | 94.3559 | 94.1877 | 98.8028
CDP11 | VIC | VIC | Domestic | Flexible domestic | 6.4875 | 10.2251 | 10.2251 | 10.2251 | 127.9542 | 352.8968 | 352.8968 | 518.2089 | 1067.7943 | 1067.7943 | 1241.143 | 1389.5718 | 1389.5718 | 1461.9779 | 1461.9779 | 1461.9779 | 1461.9779 | 1461.9779 | 1461.9779 | 1515.1336 | 1515.1336 | 1515.1336 | 1720.1903 | 1720.1903 | 1720.1903 | 2096.7987 | 2093.0611 | 2195.6187
CDP11 | VIC | VIC | Export | Fixed export | 0 | 0 | 0 | 0 | 0 | 0 | 0 | 0 | 0 | 0 | 0 | 0 | 0 | 0 | 0 | 0 | 0 | 0 | 0 | 0 | 0 | 0 | 0 | 0 | 0 | 0 | 0 | 0
CDP11 | VIC | VIC | Export | Flexible export | 0 | 0 | 0 | 0 | 0 | 0 | 0 | 0 | 0 | 0 | 0 | 0 | 0 | 0 | 0 | 0 | 0 | 0 | 0 | 0 | 0 | 0 | 0 | 0 | 0 | 0 | 0 | 0
CDP11 | VIC | VIC | Export | Fixed green steel and ammonia | 0 | 0 | 0 | 0 | 0 | 0 | 0 | 0 | 0 | 0 | 0 | 0 | 0 | 0 | 0 | 0 | 0 | 0 | 0 | 0 | 0 | 0 | 0 | 0 | 0 | 0 | 0 | 0
CDP11 | SA | CSA | Domestic | Fixed domestic | 0.0026558 | 2.8152 | 8.4402 | 11.2527 | 11.2531 | 11.2531 | 11.2531 | 11.2531 | 11.2531 | 11.2531 | 11.2532 | 11.2537 | 11.2537 | 11.2541 | 11.2541 | 11.2541 | 11.2541 | 11.2541 | 12.5168 | 13.3338 | 13.3338 | 14.1826 | 14.1936 | 14.1936 | 14.8675 | 19.129 | 19.129 | 19.6295
CDP11 | SA | CSA | Domestic | Flexible domestic | 0.059018 | 62.559 | 187.559 | 250.059 | 250.0692 | 250.0692 | 250.0692 | 250.0692 | 250.0692 | 250.0692 | 250.0707 | 250.0833 | 250.0833 | 250.0921 | 250.0921 | 250.0921 | 250.0921 | 250.0921 | 278.1505 | 296.3062 | 296.3062 | 315.1689 | 315.4138 | 315.4138 | 330.3885 | 425.0884 | 425.0884 | 436.2103
CDP11 | SA | CSA | Export | Fixed export | 0 | 0 | 0 | 0 | 0 | 0 | 0 | 0 | 0 | 0 | 0 | 0 | 0 | 0 | 0 | 0 | 0 | 0 | 0 | 0 | 0 | 0 | 0 | 0 | 0 | 0 | 0 | 0
CDP11 | SA | CSA | Export | Flexible export | 0 | 0 | 0 | 0 | 0 | 0 | 0 | 0 | 0 | 0 | 0 | 0 | 0 | 0 | 0 | 0 | 0 | 0 | 0 | 0 | 0 | 0 | 0 | 0 | 0 | 0 | 0 | 0
CDP11 | SA | CSA | Export | Fixed green steel and ammonia | 0 | 0 | 0 | 0 | 0 | 0 | 0 | 0 | 0 | 0 | 0 | 0 | 0 | 0 | 0 | 0 | 0 | 0 | 0 | 0 | 0 | 0 | 0 | 0 | 0 | 0 | 0 | 0
CDP11 | SA | SESA | Domestic | Fixed domestic | 0.0070066 | 0.30441 | 0.88098 | 1.1219 | 1.2249 | 1.2249 | 1.2249 | 1.2249 | 1.5134 | 1.5927 | 1.73 | 1.852 | 1.852 | 2.1041 | 2.1041 | 2.1041 | 2.1041 | 2.1041 | 2.1041 | 2.7989 | 2.7989 | 2.7989 | 2.7989 | 2.7989 | 2.7989 | 4.3628 | 4.0654 | 4.3698
CDP11 | SA | SESA | Domestic | Flexible domestic | 0.1557 | 6.7648 | 19.5773 | 24.9307 | 27.2198 | 27.2198 | 27.2198 | 27.2198 | 33.6304 | 35.3932 | 38.4454 | 41.1556 | 41.1556 | 46.7573 | 46.7573 | 46.7573 | 46.7573 | 46.7573 | 46.7573 | 62.1976 | 62.1976 | 62.1976 | 62.1976 | 62.1976 | 62.1976 | 96.9503 | 90.3412 | 97.1069
CDP11 | SA | SESA | Export | Fixed export | 0 | 0 | 0 | 0 | 0 | 0 | 0 | 0 | 0 | 0 | 0 | 0 | 0 | 0 | 0 | 0 | 0 | 0 | 0 | 0 | 0 | 0 | 0 | 0 | 0 | 0 | 0 | 0
CDP11 | SA | SESA | Export | Flexible export | 0 | 0 | 0 | 0 | 0 | 0 | 0 | 0 | 0 | 0 | 0 | 0 | 0 | 0 | 0 | 0 | 0 | 0 | 0 | 0 | 0 | 0 | 0 | 0 | 0 | 0 | 0 | 0
CDP11 | SA | SESA | Export | Fixed green steel and ammonia | 0 | 0 | 0 | 0 | 0 | 0 | 0 | 0 | 0 | 0 | 0 | 0 | 0 | 0 | 0 | 0 | 0 | 0 | 0 | 0 | 0 | 0 | 0 | 0 | 0 | 0 | 0 | 0
CDP11 | TAS | TAS | Domestic | Fixed domestic | 0 | 0 | 0 | 0 | 0.034314 | 0.14103 | 0.29408 | 0.38245 | 0.54485 | 0.54485 | 0.56136 | 0.67051 | 0.67051 | 1.114 | 1.114 | 1.114 | 1.6055 | 1.6055 | 1.6055 | 1.6055 | 1.6055 | 1.6055 | 1.8262 | 1.8262 | 1.8262 | 1.8383 | 1.8383 | 1.8419
CDP11 | TAS | TAS | Domestic | Flexible domestic | 0 | 0 | 0 | 0 | 0.76253 | 3.134 | 6.5352 | 8.4989 | 12.1079 | 12.1079 | 12.4747 | 14.9002 | 14.9002 | 24.7553 | 24.7553 | 24.7553 | 35.6772 | 35.6772 | 35.6772 | 35.6772 | 35.6772 | 35.6772 | 40.5822 | 40.5822 | 40.5822 | 40.8513 | 40.8513 | 40.9301
CDP11 | TAS | TAS | Export | Fixed export | 0 | 0 | 0 | 0 | 0 | 0 | 0 | 0 | 0 | 0 | 0 | 0 | 0 | 0 | 0 | 0 | 0 | 0 | 0 | 0 | 0 | 0 | 0 | 0 | 0 | 0 | 0 | 0
CDP11 | TAS | TAS | Export | Flexible export | 0 | 0 | 0 | 0 | 0 | 0 | 0 | 0 | 0 | 0 | 0 | 0 | 0 | 0 | 0 | 0 | 0 | 0 | 0 | 0 | 0 | 0 | 0 | 0 | 0 | 0 | 0 | 0
CDP11 | TAS | TAS | Export | Fixed green steel and ammonia | 0 | 0 | 0 | 0 | 0 | 0 | 0 | 0 | 0 | 0 | 0 | 0 | 0 | 0 | 0 | 0 | 0 | 0 | 0 | 0 | 0 | 0 | 0 | 0 | 0 | 0 | 0 | 0
CDP12 | NSW | NNSW | Domestic | Fixed domestic | 0 | 0 | 0 | 0 | 0 | 0 | 0 | 0 | 0 | 0 | 0 | 0 | 0 | 0 | 0 | 0 | 0 | 0 | 0 | 0 | 0 | 0 | 0 | 0 | 0 | 0 | 0 | 0
CDP12 | NSW | NNSW | Domestic | Flexible domestic | 0 | 0 | 0 | 0 | 0 | 0 | 0 | 0 | 0 | 0 | 0 | 0 | 0 | 0 | 0 | 0 | 0 | 0 | 0 | 0 | 0 | 0 | 0 | 0 | 0 | 0 | 0 | 0
CDP12 | NSW | NNSW | Export | Fixed export | 0 | 0 | 0 | 0 | 0 | 0 | 0 | 0 | 0 | 0 | 0 | 0 | 0 | 0 | 0 | 0 | 0 | 0 | 0 | 0 | 0 | 0 | 0 | 0 | 0 | 0 | 0 | 0
CDP12 | NSW | NNSW | Export | Flexible export | 0 | 0 | 0 | 0 | 0 | 0 | 0 | 0 | 0 | 0 | 0 | 0 | 0 | 0 | 0 | 0 | 0 | 0 | 0 | 0 | 0 | 0 | 0 | 0 | 0 | 0 | 0 | 0
CDP12 | NSW | NNSW | Export | Fixed green steel and ammonia | 0 | 0 | 0 | 0 | 0 | 0 | 0 | 0 | 0 | 0 | 0 | 0 | 0 | 0 | 0 | 0 | 0 | 0 | 0 | 0 | 0 | 0 | 0 | 0 | 0 | 0 | 0 | 0
CDP12 | NSW | CNSW | Domestic | Fixed domestic | 0 | 0 | 0 | 0 | 0 | 0 | 0 | 0 | 0 | 0 | 0 | 0 | 0 | 0 | 0 | 0 | 0 | 0 | 0 | 0 | 0 | 0 | 0 | 0 | 0 | 0 | 0 | 0
CDP12 | NSW | CNSW | Domestic | Flexible domestic | 0 | 0 | 0 | 0 | 0 | 0 | 0 | 0 | 0 | 0 | 0 | 0 | 0 | 0 | 0 | 0 | 0 | 0 | 0 | 0 | 0 | 0 | 0 | 0 | 0 | 0 | 0 | 0
CDP12 | NSW | CNSW | Export | Fixed export | 0 | 0 | 0 | 0 | 0 | 0 | 0 | 0 | 0 | 0 | 0 | 0 | 0 | 0 | 0 | 0 | 0 | 0 | 0 | 0 | 0 | 0 | 0 | 0 | 0 | 0 | 0 | 0
CDP12 | NSW | CNSW | Export | Flexible export | 0 | 0 | 0 | 0 | 0 | 0 | 0 | 0 | 0 | 0 | 0 | 0 | 0 | 0 | 0 | 0 | 0 | 0 | 0 | 0 | 0 | 0 | 0 | 0 | 0 | 0 | 0 | 0
CDP12 | NSW | CNSW | Export | Fixed green steel and ammonia | 0 | 0 | 0 | 0 | 0 | 0 | 0 | 0 | 0 | 0 | 0 | 0 | 0 | 0 | 0 | 0 | 0 | 0 | 0 | 0 | 0 | 0 | 0 | 0 | 0 | 0 | 0 | 0
CDP12 | NSW | SNSW | Domestic | Fixed domestic | 0.15156 | 0.36362 | 0.72014 | 1.2518 | 3.1041 | 3.1041 | 3.1041 | 3.1041 | 3.1041 | 3.1545 | 3.1545 | 4.3389 | 4.3389 | 4.5872 | 4.5872 | 4.5872 | 4.5872 | 4.5872 | 4.5872 | 6.2551 | 6.2551 | 6.3139 | 6.3626 | 6.3626 | 12.23 | 23.5836 | 23.8502 | 23.4937
CDP12 | NSW | SNSW | Domestic | Flexible domestic | 3.3679 | 8.0803 | 16.003 | 27.8174 | 68.9802 | 68.9802 | 68.9802 | 68.9802 | 68.9802 | 70.1002 | 70.1002 | 96.4211 | 96.4211 | 101.9367 | 101.9367 | 101.9367 | 101.9367 | 101.9367 | 101.9367 | 139.0033 | 139.0033 | 140.3094 | 141.3902 | 141.3902 | 271.7772 | 524.0802 | 530.0041 | 522.0814
CDP12 | NSW | SNSW | Export | Fixed export | 0 | 0 | 0 | 0 | 0 | 0 | 0 | 0 | 0 | 0 | 0 | 0 | 0 | 0 | 0 | 0 | 0 | 0 | 0 | 0 | 0 | 0 | 0 | 0 | 0 | 0 | 0 | 0
CDP12 | NSW | SNSW | Export | Flexible export | 0 | 0 | 0 | 0 | 0 | 0 | 0 | 0 | 0 | 0 | 0 | 0 | 0 | 0 | 0 | 0 | 0 | 0 | 0 | 0 | 0 | 0 | 0 | 0 | 0 | 0 | 0 | 0
CDP12 | NSW | SNSW | Export | Fixed green steel and ammonia | 0 | 0 | 0 | 0 | 0 | 0 | 0 | 0 | 0 | 0 | 0 | 0 | 0 | 0 | 0 | 0 | 0 | 0 | 0 | 0 | 0 | 0 | 0 | 0 | 0 | 0 | 0 | 0
CDP12 | NSW | SNW | Domestic | Fixed domestic | 0.76584 | 1.8554 | 3.6736 | 6.3972 | 14.773 | 14.773 | 14.773 | 14.773 | 14.773 | 16.5781 | 16.69 | 25.5639 | 25.5639 | 27.0823 | 27.0823 | 27.0823 | 27.0823 | 27.0823 | 27.0823 | 32.2124 | 32.2124 | 32.4885 | 33.6442 | 39.3809 | 63.583 | 119.1284 | 122.8149 | 120.9967
CDP12 | NSW | SNW | Domestic | Flexible domestic | 17.0187 | 41.2316 | 81.636 | 142.1608 | 328.2883 | 328.2883 | 328.2883 | 328.2883 | 328.2883 | 368.4029 | 370.8883 | 568.087 | 568.087 | 601.8299 | 601.8299 | 601.8299 | 601.8299 | 601.8299 | 601.8299 | 715.8322 | 715.8322 | 721.9669 | 747.6492 | 875.1317 | 1412.9556 | 2647.2979 | 2729.221 | 2688.8166
CDP12 | NSW | SNW | Export | Fixed export | 0 | 0 | 0 | 0 | 0 | 0 | 0 | 0 | 0 | 0 | 0 | 0 | 0 | 0 | 0 | 0 | 0 | 0 | 0 | 0 | 0 | 0 | 0 | 0 | 0 | 0 | 0 | 0
CDP12 | NSW | SNW | Export | Flexible export | 0 | 0 | 0 | 0 | 0 | 0 | 0 | 0 | 0 | 0 | 0 | 0 | 0 | 0 | 0 | 0 | 0 | 0 | 0 | 0 | 0 | 0 | 0 | 0 | 0 | 0 | 0 | 0
CDP12 | NSW | SNW | Export | Fixed green steel and ammonia | 0 | 0 | 0 | 0 | 0 | 0 | 0 | 0 | 0 | 0 | 0 | 0 | 0 | 0 | 0 | 0 | 0 | 0 | 0 | 0 | 0 | 0 | 0 | 0 | 0 | 0 | 0 | 0
CDP12 | QLD | NQ | Domestic | Fixed domestic | 0 | 0 | 0 | 0 | 0 | 0 | 0 | 0 | 0 | 0 | 0 | 0 | 0 | 0 | 0 | 0 | 0 | 0 | 0 | 0 | 0 | 0 | 0 | 0 | 0 | 0 | 0 | 0
CDP12 | QLD | NQ | Domestic | Flexible domestic | 0 | 0 | 0 | 0 | 0 | 0 | 0 | 0 | 0 | 0 | 0 | 0 | 0 | 0 | 0 | 0 | 0 | 0 | 0 | 0 | 0 | 0 | 0 | 0 | 0 | 0 | 0 | 0
CDP12 | QLD | NQ | Export | Fixed export | 0 | 0 | 0 | 0 | 0 | 0 | 0 | 0 | 0 | 0 | 0 | 0 | 0 | 0 | 0 | 0 | 0 | 0 | 0 | 0 | 0 | 0 | 0 | 0 | 0 | 0 | 0 | 0
CDP12 | QLD | NQ | Export | Flexible export | 0 | 0 | 0 | 0 | 0 | 0 | 0 | 0 | 0 | 0 | 0 | 0 | 0 | 0 | 0 | 0 | 0 | 0 | 0 | 0 | 0 | 0 | 0 | 0 | 0 | 0 | 0 | 0
CDP12 | QLD | NQ | Export | Fixed green steel and ammonia | 0 | 0 | 0 | 0 | 0 | 0 | 0 | 0 | 0 | 0 | 0 | 0 | 0 | 0 | 0 | 0 | 0 | 0 | 0 | 0 | 0 | 0 | 0 | 0 | 0 | 0 | 0 | 0
CDP12 | QLD | CQ | Domestic | Fixed domestic | 0.065464 | 0.071197 | 0.071197 | 0.071197 | 1.9483 | 7.3036 | 7.3036 | 7.3036 | 7.8907 | 8.7126 | 11.0201 | 11.0201 | 11.0201 | 11.8364 | 12.5651 | 12.5651 | 12.5651 | 12.5651 | 12.5651 | 16.3628 | 16.3628 | 18.1606 | 18.1606 | 18.1606 | 21.8045 | 21.7391 | 22.9223 | 29.498
CDP12 | QLD | CQ | Domestic | Flexible domestic | 1.4548 | 1.5822 | 1.5822 | 1.5822 | 43.2952 | 162.3022 | 162.3022 | 162.3022 | 175.3483 | 193.6136 | 244.8914 | 244.8914 | 244.8914 | 263.0304 | 279.2252 | 279.2252 | 279.2252 | 279.2252 | 279.2252 | 363.6173 | 363.6173 | 403.5679 | 403.5679 | 403.5679 | 484.5452 | 483.0905 | 509.3837 | 655.5115
CDP12 | QLD | CQ | Export | Fixed export | 0 | 0 | 0 | 0 | 0 | 0 | 0 | 0 | 0 | 0 | 0 | 0 | 0 | 0 | 0 | 0 | 0 | 0 | 0 | 0 | 0 | 0 | 0 | 0 | 0 | 0 | 0 | 0
CDP12 | QLD | CQ | Export | Flexible export | 0 | 0 | 0 | 0 | 0 | 0 | 0 | 0 | 0 | 0 | 0 | 0 | 0 | 0 | 0 | 0 | 0 | 0 | 0 | 0 | 0 | 0 | 0 | 0 | 0 | 0 | 0 | 0
CDP12 | QLD | CQ | Export | Fixed green steel and ammonia | 0 | 0 | 0 | 0 | 0 | 0 | 0 | 0 | 0 | 0 | 0 | 0 | 0 | 0 | 0 | 0 | 0 | 0 | 0 | 0 | 0 | 0 | 0 | 0 | 0 | 0 | 0 | 0
CDP12 | QLD | SQ | Domestic | Fixed domestic | 0.034787 | 0.034787 | 0.034787 | 0.034787 | 0.78682 | 3.3635 | 3.3635 | 6.4338 | 9.8225 | 11.9186 | 17.963 | 18.2015 | 18.349 | 18.349 | 19.3494 | 20.2653 | 21.118 | 21.118 | 21.118 | 29.1641 | 29.1641 | 30.1379 | 30.1379 | 30.1379 | 32.7142 | 32.6794 | 36.0043 | 46.363
CDP12 | QLD | SQ | Domestic | Flexible domestic | 0.77305 | 0.77305 | 0.77305 | 0.77305 | 17.4849 | 74.7437 | 74.7437 | 142.974 | 218.2773 | 264.8576 | 399.1776 | 404.4774 | 407.7552 | 407.7552 | 429.9861 | 450.3408 | 469.2882 | 469.2882 | 469.2882 | 648.0905 | 648.0905 | 669.7319 | 669.7319 | 669.7319 | 726.9822 | 726.2091 | 800.095 | 1030.2885
CDP12 | QLD | SQ | Export | Fixed export | 0 | 0 | 0 | 0 | 0 | 0 | 0 | 0 | 0 | 0 | 0 | 0 | 0 | 0 | 0 | 0 | 0 | 0 | 0 | 0 | 0 | 0 | 0 | 0 | 0 | 0 | 0 | 0
CDP12 | QLD | SQ | Export | Flexible export | 0 | 0 | 0 | 0 | 0 | 0 | 0 | 0 | 0 | 0 | 0 | 0 | 0 | 0 | 0 | 0 | 0 | 0 | 0 | 0 | 0 | 0 | 0 | 0 | 0 | 0 | 0 | 0
CDP12 | QLD | SQ | Export | Fixed green steel and ammonia | 0 | 0 | 0 | 0 | 0 | 0 | 0 | 0 | 0 | 0 | 0 | 0 | 0 | 0 | 0 | 0 | 0 | 0 | 0 | 0 | 0 | 0 | 0 | 0 | 0 | 0 | 0 | 0
CDP12 | VIC | VIC | Domestic | Fixed domestic | 0.29194 | 0.46013 | 0.46013 | 0.46013 | 5.7579 | 15.8804 | 15.8804 | 23.3194 | 48.0507 | 48.0507 | 55.8514 | 62.5307 | 62.5307 | 65.789 | 65.789 | 65.789 | 65.789 | 65.789 | 65.789 | 68.181 | 68.181 | 68.181 | 77.4086 | 77.4086 | 77.4086 | 94.3559 | 94.1877 | 98.8028
CDP12 | VIC | VIC | Domestic | Flexible domestic | 6.4875 | 10.2251 | 10.2251 | 10.2251 | 127.9542 | 352.8968 | 352.8968 | 518.2089 | 1067.7943 | 1067.7943 | 1241.143 | 1389.5718 | 1389.5718 | 1461.9779 | 1461.9779 | 1461.9779 | 1461.9779 | 1461.9779 | 1461.9779 | 1515.1336 | 1515.1336 | 1515.1336 | 1720.1903 | 1720.1903 | 1720.1903 | 2096.7987 | 2093.0611 | 2195.6187
CDP12 | VIC | VIC | Export | Fixed export | 0 | 0 | 0 | 0 | 0 | 0 | 0 | 0 | 0 | 0 | 0 | 0 | 0 | 0 | 0 | 0 | 0 | 0 | 0 | 0 | 0 | 0 | 0 | 0 | 0 | 0 | 0 | 0
CDP12 | VIC | VIC | Export | Flexible export | 0 | 0 | 0 | 0 | 0 | 0 | 0 | 0 | 0 | 0 | 0 | 0 | 0 | 0 | 0 | 0 | 0 | 0 | 0 | 0 | 0 | 0 | 0 | 0 | 0 | 0 | 0 | 0
CDP12 | VIC | VIC | Export | Fixed green steel and ammonia | 0 | 0 | 0 | 0 | 0 | 0 | 0 | 0 | 0 | 0 | 0 | 0 | 0 | 0 | 0 | 0 | 0 | 0 | 0 | 0 | 0 | 0 | 0 | 0 | 0 | 0 | 0 | 0
CDP12 | SA | CSA | Domestic | Fixed domestic | 0.0026558 | 2.8152 | 8.4402 | 11.2527 | 11.2531 | 11.2531 | 11.2531 | 11.2531 | 11.2531 | 11.2531 | 11.2532 | 11.2537 | 11.2537 | 11.2541 | 11.2541 | 11.2541 | 11.2541 | 11.2541 | 12.5168 | 13.3338 | 13.3338 | 14.1826 | 14.1936 | 14.1936 | 14.8675 | 19.129 | 19.129 | 19.6295
CDP12 | SA | CSA | Domestic | Flexible domestic | 0.059018 | 62.559 | 187.559 | 250.059 | 250.0692 | 250.0692 | 250.0692 | 250.0692 | 250.0692 | 250.0692 | 250.0707 | 250.0833 | 250.0833 | 250.0921 | 250.0921 | 250.0921 | 250.0921 | 250.0921 | 278.1505 | 296.3062 | 296.3062 | 315.1689 | 315.4138 | 315.4138 | 330.3885 | 425.0884 | 425.0884 | 436.2103
CDP12 | SA | CSA | Export | Fixed export | 0 | 0 | 0 | 0 | 0 | 0 | 0 | 0 | 0 | 0 | 0 | 0 | 0 | 0 | 0 | 0 | 0 | 0 | 0 | 0 | 0 | 0 | 0 | 0 | 0 | 0 | 0 | 0
CDP12 | SA | CSA | Export | Flexible export | 0 | 0 | 0 | 0 | 0 | 0 | 0 | 0 | 0 | 0 | 0 | 0 | 0 | 0 | 0 | 0 | 0 | 0 | 0 | 0 | 0 | 0 | 0 | 0 | 0 | 0 | 0 | 0
CDP12 | SA | CSA | Export | Fixed green steel and ammonia | 0 | 0 | 0 | 0 | 0 | 0 | 0 | 0 | 0 | 0 | 0 | 0 | 0 | 0 | 0 | 0 | 0 | 0 | 0 | 0 | 0 | 0 | 0 | 0 | 0 | 0 | 0 | 0
CDP12 | SA | SESA | Domestic | Fixed domestic | 0.0070066 | 0.30441 | 0.88098 | 1.1219 | 1.2249 | 1.2249 | 1.2249 | 1.2249 | 1.5134 | 1.5927 | 1.73 | 1.852 | 1.852 | 2.1041 | 2.1041 | 2.1041 | 2.1041 | 2.1041 | 2.1041 | 2.7989 | 2.7989 | 2.7989 | 2.7989 | 2.7989 | 2.7989 | 4.3628 | 4.0654 | 4.3698
CDP12 | SA | SESA | Domestic | Flexible domestic | 0.1557 | 6.7648 | 19.5773 | 24.9307 | 27.2198 | 27.2198 | 27.2198 | 27.2198 | 33.6304 | 35.3932 | 38.4454 | 41.1556 | 41.1556 | 46.7573 | 46.7573 | 46.7573 | 46.7573 | 46.7573 | 46.7573 | 62.1976 | 62.1976 | 62.1976 | 62.1976 | 62.1976 | 62.1976 | 96.9503 | 90.3412 | 97.1069
CDP12 | SA | SESA | Export | Fixed export | 0 | 0 | 0 | 0 | 0 | 0 | 0 | 0 | 0 | 0 | 0 | 0 | 0 | 0 | 0 | 0 | 0 | 0 | 0 | 0 | 0 | 0 | 0 | 0 | 0 | 0 | 0 | 0
CDP12 | SA | SESA | Export | Flexible export | 0 | 0 | 0 | 0 | 0 | 0 | 0 | 0 | 0 | 0 | 0 | 0 | 0 | 0 | 0 | 0 | 0 | 0 | 0 | 0 | 0 | 0 | 0 | 0 | 0 | 0 | 0 | 0
CDP12 | SA | SESA | Export | Fixed green steel and ammonia | 0 | 0 | 0 | 0 | 0 | 0 | 0 | 0 | 0 | 0 | 0 | 0 | 0 | 0 | 0 | 0 | 0 | 0 | 0 | 0 | 0 | 0 | 0 | 0 | 0 | 0 | 0 | 0
CDP12 | TAS | TAS | Domestic | Fixed domestic | 0 | 0 | 0 | 0 | 0.034314 | 0.14103 | 0.29408 | 0.38245 | 0.54485 | 0.54485 | 0.56136 | 0.67051 | 0.67051 | 1.114 | 1.114 | 1.114 | 1.6055 | 1.6055 | 1.6055 | 1.6055 | 1.6055 | 1.6055 | 1.8262 | 1.8262 | 1.8262 | 1.8383 | 1.8383 | 1.8419
CDP12 | TAS | TAS | Domestic | Flexible domestic | 0 | 0 | 0 | 0 | 0.76253 | 3.134 | 6.5352 | 8.4989 | 12.1079 | 12.1079 | 12.4747 | 14.9002 | 14.9002 | 24.7553 | 24.7553 | 24.7553 | 35.6772 | 35.6772 | 35.6772 | 35.6772 | 35.6772 | 35.6772 | 40.5822 | 40.5822 | 40.5822 | 40.8513 | 40.8513 | 40.9301
CDP12 | TAS | TAS | Export | Fixed export | 0 | 0 | 0 | 0 | 0 | 0 | 0 | 0 | 0 | 0 | 0 | 0 | 0 | 0 | 0 | 0 | 0 | 0 | 0 | 0 | 0 | 0 | 0 | 0 | 0 | 0 | 0 | 0
CDP12 | TAS | TAS | Export | Flexible export | 0 | 0 | 0 | 0 | 0 | 0 | 0 | 0 | 0 | 0 | 0 | 0 | 0 | 0 | 0 | 0 | 0 | 0 | 0 | 0 | 0 | 0 | 0 | 0 | 0 | 0 | 0 | 0
CDP12 | TAS | TAS | Export | Fixed green steel and ammonia | 0 | 0 | 0 | 0 | 0 | 0 | 0 | 0 | 0 | 0 | 0 | 0 | 0 | 0 | 0 | 0 | 0 | 0 | 0 | 0 | 0 | 0 | 0 | 0 | 0 | 0 | 0 | 0
CDP13 | NSW | NNSW | Domestic | Fixed domestic | 0 | 0 | 0 | 0 | 0 | 0 | 0 | 0 | 0 | 0 | 0 | 0 | 0 | 0 | 0 | 0 | 0 | 0 | 0 | 0 | 0 | 0 | 0 | 0 | 0 | 0 | 0 | 0
CDP13 | NSW | NNSW | Domestic | Flexible domestic | 0 | 0 | 0 | 0 | 0 | 0 | 0 | 0 | 0 | 0 | 0 | 0 | 0 | 0 | 0 | 0 | 0 | 0 | 0 | 0 | 0 | 0 | 0 | 0 | 0 | 0 | 0 | 0
CDP13 | NSW | NNSW | Export | Fixed export | 0 | 0 | 0 | 0 | 0 | 0 | 0 | 0 | 0 | 0 | 0 | 0 | 0 | 0 | 0 | 0 | 0 | 0 | 0 | 0 | 0 | 0 | 0 | 0 | 0 | 0 | 0 | 0
CDP13 | NSW | NNSW | Export | Flexible export | 0 | 0 | 0 | 0 | 0 | 0 | 0 | 0 | 0 | 0 | 0 | 0 | 0 | 0 | 0 | 0 | 0 | 0 | 0 | 0 | 0 | 0 | 0 | 0 | 0 | 0 | 0 | 0
CDP13 | NSW | NNSW | Export | Fixed green steel and ammonia | 0 | 0 | 0 | 0 | 0 | 0 | 0 | 0 | 0 | 0 | 0 | 0 | 0 | 0 | 0 | 0 | 0 | 0 | 0 | 0 | 0 | 0 | 0 | 0 | 0 | 0 | 0 | 0
CDP13 | NSW | CNSW | Domestic | Fixed domestic | 0 | 0 | 0 | 0 | 0 | 0 | 0 | 0 | 0 | 0 | 0 | 0 | 0 | 0 | 0 | 0 | 0 | 0 | 0 | 0 | 0 | 0 | 0 | 0 | 0 | 0 | 0 | 0
CDP13 | NSW | CNSW | Domestic | Flexible domestic | 0 | 0 | 0 | 0 | 0 | 0 | 0 | 0 | 0 | 0 | 0 | 0 | 0 | 0 | 0 | 0 | 0 | 0 | 0 | 0 | 0 | 0 | 0 | 0 | 0 | 0 | 0 | 0
CDP13 | NSW | CNSW | Export | Fixed export | 0 | 0 | 0 | 0 | 0 | 0 | 0 | 0 | 0 | 0 | 0 | 0 | 0 | 0 | 0 | 0 | 0 | 0 | 0 | 0 | 0 | 0 | 0 | 0 | 0 | 0 | 0 | 0
CDP13 | NSW | CNSW | Export | Flexible export | 0 | 0 | 0 | 0 | 0 | 0 | 0 | 0 | 0 | 0 | 0 | 0 | 0 | 0 | 0 | 0 | 0 | 0 | 0 | 0 | 0 | 0 | 0 | 0 | 0 | 0 | 0 | 0
CDP13 | NSW | CNSW | Export | Fixed green steel and ammonia | 0 | 0 | 0 | 0 | 0 | 0 | 0 | 0 | 0 | 0 | 0 | 0 | 0 | 0 | 0 | 0 | 0 | 0 | 0 | 0 | 0 | 0 | 0 | 0 | 0 | 0 | 0 | 0
CDP13 | NSW | SNSW | Domestic | Fixed domestic | 0.15156 | 0.36362 | 0.72014 | 1.2518 | 3.1041 | 3.1041 | 3.1041 | 3.1041 | 3.1041 | 3.1545 | 3.1545 | 4.3389 | 4.3389 | 4.5872 | 4.5872 | 4.5872 | 4.5872 | 4.5872 | 4.5872 | 6.2551 | 6.2551 | 6.3139 | 6.3626 | 6.3626 | 12.23 | 23.5836 | 23.8502 | 23.4937
CDP13 | NSW | SNSW | Domestic | Flexible domestic | 3.3679 | 8.0803 | 16.003 | 27.8174 | 68.9802 | 68.9802 | 68.9802 | 68.9802 | 68.9802 | 70.1002 | 70.1002 | 96.4211 | 96.4211 | 101.9367 | 101.9367 | 101.9367 | 101.9367 | 101.9367 | 101.9367 | 139.0033 | 139.0033 | 140.3094 | 141.3902 | 141.3902 | 271.7772 | 524.0802 | 530.0041 | 522.0814
CDP13 | NSW | SNSW | Export | Fixed export | 0 | 0 | 0 | 0 | 0 | 0 | 0 | 0 | 0 | 0 | 0 | 0 | 0 | 0 | 0 | 0 | 0 | 0 | 0 | 0 | 0 | 0 | 0 | 0 | 0 | 0 | 0 | 0
CDP13 | NSW | SNSW | Export | Flexible export | 0 | 0 | 0 | 0 | 0 | 0 | 0 | 0 | 0 | 0 | 0 | 0 | 0 | 0 | 0 | 0 | 0 | 0 | 0 | 0 | 0 | 0 | 0 | 0 | 0 | 0 | 0 | 0
CDP13 | NSW | SNSW | Export | Fixed green steel and ammonia | 0 | 0 | 0 | 0 | 0 | 0 | 0 | 0 | 0 | 0 | 0 | 0 | 0 | 0 | 0 | 0 | 0 | 0 | 0 | 0 | 0 | 0 | 0 | 0 | 0 | 0 | 0 | 0
CDP13 | NSW | SNW | Domestic | Fixed domestic | 0.76584 | 1.8554 | 3.6736 | 6.3972 | 14.773 | 14.773 | 14.773 | 14.773 | 14.773 | 16.5781 | 16.69 | 25.5639 | 25.5639 | 27.0823 | 27.0823 | 27.0823 | 27.0823 | 27.0823 | 27.0823 | 32.2124 | 32.2124 | 32.4885 | 33.6442 | 39.3809 | 63.583 | 119.1284 | 122.8149 | 120.9967
CDP13 | NSW | SNW | Domestic | Flexible domestic | 17.0187 | 41.2316 | 81.636 | 142.1608 | 328.2883 | 328.2883 | 328.2883 | 328.2883 | 328.2883 | 368.4029 | 370.8883 | 568.087 | 568.087 | 601.8299 | 601.8299 | 601.8299 | 601.8299 | 601.8299 | 601.8299 | 715.8322 | 715.8322 | 721.9669 | 747.6492 | 875.1317 | 1412.9556 | 2647.2979 | 2729.221 | 2688.8166
CDP13 | NSW | SNW | Export | Fixed export | 0 | 0 | 0 | 0 | 0 | 0 | 0 | 0 | 0 | 0 | 0 | 0 | 0 | 0 | 0 | 0 | 0 | 0 | 0 | 0 | 0 | 0 | 0 | 0 | 0 | 0 | 0 | 0
CDP13 | NSW | SNW | Export | Flexible export | 0 | 0 | 0 | 0 | 0 | 0 | 0 | 0 | 0 | 0 | 0 | 0 | 0 | 0 | 0 | 0 | 0 | 0 | 0 | 0 | 0 | 0 | 0 | 0 | 0 | 0 | 0 | 0
CDP13 | NSW | SNW | Export | Fixed green steel and ammonia | 0 | 0 | 0 | 0 | 0 | 0 | 0 | 0 | 0 | 0 | 0 | 0 | 0 | 0 | 0 | 0 | 0 | 0 | 0 | 0 | 0 | 0 | 0 | 0 | 0 | 0 | 0 | 0
CDP13 | QLD | NQ | Domestic | Fixed domestic | 0 | 0 | 0 | 0 | 0 | 0 | 0 | 0 | 0 | 0 | 0 | 0 | 0 | 0 | 0 | 0 | 0 | 0 | 0 | 0 | 0 | 0 | 0 | 0 | 0 | 0 | 0 | 0
CDP13 | QLD | NQ | Domestic | Flexible domestic | 0 | 0 | 0 | 0 | 0 | 0 | 0 | 0 | 0 | 0 | 0 | 0 | 0 | 0 | 0 | 0 | 0 | 0 | 0 | 0 | 0 | 0 | 0 | 0 | 0 | 0 | 0 | 0
CDP13 | QLD | NQ | Export | Fixed export | 0 | 0 | 0 | 0 | 0 | 0 | 0 | 0 | 0 | 0 | 0 | 0 | 0 | 0 | 0 | 0 | 0 | 0 | 0 | 0 | 0 | 0 | 0 | 0 | 0 | 0 | 0 | 0
CDP13 | QLD | NQ | Export | Flexible export | 0 | 0 | 0 | 0 | 0 | 0 | 0 | 0 | 0 | 0 | 0 | 0 | 0 | 0 | 0 | 0 | 0 | 0 | 0 | 0 | 0 | 0 | 0 | 0 | 0 | 0 | 0 | 0
CDP13 | QLD | NQ | Export | Fixed green steel and ammonia | 0 | 0 | 0 | 0 | 0 | 0 | 0 | 0 | 0 | 0 | 0 | 0 | 0 | 0 | 0 | 0 | 0 | 0 | 0 | 0 | 0 | 0 | 0 | 0 | 0 | 0 | 0 | 0
CDP13 | QLD | CQ | Domestic | Fixed domestic | 0.065464 | 0.071197 | 0.071197 | 0.071197 | 1.9483 | 7.3036 | 7.3036 | 7.3036 | 7.8907 | 8.7126 | 11.0201 | 11.0201 | 11.0201 | 11.8364 | 12.5651 | 12.5651 | 12.5651 | 12.5651 | 12.5651 | 16.3628 | 16.3628 | 18.1606 | 18.1606 | 18.1606 | 21.8045 | 21.7391 | 22.9223 | 29.498
CDP13 | QLD | CQ | Domestic | Flexible domestic | 1.4548 | 1.5822 | 1.5822 | 1.5822 | 43.2952 | 162.3022 | 162.3022 | 162.3022 | 175.3483 | 193.6136 | 244.8914 | 244.8914 | 244.8914 | 263.0304 | 279.2252 | 279.2252 | 279.2252 | 279.2252 | 279.2252 | 363.6173 | 363.6173 | 403.5679 | 403.5679 | 403.5679 | 484.5452 | 483.0905 | 509.3837 | 655.5115
CDP13 | QLD | CQ | Export | Fixed export | 0 | 0 | 0 | 0 | 0 | 0 | 0 | 0 | 0 | 0 | 0 | 0 | 0 | 0 | 0 | 0 | 0 | 0 | 0 | 0 | 0 | 0 | 0 | 0 | 0 | 0 | 0 | 0
CDP13 | QLD | CQ | Export | Flexible export | 0 | 0 | 0 | 0 | 0 | 0 | 0 | 0 | 0 | 0 | 0 | 0 | 0 | 0 | 0 | 0 | 0 | 0 | 0 | 0 | 0 | 0 | 0 | 0 | 0 | 0 | 0 | 0
CDP13 | QLD | CQ | Export | Fixed green steel and ammonia | 0 | 0 | 0 | 0 | 0 | 0 | 0 | 0 | 0 | 0 | 0 | 0 | 0 | 0 | 0 | 0 | 0 | 0 | 0 | 0 | 0 | 0 | 0 | 0 | 0 | 0 | 0 | 0
CDP13 | QLD | SQ | Domestic | Fixed domestic | 0.034787 | 0.034787 | 0.034787 | 0.034787 | 0.78682 | 3.3635 | 3.3635 | 6.4338 | 9.8225 | 11.9186 | 17.963 | 18.2015 | 18.349 | 18.349 | 19.3494 | 20.2653 | 21.118 | 21.118 | 21.118 | 29.1641 | 29.1641 | 30.1379 | 30.1379 | 30.1379 | 32.7142 | 32.6794 | 36.0043 | 46.363
CDP13 | QLD | SQ | Domestic | Flexible domestic | 0.77305 | 0.77305 | 0.77305 | 0.77305 | 17.4849 | 74.7437 | 74.7437 | 142.974 | 218.2773 | 264.8576 | 399.1776 | 404.4774 | 407.7552 | 407.7552 | 429.9861 | 450.3408 | 469.2882 | 469.2882 | 469.2882 | 648.0905 | 648.0905 | 669.7319 | 669.7319 | 669.7319 | 726.9822 | 726.2091 | 800.095 | 1030.2885
CDP13 | QLD | SQ | Export | Fixed export | 0 | 0 | 0 | 0 | 0 | 0 | 0 | 0 | 0 | 0 | 0 | 0 | 0 | 0 | 0 | 0 | 0 | 0 | 0 | 0 | 0 | 0 | 0 | 0 | 0 | 0 | 0 | 0
CDP13 | QLD | SQ | Export | Flexible export | 0 | 0 | 0 | 0 | 0 | 0 | 0 | 0 | 0 | 0 | 0 | 0 | 0 | 0 | 0 | 0 | 0 | 0 | 0 | 0 | 0 | 0 | 0 | 0 | 0 | 0 | 0 | 0
CDP13 | QLD | SQ | Export | Fixed green steel and ammonia | 0 | 0 | 0 | 0 | 0 | 0 | 0 | 0 | 0 | 0 | 0 | 0 | 0 | 0 | 0 | 0 | 0 | 0 | 0 | 0 | 0 | 0 | 0 | 0 | 0 | 0 | 0 | 0
CDP13 | VIC | VIC | Domestic | Fixed domestic | 0.29194 | 0.46013 | 0.46013 | 0.46013 | 5.7579 | 15.8804 | 15.8804 | 23.3194 | 48.0507 | 48.0507 | 55.8514 | 62.5307 | 62.5307 | 65.789 | 65.789 | 65.789 | 65.789 | 65.789 | 65.789 | 68.181 | 68.181 | 68.181 | 77.4086 | 77.4086 | 77.4086 | 94.3559 | 94.1877 | 98.8028
CDP13 | VIC | VIC | Domestic | Flexible domestic | 6.4875 | 10.2251 | 10.2251 | 10.2251 | 127.9542 | 352.8968 | 352.8968 | 518.2089 | 1067.7943 | 1067.7943 | 1241.143 | 1389.5718 | 1389.5718 | 1461.9779 | 1461.9779 | 1461.9779 | 1461.9779 | 1461.9779 | 1461.9779 | 1515.1336 | 1515.1336 | 1515.1336 | 1720.1903 | 1720.1903 | 1720.1903 | 2096.7987 | 2093.0611 | 2195.6187
CDP13 | VIC | VIC | Export | Fixed export | 0 | 0 | 0 | 0 | 0 | 0 | 0 | 0 | 0 | 0 | 0 | 0 | 0 | 0 | 0 | 0 | 0 | 0 | 0 | 0 | 0 | 0 | 0 | 0 | 0 | 0 | 0 | 0
CDP13 | VIC | VIC | Export | Flexible export | 0 | 0 | 0 | 0 | 0 | 0 | 0 | 0 | 0 | 0 | 0 | 0 | 0 | 0 | 0 | 0 | 0 | 0 | 0 | 0 | 0 | 0 | 0 | 0 | 0 | 0 | 0 | 0
CDP13 | VIC | VIC | Export | Fixed green steel and ammonia | 0 | 0 | 0 | 0 | 0 | 0 | 0 | 0 | 0 | 0 | 0 | 0 | 0 | 0 | 0 | 0 | 0 | 0 | 0 | 0 | 0 | 0 | 0 | 0 | 0 | 0 | 0 | 0
CDP13 | SA | CSA | Domestic | Fixed domestic | 0.0026558 | 2.8152 | 8.4402 | 11.2527 | 11.2531 | 11.2531 | 11.2531 | 11.2531 | 11.2531 | 11.2531 | 11.2532 | 11.2537 | 11.2537 | 11.2541 | 11.2541 | 11.2541 | 11.2541 | 11.2541 | 12.5168 | 13.3338 | 13.3338 | 14.1826 | 14.1936 | 14.1936 | 14.8675 | 19.129 | 19.129 | 19.6295
CDP13 | SA | CSA | Domestic | Flexible domestic | 0.059018 | 62.559 | 187.559 | 250.059 | 250.0692 | 250.0692 | 250.0692 | 250.0692 | 250.0692 | 250.0692 | 250.0707 | 250.0833 | 250.0833 | 250.0921 | 250.0921 | 250.0921 | 250.0921 | 250.0921 | 278.1505 | 296.3062 | 296.3062 | 315.1689 | 315.4138 | 315.4138 | 330.3885 | 425.0884 | 425.0884 | 436.2103
CDP13 | SA | CSA | Export | Fixed export | 0 | 0 | 0 | 0 | 0 | 0 | 0 | 0 | 0 | 0 | 0 | 0 | 0 | 0 | 0 | 0 | 0 | 0 | 0 | 0 | 0 | 0 | 0 | 0 | 0 | 0 | 0 | 0
CDP13 | SA | CSA | Export | Flexible export | 0 | 0 | 0 | 0 | 0 | 0 | 0 | 0 | 0 | 0 | 0 | 0 | 0 | 0 | 0 | 0 | 0 | 0 | 0 | 0 | 0 | 0 | 0 | 0 | 0 | 0 | 0 | 0
CDP13 | SA | CSA | Export | Fixed green steel and ammonia | 0 | 0 | 0 | 0 | 0 | 0 | 0 | 0 | 0 | 0 | 0 | 0 | 0 | 0 | 0 | 0 | 0 | 0 | 0 | 0 | 0 | 0 | 0 | 0 | 0 | 0 | 0 | 0
CDP13 | SA | SESA | Domestic | Fixed domestic | 0.0070066 | 0.30441 | 0.88098 | 1.1219 | 1.2249 | 1.2249 | 1.2249 | 1.2249 | 1.5134 | 1.5927 | 1.73 | 1.852 | 1.852 | 2.1041 | 2.1041 | 2.1041 | 2.1041 | 2.1041 | 2.1041 | 2.7989 | 2.7989 | 2.7989 | 2.7989 | 2.7989 | 2.7989 | 4.3628 | 4.0654 | 4.3698
CDP13 | SA | SESA | Domestic | Flexible domestic | 0.1557 | 6.7648 | 19.5773 | 24.9307 | 27.2198 | 27.2198 | 27.2198 | 27.2198 | 33.6304 | 35.3932 | 38.4454 | 41.1556 | 41.1556 | 46.7573 | 46.7573 | 46.7573 | 46.7573 | 46.7573 | 46.7573 | 62.1976 | 62.1976 | 62.1976 | 62.1976 | 62.1976 | 62.1976 | 96.9503 | 90.3412 | 97.1069
CDP13 | SA | SESA | Export | Fixed export | 0 | 0 | 0 | 0 | 0 | 0 | 0 | 0 | 0 | 0 | 0 | 0 | 0 | 0 | 0 | 0 | 0 | 0 | 0 | 0 | 0 | 0 | 0 | 0 | 0 | 0 | 0 | 0
CDP13 | SA | SESA | Export | Flexible export | 0 | 0 | 0 | 0 | 0 | 0 | 0 | 0 | 0 | 0 | 0 | 0 | 0 | 0 | 0 | 0 | 0 | 0 | 0 | 0 | 0 | 0 | 0 | 0 | 0 | 0 | 0 | 0
CDP13 | SA | SESA | Export | Fixed green steel and ammonia | 0 | 0 | 0 | 0 | 0 | 0 | 0 | 0 | 0 | 0 | 0 | 0 | 0 | 0 | 0 | 0 | 0 | 0 | 0 | 0 | 0 | 0 | 0 | 0 | 0 | 0 | 0 | 0
CDP13 | TAS | TAS | Domestic | Fixed domestic | 0 | 0 | 0 | 0 | 0.034314 | 0.14103 | 0.29408 | 0.38245 | 0.54485 | 0.54485 | 0.56136 | 0.67051 | 0.67051 | 1.114 | 1.114 | 1.114 | 1.6055 | 1.6055 | 1.6055 | 1.6055 | 1.6055 | 1.6055 | 1.8262 | 1.8262 | 1.8262 | 1.8383 | 1.8383 | 1.8419
CDP13 | TAS | TAS | Domestic | Flexible domestic | 0 | 0 | 0 | 0 | 0.76253 | 3.134 | 6.5352 | 8.4989 | 12.1079 | 12.1079 | 12.4747 | 14.9002 | 14.9002 | 24.7553 | 24.7553 | 24.7553 | 35.6772 | 35.6772 | 35.6772 | 35.6772 | 35.6772 | 35.6772 | 40.5822 | 40.5822 | 40.5822 | 40.8513 | 40.8513 | 40.9301
CDP13 | TAS | TAS | Export | Fixed export | 0 | 0 | 0 | 0 | 0 | 0 | 0 | 0 | 0 | 0 | 0 | 0 | 0 | 0 | 0 | 0 | 0 | 0 | 0 | 0 | 0 | 0 | 0 | 0 | 0 | 0 | 0 | 0
CDP13 | TAS | TAS | Export | Flexible export | 0 | 0 | 0 | 0 | 0 | 0 | 0 | 0 | 0 | 0 | 0 | 0 | 0 | 0 | 0 | 0 | 0 | 0 | 0 | 0 | 0 | 0 | 0 | 0 | 0 | 0 | 0 | 0
CDP13 | TAS | TAS | Export | Fixed green steel and ammonia | 0 | 0 | 0 | 0 | 0 | 0 | 0 | 0 | 0 | 0 | 0 | 0 | 0 | 0 | 0 | 0 | 0 | 0 | 0 | 0 | 0 | 0 | 0 | 0 | 0 | 0 | 0 | 0
CDP14 | NSW | NNSW | Domestic | Fixed domestic | 0 | 0 | 0 | 0 | 0 | 0 | 0 | 0 | 0 | 0 | 0 | 0 | 0 | 0 | 0 | 0 | 0 | 0 | 0 | 0 | 0 | 0 | 0 | 0 | 0 | 0 | 0 | 0
CDP14 | NSW | NNSW | Domestic | Flexible domestic | 0 | 0 | 0 | 0 | 0 | 0 | 0 | 0 | 0 | 0 | 0 | 0 | 0 | 0 | 0 | 0 | 0 | 0 | 0 | 0 | 0 | 0 | 0 | 0 | 0 | 0 | 0 | 0
CDP14 | NSW | NNSW | Export | Fixed export | 0 | 0 | 0 | 0 | 0 | 0 | 0 | 0 | 0 | 0 | 0 | 0 | 0 | 0 | 0 | 0 | 0 | 0 | 0 | 0 | 0 | 0 | 0 | 0 | 0 | 0 | 0 | 0
CDP14 | NSW | NNSW | Export | Flexible export | 0 | 0 | 0 | 0 | 0 | 0 | 0 | 0 | 0 | 0 | 0 | 0 | 0 | 0 | 0 | 0 | 0 | 0 | 0 | 0 | 0 | 0 | 0 | 0 | 0 | 0 | 0 | 0
CDP14 | NSW | NNSW | Export | Fixed green steel and ammonia | 0 | 0 | 0 | 0 | 0 | 0 | 0 | 0 | 0 | 0 | 0 | 0 | 0 | 0 | 0 | 0 | 0 | 0 | 0 | 0 | 0 | 0 | 0 | 0 | 0 | 0 | 0 | 0
CDP14 | NSW | CNSW | Domestic | Fixed domestic | 0 | 0 | 0 | 0 | 0 | 0 | 0 | 0 | 0 | 0 | 0 | 0 | 0 | 0 | 0 | 0 | 0 | 0 | 0 | 0 | 0 | 0 | 0 | 0 | 0 | 0 | 0 | 0
CDP14 | NSW | CNSW | Domestic | Flexible domestic | 0 | 0 | 0 | 0 | 0 | 0 | 0 | 0 | 0 | 0 | 0 | 0 | 0 | 0 | 0 | 0 | 0 | 0 | 0 | 0 | 0 | 0 | 0 | 0 | 0 | 0 | 0 | 0
CDP14 | NSW | CNSW | Export | Fixed export | 0 | 0 | 0 | 0 | 0 | 0 | 0 | 0 | 0 | 0 | 0 | 0 | 0 | 0 | 0 | 0 | 0 | 0 | 0 | 0 | 0 | 0 | 0 | 0 | 0 | 0 | 0 | 0
CDP14 | NSW | CNSW | Export | Flexible export | 0 | 0 | 0 | 0 | 0 | 0 | 0 | 0 | 0 | 0 | 0 | 0 | 0 | 0 | 0 | 0 | 0 | 0 | 0 | 0 | 0 | 0 | 0 | 0 | 0 | 0 | 0 | 0
CDP14 | NSW | CNSW | Export | Fixed green steel and ammonia | 0 | 0 | 0 | 0 | 0 | 0 | 0 | 0 | 0 | 0 | 0 | 0 | 0 | 0 | 0 | 0 | 0 | 0 | 0 | 0 | 0 | 0 | 0 | 0 | 0 | 0 | 0 | 0
CDP14 | NSW | SNSW | Domestic | Fixed domestic | 0.15156 | 0.36362 | 0.72014 | 1.2518 | 3.1041 | 3.1041 | 3.1041 | 3.1041 | 3.1041 | 3.1545 | 3.1545 | 4.3389 | 4.3389 | 4.5872 | 4.5872 | 4.5872 | 4.5872 | 4.5872 | 4.5872 | 6.2551 | 6.2551 | 6.3139 | 6.3626 | 6.3626 | 12.23 | 23.5836 | 23.8502 | 23.4937
CDP14 | NSW | SNSW | Domestic | Flexible domestic | 3.3679 | 8.0803 | 16.003 | 27.8174 | 68.9802 | 68.9802 | 68.9802 | 68.9802 | 68.9802 | 70.1002 | 70.1002 | 96.4211 | 96.4211 | 101.9367 | 101.9367 | 101.9367 | 101.9367 | 101.9367 | 101.9367 | 139.0033 | 139.0033 | 140.3094 | 141.3902 | 141.3902 | 271.7772 | 524.0802 | 530.0041 | 522.0814
CDP14 | NSW | SNSW | Export | Fixed export | 0 | 0 | 0 | 0 | 0 | 0 | 0 | 0 | 0 | 0 | 0 | 0 | 0 | 0 | 0 | 0 | 0 | 0 | 0 | 0 | 0 | 0 | 0 | 0 | 0 | 0 | 0 | 0
CDP14 | NSW | SNSW | Export | Flexible export | 0 | 0 | 0 | 0 | 0 | 0 | 0 | 0 | 0 | 0 | 0 | 0 | 0 | 0 | 0 | 0 | 0 | 0 | 0 | 0 | 0 | 0 | 0 | 0 | 0 | 0 | 0 | 0
CDP14 | NSW | SNSW | Export | Fixed green steel and ammonia | 0 | 0 | 0 | 0 | 0 | 0 | 0 | 0 | 0 | 0 | 0 | 0 | 0 | 0 | 0 | 0 | 0 | 0 | 0 | 0 | 0 | 0 | 0 | 0 | 0 | 0 | 0 | 0
CDP14 | NSW | SNW | Domestic | Fixed domestic | 0.76584 | 1.8554 | 3.6736 | 6.3972 | 14.773 | 14.773 | 14.773 | 14.773 | 14.773 | 16.5781 | 16.69 | 25.5639 | 25.5639 | 27.0823 | 27.0823 | 27.0823 | 27.0823 | 27.0823 | 27.0823 | 32.2124 | 32.2124 | 32.4885 | 33.6442 | 39.3809 | 63.583 | 119.1284 | 122.8149 | 120.9967
CDP14 | NSW | SNW | Domestic | Flexible domestic | 17.0187 | 41.2316 | 81.636 | 142.1608 | 328.2883 | 328.2883 | 328.2883 | 328.2883 | 328.2883 | 368.4029 | 370.8883 | 568.087 | 568.087 | 601.8299 | 601.8299 | 601.8299 | 601.8299 | 601.8299 | 601.8299 | 715.8322 | 715.8322 | 721.9669 | 747.6492 | 875.1317 | 1412.9556 | 2647.2979 | 2729.221 | 2688.8166
CDP14 | NSW | SNW | Export | Fixed export | 0 | 0 | 0 | 0 | 0 | 0 | 0 | 0 | 0 | 0 | 0 | 0 | 0 | 0 | 0 | 0 | 0 | 0 | 0 | 0 | 0 | 0 | 0 | 0 | 0 | 0 | 0 | 0
CDP14 | NSW | SNW | Export | Flexible export | 0 | 0 | 0 | 0 | 0 | 0 | 0 | 0 | 0 | 0 | 0 | 0 | 0 | 0 | 0 | 0 | 0 | 0 | 0 | 0 | 0 | 0 | 0 | 0 | 0 | 0 | 0 | 0
CDP14 | NSW | SNW | Export | Fixed green steel and ammonia | 0 | 0 | 0 | 0 | 0 | 0 | 0 | 0 | 0 | 0 | 0 | 0 | 0 | 0 | 0 | 0 | 0 | 0 | 0 | 0 | 0 | 0 | 0 | 0 | 0 | 0 | 0 | 0
CDP14 | QLD | NQ | Domestic | Fixed domestic | 0 | 0 | 0 | 0 | 0 | 0 | 0 | 0 | 0 | 0 | 0 | 0 | 0 | 0 | 0 | 0 | 0 | 0 | 0 | 0 | 0 | 0 | 0 | 0 | 0 | 0 | 0 | 0
CDP14 | QLD | NQ | Domestic | Flexible domestic | 0 | 0 | 0 | 0 | 0 | 0 | 0 | 0 | 0 | 0 | 0 | 0 | 0 | 0 | 0 | 0 | 0 | 0 | 0 | 0 | 0 | 0 | 0 | 0 | 0 | 0 | 0 | 0
CDP14 | QLD | NQ | Export | Fixed export | 0 | 0 | 0 | 0 | 0 | 0 | 0 | 0 | 0 | 0 | 0 | 0 | 0 | 0 | 0 | 0 | 0 | 0 | 0 | 0 | 0 | 0 | 0 | 0 | 0 | 0 | 0 | 0
CDP14 | QLD | NQ | Export | Flexible export | 0 | 0 | 0 | 0 | 0 | 0 | 0 | 0 | 0 | 0 | 0 | 0 | 0 | 0 | 0 | 0 | 0 | 0 | 0 | 0 | 0 | 0 | 0 | 0 | 0 | 0 | 0 | 0
CDP14 | QLD | NQ | Export | Fixed green steel and ammonia | 0 | 0 | 0 | 0 | 0 | 0 | 0 | 0 | 0 | 0 | 0 | 0 | 0 | 0 | 0 | 0 | 0 | 0 | 0 | 0 | 0 | 0 | 0 | 0 | 0 | 0 | 0 | 0
CDP14 | QLD | CQ | Domestic | Fixed domestic | 0.065464 | 0.071197 | 0.071197 | 0.071197 | 1.9483 | 7.3036 | 7.3036 | 7.3036 | 7.8907 | 8.7126 | 11.0201 | 11.0201 | 11.0201 | 11.8364 | 12.5651 | 12.5651 | 12.5651 | 12.5651 | 12.5651 | 16.3628 | 16.3628 | 18.1606 | 18.1606 | 18.1606 | 21.8045 | 21.7391 | 22.9223 | 29.498
CDP14 | QLD | CQ | Domestic | Flexible domestic | 1.4548 | 1.5822 | 1.5822 | 1.5822 | 43.2952 | 162.3022 | 162.3022 | 162.3022 | 175.3483 | 193.6136 | 244.8914 | 244.8914 | 244.8914 | 263.0304 | 279.2252 | 279.2252 | 279.2252 | 279.2252 | 279.2252 | 363.6173 | 363.6173 | 403.5679 | 403.5679 | 403.5679 | 484.5452 | 483.0905 | 509.3837 | 655.5115
CDP14 | QLD | CQ | Export | Fixed export | 0 | 0 | 0 | 0 | 0 | 0 | 0 | 0 | 0 | 0 | 0 | 0 | 0 | 0 | 0 | 0 | 0 | 0 | 0 | 0 | 0 | 0 | 0 | 0 | 0 | 0 | 0 | 0
CDP14 | QLD | CQ | Export | Flexible export | 0 | 0 | 0 | 0 | 0 | 0 | 0 | 0 | 0 | 0 | 0 | 0 | 0 | 0 | 0 | 0 | 0 | 0 | 0 | 0 | 0 | 0 | 0 | 0 | 0 | 0 | 0 | 0
CDP14 | QLD | CQ | Export | Fixed green steel and ammonia | 0 | 0 | 0 | 0 | 0 | 0 | 0 | 0 | 0 | 0 | 0 | 0 | 0 | 0 | 0 | 0 | 0 | 0 | 0 | 0 | 0 | 0 | 0 | 0 | 0 | 0 | 0 | 0
CDP14 | QLD | SQ | Domestic | Fixed domestic | 0.034787 | 0.034787 | 0.034787 | 0.034787 | 0.78682 | 3.3635 | 3.3635 | 6.4338 | 9.8225 | 11.9186 | 17.963 | 18.2015 | 18.349 | 18.349 | 19.3494 | 20.2653 | 21.118 | 21.118 | 21.118 | 29.1641 | 29.1641 | 30.1379 | 30.1379 | 30.1379 | 32.7142 | 32.6794 | 36.0043 | 46.363
CDP14 | QLD | SQ | Domestic | Flexible domestic | 0.77305 | 0.77305 | 0.77305 | 0.77305 | 17.4849 | 74.7437 | 74.7437 | 142.974 | 218.2773 | 264.8576 | 399.1776 | 404.4774 | 407.7552 | 407.7552 | 429.9861 | 450.3408 | 469.2882 | 469.2882 | 469.2882 | 648.0905 | 648.0905 | 669.7319 | 669.7319 | 669.7319 | 726.9822 | 726.2091 | 800.095 | 1030.2885
CDP14 | QLD | SQ | Export | Fixed export | 0 | 0 | 0 | 0 | 0 | 0 | 0 | 0 | 0 | 0 | 0 | 0 | 0 | 0 | 0 | 0 | 0 | 0 | 0 | 0 | 0 | 0 | 0 | 0 | 0 | 0 | 0 | 0
CDP14 | QLD | SQ | Export | Flexible export | 0 | 0 | 0 | 0 | 0 | 0 | 0 | 0 | 0 | 0 | 0 | 0 | 0 | 0 | 0 | 0 | 0 | 0 | 0 | 0 | 0 | 0 | 0 | 0 | 0 | 0 | 0 | 0
CDP14 | QLD | SQ | Export | Fixed green steel and ammonia | 0 | 0 | 0 | 0 | 0 | 0 | 0 | 0 | 0 | 0 | 0 | 0 | 0 | 0 | 0 | 0 | 0 | 0 | 0 | 0 | 0 | 0 | 0 | 0 | 0 | 0 | 0 | 0
CDP14 | VIC | VIC | Domestic | Fixed domestic | 0.29194 | 0.46013 | 0.46013 | 0.46013 | 5.7579 | 15.8804 | 15.8804 | 23.3194 | 48.0507 | 48.0507 | 55.8514 | 62.5307 | 62.5307 | 65.789 | 65.789 | 65.789 | 65.789 | 65.789 | 65.789 | 68.181 | 68.181 | 68.181 | 77.4086 | 77.4086 | 77.4086 | 94.3559 | 94.1877 | 98.8028
CDP14 | VIC | VIC | Domestic | Flexible domestic | 6.4875 | 10.2251 | 10.2251 | 10.2251 | 127.9542 | 352.8968 | 352.8968 | 518.2089 | 1067.7943 | 1067.7943 | 1241.143 | 1389.5718 | 1389.5718 | 1461.9779 | 1461.9779 | 1461.9779 | 1461.9779 | 1461.9779 | 1461.9779 | 1515.1336 | 1515.1336 | 1515.1336 | 1720.1903 | 1720.1903 | 1720.1903 | 2096.7987 | 2093.0611 | 2195.6187
CDP14 | VIC | VIC | Export | Fixed export | 0 | 0 | 0 | 0 | 0 | 0 | 0 | 0 | 0 | 0 | 0 | 0 | 0 | 0 | 0 | 0 | 0 | 0 | 0 | 0 | 0 | 0 | 0 | 0 | 0 | 0 | 0 | 0
CDP14 | VIC | VIC | Export | Flexible export | 0 | 0 | 0 | 0 | 0 | 0 | 0 | 0 | 0 | 0 | 0 | 0 | 0 | 0 | 0 | 0 | 0 | 0 | 0 | 0 | 0 | 0 | 0 | 0 | 0 | 0 | 0 | 0
CDP14 | VIC | VIC | Export | Fixed green steel and ammonia | 0 | 0 | 0 | 0 | 0 | 0 | 0 | 0 | 0 | 0 | 0 | 0 | 0 | 0 | 0 | 0 | 0 | 0 | 0 | 0 | 0 | 0 | 0 | 0 | 0 | 0 | 0 | 0
CDP14 | SA | CSA | Domestic | Fixed domestic | 0.0026558 | 2.8152 | 8.4402 | 11.2527 | 11.2531 | 11.2531 | 11.2531 | 11.2531 | 11.2531 | 11.2531 | 11.2532 | 11.2537 | 11.2537 | 11.2541 | 11.2541 | 11.2541 | 11.2541 | 11.2541 | 12.5168 | 13.3338 | 13.3338 | 14.1826 | 14.1936 | 14.1936 | 14.8675 | 19.129 | 19.129 | 19.6295
CDP14 | SA | CSA | Domestic | Flexible domestic | 0.059018 | 62.559 | 187.559 | 250.059 | 250.0692 | 250.0692 | 250.0692 | 250.0692 | 250.0692 | 250.0692 | 250.0707 | 250.0833 | 250.0833 | 250.0921 | 250.0921 | 250.0921 | 250.0921 | 250.0921 | 278.1505 | 296.3062 | 296.3062 | 315.1689 | 315.4138 | 315.4138 | 330.3885 | 425.0884 | 425.0884 | 436.2103
CDP14 | SA | CSA | Export | Fixed export | 0 | 0 | 0 | 0 | 0 | 0 | 0 | 0 | 0 | 0 | 0 | 0 | 0 | 0 | 0 | 0 | 0 | 0 | 0 | 0 | 0 | 0 | 0 | 0 | 0 | 0 | 0 | 0
CDP14 | SA | CSA | Export | Flexible export | 0 | 0 | 0 | 0 | 0 | 0 | 0 | 0 | 0 | 0 | 0 | 0 | 0 | 0 | 0 | 0 | 0 | 0 | 0 | 0 | 0 | 0 | 0 | 0 | 0 | 0 | 0 | 0
CDP14 | SA | CSA | Export | Fixed green steel and ammonia | 0 | 0 | 0 | 0 | 0 | 0 | 0 | 0 | 0 | 0 | 0 | 0 | 0 | 0 | 0 | 0 | 0 | 0 | 0 | 0 | 0 | 0 | 0 | 0 | 0 | 0 | 0 | 0
CDP14 | SA | SESA | Domestic | Fixed domestic | 0.0070066 | 0.30441 | 0.88098 | 1.1219 | 1.2249 | 1.2249 | 1.2249 | 1.2249 | 1.5134 | 1.5927 | 1.73 | 1.852 | 1.852 | 2.1041 | 2.1041 | 2.1041 | 2.1041 | 2.1041 | 2.1041 | 2.7989 | 2.7989 | 2.7989 | 2.7989 | 2.7989 | 2.7989 | 4.3628 | 4.0654 | 4.3698
CDP14 | SA | SESA | Domestic | Flexible domestic | 0.1557 | 6.7648 | 19.5773 | 24.9307 | 27.2198 | 27.2198 | 27.2198 | 27.2198 | 33.6304 | 35.3932 | 38.4454 | 41.1556 | 41.1556 | 46.7573 | 46.7573 | 46.7573 | 46.7573 | 46.7573 | 46.7573 | 62.1976 | 62.1976 | 62.1976 | 62.1976 | 62.1976 | 62.1976 | 96.9503 | 90.3412 | 97.1069
CDP14 | SA | SESA | Export | Fixed export | 0 | 0 | 0 | 0 | 0 | 0 | 0 | 0 | 0 | 0 | 0 | 0 | 0 | 0 | 0 | 0 | 0 | 0 | 0 | 0 | 0 | 0 | 0 | 0 | 0 | 0 | 0 | 0
CDP14 | SA | SESA | Export | Flexible export | 0 | 0 | 0 | 0 | 0 | 0 | 0 | 0 | 0 | 0 | 0 | 0 | 0 | 0 | 0 | 0 | 0 | 0 | 0 | 0 | 0 | 0 | 0 | 0 | 0 | 0 | 0 | 0
CDP14 | SA | SESA | Export | Fixed green steel and ammonia | 0 | 0 | 0 | 0 | 0 | 0 | 0 | 0 | 0 | 0 | 0 | 0 | 0 | 0 | 0 | 0 | 0 | 0 | 0 | 0 | 0 | 0 | 0 | 0 | 0 | 0 | 0 | 0
CDP14 | TAS | TAS | Domestic | Fixed domestic | 0 | 0 | 0 | 0 | 0.034314 | 0.14103 | 0.29408 | 0.38245 | 0.54485 | 0.54485 | 0.56136 | 0.67051 | 0.67051 | 1.114 | 1.114 | 1.114 | 1.6055 | 1.6055 | 1.6055 | 1.6055 | 1.6055 | 1.6055 | 1.8262 | 1.8262 | 1.8262 | 1.8383 | 1.8383 | 1.8419
CDP14 | TAS | TAS | Domestic | Flexible domestic | 0 | 0 | 0 | 0 | 0.76253 | 3.134 | 6.5352 | 8.4989 | 12.1079 | 12.1079 | 12.4747 | 14.9002 | 14.9002 | 24.7553 | 24.7553 | 24.7553 | 35.6772 | 35.6772 | 35.6772 | 35.6772 | 35.6772 | 35.6772 | 40.5822 | 40.5822 | 40.5822 | 40.8513 | 40.8513 | 40.9301
CDP14 | TAS | TAS | Export | Fixed export | 0 | 0 | 0 | 0 | 0 | 0 | 0 | 0 | 0 | 0 | 0 | 0 | 0 | 0 | 0 | 0 | 0 | 0 | 0 | 0 | 0 | 0 | 0 | 0 | 0 | 0 | 0 | 0
CDP14 | TAS | TAS | Export | Flexible export | 0 | 0 | 0 | 0 | 0 | 0 | 0 | 0 | 0 | 0 | 0 | 0 | 0 | 0 | 0 | 0 | 0 | 0 | 0 | 0 | 0 | 0 | 0 | 0 | 0 | 0 | 0 | 0
CDP14 | TAS | TAS | Export | Fixed green steel and ammonia | 0 | 0 | 0 | 0 | 0 | 0 | 0 | 0 | 0 | 0 | 0 | 0 | 0 | 0 | 0 | 0 | 0 | 0 | 0 | 0 | 0 | 0 | 0 | 0 | 0 | 0 | 0 | 0
CDP15 | NSW | NNSW | Domestic | Fixed domestic | 0 | 0 | 0 | 0 | 0 | 0 | 0 | 0 | 0 | 0 | 0 | 0 | 0 | 0 | 0 | 0 | 0 | 0 | 0 | 0 | 0 | 0 | 0 | 0 | 0 | 0 | 0 | 0
CDP15 | NSW | NNSW | Domestic | Flexible domestic | 0 | 0 | 0 | 0 | 0 | 0 | 0 | 0 | 0 | 0 | 0 | 0 | 0 | 0 | 0 | 0 | 0 | 0 | 0 | 0 | 0 | 0 | 0 | 0 | 0 | 0 | 0 | 0
CDP15 | NSW | NNSW | Export | Fixed export | 0 | 0 | 0 | 0 | 0 | 0 | 0 | 0 | 0 | 0 | 0 | 0 | 0 | 0 | 0 | 0 | 0 | 0 | 0 | 0 | 0 | 0 | 0 | 0 | 0 | 0 | 0 | 0
CDP15 | NSW | NNSW | Export | Flexible export | 0 | 0 | 0 | 0 | 0 | 0 | 0 | 0 | 0 | 0 | 0 | 0 | 0 | 0 | 0 | 0 | 0 | 0 | 0 | 0 | 0 | 0 | 0 | 0 | 0 | 0 | 0 | 0
CDP15 | NSW | NNSW | Export | Fixed green steel and ammonia | 0 | 0 | 0 | 0 | 0 | 0 | 0 | 0 | 0 | 0 | 0 | 0 | 0 | 0 | 0 | 0 | 0 | 0 | 0 | 0 | 0 | 0 | 0 | 0 | 0 | 0 | 0 | 0
CDP15 | NSW | CNSW | Domestic | Fixed domestic | 0 | 0 | 0 | 0 | 0 | 0 | 0 | 0 | 0 | 0 | 0 | 0 | 0 | 0 | 0 | 0 | 0 | 0 | 0 | 0 | 0 | 0 | 0 | 0 | 0 | 0 | 0 | 0
CDP15 | NSW | CNSW | Domestic | Flexible domestic | 0 | 0 | 0 | 0 | 0 | 0 | 0 | 0 | 0 | 0 | 0 | 0 | 0 | 0 | 0 | 0 | 0 | 0 | 0 | 0 | 0 | 0 | 0 | 0 | 0 | 0 | 0 | 0
CDP15 | NSW | CNSW | Export | Fixed export | 0 | 0 | 0 | 0 | 0 | 0 | 0 | 0 | 0 | 0 | 0 | 0 | 0 | 0 | 0 | 0 | 0 | 0 | 0 | 0 | 0 | 0 | 0 | 0 | 0 | 0 | 0 | 0
CDP15 | NSW | CNSW | Export | Flexible export | 0 | 0 | 0 | 0 | 0 | 0 | 0 | 0 | 0 | 0 | 0 | 0 | 0 | 0 | 0 | 0 | 0 | 0 | 0 | 0 | 0 | 0 | 0 | 0 | 0 | 0 | 0 | 0
CDP15 | NSW | CNSW | Export | Fixed green steel and ammonia | 0 | 0 | 0 | 0 | 0 | 0 | 0 | 0 | 0 | 0 | 0 | 0 | 0 | 0 | 0 | 0 | 0 | 0 | 0 | 0 | 0 | 0 | 0 | 0 | 0 | 0 | 0 | 0
CDP15 | NSW | SNSW | Domestic | Fixed domestic | 0.15156 | 0.36362 | 0.72014 | 1.2518 | 3.1041 | 3.1041 | 3.1041 | 3.1041 | 3.1041 | 3.1545 | 3.1545 | 4.3389 | 4.3389 | 4.5872 | 4.5872 | 4.5872 | 4.5872 | 4.5872 | 4.5872 | 6.2551 | 6.2551 | 6.3139 | 6.3626 | 6.3626 | 12.23 | 23.5836 | 23.8502 | 23.4937
CDP15 | NSW | SNSW | Domestic | Flexible domestic | 3.3679 | 8.0803 | 16.003 | 27.8174 | 68.9802 | 68.9802 | 68.9802 | 68.9802 | 68.9802 | 70.1002 | 70.1002 | 96.4211 | 96.4211 | 101.9367 | 101.9367 | 101.9367 | 101.9367 | 101.9367 | 101.9367 | 139.0033 | 139.0033 | 140.3094 | 141.3902 | 141.3902 | 271.7772 | 524.0802 | 530.0041 | 522.0814
CDP15 | NSW | SNSW | Export | Fixed export | 0 | 0 | 0 | 0 | 0 | 0 | 0 | 0 | 0 | 0 | 0 | 0 | 0 | 0 | 0 | 0 | 0 | 0 | 0 | 0 | 0 | 0 | 0 | 0 | 0 | 0 | 0 | 0
CDP15 | NSW | SNSW | Export | Flexible export | 0 | 0 | 0 | 0 | 0 | 0 | 0 | 0 | 0 | 0 | 0 | 0 | 0 | 0 | 0 | 0 | 0 | 0 | 0 | 0 | 0 | 0 | 0 | 0 | 0 | 0 | 0 | 0
CDP15 | NSW | SNSW | Export | Fixed green steel and ammonia | 0 | 0 | 0 | 0 | 0 | 0 | 0 | 0 | 0 | 0 | 0 | 0 | 0 | 0 | 0 | 0 | 0 | 0 | 0 | 0 | 0 | 0 | 0 | 0 | 0 | 0 | 0 | 0
CDP15 | NSW | SNW | Domestic | Fixed domestic | 0.76584 | 1.8554 | 3.6736 | 6.3972 | 14.773 | 14.773 | 14.773 | 14.773 | 14.773 | 16.5781 | 16.69 | 25.5639 | 25.5639 | 27.0823 | 27.0823 | 27.0823 | 27.0823 | 27.0823 | 27.0823 | 32.2124 | 32.2124 | 32.4885 | 33.6442 | 39.3809 | 63.583 | 119.1284 | 122.8149 | 120.9967
CDP15 | NSW | SNW | Domestic | Flexible domestic | 17.0187 | 41.2316 | 81.636 | 142.1608 | 328.2883 | 328.2883 | 328.2883 | 328.2883 | 328.2883 | 368.4029 | 370.8883 | 568.087 | 568.087 | 601.8299 | 601.8299 | 601.8299 | 601.8299 | 601.8299 | 601.8299 | 715.8322 | 715.8322 | 721.9669 | 747.6492 | 875.1317 | 1412.9556 | 2647.2979 | 2729.221 | 2688.8166
CDP15 | NSW | SNW | Export | Fixed export | 0 | 0 | 0 | 0 | 0 | 0 | 0 | 0 | 0 | 0 | 0 | 0 | 0 | 0 | 0 | 0 | 0 | 0 | 0 | 0 | 0 | 0 | 0 | 0 | 0 | 0 | 0 | 0
CDP15 | NSW | SNW | Export | Flexible export | 0 | 0 | 0 | 0 | 0 | 0 | 0 | 0 | 0 | 0 | 0 | 0 | 0 | 0 | 0 | 0 | 0 | 0 | 0 | 0 | 0 | 0 | 0 | 0 | 0 | 0 | 0 | 0
CDP15 | NSW | SNW | Export | Fixed green steel and ammonia | 0 | 0 | 0 | 0 | 0 | 0 | 0 | 0 | 0 | 0 | 0 | 0 | 0 | 0 | 0 | 0 | 0 | 0 | 0 | 0 | 0 | 0 | 0 | 0 | 0 | 0 | 0 | 0
CDP15 | QLD | NQ | Domestic | Fixed domestic | 0 | 0 | 0 | 0 | 0 | 0 | 0 | 0 | 0 | 0 | 0 | 0 | 0 | 0 | 0 | 0 | 0 | 0 | 0 | 0 | 0 | 0 | 0 | 0 | 0 | 0 | 0 | 0
CDP15 | QLD | NQ | Domestic | Flexible domestic | 0 | 0 | 0 | 0 | 0 | 0 | 0 | 0 | 0 | 0 | 0 | 0 | 0 | 0 | 0 | 0 | 0 | 0 | 0 | 0 | 0 | 0 | 0 | 0 | 0 | 0 | 0 | 0
CDP15 | QLD | NQ | Export | Fixed export | 0 | 0 | 0 | 0 | 0 | 0 | 0 | 0 | 0 | 0 | 0 | 0 | 0 | 0 | 0 | 0 | 0 | 0 | 0 | 0 | 0 | 0 | 0 | 0 | 0 | 0 | 0 | 0
CDP15 | QLD | NQ | Export | Flexible export | 0 | 0 | 0 | 0 | 0 | 0 | 0 | 0 | 0 | 0 | 0 | 0 | 0 | 0 | 0 | 0 | 0 | 0 | 0 | 0 | 0 | 0 | 0 | 0 | 0 | 0 | 0 | 0
CDP15 | QLD | NQ | Export | Fixed green steel and ammonia | 0 | 0 | 0 | 0 | 0 | 0 | 0 | 0 | 0 | 0 | 0 | 0 | 0 | 0 | 0 | 0 | 0 | 0 | 0 | 0 | 0 | 0 | 0 | 0 | 0 | 0 | 0 | 0
CDP15 | QLD | CQ | Domestic | Fixed domestic | 0.065464 | 0.071197 | 0.071197 | 0.071197 | 1.9483 | 7.3036 | 7.3036 | 7.3036 | 7.8907 | 8.7126 | 11.0201 | 11.0201 | 11.0201 | 11.8364 | 12.5651 | 12.5651 | 12.5651 | 12.5651 | 12.5651 | 16.3628 | 16.3628 | 18.1606 | 18.1606 | 18.1606 | 21.8045 | 21.7391 | 22.9223 | 29.498
CDP15 | QLD | CQ | Domestic | Flexible domestic | 1.4548 | 1.5822 | 1.5822 | 1.5822 | 43.2952 | 162.3022 | 162.3022 | 162.3022 | 175.3483 | 193.6136 | 244.8914 | 244.8914 | 244.8914 | 263.0304 | 279.2252 | 279.2252 | 279.2252 | 279.2252 | 279.2252 | 363.6173 | 363.6173 | 403.5679 | 403.5679 | 403.5679 | 484.5452 | 483.0905 | 509.3837 | 655.5115
CDP15 | QLD | CQ | Export | Fixed export | 0 | 0 | 0 | 0 | 0 | 0 | 0 | 0 | 0 | 0 | 0 | 0 | 0 | 0 | 0 | 0 | 0 | 0 | 0 | 0 | 0 | 0 | 0 | 0 | 0 | 0 | 0 | 0
CDP15 | QLD | CQ | Export | Flexible export | 0 | 0 | 0 | 0 | 0 | 0 | 0 | 0 | 0 | 0 | 0 | 0 | 0 | 0 | 0 | 0 | 0 | 0 | 0 | 0 | 0 | 0 | 0 | 0 | 0 | 0 | 0 | 0
CDP15 | QLD | CQ | Export | Fixed green steel and ammonia | 0 | 0 | 0 | 0 | 0 | 0 | 0 | 0 | 0 | 0 | 0 | 0 | 0 | 0 | 0 | 0 | 0 | 0 | 0 | 0 | 0 | 0 | 0 | 0 | 0 | 0 | 0 | 0
CDP15 | QLD | SQ | Domestic | Fixed domestic | 0.034787 | 0.034787 | 0.034787 | 0.034787 | 0.78682 | 3.3635 | 3.3635 | 6.4338 | 9.8225 | 11.9186 | 17.963 | 18.2015 | 18.349 | 18.349 | 19.3494 | 20.2653 | 21.118 | 21.118 | 21.118 | 29.1641 | 29.1641 | 30.1379 | 30.1379 | 30.1379 | 32.7142 | 32.6794 | 36.0043 | 46.363
CDP15 | QLD | SQ | Domestic | Flexible domestic | 0.77305 | 0.77305 | 0.77305 | 0.77305 | 17.4849 | 74.7437 | 74.7437 | 142.974 | 218.2773 | 264.8576 | 399.1776 | 404.4774 | 407.7552 | 407.7552 | 429.9861 | 450.3408 | 469.2882 | 469.2882 | 469.2882 | 648.0905 | 648.0905 | 669.7319 | 669.7319 | 669.7319 | 726.9822 | 726.2091 | 800.095 | 1030.2885
CDP15 | QLD | SQ | Export | Fixed export | 0 | 0 | 0 | 0 | 0 | 0 | 0 | 0 | 0 | 0 | 0 | 0 | 0 | 0 | 0 | 0 | 0 | 0 | 0 | 0 | 0 | 0 | 0 | 0 | 0 | 0 | 0 | 0
CDP15 | QLD | SQ | Export | Flexible export | 0 | 0 | 0 | 0 | 0 | 0 | 0 | 0 | 0 | 0 | 0 | 0 | 0 | 0 | 0 | 0 | 0 | 0 | 0 | 0 | 0 | 0 | 0 | 0 | 0 | 0 | 0 | 0
CDP15 | QLD | SQ | Export | Fixed green steel and ammonia | 0 | 0 | 0 | 0 | 0 | 0 | 0 | 0 | 0 | 0 | 0 | 0 | 0 | 0 | 0 | 0 | 0 | 0 | 0 | 0 | 0 | 0 | 0 | 0 | 0 | 0 | 0 | 0
CDP15 | VIC | VIC | Domestic | Fixed domestic | 0.29194 | 0.46013 | 0.46013 | 0.46013 | 5.7579 | 15.8804 | 15.8804 | 23.3194 | 48.0507 | 48.0507 | 55.8514 | 62.5307 | 62.5307 | 65.789 | 65.789 | 65.789 | 65.789 | 65.789 | 65.789 | 68.181 | 68.181 | 68.181 | 77.4086 | 77.4086 | 77.4086 | 94.3559 | 94.1877 | 98.8028
CDP15 | VIC | VIC | Domestic | Flexible domestic | 6.4875 | 10.2251 | 10.2251 | 10.2251 | 127.9542 | 352.8968 | 352.8968 | 518.2089 | 1067.7943 | 1067.7943 | 1241.143 | 1389.5718 | 1389.5718 | 1461.9779 | 1461.9779 | 1461.9779 | 1461.9779 | 1461.9779 | 1461.9779 | 1515.1336 | 1515.1336 | 1515.1336 | 1720.1903 | 1720.1903 | 1720.1903 | 2096.7987 | 2093.0611 | 2195.6187
CDP15 | VIC | VIC | Export | Fixed export | 0 | 0 | 0 | 0 | 0 | 0 | 0 | 0 | 0 | 0 | 0 | 0 | 0 | 0 | 0 | 0 | 0 | 0 | 0 | 0 | 0 | 0 | 0 | 0 | 0 | 0 | 0 | 0
CDP15 | VIC | VIC | Export | Flexible export | 0 | 0 | 0 | 0 | 0 | 0 | 0 | 0 | 0 | 0 | 0 | 0 | 0 | 0 | 0 | 0 | 0 | 0 | 0 | 0 | 0 | 0 | 0 | 0 | 0 | 0 | 0 | 0
CDP15 | VIC | VIC | Export | Fixed green steel and ammonia | 0 | 0 | 0 | 0 | 0 | 0 | 0 | 0 | 0 | 0 | 0 | 0 | 0 | 0 | 0 | 0 | 0 | 0 | 0 | 0 | 0 | 0 | 0 | 0 | 0 | 0 | 0 | 0
CDP15 | SA | CSA | Domestic | Fixed domestic | 0.0026558 | 2.8152 | 8.4402 | 11.2527 | 11.2531 | 11.2531 | 11.2531 | 11.2531 | 11.2531 | 11.2531 | 11.2532 | 11.2537 | 11.2537 | 11.2541 | 11.2541 | 11.2541 | 11.2541 | 11.2541 | 12.5168 | 13.3338 | 13.3338 | 14.1826 | 14.1936 | 14.1936 | 14.8675 | 19.129 | 19.129 | 19.6295
CDP15 | SA | CSA | Domestic | Flexible domestic | 0.059018 | 62.559 | 187.559 | 250.059 | 250.0692 | 250.0692 | 250.0692 | 250.0692 | 250.0692 | 250.0692 | 250.0707 | 250.0833 | 250.0833 | 250.0921 | 250.0921 | 250.0921 | 250.0921 | 250.0921 | 278.1505 | 296.3062 | 296.3062 | 315.1689 | 315.4138 | 315.4138 | 330.3885 | 425.0884 | 425.0884 | 436.2103
CDP15 | SA | CSA | Export | Fixed export | 0 | 0 | 0 | 0 | 0 | 0 | 0 | 0 | 0 | 0 | 0 | 0 | 0 | 0 | 0 | 0 | 0 | 0 | 0 | 0 | 0 | 0 | 0 | 0 | 0 | 0 | 0 | 0
CDP15 | SA | CSA | Export | Flexible export | 0 | 0 | 0 | 0 | 0 | 0 | 0 | 0 | 0 | 0 | 0 | 0 | 0 | 0 | 0 | 0 | 0 | 0 | 0 | 0 | 0 | 0 | 0 | 0 | 0 | 0 | 0 | 0
CDP15 | SA | CSA | Export | Fixed green steel and ammonia | 0 | 0 | 0 | 0 | 0 | 0 | 0 | 0 | 0 | 0 | 0 | 0 | 0 | 0 | 0 | 0 | 0 | 0 | 0 | 0 | 0 | 0 | 0 | 0 | 0 | 0 | 0 | 0
CDP15 | SA | SESA | Domestic | Fixed domestic | 0.0070066 | 0.30441 | 0.88098 | 1.1219 | 1.2249 | 1.2249 | 1.2249 | 1.2249 | 1.5134 | 1.5927 | 1.73 | 1.852 | 1.852 | 2.1041 | 2.1041 | 2.1041 | 2.1041 | 2.1041 | 2.1041 | 2.7989 | 2.7989 | 2.7989 | 2.7989 | 2.7989 | 2.7989 | 4.3628 | 4.0654 | 4.3698
CDP15 | SA | SESA | Domestic | Flexible domestic | 0.1557 | 6.7648 | 19.5773 | 24.9307 | 27.2198 | 27.2198 | 27.2198 | 27.2198 | 33.6304 | 35.3932 | 38.4454 | 41.1556 | 41.1556 | 46.7573 | 46.7573 | 46.7573 | 46.7573 | 46.7573 | 46.7573 | 62.1976 | 62.1976 | 62.1976 | 62.1976 | 62.1976 | 62.1976 | 96.9503 | 90.3412 | 97.1069
CDP15 | SA | SESA | Export | Fixed export | 0 | 0 | 0 | 0 | 0 | 0 | 0 | 0 | 0 | 0 | 0 | 0 | 0 | 0 | 0 | 0 | 0 | 0 | 0 | 0 | 0 | 0 | 0 | 0 | 0 | 0 | 0 | 0
CDP15 | SA | SESA | Export | Flexible export | 0 | 0 | 0 | 0 | 0 | 0 | 0 | 0 | 0 | 0 | 0 | 0 | 0 | 0 | 0 | 0 | 0 | 0 | 0 | 0 | 0 | 0 | 0 | 0 | 0 | 0 | 0 | 0
CDP15 | SA | SESA | Export | Fixed green steel and ammonia | 0 | 0 | 0 | 0 | 0 | 0 | 0 | 0 | 0 | 0 | 0 | 0 | 0 | 0 | 0 | 0 | 0 | 0 | 0 | 0 | 0 | 0 | 0 | 0 | 0 | 0 | 0 | 0
CDP15 | TAS | TAS | Domestic | Fixed domestic | 0 | 0 | 0 | 0 | 0.034314 | 0.14103 | 0.29408 | 0.38245 | 0.54485 | 0.54485 | 0.56136 | 0.67051 | 0.67051 | 1.114 | 1.114 | 1.114 | 1.6055 | 1.6055 | 1.6055 | 1.6055 | 1.6055 | 1.6055 | 1.8262 | 1.8262 | 1.8262 | 1.8383 | 1.8383 | 1.8419
CDP15 | TAS | TAS | Domestic | Flexible domestic | 0 | 0 | 0 | 0 | 0.76253 | 3.134 | 6.5352 | 8.4989 | 12.1079 | 12.1079 | 12.4747 | 14.9002 | 14.9002 | 24.7553 | 24.7553 | 24.7553 | 35.6772 | 35.6772 | 35.6772 | 35.6772 | 35.6772 | 35.6772 | 40.5822 | 40.5822 | 40.5822 | 40.8513 | 40.8513 | 40.9301
CDP15 | TAS | TAS | Export | Fixed export | 0 | 0 | 0 | 0 | 0 | 0 | 0 | 0 | 0 | 0 | 0 | 0 | 0 | 0 | 0 | 0 | 0 | 0 | 0 | 0 | 0 | 0 | 0 | 0 | 0 | 0 | 0 | 0
CDP15 | TAS | TAS | Export | Flexible export | 0 | 0 | 0 | 0 | 0 | 0 | 0 | 0 | 0 | 0 | 0 | 0 | 0 | 0 | 0 | 0 | 0 | 0 | 0 | 0 | 0 | 0 | 0 | 0 | 0 | 0 | 0 | 0
CDP15 | TAS | TAS | Export | Fixed green steel and ammonia | 0 | 0 | 0 | 0 | 0 | 0 | 0 | 0 | 0 | 0 | 0 | 0 | 0 | 0 | 0 | 0 | 0 | 0 | 0 | 0 | 0 | 0 | 0 | 0 | 0 | 0 | 0 | 0
CDP16 | NSW | NNSW | Domestic | Fixed domestic | 0 | 0 | 0 | 0 | 0 | 0 | 0 | 0 | 0 | 0 | 0 | 0 | 0 | 0 | 0 | 0 | 0 | 0 | 0 | 0 | 0 | 0 | 0 | 0 | 0 | 0 | 0 | 0
CDP16 | NSW | NNSW | Domestic | Flexible domestic | 0 | 0 | 0 | 0 | 0 | 0 | 0 | 0 | 0 | 0 | 0 | 0 | 0 | 0 | 0 | 0 | 0 | 0 | 0 | 0 | 0 | 0 | 0 | 0 | 0 | 0 | 0 | 0
CDP16 | NSW | NNSW | Export | Fixed export | 0 | 0 | 0 | 0 | 0 | 0 | 0 | 0 | 0 | 0 | 0 | 0 | 0 | 0 | 0 | 0 | 0 | 0 | 0 | 0 | 0 | 0 | 0 | 0 | 0 | 0 | 0 | 0
CDP16 | NSW | NNSW | Export | Flexible export | 0 | 0 | 0 | 0 | 0 | 0 | 0 | 0 | 0 | 0 | 0 | 0 | 0 | 0 | 0 | 0 | 0 | 0 | 0 | 0 | 0 | 0 | 0 | 0 | 0 | 0 | 0 | 0
CDP16 | NSW | NNSW | Export | Fixed green steel and ammonia | 0 | 0 | 0 | 0 | 0 | 0 | 0 | 0 | 0 | 0 | 0 | 0 | 0 | 0 | 0 | 0 | 0 | 0 | 0 | 0 | 0 | 0 | 0 | 0 | 0 | 0 | 0 | 0
CDP16 | NSW | CNSW | Domestic | Fixed domestic | 0 | 0 | 0 | 0 | 0 | 0 | 0 | 0 | 0 | 0 | 0 | 0 | 0 | 0 | 0 | 0 | 0 | 0 | 0 | 0 | 0 | 0 | 0 | 0 | 0 | 0 | 0 | 0
CDP16 | NSW | CNSW | Domestic | Flexible domestic | 0 | 0 | 0 | 0 | 0 | 0 | 0 | 0 | 0 | 0 | 0 | 0 | 0 | 0 | 0 | 0 | 0 | 0 | 0 | 0 | 0 | 0 | 0 | 0 | 0 | 0 | 0 | 0
CDP16 | NSW | CNSW | Export | Fixed export | 0 | 0 | 0 | 0 | 0 | 0 | 0 | 0 | 0 | 0 | 0 | 0 | 0 | 0 | 0 | 0 | 0 | 0 | 0 | 0 | 0 | 0 | 0 | 0 | 0 | 0 | 0 | 0
CDP16 | NSW | CNSW | Export | Flexible export | 0 | 0 | 0 | 0 | 0 | 0 | 0 | 0 | 0 | 0 | 0 | 0 | 0 | 0 | 0 | 0 | 0 | 0 | 0 | 0 | 0 | 0 | 0 | 0 | 0 | 0 | 0 | 0
CDP16 | NSW | CNSW | Export | Fixed green steel and ammonia | 0 | 0 | 0 | 0 | 0 | 0 | 0 | 0 | 0 | 0 | 0 | 0 | 0 | 0 | 0 | 0 | 0 | 0 | 0 | 0 | 0 | 0 | 0 | 0 | 0 | 0 | 0 | 0
CDP16 | NSW | SNSW | Domestic | Fixed domestic | 0.15156 | 0.36362 | 0.72014 | 1.2518 | 3.1041 | 3.1041 | 3.1041 | 3.1041 | 3.1041 | 3.1545 | 3.1545 | 4.3389 | 4.3389 | 4.5872 | 4.5872 | 4.5872 | 4.5872 | 4.5872 | 4.5872 | 6.2551 | 6.2551 | 6.3139 | 6.3626 | 6.3626 | 12.23 | 23.5836 | 23.8502 | 23.4937
CDP16 | NSW | SNSW | Domestic | Flexible domestic | 3.3679 | 8.0803 | 16.003 | 27.8174 | 68.9802 | 68.9802 | 68.9802 | 68.9802 | 68.9802 | 70.1002 | 70.1002 | 96.4211 | 96.4211 | 101.9367 | 101.9367 | 101.9367 | 101.9367 | 101.9367 | 101.9367 | 139.0033 | 139.0033 | 140.3094 | 141.3902 | 141.3902 | 271.7772 | 524.0802 | 530.0041 | 522.0814
CDP16 | NSW | SNSW | Export | Fixed export | 0 | 0 | 0 | 0 | 0 | 0 | 0 | 0 | 0 | 0 | 0 | 0 | 0 | 0 | 0 | 0 | 0 | 0 | 0 | 0 | 0 | 0 | 0 | 0 | 0 | 0 | 0 | 0
CDP16 | NSW | SNSW | Export | Flexible export | 0 | 0 | 0 | 0 | 0 | 0 | 0 | 0 | 0 | 0 | 0 | 0 | 0 | 0 | 0 | 0 | 0 | 0 | 0 | 0 | 0 | 0 | 0 | 0 | 0 | 0 | 0 | 0
CDP16 | NSW | SNSW | Export | Fixed green steel and ammonia | 0 | 0 | 0 | 0 | 0 | 0 | 0 | 0 | 0 | 0 | 0 | 0 | 0 | 0 | 0 | 0 | 0 | 0 | 0 | 0 | 0 | 0 | 0 | 0 | 0 | 0 | 0 | 0
CDP16 | NSW | SNW | Domestic | Fixed domestic | 0.76584 | 1.8554 | 3.6736 | 6.3972 | 14.773 | 14.773 | 14.773 | 14.773 | 14.773 | 16.5781 | 16.69 | 25.5639 | 25.5639 | 27.0823 | 27.0823 | 27.0823 | 27.0823 | 27.0823 | 27.0823 | 32.2124 | 32.2124 | 32.4885 | 33.6442 | 39.3809 | 63.583 | 119.1284 | 122.8149 | 120.9967
CDP16 | NSW | SNW | Domestic | Flexible domestic | 17.0187 | 41.2316 | 81.636 | 142.1608 | 328.2883 | 328.2883 | 328.2883 | 328.2883 | 328.2883 | 368.4029 | 370.8883 | 568.087 | 568.087 | 601.8299 | 601.8299 | 601.8299 | 601.8299 | 601.8299 | 601.8299 | 715.8322 | 715.8322 | 721.9669 | 747.6492 | 875.1317 | 1412.9556 | 2647.2979 | 2729.221 | 2688.8166
CDP16 | NSW | SNW | Export | Fixed export | 0 | 0 | 0 | 0 | 0 | 0 | 0 | 0 | 0 | 0 | 0 | 0 | 0 | 0 | 0 | 0 | 0 | 0 | 0 | 0 | 0 | 0 | 0 | 0 | 0 | 0 | 0 | 0
CDP16 | NSW | SNW | Export | Flexible export | 0 | 0 | 0 | 0 | 0 | 0 | 0 | 0 | 0 | 0 | 0 | 0 | 0 | 0 | 0 | 0 | 0 | 0 | 0 | 0 | 0 | 0 | 0 | 0 | 0 | 0 | 0 | 0
CDP16 | NSW | SNW | Export | Fixed green steel and ammonia | 0 | 0 | 0 | 0 | 0 | 0 | 0 | 0 | 0 | 0 | 0 | 0 | 0 | 0 | 0 | 0 | 0 | 0 | 0 | 0 | 0 | 0 | 0 | 0 | 0 | 0 | 0 | 0
CDP16 | QLD | NQ | Domestic | Fixed domestic | 0 | 0 | 0 | 0 | 0 | 0 | 0 | 0 | 0 | 0 | 0 | 0 | 0 | 0 | 0 | 0 | 0 | 0 | 0 | 0 | 0 | 0 | 0 | 0 | 0 | 0 | 0 | 0
CDP16 | QLD | NQ | Domestic | Flexible domestic | 0 | 0 | 0 | 0 | 0 | 0 | 0 | 0 | 0 | 0 | 0 | 0 | 0 | 0 | 0 | 0 | 0 | 0 | 0 | 0 | 0 | 0 | 0 | 0 | 0 | 0 | 0 | 0
CDP16 | QLD | NQ | Export | Fixed export | 0 | 0 | 0 | 0 | 0 | 0 | 0 | 0 | 0 | 0 | 0 | 0 | 0 | 0 | 0 | 0 | 0 | 0 | 0 | 0 | 0 | 0 | 0 | 0 | 0 | 0 | 0 | 0
CDP16 | QLD | NQ | Export | Flexible export | 0 | 0 | 0 | 0 | 0 | 0 | 0 | 0 | 0 | 0 | 0 | 0 | 0 | 0 | 0 | 0 | 0 | 0 | 0 | 0 | 0 | 0 | 0 | 0 | 0 | 0 | 0 | 0
CDP16 | QLD | NQ | Export | Fixed green steel and ammonia | 0 | 0 | 0 | 0 | 0 | 0 | 0 | 0 | 0 | 0 | 0 | 0 | 0 | 0 | 0 | 0 | 0 | 0 | 0 | 0 | 0 | 0 | 0 | 0 | 0 | 0 | 0 | 0
CDP16 | QLD | CQ | Domestic | Fixed domestic | 0.065464 | 0.071197 | 0.071197 | 0.071197 | 1.9483 | 7.3036 | 7.3036 | 7.3036 | 7.8907 | 8.7126 | 11.0201 | 11.0201 | 11.0201 | 11.8364 | 12.5651 | 12.5651 | 12.5651 | 12.5651 | 12.5651 | 16.3628 | 16.3628 | 18.1606 | 18.1606 | 18.1606 | 21.8045 | 21.7391 | 22.9223 | 29.498
CDP16 | QLD | CQ | Domestic | Flexible domestic | 1.4548 | 1.5822 | 1.5822 | 1.5822 | 43.2952 | 162.3022 | 162.3022 | 162.3022 | 175.3483 | 193.6136 | 244.8914 | 244.8914 | 244.8914 | 263.0304 | 279.2252 | 279.2252 | 279.2252 | 279.2252 | 279.2252 | 363.6173 | 363.6173 | 403.5679 | 403.5679 | 403.5679 | 484.5452 | 483.0905 | 509.3837 | 655.5115
CDP16 | QLD | CQ | Export | Fixed export | 0 | 0 | 0 | 0 | 0 | 0 | 0 | 0 | 0 | 0 | 0 | 0 | 0 | 0 | 0 | 0 | 0 | 0 | 0 | 0 | 0 | 0 | 0 | 0 | 0 | 0 | 0 | 0
CDP16 | QLD | CQ | Export | Flexible export | 0 | 0 | 0 | 0 | 0 | 0 | 0 | 0 | 0 | 0 | 0 | 0 | 0 | 0 | 0 | 0 | 0 | 0 | 0 | 0 | 0 | 0 | 0 | 0 | 0 | 0 | 0 | 0
CDP16 | QLD | CQ | Export | Fixed green steel and ammonia | 0 | 0 | 0 | 0 | 0 | 0 | 0 | 0 | 0 | 0 | 0 | 0 | 0 | 0 | 0 | 0 | 0 | 0 | 0 | 0 | 0 | 0 | 0 | 0 | 0 | 0 | 0 | 0
CDP16 | QLD | SQ | Domestic | Fixed domestic | 0.034787 | 0.034787 | 0.034787 | 0.034787 | 0.78682 | 3.3635 | 3.3635 | 6.4338 | 9.8225 | 11.9186 | 17.963 | 18.2015 | 18.349 | 18.349 | 19.3494 | 20.2653 | 21.118 | 21.118 | 21.118 | 29.1641 | 29.1641 | 30.1379 | 30.1379 | 30.1379 | 32.7142 | 32.6794 | 36.0043 | 46.363
CDP16 | QLD | SQ | Domestic | Flexible domestic | 0.77305 | 0.77305 | 0.77305 | 0.77305 | 17.4849 | 74.7437 | 74.7437 | 142.974 | 218.2773 | 264.8576 | 399.1776 | 404.4774 | 407.7552 | 407.7552 | 429.9861 | 450.3408 | 469.2882 | 469.2882 | 469.2882 | 648.0905 | 648.0905 | 669.7319 | 669.7319 | 669.7319 | 726.9822 | 726.2091 | 800.095 | 1030.2885
CDP16 | QLD | SQ | Export | Fixed export | 0 | 0 | 0 | 0 | 0 | 0 | 0 | 0 | 0 | 0 | 0 | 0 | 0 | 0 | 0 | 0 | 0 | 0 | 0 | 0 | 0 | 0 | 0 | 0 | 0 | 0 | 0 | 0
CDP16 | QLD | SQ | Export | Flexible export | 0 | 0 | 0 | 0 | 0 | 0 | 0 | 0 | 0 | 0 | 0 | 0 | 0 | 0 | 0 | 0 | 0 | 0 | 0 | 0 | 0 | 0 | 0 | 0 | 0 | 0 | 0 | 0
CDP16 | QLD | SQ | Export | Fixed green steel and ammonia | 0 | 0 | 0 | 0 | 0 | 0 | 0 | 0 | 0 | 0 | 0 | 0 | 0 | 0 | 0 | 0 | 0 | 0 | 0 | 0 | 0 | 0 | 0 | 0 | 0 | 0 | 0 | 0
CDP16 | VIC | VIC | Domestic | Fixed domestic | 0.29194 | 0.46013 | 0.46013 | 0.46013 | 5.7579 | 15.8804 | 15.8804 | 23.3194 | 48.0507 | 48.0507 | 55.8514 | 62.5307 | 62.5307 | 65.789 | 65.789 | 65.789 | 65.789 | 65.789 | 65.789 | 68.181 | 68.181 | 68.181 | 77.4086 | 77.4086 | 77.4086 | 94.3559 | 94.1877 | 98.8028
CDP16 | VIC | VIC | Domestic | Flexible domestic | 6.4875 | 10.2251 | 10.2251 | 10.2251 | 127.9542 | 352.8968 | 352.8968 | 518.2089 | 1067.7943 | 1067.7943 | 1241.143 | 1389.5718 | 1389.5718 | 1461.9779 | 1461.9779 | 1461.9779 | 1461.9779 | 1461.9779 | 1461.9779 | 1515.1336 | 1515.1336 | 1515.1336 | 1720.1903 | 1720.1903 | 1720.1903 | 2096.7987 | 2093.0611 | 2195.6187
CDP16 | VIC | VIC | Export | Fixed export | 0 | 0 | 0 | 0 | 0 | 0 | 0 | 0 | 0 | 0 | 0 | 0 | 0 | 0 | 0 | 0 | 0 | 0 | 0 | 0 | 0 | 0 | 0 | 0 | 0 | 0 | 0 | 0
CDP16 | VIC | VIC | Export | Flexible export | 0 | 0 | 0 | 0 | 0 | 0 | 0 | 0 | 0 | 0 | 0 | 0 | 0 | 0 | 0 | 0 | 0 | 0 | 0 | 0 | 0 | 0 | 0 | 0 | 0 | 0 | 0 | 0
CDP16 | VIC | VIC | Export | Fixed green steel and ammonia | 0 | 0 | 0 | 0 | 0 | 0 | 0 | 0 | 0 | 0 | 0 | 0 | 0 | 0 | 0 | 0 | 0 | 0 | 0 | 0 | 0 | 0 | 0 | 0 | 0 | 0 | 0 | 0
CDP16 | SA | CSA | Domestic | Fixed domestic | 0.0026558 | 2.8152 | 8.4402 | 11.2527 | 11.2531 | 11.2531 | 11.2531 | 11.2531 | 11.2531 | 11.2531 | 11.2532 | 11.2537 | 11.2537 | 11.2541 | 11.2541 | 11.2541 | 11.2541 | 11.2541 | 12.5168 | 13.3338 | 13.3338 | 14.1826 | 14.1936 | 14.1936 | 14.8675 | 19.129 | 19.129 | 19.6295
CDP16 | SA | CSA | Domestic | Flexible domestic | 0.059018 | 62.559 | 187.559 | 250.059 | 250.0692 | 250.0692 | 250.0692 | 250.0692 | 250.0692 | 250.0692 | 250.0707 | 250.0833 | 250.0833 | 250.0921 | 250.0921 | 250.0921 | 250.0921 | 250.0921 | 278.1505 | 296.3062 | 296.3062 | 315.1689 | 315.4138 | 315.4138 | 330.3885 | 425.0884 | 425.0884 | 436.2103
CDP16 | SA | CSA | Export | Fixed export | 0 | 0 | 0 | 0 | 0 | 0 | 0 | 0 | 0 | 0 | 0 | 0 | 0 | 0 | 0 | 0 | 0 | 0 | 0 | 0 | 0 | 0 | 0 | 0 | 0 | 0 | 0 | 0
CDP16 | SA | CSA | Export | Flexible export | 0 | 0 | 0 | 0 | 0 | 0 | 0 | 0 | 0 | 0 | 0 | 0 | 0 | 0 | 0 | 0 | 0 | 0 | 0 | 0 | 0 | 0 | 0 | 0 | 0 | 0 | 0 | 0
CDP16 | SA | CSA | Export | Fixed green steel and ammonia | 0 | 0 | 0 | 0 | 0 | 0 | 0 | 0 | 0 | 0 | 0 | 0 | 0 | 0 | 0 | 0 | 0 | 0 | 0 | 0 | 0 | 0 | 0 | 0 | 0 | 0 | 0 | 0
CDP16 | SA | SESA | Domestic | Fixed domestic | 0.0070066 | 0.30441 | 0.88098 | 1.1219 | 1.2249 | 1.2249 | 1.2249 | 1.2249 | 1.5134 | 1.5927 | 1.73 | 1.852 | 1.852 | 2.1041 | 2.1041 | 2.1041 | 2.1041 | 2.1041 | 2.1041 | 2.7989 | 2.7989 | 2.7989 | 2.7989 | 2.7989 | 2.7989 | 4.3628 | 4.0654 | 4.3698
CDP16 | SA | SESA | Domestic | Flexible domestic | 0.1557 | 6.7648 | 19.5773 | 24.9307 | 27.2198 | 27.2198 | 27.2198 | 27.2198 | 33.6304 | 35.3932 | 38.4454 | 41.1556 | 41.1556 | 46.7573 | 46.7573 | 46.7573 | 46.7573 | 46.7573 | 46.7573 | 62.1976 | 62.1976 | 62.1976 | 62.1976 | 62.1976 | 62.1976 | 96.9503 | 90.3412 | 97.1069
CDP16 | SA | SESA | Export | Fixed export | 0 | 0 | 0 | 0 | 0 | 0 | 0 | 0 | 0 | 0 | 0 | 0 | 0 | 0 | 0 | 0 | 0 | 0 | 0 | 0 | 0 | 0 | 0 | 0 | 0 | 0 | 0 | 0
CDP16 | SA | SESA | Export | Flexible export | 0 | 0 | 0 | 0 | 0 | 0 | 0 | 0 | 0 | 0 | 0 | 0 | 0 | 0 | 0 | 0 | 0 | 0 | 0 | 0 | 0 | 0 | 0 | 0 | 0 | 0 | 0 | 0
CDP16 | SA | SESA | Export | Fixed green steel and ammonia | 0 | 0 | 0 | 0 | 0 | 0 | 0 | 0 | 0 | 0 | 0 | 0 | 0 | 0 | 0 | 0 | 0 | 0 | 0 | 0 | 0 | 0 | 0 | 0 | 0 | 0 | 0 | 0
CDP16 | TAS | TAS | Domestic | Fixed domestic | 0 | 0 | 0 | 0 | 0.034314 | 0.14103 | 0.29408 | 0.38245 | 0.54485 | 0.54485 | 0.56136 | 0.67051 | 0.67051 | 1.114 | 1.114 | 1.114 | 1.6055 | 1.6055 | 1.6055 | 1.6055 | 1.6055 | 1.6055 | 1.8262 | 1.8262 | 1.8262 | 1.8383 | 1.8383 | 1.8419
CDP16 | TAS | TAS | Domestic | Flexible domestic | 0 | 0 | 0 | 0 | 0.76253 | 3.134 | 6.5352 | 8.4989 | 12.1079 | 12.1079 | 12.4747 | 14.9002 | 14.9002 | 24.7553 | 24.7553 | 24.7553 | 35.6772 | 35.6772 | 35.6772 | 35.6772 | 35.6772 | 35.6772 | 40.5822 | 40.5822 | 40.5822 | 40.8513 | 40.8513 | 40.9301
CDP16 | TAS | TAS | Export | Fixed export | 0 | 0 | 0 | 0 | 0 | 0 | 0 | 0 | 0 | 0 | 0 | 0 | 0 | 0 | 0 | 0 | 0 | 0 | 0 | 0 | 0 | 0 | 0 | 0 | 0 | 0 | 0 | 0
CDP16 | TAS | TAS | Export | Flexible export | 0 | 0 | 0 | 0 | 0 | 0 | 0 | 0 | 0 | 0 | 0 | 0 | 0 | 0 | 0 | 0 | 0 | 0 | 0 | 0 | 0 | 0 | 0 | 0 | 0 | 0 | 0 | 0
CDP16 | TAS | TAS | Export | Fixed green steel and ammonia | 0 | 0 | 0 | 0 | 0 | 0 | 0 | 0 | 0 | 0 | 0 | 0 | 0 | 0 | 0 | 0 | 0 | 0 | 0 | 0 | 0 | 0 | 0 | 0 | 0 | 0 | 0 | 0
CDP17 | NSW | NNSW | Domestic | Fixed domestic | 0 | 0 | 0 | 0 | 0 | 0 | 0 | 0 | 0 | 0 | 0 | 0 | 0 | 0 | 0 | 0 | 0 | 0 | 0 | 0 | 0 | 0 | 0 | 0 | 0 | 0 | 0 | 0
CDP17 | NSW | NNSW | Domestic | Flexible domestic | 0 | 0 | 0 | 0 | 0 | 0 | 0 | 0 | 0 | 0 | 0 | 0 | 0 | 0 | 0 | 0 | 0 | 0 | 0 | 0 | 0 | 0 | 0 | 0 | 0 | 0 | 0 | 0
CDP17 | NSW | NNSW | Export | Fixed export | 0 | 0 | 0 | 0 | 0 | 0 | 0 | 0 | 0 | 0 | 0 | 0 | 0 | 0 | 0 | 0 | 0 | 0 | 0 | 0 | 0 | 0 | 0 | 0 | 0 | 0 | 0 | 0
CDP17 | NSW | NNSW | Export | Flexible export | 0 | 0 | 0 | 0 | 0 | 0 | 0 | 0 | 0 | 0 | 0 | 0 | 0 | 0 | 0 | 0 | 0 | 0 | 0 | 0 | 0 | 0 | 0 | 0 | 0 | 0 | 0 | 0
CDP17 | NSW | NNSW | Export | Fixed green steel and ammonia | 0 | 0 | 0 | 0 | 0 | 0 | 0 | 0 | 0 | 0 | 0 | 0 | 0 | 0 | 0 | 0 | 0 | 0 | 0 | 0 | 0 | 0 | 0 | 0 | 0 | 0 | 0 | 0
CDP17 | NSW | CNSW | Domestic | Fixed domestic | 0 | 0 | 0 | 0 | 0 | 0 | 0 | 0 | 0 | 0 | 0 | 0 | 0 | 0 | 0 | 0 | 0 | 0 | 0 | 0 | 0 | 0 | 0 | 0 | 0 | 0 | 0 | 0
CDP17 | NSW | CNSW | Domestic | Flexible domestic | 0 | 0 | 0 | 0 | 0 | 0 | 0 | 0 | 0 | 0 | 0 | 0 | 0 | 0 | 0 | 0 | 0 | 0 | 0 | 0 | 0 | 0 | 0 | 0 | 0 | 0 | 0 | 0
CDP17 | NSW | CNSW | Export | Fixed export | 0 | 0 | 0 | 0 | 0 | 0 | 0 | 0 | 0 | 0 | 0 | 0 | 0 | 0 | 0 | 0 | 0 | 0 | 0 | 0 | 0 | 0 | 0 | 0 | 0 | 0 | 0 | 0
CDP17 | NSW | CNSW | Export | Flexible export | 0 | 0 | 0 | 0 | 0 | 0 | 0 | 0 | 0 | 0 | 0 | 0 | 0 | 0 | 0 | 0 | 0 | 0 | 0 | 0 | 0 | 0 | 0 | 0 | 0 | 0 | 0 | 0
CDP17 | NSW | CNSW | Export | Fixed green steel and ammonia | 0 | 0 | 0 | 0 | 0 | 0 | 0 | 0 | 0 | 0 | 0 | 0 | 0 | 0 | 0 | 0 | 0 | 0 | 0 | 0 | 0 | 0 | 0 | 0 | 0 | 0 | 0 | 0
CDP17 | NSW | SNSW | Domestic | Fixed domestic | 0.15156 | 0.36362 | 0.72014 | 1.2518 | 3.1041 | 3.1041 | 3.1041 | 3.1041 | 3.1041 | 3.1545 | 3.1545 | 4.3389 | 4.3389 | 4.5872 | 4.5872 | 4.5872 | 4.5872 | 4.5872 | 4.5872 | 6.2551 | 6.2551 | 6.3139 | 6.3626 | 6.3626 | 12.23 | 23.5836 | 23.8502 | 23.4937
CDP17 | NSW | SNSW | Domestic | Flexible domestic | 3.3679 | 8.0803 | 16.003 | 27.8174 | 68.9802 | 68.9802 | 68.9802 | 68.9802 | 68.9802 | 70.1002 | 70.1002 | 96.4211 | 96.4211 | 101.9367 | 101.9367 | 101.9367 | 101.9367 | 101.9367 | 101.9367 | 139.0033 | 139.0033 | 140.3094 | 141.3902 | 141.3902 | 271.7772 | 524.0802 | 530.0041 | 522.0814
CDP17 | NSW | SNSW | Export | Fixed export | 0 | 0 | 0 | 0 | 0 | 0 | 0 | 0 | 0 | 0 | 0 | 0 | 0 | 0 | 0 | 0 | 0 | 0 | 0 | 0 | 0 | 0 | 0 | 0 | 0 | 0 | 0 | 0
CDP17 | NSW | SNSW | Export | Flexible export | 0 | 0 | 0 | 0 | 0 | 0 | 0 | 0 | 0 | 0 | 0 | 0 | 0 | 0 | 0 | 0 | 0 | 0 | 0 | 0 | 0 | 0 | 0 | 0 | 0 | 0 | 0 | 0
CDP17 | NSW | SNSW | Export | Fixed green steel and ammonia | 0 | 0 | 0 | 0 | 0 | 0 | 0 | 0 | 0 | 0 | 0 | 0 | 0 | 0 | 0 | 0 | 0 | 0 | 0 | 0 | 0 | 0 | 0 | 0 | 0 | 0 | 0 | 0
CDP17 | NSW | SNW | Domestic | Fixed domestic | 0.76584 | 1.8554 | 3.6736 | 6.3972 | 14.773 | 14.773 | 14.773 | 14.773 | 14.773 | 16.5781 | 16.69 | 25.5639 | 25.5639 | 27.0823 | 27.0823 | 27.0823 | 27.0823 | 27.0823 | 27.0823 | 32.2124 | 32.2124 | 32.4885 | 33.6442 | 39.3809 | 63.583 | 119.1284 | 122.8149 | 120.9967
CDP17 | NSW | SNW | Domestic | Flexible domestic | 17.0187 | 41.2316 | 81.636 | 142.1608 | 328.2883 | 328.2883 | 328.2883 | 328.2883 | 328.2883 | 368.4029 | 370.8883 | 568.087 | 568.087 | 601.8299 | 601.8299 | 601.8299 | 601.8299 | 601.8299 | 601.8299 | 715.8322 | 715.8322 | 721.9669 | 747.6492 | 875.1317 | 1412.9556 | 2647.2979 | 2729.221 | 2688.8166
CDP17 | NSW | SNW | Export | Fixed export | 0 | 0 | 0 | 0 | 0 | 0 | 0 | 0 | 0 | 0 | 0 | 0 | 0 | 0 | 0 | 0 | 0 | 0 | 0 | 0 | 0 | 0 | 0 | 0 | 0 | 0 | 0 | 0
CDP17 | NSW | SNW | Export | Flexible export | 0 | 0 | 0 | 0 | 0 | 0 | 0 | 0 | 0 | 0 | 0 | 0 | 0 | 0 | 0 | 0 | 0 | 0 | 0 | 0 | 0 | 0 | 0 | 0 | 0 | 0 | 0 | 0
CDP17 | NSW | SNW | Export | Fixed green steel and ammonia | 0 | 0 | 0 | 0 | 0 | 0 | 0 | 0 | 0 | 0 | 0 | 0 | 0 | 0 | 0 | 0 | 0 | 0 | 0 | 0 | 0 | 0 | 0 | 0 | 0 | 0 | 0 | 0
CDP17 | QLD | NQ | Domestic | Fixed domestic | 0 | 0 | 0 | 0 | 0 | 0 | 0 | 0 | 0 | 0 | 0 | 0 | 0 | 0 | 0 | 0 | 0 | 0 | 0 | 0 | 0 | 0 | 0 | 0 | 0 | 0 | 0 | 0
CDP17 | QLD | NQ | Domestic | Flexible domestic | 0 | 0 | 0 | 0 | 0 | 0 | 0 | 0 | 0 | 0 | 0 | 0 | 0 | 0 | 0 | 0 | 0 | 0 | 0 | 0 | 0 | 0 | 0 | 0 | 0 | 0 | 0 | 0
CDP17 | QLD | NQ | Export | Fixed export | 0 | 0 | 0 | 0 | 0 | 0 | 0 | 0 | 0 | 0 | 0 | 0 | 0 | 0 | 0 | 0 | 0 | 0 | 0 | 0 | 0 | 0 | 0 | 0 | 0 | 0 | 0 | 0
CDP17 | QLD | NQ | Export | Flexible export | 0 | 0 | 0 | 0 | 0 | 0 | 0 | 0 | 0 | 0 | 0 | 0 | 0 | 0 | 0 | 0 | 0 | 0 | 0 | 0 | 0 | 0 | 0 | 0 | 0 | 0 | 0 | 0
CDP17 | QLD | NQ | Export | Fixed green steel and ammonia | 0 | 0 | 0 | 0 | 0 | 0 | 0 | 0 | 0 | 0 | 0 | 0 | 0 | 0 | 0 | 0 | 0 | 0 | 0 | 0 | 0 | 0 | 0 | 0 | 0 | 0 | 0 | 0
CDP17 | QLD | CQ | Domestic | Fixed domestic | 0.065464 | 0.071197 | 0.071197 | 0.071197 | 1.9483 | 7.3036 | 7.3036 | 7.3036 | 7.8907 | 8.7126 | 11.0201 | 11.0201 | 11.0201 | 11.8364 | 12.5651 | 12.5651 | 12.5651 | 12.5651 | 12.5651 | 16.3628 | 16.3628 | 18.1606 | 18.1606 | 18.1606 | 21.8045 | 21.7391 | 22.9223 | 29.498
CDP17 | QLD | CQ | Domestic | Flexible domestic | 1.4548 | 1.5822 | 1.5822 | 1.5822 | 43.2952 | 162.3022 | 162.3022 | 162.3022 | 175.3483 | 193.6136 | 244.8914 | 244.8914 | 244.8914 | 263.0304 | 279.2252 | 279.2252 | 279.2252 | 279.2252 | 279.2252 | 363.6173 | 363.6173 | 403.5679 | 403.5679 | 403.5679 | 484.5452 | 483.0905 | 509.3837 | 655.5115
CDP17 | QLD | CQ | Export | Fixed export | 0 | 0 | 0 | 0 | 0 | 0 | 0 | 0 | 0 | 0 | 0 | 0 | 0 | 0 | 0 | 0 | 0 | 0 | 0 | 0 | 0 | 0 | 0 | 0 | 0 | 0 | 0 | 0
CDP17 | QLD | CQ | Export | Flexible export | 0 | 0 | 0 | 0 | 0 | 0 | 0 | 0 | 0 | 0 | 0 | 0 | 0 | 0 | 0 | 0 | 0 | 0 | 0 | 0 | 0 | 0 | 0 | 0 | 0 | 0 | 0 | 0
CDP17 | QLD | CQ | Export | Fixed green steel and ammonia | 0 | 0 | 0 | 0 | 0 | 0 | 0 | 0 | 0 | 0 | 0 | 0 | 0 | 0 | 0 | 0 | 0 | 0 | 0 | 0 | 0 | 0 | 0 | 0 | 0 | 0 | 0 | 0
CDP17 | QLD | SQ | Domestic | Fixed domestic | 0.034787 | 0.034787 | 0.034787 | 0.034787 | 0.78682 | 3.3635 | 3.3635 | 6.4338 | 9.8225 | 11.9186 | 17.963 | 18.2015 | 18.349 | 18.349 | 19.3494 | 20.2653 | 21.118 | 21.118 | 21.118 | 29.1641 | 29.1641 | 30.1379 | 30.1379 | 30.1379 | 32.7142 | 32.6794 | 36.0043 | 46.363
CDP17 | QLD | SQ | Domestic | Flexible domestic | 0.77305 | 0.77305 | 0.77305 | 0.77305 | 17.4849 | 74.7437 | 74.7437 | 142.974 | 218.2773 | 264.8576 | 399.1776 | 404.4774 | 407.7552 | 407.7552 | 429.9861 | 450.3408 | 469.2882 | 469.2882 | 469.2882 | 648.0905 | 648.0905 | 669.7319 | 669.7319 | 669.7319 | 726.9822 | 726.2091 | 800.095 | 1030.2885
CDP17 | QLD | SQ | Export | Fixed export | 0 | 0 | 0 | 0 | 0 | 0 | 0 | 0 | 0 | 0 | 0 | 0 | 0 | 0 | 0 | 0 | 0 | 0 | 0 | 0 | 0 | 0 | 0 | 0 | 0 | 0 | 0 | 0
CDP17 | QLD | SQ | Export | Flexible export | 0 | 0 | 0 | 0 | 0 | 0 | 0 | 0 | 0 | 0 | 0 | 0 | 0 | 0 | 0 | 0 | 0 | 0 | 0 | 0 | 0 | 0 | 0 | 0 | 0 | 0 | 0 | 0
CDP17 | QLD | SQ | Export | Fixed green steel and ammonia | 0 | 0 | 0 | 0 | 0 | 0 | 0 | 0 | 0 | 0 | 0 | 0 | 0 | 0 | 0 | 0 | 0 | 0 | 0 | 0 | 0 | 0 | 0 | 0 | 0 | 0 | 0 | 0
CDP17 | VIC | VIC | Domestic | Fixed domestic | 0.29194 | 0.46013 | 0.46013 | 0.46013 | 5.7579 | 15.8804 | 15.8804 | 23.3194 | 48.0507 | 48.0507 | 55.8514 | 62.5307 | 62.5307 | 65.789 | 65.789 | 65.789 | 65.789 | 65.789 | 65.789 | 68.181 | 68.181 | 68.181 | 77.4086 | 77.4086 | 77.4086 | 94.3559 | 94.1877 | 98.8028
CDP17 | VIC | VIC | Domestic | Flexible domestic | 6.4875 | 10.2251 | 10.2251 | 10.2251 | 127.9542 | 352.8968 | 352.8968 | 518.2089 | 1067.7943 | 1067.7943 | 1241.143 | 1389.5718 | 1389.5718 | 1461.9779 | 1461.9779 | 1461.9779 | 1461.9779 | 1461.9779 | 1461.9779 | 1515.1336 | 1515.1336 | 1515.1336 | 1720.1903 | 1720.1903 | 1720.1903 | 2096.7987 | 2093.0611 | 2195.6187
CDP17 | VIC | VIC | Export | Fixed export | 0 | 0 | 0 | 0 | 0 | 0 | 0 | 0 | 0 | 0 | 0 | 0 | 0 | 0 | 0 | 0 | 0 | 0 | 0 | 0 | 0 | 0 | 0 | 0 | 0 | 0 | 0 | 0
CDP17 | VIC | VIC | Export | Flexible export | 0 | 0 | 0 | 0 | 0 | 0 | 0 | 0 | 0 | 0 | 0 | 0 | 0 | 0 | 0 | 0 | 0 | 0 | 0 | 0 | 0 | 0 | 0 | 0 | 0 | 0 | 0 | 0
CDP17 | VIC | VIC | Export | Fixed green steel and ammonia | 0 | 0 | 0 | 0 | 0 | 0 | 0 | 0 | 0 | 0 | 0 | 0 | 0 | 0 | 0 | 0 | 0 | 0 | 0 | 0 | 0 | 0 | 0 | 0 | 0 | 0 | 0 | 0
CDP17 | SA | CSA | Domestic | Fixed domestic | 0.0026558 | 2.8152 | 8.4402 | 11.2527 | 11.2531 | 11.2531 | 11.2531 | 11.2531 | 11.2531 | 11.2531 | 11.2532 | 11.2537 | 11.2537 | 11.2541 | 11.2541 | 11.2541 | 11.2541 | 11.2541 | 12.5168 | 13.3338 | 13.3338 | 14.1826 | 14.1936 | 14.1936 | 14.8675 | 19.129 | 19.129 | 19.6295
CDP17 | SA | CSA | Domestic | Flexible domestic | 0.059018 | 62.559 | 187.559 | 250.059 | 250.0692 | 250.0692 | 250.0692 | 250.0692 | 250.0692 | 250.0692 | 250.0707 | 250.0833 | 250.0833 | 250.0921 | 250.0921 | 250.0921 | 250.0921 | 250.0921 | 278.1505 | 296.3062 | 296.3062 | 315.1689 | 315.4138 | 315.4138 | 330.3885 | 425.0884 | 425.0884 | 436.2103
CDP17 | SA | CSA | Export | Fixed export | 0 | 0 | 0 | 0 | 0 | 0 | 0 | 0 | 0 | 0 | 0 | 0 | 0 | 0 | 0 | 0 | 0 | 0 | 0 | 0 | 0 | 0 | 0 | 0 | 0 | 0 | 0 | 0
CDP17 | SA | CSA | Export | Flexible export | 0 | 0 | 0 | 0 | 0 | 0 | 0 | 0 | 0 | 0 | 0 | 0 | 0 | 0 | 0 | 0 | 0 | 0 | 0 | 0 | 0 | 0 | 0 | 0 | 0 | 0 | 0 | 0
CDP17 | SA | CSA | Export | Fixed green steel and ammonia | 0 | 0 | 0 | 0 | 0 | 0 | 0 | 0 | 0 | 0 | 0 | 0 | 0 | 0 | 0 | 0 | 0 | 0 | 0 | 0 | 0 | 0 | 0 | 0 | 0 | 0 | 0 | 0
CDP17 | SA | SESA | Domestic | Fixed domestic | 0.0070066 | 0.30441 | 0.88098 | 1.1219 | 1.2249 | 1.2249 | 1.2249 | 1.2249 | 1.5134 | 1.5927 | 1.73 | 1.852 | 1.852 | 2.1041 | 2.1041 | 2.1041 | 2.1041 | 2.1041 | 2.1041 | 2.7989 | 2.7989 | 2.7989 | 2.7989 | 2.7989 | 2.7989 | 4.3628 | 4.0654 | 4.3698
CDP17 | SA | SESA | Domestic | Flexible domestic | 0.1557 | 6.7648 | 19.5773 | 24.9307 | 27.2198 | 27.2198 | 27.2198 | 27.2198 | 33.6304 | 35.3932 | 38.4454 | 41.1556 | 41.1556 | 46.7573 | 46.7573 | 46.7573 | 46.7573 | 46.7573 | 46.7573 | 62.1976 | 62.1976 | 62.1976 | 62.1976 | 62.1976 | 62.1976 | 96.9503 | 90.3412 | 97.1069
CDP17 | SA | SESA | Export | Fixed export | 0 | 0 | 0 | 0 | 0 | 0 | 0 | 0 | 0 | 0 | 0 | 0 | 0 | 0 | 0 | 0 | 0 | 0 | 0 | 0 | 0 | 0 | 0 | 0 | 0 | 0 | 0 | 0
CDP17 | SA | SESA | Export | Flexible export | 0 | 0 | 0 | 0 | 0 | 0 | 0 | 0 | 0 | 0 | 0 | 0 | 0 | 0 | 0 | 0 | 0 | 0 | 0 | 0 | 0 | 0 | 0 | 0 | 0 | 0 | 0 | 0
CDP17 | SA | SESA | Export | Fixed green steel and ammonia | 0 | 0 | 0 | 0 | 0 | 0 | 0 | 0 | 0 | 0 | 0 | 0 | 0 | 0 | 0 | 0 | 0 | 0 | 0 | 0 | 0 | 0 | 0 | 0 | 0 | 0 | 0 | 0
CDP17 | TAS | TAS | Domestic | Fixed domestic | 0 | 0 | 0 | 0 | 0.034314 | 0.14103 | 0.29408 | 0.38245 | 0.54485 | 0.54485 | 0.56136 | 0.67051 | 0.67051 | 1.114 | 1.114 | 1.114 | 1.6055 | 1.6055 | 1.6055 | 1.6055 | 1.6055 | 1.6055 | 1.8262 | 1.8262 | 1.8262 | 1.8383 | 1.8383 | 1.8419
CDP17 | TAS | TAS | Domestic | Flexible domestic | 0 | 0 | 0 | 0 | 0.76253 | 3.134 | 6.5352 | 8.4989 | 12.1079 | 12.1079 | 12.4747 | 14.9002 | 14.9002 | 24.7553 | 24.7553 | 24.7553 | 35.6772 | 35.6772 | 35.6772 | 35.6772 | 35.6772 | 35.6772 | 40.5822 | 40.5822 | 40.5822 | 40.8513 | 40.8513 | 40.9301
CDP17 | TAS | TAS | Export | Fixed export | 0 | 0 | 0 | 0 | 0 | 0 | 0 | 0 | 0 | 0 | 0 | 0 | 0 | 0 | 0 | 0 | 0 | 0 | 0 | 0 | 0 | 0 | 0 | 0 | 0 | 0 | 0 | 0
CDP17 | TAS | TAS | Export | Flexible export | 0 | 0 | 0 | 0 | 0 | 0 | 0 | 0 | 0 | 0 | 0 | 0 | 0 | 0 | 0 | 0 | 0 | 0 | 0 | 0 | 0 | 0 | 0 | 0 | 0 | 0 | 0 | 0
CDP17 | TAS | TAS | Export | Fixed green steel and ammonia | 0 | 0 | 0 | 0 | 0 | 0 | 0 | 0 | 0 | 0 | 0 | 0 | 0 | 0 | 0 | 0 | 0 | 0 | 0 | 0 | 0 | 0 | 0 | 0 | 0 | 0 | 0 | 0
CDP18 | NSW | NNSW | Domestic | Fixed domestic | 0 | 0 | 0 | 0 | 0 | 0 | 0 | 0 | 0 | 0 | 0 | 0 | 0 | 0 | 0 | 0 | 0 | 0 | 0 | 0 | 0 | 0 | 0 | 0 | 0 | 0 | 0 | 0
CDP18 | NSW | NNSW | Domestic | Flexible domestic | 0 | 0 | 0 | 0 | 0 | 0 | 0 | 0 | 0 | 0 | 0 | 0 | 0 | 0 | 0 | 0 | 0 | 0 | 0 | 0 | 0 | 0 | 0 | 0 | 0 | 0 | 0 | 0
CDP18 | NSW | NNSW | Export | Fixed export | 0 | 0 | 0 | 0 | 0 | 0 | 0 | 0 | 0 | 0 | 0 | 0 | 0 | 0 | 0 | 0 | 0 | 0 | 0 | 0 | 0 | 0 | 0 | 0 | 0 | 0 | 0 | 0
CDP18 | NSW | NNSW | Export | Flexible export | 0 | 0 | 0 | 0 | 0 | 0 | 0 | 0 | 0 | 0 | 0 | 0 | 0 | 0 | 0 | 0 | 0 | 0 | 0 | 0 | 0 | 0 | 0 | 0 | 0 | 0 | 0 | 0
CDP18 | NSW | NNSW | Export | Fixed green steel and ammonia | 0 | 0 | 0 | 0 | 0 | 0 | 0 | 0 | 0 | 0 | 0 | 0 | 0 | 0 | 0 | 0 | 0 | 0 | 0 | 0 | 0 | 0 | 0 | 0 | 0 | 0 | 0 | 0
CDP18 | NSW | CNSW | Domestic | Fixed domestic | 0 | 0 | 0 | 0 | 0 | 0 | 0 | 0 | 0 | 0 | 0 | 0 | 0 | 0 | 0 | 0 | 0 | 0 | 0 | 0 | 0 | 0 | 0 | 0 | 0 | 0 | 0 | 0
CDP18 | NSW | CNSW | Domestic | Flexible domestic | 0 | 0 | 0 | 0 | 0 | 0 | 0 | 0 | 0 | 0 | 0 | 0 | 0 | 0 | 0 | 0 | 0 | 0 | 0 | 0 | 0 | 0 | 0 | 0 | 0 | 0 | 0 | 0
CDP18 | NSW | CNSW | Export | Fixed export | 0 | 0 | 0 | 0 | 0 | 0 | 0 | 0 | 0 | 0 | 0 | 0 | 0 | 0 | 0 | 0 | 0 | 0 | 0 | 0 | 0 | 0 | 0 | 0 | 0 | 0 | 0 | 0
CDP18 | NSW | CNSW | Export | Flexible export | 0 | 0 | 0 | 0 | 0 | 0 | 0 | 0 | 0 | 0 | 0 | 0 | 0 | 0 | 0 | 0 | 0 | 0 | 0 | 0 | 0 | 0 | 0 | 0 | 0 | 0 | 0 | 0
CDP18 | NSW | CNSW | Export | Fixed green steel and ammonia | 0 | 0 | 0 | 0 | 0 | 0 | 0 | 0 | 0 | 0 | 0 | 0 | 0 | 0 | 0 | 0 | 0 | 0 | 0 | 0 | 0 | 0 | 0 | 0 | 0 | 0 | 0 | 0
CDP18 | NSW | SNSW | Domestic | Fixed domestic | 0.15156 | 0.36362 | 0.72014 | 1.2518 | 3.1041 | 3.1041 | 3.1041 | 3.1041 | 3.1041 | 3.1545 | 3.1545 | 4.3389 | 4.3389 | 4.5872 | 4.5872 | 4.5872 | 4.5872 | 4.5872 | 4.5872 | 6.2551 | 6.2551 | 6.3139 | 6.3626 | 6.3626 | 12.23 | 23.5836 | 23.8502 | 23.4937
CDP18 | NSW | SNSW | Domestic | Flexible domestic | 3.3679 | 8.0803 | 16.003 | 27.8174 | 68.9802 | 68.9802 | 68.9802 | 68.9802 | 68.9802 | 70.1002 | 70.1002 | 96.4211 | 96.4211 | 101.9367 | 101.9367 | 101.9367 | 101.9367 | 101.9367 | 101.9367 | 139.0033 | 139.0033 | 140.3094 | 141.3902 | 141.3902 | 271.7772 | 524.0802 | 530.0041 | 522.0814
CDP18 | NSW | SNSW | Export | Fixed export | 0 | 0 | 0 | 0 | 0 | 0 | 0 | 0 | 0 | 0 | 0 | 0 | 0 | 0 | 0 | 0 | 0 | 0 | 0 | 0 | 0 | 0 | 0 | 0 | 0 | 0 | 0 | 0
CDP18 | NSW | SNSW | Export | Flexible export | 0 | 0 | 0 | 0 | 0 | 0 | 0 | 0 | 0 | 0 | 0 | 0 | 0 | 0 | 0 | 0 | 0 | 0 | 0 | 0 | 0 | 0 | 0 | 0 | 0 | 0 | 0 | 0
CDP18 | NSW | SNSW | Export | Fixed green steel and ammonia | 0 | 0 | 0 | 0 | 0 | 0 | 0 | 0 | 0 | 0 | 0 | 0 | 0 | 0 | 0 | 0 | 0 | 0 | 0 | 0 | 0 | 0 | 0 | 0 | 0 | 0 | 0 | 0
CDP18 | NSW | SNW | Domestic | Fixed domestic | 0.76584 | 1.8554 | 3.6736 | 6.3972 | 14.773 | 14.773 | 14.773 | 14.773 | 14.773 | 16.5781 | 16.69 | 25.5639 | 25.5639 | 27.0823 | 27.0823 | 27.0823 | 27.0823 | 27.0823 | 27.0823 | 32.2124 | 32.2124 | 32.4885 | 33.6442 | 39.3809 | 63.583 | 119.1284 | 122.8149 | 120.9967
CDP18 | NSW | SNW | Domestic | Flexible domestic | 17.0187 | 41.2316 | 81.636 | 142.1608 | 328.2883 | 328.2883 | 328.2883 | 328.2883 | 328.2883 | 368.4029 | 370.8883 | 568.087 | 568.087 | 601.8299 | 601.8299 | 601.8299 | 601.8299 | 601.8299 | 601.8299 | 715.8322 | 715.8322 | 721.9669 | 747.6492 | 875.1317 | 1412.9556 | 2647.2979 | 2729.221 | 2688.8166
CDP18 | NSW | SNW | Export | Fixed export | 0 | 0 | 0 | 0 | 0 | 0 | 0 | 0 | 0 | 0 | 0 | 0 | 0 | 0 | 0 | 0 | 0 | 0 | 0 | 0 | 0 | 0 | 0 | 0 | 0 | 0 | 0 | 0
CDP18 | NSW | SNW | Export | Flexible export | 0 | 0 | 0 | 0 | 0 | 0 | 0 | 0 | 0 | 0 | 0 | 0 | 0 | 0 | 0 | 0 | 0 | 0 | 0 | 0 | 0 | 0 | 0 | 0 | 0 | 0 | 0 | 0
CDP18 | NSW | SNW | Export | Fixed green steel and ammonia | 0 | 0 | 0 | 0 | 0 | 0 | 0 | 0 | 0 | 0 | 0 | 0 | 0 | 0 | 0 | 0 | 0 | 0 | 0 | 0 | 0 | 0 | 0 | 0 | 0 | 0 | 0 | 0
CDP18 | QLD | NQ | Domestic | Fixed domestic | 0 | 0 | 0 | 0 | 0 | 0 | 0 | 0 | 0 | 0 | 0 | 0 | 0 | 0 | 0 | 0 | 0 | 0 | 0 | 0 | 0 | 0 | 0 | 0 | 0 | 0 | 0 | 0
CDP18 | QLD | NQ | Domestic | Flexible domestic | 0 | 0 | 0 | 0 | 0 | 0 | 0 | 0 | 0 | 0 | 0 | 0 | 0 | 0 | 0 | 0 | 0 | 0 | 0 | 0 | 0 | 0 | 0 | 0 | 0 | 0 | 0 | 0
CDP18 | QLD | NQ | Export | Fixed export | 0 | 0 | 0 | 0 | 0 | 0 | 0 | 0 | 0 | 0 | 0 | 0 | 0 | 0 | 0 | 0 | 0 | 0 | 0 | 0 | 0 | 0 | 0 | 0 | 0 | 0 | 0 | 0
CDP18 | QLD | NQ | Export | Flexible export | 0 | 0 | 0 | 0 | 0 | 0 | 0 | 0 | 0 | 0 | 0 | 0 | 0 | 0 | 0 | 0 | 0 | 0 | 0 | 0 | 0 | 0 | 0 | 0 | 0 | 0 | 0 | 0
CDP18 | QLD | NQ | Export | Fixed green steel and ammonia | 0 | 0 | 0 | 0 | 0 | 0 | 0 | 0 | 0 | 0 | 0 | 0 | 0 | 0 | 0 | 0 | 0 | 0 | 0 | 0 | 0 | 0 | 0 | 0 | 0 | 0 | 0 | 0
CDP18 | QLD | CQ | Domestic | Fixed domestic | 0.065464 | 0.071197 | 0.071197 | 0.071197 | 1.9483 | 7.3036 | 7.3036 | 7.3036 | 7.8907 | 8.7126 | 11.0201 | 11.0201 | 11.0201 | 11.8364 | 12.5651 | 12.5651 | 12.5651 | 12.5651 | 12.5651 | 16.3628 | 16.3628 | 18.1606 | 18.1606 | 18.1606 | 21.8045 | 21.7391 | 22.9223 | 29.498
CDP18 | QLD | CQ | Domestic | Flexible domestic | 1.4548 | 1.5822 | 1.5822 | 1.5822 | 43.2952 | 162.3022 | 162.3022 | 162.3022 | 175.3483 | 193.6136 | 244.8914 | 244.8914 | 244.8914 | 263.0304 | 279.2252 | 279.2252 | 279.2252 | 279.2252 | 279.2252 | 363.6173 | 363.6173 | 403.5679 | 403.5679 | 403.5679 | 484.5452 | 483.0905 | 509.3837 | 655.5115
CDP18 | QLD | CQ | Export | Fixed export | 0 | 0 | 0 | 0 | 0 | 0 | 0 | 0 | 0 | 0 | 0 | 0 | 0 | 0 | 0 | 0 | 0 | 0 | 0 | 0 | 0 | 0 | 0 | 0 | 0 | 0 | 0 | 0
CDP18 | QLD | CQ | Export | Flexible export | 0 | 0 | 0 | 0 | 0 | 0 | 0 | 0 | 0 | 0 | 0 | 0 | 0 | 0 | 0 | 0 | 0 | 0 | 0 | 0 | 0 | 0 | 0 | 0 | 0 | 0 | 0 | 0
CDP18 | QLD | CQ | Export | Fixed green steel and ammonia | 0 | 0 | 0 | 0 | 0 | 0 | 0 | 0 | 0 | 0 | 0 | 0 | 0 | 0 | 0 | 0 | 0 | 0 | 0 | 0 | 0 | 0 | 0 | 0 | 0 | 0 | 0 | 0
CDP18 | QLD | SQ | Domestic | Fixed domestic | 0.034787 | 0.034787 | 0.034787 | 0.034787 | 0.78682 | 3.3635 | 3.3635 | 6.4338 | 9.8225 | 11.9186 | 17.963 | 18.2015 | 18.349 | 18.349 | 19.3494 | 20.2653 | 21.118 | 21.118 | 21.118 | 29.1641 | 29.1641 | 30.1379 | 30.1379 | 30.1379 | 32.7142 | 32.6794 | 36.0043 | 46.363
CDP18 | QLD | SQ | Domestic | Flexible domestic | 0.77305 | 0.77305 | 0.77305 | 0.77305 | 17.4849 | 74.7437 | 74.7437 | 142.974 | 218.2773 | 264.8576 | 399.1776 | 404.4774 | 407.7552 | 407.7552 | 429.9861 | 450.3408 | 469.2882 | 469.2882 | 469.2882 | 648.0905 | 648.0905 | 669.7319 | 669.7319 | 669.7319 | 726.9822 | 726.2091 | 800.095 | 1030.2885
CDP18 | QLD | SQ | Export | Fixed export | 0 | 0 | 0 | 0 | 0 | 0 | 0 | 0 | 0 | 0 | 0 | 0 | 0 | 0 | 0 | 0 | 0 | 0 | 0 | 0 | 0 | 0 | 0 | 0 | 0 | 0 | 0 | 0
CDP18 | QLD | SQ | Export | Flexible export | 0 | 0 | 0 | 0 | 0 | 0 | 0 | 0 | 0 | 0 | 0 | 0 | 0 | 0 | 0 | 0 | 0 | 0 | 0 | 0 | 0 | 0 | 0 | 0 | 0 | 0 | 0 | 0
CDP18 | QLD | SQ | Export | Fixed green steel and ammonia | 0 | 0 | 0 | 0 | 0 | 0 | 0 | 0 | 0 | 0 | 0 | 0 | 0 | 0 | 0 | 0 | 0 | 0 | 0 | 0 | 0 | 0 | 0 | 0 | 0 | 0 | 0 | 0
CDP18 | VIC | VIC | Domestic | Fixed domestic | 0.29194 | 0.46013 | 0.46013 | 0.46013 | 5.7579 | 15.8804 | 15.8804 | 23.3194 | 48.0507 | 48.0507 | 55.8514 | 62.5307 | 62.5307 | 65.789 | 65.789 | 65.789 | 65.789 | 65.789 | 65.789 | 68.181 | 68.181 | 68.181 | 77.4086 | 77.4086 | 77.4086 | 94.3559 | 94.1877 | 98.8028
CDP18 | VIC | VIC | Domestic | Flexible domestic | 6.4875 | 10.2251 | 10.2251 | 10.2251 | 127.9542 | 352.8968 | 352.8968 | 518.2089 | 1067.7943 | 1067.7943 | 1241.143 | 1389.5718 | 1389.5718 | 1461.9779 | 1461.9779 | 1461.9779 | 1461.9779 | 1461.9779 | 1461.9779 | 1515.1336 | 1515.1336 | 1515.1336 | 1720.1903 | 1720.1903 | 1720.1903 | 2096.7987 | 2093.0611 | 2195.6187
CDP18 | VIC | VIC | Export | Fixed export | 0 | 0 | 0 | 0 | 0 | 0 | 0 | 0 | 0 | 0 | 0 | 0 | 0 | 0 | 0 | 0 | 0 | 0 | 0 | 0 | 0 | 0 | 0 | 0 | 0 | 0 | 0 | 0
CDP18 | VIC | VIC | Export | Flexible export | 0 | 0 | 0 | 0 | 0 | 0 | 0 | 0 | 0 | 0 | 0 | 0 | 0 | 0 | 0 | 0 | 0 | 0 | 0 | 0 | 0 | 0 | 0 | 0 | 0 | 0 | 0 | 0
CDP18 | VIC | VIC | Export | Fixed green steel and ammonia | 0 | 0 | 0 | 0 | 0 | 0 | 0 | 0 | 0 | 0 | 0 | 0 | 0 | 0 | 0 | 0 | 0 | 0 | 0 | 0 | 0 | 0 | 0 | 0 | 0 | 0 | 0 | 0
CDP18 | SA | CSA | Domestic | Fixed domestic | 0.0026558 | 2.8152 | 8.4402 | 11.2527 | 11.2531 | 11.2531 | 11.2531 | 11.2531 | 11.2531 | 11.2531 | 11.2532 | 11.2537 | 11.2537 | 11.2541 | 11.2541 | 11.2541 | 11.2541 | 11.2541 | 12.5168 | 13.3338 | 13.3338 | 14.1826 | 14.1936 | 14.1936 | 14.8675 | 19.129 | 19.129 | 19.6295
CDP18 | SA | CSA | Domestic | Flexible domestic | 0.059018 | 62.559 | 187.559 | 250.059 | 250.0692 | 250.0692 | 250.0692 | 250.0692 | 250.0692 | 250.0692 | 250.0707 | 250.0833 | 250.0833 | 250.0921 | 250.0921 | 250.0921 | 250.0921 | 250.0921 | 278.1505 | 296.3062 | 296.3062 | 315.1689 | 315.4138 | 315.4138 | 330.3885 | 425.0884 | 425.0884 | 436.2103
CDP18 | SA | CSA | Export | Fixed export | 0 | 0 | 0 | 0 | 0 | 0 | 0 | 0 | 0 | 0 | 0 | 0 | 0 | 0 | 0 | 0 | 0 | 0 | 0 | 0 | 0 | 0 | 0 | 0 | 0 | 0 | 0 | 0
CDP18 | SA | CSA | Export | Flexible export | 0 | 0 | 0 | 0 | 0 | 0 | 0 | 0 | 0 | 0 | 0 | 0 | 0 | 0 | 0 | 0 | 0 | 0 | 0 | 0 | 0 | 0 | 0 | 0 | 0 | 0 | 0 | 0
CDP18 | SA | CSA | Export | Fixed green steel and ammonia | 0 | 0 | 0 | 0 | 0 | 0 | 0 | 0 | 0 | 0 | 0 | 0 | 0 | 0 | 0 | 0 | 0 | 0 | 0 | 0 | 0 | 0 | 0 | 0 | 0 | 0 | 0 | 0
CDP18 | SA | SESA | Domestic | Fixed domestic | 0.0070066 | 0.30441 | 0.88098 | 1.1219 | 1.2249 | 1.2249 | 1.2249 | 1.2249 | 1.5134 | 1.5927 | 1.73 | 1.852 | 1.852 | 2.1041 | 2.1041 | 2.1041 | 2.1041 | 2.1041 | 2.1041 | 2.7989 | 2.7989 | 2.7989 | 2.7989 | 2.7989 | 2.7989 | 4.3628 | 4.0654 | 4.3698
CDP18 | SA | SESA | Domestic | Flexible domestic | 0.1557 | 6.7648 | 19.5773 | 24.9307 | 27.2198 | 27.2198 | 27.2198 | 27.2198 | 33.6304 | 35.3932 | 38.4454 | 41.1556 | 41.1556 | 46.7573 | 46.7573 | 46.7573 | 46.7573 | 46.7573 | 46.7573 | 62.1976 | 62.1976 | 62.1976 | 62.1976 | 62.1976 | 62.1976 | 96.9503 | 90.3412 | 97.1069
CDP18 | SA | SESA | Export | Fixed export | 0 | 0 | 0 | 0 | 0 | 0 | 0 | 0 | 0 | 0 | 0 | 0 | 0 | 0 | 0 | 0 | 0 | 0 | 0 | 0 | 0 | 0 | 0 | 0 | 0 | 0 | 0 | 0
CDP18 | SA | SESA | Export | Flexible export | 0 | 0 | 0 | 0 | 0 | 0 | 0 | 0 | 0 | 0 | 0 | 0 | 0 | 0 | 0 | 0 | 0 | 0 | 0 | 0 | 0 | 0 | 0 | 0 | 0 | 0 | 0 | 0
CDP18 | SA | SESA | Export | Fixed green steel and ammonia | 0 | 0 | 0 | 0 | 0 | 0 | 0 | 0 | 0 | 0 | 0 | 0 | 0 | 0 | 0 | 0 | 0 | 0 | 0 | 0 | 0 | 0 | 0 | 0 | 0 | 0 | 0 | 0
CDP18 | TAS | TAS | Domestic | Fixed domestic | 0 | 0 | 0 | 0 | 0.034314 | 0.14103 | 0.29408 | 0.38245 | 0.54485 | 0.54485 | 0.56136 | 0.67051 | 0.67051 | 1.114 | 1.114 | 1.114 | 1.6055 | 1.6055 | 1.6055 | 1.6055 | 1.6055 | 1.6055 | 1.8262 | 1.8262 | 1.8262 | 1.8383 | 1.8383 | 1.8419
CDP18 | TAS | TAS | Domestic | Flexible domestic | 0 | 0 | 0 | 0 | 0.76253 | 3.134 | 6.5352 | 8.4989 | 12.1079 | 12.1079 | 12.4747 | 14.9002 | 14.9002 | 24.7553 | 24.7553 | 24.7553 | 35.6772 | 35.6772 | 35.6772 | 35.6772 | 35.6772 | 35.6772 | 40.5822 | 40.5822 | 40.5822 | 40.8513 | 40.8513 | 40.9301
CDP18 | TAS | TAS | Export | Fixed export | 0 | 0 | 0 | 0 | 0 | 0 | 0 | 0 | 0 | 0 | 0 | 0 | 0 | 0 | 0 | 0 | 0 | 0 | 0 | 0 | 0 | 0 | 0 | 0 | 0 | 0 | 0 | 0
CDP18 | TAS | TAS | Export | Flexible export | 0 | 0 | 0 | 0 | 0 | 0 | 0 | 0 | 0 | 0 | 0 | 0 | 0 | 0 | 0 | 0 | 0 | 0 | 0 | 0 | 0 | 0 | 0 | 0 | 0 | 0 | 0 | 0
CDP18 | TAS | TAS | Export | Fixed green steel and ammonia | 0 | 0 | 0 | 0 | 0 | 0 | 0 | 0 | 0 | 0 | 0 | 0 | 0 | 0 | 0 | 0 | 0 | 0 | 0 | 0 | 0 | 0 | 0 | 0 | 0 | 0 | 0 | 0
CDP19 | NSW | NNSW | Domestic | Fixed domestic | 0 | 0 | 0 | 0 | 0 | 0 | 0 | 0 | 0 | 0 | 0 | 0 | 0 | 0 | 0 | 0 | 0 | 0 | 0 | 0 | 0 | 0 | 0 | 0 | 0 | 0 | 0 | 0
CDP19 | NSW | NNSW | Domestic | Flexible domestic | 0 | 0 | 0 | 0 | 0 | 0 | 0 | 0 | 0 | 0 | 0 | 0 | 0 | 0 | 0 | 0 | 0 | 0 | 0 | 0 | 0 | 0 | 0 | 0 | 0 | 0 | 0 | 0
CDP19 | NSW | NNSW | Export | Fixed export | 0 | 0 | 0 | 0 | 0 | 0 | 0 | 0 | 0 | 0 | 0 | 0 | 0 | 0 | 0 | 0 | 0 | 0 | 0 | 0 | 0 | 0 | 0 | 0 | 0 | 0 | 0 | 0
CDP19 | NSW | NNSW | Export | Flexible export | 0 | 0 | 0 | 0 | 0 | 0 | 0 | 0 | 0 | 0 | 0 | 0 | 0 | 0 | 0 | 0 | 0 | 0 | 0 | 0 | 0 | 0 | 0 | 0 | 0 | 0 | 0 | 0
CDP19 | NSW | NNSW | Export | Fixed green steel and ammonia | 0 | 0 | 0 | 0 | 0 | 0 | 0 | 0 | 0 | 0 | 0 | 0 | 0 | 0 | 0 | 0 | 0 | 0 | 0 | 0 | 0 | 0 | 0 | 0 | 0 | 0 | 0 | 0
CDP19 | NSW | CNSW | Domestic | Fixed domestic | 0 | 0 | 0 | 0 | 0 | 0 | 0 | 0 | 0 | 0 | 0 | 0 | 0 | 0 | 0 | 0 | 0 | 0 | 0 | 0 | 0 | 0 | 0 | 0 | 0 | 0 | 0 | 0
CDP19 | NSW | CNSW | Domestic | Flexible domestic | 0 | 0 | 0 | 0 | 0 | 0 | 0 | 0 | 0 | 0 | 0 | 0 | 0 | 0 | 0 | 0 | 0 | 0 | 0 | 0 | 0 | 0 | 0 | 0 | 0 | 0 | 0 | 0
CDP19 | NSW | CNSW | Export | Fixed export | 0 | 0 | 0 | 0 | 0 | 0 | 0 | 0 | 0 | 0 | 0 | 0 | 0 | 0 | 0 | 0 | 0 | 0 | 0 | 0 | 0 | 0 | 0 | 0 | 0 | 0 | 0 | 0
CDP19 | NSW | CNSW | Export | Flexible export | 0 | 0 | 0 | 0 | 0 | 0 | 0 | 0 | 0 | 0 | 0 | 0 | 0 | 0 | 0 | 0 | 0 | 0 | 0 | 0 | 0 | 0 | 0 | 0 | 0 | 0 | 0 | 0
CDP19 | NSW | CNSW | Export | Fixed green steel and ammonia | 0 | 0 | 0 | 0 | 0 | 0 | 0 | 0 | 0 | 0 | 0 | 0 | 0 | 0 | 0 | 0 | 0 | 0 | 0 | 0 | 0 | 0 | 0 | 0 | 0 | 0 | 0 | 0
CDP19 | NSW | SNSW | Domestic | Fixed domestic | 0.15156 | 0.36362 | 0.72014 | 1.2518 | 3.1041 | 3.1041 | 3.1041 | 3.1041 | 3.1041 | 3.1545 | 3.1545 | 4.3389 | 4.3389 | 4.5872 | 4.5872 | 4.5872 | 4.5872 | 4.5872 | 4.5872 | 6.2551 | 6.2551 | 6.3139 | 6.3626 | 6.3626 | 12.23 | 23.5836 | 23.8502 | 23.4937
CDP19 | NSW | SNSW | Domestic | Flexible domestic | 3.3679 | 8.0803 | 16.003 | 27.8174 | 68.9802 | 68.9802 | 68.9802 | 68.9802 | 68.9802 | 70.1002 | 70.1002 | 96.4211 | 96.4211 | 101.9367 | 101.9367 | 101.9367 | 101.9367 | 101.9367 | 101.9367 | 139.0033 | 139.0033 | 140.3094 | 141.3902 | 141.3902 | 271.7772 | 524.0802 | 530.0041 | 522.0814
CDP19 | NSW | SNSW | Export | Fixed export | 0 | 0 | 0 | 0 | 0 | 0 | 0 | 0 | 0 | 0 | 0 | 0 | 0 | 0 | 0 | 0 | 0 | 0 | 0 | 0 | 0 | 0 | 0 | 0 | 0 | 0 | 0 | 0
CDP19 | NSW | SNSW | Export | Flexible export | 0 | 0 | 0 | 0 | 0 | 0 | 0 | 0 | 0 | 0 | 0 | 0 | 0 | 0 | 0 | 0 | 0 | 0 | 0 | 0 | 0 | 0 | 0 | 0 | 0 | 0 | 0 | 0
CDP19 | NSW | SNSW | Export | Fixed green steel and ammonia | 0 | 0 | 0 | 0 | 0 | 0 | 0 | 0 | 0 | 0 | 0 | 0 | 0 | 0 | 0 | 0 | 0 | 0 | 0 | 0 | 0 | 0 | 0 | 0 | 0 | 0 | 0 | 0
CDP19 | NSW | SNW | Domestic | Fixed domestic | 0.76584 | 1.8554 | 3.6736 | 6.3972 | 14.773 | 14.773 | 14.773 | 14.773 | 14.773 | 16.5781 | 16.69 | 25.5639 | 25.5639 | 27.0823 | 27.0823 | 27.0823 | 27.0823 | 27.0823 | 27.0823 | 32.2124 | 32.2124 | 32.4885 | 33.6442 | 39.3809 | 63.583 | 119.1284 | 122.8149 | 120.9967
CDP19 | NSW | SNW | Domestic | Flexible domestic | 17.0187 | 41.2316 | 81.636 | 142.1608 | 328.2883 | 328.2883 | 328.2883 | 328.2883 | 328.2883 | 368.4029 | 370.8883 | 568.087 | 568.087 | 601.8299 | 601.8299 | 601.8299 | 601.8299 | 601.8299 | 601.8299 | 715.8322 | 715.8322 | 721.9669 | 747.6492 | 875.1317 | 1412.9556 | 2647.2979 | 2729.221 | 2688.8166
CDP19 | NSW | SNW | Export | Fixed export | 0 | 0 | 0 | 0 | 0 | 0 | 0 | 0 | 0 | 0 | 0 | 0 | 0 | 0 | 0 | 0 | 0 | 0 | 0 | 0 | 0 | 0 | 0 | 0 | 0 | 0 | 0 | 0
CDP19 | NSW | SNW | Export | Flexible export | 0 | 0 | 0 | 0 | 0 | 0 | 0 | 0 | 0 | 0 | 0 | 0 | 0 | 0 | 0 | 0 | 0 | 0 | 0 | 0 | 0 | 0 | 0 | 0 | 0 | 0 | 0 | 0
CDP19 | NSW | SNW | Export | Fixed green steel and ammonia | 0 | 0 | 0 | 0 | 0 | 0 | 0 | 0 | 0 | 0 | 0 | 0 | 0 | 0 | 0 | 0 | 0 | 0 | 0 | 0 | 0 | 0 | 0 | 0 | 0 | 0 | 0 | 0
CDP19 | QLD | NQ | Domestic | Fixed domestic | 0 | 0 | 0 | 0 | 0 | 0 | 0 | 0 | 0 | 0 | 0 | 0 | 0 | 0 | 0 | 0 | 0 | 0 | 0 | 0 | 0 | 0 | 0 | 0 | 0 | 0 | 0 | 0
CDP19 | QLD | NQ | Domestic | Flexible domestic | 0 | 0 | 0 | 0 | 0 | 0 | 0 | 0 | 0 | 0 | 0 | 0 | 0 | 0 | 0 | 0 | 0 | 0 | 0 | 0 | 0 | 0 | 0 | 0 | 0 | 0 | 0 | 0
CDP19 | QLD | NQ | Export | Fixed export | 0 | 0 | 0 | 0 | 0 | 0 | 0 | 0 | 0 | 0 | 0 | 0 | 0 | 0 | 0 | 0 | 0 | 0 | 0 | 0 | 0 | 0 | 0 | 0 | 0 | 0 | 0 | 0
CDP19 | QLD | NQ | Export | Flexible export | 0 | 0 | 0 | 0 | 0 | 0 | 0 | 0 | 0 | 0 | 0 | 0 | 0 | 0 | 0 | 0 | 0 | 0 | 0 | 0 | 0 | 0 | 0 | 0 | 0 | 0 | 0 | 0
CDP19 | QLD | NQ | Export | Fixed green steel and ammonia | 0 | 0 | 0 | 0 | 0 | 0 | 0 | 0 | 0 | 0 | 0 | 0 | 0 | 0 | 0 | 0 | 0 | 0 | 0 | 0 | 0 | 0 | 0 | 0 | 0 | 0 | 0 | 0
CDP19 | QLD | CQ | Domestic | Fixed domestic | 0.065464 | 0.071197 | 0.071197 | 0.071197 | 1.9483 | 7.3036 | 7.3036 | 7.3036 | 7.8907 | 8.7126 | 11.0201 | 11.0201 | 11.0201 | 11.8364 | 12.5651 | 12.5651 | 12.5651 | 12.5651 | 12.5651 | 16.3628 | 16.3628 | 18.1606 | 18.1606 | 18.1606 | 21.8045 | 21.7391 | 22.9223 | 29.498
CDP19 | QLD | CQ | Domestic | Flexible domestic | 1.4548 | 1.5822 | 1.5822 | 1.5822 | 43.2952 | 162.3022 | 162.3022 | 162.3022 | 175.3483 | 193.6136 | 244.8914 | 244.8914 | 244.8914 | 263.0304 | 279.2252 | 279.2252 | 279.2252 | 279.2252 | 279.2252 | 363.6173 | 363.6173 | 403.5679 | 403.5679 | 403.5679 | 484.5452 | 483.0905 | 509.3837 | 655.5115
CDP19 | QLD | CQ | Export | Fixed export | 0 | 0 | 0 | 0 | 0 | 0 | 0 | 0 | 0 | 0 | 0 | 0 | 0 | 0 | 0 | 0 | 0 | 0 | 0 | 0 | 0 | 0 | 0 | 0 | 0 | 0 | 0 | 0
CDP19 | QLD | CQ | Export | Flexible export | 0 | 0 | 0 | 0 | 0 | 0 | 0 | 0 | 0 | 0 | 0 | 0 | 0 | 0 | 0 | 0 | 0 | 0 | 0 | 0 | 0 | 0 | 0 | 0 | 0 | 0 | 0 | 0
CDP19 | QLD | CQ | Export | Fixed green steel and ammonia | 0 | 0 | 0 | 0 | 0 | 0 | 0 | 0 | 0 | 0 | 0 | 0 | 0 | 0 | 0 | 0 | 0 | 0 | 0 | 0 | 0 | 0 | 0 | 0 | 0 | 0 | 0 | 0
CDP19 | QLD | SQ | Domestic | Fixed domestic | 0.034787 | 0.034787 | 0.034787 | 0.034787 | 0.78682 | 3.3635 | 3.3635 | 6.4338 | 9.8225 | 11.9186 | 17.963 | 18.2015 | 18.349 | 18.349 | 19.3494 | 20.2653 | 21.118 | 21.118 | 21.118 | 29.1641 | 29.1641 | 30.1379 | 30.1379 | 30.1379 | 32.7142 | 32.6794 | 36.0043 | 46.363
CDP19 | QLD | SQ | Domestic | Flexible domestic | 0.77305 | 0.77305 | 0.77305 | 0.77305 | 17.4849 | 74.7437 | 74.7437 | 142.974 | 218.2773 | 264.8576 | 399.1776 | 404.4774 | 407.7552 | 407.7552 | 429.9861 | 450.3408 | 469.2882 | 469.2882 | 469.2882 | 648.0905 | 648.0905 | 669.7319 | 669.7319 | 669.7319 | 726.9822 | 726.2091 | 800.095 | 1030.2885
CDP19 | QLD | SQ | Export | Fixed export | 0 | 0 | 0 | 0 | 0 | 0 | 0 | 0 | 0 | 0 | 0 | 0 | 0 | 0 | 0 | 0 | 0 | 0 | 0 | 0 | 0 | 0 | 0 | 0 | 0 | 0 | 0 | 0
CDP19 | QLD | SQ | Export | Flexible export | 0 | 0 | 0 | 0 | 0 | 0 | 0 | 0 | 0 | 0 | 0 | 0 | 0 | 0 | 0 | 0 | 0 | 0 | 0 | 0 | 0 | 0 | 0 | 0 | 0 | 0 | 0 | 0
CDP19 | QLD | SQ | Export | Fixed green steel and ammonia | 0 | 0 | 0 | 0 | 0 | 0 | 0 | 0 | 0 | 0 | 0 | 0 | 0 | 0 | 0 | 0 | 0 | 0 | 0 | 0 | 0 | 0 | 0 | 0 | 0 | 0 | 0 | 0
CDP19 | VIC | VIC | Domestic | Fixed domestic | 0.29194 | 0.46013 | 0.46013 | 0.46013 | 5.7579 | 15.8804 | 15.8804 | 23.3194 | 48.0507 | 48.0507 | 55.8514 | 62.5307 | 62.5307 | 65.789 | 65.789 | 65.789 | 65.789 | 65.789 | 65.789 | 68.181 | 68.181 | 68.181 | 77.4086 | 77.4086 | 77.4086 | 94.3559 | 94.1877 | 98.8028
CDP19 | VIC | VIC | Domestic | Flexible domestic | 6.4875 | 10.2251 | 10.2251 | 10.2251 | 127.9542 | 352.8968 | 352.8968 | 518.2089 | 1067.7943 | 1067.7943 | 1241.143 | 1389.5718 | 1389.5718 | 1461.9779 | 1461.9779 | 1461.9779 | 1461.9779 | 1461.9779 | 1461.9779 | 1515.1336 | 1515.1336 | 1515.1336 | 1720.1903 | 1720.1903 | 1720.1903 | 2096.7987 | 2093.0611 | 2195.6187
CDP19 | VIC | VIC | Export | Fixed export | 0 | 0 | 0 | 0 | 0 | 0 | 0 | 0 | 0 | 0 | 0 | 0 | 0 | 0 | 0 | 0 | 0 | 0 | 0 | 0 | 0 | 0 | 0 | 0 | 0 | 0 | 0 | 0
CDP19 | VIC | VIC | Export | Flexible export | 0 | 0 | 0 | 0 | 0 | 0 | 0 | 0 | 0 | 0 | 0 | 0 | 0 | 0 | 0 | 0 | 0 | 0 | 0 | 0 | 0 | 0 | 0 | 0 | 0 | 0 | 0 | 0
CDP19 | VIC | VIC | Export | Fixed green steel and ammonia | 0 | 0 | 0 | 0 | 0 | 0 | 0 | 0 | 0 | 0 | 0 | 0 | 0 | 0 | 0 | 0 | 0 | 0 | 0 | 0 | 0 | 0 | 0 | 0 | 0 | 0 | 0 | 0
CDP19 | SA | CSA | Domestic | Fixed domestic | 0.0026558 | 2.8152 | 8.4402 | 11.2527 | 11.2531 | 11.2531 | 11.2531 | 11.2531 | 11.2531 | 11.2531 | 11.2532 | 11.2537 | 11.2537 | 11.2541 | 11.2541 | 11.2541 | 11.2541 | 11.2541 | 12.5168 | 13.3338 | 13.3338 | 14.1826 | 14.1936 | 14.1936 | 14.8675 | 19.129 | 19.129 | 19.6295
CDP19 | SA | CSA | Domestic | Flexible domestic | 0.059018 | 62.559 | 187.559 | 250.059 | 250.0692 | 250.0692 | 250.0692 | 250.0692 | 250.0692 | 250.0692 | 250.0707 | 250.0833 | 250.0833 | 250.0921 | 250.0921 | 250.0921 | 250.0921 | 250.0921 | 278.1505 | 296.3062 | 296.3062 | 315.1689 | 315.4138 | 315.4138 | 330.3885 | 425.0884 | 425.0884 | 436.2103
CDP19 | SA | CSA | Export | Fixed export | 0 | 0 | 0 | 0 | 0 | 0 | 0 | 0 | 0 | 0 | 0 | 0 | 0 | 0 | 0 | 0 | 0 | 0 | 0 | 0 | 0 | 0 | 0 | 0 | 0 | 0 | 0 | 0
CDP19 | SA | CSA | Export | Flexible export | 0 | 0 | 0 | 0 | 0 | 0 | 0 | 0 | 0 | 0 | 0 | 0 | 0 | 0 | 0 | 0 | 0 | 0 | 0 | 0 | 0 | 0 | 0 | 0 | 0 | 0 | 0 | 0
CDP19 | SA | CSA | Export | Fixed green steel and ammonia | 0 | 0 | 0 | 0 | 0 | 0 | 0 | 0 | 0 | 0 | 0 | 0 | 0 | 0 | 0 | 0 | 0 | 0 | 0 | 0 | 0 | 0 | 0 | 0 | 0 | 0 | 0 | 0
CDP19 | SA | SESA | Domestic | Fixed domestic | 0.0070066 | 0.30441 | 0.88098 | 1.1219 | 1.2249 | 1.2249 | 1.2249 | 1.2249 | 1.5134 | 1.5927 | 1.73 | 1.852 | 1.852 | 2.1041 | 2.1041 | 2.1041 | 2.1041 | 2.1041 | 2.1041 | 2.7989 | 2.7989 | 2.7989 | 2.7989 | 2.7989 | 2.7989 | 4.3628 | 4.0654 | 4.3698
CDP19 | SA | SESA | Domestic | Flexible domestic | 0.1557 | 6.7648 | 19.5773 | 24.9307 | 27.2198 | 27.2198 | 27.2198 | 27.2198 | 33.6304 | 35.3932 | 38.4454 | 41.1556 | 41.1556 | 46.7573 | 46.7573 | 46.7573 | 46.7573 | 46.7573 | 46.7573 | 62.1976 | 62.1976 | 62.1976 | 62.1976 | 62.1976 | 62.1976 | 96.9503 | 90.3412 | 97.1069
CDP19 | SA | SESA | Export | Fixed export | 0 | 0 | 0 | 0 | 0 | 0 | 0 | 0 | 0 | 0 | 0 | 0 | 0 | 0 | 0 | 0 | 0 | 0 | 0 | 0 | 0 | 0 | 0 | 0 | 0 | 0 | 0 | 0
CDP19 | SA | SESA | Export | Flexible export | 0 | 0 | 0 | 0 | 0 | 0 | 0 | 0 | 0 | 0 | 0 | 0 | 0 | 0 | 0 | 0 | 0 | 0 | 0 | 0 | 0 | 0 | 0 | 0 | 0 | 0 | 0 | 0
CDP19 | SA | SESA | Export | Fixed green steel and ammonia | 0 | 0 | 0 | 0 | 0 | 0 | 0 | 0 | 0 | 0 | 0 | 0 | 0 | 0 | 0 | 0 | 0 | 0 | 0 | 0 | 0 | 0 | 0 | 0 | 0 | 0 | 0 | 0
CDP19 | TAS | TAS | Domestic | Fixed domestic | 0 | 0 | 0 | 0 | 0.034314 | 0.14103 | 0.29408 | 0.38245 | 0.54485 | 0.54485 | 0.56136 | 0.67051 | 0.67051 | 1.114 | 1.114 | 1.114 | 1.6055 | 1.6055 | 1.6055 | 1.6055 | 1.6055 | 1.6055 | 1.8262 | 1.8262 | 1.8262 | 1.8383 | 1.8383 | 1.8419
CDP19 | TAS | TAS | Domestic | Flexible domestic | 0 | 0 | 0 | 0 | 0.76253 | 3.134 | 6.5352 | 8.4989 | 12.1079 | 12.1079 | 12.4747 | 14.9002 | 14.9002 | 24.7553 | 24.7553 | 24.7553 | 35.6772 | 35.6772 | 35.6772 | 35.6772 | 35.6772 | 35.6772 | 40.5822 | 40.5822 | 40.5822 | 40.8513 | 40.8513 | 40.9301
CDP19 | TAS | TAS | Export | Fixed export | 0 | 0 | 0 | 0 | 0 | 0 | 0 | 0 | 0 | 0 | 0 | 0 | 0 | 0 | 0 | 0 | 0 | 0 | 0 | 0 | 0 | 0 | 0 | 0 | 0 | 0 | 0 | 0
CDP19 | TAS | TAS | Export | Flexible export | 0 | 0 | 0 | 0 | 0 | 0 | 0 | 0 | 0 | 0 | 0 | 0 | 0 | 0 | 0 | 0 | 0 | 0 | 0 | 0 | 0 | 0 | 0 | 0 | 0 | 0 | 0 | 0
CDP19 | TAS | TAS | Export | Fixed green steel and ammonia | 0 | 0 | 0 | 0 | 0 | 0 | 0 | 0 | 0 | 0 | 0 | 0 | 0 | 0 | 0 | 0 | 0 | 0 | 0 | 0 | 0 | 0 | 0 | 0 | 0 | 0 | 0 | 0
CDP20 | NSW | NNSW | Domestic | Fixed domestic | 0 | 0 | 0 | 0 | 0 | 0 | 0 | 0 | 0 | 0 | 0 | 0 | 0 | 0 | 0 | 0 | 0 | 0 | 0 | 0 | 0 | 0 | 0 | 0 | 0 | 0 | 0 | 0
CDP20 | NSW | NNSW | Domestic | Flexible domestic | 0 | 0 | 0 | 0 | 0 | 0 | 0 | 0 | 0 | 0 | 0 | 0 | 0 | 0 | 0 | 0 | 0 | 0 | 0 | 0 | 0 | 0 | 0 | 0 | 0 | 0 | 0 | 0
CDP20 | NSW | NNSW | Export | Fixed export | 0 | 0 | 0 | 0 | 0 | 0 | 0 | 0 | 0 | 0 | 0 | 0 | 0 | 0 | 0 | 0 | 0 | 0 | 0 | 0 | 0 | 0 | 0 | 0 | 0 | 0 | 0 | 0
CDP20 | NSW | NNSW | Export | Flexible export | 0 | 0 | 0 | 0 | 0 | 0 | 0 | 0 | 0 | 0 | 0 | 0 | 0 | 0 | 0 | 0 | 0 | 0 | 0 | 0 | 0 | 0 | 0 | 0 | 0 | 0 | 0 | 0
CDP20 | NSW | NNSW | Export | Fixed green steel and ammonia | 0 | 0 | 0 | 0 | 0 | 0 | 0 | 0 | 0 | 0 | 0 | 0 | 0 | 0 | 0 | 0 | 0 | 0 | 0 | 0 | 0 | 0 | 0 | 0 | 0 | 0 | 0 | 0
CDP20 | NSW | CNSW | Domestic | Fixed domestic | 0 | 0 | 0 | 0 | 0 | 0 | 0 | 0 | 0 | 0 | 0 | 0 | 0 | 0 | 0 | 0 | 0 | 0 | 0 | 0 | 0 | 0 | 0 | 0 | 0 | 0 | 0 | 0
CDP20 | NSW | CNSW | Domestic | Flexible domestic | 0 | 0 | 0 | 0 | 0 | 0 | 0 | 0 | 0 | 0 | 0 | 0 | 0 | 0 | 0 | 0 | 0 | 0 | 0 | 0 | 0 | 0 | 0 | 0 | 0 | 0 | 0 | 0
CDP20 | NSW | CNSW | Export | Fixed export | 0 | 0 | 0 | 0 | 0 | 0 | 0 | 0 | 0 | 0 | 0 | 0 | 0 | 0 | 0 | 0 | 0 | 0 | 0 | 0 | 0 | 0 | 0 | 0 | 0 | 0 | 0 | 0
CDP20 | NSW | CNSW | Export | Flexible export | 0 | 0 | 0 | 0 | 0 | 0 | 0 | 0 | 0 | 0 | 0 | 0 | 0 | 0 | 0 | 0 | 0 | 0 | 0 | 0 | 0 | 0 | 0 | 0 | 0 | 0 | 0 | 0
CDP20 | NSW | CNSW | Export | Fixed green steel and ammonia | 0 | 0 | 0 | 0 | 0 | 0 | 0 | 0 | 0 | 0 | 0 | 0 | 0 | 0 | 0 | 0 | 0 | 0 | 0 | 0 | 0 | 0 | 0 | 0 | 0 | 0 | 0 | 0
CDP20 | NSW | SNSW | Domestic | Fixed domestic | 0.15156 | 0.36362 | 0.72014 | 1.2518 | 3.1041 | 3.1041 | 3.1041 | 3.1041 | 3.1041 | 3.1545 | 3.1545 | 4.3389 | 4.3389 | 4.5872 | 4.5872 | 4.5872 | 4.5872 | 4.5872 | 4.5872 | 6.2551 | 6.2551 | 6.3139 | 6.3626 | 6.3626 | 12.23 | 23.5836 | 23.8502 | 23.4937
CDP20 | NSW | SNSW | Domestic | Flexible domestic | 3.3679 | 8.0803 | 16.003 | 27.8174 | 68.9802 | 68.9802 | 68.9802 | 68.9802 | 68.9802 | 70.1002 | 70.1002 | 96.4211 | 96.4211 | 101.9367 | 101.9367 | 101.9367 | 101.9367 | 101.9367 | 101.9367 | 139.0033 | 139.0033 | 140.3094 | 141.3902 | 141.3902 | 271.7772 | 524.0802 | 530.0041 | 522.0814
CDP20 | NSW | SNSW | Export | Fixed export | 0 | 0 | 0 | 0 | 0 | 0 | 0 | 0 | 0 | 0 | 0 | 0 | 0 | 0 | 0 | 0 | 0 | 0 | 0 | 0 | 0 | 0 | 0 | 0 | 0 | 0 | 0 | 0
CDP20 | NSW | SNSW | Export | Flexible export | 0 | 0 | 0 | 0 | 0 | 0 | 0 | 0 | 0 | 0 | 0 | 0 | 0 | 0 | 0 | 0 | 0 | 0 | 0 | 0 | 0 | 0 | 0 | 0 | 0 | 0 | 0 | 0
CDP20 | NSW | SNSW | Export | Fixed green steel and ammonia | 0 | 0 | 0 | 0 | 0 | 0 | 0 | 0 | 0 | 0 | 0 | 0 | 0 | 0 | 0 | 0 | 0 | 0 | 0 | 0 | 0 | 0 | 0 | 0 | 0 | 0 | 0 | 0
CDP20 | NSW | SNW | Domestic | Fixed domestic | 0.76584 | 1.8554 | 3.6736 | 6.3972 | 14.773 | 14.773 | 14.773 | 14.773 | 14.773 | 16.5781 | 16.69 | 25.5639 | 25.5639 | 27.0823 | 27.0823 | 27.0823 | 27.0823 | 27.0823 | 27.0823 | 32.2124 | 32.2124 | 32.4885 | 33.6442 | 39.3809 | 63.583 | 119.1284 | 122.8149 | 120.9967
CDP20 | NSW | SNW | Domestic | Flexible domestic | 17.0187 | 41.2316 | 81.636 | 142.1608 | 328.2883 | 328.2883 | 328.2883 | 328.2883 | 328.2883 | 368.4029 | 370.8883 | 568.087 | 568.087 | 601.8299 | 601.8299 | 601.8299 | 601.8299 | 601.8299 | 601.8299 | 715.8322 | 715.8322 | 721.9669 | 747.6492 | 875.1317 | 1412.9556 | 2647.2979 | 2729.221 | 2688.8166
CDP20 | NSW | SNW | Export | Fixed export | 0 | 0 | 0 | 0 | 0 | 0 | 0 | 0 | 0 | 0 | 0 | 0 | 0 | 0 | 0 | 0 | 0 | 0 | 0 | 0 | 0 | 0 | 0 | 0 | 0 | 0 | 0 | 0
CDP20 | NSW | SNW | Export | Flexible export | 0 | 0 | 0 | 0 | 0 | 0 | 0 | 0 | 0 | 0 | 0 | 0 | 0 | 0 | 0 | 0 | 0 | 0 | 0 | 0 | 0 | 0 | 0 | 0 | 0 | 0 | 0 | 0
CDP20 | NSW | SNW | Export | Fixed green steel and ammonia | 0 | 0 | 0 | 0 | 0 | 0 | 0 | 0 | 0 | 0 | 0 | 0 | 0 | 0 | 0 | 0 | 0 | 0 | 0 | 0 | 0 | 0 | 0 | 0 | 0 | 0 | 0 | 0
CDP20 | QLD | NQ | Domestic | Fixed domestic | 0 | 0 | 0 | 0 | 0 | 0 | 0 | 0 | 0 | 0 | 0 | 0 | 0 | 0 | 0 | 0 | 0 | 0 | 0 | 0 | 0 | 0 | 0 | 0 | 0 | 0 | 0 | 0
CDP20 | QLD | NQ | Domestic | Flexible domestic | 0 | 0 | 0 | 0 | 0 | 0 | 0 | 0 | 0 | 0 | 0 | 0 | 0 | 0 | 0 | 0 | 0 | 0 | 0 | 0 | 0 | 0 | 0 | 0 | 0 | 0 | 0 | 0
CDP20 | QLD | NQ | Export | Fixed export | 0 | 0 | 0 | 0 | 0 | 0 | 0 | 0 | 0 | 0 | 0 | 0 | 0 | 0 | 0 | 0 | 0 | 0 | 0 | 0 | 0 | 0 | 0 | 0 | 0 | 0 | 0 | 0
CDP20 | QLD | NQ | Export | Flexible export | 0 | 0 | 0 | 0 | 0 | 0 | 0 | 0 | 0 | 0 | 0 | 0 | 0 | 0 | 0 | 0 | 0 | 0 | 0 | 0 | 0 | 0 | 0 | 0 | 0 | 0 | 0 | 0
CDP20 | QLD | NQ | Export | Fixed green steel and ammonia | 0 | 0 | 0 | 0 | 0 | 0 | 0 | 0 | 0 | 0 | 0 | 0 | 0 | 0 | 0 | 0 | 0 | 0 | 0 | 0 | 0 | 0 | 0 | 0 | 0 | 0 | 0 | 0
CDP20 | QLD | CQ | Domestic | Fixed domestic | 0.065464 | 0.071197 | 0.071197 | 0.071197 | 1.9483 | 7.3036 | 7.3036 | 7.3036 | 7.8907 | 8.7126 | 11.0201 | 11.0201 | 11.0201 | 11.8364 | 12.5651 | 12.5651 | 12.5651 | 12.5651 | 12.5651 | 16.3628 | 16.3628 | 18.1606 | 18.1606 | 18.1606 | 21.8045 | 21.7391 | 22.9223 | 29.498
CDP20 | QLD | CQ | Domestic | Flexible domestic | 1.4548 | 1.5822 | 1.5822 | 1.5822 | 43.2952 | 162.3022 | 162.3022 | 162.3022 | 175.3483 | 193.6136 | 244.8914 | 244.8914 | 244.8914 | 263.0304 | 279.2252 | 279.2252 | 279.2252 | 279.2252 | 279.2252 | 363.6173 | 363.6173 | 403.5679 | 403.5679 | 403.5679 | 484.5452 | 483.0905 | 509.3837 | 655.5115
CDP20 | QLD | CQ | Export | Fixed export | 0 | 0 | 0 | 0 | 0 | 0 | 0 | 0 | 0 | 0 | 0 | 0 | 0 | 0 | 0 | 0 | 0 | 0 | 0 | 0 | 0 | 0 | 0 | 0 | 0 | 0 | 0 | 0
CDP20 | QLD | CQ | Export | Flexible export | 0 | 0 | 0 | 0 | 0 | 0 | 0 | 0 | 0 | 0 | 0 | 0 | 0 | 0 | 0 | 0 | 0 | 0 | 0 | 0 | 0 | 0 | 0 | 0 | 0 | 0 | 0 | 0
CDP20 | QLD | CQ | Export | Fixed green steel and ammonia | 0 | 0 | 0 | 0 | 0 | 0 | 0 | 0 | 0 | 0 | 0 | 0 | 0 | 0 | 0 | 0 | 0 | 0 | 0 | 0 | 0 | 0 | 0 | 0 | 0 | 0 | 0 | 0
CDP20 | QLD | SQ | Domestic | Fixed domestic | 0.034787 | 0.034787 | 0.034787 | 0.034787 | 0.78682 | 3.3635 | 3.3635 | 6.4338 | 9.8225 | 11.9186 | 17.963 | 18.2015 | 18.349 | 18.349 | 19.3494 | 20.2653 | 21.118 | 21.118 | 21.118 | 29.1641 | 29.1641 | 30.1379 | 30.1379 | 30.1379 | 32.7142 | 32.6794 | 36.0043 | 46.363
CDP20 | QLD | SQ | Domestic | Flexible domestic | 0.77305 | 0.77305 | 0.77305 | 0.77305 | 17.4849 | 74.7437 | 74.7437 | 142.974 | 218.2773 | 264.8576 | 399.1776 | 404.4774 | 407.7552 | 407.7552 | 429.9861 | 450.3408 | 469.2882 | 469.2882 | 469.2882 | 648.0905 | 648.0905 | 669.7319 | 669.7319 | 669.7319 | 726.9822 | 726.2091 | 800.095 | 1030.2885
CDP20 | QLD | SQ | Export | Fixed export | 0 | 0 | 0 | 0 | 0 | 0 | 0 | 0 | 0 | 0 | 0 | 0 | 0 | 0 | 0 | 0 | 0 | 0 | 0 | 0 | 0 | 0 | 0 | 0 | 0 | 0 | 0 | 0
CDP20 | QLD | SQ | Export | Flexible export | 0 | 0 | 0 | 0 | 0 | 0 | 0 | 0 | 0 | 0 | 0 | 0 | 0 | 0 | 0 | 0 | 0 | 0 | 0 | 0 | 0 | 0 | 0 | 0 | 0 | 0 | 0 | 0
CDP20 | QLD | SQ | Export | Fixed green steel and ammonia | 0 | 0 | 0 | 0 | 0 | 0 | 0 | 0 | 0 | 0 | 0 | 0 | 0 | 0 | 0 | 0 | 0 | 0 | 0 | 0 | 0 | 0 | 0 | 0 | 0 | 0 | 0 | 0
CDP20 | VIC | VIC | Domestic | Fixed domestic | 0.29194 | 0.46013 | 0.46013 | 0.46013 | 5.7579 | 15.8804 | 15.8804 | 23.3194 | 48.0507 | 48.0507 | 55.8514 | 62.5307 | 62.5307 | 65.789 | 65.789 | 65.789 | 65.789 | 65.789 | 65.789 | 68.181 | 68.181 | 68.181 | 77.4086 | 77.4086 | 77.4086 | 94.3559 | 94.1877 | 98.8028
CDP20 | VIC | VIC | Domestic | Flexible domestic | 6.4875 | 10.2251 | 10.2251 | 10.2251 | 127.9542 | 352.8968 | 352.8968 | 518.2089 | 1067.7943 | 1067.7943 | 1241.143 | 1389.5718 | 1389.5718 | 1461.9779 | 1461.9779 | 1461.9779 | 1461.9779 | 1461.9779 | 1461.9779 | 1515.1336 | 1515.1336 | 1515.1336 | 1720.1903 | 1720.1903 | 1720.1903 | 2096.7987 | 2093.0611 | 2195.6187
CDP20 | VIC | VIC | Export | Fixed export | 0 | 0 | 0 | 0 | 0 | 0 | 0 | 0 | 0 | 0 | 0 | 0 | 0 | 0 | 0 | 0 | 0 | 0 | 0 | 0 | 0 | 0 | 0 | 0 | 0 | 0 | 0 | 0
CDP20 | VIC | VIC | Export | Flexible export | 0 | 0 | 0 | 0 | 0 | 0 | 0 | 0 | 0 | 0 | 0 | 0 | 0 | 0 | 0 | 0 | 0 | 0 | 0 | 0 | 0 | 0 | 0 | 0 | 0 | 0 | 0 | 0
CDP20 | VIC | VIC | Export | Fixed green steel and ammonia | 0 | 0 | 0 | 0 | 0 | 0 | 0 | 0 | 0 | 0 | 0 | 0 | 0 | 0 | 0 | 0 | 0 | 0 | 0 | 0 | 0 | 0 | 0 | 0 | 0 | 0 | 0 | 0
CDP20 | SA | CSA | Domestic | Fixed domestic | 0.0026558 | 2.8152 | 8.4402 | 11.2527 | 11.2531 | 11.2531 | 11.2531 | 11.2531 | 11.2531 | 11.2531 | 11.2532 | 11.2537 | 11.2537 | 11.2541 | 11.2541 | 11.2541 | 11.2541 | 11.2541 | 12.5168 | 13.3338 | 13.3338 | 14.1826 | 14.1936 | 14.1936 | 14.8675 | 19.129 | 19.129 | 19.6295
CDP20 | SA | CSA | Domestic | Flexible domestic | 0.059018 | 62.559 | 187.559 | 250.059 | 250.0692 | 250.0692 | 250.0692 | 250.0692 | 250.0692 | 250.0692 | 250.0707 | 250.0833 | 250.0833 | 250.0921 | 250.0921 | 250.0921 | 250.0921 | 250.0921 | 278.1505 | 296.3062 | 296.3062 | 315.1689 | 315.4138 | 315.4138 | 330.3885 | 425.0884 | 425.0884 | 436.2103
CDP20 | SA | CSA | Export | Fixed export | 0 | 0 | 0 | 0 | 0 | 0 | 0 | 0 | 0 | 0 | 0 | 0 | 0 | 0 | 0 | 0 | 0 | 0 | 0 | 0 | 0 | 0 | 0 | 0 | 0 | 0 | 0 | 0
CDP20 | SA | CSA | Export | Flexible export | 0 | 0 | 0 | 0 | 0 | 0 | 0 | 0 | 0 | 0 | 0 | 0 | 0 | 0 | 0 | 0 | 0 | 0 | 0 | 0 | 0 | 0 | 0 | 0 | 0 | 0 | 0 | 0
CDP20 | SA | CSA | Export | Fixed green steel and ammonia | 0 | 0 | 0 | 0 | 0 | 0 | 0 | 0 | 0 | 0 | 0 | 0 | 0 | 0 | 0 | 0 | 0 | 0 | 0 | 0 | 0 | 0 | 0 | 0 | 0 | 0 | 0 | 0
CDP20 | SA | SESA | Domestic | Fixed domestic | 0.0070066 | 0.30441 | 0.88098 | 1.1219 | 1.2249 | 1.2249 | 1.2249 | 1.2249 | 1.5134 | 1.5927 | 1.73 | 1.852 | 1.852 | 2.1041 | 2.1041 | 2.1041 | 2.1041 | 2.1041 | 2.1041 | 2.7989 | 2.7989 | 2.7989 | 2.7989 | 2.7989 | 2.7989 | 4.3628 | 4.0654 | 4.3698
CDP20 | SA | SESA | Domestic | Flexible domestic | 0.1557 | 6.7648 | 19.5773 | 24.9307 | 27.2198 | 27.2198 | 27.2198 | 27.2198 | 33.6304 | 35.3932 | 38.4454 | 41.1556 | 41.1556 | 46.7573 | 46.7573 | 46.7573 | 46.7573 | 46.7573 | 46.7573 | 62.1976 | 62.1976 | 62.1976 | 62.1976 | 62.1976 | 62.1976 | 96.9503 | 90.3412 | 97.1069
CDP20 | SA | SESA | Export | Fixed export | 0 | 0 | 0 | 0 | 0 | 0 | 0 | 0 | 0 | 0 | 0 | 0 | 0 | 0 | 0 | 0 | 0 | 0 | 0 | 0 | 0 | 0 | 0 | 0 | 0 | 0 | 0 | 0
CDP20 | SA | SESA | Export | Flexible export | 0 | 0 | 0 | 0 | 0 | 0 | 0 | 0 | 0 | 0 | 0 | 0 | 0 | 0 | 0 | 0 | 0 | 0 | 0 | 0 | 0 | 0 | 0 | 0 | 0 | 0 | 0 | 0
CDP20 | SA | SESA | Export | Fixed green steel and ammonia | 0 | 0 | 0 | 0 | 0 | 0 | 0 | 0 | 0 | 0 | 0 | 0 | 0 | 0 | 0 | 0 | 0 | 0 | 0 | 0 | 0 | 0 | 0 | 0 | 0 | 0 | 0 | 0
CDP20 | TAS | TAS | Domestic | Fixed domestic | 0 | 0 | 0 | 0 | 0.034314 | 0.14103 | 0.29408 | 0.38245 | 0.54485 | 0.54485 | 0.56136 | 0.67051 | 0.67051 | 1.114 | 1.114 | 1.114 | 1.6055 | 1.6055 | 1.6055 | 1.6055 | 1.6055 | 1.6055 | 1.8262 | 1.8262 | 1.8262 | 1.8383 | 1.8383 | 1.8419
CDP20 | TAS | TAS | Domestic | Flexible domestic | 0 | 0 | 0 | 0 | 0.76253 | 3.134 | 6.5352 | 8.4989 | 12.1079 | 12.1079 | 12.4747 | 14.9002 | 14.9002 | 24.7553 | 24.7553 | 24.7553 | 35.6772 | 35.6772 | 35.6772 | 35.6772 | 35.6772 | 35.6772 | 40.5822 | 40.5822 | 40.5822 | 40.8513 | 40.8513 | 40.9301
CDP20 | TAS | TAS | Export | Fixed export | 0 | 0 | 0 | 0 | 0 | 0 | 0 | 0 | 0 | 0 | 0 | 0 | 0 | 0 | 0 | 0 | 0 | 0 | 0 | 0 | 0 | 0 | 0 | 0 | 0 | 0 | 0 | 0
CDP20 | TAS | TAS | Export | Flexible export | 0 | 0 | 0 | 0 | 0 | 0 | 0 | 0 | 0 | 0 | 0 | 0 | 0 | 0 | 0 | 0 | 0 | 0 | 0 | 0 | 0 | 0 | 0 | 0 | 0 | 0 | 0 | 0
CDP20 | TAS | TAS | Export | Fixed green steel and ammonia | 0 | 0 | 0 | 0 | 0 | 0 | 0 | 0 | 0 | 0 | 0 | 0 | 0 | 0 | 0 | 0 | 0 | 0 | 0 | 0 | 0 | 0 | 0 | 0 | 0 | 0 | 0 | 0
CDP21 | NSW | NNSW | Domestic | Fixed domestic | 0 | 0 | 0 | 0 | 0 | 0 | 0 | 0 | 0 | 0 | 0 | 0 | 0 | 0 | 0 | 0 | 0 | 0 | 0 | 0 | 0 | 0 | 0 | 0 | 0 | 0 | 0 | 0
CDP21 | NSW | NNSW | Domestic | Flexible domestic | 0 | 0 | 0 | 0 | 0 | 0 | 0 | 0 | 0 | 0 | 0 | 0 | 0 | 0 | 0 | 0 | 0 | 0 | 0 | 0 | 0 | 0 | 0 | 0 | 0 | 0 | 0 | 0
CDP21 | NSW | NNSW | Export | Fixed export | 0 | 0 | 0 | 0 | 0 | 0 | 0 | 0 | 0 | 0 | 0 | 0 | 0 | 0 | 0 | 0 | 0 | 0 | 0 | 0 | 0 | 0 | 0 | 0 | 0 | 0 | 0 | 0
CDP21 | NSW | NNSW | Export | Flexible export | 0 | 0 | 0 | 0 | 0 | 0 | 0 | 0 | 0 | 0 | 0 | 0 | 0 | 0 | 0 | 0 | 0 | 0 | 0 | 0 | 0 | 0 | 0 | 0 | 0 | 0 | 0 | 0
CDP21 | NSW | NNSW | Export | Fixed green steel and ammonia | 0 | 0 | 0 | 0 | 0 | 0 | 0 | 0 | 0 | 0 | 0 | 0 | 0 | 0 | 0 | 0 | 0 | 0 | 0 | 0 | 0 | 0 | 0 | 0 | 0 | 0 | 0 | 0
CDP21 | NSW | CNSW | Domestic | Fixed domestic | 0 | 0 | 0 | 0 | 0 | 0 | 0 | 0 | 0 | 0 | 0 | 0 | 0 | 0 | 0 | 0 | 0 | 0 | 0 | 0 | 0 | 0 | 0 | 0 | 0 | 0 | 0 | 0
CDP21 | NSW | CNSW | Domestic | Flexible domestic | 0 | 0 | 0 | 0 | 0 | 0 | 0 | 0 | 0 | 0 | 0 | 0 | 0 | 0 | 0 | 0 | 0 | 0 | 0 | 0 | 0 | 0 | 0 | 0 | 0 | 0 | 0 | 0
CDP21 | NSW | CNSW | Export | Fixed export | 0 | 0 | 0 | 0 | 0 | 0 | 0 | 0 | 0 | 0 | 0 | 0 | 0 | 0 | 0 | 0 | 0 | 0 | 0 | 0 | 0 | 0 | 0 | 0 | 0 | 0 | 0 | 0
CDP21 | NSW | CNSW | Export | Flexible export | 0 | 0 | 0 | 0 | 0 | 0 | 0 | 0 | 0 | 0 | 0 | 0 | 0 | 0 | 0 | 0 | 0 | 0 | 0 | 0 | 0 | 0 | 0 | 0 | 0 | 0 | 0 | 0
CDP21 | NSW | CNSW | Export | Fixed green steel and ammonia | 0 | 0 | 0 | 0 | 0 | 0 | 0 | 0 | 0 | 0 | 0 | 0 | 0 | 0 | 0 | 0 | 0 | 0 | 0 | 0 | 0 | 0 | 0 | 0 | 0 | 0 | 0 | 0
CDP21 | NSW | SNSW | Domestic | Fixed domestic | 0.15156 | 0.36362 | 0.72014 | 1.2518 | 3.1041 | 3.1041 | 3.1041 | 3.1041 | 3.1041 | 3.1545 | 3.1545 | 4.3389 | 4.3389 | 4.5872 | 4.5872 | 4.5872 | 4.5872 | 4.5872 | 4.5872 | 6.2551 | 6.2551 | 6.3139 | 6.3626 | 6.3626 | 12.23 | 23.5836 | 23.8502 | 23.4937
CDP21 | NSW | SNSW | Domestic | Flexible domestic | 3.3679 | 8.0803 | 16.003 | 27.8174 | 68.9802 | 68.9802 | 68.9802 | 68.9802 | 68.9802 | 70.1002 | 70.1002 | 96.4211 | 96.4211 | 101.9367 | 101.9367 | 101.9367 | 101.9367 | 101.9367 | 101.9367 | 139.0033 | 139.0033 | 140.3094 | 141.3902 | 141.3902 | 271.7772 | 524.0802 | 530.0041 | 522.0814
CDP21 | NSW | SNSW | Export | Fixed export | 0 | 0 | 0 | 0 | 0 | 0 | 0 | 0 | 0 | 0 | 0 | 0 | 0 | 0 | 0 | 0 | 0 | 0 | 0 | 0 | 0 | 0 | 0 | 0 | 0 | 0 | 0 | 0
CDP21 | NSW | SNSW | Export | Flexible export | 0 | 0 | 0 | 0 | 0 | 0 | 0 | 0 | 0 | 0 | 0 | 0 | 0 | 0 | 0 | 0 | 0 | 0 | 0 | 0 | 0 | 0 | 0 | 0 | 0 | 0 | 0 | 0
CDP21 | NSW | SNSW | Export | Fixed green steel and ammonia | 0 | 0 | 0 | 0 | 0 | 0 | 0 | 0 | 0 | 0 | 0 | 0 | 0 | 0 | 0 | 0 | 0 | 0 | 0 | 0 | 0 | 0 | 0 | 0 | 0 | 0 | 0 | 0
CDP21 | NSW | SNW | Domestic | Fixed domestic | 0.76584 | 1.8554 | 3.6736 | 6.3972 | 14.773 | 14.773 | 14.773 | 14.773 | 14.773 | 16.5781 | 16.69 | 25.5639 | 25.5639 | 27.0823 | 27.0823 | 27.0823 | 27.0823 | 27.0823 | 27.0823 | 32.2124 | 32.2124 | 32.4885 | 33.6442 | 39.3809 | 63.583 | 119.1284 | 122.8149 | 120.9967
CDP21 | NSW | SNW | Domestic | Flexible domestic | 17.0187 | 41.2316 | 81.636 | 142.1608 | 328.2883 | 328.2883 | 328.2883 | 328.2883 | 328.2883 | 368.4029 | 370.8883 | 568.087 | 568.087 | 601.8299 | 601.8299 | 601.8299 | 601.8299 | 601.8299 | 601.8299 | 715.8322 | 715.8322 | 721.9669 | 747.6492 | 875.1317 | 1412.9556 | 2647.2979 | 2729.221 | 2688.8166
CDP21 | NSW | SNW | Export | Fixed export | 0 | 0 | 0 | 0 | 0 | 0 | 0 | 0 | 0 | 0 | 0 | 0 | 0 | 0 | 0 | 0 | 0 | 0 | 0 | 0 | 0 | 0 | 0 | 0 | 0 | 0 | 0 | 0
CDP21 | NSW | SNW | Export | Flexible export | 0 | 0 | 0 | 0 | 0 | 0 | 0 | 0 | 0 | 0 | 0 | 0 | 0 | 0 | 0 | 0 | 0 | 0 | 0 | 0 | 0 | 0 | 0 | 0 | 0 | 0 | 0 | 0
CDP21 | NSW | SNW | Export | Fixed green steel and ammonia | 0 | 0 | 0 | 0 | 0 | 0 | 0 | 0 | 0 | 0 | 0 | 0 | 0 | 0 | 0 | 0 | 0 | 0 | 0 | 0 | 0 | 0 | 0 | 0 | 0 | 0 | 0 | 0
CDP21 | QLD | NQ | Domestic | Fixed domestic | 0 | 0 | 0 | 0 | 0 | 0 | 0 | 0 | 0 | 0 | 0 | 0 | 0 | 0 | 0 | 0 | 0 | 0 | 0 | 0 | 0 | 0 | 0 | 0 | 0 | 0 | 0 | 0
CDP21 | QLD | NQ | Domestic | Flexible domestic | 0 | 0 | 0 | 0 | 0 | 0 | 0 | 0 | 0 | 0 | 0 | 0 | 0 | 0 | 0 | 0 | 0 | 0 | 0 | 0 | 0 | 0 | 0 | 0 | 0 | 0 | 0 | 0
CDP21 | QLD | NQ | Export | Fixed export | 0 | 0 | 0 | 0 | 0 | 0 | 0 | 0 | 0 | 0 | 0 | 0 | 0 | 0 | 0 | 0 | 0 | 0 | 0 | 0 | 0 | 0 | 0 | 0 | 0 | 0 | 0 | 0
CDP21 | QLD | NQ | Export | Flexible export | 0 | 0 | 0 | 0 | 0 | 0 | 0 | 0 | 0 | 0 | 0 | 0 | 0 | 0 | 0 | 0 | 0 | 0 | 0 | 0 | 0 | 0 | 0 | 0 | 0 | 0 | 0 | 0
CDP21 | QLD | NQ | Export | Fixed green steel and ammonia | 0 | 0 | 0 | 0 | 0 | 0 | 0 | 0 | 0 | 0 | 0 | 0 | 0 | 0 | 0 | 0 | 0 | 0 | 0 | 0 | 0 | 0 | 0 | 0 | 0 | 0 | 0 | 0
CDP21 | QLD | CQ | Domestic | Fixed domestic | 0.065464 | 0.071197 | 0.071197 | 0.071197 | 1.9483 | 7.3036 | 7.3036 | 7.3036 | 7.8907 | 8.7126 | 11.0201 | 11.0201 | 11.0201 | 11.8364 | 12.5651 | 12.5651 | 12.5651 | 12.5651 | 12.5651 | 16.3628 | 16.3628 | 18.1606 | 18.1606 | 18.1606 | 21.8045 | 21.7391 | 22.9223 | 29.498
CDP21 | QLD | CQ | Domestic | Flexible domestic | 1.4548 | 1.5822 | 1.5822 | 1.5822 | 43.2952 | 162.3022 | 162.3022 | 162.3022 | 175.3483 | 193.6136 | 244.8914 | 244.8914 | 244.8914 | 263.0304 | 279.2252 | 279.2252 | 279.2252 | 279.2252 | 279.2252 | 363.6173 | 363.6173 | 403.5679 | 403.5679 | 403.5679 | 484.5452 | 483.0905 | 509.3837 | 655.5115
CDP21 | QLD | CQ | Export | Fixed export | 0 | 0 | 0 | 0 | 0 | 0 | 0 | 0 | 0 | 0 | 0 | 0 | 0 | 0 | 0 | 0 | 0 | 0 | 0 | 0 | 0 | 0 | 0 | 0 | 0 | 0 | 0 | 0
CDP21 | QLD | CQ | Export | Flexible export | 0 | 0 | 0 | 0 | 0 | 0 | 0 | 0 | 0 | 0 | 0 | 0 | 0 | 0 | 0 | 0 | 0 | 0 | 0 | 0 | 0 | 0 | 0 | 0 | 0 | 0 | 0 | 0
CDP21 | QLD | CQ | Export | Fixed green steel and ammonia | 0 | 0 | 0 | 0 | 0 | 0 | 0 | 0 | 0 | 0 | 0 | 0 | 0 | 0 | 0 | 0 | 0 | 0 | 0 | 0 | 0 | 0 | 0 | 0 | 0 | 0 | 0 | 0
CDP21 | QLD | SQ | Domestic | Fixed domestic | 0.034787 | 0.034787 | 0.034787 | 0.034787 | 0.78682 | 3.3635 | 3.3635 | 6.4338 | 9.8225 | 11.9186 | 17.963 | 18.2015 | 18.349 | 18.349 | 19.3494 | 20.2653 | 21.118 | 21.118 | 21.118 | 29.1641 | 29.1641 | 30.1379 | 30.1379 | 30.1379 | 32.7142 | 32.6794 | 36.0043 | 46.363
CDP21 | QLD | SQ | Domestic | Flexible domestic | 0.77305 | 0.77305 | 0.77305 | 0.77305 | 17.4849 | 74.7437 | 74.7437 | 142.974 | 218.2773 | 264.8576 | 399.1776 | 404.4774 | 407.7552 | 407.7552 | 429.9861 | 450.3408 | 469.2882 | 469.2882 | 469.2882 | 648.0905 | 648.0905 | 669.7319 | 669.7319 | 669.7319 | 726.9822 | 726.2091 | 800.095 | 1030.2885
CDP21 | QLD | SQ | Export | Fixed export | 0 | 0 | 0 | 0 | 0 | 0 | 0 | 0 | 0 | 0 | 0 | 0 | 0 | 0 | 0 | 0 | 0 | 0 | 0 | 0 | 0 | 0 | 0 | 0 | 0 | 0 | 0 | 0
CDP21 | QLD | SQ | Export | Flexible export | 0 | 0 | 0 | 0 | 0 | 0 | 0 | 0 | 0 | 0 | 0 | 0 | 0 | 0 | 0 | 0 | 0 | 0 | 0 | 0 | 0 | 0 | 0 | 0 | 0 | 0 | 0 | 0
CDP21 | QLD | SQ | Export | Fixed green steel and ammonia | 0 | 0 | 0 | 0 | 0 | 0 | 0 | 0 | 0 | 0 | 0 | 0 | 0 | 0 | 0 | 0 | 0 | 0 | 0 | 0 | 0 | 0 | 0 | 0 | 0 | 0 | 0 | 0
CDP21 | VIC | VIC | Domestic | Fixed domestic | 0.29194 | 0.46013 | 0.46013 | 0.46013 | 5.7579 | 15.8804 | 15.8804 | 23.3194 | 48.0507 | 48.0507 | 55.8514 | 62.5307 | 62.5307 | 65.789 | 65.789 | 65.789 | 65.789 | 65.789 | 65.789 | 68.181 | 68.181 | 68.181 | 77.4086 | 77.4086 | 77.4086 | 94.3559 | 94.1877 | 98.8028
CDP21 | VIC | VIC | Domestic | Flexible domestic | 6.4875 | 10.2251 | 10.2251 | 10.2251 | 127.9542 | 352.8968 | 352.8968 | 518.2089 | 1067.7943 | 1067.7943 | 1241.143 | 1389.5718 | 1389.5718 | 1461.9779 | 1461.9779 | 1461.9779 | 1461.9779 | 1461.9779 | 1461.9779 | 1515.1336 | 1515.1336 | 1515.1336 | 1720.1903 | 1720.1903 | 1720.1903 | 2096.7987 | 2093.0611 | 2195.6187
CDP21 | VIC | VIC | Export | Fixed export | 0 | 0 | 0 | 0 | 0 | 0 | 0 | 0 | 0 | 0 | 0 | 0 | 0 | 0 | 0 | 0 | 0 | 0 | 0 | 0 | 0 | 0 | 0 | 0 | 0 | 0 | 0 | 0
CDP21 | VIC | VIC | Export | Flexible export | 0 | 0 | 0 | 0 | 0 | 0 | 0 | 0 | 0 | 0 | 0 | 0 | 0 | 0 | 0 | 0 | 0 | 0 | 0 | 0 | 0 | 0 | 0 | 0 | 0 | 0 | 0 | 0
CDP21 | VIC | VIC | Export | Fixed green steel and ammonia | 0 | 0 | 0 | 0 | 0 | 0 | 0 | 0 | 0 | 0 | 0 | 0 | 0 | 0 | 0 | 0 | 0 | 0 | 0 | 0 | 0 | 0 | 0 | 0 | 0 | 0 | 0 | 0
CDP21 | SA | CSA | Domestic | Fixed domestic | 0.0026558 | 2.8152 | 8.4402 | 11.2527 | 11.2531 | 11.2531 | 11.2531 | 11.2531 | 11.2531 | 11.2531 | 11.2532 | 11.2537 | 11.2537 | 11.2541 | 11.2541 | 11.2541 | 11.2541 | 11.2541 | 12.5168 | 13.3338 | 13.3338 | 14.1826 | 14.1936 | 14.1936 | 14.8675 | 19.129 | 19.129 | 19.6295
CDP21 | SA | CSA | Domestic | Flexible domestic | 0.059018 | 62.559 | 187.559 | 250.059 | 250.0692 | 250.0692 | 250.0692 | 250.0692 | 250.0692 | 250.0692 | 250.0707 | 250.0833 | 250.0833 | 250.0921 | 250.0921 | 250.0921 | 250.0921 | 250.0921 | 278.1505 | 296.3062 | 296.3062 | 315.1689 | 315.4138 | 315.4138 | 330.3885 | 425.0884 | 425.0884 | 436.2103
CDP21 | SA | CSA | Export | Fixed export | 0 | 0 | 0 | 0 | 0 | 0 | 0 | 0 | 0 | 0 | 0 | 0 | 0 | 0 | 0 | 0 | 0 | 0 | 0 | 0 | 0 | 0 | 0 | 0 | 0 | 0 | 0 | 0
CDP21 | SA | CSA | Export | Flexible export | 0 | 0 | 0 | 0 | 0 | 0 | 0 | 0 | 0 | 0 | 0 | 0 | 0 | 0 | 0 | 0 | 0 | 0 | 0 | 0 | 0 | 0 | 0 | 0 | 0 | 0 | 0 | 0
CDP21 | SA | CSA | Export | Fixed green steel and ammonia | 0 | 0 | 0 | 0 | 0 | 0 | 0 | 0 | 0 | 0 | 0 | 0 | 0 | 0 | 0 | 0 | 0 | 0 | 0 | 0 | 0 | 0 | 0 | 0 | 0 | 0 | 0 | 0
CDP21 | SA | SESA | Domestic | Fixed domestic | 0.0070066 | 0.30441 | 0.88098 | 1.1219 | 1.2249 | 1.2249 | 1.2249 | 1.2249 | 1.5134 | 1.5927 | 1.73 | 1.852 | 1.852 | 2.1041 | 2.1041 | 2.1041 | 2.1041 | 2.1041 | 2.1041 | 2.7989 | 2.7989 | 2.7989 | 2.7989 | 2.7989 | 2.7989 | 4.3628 | 4.0654 | 4.3698
CDP21 | SA | SESA | Domestic | Flexible domestic | 0.1557 | 6.7648 | 19.5773 | 24.9307 | 27.2198 | 27.2198 | 27.2198 | 27.2198 | 33.6304 | 35.3932 | 38.4454 | 41.1556 | 41.1556 | 46.7573 | 46.7573 | 46.7573 | 46.7573 | 46.7573 | 46.7573 | 62.1976 | 62.1976 | 62.1976 | 62.1976 | 62.1976 | 62.1976 | 96.9503 | 90.3412 | 97.1069
CDP21 | SA | SESA | Export | Fixed export | 0 | 0 | 0 | 0 | 0 | 0 | 0 | 0 | 0 | 0 | 0 | 0 | 0 | 0 | 0 | 0 | 0 | 0 | 0 | 0 | 0 | 0 | 0 | 0 | 0 | 0 | 0 | 0
CDP21 | SA | SESA | Export | Flexible export | 0 | 0 | 0 | 0 | 0 | 0 | 0 | 0 | 0 | 0 | 0 | 0 | 0 | 0 | 0 | 0 | 0 | 0 | 0 | 0 | 0 | 0 | 0 | 0 | 0 | 0 | 0 | 0
CDP21 | SA | SESA | Export | Fixed green steel and ammonia | 0 | 0 | 0 | 0 | 0 | 0 | 0 | 0 | 0 | 0 | 0 | 0 | 0 | 0 | 0 | 0 | 0 | 0 | 0 | 0 | 0 | 0 | 0 | 0 | 0 | 0 | 0 | 0
CDP21 | TAS | TAS | Domestic | Fixed domestic | 0 | 0 | 0 | 0 | 0.034314 | 0.14103 | 0.29408 | 0.38245 | 0.54485 | 0.54485 | 0.56136 | 0.67051 | 0.67051 | 1.114 | 1.114 | 1.114 | 1.6055 | 1.6055 | 1.6055 | 1.6055 | 1.6055 | 1.6055 | 1.8262 | 1.8262 | 1.8262 | 1.8383 | 1.8383 | 1.8419
CDP21 | TAS | TAS | Domestic | Flexible domestic | 0 | 0 | 0 | 0 | 0.76253 | 3.134 | 6.5352 | 8.4989 | 12.1079 | 12.1079 | 12.4747 | 14.9002 | 14.9002 | 24.7553 | 24.7553 | 24.7553 | 35.6772 | 35.6772 | 35.6772 | 35.6772 | 35.6772 | 35.6772 | 40.5822 | 40.5822 | 40.5822 | 40.8513 | 40.8513 | 40.9301
CDP21 | TAS | TAS | Export | Fixed export | 0 | 0 | 0 | 0 | 0 | 0 | 0 | 0 | 0 | 0 | 0 | 0 | 0 | 0 | 0 | 0 | 0 | 0 | 0 | 0 | 0 | 0 | 0 | 0 | 0 | 0 | 0 | 0
CDP21 | TAS | TAS | Export | Flexible export | 0 | 0 | 0 | 0 | 0 | 0 | 0 | 0 | 0 | 0 | 0 | 0 | 0 | 0 | 0 | 0 | 0 | 0 | 0 | 0 | 0 | 0 | 0 | 0 | 0 | 0 | 0 | 0
CDP21 | TAS | TAS | Export | Fixed green steel and ammonia | 0 | 0 | 0 | 0 | 0 | 0 | 0 | 0 | 0 | 0 | 0 | 0 | 0 | 0 | 0 | 0 | 0 | 0 | 0 | 0 | 0 | 0 | 0 | 0 | 0 | 0 | 0 | 0
CDP22 | NSW | NNSW | Domestic | Fixed domestic | 0 | 0 | 0 | 0 | 0 | 0 | 0 | 0 | 0 | 0 | 0 | 0 | 0 | 0 | 0 | 0 | 0 | 0 | 0 | 0 | 0 | 0 | 0 | 0 | 0 | 0 | 0 | 0
CDP22 | NSW | NNSW | Domestic | Flexible domestic | 0 | 0 | 0 | 0 | 0 | 0 | 0 | 0 | 0 | 0 | 0 | 0 | 0 | 0 | 0 | 0 | 0 | 0 | 0 | 0 | 0 | 0 | 0 | 0 | 0 | 0 | 0 | 0
CDP22 | NSW | NNSW | Export | Fixed export | 0 | 0 | 0 | 0 | 0 | 0 | 0 | 0 | 0 | 0 | 0 | 0 | 0 | 0 | 0 | 0 | 0 | 0 | 0 | 0 | 0 | 0 | 0 | 0 | 0 | 0 | 0 | 0
CDP22 | NSW | NNSW | Export | Flexible export | 0 | 0 | 0 | 0 | 0 | 0 | 0 | 0 | 0 | 0 | 0 | 0 | 0 | 0 | 0 | 0 | 0 | 0 | 0 | 0 | 0 | 0 | 0 | 0 | 0 | 0 | 0 | 0
CDP22 | NSW | NNSW | Export | Fixed green steel and ammonia | 0 | 0 | 0 | 0 | 0 | 0 | 0 | 0 | 0 | 0 | 0 | 0 | 0 | 0 | 0 | 0 | 0 | 0 | 0 | 0 | 0 | 0 | 0 | 0 | 0 | 0 | 0 | 0
CDP22 | NSW | CNSW | Domestic | Fixed domestic | 0 | 0 | 0 | 0 | 0 | 0 | 0 | 0 | 0 | 0 | 0 | 0 | 0 | 0 | 0 | 0 | 0 | 0 | 0 | 0 | 0 | 0 | 0 | 0 | 0 | 0 | 0 | 0
CDP22 | NSW | CNSW | Domestic | Flexible domestic | 0 | 0 | 0 | 0 | 0 | 0 | 0 | 0 | 0 | 0 | 0 | 0 | 0 | 0 | 0 | 0 | 0 | 0 | 0 | 0 | 0 | 0 | 0 | 0 | 0 | 0 | 0 | 0
CDP22 | NSW | CNSW | Export | Fixed export | 0 | 0 | 0 | 0 | 0 | 0 | 0 | 0 | 0 | 0 | 0 | 0 | 0 | 0 | 0 | 0 | 0 | 0 | 0 | 0 | 0 | 0 | 0 | 0 | 0 | 0 | 0 | 0
CDP22 | NSW | CNSW | Export | Flexible export | 0 | 0 | 0 | 0 | 0 | 0 | 0 | 0 | 0 | 0 | 0 | 0 | 0 | 0 | 0 | 0 | 0 | 0 | 0 | 0 | 0 | 0 | 0 | 0 | 0 | 0 | 0 | 0
CDP22 | NSW | CNSW | Export | Fixed green steel and ammonia | 0 | 0 | 0 | 0 | 0 | 0 | 0 | 0 | 0 | 0 | 0 | 0 | 0 | 0 | 0 | 0 | 0 | 0 | 0 | 0 | 0 | 0 | 0 | 0 | 0 | 0 | 0 | 0
CDP22 | NSW | SNSW | Domestic | Fixed domestic | 0.15156 | 0.36362 | 0.72014 | 1.2518 | 3.1041 | 3.1041 | 3.1041 | 3.1041 | 3.1041 | 3.1545 | 3.1545 | 4.3389 | 4.3389 | 4.5872 | 4.5872 | 4.5872 | 4.5872 | 4.5872 | 4.5872 | 6.2551 | 6.2551 | 6.3139 | 6.3626 | 6.3626 | 12.23 | 23.5836 | 23.8502 | 23.4937
CDP22 | NSW | SNSW | Domestic | Flexible domestic | 3.3679 | 8.0803 | 16.003 | 27.8174 | 68.9802 | 68.9802 | 68.9802 | 68.9802 | 68.9802 | 70.1002 | 70.1002 | 96.4211 | 96.4211 | 101.9367 | 101.9367 | 101.9367 | 101.9367 | 101.9367 | 101.9367 | 139.0033 | 139.0033 | 140.3094 | 141.3902 | 141.3902 | 271.7772 | 524.0802 | 530.0041 | 522.0814
CDP22 | NSW | SNSW | Export | Fixed export | 0 | 0 | 0 | 0 | 0 | 0 | 0 | 0 | 0 | 0 | 0 | 0 | 0 | 0 | 0 | 0 | 0 | 0 | 0 | 0 | 0 | 0 | 0 | 0 | 0 | 0 | 0 | 0
CDP22 | NSW | SNSW | Export | Flexible export | 0 | 0 | 0 | 0 | 0 | 0 | 0 | 0 | 0 | 0 | 0 | 0 | 0 | 0 | 0 | 0 | 0 | 0 | 0 | 0 | 0 | 0 | 0 | 0 | 0 | 0 | 0 | 0
CDP22 | NSW | SNSW | Export | Fixed green steel and ammonia | 0 | 0 | 0 | 0 | 0 | 0 | 0 | 0 | 0 | 0 | 0 | 0 | 0 | 0 | 0 | 0 | 0 | 0 | 0 | 0 | 0 | 0 | 0 | 0 | 0 | 0 | 0 | 0
CDP22 | NSW | SNW | Domestic | Fixed domestic | 0.76584 | 1.8554 | 3.6736 | 6.3972 | 14.773 | 14.773 | 14.773 | 14.773 | 14.773 | 16.5781 | 16.69 | 25.5639 | 25.5639 | 27.0823 | 27.0823 | 27.0823 | 27.0823 | 27.0823 | 27.0823 | 32.2124 | 32.2124 | 32.4885 | 33.6442 | 39.3809 | 63.583 | 119.1284 | 122.8149 | 120.9967
CDP22 | NSW | SNW | Domestic | Flexible domestic | 17.0187 | 41.2316 | 81.636 | 142.1608 | 328.2883 | 328.2883 | 328.2883 | 328.2883 | 328.2883 | 368.4029 | 370.8883 | 568.087 | 568.087 | 601.8299 | 601.8299 | 601.8299 | 601.8299 | 601.8299 | 601.8299 | 715.8322 | 715.8322 | 721.9669 | 747.6492 | 875.1317 | 1412.9556 | 2647.2979 | 2729.221 | 2688.8166
CDP22 | NSW | SNW | Export | Fixed export | 0 | 0 | 0 | 0 | 0 | 0 | 0 | 0 | 0 | 0 | 0 | 0 | 0 | 0 | 0 | 0 | 0 | 0 | 0 | 0 | 0 | 0 | 0 | 0 | 0 | 0 | 0 | 0
CDP22 | NSW | SNW | Export | Flexible export | 0 | 0 | 0 | 0 | 0 | 0 | 0 | 0 | 0 | 0 | 0 | 0 | 0 | 0 | 0 | 0 | 0 | 0 | 0 | 0 | 0 | 0 | 0 | 0 | 0 | 0 | 0 | 0
CDP22 | NSW | SNW | Export | Fixed green steel and ammonia | 0 | 0 | 0 | 0 | 0 | 0 | 0 | 0 | 0 | 0 | 0 | 0 | 0 | 0 | 0 | 0 | 0 | 0 | 0 | 0 | 0 | 0 | 0 | 0 | 0 | 0 | 0 | 0
CDP22 | QLD | NQ | Domestic | Fixed domestic | 0 | 0 | 0 | 0 | 0 | 0 | 0 | 0 | 0 | 0 | 0 | 0 | 0 | 0 | 0 | 0 | 0 | 0 | 0 | 0 | 0 | 0 | 0 | 0 | 0 | 0 | 0 | 0
CDP22 | QLD | NQ | Domestic | Flexible domestic | 0 | 0 | 0 | 0 | 0 | 0 | 0 | 0 | 0 | 0 | 0 | 0 | 0 | 0 | 0 | 0 | 0 | 0 | 0 | 0 | 0 | 0 | 0 | 0 | 0 | 0 | 0 | 0
CDP22 | QLD | NQ | Export | Fixed export | 0 | 0 | 0 | 0 | 0 | 0 | 0 | 0 | 0 | 0 | 0 | 0 | 0 | 0 | 0 | 0 | 0 | 0 | 0 | 0 | 0 | 0 | 0 | 0 | 0 | 0 | 0 | 0
CDP22 | QLD | NQ | Export | Flexible export | 0 | 0 | 0 | 0 | 0 | 0 | 0 | 0 | 0 | 0 | 0 | 0 | 0 | 0 | 0 | 0 | 0 | 0 | 0 | 0 | 0 | 0 | 0 | 0 | 0 | 0 | 0 | 0
CDP22 | QLD | NQ | Export | Fixed green steel and ammonia | 0 | 0 | 0 | 0 | 0 | 0 | 0 | 0 | 0 | 0 | 0 | 0 | 0 | 0 | 0 | 0 | 0 | 0 | 0 | 0 | 0 | 0 | 0 | 0 | 0 | 0 | 0 | 0
CDP22 | QLD | CQ | Domestic | Fixed domestic | 0.065464 | 0.071197 | 0.071197 | 0.071197 | 1.9483 | 7.3036 | 7.3036 | 7.3036 | 7.8907 | 8.7126 | 11.0201 | 11.0201 | 11.0201 | 11.8364 | 12.5651 | 12.5651 | 12.5651 | 12.5651 | 12.5651 | 16.3628 | 16.3628 | 18.1606 | 18.1606 | 18.1606 | 21.8045 | 21.7391 | 22.9223 | 29.498
CDP22 | QLD | CQ | Domestic | Flexible domestic | 1.4548 | 1.5822 | 1.5822 | 1.5822 | 43.2952 | 162.3022 | 162.3022 | 162.3022 | 175.3483 | 193.6136 | 244.8914 | 244.8914 | 244.8914 | 263.0304 | 279.2252 | 279.2252 | 279.2252 | 279.2252 | 279.2252 | 363.6173 | 363.6173 | 403.5679 | 403.5679 | 403.5679 | 484.5452 | 483.0905 | 509.3837 | 655.5115
CDP22 | QLD | CQ | Export | Fixed export | 0 | 0 | 0 | 0 | 0 | 0 | 0 | 0 | 0 | 0 | 0 | 0 | 0 | 0 | 0 | 0 | 0 | 0 | 0 | 0 | 0 | 0 | 0 | 0 | 0 | 0 | 0 | 0
CDP22 | QLD | CQ | Export | Flexible export | 0 | 0 | 0 | 0 | 0 | 0 | 0 | 0 | 0 | 0 | 0 | 0 | 0 | 0 | 0 | 0 | 0 | 0 | 0 | 0 | 0 | 0 | 0 | 0 | 0 | 0 | 0 | 0
CDP22 | QLD | CQ | Export | Fixed green steel and ammonia | 0 | 0 | 0 | 0 | 0 | 0 | 0 | 0 | 0 | 0 | 0 | 0 | 0 | 0 | 0 | 0 | 0 | 0 | 0 | 0 | 0 | 0 | 0 | 0 | 0 | 0 | 0 | 0
CDP22 | QLD | SQ | Domestic | Fixed domestic | 0.034787 | 0.034787 | 0.034787 | 0.034787 | 0.78682 | 3.3635 | 3.3635 | 6.4338 | 9.8225 | 11.9186 | 17.963 | 18.2015 | 18.349 | 18.349 | 19.3494 | 20.2653 | 21.118 | 21.118 | 21.118 | 29.1641 | 29.1641 | 30.1379 | 30.1379 | 30.1379 | 32.7142 | 32.6794 | 36.0043 | 46.363
CDP22 | QLD | SQ | Domestic | Flexible domestic | 0.77305 | 0.77305 | 0.77305 | 0.77305 | 17.4849 | 74.7437 | 74.7437 | 142.974 | 218.2773 | 264.8576 | 399.1776 | 404.4774 | 407.7552 | 407.7552 | 429.9861 | 450.3408 | 469.2882 | 469.2882 | 469.2882 | 648.0905 | 648.0905 | 669.7319 | 669.7319 | 669.7319 | 726.9822 | 726.2091 | 800.095 | 1030.2885
CDP22 | QLD | SQ | Export | Fixed export | 0 | 0 | 0 | 0 | 0 | 0 | 0 | 0 | 0 | 0 | 0 | 0 | 0 | 0 | 0 | 0 | 0 | 0 | 0 | 0 | 0 | 0 | 0 | 0 | 0 | 0 | 0 | 0
CDP22 | QLD | SQ | Export | Flexible export | 0 | 0 | 0 | 0 | 0 | 0 | 0 | 0 | 0 | 0 | 0 | 0 | 0 | 0 | 0 | 0 | 0 | 0 | 0 | 0 | 0 | 0 | 0 | 0 | 0 | 0 | 0 | 0
CDP22 | QLD | SQ | Export | Fixed green steel and ammonia | 0 | 0 | 0 | 0 | 0 | 0 | 0 | 0 | 0 | 0 | 0 | 0 | 0 | 0 | 0 | 0 | 0 | 0 | 0 | 0 | 0 | 0 | 0 | 0 | 0 | 0 | 0 | 0
CDP22 | VIC | VIC | Domestic | Fixed domestic | 0.29194 | 0.46013 | 0.46013 | 0.46013 | 5.7579 | 15.8804 | 15.8804 | 23.3194 | 48.0507 | 48.0507 | 55.8514 | 62.5307 | 62.5307 | 65.789 | 65.789 | 65.789 | 65.789 | 65.789 | 65.789 | 68.181 | 68.181 | 68.181 | 77.4086 | 77.4086 | 77.4086 | 94.3559 | 94.1877 | 98.8028
CDP22 | VIC | VIC | Domestic | Flexible domestic | 6.4875 | 10.2251 | 10.2251 | 10.2251 | 127.9542 | 352.8968 | 352.8968 | 518.2089 | 1067.7943 | 1067.7943 | 1241.143 | 1389.5718 | 1389.5718 | 1461.9779 | 1461.9779 | 1461.9779 | 1461.9779 | 1461.9779 | 1461.9779 | 1515.1336 | 1515.1336 | 1515.1336 | 1720.1903 | 1720.1903 | 1720.1903 | 2096.7987 | 2093.0611 | 2195.6187
CDP22 | VIC | VIC | Export | Fixed export | 0 | 0 | 0 | 0 | 0 | 0 | 0 | 0 | 0 | 0 | 0 | 0 | 0 | 0 | 0 | 0 | 0 | 0 | 0 | 0 | 0 | 0 | 0 | 0 | 0 | 0 | 0 | 0
CDP22 | VIC | VIC | Export | Flexible export | 0 | 0 | 0 | 0 | 0 | 0 | 0 | 0 | 0 | 0 | 0 | 0 | 0 | 0 | 0 | 0 | 0 | 0 | 0 | 0 | 0 | 0 | 0 | 0 | 0 | 0 | 0 | 0
CDP22 | VIC | VIC | Export | Fixed green steel and ammonia | 0 | 0 | 0 | 0 | 0 | 0 | 0 | 0 | 0 | 0 | 0 | 0 | 0 | 0 | 0 | 0 | 0 | 0 | 0 | 0 | 0 | 0 | 0 | 0 | 0 | 0 | 0 | 0
CDP22 | SA | CSA | Domestic | Fixed domestic | 0.0026558 | 2.8152 | 8.4402 | 11.2527 | 11.2531 | 11.2531 | 11.2531 | 11.2531 | 11.2531 | 11.2531 | 11.2532 | 11.2537 | 11.2537 | 11.2541 | 11.2541 | 11.2541 | 11.2541 | 11.2541 | 12.5168 | 13.3338 | 13.3338 | 14.1826 | 14.1936 | 14.1936 | 14.8675 | 19.129 | 19.129 | 19.6295
CDP22 | SA | CSA | Domestic | Flexible domestic | 0.059018 | 62.559 | 187.559 | 250.059 | 250.0692 | 250.0692 | 250.0692 | 250.0692 | 250.0692 | 250.0692 | 250.0707 | 250.0833 | 250.0833 | 250.0921 | 250.0921 | 250.0921 | 250.0921 | 250.0921 | 278.1505 | 296.3062 | 296.3062 | 315.1689 | 315.4138 | 315.4138 | 330.3885 | 425.0884 | 425.0884 | 436.2103
CDP22 | SA | CSA | Export | Fixed export | 0 | 0 | 0 | 0 | 0 | 0 | 0 | 0 | 0 | 0 | 0 | 0 | 0 | 0 | 0 | 0 | 0 | 0 | 0 | 0 | 0 | 0 | 0 | 0 | 0 | 0 | 0 | 0
CDP22 | SA | CSA | Export | Flexible export | 0 | 0 | 0 | 0 | 0 | 0 | 0 | 0 | 0 | 0 | 0 | 0 | 0 | 0 | 0 | 0 | 0 | 0 | 0 | 0 | 0 | 0 | 0 | 0 | 0 | 0 | 0 | 0
CDP22 | SA | CSA | Export | Fixed green steel and ammonia | 0 | 0 | 0 | 0 | 0 | 0 | 0 | 0 | 0 | 0 | 0 | 0 | 0 | 0 | 0 | 0 | 0 | 0 | 0 | 0 | 0 | 0 | 0 | 0 | 0 | 0 | 0 | 0
CDP22 | SA | SESA | Domestic | Fixed domestic | 0.0070066 | 0.30441 | 0.88098 | 1.1219 | 1.2249 | 1.2249 | 1.2249 | 1.2249 | 1.5134 | 1.5927 | 1.73 | 1.852 | 1.852 | 2.1041 | 2.1041 | 2.1041 | 2.1041 | 2.1041 | 2.1041 | 2.7989 | 2.7989 | 2.7989 | 2.7989 | 2.7989 | 2.7989 | 4.3628 | 4.0654 | 4.3698
CDP22 | SA | SESA | Domestic | Flexible domestic | 0.1557 | 6.7648 | 19.5773 | 24.9307 | 27.2198 | 27.2198 | 27.2198 | 27.2198 | 33.6304 | 35.3932 | 38.4454 | 41.1556 | 41.1556 | 46.7573 | 46.7573 | 46.7573 | 46.7573 | 46.7573 | 46.7573 | 62.1976 | 62.1976 | 62.1976 | 62.1976 | 62.1976 | 62.1976 | 96.9503 | 90.3412 | 97.1069
CDP22 | SA | SESA | Export | Fixed export | 0 | 0 | 0 | 0 | 0 | 0 | 0 | 0 | 0 | 0 | 0 | 0 | 0 | 0 | 0 | 0 | 0 | 0 | 0 | 0 | 0 | 0 | 0 | 0 | 0 | 0 | 0 | 0
CDP22 | SA | SESA | Export | Flexible export | 0 | 0 | 0 | 0 | 0 | 0 | 0 | 0 | 0 | 0 | 0 | 0 | 0 | 0 | 0 | 0 | 0 | 0 | 0 | 0 | 0 | 0 | 0 | 0 | 0 | 0 | 0 | 0
CDP22 | SA | SESA | Export | Fixed green steel and ammonia | 0 | 0 | 0 | 0 | 0 | 0 | 0 | 0 | 0 | 0 | 0 | 0 | 0 | 0 | 0 | 0 | 0 | 0 | 0 | 0 | 0 | 0 | 0 | 0 | 0 | 0 | 0 | 0
CDP22 | TAS | TAS | Domestic | Fixed domestic | 0 | 0 | 0 | 0 | 0.034314 | 0.14103 | 0.29408 | 0.38245 | 0.54485 | 0.54485 | 0.56136 | 0.67051 | 0.67051 | 1.114 | 1.114 | 1.114 | 1.6055 | 1.6055 | 1.6055 | 1.6055 | 1.6055 | 1.6055 | 1.8262 | 1.8262 | 1.8262 | 1.8383 | 1.8383 | 1.8419
CDP22 | TAS | TAS | Domestic | Flexible domestic | 0 | 0 | 0 | 0 | 0.76253 | 3.134 | 6.5352 | 8.4989 | 12.1079 | 12.1079 | 12.4747 | 14.9002 | 14.9002 | 24.7553 | 24.7553 | 24.7553 | 35.6772 | 35.6772 | 35.6772 | 35.6772 | 35.6772 | 35.6772 | 40.5822 | 40.5822 | 40.5822 | 40.8513 | 40.8513 | 40.9301
CDP22 | TAS | TAS | Export | Fixed export | 0 | 0 | 0 | 0 | 0 | 0 | 0 | 0 | 0 | 0 | 0 | 0 | 0 | 0 | 0 | 0 | 0 | 0 | 0 | 0 | 0 | 0 | 0 | 0 | 0 | 0 | 0 | 0
CDP22 | TAS | TAS | Export | Flexible export | 0 | 0 | 0 | 0 | 0 | 0 | 0 | 0 | 0 | 0 | 0 | 0 | 0 | 0 | 0 | 0 | 0 | 0 | 0 | 0 | 0 | 0 | 0 | 0 | 0 | 0 | 0 | 0
CDP22 | TAS | TAS | Export | Fixed green steel and ammonia | 0 | 0 | 0 | 0 | 0 | 0 | 0 | 0 | 0 | 0 | 0 | 0 | 0 | 0 | 0 | 0 | 0 | 0 | 0 | 0 | 0 | 0 | 0 | 0 | 0 | 0 | 0 | 0
CDP23 | NSW | NNSW | Domestic | Fixed domestic | 0 | 0 | 0 | 0 | 0 | 0 | 0 | 0 | 0 | 0 | 0 | 0 | 0 | 0 | 0 | 0 | 0 | 0 | 0 | 0 | 0 | 0 | 0 | 0 | 0 | 0 | 0 | 0
CDP23 | NSW | NNSW | Domestic | Flexible domestic | 0 | 0 | 0 | 0 | 0 | 0 | 0 | 0 | 0 | 0 | 0 | 0 | 0 | 0 | 0 | 0 | 0 | 0 | 0 | 0 | 0 | 0 | 0 | 0 | 0 | 0 | 0 | 0
CDP23 | NSW | NNSW | Export | Fixed export | 0 | 0 | 0 | 0 | 0 | 0 | 0 | 0 | 0 | 0 | 0 | 0 | 0 | 0 | 0 | 0 | 0 | 0 | 0 | 0 | 0 | 0 | 0 | 0 | 0 | 0 | 0 | 0
CDP23 | NSW | NNSW | Export | Flexible export | 0 | 0 | 0 | 0 | 0 | 0 | 0 | 0 | 0 | 0 | 0 | 0 | 0 | 0 | 0 | 0 | 0 | 0 | 0 | 0 | 0 | 0 | 0 | 0 | 0 | 0 | 0 | 0
CDP23 | NSW | NNSW | Export | Fixed green steel and ammonia | 0 | 0 | 0 | 0 | 0 | 0 | 0 | 0 | 0 | 0 | 0 | 0 | 0 | 0 | 0 | 0 | 0 | 0 | 0 | 0 | 0 | 0 | 0 | 0 | 0 | 0 | 0 | 0
CDP23 | NSW | CNSW | Domestic | Fixed domestic | 0 | 0 | 0 | 0 | 0 | 0 | 0 | 0 | 0 | 0 | 0 | 0 | 0 | 0 | 0 | 0 | 0 | 0 | 0 | 0 | 0 | 0 | 0 | 0 | 0 | 0 | 0 | 0
CDP23 | NSW | CNSW | Domestic | Flexible domestic | 0 | 0 | 0 | 0 | 0 | 0 | 0 | 0 | 0 | 0 | 0 | 0 | 0 | 0 | 0 | 0 | 0 | 0 | 0 | 0 | 0 | 0 | 0 | 0 | 0 | 0 | 0 | 0
CDP23 | NSW | CNSW | Export | Fixed export | 0 | 0 | 0 | 0 | 0 | 0 | 0 | 0 | 0 | 0 | 0 | 0 | 0 | 0 | 0 | 0 | 0 | 0 | 0 | 0 | 0 | 0 | 0 | 0 | 0 | 0 | 0 | 0
CDP23 | NSW | CNSW | Export | Flexible export | 0 | 0 | 0 | 0 | 0 | 0 | 0 | 0 | 0 | 0 | 0 | 0 | 0 | 0 | 0 | 0 | 0 | 0 | 0 | 0 | 0 | 0 | 0 | 0 | 0 | 0 | 0 | 0
CDP23 | NSW | CNSW | Export | Fixed green steel and ammonia | 0 | 0 | 0 | 0 | 0 | 0 | 0 | 0 | 0 | 0 | 0 | 0 | 0 | 0 | 0 | 0 | 0 | 0 | 0 | 0 | 0 | 0 | 0 | 0 | 0 | 0 | 0 | 0
CDP23 | NSW | SNSW | Domestic | Fixed domestic | 0.15156 | 0.36362 | 0.72014 | 1.2518 | 3.1041 | 3.1041 | 3.1041 | 3.1041 | 3.1041 | 3.1545 | 3.1545 | 4.3389 | 4.3389 | 4.5872 | 4.5872 | 4.5872 | 4.5872 | 4.5872 | 4.5872 | 6.2551 | 6.2551 | 6.3139 | 6.3626 | 6.3626 | 12.23 | 23.5836 | 23.8502 | 23.4937
CDP23 | NSW | SNSW | Domestic | Flexible domestic | 3.3679 | 8.0803 | 16.003 | 27.8174 | 68.9802 | 68.9802 | 68.9802 | 68.9802 | 68.9802 | 70.1002 | 70.1002 | 96.4211 | 96.4211 | 101.9367 | 101.9367 | 101.9367 | 101.9367 | 101.9367 | 101.9367 | 139.0033 | 139.0033 | 140.3094 | 141.3902 | 141.3902 | 271.7772 | 524.0802 | 530.0041 | 522.0814
CDP23 | NSW | SNSW | Export | Fixed export | 0 | 0 | 0 | 0 | 0 | 0 | 0 | 0 | 0 | 0 | 0 | 0 | 0 | 0 | 0 | 0 | 0 | 0 | 0 | 0 | 0 | 0 | 0 | 0 | 0 | 0 | 0 | 0
CDP23 | NSW | SNSW | Export | Flexible export | 0 | 0 | 0 | 0 | 0 | 0 | 0 | 0 | 0 | 0 | 0 | 0 | 0 | 0 | 0 | 0 | 0 | 0 | 0 | 0 | 0 | 0 | 0 | 0 | 0 | 0 | 0 | 0
CDP23 | NSW | SNSW | Export | Fixed green steel and ammonia | 0 | 0 | 0 | 0 | 0 | 0 | 0 | 0 | 0 | 0 | 0 | 0 | 0 | 0 | 0 | 0 | 0 | 0 | 0 | 0 | 0 | 0 | 0 | 0 | 0 | 0 | 0 | 0
CDP23 | NSW | SNW | Domestic | Fixed domestic | 0.76584 | 1.8554 | 3.6736 | 6.3972 | 14.773 | 14.773 | 14.773 | 14.773 | 14.773 | 16.5781 | 16.69 | 25.5639 | 25.5639 | 27.0823 | 27.0823 | 27.0823 | 27.0823 | 27.0823 | 27.0823 | 32.2124 | 32.2124 | 32.4885 | 33.6442 | 39.3809 | 63.583 | 119.1284 | 122.8149 | 120.9967
CDP23 | NSW | SNW | Domestic | Flexible domestic | 17.0187 | 41.2316 | 81.636 | 142.1608 | 328.2883 | 328.2883 | 328.2883 | 328.2883 | 328.2883 | 368.4029 | 370.8883 | 568.087 | 568.087 | 601.8299 | 601.8299 | 601.8299 | 601.8299 | 601.8299 | 601.8299 | 715.8322 | 715.8322 | 721.9669 | 747.6492 | 875.1317 | 1412.9556 | 2647.2979 | 2729.221 | 2688.8166
CDP23 | NSW | SNW | Export | Fixed export | 0 | 0 | 0 | 0 | 0 | 0 | 0 | 0 | 0 | 0 | 0 | 0 | 0 | 0 | 0 | 0 | 0 | 0 | 0 | 0 | 0 | 0 | 0 | 0 | 0 | 0 | 0 | 0
CDP23 | NSW | SNW | Export | Flexible export | 0 | 0 | 0 | 0 | 0 | 0 | 0 | 0 | 0 | 0 | 0 | 0 | 0 | 0 | 0 | 0 | 0 | 0 | 0 | 0 | 0 | 0 | 0 | 0 | 0 | 0 | 0 | 0
CDP23 | NSW | SNW | Export | Fixed green steel and ammonia | 0 | 0 | 0 | 0 | 0 | 0 | 0 | 0 | 0 | 0 | 0 | 0 | 0 | 0 | 0 | 0 | 0 | 0 | 0 | 0 | 0 | 0 | 0 | 0 | 0 | 0 | 0 | 0
CDP23 | QLD | NQ | Domestic | Fixed domestic | 0 | 0 | 0 | 0 | 0 | 0 | 0 | 0 | 0 | 0 | 0 | 0 | 0 | 0 | 0 | 0 | 0 | 0 | 0 | 0 | 0 | 0 | 0 | 0 | 0 | 0 | 0 | 0
CDP23 | QLD | NQ | Domestic | Flexible domestic | 0 | 0 | 0 | 0 | 0 | 0 | 0 | 0 | 0 | 0 | 0 | 0 | 0 | 0 | 0 | 0 | 0 | 0 | 0 | 0 | 0 | 0 | 0 | 0 | 0 | 0 | 0 | 0
CDP23 | QLD | NQ | Export | Fixed export | 0 | 0 | 0 | 0 | 0 | 0 | 0 | 0 | 0 | 0 | 0 | 0 | 0 | 0 | 0 | 0 | 0 | 0 | 0 | 0 | 0 | 0 | 0 | 0 | 0 | 0 | 0 | 0
CDP23 | QLD | NQ | Export | Flexible export | 0 | 0 | 0 | 0 | 0 | 0 | 0 | 0 | 0 | 0 | 0 | 0 | 0 | 0 | 0 | 0 | 0 | 0 | 0 | 0 | 0 | 0 | 0 | 0 | 0 | 0 | 0 | 0
CDP23 | QLD | NQ | Export | Fixed green steel and ammonia | 0 | 0 | 0 | 0 | 0 | 0 | 0 | 0 | 0 | 0 | 0 | 0 | 0 | 0 | 0 | 0 | 0 | 0 | 0 | 0 | 0 | 0 | 0 | 0 | 0 | 0 | 0 | 0
CDP23 | QLD | CQ | Domestic | Fixed domestic | 0.065464 | 0.071197 | 0.071197 | 0.071197 | 1.9483 | 7.3036 | 7.3036 | 7.3036 | 7.8907 | 8.7126 | 11.0201 | 11.0201 | 11.0201 | 11.8364 | 12.5651 | 12.5651 | 12.5651 | 12.5651 | 12.5651 | 16.3628 | 16.3628 | 18.1606 | 18.1606 | 18.1606 | 21.8045 | 21.7391 | 22.9223 | 29.498
CDP23 | QLD | CQ | Domestic | Flexible domestic | 1.4548 | 1.5822 | 1.5822 | 1.5822 | 43.2952 | 162.3022 | 162.3022 | 162.3022 | 175.3483 | 193.6136 | 244.8914 | 244.8914 | 244.8914 | 263.0304 | 279.2252 | 279.2252 | 279.2252 | 279.2252 | 279.2252 | 363.6173 | 363.6173 | 403.5679 | 403.5679 | 403.5679 | 484.5452 | 483.0905 | 509.3837 | 655.5115
CDP23 | QLD | CQ | Export | Fixed export | 0 | 0 | 0 | 0 | 0 | 0 | 0 | 0 | 0 | 0 | 0 | 0 | 0 | 0 | 0 | 0 | 0 | 0 | 0 | 0 | 0 | 0 | 0 | 0 | 0 | 0 | 0 | 0
CDP23 | QLD | CQ | Export | Flexible export | 0 | 0 | 0 | 0 | 0 | 0 | 0 | 0 | 0 | 0 | 0 | 0 | 0 | 0 | 0 | 0 | 0 | 0 | 0 | 0 | 0 | 0 | 0 | 0 | 0 | 0 | 0 | 0
CDP23 | QLD | CQ | Export | Fixed green steel and ammonia | 0 | 0 | 0 | 0 | 0 | 0 | 0 | 0 | 0 | 0 | 0 | 0 | 0 | 0 | 0 | 0 | 0 | 0 | 0 | 0 | 0 | 0 | 0 | 0 | 0 | 0 | 0 | 0
CDP23 | QLD | SQ | Domestic | Fixed domestic | 0.034787 | 0.034787 | 0.034787 | 0.034787 | 0.78682 | 3.3635 | 3.3635 | 6.4338 | 9.8225 | 11.9186 | 17.963 | 18.2015 | 18.349 | 18.349 | 19.3494 | 20.2653 | 21.118 | 21.118 | 21.118 | 29.1641 | 29.1641 | 30.1379 | 30.1379 | 30.1379 | 32.7142 | 32.6794 | 36.0043 | 46.363
CDP23 | QLD | SQ | Domestic | Flexible domestic | 0.77305 | 0.77305 | 0.77305 | 0.77305 | 17.4849 | 74.7437 | 74.7437 | 142.974 | 218.2773 | 264.8576 | 399.1776 | 404.4774 | 407.7552 | 407.7552 | 429.9861 | 450.3408 | 469.2882 | 469.2882 | 469.2882 | 648.0905 | 648.0905 | 669.7319 | 669.7319 | 669.7319 | 726.9822 | 726.2091 | 800.095 | 1030.2885
CDP23 | QLD | SQ | Export | Fixed export | 0 | 0 | 0 | 0 | 0 | 0 | 0 | 0 | 0 | 0 | 0 | 0 | 0 | 0 | 0 | 0 | 0 | 0 | 0 | 0 | 0 | 0 | 0 | 0 | 0 | 0 | 0 | 0
CDP23 | QLD | SQ | Export | Flexible export | 0 | 0 | 0 | 0 | 0 | 0 | 0 | 0 | 0 | 0 | 0 | 0 | 0 | 0 | 0 | 0 | 0 | 0 | 0 | 0 | 0 | 0 | 0 | 0 | 0 | 0 | 0 | 0
CDP23 | QLD | SQ | Export | Fixed green steel and ammonia | 0 | 0 | 0 | 0 | 0 | 0 | 0 | 0 | 0 | 0 | 0 | 0 | 0 | 0 | 0 | 0 | 0 | 0 | 0 | 0 | 0 | 0 | 0 | 0 | 0 | 0 | 0 | 0
CDP23 | VIC | VIC | Domestic | Fixed domestic | 0.29194 | 0.46013 | 0.46013 | 0.46013 | 5.7579 | 15.8804 | 15.8804 | 23.3194 | 48.0507 | 48.0507 | 55.8514 | 62.5307 | 62.5307 | 65.789 | 65.789 | 65.789 | 65.789 | 65.789 | 65.789 | 68.181 | 68.181 | 68.181 | 77.4086 | 77.4086 | 77.4086 | 94.3559 | 94.1877 | 98.8028
CDP23 | VIC | VIC | Domestic | Flexible domestic | 6.4875 | 10.2251 | 10.2251 | 10.2251 | 127.9542 | 352.8968 | 352.8968 | 518.2089 | 1067.7943 | 1067.7943 | 1241.143 | 1389.5718 | 1389.5718 | 1461.9779 | 1461.9779 | 1461.9779 | 1461.9779 | 1461.9779 | 1461.9779 | 1515.1336 | 1515.1336 | 1515.1336 | 1720.1903 | 1720.1903 | 1720.1903 | 2096.7987 | 2093.0611 | 2195.6187
CDP23 | VIC | VIC | Export | Fixed export | 0 | 0 | 0 | 0 | 0 | 0 | 0 | 0 | 0 | 0 | 0 | 0 | 0 | 0 | 0 | 0 | 0 | 0 | 0 | 0 | 0 | 0 | 0 | 0 | 0 | 0 | 0 | 0
CDP23 | VIC | VIC | Export | Flexible export | 0 | 0 | 0 | 0 | 0 | 0 | 0 | 0 | 0 | 0 | 0 | 0 | 0 | 0 | 0 | 0 | 0 | 0 | 0 | 0 | 0 | 0 | 0 | 0 | 0 | 0 | 0 | 0
CDP23 | VIC | VIC | Export | Fixed green steel and ammonia | 0 | 0 | 0 | 0 | 0 | 0 | 0 | 0 | 0 | 0 | 0 | 0 | 0 | 0 | 0 | 0 | 0 | 0 | 0 | 0 | 0 | 0 | 0 | 0 | 0 | 0 | 0 | 0
CDP23 | SA | CSA | Domestic | Fixed domestic | 0.0026558 | 2.8152 | 8.4402 | 11.2527 | 11.2531 | 11.2531 | 11.2531 | 11.2531 | 11.2531 | 11.2531 | 11.2532 | 11.2537 | 11.2537 | 11.2541 | 11.2541 | 11.2541 | 11.2541 | 11.2541 | 12.5168 | 13.3338 | 13.3338 | 14.1826 | 14.1936 | 14.1936 | 14.8675 | 19.129 | 19.129 | 19.6295
CDP23 | SA | CSA | Domestic | Flexible domestic | 0.059018 | 62.559 | 187.559 | 250.059 | 250.0692 | 250.0692 | 250.0692 | 250.0692 | 250.0692 | 250.0692 | 250.0707 | 250.0833 | 250.0833 | 250.0921 | 250.0921 | 250.0921 | 250.0921 | 250.0921 | 278.1505 | 296.3062 | 296.3062 | 315.1689 | 315.4138 | 315.4138 | 330.3885 | 425.0884 | 425.0884 | 436.2103
CDP23 | SA | CSA | Export | Fixed export | 0 | 0 | 0 | 0 | 0 | 0 | 0 | 0 | 0 | 0 | 0 | 0 | 0 | 0 | 0 | 0 | 0 | 0 | 0 | 0 | 0 | 0 | 0 | 0 | 0 | 0 | 0 | 0
CDP23 | SA | CSA | Export | Flexible export | 0 | 0 | 0 | 0 | 0 | 0 | 0 | 0 | 0 | 0 | 0 | 0 | 0 | 0 | 0 | 0 | 0 | 0 | 0 | 0 | 0 | 0 | 0 | 0 | 0 | 0 | 0 | 0
CDP23 | SA | CSA | Export | Fixed green steel and ammonia | 0 | 0 | 0 | 0 | 0 | 0 | 0 | 0 | 0 | 0 | 0 | 0 | 0 | 0 | 0 | 0 | 0 | 0 | 0 | 0 | 0 | 0 | 0 | 0 | 0 | 0 | 0 | 0
CDP23 | SA | SESA | Domestic | Fixed domestic | 0.0070066 | 0.30441 | 0.88098 | 1.1219 | 1.2249 | 1.2249 | 1.2249 | 1.2249 | 1.5134 | 1.5927 | 1.73 | 1.852 | 1.852 | 2.1041 | 2.1041 | 2.1041 | 2.1041 | 2.1041 | 2.1041 | 2.7989 | 2.7989 | 2.7989 | 2.7989 | 2.7989 | 2.7989 | 4.3628 | 4.0654 | 4.3698
CDP23 | SA | SESA | Domestic | Flexible domestic | 0.1557 | 6.7648 | 19.5773 | 24.9307 | 27.2198 | 27.2198 | 27.2198 | 27.2198 | 33.6304 | 35.3932 | 38.4454 | 41.1556 | 41.1556 | 46.7573 | 46.7573 | 46.7573 | 46.7573 | 46.7573 | 46.7573 | 62.1976 | 62.1976 | 62.1976 | 62.1976 | 62.1976 | 62.1976 | 96.9503 | 90.3412 | 97.1069
CDP23 | SA | SESA | Export | Fixed export | 0 | 0 | 0 | 0 | 0 | 0 | 0 | 0 | 0 | 0 | 0 | 0 | 0 | 0 | 0 | 0 | 0 | 0 | 0 | 0 | 0 | 0 | 0 | 0 | 0 | 0 | 0 | 0
CDP23 | SA | SESA | Export | Flexible export | 0 | 0 | 0 | 0 | 0 | 0 | 0 | 0 | 0 | 0 | 0 | 0 | 0 | 0 | 0 | 0 | 0 | 0 | 0 | 0 | 0 | 0 | 0 | 0 | 0 | 0 | 0 | 0
CDP23 | SA | SESA | Export | Fixed green steel and ammonia | 0 | 0 | 0 | 0 | 0 | 0 | 0 | 0 | 0 | 0 | 0 | 0 | 0 | 0 | 0 | 0 | 0 | 0 | 0 | 0 | 0 | 0 | 0 | 0 | 0 | 0 | 0 | 0
CDP23 | TAS | TAS | Domestic | Fixed domestic | 0 | 0 | 0 | 0 | 0.034314 | 0.14103 | 0.29408 | 0.38245 | 0.54485 | 0.54485 | 0.56136 | 0.67051 | 0.67051 | 1.114 | 1.114 | 1.114 | 1.6055 | 1.6055 | 1.6055 | 1.6055 | 1.6055 | 1.6055 | 1.8262 | 1.8262 | 1.8262 | 1.8383 | 1.8383 | 1.8419
CDP23 | TAS | TAS | Domestic | Flexible domestic | 0 | 0 | 0 | 0 | 0.76253 | 3.134 | 6.5352 | 8.4989 | 12.1079 | 12.1079 | 12.4747 | 14.9002 | 14.9002 | 24.7553 | 24.7553 | 24.7553 | 35.6772 | 35.6772 | 35.6772 | 35.6772 | 35.6772 | 35.6772 | 40.5822 | 40.5822 | 40.5822 | 40.8513 | 40.8513 | 40.9301
CDP23 | TAS | TAS | Export | Fixed export | 0 | 0 | 0 | 0 | 0 | 0 | 0 | 0 | 0 | 0 | 0 | 0 | 0 | 0 | 0 | 0 | 0 | 0 | 0 | 0 | 0 | 0 | 0 | 0 | 0 | 0 | 0 | 0
CDP23 | TAS | TAS | Export | Flexible export | 0 | 0 | 0 | 0 | 0 | 0 | 0 | 0 | 0 | 0 | 0 | 0 | 0 | 0 | 0 | 0 | 0 | 0 | 0 | 0 | 0 | 0 | 0 | 0 | 0 | 0 | 0 | 0
CDP23 | TAS | TAS | Export | Fixed green steel and ammonia | 0 | 0 | 0 | 0 | 0 | 0 | 0 | 0 | 0 | 0 | 0 | 0 | 0 | 0 | 0 | 0 | 0 | 0 | 0 | 0 | 0 | 0 | 0 | 0 | 0 | 0 | 0 | 0
CDP24 | NSW | NNSW | Domestic | Fixed domestic | 0 | 0 | 0 | 0 | 0 | 0 | 0 | 0 | 0 | 0 | 0 | 0 | 0 | 0 | 0 | 0 | 0 | 0 | 0 | 0 | 0 | 0 | 0 | 0 | 0 | 0 | 0 | 0
CDP24 | NSW | NNSW | Domestic | Flexible domestic | 0 | 0 | 0 | 0 | 0 | 0 | 0 | 0 | 0 | 0 | 0 | 0 | 0 | 0 | 0 | 0 | 0 | 0 | 0 | 0 | 0 | 0 | 0 | 0 | 0 | 0 | 0 | 0
CDP24 | NSW | NNSW | Export | Fixed export | 0 | 0 | 0 | 0 | 0 | 0 | 0 | 0 | 0 | 0 | 0 | 0 | 0 | 0 | 0 | 0 | 0 | 0 | 0 | 0 | 0 | 0 | 0 | 0 | 0 | 0 | 0 | 0
CDP24 | NSW | NNSW | Export | Flexible export | 0 | 0 | 0 | 0 | 0 | 0 | 0 | 0 | 0 | 0 | 0 | 0 | 0 | 0 | 0 | 0 | 0 | 0 | 0 | 0 | 0 | 0 | 0 | 0 | 0 | 0 | 0 | 0
CDP24 | NSW | NNSW | Export | Fixed green steel and ammonia | 0 | 0 | 0 | 0 | 0 | 0 | 0 | 0 | 0 | 0 | 0 | 0 | 0 | 0 | 0 | 0 | 0 | 0 | 0 | 0 | 0 | 0 | 0 | 0 | 0 | 0 | 0 | 0
CDP24 | NSW | CNSW | Domestic | Fixed domestic | 0 | 0 | 0 | 0 | 0 | 0 | 0 | 0 | 0 | 0 | 0 | 0 | 0 | 0 | 0 | 0 | 0 | 0 | 0 | 0 | 0 | 0 | 0 | 0 | 0 | 0 | 0 | 0
CDP24 | NSW | CNSW | Domestic | Flexible domestic | 0 | 0 | 0 | 0 | 0 | 0 | 0 | 0 | 0 | 0 | 0 | 0 | 0 | 0 | 0 | 0 | 0 | 0 | 0 | 0 | 0 | 0 | 0 | 0 | 0 | 0 | 0 | 0
CDP24 | NSW | CNSW | Export | Fixed export | 0 | 0 | 0 | 0 | 0 | 0 | 0 | 0 | 0 | 0 | 0 | 0 | 0 | 0 | 0 | 0 | 0 | 0 | 0 | 0 | 0 | 0 | 0 | 0 | 0 | 0 | 0 | 0
CDP24 | NSW | CNSW | Export | Flexible export | 0 | 0 | 0 | 0 | 0 | 0 | 0 | 0 | 0 | 0 | 0 | 0 | 0 | 0 | 0 | 0 | 0 | 0 | 0 | 0 | 0 | 0 | 0 | 0 | 0 | 0 | 0 | 0
CDP24 | NSW | CNSW | Export | Fixed green steel and ammonia | 0 | 0 | 0 | 0 | 0 | 0 | 0 | 0 | 0 | 0 | 0 | 0 | 0 | 0 | 0 | 0 | 0 | 0 | 0 | 0 | 0 | 0 | 0 | 0 | 0 | 0 | 0 | 0
CDP24 | NSW | SNSW | Domestic | Fixed domestic | 0.15156 | 0.36362 | 0.72014 | 1.2518 | 3.1041 | 3.1041 | 3.1041 | 3.1041 | 3.1041 | 3.1545 | 3.1545 | 4.3389 | 4.3389 | 4.5872 | 4.5872 | 4.5872 | 4.5872 | 4.5872 | 4.5872 | 6.2551 | 6.2551 | 6.3139 | 6.3626 | 6.3626 | 12.23 | 23.5836 | 23.8502 | 23.4937
CDP24 | NSW | SNSW | Domestic | Flexible domestic | 3.3679 | 8.0803 | 16.003 | 27.8174 | 68.9802 | 68.9802 | 68.9802 | 68.9802 | 68.9802 | 70.1002 | 70.1002 | 96.4211 | 96.4211 | 101.9367 | 101.9367 | 101.9367 | 101.9367 | 101.9367 | 101.9367 | 139.0033 | 139.0033 | 140.3094 | 141.3902 | 141.3902 | 271.7772 | 524.0802 | 530.0041 | 522.0814
CDP24 | NSW | SNSW | Export | Fixed export | 0 | 0 | 0 | 0 | 0 | 0 | 0 | 0 | 0 | 0 | 0 | 0 | 0 | 0 | 0 | 0 | 0 | 0 | 0 | 0 | 0 | 0 | 0 | 0 | 0 | 0 | 0 | 0
CDP24 | NSW | SNSW | Export | Flexible export | 0 | 0 | 0 | 0 | 0 | 0 | 0 | 0 | 0 | 0 | 0 | 0 | 0 | 0 | 0 | 0 | 0 | 0 | 0 | 0 | 0 | 0 | 0 | 0 | 0 | 0 | 0 | 0
CDP24 | NSW | SNSW | Export | Fixed green steel and ammonia | 0 | 0 | 0 | 0 | 0 | 0 | 0 | 0 | 0 | 0 | 0 | 0 | 0 | 0 | 0 | 0 | 0 | 0 | 0 | 0 | 0 | 0 | 0 | 0 | 0 | 0 | 0 | 0
CDP24 | NSW | SNW | Domestic | Fixed domestic | 0.76584 | 1.8554 | 3.6736 | 6.3972 | 14.773 | 14.773 | 14.773 | 14.773 | 14.773 | 16.5781 | 16.69 | 25.5639 | 25.5639 | 27.0823 | 27.0823 | 27.0823 | 27.0823 | 27.0823 | 27.0823 | 32.2124 | 32.2124 | 32.4885 | 33.6442 | 39.3809 | 63.583 | 119.1284 | 122.8149 | 120.9967
CDP24 | NSW | SNW | Domestic | Flexible domestic | 17.0187 | 41.2316 | 81.636 | 142.1608 | 328.2883 | 328.2883 | 328.2883 | 328.2883 | 328.2883 | 368.4029 | 370.8883 | 568.087 | 568.087 | 601.8299 | 601.8299 | 601.8299 | 601.8299 | 601.8299 | 601.8299 | 715.8322 | 715.8322 | 721.9669 | 747.6492 | 875.1317 | 1412.9556 | 2647.2979 | 2729.221 | 2688.8166
CDP24 | NSW | SNW | Export | Fixed export | 0 | 0 | 0 | 0 | 0 | 0 | 0 | 0 | 0 | 0 | 0 | 0 | 0 | 0 | 0 | 0 | 0 | 0 | 0 | 0 | 0 | 0 | 0 | 0 | 0 | 0 | 0 | 0
CDP24 | NSW | SNW | Export | Flexible export | 0 | 0 | 0 | 0 | 0 | 0 | 0 | 0 | 0 | 0 | 0 | 0 | 0 | 0 | 0 | 0 | 0 | 0 | 0 | 0 | 0 | 0 | 0 | 0 | 0 | 0 | 0 | 0
CDP24 | NSW | SNW | Export | Fixed green steel and ammonia | 0 | 0 | 0 | 0 | 0 | 0 | 0 | 0 | 0 | 0 | 0 | 0 | 0 | 0 | 0 | 0 | 0 | 0 | 0 | 0 | 0 | 0 | 0 | 0 | 0 | 0 | 0 | 0
CDP24 | QLD | NQ | Domestic | Fixed domestic | 0 | 0 | 0 | 0 | 0 | 0 | 0 | 0 | 0 | 0 | 0 | 0 | 0 | 0 | 0 | 0 | 0 | 0 | 0 | 0 | 0 | 0 | 0 | 0 | 0 | 0 | 0 | 0
CDP24 | QLD | NQ | Domestic | Flexible domestic | 0 | 0 | 0 | 0 | 0 | 0 | 0 | 0 | 0 | 0 | 0 | 0 | 0 | 0 | 0 | 0 | 0 | 0 | 0 | 0 | 0 | 0 | 0 | 0 | 0 | 0 | 0 | 0
CDP24 | QLD | NQ | Export | Fixed export | 0 | 0 | 0 | 0 | 0 | 0 | 0 | 0 | 0 | 0 | 0 | 0 | 0 | 0 | 0 | 0 | 0 | 0 | 0 | 0 | 0 | 0 | 0 | 0 | 0 | 0 | 0 | 0
CDP24 | QLD | NQ | Export | Flexible export | 0 | 0 | 0 | 0 | 0 | 0 | 0 | 0 | 0 | 0 | 0 | 0 | 0 | 0 | 0 | 0 | 0 | 0 | 0 | 0 | 0 | 0 | 0 | 0 | 0 | 0 | 0 | 0
CDP24 | QLD | NQ | Export | Fixed green steel and ammonia | 0 | 0 | 0 | 0 | 0 | 0 | 0 | 0 | 0 | 0 | 0 | 0 | 0 | 0 | 0 | 0 | 0 | 0 | 0 | 0 | 0 | 0 | 0 | 0 | 0 | 0 | 0 | 0
CDP24 | QLD | CQ | Domestic | Fixed domestic | 0.065464 | 0.071197 | 0.071197 | 0.071197 | 1.9483 | 7.3036 | 7.3036 | 7.3036 | 7.8907 | 8.7126 | 11.0201 | 11.0201 | 11.0201 | 11.8364 | 12.5651 | 12.5651 | 12.5651 | 12.5651 | 12.5651 | 16.3628 | 16.3628 | 18.1606 | 18.1606 | 18.1606 | 21.8045 | 21.7391 | 22.9223 | 29.498
CDP24 | QLD | CQ | Domestic | Flexible domestic | 1.4548 | 1.5822 | 1.5822 | 1.5822 | 43.2952 | 162.3022 | 162.3022 | 162.3022 | 175.3483 | 193.6136 | 244.8914 | 244.8914 | 244.8914 | 263.0304 | 279.2252 | 279.2252 | 279.2252 | 279.2252 | 279.2252 | 363.6173 | 363.6173 | 403.5679 | 403.5679 | 403.5679 | 484.5452 | 483.0905 | 509.3837 | 655.5115
CDP24 | QLD | CQ | Export | Fixed export | 0 | 0 | 0 | 0 | 0 | 0 | 0 | 0 | 0 | 0 | 0 | 0 | 0 | 0 | 0 | 0 | 0 | 0 | 0 | 0 | 0 | 0 | 0 | 0 | 0 | 0 | 0 | 0
CDP24 | QLD | CQ | Export | Flexible export | 0 | 0 | 0 | 0 | 0 | 0 | 0 | 0 | 0 | 0 | 0 | 0 | 0 | 0 | 0 | 0 | 0 | 0 | 0 | 0 | 0 | 0 | 0 | 0 | 0 | 0 | 0 | 0
CDP24 | QLD | CQ | Export | Fixed green steel and ammonia | 0 | 0 | 0 | 0 | 0 | 0 | 0 | 0 | 0 | 0 | 0 | 0 | 0 | 0 | 0 | 0 | 0 | 0 | 0 | 0 | 0 | 0 | 0 | 0 | 0 | 0 | 0 | 0
CDP24 | QLD | SQ | Domestic | Fixed domestic | 0.034787 | 0.034787 | 0.034787 | 0.034787 | 0.78682 | 3.3635 | 3.3635 | 6.4338 | 9.8225 | 11.9186 | 17.963 | 18.2015 | 18.349 | 18.349 | 19.3494 | 20.2653 | 21.118 | 21.118 | 21.118 | 29.1641 | 29.1641 | 30.1379 | 30.1379 | 30.1379 | 32.7142 | 32.6794 | 36.0043 | 46.363
CDP24 | QLD | SQ | Domestic | Flexible domestic | 0.77305 | 0.77305 | 0.77305 | 0.77305 | 17.4849 | 74.7437 | 74.7437 | 142.974 | 218.2773 | 264.8576 | 399.1776 | 404.4774 | 407.7552 | 407.7552 | 429.9861 | 450.3408 | 469.2882 | 469.2882 | 469.2882 | 648.0905 | 648.0905 | 669.7319 | 669.7319 | 669.7319 | 726.9822 | 726.2091 | 800.095 | 1030.2885
CDP24 | QLD | SQ | Export | Fixed export | 0 | 0 | 0 | 0 | 0 | 0 | 0 | 0 | 0 | 0 | 0 | 0 | 0 | 0 | 0 | 0 | 0 | 0 | 0 | 0 | 0 | 0 | 0 | 0 | 0 | 0 | 0 | 0
CDP24 | QLD | SQ | Export | Flexible export | 0 | 0 | 0 | 0 | 0 | 0 | 0 | 0 | 0 | 0 | 0 | 0 | 0 | 0 | 0 | 0 | 0 | 0 | 0 | 0 | 0 | 0 | 0 | 0 | 0 | 0 | 0 | 0
CDP24 | QLD | SQ | Export | Fixed green steel and ammonia | 0 | 0 | 0 | 0 | 0 | 0 | 0 | 0 | 0 | 0 | 0 | 0 | 0 | 0 | 0 | 0 | 0 | 0 | 0 | 0 | 0 | 0 | 0 | 0 | 0 | 0 | 0 | 0
CDP24 | VIC | VIC | Domestic | Fixed domestic | 0.29194 | 0.46013 | 0.46013 | 0.46013 | 5.7579 | 15.8804 | 15.8804 | 23.3194 | 48.0507 | 48.0507 | 55.8514 | 62.5307 | 62.5307 | 65.789 | 65.789 | 65.789 | 65.789 | 65.789 | 65.789 | 68.181 | 68.181 | 68.181 | 77.4086 | 77.4086 | 77.4086 | 94.3559 | 94.1877 | 98.8028
CDP24 | VIC | VIC | Domestic | Flexible domestic | 6.4875 | 10.2251 | 10.2251 | 10.2251 | 127.9542 | 352.8968 | 352.8968 | 518.2089 | 1067.7943 | 1067.7943 | 1241.143 | 1389.5718 | 1389.5718 | 1461.9779 | 1461.9779 | 1461.9779 | 1461.9779 | 1461.9779 | 1461.9779 | 1515.1336 | 1515.1336 | 1515.1336 | 1720.1903 | 1720.1903 | 1720.1903 | 2096.7987 | 2093.0611 | 2195.6187
CDP24 | VIC | VIC | Export | Fixed export | 0 | 0 | 0 | 0 | 0 | 0 | 0 | 0 | 0 | 0 | 0 | 0 | 0 | 0 | 0 | 0 | 0 | 0 | 0 | 0 | 0 | 0 | 0 | 0 | 0 | 0 | 0 | 0
CDP24 | VIC | VIC | Export | Flexible export | 0 | 0 | 0 | 0 | 0 | 0 | 0 | 0 | 0 | 0 | 0 | 0 | 0 | 0 | 0 | 0 | 0 | 0 | 0 | 0 | 0 | 0 | 0 | 0 | 0 | 0 | 0 | 0
CDP24 | VIC | VIC | Export | Fixed green steel and ammonia | 0 | 0 | 0 | 0 | 0 | 0 | 0 | 0 | 0 | 0 | 0 | 0 | 0 | 0 | 0 | 0 | 0 | 0 | 0 | 0 | 0 | 0 | 0 | 0 | 0 | 0 | 0 | 0
CDP24 | SA | CSA | Domestic | Fixed domestic | 0.0026558 | 2.8152 | 8.4402 | 11.2527 | 11.2531 | 11.2531 | 11.2531 | 11.2531 | 11.2531 | 11.2531 | 11.2532 | 11.2537 | 11.2537 | 11.2541 | 11.2541 | 11.2541 | 11.2541 | 11.2541 | 12.5168 | 13.3338 | 13.3338 | 14.1826 | 14.1936 | 14.1936 | 14.8675 | 19.129 | 19.129 | 19.6295
CDP24 | SA | CSA | Domestic | Flexible domestic | 0.059018 | 62.559 | 187.559 | 250.059 | 250.0692 | 250.0692 | 250.0692 | 250.0692 | 250.0692 | 250.0692 | 250.0707 | 250.0833 | 250.0833 | 250.0921 | 250.0921 | 250.0921 | 250.0921 | 250.0921 | 278.1505 | 296.3062 | 296.3062 | 315.1689 | 315.4138 | 315.4138 | 330.3885 | 425.0884 | 425.0884 | 436.2103
CDP24 | SA | CSA | Export | Fixed export | 0 | 0 | 0 | 0 | 0 | 0 | 0 | 0 | 0 | 0 | 0 | 0 | 0 | 0 | 0 | 0 | 0 | 0 | 0 | 0 | 0 | 0 | 0 | 0 | 0 | 0 | 0 | 0
CDP24 | SA | CSA | Export | Flexible export | 0 | 0 | 0 | 0 | 0 | 0 | 0 | 0 | 0 | 0 | 0 | 0 | 0 | 0 | 0 | 0 | 0 | 0 | 0 | 0 | 0 | 0 | 0 | 0 | 0 | 0 | 0 | 0
CDP24 | SA | CSA | Export | Fixed green steel and ammonia | 0 | 0 | 0 | 0 | 0 | 0 | 0 | 0 | 0 | 0 | 0 | 0 | 0 | 0 | 0 | 0 | 0 | 0 | 0 | 0 | 0 | 0 | 0 | 0 | 0 | 0 | 0 | 0
CDP24 | SA | SESA | Domestic | Fixed domestic | 0.0070066 | 0.30441 | 0.88098 | 1.1219 | 1.2249 | 1.2249 | 1.2249 | 1.2249 | 1.5134 | 1.5927 | 1.73 | 1.852 | 1.852 | 2.1041 | 2.1041 | 2.1041 | 2.1041 | 2.1041 | 2.1041 | 2.7989 | 2.7989 | 2.7989 | 2.7989 | 2.7989 | 2.7989 | 4.3628 | 4.0654 | 4.3698
CDP24 | SA | SESA | Domestic | Flexible domestic | 0.1557 | 6.7648 | 19.5773 | 24.9307 | 27.2198 | 27.2198 | 27.2198 | 27.2198 | 33.6304 | 35.3932 | 38.4454 | 41.1556 | 41.1556 | 46.7573 | 46.7573 | 46.7573 | 46.7573 | 46.7573 | 46.7573 | 62.1976 | 62.1976 | 62.1976 | 62.1976 | 62.1976 | 62.1976 | 96.9503 | 90.3412 | 97.1069
CDP24 | SA | SESA | Export | Fixed export | 0 | 0 | 0 | 0 | 0 | 0 | 0 | 0 | 0 | 0 | 0 | 0 | 0 | 0 | 0 | 0 | 0 | 0 | 0 | 0 | 0 | 0 | 0 | 0 | 0 | 0 | 0 | 0
CDP24 | SA | SESA | Export | Flexible export | 0 | 0 | 0 | 0 | 0 | 0 | 0 | 0 | 0 | 0 | 0 | 0 | 0 | 0 | 0 | 0 | 0 | 0 | 0 | 0 | 0 | 0 | 0 | 0 | 0 | 0 | 0 | 0
CDP24 | SA | SESA | Export | Fixed green steel and ammonia | 0 | 0 | 0 | 0 | 0 | 0 | 0 | 0 | 0 | 0 | 0 | 0 | 0 | 0 | 0 | 0 | 0 | 0 | 0 | 0 | 0 | 0 | 0 | 0 | 0 | 0 | 0 | 0
CDP24 | TAS | TAS | Domestic | Fixed domestic | 0 | 0 | 0 | 0 | 0.034314 | 0.14103 | 0.29408 | 0.38245 | 0.54485 | 0.54485 | 0.56136 | 0.67051 | 0.67051 | 1.114 | 1.114 | 1.114 | 1.6055 | 1.6055 | 1.6055 | 1.6055 | 1.6055 | 1.6055 | 1.8262 | 1.8262 | 1.8262 | 1.8383 | 1.8383 | 1.8419
CDP24 | TAS | TAS | Domestic | Flexible domestic | 0 | 0 | 0 | 0 | 0.76253 | 3.134 | 6.5352 | 8.4989 | 12.1079 | 12.1079 | 12.4747 | 14.9002 | 14.9002 | 24.7553 | 24.7553 | 24.7553 | 35.6772 | 35.6772 | 35.6772 | 35.6772 | 35.6772 | 35.6772 | 40.5822 | 40.5822 | 40.5822 | 40.8513 | 40.8513 | 40.9301
CDP24 | TAS | TAS | Export | Fixed export | 0 | 0 | 0 | 0 | 0 | 0 | 0 | 0 | 0 | 0 | 0 | 0 | 0 | 0 | 0 | 0 | 0 | 0 | 0 | 0 | 0 | 0 | 0 | 0 | 0 | 0 | 0 | 0
CDP24 | TAS | TAS | Export | Flexible export | 0 | 0 | 0 | 0 | 0 | 0 | 0 | 0 | 0 | 0 | 0 | 0 | 0 | 0 | 0 | 0 | 0 | 0 | 0 | 0 | 0 | 0 | 0 | 0 | 0 | 0 | 0 | 0
CDP24 | TAS | TAS | Export | Fixed green steel and ammonia | 0 | 0 | 0 | 0 | 0 | 0 | 0 | 0 | 0 | 0 | 0 | 0 | 0 | 0 | 0 | 0 | 0 | 0 | 0 | 0 | 0 | 0 | 0 | 0 | 0 | 0 | 0 | 0
CDP25 | NSW | NNSW | Domestic | Fixed domestic | 0 | 0 | 0 | 0 | 0 | 0 | 0 | 0 | 0 | 0 | 0 | 0 | 0 | 0 | 0 | 0 | 0 | 0 | 0 | 0 | 0 | 0 | 0 | 0 | 0 | 0 | 0 | 0
CDP25 | NSW | NNSW | Domestic | Flexible domestic | 0 | 0 | 0 | 0 | 0 | 0 | 0 | 0 | 0 | 0 | 0 | 0 | 0 | 0 | 0 | 0 | 0 | 0 | 0 | 0 | 0 | 0 | 0 | 0 | 0 | 0 | 0 | 0
CDP25 | NSW | NNSW | Export | Fixed export | 0 | 0 | 0 | 0 | 0 | 0 | 0 | 0 | 0 | 0 | 0 | 0 | 0 | 0 | 0 | 0 | 0 | 0 | 0 | 0 | 0 | 0 | 0 | 0 | 0 | 0 | 0 | 0
CDP25 | NSW | NNSW | Export | Flexible export | 0 | 0 | 0 | 0 | 0 | 0 | 0 | 0 | 0 | 0 | 0 | 0 | 0 | 0 | 0 | 0 | 0 | 0 | 0 | 0 | 0 | 0 | 0 | 0 | 0 | 0 | 0 | 0
CDP25 | NSW | NNSW | Export | Fixed green steel and ammonia | 0 | 0 | 0 | 0 | 0 | 0 | 0 | 0 | 0 | 0 | 0 | 0 | 0 | 0 | 0 | 0 | 0 | 0 | 0 | 0 | 0 | 0 | 0 | 0 | 0 | 0 | 0 | 0
CDP25 | NSW | CNSW | Domestic | Fixed domestic | 0 | 0 | 0 | 0 | 0 | 0 | 0 | 0 | 0 | 0 | 0 | 0 | 0 | 0 | 0 | 0 | 0 | 0 | 0 | 0 | 0 | 0 | 0 | 0 | 0 | 0 | 0 | 0
CDP25 | NSW | CNSW | Domestic | Flexible domestic | 0 | 0 | 0 | 0 | 0 | 0 | 0 | 0 | 0 | 0 | 0 | 0 | 0 | 0 | 0 | 0 | 0 | 0 | 0 | 0 | 0 | 0 | 0 | 0 | 0 | 0 | 0 | 0
CDP25 | NSW | CNSW | Export | Fixed export | 0 | 0 | 0 | 0 | 0 | 0 | 0 | 0 | 0 | 0 | 0 | 0 | 0 | 0 | 0 | 0 | 0 | 0 | 0 | 0 | 0 | 0 | 0 | 0 | 0 | 0 | 0 | 0
CDP25 | NSW | CNSW | Export | Flexible export | 0 | 0 | 0 | 0 | 0 | 0 | 0 | 0 | 0 | 0 | 0 | 0 | 0 | 0 | 0 | 0 | 0 | 0 | 0 | 0 | 0 | 0 | 0 | 0 | 0 | 0 | 0 | 0
CDP25 | NSW | CNSW | Export | Fixed green steel and ammonia | 0 | 0 | 0 | 0 | 0 | 0 | 0 | 0 | 0 | 0 | 0 | 0 | 0 | 0 | 0 | 0 | 0 | 0 | 0 | 0 | 0 | 0 | 0 | 0 | 0 | 0 | 0 | 0
CDP25 | NSW | SNSW | Domestic | Fixed domestic | 0.15156 | 0.36362 | 0.72014 | 1.2518 | 3.1041 | 3.1041 | 3.1041 | 3.1041 | 3.1041 | 3.1545 | 3.1545 | 4.3389 | 4.3389 | 4.5872 | 4.5872 | 4.5872 | 4.5872 | 4.5872 | 4.5872 | 6.2551 | 6.2551 | 6.3139 | 6.3626 | 6.3626 | 12.23 | 23.5836 | 23.8502 | 23.4937
CDP25 | NSW | SNSW | Domestic | Flexible domestic | 3.3679 | 8.0803 | 16.003 | 27.8174 | 68.9802 | 68.9802 | 68.9802 | 68.9802 | 68.9802 | 70.1002 | 70.1002 | 96.4211 | 96.4211 | 101.9367 | 101.9367 | 101.9367 | 101.9367 | 101.9367 | 101.9367 | 139.0033 | 139.0033 | 140.3094 | 141.3902 | 141.3902 | 271.7772 | 524.0802 | 530.0041 | 522.0814
CDP25 | NSW | SNSW | Export | Fixed export | 0 | 0 | 0 | 0 | 0 | 0 | 0 | 0 | 0 | 0 | 0 | 0 | 0 | 0 | 0 | 0 | 0 | 0 | 0 | 0 | 0 | 0 | 0 | 0 | 0 | 0 | 0 | 0
CDP25 | NSW | SNSW | Export | Flexible export | 0 | 0 | 0 | 0 | 0 | 0 | 0 | 0 | 0 | 0 | 0 | 0 | 0 | 0 | 0 | 0 | 0 | 0 | 0 | 0 | 0 | 0 | 0 | 0 | 0 | 0 | 0 | 0
CDP25 | NSW | SNSW | Export | Fixed green steel and ammonia | 0 | 0 | 0 | 0 | 0 | 0 | 0 | 0 | 0 | 0 | 0 | 0 | 0 | 0 | 0 | 0 | 0 | 0 | 0 | 0 | 0 | 0 | 0 | 0 | 0 | 0 | 0 | 0
CDP25 | NSW | SNW | Domestic | Fixed domestic | 0.76584 | 1.8554 | 3.6736 | 6.3972 | 14.773 | 14.773 | 14.773 | 14.773 | 14.773 | 16.5781 | 16.69 | 25.5639 | 25.5639 | 27.0823 | 27.0823 | 27.0823 | 27.0823 | 27.0823 | 27.0823 | 32.2124 | 32.2124 | 32.4885 | 33.6442 | 39.3809 | 63.583 | 119.1284 | 122.8149 | 120.9967
CDP25 | NSW | SNW | Domestic | Flexible domestic | 17.0187 | 41.2316 | 81.636 | 142.1608 | 328.2883 | 328.2883 | 328.2883 | 328.2883 | 328.2883 | 368.4029 | 370.8883 | 568.087 | 568.087 | 601.8299 | 601.8299 | 601.8299 | 601.8299 | 601.8299 | 601.8299 | 715.8322 | 715.8322 | 721.9669 | 747.6492 | 875.1317 | 1412.9556 | 2647.2979 | 2729.221 | 2688.8166
CDP25 | NSW | SNW | Export | Fixed export | 0 | 0 | 0 | 0 | 0 | 0 | 0 | 0 | 0 | 0 | 0 | 0 | 0 | 0 | 0 | 0 | 0 | 0 | 0 | 0 | 0 | 0 | 0 | 0 | 0 | 0 | 0 | 0
CDP25 | NSW | SNW | Export | Flexible export | 0 | 0 | 0 | 0 | 0 | 0 | 0 | 0 | 0 | 0 | 0 | 0 | 0 | 0 | 0 | 0 | 0 | 0 | 0 | 0 | 0 | 0 | 0 | 0 | 0 | 0 | 0 | 0
CDP25 | NSW | SNW | Export | Fixed green steel and ammonia | 0 | 0 | 0 | 0 | 0 | 0 | 0 | 0 | 0 | 0 | 0 | 0 | 0 | 0 | 0 | 0 | 0 | 0 | 0 | 0 | 0 | 0 | 0 | 0 | 0 | 0 | 0 | 0
CDP25 | QLD | NQ | Domestic | Fixed domestic | 0 | 0 | 0 | 0 | 0 | 0 | 0 | 0 | 0 | 0 | 0 | 0 | 0 | 0 | 0 | 0 | 0 | 0 | 0 | 0 | 0 | 0 | 0 | 0 | 0 | 0 | 0 | 0
CDP25 | QLD | NQ | Domestic | Flexible domestic | 0 | 0 | 0 | 0 | 0 | 0 | 0 | 0 | 0 | 0 | 0 | 0 | 0 | 0 | 0 | 0 | 0 | 0 | 0 | 0 | 0 | 0 | 0 | 0 | 0 | 0 | 0 | 0
CDP25 | QLD | NQ | Export | Fixed export | 0 | 0 | 0 | 0 | 0 | 0 | 0 | 0 | 0 | 0 | 0 | 0 | 0 | 0 | 0 | 0 | 0 | 0 | 0 | 0 | 0 | 0 | 0 | 0 | 0 | 0 | 0 | 0
CDP25 | QLD | NQ | Export | Flexible export | 0 | 0 | 0 | 0 | 0 | 0 | 0 | 0 | 0 | 0 | 0 | 0 | 0 | 0 | 0 | 0 | 0 | 0 | 0 | 0 | 0 | 0 | 0 | 0 | 0 | 0 | 0 | 0
CDP25 | QLD | NQ | Export | Fixed green steel and ammonia | 0 | 0 | 0 | 0 | 0 | 0 | 0 | 0 | 0 | 0 | 0 | 0 | 0 | 0 | 0 | 0 | 0 | 0 | 0 | 0 | 0 | 0 | 0 | 0 | 0 | 0 | 0 | 0
CDP25 | QLD | CQ | Domestic | Fixed domestic | 0.065464 | 0.071197 | 0.071197 | 0.071197 | 1.9483 | 7.3036 | 7.3036 | 7.3036 | 7.8907 | 8.7126 | 11.0201 | 11.0201 | 11.0201 | 11.8364 | 12.5651 | 12.5651 | 12.5651 | 12.5651 | 12.5651 | 16.3628 | 16.3628 | 18.1606 | 18.1606 | 18.1606 | 21.8045 | 21.7391 | 22.9223 | 29.498
CDP25 | QLD | CQ | Domestic | Flexible domestic | 1.4548 | 1.5822 | 1.5822 | 1.5822 | 43.2952 | 162.3022 | 162.3022 | 162.3022 | 175.3483 | 193.6136 | 244.8914 | 244.8914 | 244.8914 | 263.0304 | 279.2252 | 279.2252 | 279.2252 | 279.2252 | 279.2252 | 363.6173 | 363.6173 | 403.5679 | 403.5679 | 403.5679 | 484.5452 | 483.0905 | 509.3837 | 655.5115
CDP25 | QLD | CQ | Export | Fixed export | 0 | 0 | 0 | 0 | 0 | 0 | 0 | 0 | 0 | 0 | 0 | 0 | 0 | 0 | 0 | 0 | 0 | 0 | 0 | 0 | 0 | 0 | 0 | 0 | 0 | 0 | 0 | 0
CDP25 | QLD | CQ | Export | Flexible export | 0 | 0 | 0 | 0 | 0 | 0 | 0 | 0 | 0 | 0 | 0 | 0 | 0 | 0 | 0 | 0 | 0 | 0 | 0 | 0 | 0 | 0 | 0 | 0 | 0 | 0 | 0 | 0
CDP25 | QLD | CQ | Export | Fixed green steel and ammonia | 0 | 0 | 0 | 0 | 0 | 0 | 0 | 0 | 0 | 0 | 0 | 0 | 0 | 0 | 0 | 0 | 0 | 0 | 0 | 0 | 0 | 0 | 0 | 0 | 0 | 0 | 0 | 0
CDP25 | QLD | SQ | Domestic | Fixed domestic | 0.034787 | 0.034787 | 0.034787 | 0.034787 | 0.78682 | 3.3635 | 3.3635 | 6.4338 | 9.8225 | 11.9186 | 17.963 | 18.2015 | 18.349 | 18.349 | 19.3494 | 20.2653 | 21.118 | 21.118 | 21.118 | 29.1641 | 29.1641 | 30.1379 | 30.1379 | 30.1379 | 32.7142 | 32.6794 | 36.0043 | 46.363
CDP25 | QLD | SQ | Domestic | Flexible domestic | 0.77305 | 0.77305 | 0.77305 | 0.77305 | 17.4849 | 74.7437 | 74.7437 | 142.974 | 218.2773 | 264.8576 | 399.1776 | 404.4774 | 407.7552 | 407.7552 | 429.9861 | 450.3408 | 469.2882 | 469.2882 | 469.2882 | 648.0905 | 648.0905 | 669.7319 | 669.7319 | 669.7319 | 726.9822 | 726.2091 | 800.095 | 1030.2885
CDP25 | QLD | SQ | Export | Fixed export | 0 | 0 | 0 | 0 | 0 | 0 | 0 | 0 | 0 | 0 | 0 | 0 | 0 | 0 | 0 | 0 | 0 | 0 | 0 | 0 | 0 | 0 | 0 | 0 | 0 | 0 | 0 | 0
CDP25 | QLD | SQ | Export | Flexible export | 0 | 0 | 0 | 0 | 0 | 0 | 0 | 0 | 0 | 0 | 0 | 0 | 0 | 0 | 0 | 0 | 0 | 0 | 0 | 0 | 0 | 0 | 0 | 0 | 0 | 0 | 0 | 0
CDP25 | QLD | SQ | Export | Fixed green steel and ammonia | 0 | 0 | 0 | 0 | 0 | 0 | 0 | 0 | 0 | 0 | 0 | 0 | 0 | 0 | 0 | 0 | 0 | 0 | 0 | 0 | 0 | 0 | 0 | 0 | 0 | 0 | 0 | 0
CDP25 | VIC | VIC | Domestic | Fixed domestic | 0.29194 | 0.46013 | 0.46013 | 0.46013 | 5.7579 | 15.8804 | 15.8804 | 23.3194 | 48.0507 | 48.0507 | 55.8514 | 62.5307 | 62.5307 | 65.789 | 65.789 | 65.789 | 65.789 | 65.789 | 65.789 | 68.181 | 68.181 | 68.181 | 77.4086 | 77.4086 | 77.4086 | 94.3559 | 94.1877 | 98.8028
CDP25 | VIC | VIC | Domestic | Flexible domestic | 6.4875 | 10.2251 | 10.2251 | 10.2251 | 127.9542 | 352.8968 | 352.8968 | 518.2089 | 1067.7943 | 1067.7943 | 1241.143 | 1389.5718 | 1389.5718 | 1461.9779 | 1461.9779 | 1461.9779 | 1461.9779 | 1461.9779 | 1461.9779 | 1515.1336 | 1515.1336 | 1515.1336 | 1720.1903 | 1720.1903 | 1720.1903 | 2096.7987 | 2093.0611 | 2195.6187
CDP25 | VIC | VIC | Export | Fixed export | 0 | 0 | 0 | 0 | 0 | 0 | 0 | 0 | 0 | 0 | 0 | 0 | 0 | 0 | 0 | 0 | 0 | 0 | 0 | 0 | 0 | 0 | 0 | 0 | 0 | 0 | 0 | 0
CDP25 | VIC | VIC | Export | Flexible export | 0 | 0 | 0 | 0 | 0 | 0 | 0 | 0 | 0 | 0 | 0 | 0 | 0 | 0 | 0 | 0 | 0 | 0 | 0 | 0 | 0 | 0 | 0 | 0 | 0 | 0 | 0 | 0
CDP25 | VIC | VIC | Export | Fixed green steel and ammonia | 0 | 0 | 0 | 0 | 0 | 0 | 0 | 0 | 0 | 0 | 0 | 0 | 0 | 0 | 0 | 0 | 0 | 0 | 0 | 0 | 0 | 0 | 0 | 0 | 0 | 0 | 0 | 0
CDP25 | SA | CSA | Domestic | Fixed domestic | 0.0026558 | 2.8152 | 8.4402 | 11.2527 | 11.2531 | 11.2531 | 11.2531 | 11.2531 | 11.2531 | 11.2531 | 11.2532 | 11.2537 | 11.2537 | 11.2541 | 11.2541 | 11.2541 | 11.2541 | 11.2541 | 12.5168 | 13.3338 | 13.3338 | 14.1826 | 14.1936 | 14.1936 | 14.8675 | 19.129 | 19.129 | 19.6295
CDP25 | SA | CSA | Domestic | Flexible domestic | 0.059018 | 62.559 | 187.559 | 250.059 | 250.0692 | 250.0692 | 250.0692 | 250.0692 | 250.0692 | 250.0692 | 250.0707 | 250.0833 | 250.0833 | 250.0921 | 250.0921 | 250.0921 | 250.0921 | 250.0921 | 278.1505 | 296.3062 | 296.3062 | 315.1689 | 315.4138 | 315.4138 | 330.3885 | 425.0884 | 425.0884 | 436.2103
CDP25 | SA | CSA | Export | Fixed export | 0 | 0 | 0 | 0 | 0 | 0 | 0 | 0 | 0 | 0 | 0 | 0 | 0 | 0 | 0 | 0 | 0 | 0 | 0 | 0 | 0 | 0 | 0 | 0 | 0 | 0 | 0 | 0
CDP25 | SA | CSA | Export | Flexible export | 0 | 0 | 0 | 0 | 0 | 0 | 0 | 0 | 0 | 0 | 0 | 0 | 0 | 0 | 0 | 0 | 0 | 0 | 0 | 0 | 0 | 0 | 0 | 0 | 0 | 0 | 0 | 0
CDP25 | SA | CSA | Export | Fixed green steel and ammonia | 0 | 0 | 0 | 0 | 0 | 0 | 0 | 0 | 0 | 0 | 0 | 0 | 0 | 0 | 0 | 0 | 0 | 0 | 0 | 0 | 0 | 0 | 0 | 0 | 0 | 0 | 0 | 0
CDP25 | SA | SESA | Domestic | Fixed domestic | 0.0070066 | 0.30441 | 0.88098 | 1.1219 | 1.2249 | 1.2249 | 1.2249 | 1.2249 | 1.5134 | 1.5927 | 1.73 | 1.852 | 1.852 | 2.1041 | 2.1041 | 2.1041 | 2.1041 | 2.1041 | 2.1041 | 2.7989 | 2.7989 | 2.7989 | 2.7989 | 2.7989 | 2.7989 | 4.3628 | 4.0654 | 4.3698
CDP25 | SA | SESA | Domestic | Flexible domestic | 0.1557 | 6.7648 | 19.5773 | 24.9307 | 27.2198 | 27.2198 | 27.2198 | 27.2198 | 33.6304 | 35.3932 | 38.4454 | 41.1556 | 41.1556 | 46.7573 | 46.7573 | 46.7573 | 46.7573 | 46.7573 | 46.7573 | 62.1976 | 62.1976 | 62.1976 | 62.1976 | 62.1976 | 62.1976 | 96.9503 | 90.3412 | 97.1069
CDP25 | SA | SESA | Export | Fixed export | 0 | 0 | 0 | 0 | 0 | 0 | 0 | 0 | 0 | 0 | 0 | 0 | 0 | 0 | 0 | 0 | 0 | 0 | 0 | 0 | 0 | 0 | 0 | 0 | 0 | 0 | 0 | 0
CDP25 | SA | SESA | Export | Flexible export | 0 | 0 | 0 | 0 | 0 | 0 | 0 | 0 | 0 | 0 | 0 | 0 | 0 | 0 | 0 | 0 | 0 | 0 | 0 | 0 | 0 | 0 | 0 | 0 | 0 | 0 | 0 | 0
CDP25 | SA | SESA | Export | Fixed green steel and ammonia | 0 | 0 | 0 | 0 | 0 | 0 | 0 | 0 | 0 | 0 | 0 | 0 | 0 | 0 | 0 | 0 | 0 | 0 | 0 | 0 | 0 | 0 | 0 | 0 | 0 | 0 | 0 | 0
CDP25 | TAS | TAS | Domestic | Fixed domestic | 0 | 0 | 0 | 0 | 0.034314 | 0.14103 | 0.29408 | 0.38245 | 0.54485 | 0.54485 | 0.56136 | 0.67051 | 0.67051 | 1.114 | 1.114 | 1.114 | 1.6055 | 1.6055 | 1.6055 | 1.6055 | 1.6055 | 1.6055 | 1.8262 | 1.8262 | 1.8262 | 1.8383 | 1.8383 | 1.8419
CDP25 | TAS | TAS | Domestic | Flexible domestic | 0 | 0 | 0 | 0 | 0.76253 | 3.134 | 6.5352 | 8.4989 | 12.1079 | 12.1079 | 12.4747 | 14.9002 | 14.9002 | 24.7553 | 24.7553 | 24.7553 | 35.6772 | 35.6772 | 35.6772 | 35.6772 | 35.6772 | 35.6772 | 40.5822 | 40.5822 | 40.5822 | 40.8513 | 40.8513 | 40.9301
CDP25 | TAS | TAS | Export | Fixed export | 0 | 0 | 0 | 0 | 0 | 0 | 0 | 0 | 0 | 0 | 0 | 0 | 0 | 0 | 0 | 0 | 0 | 0 | 0 | 0 | 0 | 0 | 0 | 0 | 0 | 0 | 0 | 0
CDP25 | TAS | TAS | Export | Flexible export | 0 | 0 | 0 | 0 | 0 | 0 | 0 | 0 | 0 | 0 | 0 | 0 | 0 | 0 | 0 | 0 | 0 | 0 | 0 | 0 | 0 | 0 | 0 | 0 | 0 | 0 | 0 | 0
CDP25 | TAS | TAS | Export | Fixed green steel and ammonia | 0 | 0 | 0 | 0 | 0 | 0 | 0 | 0 | 0 | 0 | 0 | 0 | 0 | 0 | 0 | 0 | 0 | 0 | 0 | 0 | 0 | 0 | 0 | 0 | 0 | 0 | 0 | 0
Counterfactual | NSW | NNSW | Domestic | Fixed domestic | 0 | 0 | 0 | 0 | 0 | 0 | 0 | 0 | 0 | 0 | 0 | 0 | 0 | 0 | 0 | 0 | 0 | 0 | 0 | 0 | 0 | 0 | 0 | 0 | 0 | 0 | 0 | 0
Counterfactual | NSW | NNSW | Domestic | Flexible domestic | 0 | 0 | 0 | 0 | 0 | 0 | 0 | 0 | 0 | 0 | 0 | 0 | 0 | 0 | 0 | 0 | 0 | 0 | 0 | 0 | 0 | 0 | 0 | 0 | 0 | 0 | 0 | 0
Counterfactual | NSW | NNSW | Export | Fixed export | 0 | 0 | 0 | 0 | 0 | 0 | 0 | 0 | 0 | 0 | 0 | 0 | 0 | 0 | 0 | 0 | 0 | 0 | 0 | 0 | 0 | 0 | 0 | 0 | 0 | 0 | 0 | 0
Counterfactual | NSW | NNSW | Export | Flexible export | 0 | 0 | 0 | 0 | 0 | 0 | 0 | 0 | 0 | 0 | 0 | 0 | 0 | 0 | 0 | 0 | 0 | 0 | 0 | 0 | 0 | 0 | 0 | 0 | 0 | 0 | 0 | 0
Counterfactual | NSW | NNSW | Export | Fixed green steel and ammonia | 0 | 0 | 0 | 0 | 0 | 0 | 0 | 0 | 0 | 0 | 0 | 0 | 0 | 0 | 0 | 0 | 0 | 0 | 0 | 0 | 0 | 0 | 0 | 0 | 0 | 0 | 0 | 0
Counterfactual | NSW | CNSW | Domestic | Fixed domestic | 0 | 0 | 0 | 0 | 0 | 0 | 0 | 0 | 0 | 0 | 0 | 0 | 0 | 0 | 0 | 0 | 0 | 0 | 0 | 0 | 0 | 0 | 0 | 0 | 0 | 0 | 0 | 0
Counterfactual | NSW | CNSW | Domestic | Flexible domestic | 0 | 0 | 0 | 0 | 0 | 0 | 0 | 0 | 0 | 0 | 0 | 0 | 0 | 0 | 0 | 0 | 0 | 0 | 0 | 0 | 0 | 0 | 0 | 0 | 0 | 0 | 0 | 0
Counterfactual | NSW | CNSW | Export | Fixed export | 0 | 0 | 0 | 0 | 0 | 0 | 0 | 0 | 0 | 0 | 0 | 0 | 0 | 0 | 0 | 0 | 0 | 0 | 0 | 0 | 0 | 0 | 0 | 0 | 0 | 0 | 0 | 0
Counterfactual | NSW | CNSW | Export | Flexible export | 0 | 0 | 0 | 0 | 0 | 0 | 0 | 0 | 0 | 0 | 0 | 0 | 0 | 0 | 0 | 0 | 0 | 0 | 0 | 0 | 0 | 0 | 0 | 0 | 0 | 0 | 0 | 0
Counterfactual | NSW | CNSW | Export | Fixed green steel and ammonia | 0 | 0 | 0 | 0 | 0 | 0 | 0 | 0 | 0 | 0 | 0 | 0 | 0 | 0 | 0 | 0 | 0 | 0 | 0 | 0 | 0 | 0 | 0 | 0 | 0 | 0 | 0 | 0
Counterfactual | NSW | SNSW | Domestic | Fixed domestic | 0.15156 | 0.36362 | 0.72014 | 1.2518 | 3.1041 | 3.1041 | 3.1041 | 3.1041 | 3.1041 | 3.1545 | 3.1545 | 4.3389 | 4.3389 | 4.5872 | 4.5872 | 4.5872 | 4.5872 | 4.5872 | 4.5872 | 6.2551 | 6.2551 | 6.3139 | 6.3626 | 6.3626 | 12.23 | 23.5836 | 23.8502 | 23.4937
Counterfactual | NSW | SNSW | Domestic | Flexible domestic | 3.3679 | 8.0803 | 16.003 | 27.8174 | 68.9802 | 68.9802 | 68.9802 | 68.9802 | 68.9802 | 70.1002 | 70.1002 | 96.4211 | 96.4211 | 101.9367 | 101.9367 | 101.9367 | 101.9367 | 101.9367 | 101.9367 | 139.0033 | 139.0033 | 140.3094 | 141.3902 | 141.3902 | 271.7772 | 524.0802 | 530.0041 | 522.0814
Counterfactual | NSW | SNSW | Export | Fixed export | 0 | 0 | 0 | 0 | 0 | 0 | 0 | 0 | 0 | 0 | 0 | 0 | 0 | 0 | 0 | 0 | 0 | 0 | 0 | 0 | 0 | 0 | 0 | 0 | 0 | 0 | 0 | 0
Counterfactual | NSW | SNSW | Export | Flexible export | 0 | 0 | 0 | 0 | 0 | 0 | 0 | 0 | 0 | 0 | 0 | 0 | 0 | 0 | 0 | 0 | 0 | 0 | 0 | 0 | 0 | 0 | 0 | 0 | 0 | 0 | 0 | 0
Counterfactual | NSW | SNSW | Export | Fixed green steel and ammonia | 0 | 0 | 0 | 0 | 0 | 0 | 0 | 0 | 0 | 0 | 0 | 0 | 0 | 0 | 0 | 0 | 0 | 0 | 0 | 0 | 0 | 0 | 0 | 0 | 0 | 0 | 0 | 0
Counterfactual | NSW | SNW | Domestic | Fixed domestic | 0.76584 | 1.8554 | 3.6736 | 6.3972 | 14.773 | 14.773 | 14.773 | 14.773 | 14.773 | 16.5781 | 16.69 | 25.5639 | 25.5639 | 27.0823 | 27.0823 | 27.0823 | 27.0823 | 27.0823 | 27.0823 | 32.2124 | 32.2124 | 32.4885 | 33.6442 | 39.3809 | 63.583 | 119.1284 | 122.8149 | 120.9967
Counterfactual | NSW | SNW | Domestic | Flexible domestic | 17.0187 | 41.2316 | 81.636 | 142.1608 | 328.2883 | 328.2883 | 328.2883 | 328.2883 | 328.2883 | 368.4029 | 370.8883 | 568.087 | 568.087 | 601.8299 | 601.8299 | 601.8299 | 601.8299 | 601.8299 | 601.8299 | 715.8322 | 715.8322 | 721.9669 | 747.6492 | 875.1317 | 1412.9556 | 2647.2979 | 2729.221 | 2688.8166
Counterfactual | NSW | SNW | Export | Fixed export | 0 | 0 | 0 | 0 | 0 | 0 | 0 | 0 | 0 | 0 | 0 | 0 | 0 | 0 | 0 | 0 | 0 | 0 | 0 | 0 | 0 | 0 | 0 | 0 | 0 | 0 | 0 | 0
Counterfactual | NSW | SNW | Export | Flexible export | 0 | 0 | 0 | 0 | 0 | 0 | 0 | 0 | 0 | 0 | 0 | 0 | 0 | 0 | 0 | 0 | 0 | 0 | 0 | 0 | 0 | 0 | 0 | 0 | 0 | 0 | 0 | 0
Counterfactual | NSW | SNW | Export | Fixed green steel and ammonia | 0 | 0 | 0 | 0 | 0 | 0 | 0 | 0 | 0 | 0 | 0 | 0 | 0 | 0 | 0 | 0 | 0 | 0 | 0 | 0 | 0 | 0 | 0 | 0 | 0 | 0 | 0 | 0
Counterfactual | QLD | NQ | Domestic | Fixed domestic | 0 | 0 | 0 | 0 | 0 | 0 | 0 | 0 | 0 | 0 | 0 | 0 | 0 | 0 | 0 | 0 | 0 | 0 | 0 | 0 | 0 | 0 | 0 | 0 | 0 | 0 | 0 | 0
Counterfactual | QLD | NQ | Domestic | Flexible domestic | 0 | 0 | 0 | 0 | 0 | 0 | 0 | 0 | 0 | 0 | 0 | 0 | 0 | 0 | 0 | 0 | 0 | 0 | 0 | 0 | 0 | 0 | 0 | 0 | 0 | 0 | 0 | 0
Counterfactual | QLD | NQ | Export | Fixed export | 0 | 0 | 0 | 0 | 0 | 0 | 0 | 0 | 0 | 0 | 0 | 0 | 0 | 0 | 0 | 0 | 0 | 0 | 0 | 0 | 0 | 0 | 0 | 0 | 0 | 0 | 0 | 0
Counterfactual | QLD | NQ | Export | Flexible export | 0 | 0 | 0 | 0 | 0 | 0 | 0 | 0 | 0 | 0 | 0 | 0 | 0 | 0 | 0 | 0 | 0 | 0 | 0 | 0 | 0 | 0 | 0 | 0 | 0 | 0 | 0 | 0
Counterfactual | QLD | NQ | Export | Fixed green steel and ammonia | 0 | 0 | 0 | 0 | 0 | 0 | 0 | 0 | 0 | 0 | 0 | 0 | 0 | 0 | 0 | 0 | 0 | 0 | 0 | 0 | 0 | 0 | 0 | 0 | 0 | 0 | 0 | 0
Counterfactual | QLD | CQ | Domestic | Fixed domestic | 0.065464 | 0.071197 | 0.071197 | 0.071197 | 1.9483 | 7.3036 | 7.3036 | 7.3036 | 7.8907 | 8.7126 | 11.0201 | 11.0201 | 11.0201 | 11.8364 | 12.5651 | 12.5651 | 12.5651 | 12.5651 | 12.5651 | 16.3628 | 16.3628 | 18.1606 | 18.1606 | 18.1606 | 21.8045 | 21.7391 | 22.9223 | 29.498
Counterfactual | QLD | CQ | Domestic | Flexible domestic | 1.4548 | 1.5822 | 1.5822 | 1.5822 | 43.2952 | 162.3022 | 162.3022 | 162.3022 | 175.3483 | 193.6136 | 244.8914 | 244.8914 | 244.8914 | 263.0304 | 279.2252 | 279.2252 | 279.2252 | 279.2252 | 279.2252 | 363.6173 | 363.6173 | 403.5679 | 403.5679 | 403.5679 | 484.5452 | 483.0905 | 509.3837 | 655.5115
Counterfactual | QLD | CQ | Export | Fixed export | 0 | 0 | 0 | 0 | 0 | 0 | 0 | 0 | 0 | 0 | 0 | 0 | 0 | 0 | 0 | 0 | 0 | 0 | 0 | 0 | 0 | 0 | 0 | 0 | 0 | 0 | 0 | 0
Counterfactual | QLD | CQ | Export | Flexible export | 0 | 0 | 0 | 0 | 0 | 0 | 0 | 0 | 0 | 0 | 0 | 0 | 0 | 0 | 0 | 0 | 0 | 0 | 0 | 0 | 0 | 0 | 0 | 0 | 0 | 0 | 0 | 0
Counterfactual | QLD | CQ | Export | Fixed green steel and ammonia | 0 | 0 | 0 | 0 | 0 | 0 | 0 | 0 | 0 | 0 | 0 | 0 | 0 | 0 | 0 | 0 | 0 | 0 | 0 | 0 | 0 | 0 | 0 | 0 | 0 | 0 | 0 | 0
Counterfactual | QLD | SQ | Domestic | Fixed domestic | 0.034787 | 0.034787 | 0.034787 | 0.034787 | 0.78682 | 3.3635 | 3.3635 | 6.4338 | 9.8225 | 11.9186 | 17.963 | 18.2015 | 18.349 | 18.349 | 19.3494 | 20.2653 | 21.118 | 21.118 | 21.118 | 29.1641 | 29.1641 | 30.1379 | 30.1379 | 30.1379 | 32.7142 | 32.6794 | 36.0043 | 46.363
Counterfactual | QLD | SQ | Domestic | Flexible domestic | 0.77305 | 0.77305 | 0.77305 | 0.77305 | 17.4849 | 74.7437 | 74.7437 | 142.974 | 218.2773 | 264.8576 | 399.1776 | 404.4774 | 407.7552 | 407.7552 | 429.9861 | 450.3408 | 469.2882 | 469.2882 | 469.2882 | 648.0905 | 648.0905 | 669.7319 | 669.7319 | 669.7319 | 726.9822 | 726.2091 | 800.095 | 1030.2885
Counterfactual | QLD | SQ | Export | Fixed export | 0 | 0 | 0 | 0 | 0 | 0 | 0 | 0 | 0 | 0 | 0 | 0 | 0 | 0 | 0 | 0 | 0 | 0 | 0 | 0 | 0 | 0 | 0 | 0 | 0 | 0 | 0 | 0
Counterfactual | QLD | SQ | Export | Flexible export | 0 | 0 | 0 | 0 | 0 | 0 | 0 | 0 | 0 | 0 | 0 | 0 | 0 | 0 | 0 | 0 | 0 | 0 | 0 | 0 | 0 | 0 | 0 | 0 | 0 | 0 | 0 | 0
Counterfactual | QLD | SQ | Export | Fixed green steel and ammonia | 0 | 0 | 0 | 0 | 0 | 0 | 0 | 0 | 0 | 0 | 0 | 0 | 0 | 0 | 0 | 0 | 0 | 0 | 0 | 0 | 0 | 0 | 0 | 0 | 0 | 0 | 0 | 0
Counterfactual | VIC | VIC | Domestic | Fixed domestic | 0.29194 | 0.46013 | 0.46013 | 0.46013 | 5.7579 | 15.8804 | 15.8804 | 23.3194 | 48.0507 | 48.0507 | 55.8514 | 62.5307 | 62.5307 | 65.789 | 65.789 | 65.789 | 65.789 | 65.789 | 65.789 | 68.181 | 68.181 | 68.181 | 77.4086 | 77.4086 | 77.4086 | 94.3559 | 94.1877 | 98.8028
Counterfactual | VIC | VIC | Domestic | Flexible domestic | 6.4875 | 10.2251 | 10.2251 | 10.2251 | 127.9542 | 352.8968 | 352.8968 | 518.2089 | 1067.7943 | 1067.7943 | 1241.143 | 1389.5718 | 1389.5718 | 1461.9779 | 1461.9779 | 1461.9779 | 1461.9779 | 1461.9779 | 1461.9779 | 1515.1336 | 1515.1336 | 1515.1336 | 1720.1903 | 1720.1903 | 1720.1903 | 2096.7987 | 2093.0611 | 2195.6187
Counterfactual | VIC | VIC | Export | Fixed export | 0 | 0 | 0 | 0 | 0 | 0 | 0 | 0 | 0 | 0 | 0 | 0 | 0 | 0 | 0 | 0 | 0 | 0 | 0 | 0 | 0 | 0 | 0 | 0 | 0 | 0 | 0 | 0
Counterfactual | VIC | VIC | Export | Flexible export | 0 | 0 | 0 | 0 | 0 | 0 | 0 | 0 | 0 | 0 | 0 | 0 | 0 | 0 | 0 | 0 | 0 | 0 | 0 | 0 | 0 | 0 | 0 | 0 | 0 | 0 | 0 | 0
Counterfactual | VIC | VIC | Export | Fixed green steel and ammonia | 0 | 0 | 0 | 0 | 0 | 0 | 0 | 0 | 0 | 0 | 0 | 0 | 0 | 0 | 0 | 0 | 0 | 0 | 0 | 0 | 0 | 0 | 0 | 0 | 0 | 0 | 0 | 0
Counterfactual | SA | CSA | Domestic | Fixed domestic | 0.0026558 | 2.8152 | 8.4402 | 11.2527 | 11.2531 | 11.2531 | 11.2531 | 11.2531 | 11.2531 | 11.2531 | 11.2532 | 11.2537 | 11.2537 | 11.2541 | 11.2541 | 11.2541 | 11.2541 | 11.2541 | 12.5168 | 13.3338 | 13.3338 | 14.1826 | 14.1936 | 14.1936 | 14.8675 | 19.129 | 19.129 | 19.6295
Counterfactual | SA | CSA | Domestic | Flexible domestic | 0.059018 | 62.559 | 187.559 | 250.059 | 250.0692 | 250.0692 | 250.0692 | 250.0692 | 250.0692 | 250.0692 | 250.0707 | 250.0833 | 250.0833 | 250.0921 | 250.0921 | 250.0921 | 250.0921 | 250.0921 | 278.1505 | 296.3062 | 296.3062 | 315.1689 | 315.4138 | 315.4138 | 330.3885 | 425.0884 | 425.0884 | 436.2103
Counterfactual | SA | CSA | Export | Fixed export | 0 | 0 | 0 | 0 | 0 | 0 | 0 | 0 | 0 | 0 | 0 | 0 | 0 | 0 | 0 | 0 | 0 | 0 | 0 | 0 | 0 | 0 | 0 | 0 | 0 | 0 | 0 | 0
Counterfactual | SA | CSA | Export | Flexible export | 0 | 0 | 0 | 0 | 0 | 0 | 0 | 0 | 0 | 0 | 0 | 0 | 0 | 0 | 0 | 0 | 0 | 0 | 0 | 0 | 0 | 0 | 0 | 0 | 0 | 0 | 0 | 0
Counterfactual | SA | CSA | Export | Fixed green steel and ammonia | 0 | 0 | 0 | 0 | 0 | 0 | 0 | 0 | 0 | 0 | 0 | 0 | 0 | 0 | 0 | 0 | 0 | 0 | 0 | 0 | 0 | 0 | 0 | 0 | 0 | 0 | 0 | 0
Counterfactual | SA | SESA | Domestic | Fixed domestic | 0.0070066 | 0.30441 | 0.88098 | 1.1219 | 1.2249 | 1.2249 | 1.2249 | 1.2249 | 1.5134 | 1.5927 | 1.73 | 1.852 | 1.852 | 2.1041 | 2.1041 | 2.1041 | 2.1041 | 2.1041 | 2.1041 | 2.7989 | 2.7989 | 2.7989 | 2.7989 | 2.7989 | 2.7989 | 4.3628 | 4.0654 | 4.3698
Counterfactual | SA | SESA | Domestic | Flexible domestic | 0.1557 | 6.7648 | 19.5773 | 24.9307 | 27.2198 | 27.2198 | 27.2198 | 27.2198 | 33.6304 | 35.3932 | 38.4454 | 41.1556 | 41.1556 | 46.7573 | 46.7573 | 46.7573 | 46.7573 | 46.7573 | 46.7573 | 62.1976 | 62.1976 | 62.1976 | 62.1976 | 62.1976 | 62.1976 | 96.9503 | 90.3412 | 97.1069
Counterfactual | SA | SESA | Export | Fixed export | 0 | 0 | 0 | 0 | 0 | 0 | 0 | 0 | 0 | 0 | 0 | 0 | 0 | 0 | 0 | 0 | 0 | 0 | 0 | 0 | 0 | 0 | 0 | 0 | 0 | 0 | 0 | 0
Counterfactual | SA | SESA | Export | Flexible export | 0 | 0 | 0 | 0 | 0 | 0 | 0 | 0 | 0 | 0 | 0 | 0 | 0 | 0 | 0 | 0 | 0 | 0 | 0 | 0 | 0 | 0 | 0 | 0 | 0 | 0 | 0 | 0
Counterfactual | SA | SESA | Export | Fixed green steel and ammonia | 0 | 0 | 0 | 0 | 0 | 0 | 0 | 0 | 0 | 0 | 0 | 0 | 0 | 0 | 0 | 0 | 0 | 0 | 0 | 0 | 0 | 0 | 0 | 0 | 0 | 0 | 0 | 0
Counterfactual | TAS | TAS | Domestic | Fixed domestic | 0 | 0 | 0 | 0 | 0.034314 | 0.14103 | 0.29408 | 0.38245 | 0.54485 | 0.54485 | 0.56136 | 0.67051 | 0.67051 | 1.114 | 1.114 | 1.114 | 1.6055 | 1.6055 | 1.6055 | 1.6055 | 1.6055 | 1.6055 | 1.8262 | 1.8262 | 1.8262 | 1.8383 | 1.8383 | 1.8419
Counterfactual | TAS | TAS | Domestic | Flexible domestic | 0 | 0 | 0 | 0 | 0.76253 | 3.134 | 6.5352 | 8.4989 | 12.1079 | 12.1079 | 12.4747 | 14.9002 | 14.9002 | 24.7553 | 24.7553 | 24.7553 | 35.6772 | 35.6772 | 35.6772 | 35.6772 | 35.6772 | 35.6772 | 40.5822 | 40.5822 | 40.5822 | 40.8513 | 40.8513 | 40.9301
Counterfactual | TAS | TAS | Export | Fixed export | 0 | 0 | 0 | 0 | 0 | 0 | 0 | 0 | 0 | 0 | 0 | 0 | 0 | 0 | 0 | 0 | 0 | 0 | 0 | 0 | 0 | 0 | 0 | 0 | 0 | 0 | 0 | 0
Counterfactual | TAS | TAS | Export | Flexible export | 0 | 0 | 0 | 0 | 0 | 0 | 0 | 0 | 0 | 0 | 0 | 0 | 0 | 0 | 0 | 0 | 0 | 0 | 0 | 0 | 0 | 0 | 0 | 0 | 0 | 0 | 0 | 0
Counterfactual | TAS | TAS | Export | Fixed green steel and ammonia | 0 | 0 | 0 | 0 | 0 | 0 | 0 | 0 | 0 | 0 | 0 | 0 | 0 | 0 | 0 | 0 | 0 | 0 | 0 | 0 | 0 | 0 | 0 | 0 | 0 | 0 | 0 | 0

## Electrolyzer Load (hidden)
Electrolyzer Load (GWh)
Capacity calculated on 1 July. For storage depth classifications, please refer to the 2024 Final ISP report.
CDP | Region | subregions | Type | Technology | 2024-25 | 2025-26 | 2026-27 | 2027-28 | 2028-29 | 2029-30 | 2030-31 | 2031-32 | 2032-33 | 2033-34 | 2034-35 | 2035-36 | 2036-37 | 2037-38 | 2038-39 | 2039-40 | 2040-41 | 2041-42 | 2042-43 | 2043-44 | 2044-45 | 2045-46 | 2046-47 | 2047-48 | 2048-49 | 2049-50 | 2050-51 | 2051-52
CDP1 | NSW | NNSW | Domestic | Fixed domestic | 0 | 0 | 0 | 0 | 0 | 0 | 0 | 0 | 0 | 0 | 0 | 0 | 0 | 0 | 0 | 0 | 0 | 0 | 0 | 0 | 0 | 0 | 0 | 0 | 0 | 0 | 0 | 0
CDP1 | NSW | NNSW | Domestic | Flexible domestic | 0 | 0 | 0 | 0 | 0 | 0 | 0 | 0 | 0 | 0 | 0 | 0 | 0 | 0 | 0 | 0 | 0 | 0 | 0 | 0 | 0 | 0 | 0 | 0 | 0 | 0 | 0 | 0
CDP1 | NSW | NNSW | Export | Fixed export | 0 | 0 | 0 | 0 | 0 | 0 | 0 | 0 | 0 | 0 | 0 | 0 | 0 | 0 | 0 | 0 | 0 | 0 | 0 | 0 | 0 | 0 | 0 | 0 | 0 | 0 | 0 | 0
CDP1 | NSW | NNSW | Export | Flexible export | 0 | 0 | 0 | 0 | 0 | 0 | 0 | 0 | 0 | 0 | 0 | 0 | 0 | 0 | 0 | 0 | 0 | 0 | 0 | 0 | 0 | 0 | 0 | 0 | 0 | 0 | 0 | 0
CDP1 | NSW | NNSW | Export | Fixed green steel and ammonia | 0 | 0 | 0 | 0 | 0 | 0 | 0 | 0 | 0 | 0 | 0 | 0 | 0 | 0 | 0 | 0 | 0 | 0 | 0 | 0 | 0 | 0 | 0 | 0 | 0 | 0 | 0 | 0
CDP1 | NSW | CNSW | Domestic | Fixed domestic | 0 | 0 | 0 | 0 | 0 | 0 | 0 | 0 | 0 | 0 | 0 | 0 | 0 | 0 | 0 | 0 | 0 | 0 | 0 | 0 | 0 | 0 | 0 | 0 | 0 | 0 | 0 | 0
CDP1 | NSW | CNSW | Domestic | Flexible domestic | 0 | 0 | 0 | 0 | 0 | 0 | 0 | 0 | 0 | 0 | 0 | 0 | 0 | 0 | 0 | 0 | 0 | 0 | 0 | 0 | 0 | 0 | 0 | 0 | 0 | 0 | 0 | 0
CDP1 | NSW | CNSW | Export | Fixed export | 0 | 0 | 0 | 0 | 0 | 0 | 0 | 0 | 0 | 0 | 0 | 0 | 0 | 0 | 0 | 0 | 0 | 0 | 0 | 0 | 0 | 0 | 0 | 0 | 0 | 0 | 0 | 0
CDP1 | NSW | CNSW | Export | Flexible export | 0 | 0 | 0 | 0 | 0 | 0 | 0 | 0 | 0 | 0 | 0 | 0 | 0 | 0 | 0 | 0 | 0 | 0 | 0 | 0 | 0 | 0 | 0 | 0 | 0 | 0 | 0 | 0
CDP1 | NSW | CNSW | Export | Fixed green steel and ammonia | 0 | 0 | 0 | 0 | 0 | 0 | 0 | 0 | 0 | 0 | 0 | 0 | 0 | 0 | 0 | 0 | 0 | 0 | 0 | 0 | 0 | 0 | 0 | 0 | 0 | 0 | 0 | 0
CDP1 | NSW | SNSW | Domestic | Fixed domestic | 1.3276 | 3.1853 | 6.3084 | 10.9957 | 27.192 | 27.192 | 27.192 | 27.2665 | 27.192 | 27.6335 | 27.6335 | 38.1133 | 38.0092 | 40.1835 | 40.1835 | 40.2935 | 40.1835 | 40.1835 | 40.1835 | 54.9452 | 54.7951 | 55.31 | 55.736 | 55.8887 | 107.1346 | 206.5924 | 208.9276 | 206.3684
CDP1 | NSW | SNSW | Domestic | Flexible domestic | 25.6001 | 61.376 | 120.043 | 210.6775 | 349.4215 | 534.1801 | 492.3807 | 476.0745 | 481.2264 | 552.3411 | 545.5686 | 533.4557 | 521.5747 | 513.1738 | 505.0727 | 495.9991 | 490.409 | 493.7656 | 497.5281 | 500.06 | 501.0179 | 502.8628 | 503.9421 | 837.0633 | 1166.1951 | 1495.0574 | 1496.3303 | 1495.761
CDP1 | NSW | SNSW | Export | Fixed export | 0 | 0 | 0 | 0 | 0 | 0 | 0 | 0 | 0 | 0 | 0 | 0 | 0 | 0 | 0 | 0 | 0 | 0 | 0 | 0 | 0 | 0 | 0 | 0 | 0 | 0 | 0 | 0
CDP1 | NSW | SNSW | Export | Flexible export | 0 | 0 | 0 | 0 | 0 | 0 | 0 | 0 | 0 | 0 | 0 | 0 | 0 | 0 | 0 | 0 | 0 | 0 | 0 | 0 | 0 | 0 | 0 | 0 | 0 | 0 | 0 | 0
CDP1 | NSW | SNSW | Export | Fixed green steel and ammonia | 0 | 0 | 0 | 0 | 0 | 0 | 0 | 0 | 0 | 0 | 0 | 0 | 0 | 0 | 0 | 0 | 0 | 0 | 0 | 0 | 0 | 0 | 0 | 0 | 0 | 0 | 0 | 0
CDP1 | NSW | SNW | Domestic | Fixed domestic | 6.7088 | 16.2535 | 32.1809 | 56.1933 | 129.4112 | 129.4112 | 129.4112 | 129.7658 | 129.4112 | 145.2244 | 146.2042 | 224.5534 | 223.9399 | 237.2413 | 237.2413 | 237.8913 | 237.2413 | 237.2413 | 237.2413 | 282.9542 | 282.1811 | 284.5993 | 294.7233 | 345.9221 | 556.9871 | 1043.5648 | 1075.8589 | 1062.8354
CDP1 | NSW | SNW | Domestic | Flexible domestic | 129.3626 | 313.1838 | 612.3729 | 1076.6655 | 1746.9973 | 2542.2524 | 2515.4538 | 2464.6917 | 2494.3597 | 2885.4333 | 2849.6575 | 2786.0641 | 2723.9268 | 2663.3638 | 2620.6811 | 2572.9575 | 2543.9462 | 2561.6328 | 2563.6656 | 2575.1833 | 2578.8465 | 2587.4979 | 2592.1994 | 4305.0496 | 6005.5935 | 7706.5765 | 7705.3035 | 7705.8728
CDP1 | NSW | SNW | Export | Fixed export | 0 | 0 | 0 | 0 | 0 | 0 | 0 | 0 | 0 | 0 | 0 | 0 | 0 | 0 | 0 | 0 | 0 | 0 | 0 | 0 | 0 | 0 | 0 | 0 | 0 | 0 | 0 | 0
CDP1 | NSW | SNW | Export | Flexible export | 0 | 0 | 0 | 0 | 0 | 0 | 0 | 0 | 0 | 0 | 0 | 0 | 0 | 0 | 0 | 0 | 0 | 0 | 0 | 0 | 0 | 0 | 0 | 0 | 0 | 0 | 0 | 0
CDP1 | NSW | SNW | Export | Fixed green steel and ammonia | 0 | 0 | 0 | 0 | 0 | 0 | 0 | 0 | 0 | 0 | 0 | 0 | 0 | 0 | 0 | 0 | 0 | 0 | 0 | 0 | 0 | 0 | 0 | 0 | 0 | 0 | 0 | 0
CDP1 | QLD | NQ | Domestic | Fixed domestic | 0 | 0 | 0 | 0 | 0 | 0 | 0 | 0 | 0 | 0 | 0 | 0 | 0 | 0 | 0 | 0 | 0 | 0 | 0 | 0 | 0 | 0 | 0 | 0 | 0 | 0 | 0 | 0
CDP1 | QLD | NQ | Domestic | Flexible domestic | 0 | 0 | 0 | 0 | 0 | 0 | 0 | 0 | 0 | 0 | 0 | 0 | 0 | 0 | 0 | 0 | 0 | 0 | 0 | 0 | 0 | 0 | 0 | 0 | 0 | 0 | 0 | 0
CDP1 | QLD | NQ | Export | Fixed export | 0 | 0 | 0 | 0 | 0 | 0 | 0 | 0 | 0 | 0 | 0 | 0 | 0 | 0 | 0 | 0 | 0 | 0 | 0 | 0 | 0 | 0 | 0 | 0 | 0 | 0 | 0 | 0
CDP1 | QLD | NQ | Export | Flexible export | 0 | 0 | 0 | 0 | 0 | 0 | 0 | 0 | 0 | 0 | 0 | 0 | 0 | 0 | 0 | 0 | 0 | 0 | 0 | 0 | 0 | 0 | 0 | 0 | 0 | 0 | 0 | 0
CDP1 | QLD | NQ | Export | Fixed green steel and ammonia | 0 | 0 | 0 | 0 | 0 | 0 | 0 | 0 | 0 | 0 | 0 | 0 | 0 | 0 | 0 | 0 | 0 | 0 | 0 | 0 | 0 | 0 | 0 | 0 | 0 | 0 | 0 | 0
CDP1 | QLD | CQ | Domestic | Fixed domestic | 0.57346 | 0.62369 | 0.62369 | 0.6254 | 17.067 | 63.9795 | 63.9795 | 64.1548 | 69.1223 | 76.3225 | 96.5362 | 96.8007 | 96.5362 | 103.6866 | 110.0706 | 110.3721 | 110.0706 | 110.0706 | 110.0706 | 143.7307 | 143.338 | 159.0865 | 159.0865 | 159.5223 | 191.0077 | 190.4343 | 200.799 | 259.1106
CDP1 | QLD | CQ | Domestic | Flexible domestic | 11.0579 | 12.0177 | 11.7569 | 10.2983 | 327.7287 | 1134.0005 | 900.3638 | 1081.8579 | 1380.0604 | 1525.5419 | 1607.3919 | 1587.6047 | 1567.6516 | 1547.4387 | 1531.3744 | 1519.6012 | 1513.8836 | 1531.661 | 1551.8681 | 1569.722 | 1589.3224 | 1606.9562 | 1623.1005 | 1643.5557 | 1667.5906 | 1667.5906 | 1667.5906 | 2319.4322
CDP1 | QLD | CQ | Export | Fixed export | 0 | 0 | 0 | 0 | 0 | 0 | 0 | 0 | 0 | 0 | 0 | 0 | 0 | 0 | 0 | 0 | 0 | 0 | 0 | 0 | 0 | 0 | 0 | 0 | 0 | 0 | 0 | 0
CDP1 | QLD | CQ | Export | Flexible export | 0 | 0 | 0 | 0 | 0 | 0 | 0 | 0 | 0 | 0 | 0 | 0 | 0 | 0 | 0 | 0 | 0 | 0 | 0 | 0 | 0 | 0 | 0 | 0 | 0 | 0 | 0 | 0
CDP1 | QLD | CQ | Export | Fixed green steel and ammonia | 0 | 0 | 0 | 0 | 0 | 0 | 0 | 0 | 0 | 0 | 0 | 0 | 0 | 0 | 0 | 0 | 0 | 0 | 0 | 0 | 0 | 0 | 0 | 0 | 0 | 0 | 0 | 0
CDP1 | QLD | SQ | Domestic | Fixed domestic | 0.30474 | 0.30474 | 0.30474 | 0.30557 | 6.8926 | 29.464 | 29.464 | 56.5148 | 86.0449 | 104.4069 | 157.3558 | 159.8818 | 160.7371 | 160.7371 | 169.5005 | 178.0107 | 184.9934 | 184.9934 | 184.9934 | 256.1772 | 255.4773 | 264.0083 | 264.0083 | 264.7316 | 286.5764 | 286.2716 | 315.3975 | 407.2524
CDP1 | QLD | SQ | Domestic | Flexible domestic | 5.8761 | 4.5388 | 4.4304 | 5.5281 | 132.3544 | 277.6234 | 533.7942 | 1111.7142 | 1717.929 | 2086.8953 | 2320.777 | 2301.9489 | 2282.232 | 2261.8401 | 2246.434 | 2236.3443 | 2233.9511 | 2265.7026 | 2302.2811 | 2336.026 | 2372.346 | 2405.1384 | 2433.1581 | 2470.9132 | 2507.0472 | 2507.0472 | 2507.0472 | 2992.4706
CDP1 | QLD | SQ | Export | Fixed export | 0 | 0 | 0 | 0 | 0 | 0 | 0 | 0 | 0 | 0 | 0 | 0 | 0 | 0 | 0 | 0 | 0 | 0 | 0 | 0 | 0 | 0 | 0 | 0 | 0 | 0 | 0 | 0
CDP1 | QLD | SQ | Export | Flexible export | 0 | 0 | 0 | 0 | 0 | 0 | 0 | 0 | 0 | 0 | 0 | 0 | 0 | 0 | 0 | 0 | 0 | 0 | 0 | 0 | 0 | 0 | 0 | 0 | 0 | 0 | 0 | 0
CDP1 | QLD | SQ | Export | Fixed green steel and ammonia | 0 | 0 | 0 | 0 | 0 | 0 | 0 | 0 | 0 | 0 | 0 | 0 | 0 | 0 | 0 | 0 | 0 | 0 | 0 | 0 | 0 | 0 | 0 | 0 | 0 | 0 | 0 | 0
CDP1 | VIC | VIC | Domestic | Fixed domestic | 2.5574 | 4.0307 | 4.0307 | 4.0418 | 50.4395 | 139.1119 | 139.1119 | 204.8376 | 420.9245 | 420.9245 | 489.2586 | 549.27 | 547.7692 | 576.3117 | 576.3117 | 577.8906 | 576.3117 | 576.3117 | 576.3117 | 598.902 | 597.2657 | 597.2657 | 678.099 | 679.9568 | 678.099 | 826.558 | 825.0847 | 867.8842
CDP1 | VIC | VIC | Domestic | Flexible domestic | 49.3127 | 77.6668 | 75.935 | 74.2418 | 681.7364 | 1845.7348 | 2721.9649 | 4029.4052 | 7023.9978 | 6901.8072 | 6908.0234 | 6792.8173 | 6641.3518 | 6623.0248 | 6516.1324 | 6406.72 | 6334.4865 | 6347.9136 | 6409.0816 | 6453.7612 | 6488.4471 | 6529.3694 | 6529.3694 | 6614.7091 | 6614.7091 | 7316.4323 | 7316.4323 | 7316.4323
CDP1 | VIC | VIC | Export | Fixed export | 0 | 0 | 0 | 0 | 0 | 0 | 0 | 0 | 0 | 0 | 0 | 0 | 0 | 0 | 0 | 0 | 0 | 0 | 0 | 0 | 0 | 0 | 0 | 0 | 0 | 0 | 0 | 0
CDP1 | VIC | VIC | Export | Flexible export | 0 | 0 | 0 | 0 | 0 | 0 | 0 | 0 | 0 | 0 | 0 | 0 | 0 | 0 | 0 | 0 | 0 | 0 | 0 | 0 | 0 | 0 | 0 | 0 | 0 | 0 | 0 | 0
CDP1 | VIC | VIC | Export | Fixed green steel and ammonia | 0 | 0 | 0 | 0 | 0 | 0 | 0 | 0 | 0 | 0 | 0 | 0 | 0 | 0 | 0 | 0 | 0 | 0 | 0 | 0 | 0 | 0 | 0 | 0 | 0 | 0 | 0 | 0
CDP1 | SA | CSA | Domestic | Fixed domestic | 0.023265 | 24.6608 | 73.9358 | 98.8433 | 98.5773 | 98.5773 | 98.5773 | 98.8473 | 98.5773 | 98.5773 | 98.5779 | 98.8529 | 98.5828 | 98.5863 | 98.5863 | 98.8564 | 98.5863 | 98.5863 | 109.6469 | 117.1239 | 116.8039 | 124.2396 | 124.3361 | 124.6768 | 130.2391 | 167.5698 | 167.5698 | 172.4252
CDP1 | SA | CSA | Domestic | Flexible domestic | 0 | 344.5504 | 1027.5222 | 1369.3318 | 1381.7932 | 1380.6196 | 1379.039 | 1304.129 | 1295.4086 | 1295.8947 | 1296.1512 | 1296.4087 | 1298.9976 | 1298.9976 | 1298.9976 | 1298.9976 | 1298.9976 | 1298.9976 | 1460.7616 | 1465.0544 | 1465.0734 | 1532.5601 | 1533.289 | 1532.7416 | 1642.4459 | 1917.0898 | 1919.1951 | 1919.6307
CDP1 | SA | CSA | Export | Fixed export | 0 | 0 | 0 | 0 | 0 | 0 | 0 | 0 | 0 | 0 | 0 | 0 | 0 | 0 | 0 | 0 | 0 | 0 | 0 | 0 | 0 | 0 | 0 | 0 | 0 | 0 | 0 | 0
CDP1 | SA | CSA | Export | Flexible export | 0 | 0 | 0 | 0 | 0 | 0 | 0 | 0 | 0 | 0 | 0 | 0 | 0 | 0 | 0 | 0 | 0 | 0 | 0 | 0 | 0 | 0 | 0 | 0 | 0 | 0 | 0 | 0
CDP1 | SA | CSA | Export | Fixed green steel and ammonia | 0 | 0 | 0 | 0 | 0 | 0 | 0 | 0 | 0 | 0 | 0 | 0 | 0 | 0 | 0 | 0 | 0 | 0 | 0 | 0 | 0 | 0 | 0 | 0 | 0 | 0 | 0 | 0
CDP1 | SA | SESA | Domestic | Fixed domestic | 0.061378 | 2.6667 | 7.7174 | 9.8546 | 10.7301 | 10.7301 | 10.7301 | 10.7595 | 13.2571 | 13.952 | 15.1552 | 16.268 | 16.2235 | 18.4317 | 18.4317 | 18.4822 | 18.4317 | 18.4317 | 18.4317 | 24.5855 | 24.5183 | 24.5183 | 24.5183 | 24.5855 | 24.5183 | 38.2178 | 35.6125 | 38.3844
CDP1 | SA | SESA | Domestic | Flexible domestic | 1.1835 | 51.3833 | 146.4943 | 188.8144 | 169.2015 | 148.0694 | 146.0958 | 167.3429 | 199.5319 | 206.0828 | 201.66 | 197.2612 | 192.9695 | 188.9449 | 184.9592 | 181.0498 | 179.2508 | 179.4237 | 222.1558 | 223.2297 | 224.4286 | 238.1929 | 237.464 | 238.0114 | 262.6572 | 320.6611 | 321.0201 | 320.5845
CDP1 | SA | SESA | Export | Fixed export | 0 | 0 | 0 | 0 | 0 | 0 | 0 | 0 | 0 | 0 | 0 | 0 | 0 | 0 | 0 | 0 | 0 | 0 | 0 | 0 | 0 | 0 | 0 | 0 | 0 | 0 | 0 | 0
CDP1 | SA | SESA | Export | Flexible export | 0 | 0 | 0 | 0 | 0 | 0 | 0 | 0 | 0 | 0 | 0 | 0 | 0 | 0 | 0 | 0 | 0 | 0 | 0 | 0 | 0 | 0 | 0 | 0 | 0 | 0 | 0 | 0
CDP1 | SA | SESA | Export | Fixed green steel and ammonia | 0 | 0 | 0 | 0 | 0 | 0 | 0 | 0 | 0 | 0 | 0 | 0 | 0 | 0 | 0 | 0 | 0 | 0 | 0 | 0 | 0 | 0 | 0 | 0 | 0 | 0 | 0 | 0
CDP1 | TAS | TAS | Domestic | Fixed domestic | 0 | 0 | 0 | 0 | 0.30059 | 1.2354 | 2.5762 | 3.3595 | 4.7729 | 4.7729 | 4.9175 | 5.8898 | 5.8737 | 9.7586 | 9.7586 | 9.7853 | 14.0639 | 14.0639 | 14.0639 | 14.1025 | 14.0639 | 14.0639 | 15.9975 | 16.0413 | 15.9975 | 16.1036 | 16.1036 | 16.1788
CDP1 | TAS | TAS | Domestic | Flexible domestic | 0 | 0 | 0 | 0 | 5.7721 | 24.2692 | 50.4074 | 66.0847 | 95.2936 | 93.8191 | 98.1518 | 99.4811 | 97.2629 | 174.1542 | 170.2738 | 167.28 | 165.4189 | 169.1686 | 170.1358 | 173.9124 | 175.0212 | 175.0212 | 175.0212 | 175.0212 | 175.0212 | 175.0212 | 175.0212 | 175.0212
CDP1 | TAS | TAS | Export | Fixed export | 0 | 0 | 0 | 0 | 0 | 0 | 0 | 0 | 0 | 0 | 0 | 0 | 0 | 0 | 0 | 0 | 0 | 0 | 0 | 0 | 0 | 0 | 0 | 0 | 0 | 0 | 0 | 0
CDP1 | TAS | TAS | Export | Flexible export | 0 | 0 | 0 | 0 | 0 | 0 | 0 | 0 | 0 | 0 | 0 | 0 | 0 | 0 | 0 | 0 | 0 | 0 | 0 | 0 | 0 | 0 | 0 | 0 | 0 | 0 | 0 | 0
CDP1 | TAS | TAS | Export | Fixed green steel and ammonia | 0 | 0 | 0 | 0 | 0 | 0 | 0 | 0 | 0 | 0 | 0 | 0 | 0 | 0 | 0 | 0 | 0 | 0 | 0 | 0 | 0 | 0 | 0 | 0 | 0 | 0 | 0 | 0
CDP2 | NSW | NNSW | Domestic | Fixed domestic | 0 | 0 | 0 | 0 | 0 | 0 | 0 | 0 | 0 | 0 | 0 | 0 | 0 | 0 | 0 | 0 | 0 | 0 | 0 | 0 | 0 | 0 | 0 | 0 | 0 | 0 | 0 | 0
CDP2 | NSW | NNSW | Domestic | Flexible domestic | 0 | 0 | 0 | 0 | 0 | 0 | 0 | 0 | 0 | 0 | 0 | 0 | 0 | 0 | 0 | 0 | 0 | 0 | 0 | 0 | 0 | 0 | 0 | 0 | 0 | 0 | 0 | 0
CDP2 | NSW | NNSW | Export | Fixed export | 0 | 0 | 0 | 0 | 0 | 0 | 0 | 0 | 0 | 0 | 0 | 0 | 0 | 0 | 0 | 0 | 0 | 0 | 0 | 0 | 0 | 0 | 0 | 0 | 0 | 0 | 0 | 0
CDP2 | NSW | NNSW | Export | Flexible export | 0 | 0 | 0 | 0 | 0 | 0 | 0 | 0 | 0 | 0 | 0 | 0 | 0 | 0 | 0 | 0 | 0 | 0 | 0 | 0 | 0 | 0 | 0 | 0 | 0 | 0 | 0 | 0
CDP2 | NSW | NNSW | Export | Fixed green steel and ammonia | 0 | 0 | 0 | 0 | 0 | 0 | 0 | 0 | 0 | 0 | 0 | 0 | 0 | 0 | 0 | 0 | 0 | 0 | 0 | 0 | 0 | 0 | 0 | 0 | 0 | 0 | 0 | 0
CDP2 | NSW | CNSW | Domestic | Fixed domestic | 0 | 0 | 0 | 0 | 0 | 0 | 0 | 0 | 0 | 0 | 0 | 0 | 0 | 0 | 0 | 0 | 0 | 0 | 0 | 0 | 0 | 0 | 0 | 0 | 0 | 0 | 0 | 0
CDP2 | NSW | CNSW | Domestic | Flexible domestic | 0 | 0 | 0 | 0 | 0 | 0 | 0 | 0 | 0 | 0 | 0 | 0 | 0 | 0 | 0 | 0 | 0 | 0 | 0 | 0 | 0 | 0 | 0 | 0 | 0 | 0 | 0 | 0
CDP2 | NSW | CNSW | Export | Fixed export | 0 | 0 | 0 | 0 | 0 | 0 | 0 | 0 | 0 | 0 | 0 | 0 | 0 | 0 | 0 | 0 | 0 | 0 | 0 | 0 | 0 | 0 | 0 | 0 | 0 | 0 | 0 | 0
CDP2 | NSW | CNSW | Export | Flexible export | 0 | 0 | 0 | 0 | 0 | 0 | 0 | 0 | 0 | 0 | 0 | 0 | 0 | 0 | 0 | 0 | 0 | 0 | 0 | 0 | 0 | 0 | 0 | 0 | 0 | 0 | 0 | 0
CDP2 | NSW | CNSW | Export | Fixed green steel and ammonia | 0 | 0 | 0 | 0 | 0 | 0 | 0 | 0 | 0 | 0 | 0 | 0 | 0 | 0 | 0 | 0 | 0 | 0 | 0 | 0 | 0 | 0 | 0 | 0 | 0 | 0 | 0 | 0
CDP2 | NSW | SNSW | Domestic | Fixed domestic | 1.3276 | 3.1853 | 6.3084 | 10.9957 | 27.192 | 27.192 | 27.192 | 27.2665 | 27.192 | 27.6335 | 27.6335 | 38.1133 | 38.0092 | 40.1835 | 40.1835 | 40.2935 | 40.1835 | 40.1835 | 40.1835 | 54.9452 | 54.7951 | 55.31 | 55.736 | 55.8887 | 107.1346 | 206.5924 | 208.9276 | 206.3684
CDP2 | NSW | SNSW | Domestic | Flexible domestic | 25.6001 | 61.376 | 120.043 | 210.6775 | 349.4215 | 534.1801 | 492.3807 | 476.0745 | 481.2264 | 552.3411 | 545.5686 | 533.4557 | 521.5747 | 513.1739 | 505.0727 | 495.9991 | 490.409 | 493.7656 | 497.5281 | 500.06 | 501.0179 | 502.8628 | 503.9421 | 837.0633 | 1166.1951 | 1495.0574 | 1496.3303 | 1495.761
CDP2 | NSW | SNSW | Export | Fixed export | 0 | 0 | 0 | 0 | 0 | 0 | 0 | 0 | 0 | 0 | 0 | 0 | 0 | 0 | 0 | 0 | 0 | 0 | 0 | 0 | 0 | 0 | 0 | 0 | 0 | 0 | 0 | 0
CDP2 | NSW | SNSW | Export | Flexible export | 0 | 0 | 0 | 0 | 0 | 0 | 0 | 0 | 0 | 0 | 0 | 0 | 0 | 0 | 0 | 0 | 0 | 0 | 0 | 0 | 0 | 0 | 0 | 0 | 0 | 0 | 0 | 0
CDP2 | NSW | SNSW | Export | Fixed green steel and ammonia | 0 | 0 | 0 | 0 | 0 | 0 | 0 | 0 | 0 | 0 | 0 | 0 | 0 | 0 | 0 | 0 | 0 | 0 | 0 | 0 | 0 | 0 | 0 | 0 | 0 | 0 | 0 | 0
CDP2 | NSW | SNW | Domestic | Fixed domestic | 6.7088 | 16.2535 | 32.1809 | 56.1933 | 129.4112 | 129.4112 | 129.4112 | 129.7658 | 129.4112 | 145.2244 | 146.2042 | 224.5534 | 223.9399 | 237.2413 | 237.2413 | 237.8913 | 237.2413 | 237.2413 | 237.2413 | 282.9542 | 282.1811 | 284.5993 | 294.7233 | 345.9221 | 556.9871 | 1043.5648 | 1075.8589 | 1062.8354
CDP2 | NSW | SNW | Domestic | Flexible domestic | 129.3626 | 313.1838 | 612.3729 | 1076.6655 | 1746.9973 | 2542.2524 | 2515.4538 | 2464.6917 | 2494.3597 | 2885.4333 | 2849.6575 | 2786.0641 | 2723.9269 | 2663.3639 | 2620.6811 | 2572.9575 | 2543.9462 | 2561.6328 | 2563.6656 | 2575.1833 | 2578.8465 | 2587.4979 | 2592.1995 | 4305.0496 | 6005.5935 | 7706.5765 | 7705.3035 | 7705.8728
CDP2 | NSW | SNW | Export | Fixed export | 0 | 0 | 0 | 0 | 0 | 0 | 0 | 0 | 0 | 0 | 0 | 0 | 0 | 0 | 0 | 0 | 0 | 0 | 0 | 0 | 0 | 0 | 0 | 0 | 0 | 0 | 0 | 0
CDP2 | NSW | SNW | Export | Flexible export | 0 | 0 | 0 | 0 | 0 | 0 | 0 | 0 | 0 | 0 | 0 | 0 | 0 | 0 | 0 | 0 | 0 | 0 | 0 | 0 | 0 | 0 | 0 | 0 | 0 | 0 | 0 | 0
CDP2 | NSW | SNW | Export | Fixed green steel and ammonia | 0 | 0 | 0 | 0 | 0 | 0 | 0 | 0 | 0 | 0 | 0 | 0 | 0 | 0 | 0 | 0 | 0 | 0 | 0 | 0 | 0 | 0 | 0 | 0 | 0 | 0 | 0 | 0
CDP2 | QLD | NQ | Domestic | Fixed domestic | 0 | 0 | 0 | 0 | 0 | 0 | 0 | 0 | 0 | 0 | 0 | 0 | 0 | 0 | 0 | 0 | 0 | 0 | 0 | 0 | 0 | 0 | 0 | 0 | 0 | 0 | 0 | 0
CDP2 | QLD | NQ | Domestic | Flexible domestic | 0 | 0 | 0 | 0 | 0 | 0 | 0 | 0 | 0 | 0 | 0 | 0 | 0 | 0 | 0 | 0 | 0 | 0 | 0 | 0 | 0 | 0 | 0 | 0 | 0 | 0 | 0 | 0
CDP2 | QLD | NQ | Export | Fixed export | 0 | 0 | 0 | 0 | 0 | 0 | 0 | 0 | 0 | 0 | 0 | 0 | 0 | 0 | 0 | 0 | 0 | 0 | 0 | 0 | 0 | 0 | 0 | 0 | 0 | 0 | 0 | 0
CDP2 | QLD | NQ | Export | Flexible export | 0 | 0 | 0 | 0 | 0 | 0 | 0 | 0 | 0 | 0 | 0 | 0 | 0 | 0 | 0 | 0 | 0 | 0 | 0 | 0 | 0 | 0 | 0 | 0 | 0 | 0 | 0 | 0
CDP2 | QLD | NQ | Export | Fixed green steel and ammonia | 0 | 0 | 0 | 0 | 0 | 0 | 0 | 0 | 0 | 0 | 0 | 0 | 0 | 0 | 0 | 0 | 0 | 0 | 0 | 0 | 0 | 0 | 0 | 0 | 0 | 0 | 0 | 0
CDP2 | QLD | CQ | Domestic | Fixed domestic | 0.57346 | 0.62369 | 0.62369 | 0.6254 | 17.067 | 63.9795 | 63.9795 | 64.1548 | 69.1223 | 76.3225 | 96.5362 | 96.8007 | 96.5362 | 103.6866 | 110.0706 | 110.3721 | 110.0706 | 110.0706 | 110.0706 | 143.7307 | 143.338 | 159.0865 | 159.0865 | 159.5223 | 191.0077 | 190.4343 | 200.799 | 259.1106
CDP2 | QLD | CQ | Domestic | Flexible domestic | 11.0579 | 12.0177 | 11.7569 | 10.2983 | 327.7287 | 1134.0005 | 900.3638 | 1081.8579 | 1380.0604 | 1525.5419 | 1607.392 | 1587.6047 | 1567.6516 | 1547.4387 | 1531.3744 | 1519.6012 | 1513.8836 | 1531.661 | 1551.868 | 1569.722 | 1589.3224 | 1606.9562 | 1623.1005 | 1643.5557 | 1667.5906 | 1667.5906 | 1667.5906 | 2319.4322
CDP2 | QLD | CQ | Export | Fixed export | 0 | 0 | 0 | 0 | 0 | 0 | 0 | 0 | 0 | 0 | 0 | 0 | 0 | 0 | 0 | 0 | 0 | 0 | 0 | 0 | 0 | 0 | 0 | 0 | 0 | 0 | 0 | 0
CDP2 | QLD | CQ | Export | Flexible export | 0 | 0 | 0 | 0 | 0 | 0 | 0 | 0 | 0 | 0 | 0 | 0 | 0 | 0 | 0 | 0 | 0 | 0 | 0 | 0 | 0 | 0 | 0 | 0 | 0 | 0 | 0 | 0
CDP2 | QLD | CQ | Export | Fixed green steel and ammonia | 0 | 0 | 0 | 0 | 0 | 0 | 0 | 0 | 0 | 0 | 0 | 0 | 0 | 0 | 0 | 0 | 0 | 0 | 0 | 0 | 0 | 0 | 0 | 0 | 0 | 0 | 0 | 0
CDP2 | QLD | SQ | Domestic | Fixed domestic | 0.30474 | 0.30474 | 0.30474 | 0.30557 | 6.8926 | 29.464 | 29.464 | 56.5148 | 86.0449 | 104.4069 | 157.3558 | 159.8818 | 160.7371 | 160.7371 | 169.5005 | 178.0107 | 184.9934 | 184.9934 | 184.9934 | 256.1772 | 255.4773 | 264.0083 | 264.0083 | 264.7316 | 286.5764 | 286.2716 | 315.3975 | 407.2524
CDP2 | QLD | SQ | Domestic | Flexible domestic | 5.8761 | 4.5388 | 4.4304 | 5.5281 | 132.3544 | 277.6234 | 533.7942 | 1111.7142 | 1717.929 | 2086.8954 | 2320.7771 | 2301.949 | 2282.2321 | 2261.8401 | 2246.434 | 2236.3443 | 2233.9511 | 2265.7026 | 2302.281 | 2336.026 | 2372.3459 | 2405.1384 | 2433.1581 | 2470.9132 | 2507.0472 | 2507.0472 | 2507.0472 | 2992.4706
CDP2 | QLD | SQ | Export | Fixed export | 0 | 0 | 0 | 0 | 0 | 0 | 0 | 0 | 0 | 0 | 0 | 0 | 0 | 0 | 0 | 0 | 0 | 0 | 0 | 0 | 0 | 0 | 0 | 0 | 0 | 0 | 0 | 0
CDP2 | QLD | SQ | Export | Flexible export | 0 | 0 | 0 | 0 | 0 | 0 | 0 | 0 | 0 | 0 | 0 | 0 | 0 | 0 | 0 | 0 | 0 | 0 | 0 | 0 | 0 | 0 | 0 | 0 | 0 | 0 | 0 | 0
CDP2 | QLD | SQ | Export | Fixed green steel and ammonia | 0 | 0 | 0 | 0 | 0 | 0 | 0 | 0 | 0 | 0 | 0 | 0 | 0 | 0 | 0 | 0 | 0 | 0 | 0 | 0 | 0 | 0 | 0 | 0 | 0 | 0 | 0 | 0
CDP2 | VIC | VIC | Domestic | Fixed domestic | 2.5574 | 4.0307 | 4.0307 | 4.0418 | 50.4395 | 139.1119 | 139.1119 | 204.8376 | 420.9245 | 420.9245 | 489.2586 | 549.27 | 547.7692 | 576.3117 | 576.3117 | 577.8906 | 576.3117 | 576.3117 | 576.3117 | 598.902 | 597.2657 | 597.2657 | 678.099 | 679.9568 | 678.099 | 826.558 | 825.0847 | 867.8842
CDP2 | VIC | VIC | Domestic | Flexible domestic | 49.3127 | 77.6668 | 75.935 | 74.2418 | 681.7364 | 1845.7348 | 2721.9649 | 4029.4053 | 7023.9979 | 6901.8073 | 6908.0235 | 6792.8174 | 6641.3519 | 6623.0249 | 6516.1324 | 6406.7199 | 6334.4864 | 6347.9135 | 6409.0816 | 6453.7612 | 6488.4471 | 6529.3694 | 6529.3694 | 6614.7091 | 6614.7091 | 7316.4323 | 7316.4323 | 7316.4323
CDP2 | VIC | VIC | Export | Fixed export | 0 | 0 | 0 | 0 | 0 | 0 | 0 | 0 | 0 | 0 | 0 | 0 | 0 | 0 | 0 | 0 | 0 | 0 | 0 | 0 | 0 | 0 | 0 | 0 | 0 | 0 | 0 | 0
CDP2 | VIC | VIC | Export | Flexible export | 0 | 0 | 0 | 0 | 0 | 0 | 0 | 0 | 0 | 0 | 0 | 0 | 0 | 0 | 0 | 0 | 0 | 0 | 0 | 0 | 0 | 0 | 0 | 0 | 0 | 0 | 0 | 0
CDP2 | VIC | VIC | Export | Fixed green steel and ammonia | 0 | 0 | 0 | 0 | 0 | 0 | 0 | 0 | 0 | 0 | 0 | 0 | 0 | 0 | 0 | 0 | 0 | 0 | 0 | 0 | 0 | 0 | 0 | 0 | 0 | 0 | 0 | 0
CDP2 | SA | CSA | Domestic | Fixed domestic | 0.023265 | 24.6608 | 73.9358 | 98.8433 | 98.5773 | 98.5773 | 98.5773 | 98.8473 | 98.5773 | 98.5773 | 98.5779 | 98.8529 | 98.5828 | 98.5863 | 98.5863 | 98.8564 | 98.5863 | 98.5863 | 109.6469 | 117.1239 | 116.8039 | 124.2396 | 124.3361 | 124.6768 | 130.2391 | 167.5698 | 167.5698 | 172.4252
CDP2 | SA | CSA | Domestic | Flexible domestic | 0 | 344.5504 | 1027.5222 | 1369.3318 | 1381.7932 | 1380.6196 | 1379.039 | 1304.1291 | 1295.4087 | 1295.8947 | 1296.1512 | 1296.4087 | 1298.9976 | 1298.9976 | 1298.9976 | 1298.9976 | 1298.9976 | 1298.9976 | 1460.7616 | 1465.0544 | 1465.0734 | 1532.5601 | 1533.289 | 1532.7416 | 1642.4459 | 1917.0898 | 1919.1951 | 1919.6307
CDP2 | SA | CSA | Export | Fixed export | 0 | 0 | 0 | 0 | 0 | 0 | 0 | 0 | 0 | 0 | 0 | 0 | 0 | 0 | 0 | 0 | 0 | 0 | 0 | 0 | 0 | 0 | 0 | 0 | 0 | 0 | 0 | 0
CDP2 | SA | CSA | Export | Flexible export | 0 | 0 | 0 | 0 | 0 | 0 | 0 | 0 | 0 | 0 | 0 | 0 | 0 | 0 | 0 | 0 | 0 | 0 | 0 | 0 | 0 | 0 | 0 | 0 | 0 | 0 | 0 | 0
CDP2 | SA | CSA | Export | Fixed green steel and ammonia | 0 | 0 | 0 | 0 | 0 | 0 | 0 | 0 | 0 | 0 | 0 | 0 | 0 | 0 | 0 | 0 | 0 | 0 | 0 | 0 | 0 | 0 | 0 | 0 | 0 | 0 | 0 | 0
CDP2 | SA | SESA | Domestic | Fixed domestic | 0.061378 | 2.6667 | 7.7174 | 9.8546 | 10.7301 | 10.7301 | 10.7301 | 10.7595 | 13.2571 | 13.952 | 15.1552 | 16.268 | 16.2235 | 18.4317 | 18.4317 | 18.4822 | 18.4317 | 18.4317 | 18.4317 | 24.5855 | 24.5183 | 24.5183 | 24.5183 | 24.5855 | 24.5183 | 38.2178 | 35.6125 | 38.3844
CDP2 | SA | SESA | Domestic | Flexible domestic | 1.1835 | 51.3833 | 146.4943 | 188.8144 | 169.2015 | 148.0694 | 146.0958 | 167.3429 | 199.5319 | 206.0828 | 201.66 | 197.2612 | 192.9695 | 188.9449 | 184.9592 | 181.0498 | 179.2508 | 179.4237 | 222.1558 | 223.2297 | 224.4286 | 238.1929 | 237.464 | 238.0114 | 262.6572 | 320.6611 | 321.0201 | 320.5845
CDP2 | SA | SESA | Export | Fixed export | 0 | 0 | 0 | 0 | 0 | 0 | 0 | 0 | 0 | 0 | 0 | 0 | 0 | 0 | 0 | 0 | 0 | 0 | 0 | 0 | 0 | 0 | 0 | 0 | 0 | 0 | 0 | 0
CDP2 | SA | SESA | Export | Flexible export | 0 | 0 | 0 | 0 | 0 | 0 | 0 | 0 | 0 | 0 | 0 | 0 | 0 | 0 | 0 | 0 | 0 | 0 | 0 | 0 | 0 | 0 | 0 | 0 | 0 | 0 | 0 | 0
CDP2 | SA | SESA | Export | Fixed green steel and ammonia | 0 | 0 | 0 | 0 | 0 | 0 | 0 | 0 | 0 | 0 | 0 | 0 | 0 | 0 | 0 | 0 | 0 | 0 | 0 | 0 | 0 | 0 | 0 | 0 | 0 | 0 | 0 | 0
CDP2 | TAS | TAS | Domestic | Fixed domestic | 0 | 0 | 0 | 0 | 0.30059 | 1.2354 | 2.5762 | 3.3595 | 4.7729 | 4.7729 | 4.9175 | 5.8898 | 5.8737 | 9.7586 | 9.7586 | 9.7853 | 14.0639 | 14.0639 | 14.0639 | 14.1025 | 14.0639 | 14.0639 | 15.9975 | 16.0413 | 15.9975 | 16.1036 | 16.1036 | 16.1788
CDP2 | TAS | TAS | Domestic | Flexible domestic | 0 | 0 | 0 | 0 | 5.7721 | 24.2692 | 50.4074 | 66.0847 | 95.2936 | 93.8191 | 98.1518 | 99.4811 | 97.2629 | 174.1542 | 170.2738 | 167.28 | 165.4189 | 169.1686 | 170.1358 | 173.9124 | 175.0212 | 175.0212 | 175.0212 | 175.0212 | 175.0212 | 175.0212 | 175.0212 | 175.0212
CDP2 | TAS | TAS | Export | Fixed export | 0 | 0 | 0 | 0 | 0 | 0 | 0 | 0 | 0 | 0 | 0 | 0 | 0 | 0 | 0 | 0 | 0 | 0 | 0 | 0 | 0 | 0 | 0 | 0 | 0 | 0 | 0 | 0
CDP2 | TAS | TAS | Export | Flexible export | 0 | 0 | 0 | 0 | 0 | 0 | 0 | 0 | 0 | 0 | 0 | 0 | 0 | 0 | 0 | 0 | 0 | 0 | 0 | 0 | 0 | 0 | 0 | 0 | 0 | 0 | 0 | 0
CDP2 | TAS | TAS | Export | Fixed green steel and ammonia | 0 | 0 | 0 | 0 | 0 | 0 | 0 | 0 | 0 | 0 | 0 | 0 | 0 | 0 | 0 | 0 | 0 | 0 | 0 | 0 | 0 | 0 | 0 | 0 | 0 | 0 | 0 | 0
CDP3 | NSW | NNSW | Domestic | Fixed domestic | 0 | 0 | 0 | 0 | 0 | 0 | 0 | 0 | 0 | 0 | 0 | 0 | 0 | 0 | 0 | 0 | 0 | 0 | 0 | 0 | 0 | 0 | 0 | 0 | 0 | 0 | 0 | 0
CDP3 | NSW | NNSW | Domestic | Flexible domestic | 0 | 0 | 0 | 0 | 0 | 0 | 0 | 0 | 0 | 0 | 0 | 0 | 0 | 0 | 0 | 0 | 0 | 0 | 0 | 0 | 0 | 0 | 0 | 0 | 0 | 0 | 0 | 0
CDP3 | NSW | NNSW | Export | Fixed export | 0 | 0 | 0 | 0 | 0 | 0 | 0 | 0 | 0 | 0 | 0 | 0 | 0 | 0 | 0 | 0 | 0 | 0 | 0 | 0 | 0 | 0 | 0 | 0 | 0 | 0 | 0 | 0
CDP3 | NSW | NNSW | Export | Flexible export | 0 | 0 | 0 | 0 | 0 | 0 | 0 | 0 | 0 | 0 | 0 | 0 | 0 | 0 | 0 | 0 | 0 | 0 | 0 | 0 | 0 | 0 | 0 | 0 | 0 | 0 | 0 | 0
CDP3 | NSW | NNSW | Export | Fixed green steel and ammonia | 0 | 0 | 0 | 0 | 0 | 0 | 0 | 0 | 0 | 0 | 0 | 0 | 0 | 0 | 0 | 0 | 0 | 0 | 0 | 0 | 0 | 0 | 0 | 0 | 0 | 0 | 0 | 0
CDP3 | NSW | CNSW | Domestic | Fixed domestic | 0 | 0 | 0 | 0 | 0 | 0 | 0 | 0 | 0 | 0 | 0 | 0 | 0 | 0 | 0 | 0 | 0 | 0 | 0 | 0 | 0 | 0 | 0 | 0 | 0 | 0 | 0 | 0
CDP3 | NSW | CNSW | Domestic | Flexible domestic | 0 | 0 | 0 | 0 | 0 | 0 | 0 | 0 | 0 | 0 | 0 | 0 | 0 | 0 | 0 | 0 | 0 | 0 | 0 | 0 | 0 | 0 | 0 | 0 | 0 | 0 | 0 | 0
CDP3 | NSW | CNSW | Export | Fixed export | 0 | 0 | 0 | 0 | 0 | 0 | 0 | 0 | 0 | 0 | 0 | 0 | 0 | 0 | 0 | 0 | 0 | 0 | 0 | 0 | 0 | 0 | 0 | 0 | 0 | 0 | 0 | 0
CDP3 | NSW | CNSW | Export | Flexible export | 0 | 0 | 0 | 0 | 0 | 0 | 0 | 0 | 0 | 0 | 0 | 0 | 0 | 0 | 0 | 0 | 0 | 0 | 0 | 0 | 0 | 0 | 0 | 0 | 0 | 0 | 0 | 0
CDP3 | NSW | CNSW | Export | Fixed green steel and ammonia | 0 | 0 | 0 | 0 | 0 | 0 | 0 | 0 | 0 | 0 | 0 | 0 | 0 | 0 | 0 | 0 | 0 | 0 | 0 | 0 | 0 | 0 | 0 | 0 | 0 | 0 | 0 | 0
CDP3 | NSW | SNSW | Domestic | Fixed domestic | 1.3276 | 3.1853 | 6.3084 | 10.9957 | 27.192 | 27.192 | 27.192 | 27.2665 | 27.192 | 27.6335 | 27.6335 | 38.1133 | 38.0092 | 40.1835 | 40.1835 | 40.2935 | 40.1835 | 40.1835 | 40.1835 | 54.9452 | 54.7951 | 55.31 | 55.736 | 55.8887 | 107.1346 | 206.5924 | 208.9276 | 206.3684
CDP3 | NSW | SNSW | Domestic | Flexible domestic | 25.6001 | 61.376 | 120.043 | 210.6775 | 349.4215 | 534.1801 | 492.3807 | 476.0744 | 481.2263 | 552.3411 | 545.5686 | 533.4557 | 521.5746 | 513.1738 | 505.0727 | 495.9991 | 490.409 | 493.7656 | 497.5281 | 500.06 | 501.0179 | 502.8628 | 503.9421 | 837.0633 | 1166.1951 | 1495.0574 | 1496.3303 | 1495.761
CDP3 | NSW | SNSW | Export | Fixed export | 0 | 0 | 0 | 0 | 0 | 0 | 0 | 0 | 0 | 0 | 0 | 0 | 0 | 0 | 0 | 0 | 0 | 0 | 0 | 0 | 0 | 0 | 0 | 0 | 0 | 0 | 0 | 0
CDP3 | NSW | SNSW | Export | Flexible export | 0 | 0 | 0 | 0 | 0 | 0 | 0 | 0 | 0 | 0 | 0 | 0 | 0 | 0 | 0 | 0 | 0 | 0 | 0 | 0 | 0 | 0 | 0 | 0 | 0 | 0 | 0 | 0
CDP3 | NSW | SNSW | Export | Fixed green steel and ammonia | 0 | 0 | 0 | 0 | 0 | 0 | 0 | 0 | 0 | 0 | 0 | 0 | 0 | 0 | 0 | 0 | 0 | 0 | 0 | 0 | 0 | 0 | 0 | 0 | 0 | 0 | 0 | 0
CDP3 | NSW | SNW | Domestic | Fixed domestic | 6.7088 | 16.2535 | 32.1809 | 56.1933 | 129.4112 | 129.4112 | 129.4112 | 129.7658 | 129.4112 | 145.2244 | 146.2042 | 224.5534 | 223.9399 | 237.2413 | 237.2413 | 237.8913 | 237.2413 | 237.2413 | 237.2413 | 282.9542 | 282.1811 | 284.5993 | 294.7233 | 345.9221 | 556.9871 | 1043.5648 | 1075.8589 | 1062.8354
CDP3 | NSW | SNW | Domestic | Flexible domestic | 129.3626 | 313.1838 | 612.3729 | 1076.6655 | 1746.9973 | 2542.2523 | 2515.4538 | 2464.6915 | 2494.3595 | 2885.4332 | 2849.6573 | 2786.0639 | 2723.9267 | 2663.3637 | 2620.6811 | 2572.9575 | 2543.9462 | 2561.6328 | 2563.6656 | 2575.1833 | 2578.8465 | 2587.4979 | 2592.1994 | 4305.0496 | 6005.5935 | 7706.5765 | 7705.3035 | 7705.8728
CDP3 | NSW | SNW | Export | Fixed export | 0 | 0 | 0 | 0 | 0 | 0 | 0 | 0 | 0 | 0 | 0 | 0 | 0 | 0 | 0 | 0 | 0 | 0 | 0 | 0 | 0 | 0 | 0 | 0 | 0 | 0 | 0 | 0
CDP3 | NSW | SNW | Export | Flexible export | 0 | 0 | 0 | 0 | 0 | 0 | 0 | 0 | 0 | 0 | 0 | 0 | 0 | 0 | 0 | 0 | 0 | 0 | 0 | 0 | 0 | 0 | 0 | 0 | 0 | 0 | 0 | 0
CDP3 | NSW | SNW | Export | Fixed green steel and ammonia | 0 | 0 | 0 | 0 | 0 | 0 | 0 | 0 | 0 | 0 | 0 | 0 | 0 | 0 | 0 | 0 | 0 | 0 | 0 | 0 | 0 | 0 | 0 | 0 | 0 | 0 | 0 | 0
CDP3 | QLD | NQ | Domestic | Fixed domestic | 0 | 0 | 0 | 0 | 0 | 0 | 0 | 0 | 0 | 0 | 0 | 0 | 0 | 0 | 0 | 0 | 0 | 0 | 0 | 0 | 0 | 0 | 0 | 0 | 0 | 0 | 0 | 0
CDP3 | QLD | NQ | Domestic | Flexible domestic | 0 | 0 | 0 | 0 | 0 | 0 | 0 | 0 | 0 | 0 | 0 | 0 | 0 | 0 | 0 | 0 | 0 | 0 | 0 | 0 | 0 | 0 | 0 | 0 | 0 | 0 | 0 | 0
CDP3 | QLD | NQ | Export | Fixed export | 0 | 0 | 0 | 0 | 0 | 0 | 0 | 0 | 0 | 0 | 0 | 0 | 0 | 0 | 0 | 0 | 0 | 0 | 0 | 0 | 0 | 0 | 0 | 0 | 0 | 0 | 0 | 0
CDP3 | QLD | NQ | Export | Flexible export | 0 | 0 | 0 | 0 | 0 | 0 | 0 | 0 | 0 | 0 | 0 | 0 | 0 | 0 | 0 | 0 | 0 | 0 | 0 | 0 | 0 | 0 | 0 | 0 | 0 | 0 | 0 | 0
CDP3 | QLD | NQ | Export | Fixed green steel and ammonia | 0 | 0 | 0 | 0 | 0 | 0 | 0 | 0 | 0 | 0 | 0 | 0 | 0 | 0 | 0 | 0 | 0 | 0 | 0 | 0 | 0 | 0 | 0 | 0 | 0 | 0 | 0 | 0
CDP3 | QLD | CQ | Domestic | Fixed domestic | 0.57346 | 0.62369 | 0.62369 | 0.6254 | 17.067 | 63.9795 | 63.9795 | 64.1548 | 69.1223 | 76.3225 | 96.5362 | 96.8007 | 96.5362 | 103.6866 | 110.0706 | 110.3721 | 110.0706 | 110.0706 | 110.0706 | 143.7307 | 143.338 | 159.0865 | 159.0865 | 159.5223 | 191.0077 | 190.4343 | 200.799 | 259.1106
CDP3 | QLD | CQ | Domestic | Flexible domestic | 11.0579 | 12.0177 | 11.7569 | 10.2983 | 327.7287 | 1134.0005 | 900.3638 | 1081.8578 | 1380.0604 | 1525.5418 | 1607.3919 | 1587.6046 | 1567.6515 | 1547.4386 | 1531.3744 | 1519.6012 | 1513.8836 | 1531.661 | 1551.8681 | 1569.722 | 1589.3224 | 1606.9562 | 1623.1005 | 1643.5557 | 1667.5906 | 1667.5906 | 1667.5906 | 2319.4322
CDP3 | QLD | CQ | Export | Fixed export | 0 | 0 | 0 | 0 | 0 | 0 | 0 | 0 | 0 | 0 | 0 | 0 | 0 | 0 | 0 | 0 | 0 | 0 | 0 | 0 | 0 | 0 | 0 | 0 | 0 | 0 | 0 | 0
CDP3 | QLD | CQ | Export | Flexible export | 0 | 0 | 0 | 0 | 0 | 0 | 0 | 0 | 0 | 0 | 0 | 0 | 0 | 0 | 0 | 0 | 0 | 0 | 0 | 0 | 0 | 0 | 0 | 0 | 0 | 0 | 0 | 0
CDP3 | QLD | CQ | Export | Fixed green steel and ammonia | 0 | 0 | 0 | 0 | 0 | 0 | 0 | 0 | 0 | 0 | 0 | 0 | 0 | 0 | 0 | 0 | 0 | 0 | 0 | 0 | 0 | 0 | 0 | 0 | 0 | 0 | 0 | 0
CDP3 | QLD | SQ | Domestic | Fixed domestic | 0.30474 | 0.30474 | 0.30474 | 0.30557 | 6.8926 | 29.464 | 29.464 | 56.5148 | 86.0449 | 104.4069 | 157.3558 | 159.8818 | 160.7371 | 160.7371 | 169.5005 | 178.0107 | 184.9934 | 184.9934 | 184.9934 | 256.1772 | 255.4773 | 264.0083 | 264.0083 | 264.7316 | 286.5764 | 286.2716 | 315.3975 | 407.2524
CDP3 | QLD | SQ | Domestic | Flexible domestic | 5.8761 | 4.5388 | 4.4304 | 5.5281 | 132.3544 | 277.6234 | 533.7942 | 1111.7141 | 1717.9289 | 2086.8952 | 2320.7769 | 2301.9488 | 2282.2319 | 2261.8399 | 2246.434 | 2236.3444 | 2233.9511 | 2265.7026 | 2302.2811 | 2336.026 | 2372.346 | 2405.1384 | 2433.1581 | 2470.9132 | 2507.0472 | 2507.0472 | 2507.0472 | 2992.4706
CDP3 | QLD | SQ | Export | Fixed export | 0 | 0 | 0 | 0 | 0 | 0 | 0 | 0 | 0 | 0 | 0 | 0 | 0 | 0 | 0 | 0 | 0 | 0 | 0 | 0 | 0 | 0 | 0 | 0 | 0 | 0 | 0 | 0
CDP3 | QLD | SQ | Export | Flexible export | 0 | 0 | 0 | 0 | 0 | 0 | 0 | 0 | 0 | 0 | 0 | 0 | 0 | 0 | 0 | 0 | 0 | 0 | 0 | 0 | 0 | 0 | 0 | 0 | 0 | 0 | 0 | 0
CDP3 | QLD | SQ | Export | Fixed green steel and ammonia | 0 | 0 | 0 | 0 | 0 | 0 | 0 | 0 | 0 | 0 | 0 | 0 | 0 | 0 | 0 | 0 | 0 | 0 | 0 | 0 | 0 | 0 | 0 | 0 | 0 | 0 | 0 | 0
CDP3 | VIC | VIC | Domestic | Fixed domestic | 2.5574 | 4.0307 | 4.0307 | 4.0418 | 50.4395 | 139.1119 | 139.1119 | 204.8376 | 420.9245 | 420.9245 | 489.2586 | 549.27 | 547.7692 | 576.3117 | 576.3117 | 577.8906 | 576.3117 | 576.3117 | 576.3117 | 598.902 | 597.2657 | 597.2657 | 678.099 | 679.9568 | 678.099 | 826.558 | 825.0847 | 867.8842
CDP3 | VIC | VIC | Domestic | Flexible domestic | 49.3127 | 77.6668 | 75.935 | 74.2418 | 681.7364 | 1845.7348 | 2721.9649 | 4029.405 | 7023.9975 | 6901.8068 | 6908.0231 | 6792.8169 | 6641.3514 | 6623.0245 | 6516.1324 | 6406.72 | 6334.4865 | 6347.9136 | 6409.0816 | 6453.7612 | 6488.4471 | 6529.3694 | 6529.3694 | 6614.7091 | 6614.7091 | 7316.4323 | 7316.4323 | 7316.4323
CDP3 | VIC | VIC | Export | Fixed export | 0 | 0 | 0 | 0 | 0 | 0 | 0 | 0 | 0 | 0 | 0 | 0 | 0 | 0 | 0 | 0 | 0 | 0 | 0 | 0 | 0 | 0 | 0 | 0 | 0 | 0 | 0 | 0
CDP3 | VIC | VIC | Export | Flexible export | 0 | 0 | 0 | 0 | 0 | 0 | 0 | 0 | 0 | 0 | 0 | 0 | 0 | 0 | 0 | 0 | 0 | 0 | 0 | 0 | 0 | 0 | 0 | 0 | 0 | 0 | 0 | 0
CDP3 | VIC | VIC | Export | Fixed green steel and ammonia | 0 | 0 | 0 | 0 | 0 | 0 | 0 | 0 | 0 | 0 | 0 | 0 | 0 | 0 | 0 | 0 | 0 | 0 | 0 | 0 | 0 | 0 | 0 | 0 | 0 | 0 | 0 | 0
CDP3 | SA | CSA | Domestic | Fixed domestic | 0.023265 | 24.6608 | 73.9358 | 98.8433 | 98.5773 | 98.5773 | 98.5773 | 98.8473 | 98.5773 | 98.5773 | 98.5779 | 98.8529 | 98.5828 | 98.5863 | 98.5863 | 98.8564 | 98.5863 | 98.5863 | 109.6469 | 117.1239 | 116.8039 | 124.2396 | 124.3361 | 124.6768 | 130.2391 | 167.5698 | 167.5698 | 172.4252
CDP3 | SA | CSA | Domestic | Flexible domestic | 0 | 344.5504 | 1027.5222 | 1369.3318 | 1381.7932 | 1380.6196 | 1379.039 | 1304.129 | 1295.4086 | 1295.8946 | 1296.1511 | 1296.4087 | 1298.9975 | 1298.9975 | 1298.9976 | 1298.9976 | 1298.9976 | 1298.9976 | 1460.7616 | 1465.0544 | 1465.0734 | 1532.5601 | 1533.289 | 1532.7416 | 1642.4459 | 1917.0898 | 1919.1951 | 1919.6307
CDP3 | SA | CSA | Export | Fixed export | 0 | 0 | 0 | 0 | 0 | 0 | 0 | 0 | 0 | 0 | 0 | 0 | 0 | 0 | 0 | 0 | 0 | 0 | 0 | 0 | 0 | 0 | 0 | 0 | 0 | 0 | 0 | 0
CDP3 | SA | CSA | Export | Flexible export | 0 | 0 | 0 | 0 | 0 | 0 | 0 | 0 | 0 | 0 | 0 | 0 | 0 | 0 | 0 | 0 | 0 | 0 | 0 | 0 | 0 | 0 | 0 | 0 | 0 | 0 | 0 | 0
CDP3 | SA | CSA | Export | Fixed green steel and ammonia | 0 | 0 | 0 | 0 | 0 | 0 | 0 | 0 | 0 | 0 | 0 | 0 | 0 | 0 | 0 | 0 | 0 | 0 | 0 | 0 | 0 | 0 | 0 | 0 | 0 | 0 | 0 | 0
CDP3 | SA | SESA | Domestic | Fixed domestic | 0.061378 | 2.6667 | 7.7174 | 9.8546 | 10.7301 | 10.7301 | 10.7301 | 10.7595 | 13.2571 | 13.952 | 15.1552 | 16.268 | 16.2235 | 18.4317 | 18.4317 | 18.4822 | 18.4317 | 18.4317 | 18.4317 | 24.5855 | 24.5183 | 24.5183 | 24.5183 | 24.5855 | 24.5183 | 38.2178 | 35.6125 | 38.3844
CDP3 | SA | SESA | Domestic | Flexible domestic | 1.1835 | 51.3833 | 146.4943 | 188.8144 | 169.2015 | 148.0694 | 146.0958 | 167.3429 | 199.5319 | 206.0827 | 201.6599 | 197.2612 | 192.9695 | 188.9449 | 184.9592 | 181.0498 | 179.2508 | 179.4238 | 222.1558 | 223.2297 | 224.4286 | 238.1929 | 237.464 | 238.0114 | 262.6572 | 320.6611 | 321.0201 | 320.5845
CDP3 | SA | SESA | Export | Fixed export | 0 | 0 | 0 | 0 | 0 | 0 | 0 | 0 | 0 | 0 | 0 | 0 | 0 | 0 | 0 | 0 | 0 | 0 | 0 | 0 | 0 | 0 | 0 | 0 | 0 | 0 | 0 | 0
CDP3 | SA | SESA | Export | Flexible export | 0 | 0 | 0 | 0 | 0 | 0 | 0 | 0 | 0 | 0 | 0 | 0 | 0 | 0 | 0 | 0 | 0 | 0 | 0 | 0 | 0 | 0 | 0 | 0 | 0 | 0 | 0 | 0
CDP3 | SA | SESA | Export | Fixed green steel and ammonia | 0 | 0 | 0 | 0 | 0 | 0 | 0 | 0 | 0 | 0 | 0 | 0 | 0 | 0 | 0 | 0 | 0 | 0 | 0 | 0 | 0 | 0 | 0 | 0 | 0 | 0 | 0 | 0
CDP3 | TAS | TAS | Domestic | Fixed domestic | 0 | 0 | 0 | 0 | 0.30059 | 1.2354 | 2.5762 | 3.3595 | 4.7729 | 4.7729 | 4.9175 | 5.8898 | 5.8737 | 9.7586 | 9.7586 | 9.7853 | 14.0639 | 14.0639 | 14.0639 | 14.1025 | 14.0639 | 14.0639 | 15.9975 | 16.0413 | 15.9975 | 16.1036 | 16.1036 | 16.1788
CDP3 | TAS | TAS | Domestic | Flexible domestic | 0 | 0 | 0 | 0 | 5.7721 | 24.2692 | 50.4074 | 66.0847 | 95.2936 | 93.8191 | 98.1518 | 99.4811 | 97.2629 | 174.1542 | 170.2738 | 167.28 | 165.4189 | 169.1686 | 170.1358 | 173.9124 | 175.0212 | 175.0212 | 175.0212 | 175.0212 | 175.0212 | 175.0212 | 175.0212 | 175.0212
CDP3 | TAS | TAS | Export | Fixed export | 0 | 0 | 0 | 0 | 0 | 0 | 0 | 0 | 0 | 0 | 0 | 0 | 0 | 0 | 0 | 0 | 0 | 0 | 0 | 0 | 0 | 0 | 0 | 0 | 0 | 0 | 0 | 0
CDP3 | TAS | TAS | Export | Flexible export | 0 | 0 | 0 | 0 | 0 | 0 | 0 | 0 | 0 | 0 | 0 | 0 | 0 | 0 | 0 | 0 | 0 | 0 | 0 | 0 | 0 | 0 | 0 | 0 | 0 | 0 | 0 | 0
CDP3 | TAS | TAS | Export | Fixed green steel and ammonia | 0 | 0 | 0 | 0 | 0 | 0 | 0 | 0 | 0 | 0 | 0 | 0 | 0 | 0 | 0 | 0 | 0 | 0 | 0 | 0 | 0 | 0 | 0 | 0 | 0 | 0 | 0 | 0
CDP4 | NSW | NNSW | Domestic | Fixed domestic | 0 | 0 | 0 | 0 | 0 | 0 | 0 | 0 | 0 | 0 | 0 | 0 | 0 | 0 | 0 | 0 | 0 | 0 | 0 | 0 | 0 | 0 | 0 | 0 | 0 | 0 | 0 | 0
CDP4 | NSW | NNSW | Domestic | Flexible domestic | 0 | 0 | 0 | 0 | 0 | 0 | 0 | 0 | 0 | 0 | 0 | 0 | 0 | 0 | 0 | 0 | 0 | 0 | 0 | 0 | 0 | 0 | 0 | 0 | 0 | 0 | 0 | 0
CDP4 | NSW | NNSW | Export | Fixed export | 0 | 0 | 0 | 0 | 0 | 0 | 0 | 0 | 0 | 0 | 0 | 0 | 0 | 0 | 0 | 0 | 0 | 0 | 0 | 0 | 0 | 0 | 0 | 0 | 0 | 0 | 0 | 0
CDP4 | NSW | NNSW | Export | Flexible export | 0 | 0 | 0 | 0 | 0 | 0 | 0 | 0 | 0 | 0 | 0 | 0 | 0 | 0 | 0 | 0 | 0 | 0 | 0 | 0 | 0 | 0 | 0 | 0 | 0 | 0 | 0 | 0
CDP4 | NSW | NNSW | Export | Fixed green steel and ammonia | 0 | 0 | 0 | 0 | 0 | 0 | 0 | 0 | 0 | 0 | 0 | 0 | 0 | 0 | 0 | 0 | 0 | 0 | 0 | 0 | 0 | 0 | 0 | 0 | 0 | 0 | 0 | 0
CDP4 | NSW | CNSW | Domestic | Fixed domestic | 0 | 0 | 0 | 0 | 0 | 0 | 0 | 0 | 0 | 0 | 0 | 0 | 0 | 0 | 0 | 0 | 0 | 0 | 0 | 0 | 0 | 0 | 0 | 0 | 0 | 0 | 0 | 0
CDP4 | NSW | CNSW | Domestic | Flexible domestic | 0 | 0 | 0 | 0 | 0 | 0 | 0 | 0 | 0 | 0 | 0 | 0 | 0 | 0 | 0 | 0 | 0 | 0 | 0 | 0 | 0 | 0 | 0 | 0 | 0 | 0 | 0 | 0
CDP4 | NSW | CNSW | Export | Fixed export | 0 | 0 | 0 | 0 | 0 | 0 | 0 | 0 | 0 | 0 | 0 | 0 | 0 | 0 | 0 | 0 | 0 | 0 | 0 | 0 | 0 | 0 | 0 | 0 | 0 | 0 | 0 | 0
CDP4 | NSW | CNSW | Export | Flexible export | 0 | 0 | 0 | 0 | 0 | 0 | 0 | 0 | 0 | 0 | 0 | 0 | 0 | 0 | 0 | 0 | 0 | 0 | 0 | 0 | 0 | 0 | 0 | 0 | 0 | 0 | 0 | 0
CDP4 | NSW | CNSW | Export | Fixed green steel and ammonia | 0 | 0 | 0 | 0 | 0 | 0 | 0 | 0 | 0 | 0 | 0 | 0 | 0 | 0 | 0 | 0 | 0 | 0 | 0 | 0 | 0 | 0 | 0 | 0 | 0 | 0 | 0 | 0
CDP4 | NSW | SNSW | Domestic | Fixed domestic | 1.3276 | 3.1853 | 6.3084 | 10.9957 | 27.192 | 27.192 | 27.192 | 27.2665 | 27.192 | 27.6335 | 27.6335 | 38.1133 | 38.0092 | 40.1835 | 40.1835 | 40.2935 | 40.1835 | 40.1835 | 40.1835 | 54.9452 | 54.7951 | 55.31 | 55.736 | 55.8887 | 107.1346 | 206.5924 | 208.9276 | 206.3684
CDP4 | NSW | SNSW | Domestic | Flexible domestic | 25.6001 | 61.376 | 120.043 | 210.6775 | 349.4215 | 534.1801 | 492.3807 | 476.0744 | 481.2263 | 552.3411 | 545.5686 | 533.4557 | 521.5747 | 513.1738 | 505.0727 | 495.9991 | 490.409 | 493.7656 | 497.5281 | 500.06 | 501.0179 | 502.8628 | 503.9421 | 837.0633 | 1166.1951 | 1495.0574 | 1496.3303 | 1495.761
CDP4 | NSW | SNSW | Export | Fixed export | 0 | 0 | 0 | 0 | 0 | 0 | 0 | 0 | 0 | 0 | 0 | 0 | 0 | 0 | 0 | 0 | 0 | 0 | 0 | 0 | 0 | 0 | 0 | 0 | 0 | 0 | 0 | 0
CDP4 | NSW | SNSW | Export | Flexible export | 0 | 0 | 0 | 0 | 0 | 0 | 0 | 0 | 0 | 0 | 0 | 0 | 0 | 0 | 0 | 0 | 0 | 0 | 0 | 0 | 0 | 0 | 0 | 0 | 0 | 0 | 0 | 0
CDP4 | NSW | SNSW | Export | Fixed green steel and ammonia | 0 | 0 | 0 | 0 | 0 | 0 | 0 | 0 | 0 | 0 | 0 | 0 | 0 | 0 | 0 | 0 | 0 | 0 | 0 | 0 | 0 | 0 | 0 | 0 | 0 | 0 | 0 | 0
CDP4 | NSW | SNW | Domestic | Fixed domestic | 6.7088 | 16.2535 | 32.1809 | 56.1933 | 129.4112 | 129.4112 | 129.4112 | 129.7658 | 129.4112 | 145.2244 | 146.2042 | 224.5534 | 223.9399 | 237.2413 | 237.2413 | 237.8913 | 237.2413 | 237.2413 | 237.2413 | 282.9542 | 282.1811 | 284.5993 | 294.7233 | 345.9221 | 556.9871 | 1043.5648 | 1075.8589 | 1062.8354
CDP4 | NSW | SNW | Domestic | Flexible domestic | 129.3626 | 313.1838 | 612.3729 | 1076.6655 | 1746.9973 | 2542.2524 | 2515.4538 | 2464.6916 | 2494.3596 | 2885.4332 | 2849.6574 | 2786.064 | 2723.9267 | 2663.3637 | 2620.6811 | 2572.9575 | 2543.9462 | 2561.6328 | 2563.6656 | 2575.1833 | 2578.8465 | 2587.4979 | 2592.1995 | 4305.0496 | 6005.5935 | 7706.5765 | 7705.3035 | 7705.8728
CDP4 | NSW | SNW | Export | Fixed export | 0 | 0 | 0 | 0 | 0 | 0 | 0 | 0 | 0 | 0 | 0 | 0 | 0 | 0 | 0 | 0 | 0 | 0 | 0 | 0 | 0 | 0 | 0 | 0 | 0 | 0 | 0 | 0
CDP4 | NSW | SNW | Export | Flexible export | 0 | 0 | 0 | 0 | 0 | 0 | 0 | 0 | 0 | 0 | 0 | 0 | 0 | 0 | 0 | 0 | 0 | 0 | 0 | 0 | 0 | 0 | 0 | 0 | 0 | 0 | 0 | 0
CDP4 | NSW | SNW | Export | Fixed green steel and ammonia | 0 | 0 | 0 | 0 | 0 | 0 | 0 | 0 | 0 | 0 | 0 | 0 | 0 | 0 | 0 | 0 | 0 | 0 | 0 | 0 | 0 | 0 | 0 | 0 | 0 | 0 | 0 | 0
CDP4 | QLD | NQ | Domestic | Fixed domestic | 0 | 0 | 0 | 0 | 0 | 0 | 0 | 0 | 0 | 0 | 0 | 0 | 0 | 0 | 0 | 0 | 0 | 0 | 0 | 0 | 0 | 0 | 0 | 0 | 0 | 0 | 0 | 0
CDP4 | QLD | NQ | Domestic | Flexible domestic | 0 | 0 | 0 | 0 | 0 | 0 | 0 | 0 | 0 | 0 | 0 | 0 | 0 | 0 | 0 | 0 | 0 | 0 | 0 | 0 | 0 | 0 | 0 | 0 | 0 | 0 | 0 | 0
CDP4 | QLD | NQ | Export | Fixed export | 0 | 0 | 0 | 0 | 0 | 0 | 0 | 0 | 0 | 0 | 0 | 0 | 0 | 0 | 0 | 0 | 0 | 0 | 0 | 0 | 0 | 0 | 0 | 0 | 0 | 0 | 0 | 0
CDP4 | QLD | NQ | Export | Flexible export | 0 | 0 | 0 | 0 | 0 | 0 | 0 | 0 | 0 | 0 | 0 | 0 | 0 | 0 | 0 | 0 | 0 | 0 | 0 | 0 | 0 | 0 | 0 | 0 | 0 | 0 | 0 | 0
CDP4 | QLD | NQ | Export | Fixed green steel and ammonia | 0 | 0 | 0 | 0 | 0 | 0 | 0 | 0 | 0 | 0 | 0 | 0 | 0 | 0 | 0 | 0 | 0 | 0 | 0 | 0 | 0 | 0 | 0 | 0 | 0 | 0 | 0 | 0
CDP4 | QLD | CQ | Domestic | Fixed domestic | 0.57346 | 0.62369 | 0.62369 | 0.6254 | 17.067 | 63.9795 | 63.9795 | 64.1548 | 69.1223 | 76.3225 | 96.5362 | 96.8007 | 96.5362 | 103.6866 | 110.0706 | 110.3721 | 110.0706 | 110.0706 | 110.0706 | 143.7307 | 143.338 | 159.0865 | 159.0865 | 159.5223 | 191.0077 | 190.4343 | 200.799 | 259.1106
CDP4 | QLD | CQ | Domestic | Flexible domestic | 11.0579 | 12.0177 | 11.7569 | 10.2983 | 327.7287 | 1134.0005 | 900.3638 | 1081.8578 | 1380.0604 | 1525.5418 | 1607.3919 | 1587.6047 | 1567.6515 | 1547.4386 | 1531.3744 | 1519.6012 | 1513.8836 | 1531.661 | 1551.8681 | 1569.722 | 1589.3224 | 1606.9562 | 1623.1005 | 1643.5557 | 1667.5906 | 1667.5906 | 1667.5906 | 2319.4322
CDP4 | QLD | CQ | Export | Fixed export | 0 | 0 | 0 | 0 | 0 | 0 | 0 | 0 | 0 | 0 | 0 | 0 | 0 | 0 | 0 | 0 | 0 | 0 | 0 | 0 | 0 | 0 | 0 | 0 | 0 | 0 | 0 | 0
CDP4 | QLD | CQ | Export | Flexible export | 0 | 0 | 0 | 0 | 0 | 0 | 0 | 0 | 0 | 0 | 0 | 0 | 0 | 0 | 0 | 0 | 0 | 0 | 0 | 0 | 0 | 0 | 0 | 0 | 0 | 0 | 0 | 0
CDP4 | QLD | CQ | Export | Fixed green steel and ammonia | 0 | 0 | 0 | 0 | 0 | 0 | 0 | 0 | 0 | 0 | 0 | 0 | 0 | 0 | 0 | 0 | 0 | 0 | 0 | 0 | 0 | 0 | 0 | 0 | 0 | 0 | 0 | 0
CDP4 | QLD | SQ | Domestic | Fixed domestic | 0.30474 | 0.30474 | 0.30474 | 0.30557 | 6.8926 | 29.464 | 29.464 | 56.5148 | 86.0449 | 104.4069 | 157.3558 | 159.8818 | 160.7371 | 160.7371 | 169.5005 | 178.0107 | 184.9934 | 184.9934 | 184.9934 | 256.1772 | 255.4773 | 264.0083 | 264.0083 | 264.7316 | 286.5764 | 286.2716 | 315.3975 | 407.2524
CDP4 | QLD | SQ | Domestic | Flexible domestic | 5.8761 | 4.5388 | 4.4304 | 5.5281 | 132.3544 | 277.6234 | 533.7942 | 1111.7142 | 1717.929 | 2086.8953 | 2320.7769 | 2301.9488 | 2282.2319 | 2261.84 | 2246.434 | 2236.3444 | 2233.9511 | 2265.7026 | 2302.2811 | 2336.026 | 2372.346 | 2405.1384 | 2433.1581 | 2470.9132 | 2507.0472 | 2507.0472 | 2507.0472 | 2992.4706
CDP4 | QLD | SQ | Export | Fixed export | 0 | 0 | 0 | 0 | 0 | 0 | 0 | 0 | 0 | 0 | 0 | 0 | 0 | 0 | 0 | 0 | 0 | 0 | 0 | 0 | 0 | 0 | 0 | 0 | 0 | 0 | 0 | 0
CDP4 | QLD | SQ | Export | Flexible export | 0 | 0 | 0 | 0 | 0 | 0 | 0 | 0 | 0 | 0 | 0 | 0 | 0 | 0 | 0 | 0 | 0 | 0 | 0 | 0 | 0 | 0 | 0 | 0 | 0 | 0 | 0 | 0
CDP4 | QLD | SQ | Export | Fixed green steel and ammonia | 0 | 0 | 0 | 0 | 0 | 0 | 0 | 0 | 0 | 0 | 0 | 0 | 0 | 0 | 0 | 0 | 0 | 0 | 0 | 0 | 0 | 0 | 0 | 0 | 0 | 0 | 0 | 0
CDP4 | VIC | VIC | Domestic | Fixed domestic | 2.5574 | 4.0307 | 4.0307 | 4.0418 | 50.4395 | 139.1119 | 139.1119 | 204.8376 | 420.9245 | 420.9245 | 489.2586 | 549.27 | 547.7692 | 576.3117 | 576.3117 | 577.8906 | 576.3117 | 576.3117 | 576.3117 | 598.902 | 597.2657 | 597.2657 | 678.099 | 679.9568 | 678.099 | 826.558 | 825.0847 | 867.8842
CDP4 | VIC | VIC | Domestic | Flexible domestic | 49.3127 | 77.6668 | 75.935 | 74.2418 | 681.7364 | 1845.7348 | 2721.9649 | 4029.4051 | 7023.9976 | 6901.8069 | 6908.0232 | 6792.817 | 6641.3515 | 6623.0246 | 6516.1324 | 6406.72 | 6334.4865 | 6347.9136 | 6409.0816 | 6453.7612 | 6488.4471 | 6529.3694 | 6529.3694 | 6614.7091 | 6614.7091 | 7316.4323 | 7316.4323 | 7316.4323
CDP4 | VIC | VIC | Export | Fixed export | 0 | 0 | 0 | 0 | 0 | 0 | 0 | 0 | 0 | 0 | 0 | 0 | 0 | 0 | 0 | 0 | 0 | 0 | 0 | 0 | 0 | 0 | 0 | 0 | 0 | 0 | 0 | 0
CDP4 | VIC | VIC | Export | Flexible export | 0 | 0 | 0 | 0 | 0 | 0 | 0 | 0 | 0 | 0 | 0 | 0 | 0 | 0 | 0 | 0 | 0 | 0 | 0 | 0 | 0 | 0 | 0 | 0 | 0 | 0 | 0 | 0
CDP4 | VIC | VIC | Export | Fixed green steel and ammonia | 0 | 0 | 0 | 0 | 0 | 0 | 0 | 0 | 0 | 0 | 0 | 0 | 0 | 0 | 0 | 0 | 0 | 0 | 0 | 0 | 0 | 0 | 0 | 0 | 0 | 0 | 0 | 0
CDP4 | SA | CSA | Domestic | Fixed domestic | 0.023265 | 24.6608 | 73.9358 | 98.8433 | 98.5773 | 98.5773 | 98.5773 | 98.8473 | 98.5773 | 98.5773 | 98.5779 | 98.8529 | 98.5828 | 98.5863 | 98.5863 | 98.8564 | 98.5863 | 98.5863 | 109.6469 | 117.1239 | 116.8039 | 124.2396 | 124.3361 | 124.6768 | 130.2391 | 167.5698 | 167.5698 | 172.4252
CDP4 | SA | CSA | Domestic | Flexible domestic | 0 | 344.5504 | 1027.5222 | 1369.3318 | 1381.7932 | 1380.6196 | 1379.039 | 1304.129 | 1295.4086 | 1295.8946 | 1296.1512 | 1296.4087 | 1298.9976 | 1298.9976 | 1298.9976 | 1298.9976 | 1298.9976 | 1298.9976 | 1460.7616 | 1465.0544 | 1465.0734 | 1532.5601 | 1533.289 | 1532.7416 | 1642.4459 | 1917.0898 | 1919.1951 | 1919.6307
CDP4 | SA | CSA | Export | Fixed export | 0 | 0 | 0 | 0 | 0 | 0 | 0 | 0 | 0 | 0 | 0 | 0 | 0 | 0 | 0 | 0 | 0 | 0 | 0 | 0 | 0 | 0 | 0 | 0 | 0 | 0 | 0 | 0
CDP4 | SA | CSA | Export | Flexible export | 0 | 0 | 0 | 0 | 0 | 0 | 0 | 0 | 0 | 0 | 0 | 0 | 0 | 0 | 0 | 0 | 0 | 0 | 0 | 0 | 0 | 0 | 0 | 0 | 0 | 0 | 0 | 0
CDP4 | SA | CSA | Export | Fixed green steel and ammonia | 0 | 0 | 0 | 0 | 0 | 0 | 0 | 0 | 0 | 0 | 0 | 0 | 0 | 0 | 0 | 0 | 0 | 0 | 0 | 0 | 0 | 0 | 0 | 0 | 0 | 0 | 0 | 0
CDP4 | SA | SESA | Domestic | Fixed domestic | 0.061378 | 2.6667 | 7.7174 | 9.8546 | 10.7301 | 10.7301 | 10.7301 | 10.7595 | 13.2571 | 13.952 | 15.1552 | 16.268 | 16.2235 | 18.4317 | 18.4317 | 18.4822 | 18.4317 | 18.4317 | 18.4317 | 24.5855 | 24.5183 | 24.5183 | 24.5183 | 24.5855 | 24.5183 | 38.2178 | 35.6125 | 38.3844
CDP4 | SA | SESA | Domestic | Flexible domestic | 1.1835 | 51.3833 | 146.4943 | 188.8144 | 169.2015 | 148.0694 | 146.0958 | 167.3429 | 199.5319 | 206.0827 | 201.66 | 197.2612 | 192.9695 | 188.9449 | 184.9592 | 181.0498 | 179.2508 | 179.4238 | 222.1558 | 223.2297 | 224.4286 | 238.1929 | 237.464 | 238.0114 | 262.6572 | 320.6611 | 321.0201 | 320.5845
CDP4 | SA | SESA | Export | Fixed export | 0 | 0 | 0 | 0 | 0 | 0 | 0 | 0 | 0 | 0 | 0 | 0 | 0 | 0 | 0 | 0 | 0 | 0 | 0 | 0 | 0 | 0 | 0 | 0 | 0 | 0 | 0 | 0
CDP4 | SA | SESA | Export | Flexible export | 0 | 0 | 0 | 0 | 0 | 0 | 0 | 0 | 0 | 0 | 0 | 0 | 0 | 0 | 0 | 0 | 0 | 0 | 0 | 0 | 0 | 0 | 0 | 0 | 0 | 0 | 0 | 0
CDP4 | SA | SESA | Export | Fixed green steel and ammonia | 0 | 0 | 0 | 0 | 0 | 0 | 0 | 0 | 0 | 0 | 0 | 0 | 0 | 0 | 0 | 0 | 0 | 0 | 0 | 0 | 0 | 0 | 0 | 0 | 0 | 0 | 0 | 0
CDP4 | TAS | TAS | Domestic | Fixed domestic | 0 | 0 | 0 | 0 | 0.30059 | 1.2354 | 2.5762 | 3.3595 | 4.7729 | 4.7729 | 4.9175 | 5.8898 | 5.8737 | 9.7586 | 9.7586 | 9.7853 | 14.0639 | 14.0639 | 14.0639 | 14.1025 | 14.0639 | 14.0639 | 15.9975 | 16.0413 | 15.9975 | 16.1036 | 16.1036 | 16.1788
CDP4 | TAS | TAS | Domestic | Flexible domestic | 0 | 0 | 0 | 0 | 5.7721 | 24.2692 | 50.4074 | 66.0847 | 95.2936 | 93.8191 | 98.1518 | 99.4811 | 97.2629 | 174.1542 | 170.2738 | 167.28 | 165.4189 | 169.1686 | 170.1358 | 173.9124 | 175.0212 | 175.0212 | 175.0212 | 175.0212 | 175.0212 | 175.0212 | 175.0212 | 175.0212
CDP4 | TAS | TAS | Export | Fixed export | 0 | 0 | 0 | 0 | 0 | 0 | 0 | 0 | 0 | 0 | 0 | 0 | 0 | 0 | 0 | 0 | 0 | 0 | 0 | 0 | 0 | 0 | 0 | 0 | 0 | 0 | 0 | 0
CDP4 | TAS | TAS | Export | Flexible export | 0 | 0 | 0 | 0 | 0 | 0 | 0 | 0 | 0 | 0 | 0 | 0 | 0 | 0 | 0 | 0 | 0 | 0 | 0 | 0 | 0 | 0 | 0 | 0 | 0 | 0 | 0 | 0
CDP4 | TAS | TAS | Export | Fixed green steel and ammonia | 0 | 0 | 0 | 0 | 0 | 0 | 0 | 0 | 0 | 0 | 0 | 0 | 0 | 0 | 0 | 0 | 0 | 0 | 0 | 0 | 0 | 0 | 0 | 0 | 0 | 0 | 0 | 0
CDP5 | NSW | NNSW | Domestic | Fixed domestic | 0 | 0 | 0 | 0 | 0 | 0 | 0 | 0 | 0 | 0 | 0 | 0 | 0 | 0 | 0 | 0 | 0 | 0 | 0 | 0 | 0 | 0 | 0 | 0 | 0 | 0 | 0 | 0
CDP5 | NSW | NNSW | Domestic | Flexible domestic | 0 | 0 | 0 | 0 | 0 | 0 | 0 | 0 | 0 | 0 | 0 | 0 | 0 | 0 | 0 | 0 | 0 | 0 | 0 | 0 | 0 | 0 | 0 | 0 | 0 | 0 | 0 | 0
CDP5 | NSW | NNSW | Export | Fixed export | 0 | 0 | 0 | 0 | 0 | 0 | 0 | 0 | 0 | 0 | 0 | 0 | 0 | 0 | 0 | 0 | 0 | 0 | 0 | 0 | 0 | 0 | 0 | 0 | 0 | 0 | 0 | 0
CDP5 | NSW | NNSW | Export | Flexible export | 0 | 0 | 0 | 0 | 0 | 0 | 0 | 0 | 0 | 0 | 0 | 0 | 0 | 0 | 0 | 0 | 0 | 0 | 0 | 0 | 0 | 0 | 0 | 0 | 0 | 0 | 0 | 0
CDP5 | NSW | NNSW | Export | Fixed green steel and ammonia | 0 | 0 | 0 | 0 | 0 | 0 | 0 | 0 | 0 | 0 | 0 | 0 | 0 | 0 | 0 | 0 | 0 | 0 | 0 | 0 | 0 | 0 | 0 | 0 | 0 | 0 | 0 | 0
CDP5 | NSW | CNSW | Domestic | Fixed domestic | 0 | 0 | 0 | 0 | 0 | 0 | 0 | 0 | 0 | 0 | 0 | 0 | 0 | 0 | 0 | 0 | 0 | 0 | 0 | 0 | 0 | 0 | 0 | 0 | 0 | 0 | 0 | 0
CDP5 | NSW | CNSW | Domestic | Flexible domestic | 0 | 0 | 0 | 0 | 0 | 0 | 0 | 0 | 0 | 0 | 0 | 0 | 0 | 0 | 0 | 0 | 0 | 0 | 0 | 0 | 0 | 0 | 0 | 0 | 0 | 0 | 0 | 0
CDP5 | NSW | CNSW | Export | Fixed export | 0 | 0 | 0 | 0 | 0 | 0 | 0 | 0 | 0 | 0 | 0 | 0 | 0 | 0 | 0 | 0 | 0 | 0 | 0 | 0 | 0 | 0 | 0 | 0 | 0 | 0 | 0 | 0
CDP5 | NSW | CNSW | Export | Flexible export | 0 | 0 | 0 | 0 | 0 | 0 | 0 | 0 | 0 | 0 | 0 | 0 | 0 | 0 | 0 | 0 | 0 | 0 | 0 | 0 | 0 | 0 | 0 | 0 | 0 | 0 | 0 | 0
CDP5 | NSW | CNSW | Export | Fixed green steel and ammonia | 0 | 0 | 0 | 0 | 0 | 0 | 0 | 0 | 0 | 0 | 0 | 0 | 0 | 0 | 0 | 0 | 0 | 0 | 0 | 0 | 0 | 0 | 0 | 0 | 0 | 0 | 0 | 0
CDP5 | NSW | SNSW | Domestic | Fixed domestic | 1.3276 | 3.1853 | 6.3084 | 10.9957 | 27.192 | 27.192 | 27.192 | 27.2665 | 27.192 | 27.6335 | 27.6335 | 38.1133 | 38.0092 | 40.1835 | 40.1835 | 40.2935 | 40.1835 | 40.1835 | 40.1835 | 54.9452 | 54.7951 | 55.31 | 55.736 | 55.8887 | 107.1346 | 206.5924 | 208.9276 | 206.3684
CDP5 | NSW | SNSW | Domestic | Flexible domestic | 25.6001 | 61.376 | 120.043 | 210.6775 | 349.4215 | 534.1801 | 492.3807 | 476.0744 | 481.2264 | 552.3411 | 545.5686 | 533.4557 | 521.5747 | 513.1738 | 505.0727 | 495.9991 | 490.409 | 493.7656 | 497.5281 | 500.06 | 501.0179 | 502.8628 | 503.9421 | 837.0633 | 1166.1951 | 1495.0574 | 1496.3303 | 1495.761
CDP5 | NSW | SNSW | Export | Fixed export | 0 | 0 | 0 | 0 | 0 | 0 | 0 | 0 | 0 | 0 | 0 | 0 | 0 | 0 | 0 | 0 | 0 | 0 | 0 | 0 | 0 | 0 | 0 | 0 | 0 | 0 | 0 | 0
CDP5 | NSW | SNSW | Export | Flexible export | 0 | 0 | 0 | 0 | 0 | 0 | 0 | 0 | 0 | 0 | 0 | 0 | 0 | 0 | 0 | 0 | 0 | 0 | 0 | 0 | 0 | 0 | 0 | 0 | 0 | 0 | 0 | 0
CDP5 | NSW | SNSW | Export | Fixed green steel and ammonia | 0 | 0 | 0 | 0 | 0 | 0 | 0 | 0 | 0 | 0 | 0 | 0 | 0 | 0 | 0 | 0 | 0 | 0 | 0 | 0 | 0 | 0 | 0 | 0 | 0 | 0 | 0 | 0
CDP5 | NSW | SNW | Domestic | Fixed domestic | 6.7088 | 16.2535 | 32.1809 | 56.1933 | 129.4112 | 129.4112 | 129.4112 | 129.7658 | 129.4112 | 145.2244 | 146.2042 | 224.5534 | 223.9399 | 237.2413 | 237.2413 | 237.8913 | 237.2413 | 237.2413 | 237.2413 | 282.9542 | 282.1811 | 284.5993 | 294.7233 | 345.9221 | 556.9871 | 1043.5648 | 1075.8589 | 1062.8354
CDP5 | NSW | SNW | Domestic | Flexible domestic | 129.3626 | 313.1838 | 612.3729 | 1076.6655 | 1746.9973 | 2542.2524 | 2515.4538 | 2464.6916 | 2494.3596 | 2885.4332 | 2849.6574 | 2786.064 | 2723.9267 | 2663.3637 | 2620.6811 | 2572.9575 | 2543.9462 | 2561.6328 | 2563.6656 | 2575.1833 | 2578.8465 | 2587.4979 | 2592.1994 | 4305.0496 | 6005.5935 | 7706.5765 | 7705.3035 | 7705.8728
CDP5 | NSW | SNW | Export | Fixed export | 0 | 0 | 0 | 0 | 0 | 0 | 0 | 0 | 0 | 0 | 0 | 0 | 0 | 0 | 0 | 0 | 0 | 0 | 0 | 0 | 0 | 0 | 0 | 0 | 0 | 0 | 0 | 0
CDP5 | NSW | SNW | Export | Flexible export | 0 | 0 | 0 | 0 | 0 | 0 | 0 | 0 | 0 | 0 | 0 | 0 | 0 | 0 | 0 | 0 | 0 | 0 | 0 | 0 | 0 | 0 | 0 | 0 | 0 | 0 | 0 | 0
CDP5 | NSW | SNW | Export | Fixed green steel and ammonia | 0 | 0 | 0 | 0 | 0 | 0 | 0 | 0 | 0 | 0 | 0 | 0 | 0 | 0 | 0 | 0 | 0 | 0 | 0 | 0 | 0 | 0 | 0 | 0 | 0 | 0 | 0 | 0
CDP5 | QLD | NQ | Domestic | Fixed domestic | 0 | 0 | 0 | 0 | 0 | 0 | 0 | 0 | 0 | 0 | 0 | 0 | 0 | 0 | 0 | 0 | 0 | 0 | 0 | 0 | 0 | 0 | 0 | 0 | 0 | 0 | 0 | 0
CDP5 | QLD | NQ | Domestic | Flexible domestic | 0 | 0 | 0 | 0 | 0 | 0 | 0 | 0 | 0 | 0 | 0 | 0 | 0 | 0 | 0 | 0 | 0 | 0 | 0 | 0 | 0 | 0 | 0 | 0 | 0 | 0 | 0 | 0
CDP5 | QLD | NQ | Export | Fixed export | 0 | 0 | 0 | 0 | 0 | 0 | 0 | 0 | 0 | 0 | 0 | 0 | 0 | 0 | 0 | 0 | 0 | 0 | 0 | 0 | 0 | 0 | 0 | 0 | 0 | 0 | 0 | 0
CDP5 | QLD | NQ | Export | Flexible export | 0 | 0 | 0 | 0 | 0 | 0 | 0 | 0 | 0 | 0 | 0 | 0 | 0 | 0 | 0 | 0 | 0 | 0 | 0 | 0 | 0 | 0 | 0 | 0 | 0 | 0 | 0 | 0
CDP5 | QLD | NQ | Export | Fixed green steel and ammonia | 0 | 0 | 0 | 0 | 0 | 0 | 0 | 0 | 0 | 0 | 0 | 0 | 0 | 0 | 0 | 0 | 0 | 0 | 0 | 0 | 0 | 0 | 0 | 0 | 0 | 0 | 0 | 0
CDP5 | QLD | CQ | Domestic | Fixed domestic | 0.57346 | 0.62369 | 0.62369 | 0.6254 | 17.067 | 63.9795 | 63.9795 | 64.1548 | 69.1223 | 76.3225 | 96.5362 | 96.8007 | 96.5362 | 103.6866 | 110.0706 | 110.3721 | 110.0706 | 110.0706 | 110.0706 | 143.7307 | 143.338 | 159.0865 | 159.0865 | 159.5223 | 191.0077 | 190.4343 | 200.799 | 259.1106
CDP5 | QLD | CQ | Domestic | Flexible domestic | 11.0579 | 12.0177 | 11.7569 | 10.2983 | 327.7287 | 1134.0005 | 900.3638 | 1081.8578 | 1380.0604 | 1525.5418 | 1607.3919 | 1587.6047 | 1567.6515 | 1547.4386 | 1531.3744 | 1519.6012 | 1513.8836 | 1531.661 | 1551.8681 | 1569.722 | 1589.3224 | 1606.9562 | 1623.1005 | 1643.5557 | 1667.5906 | 1667.5906 | 1667.5906 | 2319.4322
CDP5 | QLD | CQ | Export | Fixed export | 0 | 0 | 0 | 0 | 0 | 0 | 0 | 0 | 0 | 0 | 0 | 0 | 0 | 0 | 0 | 0 | 0 | 0 | 0 | 0 | 0 | 0 | 0 | 0 | 0 | 0 | 0 | 0
CDP5 | QLD | CQ | Export | Flexible export | 0 | 0 | 0 | 0 | 0 | 0 | 0 | 0 | 0 | 0 | 0 | 0 | 0 | 0 | 0 | 0 | 0 | 0 | 0 | 0 | 0 | 0 | 0 | 0 | 0 | 0 | 0 | 0
CDP5 | QLD | CQ | Export | Fixed green steel and ammonia | 0 | 0 | 0 | 0 | 0 | 0 | 0 | 0 | 0 | 0 | 0 | 0 | 0 | 0 | 0 | 0 | 0 | 0 | 0 | 0 | 0 | 0 | 0 | 0 | 0 | 0 | 0 | 0
CDP5 | QLD | SQ | Domestic | Fixed domestic | 0.30474 | 0.30474 | 0.30474 | 0.30557 | 6.8926 | 29.464 | 29.464 | 56.5148 | 86.0449 | 104.4069 | 157.3558 | 159.8818 | 160.7371 | 160.7371 | 169.5005 | 178.0107 | 184.9934 | 184.9934 | 184.9934 | 256.1772 | 255.4773 | 264.0083 | 264.0083 | 264.7316 | 286.5764 | 286.2716 | 315.3975 | 407.2524
CDP5 | QLD | SQ | Domestic | Flexible domestic | 5.8761 | 4.5388 | 4.4304 | 5.5281 | 132.3544 | 277.6234 | 533.7942 | 1111.7142 | 1717.929 | 2086.8953 | 2320.777 | 2301.9489 | 2282.232 | 2261.84 | 2246.434 | 2236.3443 | 2233.9511 | 2265.7026 | 2302.2811 | 2336.026 | 2372.346 | 2405.1384 | 2433.1581 | 2470.9132 | 2507.0472 | 2507.0472 | 2507.0472 | 2992.4706
CDP5 | QLD | SQ | Export | Fixed export | 0 | 0 | 0 | 0 | 0 | 0 | 0 | 0 | 0 | 0 | 0 | 0 | 0 | 0 | 0 | 0 | 0 | 0 | 0 | 0 | 0 | 0 | 0 | 0 | 0 | 0 | 0 | 0
CDP5 | QLD | SQ | Export | Flexible export | 0 | 0 | 0 | 0 | 0 | 0 | 0 | 0 | 0 | 0 | 0 | 0 | 0 | 0 | 0 | 0 | 0 | 0 | 0 | 0 | 0 | 0 | 0 | 0 | 0 | 0 | 0 | 0
CDP5 | QLD | SQ | Export | Fixed green steel and ammonia | 0 | 0 | 0 | 0 | 0 | 0 | 0 | 0 | 0 | 0 | 0 | 0 | 0 | 0 | 0 | 0 | 0 | 0 | 0 | 0 | 0 | 0 | 0 | 0 | 0 | 0 | 0 | 0
CDP5 | VIC | VIC | Domestic | Fixed domestic | 2.5574 | 4.0307 | 4.0307 | 4.0418 | 50.4395 | 139.1119 | 139.1119 | 204.8376 | 420.9245 | 420.9245 | 489.2586 | 549.27 | 547.7692 | 576.3117 | 576.3117 | 577.8906 | 576.3117 | 576.3117 | 576.3117 | 598.902 | 597.2657 | 597.2657 | 678.099 | 679.9568 | 678.099 | 826.558 | 825.0847 | 867.8842
CDP5 | VIC | VIC | Domestic | Flexible domestic | 49.3127 | 77.6668 | 75.935 | 74.2418 | 681.7364 | 1845.7348 | 2721.9649 | 4029.4051 | 7023.9976 | 6901.807 | 6908.0232 | 6792.8171 | 6641.3516 | 6623.0247 | 6516.1324 | 6406.72 | 6334.4865 | 6347.9136 | 6409.0816 | 6453.7612 | 6488.4471 | 6529.3694 | 6529.3694 | 6614.7091 | 6614.7091 | 7316.4323 | 7316.4323 | 7316.4323
CDP5 | VIC | VIC | Export | Fixed export | 0 | 0 | 0 | 0 | 0 | 0 | 0 | 0 | 0 | 0 | 0 | 0 | 0 | 0 | 0 | 0 | 0 | 0 | 0 | 0 | 0 | 0 | 0 | 0 | 0 | 0 | 0 | 0
CDP5 | VIC | VIC | Export | Flexible export | 0 | 0 | 0 | 0 | 0 | 0 | 0 | 0 | 0 | 0 | 0 | 0 | 0 | 0 | 0 | 0 | 0 | 0 | 0 | 0 | 0 | 0 | 0 | 0 | 0 | 0 | 0 | 0
CDP5 | VIC | VIC | Export | Fixed green steel and ammonia | 0 | 0 | 0 | 0 | 0 | 0 | 0 | 0 | 0 | 0 | 0 | 0 | 0 | 0 | 0 | 0 | 0 | 0 | 0 | 0 | 0 | 0 | 0 | 0 | 0 | 0 | 0 | 0
CDP5 | SA | CSA | Domestic | Fixed domestic | 0.023265 | 24.6608 | 73.9358 | 98.8433 | 98.5773 | 98.5773 | 98.5773 | 98.8473 | 98.5773 | 98.5773 | 98.5779 | 98.8529 | 98.5828 | 98.5863 | 98.5863 | 98.8564 | 98.5863 | 98.5863 | 109.6469 | 117.1239 | 116.8039 | 124.2396 | 124.3361 | 124.6768 | 130.2391 | 167.5698 | 167.5698 | 172.4252
CDP5 | SA | CSA | Domestic | Flexible domestic | 0 | 344.5504 | 1027.5222 | 1369.3318 | 1381.7932 | 1380.6196 | 1379.039 | 1304.129 | 1295.4086 | 1295.8946 | 1296.1512 | 1296.4087 | 1298.9976 | 1298.9976 | 1298.9976 | 1298.9976 | 1298.9976 | 1298.9976 | 1460.7616 | 1465.0544 | 1465.0734 | 1532.5601 | 1533.289 | 1532.7416 | 1642.4459 | 1917.0898 | 1919.1951 | 1919.6307
CDP5 | SA | CSA | Export | Fixed export | 0 | 0 | 0 | 0 | 0 | 0 | 0 | 0 | 0 | 0 | 0 | 0 | 0 | 0 | 0 | 0 | 0 | 0 | 0 | 0 | 0 | 0 | 0 | 0 | 0 | 0 | 0 | 0
CDP5 | SA | CSA | Export | Flexible export | 0 | 0 | 0 | 0 | 0 | 0 | 0 | 0 | 0 | 0 | 0 | 0 | 0 | 0 | 0 | 0 | 0 | 0 | 0 | 0 | 0 | 0 | 0 | 0 | 0 | 0 | 0 | 0
CDP5 | SA | CSA | Export | Fixed green steel and ammonia | 0 | 0 | 0 | 0 | 0 | 0 | 0 | 0 | 0 | 0 | 0 | 0 | 0 | 0 | 0 | 0 | 0 | 0 | 0 | 0 | 0 | 0 | 0 | 0 | 0 | 0 | 0 | 0
CDP5 | SA | SESA | Domestic | Fixed domestic | 0.061378 | 2.6667 | 7.7174 | 9.8546 | 10.7301 | 10.7301 | 10.7301 | 10.7595 | 13.2571 | 13.952 | 15.1552 | 16.268 | 16.2235 | 18.4317 | 18.4317 | 18.4822 | 18.4317 | 18.4317 | 18.4317 | 24.5855 | 24.5183 | 24.5183 | 24.5183 | 24.5855 | 24.5183 | 38.2178 | 35.6125 | 38.3844
CDP5 | SA | SESA | Domestic | Flexible domestic | 1.1835 | 51.3833 | 146.4943 | 188.8144 | 169.2015 | 148.0694 | 146.0958 | 167.3429 | 199.5319 | 206.0828 | 201.66 | 197.2612 | 192.9695 | 188.9449 | 184.9592 | 181.0498 | 179.2508 | 179.4237 | 222.1558 | 223.2297 | 224.4286 | 238.1929 | 237.464 | 238.0114 | 262.6572 | 320.6611 | 321.0201 | 320.5845
CDP5 | SA | SESA | Export | Fixed export | 0 | 0 | 0 | 0 | 0 | 0 | 0 | 0 | 0 | 0 | 0 | 0 | 0 | 0 | 0 | 0 | 0 | 0 | 0 | 0 | 0 | 0 | 0 | 0 | 0 | 0 | 0 | 0
CDP5 | SA | SESA | Export | Flexible export | 0 | 0 | 0 | 0 | 0 | 0 | 0 | 0 | 0 | 0 | 0 | 0 | 0 | 0 | 0 | 0 | 0 | 0 | 0 | 0 | 0 | 0 | 0 | 0 | 0 | 0 | 0 | 0
CDP5 | SA | SESA | Export | Fixed green steel and ammonia | 0 | 0 | 0 | 0 | 0 | 0 | 0 | 0 | 0 | 0 | 0 | 0 | 0 | 0 | 0 | 0 | 0 | 0 | 0 | 0 | 0 | 0 | 0 | 0 | 0 | 0 | 0 | 0
CDP5 | TAS | TAS | Domestic | Fixed domestic | 0 | 0 | 0 | 0 | 0.30059 | 1.2354 | 2.5762 | 3.3595 | 4.7729 | 4.7729 | 4.9175 | 5.8898 | 5.8737 | 9.7586 | 9.7586 | 9.7853 | 14.0639 | 14.0639 | 14.0639 | 14.1025 | 14.0639 | 14.0639 | 15.9975 | 16.0413 | 15.9975 | 16.1036 | 16.1036 | 16.1788
CDP5 | TAS | TAS | Domestic | Flexible domestic | 0 | 0 | 0 | 0 | 5.7721 | 24.2692 | 50.4074 | 66.0847 | 95.2936 | 93.8191 | 98.1518 | 99.4811 | 97.2629 | 174.1542 | 170.2738 | 167.28 | 165.4189 | 169.1686 | 170.1358 | 173.9124 | 175.0212 | 175.0212 | 175.0212 | 175.0212 | 175.0212 | 175.0212 | 175.0212 | 175.0212
CDP5 | TAS | TAS | Export | Fixed export | 0 | 0 | 0 | 0 | 0 | 0 | 0 | 0 | 0 | 0 | 0 | 0 | 0 | 0 | 0 | 0 | 0 | 0 | 0 | 0 | 0 | 0 | 0 | 0 | 0 | 0 | 0 | 0
CDP5 | TAS | TAS | Export | Flexible export | 0 | 0 | 0 | 0 | 0 | 0 | 0 | 0 | 0 | 0 | 0 | 0 | 0 | 0 | 0 | 0 | 0 | 0 | 0 | 0 | 0 | 0 | 0 | 0 | 0 | 0 | 0 | 0
CDP5 | TAS | TAS | Export | Fixed green steel and ammonia | 0 | 0 | 0 | 0 | 0 | 0 | 0 | 0 | 0 | 0 | 0 | 0 | 0 | 0 | 0 | 0 | 0 | 0 | 0 | 0 | 0 | 0 | 0 | 0 | 0 | 0 | 0 | 0
CDP6 | NSW | NNSW | Domestic | Fixed domestic | 0 | 0 | 0 | 0 | 0 | 0 | 0 | 0 | 0 | 0 | 0 | 0 | 0 | 0 | 0 | 0 | 0 | 0 | 0 | 0 | 0 | 0 | 0 | 0 | 0 | 0 | 0 | 0
CDP6 | NSW | NNSW | Domestic | Flexible domestic | 0 | 0 | 0 | 0 | 0 | 0 | 0 | 0 | 0 | 0 | 0 | 0 | 0 | 0 | 0 | 0 | 0 | 0 | 0 | 0 | 0 | 0 | 0 | 0 | 0 | 0 | 0 | 0
CDP6 | NSW | NNSW | Export | Fixed export | 0 | 0 | 0 | 0 | 0 | 0 | 0 | 0 | 0 | 0 | 0 | 0 | 0 | 0 | 0 | 0 | 0 | 0 | 0 | 0 | 0 | 0 | 0 | 0 | 0 | 0 | 0 | 0
CDP6 | NSW | NNSW | Export | Flexible export | 0 | 0 | 0 | 0 | 0 | 0 | 0 | 0 | 0 | 0 | 0 | 0 | 0 | 0 | 0 | 0 | 0 | 0 | 0 | 0 | 0 | 0 | 0 | 0 | 0 | 0 | 0 | 0
CDP6 | NSW | NNSW | Export | Fixed green steel and ammonia | 0 | 0 | 0 | 0 | 0 | 0 | 0 | 0 | 0 | 0 | 0 | 0 | 0 | 0 | 0 | 0 | 0 | 0 | 0 | 0 | 0 | 0 | 0 | 0 | 0 | 0 | 0 | 0
CDP6 | NSW | CNSW | Domestic | Fixed domestic | 0 | 0 | 0 | 0 | 0 | 0 | 0 | 0 | 0 | 0 | 0 | 0 | 0 | 0 | 0 | 0 | 0 | 0 | 0 | 0 | 0 | 0 | 0 | 0 | 0 | 0 | 0 | 0
CDP6 | NSW | CNSW | Domestic | Flexible domestic | 0 | 0 | 0 | 0 | 0 | 0 | 0 | 0 | 0 | 0 | 0 | 0 | 0 | 0 | 0 | 0 | 0 | 0 | 0 | 0 | 0 | 0 | 0 | 0 | 0 | 0 | 0 | 0
CDP6 | NSW | CNSW | Export | Fixed export | 0 | 0 | 0 | 0 | 0 | 0 | 0 | 0 | 0 | 0 | 0 | 0 | 0 | 0 | 0 | 0 | 0 | 0 | 0 | 0 | 0 | 0 | 0 | 0 | 0 | 0 | 0 | 0
CDP6 | NSW | CNSW | Export | Flexible export | 0 | 0 | 0 | 0 | 0 | 0 | 0 | 0 | 0 | 0 | 0 | 0 | 0 | 0 | 0 | 0 | 0 | 0 | 0 | 0 | 0 | 0 | 0 | 0 | 0 | 0 | 0 | 0
CDP6 | NSW | CNSW | Export | Fixed green steel and ammonia | 0 | 0 | 0 | 0 | 0 | 0 | 0 | 0 | 0 | 0 | 0 | 0 | 0 | 0 | 0 | 0 | 0 | 0 | 0 | 0 | 0 | 0 | 0 | 0 | 0 | 0 | 0 | 0
CDP6 | NSW | SNSW | Domestic | Fixed domestic | 1.3276 | 3.1853 | 6.3084 | 10.9957 | 27.192 | 27.192 | 27.192 | 27.2665 | 27.192 | 27.6335 | 27.6335 | 38.1133 | 38.0092 | 40.1835 | 40.1835 | 40.2935 | 40.1835 | 40.1835 | 40.1835 | 54.9452 | 54.7951 | 55.31 | 55.736 | 55.8887 | 107.1346 | 206.5924 | 208.9276 | 206.3684
CDP6 | NSW | SNSW | Domestic | Flexible domestic | 25.6001 | 61.376 | 120.043 | 210.6775 | 349.4215 | 534.1801 | 492.3807 | 476.0744 | 481.2264 | 552.3411 | 545.5686 | 533.4557 | 521.5747 | 513.1738 | 505.0727 | 495.9991 | 490.409 | 493.7656 | 497.5281 | 500.06 | 501.0179 | 502.8628 | 503.9421 | 837.0633 | 1166.1951 | 1495.0574 | 1496.3303 | 1495.761
CDP6 | NSW | SNSW | Export | Fixed export | 0 | 0 | 0 | 0 | 0 | 0 | 0 | 0 | 0 | 0 | 0 | 0 | 0 | 0 | 0 | 0 | 0 | 0 | 0 | 0 | 0 | 0 | 0 | 0 | 0 | 0 | 0 | 0
CDP6 | NSW | SNSW | Export | Flexible export | 0 | 0 | 0 | 0 | 0 | 0 | 0 | 0 | 0 | 0 | 0 | 0 | 0 | 0 | 0 | 0 | 0 | 0 | 0 | 0 | 0 | 0 | 0 | 0 | 0 | 0 | 0 | 0
CDP6 | NSW | SNSW | Export | Fixed green steel and ammonia | 0 | 0 | 0 | 0 | 0 | 0 | 0 | 0 | 0 | 0 | 0 | 0 | 0 | 0 | 0 | 0 | 0 | 0 | 0 | 0 | 0 | 0 | 0 | 0 | 0 | 0 | 0 | 0
CDP6 | NSW | SNW | Domestic | Fixed domestic | 6.7088 | 16.2535 | 32.1809 | 56.1933 | 129.4112 | 129.4112 | 129.4112 | 129.7658 | 129.4112 | 145.2244 | 146.2042 | 224.5534 | 223.9399 | 237.2413 | 237.2413 | 237.8913 | 237.2413 | 237.2413 | 237.2413 | 282.9542 | 282.1811 | 284.5993 | 294.7233 | 345.9221 | 556.9871 | 1043.5648 | 1075.8589 | 1062.8354
CDP6 | NSW | SNW | Domestic | Flexible domestic | 129.3626 | 313.1838 | 612.3729 | 1076.6655 | 1746.9973 | 2542.2524 | 2515.4538 | 2464.6916 | 2494.3596 | 2885.4332 | 2849.6574 | 2786.064 | 2723.9268 | 2663.3638 | 2620.6811 | 2572.9575 | 2543.9462 | 2561.6328 | 2563.6656 | 2575.1833 | 2578.8465 | 2587.4979 | 2592.1994 | 4305.0496 | 6005.5935 | 7706.5765 | 7705.3035 | 7705.8728
CDP6 | NSW | SNW | Export | Fixed export | 0 | 0 | 0 | 0 | 0 | 0 | 0 | 0 | 0 | 0 | 0 | 0 | 0 | 0 | 0 | 0 | 0 | 0 | 0 | 0 | 0 | 0 | 0 | 0 | 0 | 0 | 0 | 0
CDP6 | NSW | SNW | Export | Flexible export | 0 | 0 | 0 | 0 | 0 | 0 | 0 | 0 | 0 | 0 | 0 | 0 | 0 | 0 | 0 | 0 | 0 | 0 | 0 | 0 | 0 | 0 | 0 | 0 | 0 | 0 | 0 | 0
CDP6 | NSW | SNW | Export | Fixed green steel and ammonia | 0 | 0 | 0 | 0 | 0 | 0 | 0 | 0 | 0 | 0 | 0 | 0 | 0 | 0 | 0 | 0 | 0 | 0 | 0 | 0 | 0 | 0 | 0 | 0 | 0 | 0 | 0 | 0
CDP6 | QLD | NQ | Domestic | Fixed domestic | 0 | 0 | 0 | 0 | 0 | 0 | 0 | 0 | 0 | 0 | 0 | 0 | 0 | 0 | 0 | 0 | 0 | 0 | 0 | 0 | 0 | 0 | 0 | 0 | 0 | 0 | 0 | 0
CDP6 | QLD | NQ | Domestic | Flexible domestic | 0 | 0 | 0 | 0 | 0 | 0 | 0 | 0 | 0 | 0 | 0 | 0 | 0 | 0 | 0 | 0 | 0 | 0 | 0 | 0 | 0 | 0 | 0 | 0 | 0 | 0 | 0 | 0
CDP6 | QLD | NQ | Export | Fixed export | 0 | 0 | 0 | 0 | 0 | 0 | 0 | 0 | 0 | 0 | 0 | 0 | 0 | 0 | 0 | 0 | 0 | 0 | 0 | 0 | 0 | 0 | 0 | 0 | 0 | 0 | 0 | 0
CDP6 | QLD | NQ | Export | Flexible export | 0 | 0 | 0 | 0 | 0 | 0 | 0 | 0 | 0 | 0 | 0 | 0 | 0 | 0 | 0 | 0 | 0 | 0 | 0 | 0 | 0 | 0 | 0 | 0 | 0 | 0 | 0 | 0
CDP6 | QLD | NQ | Export | Fixed green steel and ammonia | 0 | 0 | 0 | 0 | 0 | 0 | 0 | 0 | 0 | 0 | 0 | 0 | 0 | 0 | 0 | 0 | 0 | 0 | 0 | 0 | 0 | 0 | 0 | 0 | 0 | 0 | 0 | 0
CDP6 | QLD | CQ | Domestic | Fixed domestic | 0.57346 | 0.62369 | 0.62369 | 0.6254 | 17.067 | 63.9795 | 63.9795 | 64.1548 | 69.1223 | 76.3225 | 96.5362 | 96.8007 | 96.5362 | 103.6866 | 110.0706 | 110.3721 | 110.0706 | 110.0706 | 110.0706 | 143.7307 | 143.338 | 159.0865 | 159.0865 | 159.5223 | 191.0077 | 190.4343 | 200.799 | 259.1106
CDP6 | QLD | CQ | Domestic | Flexible domestic | 11.0579 | 12.0177 | 11.7569 | 10.2983 | 327.7287 | 1134.0005 | 900.3638 | 1081.8578 | 1380.0604 | 1525.5419 | 1607.3919 | 1587.6047 | 1567.6515 | 1547.4387 | 1531.3744 | 1519.6012 | 1513.8836 | 1531.661 | 1551.8681 | 1569.722 | 1589.3224 | 1606.9562 | 1623.1005 | 1643.5557 | 1667.5906 | 1667.5906 | 1667.5906 | 2319.4322
CDP6 | QLD | CQ | Export | Fixed export | 0 | 0 | 0 | 0 | 0 | 0 | 0 | 0 | 0 | 0 | 0 | 0 | 0 | 0 | 0 | 0 | 0 | 0 | 0 | 0 | 0 | 0 | 0 | 0 | 0 | 0 | 0 | 0
CDP6 | QLD | CQ | Export | Flexible export | 0 | 0 | 0 | 0 | 0 | 0 | 0 | 0 | 0 | 0 | 0 | 0 | 0 | 0 | 0 | 0 | 0 | 0 | 0 | 0 | 0 | 0 | 0 | 0 | 0 | 0 | 0 | 0
CDP6 | QLD | CQ | Export | Fixed green steel and ammonia | 0 | 0 | 0 | 0 | 0 | 0 | 0 | 0 | 0 | 0 | 0 | 0 | 0 | 0 | 0 | 0 | 0 | 0 | 0 | 0 | 0 | 0 | 0 | 0 | 0 | 0 | 0 | 0
CDP6 | QLD | SQ | Domestic | Fixed domestic | 0.30474 | 0.30474 | 0.30474 | 0.30557 | 6.8926 | 29.464 | 29.464 | 56.5148 | 86.0449 | 104.4069 | 157.3558 | 159.8818 | 160.7371 | 160.7371 | 169.5005 | 178.0107 | 184.9934 | 184.9934 | 184.9934 | 256.1772 | 255.4773 | 264.0083 | 264.0083 | 264.7316 | 286.5764 | 286.2716 | 315.3975 | 407.2524
CDP6 | QLD | SQ | Domestic | Flexible domestic | 5.8761 | 4.5388 | 4.4304 | 5.5281 | 132.3544 | 277.6234 | 533.7942 | 1111.7142 | 1717.929 | 2086.8953 | 2320.777 | 2301.9489 | 2282.232 | 2261.84 | 2246.434 | 2236.3443 | 2233.9511 | 2265.7026 | 2302.2811 | 2336.026 | 2372.3459 | 2405.1384 | 2433.1581 | 2470.9132 | 2507.0472 | 2507.0472 | 2507.0472 | 2992.4706
CDP6 | QLD | SQ | Export | Fixed export | 0 | 0 | 0 | 0 | 0 | 0 | 0 | 0 | 0 | 0 | 0 | 0 | 0 | 0 | 0 | 0 | 0 | 0 | 0 | 0 | 0 | 0 | 0 | 0 | 0 | 0 | 0 | 0
CDP6 | QLD | SQ | Export | Flexible export | 0 | 0 | 0 | 0 | 0 | 0 | 0 | 0 | 0 | 0 | 0 | 0 | 0 | 0 | 0 | 0 | 0 | 0 | 0 | 0 | 0 | 0 | 0 | 0 | 0 | 0 | 0 | 0
CDP6 | QLD | SQ | Export | Fixed green steel and ammonia | 0 | 0 | 0 | 0 | 0 | 0 | 0 | 0 | 0 | 0 | 0 | 0 | 0 | 0 | 0 | 0 | 0 | 0 | 0 | 0 | 0 | 0 | 0 | 0 | 0 | 0 | 0 | 0
CDP6 | VIC | VIC | Domestic | Fixed domestic | 2.5574 | 4.0307 | 4.0307 | 4.0418 | 50.4395 | 139.1119 | 139.1119 | 204.8376 | 420.9245 | 420.9245 | 489.2586 | 549.27 | 547.7692 | 576.3117 | 576.3117 | 577.8906 | 576.3117 | 576.3117 | 576.3117 | 598.902 | 597.2657 | 597.2657 | 678.099 | 679.9568 | 678.099 | 826.558 | 825.0847 | 867.8842
CDP6 | VIC | VIC | Domestic | Flexible domestic | 49.3127 | 77.6668 | 75.935 | 74.2418 | 681.7364 | 1845.7348 | 2721.9649 | 4029.4051 | 7023.9977 | 6901.8071 | 6908.0233 | 6792.8171 | 6641.3517 | 6623.0247 | 6516.1324 | 6406.72 | 6334.4865 | 6347.9136 | 6409.0816 | 6453.7612 | 6488.4471 | 6529.3694 | 6529.3694 | 6614.7091 | 6614.7091 | 7316.4323 | 7316.4323 | 7316.4323
CDP6 | VIC | VIC | Export | Fixed export | 0 | 0 | 0 | 0 | 0 | 0 | 0 | 0 | 0 | 0 | 0 | 0 | 0 | 0 | 0 | 0 | 0 | 0 | 0 | 0 | 0 | 0 | 0 | 0 | 0 | 0 | 0 | 0
CDP6 | VIC | VIC | Export | Flexible export | 0 | 0 | 0 | 0 | 0 | 0 | 0 | 0 | 0 | 0 | 0 | 0 | 0 | 0 | 0 | 0 | 0 | 0 | 0 | 0 | 0 | 0 | 0 | 0 | 0 | 0 | 0 | 0
CDP6 | VIC | VIC | Export | Fixed green steel and ammonia | 0 | 0 | 0 | 0 | 0 | 0 | 0 | 0 | 0 | 0 | 0 | 0 | 0 | 0 | 0 | 0 | 0 | 0 | 0 | 0 | 0 | 0 | 0 | 0 | 0 | 0 | 0 | 0
CDP6 | SA | CSA | Domestic | Fixed domestic | 0.023265 | 24.6608 | 73.9358 | 98.8433 | 98.5773 | 98.5773 | 98.5773 | 98.8473 | 98.5773 | 98.5773 | 98.5779 | 98.8529 | 98.5828 | 98.5863 | 98.5863 | 98.8564 | 98.5863 | 98.5863 | 109.6469 | 117.1239 | 116.8039 | 124.2396 | 124.3361 | 124.6768 | 130.2391 | 167.5698 | 167.5698 | 172.4252
CDP6 | SA | CSA | Domestic | Flexible domestic | 0 | 344.5504 | 1027.5222 | 1369.3318 | 1381.7932 | 1380.6196 | 1379.039 | 1304.129 | 1295.4086 | 1295.8946 | 1296.1512 | 1296.4087 | 1298.9976 | 1298.9976 | 1298.9976 | 1298.9976 | 1298.9976 | 1298.9976 | 1460.7616 | 1465.0544 | 1465.0734 | 1532.5601 | 1533.289 | 1532.7416 | 1642.4459 | 1917.0898 | 1919.1951 | 1919.6307
CDP6 | SA | CSA | Export | Fixed export | 0 | 0 | 0 | 0 | 0 | 0 | 0 | 0 | 0 | 0 | 0 | 0 | 0 | 0 | 0 | 0 | 0 | 0 | 0 | 0 | 0 | 0 | 0 | 0 | 0 | 0 | 0 | 0
CDP6 | SA | CSA | Export | Flexible export | 0 | 0 | 0 | 0 | 0 | 0 | 0 | 0 | 0 | 0 | 0 | 0 | 0 | 0 | 0 | 0 | 0 | 0 | 0 | 0 | 0 | 0 | 0 | 0 | 0 | 0 | 0 | 0
CDP6 | SA | CSA | Export | Fixed green steel and ammonia | 0 | 0 | 0 | 0 | 0 | 0 | 0 | 0 | 0 | 0 | 0 | 0 | 0 | 0 | 0 | 0 | 0 | 0 | 0 | 0 | 0 | 0 | 0 | 0 | 0 | 0 | 0 | 0
CDP6 | SA | SESA | Domestic | Fixed domestic | 0.061378 | 2.6667 | 7.7174 | 9.8546 | 10.7301 | 10.7301 | 10.7301 | 10.7595 | 13.2571 | 13.952 | 15.1552 | 16.268 | 16.2235 | 18.4317 | 18.4317 | 18.4822 | 18.4317 | 18.4317 | 18.4317 | 24.5855 | 24.5183 | 24.5183 | 24.5183 | 24.5855 | 24.5183 | 38.2178 | 35.6125 | 38.3844
CDP6 | SA | SESA | Domestic | Flexible domestic | 1.1835 | 51.3833 | 146.4943 | 188.8144 | 169.2015 | 148.0694 | 146.0958 | 167.3429 | 199.5319 | 206.0828 | 201.66 | 197.2612 | 192.9695 | 188.9449 | 184.9592 | 181.0498 | 179.2508 | 179.4237 | 222.1558 | 223.2297 | 224.4286 | 238.1929 | 237.464 | 238.0114 | 262.6572 | 320.6611 | 321.0201 | 320.5845
CDP6 | SA | SESA | Export | Fixed export | 0 | 0 | 0 | 0 | 0 | 0 | 0 | 0 | 0 | 0 | 0 | 0 | 0 | 0 | 0 | 0 | 0 | 0 | 0 | 0 | 0 | 0 | 0 | 0 | 0 | 0 | 0 | 0
CDP6 | SA | SESA | Export | Flexible export | 0 | 0 | 0 | 0 | 0 | 0 | 0 | 0 | 0 | 0 | 0 | 0 | 0 | 0 | 0 | 0 | 0 | 0 | 0 | 0 | 0 | 0 | 0 | 0 | 0 | 0 | 0 | 0
CDP6 | SA | SESA | Export | Fixed green steel and ammonia | 0 | 0 | 0 | 0 | 0 | 0 | 0 | 0 | 0 | 0 | 0 | 0 | 0 | 0 | 0 | 0 | 0 | 0 | 0 | 0 | 0 | 0 | 0 | 0 | 0 | 0 | 0 | 0
CDP6 | TAS | TAS | Domestic | Fixed domestic | 0 | 0 | 0 | 0 | 0.30059 | 1.2354 | 2.5762 | 3.3595 | 4.7729 | 4.7729 | 4.9175 | 5.8898 | 5.8737 | 9.7586 | 9.7586 | 9.7853 | 14.0639 | 14.0639 | 14.0639 | 14.1025 | 14.0639 | 14.0639 | 15.9975 | 16.0413 | 15.9975 | 16.1036 | 16.1036 | 16.1788
CDP6 | TAS | TAS | Domestic | Flexible domestic | 0 | 0 | 0 | 0 | 5.7721 | 24.2692 | 50.4074 | 66.0847 | 95.2936 | 93.8191 | 98.1518 | 99.4811 | 97.2629 | 174.1542 | 170.2738 | 167.28 | 165.4189 | 169.1686 | 170.1358 | 173.9124 | 175.0212 | 175.0212 | 175.0212 | 175.0212 | 175.0212 | 175.0212 | 175.0212 | 175.0212
CDP6 | TAS | TAS | Export | Fixed export | 0 | 0 | 0 | 0 | 0 | 0 | 0 | 0 | 0 | 0 | 0 | 0 | 0 | 0 | 0 | 0 | 0 | 0 | 0 | 0 | 0 | 0 | 0 | 0 | 0 | 0 | 0 | 0
CDP6 | TAS | TAS | Export | Flexible export | 0 | 0 | 0 | 0 | 0 | 0 | 0 | 0 | 0 | 0 | 0 | 0 | 0 | 0 | 0 | 0 | 0 | 0 | 0 | 0 | 0 | 0 | 0 | 0 | 0 | 0 | 0 | 0
CDP6 | TAS | TAS | Export | Fixed green steel and ammonia | 0 | 0 | 0 | 0 | 0 | 0 | 0 | 0 | 0 | 0 | 0 | 0 | 0 | 0 | 0 | 0 | 0 | 0 | 0 | 0 | 0 | 0 | 0 | 0 | 0 | 0 | 0 | 0
CDP7 | NSW | NNSW | Domestic | Fixed domestic | 0 | 0 | 0 | 0 | 0 | 0 | 0 | 0 | 0 | 0 | 0 | 0 | 0 | 0 | 0 | 0 | 0 | 0 | 0 | 0 | 0 | 0 | 0 | 0 | 0 | 0 | 0 | 0
CDP7 | NSW | NNSW | Domestic | Flexible domestic | 0 | 0 | 0 | 0 | 0 | 0 | 0 | 0 | 0 | 0 | 0 | 0 | 0 | 0 | 0 | 0 | 0 | 0 | 0 | 0 | 0 | 0 | 0 | 0 | 0 | 0 | 0 | 0
CDP7 | NSW | NNSW | Export | Fixed export | 0 | 0 | 0 | 0 | 0 | 0 | 0 | 0 | 0 | 0 | 0 | 0 | 0 | 0 | 0 | 0 | 0 | 0 | 0 | 0 | 0 | 0 | 0 | 0 | 0 | 0 | 0 | 0
CDP7 | NSW | NNSW | Export | Flexible export | 0 | 0 | 0 | 0 | 0 | 0 | 0 | 0 | 0 | 0 | 0 | 0 | 0 | 0 | 0 | 0 | 0 | 0 | 0 | 0 | 0 | 0 | 0 | 0 | 0 | 0 | 0 | 0
CDP7 | NSW | NNSW | Export | Fixed green steel and ammonia | 0 | 0 | 0 | 0 | 0 | 0 | 0 | 0 | 0 | 0 | 0 | 0 | 0 | 0 | 0 | 0 | 0 | 0 | 0 | 0 | 0 | 0 | 0 | 0 | 0 | 0 | 0 | 0
CDP7 | NSW | CNSW | Domestic | Fixed domestic | 0 | 0 | 0 | 0 | 0 | 0 | 0 | 0 | 0 | 0 | 0 | 0 | 0 | 0 | 0 | 0 | 0 | 0 | 0 | 0 | 0 | 0 | 0 | 0 | 0 | 0 | 0 | 0
CDP7 | NSW | CNSW | Domestic | Flexible domestic | 0 | 0 | 0 | 0 | 0 | 0 | 0 | 0 | 0 | 0 | 0 | 0 | 0 | 0 | 0 | 0 | 0 | 0 | 0 | 0 | 0 | 0 | 0 | 0 | 0 | 0 | 0 | 0
CDP7 | NSW | CNSW | Export | Fixed export | 0 | 0 | 0 | 0 | 0 | 0 | 0 | 0 | 0 | 0 | 0 | 0 | 0 | 0 | 0 | 0 | 0 | 0 | 0 | 0 | 0 | 0 | 0 | 0 | 0 | 0 | 0 | 0
CDP7 | NSW | CNSW | Export | Flexible export | 0 | 0 | 0 | 0 | 0 | 0 | 0 | 0 | 0 | 0 | 0 | 0 | 0 | 0 | 0 | 0 | 0 | 0 | 0 | 0 | 0 | 0 | 0 | 0 | 0 | 0 | 0 | 0
CDP7 | NSW | CNSW | Export | Fixed green steel and ammonia | 0 | 0 | 0 | 0 | 0 | 0 | 0 | 0 | 0 | 0 | 0 | 0 | 0 | 0 | 0 | 0 | 0 | 0 | 0 | 0 | 0 | 0 | 0 | 0 | 0 | 0 | 0 | 0
CDP7 | NSW | SNSW | Domestic | Fixed domestic | 1.3276 | 3.1853 | 6.3084 | 10.9957 | 27.192 | 27.192 | 27.192 | 27.2665 | 27.192 | 27.6335 | 27.6335 | 38.1133 | 38.0092 | 40.1835 | 40.1835 | 40.2935 | 40.1835 | 40.1835 | 40.1835 | 54.9452 | 54.7951 | 55.31 | 55.736 | 55.8887 | 107.1346 | 206.5924 | 208.9276 | 206.3684
CDP7 | NSW | SNSW | Domestic | Flexible domestic | 25.6001 | 61.376 | 120.043 | 210.6775 | 349.4215 | 534.1801 | 492.3807 | 476.0744 | 481.2264 | 552.3411 | 545.5686 | 533.4557 | 521.5747 | 513.1738 | 505.0727 | 495.9991 | 490.409 | 493.7656 | 497.5281 | 500.06 | 501.0179 | 502.8628 | 503.9421 | 837.0633 | 1166.1951 | 1495.0574 | 1496.3303 | 1495.761
CDP7 | NSW | SNSW | Export | Fixed export | 0 | 0 | 0 | 0 | 0 | 0 | 0 | 0 | 0 | 0 | 0 | 0 | 0 | 0 | 0 | 0 | 0 | 0 | 0 | 0 | 0 | 0 | 0 | 0 | 0 | 0 | 0 | 0
CDP7 | NSW | SNSW | Export | Flexible export | 0 | 0 | 0 | 0 | 0 | 0 | 0 | 0 | 0 | 0 | 0 | 0 | 0 | 0 | 0 | 0 | 0 | 0 | 0 | 0 | 0 | 0 | 0 | 0 | 0 | 0 | 0 | 0
CDP7 | NSW | SNSW | Export | Fixed green steel and ammonia | 0 | 0 | 0 | 0 | 0 | 0 | 0 | 0 | 0 | 0 | 0 | 0 | 0 | 0 | 0 | 0 | 0 | 0 | 0 | 0 | 0 | 0 | 0 | 0 | 0 | 0 | 0 | 0
CDP7 | NSW | SNW | Domestic | Fixed domestic | 6.7088 | 16.2535 | 32.1809 | 56.1933 | 129.4112 | 129.4112 | 129.4112 | 129.7658 | 129.4112 | 145.2244 | 146.2042 | 224.5534 | 223.9399 | 237.2413 | 237.2413 | 237.8913 | 237.2413 | 237.2413 | 237.2413 | 282.9542 | 282.1811 | 284.5993 | 294.7233 | 345.9221 | 556.9871 | 1043.5648 | 1075.8589 | 1062.8354
CDP7 | NSW | SNW | Domestic | Flexible domestic | 129.3626 | 313.1838 | 612.3729 | 1076.6655 | 1746.9973 | 2542.2523 | 2515.4538 | 2464.6916 | 2494.3596 | 2885.4332 | 2849.6574 | 2786.064 | 2723.9268 | 2663.3638 | 2620.6811 | 2572.9575 | 2543.9462 | 2561.6328 | 2563.6656 | 2575.1833 | 2578.8465 | 2587.4979 | 2592.1995 | 4305.0496 | 6005.5935 | 7706.5765 | 7705.3035 | 7705.8728
CDP7 | NSW | SNW | Export | Fixed export | 0 | 0 | 0 | 0 | 0 | 0 | 0 | 0 | 0 | 0 | 0 | 0 | 0 | 0 | 0 | 0 | 0 | 0 | 0 | 0 | 0 | 0 | 0 | 0 | 0 | 0 | 0 | 0
CDP7 | NSW | SNW | Export | Flexible export | 0 | 0 | 0 | 0 | 0 | 0 | 0 | 0 | 0 | 0 | 0 | 0 | 0 | 0 | 0 | 0 | 0 | 0 | 0 | 0 | 0 | 0 | 0 | 0 | 0 | 0 | 0 | 0
CDP7 | NSW | SNW | Export | Fixed green steel and ammonia | 0 | 0 | 0 | 0 | 0 | 0 | 0 | 0 | 0 | 0 | 0 | 0 | 0 | 0 | 0 | 0 | 0 | 0 | 0 | 0 | 0 | 0 | 0 | 0 | 0 | 0 | 0 | 0
CDP7 | QLD | NQ | Domestic | Fixed domestic | 0 | 0 | 0 | 0 | 0 | 0 | 0 | 0 | 0 | 0 | 0 | 0 | 0 | 0 | 0 | 0 | 0 | 0 | 0 | 0 | 0 | 0 | 0 | 0 | 0 | 0 | 0 | 0
CDP7 | QLD | NQ | Domestic | Flexible domestic | 0 | 0 | 0 | 0 | 0 | 0 | 0 | 0 | 0 | 0 | 0 | 0 | 0 | 0 | 0 | 0 | 0 | 0 | 0 | 0 | 0 | 0 | 0 | 0 | 0 | 0 | 0 | 0
CDP7 | QLD | NQ | Export | Fixed export | 0 | 0 | 0 | 0 | 0 | 0 | 0 | 0 | 0 | 0 | 0 | 0 | 0 | 0 | 0 | 0 | 0 | 0 | 0 | 0 | 0 | 0 | 0 | 0 | 0 | 0 | 0 | 0
CDP7 | QLD | NQ | Export | Flexible export | 0 | 0 | 0 | 0 | 0 | 0 | 0 | 0 | 0 | 0 | 0 | 0 | 0 | 0 | 0 | 0 | 0 | 0 | 0 | 0 | 0 | 0 | 0 | 0 | 0 | 0 | 0 | 0
CDP7 | QLD | NQ | Export | Fixed green steel and ammonia | 0 | 0 | 0 | 0 | 0 | 0 | 0 | 0 | 0 | 0 | 0 | 0 | 0 | 0 | 0 | 0 | 0 | 0 | 0 | 0 | 0 | 0 | 0 | 0 | 0 | 0 | 0 | 0
CDP7 | QLD | CQ | Domestic | Fixed domestic | 0.57346 | 0.62369 | 0.62369 | 0.6254 | 17.067 | 63.9795 | 63.9795 | 64.1548 | 69.1223 | 76.3225 | 96.5362 | 96.8007 | 96.5362 | 103.6866 | 110.0706 | 110.3721 | 110.0706 | 110.0706 | 110.0706 | 143.7307 | 143.338 | 159.0865 | 159.0865 | 159.5223 | 191.0077 | 190.4343 | 200.799 | 259.1106
CDP7 | QLD | CQ | Domestic | Flexible domestic | 11.0579 | 12.0177 | 11.7569 | 10.2983 | 327.7287 | 1134.0005 | 900.3638 | 1081.8578 | 1380.0604 | 1525.5419 | 1607.3919 | 1587.6047 | 1567.6515 | 1547.4387 | 1531.3744 | 1519.6012 | 1513.8836 | 1531.661 | 1551.8681 | 1569.722 | 1589.3224 | 1606.9562 | 1623.1005 | 1643.5557 | 1667.5906 | 1667.5906 | 1667.5906 | 2319.4322
CDP7 | QLD | CQ | Export | Fixed export | 0 | 0 | 0 | 0 | 0 | 0 | 0 | 0 | 0 | 0 | 0 | 0 | 0 | 0 | 0 | 0 | 0 | 0 | 0 | 0 | 0 | 0 | 0 | 0 | 0 | 0 | 0 | 0
CDP7 | QLD | CQ | Export | Flexible export | 0 | 0 | 0 | 0 | 0 | 0 | 0 | 0 | 0 | 0 | 0 | 0 | 0 | 0 | 0 | 0 | 0 | 0 | 0 | 0 | 0 | 0 | 0 | 0 | 0 | 0 | 0 | 0
CDP7 | QLD | CQ | Export | Fixed green steel and ammonia | 0 | 0 | 0 | 0 | 0 | 0 | 0 | 0 | 0 | 0 | 0 | 0 | 0 | 0 | 0 | 0 | 0 | 0 | 0 | 0 | 0 | 0 | 0 | 0 | 0 | 0 | 0 | 0
CDP7 | QLD | SQ | Domestic | Fixed domestic | 0.30474 | 0.30474 | 0.30474 | 0.30557 | 6.8926 | 29.464 | 29.464 | 56.5148 | 86.0449 | 104.4069 | 157.3558 | 159.8818 | 160.7371 | 160.7371 | 169.5005 | 178.0107 | 184.9934 | 184.9934 | 184.9934 | 256.1772 | 255.4773 | 264.0083 | 264.0083 | 264.7316 | 286.5764 | 286.2716 | 315.3975 | 407.2524
CDP7 | QLD | SQ | Domestic | Flexible domestic | 5.8761 | 4.5388 | 4.4304 | 5.5281 | 132.3544 | 277.6234 | 533.7942 | 1111.7142 | 1717.929 | 2086.8953 | 2320.777 | 2301.9489 | 2282.232 | 2261.84 | 2246.434 | 2236.3443 | 2233.9511 | 2265.7026 | 2302.2811 | 2336.026 | 2372.346 | 2405.1384 | 2433.1581 | 2470.9132 | 2507.0472 | 2507.0472 | 2507.0472 | 2992.4706
CDP7 | QLD | SQ | Export | Fixed export | 0 | 0 | 0 | 0 | 0 | 0 | 0 | 0 | 0 | 0 | 0 | 0 | 0 | 0 | 0 | 0 | 0 | 0 | 0 | 0 | 0 | 0 | 0 | 0 | 0 | 0 | 0 | 0
CDP7 | QLD | SQ | Export | Flexible export | 0 | 0 | 0 | 0 | 0 | 0 | 0 | 0 | 0 | 0 | 0 | 0 | 0 | 0 | 0 | 0 | 0 | 0 | 0 | 0 | 0 | 0 | 0 | 0 | 0 | 0 | 0 | 0
CDP7 | QLD | SQ | Export | Fixed green steel and ammonia | 0 | 0 | 0 | 0 | 0 | 0 | 0 | 0 | 0 | 0 | 0 | 0 | 0 | 0 | 0 | 0 | 0 | 0 | 0 | 0 | 0 | 0 | 0 | 0 | 0 | 0 | 0 | 0
CDP7 | VIC | VIC | Domestic | Fixed domestic | 2.5574 | 4.0307 | 4.0307 | 4.0418 | 50.4395 | 139.1119 | 139.1119 | 204.8376 | 420.9245 | 420.9245 | 489.2586 | 549.27 | 547.7692 | 576.3117 | 576.3117 | 577.8906 | 576.3117 | 576.3117 | 576.3117 | 598.902 | 597.2657 | 597.2657 | 678.099 | 679.9568 | 678.099 | 826.558 | 825.0847 | 867.8842
CDP7 | VIC | VIC | Domestic | Flexible domestic | 49.3127 | 77.6668 | 75.935 | 74.2418 | 681.7364 | 1845.7348 | 2721.9649 | 4029.4051 | 7023.9977 | 6901.807 | 6908.0233 | 6792.8171 | 6641.3516 | 6623.0247 | 6516.1324 | 6406.72 | 6334.4865 | 6347.9136 | 6409.0816 | 6453.7612 | 6488.4471 | 6529.3694 | 6529.3694 | 6614.7091 | 6614.7091 | 7316.4323 | 7316.4323 | 7316.4323
CDP7 | VIC | VIC | Export | Fixed export | 0 | 0 | 0 | 0 | 0 | 0 | 0 | 0 | 0 | 0 | 0 | 0 | 0 | 0 | 0 | 0 | 0 | 0 | 0 | 0 | 0 | 0 | 0 | 0 | 0 | 0 | 0 | 0
CDP7 | VIC | VIC | Export | Flexible export | 0 | 0 | 0 | 0 | 0 | 0 | 0 | 0 | 0 | 0 | 0 | 0 | 0 | 0 | 0 | 0 | 0 | 0 | 0 | 0 | 0 | 0 | 0 | 0 | 0 | 0 | 0 | 0
CDP7 | VIC | VIC | Export | Fixed green steel and ammonia | 0 | 0 | 0 | 0 | 0 | 0 | 0 | 0 | 0 | 0 | 0 | 0 | 0 | 0 | 0 | 0 | 0 | 0 | 0 | 0 | 0 | 0 | 0 | 0 | 0 | 0 | 0 | 0
CDP7 | SA | CSA | Domestic | Fixed domestic | 0.023265 | 24.6608 | 73.9358 | 98.8433 | 98.5773 | 98.5773 | 98.5773 | 98.8473 | 98.5773 | 98.5773 | 98.5779 | 98.8529 | 98.5828 | 98.5863 | 98.5863 | 98.8564 | 98.5863 | 98.5863 | 109.6469 | 117.1239 | 116.8039 | 124.2396 | 124.3361 | 124.6768 | 130.2391 | 167.5698 | 167.5698 | 172.4252
CDP7 | SA | CSA | Domestic | Flexible domestic | 0 | 344.5504 | 1027.5222 | 1369.3318 | 1381.7932 | 1380.6196 | 1379.039 | 1304.129 | 1295.4086 | 1295.8946 | 1296.1512 | 1296.4087 | 1298.9976 | 1298.9976 | 1298.9976 | 1298.9976 | 1298.9976 | 1298.9976 | 1460.7616 | 1465.0544 | 1465.0734 | 1532.5601 | 1533.289 | 1532.7416 | 1642.4459 | 1917.0898 | 1919.1951 | 1919.6307
CDP7 | SA | CSA | Export | Fixed export | 0 | 0 | 0 | 0 | 0 | 0 | 0 | 0 | 0 | 0 | 0 | 0 | 0 | 0 | 0 | 0 | 0 | 0 | 0 | 0 | 0 | 0 | 0 | 0 | 0 | 0 | 0 | 0
CDP7 | SA | CSA | Export | Flexible export | 0 | 0 | 0 | 0 | 0 | 0 | 0 | 0 | 0 | 0 | 0 | 0 | 0 | 0 | 0 | 0 | 0 | 0 | 0 | 0 | 0 | 0 | 0 | 0 | 0 | 0 | 0 | 0
CDP7 | SA | CSA | Export | Fixed green steel and ammonia | 0 | 0 | 0 | 0 | 0 | 0 | 0 | 0 | 0 | 0 | 0 | 0 | 0 | 0 | 0 | 0 | 0 | 0 | 0 | 0 | 0 | 0 | 0 | 0 | 0 | 0 | 0 | 0
CDP7 | SA | SESA | Domestic | Fixed domestic | 0.061378 | 2.6667 | 7.7174 | 9.8546 | 10.7301 | 10.7301 | 10.7301 | 10.7595 | 13.2571 | 13.952 | 15.1552 | 16.268 | 16.2235 | 18.4317 | 18.4317 | 18.4822 | 18.4317 | 18.4317 | 18.4317 | 24.5855 | 24.5183 | 24.5183 | 24.5183 | 24.5855 | 24.5183 | 38.2178 | 35.6125 | 38.3844
CDP7 | SA | SESA | Domestic | Flexible domestic | 1.1835 | 51.3833 | 146.4943 | 188.8144 | 169.2015 | 148.0694 | 146.0958 | 167.3429 | 199.5319 | 206.0828 | 201.66 | 197.2612 | 192.9695 | 188.9449 | 184.9592 | 181.0498 | 179.2508 | 179.4237 | 222.1558 | 223.2297 | 224.4286 | 238.1929 | 237.464 | 238.0114 | 262.6572 | 320.6611 | 321.0201 | 320.5845
CDP7 | SA | SESA | Export | Fixed export | 0 | 0 | 0 | 0 | 0 | 0 | 0 | 0 | 0 | 0 | 0 | 0 | 0 | 0 | 0 | 0 | 0 | 0 | 0 | 0 | 0 | 0 | 0 | 0 | 0 | 0 | 0 | 0
CDP7 | SA | SESA | Export | Flexible export | 0 | 0 | 0 | 0 | 0 | 0 | 0 | 0 | 0 | 0 | 0 | 0 | 0 | 0 | 0 | 0 | 0 | 0 | 0 | 0 | 0 | 0 | 0 | 0 | 0 | 0 | 0 | 0
CDP7 | SA | SESA | Export | Fixed green steel and ammonia | 0 | 0 | 0 | 0 | 0 | 0 | 0 | 0 | 0 | 0 | 0 | 0 | 0 | 0 | 0 | 0 | 0 | 0 | 0 | 0 | 0 | 0 | 0 | 0 | 0 | 0 | 0 | 0
CDP7 | TAS | TAS | Domestic | Fixed domestic | 0 | 0 | 0 | 0 | 0.30059 | 1.2354 | 2.5762 | 3.3595 | 4.7729 | 4.7729 | 4.9175 | 5.8898 | 5.8737 | 9.7586 | 9.7586 | 9.7853 | 14.0639 | 14.0639 | 14.0639 | 14.1025 | 14.0639 | 14.0639 | 15.9975 | 16.0413 | 15.9975 | 16.1036 | 16.1036 | 16.1788
CDP7 | TAS | TAS | Domestic | Flexible domestic | 0 | 0 | 0 | 0 | 5.7721 | 24.2692 | 50.4074 | 66.0847 | 95.2936 | 93.8191 | 98.1518 | 99.4811 | 97.2629 | 174.1542 | 170.2738 | 167.28 | 165.4189 | 169.1686 | 170.1358 | 173.9124 | 175.0212 | 175.0212 | 175.0212 | 175.0212 | 175.0212 | 175.0212 | 175.0212 | 175.0212
CDP7 | TAS | TAS | Export | Fixed export | 0 | 0 | 0 | 0 | 0 | 0 | 0 | 0 | 0 | 0 | 0 | 0 | 0 | 0 | 0 | 0 | 0 | 0 | 0 | 0 | 0 | 0 | 0 | 0 | 0 | 0 | 0 | 0
CDP7 | TAS | TAS | Export | Flexible export | 0 | 0 | 0 | 0 | 0 | 0 | 0 | 0 | 0 | 0 | 0 | 0 | 0 | 0 | 0 | 0 | 0 | 0 | 0 | 0 | 0 | 0 | 0 | 0 | 0 | 0 | 0 | 0
CDP7 | TAS | TAS | Export | Fixed green steel and ammonia | 0 | 0 | 0 | 0 | 0 | 0 | 0 | 0 | 0 | 0 | 0 | 0 | 0 | 0 | 0 | 0 | 0 | 0 | 0 | 0 | 0 | 0 | 0 | 0 | 0 | 0 | 0 | 0
CDP8 | NSW | NNSW | Domestic | Fixed domestic | 0 | 0 | 0 | 0 | 0 | 0 | 0 | 0 | 0 | 0 | 0 | 0 | 0 | 0 | 0 | 0 | 0 | 0 | 0 | 0 | 0 | 0 | 0 | 0 | 0 | 0 | 0 | 0
CDP8 | NSW | NNSW | Domestic | Flexible domestic | 0 | 0 | 0 | 0 | 0 | 0 | 0 | 0 | 0 | 0 | 0 | 0 | 0 | 0 | 0 | 0 | 0 | 0 | 0 | 0 | 0 | 0 | 0 | 0 | 0 | 0 | 0 | 0
CDP8 | NSW | NNSW | Export | Fixed export | 0 | 0 | 0 | 0 | 0 | 0 | 0 | 0 | 0 | 0 | 0 | 0 | 0 | 0 | 0 | 0 | 0 | 0 | 0 | 0 | 0 | 0 | 0 | 0 | 0 | 0 | 0 | 0
CDP8 | NSW | NNSW | Export | Flexible export | 0 | 0 | 0 | 0 | 0 | 0 | 0 | 0 | 0 | 0 | 0 | 0 | 0 | 0 | 0 | 0 | 0 | 0 | 0 | 0 | 0 | 0 | 0 | 0 | 0 | 0 | 0 | 0
CDP8 | NSW | NNSW | Export | Fixed green steel and ammonia | 0 | 0 | 0 | 0 | 0 | 0 | 0 | 0 | 0 | 0 | 0 | 0 | 0 | 0 | 0 | 0 | 0 | 0 | 0 | 0 | 0 | 0 | 0 | 0 | 0 | 0 | 0 | 0
CDP8 | NSW | CNSW | Domestic | Fixed domestic | 0 | 0 | 0 | 0 | 0 | 0 | 0 | 0 | 0 | 0 | 0 | 0 | 0 | 0 | 0 | 0 | 0 | 0 | 0 | 0 | 0 | 0 | 0 | 0 | 0 | 0 | 0 | 0
CDP8 | NSW | CNSW | Domestic | Flexible domestic | 0 | 0 | 0 | 0 | 0 | 0 | 0 | 0 | 0 | 0 | 0 | 0 | 0 | 0 | 0 | 0 | 0 | 0 | 0 | 0 | 0 | 0 | 0 | 0 | 0 | 0 | 0 | 0
CDP8 | NSW | CNSW | Export | Fixed export | 0 | 0 | 0 | 0 | 0 | 0 | 0 | 0 | 0 | 0 | 0 | 0 | 0 | 0 | 0 | 0 | 0 | 0 | 0 | 0 | 0 | 0 | 0 | 0 | 0 | 0 | 0 | 0
CDP8 | NSW | CNSW | Export | Flexible export | 0 | 0 | 0 | 0 | 0 | 0 | 0 | 0 | 0 | 0 | 0 | 0 | 0 | 0 | 0 | 0 | 0 | 0 | 0 | 0 | 0 | 0 | 0 | 0 | 0 | 0 | 0 | 0
CDP8 | NSW | CNSW | Export | Fixed green steel and ammonia | 0 | 0 | 0 | 0 | 0 | 0 | 0 | 0 | 0 | 0 | 0 | 0 | 0 | 0 | 0 | 0 | 0 | 0 | 0 | 0 | 0 | 0 | 0 | 0 | 0 | 0 | 0 | 0
CDP8 | NSW | SNSW | Domestic | Fixed domestic | 1.3276 | 3.1853 | 6.3084 | 10.9957 | 27.192 | 27.192 | 27.192 | 27.2665 | 27.192 | 27.6335 | 27.6335 | 38.1133 | 38.0092 | 40.1835 | 40.1835 | 40.2935 | 40.1835 | 40.1835 | 40.1835 | 54.9452 | 54.7951 | 55.31 | 55.736 | 55.8887 | 107.1346 | 206.5924 | 208.9276 | 206.3684
CDP8 | NSW | SNSW | Domestic | Flexible domestic | 25.6001 | 61.376 | 120.043 | 210.6775 | 349.4215 | 534.1801 | 492.3807 | 476.0744 | 481.2264 | 552.3411 | 545.5686 | 533.4557 | 521.5747 | 513.1738 | 505.0727 | 495.9991 | 490.409 | 493.7656 | 497.5281 | 500.06 | 501.0179 | 502.8628 | 503.9421 | 837.0633 | 1166.1951 | 1495.0574 | 1496.3303 | 1495.761
CDP8 | NSW | SNSW | Export | Fixed export | 0 | 0 | 0 | 0 | 0 | 0 | 0 | 0 | 0 | 0 | 0 | 0 | 0 | 0 | 0 | 0 | 0 | 0 | 0 | 0 | 0 | 0 | 0 | 0 | 0 | 0 | 0 | 0
CDP8 | NSW | SNSW | Export | Flexible export | 0 | 0 | 0 | 0 | 0 | 0 | 0 | 0 | 0 | 0 | 0 | 0 | 0 | 0 | 0 | 0 | 0 | 0 | 0 | 0 | 0 | 0 | 0 | 0 | 0 | 0 | 0 | 0
CDP8 | NSW | SNSW | Export | Fixed green steel and ammonia | 0 | 0 | 0 | 0 | 0 | 0 | 0 | 0 | 0 | 0 | 0 | 0 | 0 | 0 | 0 | 0 | 0 | 0 | 0 | 0 | 0 | 0 | 0 | 0 | 0 | 0 | 0 | 0
CDP8 | NSW | SNW | Domestic | Fixed domestic | 6.7088 | 16.2535 | 32.1809 | 56.1933 | 129.4112 | 129.4112 | 129.4112 | 129.7658 | 129.4112 | 145.2244 | 146.2042 | 224.5534 | 223.9399 | 237.2413 | 237.2413 | 237.8913 | 237.2413 | 237.2413 | 237.2413 | 282.9542 | 282.1811 | 284.5993 | 294.7233 | 345.9221 | 556.9871 | 1043.5648 | 1075.8589 | 1062.8354
CDP8 | NSW | SNW | Domestic | Flexible domestic | 129.3626 | 313.1838 | 612.3729 | 1076.6655 | 1746.9973 | 2542.2524 | 2515.4538 | 2464.6916 | 2494.3596 | 2885.4333 | 2849.6575 | 2786.064 | 2723.9268 | 2663.3638 | 2620.6811 | 2572.9575 | 2543.9462 | 2561.6328 | 2563.6656 | 2575.1833 | 2578.8465 | 2587.4979 | 2592.1994 | 4305.0496 | 6005.5935 | 7706.5765 | 7705.3035 | 7705.8728
CDP8 | NSW | SNW | Export | Fixed export | 0 | 0 | 0 | 0 | 0 | 0 | 0 | 0 | 0 | 0 | 0 | 0 | 0 | 0 | 0 | 0 | 0 | 0 | 0 | 0 | 0 | 0 | 0 | 0 | 0 | 0 | 0 | 0
CDP8 | NSW | SNW | Export | Flexible export | 0 | 0 | 0 | 0 | 0 | 0 | 0 | 0 | 0 | 0 | 0 | 0 | 0 | 0 | 0 | 0 | 0 | 0 | 0 | 0 | 0 | 0 | 0 | 0 | 0 | 0 | 0 | 0
CDP8 | NSW | SNW | Export | Fixed green steel and ammonia | 0 | 0 | 0 | 0 | 0 | 0 | 0 | 0 | 0 | 0 | 0 | 0 | 0 | 0 | 0 | 0 | 0 | 0 | 0 | 0 | 0 | 0 | 0 | 0 | 0 | 0 | 0 | 0
CDP8 | QLD | NQ | Domestic | Fixed domestic | 0 | 0 | 0 | 0 | 0 | 0 | 0 | 0 | 0 | 0 | 0 | 0 | 0 | 0 | 0 | 0 | 0 | 0 | 0 | 0 | 0 | 0 | 0 | 0 | 0 | 0 | 0 | 0
CDP8 | QLD | NQ | Domestic | Flexible domestic | 0 | 0 | 0 | 0 | 0 | 0 | 0 | 0 | 0 | 0 | 0 | 0 | 0 | 0 | 0 | 0 | 0 | 0 | 0 | 0 | 0 | 0 | 0 | 0 | 0 | 0 | 0 | 0
CDP8 | QLD | NQ | Export | Fixed export | 0 | 0 | 0 | 0 | 0 | 0 | 0 | 0 | 0 | 0 | 0 | 0 | 0 | 0 | 0 | 0 | 0 | 0 | 0 | 0 | 0 | 0 | 0 | 0 | 0 | 0 | 0 | 0
CDP8 | QLD | NQ | Export | Flexible export | 0 | 0 | 0 | 0 | 0 | 0 | 0 | 0 | 0 | 0 | 0 | 0 | 0 | 0 | 0 | 0 | 0 | 0 | 0 | 0 | 0 | 0 | 0 | 0 | 0 | 0 | 0 | 0
CDP8 | QLD | NQ | Export | Fixed green steel and ammonia | 0 | 0 | 0 | 0 | 0 | 0 | 0 | 0 | 0 | 0 | 0 | 0 | 0 | 0 | 0 | 0 | 0 | 0 | 0 | 0 | 0 | 0 | 0 | 0 | 0 | 0 | 0 | 0
CDP8 | QLD | CQ | Domestic | Fixed domestic | 0.57346 | 0.62369 | 0.62369 | 0.6254 | 17.067 | 63.9795 | 63.9795 | 64.1548 | 69.1223 | 76.3225 | 96.5362 | 96.8007 | 96.5362 | 103.6866 | 110.0706 | 110.3721 | 110.0706 | 110.0706 | 110.0706 | 143.7307 | 143.338 | 159.0865 | 159.0865 | 159.5223 | 191.0077 | 190.4343 | 200.799 | 259.1106
CDP8 | QLD | CQ | Domestic | Flexible domestic | 11.0579 | 12.0177 | 11.7569 | 10.2983 | 327.7287 | 1134.0005 | 900.3638 | 1081.8578 | 1380.0604 | 1525.5419 | 1607.3919 | 1587.6047 | 1567.6515 | 1547.4387 | 1531.3744 | 1519.6012 | 1513.8836 | 1531.661 | 1551.8681 | 1569.722 | 1589.3224 | 1606.9562 | 1623.1005 | 1643.5557 | 1667.5906 | 1667.5906 | 1667.5906 | 2319.4322
CDP8 | QLD | CQ | Export | Fixed export | 0 | 0 | 0 | 0 | 0 | 0 | 0 | 0 | 0 | 0 | 0 | 0 | 0 | 0 | 0 | 0 | 0 | 0 | 0 | 0 | 0 | 0 | 0 | 0 | 0 | 0 | 0 | 0
CDP8 | QLD | CQ | Export | Flexible export | 0 | 0 | 0 | 0 | 0 | 0 | 0 | 0 | 0 | 0 | 0 | 0 | 0 | 0 | 0 | 0 | 0 | 0 | 0 | 0 | 0 | 0 | 0 | 0 | 0 | 0 | 0 | 0
CDP8 | QLD | CQ | Export | Fixed green steel and ammonia | 0 | 0 | 0 | 0 | 0 | 0 | 0 | 0 | 0 | 0 | 0 | 0 | 0 | 0 | 0 | 0 | 0 | 0 | 0 | 0 | 0 | 0 | 0 | 0 | 0 | 0 | 0 | 0
CDP8 | QLD | SQ | Domestic | Fixed domestic | 0.30474 | 0.30474 | 0.30474 | 0.30557 | 6.8926 | 29.464 | 29.464 | 56.5148 | 86.0449 | 104.4069 | 157.3558 | 159.8818 | 160.7371 | 160.7371 | 169.5005 | 178.0107 | 184.9934 | 184.9934 | 184.9934 | 256.1772 | 255.4773 | 264.0083 | 264.0083 | 264.7316 | 286.5764 | 286.2716 | 315.3975 | 407.2524
CDP8 | QLD | SQ | Domestic | Flexible domestic | 5.8761 | 4.5388 | 4.4304 | 5.5281 | 132.3544 | 277.6234 | 533.7942 | 1111.7142 | 1717.929 | 2086.8953 | 2320.777 | 2301.9489 | 2282.232 | 2261.84 | 2246.434 | 2236.3443 | 2233.9511 | 2265.7026 | 2302.281 | 2336.026 | 2372.3459 | 2405.1384 | 2433.1581 | 2470.9132 | 2507.0472 | 2507.0472 | 2507.0472 | 2992.4706
CDP8 | QLD | SQ | Export | Fixed export | 0 | 0 | 0 | 0 | 0 | 0 | 0 | 0 | 0 | 0 | 0 | 0 | 0 | 0 | 0 | 0 | 0 | 0 | 0 | 0 | 0 | 0 | 0 | 0 | 0 | 0 | 0 | 0
CDP8 | QLD | SQ | Export | Flexible export | 0 | 0 | 0 | 0 | 0 | 0 | 0 | 0 | 0 | 0 | 0 | 0 | 0 | 0 | 0 | 0 | 0 | 0 | 0 | 0 | 0 | 0 | 0 | 0 | 0 | 0 | 0 | 0
CDP8 | QLD | SQ | Export | Fixed green steel and ammonia | 0 | 0 | 0 | 0 | 0 | 0 | 0 | 0 | 0 | 0 | 0 | 0 | 0 | 0 | 0 | 0 | 0 | 0 | 0 | 0 | 0 | 0 | 0 | 0 | 0 | 0 | 0 | 0
CDP8 | VIC | VIC | Domestic | Fixed domestic | 2.5574 | 4.0307 | 4.0307 | 4.0418 | 50.4395 | 139.1119 | 139.1119 | 204.8376 | 420.9245 | 420.9245 | 489.2586 | 549.27 | 547.7692 | 576.3117 | 576.3117 | 577.8906 | 576.3117 | 576.3117 | 576.3117 | 598.902 | 597.2657 | 597.2657 | 678.099 | 679.9568 | 678.099 | 826.558 | 825.0847 | 867.8842
CDP8 | VIC | VIC | Domestic | Flexible domestic | 49.3127 | 77.6668 | 75.935 | 74.2418 | 681.7364 | 1845.7348 | 2721.9649 | 4029.4051 | 7023.9977 | 6901.8071 | 6908.0234 | 6792.8172 | 6641.3517 | 6623.0248 | 6516.1324 | 6406.7199 | 6334.4865 | 6347.9135 | 6409.0816 | 6453.7612 | 6488.4471 | 6529.3694 | 6529.3694 | 6614.7091 | 6614.7091 | 7316.4323 | 7316.4323 | 7316.4323
CDP8 | VIC | VIC | Export | Fixed export | 0 | 0 | 0 | 0 | 0 | 0 | 0 | 0 | 0 | 0 | 0 | 0 | 0 | 0 | 0 | 0 | 0 | 0 | 0 | 0 | 0 | 0 | 0 | 0 | 0 | 0 | 0 | 0
CDP8 | VIC | VIC | Export | Flexible export | 0 | 0 | 0 | 0 | 0 | 0 | 0 | 0 | 0 | 0 | 0 | 0 | 0 | 0 | 0 | 0 | 0 | 0 | 0 | 0 | 0 | 0 | 0 | 0 | 0 | 0 | 0 | 0
CDP8 | VIC | VIC | Export | Fixed green steel and ammonia | 0 | 0 | 0 | 0 | 0 | 0 | 0 | 0 | 0 | 0 | 0 | 0 | 0 | 0 | 0 | 0 | 0 | 0 | 0 | 0 | 0 | 0 | 0 | 0 | 0 | 0 | 0 | 0
CDP8 | SA | CSA | Domestic | Fixed domestic | 0.023265 | 24.6608 | 73.9358 | 98.8433 | 98.5773 | 98.5773 | 98.5773 | 98.8473 | 98.5773 | 98.5773 | 98.5779 | 98.8529 | 98.5828 | 98.5863 | 98.5863 | 98.8564 | 98.5863 | 98.5863 | 109.6469 | 117.1239 | 116.8039 | 124.2396 | 124.3361 | 124.6768 | 130.2391 | 167.5698 | 167.5698 | 172.4252
CDP8 | SA | CSA | Domestic | Flexible domestic | 0 | 344.5504 | 1027.5222 | 1369.3318 | 1381.7932 | 1380.6196 | 1379.039 | 1304.129 | 1295.4086 | 1295.8946 | 1296.1512 | 1296.4087 | 1298.9976 | 1298.9976 | 1298.9976 | 1298.9976 | 1298.9976 | 1298.9976 | 1460.7616 | 1465.0544 | 1465.0734 | 1532.5601 | 1533.289 | 1532.7416 | 1642.4459 | 1917.0898 | 1919.1951 | 1919.6307
CDP8 | SA | CSA | Export | Fixed export | 0 | 0 | 0 | 0 | 0 | 0 | 0 | 0 | 0 | 0 | 0 | 0 | 0 | 0 | 0 | 0 | 0 | 0 | 0 | 0 | 0 | 0 | 0 | 0 | 0 | 0 | 0 | 0
CDP8 | SA | CSA | Export | Flexible export | 0 | 0 | 0 | 0 | 0 | 0 | 0 | 0 | 0 | 0 | 0 | 0 | 0 | 0 | 0 | 0 | 0 | 0 | 0 | 0 | 0 | 0 | 0 | 0 | 0 | 0 | 0 | 0
CDP8 | SA | CSA | Export | Fixed green steel and ammonia | 0 | 0 | 0 | 0 | 0 | 0 | 0 | 0 | 0 | 0 | 0 | 0 | 0 | 0 | 0 | 0 | 0 | 0 | 0 | 0 | 0 | 0 | 0 | 0 | 0 | 0 | 0 | 0
CDP8 | SA | SESA | Domestic | Fixed domestic | 0.061378 | 2.6667 | 7.7174 | 9.8546 | 10.7301 | 10.7301 | 10.7301 | 10.7595 | 13.2571 | 13.952 | 15.1552 | 16.268 | 16.2235 | 18.4317 | 18.4317 | 18.4822 | 18.4317 | 18.4317 | 18.4317 | 24.5855 | 24.5183 | 24.5183 | 24.5183 | 24.5855 | 24.5183 | 38.2178 | 35.6125 | 38.3844
CDP8 | SA | SESA | Domestic | Flexible domestic | 1.1835 | 51.3833 | 146.4943 | 188.8144 | 169.2015 | 148.0694 | 146.0958 | 167.3429 | 199.5319 | 206.0828 | 201.66 | 197.2612 | 192.9695 | 188.9449 | 184.9592 | 181.0498 | 179.2508 | 179.4237 | 222.1558 | 223.2297 | 224.4286 | 238.1929 | 237.464 | 238.0114 | 262.6572 | 320.6611 | 321.0201 | 320.5845
CDP8 | SA | SESA | Export | Fixed export | 0 | 0 | 0 | 0 | 0 | 0 | 0 | 0 | 0 | 0 | 0 | 0 | 0 | 0 | 0 | 0 | 0 | 0 | 0 | 0 | 0 | 0 | 0 | 0 | 0 | 0 | 0 | 0
CDP8 | SA | SESA | Export | Flexible export | 0 | 0 | 0 | 0 | 0 | 0 | 0 | 0 | 0 | 0 | 0 | 0 | 0 | 0 | 0 | 0 | 0 | 0 | 0 | 0 | 0 | 0 | 0 | 0 | 0 | 0 | 0 | 0
CDP8 | SA | SESA | Export | Fixed green steel and ammonia | 0 | 0 | 0 | 0 | 0 | 0 | 0 | 0 | 0 | 0 | 0 | 0 | 0 | 0 | 0 | 0 | 0 | 0 | 0 | 0 | 0 | 0 | 0 | 0 | 0 | 0 | 0 | 0
CDP8 | TAS | TAS | Domestic | Fixed domestic | 0 | 0 | 0 | 0 | 0.30059 | 1.2354 | 2.5762 | 3.3595 | 4.7729 | 4.7729 | 4.9175 | 5.8898 | 5.8737 | 9.7586 | 9.7586 | 9.7853 | 14.0639 | 14.0639 | 14.0639 | 14.1025 | 14.0639 | 14.0639 | 15.9975 | 16.0413 | 15.9975 | 16.1036 | 16.1036 | 16.1788
CDP8 | TAS | TAS | Domestic | Flexible domestic | 0 | 0 | 0 | 0 | 5.7721 | 24.2692 | 50.4074 | 66.0847 | 95.2936 | 93.8191 | 98.1518 | 99.4811 | 97.2629 | 174.1542 | 170.2738 | 167.28 | 165.4189 | 169.1686 | 170.1358 | 173.9124 | 175.0212 | 175.0212 | 175.0212 | 175.0212 | 175.0212 | 175.0212 | 175.0212 | 175.0212
CDP8 | TAS | TAS | Export | Fixed export | 0 | 0 | 0 | 0 | 0 | 0 | 0 | 0 | 0 | 0 | 0 | 0 | 0 | 0 | 0 | 0 | 0 | 0 | 0 | 0 | 0 | 0 | 0 | 0 | 0 | 0 | 0 | 0
CDP8 | TAS | TAS | Export | Flexible export | 0 | 0 | 0 | 0 | 0 | 0 | 0 | 0 | 0 | 0 | 0 | 0 | 0 | 0 | 0 | 0 | 0 | 0 | 0 | 0 | 0 | 0 | 0 | 0 | 0 | 0 | 0 | 0
CDP8 | TAS | TAS | Export | Fixed green steel and ammonia | 0 | 0 | 0 | 0 | 0 | 0 | 0 | 0 | 0 | 0 | 0 | 0 | 0 | 0 | 0 | 0 | 0 | 0 | 0 | 0 | 0 | 0 | 0 | 0 | 0 | 0 | 0 | 0
CDP9 | NSW | NNSW | Domestic | Fixed domestic | 0 | 0 | 0 | 0 | 0 | 0 | 0 | 0 | 0 | 0 | 0 | 0 | 0 | 0 | 0 | 0 | 0 | 0 | 0 | 0 | 0 | 0 | 0 | 0 | 0 | 0 | 0 | 0
CDP9 | NSW | NNSW | Domestic | Flexible domestic | 0 | 0 | 0 | 0 | 0 | 0 | 0 | 0 | 0 | 0 | 0 | 0 | 0 | 0 | 0 | 0 | 0 | 0 | 0 | 0 | 0 | 0 | 0 | 0 | 0 | 0 | 0 | 0
CDP9 | NSW | NNSW | Export | Fixed export | 0 | 0 | 0 | 0 | 0 | 0 | 0 | 0 | 0 | 0 | 0 | 0 | 0 | 0 | 0 | 0 | 0 | 0 | 0 | 0 | 0 | 0 | 0 | 0 | 0 | 0 | 0 | 0
CDP9 | NSW | NNSW | Export | Flexible export | 0 | 0 | 0 | 0 | 0 | 0 | 0 | 0 | 0 | 0 | 0 | 0 | 0 | 0 | 0 | 0 | 0 | 0 | 0 | 0 | 0 | 0 | 0 | 0 | 0 | 0 | 0 | 0
CDP9 | NSW | NNSW | Export | Fixed green steel and ammonia | 0 | 0 | 0 | 0 | 0 | 0 | 0 | 0 | 0 | 0 | 0 | 0 | 0 | 0 | 0 | 0 | 0 | 0 | 0 | 0 | 0 | 0 | 0 | 0 | 0 | 0 | 0 | 0
CDP9 | NSW | CNSW | Domestic | Fixed domestic | 0 | 0 | 0 | 0 | 0 | 0 | 0 | 0 | 0 | 0 | 0 | 0 | 0 | 0 | 0 | 0 | 0 | 0 | 0 | 0 | 0 | 0 | 0 | 0 | 0 | 0 | 0 | 0
CDP9 | NSW | CNSW | Domestic | Flexible domestic | 0 | 0 | 0 | 0 | 0 | 0 | 0 | 0 | 0 | 0 | 0 | 0 | 0 | 0 | 0 | 0 | 0 | 0 | 0 | 0 | 0 | 0 | 0 | 0 | 0 | 0 | 0 | 0
CDP9 | NSW | CNSW | Export | Fixed export | 0 | 0 | 0 | 0 | 0 | 0 | 0 | 0 | 0 | 0 | 0 | 0 | 0 | 0 | 0 | 0 | 0 | 0 | 0 | 0 | 0 | 0 | 0 | 0 | 0 | 0 | 0 | 0
CDP9 | NSW | CNSW | Export | Flexible export | 0 | 0 | 0 | 0 | 0 | 0 | 0 | 0 | 0 | 0 | 0 | 0 | 0 | 0 | 0 | 0 | 0 | 0 | 0 | 0 | 0 | 0 | 0 | 0 | 0 | 0 | 0 | 0
CDP9 | NSW | CNSW | Export | Fixed green steel and ammonia | 0 | 0 | 0 | 0 | 0 | 0 | 0 | 0 | 0 | 0 | 0 | 0 | 0 | 0 | 0 | 0 | 0 | 0 | 0 | 0 | 0 | 0 | 0 | 0 | 0 | 0 | 0 | 0
CDP9 | NSW | SNSW | Domestic | Fixed domestic | 1.3276 | 3.1853 | 6.3084 | 10.9957 | 27.192 | 27.192 | 27.192 | 27.2665 | 27.192 | 27.6335 | 27.6335 | 38.1133 | 38.0092 | 40.1835 | 40.1835 | 40.2935 | 40.1835 | 40.1835 | 40.1835 | 54.9452 | 54.7951 | 55.31 | 55.736 | 55.8887 | 107.1346 | 206.5924 | 208.9276 | 206.3684
CDP9 | NSW | SNSW | Domestic | Flexible domestic | 25.6001 | 61.376 | 120.043 | 210.6775 | 349.4215 | 534.1801 | 492.3807 | 476.0744 | 481.2264 | 552.3411 | 545.5686 | 533.4557 | 521.5747 | 513.1738 | 505.0727 | 495.9991 | 490.409 | 493.7656 | 497.5281 | 500.06 | 501.0179 | 502.8628 | 503.9421 | 837.0633 | 1166.1951 | 1495.0574 | 1496.3303 | 1495.761
CDP9 | NSW | SNSW | Export | Fixed export | 0 | 0 | 0 | 0 | 0 | 0 | 0 | 0 | 0 | 0 | 0 | 0 | 0 | 0 | 0 | 0 | 0 | 0 | 0 | 0 | 0 | 0 | 0 | 0 | 0 | 0 | 0 | 0
CDP9 | NSW | SNSW | Export | Flexible export | 0 | 0 | 0 | 0 | 0 | 0 | 0 | 0 | 0 | 0 | 0 | 0 | 0 | 0 | 0 | 0 | 0 | 0 | 0 | 0 | 0 | 0 | 0 | 0 | 0 | 0 | 0 | 0
CDP9 | NSW | SNSW | Export | Fixed green steel and ammonia | 0 | 0 | 0 | 0 | 0 | 0 | 0 | 0 | 0 | 0 | 0 | 0 | 0 | 0 | 0 | 0 | 0 | 0 | 0 | 0 | 0 | 0 | 0 | 0 | 0 | 0 | 0 | 0
CDP9 | NSW | SNW | Domestic | Fixed domestic | 6.7088 | 16.2535 | 32.1809 | 56.1933 | 129.4112 | 129.4112 | 129.4112 | 129.7658 | 129.4112 | 145.2244 | 146.2042 | 224.5534 | 223.9399 | 237.2413 | 237.2413 | 237.8913 | 237.2413 | 237.2413 | 237.2413 | 282.9542 | 282.1811 | 284.5993 | 294.7233 | 345.9221 | 556.9871 | 1043.5648 | 1075.8589 | 1062.8354
CDP9 | NSW | SNW | Domestic | Flexible domestic | 129.3626 | 313.1838 | 612.3729 | 1076.6655 | 1746.9973 | 2542.2523 | 2515.4538 | 2464.6916 | 2494.3596 | 2885.4332 | 2849.6574 | 2786.064 | 2723.9267 | 2663.3637 | 2620.6812 | 2572.9575 | 2543.9463 | 2561.6328 | 2563.6656 | 2575.1833 | 2578.8466 | 2587.4979 | 2592.1994 | 4305.0496 | 6005.5934 | 7706.5764 | 7705.3034 | 7705.8728
CDP9 | NSW | SNW | Export | Fixed export | 0 | 0 | 0 | 0 | 0 | 0 | 0 | 0 | 0 | 0 | 0 | 0 | 0 | 0 | 0 | 0 | 0 | 0 | 0 | 0 | 0 | 0 | 0 | 0 | 0 | 0 | 0 | 0
CDP9 | NSW | SNW | Export | Flexible export | 0 | 0 | 0 | 0 | 0 | 0 | 0 | 0 | 0 | 0 | 0 | 0 | 0 | 0 | 0 | 0 | 0 | 0 | 0 | 0 | 0 | 0 | 0 | 0 | 0 | 0 | 0 | 0
CDP9 | NSW | SNW | Export | Fixed green steel and ammonia | 0 | 0 | 0 | 0 | 0 | 0 | 0 | 0 | 0 | 0 | 0 | 0 | 0 | 0 | 0 | 0 | 0 | 0 | 0 | 0 | 0 | 0 | 0 | 0 | 0 | 0 | 0 | 0
CDP9 | QLD | NQ | Domestic | Fixed domestic | 0 | 0 | 0 | 0 | 0 | 0 | 0 | 0 | 0 | 0 | 0 | 0 | 0 | 0 | 0 | 0 | 0 | 0 | 0 | 0 | 0 | 0 | 0 | 0 | 0 | 0 | 0 | 0
CDP9 | QLD | NQ | Domestic | Flexible domestic | 0 | 0 | 0 | 0 | 0 | 0 | 0 | 0 | 0 | 0 | 0 | 0 | 0 | 0 | 0 | 0 | 0 | 0 | 0 | 0 | 0 | 0 | 0 | 0 | 0 | 0 | 0 | 0
CDP9 | QLD | NQ | Export | Fixed export | 0 | 0 | 0 | 0 | 0 | 0 | 0 | 0 | 0 | 0 | 0 | 0 | 0 | 0 | 0 | 0 | 0 | 0 | 0 | 0 | 0 | 0 | 0 | 0 | 0 | 0 | 0 | 0
CDP9 | QLD | NQ | Export | Flexible export | 0 | 0 | 0 | 0 | 0 | 0 | 0 | 0 | 0 | 0 | 0 | 0 | 0 | 0 | 0 | 0 | 0 | 0 | 0 | 0 | 0 | 0 | 0 | 0 | 0 | 0 | 0 | 0
CDP9 | QLD | NQ | Export | Fixed green steel and ammonia | 0 | 0 | 0 | 0 | 0 | 0 | 0 | 0 | 0 | 0 | 0 | 0 | 0 | 0 | 0 | 0 | 0 | 0 | 0 | 0 | 0 | 0 | 0 | 0 | 0 | 0 | 0 | 0
CDP9 | QLD | CQ | Domestic | Fixed domestic | 0.57346 | 0.62369 | 0.62369 | 0.6254 | 17.067 | 63.9795 | 63.9795 | 64.1548 | 69.1223 | 76.3225 | 96.5362 | 96.8007 | 96.5362 | 103.6866 | 110.0706 | 110.3721 | 110.0706 | 110.0706 | 110.0706 | 143.7307 | 143.338 | 159.0865 | 159.0865 | 159.5223 | 191.0077 | 190.4343 | 200.799 | 259.1106
CDP9 | QLD | CQ | Domestic | Flexible domestic | 11.0579 | 12.0177 | 11.7569 | 10.2983 | 327.7287 | 1134.0005 | 900.3638 | 1081.8578 | 1380.0604 | 1525.5418 | 1607.3919 | 1587.6047 | 1567.6515 | 1547.4386 | 1531.3744 | 1519.6012 | 1513.8836 | 1531.661 | 1551.8681 | 1569.722 | 1589.3224 | 1606.9562 | 1623.1005 | 1643.5557 | 1667.5906 | 1667.5906 | 1667.5906 | 2319.4322
CDP9 | QLD | CQ | Export | Fixed export | 0 | 0 | 0 | 0 | 0 | 0 | 0 | 0 | 0 | 0 | 0 | 0 | 0 | 0 | 0 | 0 | 0 | 0 | 0 | 0 | 0 | 0 | 0 | 0 | 0 | 0 | 0 | 0
CDP9 | QLD | CQ | Export | Flexible export | 0 | 0 | 0 | 0 | 0 | 0 | 0 | 0 | 0 | 0 | 0 | 0 | 0 | 0 | 0 | 0 | 0 | 0 | 0 | 0 | 0 | 0 | 0 | 0 | 0 | 0 | 0 | 0
CDP9 | QLD | CQ | Export | Fixed green steel and ammonia | 0 | 0 | 0 | 0 | 0 | 0 | 0 | 0 | 0 | 0 | 0 | 0 | 0 | 0 | 0 | 0 | 0 | 0 | 0 | 0 | 0 | 0 | 0 | 0 | 0 | 0 | 0 | 0
CDP9 | QLD | SQ | Domestic | Fixed domestic | 0.30474 | 0.30474 | 0.30474 | 0.30557 | 6.8926 | 29.464 | 29.464 | 56.5148 | 86.0449 | 104.4069 | 157.3558 | 159.8818 | 160.7371 | 160.7371 | 169.5005 | 178.0107 | 184.9934 | 184.9934 | 184.9934 | 256.1772 | 255.4773 | 264.0083 | 264.0083 | 264.7316 | 286.5764 | 286.2716 | 315.3975 | 407.2524
CDP9 | QLD | SQ | Domestic | Flexible domestic | 5.8761 | 4.5388 | 4.4304 | 5.5281 | 132.3544 | 277.6234 | 533.7942 | 1111.7142 | 1717.929 | 2086.8953 | 2320.7769 | 2301.9489 | 2282.232 | 2261.84 | 2246.434 | 2236.3444 | 2233.9512 | 2265.7026 | 2302.2811 | 2336.026 | 2372.346 | 2405.1384 | 2433.1581 | 2470.9131 | 2507.0471 | 2507.0471 | 2507.0471 | 2992.4706
CDP9 | QLD | SQ | Export | Fixed export | 0 | 0 | 0 | 0 | 0 | 0 | 0 | 0 | 0 | 0 | 0 | 0 | 0 | 0 | 0 | 0 | 0 | 0 | 0 | 0 | 0 | 0 | 0 | 0 | 0 | 0 | 0 | 0
CDP9 | QLD | SQ | Export | Flexible export | 0 | 0 | 0 | 0 | 0 | 0 | 0 | 0 | 0 | 0 | 0 | 0 | 0 | 0 | 0 | 0 | 0 | 0 | 0 | 0 | 0 | 0 | 0 | 0 | 0 | 0 | 0 | 0
CDP9 | QLD | SQ | Export | Fixed green steel and ammonia | 0 | 0 | 0 | 0 | 0 | 0 | 0 | 0 | 0 | 0 | 0 | 0 | 0 | 0 | 0 | 0 | 0 | 0 | 0 | 0 | 0 | 0 | 0 | 0 | 0 | 0 | 0 | 0
CDP9 | VIC | VIC | Domestic | Fixed domestic | 2.5574 | 4.0307 | 4.0307 | 4.0418 | 50.4395 | 139.1119 | 139.1119 | 204.8376 | 420.9245 | 420.9245 | 489.2586 | 549.27 | 547.7692 | 576.3117 | 576.3117 | 577.8906 | 576.3117 | 576.3117 | 576.3117 | 598.902 | 597.2657 | 597.2657 | 678.099 | 679.9568 | 678.099 | 826.558 | 825.0847 | 867.8842
CDP9 | VIC | VIC | Domestic | Flexible domestic | 49.3127 | 77.6668 | 75.935 | 74.2418 | 681.7364 | 1845.7348 | 2721.9649 | 4029.4051 | 7023.9976 | 6901.807 | 6908.0232 | 6792.8171 | 6641.3516 | 6623.0246 | 6516.1325 | 6406.72 | 6334.4865 | 6347.9136 | 6409.0816 | 6453.7613 | 6488.4472 | 6529.3694 | 6529.3694 | 6614.7091 | 6614.7091 | 7316.4322 | 7316.4322 | 7316.4322
CDP9 | VIC | VIC | Export | Fixed export | 0 | 0 | 0 | 0 | 0 | 0 | 0 | 0 | 0 | 0 | 0 | 0 | 0 | 0 | 0 | 0 | 0 | 0 | 0 | 0 | 0 | 0 | 0 | 0 | 0 | 0 | 0 | 0
CDP9 | VIC | VIC | Export | Flexible export | 0 | 0 | 0 | 0 | 0 | 0 | 0 | 0 | 0 | 0 | 0 | 0 | 0 | 0 | 0 | 0 | 0 | 0 | 0 | 0 | 0 | 0 | 0 | 0 | 0 | 0 | 0 | 0
CDP9 | VIC | VIC | Export | Fixed green steel and ammonia | 0 | 0 | 0 | 0 | 0 | 0 | 0 | 0 | 0 | 0 | 0 | 0 | 0 | 0 | 0 | 0 | 0 | 0 | 0 | 0 | 0 | 0 | 0 | 0 | 0 | 0 | 0 | 0
CDP9 | SA | CSA | Domestic | Fixed domestic | 0.023265 | 24.6608 | 73.9358 | 98.8433 | 98.5773 | 98.5773 | 98.5773 | 98.8473 | 98.5773 | 98.5773 | 98.5779 | 98.8529 | 98.5828 | 98.5863 | 98.5863 | 98.8564 | 98.5863 | 98.5863 | 109.6469 | 117.1239 | 116.8039 | 124.2396 | 124.3361 | 124.6768 | 130.2391 | 167.5698 | 167.5698 | 172.4252
CDP9 | SA | CSA | Domestic | Flexible domestic | 0 | 344.5504 | 1027.5222 | 1369.3318 | 1381.7932 | 1380.6196 | 1379.039 | 1304.129 | 1295.4086 | 1295.8946 | 1296.1512 | 1296.4087 | 1298.9976 | 1298.9976 | 1298.9976 | 1298.9976 | 1298.9976 | 1298.9976 | 1460.7616 | 1465.0544 | 1465.0734 | 1532.5601 | 1533.289 | 1532.7416 | 1642.4459 | 1917.0898 | 1919.1951 | 1919.6307
CDP9 | SA | CSA | Export | Fixed export | 0 | 0 | 0 | 0 | 0 | 0 | 0 | 0 | 0 | 0 | 0 | 0 | 0 | 0 | 0 | 0 | 0 | 0 | 0 | 0 | 0 | 0 | 0 | 0 | 0 | 0 | 0 | 0
CDP9 | SA | CSA | Export | Flexible export | 0 | 0 | 0 | 0 | 0 | 0 | 0 | 0 | 0 | 0 | 0 | 0 | 0 | 0 | 0 | 0 | 0 | 0 | 0 | 0 | 0 | 0 | 0 | 0 | 0 | 0 | 0 | 0
CDP9 | SA | CSA | Export | Fixed green steel and ammonia | 0 | 0 | 0 | 0 | 0 | 0 | 0 | 0 | 0 | 0 | 0 | 0 | 0 | 0 | 0 | 0 | 0 | 0 | 0 | 0 | 0 | 0 | 0 | 0 | 0 | 0 | 0 | 0
CDP9 | SA | SESA | Domestic | Fixed domestic | 0.061378 | 2.6667 | 7.7174 | 9.8546 | 10.7301 | 10.7301 | 10.7301 | 10.7595 | 13.2571 | 13.952 | 15.1552 | 16.268 | 16.2235 | 18.4317 | 18.4317 | 18.4822 | 18.4317 | 18.4317 | 18.4317 | 24.5855 | 24.5183 | 24.5183 | 24.5183 | 24.5855 | 24.5183 | 38.2178 | 35.6125 | 38.3844
CDP9 | SA | SESA | Domestic | Flexible domestic | 1.1835 | 51.3833 | 146.4943 | 188.8144 | 169.2015 | 148.0694 | 146.0958 | 167.3429 | 199.5319 | 206.0828 | 201.66 | 197.2612 | 192.9695 | 188.9449 | 184.9592 | 181.0498 | 179.2508 | 179.4238 | 222.1558 | 223.2297 | 224.4286 | 238.1929 | 237.464 | 238.0114 | 262.6572 | 320.6611 | 321.0201 | 320.5845
CDP9 | SA | SESA | Export | Fixed export | 0 | 0 | 0 | 0 | 0 | 0 | 0 | 0 | 0 | 0 | 0 | 0 | 0 | 0 | 0 | 0 | 0 | 0 | 0 | 0 | 0 | 0 | 0 | 0 | 0 | 0 | 0 | 0
CDP9 | SA | SESA | Export | Flexible export | 0 | 0 | 0 | 0 | 0 | 0 | 0 | 0 | 0 | 0 | 0 | 0 | 0 | 0 | 0 | 0 | 0 | 0 | 0 | 0 | 0 | 0 | 0 | 0 | 0 | 0 | 0 | 0
CDP9 | SA | SESA | Export | Fixed green steel and ammonia | 0 | 0 | 0 | 0 | 0 | 0 | 0 | 0 | 0 | 0 | 0 | 0 | 0 | 0 | 0 | 0 | 0 | 0 | 0 | 0 | 0 | 0 | 0 | 0 | 0 | 0 | 0 | 0
CDP9 | TAS | TAS | Domestic | Fixed domestic | 0 | 0 | 0 | 0 | 0.30059 | 1.2354 | 2.5762 | 3.3595 | 4.7729 | 4.7729 | 4.9175 | 5.8898 | 5.8737 | 9.7586 | 9.7586 | 9.7853 | 14.0639 | 14.0639 | 14.0639 | 14.1025 | 14.0639 | 14.0639 | 15.9975 | 16.0413 | 15.9975 | 16.1036 | 16.1036 | 16.1788
CDP9 | TAS | TAS | Domestic | Flexible domestic | 0 | 0 | 0 | 0 | 5.7721 | 24.2692 | 50.4074 | 66.0847 | 95.2936 | 93.8191 | 98.1518 | 99.4811 | 97.2629 | 174.1542 | 170.2738 | 167.28 | 165.4189 | 169.1686 | 170.1358 | 173.9124 | 175.0212 | 175.0212 | 175.0212 | 175.0212 | 175.0212 | 175.0212 | 175.0212 | 175.0212
CDP9 | TAS | TAS | Export | Fixed export | 0 | 0 | 0 | 0 | 0 | 0 | 0 | 0 | 0 | 0 | 0 | 0 | 0 | 0 | 0 | 0 | 0 | 0 | 0 | 0 | 0 | 0 | 0 | 0 | 0 | 0 | 0 | 0
CDP9 | TAS | TAS | Export | Flexible export | 0 | 0 | 0 | 0 | 0 | 0 | 0 | 0 | 0 | 0 | 0 | 0 | 0 | 0 | 0 | 0 | 0 | 0 | 0 | 0 | 0 | 0 | 0 | 0 | 0 | 0 | 0 | 0
CDP9 | TAS | TAS | Export | Fixed green steel and ammonia | 0 | 0 | 0 | 0 | 0 | 0 | 0 | 0 | 0 | 0 | 0 | 0 | 0 | 0 | 0 | 0 | 0 | 0 | 0 | 0 | 0 | 0 | 0 | 0 | 0 | 0 | 0 | 0
CDP10 | NSW | NNSW | Domestic | Fixed domestic | 0 | 0 | 0 | 0 | 0 | 0 | 0 | 0 | 0 | 0 | 0 | 0 | 0 | 0 | 0 | 0 | 0 | 0 | 0 | 0 | 0 | 0 | 0 | 0 | 0 | 0 | 0 | 0
CDP10 | NSW | NNSW | Domestic | Flexible domestic | 0 | 0 | 0 | 0 | 0 | 0 | 0 | 0 | 0 | 0 | 0 | 0 | 0 | 0 | 0 | 0 | 0 | 0 | 0 | 0 | 0 | 0 | 0 | 0 | 0 | 0 | 0 | 0
CDP10 | NSW | NNSW | Export | Fixed export | 0 | 0 | 0 | 0 | 0 | 0 | 0 | 0 | 0 | 0 | 0 | 0 | 0 | 0 | 0 | 0 | 0 | 0 | 0 | 0 | 0 | 0 | 0 | 0 | 0 | 0 | 0 | 0
CDP10 | NSW | NNSW | Export | Flexible export | 0 | 0 | 0 | 0 | 0 | 0 | 0 | 0 | 0 | 0 | 0 | 0 | 0 | 0 | 0 | 0 | 0 | 0 | 0 | 0 | 0 | 0 | 0 | 0 | 0 | 0 | 0 | 0
CDP10 | NSW | NNSW | Export | Fixed green steel and ammonia | 0 | 0 | 0 | 0 | 0 | 0 | 0 | 0 | 0 | 0 | 0 | 0 | 0 | 0 | 0 | 0 | 0 | 0 | 0 | 0 | 0 | 0 | 0 | 0 | 0 | 0 | 0 | 0
CDP10 | NSW | CNSW | Domestic | Fixed domestic | 0 | 0 | 0 | 0 | 0 | 0 | 0 | 0 | 0 | 0 | 0 | 0 | 0 | 0 | 0 | 0 | 0 | 0 | 0 | 0 | 0 | 0 | 0 | 0 | 0 | 0 | 0 | 0
CDP10 | NSW | CNSW | Domestic | Flexible domestic | 0 | 0 | 0 | 0 | 0 | 0 | 0 | 0 | 0 | 0 | 0 | 0 | 0 | 0 | 0 | 0 | 0 | 0 | 0 | 0 | 0 | 0 | 0 | 0 | 0 | 0 | 0 | 0
CDP10 | NSW | CNSW | Export | Fixed export | 0 | 0 | 0 | 0 | 0 | 0 | 0 | 0 | 0 | 0 | 0 | 0 | 0 | 0 | 0 | 0 | 0 | 0 | 0 | 0 | 0 | 0 | 0 | 0 | 0 | 0 | 0 | 0
CDP10 | NSW | CNSW | Export | Flexible export | 0 | 0 | 0 | 0 | 0 | 0 | 0 | 0 | 0 | 0 | 0 | 0 | 0 | 0 | 0 | 0 | 0 | 0 | 0 | 0 | 0 | 0 | 0 | 0 | 0 | 0 | 0 | 0
CDP10 | NSW | CNSW | Export | Fixed green steel and ammonia | 0 | 0 | 0 | 0 | 0 | 0 | 0 | 0 | 0 | 0 | 0 | 0 | 0 | 0 | 0 | 0 | 0 | 0 | 0 | 0 | 0 | 0 | 0 | 0 | 0 | 0 | 0 | 0
CDP10 | NSW | SNSW | Domestic | Fixed domestic | 1.3276 | 3.1853 | 6.3084 | 10.9957 | 27.192 | 27.192 | 27.192 | 27.2665 | 27.192 | 27.6335 | 27.6335 | 38.1133 | 38.0092 | 40.1835 | 40.1835 | 40.2935 | 40.1835 | 40.1835 | 40.1835 | 54.9452 | 54.7951 | 55.31 | 55.736 | 55.8887 | 107.1346 | 206.5924 | 208.9276 | 206.3684
CDP10 | NSW | SNSW | Domestic | Flexible domestic | 25.6001 | 61.376 | 120.043 | 210.6775 | 349.4215 | 534.1801 | 492.3807 | 476.0744 | 481.2264 | 552.3411 | 545.5686 | 533.4557 | 521.5747 | 513.1738 | 505.0727 | 495.9991 | 490.409 | 493.7656 | 497.5281 | 500.06 | 501.0179 | 502.8628 | 503.9421 | 837.0633 | 1166.1951 | 1495.0574 | 1496.3303 | 1495.761
CDP10 | NSW | SNSW | Export | Fixed export | 0 | 0 | 0 | 0 | 0 | 0 | 0 | 0 | 0 | 0 | 0 | 0 | 0 | 0 | 0 | 0 | 0 | 0 | 0 | 0 | 0 | 0 | 0 | 0 | 0 | 0 | 0 | 0
CDP10 | NSW | SNSW | Export | Flexible export | 0 | 0 | 0 | 0 | 0 | 0 | 0 | 0 | 0 | 0 | 0 | 0 | 0 | 0 | 0 | 0 | 0 | 0 | 0 | 0 | 0 | 0 | 0 | 0 | 0 | 0 | 0 | 0
CDP10 | NSW | SNSW | Export | Fixed green steel and ammonia | 0 | 0 | 0 | 0 | 0 | 0 | 0 | 0 | 0 | 0 | 0 | 0 | 0 | 0 | 0 | 0 | 0 | 0 | 0 | 0 | 0 | 0 | 0 | 0 | 0 | 0 | 0 | 0
CDP10 | NSW | SNW | Domestic | Fixed domestic | 6.7088 | 16.2535 | 32.1809 | 56.1933 | 129.4112 | 129.4112 | 129.4112 | 129.7658 | 129.4112 | 145.2244 | 146.2042 | 224.5534 | 223.9399 | 237.2413 | 237.2413 | 237.8913 | 237.2413 | 237.2413 | 237.2413 | 282.9542 | 282.1811 | 284.5993 | 294.7233 | 345.9221 | 556.9871 | 1043.5648 | 1075.8589 | 1062.8354
CDP10 | NSW | SNW | Domestic | Flexible domestic | 129.3626 | 313.1838 | 612.3729 | 1076.6655 | 1746.9973 | 2542.2523 | 2515.4538 | 2464.6916 | 2494.3596 | 2885.4333 | 2849.6574 | 2786.064 | 2723.9268 | 2663.3638 | 2620.6811 | 2572.9575 | 2543.9462 | 2561.6328 | 2563.6656 | 2575.1833 | 2578.8465 | 2587.4979 | 2592.1994 | 4305.0496 | 6005.5935 | 7706.5765 | 7705.3035 | 7705.8728
CDP10 | NSW | SNW | Export | Fixed export | 0 | 0 | 0 | 0 | 0 | 0 | 0 | 0 | 0 | 0 | 0 | 0 | 0 | 0 | 0 | 0 | 0 | 0 | 0 | 0 | 0 | 0 | 0 | 0 | 0 | 0 | 0 | 0
CDP10 | NSW | SNW | Export | Flexible export | 0 | 0 | 0 | 0 | 0 | 0 | 0 | 0 | 0 | 0 | 0 | 0 | 0 | 0 | 0 | 0 | 0 | 0 | 0 | 0 | 0 | 0 | 0 | 0 | 0 | 0 | 0 | 0
CDP10 | NSW | SNW | Export | Fixed green steel and ammonia | 0 | 0 | 0 | 0 | 0 | 0 | 0 | 0 | 0 | 0 | 0 | 0 | 0 | 0 | 0 | 0 | 0 | 0 | 0 | 0 | 0 | 0 | 0 | 0 | 0 | 0 | 0 | 0
CDP10 | QLD | NQ | Domestic | Fixed domestic | 0 | 0 | 0 | 0 | 0 | 0 | 0 | 0 | 0 | 0 | 0 | 0 | 0 | 0 | 0 | 0 | 0 | 0 | 0 | 0 | 0 | 0 | 0 | 0 | 0 | 0 | 0 | 0
CDP10 | QLD | NQ | Domestic | Flexible domestic | 0 | 0 | 0 | 0 | 0 | 0 | 0 | 0 | 0 | 0 | 0 | 0 | 0 | 0 | 0 | 0 | 0 | 0 | 0 | 0 | 0 | 0 | 0 | 0 | 0 | 0 | 0 | 0
CDP10 | QLD | NQ | Export | Fixed export | 0 | 0 | 0 | 0 | 0 | 0 | 0 | 0 | 0 | 0 | 0 | 0 | 0 | 0 | 0 | 0 | 0 | 0 | 0 | 0 | 0 | 0 | 0 | 0 | 0 | 0 | 0 | 0
CDP10 | QLD | NQ | Export | Flexible export | 0 | 0 | 0 | 0 | 0 | 0 | 0 | 0 | 0 | 0 | 0 | 0 | 0 | 0 | 0 | 0 | 0 | 0 | 0 | 0 | 0 | 0 | 0 | 0 | 0 | 0 | 0 | 0
CDP10 | QLD | NQ | Export | Fixed green steel and ammonia | 0 | 0 | 0 | 0 | 0 | 0 | 0 | 0 | 0 | 0 | 0 | 0 | 0 | 0 | 0 | 0 | 0 | 0 | 0 | 0 | 0 | 0 | 0 | 0 | 0 | 0 | 0 | 0
CDP10 | QLD | CQ | Domestic | Fixed domestic | 0.57346 | 0.62369 | 0.62369 | 0.6254 | 17.067 | 63.9795 | 63.9795 | 64.1548 | 69.1223 | 76.3225 | 96.5362 | 96.8007 | 96.5362 | 103.6866 | 110.0706 | 110.3721 | 110.0706 | 110.0706 | 110.0706 | 143.7307 | 143.338 | 159.0865 | 159.0865 | 159.5223 | 191.0077 | 190.4343 | 200.799 | 259.1106
CDP10 | QLD | CQ | Domestic | Flexible domestic | 11.0579 | 12.0177 | 11.7569 | 10.2983 | 327.7287 | 1134.0005 | 900.3638 | 1081.8578 | 1380.0604 | 1525.5419 | 1607.3919 | 1587.6047 | 1567.6515 | 1547.4387 | 1531.3744 | 1519.6012 | 1513.8836 | 1531.661 | 1551.8681 | 1569.722 | 1589.3224 | 1606.9562 | 1623.1005 | 1643.5557 | 1667.5906 | 1667.5906 | 1667.5906 | 2319.4322
CDP10 | QLD | CQ | Export | Fixed export | 0 | 0 | 0 | 0 | 0 | 0 | 0 | 0 | 0 | 0 | 0 | 0 | 0 | 0 | 0 | 0 | 0 | 0 | 0 | 0 | 0 | 0 | 0 | 0 | 0 | 0 | 0 | 0
CDP10 | QLD | CQ | Export | Flexible export | 0 | 0 | 0 | 0 | 0 | 0 | 0 | 0 | 0 | 0 | 0 | 0 | 0 | 0 | 0 | 0 | 0 | 0 | 0 | 0 | 0 | 0 | 0 | 0 | 0 | 0 | 0 | 0
CDP10 | QLD | CQ | Export | Fixed green steel and ammonia | 0 | 0 | 0 | 0 | 0 | 0 | 0 | 0 | 0 | 0 | 0 | 0 | 0 | 0 | 0 | 0 | 0 | 0 | 0 | 0 | 0 | 0 | 0 | 0 | 0 | 0 | 0 | 0
CDP10 | QLD | SQ | Domestic | Fixed domestic | 0.30474 | 0.30474 | 0.30474 | 0.30557 | 6.8926 | 29.464 | 29.464 | 56.5148 | 86.0449 | 104.4069 | 157.3558 | 159.8818 | 160.7371 | 160.7371 | 169.5005 | 178.0107 | 184.9934 | 184.9934 | 184.9934 | 256.1772 | 255.4773 | 264.0083 | 264.0083 | 264.7316 | 286.5764 | 286.2716 | 315.3975 | 407.2524
CDP10 | QLD | SQ | Domestic | Flexible domestic | 5.8761 | 4.5388 | 4.4304 | 5.5281 | 132.3544 | 277.6234 | 533.7942 | 1111.7142 | 1717.929 | 2086.8953 | 2320.777 | 2301.9489 | 2282.232 | 2261.84 | 2246.434 | 2236.3443 | 2233.9511 | 2265.7026 | 2302.2811 | 2336.026 | 2372.3459 | 2405.1384 | 2433.1581 | 2470.9132 | 2507.0472 | 2507.0472 | 2507.0472 | 2992.4706
CDP10 | QLD | SQ | Export | Fixed export | 0 | 0 | 0 | 0 | 0 | 0 | 0 | 0 | 0 | 0 | 0 | 0 | 0 | 0 | 0 | 0 | 0 | 0 | 0 | 0 | 0 | 0 | 0 | 0 | 0 | 0 | 0 | 0
CDP10 | QLD | SQ | Export | Flexible export | 0 | 0 | 0 | 0 | 0 | 0 | 0 | 0 | 0 | 0 | 0 | 0 | 0 | 0 | 0 | 0 | 0 | 0 | 0 | 0 | 0 | 0 | 0 | 0 | 0 | 0 | 0 | 0
CDP10 | QLD | SQ | Export | Fixed green steel and ammonia | 0 | 0 | 0 | 0 | 0 | 0 | 0 | 0 | 0 | 0 | 0 | 0 | 0 | 0 | 0 | 0 | 0 | 0 | 0 | 0 | 0 | 0 | 0 | 0 | 0 | 0 | 0 | 0
CDP10 | VIC | VIC | Domestic | Fixed domestic | 2.5574 | 4.0307 | 4.0307 | 4.0418 | 50.4395 | 139.1119 | 139.1119 | 204.8376 | 420.9245 | 420.9245 | 489.2586 | 549.27 | 547.7692 | 576.3117 | 576.3117 | 577.8906 | 576.3117 | 576.3117 | 576.3117 | 598.902 | 597.2657 | 597.2657 | 678.099 | 679.9568 | 678.099 | 826.558 | 825.0847 | 867.8842
CDP10 | VIC | VIC | Domestic | Flexible domestic | 49.3127 | 77.6668 | 75.935 | 74.2418 | 681.7364 | 1845.7348 | 2721.9649 | 4029.4051 | 7023.9977 | 6901.8071 | 6908.0233 | 6792.8172 | 6641.3517 | 6623.0247 | 6516.1324 | 6406.72 | 6334.4865 | 6347.9136 | 6409.0816 | 6453.7612 | 6488.4471 | 6529.3694 | 6529.3694 | 6614.7091 | 6614.7091 | 7316.4323 | 7316.4323 | 7316.4323
CDP10 | VIC | VIC | Export | Fixed export | 0 | 0 | 0 | 0 | 0 | 0 | 0 | 0 | 0 | 0 | 0 | 0 | 0 | 0 | 0 | 0 | 0 | 0 | 0 | 0 | 0 | 0 | 0 | 0 | 0 | 0 | 0 | 0
CDP10 | VIC | VIC | Export | Flexible export | 0 | 0 | 0 | 0 | 0 | 0 | 0 | 0 | 0 | 0 | 0 | 0 | 0 | 0 | 0 | 0 | 0 | 0 | 0 | 0 | 0 | 0 | 0 | 0 | 0 | 0 | 0 | 0
CDP10 | VIC | VIC | Export | Fixed green steel and ammonia | 0 | 0 | 0 | 0 | 0 | 0 | 0 | 0 | 0 | 0 | 0 | 0 | 0 | 0 | 0 | 0 | 0 | 0 | 0 | 0 | 0 | 0 | 0 | 0 | 0 | 0 | 0 | 0
CDP10 | SA | CSA | Domestic | Fixed domestic | 0.023265 | 24.6608 | 73.9358 | 98.8433 | 98.5773 | 98.5773 | 98.5773 | 98.8473 | 98.5773 | 98.5773 | 98.5779 | 98.8529 | 98.5828 | 98.5863 | 98.5863 | 98.8564 | 98.5863 | 98.5863 | 109.6469 | 117.1239 | 116.8039 | 124.2396 | 124.3361 | 124.6768 | 130.2391 | 167.5698 | 167.5698 | 172.4252
CDP10 | SA | CSA | Domestic | Flexible domestic | 0 | 344.5504 | 1027.5222 | 1369.3318 | 1381.7932 | 1380.6196 | 1379.039 | 1304.129 | 1295.4086 | 1295.8946 | 1296.1512 | 1296.4087 | 1298.9976 | 1298.9976 | 1298.9976 | 1298.9976 | 1298.9976 | 1298.9976 | 1460.7616 | 1465.0544 | 1465.0734 | 1532.5601 | 1533.289 | 1532.7416 | 1642.4459 | 1917.0898 | 1919.1951 | 1919.6307
CDP10 | SA | CSA | Export | Fixed export | 0 | 0 | 0 | 0 | 0 | 0 | 0 | 0 | 0 | 0 | 0 | 0 | 0 | 0 | 0 | 0 | 0 | 0 | 0 | 0 | 0 | 0 | 0 | 0 | 0 | 0 | 0 | 0
CDP10 | SA | CSA | Export | Flexible export | 0 | 0 | 0 | 0 | 0 | 0 | 0 | 0 | 0 | 0 | 0 | 0 | 0 | 0 | 0 | 0 | 0 | 0 | 0 | 0 | 0 | 0 | 0 | 0 | 0 | 0 | 0 | 0
CDP10 | SA | CSA | Export | Fixed green steel and ammonia | 0 | 0 | 0 | 0 | 0 | 0 | 0 | 0 | 0 | 0 | 0 | 0 | 0 | 0 | 0 | 0 | 0 | 0 | 0 | 0 | 0 | 0 | 0 | 0 | 0 | 0 | 0 | 0
CDP10 | SA | SESA | Domestic | Fixed domestic | 0.061378 | 2.6667 | 7.7174 | 9.8546 | 10.7301 | 10.7301 | 10.7301 | 10.7595 | 13.2571 | 13.952 | 15.1552 | 16.268 | 16.2235 | 18.4317 | 18.4317 | 18.4822 | 18.4317 | 18.4317 | 18.4317 | 24.5855 | 24.5183 | 24.5183 | 24.5183 | 24.5855 | 24.5183 | 38.2178 | 35.6125 | 38.3844
CDP10 | SA | SESA | Domestic | Flexible domestic | 1.1835 | 51.3833 | 146.4943 | 188.8144 | 169.2015 | 148.0694 | 146.0958 | 167.3429 | 199.5319 | 206.0828 | 201.66 | 197.2612 | 192.9695 | 188.9449 | 184.9592 | 181.0498 | 179.2508 | 179.4237 | 222.1558 | 223.2297 | 224.4286 | 238.1929 | 237.464 | 238.0114 | 262.6572 | 320.6611 | 321.0201 | 320.5845
CDP10 | SA | SESA | Export | Fixed export | 0 | 0 | 0 | 0 | 0 | 0 | 0 | 0 | 0 | 0 | 0 | 0 | 0 | 0 | 0 | 0 | 0 | 0 | 0 | 0 | 0 | 0 | 0 | 0 | 0 | 0 | 0 | 0
CDP10 | SA | SESA | Export | Flexible export | 0 | 0 | 0 | 0 | 0 | 0 | 0 | 0 | 0 | 0 | 0 | 0 | 0 | 0 | 0 | 0 | 0 | 0 | 0 | 0 | 0 | 0 | 0 | 0 | 0 | 0 | 0 | 0
CDP10 | SA | SESA | Export | Fixed green steel and ammonia | 0 | 0 | 0 | 0 | 0 | 0 | 0 | 0 | 0 | 0 | 0 | 0 | 0 | 0 | 0 | 0 | 0 | 0 | 0 | 0 | 0 | 0 | 0 | 0 | 0 | 0 | 0 | 0
CDP10 | TAS | TAS | Domestic | Fixed domestic | 0 | 0 | 0 | 0 | 0.30059 | 1.2354 | 2.5762 | 3.3595 | 4.7729 | 4.7729 | 4.9175 | 5.8898 | 5.8737 | 9.7586 | 9.7586 | 9.7853 | 14.0639 | 14.0639 | 14.0639 | 14.1025 | 14.0639 | 14.0639 | 15.9975 | 16.0413 | 15.9975 | 16.1036 | 16.1036 | 16.1788
CDP10 | TAS | TAS | Domestic | Flexible domestic | 0 | 0 | 0 | 0 | 5.7721 | 24.2692 | 50.4074 | 66.0847 | 95.2936 | 93.8191 | 98.1518 | 99.4811 | 97.2629 | 174.1542 | 170.2738 | 167.28 | 165.4189 | 169.1686 | 170.1358 | 173.9124 | 175.0212 | 175.0212 | 175.0212 | 175.0212 | 175.0212 | 175.0212 | 175.0212 | 175.0212
CDP10 | TAS | TAS | Export | Fixed export | 0 | 0 | 0 | 0 | 0 | 0 | 0 | 0 | 0 | 0 | 0 | 0 | 0 | 0 | 0 | 0 | 0 | 0 | 0 | 0 | 0 | 0 | 0 | 0 | 0 | 0 | 0 | 0
CDP10 | TAS | TAS | Export | Flexible export | 0 | 0 | 0 | 0 | 0 | 0 | 0 | 0 | 0 | 0 | 0 | 0 | 0 | 0 | 0 | 0 | 0 | 0 | 0 | 0 | 0 | 0 | 0 | 0 | 0 | 0 | 0 | 0
CDP10 | TAS | TAS | Export | Fixed green steel and ammonia | 0 | 0 | 0 | 0 | 0 | 0 | 0 | 0 | 0 | 0 | 0 | 0 | 0 | 0 | 0 | 0 | 0 | 0 | 0 | 0 | 0 | 0 | 0 | 0 | 0 | 0 | 0 | 0
CDP11 | NSW | NNSW | Domestic | Fixed domestic | 0 | 0 | 0 | 0 | 0 | 0 | 0 | 0 | 0 | 0 | 0 | 0 | 0 | 0 | 0 | 0 | 0 | 0 | 0 | 0 | 0 | 0 | 0 | 0 | 0 | 0 | 0 | 0
CDP11 | NSW | NNSW | Domestic | Flexible domestic | 0 | 0 | 0 | 0 | 0 | 0 | 0 | 0 | 0 | 0 | 0 | 0 | 0 | 0 | 0 | 0 | 0 | 0 | 0 | 0 | 0 | 0 | 0 | 0 | 0 | 0 | 0 | 0
CDP11 | NSW | NNSW | Export | Fixed export | 0 | 0 | 0 | 0 | 0 | 0 | 0 | 0 | 0 | 0 | 0 | 0 | 0 | 0 | 0 | 0 | 0 | 0 | 0 | 0 | 0 | 0 | 0 | 0 | 0 | 0 | 0 | 0
CDP11 | NSW | NNSW | Export | Flexible export | 0 | 0 | 0 | 0 | 0 | 0 | 0 | 0 | 0 | 0 | 0 | 0 | 0 | 0 | 0 | 0 | 0 | 0 | 0 | 0 | 0 | 0 | 0 | 0 | 0 | 0 | 0 | 0
CDP11 | NSW | NNSW | Export | Fixed green steel and ammonia | 0 | 0 | 0 | 0 | 0 | 0 | 0 | 0 | 0 | 0 | 0 | 0 | 0 | 0 | 0 | 0 | 0 | 0 | 0 | 0 | 0 | 0 | 0 | 0 | 0 | 0 | 0 | 0
CDP11 | NSW | CNSW | Domestic | Fixed domestic | 0 | 0 | 0 | 0 | 0 | 0 | 0 | 0 | 0 | 0 | 0 | 0 | 0 | 0 | 0 | 0 | 0 | 0 | 0 | 0 | 0 | 0 | 0 | 0 | 0 | 0 | 0 | 0
CDP11 | NSW | CNSW | Domestic | Flexible domestic | 0 | 0 | 0 | 0 | 0 | 0 | 0 | 0 | 0 | 0 | 0 | 0 | 0 | 0 | 0 | 0 | 0 | 0 | 0 | 0 | 0 | 0 | 0 | 0 | 0 | 0 | 0 | 0
CDP11 | NSW | CNSW | Export | Fixed export | 0 | 0 | 0 | 0 | 0 | 0 | 0 | 0 | 0 | 0 | 0 | 0 | 0 | 0 | 0 | 0 | 0 | 0 | 0 | 0 | 0 | 0 | 0 | 0 | 0 | 0 | 0 | 0
CDP11 | NSW | CNSW | Export | Flexible export | 0 | 0 | 0 | 0 | 0 | 0 | 0 | 0 | 0 | 0 | 0 | 0 | 0 | 0 | 0 | 0 | 0 | 0 | 0 | 0 | 0 | 0 | 0 | 0 | 0 | 0 | 0 | 0
CDP11 | NSW | CNSW | Export | Fixed green steel and ammonia | 0 | 0 | 0 | 0 | 0 | 0 | 0 | 0 | 0 | 0 | 0 | 0 | 0 | 0 | 0 | 0 | 0 | 0 | 0 | 0 | 0 | 0 | 0 | 0 | 0 | 0 | 0 | 0
CDP11 | NSW | SNSW | Domestic | Fixed domestic | 1.3276 | 3.1853 | 6.3084 | 10.9957 | 27.192 | 27.192 | 27.192 | 27.2665 | 27.192 | 27.6335 | 27.6335 | 38.1133 | 38.0092 | 40.1835 | 40.1835 | 40.2935 | 40.1835 | 40.1835 | 40.1835 | 54.9452 | 54.7951 | 55.31 | 55.736 | 55.8887 | 107.1346 | 206.5924 | 208.9276 | 206.3684
CDP11 | NSW | SNSW | Domestic | Flexible domestic | 25.6001 | 61.376 | 120.043 | 210.6775 | 349.4215 | 534.1801 | 492.3807 | 476.0744 | 481.2264 | 552.3411 | 545.5686 | 533.4557 | 521.5747 | 513.1738 | 505.0727 | 495.9991 | 490.409 | 493.7656 | 497.5281 | 500.06 | 501.0179 | 502.8628 | 503.9421 | 837.0633 | 1166.1951 | 1495.0574 | 1496.3303 | 1495.761
CDP11 | NSW | SNSW | Export | Fixed export | 0 | 0 | 0 | 0 | 0 | 0 | 0 | 0 | 0 | 0 | 0 | 0 | 0 | 0 | 0 | 0 | 0 | 0 | 0 | 0 | 0 | 0 | 0 | 0 | 0 | 0 | 0 | 0
CDP11 | NSW | SNSW | Export | Flexible export | 0 | 0 | 0 | 0 | 0 | 0 | 0 | 0 | 0 | 0 | 0 | 0 | 0 | 0 | 0 | 0 | 0 | 0 | 0 | 0 | 0 | 0 | 0 | 0 | 0 | 0 | 0 | 0
CDP11 | NSW | SNSW | Export | Fixed green steel and ammonia | 0 | 0 | 0 | 0 | 0 | 0 | 0 | 0 | 0 | 0 | 0 | 0 | 0 | 0 | 0 | 0 | 0 | 0 | 0 | 0 | 0 | 0 | 0 | 0 | 0 | 0 | 0 | 0
CDP11 | NSW | SNW | Domestic | Fixed domestic | 6.7088 | 16.2535 | 32.1809 | 56.1933 | 129.4112 | 129.4112 | 129.4112 | 129.7658 | 129.4112 | 145.2244 | 146.2042 | 224.5534 | 223.9399 | 237.2413 | 237.2413 | 237.8913 | 237.2413 | 237.2413 | 237.2413 | 282.9542 | 282.1811 | 284.5993 | 294.7233 | 345.9221 | 556.9871 | 1043.5648 | 1075.8589 | 1062.8354
CDP11 | NSW | SNW | Domestic | Flexible domestic | 129.3626 | 313.1838 | 612.3729 | 1076.6655 | 1746.9973 | 2542.2523 | 2515.4538 | 2464.6916 | 2494.3596 | 2885.4333 | 2849.6575 | 2786.0641 | 2723.9268 | 2663.3638 | 2620.6811 | 2572.9575 | 2543.9462 | 2561.6328 | 2563.6656 | 2575.1833 | 2578.8465 | 2587.4979 | 2592.1994 | 4305.0496 | 6005.5935 | 7706.5765 | 7705.3035 | 7705.8728
CDP11 | NSW | SNW | Export | Fixed export | 0 | 0 | 0 | 0 | 0 | 0 | 0 | 0 | 0 | 0 | 0 | 0 | 0 | 0 | 0 | 0 | 0 | 0 | 0 | 0 | 0 | 0 | 0 | 0 | 0 | 0 | 0 | 0
CDP11 | NSW | SNW | Export | Flexible export | 0 | 0 | 0 | 0 | 0 | 0 | 0 | 0 | 0 | 0 | 0 | 0 | 0 | 0 | 0 | 0 | 0 | 0 | 0 | 0 | 0 | 0 | 0 | 0 | 0 | 0 | 0 | 0
CDP11 | NSW | SNW | Export | Fixed green steel and ammonia | 0 | 0 | 0 | 0 | 0 | 0 | 0 | 0 | 0 | 0 | 0 | 0 | 0 | 0 | 0 | 0 | 0 | 0 | 0 | 0 | 0 | 0 | 0 | 0 | 0 | 0 | 0 | 0
CDP11 | QLD | NQ | Domestic | Fixed domestic | 0 | 0 | 0 | 0 | 0 | 0 | 0 | 0 | 0 | 0 | 0 | 0 | 0 | 0 | 0 | 0 | 0 | 0 | 0 | 0 | 0 | 0 | 0 | 0 | 0 | 0 | 0 | 0
CDP11 | QLD | NQ | Domestic | Flexible domestic | 0 | 0 | 0 | 0 | 0 | 0 | 0 | 0 | 0 | 0 | 0 | 0 | 0 | 0 | 0 | 0 | 0 | 0 | 0 | 0 | 0 | 0 | 0 | 0 | 0 | 0 | 0 | 0
CDP11 | QLD | NQ | Export | Fixed export | 0 | 0 | 0 | 0 | 0 | 0 | 0 | 0 | 0 | 0 | 0 | 0 | 0 | 0 | 0 | 0 | 0 | 0 | 0 | 0 | 0 | 0 | 0 | 0 | 0 | 0 | 0 | 0
CDP11 | QLD | NQ | Export | Flexible export | 0 | 0 | 0 | 0 | 0 | 0 | 0 | 0 | 0 | 0 | 0 | 0 | 0 | 0 | 0 | 0 | 0 | 0 | 0 | 0 | 0 | 0 | 0 | 0 | 0 | 0 | 0 | 0
CDP11 | QLD | NQ | Export | Fixed green steel and ammonia | 0 | 0 | 0 | 0 | 0 | 0 | 0 | 0 | 0 | 0 | 0 | 0 | 0 | 0 | 0 | 0 | 0 | 0 | 0 | 0 | 0 | 0 | 0 | 0 | 0 | 0 | 0 | 0
CDP11 | QLD | CQ | Domestic | Fixed domestic | 0.57346 | 0.62369 | 0.62369 | 0.6254 | 17.067 | 63.9795 | 63.9795 | 64.1548 | 69.1223 | 76.3225 | 96.5362 | 96.8007 | 96.5362 | 103.6866 | 110.0706 | 110.3721 | 110.0706 | 110.0706 | 110.0706 | 143.7307 | 143.338 | 159.0865 | 159.0865 | 159.5223 | 191.0077 | 190.4343 | 200.799 | 259.1106
CDP11 | QLD | CQ | Domestic | Flexible domestic | 11.0579 | 12.0177 | 11.7569 | 10.2983 | 327.7287 | 1134.0005 | 900.3638 | 1081.8578 | 1380.0604 | 1525.5419 | 1607.3919 | 1587.6047 | 1567.6516 | 1547.4387 | 1531.3744 | 1519.6012 | 1513.8836 | 1531.661 | 1551.8681 | 1569.722 | 1589.3224 | 1606.9562 | 1623.1005 | 1643.5557 | 1667.5906 | 1667.5906 | 1667.5906 | 2319.4322
CDP11 | QLD | CQ | Export | Fixed export | 0 | 0 | 0 | 0 | 0 | 0 | 0 | 0 | 0 | 0 | 0 | 0 | 0 | 0 | 0 | 0 | 0 | 0 | 0 | 0 | 0 | 0 | 0 | 0 | 0 | 0 | 0 | 0
CDP11 | QLD | CQ | Export | Flexible export | 0 | 0 | 0 | 0 | 0 | 0 | 0 | 0 | 0 | 0 | 0 | 0 | 0 | 0 | 0 | 0 | 0 | 0 | 0 | 0 | 0 | 0 | 0 | 0 | 0 | 0 | 0 | 0
CDP11 | QLD | CQ | Export | Fixed green steel and ammonia | 0 | 0 | 0 | 0 | 0 | 0 | 0 | 0 | 0 | 0 | 0 | 0 | 0 | 0 | 0 | 0 | 0 | 0 | 0 | 0 | 0 | 0 | 0 | 0 | 0 | 0 | 0 | 0
CDP11 | QLD | SQ | Domestic | Fixed domestic | 0.30474 | 0.30474 | 0.30474 | 0.30557 | 6.8926 | 29.464 | 29.464 | 56.5148 | 86.0449 | 104.4069 | 157.3558 | 159.8818 | 160.7371 | 160.7371 | 169.5005 | 178.0107 | 184.9934 | 184.9934 | 184.9934 | 256.1772 | 255.4773 | 264.0083 | 264.0083 | 264.7316 | 286.5764 | 286.2716 | 315.3975 | 407.2524
CDP11 | QLD | SQ | Domestic | Flexible domestic | 5.8761 | 4.5388 | 4.4304 | 5.5281 | 132.3544 | 277.6234 | 533.7942 | 1111.7142 | 1717.929 | 2086.8953 | 2320.777 | 2301.9489 | 2282.232 | 2261.8401 | 2246.434 | 2236.3444 | 2233.9511 | 2265.7026 | 2302.2811 | 2336.026 | 2372.346 | 2405.1384 | 2433.1581 | 2470.9132 | 2507.0472 | 2507.0472 | 2507.0472 | 2992.4706
CDP11 | QLD | SQ | Export | Fixed export | 0 | 0 | 0 | 0 | 0 | 0 | 0 | 0 | 0 | 0 | 0 | 0 | 0 | 0 | 0 | 0 | 0 | 0 | 0 | 0 | 0 | 0 | 0 | 0 | 0 | 0 | 0 | 0
CDP11 | QLD | SQ | Export | Flexible export | 0 | 0 | 0 | 0 | 0 | 0 | 0 | 0 | 0 | 0 | 0 | 0 | 0 | 0 | 0 | 0 | 0 | 0 | 0 | 0 | 0 | 0 | 0 | 0 | 0 | 0 | 0 | 0
CDP11 | QLD | SQ | Export | Fixed green steel and ammonia | 0 | 0 | 0 | 0 | 0 | 0 | 0 | 0 | 0 | 0 | 0 | 0 | 0 | 0 | 0 | 0 | 0 | 0 | 0 | 0 | 0 | 0 | 0 | 0 | 0 | 0 | 0 | 0
CDP11 | VIC | VIC | Domestic | Fixed domestic | 2.5574 | 4.0307 | 4.0307 | 4.0418 | 50.4395 | 139.1119 | 139.1119 | 204.8376 | 420.9245 | 420.9245 | 489.2586 | 549.27 | 547.7692 | 576.3117 | 576.3117 | 577.8906 | 576.3117 | 576.3117 | 576.3117 | 598.902 | 597.2657 | 597.2657 | 678.099 | 679.9568 | 678.099 | 826.558 | 825.0847 | 867.8842
CDP11 | VIC | VIC | Domestic | Flexible domestic | 49.3127 | 77.6668 | 75.935 | 74.2418 | 681.7364 | 1845.7348 | 2721.9649 | 4029.4052 | 7023.9978 | 6901.8071 | 6908.0234 | 6792.8172 | 6641.3517 | 6623.0248 | 6516.1324 | 6406.72 | 6334.4865 | 6347.9136 | 6409.0816 | 6453.7612 | 6488.4471 | 6529.3694 | 6529.3694 | 6614.7091 | 6614.7091 | 7316.4323 | 7316.4323 | 7316.4323
CDP11 | VIC | VIC | Export | Fixed export | 0 | 0 | 0 | 0 | 0 | 0 | 0 | 0 | 0 | 0 | 0 | 0 | 0 | 0 | 0 | 0 | 0 | 0 | 0 | 0 | 0 | 0 | 0 | 0 | 0 | 0 | 0 | 0
CDP11 | VIC | VIC | Export | Flexible export | 0 | 0 | 0 | 0 | 0 | 0 | 0 | 0 | 0 | 0 | 0 | 0 | 0 | 0 | 0 | 0 | 0 | 0 | 0 | 0 | 0 | 0 | 0 | 0 | 0 | 0 | 0 | 0
CDP11 | VIC | VIC | Export | Fixed green steel and ammonia | 0 | 0 | 0 | 0 | 0 | 0 | 0 | 0 | 0 | 0 | 0 | 0 | 0 | 0 | 0 | 0 | 0 | 0 | 0 | 0 | 0 | 0 | 0 | 0 | 0 | 0 | 0 | 0
CDP11 | SA | CSA | Domestic | Fixed domestic | 0.023265 | 24.6608 | 73.9358 | 98.8433 | 98.5773 | 98.5773 | 98.5773 | 98.8473 | 98.5773 | 98.5773 | 98.5779 | 98.8529 | 98.5828 | 98.5863 | 98.5863 | 98.8564 | 98.5863 | 98.5863 | 109.6469 | 117.1239 | 116.8039 | 124.2396 | 124.3361 | 124.6768 | 130.2391 | 167.5698 | 167.5698 | 172.4252
CDP11 | SA | CSA | Domestic | Flexible domestic | 0 | 344.5504 | 1027.5222 | 1369.3318 | 1381.7932 | 1380.6196 | 1379.039 | 1304.129 | 1295.4086 | 1295.8946 | 1296.1512 | 1296.4087 | 1298.9976 | 1298.9976 | 1298.9976 | 1298.9976 | 1298.9976 | 1298.9976 | 1460.7616 | 1465.0544 | 1465.0734 | 1532.5601 | 1533.289 | 1532.7416 | 1642.4459 | 1917.0898 | 1919.1951 | 1919.6307
CDP11 | SA | CSA | Export | Fixed export | 0 | 0 | 0 | 0 | 0 | 0 | 0 | 0 | 0 | 0 | 0 | 0 | 0 | 0 | 0 | 0 | 0 | 0 | 0 | 0 | 0 | 0 | 0 | 0 | 0 | 0 | 0 | 0
CDP11 | SA | CSA | Export | Flexible export | 0 | 0 | 0 | 0 | 0 | 0 | 0 | 0 | 0 | 0 | 0 | 0 | 0 | 0 | 0 | 0 | 0 | 0 | 0 | 0 | 0 | 0 | 0 | 0 | 0 | 0 | 0 | 0
CDP11 | SA | CSA | Export | Fixed green steel and ammonia | 0 | 0 | 0 | 0 | 0 | 0 | 0 | 0 | 0 | 0 | 0 | 0 | 0 | 0 | 0 | 0 | 0 | 0 | 0 | 0 | 0 | 0 | 0 | 0 | 0 | 0 | 0 | 0
CDP11 | SA | SESA | Domestic | Fixed domestic | 0.061378 | 2.6667 | 7.7174 | 9.8546 | 10.7301 | 10.7301 | 10.7301 | 10.7595 | 13.2571 | 13.952 | 15.1552 | 16.268 | 16.2235 | 18.4317 | 18.4317 | 18.4822 | 18.4317 | 18.4317 | 18.4317 | 24.5855 | 24.5183 | 24.5183 | 24.5183 | 24.5855 | 24.5183 | 38.2178 | 35.6125 | 38.3844
CDP11 | SA | SESA | Domestic | Flexible domestic | 1.1835 | 51.3833 | 146.4943 | 188.8144 | 169.2015 | 148.0694 | 146.0958 | 167.3429 | 199.5319 | 206.0828 | 201.66 | 197.2612 | 192.9695 | 188.9449 | 184.9592 | 181.0498 | 179.2508 | 179.4238 | 222.1558 | 223.2297 | 224.4286 | 238.1929 | 237.464 | 238.0114 | 262.6572 | 320.6611 | 321.0201 | 320.5845
CDP11 | SA | SESA | Export | Fixed export | 0 | 0 | 0 | 0 | 0 | 0 | 0 | 0 | 0 | 0 | 0 | 0 | 0 | 0 | 0 | 0 | 0 | 0 | 0 | 0 | 0 | 0 | 0 | 0 | 0 | 0 | 0 | 0
CDP11 | SA | SESA | Export | Flexible export | 0 | 0 | 0 | 0 | 0 | 0 | 0 | 0 | 0 | 0 | 0 | 0 | 0 | 0 | 0 | 0 | 0 | 0 | 0 | 0 | 0 | 0 | 0 | 0 | 0 | 0 | 0 | 0
CDP11 | SA | SESA | Export | Fixed green steel and ammonia | 0 | 0 | 0 | 0 | 0 | 0 | 0 | 0 | 0 | 0 | 0 | 0 | 0 | 0 | 0 | 0 | 0 | 0 | 0 | 0 | 0 | 0 | 0 | 0 | 0 | 0 | 0 | 0
CDP11 | TAS | TAS | Domestic | Fixed domestic | 0 | 0 | 0 | 0 | 0.30059 | 1.2354 | 2.5762 | 3.3595 | 4.7729 | 4.7729 | 4.9175 | 5.8898 | 5.8737 | 9.7586 | 9.7586 | 9.7853 | 14.0639 | 14.0639 | 14.0639 | 14.1025 | 14.0639 | 14.0639 | 15.9975 | 16.0413 | 15.9975 | 16.1036 | 16.1036 | 16.1788
CDP11 | TAS | TAS | Domestic | Flexible domestic | 0 | 0 | 0 | 0 | 5.7721 | 24.2692 | 50.4074 | 66.0847 | 95.2936 | 93.8191 | 98.1518 | 99.4811 | 97.2629 | 174.1542 | 170.2738 | 167.28 | 165.4189 | 169.1686 | 170.1358 | 173.9124 | 175.0212 | 175.0212 | 175.0212 | 175.0212 | 175.0212 | 175.0212 | 175.0212 | 175.0212
CDP11 | TAS | TAS | Export | Fixed export | 0 | 0 | 0 | 0 | 0 | 0 | 0 | 0 | 0 | 0 | 0 | 0 | 0 | 0 | 0 | 0 | 0 | 0 | 0 | 0 | 0 | 0 | 0 | 0 | 0 | 0 | 0 | 0
CDP11 | TAS | TAS | Export | Flexible export | 0 | 0 | 0 | 0 | 0 | 0 | 0 | 0 | 0 | 0 | 0 | 0 | 0 | 0 | 0 | 0 | 0 | 0 | 0 | 0 | 0 | 0 | 0 | 0 | 0 | 0 | 0 | 0
CDP11 | TAS | TAS | Export | Fixed green steel and ammonia | 0 | 0 | 0 | 0 | 0 | 0 | 0 | 0 | 0 | 0 | 0 | 0 | 0 | 0 | 0 | 0 | 0 | 0 | 0 | 0 | 0 | 0 | 0 | 0 | 0 | 0 | 0 | 0
CDP12 | NSW | NNSW | Domestic | Fixed domestic | 0 | 0 | 0 | 0 | 0 | 0 | 0 | 0 | 0 | 0 | 0 | 0 | 0 | 0 | 0 | 0 | 0 | 0 | 0 | 0 | 0 | 0 | 0 | 0 | 0 | 0 | 0 | 0
CDP12 | NSW | NNSW | Domestic | Flexible domestic | 0 | 0 | 0 | 0 | 0 | 0 | 0 | 0 | 0 | 0 | 0 | 0 | 0 | 0 | 0 | 0 | 0 | 0 | 0 | 0 | 0 | 0 | 0 | 0 | 0 | 0 | 0 | 0
CDP12 | NSW | NNSW | Export | Fixed export | 0 | 0 | 0 | 0 | 0 | 0 | 0 | 0 | 0 | 0 | 0 | 0 | 0 | 0 | 0 | 0 | 0 | 0 | 0 | 0 | 0 | 0 | 0 | 0 | 0 | 0 | 0 | 0
CDP12 | NSW | NNSW | Export | Flexible export | 0 | 0 | 0 | 0 | 0 | 0 | 0 | 0 | 0 | 0 | 0 | 0 | 0 | 0 | 0 | 0 | 0 | 0 | 0 | 0 | 0 | 0 | 0 | 0 | 0 | 0 | 0 | 0
CDP12 | NSW | NNSW | Export | Fixed green steel and ammonia | 0 | 0 | 0 | 0 | 0 | 0 | 0 | 0 | 0 | 0 | 0 | 0 | 0 | 0 | 0 | 0 | 0 | 0 | 0 | 0 | 0 | 0 | 0 | 0 | 0 | 0 | 0 | 0
CDP12 | NSW | CNSW | Domestic | Fixed domestic | 0 | 0 | 0 | 0 | 0 | 0 | 0 | 0 | 0 | 0 | 0 | 0 | 0 | 0 | 0 | 0 | 0 | 0 | 0 | 0 | 0 | 0 | 0 | 0 | 0 | 0 | 0 | 0
CDP12 | NSW | CNSW | Domestic | Flexible domestic | 0 | 0 | 0 | 0 | 0 | 0 | 0 | 0 | 0 | 0 | 0 | 0 | 0 | 0 | 0 | 0 | 0 | 0 | 0 | 0 | 0 | 0 | 0 | 0 | 0 | 0 | 0 | 0
CDP12 | NSW | CNSW | Export | Fixed export | 0 | 0 | 0 | 0 | 0 | 0 | 0 | 0 | 0 | 0 | 0 | 0 | 0 | 0 | 0 | 0 | 0 | 0 | 0 | 0 | 0 | 0 | 0 | 0 | 0 | 0 | 0 | 0
CDP12 | NSW | CNSW | Export | Flexible export | 0 | 0 | 0 | 0 | 0 | 0 | 0 | 0 | 0 | 0 | 0 | 0 | 0 | 0 | 0 | 0 | 0 | 0 | 0 | 0 | 0 | 0 | 0 | 0 | 0 | 0 | 0 | 0
CDP12 | NSW | CNSW | Export | Fixed green steel and ammonia | 0 | 0 | 0 | 0 | 0 | 0 | 0 | 0 | 0 | 0 | 0 | 0 | 0 | 0 | 0 | 0 | 0 | 0 | 0 | 0 | 0 | 0 | 0 | 0 | 0 | 0 | 0 | 0
CDP12 | NSW | SNSW | Domestic | Fixed domestic | 1.3276 | 3.1853 | 6.3084 | 10.9957 | 27.192 | 27.192 | 27.192 | 27.2665 | 27.192 | 27.6335 | 27.6335 | 38.1133 | 38.0092 | 40.1835 | 40.1835 | 40.2935 | 40.1835 | 40.1835 | 40.1835 | 54.9452 | 54.7951 | 55.31 | 55.736 | 55.8887 | 107.1346 | 206.5924 | 208.9276 | 206.3684
CDP12 | NSW | SNSW | Domestic | Flexible domestic | 25.6001 | 61.376 | 120.043 | 210.6775 | 349.4215 | 534.1801 | 492.3807 | 476.0744 | 481.2264 | 552.3411 | 545.5686 | 533.4557 | 521.5747 | 513.1738 | 505.0727 | 495.9991 | 490.409 | 493.7656 | 497.5281 | 500.06 | 501.0179 | 502.8628 | 503.9421 | 837.0633 | 1166.1951 | 1495.0574 | 1496.3303 | 1495.761
CDP12 | NSW | SNSW | Export | Fixed export | 0 | 0 | 0 | 0 | 0 | 0 | 0 | 0 | 0 | 0 | 0 | 0 | 0 | 0 | 0 | 0 | 0 | 0 | 0 | 0 | 0 | 0 | 0 | 0 | 0 | 0 | 0 | 0
CDP12 | NSW | SNSW | Export | Flexible export | 0 | 0 | 0 | 0 | 0 | 0 | 0 | 0 | 0 | 0 | 0 | 0 | 0 | 0 | 0 | 0 | 0 | 0 | 0 | 0 | 0 | 0 | 0 | 0 | 0 | 0 | 0 | 0
CDP12 | NSW | SNSW | Export | Fixed green steel and ammonia | 0 | 0 | 0 | 0 | 0 | 0 | 0 | 0 | 0 | 0 | 0 | 0 | 0 | 0 | 0 | 0 | 0 | 0 | 0 | 0 | 0 | 0 | 0 | 0 | 0 | 0 | 0 | 0
CDP12 | NSW | SNW | Domestic | Fixed domestic | 6.7088 | 16.2535 | 32.1809 | 56.1933 | 129.4112 | 129.4112 | 129.4112 | 129.7658 | 129.4112 | 145.2244 | 146.2042 | 224.5534 | 223.9399 | 237.2413 | 237.2413 | 237.8913 | 237.2413 | 237.2413 | 237.2413 | 282.9542 | 282.1811 | 284.5993 | 294.7233 | 345.9221 | 556.9871 | 1043.5648 | 1075.8589 | 1062.8354
CDP12 | NSW | SNW | Domestic | Flexible domestic | 129.3626 | 313.1838 | 612.3729 | 1076.6655 | 1746.9973 | 2542.2524 | 2515.4538 | 2464.6916 | 2494.3596 | 2885.4332 | 2849.6574 | 2786.064 | 2723.9267 | 2663.3638 | 2620.6811 | 2572.9575 | 2543.9462 | 2561.6328 | 2563.6656 | 2575.1833 | 2578.8465 | 2587.4979 | 2592.1994 | 4305.0496 | 6005.5935 | 7706.5765 | 7705.3035 | 7705.8728
CDP12 | NSW | SNW | Export | Fixed export | 0 | 0 | 0 | 0 | 0 | 0 | 0 | 0 | 0 | 0 | 0 | 0 | 0 | 0 | 0 | 0 | 0 | 0 | 0 | 0 | 0 | 0 | 0 | 0 | 0 | 0 | 0 | 0
CDP12 | NSW | SNW | Export | Flexible export | 0 | 0 | 0 | 0 | 0 | 0 | 0 | 0 | 0 | 0 | 0 | 0 | 0 | 0 | 0 | 0 | 0 | 0 | 0 | 0 | 0 | 0 | 0 | 0 | 0 | 0 | 0 | 0
CDP12 | NSW | SNW | Export | Fixed green steel and ammonia | 0 | 0 | 0 | 0 | 0 | 0 | 0 | 0 | 0 | 0 | 0 | 0 | 0 | 0 | 0 | 0 | 0 | 0 | 0 | 0 | 0 | 0 | 0 | 0 | 0 | 0 | 0 | 0
CDP12 | QLD | NQ | Domestic | Fixed domestic | 0 | 0 | 0 | 0 | 0 | 0 | 0 | 0 | 0 | 0 | 0 | 0 | 0 | 0 | 0 | 0 | 0 | 0 | 0 | 0 | 0 | 0 | 0 | 0 | 0 | 0 | 0 | 0
CDP12 | QLD | NQ | Domestic | Flexible domestic | 0 | 0 | 0 | 0 | 0 | 0 | 0 | 0 | 0 | 0 | 0 | 0 | 0 | 0 | 0 | 0 | 0 | 0 | 0 | 0 | 0 | 0 | 0 | 0 | 0 | 0 | 0 | 0
CDP12 | QLD | NQ | Export | Fixed export | 0 | 0 | 0 | 0 | 0 | 0 | 0 | 0 | 0 | 0 | 0 | 0 | 0 | 0 | 0 | 0 | 0 | 0 | 0 | 0 | 0 | 0 | 0 | 0 | 0 | 0 | 0 | 0
CDP12 | QLD | NQ | Export | Flexible export | 0 | 0 | 0 | 0 | 0 | 0 | 0 | 0 | 0 | 0 | 0 | 0 | 0 | 0 | 0 | 0 | 0 | 0 | 0 | 0 | 0 | 0 | 0 | 0 | 0 | 0 | 0 | 0
CDP12 | QLD | NQ | Export | Fixed green steel and ammonia | 0 | 0 | 0 | 0 | 0 | 0 | 0 | 0 | 0 | 0 | 0 | 0 | 0 | 0 | 0 | 0 | 0 | 0 | 0 | 0 | 0 | 0 | 0 | 0 | 0 | 0 | 0 | 0
CDP12 | QLD | CQ | Domestic | Fixed domestic | 0.57346 | 0.62369 | 0.62369 | 0.6254 | 17.067 | 63.9795 | 63.9795 | 64.1548 | 69.1223 | 76.3225 | 96.5362 | 96.8007 | 96.5362 | 103.6866 | 110.0706 | 110.3721 | 110.0706 | 110.0706 | 110.0706 | 143.7307 | 143.338 | 159.0865 | 159.0865 | 159.5223 | 191.0077 | 190.4343 | 200.799 | 259.1106
CDP12 | QLD | CQ | Domestic | Flexible domestic | 11.0579 | 12.0177 | 11.7569 | 10.2983 | 327.7287 | 1134.0005 | 900.3638 | 1081.8578 | 1380.0604 | 1525.5419 | 1607.3919 | 1587.6047 | 1567.6515 | 1547.4386 | 1531.3744 | 1519.6012 | 1513.8836 | 1531.661 | 1551.8681 | 1569.722 | 1589.3224 | 1606.9562 | 1623.1005 | 1643.5557 | 1667.5906 | 1667.5906 | 1667.5906 | 2319.4322
CDP12 | QLD | CQ | Export | Fixed export | 0 | 0 | 0 | 0 | 0 | 0 | 0 | 0 | 0 | 0 | 0 | 0 | 0 | 0 | 0 | 0 | 0 | 0 | 0 | 0 | 0 | 0 | 0 | 0 | 0 | 0 | 0 | 0
CDP12 | QLD | CQ | Export | Flexible export | 0 | 0 | 0 | 0 | 0 | 0 | 0 | 0 | 0 | 0 | 0 | 0 | 0 | 0 | 0 | 0 | 0 | 0 | 0 | 0 | 0 | 0 | 0 | 0 | 0 | 0 | 0 | 0
CDP12 | QLD | CQ | Export | Fixed green steel and ammonia | 0 | 0 | 0 | 0 | 0 | 0 | 0 | 0 | 0 | 0 | 0 | 0 | 0 | 0 | 0 | 0 | 0 | 0 | 0 | 0 | 0 | 0 | 0 | 0 | 0 | 0 | 0 | 0
CDP12 | QLD | SQ | Domestic | Fixed domestic | 0.30474 | 0.30474 | 0.30474 | 0.30557 | 6.8926 | 29.464 | 29.464 | 56.5148 | 86.0449 | 104.4069 | 157.3558 | 159.8818 | 160.7371 | 160.7371 | 169.5005 | 178.0107 | 184.9934 | 184.9934 | 184.9934 | 256.1772 | 255.4773 | 264.0083 | 264.0083 | 264.7316 | 286.5764 | 286.2716 | 315.3975 | 407.2524
CDP12 | QLD | SQ | Domestic | Flexible domestic | 5.8761 | 4.5388 | 4.4304 | 5.5281 | 132.3544 | 277.6234 | 533.7942 | 1111.7142 | 1717.929 | 2086.8953 | 2320.777 | 2301.9489 | 2282.232 | 2261.84 | 2246.434 | 2236.3444 | 2233.9511 | 2265.7026 | 2302.2811 | 2336.026 | 2372.346 | 2405.1384 | 2433.1581 | 2470.9132 | 2507.0472 | 2507.0472 | 2507.0472 | 2992.4706
CDP12 | QLD | SQ | Export | Fixed export | 0 | 0 | 0 | 0 | 0 | 0 | 0 | 0 | 0 | 0 | 0 | 0 | 0 | 0 | 0 | 0 | 0 | 0 | 0 | 0 | 0 | 0 | 0 | 0 | 0 | 0 | 0 | 0
CDP12 | QLD | SQ | Export | Flexible export | 0 | 0 | 0 | 0 | 0 | 0 | 0 | 0 | 0 | 0 | 0 | 0 | 0 | 0 | 0 | 0 | 0 | 0 | 0 | 0 | 0 | 0 | 0 | 0 | 0 | 0 | 0 | 0
CDP12 | QLD | SQ | Export | Fixed green steel and ammonia | 0 | 0 | 0 | 0 | 0 | 0 | 0 | 0 | 0 | 0 | 0 | 0 | 0 | 0 | 0 | 0 | 0 | 0 | 0 | 0 | 0 | 0 | 0 | 0 | 0 | 0 | 0 | 0
CDP12 | VIC | VIC | Domestic | Fixed domestic | 2.5574 | 4.0307 | 4.0307 | 4.0418 | 50.4395 | 139.1119 | 139.1119 | 204.8376 | 420.9245 | 420.9245 | 489.2586 | 549.27 | 547.7692 | 576.3117 | 576.3117 | 577.8906 | 576.3117 | 576.3117 | 576.3117 | 598.902 | 597.2657 | 597.2657 | 678.099 | 679.9568 | 678.099 | 826.558 | 825.0847 | 867.8842
CDP12 | VIC | VIC | Domestic | Flexible domestic | 49.3127 | 77.6668 | 75.935 | 74.2418 | 681.7364 | 1845.7348 | 2721.9649 | 4029.4051 | 7023.9976 | 6901.807 | 6908.0233 | 6792.8171 | 6641.3516 | 6623.0247 | 6516.1324 | 6406.72 | 6334.4865 | 6347.9136 | 6409.0816 | 6453.7612 | 6488.4471 | 6529.3694 | 6529.3694 | 6614.7091 | 6614.7091 | 7316.4323 | 7316.4323 | 7316.4323
CDP12 | VIC | VIC | Export | Fixed export | 0 | 0 | 0 | 0 | 0 | 0 | 0 | 0 | 0 | 0 | 0 | 0 | 0 | 0 | 0 | 0 | 0 | 0 | 0 | 0 | 0 | 0 | 0 | 0 | 0 | 0 | 0 | 0
CDP12 | VIC | VIC | Export | Flexible export | 0 | 0 | 0 | 0 | 0 | 0 | 0 | 0 | 0 | 0 | 0 | 0 | 0 | 0 | 0 | 0 | 0 | 0 | 0 | 0 | 0 | 0 | 0 | 0 | 0 | 0 | 0 | 0
CDP12 | VIC | VIC | Export | Fixed green steel and ammonia | 0 | 0 | 0 | 0 | 0 | 0 | 0 | 0 | 0 | 0 | 0 | 0 | 0 | 0 | 0 | 0 | 0 | 0 | 0 | 0 | 0 | 0 | 0 | 0 | 0 | 0 | 0 | 0
CDP12 | SA | CSA | Domestic | Fixed domestic | 0.023265 | 24.6608 | 73.9358 | 98.8433 | 98.5773 | 98.5773 | 98.5773 | 98.8473 | 98.5773 | 98.5773 | 98.5779 | 98.8529 | 98.5828 | 98.5863 | 98.5863 | 98.8564 | 98.5863 | 98.5863 | 109.6469 | 117.1239 | 116.8039 | 124.2396 | 124.3361 | 124.6768 | 130.2391 | 167.5698 | 167.5698 | 172.4252
CDP12 | SA | CSA | Domestic | Flexible domestic | 0 | 344.5504 | 1027.5222 | 1369.3318 | 1381.7932 | 1380.6196 | 1379.039 | 1304.129 | 1295.4086 | 1295.8946 | 1296.1512 | 1296.4087 | 1298.9976 | 1298.9976 | 1298.9976 | 1298.9976 | 1298.9976 | 1298.9976 | 1460.7616 | 1465.0544 | 1465.0734 | 1532.5601 | 1533.289 | 1532.7416 | 1642.4459 | 1917.0898 | 1919.1951 | 1919.6307
CDP12 | SA | CSA | Export | Fixed export | 0 | 0 | 0 | 0 | 0 | 0 | 0 | 0 | 0 | 0 | 0 | 0 | 0 | 0 | 0 | 0 | 0 | 0 | 0 | 0 | 0 | 0 | 0 | 0 | 0 | 0 | 0 | 0
CDP12 | SA | CSA | Export | Flexible export | 0 | 0 | 0 | 0 | 0 | 0 | 0 | 0 | 0 | 0 | 0 | 0 | 0 | 0 | 0 | 0 | 0 | 0 | 0 | 0 | 0 | 0 | 0 | 0 | 0 | 0 | 0 | 0
CDP12 | SA | CSA | Export | Fixed green steel and ammonia | 0 | 0 | 0 | 0 | 0 | 0 | 0 | 0 | 0 | 0 | 0 | 0 | 0 | 0 | 0 | 0 | 0 | 0 | 0 | 0 | 0 | 0 | 0 | 0 | 0 | 0 | 0 | 0
CDP12 | SA | SESA | Domestic | Fixed domestic | 0.061378 | 2.6667 | 7.7174 | 9.8546 | 10.7301 | 10.7301 | 10.7301 | 10.7595 | 13.2571 | 13.952 | 15.1552 | 16.268 | 16.2235 | 18.4317 | 18.4317 | 18.4822 | 18.4317 | 18.4317 | 18.4317 | 24.5855 | 24.5183 | 24.5183 | 24.5183 | 24.5855 | 24.5183 | 38.2178 | 35.6125 | 38.3844
CDP12 | SA | SESA | Domestic | Flexible domestic | 1.1835 | 51.3833 | 146.4943 | 188.8144 | 169.2015 | 148.0694 | 146.0958 | 167.3429 | 199.5319 | 206.0828 | 201.66 | 197.2612 | 192.9695 | 188.9449 | 184.9592 | 181.0498 | 179.2508 | 179.4238 | 222.1558 | 223.2297 | 224.4286 | 238.1929 | 237.464 | 238.0114 | 262.6572 | 320.6611 | 321.0201 | 320.5845
CDP12 | SA | SESA | Export | Fixed export | 0 | 0 | 0 | 0 | 0 | 0 | 0 | 0 | 0 | 0 | 0 | 0 | 0 | 0 | 0 | 0 | 0 | 0 | 0 | 0 | 0 | 0 | 0 | 0 | 0 | 0 | 0 | 0
CDP12 | SA | SESA | Export | Flexible export | 0 | 0 | 0 | 0 | 0 | 0 | 0 | 0 | 0 | 0 | 0 | 0 | 0 | 0 | 0 | 0 | 0 | 0 | 0 | 0 | 0 | 0 | 0 | 0 | 0 | 0 | 0 | 0
CDP12 | SA | SESA | Export | Fixed green steel and ammonia | 0 | 0 | 0 | 0 | 0 | 0 | 0 | 0 | 0 | 0 | 0 | 0 | 0 | 0 | 0 | 0 | 0 | 0 | 0 | 0 | 0 | 0 | 0 | 0 | 0 | 0 | 0 | 0
CDP12 | TAS | TAS | Domestic | Fixed domestic | 0 | 0 | 0 | 0 | 0.30059 | 1.2354 | 2.5762 | 3.3595 | 4.7729 | 4.7729 | 4.9175 | 5.8898 | 5.8737 | 9.7586 | 9.7586 | 9.7853 | 14.0639 | 14.0639 | 14.0639 | 14.1025 | 14.0639 | 14.0639 | 15.9975 | 16.0413 | 15.9975 | 16.1036 | 16.1036 | 16.1788
CDP12 | TAS | TAS | Domestic | Flexible domestic | 0 | 0 | 0 | 0 | 5.7721 | 24.2692 | 50.4074 | 66.0847 | 95.2936 | 93.8191 | 98.1518 | 99.4811 | 97.2629 | 174.1542 | 170.2738 | 167.28 | 165.4189 | 169.1686 | 170.1358 | 173.9124 | 175.0212 | 175.0212 | 175.0212 | 175.0212 | 175.0212 | 175.0212 | 175.0212 | 175.0212
CDP12 | TAS | TAS | Export | Fixed export | 0 | 0 | 0 | 0 | 0 | 0 | 0 | 0 | 0 | 0 | 0 | 0 | 0 | 0 | 0 | 0 | 0 | 0 | 0 | 0 | 0 | 0 | 0 | 0 | 0 | 0 | 0 | 0
CDP12 | TAS | TAS | Export | Flexible export | 0 | 0 | 0 | 0 | 0 | 0 | 0 | 0 | 0 | 0 | 0 | 0 | 0 | 0 | 0 | 0 | 0 | 0 | 0 | 0 | 0 | 0 | 0 | 0 | 0 | 0 | 0 | 0
CDP12 | TAS | TAS | Export | Fixed green steel and ammonia | 0 | 0 | 0 | 0 | 0 | 0 | 0 | 0 | 0 | 0 | 0 | 0 | 0 | 0 | 0 | 0 | 0 | 0 | 0 | 0 | 0 | 0 | 0 | 0 | 0 | 0 | 0 | 0
CDP13 | NSW | NNSW | Domestic | Fixed domestic | 0 | 0 | 0 | 0 | 0 | 0 | 0 | 0 | 0 | 0 | 0 | 0 | 0 | 0 | 0 | 0 | 0 | 0 | 0 | 0 | 0 | 0 | 0 | 0 | 0 | 0 | 0 | 0
CDP13 | NSW | NNSW | Domestic | Flexible domestic | 0 | 0 | 0 | 0 | 0 | 0 | 0 | 0 | 0 | 0 | 0 | 0 | 0 | 0 | 0 | 0 | 0 | 0 | 0 | 0 | 0 | 0 | 0 | 0 | 0 | 0 | 0 | 0
CDP13 | NSW | NNSW | Export | Fixed export | 0 | 0 | 0 | 0 | 0 | 0 | 0 | 0 | 0 | 0 | 0 | 0 | 0 | 0 | 0 | 0 | 0 | 0 | 0 | 0 | 0 | 0 | 0 | 0 | 0 | 0 | 0 | 0
CDP13 | NSW | NNSW | Export | Flexible export | 0 | 0 | 0 | 0 | 0 | 0 | 0 | 0 | 0 | 0 | 0 | 0 | 0 | 0 | 0 | 0 | 0 | 0 | 0 | 0 | 0 | 0 | 0 | 0 | 0 | 0 | 0 | 0
CDP13 | NSW | NNSW | Export | Fixed green steel and ammonia | 0 | 0 | 0 | 0 | 0 | 0 | 0 | 0 | 0 | 0 | 0 | 0 | 0 | 0 | 0 | 0 | 0 | 0 | 0 | 0 | 0 | 0 | 0 | 0 | 0 | 0 | 0 | 0
CDP13 | NSW | CNSW | Domestic | Fixed domestic | 0 | 0 | 0 | 0 | 0 | 0 | 0 | 0 | 0 | 0 | 0 | 0 | 0 | 0 | 0 | 0 | 0 | 0 | 0 | 0 | 0 | 0 | 0 | 0 | 0 | 0 | 0 | 0
CDP13 | NSW | CNSW | Domestic | Flexible domestic | 0 | 0 | 0 | 0 | 0 | 0 | 0 | 0 | 0 | 0 | 0 | 0 | 0 | 0 | 0 | 0 | 0 | 0 | 0 | 0 | 0 | 0 | 0 | 0 | 0 | 0 | 0 | 0
CDP13 | NSW | CNSW | Export | Fixed export | 0 | 0 | 0 | 0 | 0 | 0 | 0 | 0 | 0 | 0 | 0 | 0 | 0 | 0 | 0 | 0 | 0 | 0 | 0 | 0 | 0 | 0 | 0 | 0 | 0 | 0 | 0 | 0
CDP13 | NSW | CNSW | Export | Flexible export | 0 | 0 | 0 | 0 | 0 | 0 | 0 | 0 | 0 | 0 | 0 | 0 | 0 | 0 | 0 | 0 | 0 | 0 | 0 | 0 | 0 | 0 | 0 | 0 | 0 | 0 | 0 | 0
CDP13 | NSW | CNSW | Export | Fixed green steel and ammonia | 0 | 0 | 0 | 0 | 0 | 0 | 0 | 0 | 0 | 0 | 0 | 0 | 0 | 0 | 0 | 0 | 0 | 0 | 0 | 0 | 0 | 0 | 0 | 0 | 0 | 0 | 0 | 0
CDP13 | NSW | SNSW | Domestic | Fixed domestic | 1.3276 | 3.1853 | 6.3084 | 10.9957 | 27.192 | 27.192 | 27.192 | 27.2665 | 27.192 | 27.6335 | 27.6335 | 38.1133 | 38.0092 | 40.1835 | 40.1835 | 40.2935 | 40.1835 | 40.1835 | 40.1835 | 54.9452 | 54.7951 | 55.31 | 55.736 | 55.8887 | 107.1346 | 206.5924 | 208.9276 | 206.3684
CDP13 | NSW | SNSW | Domestic | Flexible domestic | 25.6001 | 61.376 | 120.043 | 210.6775 | 349.4215 | 534.1801 | 492.3807 | 476.0744 | 481.2264 | 552.3411 | 545.5686 | 533.4557 | 521.5747 | 513.1738 | 505.0727 | 495.9991 | 490.409 | 493.7656 | 497.5281 | 500.06 | 501.0179 | 502.8628 | 503.9421 | 837.0633 | 1166.1951 | 1495.0574 | 1496.3303 | 1495.761
CDP13 | NSW | SNSW | Export | Fixed export | 0 | 0 | 0 | 0 | 0 | 0 | 0 | 0 | 0 | 0 | 0 | 0 | 0 | 0 | 0 | 0 | 0 | 0 | 0 | 0 | 0 | 0 | 0 | 0 | 0 | 0 | 0 | 0
CDP13 | NSW | SNSW | Export | Flexible export | 0 | 0 | 0 | 0 | 0 | 0 | 0 | 0 | 0 | 0 | 0 | 0 | 0 | 0 | 0 | 0 | 0 | 0 | 0 | 0 | 0 | 0 | 0 | 0 | 0 | 0 | 0 | 0
CDP13 | NSW | SNSW | Export | Fixed green steel and ammonia | 0 | 0 | 0 | 0 | 0 | 0 | 0 | 0 | 0 | 0 | 0 | 0 | 0 | 0 | 0 | 0 | 0 | 0 | 0 | 0 | 0 | 0 | 0 | 0 | 0 | 0 | 0 | 0
CDP13 | NSW | SNW | Domestic | Fixed domestic | 6.7088 | 16.2535 | 32.1809 | 56.1933 | 129.4112 | 129.4112 | 129.4112 | 129.7658 | 129.4112 | 145.2244 | 146.2042 | 224.5534 | 223.9399 | 237.2413 | 237.2413 | 237.8913 | 237.2413 | 237.2413 | 237.2413 | 282.9542 | 282.1811 | 284.5993 | 294.7233 | 345.9221 | 556.9871 | 1043.5648 | 1075.8589 | 1062.8354
CDP13 | NSW | SNW | Domestic | Flexible domestic | 129.3626 | 313.1838 | 612.3729 | 1076.6655 | 1746.9973 | 2542.2524 | 2515.4538 | 2464.6916 | 2494.3596 | 2885.4333 | 2849.6575 | 2786.0641 | 2723.9268 | 2663.3638 | 2620.6811 | 2572.9575 | 2543.9462 | 2561.6328 | 2563.6656 | 2575.1833 | 2578.8465 | 2587.4979 | 2592.1995 | 4305.0496 | 6005.5935 | 7706.5765 | 7705.3035 | 7705.8728
CDP13 | NSW | SNW | Export | Fixed export | 0 | 0 | 0 | 0 | 0 | 0 | 0 | 0 | 0 | 0 | 0 | 0 | 0 | 0 | 0 | 0 | 0 | 0 | 0 | 0 | 0 | 0 | 0 | 0 | 0 | 0 | 0 | 0
CDP13 | NSW | SNW | Export | Flexible export | 0 | 0 | 0 | 0 | 0 | 0 | 0 | 0 | 0 | 0 | 0 | 0 | 0 | 0 | 0 | 0 | 0 | 0 | 0 | 0 | 0 | 0 | 0 | 0 | 0 | 0 | 0 | 0
CDP13 | NSW | SNW | Export | Fixed green steel and ammonia | 0 | 0 | 0 | 0 | 0 | 0 | 0 | 0 | 0 | 0 | 0 | 0 | 0 | 0 | 0 | 0 | 0 | 0 | 0 | 0 | 0 | 0 | 0 | 0 | 0 | 0 | 0 | 0
CDP13 | QLD | NQ | Domestic | Fixed domestic | 0 | 0 | 0 | 0 | 0 | 0 | 0 | 0 | 0 | 0 | 0 | 0 | 0 | 0 | 0 | 0 | 0 | 0 | 0 | 0 | 0 | 0 | 0 | 0 | 0 | 0 | 0 | 0
CDP13 | QLD | NQ | Domestic | Flexible domestic | 0 | 0 | 0 | 0 | 0 | 0 | 0 | 0 | 0 | 0 | 0 | 0 | 0 | 0 | 0 | 0 | 0 | 0 | 0 | 0 | 0 | 0 | 0 | 0 | 0 | 0 | 0 | 0
CDP13 | QLD | NQ | Export | Fixed export | 0 | 0 | 0 | 0 | 0 | 0 | 0 | 0 | 0 | 0 | 0 | 0 | 0 | 0 | 0 | 0 | 0 | 0 | 0 | 0 | 0 | 0 | 0 | 0 | 0 | 0 | 0 | 0
CDP13 | QLD | NQ | Export | Flexible export | 0 | 0 | 0 | 0 | 0 | 0 | 0 | 0 | 0 | 0 | 0 | 0 | 0 | 0 | 0 | 0 | 0 | 0 | 0 | 0 | 0 | 0 | 0 | 0 | 0 | 0 | 0 | 0
CDP13 | QLD | NQ | Export | Fixed green steel and ammonia | 0 | 0 | 0 | 0 | 0 | 0 | 0 | 0 | 0 | 0 | 0 | 0 | 0 | 0 | 0 | 0 | 0 | 0 | 0 | 0 | 0 | 0 | 0 | 0 | 0 | 0 | 0 | 0
CDP13 | QLD | CQ | Domestic | Fixed domestic | 0.57346 | 0.62369 | 0.62369 | 0.6254 | 17.067 | 63.9795 | 63.9795 | 64.1548 | 69.1223 | 76.3225 | 96.5362 | 96.8007 | 96.5362 | 103.6866 | 110.0706 | 110.3721 | 110.0706 | 110.0706 | 110.0706 | 143.7307 | 143.338 | 159.0865 | 159.0865 | 159.5223 | 191.0077 | 190.4343 | 200.799 | 259.1106
CDP13 | QLD | CQ | Domestic | Flexible domestic | 11.0579 | 12.0177 | 11.7569 | 10.2983 | 327.7287 | 1134.0005 | 900.3638 | 1081.8578 | 1380.0604 | 1525.5419 | 1607.3919 | 1587.6047 | 1567.6515 | 1547.4387 | 1531.3744 | 1519.6012 | 1513.8836 | 1531.661 | 1551.8681 | 1569.722 | 1589.3224 | 1606.9562 | 1623.1005 | 1643.5557 | 1667.5906 | 1667.5906 | 1667.5906 | 2319.4322
CDP13 | QLD | CQ | Export | Fixed export | 0 | 0 | 0 | 0 | 0 | 0 | 0 | 0 | 0 | 0 | 0 | 0 | 0 | 0 | 0 | 0 | 0 | 0 | 0 | 0 | 0 | 0 | 0 | 0 | 0 | 0 | 0 | 0
CDP13 | QLD | CQ | Export | Flexible export | 0 | 0 | 0 | 0 | 0 | 0 | 0 | 0 | 0 | 0 | 0 | 0 | 0 | 0 | 0 | 0 | 0 | 0 | 0 | 0 | 0 | 0 | 0 | 0 | 0 | 0 | 0 | 0
CDP13 | QLD | CQ | Export | Fixed green steel and ammonia | 0 | 0 | 0 | 0 | 0 | 0 | 0 | 0 | 0 | 0 | 0 | 0 | 0 | 0 | 0 | 0 | 0 | 0 | 0 | 0 | 0 | 0 | 0 | 0 | 0 | 0 | 0 | 0
CDP13 | QLD | SQ | Domestic | Fixed domestic | 0.30474 | 0.30474 | 0.30474 | 0.30557 | 6.8926 | 29.464 | 29.464 | 56.5148 | 86.0449 | 104.4069 | 157.3558 | 159.8818 | 160.7371 | 160.7371 | 169.5005 | 178.0107 | 184.9934 | 184.9934 | 184.9934 | 256.1772 | 255.4773 | 264.0083 | 264.0083 | 264.7316 | 286.5764 | 286.2716 | 315.3975 | 407.2524
CDP13 | QLD | SQ | Domestic | Flexible domestic | 5.8761 | 4.5388 | 4.4304 | 5.5281 | 132.3544 | 277.6234 | 533.7942 | 1111.7142 | 1717.929 | 2086.8953 | 2320.777 | 2301.9489 | 2282.232 | 2261.84 | 2246.434 | 2236.3443 | 2233.9511 | 2265.7026 | 2302.2811 | 2336.026 | 2372.346 | 2405.1384 | 2433.1581 | 2470.9132 | 2507.0472 | 2507.0472 | 2507.0472 | 2992.4706
CDP13 | QLD | SQ | Export | Fixed export | 0 | 0 | 0 | 0 | 0 | 0 | 0 | 0 | 0 | 0 | 0 | 0 | 0 | 0 | 0 | 0 | 0 | 0 | 0 | 0 | 0 | 0 | 0 | 0 | 0 | 0 | 0 | 0
CDP13 | QLD | SQ | Export | Flexible export | 0 | 0 | 0 | 0 | 0 | 0 | 0 | 0 | 0 | 0 | 0 | 0 | 0 | 0 | 0 | 0 | 0 | 0 | 0 | 0 | 0 | 0 | 0 | 0 | 0 | 0 | 0 | 0
CDP13 | QLD | SQ | Export | Fixed green steel and ammonia | 0 | 0 | 0 | 0 | 0 | 0 | 0 | 0 | 0 | 0 | 0 | 0 | 0 | 0 | 0 | 0 | 0 | 0 | 0 | 0 | 0 | 0 | 0 | 0 | 0 | 0 | 0 | 0
CDP13 | VIC | VIC | Domestic | Fixed domestic | 2.5574 | 4.0307 | 4.0307 | 4.0418 | 50.4395 | 139.1119 | 139.1119 | 204.8376 | 420.9245 | 420.9245 | 489.2586 | 549.27 | 547.7692 | 576.3117 | 576.3117 | 577.8906 | 576.3117 | 576.3117 | 576.3117 | 598.902 | 597.2657 | 597.2657 | 678.099 | 679.9568 | 678.099 | 826.558 | 825.0847 | 867.8842
CDP13 | VIC | VIC | Domestic | Flexible domestic | 49.3127 | 77.6668 | 75.935 | 74.2418 | 681.7364 | 1845.7348 | 2721.9649 | 4029.4052 | 7023.9978 | 6901.8071 | 6908.0234 | 6792.8172 | 6641.3517 | 6623.0248 | 6516.1324 | 6406.72 | 6334.4865 | 6347.9136 | 6409.0816 | 6453.7612 | 6488.4471 | 6529.3694 | 6529.3694 | 6614.7091 | 6614.7091 | 7316.4323 | 7316.4323 | 7316.4323
CDP13 | VIC | VIC | Export | Fixed export | 0 | 0 | 0 | 0 | 0 | 0 | 0 | 0 | 0 | 0 | 0 | 0 | 0 | 0 | 0 | 0 | 0 | 0 | 0 | 0 | 0 | 0 | 0 | 0 | 0 | 0 | 0 | 0
CDP13 | VIC | VIC | Export | Flexible export | 0 | 0 | 0 | 0 | 0 | 0 | 0 | 0 | 0 | 0 | 0 | 0 | 0 | 0 | 0 | 0 | 0 | 0 | 0 | 0 | 0 | 0 | 0 | 0 | 0 | 0 | 0 | 0
CDP13 | VIC | VIC | Export | Fixed green steel and ammonia | 0 | 0 | 0 | 0 | 0 | 0 | 0 | 0 | 0 | 0 | 0 | 0 | 0 | 0 | 0 | 0 | 0 | 0 | 0 | 0 | 0 | 0 | 0 | 0 | 0 | 0 | 0 | 0
CDP13 | SA | CSA | Domestic | Fixed domestic | 0.023265 | 24.6608 | 73.9358 | 98.8433 | 98.5773 | 98.5773 | 98.5773 | 98.8473 | 98.5773 | 98.5773 | 98.5779 | 98.8529 | 98.5828 | 98.5863 | 98.5863 | 98.8564 | 98.5863 | 98.5863 | 109.6469 | 117.1239 | 116.8039 | 124.2396 | 124.3361 | 124.6768 | 130.2391 | 167.5698 | 167.5698 | 172.4252
CDP13 | SA | CSA | Domestic | Flexible domestic | 0 | 344.5504 | 1027.5222 | 1369.3318 | 1381.7932 | 1380.6196 | 1379.039 | 1304.129 | 1295.4086 | 1295.8946 | 1296.1512 | 1296.4087 | 1298.9976 | 1298.9976 | 1298.9976 | 1298.9976 | 1298.9976 | 1298.9976 | 1460.7616 | 1465.0544 | 1465.0734 | 1532.5601 | 1533.289 | 1532.7416 | 1642.4459 | 1917.0898 | 1919.1951 | 1919.6307
CDP13 | SA | CSA | Export | Fixed export | 0 | 0 | 0 | 0 | 0 | 0 | 0 | 0 | 0 | 0 | 0 | 0 | 0 | 0 | 0 | 0 | 0 | 0 | 0 | 0 | 0 | 0 | 0 | 0 | 0 | 0 | 0 | 0
CDP13 | SA | CSA | Export | Flexible export | 0 | 0 | 0 | 0 | 0 | 0 | 0 | 0 | 0 | 0 | 0 | 0 | 0 | 0 | 0 | 0 | 0 | 0 | 0 | 0 | 0 | 0 | 0 | 0 | 0 | 0 | 0 | 0
CDP13 | SA | CSA | Export | Fixed green steel and ammonia | 0 | 0 | 0 | 0 | 0 | 0 | 0 | 0 | 0 | 0 | 0 | 0 | 0 | 0 | 0 | 0 | 0 | 0 | 0 | 0 | 0 | 0 | 0 | 0 | 0 | 0 | 0 | 0
CDP13 | SA | SESA | Domestic | Fixed domestic | 0.061378 | 2.6667 | 7.7174 | 9.8546 | 10.7301 | 10.7301 | 10.7301 | 10.7595 | 13.2571 | 13.952 | 15.1552 | 16.268 | 16.2235 | 18.4317 | 18.4317 | 18.4822 | 18.4317 | 18.4317 | 18.4317 | 24.5855 | 24.5183 | 24.5183 | 24.5183 | 24.5855 | 24.5183 | 38.2178 | 35.6125 | 38.3844
CDP13 | SA | SESA | Domestic | Flexible domestic | 1.1835 | 51.3833 | 146.4943 | 188.8144 | 169.2015 | 148.0694 | 146.0958 | 167.3429 | 199.5319 | 206.0828 | 201.66 | 197.2612 | 192.9695 | 188.9449 | 184.9592 | 181.0498 | 179.2508 | 179.4237 | 222.1558 | 223.2297 | 224.4286 | 238.1929 | 237.464 | 238.0114 | 262.6572 | 320.6611 | 321.0201 | 320.5845
CDP13 | SA | SESA | Export | Fixed export | 0 | 0 | 0 | 0 | 0 | 0 | 0 | 0 | 0 | 0 | 0 | 0 | 0 | 0 | 0 | 0 | 0 | 0 | 0 | 0 | 0 | 0 | 0 | 0 | 0 | 0 | 0 | 0
CDP13 | SA | SESA | Export | Flexible export | 0 | 0 | 0 | 0 | 0 | 0 | 0 | 0 | 0 | 0 | 0 | 0 | 0 | 0 | 0 | 0 | 0 | 0 | 0 | 0 | 0 | 0 | 0 | 0 | 0 | 0 | 0 | 0
CDP13 | SA | SESA | Export | Fixed green steel and ammonia | 0 | 0 | 0 | 0 | 0 | 0 | 0 | 0 | 0 | 0 | 0 | 0 | 0 | 0 | 0 | 0 | 0 | 0 | 0 | 0 | 0 | 0 | 0 | 0 | 0 | 0 | 0 | 0
CDP13 | TAS | TAS | Domestic | Fixed domestic | 0 | 0 | 0 | 0 | 0.30059 | 1.2354 | 2.5762 | 3.3595 | 4.7729 | 4.7729 | 4.9175 | 5.8898 | 5.8737 | 9.7586 | 9.7586 | 9.7853 | 14.0639 | 14.0639 | 14.0639 | 14.1025 | 14.0639 | 14.0639 | 15.9975 | 16.0413 | 15.9975 | 16.1036 | 16.1036 | 16.1788
CDP13 | TAS | TAS | Domestic | Flexible domestic | 0 | 0 | 0 | 0 | 5.7721 | 24.2692 | 50.4074 | 66.0847 | 95.2936 | 93.8191 | 98.1518 | 99.4811 | 97.2629 | 174.1542 | 170.2738 | 167.28 | 165.4189 | 169.1686 | 170.1358 | 173.9124 | 175.0212 | 175.0212 | 175.0212 | 175.0212 | 175.0212 | 175.0212 | 175.0212 | 175.0212
CDP13 | TAS | TAS | Export | Fixed export | 0 | 0 | 0 | 0 | 0 | 0 | 0 | 0 | 0 | 0 | 0 | 0 | 0 | 0 | 0 | 0 | 0 | 0 | 0 | 0 | 0 | 0 | 0 | 0 | 0 | 0 | 0 | 0
CDP13 | TAS | TAS | Export | Flexible export | 0 | 0 | 0 | 0 | 0 | 0 | 0 | 0 | 0 | 0 | 0 | 0 | 0 | 0 | 0 | 0 | 0 | 0 | 0 | 0 | 0 | 0 | 0 | 0 | 0 | 0 | 0 | 0
CDP13 | TAS | TAS | Export | Fixed green steel and ammonia | 0 | 0 | 0 | 0 | 0 | 0 | 0 | 0 | 0 | 0 | 0 | 0 | 0 | 0 | 0 | 0 | 0 | 0 | 0 | 0 | 0 | 0 | 0 | 0 | 0 | 0 | 0 | 0
CDP14 | NSW | NNSW | Domestic | Fixed domestic | 0 | 0 | 0 | 0 | 0 | 0 | 0 | 0 | 0 | 0 | 0 | 0 | 0 | 0 | 0 | 0 | 0 | 0 | 0 | 0 | 0 | 0 | 0 | 0 | 0 | 0 | 0 | 0
CDP14 | NSW | NNSW | Domestic | Flexible domestic | 0 | 0 | 0 | 0 | 0 | 0 | 0 | 0 | 0 | 0 | 0 | 0 | 0 | 0 | 0 | 0 | 0 | 0 | 0 | 0 | 0 | 0 | 0 | 0 | 0 | 0 | 0 | 0
CDP14 | NSW | NNSW | Export | Fixed export | 0 | 0 | 0 | 0 | 0 | 0 | 0 | 0 | 0 | 0 | 0 | 0 | 0 | 0 | 0 | 0 | 0 | 0 | 0 | 0 | 0 | 0 | 0 | 0 | 0 | 0 | 0 | 0
CDP14 | NSW | NNSW | Export | Flexible export | 0 | 0 | 0 | 0 | 0 | 0 | 0 | 0 | 0 | 0 | 0 | 0 | 0 | 0 | 0 | 0 | 0 | 0 | 0 | 0 | 0 | 0 | 0 | 0 | 0 | 0 | 0 | 0
CDP14 | NSW | NNSW | Export | Fixed green steel and ammonia | 0 | 0 | 0 | 0 | 0 | 0 | 0 | 0 | 0 | 0 | 0 | 0 | 0 | 0 | 0 | 0 | 0 | 0 | 0 | 0 | 0 | 0 | 0 | 0 | 0 | 0 | 0 | 0
CDP14 | NSW | CNSW | Domestic | Fixed domestic | 0 | 0 | 0 | 0 | 0 | 0 | 0 | 0 | 0 | 0 | 0 | 0 | 0 | 0 | 0 | 0 | 0 | 0 | 0 | 0 | 0 | 0 | 0 | 0 | 0 | 0 | 0 | 0
CDP14 | NSW | CNSW | Domestic | Flexible domestic | 0 | 0 | 0 | 0 | 0 | 0 | 0 | 0 | 0 | 0 | 0 | 0 | 0 | 0 | 0 | 0 | 0 | 0 | 0 | 0 | 0 | 0 | 0 | 0 | 0 | 0 | 0 | 0
CDP14 | NSW | CNSW | Export | Fixed export | 0 | 0 | 0 | 0 | 0 | 0 | 0 | 0 | 0 | 0 | 0 | 0 | 0 | 0 | 0 | 0 | 0 | 0 | 0 | 0 | 0 | 0 | 0 | 0 | 0 | 0 | 0 | 0
CDP14 | NSW | CNSW | Export | Flexible export | 0 | 0 | 0 | 0 | 0 | 0 | 0 | 0 | 0 | 0 | 0 | 0 | 0 | 0 | 0 | 0 | 0 | 0 | 0 | 0 | 0 | 0 | 0 | 0 | 0 | 0 | 0 | 0
CDP14 | NSW | CNSW | Export | Fixed green steel and ammonia | 0 | 0 | 0 | 0 | 0 | 0 | 0 | 0 | 0 | 0 | 0 | 0 | 0 | 0 | 0 | 0 | 0 | 0 | 0 | 0 | 0 | 0 | 0 | 0 | 0 | 0 | 0 | 0
CDP14 | NSW | SNSW | Domestic | Fixed domestic | 1.3276 | 3.1853 | 6.3084 | 10.9957 | 27.192 | 27.192 | 27.192 | 27.2665 | 27.192 | 27.6335 | 27.6335 | 38.1133 | 38.0092 | 40.1835 | 40.1835 | 40.2935 | 40.1835 | 40.1835 | 40.1835 | 54.9452 | 54.7951 | 55.31 | 55.736 | 55.8887 | 107.1346 | 206.5924 | 208.9276 | 206.3684
CDP14 | NSW | SNSW | Domestic | Flexible domestic | 25.6001 | 61.376 | 120.043 | 210.6775 | 349.4215 | 534.1801 | 492.3807 | 476.0745 | 481.2264 | 552.3411 | 545.5686 | 533.4557 | 521.5747 | 513.1738 | 505.0726 | 495.9991 | 490.409 | 493.7656 | 497.5281 | 500.06 | 501.0179 | 502.8628 | 503.9421 | 837.0633 | 1166.1951 | 1495.0574 | 1496.3303 | 1495.761
CDP14 | NSW | SNSW | Export | Fixed export | 0 | 0 | 0 | 0 | 0 | 0 | 0 | 0 | 0 | 0 | 0 | 0 | 0 | 0 | 0 | 0 | 0 | 0 | 0 | 0 | 0 | 0 | 0 | 0 | 0 | 0 | 0 | 0
CDP14 | NSW | SNSW | Export | Flexible export | 0 | 0 | 0 | 0 | 0 | 0 | 0 | 0 | 0 | 0 | 0 | 0 | 0 | 0 | 0 | 0 | 0 | 0 | 0 | 0 | 0 | 0 | 0 | 0 | 0 | 0 | 0 | 0
CDP14 | NSW | SNSW | Export | Fixed green steel and ammonia | 0 | 0 | 0 | 0 | 0 | 0 | 0 | 0 | 0 | 0 | 0 | 0 | 0 | 0 | 0 | 0 | 0 | 0 | 0 | 0 | 0 | 0 | 0 | 0 | 0 | 0 | 0 | 0
CDP14 | NSW | SNW | Domestic | Fixed domestic | 6.7088 | 16.2535 | 32.1809 | 56.1933 | 129.4112 | 129.4112 | 129.4112 | 129.7658 | 129.4112 | 145.2244 | 146.2042 | 224.5534 | 223.9399 | 237.2413 | 237.2413 | 237.8913 | 237.2413 | 237.2413 | 237.2413 | 282.9542 | 282.1811 | 284.5993 | 294.7233 | 345.9221 | 556.9871 | 1043.5648 | 1075.8589 | 1062.8354
CDP14 | NSW | SNW | Domestic | Flexible domestic | 129.3626 | 313.1838 | 612.3729 | 1076.6655 | 1746.9973 | 2542.2523 | 2515.4538 | 2464.6916 | 2494.3597 | 2885.4333 | 2849.6575 | 2786.0641 | 2723.9268 | 2663.3638 | 2620.6811 | 2572.9575 | 2543.9462 | 2561.6328 | 2563.6656 | 2575.1833 | 2578.8465 | 2587.4979 | 2592.1995 | 4305.0496 | 6005.5935 | 7706.5765 | 7705.3035 | 7705.8728
CDP14 | NSW | SNW | Export | Fixed export | 0 | 0 | 0 | 0 | 0 | 0 | 0 | 0 | 0 | 0 | 0 | 0 | 0 | 0 | 0 | 0 | 0 | 0 | 0 | 0 | 0 | 0 | 0 | 0 | 0 | 0 | 0 | 0
CDP14 | NSW | SNW | Export | Flexible export | 0 | 0 | 0 | 0 | 0 | 0 | 0 | 0 | 0 | 0 | 0 | 0 | 0 | 0 | 0 | 0 | 0 | 0 | 0 | 0 | 0 | 0 | 0 | 0 | 0 | 0 | 0 | 0
CDP14 | NSW | SNW | Export | Fixed green steel and ammonia | 0 | 0 | 0 | 0 | 0 | 0 | 0 | 0 | 0 | 0 | 0 | 0 | 0 | 0 | 0 | 0 | 0 | 0 | 0 | 0 | 0 | 0 | 0 | 0 | 0 | 0 | 0 | 0
CDP14 | QLD | NQ | Domestic | Fixed domestic | 0 | 0 | 0 | 0 | 0 | 0 | 0 | 0 | 0 | 0 | 0 | 0 | 0 | 0 | 0 | 0 | 0 | 0 | 0 | 0 | 0 | 0 | 0 | 0 | 0 | 0 | 0 | 0
CDP14 | QLD | NQ | Domestic | Flexible domestic | 0 | 0 | 0 | 0 | 0 | 0 | 0 | 0 | 0 | 0 | 0 | 0 | 0 | 0 | 0 | 0 | 0 | 0 | 0 | 0 | 0 | 0 | 0 | 0 | 0 | 0 | 0 | 0
CDP14 | QLD | NQ | Export | Fixed export | 0 | 0 | 0 | 0 | 0 | 0 | 0 | 0 | 0 | 0 | 0 | 0 | 0 | 0 | 0 | 0 | 0 | 0 | 0 | 0 | 0 | 0 | 0 | 0 | 0 | 0 | 0 | 0
CDP14 | QLD | NQ | Export | Flexible export | 0 | 0 | 0 | 0 | 0 | 0 | 0 | 0 | 0 | 0 | 0 | 0 | 0 | 0 | 0 | 0 | 0 | 0 | 0 | 0 | 0 | 0 | 0 | 0 | 0 | 0 | 0 | 0
CDP14 | QLD | NQ | Export | Fixed green steel and ammonia | 0 | 0 | 0 | 0 | 0 | 0 | 0 | 0 | 0 | 0 | 0 | 0 | 0 | 0 | 0 | 0 | 0 | 0 | 0 | 0 | 0 | 0 | 0 | 0 | 0 | 0 | 0 | 0
CDP14 | QLD | CQ | Domestic | Fixed domestic | 0.57346 | 0.62369 | 0.62369 | 0.6254 | 17.067 | 63.9795 | 63.9795 | 64.1548 | 69.1223 | 76.3225 | 96.5362 | 96.8007 | 96.5362 | 103.6866 | 110.0706 | 110.3721 | 110.0706 | 110.0706 | 110.0706 | 143.7307 | 143.338 | 159.0865 | 159.0865 | 159.5223 | 191.0077 | 190.4343 | 200.799 | 259.1106
CDP14 | QLD | CQ | Domestic | Flexible domestic | 11.0579 | 12.0177 | 11.7569 | 10.2983 | 327.7287 | 1134.0005 | 900.3638 | 1081.8579 | 1380.0604 | 1525.5419 | 1607.3919 | 1587.6047 | 1567.6516 | 1547.4387 | 1531.3744 | 1519.6012 | 1513.8836 | 1531.661 | 1551.868 | 1569.722 | 1589.3224 | 1606.9562 | 1623.1005 | 1643.5557 | 1667.5906 | 1667.5906 | 1667.5906 | 2319.4322
CDP14 | QLD | CQ | Export | Fixed export | 0 | 0 | 0 | 0 | 0 | 0 | 0 | 0 | 0 | 0 | 0 | 0 | 0 | 0 | 0 | 0 | 0 | 0 | 0 | 0 | 0 | 0 | 0 | 0 | 0 | 0 | 0 | 0
CDP14 | QLD | CQ | Export | Flexible export | 0 | 0 | 0 | 0 | 0 | 0 | 0 | 0 | 0 | 0 | 0 | 0 | 0 | 0 | 0 | 0 | 0 | 0 | 0 | 0 | 0 | 0 | 0 | 0 | 0 | 0 | 0 | 0
CDP14 | QLD | CQ | Export | Fixed green steel and ammonia | 0 | 0 | 0 | 0 | 0 | 0 | 0 | 0 | 0 | 0 | 0 | 0 | 0 | 0 | 0 | 0 | 0 | 0 | 0 | 0 | 0 | 0 | 0 | 0 | 0 | 0 | 0 | 0
CDP14 | QLD | SQ | Domestic | Fixed domestic | 0.30474 | 0.30474 | 0.30474 | 0.30557 | 6.8926 | 29.464 | 29.464 | 56.5148 | 86.0449 | 104.4069 | 157.3558 | 159.8818 | 160.7371 | 160.7371 | 169.5005 | 178.0107 | 184.9934 | 184.9934 | 184.9934 | 256.1772 | 255.4773 | 264.0083 | 264.0083 | 264.7316 | 286.5764 | 286.2716 | 315.3975 | 407.2524
CDP14 | QLD | SQ | Domestic | Flexible domestic | 5.8761 | 4.5388 | 4.4304 | 5.5281 | 132.3544 | 277.6234 | 533.7942 | 1111.7142 | 1717.929 | 2086.8953 | 2320.777 | 2301.9489 | 2282.232 | 2261.8401 | 2246.434 | 2236.3443 | 2233.9511 | 2265.7026 | 2302.281 | 2336.026 | 2372.3459 | 2405.1384 | 2433.1581 | 2470.9132 | 2507.0472 | 2507.0472 | 2507.0472 | 2992.4706
CDP14 | QLD | SQ | Export | Fixed export | 0 | 0 | 0 | 0 | 0 | 0 | 0 | 0 | 0 | 0 | 0 | 0 | 0 | 0 | 0 | 0 | 0 | 0 | 0 | 0 | 0 | 0 | 0 | 0 | 0 | 0 | 0 | 0
CDP14 | QLD | SQ | Export | Flexible export | 0 | 0 | 0 | 0 | 0 | 0 | 0 | 0 | 0 | 0 | 0 | 0 | 0 | 0 | 0 | 0 | 0 | 0 | 0 | 0 | 0 | 0 | 0 | 0 | 0 | 0 | 0 | 0
CDP14 | QLD | SQ | Export | Fixed green steel and ammonia | 0 | 0 | 0 | 0 | 0 | 0 | 0 | 0 | 0 | 0 | 0 | 0 | 0 | 0 | 0 | 0 | 0 | 0 | 0 | 0 | 0 | 0 | 0 | 0 | 0 | 0 | 0 | 0
CDP14 | VIC | VIC | Domestic | Fixed domestic | 2.5574 | 4.0307 | 4.0307 | 4.0418 | 50.4395 | 139.1119 | 139.1119 | 204.8376 | 420.9245 | 420.9245 | 489.2586 | 549.27 | 547.7692 | 576.3117 | 576.3117 | 577.8906 | 576.3117 | 576.3117 | 576.3117 | 598.902 | 597.2657 | 597.2657 | 678.099 | 679.9568 | 678.099 | 826.558 | 825.0847 | 867.8842
CDP14 | VIC | VIC | Domestic | Flexible domestic | 49.3127 | 77.6668 | 75.935 | 74.2418 | 681.7364 | 1845.7348 | 2721.9649 | 4029.4052 | 7023.9978 | 6901.8072 | 6908.0234 | 6792.8172 | 6641.3518 | 6623.0248 | 6516.1323 | 6406.7199 | 6334.4864 | 6347.9135 | 6409.0815 | 6453.7612 | 6488.4471 | 6529.3694 | 6529.3694 | 6614.7091 | 6614.7091 | 7316.4323 | 7316.4323 | 7316.4323
CDP14 | VIC | VIC | Export | Fixed export | 0 | 0 | 0 | 0 | 0 | 0 | 0 | 0 | 0 | 0 | 0 | 0 | 0 | 0 | 0 | 0 | 0 | 0 | 0 | 0 | 0 | 0 | 0 | 0 | 0 | 0 | 0 | 0
CDP14 | VIC | VIC | Export | Flexible export | 0 | 0 | 0 | 0 | 0 | 0 | 0 | 0 | 0 | 0 | 0 | 0 | 0 | 0 | 0 | 0 | 0 | 0 | 0 | 0 | 0 | 0 | 0 | 0 | 0 | 0 | 0 | 0
CDP14 | VIC | VIC | Export | Fixed green steel and ammonia | 0 | 0 | 0 | 0 | 0 | 0 | 0 | 0 | 0 | 0 | 0 | 0 | 0 | 0 | 0 | 0 | 0 | 0 | 0 | 0 | 0 | 0 | 0 | 0 | 0 | 0 | 0 | 0
CDP14 | SA | CSA | Domestic | Fixed domestic | 0.023265 | 24.6608 | 73.9358 | 98.8433 | 98.5773 | 98.5773 | 98.5773 | 98.8473 | 98.5773 | 98.5773 | 98.5779 | 98.8529 | 98.5828 | 98.5863 | 98.5863 | 98.8564 | 98.5863 | 98.5863 | 109.6469 | 117.1239 | 116.8039 | 124.2396 | 124.3361 | 124.6768 | 130.2391 | 167.5698 | 167.5698 | 172.4252
CDP14 | SA | CSA | Domestic | Flexible domestic | 0 | 344.5504 | 1027.5222 | 1369.3318 | 1381.7932 | 1380.6196 | 1379.039 | 1304.129 | 1295.4086 | 1295.8946 | 1296.1512 | 1296.4087 | 1298.9976 | 1298.9976 | 1298.9976 | 1298.9976 | 1298.9976 | 1298.9976 | 1460.7616 | 1465.0544 | 1465.0734 | 1532.5601 | 1533.289 | 1532.7416 | 1642.4459 | 1917.0898 | 1919.1951 | 1919.6307
CDP14 | SA | CSA | Export | Fixed export | 0 | 0 | 0 | 0 | 0 | 0 | 0 | 0 | 0 | 0 | 0 | 0 | 0 | 0 | 0 | 0 | 0 | 0 | 0 | 0 | 0 | 0 | 0 | 0 | 0 | 0 | 0 | 0
CDP14 | SA | CSA | Export | Flexible export | 0 | 0 | 0 | 0 | 0 | 0 | 0 | 0 | 0 | 0 | 0 | 0 | 0 | 0 | 0 | 0 | 0 | 0 | 0 | 0 | 0 | 0 | 0 | 0 | 0 | 0 | 0 | 0
CDP14 | SA | CSA | Export | Fixed green steel and ammonia | 0 | 0 | 0 | 0 | 0 | 0 | 0 | 0 | 0 | 0 | 0 | 0 | 0 | 0 | 0 | 0 | 0 | 0 | 0 | 0 | 0 | 0 | 0 | 0 | 0 | 0 | 0 | 0
CDP14 | SA | SESA | Domestic | Fixed domestic | 0.061378 | 2.6667 | 7.7174 | 9.8546 | 10.7301 | 10.7301 | 10.7301 | 10.7595 | 13.2571 | 13.952 | 15.1552 | 16.268 | 16.2235 | 18.4317 | 18.4317 | 18.4822 | 18.4317 | 18.4317 | 18.4317 | 24.5855 | 24.5183 | 24.5183 | 24.5183 | 24.5855 | 24.5183 | 38.2178 | 35.6125 | 38.3844
CDP14 | SA | SESA | Domestic | Flexible domestic | 1.1835 | 51.3833 | 146.4943 | 188.8144 | 169.2015 | 148.0694 | 146.0958 | 167.3429 | 199.5319 | 206.0828 | 201.66 | 197.2612 | 192.9695 | 188.9449 | 184.9592 | 181.0498 | 179.2508 | 179.4237 | 222.1558 | 223.2297 | 224.4286 | 238.1929 | 237.464 | 238.0114 | 262.6572 | 320.6611 | 321.0201 | 320.5845
CDP14 | SA | SESA | Export | Fixed export | 0 | 0 | 0 | 0 | 0 | 0 | 0 | 0 | 0 | 0 | 0 | 0 | 0 | 0 | 0 | 0 | 0 | 0 | 0 | 0 | 0 | 0 | 0 | 0 | 0 | 0 | 0 | 0
CDP14 | SA | SESA | Export | Flexible export | 0 | 0 | 0 | 0 | 0 | 0 | 0 | 0 | 0 | 0 | 0 | 0 | 0 | 0 | 0 | 0 | 0 | 0 | 0 | 0 | 0 | 0 | 0 | 0 | 0 | 0 | 0 | 0
CDP14 | SA | SESA | Export | Fixed green steel and ammonia | 0 | 0 | 0 | 0 | 0 | 0 | 0 | 0 | 0 | 0 | 0 | 0 | 0 | 0 | 0 | 0 | 0 | 0 | 0 | 0 | 0 | 0 | 0 | 0 | 0 | 0 | 0 | 0
CDP14 | TAS | TAS | Domestic | Fixed domestic | 0 | 0 | 0 | 0 | 0.30059 | 1.2354 | 2.5762 | 3.3595 | 4.7729 | 4.7729 | 4.9175 | 5.8898 | 5.8737 | 9.7586 | 9.7586 | 9.7853 | 14.0639 | 14.0639 | 14.0639 | 14.1025 | 14.0639 | 14.0639 | 15.9975 | 16.0413 | 15.9975 | 16.1036 | 16.1036 | 16.1788
CDP14 | TAS | TAS | Domestic | Flexible domestic | 0 | 0 | 0 | 0 | 5.7721 | 24.2692 | 50.4074 | 66.0847 | 95.2936 | 93.8191 | 98.1518 | 99.4811 | 97.2629 | 174.1542 | 170.2738 | 167.28 | 165.4189 | 169.1686 | 170.1358 | 173.9124 | 175.0212 | 175.0212 | 175.0212 | 175.0212 | 175.0212 | 175.0212 | 175.0212 | 175.0212
CDP14 | TAS | TAS | Export | Fixed export | 0 | 0 | 0 | 0 | 0 | 0 | 0 | 0 | 0 | 0 | 0 | 0 | 0 | 0 | 0 | 0 | 0 | 0 | 0 | 0 | 0 | 0 | 0 | 0 | 0 | 0 | 0 | 0
CDP14 | TAS | TAS | Export | Flexible export | 0 | 0 | 0 | 0 | 0 | 0 | 0 | 0 | 0 | 0 | 0 | 0 | 0 | 0 | 0 | 0 | 0 | 0 | 0 | 0 | 0 | 0 | 0 | 0 | 0 | 0 | 0 | 0
CDP14 | TAS | TAS | Export | Fixed green steel and ammonia | 0 | 0 | 0 | 0 | 0 | 0 | 0 | 0 | 0 | 0 | 0 | 0 | 0 | 0 | 0 | 0 | 0 | 0 | 0 | 0 | 0 | 0 | 0 | 0 | 0 | 0 | 0 | 0
CDP15 | NSW | NNSW | Domestic | Fixed domestic | 0 | 0 | 0 | 0 | 0 | 0 | 0 | 0 | 0 | 0 | 0 | 0 | 0 | 0 | 0 | 0 | 0 | 0 | 0 | 0 | 0 | 0 | 0 | 0 | 0 | 0 | 0 | 0
CDP15 | NSW | NNSW | Domestic | Flexible domestic | 0 | 0 | 0 | 0 | 0 | 0 | 0 | 0 | 0 | 0 | 0 | 0 | 0 | 0 | 0 | 0 | 0 | 0 | 0 | 0 | 0 | 0 | 0 | 0 | 0 | 0 | 0 | 0
CDP15 | NSW | NNSW | Export | Fixed export | 0 | 0 | 0 | 0 | 0 | 0 | 0 | 0 | 0 | 0 | 0 | 0 | 0 | 0 | 0 | 0 | 0 | 0 | 0 | 0 | 0 | 0 | 0 | 0 | 0 | 0 | 0 | 0
CDP15 | NSW | NNSW | Export | Flexible export | 0 | 0 | 0 | 0 | 0 | 0 | 0 | 0 | 0 | 0 | 0 | 0 | 0 | 0 | 0 | 0 | 0 | 0 | 0 | 0 | 0 | 0 | 0 | 0 | 0 | 0 | 0 | 0
CDP15 | NSW | NNSW | Export | Fixed green steel and ammonia | 0 | 0 | 0 | 0 | 0 | 0 | 0 | 0 | 0 | 0 | 0 | 0 | 0 | 0 | 0 | 0 | 0 | 0 | 0 | 0 | 0 | 0 | 0 | 0 | 0 | 0 | 0 | 0
CDP15 | NSW | CNSW | Domestic | Fixed domestic | 0 | 0 | 0 | 0 | 0 | 0 | 0 | 0 | 0 | 0 | 0 | 0 | 0 | 0 | 0 | 0 | 0 | 0 | 0 | 0 | 0 | 0 | 0 | 0 | 0 | 0 | 0 | 0
CDP15 | NSW | CNSW | Domestic | Flexible domestic | 0 | 0 | 0 | 0 | 0 | 0 | 0 | 0 | 0 | 0 | 0 | 0 | 0 | 0 | 0 | 0 | 0 | 0 | 0 | 0 | 0 | 0 | 0 | 0 | 0 | 0 | 0 | 0
CDP15 | NSW | CNSW | Export | Fixed export | 0 | 0 | 0 | 0 | 0 | 0 | 0 | 0 | 0 | 0 | 0 | 0 | 0 | 0 | 0 | 0 | 0 | 0 | 0 | 0 | 0 | 0 | 0 | 0 | 0 | 0 | 0 | 0
CDP15 | NSW | CNSW | Export | Flexible export | 0 | 0 | 0 | 0 | 0 | 0 | 0 | 0 | 0 | 0 | 0 | 0 | 0 | 0 | 0 | 0 | 0 | 0 | 0 | 0 | 0 | 0 | 0 | 0 | 0 | 0 | 0 | 0
CDP15 | NSW | CNSW | Export | Fixed green steel and ammonia | 0 | 0 | 0 | 0 | 0 | 0 | 0 | 0 | 0 | 0 | 0 | 0 | 0 | 0 | 0 | 0 | 0 | 0 | 0 | 0 | 0 | 0 | 0 | 0 | 0 | 0 | 0 | 0
CDP15 | NSW | SNSW | Domestic | Fixed domestic | 1.3276 | 3.1853 | 6.3084 | 10.9957 | 27.192 | 27.192 | 27.192 | 27.2665 | 27.192 | 27.6335 | 27.6335 | 38.1133 | 38.0092 | 40.1835 | 40.1835 | 40.2935 | 40.1835 | 40.1835 | 40.1835 | 54.9452 | 54.7951 | 55.31 | 55.736 | 55.8887 | 107.1346 | 206.5924 | 208.9276 | 206.3684
CDP15 | NSW | SNSW | Domestic | Flexible domestic | 25.6001 | 61.376 | 120.043 | 210.6775 | 349.4215 | 534.1801 | 492.3807 | 476.0744 | 481.2264 | 552.3411 | 545.5686 | 533.4557 | 521.5747 | 513.1738 | 505.0727 | 495.9991 | 490.409 | 493.7656 | 497.5281 | 500.06 | 501.0179 | 502.8628 | 503.9421 | 837.0633 | 1166.1951 | 1495.0574 | 1496.3303 | 1495.761
CDP15 | NSW | SNSW | Export | Fixed export | 0 | 0 | 0 | 0 | 0 | 0 | 0 | 0 | 0 | 0 | 0 | 0 | 0 | 0 | 0 | 0 | 0 | 0 | 0 | 0 | 0 | 0 | 0 | 0 | 0 | 0 | 0 | 0
CDP15 | NSW | SNSW | Export | Flexible export | 0 | 0 | 0 | 0 | 0 | 0 | 0 | 0 | 0 | 0 | 0 | 0 | 0 | 0 | 0 | 0 | 0 | 0 | 0 | 0 | 0 | 0 | 0 | 0 | 0 | 0 | 0 | 0
CDP15 | NSW | SNSW | Export | Fixed green steel and ammonia | 0 | 0 | 0 | 0 | 0 | 0 | 0 | 0 | 0 | 0 | 0 | 0 | 0 | 0 | 0 | 0 | 0 | 0 | 0 | 0 | 0 | 0 | 0 | 0 | 0 | 0 | 0 | 0
CDP15 | NSW | SNW | Domestic | Fixed domestic | 6.7088 | 16.2535 | 32.1809 | 56.1933 | 129.4112 | 129.4112 | 129.4112 | 129.7658 | 129.4112 | 145.2244 | 146.2042 | 224.5534 | 223.9399 | 237.2413 | 237.2413 | 237.8913 | 237.2413 | 237.2413 | 237.2413 | 282.9542 | 282.1811 | 284.5993 | 294.7233 | 345.9221 | 556.9871 | 1043.5648 | 1075.8589 | 1062.8354
CDP15 | NSW | SNW | Domestic | Flexible domestic | 129.3626 | 313.1838 | 612.3729 | 1076.6655 | 1746.9973 | 2542.2524 | 2515.4538 | 2464.6916 | 2494.3596 | 2885.4332 | 2849.6574 | 2786.064 | 2723.9267 | 2663.3638 | 2620.6811 | 2572.9575 | 2543.9462 | 2561.6328 | 2563.6656 | 2575.1833 | 2578.8465 | 2587.4979 | 2592.1994 | 4305.0496 | 6005.5935 | 7706.5765 | 7705.3035 | 7705.8728
CDP15 | NSW | SNW | Export | Fixed export | 0 | 0 | 0 | 0 | 0 | 0 | 0 | 0 | 0 | 0 | 0 | 0 | 0 | 0 | 0 | 0 | 0 | 0 | 0 | 0 | 0 | 0 | 0 | 0 | 0 | 0 | 0 | 0
CDP15 | NSW | SNW | Export | Flexible export | 0 | 0 | 0 | 0 | 0 | 0 | 0 | 0 | 0 | 0 | 0 | 0 | 0 | 0 | 0 | 0 | 0 | 0 | 0 | 0 | 0 | 0 | 0 | 0 | 0 | 0 | 0 | 0
CDP15 | NSW | SNW | Export | Fixed green steel and ammonia | 0 | 0 | 0 | 0 | 0 | 0 | 0 | 0 | 0 | 0 | 0 | 0 | 0 | 0 | 0 | 0 | 0 | 0 | 0 | 0 | 0 | 0 | 0 | 0 | 0 | 0 | 0 | 0
CDP15 | QLD | NQ | Domestic | Fixed domestic | 0 | 0 | 0 | 0 | 0 | 0 | 0 | 0 | 0 | 0 | 0 | 0 | 0 | 0 | 0 | 0 | 0 | 0 | 0 | 0 | 0 | 0 | 0 | 0 | 0 | 0 | 0 | 0
CDP15 | QLD | NQ | Domestic | Flexible domestic | 0 | 0 | 0 | 0 | 0 | 0 | 0 | 0 | 0 | 0 | 0 | 0 | 0 | 0 | 0 | 0 | 0 | 0 | 0 | 0 | 0 | 0 | 0 | 0 | 0 | 0 | 0 | 0
CDP15 | QLD | NQ | Export | Fixed export | 0 | 0 | 0 | 0 | 0 | 0 | 0 | 0 | 0 | 0 | 0 | 0 | 0 | 0 | 0 | 0 | 0 | 0 | 0 | 0 | 0 | 0 | 0 | 0 | 0 | 0 | 0 | 0
CDP15 | QLD | NQ | Export | Flexible export | 0 | 0 | 0 | 0 | 0 | 0 | 0 | 0 | 0 | 0 | 0 | 0 | 0 | 0 | 0 | 0 | 0 | 0 | 0 | 0 | 0 | 0 | 0 | 0 | 0 | 0 | 0 | 0
CDP15 | QLD | NQ | Export | Fixed green steel and ammonia | 0 | 0 | 0 | 0 | 0 | 0 | 0 | 0 | 0 | 0 | 0 | 0 | 0 | 0 | 0 | 0 | 0 | 0 | 0 | 0 | 0 | 0 | 0 | 0 | 0 | 0 | 0 | 0
CDP15 | QLD | CQ | Domestic | Fixed domestic | 0.57346 | 0.62369 | 0.62369 | 0.6254 | 17.067 | 63.9795 | 63.9795 | 64.1548 | 69.1223 | 76.3225 | 96.5362 | 96.8007 | 96.5362 | 103.6866 | 110.0706 | 110.3721 | 110.0706 | 110.0706 | 110.0706 | 143.7307 | 143.338 | 159.0865 | 159.0865 | 159.5223 | 191.0077 | 190.4343 | 200.799 | 259.1106
CDP15 | QLD | CQ | Domestic | Flexible domestic | 11.0579 | 12.0177 | 11.7569 | 10.2983 | 327.7287 | 1134.0005 | 900.3638 | 1081.8578 | 1380.0604 | 1525.5419 | 1607.3919 | 1587.6047 | 1567.6515 | 1547.4387 | 1531.3744 | 1519.6012 | 1513.8836 | 1531.661 | 1551.8681 | 1569.722 | 1589.3224 | 1606.9562 | 1623.1005 | 1643.5557 | 1667.5906 | 1667.5906 | 1667.5906 | 2319.4322
CDP15 | QLD | CQ | Export | Fixed export | 0 | 0 | 0 | 0 | 0 | 0 | 0 | 0 | 0 | 0 | 0 | 0 | 0 | 0 | 0 | 0 | 0 | 0 | 0 | 0 | 0 | 0 | 0 | 0 | 0 | 0 | 0 | 0
CDP15 | QLD | CQ | Export | Flexible export | 0 | 0 | 0 | 0 | 0 | 0 | 0 | 0 | 0 | 0 | 0 | 0 | 0 | 0 | 0 | 0 | 0 | 0 | 0 | 0 | 0 | 0 | 0 | 0 | 0 | 0 | 0 | 0
CDP15 | QLD | CQ | Export | Fixed green steel and ammonia | 0 | 0 | 0 | 0 | 0 | 0 | 0 | 0 | 0 | 0 | 0 | 0 | 0 | 0 | 0 | 0 | 0 | 0 | 0 | 0 | 0 | 0 | 0 | 0 | 0 | 0 | 0 | 0
CDP15 | QLD | SQ | Domestic | Fixed domestic | 0.30474 | 0.30474 | 0.30474 | 0.30557 | 6.8926 | 29.464 | 29.464 | 56.5148 | 86.0449 | 104.4069 | 157.3558 | 159.8818 | 160.7371 | 160.7371 | 169.5005 | 178.0107 | 184.9934 | 184.9934 | 184.9934 | 256.1772 | 255.4773 | 264.0083 | 264.0083 | 264.7316 | 286.5764 | 286.2716 | 315.3975 | 407.2524
CDP15 | QLD | SQ | Domestic | Flexible domestic | 5.8761 | 4.5388 | 4.4304 | 5.5281 | 132.3544 | 277.6234 | 533.7942 | 1111.7142 | 1717.929 | 2086.8953 | 2320.777 | 2301.9489 | 2282.232 | 2261.84 | 2246.434 | 2236.3443 | 2233.9511 | 2265.7026 | 2302.281 | 2336.026 | 2372.3459 | 2405.1384 | 2433.1581 | 2470.9132 | 2507.0472 | 2507.0472 | 2507.0472 | 2992.4706
CDP15 | QLD | SQ | Export | Fixed export | 0 | 0 | 0 | 0 | 0 | 0 | 0 | 0 | 0 | 0 | 0 | 0 | 0 | 0 | 0 | 0 | 0 | 0 | 0 | 0 | 0 | 0 | 0 | 0 | 0 | 0 | 0 | 0
CDP15 | QLD | SQ | Export | Flexible export | 0 | 0 | 0 | 0 | 0 | 0 | 0 | 0 | 0 | 0 | 0 | 0 | 0 | 0 | 0 | 0 | 0 | 0 | 0 | 0 | 0 | 0 | 0 | 0 | 0 | 0 | 0 | 0
CDP15 | QLD | SQ | Export | Fixed green steel and ammonia | 0 | 0 | 0 | 0 | 0 | 0 | 0 | 0 | 0 | 0 | 0 | 0 | 0 | 0 | 0 | 0 | 0 | 0 | 0 | 0 | 0 | 0 | 0 | 0 | 0 | 0 | 0 | 0
CDP15 | VIC | VIC | Domestic | Fixed domestic | 2.5574 | 4.0307 | 4.0307 | 4.0418 | 50.4395 | 139.1119 | 139.1119 | 204.8376 | 420.9245 | 420.9245 | 489.2586 | 549.27 | 547.7692 | 576.3117 | 576.3117 | 577.8906 | 576.3117 | 576.3117 | 576.3117 | 598.902 | 597.2657 | 597.2657 | 678.099 | 679.9568 | 678.099 | 826.558 | 825.0847 | 867.8842
CDP15 | VIC | VIC | Domestic | Flexible domestic | 49.3127 | 77.6668 | 75.935 | 74.2418 | 681.7364 | 1845.7348 | 2721.9649 | 4029.4051 | 7023.9977 | 6901.807 | 6908.0233 | 6792.8171 | 6641.3516 | 6623.0247 | 6516.1324 | 6406.7199 | 6334.4865 | 6347.9135 | 6409.0816 | 6453.7612 | 6488.4471 | 6529.3694 | 6529.3694 | 6614.7091 | 6614.7091 | 7316.4323 | 7316.4323 | 7316.4323
CDP15 | VIC | VIC | Export | Fixed export | 0 | 0 | 0 | 0 | 0 | 0 | 0 | 0 | 0 | 0 | 0 | 0 | 0 | 0 | 0 | 0 | 0 | 0 | 0 | 0 | 0 | 0 | 0 | 0 | 0 | 0 | 0 | 0
CDP15 | VIC | VIC | Export | Flexible export | 0 | 0 | 0 | 0 | 0 | 0 | 0 | 0 | 0 | 0 | 0 | 0 | 0 | 0 | 0 | 0 | 0 | 0 | 0 | 0 | 0 | 0 | 0 | 0 | 0 | 0 | 0 | 0
CDP15 | VIC | VIC | Export | Fixed green steel and ammonia | 0 | 0 | 0 | 0 | 0 | 0 | 0 | 0 | 0 | 0 | 0 | 0 | 0 | 0 | 0 | 0 | 0 | 0 | 0 | 0 | 0 | 0 | 0 | 0 | 0 | 0 | 0 | 0
CDP15 | SA | CSA | Domestic | Fixed domestic | 0.023265 | 24.6608 | 73.9358 | 98.8433 | 98.5773 | 98.5773 | 98.5773 | 98.8473 | 98.5773 | 98.5773 | 98.5779 | 98.8529 | 98.5828 | 98.5863 | 98.5863 | 98.8564 | 98.5863 | 98.5863 | 109.6469 | 117.1239 | 116.8039 | 124.2396 | 124.3361 | 124.6768 | 130.2391 | 167.5698 | 167.5698 | 172.4252
CDP15 | SA | CSA | Domestic | Flexible domestic | 0 | 344.5504 | 1027.5222 | 1369.3318 | 1381.7932 | 1380.6196 | 1379.039 | 1304.129 | 1295.4086 | 1295.8946 | 1296.1512 | 1296.4087 | 1298.9976 | 1298.9976 | 1298.9976 | 1298.9976 | 1298.9976 | 1298.9976 | 1460.7616 | 1465.0544 | 1465.0734 | 1532.5601 | 1533.289 | 1532.7416 | 1642.4459 | 1917.0898 | 1919.1951 | 1919.6307
CDP15 | SA | CSA | Export | Fixed export | 0 | 0 | 0 | 0 | 0 | 0 | 0 | 0 | 0 | 0 | 0 | 0 | 0 | 0 | 0 | 0 | 0 | 0 | 0 | 0 | 0 | 0 | 0 | 0 | 0 | 0 | 0 | 0
CDP15 | SA | CSA | Export | Flexible export | 0 | 0 | 0 | 0 | 0 | 0 | 0 | 0 | 0 | 0 | 0 | 0 | 0 | 0 | 0 | 0 | 0 | 0 | 0 | 0 | 0 | 0 | 0 | 0 | 0 | 0 | 0 | 0
CDP15 | SA | CSA | Export | Fixed green steel and ammonia | 0 | 0 | 0 | 0 | 0 | 0 | 0 | 0 | 0 | 0 | 0 | 0 | 0 | 0 | 0 | 0 | 0 | 0 | 0 | 0 | 0 | 0 | 0 | 0 | 0 | 0 | 0 | 0
CDP15 | SA | SESA | Domestic | Fixed domestic | 0.061378 | 2.6667 | 7.7174 | 9.8546 | 10.7301 | 10.7301 | 10.7301 | 10.7595 | 13.2571 | 13.952 | 15.1552 | 16.268 | 16.2235 | 18.4317 | 18.4317 | 18.4822 | 18.4317 | 18.4317 | 18.4317 | 24.5855 | 24.5183 | 24.5183 | 24.5183 | 24.5855 | 24.5183 | 38.2178 | 35.6125 | 38.3844
CDP15 | SA | SESA | Domestic | Flexible domestic | 1.1835 | 51.3833 | 146.4943 | 188.8144 | 169.2015 | 148.0694 | 146.0958 | 167.3429 | 199.5319 | 206.0828 | 201.66 | 197.2612 | 192.9695 | 188.9449 | 184.9592 | 181.0498 | 179.2508 | 179.4237 | 222.1558 | 223.2297 | 224.4286 | 238.1929 | 237.464 | 238.0114 | 262.6572 | 320.6611 | 321.0201 | 320.5845
CDP15 | SA | SESA | Export | Fixed export | 0 | 0 | 0 | 0 | 0 | 0 | 0 | 0 | 0 | 0 | 0 | 0 | 0 | 0 | 0 | 0 | 0 | 0 | 0 | 0 | 0 | 0 | 0 | 0 | 0 | 0 | 0 | 0
CDP15 | SA | SESA | Export | Flexible export | 0 | 0 | 0 | 0 | 0 | 0 | 0 | 0 | 0 | 0 | 0 | 0 | 0 | 0 | 0 | 0 | 0 | 0 | 0 | 0 | 0 | 0 | 0 | 0 | 0 | 0 | 0 | 0
CDP15 | SA | SESA | Export | Fixed green steel and ammonia | 0 | 0 | 0 | 0 | 0 | 0 | 0 | 0 | 0 | 0 | 0 | 0 | 0 | 0 | 0 | 0 | 0 | 0 | 0 | 0 | 0 | 0 | 0 | 0 | 0 | 0 | 0 | 0
CDP15 | TAS | TAS | Domestic | Fixed domestic | 0 | 0 | 0 | 0 | 0.30059 | 1.2354 | 2.5762 | 3.3595 | 4.7729 | 4.7729 | 4.9175 | 5.8898 | 5.8737 | 9.7586 | 9.7586 | 9.7853 | 14.0639 | 14.0639 | 14.0639 | 14.1025 | 14.0639 | 14.0639 | 15.9975 | 16.0413 | 15.9975 | 16.1036 | 16.1036 | 16.1788
CDP15 | TAS | TAS | Domestic | Flexible domestic | 0 | 0 | 0 | 0 | 5.7721 | 24.2692 | 50.4074 | 66.0847 | 95.2936 | 93.8191 | 98.1518 | 99.4811 | 97.2629 | 174.1542 | 170.2738 | 167.28 | 165.4189 | 169.1686 | 170.1358 | 173.9124 | 175.0212 | 175.0212 | 175.0212 | 175.0212 | 175.0212 | 175.0212 | 175.0212 | 175.0212
CDP15 | TAS | TAS | Export | Fixed export | 0 | 0 | 0 | 0 | 0 | 0 | 0 | 0 | 0 | 0 | 0 | 0 | 0 | 0 | 0 | 0 | 0 | 0 | 0 | 0 | 0 | 0 | 0 | 0 | 0 | 0 | 0 | 0
CDP15 | TAS | TAS | Export | Flexible export | 0 | 0 | 0 | 0 | 0 | 0 | 0 | 0 | 0 | 0 | 0 | 0 | 0 | 0 | 0 | 0 | 0 | 0 | 0 | 0 | 0 | 0 | 0 | 0 | 0 | 0 | 0 | 0
CDP15 | TAS | TAS | Export | Fixed green steel and ammonia | 0 | 0 | 0 | 0 | 0 | 0 | 0 | 0 | 0 | 0 | 0 | 0 | 0 | 0 | 0 | 0 | 0 | 0 | 0 | 0 | 0 | 0 | 0 | 0 | 0 | 0 | 0 | 0
CDP16 | NSW | NNSW | Domestic | Fixed domestic | 0 | 0 | 0 | 0 | 0 | 0 | 0 | 0 | 0 | 0 | 0 | 0 | 0 | 0 | 0 | 0 | 0 | 0 | 0 | 0 | 0 | 0 | 0 | 0 | 0 | 0 | 0 | 0
CDP16 | NSW | NNSW | Domestic | Flexible domestic | 0 | 0 | 0 | 0 | 0 | 0 | 0 | 0 | 0 | 0 | 0 | 0 | 0 | 0 | 0 | 0 | 0 | 0 | 0 | 0 | 0 | 0 | 0 | 0 | 0 | 0 | 0 | 0
CDP16 | NSW | NNSW | Export | Fixed export | 0 | 0 | 0 | 0 | 0 | 0 | 0 | 0 | 0 | 0 | 0 | 0 | 0 | 0 | 0 | 0 | 0 | 0 | 0 | 0 | 0 | 0 | 0 | 0 | 0 | 0 | 0 | 0
CDP16 | NSW | NNSW | Export | Flexible export | 0 | 0 | 0 | 0 | 0 | 0 | 0 | 0 | 0 | 0 | 0 | 0 | 0 | 0 | 0 | 0 | 0 | 0 | 0 | 0 | 0 | 0 | 0 | 0 | 0 | 0 | 0 | 0
CDP16 | NSW | NNSW | Export | Fixed green steel and ammonia | 0 | 0 | 0 | 0 | 0 | 0 | 0 | 0 | 0 | 0 | 0 | 0 | 0 | 0 | 0 | 0 | 0 | 0 | 0 | 0 | 0 | 0 | 0 | 0 | 0 | 0 | 0 | 0
CDP16 | NSW | CNSW | Domestic | Fixed domestic | 0 | 0 | 0 | 0 | 0 | 0 | 0 | 0 | 0 | 0 | 0 | 0 | 0 | 0 | 0 | 0 | 0 | 0 | 0 | 0 | 0 | 0 | 0 | 0 | 0 | 0 | 0 | 0
CDP16 | NSW | CNSW | Domestic | Flexible domestic | 0 | 0 | 0 | 0 | 0 | 0 | 0 | 0 | 0 | 0 | 0 | 0 | 0 | 0 | 0 | 0 | 0 | 0 | 0 | 0 | 0 | 0 | 0 | 0 | 0 | 0 | 0 | 0
CDP16 | NSW | CNSW | Export | Fixed export | 0 | 0 | 0 | 0 | 0 | 0 | 0 | 0 | 0 | 0 | 0 | 0 | 0 | 0 | 0 | 0 | 0 | 0 | 0 | 0 | 0 | 0 | 0 | 0 | 0 | 0 | 0 | 0
CDP16 | NSW | CNSW | Export | Flexible export | 0 | 0 | 0 | 0 | 0 | 0 | 0 | 0 | 0 | 0 | 0 | 0 | 0 | 0 | 0 | 0 | 0 | 0 | 0 | 0 | 0 | 0 | 0 | 0 | 0 | 0 | 0 | 0
CDP16 | NSW | CNSW | Export | Fixed green steel and ammonia | 0 | 0 | 0 | 0 | 0 | 0 | 0 | 0 | 0 | 0 | 0 | 0 | 0 | 0 | 0 | 0 | 0 | 0 | 0 | 0 | 0 | 0 | 0 | 0 | 0 | 0 | 0 | 0
CDP16 | NSW | SNSW | Domestic | Fixed domestic | 1.3276 | 3.1853 | 6.3084 | 10.9957 | 27.192 | 27.192 | 27.192 | 27.2665 | 27.192 | 27.6335 | 27.6335 | 38.1133 | 38.0092 | 40.1835 | 40.1835 | 40.2935 | 40.1835 | 40.1835 | 40.1835 | 54.9452 | 54.7951 | 55.31 | 55.736 | 55.8887 | 107.1346 | 206.5924 | 208.9276 | 206.3684
CDP16 | NSW | SNSW | Domestic | Flexible domestic | 25.6001 | 61.376 | 120.043 | 210.6775 | 349.4215 | 534.1801 | 492.3807 | 476.0744 | 481.2264 | 552.3411 | 545.5686 | 533.4557 | 521.5747 | 513.1738 | 505.0727 | 495.9991 | 490.409 | 493.7656 | 497.5281 | 500.06 | 501.0179 | 502.8628 | 503.9421 | 837.0633 | 1166.1951 | 1495.0574 | 1496.3303 | 1495.761
CDP16 | NSW | SNSW | Export | Fixed export | 0 | 0 | 0 | 0 | 0 | 0 | 0 | 0 | 0 | 0 | 0 | 0 | 0 | 0 | 0 | 0 | 0 | 0 | 0 | 0 | 0 | 0 | 0 | 0 | 0 | 0 | 0 | 0
CDP16 | NSW | SNSW | Export | Flexible export | 0 | 0 | 0 | 0 | 0 | 0 | 0 | 0 | 0 | 0 | 0 | 0 | 0 | 0 | 0 | 0 | 0 | 0 | 0 | 0 | 0 | 0 | 0 | 0 | 0 | 0 | 0 | 0
CDP16 | NSW | SNSW | Export | Fixed green steel and ammonia | 0 | 0 | 0 | 0 | 0 | 0 | 0 | 0 | 0 | 0 | 0 | 0 | 0 | 0 | 0 | 0 | 0 | 0 | 0 | 0 | 0 | 0 | 0 | 0 | 0 | 0 | 0 | 0
CDP16 | NSW | SNW | Domestic | Fixed domestic | 6.7088 | 16.2535 | 32.1809 | 56.1933 | 129.4112 | 129.4112 | 129.4112 | 129.7658 | 129.4112 | 145.2244 | 146.2042 | 224.5534 | 223.9399 | 237.2413 | 237.2413 | 237.8913 | 237.2413 | 237.2413 | 237.2413 | 282.9542 | 282.1811 | 284.5993 | 294.7233 | 345.9221 | 556.9871 | 1043.5648 | 1075.8589 | 1062.8354
CDP16 | NSW | SNW | Domestic | Flexible domestic | 129.3626 | 313.1838 | 612.3729 | 1076.6655 | 1746.9973 | 2542.2523 | 2515.4538 | 2464.6916 | 2494.3596 | 2885.4333 | 2849.6575 | 2786.064 | 2723.9268 | 2663.3638 | 2620.6811 | 2572.9575 | 2543.9462 | 2561.6328 | 2563.6656 | 2575.1833 | 2578.8465 | 2587.4979 | 2592.1994 | 4305.0496 | 6005.5935 | 7706.5765 | 7705.3035 | 7705.8728
CDP16 | NSW | SNW | Export | Fixed export | 0 | 0 | 0 | 0 | 0 | 0 | 0 | 0 | 0 | 0 | 0 | 0 | 0 | 0 | 0 | 0 | 0 | 0 | 0 | 0 | 0 | 0 | 0 | 0 | 0 | 0 | 0 | 0
CDP16 | NSW | SNW | Export | Flexible export | 0 | 0 | 0 | 0 | 0 | 0 | 0 | 0 | 0 | 0 | 0 | 0 | 0 | 0 | 0 | 0 | 0 | 0 | 0 | 0 | 0 | 0 | 0 | 0 | 0 | 0 | 0 | 0
CDP16 | NSW | SNW | Export | Fixed green steel and ammonia | 0 | 0 | 0 | 0 | 0 | 0 | 0 | 0 | 0 | 0 | 0 | 0 | 0 | 0 | 0 | 0 | 0 | 0 | 0 | 0 | 0 | 0 | 0 | 0 | 0 | 0 | 0 | 0
CDP16 | QLD | NQ | Domestic | Fixed domestic | 0 | 0 | 0 | 0 | 0 | 0 | 0 | 0 | 0 | 0 | 0 | 0 | 0 | 0 | 0 | 0 | 0 | 0 | 0 | 0 | 0 | 0 | 0 | 0 | 0 | 0 | 0 | 0
CDP16 | QLD | NQ | Domestic | Flexible domestic | 0 | 0 | 0 | 0 | 0 | 0 | 0 | 0 | 0 | 0 | 0 | 0 | 0 | 0 | 0 | 0 | 0 | 0 | 0 | 0 | 0 | 0 | 0 | 0 | 0 | 0 | 0 | 0
CDP16 | QLD | NQ | Export | Fixed export | 0 | 0 | 0 | 0 | 0 | 0 | 0 | 0 | 0 | 0 | 0 | 0 | 0 | 0 | 0 | 0 | 0 | 0 | 0 | 0 | 0 | 0 | 0 | 0 | 0 | 0 | 0 | 0
CDP16 | QLD | NQ | Export | Flexible export | 0 | 0 | 0 | 0 | 0 | 0 | 0 | 0 | 0 | 0 | 0 | 0 | 0 | 0 | 0 | 0 | 0 | 0 | 0 | 0 | 0 | 0 | 0 | 0 | 0 | 0 | 0 | 0
CDP16 | QLD | NQ | Export | Fixed green steel and ammonia | 0 | 0 | 0 | 0 | 0 | 0 | 0 | 0 | 0 | 0 | 0 | 0 | 0 | 0 | 0 | 0 | 0 | 0 | 0 | 0 | 0 | 0 | 0 | 0 | 0 | 0 | 0 | 0
CDP16 | QLD | CQ | Domestic | Fixed domestic | 0.57346 | 0.62369 | 0.62369 | 0.6254 | 17.067 | 63.9795 | 63.9795 | 64.1548 | 69.1223 | 76.3225 | 96.5362 | 96.8007 | 96.5362 | 103.6866 | 110.0706 | 110.3721 | 110.0706 | 110.0706 | 110.0706 | 143.7307 | 143.338 | 159.0865 | 159.0865 | 159.5223 | 191.0077 | 190.4343 | 200.799 | 259.1106
CDP16 | QLD | CQ | Domestic | Flexible domestic | 11.0579 | 12.0177 | 11.7569 | 10.2983 | 327.7287 | 1134.0005 | 900.3638 | 1081.8578 | 1380.0604 | 1525.5419 | 1607.3919 | 1587.6047 | 1567.6515 | 1547.4387 | 1531.3744 | 1519.6012 | 1513.8836 | 1531.661 | 1551.8681 | 1569.722 | 1589.3224 | 1606.9562 | 1623.1005 | 1643.5557 | 1667.5906 | 1667.5906 | 1667.5906 | 2319.4322
CDP16 | QLD | CQ | Export | Fixed export | 0 | 0 | 0 | 0 | 0 | 0 | 0 | 0 | 0 | 0 | 0 | 0 | 0 | 0 | 0 | 0 | 0 | 0 | 0 | 0 | 0 | 0 | 0 | 0 | 0 | 0 | 0 | 0
CDP16 | QLD | CQ | Export | Flexible export | 0 | 0 | 0 | 0 | 0 | 0 | 0 | 0 | 0 | 0 | 0 | 0 | 0 | 0 | 0 | 0 | 0 | 0 | 0 | 0 | 0 | 0 | 0 | 0 | 0 | 0 | 0 | 0
CDP16 | QLD | CQ | Export | Fixed green steel and ammonia | 0 | 0 | 0 | 0 | 0 | 0 | 0 | 0 | 0 | 0 | 0 | 0 | 0 | 0 | 0 | 0 | 0 | 0 | 0 | 0 | 0 | 0 | 0 | 0 | 0 | 0 | 0 | 0
CDP16 | QLD | SQ | Domestic | Fixed domestic | 0.30474 | 0.30474 | 0.30474 | 0.30557 | 6.8926 | 29.464 | 29.464 | 56.5148 | 86.0449 | 104.4069 | 157.3558 | 159.8818 | 160.7371 | 160.7371 | 169.5005 | 178.0107 | 184.9934 | 184.9934 | 184.9934 | 256.1772 | 255.4773 | 264.0083 | 264.0083 | 264.7316 | 286.5764 | 286.2716 | 315.3975 | 407.2524
CDP16 | QLD | SQ | Domestic | Flexible domestic | 5.8761 | 4.5388 | 4.4304 | 5.5281 | 132.3544 | 277.6234 | 533.7942 | 1111.7142 | 1717.929 | 2086.8953 | 2320.777 | 2301.9489 | 2282.232 | 2261.84 | 2246.434 | 2236.3443 | 2233.9511 | 2265.7026 | 2302.281 | 2336.026 | 2372.3459 | 2405.1384 | 2433.1581 | 2470.9132 | 2507.0472 | 2507.0472 | 2507.0472 | 2992.4706
CDP16 | QLD | SQ | Export | Fixed export | 0 | 0 | 0 | 0 | 0 | 0 | 0 | 0 | 0 | 0 | 0 | 0 | 0 | 0 | 0 | 0 | 0 | 0 | 0 | 0 | 0 | 0 | 0 | 0 | 0 | 0 | 0 | 0
CDP16 | QLD | SQ | Export | Flexible export | 0 | 0 | 0 | 0 | 0 | 0 | 0 | 0 | 0 | 0 | 0 | 0 | 0 | 0 | 0 | 0 | 0 | 0 | 0 | 0 | 0 | 0 | 0 | 0 | 0 | 0 | 0 | 0
CDP16 | QLD | SQ | Export | Fixed green steel and ammonia | 0 | 0 | 0 | 0 | 0 | 0 | 0 | 0 | 0 | 0 | 0 | 0 | 0 | 0 | 0 | 0 | 0 | 0 | 0 | 0 | 0 | 0 | 0 | 0 | 0 | 0 | 0 | 0
CDP16 | VIC | VIC | Domestic | Fixed domestic | 2.5574 | 4.0307 | 4.0307 | 4.0418 | 50.4395 | 139.1119 | 139.1119 | 204.8376 | 420.9245 | 420.9245 | 489.2586 | 549.27 | 547.7692 | 576.3117 | 576.3117 | 577.8906 | 576.3117 | 576.3117 | 576.3117 | 598.902 | 597.2657 | 597.2657 | 678.099 | 679.9568 | 678.099 | 826.558 | 825.0847 | 867.8842
CDP16 | VIC | VIC | Domestic | Flexible domestic | 49.3127 | 77.6668 | 75.935 | 74.2418 | 681.7364 | 1845.7348 | 2721.9649 | 4029.4051 | 7023.9977 | 6901.8071 | 6908.0233 | 6792.8172 | 6641.3517 | 6623.0248 | 6516.1324 | 6406.7199 | 6334.4865 | 6347.9136 | 6409.0816 | 6453.7612 | 6488.4471 | 6529.3694 | 6529.3694 | 6614.7091 | 6614.7091 | 7316.4323 | 7316.4323 | 7316.4323
CDP16 | VIC | VIC | Export | Fixed export | 0 | 0 | 0 | 0 | 0 | 0 | 0 | 0 | 0 | 0 | 0 | 0 | 0 | 0 | 0 | 0 | 0 | 0 | 0 | 0 | 0 | 0 | 0 | 0 | 0 | 0 | 0 | 0
CDP16 | VIC | VIC | Export | Flexible export | 0 | 0 | 0 | 0 | 0 | 0 | 0 | 0 | 0 | 0 | 0 | 0 | 0 | 0 | 0 | 0 | 0 | 0 | 0 | 0 | 0 | 0 | 0 | 0 | 0 | 0 | 0 | 0
CDP16 | VIC | VIC | Export | Fixed green steel and ammonia | 0 | 0 | 0 | 0 | 0 | 0 | 0 | 0 | 0 | 0 | 0 | 0 | 0 | 0 | 0 | 0 | 0 | 0 | 0 | 0 | 0 | 0 | 0 | 0 | 0 | 0 | 0 | 0
CDP16 | SA | CSA | Domestic | Fixed domestic | 0.023265 | 24.6608 | 73.9358 | 98.8433 | 98.5773 | 98.5773 | 98.5773 | 98.8473 | 98.5773 | 98.5773 | 98.5779 | 98.8529 | 98.5828 | 98.5863 | 98.5863 | 98.8564 | 98.5863 | 98.5863 | 109.6469 | 117.1239 | 116.8039 | 124.2396 | 124.3361 | 124.6768 | 130.2391 | 167.5698 | 167.5698 | 172.4252
CDP16 | SA | CSA | Domestic | Flexible domestic | 0 | 344.5504 | 1027.5222 | 1369.3318 | 1381.7932 | 1380.6196 | 1379.039 | 1304.129 | 1295.4086 | 1295.8946 | 1296.1512 | 1296.4087 | 1298.9976 | 1298.9976 | 1298.9976 | 1298.9976 | 1298.9976 | 1298.9976 | 1460.7616 | 1465.0544 | 1465.0734 | 1532.5601 | 1533.289 | 1532.7416 | 1642.4459 | 1917.0898 | 1919.1951 | 1919.6307
CDP16 | SA | CSA | Export | Fixed export | 0 | 0 | 0 | 0 | 0 | 0 | 0 | 0 | 0 | 0 | 0 | 0 | 0 | 0 | 0 | 0 | 0 | 0 | 0 | 0 | 0 | 0 | 0 | 0 | 0 | 0 | 0 | 0
CDP16 | SA | CSA | Export | Flexible export | 0 | 0 | 0 | 0 | 0 | 0 | 0 | 0 | 0 | 0 | 0 | 0 | 0 | 0 | 0 | 0 | 0 | 0 | 0 | 0 | 0 | 0 | 0 | 0 | 0 | 0 | 0 | 0
CDP16 | SA | CSA | Export | Fixed green steel and ammonia | 0 | 0 | 0 | 0 | 0 | 0 | 0 | 0 | 0 | 0 | 0 | 0 | 0 | 0 | 0 | 0 | 0 | 0 | 0 | 0 | 0 | 0 | 0 | 0 | 0 | 0 | 0 | 0
CDP16 | SA | SESA | Domestic | Fixed domestic | 0.061378 | 2.6667 | 7.7174 | 9.8546 | 10.7301 | 10.7301 | 10.7301 | 10.7595 | 13.2571 | 13.952 | 15.1552 | 16.268 | 16.2235 | 18.4317 | 18.4317 | 18.4822 | 18.4317 | 18.4317 | 18.4317 | 24.5855 | 24.5183 | 24.5183 | 24.5183 | 24.5855 | 24.5183 | 38.2178 | 35.6125 | 38.3844
CDP16 | SA | SESA | Domestic | Flexible domestic | 1.1835 | 51.3833 | 146.4943 | 188.8144 | 169.2015 | 148.0694 | 146.0958 | 167.3429 | 199.5319 | 206.0828 | 201.66 | 197.2612 | 192.9695 | 188.9449 | 184.9592 | 181.0498 | 179.2508 | 179.4237 | 222.1558 | 223.2297 | 224.4286 | 238.1929 | 237.464 | 238.0114 | 262.6572 | 320.6611 | 321.0201 | 320.5845
CDP16 | SA | SESA | Export | Fixed export | 0 | 0 | 0 | 0 | 0 | 0 | 0 | 0 | 0 | 0 | 0 | 0 | 0 | 0 | 0 | 0 | 0 | 0 | 0 | 0 | 0 | 0 | 0 | 0 | 0 | 0 | 0 | 0
CDP16 | SA | SESA | Export | Flexible export | 0 | 0 | 0 | 0 | 0 | 0 | 0 | 0 | 0 | 0 | 0 | 0 | 0 | 0 | 0 | 0 | 0 | 0 | 0 | 0 | 0 | 0 | 0 | 0 | 0 | 0 | 0 | 0
CDP16 | SA | SESA | Export | Fixed green steel and ammonia | 0 | 0 | 0 | 0 | 0 | 0 | 0 | 0 | 0 | 0 | 0 | 0 | 0 | 0 | 0 | 0 | 0 | 0 | 0 | 0 | 0 | 0 | 0 | 0 | 0 | 0 | 0 | 0
CDP16 | TAS | TAS | Domestic | Fixed domestic | 0 | 0 | 0 | 0 | 0.30059 | 1.2354 | 2.5762 | 3.3595 | 4.7729 | 4.7729 | 4.9175 | 5.8898 | 5.8737 | 9.7586 | 9.7586 | 9.7853 | 14.0639 | 14.0639 | 14.0639 | 14.1025 | 14.0639 | 14.0639 | 15.9975 | 16.0413 | 15.9975 | 16.1036 | 16.1036 | 16.1788
CDP16 | TAS | TAS | Domestic | Flexible domestic | 0 | 0 | 0 | 0 | 5.7721 | 24.2692 | 50.4074 | 66.0847 | 95.2936 | 93.8191 | 98.1518 | 99.4811 | 97.2629 | 174.1542 | 170.2738 | 167.28 | 165.4189 | 169.1686 | 170.1358 | 173.9124 | 175.0212 | 175.0212 | 175.0212 | 175.0212 | 175.0212 | 175.0212 | 175.0212 | 175.0212
CDP16 | TAS | TAS | Export | Fixed export | 0 | 0 | 0 | 0 | 0 | 0 | 0 | 0 | 0 | 0 | 0 | 0 | 0 | 0 | 0 | 0 | 0 | 0 | 0 | 0 | 0 | 0 | 0 | 0 | 0 | 0 | 0 | 0
CDP16 | TAS | TAS | Export | Flexible export | 0 | 0 | 0 | 0 | 0 | 0 | 0 | 0 | 0 | 0 | 0 | 0 | 0 | 0 | 0 | 0 | 0 | 0 | 0 | 0 | 0 | 0 | 0 | 0 | 0 | 0 | 0 | 0
CDP16 | TAS | TAS | Export | Fixed green steel and ammonia | 0 | 0 | 0 | 0 | 0 | 0 | 0 | 0 | 0 | 0 | 0 | 0 | 0 | 0 | 0 | 0 | 0 | 0 | 0 | 0 | 0 | 0 | 0 | 0 | 0 | 0 | 0 | 0
CDP17 | NSW | NNSW | Domestic | Fixed domestic | 0 | 0 | 0 | 0 | 0 | 0 | 0 | 0 | 0 | 0 | 0 | 0 | 0 | 0 | 0 | 0 | 0 | 0 | 0 | 0 | 0 | 0 | 0 | 0 | 0 | 0 | 0 | 0
CDP17 | NSW | NNSW | Domestic | Flexible domestic | 0 | 0 | 0 | 0 | 0 | 0 | 0 | 0 | 0 | 0 | 0 | 0 | 0 | 0 | 0 | 0 | 0 | 0 | 0 | 0 | 0 | 0 | 0 | 0 | 0 | 0 | 0 | 0
CDP17 | NSW | NNSW | Export | Fixed export | 0 | 0 | 0 | 0 | 0 | 0 | 0 | 0 | 0 | 0 | 0 | 0 | 0 | 0 | 0 | 0 | 0 | 0 | 0 | 0 | 0 | 0 | 0 | 0 | 0 | 0 | 0 | 0
CDP17 | NSW | NNSW | Export | Flexible export | 0 | 0 | 0 | 0 | 0 | 0 | 0 | 0 | 0 | 0 | 0 | 0 | 0 | 0 | 0 | 0 | 0 | 0 | 0 | 0 | 0 | 0 | 0 | 0 | 0 | 0 | 0 | 0
CDP17 | NSW | NNSW | Export | Fixed green steel and ammonia | 0 | 0 | 0 | 0 | 0 | 0 | 0 | 0 | 0 | 0 | 0 | 0 | 0 | 0 | 0 | 0 | 0 | 0 | 0 | 0 | 0 | 0 | 0 | 0 | 0 | 0 | 0 | 0
CDP17 | NSW | CNSW | Domestic | Fixed domestic | 0 | 0 | 0 | 0 | 0 | 0 | 0 | 0 | 0 | 0 | 0 | 0 | 0 | 0 | 0 | 0 | 0 | 0 | 0 | 0 | 0 | 0 | 0 | 0 | 0 | 0 | 0 | 0
CDP17 | NSW | CNSW | Domestic | Flexible domestic | 0 | 0 | 0 | 0 | 0 | 0 | 0 | 0 | 0 | 0 | 0 | 0 | 0 | 0 | 0 | 0 | 0 | 0 | 0 | 0 | 0 | 0 | 0 | 0 | 0 | 0 | 0 | 0
CDP17 | NSW | CNSW | Export | Fixed export | 0 | 0 | 0 | 0 | 0 | 0 | 0 | 0 | 0 | 0 | 0 | 0 | 0 | 0 | 0 | 0 | 0 | 0 | 0 | 0 | 0 | 0 | 0 | 0 | 0 | 0 | 0 | 0
CDP17 | NSW | CNSW | Export | Flexible export | 0 | 0 | 0 | 0 | 0 | 0 | 0 | 0 | 0 | 0 | 0 | 0 | 0 | 0 | 0 | 0 | 0 | 0 | 0 | 0 | 0 | 0 | 0 | 0 | 0 | 0 | 0 | 0
CDP17 | NSW | CNSW | Export | Fixed green steel and ammonia | 0 | 0 | 0 | 0 | 0 | 0 | 0 | 0 | 0 | 0 | 0 | 0 | 0 | 0 | 0 | 0 | 0 | 0 | 0 | 0 | 0 | 0 | 0 | 0 | 0 | 0 | 0 | 0
CDP17 | NSW | SNSW | Domestic | Fixed domestic | 1.3276 | 3.1853 | 6.3084 | 10.9957 | 27.192 | 27.192 | 27.192 | 27.2665 | 27.192 | 27.6335 | 27.6335 | 38.1133 | 38.0092 | 40.1835 | 40.1835 | 40.2935 | 40.1835 | 40.1835 | 40.1835 | 54.9452 | 54.7951 | 55.31 | 55.736 | 55.8887 | 107.1346 | 206.5924 | 208.9276 | 206.3684
CDP17 | NSW | SNSW | Domestic | Flexible domestic | 25.6001 | 61.376 | 120.043 | 210.6775 | 349.4215 | 534.1801 | 492.3807 | 476.0744 | 481.2264 | 552.3411 | 545.5686 | 533.4557 | 521.5747 | 513.1738 | 505.0727 | 495.9991 | 490.409 | 493.7656 | 497.5281 | 500.06 | 501.0179 | 502.8628 | 503.9421 | 837.0633 | 1166.1951 | 1495.0574 | 1496.3303 | 1495.761
CDP17 | NSW | SNSW | Export | Fixed export | 0 | 0 | 0 | 0 | 0 | 0 | 0 | 0 | 0 | 0 | 0 | 0 | 0 | 0 | 0 | 0 | 0 | 0 | 0 | 0 | 0 | 0 | 0 | 0 | 0 | 0 | 0 | 0
CDP17 | NSW | SNSW | Export | Flexible export | 0 | 0 | 0 | 0 | 0 | 0 | 0 | 0 | 0 | 0 | 0 | 0 | 0 | 0 | 0 | 0 | 0 | 0 | 0 | 0 | 0 | 0 | 0 | 0 | 0 | 0 | 0 | 0
CDP17 | NSW | SNSW | Export | Fixed green steel and ammonia | 0 | 0 | 0 | 0 | 0 | 0 | 0 | 0 | 0 | 0 | 0 | 0 | 0 | 0 | 0 | 0 | 0 | 0 | 0 | 0 | 0 | 0 | 0 | 0 | 0 | 0 | 0 | 0
CDP17 | NSW | SNW | Domestic | Fixed domestic | 6.7088 | 16.2535 | 32.1809 | 56.1933 | 129.4112 | 129.4112 | 129.4112 | 129.7658 | 129.4112 | 145.2244 | 146.2042 | 224.5534 | 223.9399 | 237.2413 | 237.2413 | 237.8913 | 237.2413 | 237.2413 | 237.2413 | 282.9542 | 282.1811 | 284.5993 | 294.7233 | 345.9221 | 556.9871 | 1043.5648 | 1075.8589 | 1062.8354
CDP17 | NSW | SNW | Domestic | Flexible domestic | 129.3626 | 313.1838 | 612.3729 | 1076.6655 | 1746.9973 | 2542.2524 | 2515.4538 | 2464.6916 | 2494.3596 | 2885.4332 | 2849.6574 | 2786.064 | 2723.9267 | 2663.3638 | 2620.6811 | 2572.9575 | 2543.9462 | 2561.6328 | 2563.6656 | 2575.1833 | 2578.8465 | 2587.4979 | 2592.1994 | 4305.0496 | 6005.5935 | 7706.5765 | 7705.3035 | 7705.8728
CDP17 | NSW | SNW | Export | Fixed export | 0 | 0 | 0 | 0 | 0 | 0 | 0 | 0 | 0 | 0 | 0 | 0 | 0 | 0 | 0 | 0 | 0 | 0 | 0 | 0 | 0 | 0 | 0 | 0 | 0 | 0 | 0 | 0
CDP17 | NSW | SNW | Export | Flexible export | 0 | 0 | 0 | 0 | 0 | 0 | 0 | 0 | 0 | 0 | 0 | 0 | 0 | 0 | 0 | 0 | 0 | 0 | 0 | 0 | 0 | 0 | 0 | 0 | 0 | 0 | 0 | 0
CDP17 | NSW | SNW | Export | Fixed green steel and ammonia | 0 | 0 | 0 | 0 | 0 | 0 | 0 | 0 | 0 | 0 | 0 | 0 | 0 | 0 | 0 | 0 | 0 | 0 | 0 | 0 | 0 | 0 | 0 | 0 | 0 | 0 | 0 | 0
CDP17 | QLD | NQ | Domestic | Fixed domestic | 0 | 0 | 0 | 0 | 0 | 0 | 0 | 0 | 0 | 0 | 0 | 0 | 0 | 0 | 0 | 0 | 0 | 0 | 0 | 0 | 0 | 0 | 0 | 0 | 0 | 0 | 0 | 0
CDP17 | QLD | NQ | Domestic | Flexible domestic | 0 | 0 | 0 | 0 | 0 | 0 | 0 | 0 | 0 | 0 | 0 | 0 | 0 | 0 | 0 | 0 | 0 | 0 | 0 | 0 | 0 | 0 | 0 | 0 | 0 | 0 | 0 | 0
CDP17 | QLD | NQ | Export | Fixed export | 0 | 0 | 0 | 0 | 0 | 0 | 0 | 0 | 0 | 0 | 0 | 0 | 0 | 0 | 0 | 0 | 0 | 0 | 0 | 0 | 0 | 0 | 0 | 0 | 0 | 0 | 0 | 0
CDP17 | QLD | NQ | Export | Flexible export | 0 | 0 | 0 | 0 | 0 | 0 | 0 | 0 | 0 | 0 | 0 | 0 | 0 | 0 | 0 | 0 | 0 | 0 | 0 | 0 | 0 | 0 | 0 | 0 | 0 | 0 | 0 | 0
CDP17 | QLD | NQ | Export | Fixed green steel and ammonia | 0 | 0 | 0 | 0 | 0 | 0 | 0 | 0 | 0 | 0 | 0 | 0 | 0 | 0 | 0 | 0 | 0 | 0 | 0 | 0 | 0 | 0 | 0 | 0 | 0 | 0 | 0 | 0
CDP17 | QLD | CQ | Domestic | Fixed domestic | 0.57346 | 0.62369 | 0.62369 | 0.6254 | 17.067 | 63.9795 | 63.9795 | 64.1548 | 69.1223 | 76.3225 | 96.5362 | 96.8007 | 96.5362 | 103.6866 | 110.0706 | 110.3721 | 110.0706 | 110.0706 | 110.0706 | 143.7307 | 143.338 | 159.0865 | 159.0865 | 159.5223 | 191.0077 | 190.4343 | 200.799 | 259.1106
CDP17 | QLD | CQ | Domestic | Flexible domestic | 11.0579 | 12.0177 | 11.7569 | 10.2983 | 327.7287 | 1134.0005 | 900.3638 | 1081.8578 | 1380.0604 | 1525.5419 | 1607.3919 | 1587.6047 | 1567.6515 | 1547.4386 | 1531.3744 | 1519.6012 | 1513.8836 | 1531.661 | 1551.8681 | 1569.722 | 1589.3224 | 1606.9562 | 1623.1005 | 1643.5557 | 1667.5906 | 1667.5906 | 1667.5906 | 2319.4322
CDP17 | QLD | CQ | Export | Fixed export | 0 | 0 | 0 | 0 | 0 | 0 | 0 | 0 | 0 | 0 | 0 | 0 | 0 | 0 | 0 | 0 | 0 | 0 | 0 | 0 | 0 | 0 | 0 | 0 | 0 | 0 | 0 | 0
CDP17 | QLD | CQ | Export | Flexible export | 0 | 0 | 0 | 0 | 0 | 0 | 0 | 0 | 0 | 0 | 0 | 0 | 0 | 0 | 0 | 0 | 0 | 0 | 0 | 0 | 0 | 0 | 0 | 0 | 0 | 0 | 0 | 0
CDP17 | QLD | CQ | Export | Fixed green steel and ammonia | 0 | 0 | 0 | 0 | 0 | 0 | 0 | 0 | 0 | 0 | 0 | 0 | 0 | 0 | 0 | 0 | 0 | 0 | 0 | 0 | 0 | 0 | 0 | 0 | 0 | 0 | 0 | 0
CDP17 | QLD | SQ | Domestic | Fixed domestic | 0.30474 | 0.30474 | 0.30474 | 0.30557 | 6.8926 | 29.464 | 29.464 | 56.5148 | 86.0449 | 104.4069 | 157.3558 | 159.8818 | 160.7371 | 160.7371 | 169.5005 | 178.0107 | 184.9934 | 184.9934 | 184.9934 | 256.1772 | 255.4773 | 264.0083 | 264.0083 | 264.7316 | 286.5764 | 286.2716 | 315.3975 | 407.2524
CDP17 | QLD | SQ | Domestic | Flexible domestic | 5.8761 | 4.5388 | 4.4304 | 5.5281 | 132.3544 | 277.6234 | 533.7942 | 1111.7142 | 1717.929 | 2086.8953 | 2320.777 | 2301.9489 | 2282.232 | 2261.84 | 2246.434 | 2236.3443 | 2233.9511 | 2265.7026 | 2302.281 | 2336.026 | 2372.3459 | 2405.1384 | 2433.1581 | 2470.9132 | 2507.0472 | 2507.0472 | 2507.0472 | 2992.4706
CDP17 | QLD | SQ | Export | Fixed export | 0 | 0 | 0 | 0 | 0 | 0 | 0 | 0 | 0 | 0 | 0 | 0 | 0 | 0 | 0 | 0 | 0 | 0 | 0 | 0 | 0 | 0 | 0 | 0 | 0 | 0 | 0 | 0
CDP17 | QLD | SQ | Export | Flexible export | 0 | 0 | 0 | 0 | 0 | 0 | 0 | 0 | 0 | 0 | 0 | 0 | 0 | 0 | 0 | 0 | 0 | 0 | 0 | 0 | 0 | 0 | 0 | 0 | 0 | 0 | 0 | 0
CDP17 | QLD | SQ | Export | Fixed green steel and ammonia | 0 | 0 | 0 | 0 | 0 | 0 | 0 | 0 | 0 | 0 | 0 | 0 | 0 | 0 | 0 | 0 | 0 | 0 | 0 | 0 | 0 | 0 | 0 | 0 | 0 | 0 | 0 | 0
CDP17 | VIC | VIC | Domestic | Fixed domestic | 2.5574 | 4.0307 | 4.0307 | 4.0418 | 50.4395 | 139.1119 | 139.1119 | 204.8376 | 420.9245 | 420.9245 | 489.2586 | 549.27 | 547.7692 | 576.3117 | 576.3117 | 577.8906 | 576.3117 | 576.3117 | 576.3117 | 598.902 | 597.2657 | 597.2657 | 678.099 | 679.9568 | 678.099 | 826.558 | 825.0847 | 867.8842
CDP17 | VIC | VIC | Domestic | Flexible domestic | 49.3127 | 77.6668 | 75.935 | 74.2418 | 681.7364 | 1845.7348 | 2721.9649 | 4029.4051 | 7023.9976 | 6901.807 | 6908.0232 | 6792.8171 | 6641.3516 | 6623.0247 | 6516.1324 | 6406.7199 | 6334.4865 | 6347.9136 | 6409.0816 | 6453.7612 | 6488.4471 | 6529.3694 | 6529.3694 | 6614.7091 | 6614.7091 | 7316.4323 | 7316.4323 | 7316.4323
CDP17 | VIC | VIC | Export | Fixed export | 0 | 0 | 0 | 0 | 0 | 0 | 0 | 0 | 0 | 0 | 0 | 0 | 0 | 0 | 0 | 0 | 0 | 0 | 0 | 0 | 0 | 0 | 0 | 0 | 0 | 0 | 0 | 0
CDP17 | VIC | VIC | Export | Flexible export | 0 | 0 | 0 | 0 | 0 | 0 | 0 | 0 | 0 | 0 | 0 | 0 | 0 | 0 | 0 | 0 | 0 | 0 | 0 | 0 | 0 | 0 | 0 | 0 | 0 | 0 | 0 | 0
CDP17 | VIC | VIC | Export | Fixed green steel and ammonia | 0 | 0 | 0 | 0 | 0 | 0 | 0 | 0 | 0 | 0 | 0 | 0 | 0 | 0 | 0 | 0 | 0 | 0 | 0 | 0 | 0 | 0 | 0 | 0 | 0 | 0 | 0 | 0
CDP17 | SA | CSA | Domestic | Fixed domestic | 0.023265 | 24.6608 | 73.9358 | 98.8433 | 98.5773 | 98.5773 | 98.5773 | 98.8473 | 98.5773 | 98.5773 | 98.5779 | 98.8529 | 98.5828 | 98.5863 | 98.5863 | 98.8564 | 98.5863 | 98.5863 | 109.6469 | 117.1239 | 116.8039 | 124.2396 | 124.3361 | 124.6768 | 130.2391 | 167.5698 | 167.5698 | 172.4252
CDP17 | SA | CSA | Domestic | Flexible domestic | 0 | 344.5504 | 1027.5222 | 1369.3318 | 1381.7932 | 1380.6196 | 1379.039 | 1304.129 | 1295.4086 | 1295.8946 | 1296.1512 | 1296.4087 | 1298.9976 | 1298.9976 | 1298.9976 | 1298.9976 | 1298.9976 | 1298.9976 | 1460.7616 | 1465.0544 | 1465.0734 | 1532.5601 | 1533.289 | 1532.7416 | 1642.4459 | 1917.0898 | 1919.1951 | 1919.6307
CDP17 | SA | CSA | Export | Fixed export | 0 | 0 | 0 | 0 | 0 | 0 | 0 | 0 | 0 | 0 | 0 | 0 | 0 | 0 | 0 | 0 | 0 | 0 | 0 | 0 | 0 | 0 | 0 | 0 | 0 | 0 | 0 | 0
CDP17 | SA | CSA | Export | Flexible export | 0 | 0 | 0 | 0 | 0 | 0 | 0 | 0 | 0 | 0 | 0 | 0 | 0 | 0 | 0 | 0 | 0 | 0 | 0 | 0 | 0 | 0 | 0 | 0 | 0 | 0 | 0 | 0
CDP17 | SA | CSA | Export | Fixed green steel and ammonia | 0 | 0 | 0 | 0 | 0 | 0 | 0 | 0 | 0 | 0 | 0 | 0 | 0 | 0 | 0 | 0 | 0 | 0 | 0 | 0 | 0 | 0 | 0 | 0 | 0 | 0 | 0 | 0
CDP17 | SA | SESA | Domestic | Fixed domestic | 0.061378 | 2.6667 | 7.7174 | 9.8546 | 10.7301 | 10.7301 | 10.7301 | 10.7595 | 13.2571 | 13.952 | 15.1552 | 16.268 | 16.2235 | 18.4317 | 18.4317 | 18.4822 | 18.4317 | 18.4317 | 18.4317 | 24.5855 | 24.5183 | 24.5183 | 24.5183 | 24.5855 | 24.5183 | 38.2178 | 35.6125 | 38.3844
CDP17 | SA | SESA | Domestic | Flexible domestic | 1.1835 | 51.3833 | 146.4943 | 188.8144 | 169.2015 | 148.0694 | 146.0958 | 167.3429 | 199.5319 | 206.0828 | 201.66 | 197.2612 | 192.9695 | 188.9449 | 184.9592 | 181.0498 | 179.2508 | 179.4237 | 222.1558 | 223.2297 | 224.4286 | 238.1929 | 237.464 | 238.0114 | 262.6572 | 320.6611 | 321.0201 | 320.5845
CDP17 | SA | SESA | Export | Fixed export | 0 | 0 | 0 | 0 | 0 | 0 | 0 | 0 | 0 | 0 | 0 | 0 | 0 | 0 | 0 | 0 | 0 | 0 | 0 | 0 | 0 | 0 | 0 | 0 | 0 | 0 | 0 | 0
CDP17 | SA | SESA | Export | Flexible export | 0 | 0 | 0 | 0 | 0 | 0 | 0 | 0 | 0 | 0 | 0 | 0 | 0 | 0 | 0 | 0 | 0 | 0 | 0 | 0 | 0 | 0 | 0 | 0 | 0 | 0 | 0 | 0
CDP17 | SA | SESA | Export | Fixed green steel and ammonia | 0 | 0 | 0 | 0 | 0 | 0 | 0 | 0 | 0 | 0 | 0 | 0 | 0 | 0 | 0 | 0 | 0 | 0 | 0 | 0 | 0 | 0 | 0 | 0 | 0 | 0 | 0 | 0
CDP17 | TAS | TAS | Domestic | Fixed domestic | 0 | 0 | 0 | 0 | 0.30059 | 1.2354 | 2.5762 | 3.3595 | 4.7729 | 4.7729 | 4.9175 | 5.8898 | 5.8737 | 9.7586 | 9.7586 | 9.7853 | 14.0639 | 14.0639 | 14.0639 | 14.1025 | 14.0639 | 14.0639 | 15.9975 | 16.0413 | 15.9975 | 16.1036 | 16.1036 | 16.1788
CDP17 | TAS | TAS | Domestic | Flexible domestic | 0 | 0 | 0 | 0 | 5.7721 | 24.2692 | 50.4074 | 66.0847 | 95.2936 | 93.8191 | 98.1518 | 99.4811 | 97.2629 | 174.1542 | 170.2738 | 167.28 | 165.4189 | 169.1686 | 170.1358 | 173.9124 | 175.0212 | 175.0212 | 175.0212 | 175.0212 | 175.0212 | 175.0212 | 175.0212 | 175.0212
CDP17 | TAS | TAS | Export | Fixed export | 0 | 0 | 0 | 0 | 0 | 0 | 0 | 0 | 0 | 0 | 0 | 0 | 0 | 0 | 0 | 0 | 0 | 0 | 0 | 0 | 0 | 0 | 0 | 0 | 0 | 0 | 0 | 0
CDP17 | TAS | TAS | Export | Flexible export | 0 | 0 | 0 | 0 | 0 | 0 | 0 | 0 | 0 | 0 | 0 | 0 | 0 | 0 | 0 | 0 | 0 | 0 | 0 | 0 | 0 | 0 | 0 | 0 | 0 | 0 | 0 | 0
CDP17 | TAS | TAS | Export | Fixed green steel and ammonia | 0 | 0 | 0 | 0 | 0 | 0 | 0 | 0 | 0 | 0 | 0 | 0 | 0 | 0 | 0 | 0 | 0 | 0 | 0 | 0 | 0 | 0 | 0 | 0 | 0 | 0 | 0 | 0
CDP18 | NSW | NNSW | Domestic | Fixed domestic | 0 | 0 | 0 | 0 | 0 | 0 | 0 | 0 | 0 | 0 | 0 | 0 | 0 | 0 | 0 | 0 | 0 | 0 | 0 | 0 | 0 | 0 | 0 | 0 | 0 | 0 | 0 | 0
CDP18 | NSW | NNSW | Domestic | Flexible domestic | 0 | 0 | 0 | 0 | 0 | 0 | 0 | 0 | 0 | 0 | 0 | 0 | 0 | 0 | 0 | 0 | 0 | 0 | 0 | 0 | 0 | 0 | 0 | 0 | 0 | 0 | 0 | 0
CDP18 | NSW | NNSW | Export | Fixed export | 0 | 0 | 0 | 0 | 0 | 0 | 0 | 0 | 0 | 0 | 0 | 0 | 0 | 0 | 0 | 0 | 0 | 0 | 0 | 0 | 0 | 0 | 0 | 0 | 0 | 0 | 0 | 0
CDP18 | NSW | NNSW | Export | Flexible export | 0 | 0 | 0 | 0 | 0 | 0 | 0 | 0 | 0 | 0 | 0 | 0 | 0 | 0 | 0 | 0 | 0 | 0 | 0 | 0 | 0 | 0 | 0 | 0 | 0 | 0 | 0 | 0
CDP18 | NSW | NNSW | Export | Fixed green steel and ammonia | 0 | 0 | 0 | 0 | 0 | 0 | 0 | 0 | 0 | 0 | 0 | 0 | 0 | 0 | 0 | 0 | 0 | 0 | 0 | 0 | 0 | 0 | 0 | 0 | 0 | 0 | 0 | 0
CDP18 | NSW | CNSW | Domestic | Fixed domestic | 0 | 0 | 0 | 0 | 0 | 0 | 0 | 0 | 0 | 0 | 0 | 0 | 0 | 0 | 0 | 0 | 0 | 0 | 0 | 0 | 0 | 0 | 0 | 0 | 0 | 0 | 0 | 0
CDP18 | NSW | CNSW | Domestic | Flexible domestic | 0 | 0 | 0 | 0 | 0 | 0 | 0 | 0 | 0 | 0 | 0 | 0 | 0 | 0 | 0 | 0 | 0 | 0 | 0 | 0 | 0 | 0 | 0 | 0 | 0 | 0 | 0 | 0
CDP18 | NSW | CNSW | Export | Fixed export | 0 | 0 | 0 | 0 | 0 | 0 | 0 | 0 | 0 | 0 | 0 | 0 | 0 | 0 | 0 | 0 | 0 | 0 | 0 | 0 | 0 | 0 | 0 | 0 | 0 | 0 | 0 | 0
CDP18 | NSW | CNSW | Export | Flexible export | 0 | 0 | 0 | 0 | 0 | 0 | 0 | 0 | 0 | 0 | 0 | 0 | 0 | 0 | 0 | 0 | 0 | 0 | 0 | 0 | 0 | 0 | 0 | 0 | 0 | 0 | 0 | 0
CDP18 | NSW | CNSW | Export | Fixed green steel and ammonia | 0 | 0 | 0 | 0 | 0 | 0 | 0 | 0 | 0 | 0 | 0 | 0 | 0 | 0 | 0 | 0 | 0 | 0 | 0 | 0 | 0 | 0 | 0 | 0 | 0 | 0 | 0 | 0
CDP18 | NSW | SNSW | Domestic | Fixed domestic | 1.3276 | 3.1853 | 6.3084 | 10.9957 | 27.192 | 27.192 | 27.192 | 27.2665 | 27.192 | 27.6335 | 27.6335 | 38.1133 | 38.0092 | 40.1835 | 40.1835 | 40.2935 | 40.1835 | 40.1835 | 40.1835 | 54.9452 | 54.7951 | 55.31 | 55.736 | 55.8887 | 107.1346 | 206.5924 | 208.9276 | 206.3684
CDP18 | NSW | SNSW | Domestic | Flexible domestic | 25.6001 | 61.376 | 120.043 | 210.6775 | 349.4215 | 534.1801 | 492.3807 | 476.0744 | 481.2264 | 552.3411 | 545.5686 | 533.4557 | 521.5747 | 513.1738 | 505.0727 | 495.9991 | 490.409 | 493.7656 | 497.5281 | 500.06 | 501.0179 | 502.8628 | 503.9421 | 837.0633 | 1166.1951 | 1495.0574 | 1496.3303 | 1495.761
CDP18 | NSW | SNSW | Export | Fixed export | 0 | 0 | 0 | 0 | 0 | 0 | 0 | 0 | 0 | 0 | 0 | 0 | 0 | 0 | 0 | 0 | 0 | 0 | 0 | 0 | 0 | 0 | 0 | 0 | 0 | 0 | 0 | 0
CDP18 | NSW | SNSW | Export | Flexible export | 0 | 0 | 0 | 0 | 0 | 0 | 0 | 0 | 0 | 0 | 0 | 0 | 0 | 0 | 0 | 0 | 0 | 0 | 0 | 0 | 0 | 0 | 0 | 0 | 0 | 0 | 0 | 0
CDP18 | NSW | SNSW | Export | Fixed green steel and ammonia | 0 | 0 | 0 | 0 | 0 | 0 | 0 | 0 | 0 | 0 | 0 | 0 | 0 | 0 | 0 | 0 | 0 | 0 | 0 | 0 | 0 | 0 | 0 | 0 | 0 | 0 | 0 | 0
CDP18 | NSW | SNW | Domestic | Fixed domestic | 6.7088 | 16.2535 | 32.1809 | 56.1933 | 129.4112 | 129.4112 | 129.4112 | 129.7658 | 129.4112 | 145.2244 | 146.2042 | 224.5534 | 223.9399 | 237.2413 | 237.2413 | 237.8913 | 237.2413 | 237.2413 | 237.2413 | 282.9542 | 282.1811 | 284.5993 | 294.7233 | 345.9221 | 556.9871 | 1043.5648 | 1075.8589 | 1062.8354
CDP18 | NSW | SNW | Domestic | Flexible domestic | 129.3626 | 313.1838 | 612.3729 | 1076.6655 | 1746.9973 | 2542.2523 | 2515.4538 | 2464.6916 | 2494.3596 | 2885.4333 | 2849.6575 | 2786.0641 | 2723.9268 | 2663.3638 | 2620.6811 | 2572.9575 | 2543.9462 | 2561.6328 | 2563.6656 | 2575.1833 | 2578.8465 | 2587.4979 | 2592.1994 | 4305.0496 | 6005.5935 | 7706.5765 | 7705.3035 | 7705.8728
CDP18 | NSW | SNW | Export | Fixed export | 0 | 0 | 0 | 0 | 0 | 0 | 0 | 0 | 0 | 0 | 0 | 0 | 0 | 0 | 0 | 0 | 0 | 0 | 0 | 0 | 0 | 0 | 0 | 0 | 0 | 0 | 0 | 0
CDP18 | NSW | SNW | Export | Flexible export | 0 | 0 | 0 | 0 | 0 | 0 | 0 | 0 | 0 | 0 | 0 | 0 | 0 | 0 | 0 | 0 | 0 | 0 | 0 | 0 | 0 | 0 | 0 | 0 | 0 | 0 | 0 | 0
CDP18 | NSW | SNW | Export | Fixed green steel and ammonia | 0 | 0 | 0 | 0 | 0 | 0 | 0 | 0 | 0 | 0 | 0 | 0 | 0 | 0 | 0 | 0 | 0 | 0 | 0 | 0 | 0 | 0 | 0 | 0 | 0 | 0 | 0 | 0
CDP18 | QLD | NQ | Domestic | Fixed domestic | 0 | 0 | 0 | 0 | 0 | 0 | 0 | 0 | 0 | 0 | 0 | 0 | 0 | 0 | 0 | 0 | 0 | 0 | 0 | 0 | 0 | 0 | 0 | 0 | 0 | 0 | 0 | 0
CDP18 | QLD | NQ | Domestic | Flexible domestic | 0 | 0 | 0 | 0 | 0 | 0 | 0 | 0 | 0 | 0 | 0 | 0 | 0 | 0 | 0 | 0 | 0 | 0 | 0 | 0 | 0 | 0 | 0 | 0 | 0 | 0 | 0 | 0
CDP18 | QLD | NQ | Export | Fixed export | 0 | 0 | 0 | 0 | 0 | 0 | 0 | 0 | 0 | 0 | 0 | 0 | 0 | 0 | 0 | 0 | 0 | 0 | 0 | 0 | 0 | 0 | 0 | 0 | 0 | 0 | 0 | 0
CDP18 | QLD | NQ | Export | Flexible export | 0 | 0 | 0 | 0 | 0 | 0 | 0 | 0 | 0 | 0 | 0 | 0 | 0 | 0 | 0 | 0 | 0 | 0 | 0 | 0 | 0 | 0 | 0 | 0 | 0 | 0 | 0 | 0
CDP18 | QLD | NQ | Export | Fixed green steel and ammonia | 0 | 0 | 0 | 0 | 0 | 0 | 0 | 0 | 0 | 0 | 0 | 0 | 0 | 0 | 0 | 0 | 0 | 0 | 0 | 0 | 0 | 0 | 0 | 0 | 0 | 0 | 0 | 0
CDP18 | QLD | CQ | Domestic | Fixed domestic | 0.57346 | 0.62369 | 0.62369 | 0.6254 | 17.067 | 63.9795 | 63.9795 | 64.1548 | 69.1223 | 76.3225 | 96.5362 | 96.8007 | 96.5362 | 103.6866 | 110.0706 | 110.3721 | 110.0706 | 110.0706 | 110.0706 | 143.7307 | 143.338 | 159.0865 | 159.0865 | 159.5223 | 191.0077 | 190.4343 | 200.799 | 259.1106
CDP18 | QLD | CQ | Domestic | Flexible domestic | 11.0579 | 12.0177 | 11.7569 | 10.2983 | 327.7287 | 1134.0005 | 900.3638 | 1081.8578 | 1380.0604 | 1525.5419 | 1607.3919 | 1587.6047 | 1567.6515 | 1547.4387 | 1531.3744 | 1519.6012 | 1513.8836 | 1531.661 | 1551.8681 | 1569.722 | 1589.3224 | 1606.9562 | 1623.1005 | 1643.5557 | 1667.5906 | 1667.5906 | 1667.5906 | 2319.4322
CDP18 | QLD | CQ | Export | Fixed export | 0 | 0 | 0 | 0 | 0 | 0 | 0 | 0 | 0 | 0 | 0 | 0 | 0 | 0 | 0 | 0 | 0 | 0 | 0 | 0 | 0 | 0 | 0 | 0 | 0 | 0 | 0 | 0
CDP18 | QLD | CQ | Export | Flexible export | 0 | 0 | 0 | 0 | 0 | 0 | 0 | 0 | 0 | 0 | 0 | 0 | 0 | 0 | 0 | 0 | 0 | 0 | 0 | 0 | 0 | 0 | 0 | 0 | 0 | 0 | 0 | 0
CDP18 | QLD | CQ | Export | Fixed green steel and ammonia | 0 | 0 | 0 | 0 | 0 | 0 | 0 | 0 | 0 | 0 | 0 | 0 | 0 | 0 | 0 | 0 | 0 | 0 | 0 | 0 | 0 | 0 | 0 | 0 | 0 | 0 | 0 | 0
CDP18 | QLD | SQ | Domestic | Fixed domestic | 0.30474 | 0.30474 | 0.30474 | 0.30557 | 6.8926 | 29.464 | 29.464 | 56.5148 | 86.0449 | 104.4069 | 157.3558 | 159.8818 | 160.7371 | 160.7371 | 169.5005 | 178.0107 | 184.9934 | 184.9934 | 184.9934 | 256.1772 | 255.4773 | 264.0083 | 264.0083 | 264.7316 | 286.5764 | 286.2716 | 315.3975 | 407.2524
CDP18 | QLD | SQ | Domestic | Flexible domestic | 5.8761 | 4.5388 | 4.4304 | 5.5281 | 132.3544 | 277.6234 | 533.7942 | 1111.7142 | 1717.929 | 2086.8953 | 2320.777 | 2301.9489 | 2282.232 | 2261.84 | 2246.434 | 2236.3443 | 2233.9511 | 2265.7026 | 2302.2811 | 2336.026 | 2372.346 | 2405.1384 | 2433.1581 | 2470.9132 | 2507.0472 | 2507.0472 | 2507.0472 | 2992.4706
CDP18 | QLD | SQ | Export | Fixed export | 0 | 0 | 0 | 0 | 0 | 0 | 0 | 0 | 0 | 0 | 0 | 0 | 0 | 0 | 0 | 0 | 0 | 0 | 0 | 0 | 0 | 0 | 0 | 0 | 0 | 0 | 0 | 0
CDP18 | QLD | SQ | Export | Flexible export | 0 | 0 | 0 | 0 | 0 | 0 | 0 | 0 | 0 | 0 | 0 | 0 | 0 | 0 | 0 | 0 | 0 | 0 | 0 | 0 | 0 | 0 | 0 | 0 | 0 | 0 | 0 | 0
CDP18 | QLD | SQ | Export | Fixed green steel and ammonia | 0 | 0 | 0 | 0 | 0 | 0 | 0 | 0 | 0 | 0 | 0 | 0 | 0 | 0 | 0 | 0 | 0 | 0 | 0 | 0 | 0 | 0 | 0 | 0 | 0 | 0 | 0 | 0
CDP18 | VIC | VIC | Domestic | Fixed domestic | 2.5574 | 4.0307 | 4.0307 | 4.0418 | 50.4395 | 139.1119 | 139.1119 | 204.8376 | 420.9245 | 420.9245 | 489.2586 | 549.27 | 547.7692 | 576.3117 | 576.3117 | 577.8906 | 576.3117 | 576.3117 | 576.3117 | 598.902 | 597.2657 | 597.2657 | 678.099 | 679.9568 | 678.099 | 826.558 | 825.0847 | 867.8842
CDP18 | VIC | VIC | Domestic | Flexible domestic | 49.3127 | 77.6668 | 75.935 | 74.2418 | 681.7364 | 1845.7348 | 2721.9649 | 4029.4052 | 7023.9978 | 6901.8071 | 6908.0234 | 6792.8172 | 6641.3517 | 6623.0248 | 6516.1324 | 6406.72 | 6334.4865 | 6347.9136 | 6409.0816 | 6453.7612 | 6488.4471 | 6529.3694 | 6529.3694 | 6614.7091 | 6614.7091 | 7316.4323 | 7316.4323 | 7316.4323
CDP18 | VIC | VIC | Export | Fixed export | 0 | 0 | 0 | 0 | 0 | 0 | 0 | 0 | 0 | 0 | 0 | 0 | 0 | 0 | 0 | 0 | 0 | 0 | 0 | 0 | 0 | 0 | 0 | 0 | 0 | 0 | 0 | 0
CDP18 | VIC | VIC | Export | Flexible export | 0 | 0 | 0 | 0 | 0 | 0 | 0 | 0 | 0 | 0 | 0 | 0 | 0 | 0 | 0 | 0 | 0 | 0 | 0 | 0 | 0 | 0 | 0 | 0 | 0 | 0 | 0 | 0
CDP18 | VIC | VIC | Export | Fixed green steel and ammonia | 0 | 0 | 0 | 0 | 0 | 0 | 0 | 0 | 0 | 0 | 0 | 0 | 0 | 0 | 0 | 0 | 0 | 0 | 0 | 0 | 0 | 0 | 0 | 0 | 0 | 0 | 0 | 0
CDP18 | SA | CSA | Domestic | Fixed domestic | 0.023265 | 24.6608 | 73.9358 | 98.8433 | 98.5773 | 98.5773 | 98.5773 | 98.8473 | 98.5773 | 98.5773 | 98.5779 | 98.8529 | 98.5828 | 98.5863 | 98.5863 | 98.8564 | 98.5863 | 98.5863 | 109.6469 | 117.1239 | 116.8039 | 124.2396 | 124.3361 | 124.6768 | 130.2391 | 167.5698 | 167.5698 | 172.4252
CDP18 | SA | CSA | Domestic | Flexible domestic | 0 | 344.5504 | 1027.5222 | 1369.3318 | 1381.7932 | 1380.6196 | 1379.039 | 1304.129 | 1295.4086 | 1295.8946 | 1296.1512 | 1296.4087 | 1298.9976 | 1298.9976 | 1298.9976 | 1298.9976 | 1298.9976 | 1298.9976 | 1460.7616 | 1465.0544 | 1465.0734 | 1532.5601 | 1533.289 | 1532.7416 | 1642.4459 | 1917.0898 | 1919.1951 | 1919.6307
CDP18 | SA | CSA | Export | Fixed export | 0 | 0 | 0 | 0 | 0 | 0 | 0 | 0 | 0 | 0 | 0 | 0 | 0 | 0 | 0 | 0 | 0 | 0 | 0 | 0 | 0 | 0 | 0 | 0 | 0 | 0 | 0 | 0
CDP18 | SA | CSA | Export | Flexible export | 0 | 0 | 0 | 0 | 0 | 0 | 0 | 0 | 0 | 0 | 0 | 0 | 0 | 0 | 0 | 0 | 0 | 0 | 0 | 0 | 0 | 0 | 0 | 0 | 0 | 0 | 0 | 0
CDP18 | SA | CSA | Export | Fixed green steel and ammonia | 0 | 0 | 0 | 0 | 0 | 0 | 0 | 0 | 0 | 0 | 0 | 0 | 0 | 0 | 0 | 0 | 0 | 0 | 0 | 0 | 0 | 0 | 0 | 0 | 0 | 0 | 0 | 0
CDP18 | SA | SESA | Domestic | Fixed domestic | 0.061378 | 2.6667 | 7.7174 | 9.8546 | 10.7301 | 10.7301 | 10.7301 | 10.7595 | 13.2571 | 13.952 | 15.1552 | 16.268 | 16.2235 | 18.4317 | 18.4317 | 18.4822 | 18.4317 | 18.4317 | 18.4317 | 24.5855 | 24.5183 | 24.5183 | 24.5183 | 24.5855 | 24.5183 | 38.2178 | 35.6125 | 38.3844
CDP18 | SA | SESA | Domestic | Flexible domestic | 1.1835 | 51.3833 | 146.4943 | 188.8144 | 169.2015 | 148.0694 | 146.0958 | 167.3429 | 199.5319 | 206.0828 | 201.66 | 197.2612 | 192.9695 | 188.9449 | 184.9592 | 181.0498 | 179.2508 | 179.4237 | 222.1558 | 223.2297 | 224.4286 | 238.1929 | 237.464 | 238.0114 | 262.6572 | 320.6611 | 321.0201 | 320.5845
CDP18 | SA | SESA | Export | Fixed export | 0 | 0 | 0 | 0 | 0 | 0 | 0 | 0 | 0 | 0 | 0 | 0 | 0 | 0 | 0 | 0 | 0 | 0 | 0 | 0 | 0 | 0 | 0 | 0 | 0 | 0 | 0 | 0
CDP18 | SA | SESA | Export | Flexible export | 0 | 0 | 0 | 0 | 0 | 0 | 0 | 0 | 0 | 0 | 0 | 0 | 0 | 0 | 0 | 0 | 0 | 0 | 0 | 0 | 0 | 0 | 0 | 0 | 0 | 0 | 0 | 0
CDP18 | SA | SESA | Export | Fixed green steel and ammonia | 0 | 0 | 0 | 0 | 0 | 0 | 0 | 0 | 0 | 0 | 0 | 0 | 0 | 0 | 0 | 0 | 0 | 0 | 0 | 0 | 0 | 0 | 0 | 0 | 0 | 0 | 0 | 0
CDP18 | TAS | TAS | Domestic | Fixed domestic | 0 | 0 | 0 | 0 | 0.30059 | 1.2354 | 2.5762 | 3.3595 | 4.7729 | 4.7729 | 4.9175 | 5.8898 | 5.8737 | 9.7586 | 9.7586 | 9.7853 | 14.0639 | 14.0639 | 14.0639 | 14.1025 | 14.0639 | 14.0639 | 15.9975 | 16.0413 | 15.9975 | 16.1036 | 16.1036 | 16.1788
CDP18 | TAS | TAS | Domestic | Flexible domestic | 0 | 0 | 0 | 0 | 5.7721 | 24.2692 | 50.4074 | 66.0847 | 95.2936 | 93.8191 | 98.1518 | 99.4811 | 97.2629 | 174.1542 | 170.2738 | 167.28 | 165.4189 | 169.1686 | 170.1358 | 173.9124 | 175.0212 | 175.0212 | 175.0212 | 175.0212 | 175.0212 | 175.0212 | 175.0212 | 175.0212
CDP18 | TAS | TAS | Export | Fixed export | 0 | 0 | 0 | 0 | 0 | 0 | 0 | 0 | 0 | 0 | 0 | 0 | 0 | 0 | 0 | 0 | 0 | 0 | 0 | 0 | 0 | 0 | 0 | 0 | 0 | 0 | 0 | 0
CDP18 | TAS | TAS | Export | Flexible export | 0 | 0 | 0 | 0 | 0 | 0 | 0 | 0 | 0 | 0 | 0 | 0 | 0 | 0 | 0 | 0 | 0 | 0 | 0 | 0 | 0 | 0 | 0 | 0 | 0 | 0 | 0 | 0
CDP18 | TAS | TAS | Export | Fixed green steel and ammonia | 0 | 0 | 0 | 0 | 0 | 0 | 0 | 0 | 0 | 0 | 0 | 0 | 0 | 0 | 0 | 0 | 0 | 0 | 0 | 0 | 0 | 0 | 0 | 0 | 0 | 0 | 0 | 0
CDP19 | NSW | NNSW | Domestic | Fixed domestic | 0 | 0 | 0 | 0 | 0 | 0 | 0 | 0 | 0 | 0 | 0 | 0 | 0 | 0 | 0 | 0 | 0 | 0 | 0 | 0 | 0 | 0 | 0 | 0 | 0 | 0 | 0 | 0
CDP19 | NSW | NNSW | Domestic | Flexible domestic | 0 | 0 | 0 | 0 | 0 | 0 | 0 | 0 | 0 | 0 | 0 | 0 | 0 | 0 | 0 | 0 | 0 | 0 | 0 | 0 | 0 | 0 | 0 | 0 | 0 | 0 | 0 | 0
CDP19 | NSW | NNSW | Export | Fixed export | 0 | 0 | 0 | 0 | 0 | 0 | 0 | 0 | 0 | 0 | 0 | 0 | 0 | 0 | 0 | 0 | 0 | 0 | 0 | 0 | 0 | 0 | 0 | 0 | 0 | 0 | 0 | 0
CDP19 | NSW | NNSW | Export | Flexible export | 0 | 0 | 0 | 0 | 0 | 0 | 0 | 0 | 0 | 0 | 0 | 0 | 0 | 0 | 0 | 0 | 0 | 0 | 0 | 0 | 0 | 0 | 0 | 0 | 0 | 0 | 0 | 0
CDP19 | NSW | NNSW | Export | Fixed green steel and ammonia | 0 | 0 | 0 | 0 | 0 | 0 | 0 | 0 | 0 | 0 | 0 | 0 | 0 | 0 | 0 | 0 | 0 | 0 | 0 | 0 | 0 | 0 | 0 | 0 | 0 | 0 | 0 | 0
CDP19 | NSW | CNSW | Domestic | Fixed domestic | 0 | 0 | 0 | 0 | 0 | 0 | 0 | 0 | 0 | 0 | 0 | 0 | 0 | 0 | 0 | 0 | 0 | 0 | 0 | 0 | 0 | 0 | 0 | 0 | 0 | 0 | 0 | 0
CDP19 | NSW | CNSW | Domestic | Flexible domestic | 0 | 0 | 0 | 0 | 0 | 0 | 0 | 0 | 0 | 0 | 0 | 0 | 0 | 0 | 0 | 0 | 0 | 0 | 0 | 0 | 0 | 0 | 0 | 0 | 0 | 0 | 0 | 0
CDP19 | NSW | CNSW | Export | Fixed export | 0 | 0 | 0 | 0 | 0 | 0 | 0 | 0 | 0 | 0 | 0 | 0 | 0 | 0 | 0 | 0 | 0 | 0 | 0 | 0 | 0 | 0 | 0 | 0 | 0 | 0 | 0 | 0
CDP19 | NSW | CNSW | Export | Flexible export | 0 | 0 | 0 | 0 | 0 | 0 | 0 | 0 | 0 | 0 | 0 | 0 | 0 | 0 | 0 | 0 | 0 | 0 | 0 | 0 | 0 | 0 | 0 | 0 | 0 | 0 | 0 | 0
CDP19 | NSW | CNSW | Export | Fixed green steel and ammonia | 0 | 0 | 0 | 0 | 0 | 0 | 0 | 0 | 0 | 0 | 0 | 0 | 0 | 0 | 0 | 0 | 0 | 0 | 0 | 0 | 0 | 0 | 0 | 0 | 0 | 0 | 0 | 0
CDP19 | NSW | SNSW | Domestic | Fixed domestic | 1.3276 | 3.1853 | 6.3084 | 10.9957 | 27.192 | 27.192 | 27.192 | 27.2665 | 27.192 | 27.6335 | 27.6335 | 38.1133 | 38.0092 | 40.1835 | 40.1835 | 40.2935 | 40.1835 | 40.1835 | 40.1835 | 54.9452 | 54.7951 | 55.31 | 55.736 | 55.8887 | 107.1346 | 206.5924 | 208.9276 | 206.3684
CDP19 | NSW | SNSW | Domestic | Flexible domestic | 25.6001 | 61.376 | 120.043 | 210.6775 | 349.4215 | 534.1801 | 492.3807 | 476.0744 | 481.2264 | 552.3411 | 545.5686 | 533.4557 | 521.5747 | 513.1738 | 505.0727 | 495.9991 | 490.409 | 493.7656 | 497.5281 | 500.06 | 501.0179 | 502.8628 | 503.9421 | 837.0633 | 1166.1951 | 1495.0574 | 1496.3303 | 1495.761
CDP19 | NSW | SNSW | Export | Fixed export | 0 | 0 | 0 | 0 | 0 | 0 | 0 | 0 | 0 | 0 | 0 | 0 | 0 | 0 | 0 | 0 | 0 | 0 | 0 | 0 | 0 | 0 | 0 | 0 | 0 | 0 | 0 | 0
CDP19 | NSW | SNSW | Export | Flexible export | 0 | 0 | 0 | 0 | 0 | 0 | 0 | 0 | 0 | 0 | 0 | 0 | 0 | 0 | 0 | 0 | 0 | 0 | 0 | 0 | 0 | 0 | 0 | 0 | 0 | 0 | 0 | 0
CDP19 | NSW | SNSW | Export | Fixed green steel and ammonia | 0 | 0 | 0 | 0 | 0 | 0 | 0 | 0 | 0 | 0 | 0 | 0 | 0 | 0 | 0 | 0 | 0 | 0 | 0 | 0 | 0 | 0 | 0 | 0 | 0 | 0 | 0 | 0
CDP19 | NSW | SNW | Domestic | Fixed domestic | 6.7088 | 16.2535 | 32.1809 | 56.1933 | 129.4112 | 129.4112 | 129.4112 | 129.7658 | 129.4112 | 145.2244 | 146.2042 | 224.5534 | 223.9399 | 237.2413 | 237.2413 | 237.8913 | 237.2413 | 237.2413 | 237.2413 | 282.9542 | 282.1811 | 284.5993 | 294.7233 | 345.9221 | 556.9871 | 1043.5648 | 1075.8589 | 1062.8354
CDP19 | NSW | SNW | Domestic | Flexible domestic | 129.3626 | 313.1838 | 612.3729 | 1076.6655 | 1746.9973 | 2542.2524 | 2515.4538 | 2464.6916 | 2494.3596 | 2885.4332 | 2849.6574 | 2786.064 | 2723.9267 | 2663.3638 | 2620.6811 | 2572.9575 | 2543.9462 | 2561.6328 | 2563.6656 | 2575.1833 | 2578.8465 | 2587.4979 | 2592.1994 | 4305.0496 | 6005.5935 | 7706.5765 | 7705.3035 | 7705.8728
CDP19 | NSW | SNW | Export | Fixed export | 0 | 0 | 0 | 0 | 0 | 0 | 0 | 0 | 0 | 0 | 0 | 0 | 0 | 0 | 0 | 0 | 0 | 0 | 0 | 0 | 0 | 0 | 0 | 0 | 0 | 0 | 0 | 0
CDP19 | NSW | SNW | Export | Flexible export | 0 | 0 | 0 | 0 | 0 | 0 | 0 | 0 | 0 | 0 | 0 | 0 | 0 | 0 | 0 | 0 | 0 | 0 | 0 | 0 | 0 | 0 | 0 | 0 | 0 | 0 | 0 | 0
CDP19 | NSW | SNW | Export | Fixed green steel and ammonia | 0 | 0 | 0 | 0 | 0 | 0 | 0 | 0 | 0 | 0 | 0 | 0 | 0 | 0 | 0 | 0 | 0 | 0 | 0 | 0 | 0 | 0 | 0 | 0 | 0 | 0 | 0 | 0
CDP19 | QLD | NQ | Domestic | Fixed domestic | 0 | 0 | 0 | 0 | 0 | 0 | 0 | 0 | 0 | 0 | 0 | 0 | 0 | 0 | 0 | 0 | 0 | 0 | 0 | 0 | 0 | 0 | 0 | 0 | 0 | 0 | 0 | 0
CDP19 | QLD | NQ | Domestic | Flexible domestic | 0 | 0 | 0 | 0 | 0 | 0 | 0 | 0 | 0 | 0 | 0 | 0 | 0 | 0 | 0 | 0 | 0 | 0 | 0 | 0 | 0 | 0 | 0 | 0 | 0 | 0 | 0 | 0
CDP19 | QLD | NQ | Export | Fixed export | 0 | 0 | 0 | 0 | 0 | 0 | 0 | 0 | 0 | 0 | 0 | 0 | 0 | 0 | 0 | 0 | 0 | 0 | 0 | 0 | 0 | 0 | 0 | 0 | 0 | 0 | 0 | 0
CDP19 | QLD | NQ | Export | Flexible export | 0 | 0 | 0 | 0 | 0 | 0 | 0 | 0 | 0 | 0 | 0 | 0 | 0 | 0 | 0 | 0 | 0 | 0 | 0 | 0 | 0 | 0 | 0 | 0 | 0 | 0 | 0 | 0
CDP19 | QLD | NQ | Export | Fixed green steel and ammonia | 0 | 0 | 0 | 0 | 0 | 0 | 0 | 0 | 0 | 0 | 0 | 0 | 0 | 0 | 0 | 0 | 0 | 0 | 0 | 0 | 0 | 0 | 0 | 0 | 0 | 0 | 0 | 0
CDP19 | QLD | CQ | Domestic | Fixed domestic | 0.57346 | 0.62369 | 0.62369 | 0.6254 | 17.067 | 63.9795 | 63.9795 | 64.1548 | 69.1223 | 76.3225 | 96.5362 | 96.8007 | 96.5362 | 103.6866 | 110.0706 | 110.3721 | 110.0706 | 110.0706 | 110.0706 | 143.7307 | 143.338 | 159.0865 | 159.0865 | 159.5223 | 191.0077 | 190.4343 | 200.799 | 259.1106
CDP19 | QLD | CQ | Domestic | Flexible domestic | 11.0579 | 12.0177 | 11.7569 | 10.2983 | 327.7287 | 1134.0005 | 900.3638 | 1081.8578 | 1380.0604 | 1525.5419 | 1607.3919 | 1587.6047 | 1567.6515 | 1547.4386 | 1531.3744 | 1519.6012 | 1513.8836 | 1531.661 | 1551.8681 | 1569.722 | 1589.3224 | 1606.9562 | 1623.1005 | 1643.5557 | 1667.5906 | 1667.5906 | 1667.5906 | 2319.4322
CDP19 | QLD | CQ | Export | Fixed export | 0 | 0 | 0 | 0 | 0 | 0 | 0 | 0 | 0 | 0 | 0 | 0 | 0 | 0 | 0 | 0 | 0 | 0 | 0 | 0 | 0 | 0 | 0 | 0 | 0 | 0 | 0 | 0
CDP19 | QLD | CQ | Export | Flexible export | 0 | 0 | 0 | 0 | 0 | 0 | 0 | 0 | 0 | 0 | 0 | 0 | 0 | 0 | 0 | 0 | 0 | 0 | 0 | 0 | 0 | 0 | 0 | 0 | 0 | 0 | 0 | 0
CDP19 | QLD | CQ | Export | Fixed green steel and ammonia | 0 | 0 | 0 | 0 | 0 | 0 | 0 | 0 | 0 | 0 | 0 | 0 | 0 | 0 | 0 | 0 | 0 | 0 | 0 | 0 | 0 | 0 | 0 | 0 | 0 | 0 | 0 | 0
CDP19 | QLD | SQ | Domestic | Fixed domestic | 0.30474 | 0.30474 | 0.30474 | 0.30557 | 6.8926 | 29.464 | 29.464 | 56.5148 | 86.0449 | 104.4069 | 157.3558 | 159.8818 | 160.7371 | 160.7371 | 169.5005 | 178.0107 | 184.9934 | 184.9934 | 184.9934 | 256.1772 | 255.4773 | 264.0083 | 264.0083 | 264.7316 | 286.5764 | 286.2716 | 315.3975 | 407.2524
CDP19 | QLD | SQ | Domestic | Flexible domestic | 5.8761 | 4.5388 | 4.4304 | 5.5281 | 132.3544 | 277.6234 | 533.7942 | 1111.7142 | 1717.929 | 2086.8953 | 2320.777 | 2301.9489 | 2282.232 | 2261.84 | 2246.434 | 2236.3443 | 2233.9511 | 2265.7026 | 2302.2811 | 2336.026 | 2372.3459 | 2405.1384 | 2433.1581 | 2470.9132 | 2507.0472 | 2507.0472 | 2507.0472 | 2992.4706
CDP19 | QLD | SQ | Export | Fixed export | 0 | 0 | 0 | 0 | 0 | 0 | 0 | 0 | 0 | 0 | 0 | 0 | 0 | 0 | 0 | 0 | 0 | 0 | 0 | 0 | 0 | 0 | 0 | 0 | 0 | 0 | 0 | 0
CDP19 | QLD | SQ | Export | Flexible export | 0 | 0 | 0 | 0 | 0 | 0 | 0 | 0 | 0 | 0 | 0 | 0 | 0 | 0 | 0 | 0 | 0 | 0 | 0 | 0 | 0 | 0 | 0 | 0 | 0 | 0 | 0 | 0
CDP19 | QLD | SQ | Export | Fixed green steel and ammonia | 0 | 0 | 0 | 0 | 0 | 0 | 0 | 0 | 0 | 0 | 0 | 0 | 0 | 0 | 0 | 0 | 0 | 0 | 0 | 0 | 0 | 0 | 0 | 0 | 0 | 0 | 0 | 0
CDP19 | VIC | VIC | Domestic | Fixed domestic | 2.5574 | 4.0307 | 4.0307 | 4.0418 | 50.4395 | 139.1119 | 139.1119 | 204.8376 | 420.9245 | 420.9245 | 489.2586 | 549.27 | 547.7692 | 576.3117 | 576.3117 | 577.8906 | 576.3117 | 576.3117 | 576.3117 | 598.902 | 597.2657 | 597.2657 | 678.099 | 679.9568 | 678.099 | 826.558 | 825.0847 | 867.8842
CDP19 | VIC | VIC | Domestic | Flexible domestic | 49.3127 | 77.6668 | 75.935 | 74.2418 | 681.7364 | 1845.7348 | 2721.9649 | 4029.4051 | 7023.9977 | 6901.807 | 6908.0233 | 6792.8171 | 6641.3516 | 6623.0247 | 6516.1324 | 6406.72 | 6334.4865 | 6347.9136 | 6409.0816 | 6453.7612 | 6488.4471 | 6529.3694 | 6529.3694 | 6614.7091 | 6614.7091 | 7316.4323 | 7316.4323 | 7316.4323
CDP19 | VIC | VIC | Export | Fixed export | 0 | 0 | 0 | 0 | 0 | 0 | 0 | 0 | 0 | 0 | 0 | 0 | 0 | 0 | 0 | 0 | 0 | 0 | 0 | 0 | 0 | 0 | 0 | 0 | 0 | 0 | 0 | 0
CDP19 | VIC | VIC | Export | Flexible export | 0 | 0 | 0 | 0 | 0 | 0 | 0 | 0 | 0 | 0 | 0 | 0 | 0 | 0 | 0 | 0 | 0 | 0 | 0 | 0 | 0 | 0 | 0 | 0 | 0 | 0 | 0 | 0
CDP19 | VIC | VIC | Export | Fixed green steel and ammonia | 0 | 0 | 0 | 0 | 0 | 0 | 0 | 0 | 0 | 0 | 0 | 0 | 0 | 0 | 0 | 0 | 0 | 0 | 0 | 0 | 0 | 0 | 0 | 0 | 0 | 0 | 0 | 0
CDP19 | SA | CSA | Domestic | Fixed domestic | 0.023265 | 24.6608 | 73.9358 | 98.8433 | 98.5773 | 98.5773 | 98.5773 | 98.8473 | 98.5773 | 98.5773 | 98.5779 | 98.8529 | 98.5828 | 98.5863 | 98.5863 | 98.8564 | 98.5863 | 98.5863 | 109.6469 | 117.1239 | 116.8039 | 124.2396 | 124.3361 | 124.6768 | 130.2391 | 167.5698 | 167.5698 | 172.4252
CDP19 | SA | CSA | Domestic | Flexible domestic | 0 | 344.5504 | 1027.5222 | 1369.3318 | 1381.7932 | 1380.6196 | 1379.039 | 1304.129 | 1295.4086 | 1295.8946 | 1296.1512 | 1296.4087 | 1298.9976 | 1298.9976 | 1298.9976 | 1298.9976 | 1298.9976 | 1298.9976 | 1460.7616 | 1465.0544 | 1465.0734 | 1532.5601 | 1533.289 | 1532.7416 | 1642.4459 | 1917.0898 | 1919.1951 | 1919.6307
CDP19 | SA | CSA | Export | Fixed export | 0 | 0 | 0 | 0 | 0 | 0 | 0 | 0 | 0 | 0 | 0 | 0 | 0 | 0 | 0 | 0 | 0 | 0 | 0 | 0 | 0 | 0 | 0 | 0 | 0 | 0 | 0 | 0
CDP19 | SA | CSA | Export | Flexible export | 0 | 0 | 0 | 0 | 0 | 0 | 0 | 0 | 0 | 0 | 0 | 0 | 0 | 0 | 0 | 0 | 0 | 0 | 0 | 0 | 0 | 0 | 0 | 0 | 0 | 0 | 0 | 0
CDP19 | SA | CSA | Export | Fixed green steel and ammonia | 0 | 0 | 0 | 0 | 0 | 0 | 0 | 0 | 0 | 0 | 0 | 0 | 0 | 0 | 0 | 0 | 0 | 0 | 0 | 0 | 0 | 0 | 0 | 0 | 0 | 0 | 0 | 0
CDP19 | SA | SESA | Domestic | Fixed domestic | 0.061378 | 2.6667 | 7.7174 | 9.8546 | 10.7301 | 10.7301 | 10.7301 | 10.7595 | 13.2571 | 13.952 | 15.1552 | 16.268 | 16.2235 | 18.4317 | 18.4317 | 18.4822 | 18.4317 | 18.4317 | 18.4317 | 24.5855 | 24.5183 | 24.5183 | 24.5183 | 24.5855 | 24.5183 | 38.2178 | 35.6125 | 38.3844
CDP19 | SA | SESA | Domestic | Flexible domestic | 1.1835 | 51.3833 | 146.4943 | 188.8144 | 169.2015 | 148.0694 | 146.0958 | 167.3429 | 199.5319 | 206.0828 | 201.66 | 197.2612 | 192.9695 | 188.9449 | 184.9592 | 181.0498 | 179.2508 | 179.4237 | 222.1558 | 223.2297 | 224.4286 | 238.1929 | 237.464 | 238.0114 | 262.6572 | 320.6611 | 321.0201 | 320.5845
CDP19 | SA | SESA | Export | Fixed export | 0 | 0 | 0 | 0 | 0 | 0 | 0 | 0 | 0 | 0 | 0 | 0 | 0 | 0 | 0 | 0 | 0 | 0 | 0 | 0 | 0 | 0 | 0 | 0 | 0 | 0 | 0 | 0
CDP19 | SA | SESA | Export | Flexible export | 0 | 0 | 0 | 0 | 0 | 0 | 0 | 0 | 0 | 0 | 0 | 0 | 0 | 0 | 0 | 0 | 0 | 0 | 0 | 0 | 0 | 0 | 0 | 0 | 0 | 0 | 0 | 0
CDP19 | SA | SESA | Export | Fixed green steel and ammonia | 0 | 0 | 0 | 0 | 0 | 0 | 0 | 0 | 0 | 0 | 0 | 0 | 0 | 0 | 0 | 0 | 0 | 0 | 0 | 0 | 0 | 0 | 0 | 0 | 0 | 0 | 0 | 0
CDP19 | TAS | TAS | Domestic | Fixed domestic | 0 | 0 | 0 | 0 | 0.30059 | 1.2354 | 2.5762 | 3.3595 | 4.7729 | 4.7729 | 4.9175 | 5.8898 | 5.8737 | 9.7586 | 9.7586 | 9.7853 | 14.0639 | 14.0639 | 14.0639 | 14.1025 | 14.0639 | 14.0639 | 15.9975 | 16.0413 | 15.9975 | 16.1036 | 16.1036 | 16.1788
CDP19 | TAS | TAS | Domestic | Flexible domestic | 0 | 0 | 0 | 0 | 5.7721 | 24.2692 | 50.4074 | 66.0847 | 95.2936 | 93.8191 | 98.1518 | 99.4811 | 97.2629 | 174.1542 | 170.2738 | 167.28 | 165.4189 | 169.1686 | 170.1358 | 173.9124 | 175.0212 | 175.0212 | 175.0212 | 175.0212 | 175.0212 | 175.0212 | 175.0212 | 175.0212
CDP19 | TAS | TAS | Export | Fixed export | 0 | 0 | 0 | 0 | 0 | 0 | 0 | 0 | 0 | 0 | 0 | 0 | 0 | 0 | 0 | 0 | 0 | 0 | 0 | 0 | 0 | 0 | 0 | 0 | 0 | 0 | 0 | 0
CDP19 | TAS | TAS | Export | Flexible export | 0 | 0 | 0 | 0 | 0 | 0 | 0 | 0 | 0 | 0 | 0 | 0 | 0 | 0 | 0 | 0 | 0 | 0 | 0 | 0 | 0 | 0 | 0 | 0 | 0 | 0 | 0 | 0
CDP19 | TAS | TAS | Export | Fixed green steel and ammonia | 0 | 0 | 0 | 0 | 0 | 0 | 0 | 0 | 0 | 0 | 0 | 0 | 0 | 0 | 0 | 0 | 0 | 0 | 0 | 0 | 0 | 0 | 0 | 0 | 0 | 0 | 0 | 0
CDP20 | NSW | NNSW | Domestic | Fixed domestic | 0 | 0 | 0 | 0 | 0 | 0 | 0 | 0 | 0 | 0 | 0 | 0 | 0 | 0 | 0 | 0 | 0 | 0 | 0 | 0 | 0 | 0 | 0 | 0 | 0 | 0 | 0 | 0
CDP20 | NSW | NNSW | Domestic | Flexible domestic | 0 | 0 | 0 | 0 | 0 | 0 | 0 | 0 | 0 | 0 | 0 | 0 | 0 | 0 | 0 | 0 | 0 | 0 | 0 | 0 | 0 | 0 | 0 | 0 | 0 | 0 | 0 | 0
CDP20 | NSW | NNSW | Export | Fixed export | 0 | 0 | 0 | 0 | 0 | 0 | 0 | 0 | 0 | 0 | 0 | 0 | 0 | 0 | 0 | 0 | 0 | 0 | 0 | 0 | 0 | 0 | 0 | 0 | 0 | 0 | 0 | 0
CDP20 | NSW | NNSW | Export | Flexible export | 0 | 0 | 0 | 0 | 0 | 0 | 0 | 0 | 0 | 0 | 0 | 0 | 0 | 0 | 0 | 0 | 0 | 0 | 0 | 0 | 0 | 0 | 0 | 0 | 0 | 0 | 0 | 0
CDP20 | NSW | NNSW | Export | Fixed green steel and ammonia | 0 | 0 | 0 | 0 | 0 | 0 | 0 | 0 | 0 | 0 | 0 | 0 | 0 | 0 | 0 | 0 | 0 | 0 | 0 | 0 | 0 | 0 | 0 | 0 | 0 | 0 | 0 | 0
CDP20 | NSW | CNSW | Domestic | Fixed domestic | 0 | 0 | 0 | 0 | 0 | 0 | 0 | 0 | 0 | 0 | 0 | 0 | 0 | 0 | 0 | 0 | 0 | 0 | 0 | 0 | 0 | 0 | 0 | 0 | 0 | 0 | 0 | 0
CDP20 | NSW | CNSW | Domestic | Flexible domestic | 0 | 0 | 0 | 0 | 0 | 0 | 0 | 0 | 0 | 0 | 0 | 0 | 0 | 0 | 0 | 0 | 0 | 0 | 0 | 0 | 0 | 0 | 0 | 0 | 0 | 0 | 0 | 0
CDP20 | NSW | CNSW | Export | Fixed export | 0 | 0 | 0 | 0 | 0 | 0 | 0 | 0 | 0 | 0 | 0 | 0 | 0 | 0 | 0 | 0 | 0 | 0 | 0 | 0 | 0 | 0 | 0 | 0 | 0 | 0 | 0 | 0
CDP20 | NSW | CNSW | Export | Flexible export | 0 | 0 | 0 | 0 | 0 | 0 | 0 | 0 | 0 | 0 | 0 | 0 | 0 | 0 | 0 | 0 | 0 | 0 | 0 | 0 | 0 | 0 | 0 | 0 | 0 | 0 | 0 | 0
CDP20 | NSW | CNSW | Export | Fixed green steel and ammonia | 0 | 0 | 0 | 0 | 0 | 0 | 0 | 0 | 0 | 0 | 0 | 0 | 0 | 0 | 0 | 0 | 0 | 0 | 0 | 0 | 0 | 0 | 0 | 0 | 0 | 0 | 0 | 0
CDP20 | NSW | SNSW | Domestic | Fixed domestic | 1.3276 | 3.1853 | 6.3084 | 10.9957 | 27.192 | 27.192 | 27.192 | 27.2665 | 27.192 | 27.6335 | 27.6335 | 38.1133 | 38.0092 | 40.1835 | 40.1835 | 40.2935 | 40.1835 | 40.1835 | 40.1835 | 54.9452 | 54.7951 | 55.31 | 55.736 | 55.8887 | 107.1346 | 206.5924 | 208.9276 | 206.3684
CDP20 | NSW | SNSW | Domestic | Flexible domestic | 25.6001 | 61.376 | 120.043 | 210.6775 | 349.4215 | 534.1801 | 492.3807 | 476.0744 | 481.2264 | 552.3411 | 545.5686 | 533.4557 | 521.5747 | 513.1738 | 505.0727 | 495.9991 | 490.409 | 493.7656 | 497.5281 | 500.06 | 501.0179 | 502.8628 | 503.9421 | 837.0633 | 1166.1951 | 1495.0574 | 1496.3303 | 1495.761
CDP20 | NSW | SNSW | Export | Fixed export | 0 | 0 | 0 | 0 | 0 | 0 | 0 | 0 | 0 | 0 | 0 | 0 | 0 | 0 | 0 | 0 | 0 | 0 | 0 | 0 | 0 | 0 | 0 | 0 | 0 | 0 | 0 | 0
CDP20 | NSW | SNSW | Export | Flexible export | 0 | 0 | 0 | 0 | 0 | 0 | 0 | 0 | 0 | 0 | 0 | 0 | 0 | 0 | 0 | 0 | 0 | 0 | 0 | 0 | 0 | 0 | 0 | 0 | 0 | 0 | 0 | 0
CDP20 | NSW | SNSW | Export | Fixed green steel and ammonia | 0 | 0 | 0 | 0 | 0 | 0 | 0 | 0 | 0 | 0 | 0 | 0 | 0 | 0 | 0 | 0 | 0 | 0 | 0 | 0 | 0 | 0 | 0 | 0 | 0 | 0 | 0 | 0
CDP20 | NSW | SNW | Domestic | Fixed domestic | 6.7088 | 16.2535 | 32.1809 | 56.1933 | 129.4112 | 129.4112 | 129.4112 | 129.7658 | 129.4112 | 145.2244 | 146.2042 | 224.5534 | 223.9399 | 237.2413 | 237.2413 | 237.8913 | 237.2413 | 237.2413 | 237.2413 | 282.9542 | 282.1811 | 284.5993 | 294.7233 | 345.9221 | 556.9871 | 1043.5648 | 1075.8589 | 1062.8354
CDP20 | NSW | SNW | Domestic | Flexible domestic | 129.3626 | 313.1838 | 612.3729 | 1076.6655 | 1746.9973 | 2542.2524 | 2515.4538 | 2464.6916 | 2494.3596 | 2885.4333 | 2849.6575 | 2786.064 | 2723.9268 | 2663.3638 | 2620.6811 | 2572.9575 | 2543.9462 | 2561.6328 | 2563.6656 | 2575.1833 | 2578.8465 | 2587.4979 | 2592.1994 | 4305.0496 | 6005.5935 | 7706.5765 | 7705.3035 | 7705.8728
CDP20 | NSW | SNW | Export | Fixed export | 0 | 0 | 0 | 0 | 0 | 0 | 0 | 0 | 0 | 0 | 0 | 0 | 0 | 0 | 0 | 0 | 0 | 0 | 0 | 0 | 0 | 0 | 0 | 0 | 0 | 0 | 0 | 0
CDP20 | NSW | SNW | Export | Flexible export | 0 | 0 | 0 | 0 | 0 | 0 | 0 | 0 | 0 | 0 | 0 | 0 | 0 | 0 | 0 | 0 | 0 | 0 | 0 | 0 | 0 | 0 | 0 | 0 | 0 | 0 | 0 | 0
CDP20 | NSW | SNW | Export | Fixed green steel and ammonia | 0 | 0 | 0 | 0 | 0 | 0 | 0 | 0 | 0 | 0 | 0 | 0 | 0 | 0 | 0 | 0 | 0 | 0 | 0 | 0 | 0 | 0 | 0 | 0 | 0 | 0 | 0 | 0
CDP20 | QLD | NQ | Domestic | Fixed domestic | 0 | 0 | 0 | 0 | 0 | 0 | 0 | 0 | 0 | 0 | 0 | 0 | 0 | 0 | 0 | 0 | 0 | 0 | 0 | 0 | 0 | 0 | 0 | 0 | 0 | 0 | 0 | 0
CDP20 | QLD | NQ | Domestic | Flexible domestic | 0 | 0 | 0 | 0 | 0 | 0 | 0 | 0 | 0 | 0 | 0 | 0 | 0 | 0 | 0 | 0 | 0 | 0 | 0 | 0 | 0 | 0 | 0 | 0 | 0 | 0 | 0 | 0
CDP20 | QLD | NQ | Export | Fixed export | 0 | 0 | 0 | 0 | 0 | 0 | 0 | 0 | 0 | 0 | 0 | 0 | 0 | 0 | 0 | 0 | 0 | 0 | 0 | 0 | 0 | 0 | 0 | 0 | 0 | 0 | 0 | 0
CDP20 | QLD | NQ | Export | Flexible export | 0 | 0 | 0 | 0 | 0 | 0 | 0 | 0 | 0 | 0 | 0 | 0 | 0 | 0 | 0 | 0 | 0 | 0 | 0 | 0 | 0 | 0 | 0 | 0 | 0 | 0 | 0 | 0
CDP20 | QLD | NQ | Export | Fixed green steel and ammonia | 0 | 0 | 0 | 0 | 0 | 0 | 0 | 0 | 0 | 0 | 0 | 0 | 0 | 0 | 0 | 0 | 0 | 0 | 0 | 0 | 0 | 0 | 0 | 0 | 0 | 0 | 0 | 0
CDP20 | QLD | CQ | Domestic | Fixed domestic | 0.57346 | 0.62369 | 0.62369 | 0.6254 | 17.067 | 63.9795 | 63.9795 | 64.1548 | 69.1223 | 76.3225 | 96.5362 | 96.8007 | 96.5362 | 103.6866 | 110.0706 | 110.3721 | 110.0706 | 110.0706 | 110.0706 | 143.7307 | 143.338 | 159.0865 | 159.0865 | 159.5223 | 191.0077 | 190.4343 | 200.799 | 259.1106
CDP20 | QLD | CQ | Domestic | Flexible domestic | 11.0579 | 12.0177 | 11.7569 | 10.2983 | 327.7287 | 1134.0005 | 900.3638 | 1081.8578 | 1380.0604 | 1525.5419 | 1607.3919 | 1587.6047 | 1567.6515 | 1547.4387 | 1531.3744 | 1519.6012 | 1513.8836 | 1531.661 | 1551.868 | 1569.722 | 1589.3224 | 1606.9562 | 1623.1005 | 1643.5557 | 1667.5906 | 1667.5906 | 1667.5906 | 2319.4322
CDP20 | QLD | CQ | Export | Fixed export | 0 | 0 | 0 | 0 | 0 | 0 | 0 | 0 | 0 | 0 | 0 | 0 | 0 | 0 | 0 | 0 | 0 | 0 | 0 | 0 | 0 | 0 | 0 | 0 | 0 | 0 | 0 | 0
CDP20 | QLD | CQ | Export | Flexible export | 0 | 0 | 0 | 0 | 0 | 0 | 0 | 0 | 0 | 0 | 0 | 0 | 0 | 0 | 0 | 0 | 0 | 0 | 0 | 0 | 0 | 0 | 0 | 0 | 0 | 0 | 0 | 0
CDP20 | QLD | CQ | Export | Fixed green steel and ammonia | 0 | 0 | 0 | 0 | 0 | 0 | 0 | 0 | 0 | 0 | 0 | 0 | 0 | 0 | 0 | 0 | 0 | 0 | 0 | 0 | 0 | 0 | 0 | 0 | 0 | 0 | 0 | 0
CDP20 | QLD | SQ | Domestic | Fixed domestic | 0.30474 | 0.30474 | 0.30474 | 0.30557 | 6.8926 | 29.464 | 29.464 | 56.5148 | 86.0449 | 104.4069 | 157.3558 | 159.8818 | 160.7371 | 160.7371 | 169.5005 | 178.0107 | 184.9934 | 184.9934 | 184.9934 | 256.1772 | 255.4773 | 264.0083 | 264.0083 | 264.7316 | 286.5764 | 286.2716 | 315.3975 | 407.2524
CDP20 | QLD | SQ | Domestic | Flexible domestic | 5.8761 | 4.5388 | 4.4304 | 5.5281 | 132.3544 | 277.6234 | 533.7942 | 1111.7142 | 1717.929 | 2086.8953 | 2320.777 | 2301.9489 | 2282.232 | 2261.84 | 2246.434 | 2236.3443 | 2233.9511 | 2265.7026 | 2302.281 | 2336.026 | 2372.3459 | 2405.1384 | 2433.1581 | 2470.9132 | 2507.0472 | 2507.0472 | 2507.0472 | 2992.4706
CDP20 | QLD | SQ | Export | Fixed export | 0 | 0 | 0 | 0 | 0 | 0 | 0 | 0 | 0 | 0 | 0 | 0 | 0 | 0 | 0 | 0 | 0 | 0 | 0 | 0 | 0 | 0 | 0 | 0 | 0 | 0 | 0 | 0
CDP20 | QLD | SQ | Export | Flexible export | 0 | 0 | 0 | 0 | 0 | 0 | 0 | 0 | 0 | 0 | 0 | 0 | 0 | 0 | 0 | 0 | 0 | 0 | 0 | 0 | 0 | 0 | 0 | 0 | 0 | 0 | 0 | 0
CDP20 | QLD | SQ | Export | Fixed green steel and ammonia | 0 | 0 | 0 | 0 | 0 | 0 | 0 | 0 | 0 | 0 | 0 | 0 | 0 | 0 | 0 | 0 | 0 | 0 | 0 | 0 | 0 | 0 | 0 | 0 | 0 | 0 | 0 | 0
CDP20 | VIC | VIC | Domestic | Fixed domestic | 2.5574 | 4.0307 | 4.0307 | 4.0418 | 50.4395 | 139.1119 | 139.1119 | 204.8376 | 420.9245 | 420.9245 | 489.2586 | 549.27 | 547.7692 | 576.3117 | 576.3117 | 577.8906 | 576.3117 | 576.3117 | 576.3117 | 598.902 | 597.2657 | 597.2657 | 678.099 | 679.9568 | 678.099 | 826.558 | 825.0847 | 867.8842
CDP20 | VIC | VIC | Domestic | Flexible domestic | 49.3127 | 77.6668 | 75.935 | 74.2418 | 681.7364 | 1845.7348 | 2721.9649 | 4029.4051 | 7023.9977 | 6901.8071 | 6908.0233 | 6792.8172 | 6641.3517 | 6623.0248 | 6516.1324 | 6406.7199 | 6334.4864 | 6347.9135 | 6409.0816 | 6453.7612 | 6488.4471 | 6529.3694 | 6529.3694 | 6614.7091 | 6614.7091 | 7316.4323 | 7316.4323 | 7316.4323
CDP20 | VIC | VIC | Export | Fixed export | 0 | 0 | 0 | 0 | 0 | 0 | 0 | 0 | 0 | 0 | 0 | 0 | 0 | 0 | 0 | 0 | 0 | 0 | 0 | 0 | 0 | 0 | 0 | 0 | 0 | 0 | 0 | 0
CDP20 | VIC | VIC | Export | Flexible export | 0 | 0 | 0 | 0 | 0 | 0 | 0 | 0 | 0 | 0 | 0 | 0 | 0 | 0 | 0 | 0 | 0 | 0 | 0 | 0 | 0 | 0 | 0 | 0 | 0 | 0 | 0 | 0
CDP20 | VIC | VIC | Export | Fixed green steel and ammonia | 0 | 0 | 0 | 0 | 0 | 0 | 0 | 0 | 0 | 0 | 0 | 0 | 0 | 0 | 0 | 0 | 0 | 0 | 0 | 0 | 0 | 0 | 0 | 0 | 0 | 0 | 0 | 0
CDP20 | SA | CSA | Domestic | Fixed domestic | 0.023265 | 24.6608 | 73.9358 | 98.8433 | 98.5773 | 98.5773 | 98.5773 | 98.8473 | 98.5773 | 98.5773 | 98.5779 | 98.8529 | 98.5828 | 98.5863 | 98.5863 | 98.8564 | 98.5863 | 98.5863 | 109.6469 | 117.1239 | 116.8039 | 124.2396 | 124.3361 | 124.6768 | 130.2391 | 167.5698 | 167.5698 | 172.4252
CDP20 | SA | CSA | Domestic | Flexible domestic | 0 | 344.5504 | 1027.5222 | 1369.3318 | 1381.7932 | 1380.6196 | 1379.039 | 1304.129 | 1295.4086 | 1295.8946 | 1296.1512 | 1296.4087 | 1298.9976 | 1298.9976 | 1298.9976 | 1298.9976 | 1298.9976 | 1298.9976 | 1460.7616 | 1465.0544 | 1465.0734 | 1532.5601 | 1533.289 | 1532.7416 | 1642.4459 | 1917.0898 | 1919.1951 | 1919.6307
CDP20 | SA | CSA | Export | Fixed export | 0 | 0 | 0 | 0 | 0 | 0 | 0 | 0 | 0 | 0 | 0 | 0 | 0 | 0 | 0 | 0 | 0 | 0 | 0 | 0 | 0 | 0 | 0 | 0 | 0 | 0 | 0 | 0
CDP20 | SA | CSA | Export | Flexible export | 0 | 0 | 0 | 0 | 0 | 0 | 0 | 0 | 0 | 0 | 0 | 0 | 0 | 0 | 0 | 0 | 0 | 0 | 0 | 0 | 0 | 0 | 0 | 0 | 0 | 0 | 0 | 0
CDP20 | SA | CSA | Export | Fixed green steel and ammonia | 0 | 0 | 0 | 0 | 0 | 0 | 0 | 0 | 0 | 0 | 0 | 0 | 0 | 0 | 0 | 0 | 0 | 0 | 0 | 0 | 0 | 0 | 0 | 0 | 0 | 0 | 0 | 0
CDP20 | SA | SESA | Domestic | Fixed domestic | 0.061378 | 2.6667 | 7.7174 | 9.8546 | 10.7301 | 10.7301 | 10.7301 | 10.7595 | 13.2571 | 13.952 | 15.1552 | 16.268 | 16.2235 | 18.4317 | 18.4317 | 18.4822 | 18.4317 | 18.4317 | 18.4317 | 24.5855 | 24.5183 | 24.5183 | 24.5183 | 24.5855 | 24.5183 | 38.2178 | 35.6125 | 38.3844
CDP20 | SA | SESA | Domestic | Flexible domestic | 1.1835 | 51.3833 | 146.4943 | 188.8144 | 169.2015 | 148.0694 | 146.0958 | 167.3429 | 199.5319 | 206.0828 | 201.66 | 197.2612 | 192.9695 | 188.9449 | 184.9592 | 181.0498 | 179.2508 | 179.4237 | 222.1558 | 223.2297 | 224.4286 | 238.1929 | 237.464 | 238.0114 | 262.6572 | 320.6611 | 321.0201 | 320.5845
CDP20 | SA | SESA | Export | Fixed export | 0 | 0 | 0 | 0 | 0 | 0 | 0 | 0 | 0 | 0 | 0 | 0 | 0 | 0 | 0 | 0 | 0 | 0 | 0 | 0 | 0 | 0 | 0 | 0 | 0 | 0 | 0 | 0
CDP20 | SA | SESA | Export | Flexible export | 0 | 0 | 0 | 0 | 0 | 0 | 0 | 0 | 0 | 0 | 0 | 0 | 0 | 0 | 0 | 0 | 0 | 0 | 0 | 0 | 0 | 0 | 0 | 0 | 0 | 0 | 0 | 0
CDP20 | SA | SESA | Export | Fixed green steel and ammonia | 0 | 0 | 0 | 0 | 0 | 0 | 0 | 0 | 0 | 0 | 0 | 0 | 0 | 0 | 0 | 0 | 0 | 0 | 0 | 0 | 0 | 0 | 0 | 0 | 0 | 0 | 0 | 0
CDP20 | TAS | TAS | Domestic | Fixed domestic | 0 | 0 | 0 | 0 | 0.30059 | 1.2354 | 2.5762 | 3.3595 | 4.7729 | 4.7729 | 4.9175 | 5.8898 | 5.8737 | 9.7586 | 9.7586 | 9.7853 | 14.0639 | 14.0639 | 14.0639 | 14.1025 | 14.0639 | 14.0639 | 15.9975 | 16.0413 | 15.9975 | 16.1036 | 16.1036 | 16.1788
CDP20 | TAS | TAS | Domestic | Flexible domestic | 0 | 0 | 0 | 0 | 5.7721 | 24.2692 | 50.4074 | 66.0847 | 95.2936 | 93.8191 | 98.1518 | 99.4811 | 97.2629 | 174.1542 | 170.2738 | 167.28 | 165.4189 | 169.1686 | 170.1358 | 173.9124 | 175.0212 | 175.0212 | 175.0212 | 175.0212 | 175.0212 | 175.0212 | 175.0212 | 175.0212
CDP20 | TAS | TAS | Export | Fixed export | 0 | 0 | 0 | 0 | 0 | 0 | 0 | 0 | 0 | 0 | 0 | 0 | 0 | 0 | 0 | 0 | 0 | 0 | 0 | 0 | 0 | 0 | 0 | 0 | 0 | 0 | 0 | 0
CDP20 | TAS | TAS | Export | Flexible export | 0 | 0 | 0 | 0 | 0 | 0 | 0 | 0 | 0 | 0 | 0 | 0 | 0 | 0 | 0 | 0 | 0 | 0 | 0 | 0 | 0 | 0 | 0 | 0 | 0 | 0 | 0 | 0
CDP20 | TAS | TAS | Export | Fixed green steel and ammonia | 0 | 0 | 0 | 0 | 0 | 0 | 0 | 0 | 0 | 0 | 0 | 0 | 0 | 0 | 0 | 0 | 0 | 0 | 0 | 0 | 0 | 0 | 0 | 0 | 0 | 0 | 0 | 0
CDP21 | NSW | NNSW | Domestic | Fixed domestic | 0 | 0 | 0 | 0 | 0 | 0 | 0 | 0 | 0 | 0 | 0 | 0 | 0 | 0 | 0 | 0 | 0 | 0 | 0 | 0 | 0 | 0 | 0 | 0 | 0 | 0 | 0 | 0
CDP21 | NSW | NNSW | Domestic | Flexible domestic | 0 | 0 | 0 | 0 | 0 | 0 | 0 | 0 | 0 | 0 | 0 | 0 | 0 | 0 | 0 | 0 | 0 | 0 | 0 | 0 | 0 | 0 | 0 | 0 | 0 | 0 | 0 | 0
CDP21 | NSW | NNSW | Export | Fixed export | 0 | 0 | 0 | 0 | 0 | 0 | 0 | 0 | 0 | 0 | 0 | 0 | 0 | 0 | 0 | 0 | 0 | 0 | 0 | 0 | 0 | 0 | 0 | 0 | 0 | 0 | 0 | 0
CDP21 | NSW | NNSW | Export | Flexible export | 0 | 0 | 0 | 0 | 0 | 0 | 0 | 0 | 0 | 0 | 0 | 0 | 0 | 0 | 0 | 0 | 0 | 0 | 0 | 0 | 0 | 0 | 0 | 0 | 0 | 0 | 0 | 0
CDP21 | NSW | NNSW | Export | Fixed green steel and ammonia | 0 | 0 | 0 | 0 | 0 | 0 | 0 | 0 | 0 | 0 | 0 | 0 | 0 | 0 | 0 | 0 | 0 | 0 | 0 | 0 | 0 | 0 | 0 | 0 | 0 | 0 | 0 | 0
CDP21 | NSW | CNSW | Domestic | Fixed domestic | 0 | 0 | 0 | 0 | 0 | 0 | 0 | 0 | 0 | 0 | 0 | 0 | 0 | 0 | 0 | 0 | 0 | 0 | 0 | 0 | 0 | 0 | 0 | 0 | 0 | 0 | 0 | 0
CDP21 | NSW | CNSW | Domestic | Flexible domestic | 0 | 0 | 0 | 0 | 0 | 0 | 0 | 0 | 0 | 0 | 0 | 0 | 0 | 0 | 0 | 0 | 0 | 0 | 0 | 0 | 0 | 0 | 0 | 0 | 0 | 0 | 0 | 0
CDP21 | NSW | CNSW | Export | Fixed export | 0 | 0 | 0 | 0 | 0 | 0 | 0 | 0 | 0 | 0 | 0 | 0 | 0 | 0 | 0 | 0 | 0 | 0 | 0 | 0 | 0 | 0 | 0 | 0 | 0 | 0 | 0 | 0
CDP21 | NSW | CNSW | Export | Flexible export | 0 | 0 | 0 | 0 | 0 | 0 | 0 | 0 | 0 | 0 | 0 | 0 | 0 | 0 | 0 | 0 | 0 | 0 | 0 | 0 | 0 | 0 | 0 | 0 | 0 | 0 | 0 | 0
CDP21 | NSW | CNSW | Export | Fixed green steel and ammonia | 0 | 0 | 0 | 0 | 0 | 0 | 0 | 0 | 0 | 0 | 0 | 0 | 0 | 0 | 0 | 0 | 0 | 0 | 0 | 0 | 0 | 0 | 0 | 0 | 0 | 0 | 0 | 0
CDP21 | NSW | SNSW | Domestic | Fixed domestic | 1.3276 | 3.1853 | 6.3084 | 10.9957 | 27.192 | 27.192 | 27.192 | 27.2665 | 27.192 | 27.6335 | 27.6335 | 38.1133 | 38.0092 | 40.1835 | 40.1835 | 40.2935 | 40.1835 | 40.1835 | 40.1835 | 54.9452 | 54.7951 | 55.31 | 55.736 | 55.8887 | 107.1346 | 206.5924 | 208.9276 | 206.3684
CDP21 | NSW | SNSW | Domestic | Flexible domestic | 25.6001 | 61.376 | 120.043 | 210.6775 | 349.4215 | 534.1801 | 492.3807 | 476.0744 | 481.2264 | 552.3411 | 545.5686 | 533.4557 | 521.5747 | 513.1738 | 505.0727 | 495.9991 | 490.409 | 493.7656 | 497.5281 | 500.06 | 501.0179 | 502.8628 | 503.9421 | 837.0633 | 1166.1951 | 1495.0574 | 1496.3303 | 1495.761
CDP21 | NSW | SNSW | Export | Fixed export | 0 | 0 | 0 | 0 | 0 | 0 | 0 | 0 | 0 | 0 | 0 | 0 | 0 | 0 | 0 | 0 | 0 | 0 | 0 | 0 | 0 | 0 | 0 | 0 | 0 | 0 | 0 | 0
CDP21 | NSW | SNSW | Export | Flexible export | 0 | 0 | 0 | 0 | 0 | 0 | 0 | 0 | 0 | 0 | 0 | 0 | 0 | 0 | 0 | 0 | 0 | 0 | 0 | 0 | 0 | 0 | 0 | 0 | 0 | 0 | 0 | 0
CDP21 | NSW | SNSW | Export | Fixed green steel and ammonia | 0 | 0 | 0 | 0 | 0 | 0 | 0 | 0 | 0 | 0 | 0 | 0 | 0 | 0 | 0 | 0 | 0 | 0 | 0 | 0 | 0 | 0 | 0 | 0 | 0 | 0 | 0 | 0
CDP21 | NSW | SNW | Domestic | Fixed domestic | 6.7088 | 16.2535 | 32.1809 | 56.1933 | 129.4112 | 129.4112 | 129.4112 | 129.7658 | 129.4112 | 145.2244 | 146.2042 | 224.5534 | 223.9399 | 237.2413 | 237.2413 | 237.8913 | 237.2413 | 237.2413 | 237.2413 | 282.9542 | 282.1811 | 284.5993 | 294.7233 | 345.9221 | 556.9871 | 1043.5648 | 1075.8589 | 1062.8354
CDP21 | NSW | SNW | Domestic | Flexible domestic | 129.3626 | 313.1838 | 612.3729 | 1076.6655 | 1746.9973 | 2542.2524 | 2515.4538 | 2464.6916 | 2494.3596 | 2885.4333 | 2849.6575 | 2786.064 | 2723.9268 | 2663.3638 | 2620.6811 | 2572.9575 | 2543.9462 | 2561.6328 | 2563.6656 | 2575.1833 | 2578.8465 | 2587.4979 | 2592.1995 | 4305.0496 | 6005.5935 | 7706.5765 | 7705.3035 | 7705.8728
CDP21 | NSW | SNW | Export | Fixed export | 0 | 0 | 0 | 0 | 0 | 0 | 0 | 0 | 0 | 0 | 0 | 0 | 0 | 0 | 0 | 0 | 0 | 0 | 0 | 0 | 0 | 0 | 0 | 0 | 0 | 0 | 0 | 0
CDP21 | NSW | SNW | Export | Flexible export | 0 | 0 | 0 | 0 | 0 | 0 | 0 | 0 | 0 | 0 | 0 | 0 | 0 | 0 | 0 | 0 | 0 | 0 | 0 | 0 | 0 | 0 | 0 | 0 | 0 | 0 | 0 | 0
CDP21 | NSW | SNW | Export | Fixed green steel and ammonia | 0 | 0 | 0 | 0 | 0 | 0 | 0 | 0 | 0 | 0 | 0 | 0 | 0 | 0 | 0 | 0 | 0 | 0 | 0 | 0 | 0 | 0 | 0 | 0 | 0 | 0 | 0 | 0
CDP21 | QLD | NQ | Domestic | Fixed domestic | 0 | 0 | 0 | 0 | 0 | 0 | 0 | 0 | 0 | 0 | 0 | 0 | 0 | 0 | 0 | 0 | 0 | 0 | 0 | 0 | 0 | 0 | 0 | 0 | 0 | 0 | 0 | 0
CDP21 | QLD | NQ | Domestic | Flexible domestic | 0 | 0 | 0 | 0 | 0 | 0 | 0 | 0 | 0 | 0 | 0 | 0 | 0 | 0 | 0 | 0 | 0 | 0 | 0 | 0 | 0 | 0 | 0 | 0 | 0 | 0 | 0 | 0
CDP21 | QLD | NQ | Export | Fixed export | 0 | 0 | 0 | 0 | 0 | 0 | 0 | 0 | 0 | 0 | 0 | 0 | 0 | 0 | 0 | 0 | 0 | 0 | 0 | 0 | 0 | 0 | 0 | 0 | 0 | 0 | 0 | 0
CDP21 | QLD | NQ | Export | Flexible export | 0 | 0 | 0 | 0 | 0 | 0 | 0 | 0 | 0 | 0 | 0 | 0 | 0 | 0 | 0 | 0 | 0 | 0 | 0 | 0 | 0 | 0 | 0 | 0 | 0 | 0 | 0 | 0
CDP21 | QLD | NQ | Export | Fixed green steel and ammonia | 0 | 0 | 0 | 0 | 0 | 0 | 0 | 0 | 0 | 0 | 0 | 0 | 0 | 0 | 0 | 0 | 0 | 0 | 0 | 0 | 0 | 0 | 0 | 0 | 0 | 0 | 0 | 0
CDP21 | QLD | CQ | Domestic | Fixed domestic | 0.57346 | 0.62369 | 0.62369 | 0.6254 | 17.067 | 63.9795 | 63.9795 | 64.1548 | 69.1223 | 76.3225 | 96.5362 | 96.8007 | 96.5362 | 103.6866 | 110.0706 | 110.3721 | 110.0706 | 110.0706 | 110.0706 | 143.7307 | 143.338 | 159.0865 | 159.0865 | 159.5223 | 191.0077 | 190.4343 | 200.799 | 259.1106
CDP21 | QLD | CQ | Domestic | Flexible domestic | 11.0579 | 12.0177 | 11.7569 | 10.2983 | 327.7287 | 1134.0005 | 900.3638 | 1081.8578 | 1380.0604 | 1525.5419 | 1607.3919 | 1587.6047 | 1567.6515 | 1547.4387 | 1531.3744 | 1519.6012 | 1513.8836 | 1531.661 | 1551.8681 | 1569.722 | 1589.3224 | 1606.9562 | 1623.1005 | 1643.5557 | 1667.5906 | 1667.5906 | 1667.5906 | 2319.4322
CDP21 | QLD | CQ | Export | Fixed export | 0 | 0 | 0 | 0 | 0 | 0 | 0 | 0 | 0 | 0 | 0 | 0 | 0 | 0 | 0 | 0 | 0 | 0 | 0 | 0 | 0 | 0 | 0 | 0 | 0 | 0 | 0 | 0
CDP21 | QLD | CQ | Export | Flexible export | 0 | 0 | 0 | 0 | 0 | 0 | 0 | 0 | 0 | 0 | 0 | 0 | 0 | 0 | 0 | 0 | 0 | 0 | 0 | 0 | 0 | 0 | 0 | 0 | 0 | 0 | 0 | 0
CDP21 | QLD | CQ | Export | Fixed green steel and ammonia | 0 | 0 | 0 | 0 | 0 | 0 | 0 | 0 | 0 | 0 | 0 | 0 | 0 | 0 | 0 | 0 | 0 | 0 | 0 | 0 | 0 | 0 | 0 | 0 | 0 | 0 | 0 | 0
CDP21 | QLD | SQ | Domestic | Fixed domestic | 0.30474 | 0.30474 | 0.30474 | 0.30557 | 6.8926 | 29.464 | 29.464 | 56.5148 | 86.0449 | 104.4069 | 157.3558 | 159.8818 | 160.7371 | 160.7371 | 169.5005 | 178.0107 | 184.9934 | 184.9934 | 184.9934 | 256.1772 | 255.4773 | 264.0083 | 264.0083 | 264.7316 | 286.5764 | 286.2716 | 315.3975 | 407.2524
CDP21 | QLD | SQ | Domestic | Flexible domestic | 5.8761 | 4.5388 | 4.4304 | 5.5281 | 132.3544 | 277.6234 | 533.7942 | 1111.7142 | 1717.929 | 2086.8953 | 2320.777 | 2301.9489 | 2282.232 | 2261.84 | 2246.434 | 2236.3444 | 2233.9511 | 2265.7026 | 2302.2811 | 2336.026 | 2372.346 | 2405.1384 | 2433.1581 | 2470.9132 | 2507.0472 | 2507.0472 | 2507.0472 | 2992.4706
CDP21 | QLD | SQ | Export | Fixed export | 0 | 0 | 0 | 0 | 0 | 0 | 0 | 0 | 0 | 0 | 0 | 0 | 0 | 0 | 0 | 0 | 0 | 0 | 0 | 0 | 0 | 0 | 0 | 0 | 0 | 0 | 0 | 0
CDP21 | QLD | SQ | Export | Flexible export | 0 | 0 | 0 | 0 | 0 | 0 | 0 | 0 | 0 | 0 | 0 | 0 | 0 | 0 | 0 | 0 | 0 | 0 | 0 | 0 | 0 | 0 | 0 | 0 | 0 | 0 | 0 | 0
CDP21 | QLD | SQ | Export | Fixed green steel and ammonia | 0 | 0 | 0 | 0 | 0 | 0 | 0 | 0 | 0 | 0 | 0 | 0 | 0 | 0 | 0 | 0 | 0 | 0 | 0 | 0 | 0 | 0 | 0 | 0 | 0 | 0 | 0 | 0
CDP21 | VIC | VIC | Domestic | Fixed domestic | 2.5574 | 4.0307 | 4.0307 | 4.0418 | 50.4395 | 139.1119 | 139.1119 | 204.8376 | 420.9245 | 420.9245 | 489.2586 | 549.27 | 547.7692 | 576.3117 | 576.3117 | 577.8906 | 576.3117 | 576.3117 | 576.3117 | 598.902 | 597.2657 | 597.2657 | 678.099 | 679.9568 | 678.099 | 826.558 | 825.0847 | 867.8842
CDP21 | VIC | VIC | Domestic | Flexible domestic | 49.3127 | 77.6668 | 75.935 | 74.2418 | 681.7364 | 1845.7348 | 2721.9649 | 4029.4052 | 7023.9978 | 6901.8071 | 6908.0234 | 6792.8172 | 6641.3517 | 6623.0248 | 6516.1324 | 6406.72 | 6334.4865 | 6347.9136 | 6409.0816 | 6453.7612 | 6488.4471 | 6529.3694 | 6529.3694 | 6614.7091 | 6614.7091 | 7316.4323 | 7316.4323 | 7316.4323
CDP21 | VIC | VIC | Export | Fixed export | 0 | 0 | 0 | 0 | 0 | 0 | 0 | 0 | 0 | 0 | 0 | 0 | 0 | 0 | 0 | 0 | 0 | 0 | 0 | 0 | 0 | 0 | 0 | 0 | 0 | 0 | 0 | 0
CDP21 | VIC | VIC | Export | Flexible export | 0 | 0 | 0 | 0 | 0 | 0 | 0 | 0 | 0 | 0 | 0 | 0 | 0 | 0 | 0 | 0 | 0 | 0 | 0 | 0 | 0 | 0 | 0 | 0 | 0 | 0 | 0 | 0
CDP21 | VIC | VIC | Export | Fixed green steel and ammonia | 0 | 0 | 0 | 0 | 0 | 0 | 0 | 0 | 0 | 0 | 0 | 0 | 0 | 0 | 0 | 0 | 0 | 0 | 0 | 0 | 0 | 0 | 0 | 0 | 0 | 0 | 0 | 0
CDP21 | SA | CSA | Domestic | Fixed domestic | 0.023265 | 24.6608 | 73.9358 | 98.8433 | 98.5773 | 98.5773 | 98.5773 | 98.8473 | 98.5773 | 98.5773 | 98.5779 | 98.8529 | 98.5828 | 98.5863 | 98.5863 | 98.8564 | 98.5863 | 98.5863 | 109.6469 | 117.1239 | 116.8039 | 124.2396 | 124.3361 | 124.6768 | 130.2391 | 167.5698 | 167.5698 | 172.4252
CDP21 | SA | CSA | Domestic | Flexible domestic | 0 | 344.5504 | 1027.5222 | 1369.3318 | 1381.7932 | 1380.6196 | 1379.039 | 1304.129 | 1295.4086 | 1295.8946 | 1296.1512 | 1296.4087 | 1298.9976 | 1298.9976 | 1298.9976 | 1298.9976 | 1298.9976 | 1298.9976 | 1460.7616 | 1465.0544 | 1465.0734 | 1532.5601 | 1533.289 | 1532.7416 | 1642.4459 | 1917.0898 | 1919.1951 | 1919.6307
CDP21 | SA | CSA | Export | Fixed export | 0 | 0 | 0 | 0 | 0 | 0 | 0 | 0 | 0 | 0 | 0 | 0 | 0 | 0 | 0 | 0 | 0 | 0 | 0 | 0 | 0 | 0 | 0 | 0 | 0 | 0 | 0 | 0
CDP21 | SA | CSA | Export | Flexible export | 0 | 0 | 0 | 0 | 0 | 0 | 0 | 0 | 0 | 0 | 0 | 0 | 0 | 0 | 0 | 0 | 0 | 0 | 0 | 0 | 0 | 0 | 0 | 0 | 0 | 0 | 0 | 0
CDP21 | SA | CSA | Export | Fixed green steel and ammonia | 0 | 0 | 0 | 0 | 0 | 0 | 0 | 0 | 0 | 0 | 0 | 0 | 0 | 0 | 0 | 0 | 0 | 0 | 0 | 0 | 0 | 0 | 0 | 0 | 0 | 0 | 0 | 0
CDP21 | SA | SESA | Domestic | Fixed domestic | 0.061378 | 2.6667 | 7.7174 | 9.8546 | 10.7301 | 10.7301 | 10.7301 | 10.7595 | 13.2571 | 13.952 | 15.1552 | 16.268 | 16.2235 | 18.4317 | 18.4317 | 18.4822 | 18.4317 | 18.4317 | 18.4317 | 24.5855 | 24.5183 | 24.5183 | 24.5183 | 24.5855 | 24.5183 | 38.2178 | 35.6125 | 38.3844
CDP21 | SA | SESA | Domestic | Flexible domestic | 1.1835 | 51.3833 | 146.4943 | 188.8144 | 169.2015 | 148.0694 | 146.0958 | 167.3429 | 199.5319 | 206.0828 | 201.66 | 197.2612 | 192.9695 | 188.9449 | 184.9592 | 181.0498 | 179.2508 | 179.4238 | 222.1558 | 223.2297 | 224.4286 | 238.1929 | 237.464 | 238.0114 | 262.6572 | 320.6611 | 321.0201 | 320.5845
CDP21 | SA | SESA | Export | Fixed export | 0 | 0 | 0 | 0 | 0 | 0 | 0 | 0 | 0 | 0 | 0 | 0 | 0 | 0 | 0 | 0 | 0 | 0 | 0 | 0 | 0 | 0 | 0 | 0 | 0 | 0 | 0 | 0
CDP21 | SA | SESA | Export | Flexible export | 0 | 0 | 0 | 0 | 0 | 0 | 0 | 0 | 0 | 0 | 0 | 0 | 0 | 0 | 0 | 0 | 0 | 0 | 0 | 0 | 0 | 0 | 0 | 0 | 0 | 0 | 0 | 0
CDP21 | SA | SESA | Export | Fixed green steel and ammonia | 0 | 0 | 0 | 0 | 0 | 0 | 0 | 0 | 0 | 0 | 0 | 0 | 0 | 0 | 0 | 0 | 0 | 0 | 0 | 0 | 0 | 0 | 0 | 0 | 0 | 0 | 0 | 0
CDP21 | TAS | TAS | Domestic | Fixed domestic | 0 | 0 | 0 | 0 | 0.30059 | 1.2354 | 2.5762 | 3.3595 | 4.7729 | 4.7729 | 4.9175 | 5.8898 | 5.8737 | 9.7586 | 9.7586 | 9.7853 | 14.0639 | 14.0639 | 14.0639 | 14.1025 | 14.0639 | 14.0639 | 15.9975 | 16.0413 | 15.9975 | 16.1036 | 16.1036 | 16.1788
CDP21 | TAS | TAS | Domestic | Flexible domestic | 0 | 0 | 0 | 0 | 5.7721 | 24.2692 | 50.4074 | 66.0847 | 95.2936 | 93.8191 | 98.1518 | 99.4811 | 97.2629 | 174.1542 | 170.2738 | 167.28 | 165.4189 | 169.1686 | 170.1358 | 173.9124 | 175.0212 | 175.0212 | 175.0212 | 175.0212 | 175.0212 | 175.0212 | 175.0212 | 175.0212
CDP21 | TAS | TAS | Export | Fixed export | 0 | 0 | 0 | 0 | 0 | 0 | 0 | 0 | 0 | 0 | 0 | 0 | 0 | 0 | 0 | 0 | 0 | 0 | 0 | 0 | 0 | 0 | 0 | 0 | 0 | 0 | 0 | 0
CDP21 | TAS | TAS | Export | Flexible export | 0 | 0 | 0 | 0 | 0 | 0 | 0 | 0 | 0 | 0 | 0 | 0 | 0 | 0 | 0 | 0 | 0 | 0 | 0 | 0 | 0 | 0 | 0 | 0 | 0 | 0 | 0 | 0
CDP21 | TAS | TAS | Export | Fixed green steel and ammonia | 0 | 0 | 0 | 0 | 0 | 0 | 0 | 0 | 0 | 0 | 0 | 0 | 0 | 0 | 0 | 0 | 0 | 0 | 0 | 0 | 0 | 0 | 0 | 0 | 0 | 0 | 0 | 0
CDP22 | NSW | NNSW | Domestic | Fixed domestic | 0 | 0 | 0 | 0 | 0 | 0 | 0 | 0 | 0 | 0 | 0 | 0 | 0 | 0 | 0 | 0 | 0 | 0 | 0 | 0 | 0 | 0 | 0 | 0 | 0 | 0 | 0 | 0
CDP22 | NSW | NNSW | Domestic | Flexible domestic | 0 | 0 | 0 | 0 | 0 | 0 | 0 | 0 | 0 | 0 | 0 | 0 | 0 | 0 | 0 | 0 | 0 | 0 | 0 | 0 | 0 | 0 | 0 | 0 | 0 | 0 | 0 | 0
CDP22 | NSW | NNSW | Export | Fixed export | 0 | 0 | 0 | 0 | 0 | 0 | 0 | 0 | 0 | 0 | 0 | 0 | 0 | 0 | 0 | 0 | 0 | 0 | 0 | 0 | 0 | 0 | 0 | 0 | 0 | 0 | 0 | 0
CDP22 | NSW | NNSW | Export | Flexible export | 0 | 0 | 0 | 0 | 0 | 0 | 0 | 0 | 0 | 0 | 0 | 0 | 0 | 0 | 0 | 0 | 0 | 0 | 0 | 0 | 0 | 0 | 0 | 0 | 0 | 0 | 0 | 0
CDP22 | NSW | NNSW | Export | Fixed green steel and ammonia | 0 | 0 | 0 | 0 | 0 | 0 | 0 | 0 | 0 | 0 | 0 | 0 | 0 | 0 | 0 | 0 | 0 | 0 | 0 | 0 | 0 | 0 | 0 | 0 | 0 | 0 | 0 | 0
CDP22 | NSW | CNSW | Domestic | Fixed domestic | 0 | 0 | 0 | 0 | 0 | 0 | 0 | 0 | 0 | 0 | 0 | 0 | 0 | 0 | 0 | 0 | 0 | 0 | 0 | 0 | 0 | 0 | 0 | 0 | 0 | 0 | 0 | 0
CDP22 | NSW | CNSW | Domestic | Flexible domestic | 0 | 0 | 0 | 0 | 0 | 0 | 0 | 0 | 0 | 0 | 0 | 0 | 0 | 0 | 0 | 0 | 0 | 0 | 0 | 0 | 0 | 0 | 0 | 0 | 0 | 0 | 0 | 0
CDP22 | NSW | CNSW | Export | Fixed export | 0 | 0 | 0 | 0 | 0 | 0 | 0 | 0 | 0 | 0 | 0 | 0 | 0 | 0 | 0 | 0 | 0 | 0 | 0 | 0 | 0 | 0 | 0 | 0 | 0 | 0 | 0 | 0
CDP22 | NSW | CNSW | Export | Flexible export | 0 | 0 | 0 | 0 | 0 | 0 | 0 | 0 | 0 | 0 | 0 | 0 | 0 | 0 | 0 | 0 | 0 | 0 | 0 | 0 | 0 | 0 | 0 | 0 | 0 | 0 | 0 | 0
CDP22 | NSW | CNSW | Export | Fixed green steel and ammonia | 0 | 0 | 0 | 0 | 0 | 0 | 0 | 0 | 0 | 0 | 0 | 0 | 0 | 0 | 0 | 0 | 0 | 0 | 0 | 0 | 0 | 0 | 0 | 0 | 0 | 0 | 0 | 0
CDP22 | NSW | SNSW | Domestic | Fixed domestic | 1.3276 | 3.1853 | 6.3084 | 10.9957 | 27.192 | 27.192 | 27.192 | 27.2665 | 27.192 | 27.6335 | 27.6335 | 38.1133 | 38.0092 | 40.1835 | 40.1835 | 40.2935 | 40.1835 | 40.1835 | 40.1835 | 54.9452 | 54.7951 | 55.31 | 55.736 | 55.8887 | 107.1346 | 206.5924 | 208.9276 | 206.3684
CDP22 | NSW | SNSW | Domestic | Flexible domestic | 25.6001 | 61.376 | 120.043 | 210.6775 | 349.4215 | 534.1801 | 492.3807 | 476.0745 | 481.2264 | 552.3411 | 545.5686 | 533.4557 | 521.5747 | 513.1739 | 505.0726 | 495.9991 | 490.409 | 493.7656 | 497.5281 | 500.06 | 501.0179 | 502.8628 | 503.9421 | 837.0633 | 1166.1951 | 1495.0574 | 1496.3303 | 1495.761
CDP22 | NSW | SNSW | Export | Fixed export | 0 | 0 | 0 | 0 | 0 | 0 | 0 | 0 | 0 | 0 | 0 | 0 | 0 | 0 | 0 | 0 | 0 | 0 | 0 | 0 | 0 | 0 | 0 | 0 | 0 | 0 | 0 | 0
CDP22 | NSW | SNSW | Export | Flexible export | 0 | 0 | 0 | 0 | 0 | 0 | 0 | 0 | 0 | 0 | 0 | 0 | 0 | 0 | 0 | 0 | 0 | 0 | 0 | 0 | 0 | 0 | 0 | 0 | 0 | 0 | 0 | 0
CDP22 | NSW | SNSW | Export | Fixed green steel and ammonia | 0 | 0 | 0 | 0 | 0 | 0 | 0 | 0 | 0 | 0 | 0 | 0 | 0 | 0 | 0 | 0 | 0 | 0 | 0 | 0 | 0 | 0 | 0 | 0 | 0 | 0 | 0 | 0
CDP22 | NSW | SNW | Domestic | Fixed domestic | 6.7088 | 16.2535 | 32.1809 | 56.1933 | 129.4112 | 129.4112 | 129.4112 | 129.7658 | 129.4112 | 145.2244 | 146.2042 | 224.5534 | 223.9399 | 237.2413 | 237.2413 | 237.8913 | 237.2413 | 237.2413 | 237.2413 | 282.9542 | 282.1811 | 284.5993 | 294.7233 | 345.9221 | 556.9871 | 1043.5648 | 1075.8589 | 1062.8354
CDP22 | NSW | SNW | Domestic | Flexible domestic | 129.3626 | 313.1838 | 612.3729 | 1076.6655 | 1746.9973 | 2542.2523 | 2515.4538 | 2464.6917 | 2494.3597 | 2885.4333 | 2849.6575 | 2786.0641 | 2723.9268 | 2663.3639 | 2620.6811 | 2572.9574 | 2543.9462 | 2561.6327 | 2563.6655 | 2575.1833 | 2578.8465 | 2587.4979 | 2592.1994 | 4305.0496 | 6005.5935 | 7706.5765 | 7705.3035 | 7705.8728
CDP22 | NSW | SNW | Export | Fixed export | 0 | 0 | 0 | 0 | 0 | 0 | 0 | 0 | 0 | 0 | 0 | 0 | 0 | 0 | 0 | 0 | 0 | 0 | 0 | 0 | 0 | 0 | 0 | 0 | 0 | 0 | 0 | 0
CDP22 | NSW | SNW | Export | Flexible export | 0 | 0 | 0 | 0 | 0 | 0 | 0 | 0 | 0 | 0 | 0 | 0 | 0 | 0 | 0 | 0 | 0 | 0 | 0 | 0 | 0 | 0 | 0 | 0 | 0 | 0 | 0 | 0
CDP22 | NSW | SNW | Export | Fixed green steel and ammonia | 0 | 0 | 0 | 0 | 0 | 0 | 0 | 0 | 0 | 0 | 0 | 0 | 0 | 0 | 0 | 0 | 0 | 0 | 0 | 0 | 0 | 0 | 0 | 0 | 0 | 0 | 0 | 0
CDP22 | QLD | NQ | Domestic | Fixed domestic | 0 | 0 | 0 | 0 | 0 | 0 | 0 | 0 | 0 | 0 | 0 | 0 | 0 | 0 | 0 | 0 | 0 | 0 | 0 | 0 | 0 | 0 | 0 | 0 | 0 | 0 | 0 | 0
CDP22 | QLD | NQ | Domestic | Flexible domestic | 0 | 0 | 0 | 0 | 0 | 0 | 0 | 0 | 0 | 0 | 0 | 0 | 0 | 0 | 0 | 0 | 0 | 0 | 0 | 0 | 0 | 0 | 0 | 0 | 0 | 0 | 0 | 0
CDP22 | QLD | NQ | Export | Fixed export | 0 | 0 | 0 | 0 | 0 | 0 | 0 | 0 | 0 | 0 | 0 | 0 | 0 | 0 | 0 | 0 | 0 | 0 | 0 | 0 | 0 | 0 | 0 | 0 | 0 | 0 | 0 | 0
CDP22 | QLD | NQ | Export | Flexible export | 0 | 0 | 0 | 0 | 0 | 0 | 0 | 0 | 0 | 0 | 0 | 0 | 0 | 0 | 0 | 0 | 0 | 0 | 0 | 0 | 0 | 0 | 0 | 0 | 0 | 0 | 0 | 0
CDP22 | QLD | NQ | Export | Fixed green steel and ammonia | 0 | 0 | 0 | 0 | 0 | 0 | 0 | 0 | 0 | 0 | 0 | 0 | 0 | 0 | 0 | 0 | 0 | 0 | 0 | 0 | 0 | 0 | 0 | 0 | 0 | 0 | 0 | 0
CDP22 | QLD | CQ | Domestic | Fixed domestic | 0.57346 | 0.62369 | 0.62369 | 0.6254 | 17.067 | 63.9795 | 63.9795 | 64.1548 | 69.1223 | 76.3225 | 96.5362 | 96.8007 | 96.5362 | 103.6866 | 110.0706 | 110.3721 | 110.0706 | 110.0706 | 110.0706 | 143.7307 | 143.338 | 159.0865 | 159.0865 | 159.5223 | 191.0077 | 190.4343 | 200.799 | 259.1106
CDP22 | QLD | CQ | Domestic | Flexible domestic | 11.0579 | 12.0177 | 11.7569 | 10.2983 | 327.7287 | 1134.0005 | 900.3638 | 1081.8579 | 1380.0604 | 1525.5419 | 1607.392 | 1587.6047 | 1567.6516 | 1547.4387 | 1531.3743 | 1519.6011 | 1513.8836 | 1531.661 | 1551.868 | 1569.722 | 1589.3224 | 1606.9562 | 1623.1005 | 1643.5557 | 1667.5906 | 1667.5906 | 1667.5906 | 2319.4322
CDP22 | QLD | CQ | Export | Fixed export | 0 | 0 | 0 | 0 | 0 | 0 | 0 | 0 | 0 | 0 | 0 | 0 | 0 | 0 | 0 | 0 | 0 | 0 | 0 | 0 | 0 | 0 | 0 | 0 | 0 | 0 | 0 | 0
CDP22 | QLD | CQ | Export | Flexible export | 0 | 0 | 0 | 0 | 0 | 0 | 0 | 0 | 0 | 0 | 0 | 0 | 0 | 0 | 0 | 0 | 0 | 0 | 0 | 0 | 0 | 0 | 0 | 0 | 0 | 0 | 0 | 0
CDP22 | QLD | CQ | Export | Fixed green steel and ammonia | 0 | 0 | 0 | 0 | 0 | 0 | 0 | 0 | 0 | 0 | 0 | 0 | 0 | 0 | 0 | 0 | 0 | 0 | 0 | 0 | 0 | 0 | 0 | 0 | 0 | 0 | 0 | 0
CDP22 | QLD | SQ | Domestic | Fixed domestic | 0.30474 | 0.30474 | 0.30474 | 0.30557 | 6.8926 | 29.464 | 29.464 | 56.5148 | 86.0449 | 104.4069 | 157.3558 | 159.8818 | 160.7371 | 160.7371 | 169.5005 | 178.0107 | 184.9934 | 184.9934 | 184.9934 | 256.1772 | 255.4773 | 264.0083 | 264.0083 | 264.7316 | 286.5764 | 286.2716 | 315.3975 | 407.2524
CDP22 | QLD | SQ | Domestic | Flexible domestic | 5.8761 | 4.5388 | 4.4304 | 5.5281 | 132.3544 | 277.6234 | 533.7942 | 1111.7142 | 1717.929 | 2086.8954 | 2320.777 | 2301.949 | 2282.2321 | 2261.8401 | 2246.4339 | 2236.3443 | 2233.9511 | 2265.7026 | 2302.281 | 2336.026 | 2372.3459 | 2405.1384 | 2433.1581 | 2470.9132 | 2507.0472 | 2507.0472 | 2507.0472 | 2992.4706
CDP22 | QLD | SQ | Export | Fixed export | 0 | 0 | 0 | 0 | 0 | 0 | 0 | 0 | 0 | 0 | 0 | 0 | 0 | 0 | 0 | 0 | 0 | 0 | 0 | 0 | 0 | 0 | 0 | 0 | 0 | 0 | 0 | 0
CDP22 | QLD | SQ | Export | Flexible export | 0 | 0 | 0 | 0 | 0 | 0 | 0 | 0 | 0 | 0 | 0 | 0 | 0 | 0 | 0 | 0 | 0 | 0 | 0 | 0 | 0 | 0 | 0 | 0 | 0 | 0 | 0 | 0
CDP22 | QLD | SQ | Export | Fixed green steel and ammonia | 0 | 0 | 0 | 0 | 0 | 0 | 0 | 0 | 0 | 0 | 0 | 0 | 0 | 0 | 0 | 0 | 0 | 0 | 0 | 0 | 0 | 0 | 0 | 0 | 0 | 0 | 0 | 0
CDP22 | VIC | VIC | Domestic | Fixed domestic | 2.5574 | 4.0307 | 4.0307 | 4.0418 | 50.4395 | 139.1119 | 139.1119 | 204.8376 | 420.9245 | 420.9245 | 489.2586 | 549.27 | 547.7692 | 576.3117 | 576.3117 | 577.8906 | 576.3117 | 576.3117 | 576.3117 | 598.902 | 597.2657 | 597.2657 | 678.099 | 679.9568 | 678.099 | 826.558 | 825.0847 | 867.8842
CDP22 | VIC | VIC | Domestic | Flexible domestic | 49.3127 | 77.6668 | 75.935 | 74.2418 | 681.7364 | 1845.7348 | 2721.9649 | 4029.4053 | 7023.9979 | 6901.8073 | 6908.0235 | 6792.8174 | 6641.3519 | 6623.0249 | 6516.1323 | 6406.7199 | 6334.4864 | 6347.9135 | 6409.0815 | 6453.7611 | 6488.447 | 6529.3694 | 6529.3694 | 6614.7091 | 6614.7091 | 7316.4323 | 7316.4323 | 7316.4323
CDP22 | VIC | VIC | Export | Fixed export | 0 | 0 | 0 | 0 | 0 | 0 | 0 | 0 | 0 | 0 | 0 | 0 | 0 | 0 | 0 | 0 | 0 | 0 | 0 | 0 | 0 | 0 | 0 | 0 | 0 | 0 | 0 | 0
CDP22 | VIC | VIC | Export | Flexible export | 0 | 0 | 0 | 0 | 0 | 0 | 0 | 0 | 0 | 0 | 0 | 0 | 0 | 0 | 0 | 0 | 0 | 0 | 0 | 0 | 0 | 0 | 0 | 0 | 0 | 0 | 0 | 0
CDP22 | VIC | VIC | Export | Fixed green steel and ammonia | 0 | 0 | 0 | 0 | 0 | 0 | 0 | 0 | 0 | 0 | 0 | 0 | 0 | 0 | 0 | 0 | 0 | 0 | 0 | 0 | 0 | 0 | 0 | 0 | 0 | 0 | 0 | 0
CDP22 | SA | CSA | Domestic | Fixed domestic | 0.023265 | 24.6608 | 73.9358 | 98.8433 | 98.5773 | 98.5773 | 98.5773 | 98.8473 | 98.5773 | 98.5773 | 98.5779 | 98.8529 | 98.5828 | 98.5863 | 98.5863 | 98.8564 | 98.5863 | 98.5863 | 109.6469 | 117.1239 | 116.8039 | 124.2396 | 124.3361 | 124.6768 | 130.2391 | 167.5698 | 167.5698 | 172.4252
CDP22 | SA | CSA | Domestic | Flexible domestic | 0 | 344.5504 | 1027.5222 | 1369.3318 | 1381.7932 | 1380.6196 | 1379.039 | 1304.1291 | 1295.4087 | 1295.8947 | 1296.1512 | 1296.4087 | 1298.9976 | 1298.9976 | 1298.9976 | 1298.9976 | 1298.9976 | 1298.9976 | 1460.7616 | 1465.0543 | 1465.0734 | 1532.5601 | 1533.289 | 1532.7416 | 1642.4459 | 1917.0898 | 1919.1951 | 1919.6307
CDP22 | SA | CSA | Export | Fixed export | 0 | 0 | 0 | 0 | 0 | 0 | 0 | 0 | 0 | 0 | 0 | 0 | 0 | 0 | 0 | 0 | 0 | 0 | 0 | 0 | 0 | 0 | 0 | 0 | 0 | 0 | 0 | 0
CDP22 | SA | CSA | Export | Flexible export | 0 | 0 | 0 | 0 | 0 | 0 | 0 | 0 | 0 | 0 | 0 | 0 | 0 | 0 | 0 | 0 | 0 | 0 | 0 | 0 | 0 | 0 | 0 | 0 | 0 | 0 | 0 | 0
CDP22 | SA | CSA | Export | Fixed green steel and ammonia | 0 | 0 | 0 | 0 | 0 | 0 | 0 | 0 | 0 | 0 | 0 | 0 | 0 | 0 | 0 | 0 | 0 | 0 | 0 | 0 | 0 | 0 | 0 | 0 | 0 | 0 | 0 | 0
CDP22 | SA | SESA | Domestic | Fixed domestic | 0.061378 | 2.6667 | 7.7174 | 9.8546 | 10.7301 | 10.7301 | 10.7301 | 10.7595 | 13.2571 | 13.952 | 15.1552 | 16.268 | 16.2235 | 18.4317 | 18.4317 | 18.4822 | 18.4317 | 18.4317 | 18.4317 | 24.5855 | 24.5183 | 24.5183 | 24.5183 | 24.5855 | 24.5183 | 38.2178 | 35.6125 | 38.3844
CDP22 | SA | SESA | Domestic | Flexible domestic | 1.1835 | 51.3833 | 146.4943 | 188.8144 | 169.2015 | 148.0694 | 146.0958 | 167.3429 | 199.5319 | 206.0828 | 201.66 | 197.2612 | 192.9695 | 188.9449 | 184.9592 | 181.0498 | 179.2508 | 179.4237 | 222.1558 | 223.2297 | 224.4286 | 238.1929 | 237.464 | 238.0114 | 262.6572 | 320.6611 | 321.0201 | 320.5845
CDP22 | SA | SESA | Export | Fixed export | 0 | 0 | 0 | 0 | 0 | 0 | 0 | 0 | 0 | 0 | 0 | 0 | 0 | 0 | 0 | 0 | 0 | 0 | 0 | 0 | 0 | 0 | 0 | 0 | 0 | 0 | 0 | 0
CDP22 | SA | SESA | Export | Flexible export | 0 | 0 | 0 | 0 | 0 | 0 | 0 | 0 | 0 | 0 | 0 | 0 | 0 | 0 | 0 | 0 | 0 | 0 | 0 | 0 | 0 | 0 | 0 | 0 | 0 | 0 | 0 | 0
CDP22 | SA | SESA | Export | Fixed green steel and ammonia | 0 | 0 | 0 | 0 | 0 | 0 | 0 | 0 | 0 | 0 | 0 | 0 | 0 | 0 | 0 | 0 | 0 | 0 | 0 | 0 | 0 | 0 | 0 | 0 | 0 | 0 | 0 | 0
CDP22 | TAS | TAS | Domestic | Fixed domestic | 0 | 0 | 0 | 0 | 0.30059 | 1.2354 | 2.5762 | 3.3595 | 4.7729 | 4.7729 | 4.9175 | 5.8898 | 5.8737 | 9.7586 | 9.7586 | 9.7853 | 14.0639 | 14.0639 | 14.0639 | 14.1025 | 14.0639 | 14.0639 | 15.9975 | 16.0413 | 15.9975 | 16.1036 | 16.1036 | 16.1788
CDP22 | TAS | TAS | Domestic | Flexible domestic | 0 | 0 | 0 | 0 | 5.7721 | 24.2692 | 50.4074 | 66.0847 | 95.2936 | 93.8191 | 98.1518 | 99.4811 | 97.2629 | 174.1542 | 170.2738 | 167.28 | 165.4189 | 169.1686 | 170.1357 | 173.9124 | 175.0212 | 175.0212 | 175.0212 | 175.0212 | 175.0212 | 175.0212 | 175.0212 | 175.0212
CDP22 | TAS | TAS | Export | Fixed export | 0 | 0 | 0 | 0 | 0 | 0 | 0 | 0 | 0 | 0 | 0 | 0 | 0 | 0 | 0 | 0 | 0 | 0 | 0 | 0 | 0 | 0 | 0 | 0 | 0 | 0 | 0 | 0
CDP22 | TAS | TAS | Export | Flexible export | 0 | 0 | 0 | 0 | 0 | 0 | 0 | 0 | 0 | 0 | 0 | 0 | 0 | 0 | 0 | 0 | 0 | 0 | 0 | 0 | 0 | 0 | 0 | 0 | 0 | 0 | 0 | 0
CDP22 | TAS | TAS | Export | Fixed green steel and ammonia | 0 | 0 | 0 | 0 | 0 | 0 | 0 | 0 | 0 | 0 | 0 | 0 | 0 | 0 | 0 | 0 | 0 | 0 | 0 | 0 | 0 | 0 | 0 | 0 | 0 | 0 | 0 | 0
CDP23 | NSW | NNSW | Domestic | Fixed domestic | 0 | 0 | 0 | 0 | 0 | 0 | 0 | 0 | 0 | 0 | 0 | 0 | 0 | 0 | 0 | 0 | 0 | 0 | 0 | 0 | 0 | 0 | 0 | 0 | 0 | 0 | 0 | 0
CDP23 | NSW | NNSW | Domestic | Flexible domestic | 0 | 0 | 0 | 0 | 0 | 0 | 0 | 0 | 0 | 0 | 0 | 0 | 0 | 0 | 0 | 0 | 0 | 0 | 0 | 0 | 0 | 0 | 0 | 0 | 0 | 0 | 0 | 0
CDP23 | NSW | NNSW | Export | Fixed export | 0 | 0 | 0 | 0 | 0 | 0 | 0 | 0 | 0 | 0 | 0 | 0 | 0 | 0 | 0 | 0 | 0 | 0 | 0 | 0 | 0 | 0 | 0 | 0 | 0 | 0 | 0 | 0
CDP23 | NSW | NNSW | Export | Flexible export | 0 | 0 | 0 | 0 | 0 | 0 | 0 | 0 | 0 | 0 | 0 | 0 | 0 | 0 | 0 | 0 | 0 | 0 | 0 | 0 | 0 | 0 | 0 | 0 | 0 | 0 | 0 | 0
CDP23 | NSW | NNSW | Export | Fixed green steel and ammonia | 0 | 0 | 0 | 0 | 0 | 0 | 0 | 0 | 0 | 0 | 0 | 0 | 0 | 0 | 0 | 0 | 0 | 0 | 0 | 0 | 0 | 0 | 0 | 0 | 0 | 0 | 0 | 0
CDP23 | NSW | CNSW | Domestic | Fixed domestic | 0 | 0 | 0 | 0 | 0 | 0 | 0 | 0 | 0 | 0 | 0 | 0 | 0 | 0 | 0 | 0 | 0 | 0 | 0 | 0 | 0 | 0 | 0 | 0 | 0 | 0 | 0 | 0
CDP23 | NSW | CNSW | Domestic | Flexible domestic | 0 | 0 | 0 | 0 | 0 | 0 | 0 | 0 | 0 | 0 | 0 | 0 | 0 | 0 | 0 | 0 | 0 | 0 | 0 | 0 | 0 | 0 | 0 | 0 | 0 | 0 | 0 | 0
CDP23 | NSW | CNSW | Export | Fixed export | 0 | 0 | 0 | 0 | 0 | 0 | 0 | 0 | 0 | 0 | 0 | 0 | 0 | 0 | 0 | 0 | 0 | 0 | 0 | 0 | 0 | 0 | 0 | 0 | 0 | 0 | 0 | 0
CDP23 | NSW | CNSW | Export | Flexible export | 0 | 0 | 0 | 0 | 0 | 0 | 0 | 0 | 0 | 0 | 0 | 0 | 0 | 0 | 0 | 0 | 0 | 0 | 0 | 0 | 0 | 0 | 0 | 0 | 0 | 0 | 0 | 0
CDP23 | NSW | CNSW | Export | Fixed green steel and ammonia | 0 | 0 | 0 | 0 | 0 | 0 | 0 | 0 | 0 | 0 | 0 | 0 | 0 | 0 | 0 | 0 | 0 | 0 | 0 | 0 | 0 | 0 | 0 | 0 | 0 | 0 | 0 | 0
CDP23 | NSW | SNSW | Domestic | Fixed domestic | 1.3276 | 3.1853 | 6.3084 | 10.9957 | 27.192 | 27.192 | 27.192 | 27.2665 | 27.192 | 27.6335 | 27.6335 | 38.1133 | 38.0092 | 40.1835 | 40.1835 | 40.2935 | 40.1835 | 40.1835 | 40.1835 | 54.9452 | 54.7951 | 55.31 | 55.736 | 55.8887 | 107.1346 | 206.5924 | 208.9276 | 206.3684
CDP23 | NSW | SNSW | Domestic | Flexible domestic | 25.6001 | 61.376 | 120.043 | 210.6775 | 349.4215 | 534.1801 | 492.3807 | 476.0745 | 481.2264 | 552.3411 | 545.5686 | 533.4557 | 521.5747 | 513.1739 | 505.0727 | 495.9991 | 490.409 | 493.7656 | 497.5281 | 500.06 | 501.0179 | 502.8628 | 503.9421 | 837.0633 | 1166.1951 | 1495.0574 | 1496.3303 | 1495.761
CDP23 | NSW | SNSW | Export | Fixed export | 0 | 0 | 0 | 0 | 0 | 0 | 0 | 0 | 0 | 0 | 0 | 0 | 0 | 0 | 0 | 0 | 0 | 0 | 0 | 0 | 0 | 0 | 0 | 0 | 0 | 0 | 0 | 0
CDP23 | NSW | SNSW | Export | Flexible export | 0 | 0 | 0 | 0 | 0 | 0 | 0 | 0 | 0 | 0 | 0 | 0 | 0 | 0 | 0 | 0 | 0 | 0 | 0 | 0 | 0 | 0 | 0 | 0 | 0 | 0 | 0 | 0
CDP23 | NSW | SNSW | Export | Fixed green steel and ammonia | 0 | 0 | 0 | 0 | 0 | 0 | 0 | 0 | 0 | 0 | 0 | 0 | 0 | 0 | 0 | 0 | 0 | 0 | 0 | 0 | 0 | 0 | 0 | 0 | 0 | 0 | 0 | 0
CDP23 | NSW | SNW | Domestic | Fixed domestic | 6.7088 | 16.2535 | 32.1809 | 56.1933 | 129.4112 | 129.4112 | 129.4112 | 129.7658 | 129.4112 | 145.2244 | 146.2042 | 224.5534 | 223.9399 | 237.2413 | 237.2413 | 237.8913 | 237.2413 | 237.2413 | 237.2413 | 282.9542 | 282.1811 | 284.5993 | 294.7233 | 345.9221 | 556.9871 | 1043.5648 | 1075.8589 | 1062.8354
CDP23 | NSW | SNW | Domestic | Flexible domestic | 129.3626 | 313.1838 | 612.3729 | 1076.6655 | 1746.9973 | 2542.2523 | 2515.4538 | 2464.6917 | 2494.3597 | 2885.4333 | 2849.6575 | 2786.0641 | 2723.9268 | 2663.3639 | 2620.6811 | 2572.9575 | 2543.9462 | 2561.6328 | 2563.6656 | 2575.1833 | 2578.8465 | 2587.4979 | 2592.1995 | 4305.0496 | 6005.5935 | 7706.5765 | 7705.3035 | 7705.8728
CDP23 | NSW | SNW | Export | Fixed export | 0 | 0 | 0 | 0 | 0 | 0 | 0 | 0 | 0 | 0 | 0 | 0 | 0 | 0 | 0 | 0 | 0 | 0 | 0 | 0 | 0 | 0 | 0 | 0 | 0 | 0 | 0 | 0
CDP23 | NSW | SNW | Export | Flexible export | 0 | 0 | 0 | 0 | 0 | 0 | 0 | 0 | 0 | 0 | 0 | 0 | 0 | 0 | 0 | 0 | 0 | 0 | 0 | 0 | 0 | 0 | 0 | 0 | 0 | 0 | 0 | 0
CDP23 | NSW | SNW | Export | Fixed green steel and ammonia | 0 | 0 | 0 | 0 | 0 | 0 | 0 | 0 | 0 | 0 | 0 | 0 | 0 | 0 | 0 | 0 | 0 | 0 | 0 | 0 | 0 | 0 | 0 | 0 | 0 | 0 | 0 | 0
CDP23 | QLD | NQ | Domestic | Fixed domestic | 0 | 0 | 0 | 0 | 0 | 0 | 0 | 0 | 0 | 0 | 0 | 0 | 0 | 0 | 0 | 0 | 0 | 0 | 0 | 0 | 0 | 0 | 0 | 0 | 0 | 0 | 0 | 0
CDP23 | QLD | NQ | Domestic | Flexible domestic | 0 | 0 | 0 | 0 | 0 | 0 | 0 | 0 | 0 | 0 | 0 | 0 | 0 | 0 | 0 | 0 | 0 | 0 | 0 | 0 | 0 | 0 | 0 | 0 | 0 | 0 | 0 | 0
CDP23 | QLD | NQ | Export | Fixed export | 0 | 0 | 0 | 0 | 0 | 0 | 0 | 0 | 0 | 0 | 0 | 0 | 0 | 0 | 0 | 0 | 0 | 0 | 0 | 0 | 0 | 0 | 0 | 0 | 0 | 0 | 0 | 0
CDP23 | QLD | NQ | Export | Flexible export | 0 | 0 | 0 | 0 | 0 | 0 | 0 | 0 | 0 | 0 | 0 | 0 | 0 | 0 | 0 | 0 | 0 | 0 | 0 | 0 | 0 | 0 | 0 | 0 | 0 | 0 | 0 | 0
CDP23 | QLD | NQ | Export | Fixed green steel and ammonia | 0 | 0 | 0 | 0 | 0 | 0 | 0 | 0 | 0 | 0 | 0 | 0 | 0 | 0 | 0 | 0 | 0 | 0 | 0 | 0 | 0 | 0 | 0 | 0 | 0 | 0 | 0 | 0
CDP23 | QLD | CQ | Domestic | Fixed domestic | 0.57346 | 0.62369 | 0.62369 | 0.6254 | 17.067 | 63.9795 | 63.9795 | 64.1548 | 69.1223 | 76.3225 | 96.5362 | 96.8007 | 96.5362 | 103.6866 | 110.0706 | 110.3721 | 110.0706 | 110.0706 | 110.0706 | 143.7307 | 143.338 | 159.0865 | 159.0865 | 159.5223 | 191.0077 | 190.4343 | 200.799 | 259.1106
CDP23 | QLD | CQ | Domestic | Flexible domestic | 11.0579 | 12.0177 | 11.7569 | 10.2983 | 327.7287 | 1134.0005 | 900.3638 | 1081.8579 | 1380.0604 | 1525.5419 | 1607.392 | 1587.6047 | 1567.6516 | 1547.4387 | 1531.3744 | 1519.6012 | 1513.8836 | 1531.661 | 1551.868 | 1569.722 | 1589.3224 | 1606.9562 | 1623.1005 | 1643.5557 | 1667.5906 | 1667.5906 | 1667.5906 | 2319.4322
CDP23 | QLD | CQ | Export | Fixed export | 0 | 0 | 0 | 0 | 0 | 0 | 0 | 0 | 0 | 0 | 0 | 0 | 0 | 0 | 0 | 0 | 0 | 0 | 0 | 0 | 0 | 0 | 0 | 0 | 0 | 0 | 0 | 0
CDP23 | QLD | CQ | Export | Flexible export | 0 | 0 | 0 | 0 | 0 | 0 | 0 | 0 | 0 | 0 | 0 | 0 | 0 | 0 | 0 | 0 | 0 | 0 | 0 | 0 | 0 | 0 | 0 | 0 | 0 | 0 | 0 | 0
CDP23 | QLD | CQ | Export | Fixed green steel and ammonia | 0 | 0 | 0 | 0 | 0 | 0 | 0 | 0 | 0 | 0 | 0 | 0 | 0 | 0 | 0 | 0 | 0 | 0 | 0 | 0 | 0 | 0 | 0 | 0 | 0 | 0 | 0 | 0
CDP23 | QLD | SQ | Domestic | Fixed domestic | 0.30474 | 0.30474 | 0.30474 | 0.30557 | 6.8926 | 29.464 | 29.464 | 56.5148 | 86.0449 | 104.4069 | 157.3558 | 159.8818 | 160.7371 | 160.7371 | 169.5005 | 178.0107 | 184.9934 | 184.9934 | 184.9934 | 256.1772 | 255.4773 | 264.0083 | 264.0083 | 264.7316 | 286.5764 | 286.2716 | 315.3975 | 407.2524
CDP23 | QLD | SQ | Domestic | Flexible domestic | 5.8761 | 4.5388 | 4.4304 | 5.5281 | 132.3544 | 277.6234 | 533.7942 | 1111.7142 | 1717.929 | 2086.8954 | 2320.777 | 2301.9489 | 2282.2321 | 2261.8401 | 2246.434 | 2236.3443 | 2233.9511 | 2265.7026 | 2302.281 | 2336.026 | 2372.3459 | 2405.1384 | 2433.1581 | 2470.9132 | 2507.0472 | 2507.0472 | 2507.0472 | 2992.4706
CDP23 | QLD | SQ | Export | Fixed export | 0 | 0 | 0 | 0 | 0 | 0 | 0 | 0 | 0 | 0 | 0 | 0 | 0 | 0 | 0 | 0 | 0 | 0 | 0 | 0 | 0 | 0 | 0 | 0 | 0 | 0 | 0 | 0
CDP23 | QLD | SQ | Export | Flexible export | 0 | 0 | 0 | 0 | 0 | 0 | 0 | 0 | 0 | 0 | 0 | 0 | 0 | 0 | 0 | 0 | 0 | 0 | 0 | 0 | 0 | 0 | 0 | 0 | 0 | 0 | 0 | 0
CDP23 | QLD | SQ | Export | Fixed green steel and ammonia | 0 | 0 | 0 | 0 | 0 | 0 | 0 | 0 | 0 | 0 | 0 | 0 | 0 | 0 | 0 | 0 | 0 | 0 | 0 | 0 | 0 | 0 | 0 | 0 | 0 | 0 | 0 | 0
CDP23 | VIC | VIC | Domestic | Fixed domestic | 2.5574 | 4.0307 | 4.0307 | 4.0418 | 50.4395 | 139.1119 | 139.1119 | 204.8376 | 420.9245 | 420.9245 | 489.2586 | 549.27 | 547.7692 | 576.3117 | 576.3117 | 577.8906 | 576.3117 | 576.3117 | 576.3117 | 598.902 | 597.2657 | 597.2657 | 678.099 | 679.9568 | 678.099 | 826.558 | 825.0847 | 867.8842
CDP23 | VIC | VIC | Domestic | Flexible domestic | 49.3127 | 77.6668 | 75.935 | 74.2418 | 681.7364 | 1845.7348 | 2721.9649 | 4029.4052 | 7023.9979 | 6901.8073 | 6908.0235 | 6792.8173 | 6641.3519 | 6623.0249 | 6516.1323 | 6406.7199 | 6334.4864 | 6347.9135 | 6409.0815 | 6453.7612 | 6488.4471 | 6529.3694 | 6529.3694 | 6614.7091 | 6614.7091 | 7316.4323 | 7316.4323 | 7316.4323
CDP23 | VIC | VIC | Export | Fixed export | 0 | 0 | 0 | 0 | 0 | 0 | 0 | 0 | 0 | 0 | 0 | 0 | 0 | 0 | 0 | 0 | 0 | 0 | 0 | 0 | 0 | 0 | 0 | 0 | 0 | 0 | 0 | 0
CDP23 | VIC | VIC | Export | Flexible export | 0 | 0 | 0 | 0 | 0 | 0 | 0 | 0 | 0 | 0 | 0 | 0 | 0 | 0 | 0 | 0 | 0 | 0 | 0 | 0 | 0 | 0 | 0 | 0 | 0 | 0 | 0 | 0
CDP23 | VIC | VIC | Export | Fixed green steel and ammonia | 0 | 0 | 0 | 0 | 0 | 0 | 0 | 0 | 0 | 0 | 0 | 0 | 0 | 0 | 0 | 0 | 0 | 0 | 0 | 0 | 0 | 0 | 0 | 0 | 0 | 0 | 0 | 0
CDP23 | SA | CSA | Domestic | Fixed domestic | 0.023265 | 24.6608 | 73.9358 | 98.8433 | 98.5773 | 98.5773 | 98.5773 | 98.8473 | 98.5773 | 98.5773 | 98.5779 | 98.8529 | 98.5828 | 98.5863 | 98.5863 | 98.8564 | 98.5863 | 98.5863 | 109.6469 | 117.1239 | 116.8039 | 124.2396 | 124.3361 | 124.6768 | 130.2391 | 167.5698 | 167.5698 | 172.4252
CDP23 | SA | CSA | Domestic | Flexible domestic | 0 | 344.5504 | 1027.5222 | 1369.3318 | 1381.7932 | 1380.6196 | 1379.039 | 1304.1291 | 1295.4087 | 1295.8947 | 1296.1512 | 1296.4087 | 1298.9976 | 1298.9976 | 1298.9976 | 1298.9976 | 1298.9976 | 1298.9976 | 1460.7616 | 1465.0544 | 1465.0734 | 1532.5601 | 1533.289 | 1532.7416 | 1642.4459 | 1917.0898 | 1919.1951 | 1919.6307
CDP23 | SA | CSA | Export | Fixed export | 0 | 0 | 0 | 0 | 0 | 0 | 0 | 0 | 0 | 0 | 0 | 0 | 0 | 0 | 0 | 0 | 0 | 0 | 0 | 0 | 0 | 0 | 0 | 0 | 0 | 0 | 0 | 0
CDP23 | SA | CSA | Export | Flexible export | 0 | 0 | 0 | 0 | 0 | 0 | 0 | 0 | 0 | 0 | 0 | 0 | 0 | 0 | 0 | 0 | 0 | 0 | 0 | 0 | 0 | 0 | 0 | 0 | 0 | 0 | 0 | 0
CDP23 | SA | CSA | Export | Fixed green steel and ammonia | 0 | 0 | 0 | 0 | 0 | 0 | 0 | 0 | 0 | 0 | 0 | 0 | 0 | 0 | 0 | 0 | 0 | 0 | 0 | 0 | 0 | 0 | 0 | 0 | 0 | 0 | 0 | 0
CDP23 | SA | SESA | Domestic | Fixed domestic | 0.061378 | 2.6667 | 7.7174 | 9.8546 | 10.7301 | 10.7301 | 10.7301 | 10.7595 | 13.2571 | 13.952 | 15.1552 | 16.268 | 16.2235 | 18.4317 | 18.4317 | 18.4822 | 18.4317 | 18.4317 | 18.4317 | 24.5855 | 24.5183 | 24.5183 | 24.5183 | 24.5855 | 24.5183 | 38.2178 | 35.6125 | 38.3844
CDP23 | SA | SESA | Domestic | Flexible domestic | 1.1835 | 51.3833 | 146.4943 | 188.8144 | 169.2015 | 148.0694 | 146.0958 | 167.3429 | 199.5319 | 206.0828 | 201.66 | 197.2612 | 192.9695 | 188.9449 | 184.9592 | 181.0498 | 179.2508 | 179.4237 | 222.1558 | 223.2297 | 224.4286 | 238.1929 | 237.464 | 238.0114 | 262.6572 | 320.6611 | 321.0201 | 320.5845
CDP23 | SA | SESA | Export | Fixed export | 0 | 0 | 0 | 0 | 0 | 0 | 0 | 0 | 0 | 0 | 0 | 0 | 0 | 0 | 0 | 0 | 0 | 0 | 0 | 0 | 0 | 0 | 0 | 0 | 0 | 0 | 0 | 0
CDP23 | SA | SESA | Export | Flexible export | 0 | 0 | 0 | 0 | 0 | 0 | 0 | 0 | 0 | 0 | 0 | 0 | 0 | 0 | 0 | 0 | 0 | 0 | 0 | 0 | 0 | 0 | 0 | 0 | 0 | 0 | 0 | 0
CDP23 | SA | SESA | Export | Fixed green steel and ammonia | 0 | 0 | 0 | 0 | 0 | 0 | 0 | 0 | 0 | 0 | 0 | 0 | 0 | 0 | 0 | 0 | 0 | 0 | 0 | 0 | 0 | 0 | 0 | 0 | 0 | 0 | 0 | 0
CDP23 | TAS | TAS | Domestic | Fixed domestic | 0 | 0 | 0 | 0 | 0.30059 | 1.2354 | 2.5762 | 3.3595 | 4.7729 | 4.7729 | 4.9175 | 5.8898 | 5.8737 | 9.7586 | 9.7586 | 9.7853 | 14.0639 | 14.0639 | 14.0639 | 14.1025 | 14.0639 | 14.0639 | 15.9975 | 16.0413 | 15.9975 | 16.1036 | 16.1036 | 16.1788
CDP23 | TAS | TAS | Domestic | Flexible domestic | 0 | 0 | 0 | 0 | 5.7721 | 24.2692 | 50.4074 | 66.0847 | 95.2936 | 93.8191 | 98.1518 | 99.4811 | 97.2629 | 174.1542 | 170.2738 | 167.28 | 165.4189 | 169.1686 | 170.1358 | 173.9124 | 175.0212 | 175.0212 | 175.0212 | 175.0212 | 175.0212 | 175.0212 | 175.0212 | 175.0212
CDP23 | TAS | TAS | Export | Fixed export | 0 | 0 | 0 | 0 | 0 | 0 | 0 | 0 | 0 | 0 | 0 | 0 | 0 | 0 | 0 | 0 | 0 | 0 | 0 | 0 | 0 | 0 | 0 | 0 | 0 | 0 | 0 | 0
CDP23 | TAS | TAS | Export | Flexible export | 0 | 0 | 0 | 0 | 0 | 0 | 0 | 0 | 0 | 0 | 0 | 0 | 0 | 0 | 0 | 0 | 0 | 0 | 0 | 0 | 0 | 0 | 0 | 0 | 0 | 0 | 0 | 0
CDP23 | TAS | TAS | Export | Fixed green steel and ammonia | 0 | 0 | 0 | 0 | 0 | 0 | 0 | 0 | 0 | 0 | 0 | 0 | 0 | 0 | 0 | 0 | 0 | 0 | 0 | 0 | 0 | 0 | 0 | 0 | 0 | 0 | 0 | 0
CDP24 | NSW | NNSW | Domestic | Fixed domestic | 0 | 0 | 0 | 0 | 0 | 0 | 0 | 0 | 0 | 0 | 0 | 0 | 0 | 0 | 0 | 0 | 0 | 0 | 0 | 0 | 0 | 0 | 0 | 0 | 0 | 0 | 0 | 0
CDP24 | NSW | NNSW | Domestic | Flexible domestic | 0 | 0 | 0 | 0 | 0 | 0 | 0 | 0 | 0 | 0 | 0 | 0 | 0 | 0 | 0 | 0 | 0 | 0 | 0 | 0 | 0 | 0 | 0 | 0 | 0 | 0 | 0 | 0
CDP24 | NSW | NNSW | Export | Fixed export | 0 | 0 | 0 | 0 | 0 | 0 | 0 | 0 | 0 | 0 | 0 | 0 | 0 | 0 | 0 | 0 | 0 | 0 | 0 | 0 | 0 | 0 | 0 | 0 | 0 | 0 | 0 | 0
CDP24 | NSW | NNSW | Export | Flexible export | 0 | 0 | 0 | 0 | 0 | 0 | 0 | 0 | 0 | 0 | 0 | 0 | 0 | 0 | 0 | 0 | 0 | 0 | 0 | 0 | 0 | 0 | 0 | 0 | 0 | 0 | 0 | 0
CDP24 | NSW | NNSW | Export | Fixed green steel and ammonia | 0 | 0 | 0 | 0 | 0 | 0 | 0 | 0 | 0 | 0 | 0 | 0 | 0 | 0 | 0 | 0 | 0 | 0 | 0 | 0 | 0 | 0 | 0 | 0 | 0 | 0 | 0 | 0
CDP24 | NSW | CNSW | Domestic | Fixed domestic | 0 | 0 | 0 | 0 | 0 | 0 | 0 | 0 | 0 | 0 | 0 | 0 | 0 | 0 | 0 | 0 | 0 | 0 | 0 | 0 | 0 | 0 | 0 | 0 | 0 | 0 | 0 | 0
CDP24 | NSW | CNSW | Domestic | Flexible domestic | 0 | 0 | 0 | 0 | 0 | 0 | 0 | 0 | 0 | 0 | 0 | 0 | 0 | 0 | 0 | 0 | 0 | 0 | 0 | 0 | 0 | 0 | 0 | 0 | 0 | 0 | 0 | 0
CDP24 | NSW | CNSW | Export | Fixed export | 0 | 0 | 0 | 0 | 0 | 0 | 0 | 0 | 0 | 0 | 0 | 0 | 0 | 0 | 0 | 0 | 0 | 0 | 0 | 0 | 0 | 0 | 0 | 0 | 0 | 0 | 0 | 0
CDP24 | NSW | CNSW | Export | Flexible export | 0 | 0 | 0 | 0 | 0 | 0 | 0 | 0 | 0 | 0 | 0 | 0 | 0 | 0 | 0 | 0 | 0 | 0 | 0 | 0 | 0 | 0 | 0 | 0 | 0 | 0 | 0 | 0
CDP24 | NSW | CNSW | Export | Fixed green steel and ammonia | 0 | 0 | 0 | 0 | 0 | 0 | 0 | 0 | 0 | 0 | 0 | 0 | 0 | 0 | 0 | 0 | 0 | 0 | 0 | 0 | 0 | 0 | 0 | 0 | 0 | 0 | 0 | 0
CDP24 | NSW | SNSW | Domestic | Fixed domestic | 1.3276 | 3.1853 | 6.3084 | 10.9957 | 27.192 | 27.192 | 27.192 | 27.2665 | 27.192 | 27.6335 | 27.6335 | 38.1133 | 38.0092 | 40.1835 | 40.1835 | 40.2935 | 40.1835 | 40.1835 | 40.1835 | 54.9452 | 54.7951 | 55.31 | 55.736 | 55.8887 | 107.1346 | 206.5924 | 208.9276 | 206.3684
CDP24 | NSW | SNSW | Domestic | Flexible domestic | 25.6001 | 61.376 | 120.043 | 210.6775 | 349.4215 | 534.1801 | 492.3807 | 476.0744 | 481.2264 | 552.3411 | 545.5686 | 533.4557 | 521.5747 | 513.1738 | 505.0727 | 495.9991 | 490.409 | 493.7656 | 497.5281 | 500.06 | 501.0179 | 502.8628 | 503.9421 | 837.0633 | 1166.1951 | 1495.0574 | 1496.3303 | 1495.761
CDP24 | NSW | SNSW | Export | Fixed export | 0 | 0 | 0 | 0 | 0 | 0 | 0 | 0 | 0 | 0 | 0 | 0 | 0 | 0 | 0 | 0 | 0 | 0 | 0 | 0 | 0 | 0 | 0 | 0 | 0 | 0 | 0 | 0
CDP24 | NSW | SNSW | Export | Flexible export | 0 | 0 | 0 | 0 | 0 | 0 | 0 | 0 | 0 | 0 | 0 | 0 | 0 | 0 | 0 | 0 | 0 | 0 | 0 | 0 | 0 | 0 | 0 | 0 | 0 | 0 | 0 | 0
CDP24 | NSW | SNSW | Export | Fixed green steel and ammonia | 0 | 0 | 0 | 0 | 0 | 0 | 0 | 0 | 0 | 0 | 0 | 0 | 0 | 0 | 0 | 0 | 0 | 0 | 0 | 0 | 0 | 0 | 0 | 0 | 0 | 0 | 0 | 0
CDP24 | NSW | SNW | Domestic | Fixed domestic | 6.7088 | 16.2535 | 32.1809 | 56.1933 | 129.4112 | 129.4112 | 129.4112 | 129.7658 | 129.4112 | 145.2244 | 146.2042 | 224.5534 | 223.9399 | 237.2413 | 237.2413 | 237.8913 | 237.2413 | 237.2413 | 237.2413 | 282.9542 | 282.1811 | 284.5993 | 294.7233 | 345.9221 | 556.9871 | 1043.5648 | 1075.8589 | 1062.8354
CDP24 | NSW | SNW | Domestic | Flexible domestic | 129.3626 | 313.1838 | 612.3729 | 1076.6655 | 1746.9973 | 2542.2523 | 2515.4538 | 2464.6916 | 2494.3596 | 2885.4333 | 2849.6574 | 2786.064 | 2723.9268 | 2663.3638 | 2620.6811 | 2572.9575 | 2543.9462 | 2561.6328 | 2563.6656 | 2575.1833 | 2578.8465 | 2587.4979 | 2592.1995 | 4305.0496 | 6005.5935 | 7706.5765 | 7705.3035 | 7705.8728
CDP24 | NSW | SNW | Export | Fixed export | 0 | 0 | 0 | 0 | 0 | 0 | 0 | 0 | 0 | 0 | 0 | 0 | 0 | 0 | 0 | 0 | 0 | 0 | 0 | 0 | 0 | 0 | 0 | 0 | 0 | 0 | 0 | 0
CDP24 | NSW | SNW | Export | Flexible export | 0 | 0 | 0 | 0 | 0 | 0 | 0 | 0 | 0 | 0 | 0 | 0 | 0 | 0 | 0 | 0 | 0 | 0 | 0 | 0 | 0 | 0 | 0 | 0 | 0 | 0 | 0 | 0
CDP24 | NSW | SNW | Export | Fixed green steel and ammonia | 0 | 0 | 0 | 0 | 0 | 0 | 0 | 0 | 0 | 0 | 0 | 0 | 0 | 0 | 0 | 0 | 0 | 0 | 0 | 0 | 0 | 0 | 0 | 0 | 0 | 0 | 0 | 0
CDP24 | QLD | NQ | Domestic | Fixed domestic | 0 | 0 | 0 | 0 | 0 | 0 | 0 | 0 | 0 | 0 | 0 | 0 | 0 | 0 | 0 | 0 | 0 | 0 | 0 | 0 | 0 | 0 | 0 | 0 | 0 | 0 | 0 | 0
CDP24 | QLD | NQ | Domestic | Flexible domestic | 0 | 0 | 0 | 0 | 0 | 0 | 0 | 0 | 0 | 0 | 0 | 0 | 0 | 0 | 0 | 0 | 0 | 0 | 0 | 0 | 0 | 0 | 0 | 0 | 0 | 0 | 0 | 0
CDP24 | QLD | NQ | Export | Fixed export | 0 | 0 | 0 | 0 | 0 | 0 | 0 | 0 | 0 | 0 | 0 | 0 | 0 | 0 | 0 | 0 | 0 | 0 | 0 | 0 | 0 | 0 | 0 | 0 | 0 | 0 | 0 | 0
CDP24 | QLD | NQ | Export | Flexible export | 0 | 0 | 0 | 0 | 0 | 0 | 0 | 0 | 0 | 0 | 0 | 0 | 0 | 0 | 0 | 0 | 0 | 0 | 0 | 0 | 0 | 0 | 0 | 0 | 0 | 0 | 0 | 0
CDP24 | QLD | NQ | Export | Fixed green steel and ammonia | 0 | 0 | 0 | 0 | 0 | 0 | 0 | 0 | 0 | 0 | 0 | 0 | 0 | 0 | 0 | 0 | 0 | 0 | 0 | 0 | 0 | 0 | 0 | 0 | 0 | 0 | 0 | 0
CDP24 | QLD | CQ | Domestic | Fixed domestic | 0.57346 | 0.62369 | 0.62369 | 0.6254 | 17.067 | 63.9795 | 63.9795 | 64.1548 | 69.1223 | 76.3225 | 96.5362 | 96.8007 | 96.5362 | 103.6866 | 110.0706 | 110.3721 | 110.0706 | 110.0706 | 110.0706 | 143.7307 | 143.338 | 159.0865 | 159.0865 | 159.5223 | 191.0077 | 190.4343 | 200.799 | 259.1106
CDP24 | QLD | CQ | Domestic | Flexible domestic | 11.0579 | 12.0177 | 11.7569 | 10.2983 | 327.7287 | 1134.0005 | 900.3638 | 1081.8578 | 1380.0604 | 1525.5419 | 1607.3919 | 1587.6047 | 1567.6515 | 1547.4387 | 1531.3744 | 1519.6012 | 1513.8836 | 1531.661 | 1551.868 | 1569.722 | 1589.3224 | 1606.9562 | 1623.1005 | 1643.5557 | 1667.5906 | 1667.5906 | 1667.5906 | 2319.4322
CDP24 | QLD | CQ | Export | Fixed export | 0 | 0 | 0 | 0 | 0 | 0 | 0 | 0 | 0 | 0 | 0 | 0 | 0 | 0 | 0 | 0 | 0 | 0 | 0 | 0 | 0 | 0 | 0 | 0 | 0 | 0 | 0 | 0
CDP24 | QLD | CQ | Export | Flexible export | 0 | 0 | 0 | 0 | 0 | 0 | 0 | 0 | 0 | 0 | 0 | 0 | 0 | 0 | 0 | 0 | 0 | 0 | 0 | 0 | 0 | 0 | 0 | 0 | 0 | 0 | 0 | 0
CDP24 | QLD | CQ | Export | Fixed green steel and ammonia | 0 | 0 | 0 | 0 | 0 | 0 | 0 | 0 | 0 | 0 | 0 | 0 | 0 | 0 | 0 | 0 | 0 | 0 | 0 | 0 | 0 | 0 | 0 | 0 | 0 | 0 | 0 | 0
CDP24 | QLD | SQ | Domestic | Fixed domestic | 0.30474 | 0.30474 | 0.30474 | 0.30557 | 6.8926 | 29.464 | 29.464 | 56.5148 | 86.0449 | 104.4069 | 157.3558 | 159.8818 | 160.7371 | 160.7371 | 169.5005 | 178.0107 | 184.9934 | 184.9934 | 184.9934 | 256.1772 | 255.4773 | 264.0083 | 264.0083 | 264.7316 | 286.5764 | 286.2716 | 315.3975 | 407.2524
CDP24 | QLD | SQ | Domestic | Flexible domestic | 5.8761 | 4.5388 | 4.4304 | 5.5281 | 132.3544 | 277.6234 | 533.7942 | 1111.7142 | 1717.929 | 2086.8953 | 2320.777 | 2301.9489 | 2282.232 | 2261.84 | 2246.434 | 2236.3443 | 2233.9511 | 2265.7026 | 2302.281 | 2336.026 | 2372.3459 | 2405.1384 | 2433.1581 | 2470.9132 | 2507.0472 | 2507.0472 | 2507.0472 | 2992.4706
CDP24 | QLD | SQ | Export | Fixed export | 0 | 0 | 0 | 0 | 0 | 0 | 0 | 0 | 0 | 0 | 0 | 0 | 0 | 0 | 0 | 0 | 0 | 0 | 0 | 0 | 0 | 0 | 0 | 0 | 0 | 0 | 0 | 0
CDP24 | QLD | SQ | Export | Flexible export | 0 | 0 | 0 | 0 | 0 | 0 | 0 | 0 | 0 | 0 | 0 | 0 | 0 | 0 | 0 | 0 | 0 | 0 | 0 | 0 | 0 | 0 | 0 | 0 | 0 | 0 | 0 | 0
CDP24 | QLD | SQ | Export | Fixed green steel and ammonia | 0 | 0 | 0 | 0 | 0 | 0 | 0 | 0 | 0 | 0 | 0 | 0 | 0 | 0 | 0 | 0 | 0 | 0 | 0 | 0 | 0 | 0 | 0 | 0 | 0 | 0 | 0 | 0
CDP24 | VIC | VIC | Domestic | Fixed domestic | 2.5574 | 4.0307 | 4.0307 | 4.0418 | 50.4395 | 139.1119 | 139.1119 | 204.8376 | 420.9245 | 420.9245 | 489.2586 | 549.27 | 547.7692 | 576.3117 | 576.3117 | 577.8906 | 576.3117 | 576.3117 | 576.3117 | 598.902 | 597.2657 | 597.2657 | 678.099 | 679.9568 | 678.099 | 826.558 | 825.0847 | 867.8842
CDP24 | VIC | VIC | Domestic | Flexible domestic | 49.3127 | 77.6668 | 75.935 | 74.2418 | 681.7364 | 1845.7348 | 2721.9649 | 4029.4051 | 7023.9977 | 6901.8071 | 6908.0233 | 6792.8172 | 6641.3517 | 6623.0247 | 6516.1324 | 6406.7199 | 6334.4864 | 6347.9135 | 6409.0816 | 6453.7612 | 6488.4471 | 6529.3694 | 6529.3694 | 6614.7091 | 6614.7091 | 7316.4323 | 7316.4323 | 7316.4323
CDP24 | VIC | VIC | Export | Fixed export | 0 | 0 | 0 | 0 | 0 | 0 | 0 | 0 | 0 | 0 | 0 | 0 | 0 | 0 | 0 | 0 | 0 | 0 | 0 | 0 | 0 | 0 | 0 | 0 | 0 | 0 | 0 | 0
CDP24 | VIC | VIC | Export | Flexible export | 0 | 0 | 0 | 0 | 0 | 0 | 0 | 0 | 0 | 0 | 0 | 0 | 0 | 0 | 0 | 0 | 0 | 0 | 0 | 0 | 0 | 0 | 0 | 0 | 0 | 0 | 0 | 0
CDP24 | VIC | VIC | Export | Fixed green steel and ammonia | 0 | 0 | 0 | 0 | 0 | 0 | 0 | 0 | 0 | 0 | 0 | 0 | 0 | 0 | 0 | 0 | 0 | 0 | 0 | 0 | 0 | 0 | 0 | 0 | 0 | 0 | 0 | 0
CDP24 | SA | CSA | Domestic | Fixed domestic | 0.023265 | 24.6608 | 73.9358 | 98.8433 | 98.5773 | 98.5773 | 98.5773 | 98.8473 | 98.5773 | 98.5773 | 98.5779 | 98.8529 | 98.5828 | 98.5863 | 98.5863 | 98.8564 | 98.5863 | 98.5863 | 109.6469 | 117.1239 | 116.8039 | 124.2396 | 124.3361 | 124.6768 | 130.2391 | 167.5698 | 167.5698 | 172.4252
CDP24 | SA | CSA | Domestic | Flexible domestic | 0 | 344.5504 | 1027.5222 | 1369.3318 | 1381.7932 | 1380.6196 | 1379.039 | 1304.129 | 1295.4086 | 1295.8946 | 1296.1512 | 1296.4087 | 1298.9976 | 1298.9976 | 1298.9976 | 1298.9976 | 1298.9976 | 1298.9976 | 1460.7616 | 1465.0544 | 1465.0734 | 1532.5601 | 1533.289 | 1532.7416 | 1642.4459 | 1917.0898 | 1919.1951 | 1919.6307
CDP24 | SA | CSA | Export | Fixed export | 0 | 0 | 0 | 0 | 0 | 0 | 0 | 0 | 0 | 0 | 0 | 0 | 0 | 0 | 0 | 0 | 0 | 0 | 0 | 0 | 0 | 0 | 0 | 0 | 0 | 0 | 0 | 0
CDP24 | SA | CSA | Export | Flexible export | 0 | 0 | 0 | 0 | 0 | 0 | 0 | 0 | 0 | 0 | 0 | 0 | 0 | 0 | 0 | 0 | 0 | 0 | 0 | 0 | 0 | 0 | 0 | 0 | 0 | 0 | 0 | 0
CDP24 | SA | CSA | Export | Fixed green steel and ammonia | 0 | 0 | 0 | 0 | 0 | 0 | 0 | 0 | 0 | 0 | 0 | 0 | 0 | 0 | 0 | 0 | 0 | 0 | 0 | 0 | 0 | 0 | 0 | 0 | 0 | 0 | 0 | 0
CDP24 | SA | SESA | Domestic | Fixed domestic | 0.061378 | 2.6667 | 7.7174 | 9.8546 | 10.7301 | 10.7301 | 10.7301 | 10.7595 | 13.2571 | 13.952 | 15.1552 | 16.268 | 16.2235 | 18.4317 | 18.4317 | 18.4822 | 18.4317 | 18.4317 | 18.4317 | 24.5855 | 24.5183 | 24.5183 | 24.5183 | 24.5855 | 24.5183 | 38.2178 | 35.6125 | 38.3844
CDP24 | SA | SESA | Domestic | Flexible domestic | 1.1835 | 51.3833 | 146.4943 | 188.8144 | 169.2015 | 148.0694 | 146.0958 | 167.3429 | 199.5319 | 206.0828 | 201.66 | 197.2612 | 192.9695 | 188.9449 | 184.9592 | 181.0498 | 179.2508 | 179.4237 | 222.1558 | 223.2297 | 224.4286 | 238.1929 | 237.464 | 238.0114 | 262.6572 | 320.6611 | 321.0201 | 320.5845
CDP24 | SA | SESA | Export | Fixed export | 0 | 0 | 0 | 0 | 0 | 0 | 0 | 0 | 0 | 0 | 0 | 0 | 0 | 0 | 0 | 0 | 0 | 0 | 0 | 0 | 0 | 0 | 0 | 0 | 0 | 0 | 0 | 0
CDP24 | SA | SESA | Export | Flexible export | 0 | 0 | 0 | 0 | 0 | 0 | 0 | 0 | 0 | 0 | 0 | 0 | 0 | 0 | 0 | 0 | 0 | 0 | 0 | 0 | 0 | 0 | 0 | 0 | 0 | 0 | 0 | 0
CDP24 | SA | SESA | Export | Fixed green steel and ammonia | 0 | 0 | 0 | 0 | 0 | 0 | 0 | 0 | 0 | 0 | 0 | 0 | 0 | 0 | 0 | 0 | 0 | 0 | 0 | 0 | 0 | 0 | 0 | 0 | 0 | 0 | 0 | 0
CDP24 | TAS | TAS | Domestic | Fixed domestic | 0 | 0 | 0 | 0 | 0.30059 | 1.2354 | 2.5762 | 3.3595 | 4.7729 | 4.7729 | 4.9175 | 5.8898 | 5.8737 | 9.7586 | 9.7586 | 9.7853 | 14.0639 | 14.0639 | 14.0639 | 14.1025 | 14.0639 | 14.0639 | 15.9975 | 16.0413 | 15.9975 | 16.1036 | 16.1036 | 16.1788
CDP24 | TAS | TAS | Domestic | Flexible domestic | 0 | 0 | 0 | 0 | 5.7721 | 24.2692 | 50.4074 | 66.0847 | 95.2936 | 93.8191 | 98.1518 | 99.4811 | 97.2629 | 174.1542 | 170.2738 | 167.28 | 165.4189 | 169.1686 | 170.1358 | 173.9124 | 175.0212 | 175.0212 | 175.0212 | 175.0212 | 175.0212 | 175.0212 | 175.0212 | 175.0212
CDP24 | TAS | TAS | Export | Fixed export | 0 | 0 | 0 | 0 | 0 | 0 | 0 | 0 | 0 | 0 | 0 | 0 | 0 | 0 | 0 | 0 | 0 | 0 | 0 | 0 | 0 | 0 | 0 | 0 | 0 | 0 | 0 | 0
CDP24 | TAS | TAS | Export | Flexible export | 0 | 0 | 0 | 0 | 0 | 0 | 0 | 0 | 0 | 0 | 0 | 0 | 0 | 0 | 0 | 0 | 0 | 0 | 0 | 0 | 0 | 0 | 0 | 0 | 0 | 0 | 0 | 0
CDP24 | TAS | TAS | Export | Fixed green steel and ammonia | 0 | 0 | 0 | 0 | 0 | 0 | 0 | 0 | 0 | 0 | 0 | 0 | 0 | 0 | 0 | 0 | 0 | 0 | 0 | 0 | 0 | 0 | 0 | 0 | 0 | 0 | 0 | 0
CDP25 | NSW | NNSW | Domestic | Fixed domestic | 0 | 0 | 0 | 0 | 0 | 0 | 0 | 0 | 0 | 0 | 0 | 0 | 0 | 0 | 0 | 0 | 0 | 0 | 0 | 0 | 0 | 0 | 0 | 0 | 0 | 0 | 0 | 0
CDP25 | NSW | NNSW | Domestic | Flexible domestic | 0 | 0 | 0 | 0 | 0 | 0 | 0 | 0 | 0 | 0 | 0 | 0 | 0 | 0 | 0 | 0 | 0 | 0 | 0 | 0 | 0 | 0 | 0 | 0 | 0 | 0 | 0 | 0
CDP25 | NSW | NNSW | Export | Fixed export | 0 | 0 | 0 | 0 | 0 | 0 | 0 | 0 | 0 | 0 | 0 | 0 | 0 | 0 | 0 | 0 | 0 | 0 | 0 | 0 | 0 | 0 | 0 | 0 | 0 | 0 | 0 | 0
CDP25 | NSW | NNSW | Export | Flexible export | 0 | 0 | 0 | 0 | 0 | 0 | 0 | 0 | 0 | 0 | 0 | 0 | 0 | 0 | 0 | 0 | 0 | 0 | 0 | 0 | 0 | 0 | 0 | 0 | 0 | 0 | 0 | 0
CDP25 | NSW | NNSW | Export | Fixed green steel and ammonia | 0 | 0 | 0 | 0 | 0 | 0 | 0 | 0 | 0 | 0 | 0 | 0 | 0 | 0 | 0 | 0 | 0 | 0 | 0 | 0 | 0 | 0 | 0 | 0 | 0 | 0 | 0 | 0
CDP25 | NSW | CNSW | Domestic | Fixed domestic | 0 | 0 | 0 | 0 | 0 | 0 | 0 | 0 | 0 | 0 | 0 | 0 | 0 | 0 | 0 | 0 | 0 | 0 | 0 | 0 | 0 | 0 | 0 | 0 | 0 | 0 | 0 | 0
CDP25 | NSW | CNSW | Domestic | Flexible domestic | 0 | 0 | 0 | 0 | 0 | 0 | 0 | 0 | 0 | 0 | 0 | 0 | 0 | 0 | 0 | 0 | 0 | 0 | 0 | 0 | 0 | 0 | 0 | 0 | 0 | 0 | 0 | 0
CDP25 | NSW | CNSW | Export | Fixed export | 0 | 0 | 0 | 0 | 0 | 0 | 0 | 0 | 0 | 0 | 0 | 0 | 0 | 0 | 0 | 0 | 0 | 0 | 0 | 0 | 0 | 0 | 0 | 0 | 0 | 0 | 0 | 0
CDP25 | NSW | CNSW | Export | Flexible export | 0 | 0 | 0 | 0 | 0 | 0 | 0 | 0 | 0 | 0 | 0 | 0 | 0 | 0 | 0 | 0 | 0 | 0 | 0 | 0 | 0 | 0 | 0 | 0 | 0 | 0 | 0 | 0
CDP25 | NSW | CNSW | Export | Fixed green steel and ammonia | 0 | 0 | 0 | 0 | 0 | 0 | 0 | 0 | 0 | 0 | 0 | 0 | 0 | 0 | 0 | 0 | 0 | 0 | 0 | 0 | 0 | 0 | 0 | 0 | 0 | 0 | 0 | 0
CDP25 | NSW | SNSW | Domestic | Fixed domestic | 1.3276 | 3.1853 | 6.3084 | 10.9957 | 27.192 | 27.192 | 27.192 | 27.2665 | 27.192 | 27.6335 | 27.6335 | 38.1133 | 38.0092 | 40.1835 | 40.1835 | 40.2935 | 40.1835 | 40.1835 | 40.1835 | 54.9452 | 54.7951 | 55.31 | 55.736 | 55.8887 | 107.1346 | 206.5924 | 208.9276 | 206.3684
CDP25 | NSW | SNSW | Domestic | Flexible domestic | 25.6001 | 61.376 | 120.043 | 210.6775 | 349.4215 | 534.1801 | 492.3807 | 476.0745 | 481.2264 | 552.3411 | 545.5686 | 533.4557 | 521.5747 | 513.1739 | 505.0726 | 495.9991 | 490.409 | 493.7656 | 497.528 | 500.06 | 501.0179 | 502.8628 | 503.9421 | 837.0633 | 1166.1951 | 1495.0574 | 1496.3303 | 1495.761
CDP25 | NSW | SNSW | Export | Fixed export | 0 | 0 | 0 | 0 | 0 | 0 | 0 | 0 | 0 | 0 | 0 | 0 | 0 | 0 | 0 | 0 | 0 | 0 | 0 | 0 | 0 | 0 | 0 | 0 | 0 | 0 | 0 | 0
CDP25 | NSW | SNSW | Export | Flexible export | 0 | 0 | 0 | 0 | 0 | 0 | 0 | 0 | 0 | 0 | 0 | 0 | 0 | 0 | 0 | 0 | 0 | 0 | 0 | 0 | 0 | 0 | 0 | 0 | 0 | 0 | 0 | 0
CDP25 | NSW | SNSW | Export | Fixed green steel and ammonia | 0 | 0 | 0 | 0 | 0 | 0 | 0 | 0 | 0 | 0 | 0 | 0 | 0 | 0 | 0 | 0 | 0 | 0 | 0 | 0 | 0 | 0 | 0 | 0 | 0 | 0 | 0 | 0
CDP25 | NSW | SNW | Domestic | Fixed domestic | 6.7088 | 16.2535 | 32.1809 | 56.1933 | 129.4112 | 129.4112 | 129.4112 | 129.7658 | 129.4112 | 145.2244 | 146.2042 | 224.5534 | 223.9399 | 237.2413 | 237.2413 | 237.8913 | 237.2413 | 237.2413 | 237.2413 | 282.9542 | 282.1811 | 284.5993 | 294.7233 | 345.9221 | 556.9871 | 1043.5648 | 1075.8589 | 1062.8354
CDP25 | NSW | SNW | Domestic | Flexible domestic | 129.3626 | 313.1838 | 612.3729 | 1076.6655 | 1746.9973 | 2542.2524 | 2515.4538 | 2464.6917 | 2494.3597 | 2885.4333 | 2849.6575 | 2786.0641 | 2723.9268 | 2663.3638 | 2620.6811 | 2572.9574 | 2543.9462 | 2561.6327 | 2563.6655 | 2575.1833 | 2578.8465 | 2587.4979 | 2592.1994 | 4305.0496 | 6005.5935 | 7706.5765 | 7705.3035 | 7705.8728
CDP25 | NSW | SNW | Export | Fixed export | 0 | 0 | 0 | 0 | 0 | 0 | 0 | 0 | 0 | 0 | 0 | 0 | 0 | 0 | 0 | 0 | 0 | 0 | 0 | 0 | 0 | 0 | 0 | 0 | 0 | 0 | 0 | 0
CDP25 | NSW | SNW | Export | Flexible export | 0 | 0 | 0 | 0 | 0 | 0 | 0 | 0 | 0 | 0 | 0 | 0 | 0 | 0 | 0 | 0 | 0 | 0 | 0 | 0 | 0 | 0 | 0 | 0 | 0 | 0 | 0 | 0
CDP25 | NSW | SNW | Export | Fixed green steel and ammonia | 0 | 0 | 0 | 0 | 0 | 0 | 0 | 0 | 0 | 0 | 0 | 0 | 0 | 0 | 0 | 0 | 0 | 0 | 0 | 0 | 0 | 0 | 0 | 0 | 0 | 0 | 0 | 0
CDP25 | QLD | NQ | Domestic | Fixed domestic | 0 | 0 | 0 | 0 | 0 | 0 | 0 | 0 | 0 | 0 | 0 | 0 | 0 | 0 | 0 | 0 | 0 | 0 | 0 | 0 | 0 | 0 | 0 | 0 | 0 | 0 | 0 | 0
CDP25 | QLD | NQ | Domestic | Flexible domestic | 0 | 0 | 0 | 0 | 0 | 0 | 0 | 0 | 0 | 0 | 0 | 0 | 0 | 0 | 0 | 0 | 0 | 0 | 0 | 0 | 0 | 0 | 0 | 0 | 0 | 0 | 0 | 0
CDP25 | QLD | NQ | Export | Fixed export | 0 | 0 | 0 | 0 | 0 | 0 | 0 | 0 | 0 | 0 | 0 | 0 | 0 | 0 | 0 | 0 | 0 | 0 | 0 | 0 | 0 | 0 | 0 | 0 | 0 | 0 | 0 | 0
CDP25 | QLD | NQ | Export | Flexible export | 0 | 0 | 0 | 0 | 0 | 0 | 0 | 0 | 0 | 0 | 0 | 0 | 0 | 0 | 0 | 0 | 0 | 0 | 0 | 0 | 0 | 0 | 0 | 0 | 0 | 0 | 0 | 0
CDP25 | QLD | NQ | Export | Fixed green steel and ammonia | 0 | 0 | 0 | 0 | 0 | 0 | 0 | 0 | 0 | 0 | 0 | 0 | 0 | 0 | 0 | 0 | 0 | 0 | 0 | 0 | 0 | 0 | 0 | 0 | 0 | 0 | 0 | 0
CDP25 | QLD | CQ | Domestic | Fixed domestic | 0.57346 | 0.62369 | 0.62369 | 0.6254 | 17.067 | 63.9795 | 63.9795 | 64.1548 | 69.1223 | 76.3225 | 96.5362 | 96.8007 | 96.5362 | 103.6866 | 110.0706 | 110.3721 | 110.0706 | 110.0706 | 110.0706 | 143.7307 | 143.338 | 159.0865 | 159.0865 | 159.5223 | 191.0077 | 190.4343 | 200.799 | 259.1106
CDP25 | QLD | CQ | Domestic | Flexible domestic | 11.0579 | 12.0177 | 11.7569 | 10.2983 | 327.7287 | 1134.0005 | 900.3638 | 1081.8579 | 1380.0604 | 1525.5419 | 1607.3919 | 1587.6047 | 1567.6516 | 1547.4387 | 1531.3743 | 1519.6011 | 1513.8836 | 1531.661 | 1551.868 | 1569.722 | 1589.3224 | 1606.9562 | 1623.1005 | 1643.5557 | 1667.5906 | 1667.5906 | 1667.5906 | 2319.4322
CDP25 | QLD | CQ | Export | Fixed export | 0 | 0 | 0 | 0 | 0 | 0 | 0 | 0 | 0 | 0 | 0 | 0 | 0 | 0 | 0 | 0 | 0 | 0 | 0 | 0 | 0 | 0 | 0 | 0 | 0 | 0 | 0 | 0
CDP25 | QLD | CQ | Export | Flexible export | 0 | 0 | 0 | 0 | 0 | 0 | 0 | 0 | 0 | 0 | 0 | 0 | 0 | 0 | 0 | 0 | 0 | 0 | 0 | 0 | 0 | 0 | 0 | 0 | 0 | 0 | 0 | 0
CDP25 | QLD | CQ | Export | Fixed green steel and ammonia | 0 | 0 | 0 | 0 | 0 | 0 | 0 | 0 | 0 | 0 | 0 | 0 | 0 | 0 | 0 | 0 | 0 | 0 | 0 | 0 | 0 | 0 | 0 | 0 | 0 | 0 | 0 | 0
CDP25 | QLD | SQ | Domestic | Fixed domestic | 0.30474 | 0.30474 | 0.30474 | 0.30557 | 6.8926 | 29.464 | 29.464 | 56.5148 | 86.0449 | 104.4069 | 157.3558 | 159.8818 | 160.7371 | 160.7371 | 169.5005 | 178.0107 | 184.9934 | 184.9934 | 184.9934 | 256.1772 | 255.4773 | 264.0083 | 264.0083 | 264.7316 | 286.5764 | 286.2716 | 315.3975 | 407.2524
CDP25 | QLD | SQ | Domestic | Flexible domestic | 5.8761 | 4.5388 | 4.4304 | 5.5281 | 132.3544 | 277.6234 | 533.7942 | 1111.7142 | 1717.929 | 2086.8954 | 2320.777 | 2301.9489 | 2282.232 | 2261.8401 | 2246.4339 | 2236.3443 | 2233.9511 | 2265.7025 | 2302.281 | 2336.026 | 2372.3459 | 2405.1384 | 2433.1581 | 2470.9132 | 2507.0472 | 2507.0472 | 2507.0472 | 2992.4706
CDP25 | QLD | SQ | Export | Fixed export | 0 | 0 | 0 | 0 | 0 | 0 | 0 | 0 | 0 | 0 | 0 | 0 | 0 | 0 | 0 | 0 | 0 | 0 | 0 | 0 | 0 | 0 | 0 | 0 | 0 | 0 | 0 | 0
CDP25 | QLD | SQ | Export | Flexible export | 0 | 0 | 0 | 0 | 0 | 0 | 0 | 0 | 0 | 0 | 0 | 0 | 0 | 0 | 0 | 0 | 0 | 0 | 0 | 0 | 0 | 0 | 0 | 0 | 0 | 0 | 0 | 0
CDP25 | QLD | SQ | Export | Fixed green steel and ammonia | 0 | 0 | 0 | 0 | 0 | 0 | 0 | 0 | 0 | 0 | 0 | 0 | 0 | 0 | 0 | 0 | 0 | 0 | 0 | 0 | 0 | 0 | 0 | 0 | 0 | 0 | 0 | 0
CDP25 | VIC | VIC | Domestic | Fixed domestic | 2.5574 | 4.0307 | 4.0307 | 4.0418 | 50.4395 | 139.1119 | 139.1119 | 204.8376 | 420.9245 | 420.9245 | 489.2586 | 549.27 | 547.7692 | 576.3117 | 576.3117 | 577.8906 | 576.3117 | 576.3117 | 576.3117 | 598.902 | 597.2657 | 597.2657 | 678.099 | 679.9568 | 678.099 | 826.558 | 825.0847 | 867.8842
CDP25 | VIC | VIC | Domestic | Flexible domestic | 49.3127 | 77.6668 | 75.935 | 74.2418 | 681.7364 | 1845.7348 | 2721.9649 | 4029.4052 | 7023.9979 | 6901.8072 | 6908.0235 | 6792.8173 | 6641.3518 | 6623.0249 | 6516.1323 | 6406.7198 | 6334.4863 | 6347.9134 | 6409.0814 | 6453.7611 | 6488.447 | 6529.3694 | 6529.3694 | 6614.7091 | 6614.7091 | 7316.4323 | 7316.4323 | 7316.4323
CDP25 | VIC | VIC | Export | Fixed export | 0 | 0 | 0 | 0 | 0 | 0 | 0 | 0 | 0 | 0 | 0 | 0 | 0 | 0 | 0 | 0 | 0 | 0 | 0 | 0 | 0 | 0 | 0 | 0 | 0 | 0 | 0 | 0
CDP25 | VIC | VIC | Export | Flexible export | 0 | 0 | 0 | 0 | 0 | 0 | 0 | 0 | 0 | 0 | 0 | 0 | 0 | 0 | 0 | 0 | 0 | 0 | 0 | 0 | 0 | 0 | 0 | 0 | 0 | 0 | 0 | 0
CDP25 | VIC | VIC | Export | Fixed green steel and ammonia | 0 | 0 | 0 | 0 | 0 | 0 | 0 | 0 | 0 | 0 | 0 | 0 | 0 | 0 | 0 | 0 | 0 | 0 | 0 | 0 | 0 | 0 | 0 | 0 | 0 | 0 | 0 | 0
CDP25 | SA | CSA | Domestic | Fixed domestic | 0.023265 | 24.6608 | 73.9358 | 98.8433 | 98.5773 | 98.5773 | 98.5773 | 98.8473 | 98.5773 | 98.5773 | 98.5779 | 98.8529 | 98.5828 | 98.5863 | 98.5863 | 98.8564 | 98.5863 | 98.5863 | 109.6469 | 117.1239 | 116.8039 | 124.2396 | 124.3361 | 124.6768 | 130.2391 | 167.5698 | 167.5698 | 172.4252
CDP25 | SA | CSA | Domestic | Flexible domestic | 0 | 344.5504 | 1027.5222 | 1369.3318 | 1381.7932 | 1380.6196 | 1379.039 | 1304.1291 | 1295.4087 | 1295.8947 | 1296.1512 | 1296.4087 | 1298.9976 | 1298.9976 | 1298.9976 | 1298.9976 | 1298.9976 | 1298.9976 | 1460.7616 | 1465.0543 | 1465.0733 | 1532.5601 | 1533.289 | 1532.7416 | 1642.4459 | 1917.0898 | 1919.1951 | 1919.6307
CDP25 | SA | CSA | Export | Fixed export | 0 | 0 | 0 | 0 | 0 | 0 | 0 | 0 | 0 | 0 | 0 | 0 | 0 | 0 | 0 | 0 | 0 | 0 | 0 | 0 | 0 | 0 | 0 | 0 | 0 | 0 | 0 | 0
CDP25 | SA | CSA | Export | Flexible export | 0 | 0 | 0 | 0 | 0 | 0 | 0 | 0 | 0 | 0 | 0 | 0 | 0 | 0 | 0 | 0 | 0 | 0 | 0 | 0 | 0 | 0 | 0 | 0 | 0 | 0 | 0 | 0
CDP25 | SA | CSA | Export | Fixed green steel and ammonia | 0 | 0 | 0 | 0 | 0 | 0 | 0 | 0 | 0 | 0 | 0 | 0 | 0 | 0 | 0 | 0 | 0 | 0 | 0 | 0 | 0 | 0 | 0 | 0 | 0 | 0 | 0 | 0
CDP25 | SA | SESA | Domestic | Fixed domestic | 0.061378 | 2.6667 | 7.7174 | 9.8546 | 10.7301 | 10.7301 | 10.7301 | 10.7595 | 13.2571 | 13.952 | 15.1552 | 16.268 | 16.2235 | 18.4317 | 18.4317 | 18.4822 | 18.4317 | 18.4317 | 18.4317 | 24.5855 | 24.5183 | 24.5183 | 24.5183 | 24.5855 | 24.5183 | 38.2178 | 35.6125 | 38.3844
CDP25 | SA | SESA | Domestic | Flexible domestic | 1.1835 | 51.3833 | 146.4943 | 188.8144 | 169.2015 | 148.0694 | 146.0958 | 167.3429 | 199.5319 | 206.0828 | 201.66 | 197.2612 | 192.9695 | 188.9449 | 184.9592 | 181.0498 | 179.2508 | 179.4237 | 222.1558 | 223.2297 | 224.4285 | 238.1929 | 237.464 | 238.0114 | 262.6572 | 320.6611 | 321.0201 | 320.5845
CDP25 | SA | SESA | Export | Fixed export | 0 | 0 | 0 | 0 | 0 | 0 | 0 | 0 | 0 | 0 | 0 | 0 | 0 | 0 | 0 | 0 | 0 | 0 | 0 | 0 | 0 | 0 | 0 | 0 | 0 | 0 | 0 | 0
CDP25 | SA | SESA | Export | Flexible export | 0 | 0 | 0 | 0 | 0 | 0 | 0 | 0 | 0 | 0 | 0 | 0 | 0 | 0 | 0 | 0 | 0 | 0 | 0 | 0 | 0 | 0 | 0 | 0 | 0 | 0 | 0 | 0
CDP25 | SA | SESA | Export | Fixed green steel and ammonia | 0 | 0 | 0 | 0 | 0 | 0 | 0 | 0 | 0 | 0 | 0 | 0 | 0 | 0 | 0 | 0 | 0 | 0 | 0 | 0 | 0 | 0 | 0 | 0 | 0 | 0 | 0 | 0
CDP25 | TAS | TAS | Domestic | Fixed domestic | 0 | 0 | 0 | 0 | 0.30059 | 1.2354 | 2.5762 | 3.3595 | 4.7729 | 4.7729 | 4.9175 | 5.8898 | 5.8737 | 9.7586 | 9.7586 | 9.7853 | 14.0639 | 14.0639 | 14.0639 | 14.1025 | 14.0639 | 14.0639 | 15.9975 | 16.0413 | 15.9975 | 16.1036 | 16.1036 | 16.1788
CDP25 | TAS | TAS | Domestic | Flexible domestic | 0 | 0 | 0 | 0 | 5.7721 | 24.2692 | 50.4074 | 66.0847 | 95.2936 | 93.8191 | 98.1518 | 99.4811 | 97.2629 | 174.1542 | 170.2738 | 167.28 | 165.4189 | 169.1686 | 170.1357 | 173.9123 | 175.0212 | 175.0212 | 175.0212 | 175.0212 | 175.0212 | 175.0212 | 175.0212 | 175.0212
CDP25 | TAS | TAS | Export | Fixed export | 0 | 0 | 0 | 0 | 0 | 0 | 0 | 0 | 0 | 0 | 0 | 0 | 0 | 0 | 0 | 0 | 0 | 0 | 0 | 0 | 0 | 0 | 0 | 0 | 0 | 0 | 0 | 0
CDP25 | TAS | TAS | Export | Flexible export | 0 | 0 | 0 | 0 | 0 | 0 | 0 | 0 | 0 | 0 | 0 | 0 | 0 | 0 | 0 | 0 | 0 | 0 | 0 | 0 | 0 | 0 | 0 | 0 | 0 | 0 | 0 | 0
CDP25 | TAS | TAS | Export | Fixed green steel and ammonia | 0 | 0 | 0 | 0 | 0 | 0 | 0 | 0 | 0 | 0 | 0 | 0 | 0 | 0 | 0 | 0 | 0 | 0 | 0 | 0 | 0 | 0 | 0 | 0 | 0 | 0 | 0 | 0
Counterfactual | NSW | NNSW | Domestic | Fixed domestic | 0 | 0 | 0 | 0 | 0 | 0 | 0 | 0 | 0 | 0 | 0 | 0 | 0 | 0 | 0 | 0 | 0 | 0 | 0 | 0 | 0 | 0 | 0 | 0 | 0 | 0 | 0 | 0
Counterfactual | NSW | NNSW | Domestic | Flexible domestic | 0 | 0 | 0 | 0 | 0 | 0 | 0 | 0 | 0 | 0 | 0 | 0 | 0 | 0 | 0 | 0 | 0 | 0 | 0 | 0 | 0 | 0 | 0 | 0 | 0 | 0 | 0 | 0
Counterfactual | NSW | NNSW | Export | Fixed export | 0 | 0 | 0 | 0 | 0 | 0 | 0 | 0 | 0 | 0 | 0 | 0 | 0 | 0 | 0 | 0 | 0 | 0 | 0 | 0 | 0 | 0 | 0 | 0 | 0 | 0 | 0 | 0
Counterfactual | NSW | NNSW | Export | Flexible export | 0 | 0 | 0 | 0 | 0 | 0 | 0 | 0 | 0 | 0 | 0 | 0 | 0 | 0 | 0 | 0 | 0 | 0 | 0 | 0 | 0 | 0 | 0 | 0 | 0 | 0 | 0 | 0
Counterfactual | NSW | NNSW | Export | Fixed green steel and ammonia | 0 | 0 | 0 | 0 | 0 | 0 | 0 | 0 | 0 | 0 | 0 | 0 | 0 | 0 | 0 | 0 | 0 | 0 | 0 | 0 | 0 | 0 | 0 | 0 | 0 | 0 | 0 | 0
Counterfactual | NSW | CNSW | Domestic | Fixed domestic | 0 | 0 | 0 | 0 | 0 | 0 | 0 | 0 | 0 | 0 | 0 | 0 | 0 | 0 | 0 | 0 | 0 | 0 | 0 | 0 | 0 | 0 | 0 | 0 | 0 | 0 | 0 | 0
Counterfactual | NSW | CNSW | Domestic | Flexible domestic | 0 | 0 | 0 | 0 | 0 | 0 | 0 | 0 | 0 | 0 | 0 | 0 | 0 | 0 | 0 | 0 | 0 | 0 | 0 | 0 | 0 | 0 | 0 | 0 | 0 | 0 | 0 | 0
Counterfactual | NSW | CNSW | Export | Fixed export | 0 | 0 | 0 | 0 | 0 | 0 | 0 | 0 | 0 | 0 | 0 | 0 | 0 | 0 | 0 | 0 | 0 | 0 | 0 | 0 | 0 | 0 | 0 | 0 | 0 | 0 | 0 | 0
Counterfactual | NSW | CNSW | Export | Flexible export | 0 | 0 | 0 | 0 | 0 | 0 | 0 | 0 | 0 | 0 | 0 | 0 | 0 | 0 | 0 | 0 | 0 | 0 | 0 | 0 | 0 | 0 | 0 | 0 | 0 | 0 | 0 | 0
Counterfactual | NSW | CNSW | Export | Fixed green steel and ammonia | 0 | 0 | 0 | 0 | 0 | 0 | 0 | 0 | 0 | 0 | 0 | 0 | 0 | 0 | 0 | 0 | 0 | 0 | 0 | 0 | 0 | 0 | 0 | 0 | 0 | 0 | 0 | 0
Counterfactual | NSW | SNSW | Domestic | Fixed domestic | 1.3276 | 3.1853 | 6.3084 | 10.9957 | 27.192 | 27.192 | 27.192 | 27.2665 | 27.192 | 27.6335 | 27.6335 | 38.1133 | 38.0092 | 40.1835 | 40.1835 | 40.2935 | 40.1835 | 40.1835 | 40.1835 | 54.9452 | 54.7951 | 55.31 | 55.736 | 55.8887 | 107.1346 | 206.5924 | 208.9276 | 206.3684
Counterfactual | NSW | SNSW | Domestic | Flexible domestic | 25.6001 | 61.376 | 120.043 | 210.6775 | 349.4215 | 534.1801 | 492.3807 | 476.0745 | 481.2264 | 552.3411 | 545.5686 | 533.4557 | 521.5747 | 513.1739 | 505.0726 | 495.9991 | 490.409 | 493.7656 | 497.5281 | 500.06 | 501.0179 | 502.8628 | 503.9421 | 837.0633 | 1166.1951 | 1495.0574 | 1496.3303 | 1495.761
Counterfactual | NSW | SNSW | Export | Fixed export | 0 | 0 | 0 | 0 | 0 | 0 | 0 | 0 | 0 | 0 | 0 | 0 | 0 | 0 | 0 | 0 | 0 | 0 | 0 | 0 | 0 | 0 | 0 | 0 | 0 | 0 | 0 | 0
Counterfactual | NSW | SNSW | Export | Flexible export | 0 | 0 | 0 | 0 | 0 | 0 | 0 | 0 | 0 | 0 | 0 | 0 | 0 | 0 | 0 | 0 | 0 | 0 | 0 | 0 | 0 | 0 | 0 | 0 | 0 | 0 | 0 | 0
Counterfactual | NSW | SNSW | Export | Fixed green steel and ammonia | 0 | 0 | 0 | 0 | 0 | 0 | 0 | 0 | 0 | 0 | 0 | 0 | 0 | 0 | 0 | 0 | 0 | 0 | 0 | 0 | 0 | 0 | 0 | 0 | 0 | 0 | 0 | 0
Counterfactual | NSW | SNW | Domestic | Fixed domestic | 6.7088 | 16.2535 | 32.1809 | 56.1933 | 129.4112 | 129.4112 | 129.4112 | 129.7658 | 129.4112 | 145.2244 | 146.2042 | 224.5534 | 223.9399 | 237.2413 | 237.2413 | 237.8913 | 237.2413 | 237.2413 | 237.2413 | 282.9542 | 282.1811 | 284.5993 | 294.7233 | 345.9221 | 556.9871 | 1043.5648 | 1075.8589 | 1062.8354
Counterfactual | NSW | SNW | Domestic | Flexible domestic | 129.3626 | 313.1838 | 612.3729 | 1076.6655 | 1746.9973 | 2542.2523 | 2515.4538 | 2464.6917 | 2494.3597 | 2885.4333 | 2849.6575 | 2786.0641 | 2723.9268 | 2663.3638 | 2620.6811 | 2572.9575 | 2543.9462 | 2561.6327 | 2563.6655 | 2575.1833 | 2578.8465 | 2587.4979 | 2592.1995 | 4305.0496 | 6005.5935 | 7706.5765 | 7705.3035 | 7705.8728
Counterfactual | NSW | SNW | Export | Fixed export | 0 | 0 | 0 | 0 | 0 | 0 | 0 | 0 | 0 | 0 | 0 | 0 | 0 | 0 | 0 | 0 | 0 | 0 | 0 | 0 | 0 | 0 | 0 | 0 | 0 | 0 | 0 | 0
Counterfactual | NSW | SNW | Export | Flexible export | 0 | 0 | 0 | 0 | 0 | 0 | 0 | 0 | 0 | 0 | 0 | 0 | 0 | 0 | 0 | 0 | 0 | 0 | 0 | 0 | 0 | 0 | 0 | 0 | 0 | 0 | 0 | 0
Counterfactual | NSW | SNW | Export | Fixed green steel and ammonia | 0 | 0 | 0 | 0 | 0 | 0 | 0 | 0 | 0 | 0 | 0 | 0 | 0 | 0 | 0 | 0 | 0 | 0 | 0 | 0 | 0 | 0 | 0 | 0 | 0 | 0 | 0 | 0
Counterfactual | QLD | NQ | Domestic | Fixed domestic | 0 | 0 | 0 | 0 | 0 | 0 | 0 | 0 | 0 | 0 | 0 | 0 | 0 | 0 | 0 | 0 | 0 | 0 | 0 | 0 | 0 | 0 | 0 | 0 | 0 | 0 | 0 | 0
Counterfactual | QLD | NQ | Domestic | Flexible domestic | 0 | 0 | 0 | 0 | 0 | 0 | 0 | 0 | 0 | 0 | 0 | 0 | 0 | 0 | 0 | 0 | 0 | 0 | 0 | 0 | 0 | 0 | 0 | 0 | 0 | 0 | 0 | 0
Counterfactual | QLD | NQ | Export | Fixed export | 0 | 0 | 0 | 0 | 0 | 0 | 0 | 0 | 0 | 0 | 0 | 0 | 0 | 0 | 0 | 0 | 0 | 0 | 0 | 0 | 0 | 0 | 0 | 0 | 0 | 0 | 0 | 0
Counterfactual | QLD | NQ | Export | Flexible export | 0 | 0 | 0 | 0 | 0 | 0 | 0 | 0 | 0 | 0 | 0 | 0 | 0 | 0 | 0 | 0 | 0 | 0 | 0 | 0 | 0 | 0 | 0 | 0 | 0 | 0 | 0 | 0
Counterfactual | QLD | NQ | Export | Fixed green steel and ammonia | 0 | 0 | 0 | 0 | 0 | 0 | 0 | 0 | 0 | 0 | 0 | 0 | 0 | 0 | 0 | 0 | 0 | 0 | 0 | 0 | 0 | 0 | 0 | 0 | 0 | 0 | 0 | 0
Counterfactual | QLD | CQ | Domestic | Fixed domestic | 0.57346 | 0.62369 | 0.62369 | 0.6254 | 17.067 | 63.9795 | 63.9795 | 64.1548 | 69.1223 | 76.3225 | 96.5362 | 96.8007 | 96.5362 | 103.6866 | 110.0706 | 110.3721 | 110.0706 | 110.0706 | 110.0706 | 143.7307 | 143.338 | 159.0865 | 159.0865 | 159.5223 | 191.0077 | 190.4343 | 200.799 | 259.1106
Counterfactual | QLD | CQ | Domestic | Flexible domestic | 11.0579 | 12.0177 | 11.7569 | 10.2983 | 327.7287 | 1134.0005 | 900.3638 | 1081.8579 | 1380.0604 | 1525.5419 | 1607.392 | 1587.6047 | 1567.6516 | 1547.4387 | 1531.3744 | 1519.6011 | 1513.8836 | 1531.661 | 1551.868 | 1569.722 | 1589.3224 | 1606.9562 | 1623.1005 | 1643.5557 | 1667.5906 | 1667.5906 | 1667.5906 | 2319.4322
Counterfactual | QLD | CQ | Export | Fixed export | 0 | 0 | 0 | 0 | 0 | 0 | 0 | 0 | 0 | 0 | 0 | 0 | 0 | 0 | 0 | 0 | 0 | 0 | 0 | 0 | 0 | 0 | 0 | 0 | 0 | 0 | 0 | 0
Counterfactual | QLD | CQ | Export | Flexible export | 0 | 0 | 0 | 0 | 0 | 0 | 0 | 0 | 0 | 0 | 0 | 0 | 0 | 0 | 0 | 0 | 0 | 0 | 0 | 0 | 0 | 0 | 0 | 0 | 0 | 0 | 0 | 0
Counterfactual | QLD | CQ | Export | Fixed green steel and ammonia | 0 | 0 | 0 | 0 | 0 | 0 | 0 | 0 | 0 | 0 | 0 | 0 | 0 | 0 | 0 | 0 | 0 | 0 | 0 | 0 | 0 | 0 | 0 | 0 | 0 | 0 | 0 | 0
Counterfactual | QLD | SQ | Domestic | Fixed domestic | 0.30474 | 0.30474 | 0.30474 | 0.30557 | 6.8926 | 29.464 | 29.464 | 56.5148 | 86.0449 | 104.4069 | 157.3558 | 159.8818 | 160.7371 | 160.7371 | 169.5005 | 178.0107 | 184.9934 | 184.9934 | 184.9934 | 256.1772 | 255.4773 | 264.0083 | 264.0083 | 264.7316 | 286.5764 | 286.2716 | 315.3975 | 407.2524
Counterfactual | QLD | SQ | Domestic | Flexible domestic | 5.8761 | 4.5388 | 4.4304 | 5.5281 | 132.3544 | 277.6234 | 533.7942 | 1111.7142 | 1717.929 | 2086.8954 | 2320.777 | 2301.9489 | 2282.232 | 2261.8401 | 2246.434 | 2236.3443 | 2233.9511 | 2265.7026 | 2302.281 | 2336.026 | 2372.3459 | 2405.1384 | 2433.1581 | 2470.9132 | 2507.0472 | 2507.0472 | 2507.0472 | 2992.4706
Counterfactual | QLD | SQ | Export | Fixed export | 0 | 0 | 0 | 0 | 0 | 0 | 0 | 0 | 0 | 0 | 0 | 0 | 0 | 0 | 0 | 0 | 0 | 0 | 0 | 0 | 0 | 0 | 0 | 0 | 0 | 0 | 0 | 0
Counterfactual | QLD | SQ | Export | Flexible export | 0 | 0 | 0 | 0 | 0 | 0 | 0 | 0 | 0 | 0 | 0 | 0 | 0 | 0 | 0 | 0 | 0 | 0 | 0 | 0 | 0 | 0 | 0 | 0 | 0 | 0 | 0 | 0
Counterfactual | QLD | SQ | Export | Fixed green steel and ammonia | 0 | 0 | 0 | 0 | 0 | 0 | 0 | 0 | 0 | 0 | 0 | 0 | 0 | 0 | 0 | 0 | 0 | 0 | 0 | 0 | 0 | 0 | 0 | 0 | 0 | 0 | 0 | 0
Counterfactual | VIC | VIC | Domestic | Fixed domestic | 2.5574 | 4.0307 | 4.0307 | 4.0418 | 50.4395 | 139.1119 | 139.1119 | 204.8376 | 420.9245 | 420.9245 | 489.2586 | 549.27 | 547.7692 | 576.3117 | 576.3117 | 577.8906 | 576.3117 | 576.3117 | 576.3117 | 598.902 | 597.2657 | 597.2657 | 678.099 | 679.9568 | 678.099 | 826.558 | 825.0847 | 867.8842
Counterfactual | VIC | VIC | Domestic | Flexible domestic | 49.3127 | 77.6668 | 75.935 | 74.2418 | 681.7364 | 1845.7348 | 2721.9649 | 4029.4052 | 7023.9979 | 6901.8073 | 6908.0235 | 6792.8173 | 6641.3519 | 6623.0249 | 6516.1323 | 6406.7199 | 6334.4864 | 6347.9135 | 6409.0815 | 6453.7611 | 6488.447 | 6529.3694 | 6529.3694 | 6614.7091 | 6614.7091 | 7316.4323 | 7316.4323 | 7316.4323
Counterfactual | VIC | VIC | Export | Fixed export | 0 | 0 | 0 | 0 | 0 | 0 | 0 | 0 | 0 | 0 | 0 | 0 | 0 | 0 | 0 | 0 | 0 | 0 | 0 | 0 | 0 | 0 | 0 | 0 | 0 | 0 | 0 | 0
Counterfactual | VIC | VIC | Export | Flexible export | 0 | 0 | 0 | 0 | 0 | 0 | 0 | 0 | 0 | 0 | 0 | 0 | 0 | 0 | 0 | 0 | 0 | 0 | 0 | 0 | 0 | 0 | 0 | 0 | 0 | 0 | 0 | 0
Counterfactual | VIC | VIC | Export | Fixed green steel and ammonia | 0 | 0 | 0 | 0 | 0 | 0 | 0 | 0 | 0 | 0 | 0 | 0 | 0 | 0 | 0 | 0 | 0 | 0 | 0 | 0 | 0 | 0 | 0 | 0 | 0 | 0 | 0 | 0
Counterfactual | SA | CSA | Domestic | Fixed domestic | 0.023265 | 24.6608 | 73.9358 | 98.8433 | 98.5773 | 98.5773 | 98.5773 | 98.8473 | 98.5773 | 98.5773 | 98.5779 | 98.8529 | 98.5828 | 98.5863 | 98.5863 | 98.8564 | 98.5863 | 98.5863 | 109.6469 | 117.1239 | 116.8039 | 124.2396 | 124.3361 | 124.6768 | 130.2391 | 167.5698 | 167.5698 | 172.4252
Counterfactual | SA | CSA | Domestic | Flexible domestic | 0 | 344.5504 | 1027.5222 | 1369.3318 | 1381.7932 | 1380.6196 | 1379.039 | 1304.1291 | 1295.4087 | 1295.8947 | 1296.1512 | 1296.4087 | 1298.9976 | 1298.9976 | 1298.9976 | 1298.9976 | 1298.9976 | 1298.9976 | 1460.7616 | 1465.0543 | 1465.0734 | 1532.5601 | 1533.289 | 1532.7416 | 1642.4459 | 1917.0898 | 1919.1951 | 1919.6307
Counterfactual | SA | CSA | Export | Fixed export | 0 | 0 | 0 | 0 | 0 | 0 | 0 | 0 | 0 | 0 | 0 | 0 | 0 | 0 | 0 | 0 | 0 | 0 | 0 | 0 | 0 | 0 | 0 | 0 | 0 | 0 | 0 | 0
Counterfactual | SA | CSA | Export | Flexible export | 0 | 0 | 0 | 0 | 0 | 0 | 0 | 0 | 0 | 0 | 0 | 0 | 0 | 0 | 0 | 0 | 0 | 0 | 0 | 0 | 0 | 0 | 0 | 0 | 0 | 0 | 0 | 0
Counterfactual | SA | CSA | Export | Fixed green steel and ammonia | 0 | 0 | 0 | 0 | 0 | 0 | 0 | 0 | 0 | 0 | 0 | 0 | 0 | 0 | 0 | 0 | 0 | 0 | 0 | 0 | 0 | 0 | 0 | 0 | 0 | 0 | 0 | 0
Counterfactual | SA | SESA | Domestic | Fixed domestic | 0.061378 | 2.6667 | 7.7174 | 9.8546 | 10.7301 | 10.7301 | 10.7301 | 10.7595 | 13.2571 | 13.952 | 15.1552 | 16.268 | 16.2235 | 18.4317 | 18.4317 | 18.4822 | 18.4317 | 18.4317 | 18.4317 | 24.5855 | 24.5183 | 24.5183 | 24.5183 | 24.5855 | 24.5183 | 38.2178 | 35.6125 | 38.3844
Counterfactual | SA | SESA | Domestic | Flexible domestic | 1.1835 | 51.3833 | 146.4943 | 188.8144 | 169.2015 | 148.0694 | 146.0958 | 167.3429 | 199.5319 | 206.0828 | 201.66 | 197.2612 | 192.9695 | 188.9449 | 184.9592 | 181.0498 | 179.2508 | 179.4237 | 222.1558 | 223.2297 | 224.4286 | 238.1929 | 237.464 | 238.0114 | 262.6572 | 320.6611 | 321.0201 | 320.5845
Counterfactual | SA | SESA | Export | Fixed export | 0 | 0 | 0 | 0 | 0 | 0 | 0 | 0 | 0 | 0 | 0 | 0 | 0 | 0 | 0 | 0 | 0 | 0 | 0 | 0 | 0 | 0 | 0 | 0 | 0 | 0 | 0 | 0
Counterfactual | SA | SESA | Export | Flexible export | 0 | 0 | 0 | 0 | 0 | 0 | 0 | 0 | 0 | 0 | 0 | 0 | 0 | 0 | 0 | 0 | 0 | 0 | 0 | 0 | 0 | 0 | 0 | 0 | 0 | 0 | 0 | 0
Counterfactual | SA | SESA | Export | Fixed green steel and ammonia | 0 | 0 | 0 | 0 | 0 | 0 | 0 | 0 | 0 | 0 | 0 | 0 | 0 | 0 | 0 | 0 | 0 | 0 | 0 | 0 | 0 | 0 | 0 | 0 | 0 | 0 | 0 | 0
Counterfactual | TAS | TAS | Domestic | Fixed domestic | 0 | 0 | 0 | 0 | 0.30059 | 1.2354 | 2.5762 | 3.3595 | 4.7729 | 4.7729 | 4.9175 | 5.8898 | 5.8737 | 9.7586 | 9.7586 | 9.7853 | 14.0639 | 14.0639 | 14.0639 | 14.1025 | 14.0639 | 14.0639 | 15.9975 | 16.0413 | 15.9975 | 16.1036 | 16.1036 | 16.1788
Counterfactual | TAS | TAS | Domestic | Flexible domestic | 0 | 0 | 0 | 0 | 5.7721 | 24.2692 | 50.4074 | 66.0847 | 95.2936 | 93.8191 | 98.1518 | 99.4811 | 97.2629 | 174.1542 | 170.2738 | 167.28 | 165.4189 | 169.1686 | 170.1357 | 173.9124 | 175.0212 | 175.0212 | 175.0212 | 175.0212 | 175.0212 | 175.0212 | 175.0212 | 175.0212
Counterfactual | TAS | TAS | Export | Fixed export | 0 | 0 | 0 | 0 | 0 | 0 | 0 | 0 | 0 | 0 | 0 | 0 | 0 | 0 | 0 | 0 | 0 | 0 | 0 | 0 | 0 | 0 | 0 | 0 | 0 | 0 | 0 | 0
Counterfactual | TAS | TAS | Export | Flexible export | 0 | 0 | 0 | 0 | 0 | 0 | 0 | 0 | 0 | 0 | 0 | 0 | 0 | 0 | 0 | 0 | 0 | 0 | 0 | 0 | 0 | 0 | 0 | 0 | 0 | 0 | 0 | 0
Counterfactual | TAS | TAS | Export | Fixed green steel and ammonia | 0 | 0 | 0 | 0 | 0 | 0 | 0 | 0 | 0 | 0 | 0 | 0 | 0 | 0 | 0 | 0 | 0 | 0 | 0 | 0 | 0 | 0 | 0 | 0 | 0 | 0 | 0 | 0

## REZ Generation Capacity
Installed Generator Capacity by REZ (MW)
Generator capacity installed at the beginning of each financial year, i.e. 1st July.
CDP | Region | REZ | REZ Name | Technology | 2024-25 | 2025-26 | 2026-27 | 2027-28 | 2028-29 | 2029-30 | 2030-31 | 2031-32 | 2032-33 | 2033-34 | 2034-35 | 2035-36 | 2036-37 | 2037-38 | 2038-39 | 2039-40 | 2040-41 | 2041-42 | 2042-43 | 2043-44 | 2044-45 | 2045-46 | 2046-47 | 2047-48 | 2048-49 | 2049-50 | 2050-51 | 2051-52
CDP1 | QLD | Q1 | Far North QLD | Solar | 0 | 0 | 0 | 0 | 0 | 0 | 0 | 0 | 0 | 0 | 0 | 0 | 0 | 0 | 0 | 0 | 0 | 0 | 0 | 0 | 0 | 0 | 0 | 0 | 0 | 0 | 0 | 0
CDP1 | QLD | Q2 | North Qld Clean Energy Hub | Solar | 84.47 | 84.47 | 84.47 | 84.47 | 84.47 | 84.47 | 84.47 | 84.47 | 84.47 | 84.47 | 84.47 | 84.4704 | 84.4704 | 35.9704 | 35.9704 | 35.9704 | 131.1543 | 485.7235 | 485.7235 | 485.7235 | 485.7235 | 485.7235 | 470.7235 | 470.7235 | 449.7535 | 649.8253 | 649.8253 | 649.8253
CDP1 | QLD | Q3 | Northern Qld | Solar | 437.13 | 437.13 | 437.13 | 437.13 | 437.13 | 437.13 | 437.13 | 437.13 | 437.13 | 437.13 | 437.13 | 437.13 | 437.13 | 437.13 | 437.13 | 437.13 | 437.13 | 437.13 | 315.97 | 200.01 | 200.01 | 200.01 | 200.01 | 100.03 | 100.03 | 100.03 | 0 | 0
CDP1 | QLD | Q4 | Isaac | Solar | 620.45 | 620.45 | 620.45 | 620.45 | 620.45 | 620.45 | 620.45 | 620.45 | 620.45 | 620.45 | 620.4501 | 620.4501 | 620.4501 | 620.4501 | 620.4501 | 620.4501 | 620.4502 | 826.5721 | 826.5721 | 826.5721 | 784.0721 | 784.0721 | 784.0721 | 784.0721 | 482.5187 | 1153.8815 | 1127.8815 | 1127.8815
CDP1 | QLD | Q5 | Barcaldine | Solar | 14 | 14 | 14 | 86.6317 | 86.6317 | 86.6317 | 86.6317 | 86.6317 | 86.6317 | 87.8941 | 90.1639 | 90.1639 | 90.1639 | 90.1639 | 90.1639 | 90.1639 | 91.6201 | 91.6201 | 91.6201 | 77.6201 | 77.6201 | 77.6201 | 77.6201 | 77.6201 | 77.6201 | 77.6201 | 77.6201 | 77.6201
CDP1 | QLD | Q6 | Fitzroy | Solar | 81.72 | 81.72 | 81.72 | 81.72 | 81.72 | 81.72 | 81.72 | 81.72 | 81.72 | 81.72 | 81.7201 | 81.7201 | 81.7201 | 81.7201 | 81.7201 | 81.7201 | 81.7202 | 81.7566 | 81.7566 | 81.7566 | 81.7566 | 81.7566 | 81.7566 | 171.0388 | 1533.4588 | 2044.8007 | 2690.2593 | 3318.0066
CDP1 | QLD | Q7 | Wide Bay | Solar | 306.83 | 366.83 | 468.23 | 468.23 | 468.23 | 468.23 | 468.23 | 468.23 | 468.2301 | 1626.2453 | 2326.2865 | 2326.2865 | 2326.2865 | 2326.2865 | 2326.2865 | 2326.2865 | 2326.2865 | 2326.2865 | 2326.2865 | 2506.83 | 2506.83 | 2506.83 | 2506.83 | 2506.83 | 2506.83 | 2375.95 | 2375.95 | 2375.95
CDP1 | QLD | Q8 | Darling Downs | Solar | 1484.68 | 1484.12 | 1483.56 | 1483.02 | 1482.46 | 1481.91 | 1481.34 | 1480.78 | 1662.5992 | 2675.3714 | 2675.3714 | 3511.4903 | 3401.4903 | 3401.4903 | 3401.4903 | 3401.4903 | 3401.4903 | 3401.4903 | 4666.4528 | 4679.7469 | 4576.7869 | 5391.667 | 4797.657 | 5336.4145 | 5309.1145 | 7024.9331 | 7024.9331 | 6905.0531
CDP1 | QLD | Q9 | Banana | Solar | 0 | 0 | 0 | 0 | 0 | 0 | 0 | 0 | 0 | 0 | 0 | 0 | 0 | 0 | 0 | 0 | 0 | 0 | 0 | 0 | 0 | 0 | 0 | 0 | 0 | 0 | 0 | 0
CDP1 | NSW | N0 | NSW Non-REZ | Solar | 0 | 0 | 0 | 0 | 0 | 0 | 0 | 0 | 0 | 0 | 0 | 0 | 0 | 0 | 0 | 0 | 0 | 0 | 0 | 0 | 0 | 0 | 0 | 0 | 0 | 0 | 0 | 0
CDP1 | NSW | N1 | North West NSW | Solar | 166 | 166 | 202.2692 | 202.2692 | 202.2692 | 202.2692 | 202.2692 | 202.2692 | 202.2692 | 202.2692 | 202.2692 | 202.2692 | 202.2692 | 202.2692 | 202.2692 | 202.2692 | 202.2692 | 202.2692 | 202.2692 | 202.2692 | 202.2692 | 202.2692 | 177.2039 | 196.1219 | 196.1219 | 199.0714 | 216.401 | 216.401
CDP1 | NSW | N2 | New England | Solar | 535.02 | 855.02 | 1120.66 | 1120.66 | 1120.66 | 1176.3204 | 1176.3204 | 1176.3204 | 1176.3204 | 1176.3204 | 1646.2772 | 1646.2772 | 1646.2772 | 1646.2772 | 1646.2772 | 1646.2772 | 1646.2772 | 3282.6228 | 3282.6228 | 4085.66 | 4085.66 | 4085.66 | 4085.66 | 4085.66 | 4085.66 | 4085.66 | 4085.66 | 4085.66
CDP1 | NSW | N3 | Central-West Orana | Solar | 1495.99 | 1495.99 | 1984.1524 | 1984.1524 | 2956.9443 | 3249.7861 | 3249.7861 | 3249.7861 | 3249.7861 | 3249.7861 | 3466.5784 | 3466.5784 | 3466.5784 | 3466.5784 | 3466.5784 | 3466.5784 | 3466.5784 | 3466.5784 | 3364.5584 | 3984.011 | 3984.011 | 3948.001 | 3948.001 | 5470.5968 | 5715.3739 | 7239.63 | 7169.88 | 7000
CDP1 | NSW | N4 | Broken Hill | Solar | 53 | 53 | 265.1945 | 265.1945 | 265.1945 | 265.1945 | 265.1945 | 265.1945 | 265.1945 | 265.1945 | 265.1945 | 265.1945 | 265.1945 | 265.1945 | 265.1945 | 265.1945 | 265.1945 | 265.1945 | 265.1945 | 250.0615 | 340.2102 | 340.2102 | 340.2102 | 340.2102 | 340.2102 | 340.2102 | 340.2102 | 340.2102
CDP1 | NSW | N5 | South West NSW | Solar | 1121.32 | 1121.32 | 1252.0743 | 1811.3275 | 1811.3275 | 1812.2275 | 1811.3275 | 1811.3275 | 1811.3275 | 1811.3275 | 1811.3275 | 1811.3275 | 1811.3275 | 1811.3275 | 1661.2975 | 1661.2975 | 1661.2975 | 1661.2975 | 1661.2975 | 2129.8949 | 3069.2899 | 3069.2899 | 2984.2899 | 2984.2899 | 3142.29 | 2809.95 | 2560.96 | 2530.96
CDP1 | NSW | N6 | Wagga Wagga | Solar | 456.22 | 816.1 | 816.1 | 816.1 | 816.1 | 816.1 | 816.1 | 816.1 | 816.1 | 816.1 | 816.1 | 816.1 | 816.1 | 816.1 | 816.1 | 816.1 | 816.1 | 816.1 | 816.1 | 816.1 | 816.1 | 816.1 | 816.1 | 816.1 | 816.1 | 816.1 | 289.88 | 289.88
CDP1 | NSW | N7 | Tumut | Solar | 0 | 0 | 0 | 0 | 0 | 0 | 0 | 0 | 0 | 0 | 0 | 0 | 0 | 0 | 0 | 0 | 0 | 0 | 0 | 0 | 0 | 0 | 0 | 0 | 0 | 0 | 0 | 0
CDP1 | NSW | N8 | Cooma-Monaro | Solar | 0 | 0 | 0 | 0 | 0 | 0 | 0 | 0 | 0 | 0 | 0 | 0 | 0 | 0 | 0 | 0 | 0 | 0 | 0 | 0 | 0 | 0 | 0 | 0 | 0 | 0 | 0 | 0
CDP1 | NSW | N9 | Hunter-Central Coast | Solar | 0 | 0 | 516 | 516 | 516 | 516 | 516 | 516 | 516 | 516 | 516 | 516 | 516 | 516 | 516 | 516 | 516 | 516 | 516 | 516 | 516 | 516 | 516 | 516 | 516 | 516 | 516 | 516
CDP1 | NSW | N12 | Illawarra | Solar | 0 | 0 | 0 | 0 | 0 | 0 | 0 | 0 | 0 | 0 | 0 | 0 | 0 | 0 | 0 | 0 | 0 | 0 | 0 | 0 | 0 | 0 | 0 | 0 | 0 | 0 | 0 | 0
CDP1 | VIC | V0 | VIC Non-REZ | Solar | 0 | 0 | 0 | 0 | 0 | 0 | 0 | 0 | 0 | 0 | 0 | 0 | 0 | 0 | 0 | 0 | 0 | 0 | 0 | 0 | 0 | 0 | 0 | 0 | 0 | 0 | 0 | 0
CDP1 | VIC | V1 | Ovens Murray | Solar | 0 | 0 | 1.71e-06 | 2.98e-06 | 2.98e-06 | 1.274e-05 | 1.274e-05 | 1.274e-05 | 2.858e-05 | 2.858e-05 | 2.858e-05 | 2.858e-05 | 2.858e-05 | 2.858e-05 | 2.858e-05 | 2.858e-05 | 3.002e-05 | 3.002e-05 | 3.19e-05 | 7.577e-05 | 7.577e-05 | 7.853e-05 | 7.853e-05 | 7.853e-05 | 0.0001371 | 0.0001371 | 0.0001371 | 0.0001371
CDP1 | VIC | V2 | Murray River | Solar | 624.12 | 719.22 | 869.26 | 869.26 | 869.26 | 869.26 | 869.26 | 869.26 | 869.2601 | 869.2601 | 869.2601 | 869.2601 | 869.2601 | 869.2601 | 869.2601 | 869.2601 | 869.2601 | 869.2601 | 869.2601 | 1678.6356 | 2428.9618 | 2401.7918 | 2401.7918 | 2401.7918 | 2344.3275 | 1968.3975 | 1887.3975 | 1887.3975
CDP1 | VIC | V3 | Western Victoria | Solar | 0 | 0 | 118.8 | 118.8 | 118.8 | 118.8 | 118.8 | 118.8 | 118.8 | 118.8 | 118.8 | 118.8 | 118.8 | 118.8 | 118.8 | 118.8 | 118.8 | 118.8 | 118.8 | 118.8 | 118.8 | 118.8 | 118.8 | 118.8 | 118.8 | 118.8 | 118.8 | 118.8
CDP1 | VIC | V4 | South West Victoria | Solar | 0 | 0 | 0 | 0 | 0 | 0 | 0 | 0 | 0 | 0 | 0 | 0 | 0 | 0 | 0 | 0 | 0 | 0 | 0 | 0 | 0 | 0 | 0 | 0 | 0 | 0 | 0 | 0
CDP1 | VIC | V5 | Gippsland | Solar | 0 | 77 | 160.28 | 160.28 | 160.28 | 160.28 | 160.28 | 160.28 | 160.28 | 160.28 | 160.28 | 160.28 | 160.28 | 160.28 | 160.28 | 160.28 | 160.28 | 160.28 | 160.28 | 160.28 | 160.28 | 160.28 | 160.28 | 160.28 | 160.28 | 160.28 | 160.28 | 160.28
CDP1 | VIC | V6 | Central North VIC | Solar | 547.75 | 547.75 | 547.75 | 547.75 | 547.75 | 547.75 | 547.75 | 547.75 | 547.75 | 547.75 | 547.75 | 547.75 | 547.75 | 547.75 | 547.75 | 547.75 | 547.75 | 547.75 | 547.75 | 547.75 | 447.8 | 447.8 | 447.8 | 447.8 | 447.8 | 447.8 | 447.8 | 252.79
CDP1 | SA | S1 | South East SA | Solar | 224.9 | 224.9 | 224.9 | 224.9 | 224.9 | 224.9 | 224.9 | 224.9 | 224.9 | 224.9 | 224.9 | 224.9 | 224.9 | 224.9 | 224.9 | 224.9 | 224.9 | 182 | 182 | 182 | 182 | 182 | 182 | 182 | 182 | 87 | 87 | 87
CDP1 | SA | S2 | Riverland | Solar | 55.19 | 55.19 | 55.19 | 55.19 | 55.19 | 55.1901 | 55.1901 | 49.0701 | 49.0701 | 49.0701 | 49.0701 | 49.0701 | 49.0701 | 49.0701 | 49.0701 | 49.0701 | 49.0701 | 37.3501 | 37.3501 | 616.4443 | 1222.2494 | 1214.8794 | 1214.8794 | 1214.8794 | 1214.8794 | 1214.8794 | 1214.8794 | 1214.8794
CDP1 | SA | S3 | Mid-North SA | Solar | 0 | 0 | 0 | 0 | 0 | 0 | 0 | 0 | 0 | 0 | 0 | 0 | 0 | 0 | 0 | 0 | 0 | 0 | 0 | 0 | 0 | 0 | 0 | 0 | 0 | 0 | 0 | 0
CDP1 | SA | S4 | Yorke Peninsula | Solar | 0 | 0 | 0 | 0 | 0 | 0 | 0 | 0 | 0 | 0 | 0 | 0 | 0 | 0 | 0 | 0 | 0 | 0 | 0 | 0 | 0 | 0 | 0 | 0 | 0 | 0 | 0 | 0
CDP1 | SA | S5 | Northern SA | Solar | 298.44 | 298.44 | 578.2 | 578.2 | 578.2 | 578.2 | 578.2 | 578.2 | 578.2 | 578.2 | 578.2 | 578.2 | 578.2 | 578.2 | 578.2 | 578.2 | 578.2 | 578.2 | 578.2001 | 578.2001 | 1277.2877 | 1277.2877 | 1277.2877 | 1198.0877 | 1198.0877 | 1198.0877 | 1198.0877 | 1198.0877
CDP1 | SA | S6 | Leigh Creek | Solar | 0 | 0 | 0 | 0 | 0 | 0 | 0 | 0 | 0 | 0 | 0 | 0 | 0 | 0 | 0 | 0 | 0 | 0 | 0 | 0 | 0 | 0 | 0 | 0 | 0 | 0 | 0 | 0
CDP1 | SA | S7 | Roxby Downs | Solar | 0 | 0 | 1.88e-06 | 1.63e-05 | 93.6787 | 93.6787 | 93.6787 | 93.6787 | 93.6787 | 93.6787 | 241.5844 | 241.5844 | 241.5844 | 241.5844 | 241.5844 | 241.5844 | 455.8218 | 455.8218 | 518.7989 | 518.7989 | 588.1045 | 588.1045 | 588.1045 | 588.1045 | 588.1045 | 588.1045 | 595.5562 | 595.5562
CDP1 | SA | S8 | Eastern Eyre Peninsula | Solar | 0 | 0 | 0 | 0 | 0 | 0 | 0 | 0 | 0 | 0 | 0 | 0 | 0 | 0 | 0 | 0 | 0 | 0 | 0 | 0 | 0 | 0 | 0 | 0 | 0 | 0 | 0 | 0
CDP1 | SA | S9 | Western Eyre Peninsula | Solar | 0 | 0 | 0 | 0 | 0 | 0 | 0 | 0 | 0 | 0 | 0 | 0 | 0 | 0 | 0 | 0 | 0 | 0 | 0 | 0 | 0 | 0 | 0 | 0 | 0 | 0 | 0 | 0
CDP1 | TAS | T1 | North East Tasmania | Solar | 0 | 0 | 0 | 0 | 0 | 0 | 0 | 0 | 0 | 0 | 0 | 0 | 0 | 0 | 0 | 0 | 0 | 0 | 0 | 0 | 0 | 0 | 0 | 0 | 0 | 0 | 0 | 0
CDP1 | TAS | T2 | North West Tasmania | Solar | 0 | 0 | 0 | 0 | 0 | 0 | 0 | 0 | 0 | 0 | 0 | 0 | 0 | 0 | 0 | 0 | 0 | 0 | 0 | 0 | 0 | 0 | 0 | 0 | 0 | 0 | 0 | 0
CDP1 | TAS | T3 | Tasmania Midlands | Solar | 0 | 0 | 0 | 0 | 0 | 0 | 0 | 0 | 0 | 0 | 0 | 0 | 0 | 0 | 0 | 0 | 0 | 0 | 0 | 0 | 0 | 0 | 0 | 0 | 0 | 0 | 0 | 0
CDP1 | QLD | Q1 | Far North QLD | Wind | 332.44 | 332.44 | 332.44 | 902.44 | 1024.1927 | 1024.1927 | 1024.1927 | 1024.1927 | 1024.1927 | 1024.1927 | 1024.1927 | 1024.1927 | 1025.6619 | 1025.6619 | 1025.6619 | 1025.6619 | 1025.6619 | 1025.6619 | 1025.6619 | 987.3331 | 1106.474 | 1106.474 | 1106.474 | 1106.474 | 1003.4906 | 1031.4102 | 1031.4102 | 1032.4431
CDP1 | QLD | Q2 | North Qld Clean Energy Hub | Wind | 43.2 | 43.2 | 43.2 | 702.0274 | 907.9966 | 1493.7598 | 1493.7598 | 1493.7598 | 1493.7598 | 2521.1574 | 2521.1574 | 2547.6264 | 2624.7639 | 2624.7639 | 2624.7639 | 2624.7639 | 2624.7639 | 2624.7639 | 2624.7639 | 2624.764 | 3811.6656 | 3811.6656 | 3768.4656 | 3768.4656 | 3768.4656 | 3768.4656 | 3768.4656 | 3891.2219
CDP1 | QLD | Q3 | Northern Qld | Wind | 0 | 0 | 0 | 0 | 0 | 0 | 0 | 0 | 0 | 0 | 0 | 0 | 0 | 0 | 0 | 0 | 0 | 0 | 0 | 0 | 0 | 0 | 0 | 0 | 0 | 0 | 0 | 0
CDP1 | QLD | Q4 | Isaac | Wind | 300 | 439 | 439 | 439 | 539.9946 | 539.9946 | 539.9946 | 539.9946 | 539.9946 | 539.9946 | 539.9946 | 677.6603 | 696.0608 | 696.0608 | 696.0608 | 696.0608 | 729.751 | 761.3526 | 761.3526 | 761.3526 | 761.3526 | 761.3526 | 761.3526 | 761.3526 | 761.3526 | 658.0286 | 658.0286 | 658.0286
CDP1 | QLD | Q5 | Barcaldine | Wind | 0 | 0 | 1.39e-06 | 4.66e-06 | 1.777e-05 | 3.543e-05 | 3.543e-05 | 3.731e-05 | 3.731e-05 | 4.218e-05 | 0.0001001 | 0.0001001 | 0.0001001 | 0.0001001 | 0.0001001 | 0.0001001 | 0.00010373 | 0.00010373 | 0.00010373 | 96.4544 | 103.7944 | 103.7944 | 103.7944 | 103.7944 | 103.7944 | 103.7944 | 103.7944 | 103.7944
CDP1 | QLD | Q6 | Fitzroy | Wind | 0 | 0 | 2.97e-06 | 507.7205 | 900 | 900 | 900 | 900 | 900 | 900 | 900 | 900.0001 | 900.0001 | 900.0001 | 900.0001 | 900.0001 | 900.0001 | 900.0001 | 900.0001 | 900.0001 | 900.0001 | 900.0001 | 900.0001 | 906.2561 | 990.827 | 1302.2356 | 1302.2356 | 1302.2356
CDP1 | QLD | Q7 | Wide Bay | Wind | 0 | 0 | 2.94e-06 | 9.84e-06 | 1.42e-05 | 1.42e-05 | 1.42e-05 | 1.42e-05 | 1.42e-05 | 2.873e-05 | 6.984e-05 | 0.00017379 | 292.9768 | 292.9768 | 292.9768 | 292.9768 | 292.9768 | 292.9768 | 292.9768 | 292.9768 | 292.9768 | 374.7834 | 374.7834 | 374.7834 | 1034.0026 | 1034.0026 | 1100 | 1100
CDP1 | QLD | Q8 | Darling Downs | Wind | 1788.35 | 1788.35 | 1788.35 | 3188.35 | 4163.5311 | 4163.5311 | 4163.5311 | 4163.5311 | 4163.5311 | 4163.5311 | 4802.3717 | 4802.3717 | 4802.3717 | 4802.3717 | 4802.3717 | 4802.3717 | 4802.3717 | 4802.3717 | 4802.3717 | 4802.3717 | 4362.4017 | 4362.4017 | 4362.4017 | 4362.4017 | 6948.38 | 6948.38 | 6948.38 | 6948.38
CDP1 | QLD | Q9 | Banana | Wind | 0 | 0 | 0 | 0 | 0 | 0 | 0 | 0 | 0 | 0 | 0 | 0 | 0 | 0 | 0 | 0 | 0 | 0 | 0 | 0 | 0 | 0 | 0 | 0 | 0 | 0 | 0 | 0
CDP1 | NSW | N0 | NSW Non-REZ | Wind | 0 | 0 | 0 | 0 | 0 | 0 | 0 | 0 | 0 | 0 | 0 | 0 | 0 | 0 | 0 | 0 | 0 | 0 | 0 | 0 | 0 | 0 | 0 | 0 | 0 | 0 | 0 | 0
CDP1 | NSW | N1 | North West NSW | Wind | 0 | 0 | 0 | 0 | 0 | 0 | 0 | 0 | 0 | 0 | 0 | 0 | 0 | 0 | 0 | 0 | 0 | 0 | 0 | 0 | 0 | 0 | 0 | 0 | 0 | 0 | 0 | 0
CDP1 | NSW | N2 | New England | Wind | 442.48 | 442.48 | 781.9871 | 816.3402 | 816.3402 | 3463.5297 | 3463.5297 | 3463.5297 | 3463.5297 | 3463.5297 | 4005.9727 | 4005.9727 | 4005.9727 | 4005.9727 | 3833.4927 | 3833.4927 | 4482.5357 | 5899.288 | 6945.3272 | 7248.8126 | 7248.8126 | 7248.8126 | 7248.8126 | 7248.8126 | 7400 | 7400 | 7400 | 7400
CDP1 | NSW | N3 | Central-West Orana | Wind | 258.73 | 396.73 | 838.9438 | 1462.9914 | 4365.4524 | 4365.4524 | 4365.4524 | 4365.4524 | 4365.4524 | 4365.4524 | 4365.4524 | 4365.4524 | 4365.4524 | 4365.4524 | 4365.4524 | 4365.4524 | 4365.4524 | 4365.4524 | 4365.4524 | 4365.4524 | 4365.4524 | 4365.4524 | 4365.4524 | 4365.4524 | 4365.4524 | 4639.7753 | 4639.7753 | 4639.7753
CDP1 | NSW | N4 | Broken Hill | Wind | 198.01 | 198.01 | 198.01 | 289.0795 | 289.0795 | 289.0795 | 289.0795 | 289.0795 | 289.0795 | 289.0795 | 289.0795 | 289.0795 | 289.0795 | 289.0795 | 289.0795 | 289.0795 | 289.0795 | 289.0795 | 289.0795 | 91.0695 | 91.0695 | 91.0695 | 91.0695 | 91.0695 | 91.0695 | 91.0695 | 91.0695 | 91.0695
CDP1 | NSW | N5 | South West NSW | Wind | 0 | 0 | 4.4e-06 | 454.2816 | 454.2816 | 454.2816 | 454.2816 | 454.2816 | 454.2816 | 454.2816 | 454.2816 | 454.2816 | 454.2816 | 454.2816 | 454.2816 | 454.2816 | 454.2816 | 454.2816 | 454.2816 | 454.2816 | 454.2816 | 454.2816 | 454.2816 | 454.2816 | 454.2816 | 454.2816 | 454.2816 | 454.2816
CDP1 | NSW | N6 | Wagga Wagga | Wind | 0 | 0 | 0 | 0 | 0 | 0 | 0 | 0 | 0 | 0 | 0 | 0 | 0 | 0 | 0 | 0 | 0 | 0 | 0 | 0 | 0 | 0 | 0 | 0 | 0 | 0 | 0 | 0
CDP1 | NSW | N7 | Tumut | Wind | 0 | 40.02 | 270.48 | 270.48 | 270.48 | 270.48 | 270.48 | 270.48 | 270.48 | 270.48 | 270.48 | 270.48 | 270.48 | 270.48 | 270.48 | 270.48 | 270.48 | 270.48 | 270.48 | 270.48 | 270.48 | 270.48 | 270.48 | 270.48 | 270.48 | 270.48 | 270.48 | 270.48
CDP1 | NSW | N8 | Cooma-Monaro | Wind | 113.18 | 113.18 | 413.18 | 446.6381 | 446.6381 | 446.6381 | 446.6381 | 446.6381 | 446.6381 | 446.6381 | 446.6381 | 446.6381 | 446.6381 | 446.6381 | 446.6381 | 446.6381 | 335.2072 | 335.2072 | 335.2072 | 335.2072 | 335.2072 | 335.2072 | 382.0278 | 387.3211 | 395.8824 | 402.8924 | 402.8924 | 402.8924
CDP1 | NSW | N9 | Hunter-Central Coast | Wind | 0 | 0 | 400 | 544.4609 | 544.4609 | 544.4609 | 544.4609 | 544.4609 | 544.4609 | 544.4609 | 544.4609 | 544.4609 | 544.4609 | 544.4609 | 544.4609 | 544.4609 | 544.4609 | 544.4609 | 544.4609 | 544.4609 | 544.4609 | 544.4609 | 544.4609 | 544.4609 | 765.9378 | 1003.5549 | 1003.5549 | 1003.5549
CDP1 | NSW | N12 | Illawarra | Wind | 0 | 0 | 0 | 0 | 0 | 0 | 0 | 0 | 0 | 0 | 0 | 0 | 0 | 0 | 0 | 0 | 0 | 0 | 0 | 0 | 0 | 0 | 0 | 0 | 0 | 0 | 0 | 0
CDP1 | VIC | V0 | VIC Non-REZ | Wind | 0 | 0 | 1.13e-06 | 6.84e-06 | 1.355e-05 | 1.355e-05 | 1.355e-05 | 1.355e-05 | 1.478e-05 | 1.478e-05 | 1.624e-05 | 1.624e-05 | 1.624e-05 | 1.624e-05 | 1.624e-05 | 1.624e-05 | 1.624e-05 | 1.624e-05 | 1.624e-05 | 1.819e-05 | 2.041e-05 | 2.193e-05 | 2.193e-05 | 2.379e-05 | 2.379e-05 | 5.511e-05 | 5.511e-05 | 5.511e-05
CDP1 | VIC | V1 | Ovens Murray | Wind | 0 | 0 | 0 | 0 | 0 | 0 | 0 | 0 | 0 | 0 | 0 | 0 | 0 | 0 | 0 | 0 | 0 | 0 | 0 | 0 | 0 | 0 | 0 | 0 | 0 | 0 | 0 | 0
CDP1 | VIC | V2 | Murray River | Wind | 0 | 0 | 0 | 0 | 0 | 0 | 0 | 0 | 0 | 0 | 0 | 0 | 0 | 0 | 0 | 0 | 0 | 0 | 0 | 0 | 0 | 0 | 0 | 0 | 0 | 0 | 0 | 0
CDP1 | VIC | V3 | Western Victoria | Wind | 1934.5 | 1934.5 | 1934.5 | 1934.5 | 2634.5 | 2634.5 | 2634.5 | 2634.5 | 2634.5 | 2582 | 2390 | 2390 | 2390 | 2390 | 2390 | 2390 | 2390 | 2390 | 2358.95 | 2227.75 | 1915.75 | 1915.75 | 1915.75 | 1675.75 | 1647.05 | 1708.717 | 1628.767 | 1628.767
CDP1 | VIC | V4 | South West Victoria | Wind | 2438.67 | 3283.23 | 3300.39 | 3300.39 | 3300.3903 | 3300.3903 | 3300.3903 | 3300.3903 | 3300.3903 | 3300.3903 | 3300.3903 | 3300.3903 | 3300.3903 | 3237.3903 | 2817.3903 | 2817.3903 | 2635.6903 | 2635.6903 | 2616.1903 | 2430.1903 | 2430.1903 | 1583.2003 | 1583.2003 | 1425.7004 | 2179.5858 | 2740.7768 | 2741.6141 | 2741.6141
CDP1 | VIC | V5 | Gippsland | Wind | 0 | 0 | 2.66e-06 | 1.585e-05 | 630.2006 | 1060.9565 | 1060.9565 | 1060.9565 | 1060.9565 | 1060.9565 | 1060.9565 | 1060.9565 | 1060.9565 | 1060.9565 | 1060.9565 | 1060.9565 | 1060.9565 | 1060.9565 | 1060.9565 | 1060.9565 | 1060.9565 | 1060.9565 | 1060.9565 | 1060.9565 | 1060.9565 | 1060.9565 | 1060.9565 | 1060.9565
CDP1 | VIC | V6 | Central North VIC | Wind | 0 | 0 | 2.33e-06 | 5.44e-06 | 1.335e-05 | 1.49e-05 | 1.49e-05 | 1.49e-05 | 1.49e-05 | 1.49e-05 | 1.931e-05 | 1.931e-05 | 1.931e-05 | 1.931e-05 | 1.931e-05 | 1.931e-05 | 1.931e-05 | 1.931e-05 | 1.931e-05 | 1.931e-05 | 1.931e-05 | 2.154e-05 | 2.154e-05 | 2.154e-05 | 3.268e-05 | 3.949e-05 | 3.949e-05 | 3.949e-05
CDP1 | SA | S1 | South East SA | Wind | 324.5 | 324.5 | 324.5 | 324.5 | 901.3604 | 901.3604 | 901.3604 | 901.3604 | 901.3604 | 901.3604 | 901.3604 | 774.8604 | 774.8604 | 774.8604 | 615.8604 | 615.8604 | 576.8604 | 576.8604 | 576.8604 | 576.8604 | 576.8604 | 576.8604 | 576.8604 | 576.8604 | 576.8604 | 785.639 | 785.639 | 785.639
CDP1 | SA | S2 | Riverland | Wind | 0 | 0 | 0 | 0 | 0 | 0 | 0 | 0 | 0 | 0 | 0 | 0 | 0 | 0 | 0 | 0 | 0 | 0 | 0 | 0 | 0 | 0 | 0 | 0 | 0 | 0 | 0 | 0
CDP1 | SA | S3 | Mid-North SA | Wind | 1591.41 | 1731.6 | 1731.6 | 1731.6001 | 2186.5934 | 2186.5934 | 2186.5934 | 2186.5934 | 2186.5934 | 2087.8934 | 2236.2893 | 2164.8893 | 1980.4093 | 1980.4093 | 1980.4093 | 1653.7093 | 2218.1265 | 2218.1265 | 2218.1265 | 2004.2665 | 2004.2665 | 1905.6601 | 1983.766 | 2603.3189 | 2943.8879 | 2764.5778 | 2764.5778 | 2764.5778
CDP1 | SA | S4 | Yorke Peninsula | Wind | 90.75 | 90.75 | 90.75 | 106.2635 | 125.4016 | 60.5969 | 60.5969 | 60.5969 | 60.5969 | 60.5969 | 60.5969 | 60.5969 | 60.5969 | 60.5969 | 110.5926 | 110.5926 | 110.5926 | 110.5926 | 110.5926 | 110.5926 | 110.5926 | 110.7331 | 111.0827 | 111.0827 | 111.0827 | 112.3606 | 112.3606 | 112.609
CDP1 | SA | S5 | Northern SA | Wind | 416.5 | 416.5 | 416.5 | 416.5 | 416.5 | 416.5 | 416.5 | 416.5 | 416.5 | 416.5 | 416.5 | 416.5 | 416.5 | 416.5 | 416.5 | 416.5 | 416.5 | 416.5 | 416.5 | 416.5 | 416.5 | 210 | 210 | 210 | 210 | 210 | 210 | 210
CDP1 | SA | S6 | Leigh Creek | Wind | 0 | 0 | 0 | 0 | 0 | 0 | 0 | 0 | 0 | 0 | 0 | 0 | 0 | 0 | 0 | 0 | 0 | 0 | 0 | 0 | 0 | 0 | 0 | 0 | 0 | 0 | 0 | 0
CDP1 | SA | S7 | Roxby Downs | Wind | 0 | 0 | 0 | 0 | 0 | 0 | 0 | 0 | 0 | 0 | 0 | 0 | 0 | 0 | 0 | 0 | 0 | 0 | 0 | 0 | 0 | 0 | 0 | 0 | 0 | 0 | 0 | 0
CDP1 | SA | S8 | Eastern Eyre Peninsula | Wind | 134.28 | 134.28 | 134.28 | 134.28 | 134.2801 | 134.2803 | 72.2803 | 72.2803 | 72.2803 | 72.2803 | 72.2803 | 0.00029978 | 0.00029978 | 0.00029978 | 112.3325 | 112.3325 | 112.3325 | 112.3325 | 112.3325 | 112.3325 | 112.3325 | 153.3302 | 330.6897 | 332.4182 | 332.4182 | 332.4182 | 332.4182 | 332.4182
CDP1 | SA | S9 | Western Eyre Peninsula | Wind | 0 | 0 | 0 | 0 | 0 | 0 | 0 | 0 | 0 | 0 | 0 | 0 | 0 | 0 | 0 | 0 | 0 | 0 | 0 | 0 | 0 | 0 | 0 | 0 | 0 | 0 | 0 | 0
CDP1 | TAS | T1 | North East Tasmania | Wind | 168 | 168 | 168 | 223.524 | 419.9006 | 419.9006 | 419.9006 | 419.9006 | 419.9006 | 419.9006 | 419.9006 | 521.9386 | 522.984 | 522.984 | 522.984 | 522.984 | 522.984 | 522.984 | 522.984 | 522.984 | 522.984 | 522.984 | 522.984 | 522.984 | 522.984 | 522.984 | 354.984 | 354.984
CDP1 | TAS | T2 | North West Tasmania | Wind | 251.35 | 251.35 | 251.35 | 251.3505 | 259.0632 | 259.0632 | 259.0632 | 259.0632 | 259.0632 | 259.0632 | 259.0632 | 259.0632 | 259.0632 | 259.0632 | 259.0632 | 259.0632 | 259.0632 | 259.0632 | 259.0632 | 259.0632 | 259.0632 | 259.0632 | 259.0632 | 259.0632 | 259.0632 | 259.0632 | 119.3132 | 119.3132
CDP1 | TAS | T3 | Tasmania Midlands | Wind | 144 | 144 | 602.2959 | 733.7566 | 797.0864 | 865.4113 | 931.3378 | 1012.4069 | 1234.6484 | 1234.6484 | 1437.3735 | 1485.0579 | 1491.5323 | 1623.67 | 1697.482 | 1697.482 | 1697.482 | 1697.482 | 1697.482 | 1697.482 | 1553.482 | 1553.482 | 1553.482 | 1553.482 | 1553.482 | 1553.482 | 1553.482 | 1553.482
CDP1 | NSW | N10 | Hunter Coast | Offshore Wind | 0 | 0 | 0 | 0 | 0 | 0 | 0 | 0 | 0 | 0 | 0 | 0 | 0 | 0 | 0 | 0 | 0 | 0 | 0 | 0 | 0 | 0 | 0 | 0 | 0 | 0 | 0 | 0
CDP1 | NSW | N11 | Illawarra Coast | Offshore Wind | 0 | 0 | 0 | 0 | 0 | 0 | 0 | 0 | 0 | 0 | 0 | 0 | 0 | 0 | 0 | 0 | 0 | 0 | 0 | 0 | 0 | 0 | 0 | 0 | 0 | 0 | 0 | 0
CDP1 | VIC | V7 | Gippsland Coast | Offshore Wind | 0 | 0 | 0 | 0 | 0 | 0 | 1000 | 2000 | 2666.6667 | 2666.6667 | 3333.3333 | 4299.923 | 5220 | 6219.9999 | 7220 | 8220 | 8220 | 8220 | 8220 | 8220 | 8220 | 8220 | 8220 | 8220 | 8220 | 8220 | 8220 | 8220
CDP1 | VIC | V8 | Portland Coast | Offshore Wind | 0 | 0 | 0 | 0 | 0 | 0 | 0 | 0 | 0 | 666.6667 | 666.6667 | 700.0769 | 780 | 780 | 780 | 780 | 780 | 780 | 780 | 780 | 780 | 780 | 780 | 780 | 780 | 780 | 780 | 780
CDP1 | SA | S10 | South East SA Coast | Offshore Wind | 0 | 0 | 0 | 0 | 0 | 0 | 0 | 0 | 0 | 0 | 0 | 0 | 0 | 0 | 0 | 0 | 0 | 0 | 0 | 0 | 0 | 0 | 0 | 0 | 0 | 0 | 0 | 0
CDP1 | TAS | T4 | North West Tasmania Coast | Offshore Wind | 0 | 0 | 0 | 0 | 0 | 0 | 0 | 0 | 0 | 0 | 0 | 0 | 0 | 0 | 0 | 0 | 0 | 0 | 0 | 0 | 0 | 0 | 0 | 0 | 0 | 0 | 0 | 0
CDP1 | TAS | T5 | North East Tasmania Coast | Offshore Wind | 0 | 0 | 0 | 0 | 0 | 0 | 0 | 0 | 0 | 0 | 0 | 0 | 0 | 0 | 0 | 0 | 0 | 0 | 0 | 0 | 0 | 0 | 0 | 0 | 0 | 0 | 0 | 0
CDP2 | QLD | Q1 | Far North QLD | Solar | 0 | 0 | 0 | 0 | 0 | 0 | 0 | 0 | 0 | 0 | 0 | 0 | 0 | 0 | 0 | 0 | 0 | 0 | 0 | 0 | 0 | 0 | 0 | 0 | 0 | 0 | 0 | 0
CDP2 | QLD | Q2 | North Qld Clean Energy Hub | Solar | 84.47 | 84.47 | 84.47 | 84.47 | 84.47 | 84.47 | 84.47 | 84.47 | 84.47 | 84.47 | 84.47 | 151.1929 | 151.1929 | 102.6929 | 102.6929 | 102.6929 | 102.6929 | 154.8853 | 263.7882 | 263.7882 | 321.1118 | 321.1118 | 306.1118 | 306.1118 | 285.1418 | 575.2368 | 575.2368 | 575.2368
CDP2 | QLD | Q3 | Northern Qld | Solar | 437.13 | 437.13 | 437.13 | 437.13 | 437.13 | 437.13 | 437.13 | 437.13 | 437.13 | 437.13 | 437.13 | 437.13 | 437.13 | 437.13 | 437.13 | 437.13 | 437.13 | 437.13 | 315.97 | 200.01 | 200.01 | 200.01 | 200.01 | 100.03 | 100.03 | 100.03 | 0 | 0
CDP2 | QLD | Q4 | Isaac | Solar | 620.45 | 620.45 | 620.45 | 620.45 | 620.45 | 620.45 | 620.45 | 620.45 | 620.45 | 620.45 | 792.1684 | 847.2445 | 847.2445 | 847.2445 | 847.2445 | 847.2445 | 847.2445 | 955.6028 | 955.6028 | 955.6028 | 913.1028 | 913.1028 | 913.1028 | 913.1028 | 717.3195 | 1638.3143 | 1612.3143 | 1612.3143
CDP2 | QLD | Q5 | Barcaldine | Solar | 14 | 14 | 14 | 86.6314 | 86.6314 | 86.6314 | 86.6314 | 86.6314 | 86.6314 | 86.6314 | 86.6314 | 86.6314 | 86.6314 | 86.6314 | 86.6314 | 86.6314 | 86.6314 | 86.6314 | 86.6314 | 75.9941 | 75.9941 | 75.9941 | 75.9941 | 75.9941 | 75.9941 | 75.9941 | 75.9941 | 75.9941
CDP2 | QLD | Q6 | Fitzroy | Solar | 81.72 | 81.72 | 81.72 | 81.72 | 81.72 | 81.72 | 81.72 | 81.72 | 81.72 | 81.72 | 81.7201 | 81.7201 | 81.7201 | 81.7201 | 81.7201 | 81.7201 | 81.7201 | 81.7201 | 81.7202 | 81.7209 | 81.7209 | 81.7209 | 81.7209 | 81.7209 | 1670.6042 | 1670.6042 | 2240.1791 | 2665.7843
CDP2 | QLD | Q7 | Wide Bay | Solar | 306.83 | 366.83 | 468.23 | 468.23 | 468.23 | 468.23 | 468.23 | 468.23 | 468.23 | 705.4122 | 2095.6165 | 2487.4114 | 2487.4114 | 2487.4114 | 2487.4114 | 2487.4114 | 2487.4114 | 2487.4114 | 2487.4114 | 2506.83 | 2506.83 | 2506.83 | 2506.83 | 2506.83 | 2506.83 | 2375.95 | 2375.95 | 2375.95
CDP2 | QLD | Q8 | Darling Downs | Solar | 1484.68 | 1484.12 | 1483.56 | 1483.02 | 1482.46 | 1481.91 | 1481.34 | 1480.78 | 1480.22 | 1644.8508 | 2593.53 | 2730.2558 | 2954.7444 | 2954.7444 | 2954.7444 | 2954.7444 | 2954.7444 | 2954.7444 | 4025.9734 | 4105.1987 | 4002.2387 | 4416.0621 | 3915.0167 | 4557.1145 | 4529.8145 | 6815.9268 | 6837.8254 | 6717.9454
CDP2 | QLD | Q9 | Banana | Solar | 0 | 0 | 0 | 0 | 0 | 0 | 0 | 0 | 0 | 0 | 0 | 0 | 0 | 0 | 0 | 0 | 0 | 0 | 0 | 0 | 0 | 0 | 0 | 0 | 0 | 0 | 0 | 0
CDP2 | NSW | N0 | NSW Non-REZ | Solar | 0 | 0 | 0 | 0 | 0 | 0 | 0 | 0 | 0 | 0 | 0 | 0 | 0 | 0 | 0 | 0 | 0 | 0 | 0 | 0 | 0 | 0 | 0 | 0 | 0 | 0 | 0 | 0
CDP2 | NSW | N1 | North West NSW | Solar | 166 | 166 | 203.0653 | 203.0653 | 203.0653 | 203.0653 | 203.0653 | 203.0653 | 203.0653 | 203.0653 | 203.0653 | 203.0653 | 203.0653 | 203.0653 | 203.0653 | 203.0653 | 203.0653 | 203.0653 | 203.0653 | 203.0653 | 203.0653 | 203.0653 | 177.4411 | 194.7188 | 194.7188 | 200.4483 | 216.5296 | 216.5296
CDP2 | NSW | N2 | New England | Solar | 535.02 | 855.02 | 1120.66 | 1120.66 | 1120.66 | 1304.1625 | 1304.1625 | 1304.1625 | 1304.1625 | 1467.302 | 1506.2189 | 1506.2189 | 1506.2189 | 1506.2189 | 1506.2189 | 1506.2189 | 1506.2189 | 2787.9246 | 2787.9246 | 4085.66 | 4085.66 | 4085.66 | 4085.66 | 4085.66 | 4085.66 | 4085.66 | 4085.66 | 4085.66
CDP2 | NSW | N3 | Central-West Orana | Solar | 1495.99 | 1495.99 | 1967.8176 | 1967.8176 | 2992.4956 | 3214.9613 | 3214.9613 | 3214.9613 | 3214.9613 | 3214.9613 | 4179.615 | 4179.615 | 4179.615 | 4179.615 | 4179.615 | 4179.615 | 4179.615 | 4179.615 | 4077.595 | 4077.595 | 4077.595 | 4041.585 | 4041.585 | 5395.9591 | 5712.7778 | 7239.63 | 7169.88 | 7000
CDP2 | NSW | N4 | Broken Hill | Solar | 53 | 53 | 265.0325 | 265.0325 | 265.0325 | 265.0325 | 265.0325 | 265.0325 | 265.0325 | 265.0325 | 265.0325 | 265.0325 | 265.0325 | 265.0325 | 265.0325 | 265.0325 | 265.0325 | 265.0325 | 265.0325 | 252.2823 | 360.3964 | 360.3964 | 360.3964 | 360.3964 | 360.3964 | 360.3964 | 360.3964 | 360.3964
CDP2 | NSW | N5 | South West NSW | Solar | 1121.32 | 1121.32 | 1262.6503 | 1807.3846 | 1807.3846 | 1808.2846 | 1807.3846 | 1807.3846 | 1807.3846 | 1807.3846 | 1807.3846 | 1807.3846 | 1807.3846 | 1807.3846 | 1657.3546 | 1657.3546 | 1657.3546 | 1657.3546 | 1657.3546 | 2058.4427 | 2657.954 | 2657.954 | 2572.954 | 2572.954 | 2911.1257 | 2739.6974 | 2490.7074 | 2460.7074
CDP2 | NSW | N6 | Wagga Wagga | Solar | 456.22 | 816.1 | 816.1 | 816.1 | 816.1 | 816.1 | 816.1 | 816.1 | 816.1 | 816.1 | 816.1 | 816.1 | 816.1 | 816.1 | 816.1 | 816.1 | 816.1 | 816.1 | 816.1 | 816.1 | 816.1 | 816.1 | 816.1 | 816.1 | 816.1 | 816.1 | 289.88 | 289.88
CDP2 | NSW | N7 | Tumut | Solar | 0 | 0 | 0 | 0 | 0 | 0 | 0 | 0 | 0 | 0 | 0 | 0 | 0 | 0 | 0 | 0 | 0 | 0 | 0 | 0 | 0 | 0 | 0 | 0 | 0 | 0 | 0 | 0
CDP2 | NSW | N8 | Cooma-Monaro | Solar | 0 | 0 | 0 | 0 | 0 | 0 | 0 | 0 | 0 | 0 | 0 | 0 | 0 | 0 | 0 | 0 | 0 | 0 | 0 | 0 | 0 | 0 | 0 | 0 | 0 | 0 | 0 | 0
CDP2 | NSW | N9 | Hunter-Central Coast | Solar | 0 | 0 | 516 | 516 | 516 | 516 | 516 | 516 | 516 | 516 | 516 | 516 | 516 | 516 | 516 | 516 | 516 | 516 | 516 | 516 | 516 | 516 | 516 | 516 | 516 | 516 | 516 | 516
CDP2 | NSW | N12 | Illawarra | Solar | 0 | 0 | 0 | 0 | 0 | 0 | 0 | 0 | 0 | 0 | 0 | 0 | 0 | 0 | 0 | 0 | 0 | 0 | 0 | 0 | 0 | 0 | 0 | 0 | 0 | 0 | 0 | 0
CDP2 | VIC | V0 | VIC Non-REZ | Solar | 0 | 0 | 0 | 0 | 0 | 0 | 0 | 0 | 0 | 0 | 0 | 0 | 0 | 0 | 0 | 0 | 0 | 0 | 0 | 0 | 0 | 0 | 0 | 0 | 0 | 0 | 0 | 0
CDP2 | VIC | V1 | Ovens Murray | Solar | 0 | 0 | 1.84e-06 | 3.07e-06 | 4.1e-06 | 1.356e-05 | 1.356e-05 | 1.356e-05 | 8.641e-05 | 8.641e-05 | 8.641e-05 | 8.641e-05 | 8.641e-05 | 8.641e-05 | 8.641e-05 | 8.641e-05 | 8.812e-05 | 8.971e-05 | 9.072e-05 | 0.00010577 | 0.00010577 | 0.00010705 | 0.00010874 | 0.00010874 | 0.00012278 | 0.00012278 | 0.00012278 | 0.00012278
CDP2 | VIC | V2 | Murray River | Solar | 624.12 | 719.22 | 869.26 | 869.26 | 869.26 | 869.26 | 869.26 | 869.26 | 890.3712 | 890.3712 | 890.3712 | 890.3712 | 890.3712 | 890.3712 | 890.3712 | 890.3712 | 890.3712 | 890.3712 | 890.3712 | 1667.3519 | 2715.4357 | 2688.2657 | 2688.2657 | 2688.2657 | 2548.2457 | 2172.3157 | 2091.3157 | 2091.3157
CDP2 | VIC | V3 | Western Victoria | Solar | 0 | 0 | 118.8 | 118.8 | 118.8 | 118.8 | 118.8 | 118.8 | 118.8 | 118.8 | 118.8 | 118.8 | 118.8 | 118.8 | 118.8 | 118.8 | 118.8 | 118.8 | 118.8 | 118.8 | 118.8 | 118.8 | 118.8 | 118.8 | 118.8 | 118.8 | 118.8 | 118.8
CDP2 | VIC | V4 | South West Victoria | Solar | 0 | 0 | 0 | 0 | 0 | 0 | 0 | 0 | 0 | 0 | 0 | 0 | 0 | 0 | 0 | 0 | 0 | 0 | 0 | 0 | 0 | 0 | 0 | 0 | 0 | 0 | 0 | 0
CDP2 | VIC | V5 | Gippsland | Solar | 0 | 77 | 160.28 | 160.28 | 160.28 | 160.28 | 160.28 | 160.28 | 160.28 | 160.28 | 160.28 | 160.28 | 160.28 | 160.28 | 160.28 | 160.28 | 160.28 | 160.28 | 160.28 | 160.28 | 160.28 | 160.28 | 160.28 | 160.28 | 160.28 | 160.28 | 160.28 | 160.28
CDP2 | VIC | V6 | Central North VIC | Solar | 547.75 | 547.75 | 547.75 | 547.75 | 547.75 | 547.75 | 547.75 | 547.75 | 547.75 | 547.75 | 547.75 | 547.75 | 547.75 | 547.75 | 547.75 | 547.75 | 547.75 | 547.75 | 547.75 | 547.75 | 447.8 | 447.8 | 447.8 | 447.8 | 447.8 | 447.8 | 447.8 | 252.79
CDP2 | SA | S1 | South East SA | Solar | 224.9 | 224.9 | 224.9 | 224.9 | 224.9 | 224.9 | 224.9 | 224.9 | 224.9 | 224.9 | 224.9 | 224.9 | 224.9 | 224.9 | 224.9 | 224.9 | 224.9 | 182 | 182 | 182 | 182 | 182 | 182 | 182 | 182 | 87 | 87 | 87
CDP2 | SA | S2 | Riverland | Solar | 55.19 | 55.19 | 55.19 | 55.19 | 55.19 | 55.19 | 55.19 | 49.07 | 49.07 | 49.0701 | 49.0701 | 49.0701 | 49.0701 | 49.0701 | 49.0701 | 49.0701 | 49.0701 | 37.3501 | 37.3501 | 858.975 | 1388.3114 | 1380.9414 | 1380.9414 | 1380.9414 | 1380.9414 | 1380.9414 | 1380.9414 | 1380.9414
CDP2 | SA | S3 | Mid-North SA | Solar | 0 | 0 | 0 | 0 | 0 | 0 | 0 | 0 | 0 | 0 | 0 | 0 | 0 | 0 | 0 | 0 | 0 | 0 | 0 | 0 | 0 | 0 | 0 | 0 | 0 | 0 | 0 | 0
CDP2 | SA | S4 | Yorke Peninsula | Solar | 0 | 0 | 0 | 0 | 0 | 0 | 0 | 0 | 0 | 0 | 0 | 0 | 0 | 0 | 0 | 0 | 0 | 0 | 0 | 0 | 0 | 0 | 0 | 0 | 0 | 0 | 0 | 0
CDP2 | SA | S5 | Northern SA | Solar | 298.44 | 298.44 | 578.2 | 578.2 | 578.2 | 578.2 | 578.2 | 578.2 | 578.2 | 578.2 | 578.2 | 578.2 | 578.2 | 578.2 | 578.2 | 578.2 | 578.2 | 578.2 | 578.2 | 578.2001 | 1315.1993 | 1315.1993 | 1315.1993 | 1235.9993 | 1235.9993 | 1235.9993 | 1235.9993 | 1235.9993
CDP2 | SA | S6 | Leigh Creek | Solar | 0 | 0 | 0 | 0 | 0 | 0 | 0 | 0 | 0 | 0 | 0 | 0 | 0 | 0 | 0 | 0 | 0 | 0 | 0 | 0 | 0 | 0 | 0 | 0 | 0 | 0 | 0 | 0
CDP2 | SA | S7 | Roxby Downs | Solar | 0 | 0 | 2.03e-06 | 1.406e-05 | 34.6056 | 34.6056 | 34.6056 | 34.6056 | 34.6056 | 136.8361 | 136.8361 | 136.8361 | 136.8361 | 136.8361 | 136.8361 | 136.8361 | 248.09 | 248.09 | 500 | 500 | 592.9375 | 592.9375 | 592.9375 | 592.9375 | 592.9375 | 592.9375 | 592.9375 | 592.9375
CDP2 | SA | S8 | Eastern Eyre Peninsula | Solar | 0 | 0 | 0 | 0 | 0 | 0 | 0 | 0 | 0 | 0 | 0 | 0 | 0 | 0 | 0 | 0 | 0 | 0 | 0 | 0 | 0 | 0 | 0 | 0 | 0 | 0 | 0 | 0
CDP2 | SA | S9 | Western Eyre Peninsula | Solar | 0 | 0 | 0 | 0 | 0 | 0 | 0 | 0 | 0 | 0 | 0 | 0 | 0 | 0 | 0 | 0 | 0 | 0 | 0 | 0 | 0 | 0 | 0 | 0 | 0 | 0 | 0 | 0
CDP2 | TAS | T1 | North East Tasmania | Solar | 0 | 0 | 0 | 0 | 0 | 0 | 0 | 0 | 0 | 0 | 0 | 0 | 0 | 0 | 0 | 0 | 0 | 0 | 0 | 0 | 0 | 0 | 0 | 0 | 0 | 0 | 0 | 0
CDP2 | TAS | T2 | North West Tasmania | Solar | 0 | 0 | 0 | 0 | 0 | 0 | 0 | 0 | 0 | 0 | 0 | 0 | 0 | 0 | 0 | 0 | 0 | 0 | 0 | 0 | 0 | 0 | 0 | 0 | 0 | 0 | 0 | 0
CDP2 | TAS | T3 | Tasmania Midlands | Solar | 0 | 0 | 0 | 0 | 0 | 0 | 0 | 0 | 0 | 0 | 0 | 0 | 0 | 0 | 0 | 0 | 0 | 0 | 0 | 0 | 0 | 0 | 0 | 0 | 0 | 0 | 0 | 0
CDP2 | QLD | Q1 | Far North QLD | Wind | 332.44 | 332.44 | 332.44 | 902.44 | 1023.5499 | 1023.5499 | 1023.5499 | 1023.5499 | 1023.5499 | 1041.1223 | 1041.1223 | 1041.1223 | 1041.1223 | 1041.1223 | 1041.1223 | 1041.1223 | 1041.1223 | 1041.1223 | 1041.1223 | 970.1279 | 1142.8471 | 1142.8471 | 1142.8471 | 1142.8471 | 1017.8495 | 1029.3876 | 1029.3876 | 1029.3876
CDP2 | QLD | Q2 | North Qld Clean Energy Hub | Wind | 43.2 | 43.2 | 43.2 | 705.7488 | 908.1521 | 1499.169 | 1499.169 | 1499.169 | 1499.169 | 1683.9999 | 1683.9999 | 1781.3289 | 1942.0014 | 1942.0014 | 1942.0014 | 1942.0014 | 1942.0014 | 1942.0014 | 1942.0014 | 1942.0014 | 2280.4379 | 2280.4379 | 2237.2379 | 2237.2379 | 2237.2379 | 2380.6965 | 2413.5106 | 2413.5106
CDP2 | QLD | Q3 | Northern Qld | Wind | 0 | 0 | 0 | 0 | 0 | 0 | 0 | 0 | 0 | 0 | 0 | 0 | 0 | 0 | 0 | 0 | 0 | 0 | 0 | 0 | 0 | 0 | 0 | 0 | 0 | 0 | 0 | 0
CDP2 | QLD | Q4 | Isaac | Wind | 300 | 439 | 439 | 439 | 525.9714 | 525.9714 | 525.9714 | 525.9714 | 525.9714 | 1384.5155 | 1384.5155 | 1384.5155 | 1439 | 1439 | 1439 | 1439 | 1439 | 1439 | 1439 | 1439.0001 | 2663.3388 | 2663.3388 | 2663.3388 | 2663.3388 | 2663.3388 | 2224.3388 | 2224.3388 | 2224.3388
CDP2 | QLD | Q5 | Barcaldine | Wind | 0 | 0 | 1.49e-06 | 4.94e-06 | 1.991e-05 | 4.113e-05 | 4.113e-05 | 4.763e-05 | 4.763e-05 | 49.2753 | 49.2753 | 49.4849 | 49.4849 | 49.4849 | 49.4849 | 49.4849 | 49.4849 | 49.4849 | 49.4849 | 68.1023 | 108.9296 | 108.9296 | 108.9296 | 108.9296 | 108.9296 | 109.4157 | 109.4157 | 109.4157
CDP2 | QLD | Q6 | Fitzroy | Wind | 0 | 0 | 1.63e-06 | 504.1651 | 900 | 900 | 900 | 900 | 900 | 900 | 900 | 900 | 900 | 900 | 900 | 900 | 900 | 900 | 900 | 900 | 900 | 900 | 900 | 900 | 900 | 900 | 900 | 900
CDP2 | QLD | Q7 | Wide Bay | Wind | 0 | 0 | 3.14e-06 | 1.04e-05 | 1.495e-05 | 1.495e-05 | 1.495e-05 | 1.495e-05 | 1.834e-05 | 3.838e-05 | 5.812e-05 | 6.548e-05 | 126.7209 | 126.7209 | 126.7209 | 126.7209 | 126.7209 | 126.7209 | 126.7209 | 126.7209 | 126.7209 | 126.7209 | 126.7209 | 126.7209 | 1095.6632 | 1095.6632 | 1100 | 1100
CDP2 | QLD | Q8 | Darling Downs | Wind | 1788.35 | 1788.35 | 1788.35 | 3188.35 | 4160.9474 | 4160.9474 | 4160.9474 | 4160.9474 | 4160.9474 | 4160.9474 | 5624.2949 | 5882.4337 | 5882.4337 | 5882.4337 | 5882.4337 | 5882.4337 | 5882.4337 | 5882.4337 | 5882.4337 | 5882.4337 | 5442.4637 | 5442.4637 | 5442.4637 | 5442.4637 | 6948.38 | 6948.38 | 6948.38 | 6948.38
CDP2 | QLD | Q9 | Banana | Wind | 0 | 0 | 0 | 0 | 0 | 0 | 0 | 0 | 0 | 0 | 0 | 0 | 0 | 0 | 0 | 0 | 0 | 0 | 0 | 0 | 0 | 0 | 0 | 0 | 0 | 0 | 0 | 0
CDP2 | NSW | N0 | NSW Non-REZ | Wind | 0 | 0 | 0 | 0 | 0 | 0 | 0 | 0 | 0 | 0 | 0 | 0 | 0 | 0 | 0 | 0 | 0 | 0 | 0 | 0 | 0 | 0 | 0 | 0 | 0 | 0 | 0 | 0
CDP2 | NSW | N1 | North West NSW | Wind | 0 | 0 | 0 | 0 | 0 | 0 | 0 | 0 | 0 | 0 | 0 | 0 | 0 | 0 | 0 | 0 | 0 | 0 | 0 | 0 | 0 | 0 | 0 | 0 | 0 | 0 | 0 | 0
CDP2 | NSW | N2 | New England | Wind | 442.48 | 442.48 | 784.1002 | 816.2791 | 816.2791 | 3370.716 | 3370.716 | 3370.716 | 3370.716 | 3370.716 | 3370.716 | 3370.716 | 3370.716 | 3370.716 | 3198.236 | 3198.236 | 4287.8437 | 5250.2971 | 6783.0135 | 7169.0502 | 7169.0502 | 7169.0502 | 7169.0502 | 7169.0502 | 7400 | 7400 | 7400 | 7400
CDP2 | NSW | N3 | Central-West Orana | Wind | 258.73 | 396.73 | 840.5996 | 1459.7764 | 4380.491 | 4380.491 | 4380.491 | 4380.491 | 4380.491 | 4380.491 | 4380.491 | 4380.491 | 4380.491 | 4380.491 | 4380.491 | 4380.491 | 4380.491 | 4380.491 | 4380.491 | 4380.491 | 4380.491 | 4380.491 | 4380.491 | 4380.491 | 4380.491 | 4567.7905 | 4567.7905 | 4567.7905
CDP2 | NSW | N4 | Broken Hill | Wind | 198.01 | 198.01 | 198.01 | 289.0795 | 289.0795 | 289.0795 | 289.0795 | 289.0795 | 289.0795 | 289.0795 | 289.0795 | 289.0795 | 289.0795 | 289.0795 | 289.0795 | 289.0795 | 289.0795 | 289.0795 | 289.0795 | 91.0695 | 91.0695 | 91.0695 | 91.0695 | 91.0695 | 91.0695 | 91.0695 | 91.0695 | 91.0695
CDP2 | NSW | N5 | South West NSW | Wind | 0 | 0 | 4.73e-06 | 471.1792 | 471.1792 | 471.1792 | 471.1792 | 471.1792 | 471.1792 | 471.1792 | 471.1792 | 471.1792 | 471.1792 | 471.1792 | 471.1792 | 471.1792 | 471.1792 | 471.1792 | 471.1792 | 471.1792 | 471.1792 | 471.1792 | 471.1792 | 471.1792 | 471.1792 | 471.1792 | 471.1792 | 471.1792
CDP2 | NSW | N6 | Wagga Wagga | Wind | 0 | 0 | 0 | 0 | 0 | 0 | 0 | 0 | 0 | 0 | 0 | 0 | 0 | 0 | 0 | 0 | 0 | 0 | 0 | 0 | 0 | 0 | 0 | 0 | 0 | 0 | 0 | 0
CDP2 | NSW | N7 | Tumut | Wind | 0 | 40.02 | 270.48 | 270.48 | 270.48 | 270.48 | 270.48 | 270.48 | 270.48 | 270.48 | 270.48 | 270.48 | 270.48 | 270.48 | 270.48 | 270.48 | 270.48 | 270.48 | 270.48 | 270.48 | 270.48 | 270.48 | 270.48 | 270.48 | 270.48 | 270.48 | 270.48 | 270.48
CDP2 | NSW | N8 | Cooma-Monaro | Wind | 113.18 | 113.18 | 413.18 | 446.3774 | 446.3774 | 446.3774 | 446.3774 | 446.3774 | 446.3774 | 446.3774 | 446.3774 | 446.3774 | 446.3774 | 446.3774 | 446.3774 | 446.3774 | 333.1974 | 333.1974 | 333.1974 | 333.1974 | 333.1974 | 333.1974 | 381.4369 | 386.7594 | 397.8442 | 403.3405 | 403.3405 | 403.3405
CDP2 | NSW | N9 | Hunter-Central Coast | Wind | 0 | 0 | 400 | 549.7519 | 549.7519 | 549.7519 | 549.7519 | 549.7519 | 549.7519 | 549.7519 | 549.7519 | 549.7519 | 549.7519 | 549.7519 | 549.7519 | 549.7519 | 549.7519 | 549.7519 | 549.7519 | 549.7519 | 549.7519 | 549.7519 | 549.7519 | 549.7519 | 812.5084 | 1013.318 | 1013.318 | 1013.318
CDP2 | NSW | N12 | Illawarra | Wind | 0 | 0 | 0 | 0 | 0 | 0 | 0 | 0 | 0 | 0 | 0 | 0 | 0 | 0 | 0 | 0 | 0 | 0 | 0 | 0 | 0 | 0 | 0 | 0 | 0 | 0 | 0 | 0
CDP2 | VIC | V0 | VIC Non-REZ | Wind | 0 | 0 | 1.27e-06 | 7.62e-06 | 1.468e-05 | 1.468e-05 | 1.468e-05 | 1.468e-05 | 1.733e-05 | 1.733e-05 | 1.733e-05 | 1.733e-05 | 1.733e-05 | 1.733e-05 | 1.733e-05 | 1.733e-05 | 1.902e-05 | 1.902e-05 | 1.902e-05 | 1.902e-05 | 2.751e-05 | 2.751e-05 | 2.751e-05 | 2.855e-05 | 2.855e-05 | 4.461e-05 | 4.461e-05 | 4.461e-05
CDP2 | VIC | V1 | Ovens Murray | Wind | 0 | 0 | 0 | 0 | 0 | 0 | 0 | 0 | 0 | 0 | 0 | 0 | 0 | 0 | 0 | 0 | 0 | 0 | 0 | 0 | 0 | 0 | 0 | 0 | 0 | 0 | 0 | 0
CDP2 | VIC | V2 | Murray River | Wind | 0 | 0 | 0 | 0 | 0 | 0 | 0 | 0 | 0 | 0 | 0 | 0 | 0 | 0 | 0 | 0 | 0 | 0 | 0 | 0 | 0 | 0 | 0 | 0 | 0 | 0 | 0 | 0
CDP2 | VIC | V3 | Western Victoria | Wind | 1934.5 | 1934.5 | 1934.5 | 1934.5 | 2634.5 | 2634.5 | 2634.5 | 2634.5 | 2634.5 | 2582 | 2390 | 2390 | 2390 | 2390 | 2390 | 2390 | 2390 | 2390 | 2358.95 | 2227.75 | 1915.75 | 1915.75 | 1915.75 | 1675.75 | 1647.05 | 1591.5833 | 1511.6333 | 1511.6333
CDP2 | VIC | V4 | South West Victoria | Wind | 2438.67 | 3283.23 | 3300.39 | 3300.39 | 3300.3903 | 3300.3903 | 3300.3903 | 3300.3903 | 3300.3903 | 3300.3903 | 3300.3903 | 3300.3903 | 3300.3903 | 3237.3903 | 2817.3903 | 2817.3903 | 2635.6903 | 2635.6903 | 2616.1903 | 2430.1903 | 2430.1903 | 1583.2003 | 1583.2003 | 1425.7003 | 1972.5643 | 2734.8091 | 2752.6973 | 2752.6973
CDP2 | VIC | V5 | Gippsland | Wind | 0 | 0 | 2.85e-06 | 1.71e-05 | 647.9999 | 1095.444 | 1095.444 | 1095.444 | 1095.444 | 1095.444 | 1095.444 | 1095.444 | 1095.444 | 1095.444 | 1095.444 | 1095.444 | 1095.444 | 1095.444 | 1095.444 | 1095.444 | 1095.444 | 1095.444 | 1095.444 | 1095.444 | 1095.444 | 1095.444 | 1095.444 | 1095.444
CDP2 | VIC | V6 | Central North VIC | Wind | 0 | 0 | 2.51e-06 | 5.77e-06 | 1.399e-05 | 1.577e-05 | 1.577e-05 | 1.577e-05 | 1.959e-05 | 1.959e-05 | 1.959e-05 | 1.959e-05 | 1.959e-05 | 1.959e-05 | 1.959e-05 | 1.959e-05 | 1.959e-05 | 1.959e-05 | 1.959e-05 | 1.959e-05 | 1.959e-05 | 1.959e-05 | 1.959e-05 | 1.959e-05 | 2.552e-05 | 2.967e-05 | 2.967e-05 | 2.967e-05
CDP2 | SA | S1 | South East SA | Wind | 324.5 | 324.5 | 324.5 | 324.5 | 893.821 | 893.821 | 893.821 | 893.821 | 893.821 | 893.821 | 893.821 | 767.321 | 767.321 | 767.321 | 608.321 | 608.321 | 569.321 | 569.321 | 569.321 | 569.321 | 569.321 | 569.321 | 569.321 | 569.321 | 569.321 | 778.0603 | 778.0603 | 778.0603
CDP2 | SA | S2 | Riverland | Wind | 0 | 0 | 0 | 0 | 0 | 0 | 0 | 0 | 0 | 0 | 0 | 0 | 0 | 0 | 0 | 0 | 0 | 0 | 0 | 0 | 0 | 0 | 0 | 0 | 0 | 0 | 0 | 0
CDP2 | SA | S3 | Mid-North SA | Wind | 1591.41 | 1731.6 | 1731.6 | 1731.6001 | 2192.8388 | 2192.8388 | 2192.8388 | 2192.8388 | 2192.8388 | 2134.1622 | 2134.1622 | 2062.7622 | 1878.2822 | 1878.2822 | 1878.2822 | 1551.5822 | 1699.8844 | 1699.8844 | 1699.8844 | 1486.0244 | 1486.0244 | 1510.4593 | 1905.6601 | 2292.906 | 2890.6186 | 2738.867 | 2738.867 | 2738.867
CDP2 | SA | S4 | Yorke Peninsula | Wind | 90.75 | 90.75 | 90.75 | 107.0901 | 125.9264 | 81.5769 | 81.5769 | 81.5769 | 81.5769 | 110.3025 | 110.3025 | 110.3025 | 110.3025 | 110.3025 | 112.1794 | 112.1794 | 112.1794 | 112.1794 | 112.1794 | 112.1794 | 112.1794 | 112.1794 | 112.1794 | 112.1794 | 112.1794 | 112.1794 | 112.1794 | 112.6094
CDP2 | SA | S5 | Northern SA | Wind | 416.5 | 416.5 | 416.5 | 416.5 | 416.5 | 416.5 | 416.5 | 416.5 | 416.5 | 416.5 | 416.5 | 416.5 | 416.5 | 416.5 | 416.5 | 416.5 | 416.5 | 416.5 | 416.5 | 416.5 | 416.5 | 210 | 210 | 210 | 210 | 210 | 210 | 210
CDP2 | SA | S6 | Leigh Creek | Wind | 0 | 0 | 0 | 0 | 0 | 0 | 0 | 0 | 0 | 0 | 0 | 0 | 0 | 0 | 0 | 0 | 0 | 0 | 0 | 0 | 0 | 0 | 0 | 0 | 0 | 0 | 0 | 0
CDP2 | SA | S7 | Roxby Downs | Wind | 0 | 0 | 0 | 0 | 0 | 0 | 0 | 0 | 0 | 0 | 0 | 0 | 0 | 0 | 0 | 0 | 0 | 0 | 0 | 0 | 0 | 0 | 0 | 0 | 0 | 0 | 0 | 0
CDP2 | SA | S8 | Eastern Eyre Peninsula | Wind | 134.28 | 134.28 | 134.28 | 134.28 | 134.2802 | 134.2802 | 72.2802 | 72.2802 | 72.2802 | 72.2802 | 72.2802 | 0.00021313 | 0.00021313 | 0.00021313 | 266.5697 | 266.5697 | 266.5697 | 266.5697 | 266.5697 | 266.5697 | 266.5697 | 266.5697 | 266.5697 | 331.9814 | 331.9814 | 331.9814 | 331.9814 | 332.0937
CDP2 | SA | S9 | Western Eyre Peninsula | Wind | 0 | 0 | 0 | 0 | 0 | 0 | 0 | 0 | 0 | 0 | 0 | 0 | 0 | 0 | 0 | 0 | 0 | 0 | 0 | 0 | 0 | 0 | 0 | 0 | 0 | 0 | 0 | 0
CDP2 | TAS | T1 | North East Tasmania | Wind | 168 | 168 | 168 | 223.5232 | 420.0186 | 420.0186 | 420.0186 | 420.0186 | 420.0186 | 420.0186 | 420.0186 | 522.7774 | 522.7774 | 522.7774 | 522.7774 | 522.7774 | 522.7774 | 522.7774 | 522.7774 | 522.7774 | 522.7774 | 522.7774 | 522.7774 | 522.7774 | 522.7774 | 522.7774 | 354.7774 | 354.7774
CDP2 | TAS | T2 | North West Tasmania | Wind | 251.35 | 251.35 | 251.35 | 251.3505 | 259.0632 | 259.0632 | 259.0632 | 259.0632 | 259.0632 | 259.0632 | 259.0632 | 259.0632 | 259.0632 | 259.0632 | 259.0632 | 259.0632 | 259.0632 | 259.0632 | 259.0632 | 259.0632 | 259.0632 | 259.0632 | 259.0632 | 259.0632 | 259.0632 | 259.0632 | 119.3132 | 119.3132
CDP2 | TAS | T3 | Tasmania Midlands | Wind | 144 | 144 | 602.2959 | 733.7571 | 796.9212 | 865.6522 | 931.354 | 1012.3142 | 1234.549 | 1234.549 | 1437.2652 | 1485.3171 | 1491.7618 | 1623.8519 | 1697.4003 | 1697.4003 | 1697.4003 | 1697.4003 | 1697.4003 | 1697.4003 | 1553.4003 | 1553.4003 | 1553.4003 | 1553.4003 | 1553.4003 | 1553.4003 | 1553.4003 | 1553.4003
CDP2 | NSW | N10 | Hunter Coast | Offshore Wind | 0 | 0 | 0 | 0 | 0 | 0 | 0 | 0 | 0 | 0 | 0 | 0 | 0 | 0 | 0 | 0 | 0 | 0 | 0 | 0 | 0 | 0 | 0 | 0 | 0 | 0 | 0 | 0
CDP2 | NSW | N11 | Illawarra Coast | Offshore Wind | 0 | 0 | 0 | 0 | 0 | 0 | 0 | 0 | 0 | 0 | 0 | 0 | 0 | 0 | 0 | 0 | 0 | 0 | 0 | 0 | 0 | 0 | 0 | 0 | 0 | 0 | 0 | 0
CDP2 | VIC | V7 | Gippsland Coast | Offshore Wind | 0 | 0 | 0 | 0 | 0 | 0 | 1000 | 2000 | 2666.6667 | 2666.6667 | 3333.3333 | 4282.0815 | 5220 | 6220 | 7220 | 8220 | 8220 | 8220 | 8220 | 8220 | 8220 | 8220 | 8220 | 8220 | 8220 | 8220 | 8220 | 8220
CDP2 | VIC | V8 | Portland Coast | Offshore Wind | 0 | 0 | 0 | 0 | 0 | 0 | 0 | 0 | 0 | 666.6667 | 666.6667 | 717.9185 | 780 | 780 | 780 | 780 | 780 | 780 | 780 | 780 | 780 | 780 | 780 | 780 | 780 | 780 | 780 | 780
CDP2 | SA | S10 | South East SA Coast | Offshore Wind | 0 | 0 | 0 | 0 | 0 | 0 | 0 | 0 | 0 | 0 | 0 | 0 | 0 | 0 | 0 | 0 | 0 | 0 | 0 | 0 | 0 | 0 | 0 | 0 | 0 | 0 | 0 | 0
CDP2 | TAS | T4 | North West Tasmania Coast | Offshore Wind | 0 | 0 | 0 | 0 | 0 | 0 | 0 | 0 | 0 | 0 | 0 | 0 | 0 | 0 | 0 | 0 | 0 | 0 | 0 | 0 | 0 | 0 | 0 | 0 | 0 | 0 | 0 | 0
CDP2 | TAS | T5 | North East Tasmania Coast | Offshore Wind | 0 | 0 | 0 | 0 | 0 | 0 | 0 | 0 | 0 | 0 | 0 | 0 | 0 | 0 | 0 | 0 | 0 | 0 | 0 | 0 | 0 | 0 | 0 | 0 | 0 | 0 | 0 | 0
CDP3 | QLD | Q1 | Far North QLD | Solar | 0 | 0 | 0 | 0 | 0 | 0 | 0 | 0 | 0 | 0 | 0 | 0 | 0 | 0 | 0 | 0 | 0 | 0 | 0 | 0 | 0 | 0 | 0 | 0 | 0 | 0 | 0 | 0
CDP3 | QLD | Q2 | North Qld Clean Energy Hub | Solar | 84.47 | 84.47 | 84.47 | 84.47 | 84.47 | 84.47 | 84.47 | 84.47 | 84.47 | 84.47 | 84.47 | 84.4702 | 84.4702 | 35.9702 | 35.9702 | 35.9702 | 35.9702 | 216.0403 | 291.9201 | 291.9201 | 341.8752 | 341.8752 | 326.8752 | 326.8752 | 305.9052 | 584.2383 | 584.2383 | 584.2383
CDP3 | QLD | Q3 | Northern Qld | Solar | 437.13 | 437.13 | 437.13 | 437.13 | 437.13 | 437.13 | 437.13 | 437.13 | 437.13 | 437.13 | 437.13 | 437.13 | 437.13 | 437.13 | 437.13 | 437.13 | 437.13 | 437.13 | 315.97 | 200.01 | 200.01 | 200.01 | 200.01 | 100.03 | 100.03 | 100.03 | 0 | 0
CDP3 | QLD | Q4 | Isaac | Solar | 620.45 | 620.45 | 620.45 | 620.4501 | 620.4501 | 620.4501 | 620.4501 | 620.4501 | 620.4501 | 620.4501 | 620.4502 | 620.4506 | 620.4506 | 620.4506 | 620.4506 | 620.4506 | 620.4507 | 1063.9333 | 1063.9333 | 1063.9333 | 1021.4333 | 1021.4333 | 1021.4333 | 1021.4333 | 631.0833 | 1348.0404 | 1322.0404 | 1322.0404
CDP3 | QLD | Q5 | Barcaldine | Solar | 14 | 14 | 14 | 86.6316 | 86.6316 | 86.6316 | 86.6316 | 86.6316 | 86.6316 | 89.2577 | 89.2577 | 89.2577 | 89.2577 | 89.2577 | 89.2577 | 89.2577 | 91.6555 | 91.6555 | 91.6555 | 77.6555 | 77.6555 | 77.6555 | 77.6555 | 77.6555 | 77.6555 | 77.6555 | 77.6555 | 77.6555
CDP3 | QLD | Q6 | Fitzroy | Solar | 81.72 | 81.72 | 81.72 | 81.72 | 81.72 | 81.72 | 81.72 | 81.72 | 81.72 | 81.7201 | 81.7201 | 81.7201 | 81.7201 | 81.7201 | 81.7202 | 81.7202 | 81.7202 | 81.7202 | 81.7203 | 81.7207 | 81.7207 | 81.7208 | 81.7208 | 260.5825 | 1775.2573 | 2184.1808 | 2871.9123 | 3507.2372
CDP3 | QLD | Q7 | Wide Bay | Solar | 306.83 | 366.83 | 468.23 | 468.23 | 468.23 | 468.23 | 468.23 | 468.23 | 468.2302 | 1960.0477 | 2458.5316 | 2506.8299 | 2506.8299 | 2506.8299 | 2506.8299 | 2506.8299 | 2506.8299 | 2506.8299 | 2506.8299 | 2506.83 | 2506.83 | 2506.83 | 2506.83 | 2506.83 | 2506.83 | 2375.95 | 2375.95 | 2375.95
CDP3 | QLD | Q8 | Darling Downs | Solar | 1484.68 | 1484.12 | 1483.56 | 1483.02 | 1482.46 | 1481.91 | 1481.34 | 1480.78 | 1740.5726 | 2508.8895 | 2508.8895 | 3386.4921 | 3276.4921 | 3276.4921 | 3276.4921 | 3276.4921 | 3276.4921 | 3276.4921 | 4470.3259 | 4595.6028 | 4492.6428 | 5097.9335 | 4735.7605 | 5188.7045 | 5161.4045 | 6852.4762 | 6852.4762 | 6732.5962
CDP3 | QLD | Q9 | Banana | Solar | 0 | 0 | 0 | 0 | 0 | 0 | 0 | 0 | 0 | 0 | 0 | 0 | 0 | 0 | 0 | 0 | 0 | 0 | 0 | 0 | 0 | 0 | 0 | 0 | 0 | 0 | 0 | 0
CDP3 | NSW | N0 | NSW Non-REZ | Solar | 0 | 0 | 0 | 0 | 0 | 0 | 0 | 0 | 0 | 0 | 0 | 0 | 0 | 0 | 0 | 0 | 0 | 0 | 0 | 0 | 0 | 0 | 0 | 0 | 0 | 0 | 0 | 0
CDP3 | NSW | N1 | North West NSW | Solar | 166 | 166 | 202.324 | 202.324 | 202.324 | 202.324 | 202.324 | 202.324 | 202.324 | 202.324 | 202.324 | 202.324 | 202.324 | 202.324 | 202.324 | 202.324 | 202.324 | 202.324 | 202.324 | 202.324 | 202.324 | 202.324 | 177.4411 | 197.4913 | 197.4913 | 200.4796 | 216.968 | 216.968
CDP3 | NSW | N2 | New England | Solar | 535.02 | 855.02 | 1120.66 | 1120.66 | 1120.66 | 1172.3797 | 1172.3797 | 1172.3797 | 1172.3797 | 1172.3797 | 1657.8659 | 1657.8659 | 1657.8659 | 1657.8659 | 1657.8659 | 1657.8659 | 1657.8659 | 2837.6545 | 3148.9744 | 4085.66 | 4085.66 | 4085.66 | 4085.66 | 4085.66 | 4085.66 | 4085.66 | 4085.66 | 4085.66
CDP3 | NSW | N3 | Central-West Orana | Solar | 1495.99 | 1495.99 | 1984.6955 | 1984.6955 | 2967.7121 | 3230.2714 | 3230.2714 | 3230.2714 | 3230.2714 | 3230.2714 | 3467.5326 | 3467.5326 | 3467.5326 | 3467.5326 | 3467.5326 | 3467.5326 | 3467.5326 | 3467.5326 | 3365.5126 | 4047.5949 | 4047.5949 | 4011.5849 | 4011.5849 | 5480.7633 | 5714.7778 | 7239.63 | 7169.88 | 7000
CDP3 | NSW | N4 | Broken Hill | Solar | 53 | 53 | 265.0142 | 265.0142 | 265.0142 | 265.0142 | 265.0142 | 265.0142 | 265.0142 | 265.0142 | 265.0142 | 265.0142 | 265.0142 | 265.0142 | 265.0142 | 265.0142 | 265.0142 | 265.0142 | 265.0142 | 250.0529 | 340.4393 | 340.4393 | 340.4393 | 340.4393 | 340.4393 | 340.4393 | 340.4393 | 340.4393
CDP3 | NSW | N5 | South West NSW | Solar | 1121.32 | 1121.32 | 1251.7034 | 1810.8227 | 1810.8227 | 1811.7227 | 1810.8227 | 1810.8227 | 1810.8227 | 1810.8227 | 1810.8227 | 1810.8227 | 1810.8227 | 1810.8227 | 1660.7927 | 1660.7927 | 1660.7927 | 1660.7927 | 1660.7927 | 2103.5933 | 2950.2874 | 2950.2874 | 2865.2874 | 2865.2874 | 3142.29 | 2809.95 | 2560.96 | 2530.96
CDP3 | NSW | N6 | Wagga Wagga | Solar | 456.22 | 816.1 | 816.1 | 816.1 | 816.1 | 816.1 | 816.1 | 816.1 | 816.1 | 816.1 | 816.1 | 816.1 | 816.1 | 816.1 | 816.1 | 816.1 | 816.1 | 816.1 | 816.1 | 816.1 | 816.1 | 816.1 | 816.1 | 816.1 | 816.1 | 816.1 | 289.88 | 289.88
CDP3 | NSW | N7 | Tumut | Solar | 0 | 0 | 0 | 0 | 0 | 0 | 0 | 0 | 0 | 0 | 0 | 0 | 0 | 0 | 0 | 0 | 0 | 0 | 0 | 0 | 0 | 0 | 0 | 0 | 0 | 0 | 0 | 0
CDP3 | NSW | N8 | Cooma-Monaro | Solar | 0 | 0 | 0 | 0 | 0 | 0 | 0 | 0 | 0 | 0 | 0 | 0 | 0 | 0 | 0 | 0 | 0 | 0 | 0 | 0 | 0 | 0 | 0 | 0 | 0 | 0 | 0 | 0
CDP3 | NSW | N9 | Hunter-Central Coast | Solar | 0 | 0 | 516 | 516 | 516 | 516 | 516 | 516 | 516 | 516 | 516 | 516 | 516 | 516 | 516 | 516 | 516 | 516 | 516 | 516 | 516 | 516 | 516 | 516 | 516 | 516 | 516 | 516
CDP3 | NSW | N12 | Illawarra | Solar | 0 | 0 | 0 | 0 | 0 | 0 | 0 | 0 | 0 | 0 | 0 | 0 | 0 | 0 | 0 | 0 | 0 | 0 | 0 | 0 | 0 | 0 | 0 | 0 | 0 | 0 | 0 | 0
CDP3 | VIC | V0 | VIC Non-REZ | Solar | 0 | 0 | 0 | 0 | 0 | 0 | 0 | 0 | 0 | 0 | 0 | 0 | 0 | 0 | 0 | 0 | 0 | 0 | 0 | 0 | 0 | 0 | 0 | 0 | 0 | 0 | 0 | 0
CDP3 | VIC | V1 | Ovens Murray | Solar | 0 | 0 | 2.83e-06 | 4.99e-06 | 6.49e-06 | 2.244e-05 | 2.244e-05 | 2.444e-05 | 5.688e-05 | 5.688e-05 | 5.688e-05 | 5.688e-05 | 5.688e-05 | 5.688e-05 | 5.688e-05 | 5.688e-05 | 5.853e-05 | 5.853e-05 | 6.01e-05 | 7.672e-05 | 7.672e-05 | 7.899e-05 | 8.019e-05 | 8.019e-05 | 0.00013329 | 0.00013329 | 0.00013329 | 0.00013329
CDP3 | VIC | V2 | Murray River | Solar | 624.12 | 719.22 | 869.26 | 869.26 | 869.26 | 869.2601 | 869.2601 | 869.2601 | 869.2601 | 869.2601 | 869.2601 | 869.2601 | 869.2601 | 869.2601 | 869.2601 | 869.2601 | 869.2601 | 869.2601 | 869.2601 | 1623.3126 | 2445.4631 | 2418.2931 | 2418.2931 | 2418.2931 | 2387.0305 | 2011.1005 | 1930.1005 | 1930.1005
CDP3 | VIC | V3 | Western Victoria | Solar | 0 | 0 | 118.8 | 118.8 | 118.8 | 118.8 | 118.8 | 118.8 | 118.8 | 118.8 | 118.8 | 118.8 | 118.8 | 118.8 | 118.8 | 118.8 | 118.8 | 118.8 | 118.8 | 118.8 | 118.8 | 118.8 | 118.8 | 118.8 | 118.8 | 118.8 | 118.8 | 118.8
CDP3 | VIC | V4 | South West Victoria | Solar | 0 | 0 | 0 | 0 | 0 | 0 | 0 | 0 | 0 | 0 | 0 | 0 | 0 | 0 | 0 | 0 | 0 | 0 | 0 | 0 | 0 | 0 | 0 | 0 | 0 | 0 | 0 | 0
CDP3 | VIC | V5 | Gippsland | Solar | 0 | 77 | 160.28 | 160.28 | 160.28 | 160.28 | 160.28 | 160.28 | 160.28 | 160.28 | 160.28 | 160.28 | 160.28 | 160.28 | 160.28 | 160.28 | 160.28 | 160.28 | 160.28 | 160.28 | 160.28 | 160.28 | 160.28 | 160.28 | 160.28 | 160.28 | 160.28 | 160.28
CDP3 | VIC | V6 | Central North VIC | Solar | 547.75 | 547.75 | 547.75 | 547.75 | 547.75 | 547.75 | 547.75 | 547.75 | 547.75 | 547.75 | 547.75 | 547.75 | 547.75 | 547.75 | 547.75 | 547.75 | 547.75 | 547.75 | 547.75 | 547.75 | 447.8 | 447.8 | 447.8 | 447.8 | 447.8 | 447.8 | 447.8 | 252.79
CDP3 | SA | S1 | South East SA | Solar | 224.9 | 224.9 | 224.9 | 224.9 | 224.9 | 224.9 | 224.9 | 224.9 | 224.9 | 224.9 | 224.9 | 224.9 | 224.9 | 224.9 | 224.9 | 224.9 | 224.9 | 182 | 182 | 182 | 182 | 182 | 182 | 182 | 182 | 87 | 87 | 87
CDP3 | SA | S2 | Riverland | Solar | 55.19 | 55.19 | 55.19 | 55.19 | 55.19 | 55.1901 | 55.1901 | 49.0701 | 49.0701 | 49.0701 | 49.0701 | 49.0701 | 49.0701 | 49.0701 | 49.0701 | 49.0701 | 49.0701 | 37.3501 | 37.3501 | 609.625 | 1226.2194 | 1218.8494 | 1218.8494 | 1218.8494 | 1218.8494 | 1218.8494 | 1218.8494 | 1218.8494
CDP3 | SA | S3 | Mid-North SA | Solar | 0 | 0 | 0 | 0 | 0 | 0 | 0 | 0 | 0 | 0 | 0 | 0 | 0 | 0 | 0 | 0 | 0 | 0 | 0 | 0 | 0 | 0 | 0 | 0 | 0 | 0 | 0 | 0
CDP3 | SA | S4 | Yorke Peninsula | Solar | 0 | 0 | 0 | 0 | 0 | 0 | 0 | 0 | 0 | 0 | 0 | 0 | 0 | 0 | 0 | 0 | 0 | 0 | 0 | 0 | 0 | 0 | 0 | 0 | 0 | 0 | 0 | 0
CDP3 | SA | S5 | Northern SA | Solar | 298.44 | 298.44 | 578.2 | 578.2 | 578.2 | 578.2 | 578.2 | 578.2 | 578.2 | 578.2 | 578.2001 | 578.2001 | 578.2001 | 578.2001 | 578.2001 | 578.2001 | 578.2001 | 578.2001 | 578.2001 | 578.2001 | 1289.4914 | 1289.4914 | 1289.4914 | 1210.2914 | 1210.2914 | 1210.2914 | 1210.2914 | 1210.2914
CDP3 | SA | S6 | Leigh Creek | Solar | 0 | 0 | 0 | 0 | 0 | 0 | 0 | 0 | 0 | 0 | 0 | 0 | 0 | 0 | 0 | 0 | 0 | 0 | 0 | 0 | 0 | 0 | 0 | 0 | 0 | 0 | 0 | 0
CDP3 | SA | S7 | Roxby Downs | Solar | 0 | 0 | 3.12e-06 | 2.785e-05 | 86.2098 | 86.2098 | 86.2098 | 86.2098 | 86.2098 | 86.2098 | 335.1166 | 335.1166 | 335.1166 | 335.1166 | 335.1166 | 335.1166 | 461.8405 | 461.8405 | 518.799 | 518.799 | 588.1044 | 588.1044 | 588.1044 | 588.1044 | 588.1044 | 588.1044 | 605.384 | 605.384
CDP3 | SA | S8 | Eastern Eyre Peninsula | Solar | 0 | 0 | 0 | 0 | 0 | 0 | 0 | 0 | 0 | 0 | 0 | 0 | 0 | 0 | 0 | 0 | 0 | 0 | 0 | 0 | 0 | 0 | 0 | 0 | 0 | 0 | 0 | 0
CDP3 | SA | S9 | Western Eyre Peninsula | Solar | 0 | 0 | 0 | 0 | 0 | 0 | 0 | 0 | 0 | 0 | 0 | 0 | 0 | 0 | 0 | 0 | 0 | 0 | 0 | 0 | 0 | 0 | 0 | 0 | 0 | 0 | 0 | 0
CDP3 | TAS | T1 | North East Tasmania | Solar | 0 | 0 | 0 | 0 | 0 | 0 | 0 | 0 | 0 | 0 | 0 | 0 | 0 | 0 | 0 | 0 | 0 | 0 | 0 | 0 | 0 | 0 | 0 | 0 | 0 | 0 | 0 | 0
CDP3 | TAS | T2 | North West Tasmania | Solar | 0 | 0 | 0 | 0 | 0 | 0 | 0 | 0 | 0 | 0 | 0 | 0 | 0 | 0 | 0 | 0 | 0 | 0 | 0 | 0 | 0 | 0 | 0 | 0 | 0 | 0 | 0 | 0
CDP3 | TAS | T3 | Tasmania Midlands | Solar | 0 | 0 | 0 | 0 | 0 | 0 | 0 | 0 | 0 | 0 | 0 | 0 | 0 | 0 | 0 | 0 | 0 | 0 | 0 | 0 | 0 | 0 | 0 | 0 | 0 | 0 | 0 | 0
CDP3 | QLD | Q1 | Far North QLD | Wind | 332.44 | 332.44 | 332.44 | 902.44 | 1024.0246 | 1024.0246 | 1024.0246 | 1024.0246 | 1024.0246 | 1025.6623 | 1025.6623 | 1043.3224 | 1043.3224 | 1043.3224 | 1043.3224 | 1043.3224 | 1043.3224 | 1043.3224 | 1043.3224 | 992.778 | 1142.5266 | 1142.5266 | 1142.5266 | 1142.5266 | 1023.4441 | 1029.3876 | 1029.3876 | 1029.3876
CDP3 | QLD | Q2 | North Qld Clean Energy Hub | Wind | 43.2 | 43.2 | 43.2 | 700.631 | 908.1409 | 1491.1745 | 1491.1745 | 1491.1745 | 1491.1745 | 1655.5708 | 1655.5708 | 1730.1817 | 1925.7121 | 1925.7121 | 1925.7121 | 1925.7121 | 1925.7121 | 1925.7121 | 1925.7121 | 1954.092 | 2280.0703 | 2280.0703 | 2236.8703 | 2236.8703 | 2236.8703 | 2402.9697 | 2429.5935 | 2429.5935
CDP3 | QLD | Q3 | Northern Qld | Wind | 0 | 0 | 0 | 0 | 0 | 0 | 0 | 0 | 0 | 0 | 0 | 0 | 0 | 0 | 0 | 0 | 0 | 0 | 0 | 0 | 0 | 0 | 0 | 0 | 0 | 0 | 0 | 0
CDP3 | QLD | Q4 | Isaac | Wind | 300 | 439 | 439 | 439 | 534.41 | 534.41 | 534.41 | 534.41 | 534.41 | 1243.1762 | 1243.1762 | 1243.1762 | 1296.6444 | 1296.6444 | 1296.6444 | 1296.6444 | 1296.6444 | 1296.6444 | 1296.6444 | 1296.6444 | 2068.0004 | 2068.0004 | 2068.0004 | 2068.0004 | 2068.0004 | 1889.8584 | 1889.8584 | 1889.8584
CDP3 | QLD | Q5 | Barcaldine | Wind | 0 | 0 | 2.31e-06 | 7.75e-06 | 3.158e-05 | 6.207e-05 | 6.207e-05 | 6.387e-05 | 9.335e-05 | 0.00034555 | 12.8613 | 12.8613 | 12.8613 | 12.8613 | 12.8613 | 12.8613 | 12.8613 | 12.8613 | 12.8613 | 99.3432 | 108.9296 | 108.9296 | 108.9296 | 108.9296 | 108.9296 | 109.9232 | 109.9232 | 109.9232
CDP3 | QLD | Q6 | Fitzroy | Wind | 0 | 0 | 2.53e-06 | 508.0825 | 900 | 900 | 900 | 900 | 900 | 900 | 900 | 900 | 900 | 900 | 900 | 900 | 900 | 900 | 900 | 900 | 900 | 900 | 900 | 900 | 900 | 900 | 900 | 900
CDP3 | QLD | Q7 | Wide Bay | Wind | 0 | 0 | 4.87e-06 | 1.64e-05 | 2.349e-05 | 2.349e-05 | 2.349e-05 | 2.622e-05 | 2.947e-05 | 7.046e-05 | 0.00012436 | 0.00013581 | 183.5642 | 183.5642 | 183.5642 | 183.5642 | 183.5642 | 183.5642 | 183.5642 | 183.5642 | 183.5642 | 364.8342 | 364.8342 | 364.8342 | 1100 | 1100 | 1100 | 1100
CDP3 | QLD | Q8 | Darling Downs | Wind | 1788.35 | 1788.35 | 1788.35 | 3188.35 | 4142.8104 | 4142.8104 | 4142.8104 | 4142.8104 | 4142.8104 | 4142.8104 | 4936.5692 | 4936.5692 | 4936.5692 | 4936.5692 | 4936.5692 | 4936.5692 | 4936.5692 | 4936.5692 | 4936.5692 | 4936.5692 | 4496.5992 | 4496.5992 | 4496.5992 | 4496.5992 | 6948.38 | 6948.38 | 6948.38 | 6948.38
CDP3 | QLD | Q9 | Banana | Wind | 0 | 0 | 0 | 0 | 0 | 0 | 0 | 0 | 0 | 0 | 0 | 0 | 0 | 0 | 0 | 0 | 0 | 0 | 0 | 0 | 0 | 0 | 0 | 0 | 0 | 0 | 0 | 0
CDP3 | NSW | N0 | NSW Non-REZ | Wind | 0 | 0 | 0 | 0 | 0 | 0 | 0 | 0 | 0 | 0 | 0 | 0 | 0 | 0 | 0 | 0 | 0 | 0 | 0 | 0 | 0 | 0 | 0 | 0 | 0 | 0 | 0 | 0
CDP3 | NSW | N1 | North West NSW | Wind | 0 | 0 | 0 | 0 | 0 | 0 | 0 | 0 | 0 | 0 | 0 | 0 | 0 | 0 | 0 | 0 | 0 | 0 | 0 | 0 | 0 | 0 | 0 | 0 | 0 | 0 | 0 | 0
CDP3 | NSW | N2 | New England | Wind | 442.48 | 442.48 | 781.9872 | 815.9071 | 815.9071 | 3468.9839 | 3468.9839 | 3468.9839 | 3468.9839 | 3468.9839 | 4058.4664 | 4058.4664 | 4058.4664 | 4058.4664 | 3885.9864 | 3885.9864 | 4471.6011 | 6073.7974 | 6951.9201 | 7274.6852 | 7274.6852 | 7274.6852 | 7274.6852 | 7274.6852 | 7400 | 7400 | 7400 | 7400
CDP3 | NSW | N3 | Central-West Orana | Wind | 258.73 | 396.73 | 838.9188 | 1458.5227 | 4368.9058 | 4368.9058 | 4368.9058 | 4368.9058 | 4368.9058 | 4368.9058 | 4368.9058 | 4368.9059 | 4368.9059 | 4368.9059 | 4368.9059 | 4368.9059 | 4368.9059 | 4368.9059 | 4368.9059 | 4368.9059 | 4368.9059 | 4368.9059 | 4368.9059 | 4368.9059 | 4368.9059 | 4741.1346 | 4741.1346 | 4741.1346
CDP3 | NSW | N4 | Broken Hill | Wind | 198.01 | 198.01 | 198.01 | 289.1799 | 289.1799 | 289.1799 | 289.1799 | 289.1799 | 289.1799 | 289.1799 | 289.1799 | 289.1799 | 289.1799 | 289.1799 | 289.1799 | 289.1799 | 289.1799 | 289.1799 | 289.1799 | 91.1699 | 91.1699 | 91.1699 | 91.1699 | 91.1699 | 91.1699 | 91.1699 | 91.1699 | 91.1699
CDP3 | NSW | N5 | South West NSW | Wind | 0 | 0 | 7.28e-06 | 460.3977 | 460.3977 | 460.3977 | 460.3977 | 460.3977 | 460.3977 | 460.3977 | 460.3977 | 460.3977 | 460.3977 | 460.3977 | 460.3977 | 460.3977 | 460.3977 | 460.3977 | 460.3977 | 460.3977 | 460.3977 | 460.3977 | 460.3977 | 460.3977 | 460.3977 | 460.3977 | 460.3977 | 460.3977
CDP3 | NSW | N6 | Wagga Wagga | Wind | 0 | 0 | 0 | 0 | 0 | 0 | 0 | 0 | 0 | 0 | 0 | 0 | 0 | 0 | 0 | 0 | 0 | 0 | 0 | 0 | 0 | 0 | 0 | 0 | 0 | 0 | 0 | 0
CDP3 | NSW | N7 | Tumut | Wind | 0 | 40.02 | 270.48 | 270.48 | 270.48 | 270.48 | 270.48 | 270.48 | 270.48 | 270.48 | 270.48 | 270.48 | 270.48 | 270.48 | 270.48 | 270.48 | 270.48 | 270.48 | 270.48 | 270.48 | 270.48 | 270.48 | 270.48 | 270.48 | 270.48 | 270.48 | 270.48 | 270.48
CDP3 | NSW | N8 | Cooma-Monaro | Wind | 113.18 | 113.18 | 413.18 | 446.739 | 446.739 | 446.739 | 446.739 | 446.739 | 446.739 | 446.739 | 446.739 | 446.739 | 446.739 | 446.739 | 446.739 | 446.739 | 374.4275 | 374.4275 | 374.4275 | 374.4275 | 374.4275 | 378.2628 | 383.0683 | 387.3219 | 398.9681 | 403.8054 | 403.8054 | 403.8054
CDP3 | NSW | N9 | Hunter-Central Coast | Wind | 0 | 0 | 400 | 544.1716 | 544.1716 | 544.1716 | 544.1716 | 544.1716 | 544.1716 | 544.1717 | 544.1717 | 544.1717 | 544.1717 | 544.1717 | 544.1717 | 544.1717 | 544.1717 | 544.1717 | 544.1717 | 544.1717 | 544.1717 | 544.1717 | 544.1717 | 544.1717 | 835.6245 | 1008.7974 | 1008.7974 | 1008.7974
CDP3 | NSW | N12 | Illawarra | Wind | 0 | 0 | 0 | 0 | 0 | 0 | 0 | 0 | 0 | 0 | 0 | 0 | 0 | 0 | 0 | 0 | 0 | 0 | 0 | 0 | 0 | 0 | 0 | 0 | 0 | 0 | 0 | 0
CDP3 | VIC | V0 | VIC Non-REZ | Wind | 0 | 0 | 3.42e-06 | 1.305e-05 | 2.36e-05 | 2.36e-05 | 2.36e-05 | 2.467e-05 | 2.833e-05 | 2.943e-05 | 3.558e-05 | 3.74e-05 | 3.74e-05 | 3.74e-05 | 3.74e-05 | 3.74e-05 | 3.74e-05 | 3.74e-05 | 3.74e-05 | 3.976e-05 | 4.226e-05 | 4.34e-05 | 4.34e-05 | 4.462e-05 | 4.462e-05 | 7.602e-05 | 7.602e-05 | 7.602e-05
CDP3 | VIC | V1 | Ovens Murray | Wind | 0 | 0 | 0 | 0 | 0 | 0 | 0 | 0 | 0 | 0 | 0 | 0 | 0 | 0 | 0 | 0 | 0 | 0 | 0 | 0 | 0 | 0 | 0 | 0 | 0 | 0 | 0 | 0
CDP3 | VIC | V2 | Murray River | Wind | 0 | 0 | 0 | 0 | 0 | 0 | 0 | 0 | 0 | 0 | 0 | 0 | 0 | 0 | 0 | 0 | 0 | 0 | 0 | 0 | 0 | 0 | 0 | 0 | 0 | 0 | 0 | 0
CDP3 | VIC | V3 | Western Victoria | Wind | 1934.5 | 1934.5 | 1934.5 | 1934.5 | 2634.5 | 2634.5 | 2634.5 | 2634.5 | 2634.5 | 2582 | 2390 | 2390 | 2390 | 2390 | 2390 | 2390 | 2390 | 2390 | 2358.95 | 2227.75 | 1915.75 | 1915.75 | 1915.75 | 1675.75 | 1647.05 | 1730.0112 | 1650.0612 | 1650.0612
CDP3 | VIC | V4 | South West Victoria | Wind | 2438.67 | 3283.23 | 3300.39 | 3300.39 | 3300.3904 | 3300.3904 | 3300.3904 | 3300.3904 | 3300.3904 | 3300.3904 | 3300.3904 | 3300.3904 | 3300.3904 | 3237.3904 | 2817.3904 | 2817.3904 | 2635.6904 | 2635.6904 | 2616.1904 | 2430.1904 | 2430.1904 | 1583.2005 | 1583.2005 | 1425.7005 | 2179.8832 | 2750.799 | 2683.9917 | 2683.9917
CDP3 | VIC | V5 | Gippsland | Wind | 0 | 0 | 4.41e-06 | 2.625e-05 | 655.1337 | 1078.1504 | 1078.1504 | 1078.1504 | 1078.1504 | 1078.1504 | 1078.1504 | 1078.1504 | 1078.1504 | 1078.1504 | 1078.1504 | 1078.1504 | 1078.1504 | 1078.1504 | 1078.1504 | 1078.1504 | 1078.1504 | 1078.1504 | 1078.1504 | 1078.1504 | 1078.1504 | 1078.1504 | 1078.1504 | 1078.1504
CDP3 | VIC | V6 | Central North VIC | Wind | 0 | 0 | 3.85e-06 | 9.05e-06 | 2.21e-05 | 2.62e-05 | 2.62e-05 | 2.723e-05 | 2.918e-05 | 3.464e-05 | 4.265e-05 | 4.265e-05 | 4.265e-05 | 4.265e-05 | 4.265e-05 | 4.265e-05 | 4.265e-05 | 4.265e-05 | 4.265e-05 | 4.265e-05 | 4.265e-05 | 4.265e-05 | 4.265e-05 | 4.265e-05 | 4.813e-05 | 4.813e-05 | 4.813e-05 | 4.813e-05
CDP3 | SA | S1 | South East SA | Wind | 324.5 | 324.5 | 324.5 | 324.5 | 902.3918 | 902.3918 | 902.3918 | 902.3918 | 902.3918 | 902.3918 | 902.3918 | 775.8918 | 775.8918 | 775.8918 | 616.8918 | 616.8918 | 577.8918 | 577.8918 | 577.8918 | 577.8918 | 577.8918 | 577.8918 | 577.8918 | 577.8918 | 577.8918 | 799.9997 | 799.9997 | 799.9997
CDP3 | SA | S2 | Riverland | Wind | 0 | 0 | 0 | 0 | 0 | 0 | 0 | 0 | 0 | 0 | 0 | 0 | 0 | 0 | 0 | 0 | 0 | 0 | 0 | 0 | 0 | 0 | 0 | 0 | 0 | 0 | 0 | 0
CDP3 | SA | S3 | Mid-North SA | Wind | 1591.41 | 1731.6 | 1731.6 | 1731.6001 | 2190.7688 | 2190.7688 | 2190.7688 | 2190.7688 | 2190.7688 | 2100.7615 | 2272.6217 | 2201.2217 | 2016.7417 | 2016.7417 | 2016.7417 | 1690.0417 | 2242.6692 | 2242.6692 | 2250.3201 | 2036.4601 | 2036.4601 | 1905.6602 | 2036.1344 | 2532.4525 | 2953.6027 | 2757.9127 | 2757.9127 | 2757.9127
CDP3 | SA | S4 | Yorke Peninsula | Wind | 90.75 | 90.75 | 90.75 | 106.2581 | 125.8534 | 70.255 | 70.255 | 70.255 | 70.255 | 70.255 | 70.255 | 70.255 | 70.255 | 70.255 | 110.5876 | 110.5876 | 110.5876 | 110.5876 | 110.5876 | 110.5876 | 110.5876 | 110.733 | 111.0848 | 111.0848 | 111.0848 | 112.2382 | 112.2382 | 112.3529
CDP3 | SA | S5 | Northern SA | Wind | 416.5 | 416.5 | 416.5 | 416.5 | 416.5 | 416.5 | 416.5 | 416.5 | 416.5 | 416.5 | 416.5 | 416.5 | 416.5 | 416.5 | 416.5 | 416.5 | 416.5 | 416.5 | 416.5 | 416.5 | 416.5 | 210 | 210 | 210 | 210 | 210 | 210 | 210
CDP3 | SA | S6 | Leigh Creek | Wind | 0 | 0 | 0 | 0 | 0 | 0 | 0 | 0 | 0 | 0 | 0 | 0 | 0 | 0 | 0 | 0 | 0 | 0 | 0 | 0 | 0 | 0 | 0 | 0 | 0 | 0 | 0 | 0
CDP3 | SA | S7 | Roxby Downs | Wind | 0 | 0 | 0 | 0 | 0 | 0 | 0 | 0 | 0 | 0 | 0 | 0 | 0 | 0 | 0 | 0 | 0 | 0 | 0 | 0 | 0 | 0 | 0 | 0 | 0 | 0 | 0 | 0
CDP3 | SA | S8 | Eastern Eyre Peninsula | Wind | 134.28 | 134.28 | 134.28 | 134.28 | 134.2801 | 134.2805 | 72.2805 | 72.2805 | 72.2805 | 72.2806 | 72.2806 | 0.00055416 | 0.00055416 | 0.00055416 | 84.6279 | 84.6279 | 84.6279 | 84.6279 | 84.6279 | 84.6279 | 84.6279 | 238.0686 | 330.6896 | 332.563 | 332.563 | 332.563 | 332.563 | 332.563
CDP3 | SA | S9 | Western Eyre Peninsula | Wind | 0 | 0 | 0 | 0 | 0 | 0 | 0 | 0 | 0 | 0 | 0 | 0 | 0 | 0 | 0 | 0 | 0 | 0 | 0 | 0 | 0 | 0 | 0 | 0 | 0 | 0 | 0 | 0
CDP3 | TAS | T1 | North East Tasmania | Wind | 168 | 168 | 168 | 223.5109 | 420.012 | 420.012 | 420.012 | 420.012 | 420.012 | 420.012 | 420.012 | 530.2741 | 538.402 | 568 | 568 | 568 | 568 | 568 | 568 | 568 | 568 | 568 | 568 | 568 | 568 | 568 | 400 | 400
CDP3 | TAS | T2 | North West Tasmania | Wind | 251.35 | 251.35 | 251.35 | 251.3507 | 259.0635 | 259.0635 | 259.0635 | 259.0635 | 259.0635 | 259.0635 | 259.0635 | 259.0635 | 259.0635 | 344.6882 | 344.6882 | 344.6882 | 344.6882 | 344.6882 | 344.6882 | 344.6882 | 344.6882 | 344.6882 | 344.6882 | 344.6882 | 344.6882 | 344.6882 | 204.9382 | 204.9382
CDP3 | TAS | T3 | Tasmania Midlands | Wind | 144 | 144 | 602.2959 | 733.7702 | 796.93 | 865.3189 | 931.3749 | 1012.3191 | 1234.5543 | 1234.5543 | 1437.271 | 1476.7806 | 1476.7806 | 1503.8477 | 1577.0121 | 1577.0121 | 1577.0121 | 1577.0121 | 1577.0121 | 1577.0121 | 1433.0121 | 1433.0121 | 1433.0121 | 1433.0121 | 1433.0121 | 1433.0121 | 1433.0121 | 1433.0121
CDP3 | NSW | N10 | Hunter Coast | Offshore Wind | 0 | 0 | 0 | 0 | 0 | 0 | 0 | 0 | 0 | 0 | 0 | 0 | 0 | 0 | 0 | 0 | 0 | 0 | 0 | 0 | 0 | 0 | 0 | 0 | 0 | 0 | 0 | 0
CDP3 | NSW | N11 | Illawarra Coast | Offshore Wind | 0 | 0 | 0 | 0 | 0 | 0 | 0 | 0 | 0 | 0 | 0 | 0 | 0 | 0 | 0 | 0 | 0 | 0 | 0 | 0 | 0 | 0 | 0 | 0 | 0 | 0 | 0 | 0
CDP3 | VIC | V7 | Gippsland Coast | Offshore Wind | 0 | 0 | 0 | 0 | 0 | 0 | 1000 | 2000 | 2666.6666 | 2666.6666 | 3333.3332 | 4300.7838 | 5219.9998 | 6219.9997 | 7220 | 8220 | 8220 | 8220 | 8220 | 8220 | 8220 | 8220 | 8220 | 8220 | 8220 | 8220 | 8220 | 8220
CDP3 | VIC | V8 | Portland Coast | Offshore Wind | 0 | 0 | 0 | 0 | 0 | 0 | 0 | 0 | 0 | 666.6666 | 666.6666 | 699.216 | 780 | 780 | 780 | 780 | 780 | 780 | 780 | 780 | 780 | 780 | 780 | 780 | 780 | 780 | 780 | 780
CDP3 | SA | S10 | South East SA Coast | Offshore Wind | 0 | 0 | 0 | 0 | 0 | 0 | 0 | 0 | 0 | 0 | 0 | 0 | 0 | 0 | 0 | 0 | 0 | 0 | 0 | 0 | 0 | 0 | 0 | 0 | 0 | 0 | 0 | 0
CDP3 | TAS | T4 | North West Tasmania Coast | Offshore Wind | 0 | 0 | 0 | 0 | 0 | 0 | 0 | 0 | 0 | 0 | 0 | 0 | 0 | 0 | 0 | 0 | 0 | 0 | 0 | 0 | 0 | 0 | 0 | 0 | 0 | 0 | 0 | 0
CDP3 | TAS | T5 | North East Tasmania Coast | Offshore Wind | 0 | 0 | 0 | 0 | 0 | 0 | 0 | 0 | 0 | 0 | 0 | 0 | 0 | 0 | 0 | 0 | 0 | 0 | 0 | 0 | 0 | 0 | 0 | 0 | 0 | 0 | 0 | 0
CDP4 | QLD | Q1 | Far North QLD | Solar | 0 | 0 | 0 | 0 | 0 | 0 | 0 | 0 | 0 | 0 | 0 | 0 | 0 | 0 | 0 | 0 | 0 | 0 | 0 | 0 | 0 | 0 | 0 | 0 | 0 | 0 | 0 | 0
CDP4 | QLD | Q2 | North Qld Clean Energy Hub | Solar | 84.47 | 84.47 | 84.47 | 84.47 | 84.47 | 84.47 | 84.47 | 84.47 | 84.47 | 84.47 | 84.47 | 84.4701 | 84.4701 | 35.9701 | 35.9701 | 35.9701 | 35.9702 | 220.2894 | 294.9186 | 294.9186 | 348.4583 | 348.4583 | 333.4583 | 333.4583 | 312.4883 | 578.7596 | 578.7596 | 578.7596
CDP4 | QLD | Q3 | Northern Qld | Solar | 437.13 | 437.13 | 437.13 | 437.13 | 437.13 | 437.13 | 437.13 | 437.13 | 437.13 | 437.13 | 437.13 | 437.13 | 437.13 | 437.13 | 437.13 | 437.13 | 437.13 | 437.13 | 315.97 | 200.01 | 200.01 | 200.01 | 200.01 | 100.03 | 100.03 | 100.03 | 0 | 0
CDP4 | QLD | Q4 | Isaac | Solar | 620.45 | 620.45 | 620.45 | 620.45 | 620.45 | 620.45 | 620.45 | 620.4501 | 620.4501 | 620.4501 | 620.4502 | 620.4505 | 620.4505 | 620.4505 | 620.4505 | 620.4505 | 620.4506 | 1067.4925 | 1067.4925 | 1067.4925 | 1024.9925 | 1024.9925 | 1024.9925 | 1024.9925 | 688.0426 | 1415.017 | 1389.017 | 1389.017
CDP4 | QLD | Q5 | Barcaldine | Solar | 14 | 14 | 14 | 86.6317 | 86.6317 | 86.6317 | 86.6317 | 86.6317 | 86.6317 | 89.4047 | 89.4047 | 89.4047 | 89.4047 | 89.4047 | 89.4047 | 89.4047 | 91.8493 | 91.8493 | 91.8493 | 77.8493 | 77.8493 | 77.8493 | 77.8493 | 77.8493 | 77.8493 | 77.8493 | 77.8493 | 77.8493
CDP4 | QLD | Q6 | Fitzroy | Solar | 81.72 | 81.72 | 81.72 | 81.72 | 81.72 | 81.72 | 81.72 | 81.72 | 81.72 | 81.7201 | 81.7201 | 81.7201 | 81.7201 | 81.7201 | 81.7201 | 81.7201 | 81.7202 | 81.7202 | 81.7203 | 81.7208 | 81.7208 | 81.7208 | 81.7208 | 205.9923 | 1680.7758 | 2077.3704 | 2735.3049 | 3372.2031
CDP4 | QLD | Q7 | Wide Bay | Solar | 306.83 | 366.83 | 468.23 | 468.23 | 468.23 | 468.23 | 468.23 | 468.23 | 468.2302 | 1950.5772 | 2459.2144 | 2506.8299 | 2506.8299 | 2506.8299 | 2506.8299 | 2506.8299 | 2506.8299 | 2506.8299 | 2506.8299 | 2506.83 | 2506.83 | 2506.83 | 2506.83 | 2506.83 | 2506.83 | 2375.95 | 2375.95 | 2375.95
CDP4 | QLD | Q8 | Darling Downs | Solar | 1484.68 | 1484.12 | 1483.56 | 1483.02 | 1482.46 | 1481.91 | 1481.34 | 1480.78 | 1721.5648 | 2505.6539 | 2505.6539 | 3380.7903 | 3270.7903 | 3270.7903 | 3270.7903 | 3270.7903 | 3270.7903 | 3270.7903 | 4476.0559 | 4559.934 | 4456.974 | 5090.81 | 4686.5362 | 5162.7857 | 5135.4857 | 6853.2598 | 6853.2598 | 6733.3798
CDP4 | QLD | Q9 | Banana | Solar | 0 | 0 | 0 | 0 | 0 | 0 | 0 | 0 | 0 | 0 | 0 | 0 | 0 | 0 | 0 | 0 | 0 | 0 | 0 | 0 | 0 | 0 | 0 | 0 | 0 | 0 | 0 | 0
CDP4 | NSW | N0 | NSW Non-REZ | Solar | 0 | 0 | 0 | 0 | 0 | 0 | 0 | 0 | 0 | 0 | 0 | 0 | 0 | 0 | 0 | 0 | 0 | 0 | 0 | 0 | 0 | 0 | 0 | 0 | 0 | 0 | 0 | 0
CDP4 | NSW | N1 | North West NSW | Solar | 166 | 166 | 202.4365 | 202.4365 | 202.4365 | 202.4365 | 202.4365 | 202.4365 | 202.4365 | 202.4365 | 202.4365 | 202.4365 | 202.4365 | 202.4365 | 202.4365 | 202.4365 | 202.4365 | 202.4365 | 202.4365 | 202.4365 | 202.4365 | 202.4365 | 177.4411 | 196.8037 | 196.8037 | 200.4796 | 216.968 | 216.968
CDP4 | NSW | N2 | New England | Solar | 535.02 | 855.02 | 1120.66 | 1120.66 | 1120.66 | 1252.61 | 1252.61 | 1252.61 | 1252.61 | 1252.61 | 1613.3672 | 1613.3672 | 1613.3672 | 1613.3672 | 1613.3672 | 1613.3672 | 1613.3672 | 2845.5521 | 3106.3681 | 4085.66 | 4085.66 | 4085.66 | 4085.66 | 4085.66 | 4085.66 | 4085.66 | 4085.66 | 4085.66
CDP4 | NSW | N3 | Central-West Orana | Solar | 1495.99 | 1495.99 | 1982.2871 | 1982.2871 | 2971.3593 | 3159.5946 | 3159.5946 | 3159.5946 | 3159.5946 | 3159.5946 | 3506.0763 | 3506.0763 | 3506.0763 | 3506.0763 | 3506.0763 | 3506.0763 | 3506.0763 | 3506.0763 | 3404.0563 | 3990.3259 | 3990.3259 | 3954.3159 | 3967.6422 | 5481.8861 | 5715.4022 | 7239.63 | 7169.88 | 7000
CDP4 | NSW | N4 | Broken Hill | Solar | 53 | 53 | 265.0142 | 265.0142 | 265.0142 | 265.0142 | 265.0142 | 265.0142 | 265.0142 | 265.0142 | 265.0142 | 265.0142 | 265.0142 | 265.0142 | 265.0142 | 265.0142 | 265.0142 | 265.0142 | 265.0142 | 250.0529 | 342.0581 | 342.0581 | 342.0581 | 342.0581 | 342.0581 | 342.0581 | 342.0581 | 342.0581
CDP4 | NSW | N5 | South West NSW | Solar | 1121.32 | 1121.32 | 1253.6764 | 1810.9789 | 1810.9789 | 1811.8789 | 1810.9789 | 1810.9789 | 1810.9789 | 1810.9789 | 1810.9789 | 1810.9789 | 1810.9789 | 1810.9789 | 1660.9489 | 1660.9489 | 1660.9489 | 1660.9489 | 1660.9489 | 2165.7107 | 2893.47 | 2893.47 | 2808.47 | 2808.47 | 3142.29 | 2809.95 | 2560.96 | 2530.96
CDP4 | NSW | N6 | Wagga Wagga | Solar | 456.22 | 816.1 | 816.1 | 816.1 | 816.1 | 816.1 | 816.1 | 816.1 | 816.1 | 816.1 | 816.1 | 816.1 | 816.1 | 816.1 | 816.1 | 816.1 | 816.1 | 816.1 | 816.1 | 816.1 | 816.1 | 816.1 | 816.1 | 816.1 | 816.1 | 816.1 | 289.88 | 289.88
CDP4 | NSW | N7 | Tumut | Solar | 0 | 0 | 0 | 0 | 0 | 0 | 0 | 0 | 0 | 0 | 0 | 0 | 0 | 0 | 0 | 0 | 0 | 0 | 0 | 0 | 0 | 0 | 0 | 0 | 0 | 0 | 0 | 0
CDP4 | NSW | N8 | Cooma-Monaro | Solar | 0 | 0 | 0 | 0 | 0 | 0 | 0 | 0 | 0 | 0 | 0 | 0 | 0 | 0 | 0 | 0 | 0 | 0 | 0 | 0 | 0 | 0 | 0 | 0 | 0 | 0 | 0 | 0
CDP4 | NSW | N9 | Hunter-Central Coast | Solar | 0 | 0 | 516 | 516 | 516 | 516 | 516 | 516 | 516 | 516 | 516 | 516 | 516 | 516 | 516 | 516 | 516 | 516 | 516 | 516 | 516 | 516 | 516 | 516 | 516 | 516 | 516 | 516
CDP4 | NSW | N12 | Illawarra | Solar | 0 | 0 | 0 | 0 | 0 | 0 | 0 | 0 | 0 | 0 | 0 | 0 | 0 | 0 | 0 | 0 | 0 | 0 | 0 | 0 | 0 | 0 | 0 | 0 | 0 | 0 | 0 | 0
CDP4 | VIC | V0 | VIC Non-REZ | Solar | 0 | 0 | 0 | 0 | 0 | 0 | 0 | 0 | 0 | 0 | 0 | 0 | 0 | 0 | 0 | 0 | 0 | 0 | 0 | 0 | 0 | 0 | 0 | 0 | 0 | 0 | 0 | 0
CDP4 | VIC | V1 | Ovens Murray | Solar | 0 | 0 | 2.46e-06 | 4.29e-06 | 5.46e-06 | 1.927e-05 | 1.927e-05 | 2.133e-05 | 4.911e-05 | 4.911e-05 | 4.911e-05 | 4.911e-05 | 4.911e-05 | 4.911e-05 | 4.911e-05 | 4.911e-05 | 5.036e-05 | 5.036e-05 | 5.266e-05 | 7.594e-05 | 7.594e-05 | 7.747e-05 | 7.747e-05 | 7.747e-05 | 9.263e-05 | 9.263e-05 | 9.263e-05 | 9.263e-05
CDP4 | VIC | V2 | Murray River | Solar | 624.12 | 719.22 | 869.26 | 869.26 | 869.26 | 869.2601 | 869.2601 | 869.2601 | 869.2601 | 869.2601 | 869.2601 | 869.2601 | 869.2601 | 869.2601 | 869.2601 | 869.2601 | 869.2601 | 869.2601 | 869.2601 | 1625.2033 | 2535.3846 | 2508.2146 | 2508.2146 | 2508.2146 | 2403.7809 | 2027.8509 | 1946.8509 | 1946.8509
CDP4 | VIC | V3 | Western Victoria | Solar | 0 | 0 | 118.8 | 118.8 | 118.8 | 118.8 | 118.8 | 118.8 | 118.8 | 118.8 | 118.8 | 118.8 | 118.8 | 118.8 | 118.8 | 118.8 | 118.8 | 118.8 | 118.8 | 118.8 | 118.8 | 118.8 | 118.8 | 118.8 | 118.8 | 118.8 | 118.8 | 118.8
CDP4 | VIC | V4 | South West Victoria | Solar | 0 | 0 | 0 | 0 | 0 | 0 | 0 | 0 | 0 | 0 | 0 | 0 | 0 | 0 | 0 | 0 | 0 | 0 | 0 | 0 | 0 | 0 | 0 | 0 | 0 | 0 | 0 | 0
CDP4 | VIC | V5 | Gippsland | Solar | 0 | 77 | 160.28 | 160.28 | 160.28 | 160.28 | 160.28 | 160.28 | 160.28 | 160.28 | 160.28 | 160.28 | 160.28 | 160.28 | 160.28 | 160.28 | 160.28 | 160.28 | 160.28 | 160.28 | 160.28 | 160.28 | 160.28 | 160.28 | 160.28 | 160.28 | 160.28 | 160.28
CDP4 | VIC | V6 | Central North VIC | Solar | 547.75 | 547.75 | 547.75 | 547.75 | 547.75 | 547.75 | 547.75 | 547.75 | 547.75 | 547.75 | 547.75 | 547.75 | 547.75 | 547.75 | 547.75 | 547.75 | 547.75 | 547.75 | 547.75 | 547.75 | 447.8 | 447.8 | 447.8 | 447.8 | 447.8 | 447.8 | 447.8 | 252.79
CDP4 | SA | S1 | South East SA | Solar | 224.9 | 224.9 | 224.9 | 224.9 | 224.9 | 224.9 | 224.9 | 224.9 | 224.9 | 224.9 | 224.9 | 224.9 | 224.9 | 224.9 | 224.9 | 224.9 | 224.9 | 182 | 182 | 182 | 182 | 182 | 182 | 182 | 182 | 87 | 87 | 87
CDP4 | SA | S2 | Riverland | Solar | 55.19 | 55.19 | 55.19 | 55.19 | 55.19 | 55.1901 | 55.1901 | 49.0701 | 49.0701 | 49.0701 | 49.0701 | 49.0701 | 49.0701 | 49.0701 | 49.0701 | 49.0701 | 49.0701 | 37.3501 | 37.3501 | 613.4261 | 1226.3421 | 1218.9721 | 1218.9721 | 1218.9721 | 1218.9721 | 1218.9721 | 1218.9721 | 1218.9721
CDP4 | SA | S3 | Mid-North SA | Solar | 0 | 0 | 0 | 0 | 0 | 0 | 0 | 0 | 0 | 0 | 0 | 0 | 0 | 0 | 0 | 0 | 0 | 0 | 0 | 0 | 0 | 0 | 0 | 0 | 0 | 0 | 0 | 0
CDP4 | SA | S4 | Yorke Peninsula | Solar | 0 | 0 | 0 | 0 | 0 | 0 | 0 | 0 | 0 | 0 | 0 | 0 | 0 | 0 | 0 | 0 | 0 | 0 | 0 | 0 | 0 | 0 | 0 | 0 | 0 | 0 | 0 | 0
CDP4 | SA | S5 | Northern SA | Solar | 298.44 | 298.44 | 578.2 | 578.2 | 578.2 | 578.2 | 578.2 | 578.2 | 578.2 | 578.2 | 578.2001 | 578.2001 | 578.2001 | 578.2001 | 578.2001 | 578.2001 | 578.2001 | 578.2001 | 578.2001 | 578.2001 | 1355.0889 | 1355.0889 | 1355.0889 | 1275.8889 | 1275.8889 | 1275.8889 | 1275.8889 | 1275.8889
CDP4 | SA | S6 | Leigh Creek | Solar | 0 | 0 | 0 | 0 | 0 | 0 | 0 | 0 | 0 | 0 | 0 | 0 | 0 | 0 | 0 | 0 | 0 | 0 | 0 | 0 | 0 | 0 | 0 | 0 | 0 | 0 | 0 | 0
CDP4 | SA | S7 | Roxby Downs | Solar | 0 | 0 | 2.71e-06 | 2.472e-05 | 89.7112 | 89.7112 | 89.7112 | 89.7112 | 89.7112 | 89.7112 | 335.8643 | 335.8643 | 335.8643 | 335.8643 | 335.8643 | 335.8643 | 468.7389 | 468.7389 | 518.7991 | 518.7991 | 589.1913 | 589.1913 | 589.1913 | 589.1913 | 589.1913 | 589.1913 | 600.3693 | 600.3693
CDP4 | SA | S8 | Eastern Eyre Peninsula | Solar | 0 | 0 | 0 | 0 | 0 | 0 | 0 | 0 | 0 | 0 | 0 | 0 | 0 | 0 | 0 | 0 | 0 | 0 | 0 | 0 | 0 | 0 | 0 | 0 | 0 | 0 | 0 | 0
CDP4 | SA | S9 | Western Eyre Peninsula | Solar | 0 | 0 | 0 | 0 | 0 | 0 | 0 | 0 | 0 | 0 | 0 | 0 | 0 | 0 | 0 | 0 | 0 | 0 | 0 | 0 | 0 | 0 | 0 | 0 | 0 | 0 | 0 | 0
CDP4 | TAS | T1 | North East Tasmania | Solar | 0 | 0 | 0 | 0 | 0 | 0 | 0 | 0 | 0 | 0 | 0 | 0 | 0 | 0 | 0 | 0 | 0 | 0 | 0 | 0 | 0 | 0 | 0 | 0 | 0 | 0 | 0 | 0
CDP4 | TAS | T2 | North West Tasmania | Solar | 0 | 0 | 0 | 0 | 0 | 0 | 0 | 0 | 0 | 0 | 0 | 0 | 0 | 0 | 0 | 0 | 0 | 0 | 0 | 0 | 0 | 0 | 0 | 0 | 0 | 0 | 0 | 0
CDP4 | TAS | T3 | Tasmania Midlands | Solar | 0 | 0 | 0 | 0 | 0 | 0 | 0 | 0 | 0 | 0 | 0 | 0 | 0 | 0 | 0 | 0 | 0 | 0 | 0 | 0 | 0 | 0 | 0 | 0 | 0 | 0 | 0 | 0
CDP4 | QLD | Q1 | Far North QLD | Wind | 332.44 | 332.44 | 332.44 | 902.44 | 1024.0299 | 1024.0299 | 1024.0299 | 1024.0299 | 1024.0299 | 1025.6622 | 1025.6622 | 1043.3252 | 1043.3252 | 1043.3252 | 1043.3252 | 1043.3252 | 1043.3252 | 1043.3252 | 1043.3252 | 994.3329 | 1142.8466 | 1142.8466 | 1142.8466 | 1142.8466 | 1020.7574 | 1030.2832 | 1030.2832 | 1030.2832
CDP4 | QLD | Q2 | North Qld Clean Energy Hub | Wind | 43.2 | 43.2 | 43.2 | 700.2087 | 908.1564 | 1490.0993 | 1490.0993 | 1490.0993 | 1490.0993 | 1655.5884 | 1655.5884 | 1729.5689 | 1924.5787 | 1924.5787 | 1924.5787 | 1924.5787 | 1924.5787 | 1924.5787 | 1924.5787 | 1951.6716 | 2279.8916 | 2279.8916 | 2236.6916 | 2236.6916 | 2236.6916 | 2399.8458 | 2429.5482 | 2429.5482
CDP4 | QLD | Q3 | Northern Qld | Wind | 0 | 0 | 0 | 0 | 0 | 0 | 0 | 0 | 0 | 0 | 0 | 0 | 0 | 0 | 0 | 0 | 0 | 0 | 0 | 0 | 0 | 0 | 0 | 0 | 0 | 0 | 0 | 0
CDP4 | QLD | Q4 | Isaac | Wind | 300 | 439 | 439 | 439 | 524.8279 | 524.8279 | 524.8279 | 524.8279 | 524.8279 | 1243.9424 | 1243.9424 | 1243.9424 | 1305.5956 | 1305.5956 | 1305.5956 | 1305.5956 | 1305.5956 | 1305.5956 | 1305.5956 | 1305.5956 | 2165.0978 | 2165.0978 | 2165.0978 | 2165.0978 | 2165.0978 | 1932.9484 | 1932.9484 | 1932.9484
CDP4 | QLD | Q5 | Barcaldine | Wind | 0 | 0 | 1.99e-06 | 6.69e-06 | 2.788e-05 | 5.123e-05 | 5.123e-05 | 5.123e-05 | 5.527e-05 | 0.00034464 | 11.4819 | 11.4819 | 11.4819 | 11.4819 | 11.4819 | 11.4819 | 11.4819 | 11.4819 | 11.4819 | 99.4111 | 109.3081 | 109.3081 | 109.3081 | 109.3081 | 109.3081 | 110.3633 | 110.3633 | 110.3633
CDP4 | QLD | Q6 | Fitzroy | Wind | 0 | 0 | 2.18e-06 | 508.1524 | 900 | 900 | 900 | 900 | 900 | 900 | 900 | 900 | 900 | 900 | 900 | 900 | 900 | 900 | 900 | 900 | 900 | 900 | 900 | 900 | 900 | 900 | 900 | 900
CDP4 | QLD | Q7 | Wide Bay | Wind | 0 | 0 | 4.2e-06 | 1.415e-05 | 2.009e-05 | 2.009e-05 | 2.009e-05 | 2.238e-05 | 2.542e-05 | 6.293e-05 | 0.00010916 | 0.00011957 | 162.6908 | 162.6908 | 162.6908 | 162.6908 | 162.6908 | 162.6908 | 162.6908 | 162.6909 | 162.6909 | 335.4289 | 335.4289 | 335.4289 | 1100 | 1100 | 1100 | 1100
CDP4 | QLD | Q8 | Darling Downs | Wind | 1788.35 | 1788.35 | 1788.35 | 3188.35 | 4144.4782 | 4144.4782 | 4144.4782 | 4144.4782 | 4144.4782 | 4144.4782 | 4924.5004 | 4931.0404 | 4931.0404 | 4931.0404 | 4931.0404 | 4931.0404 | 4931.0404 | 4931.0404 | 4931.0404 | 4931.0404 | 4491.0704 | 4491.0704 | 4491.0704 | 4491.0704 | 6948.38 | 6948.38 | 6948.38 | 6948.38
CDP4 | QLD | Q9 | Banana | Wind | 0 | 0 | 0 | 0 | 0 | 0 | 0 | 0 | 0 | 0 | 0 | 0 | 0 | 0 | 0 | 0 | 0 | 0 | 0 | 0 | 0 | 0 | 0 | 0 | 0 | 0 | 0 | 0
CDP4 | NSW | N0 | NSW Non-REZ | Wind | 0 | 0 | 0 | 0 | 0 | 0 | 0 | 0 | 0 | 0 | 0 | 0 | 0 | 0 | 0 | 0 | 0 | 0 | 0 | 0 | 0 | 0 | 0 | 0 | 0 | 0 | 0 | 0
CDP4 | NSW | N1 | North West NSW | Wind | 0 | 0 | 0 | 0 | 0 | 0 | 0 | 0 | 0 | 0 | 0 | 0 | 0 | 0 | 0 | 0 | 0 | 0 | 0 | 0 | 0 | 0 | 0 | 0 | 0 | 0 | 0 | 0
CDP4 | NSW | N2 | New England | Wind | 442.48 | 442.48 | 782.1111 | 814.9818 | 814.9818 | 3466.8004 | 3466.8004 | 3466.8004 | 3466.8004 | 3466.8004 | 4063.1237 | 4063.1237 | 4063.1237 | 4063.1237 | 3890.6437 | 3890.6437 | 4470.4766 | 6006.0225 | 6958.5789 | 7261.3826 | 7261.3826 | 7261.3826 | 7261.3826 | 7261.3826 | 7400 | 7400 | 7400 | 7400
CDP4 | NSW | N3 | Central-West Orana | Wind | 258.73 | 396.73 | 839.0295 | 1457.3521 | 4365.2889 | 4365.2889 | 4365.2889 | 4365.2889 | 4365.2889 | 4365.2889 | 4365.2889 | 4365.2889 | 4365.2889 | 4365.2889 | 4365.2889 | 4365.2889 | 4365.2889 | 4365.2889 | 4365.2889 | 4365.2889 | 4365.2889 | 4365.2889 | 4365.2889 | 4365.2889 | 4365.2889 | 4723.4818 | 4723.4818 | 4723.4818
CDP4 | NSW | N4 | Broken Hill | Wind | 198.01 | 198.01 | 198.01 | 289.1799 | 289.1799 | 289.1799 | 289.1799 | 289.1799 | 289.1799 | 289.1799 | 289.1799 | 289.1799 | 289.1799 | 289.1799 | 289.1799 | 289.1799 | 289.1799 | 289.1799 | 289.1799 | 91.1699 | 91.1699 | 91.1699 | 91.1699 | 91.1699 | 91.1699 | 91.1699 | 91.1699 | 91.1699
CDP4 | NSW | N5 | South West NSW | Wind | 0 | 0 | 6.29e-06 | 464.774 | 464.774 | 464.774 | 464.774 | 464.774 | 464.774 | 464.774 | 464.774 | 464.774 | 464.774 | 464.774 | 464.774 | 464.774 | 464.774 | 464.774 | 464.774 | 464.774 | 464.774 | 464.774 | 464.774 | 464.774 | 464.774 | 464.774 | 464.774 | 464.774
CDP4 | NSW | N6 | Wagga Wagga | Wind | 0 | 0 | 0 | 0 | 0 | 0 | 0 | 0 | 0 | 0 | 0 | 0 | 0 | 0 | 0 | 0 | 0 | 0 | 0 | 0 | 0 | 0 | 0 | 0 | 0 | 0 | 0 | 0
CDP4 | NSW | N7 | Tumut | Wind | 0 | 40.02 | 270.48 | 270.48 | 270.48 | 270.48 | 270.48 | 270.48 | 270.48 | 270.48 | 270.48 | 270.48 | 270.48 | 270.48 | 270.48 | 270.48 | 270.48 | 270.48 | 270.48 | 270.48 | 270.48 | 270.48 | 270.48 | 270.48 | 270.48 | 270.48 | 270.48 | 270.48
CDP4 | NSW | N8 | Cooma-Monaro | Wind | 113.18 | 113.18 | 413.18 | 446.7388 | 446.7388 | 446.7388 | 446.7388 | 446.7388 | 446.7388 | 446.7388 | 446.7388 | 446.7388 | 446.7388 | 446.7388 | 446.7388 | 446.7388 | 375.2541 | 375.2541 | 375.2541 | 375.2541 | 375.2541 | 375.9208 | 382.8699 | 386.9149 | 398.7774 | 403.5937 | 403.5937 | 403.5937
CDP4 | NSW | N9 | Hunter-Central Coast | Wind | 0 | 0 | 400 | 544.3774 | 544.3774 | 544.3774 | 544.3774 | 544.3774 | 544.3774 | 544.3774 | 544.3774 | 544.3774 | 544.3774 | 544.3774 | 544.3774 | 544.3774 | 544.3774 | 544.3774 | 544.3774 | 544.3774 | 559.9934 | 559.9934 | 559.9934 | 559.9934 | 835.6245 | 1008.3829 | 1008.3829 | 1008.3829
CDP4 | NSW | N12 | Illawarra | Wind | 0 | 0 | 0 | 0 | 0 | 0 | 0 | 0 | 0 | 0 | 0 | 0 | 0 | 0 | 0 | 0 | 0 | 0 | 0 | 0 | 0 | 0 | 0 | 0 | 0 | 0 | 0 | 0
CDP4 | VIC | V0 | VIC Non-REZ | Wind | 0 | 0 | 2.97e-06 | 1.087e-05 | 1.944e-05 | 1.944e-05 | 1.944e-05 | 1.944e-05 | 2.262e-05 | 2.262e-05 | 2.737e-05 | 2.889e-05 | 2.889e-05 | 2.889e-05 | 2.889e-05 | 2.889e-05 | 2.889e-05 | 2.889e-05 | 2.889e-05 | 3.002e-05 | 3.237e-05 | 3.237e-05 | 3.237e-05 | 3.237e-05 | 3.352e-05 | 4.089e-05 | 4.089e-05 | 4.089e-05
CDP4 | VIC | V1 | Ovens Murray | Wind | 0 | 0 | 0 | 0 | 0 | 0 | 0 | 0 | 0 | 0 | 0 | 0 | 0 | 0 | 0 | 0 | 0 | 0 | 0 | 0 | 0 | 0 | 0 | 0 | 0 | 0 | 0 | 0
CDP4 | VIC | V2 | Murray River | Wind | 0 | 0 | 0 | 0 | 0 | 0 | 0 | 0 | 0 | 0 | 0 | 0 | 0 | 0 | 0 | 0 | 0 | 0 | 0 | 0 | 0 | 0 | 0 | 0 | 0 | 0 | 0 | 0
CDP4 | VIC | V3 | Western Victoria | Wind | 1934.5 | 1934.5 | 1934.5 | 1934.5 | 2634.5 | 2634.5 | 2634.5 | 2634.5 | 2634.5 | 2582 | 2390 | 2390 | 2390 | 2390 | 2390 | 2390 | 2390 | 2390 | 2358.95 | 2227.75 | 1915.75 | 1915.75 | 1915.75 | 1675.75 | 1647.05 | 1702.5971 | 1622.6471 | 1622.6471
CDP4 | VIC | V4 | South West Victoria | Wind | 2438.67 | 3283.23 | 3300.39 | 3300.39 | 3300.3904 | 3300.3904 | 3300.3904 | 3300.3904 | 3300.3904 | 3300.3904 | 3300.3904 | 3300.3904 | 3300.3904 | 3237.3904 | 2817.3904 | 2817.3904 | 2635.6904 | 2635.6904 | 2616.1904 | 2430.1904 | 2430.1904 | 1583.2005 | 1583.2005 | 1425.7005 | 2100.2959 | 2758.06 | 2689.9414 | 2689.9414
CDP4 | VIC | V5 | Gippsland | Wind | 0 | 0 | 3.81e-06 | 2.258e-05 | 656.6333 | 1101.0542 | 1101.0542 | 1101.0542 | 1101.0542 | 1101.0542 | 1101.0542 | 1101.0542 | 1101.0542 | 1101.0542 | 1101.0542 | 1101.0542 | 1101.0542 | 1101.0542 | 1101.0542 | 1101.0542 | 1101.0542 | 1101.0542 | 1101.0542 | 1101.0542 | 1101.0542 | 1101.0542 | 1101.0542 | 1101.0542
CDP4 | VIC | V6 | Central North VIC | Wind | 0 | 0 | 3.35e-06 | 7.76e-06 | 1.882e-05 | 2.117e-05 | 2.117e-05 | 2.117e-05 | 2.478e-05 | 2.478e-05 | 3.52e-05 | 3.52e-05 | 3.52e-05 | 3.52e-05 | 3.52e-05 | 3.52e-05 | 3.52e-05 | 3.52e-05 | 3.52e-05 | 3.52e-05 | 3.52e-05 | 3.52e-05 | 3.52e-05 | 3.52e-05 | 3.767e-05 | 3.767e-05 | 3.767e-05 | 3.767e-05
CDP4 | SA | S1 | South East SA | Wind | 324.5 | 324.5 | 324.5 | 324.5 | 893.5393 | 893.5393 | 893.5393 | 893.5393 | 893.5393 | 893.5393 | 893.5393 | 767.0393 | 767.0393 | 767.0393 | 608.0393 | 608.0393 | 569.0393 | 569.0393 | 569.0393 | 569.0393 | 569.0393 | 569.0393 | 569.0393 | 569.0393 | 569.0393 | 800 | 800 | 800
CDP4 | SA | S2 | Riverland | Wind | 0 | 0 | 0 | 0 | 0 | 0 | 0 | 0 | 0 | 0 | 0 | 0 | 0 | 0 | 0 | 0 | 0 | 0 | 0 | 0 | 0 | 0 | 0 | 0 | 0 | 0 | 0 | 0
CDP4 | SA | S3 | Mid-North SA | Wind | 1591.41 | 1731.6 | 1731.6 | 1731.6001 | 2190.6069 | 2190.6069 | 2190.6069 | 2190.6069 | 2190.6069 | 2091.9069 | 2259.5087 | 2188.1087 | 2003.6287 | 2003.6287 | 2003.6287 | 1676.9287 | 2250.3201 | 2250.3201 | 2250.3201 | 2036.4601 | 2036.4601 | 1905.6601 | 2003.6267 | 2498.2268 | 2937.9465 | 2742.2565 | 2742.2565 | 2742.2565
CDP4 | SA | S4 | Yorke Peninsula | Wind | 90.75 | 90.75 | 90.75 | 106.2635 | 125.9264 | 83.3432 | 83.3432 | 83.3432 | 83.3432 | 83.3432 | 83.3432 | 83.3432 | 83.3432 | 83.3432 | 110.5876 | 110.5876 | 110.5876 | 110.5876 | 110.5876 | 110.5876 | 110.5876 | 110.7333 | 111.0828 | 111.0828 | 111.0828 | 111.9703 | 111.9703 | 112.3529
CDP4 | SA | S5 | Northern SA | Wind | 416.5 | 416.5 | 416.5 | 416.5 | 416.5 | 416.5 | 416.5 | 416.5 | 416.5 | 416.5 | 416.5 | 416.5 | 416.5 | 416.5 | 416.5 | 416.5 | 416.5 | 416.5 | 416.5 | 416.5 | 416.5 | 210 | 210 | 210 | 210 | 210 | 210 | 210
CDP4 | SA | S6 | Leigh Creek | Wind | 0 | 0 | 0 | 0 | 0 | 0 | 0 | 0 | 0 | 0 | 0 | 0 | 0 | 0 | 0 | 0 | 0 | 0 | 0 | 0 | 0 | 0 | 0 | 0 | 0 | 0 | 0 | 0
CDP4 | SA | S7 | Roxby Downs | Wind | 0 | 0 | 0 | 0 | 0 | 0 | 0 | 0 | 0 | 0 | 0 | 0 | 0 | 0 | 0 | 0 | 0 | 0 | 0 | 0 | 0 | 0 | 0 | 0 | 0 | 0 | 0 | 0
CDP4 | SA | S8 | Eastern Eyre Peninsula | Wind | 134.28 | 134.28 | 134.28 | 134.28 | 134.2801 | 134.2805 | 72.2805 | 72.2805 | 72.2805 | 72.2805 | 72.2805 | 0.00052838 | 0.00052838 | 0.00052838 | 87.6166 | 87.6166 | 87.6166 | 87.6166 | 87.6166 | 87.6166 | 87.6166 | 188.6056 | 330.689 | 332.4487 | 332.4487 | 332.4487 | 332.4487 | 332.4487
CDP4 | SA | S9 | Western Eyre Peninsula | Wind | 0 | 0 | 0 | 0 | 0 | 0 | 0 | 0 | 0 | 0 | 0 | 0 | 0 | 0 | 0 | 0 | 0 | 0 | 0 | 0 | 0 | 0 | 0 | 0 | 0 | 0 | 0 | 0
CDP4 | TAS | T1 | North East Tasmania | Wind | 168 | 168 | 168 | 223.5119 | 419.9978 | 419.9978 | 419.9978 | 419.9978 | 419.9979 | 419.9979 | 419.9979 | 530.246 | 538.3883 | 568 | 568 | 568 | 568 | 568 | 568 | 568 | 568 | 568 | 568 | 568 | 568 | 568 | 400 | 400
CDP4 | TAS | T2 | North West Tasmania | Wind | 251.35 | 251.35 | 251.35 | 251.3505 | 259.0815 | 259.0815 | 259.0815 | 259.0815 | 259.0815 | 259.0815 | 259.0815 | 259.0815 | 259.0815 | 344.7468 | 344.7468 | 344.7468 | 344.7468 | 344.7468 | 344.7468 | 344.7468 | 344.7468 | 344.7468 | 344.7468 | 344.7468 | 344.7468 | 344.7468 | 204.9968 | 204.9968
CDP4 | TAS | T3 | Tasmania Midlands | Wind | 144 | 144 | 602.2959 | 733.7699 | 796.9244 | 865.4147 | 931.1487 | 1012.3158 | 1234.5508 | 1234.5508 | 1437.2674 | 1476.7807 | 1476.7807 | 1503.8477 | 1576.9546 | 1576.9546 | 1576.9546 | 1576.9546 | 1576.9546 | 1576.9546 | 1432.9546 | 1432.9546 | 1432.9546 | 1432.9546 | 1432.9546 | 1432.9546 | 1432.9546 | 1432.9546
CDP4 | NSW | N10 | Hunter Coast | Offshore Wind | 0 | 0 | 0 | 0 | 0 | 0 | 0 | 0 | 0 | 0 | 0 | 0 | 0 | 0 | 0 | 0 | 0 | 0 | 0 | 0 | 0 | 0 | 0 | 0 | 0 | 0 | 0 | 0
CDP4 | NSW | N11 | Illawarra Coast | Offshore Wind | 0 | 0 | 0 | 0 | 0 | 0 | 0 | 0 | 0 | 0 | 0 | 0 | 0 | 0 | 0 | 0 | 0 | 0 | 0 | 0 | 0 | 0 | 0 | 0 | 0 | 0 | 0 | 0
CDP4 | VIC | V7 | Gippsland Coast | Offshore Wind | 0 | 0 | 0 | 0 | 0 | 0 | 1000 | 2000 | 2666.6666 | 2666.6666 | 3333.3333 | 4292.0077 | 5219.9998 | 6219.9998 | 7220 | 8220 | 8220 | 8220 | 8220 | 8220 | 8220 | 8220 | 8220 | 8220 | 8220 | 8220 | 8220 | 8220
CDP4 | VIC | V8 | Portland Coast | Offshore Wind | 0 | 0 | 0 | 0 | 0 | 0 | 0 | 0 | 0 | 666.6666 | 666.6666 | 707.9921 | 780 | 780 | 780 | 780 | 780 | 780 | 780 | 780 | 780 | 780 | 780 | 780 | 780 | 780 | 780 | 780
CDP4 | SA | S10 | South East SA Coast | Offshore Wind | 0 | 0 | 0 | 0 | 0 | 0 | 0 | 0 | 0 | 0 | 0 | 0 | 0 | 0 | 0 | 0 | 0 | 0 | 0 | 0 | 0 | 0 | 0 | 0 | 0 | 0 | 0 | 0
CDP4 | TAS | T4 | North West Tasmania Coast | Offshore Wind | 0 | 0 | 0 | 0 | 0 | 0 | 0 | 0 | 0 | 0 | 0 | 0 | 0 | 0 | 0 | 0 | 0 | 0 | 0 | 0 | 0 | 0 | 0 | 0 | 0 | 0 | 0 | 0
CDP4 | TAS | T5 | North East Tasmania Coast | Offshore Wind | 0 | 0 | 0 | 0 | 0 | 0 | 0 | 0 | 0 | 0 | 0 | 0 | 0 | 0 | 0 | 0 | 0 | 0 | 0 | 0 | 0 | 0 | 0 | 0 | 0 | 0 | 0 | 0
CDP5 | QLD | Q1 | Far North QLD | Solar | 0 | 0 | 0 | 0 | 0 | 0 | 0 | 0 | 0 | 0 | 0 | 0 | 0 | 0 | 0 | 0 | 0 | 0 | 0 | 0 | 0 | 0 | 0 | 0 | 0 | 0 | 0 | 0
CDP5 | QLD | Q2 | North Qld Clean Energy Hub | Solar | 84.47 | 84.47 | 84.47 | 84.47 | 84.47 | 84.47 | 84.47 | 84.47 | 84.47 | 84.47 | 84.47 | 84.4701 | 84.4701 | 35.9701 | 35.9701 | 35.9701 | 35.9702 | 226.5848 | 307.9193 | 307.9193 | 307.9193 | 307.9193 | 292.9193 | 292.9193 | 271.9493 | 583.7742 | 583.7742 | 583.7742
CDP5 | QLD | Q3 | Northern Qld | Solar | 437.13 | 437.13 | 437.13 | 437.13 | 437.13 | 437.13 | 437.13 | 437.13 | 437.13 | 437.13 | 437.13 | 437.13 | 437.13 | 437.13 | 437.13 | 437.13 | 437.13 | 437.13 | 315.97 | 200.01 | 200.01 | 200.01 | 200.01 | 100.03 | 100.03 | 100.03 | 0 | 0
CDP5 | QLD | Q4 | Isaac | Solar | 620.45 | 620.45 | 620.45 | 620.45 | 620.45 | 620.45 | 620.45 | 620.45 | 620.4501 | 620.4501 | 620.4502 | 620.4506 | 620.4506 | 620.4506 | 620.4506 | 620.4506 | 620.4507 | 1085.1275 | 1085.1275 | 1085.1275 | 1042.6275 | 1042.6275 | 1042.6275 | 1042.6275 | 759.5188 | 1585.2511 | 1559.2511 | 1559.2511
CDP5 | QLD | Q5 | Barcaldine | Solar | 14 | 14 | 14 | 86.6316 | 86.6316 | 86.6316 | 86.6316 | 86.6316 | 86.6316 | 89.2482 | 89.2482 | 89.2482 | 89.2482 | 89.2482 | 89.2482 | 89.2482 | 91.421 | 91.421 | 91.421 | 77.421 | 77.421 | 77.421 | 77.421 | 77.421 | 77.421 | 77.421 | 77.421 | 77.421
CDP5 | QLD | Q6 | Fitzroy | Solar | 81.72 | 81.72 | 81.72 | 81.72 | 81.72 | 81.72 | 81.72 | 81.72 | 81.72 | 81.7201 | 81.7201 | 81.7201 | 81.7201 | 81.7201 | 81.7201 | 81.7201 | 81.7202 | 81.7202 | 81.7203 | 81.7208 | 81.7208 | 81.7208 | 81.7208 | 81.7223 | 1459.326 | 1690.5127 | 2364.7096 | 2854.2747
CDP5 | QLD | Q7 | Wide Bay | Solar | 306.83 | 366.83 | 468.23 | 468.23 | 468.23 | 468.23 | 468.23 | 468.23 | 468.2301 | 1908.3292 | 2506.8299 | 2506.8299 | 2506.8299 | 2506.8299 | 2506.8299 | 2506.8299 | 2506.8299 | 2506.8299 | 2506.8299 | 2506.83 | 2506.83 | 2506.83 | 2506.83 | 2506.83 | 2506.83 | 2375.95 | 2375.95 | 2375.95
CDP5 | QLD | Q8 | Darling Downs | Solar | 1484.68 | 1484.12 | 1483.56 | 1483.02 | 1482.46 | 1481.91 | 1481.34 | 1480.78 | 1742.5614 | 2495.26 | 2495.26 | 3381.0397 | 3271.0397 | 3271.0397 | 3271.0397 | 3271.0397 | 3271.0397 | 3271.0397 | 4468.2719 | 4460.7118 | 4357.7518 | 5034.8953 | 4461.2331 | 5018.4061 | 4991.1061 | 6853.4636 | 6853.4636 | 6733.5836
CDP5 | QLD | Q9 | Banana | Solar | 0 | 0 | 0 | 0 | 0 | 0 | 0 | 0 | 0 | 0 | 0 | 0 | 0 | 0 | 0 | 0 | 0 | 0 | 0 | 0 | 0 | 0 | 0 | 0 | 0 | 0 | 0 | 0
CDP5 | NSW | N0 | NSW Non-REZ | Solar | 0 | 0 | 0 | 0 | 0 | 0 | 0 | 0 | 0 | 0 | 0 | 0 | 0 | 0 | 0 | 0 | 0 | 0 | 0 | 0 | 0 | 0 | 0 | 0 | 0 | 0 | 0 | 0
CDP5 | NSW | N1 | North West NSW | Solar | 166 | 166 | 203.0653 | 203.0653 | 203.0653 | 203.0653 | 203.0653 | 203.0653 | 203.0653 | 203.0653 | 203.0653 | 203.0653 | 203.0653 | 203.0653 | 203.0653 | 203.0653 | 203.0653 | 203.0653 | 203.0653 | 203.0653 | 203.0653 | 203.0653 | 177.4411 | 196.1219 | 196.1219 | 200.4795 | 216.775 | 216.775
CDP5 | NSW | N2 | New England | Solar | 535.02 | 855.02 | 1120.66 | 1120.66 | 1120.66 | 1248.0472 | 1248.0472 | 1248.0472 | 1248.0472 | 1248.0473 | 1652.8266 | 1652.8266 | 1652.8266 | 1652.8266 | 1652.8266 | 1652.8266 | 1652.8266 | 2962.0888 | 3087.6233 | 4085.66 | 4085.66 | 4085.66 | 4085.66 | 4085.66 | 4085.66 | 4085.66 | 4085.66 | 4085.66
CDP5 | NSW | N3 | Central-West Orana | Solar | 1495.99 | 1495.99 | 1970.5358 | 1970.5358 | 3010.6666 | 3227.9563 | 3227.9563 | 3227.9563 | 3227.9563 | 3227.9563 | 3554.1818 | 3554.1818 | 3554.1818 | 3554.1818 | 3554.1818 | 3554.1818 | 3554.1818 | 3554.1818 | 3452.1618 | 3829.5161 | 3829.5161 | 3793.5061 | 3806.4041 | 5480.7407 | 5714.7652 | 7239.63 | 7169.88 | 7000
CDP5 | NSW | N4 | Broken Hill | Solar | 53 | 53 | 265.1049 | 265.1049 | 265.1049 | 265.1049 | 265.1049 | 265.1049 | 265.1049 | 265.1049 | 265.1049 | 265.1049 | 265.1049 | 265.1049 | 265.1049 | 265.1049 | 265.1049 | 265.1049 | 265.1049 | 250.0841 | 346.9266 | 346.9266 | 346.9266 | 346.9266 | 346.9266 | 346.9266 | 346.9266 | 346.9266
CDP5 | NSW | N5 | South West NSW | Solar | 1121.32 | 1121.32 | 1260.0179 | 1807.9699 | 1807.9699 | 1808.8699 | 1807.9699 | 1807.9699 | 1807.9699 | 1807.9699 | 1807.9699 | 1807.9699 | 1807.9699 | 1807.9699 | 1657.9399 | 1657.9399 | 1657.9399 | 1657.9399 | 1657.9399 | 2397.3081 | 2965.6143 | 2965.6143 | 2880.6143 | 2880.6143 | 3113.1922 | 2809.95 | 2560.96 | 2530.96
CDP5 | NSW | N6 | Wagga Wagga | Solar | 456.22 | 816.1 | 816.1 | 816.1 | 816.1 | 816.1 | 816.1 | 816.1 | 816.1 | 816.1 | 816.1 | 816.1 | 816.1 | 816.1 | 816.1 | 816.1 | 816.1 | 816.1 | 816.1 | 816.1 | 816.1 | 816.1 | 816.1 | 816.1 | 816.1 | 816.1 | 289.88 | 289.88
CDP5 | NSW | N7 | Tumut | Solar | 0 | 0 | 0 | 0 | 0 | 0 | 0 | 0 | 0 | 0 | 0 | 0 | 0 | 0 | 0 | 0 | 0 | 0 | 0 | 0 | 0 | 0 | 0 | 0 | 0 | 0 | 0 | 0
CDP5 | NSW | N8 | Cooma-Monaro | Solar | 0 | 0 | 0 | 0 | 0 | 0 | 0 | 0 | 0 | 0 | 0 | 0 | 0 | 0 | 0 | 0 | 0 | 0 | 0 | 0 | 0 | 0 | 0 | 0 | 0 | 0 | 0 | 0
CDP5 | NSW | N9 | Hunter-Central Coast | Solar | 0 | 0 | 516 | 516 | 516 | 516 | 516 | 516 | 516 | 516 | 516 | 516 | 516 | 516 | 516 | 516 | 516 | 516 | 516 | 516 | 516 | 516 | 516 | 516 | 516 | 516 | 516 | 516
CDP5 | NSW | N12 | Illawarra | Solar | 0 | 0 | 0 | 0 | 0 | 0 | 0 | 0 | 0 | 0 | 0 | 0 | 0 | 0 | 0 | 0 | 0 | 0 | 0 | 0 | 0 | 0 | 0 | 0 | 0 | 0 | 0 | 0
CDP5 | VIC | V0 | VIC Non-REZ | Solar | 0 | 0 | 0 | 0 | 0 | 0 | 0 | 0 | 0 | 0 | 0 | 0 | 0 | 0 | 0 | 0 | 0 | 0 | 0 | 0 | 0 | 0 | 0 | 0 | 0 | 0 | 0 | 0
CDP5 | VIC | V1 | Ovens Murray | Solar | 0 | 0 | 1.8e-06 | 2.96e-06 | 3.97e-06 | 1.361e-05 | 1.361e-05 | 1.497e-05 | 6.651e-05 | 6.651e-05 | 6.651e-05 | 6.651e-05 | 6.651e-05 | 6.651e-05 | 6.651e-05 | 6.651e-05 | 6.783e-05 | 6.783e-05 | 6.985e-05 | 8.166e-05 | 8.166e-05 | 8.453e-05 | 8.594e-05 | 8.594e-05 | 0.00013314 | 0.00013314 | 0.00013314 | 0.00013314
CDP5 | VIC | V2 | Murray River | Solar | 624.12 | 719.22 | 869.26 | 869.26 | 869.26 | 869.26 | 869.26 | 869.26 | 869.2601 | 869.2601 | 869.2601 | 869.2601 | 869.2601 | 869.2601 | 869.2601 | 869.2601 | 869.2601 | 869.2601 | 869.2601 | 1669.606 | 2495.6395 | 2468.4695 | 2468.4695 | 2468.4695 | 2424.315 | 2048.385 | 1967.385 | 1967.385
CDP5 | VIC | V3 | Western Victoria | Solar | 0 | 0 | 118.8 | 118.8 | 118.8 | 118.8 | 118.8 | 118.8 | 118.8 | 118.8 | 118.8 | 118.8 | 118.8 | 118.8 | 118.8 | 118.8 | 118.8 | 118.8 | 118.8 | 118.8 | 118.8 | 118.8 | 118.8 | 118.8 | 118.8 | 118.8 | 118.8 | 118.8
CDP5 | VIC | V4 | South West Victoria | Solar | 0 | 0 | 0 | 0 | 0 | 0 | 0 | 0 | 0 | 0 | 0 | 0 | 0 | 0 | 0 | 0 | 0 | 0 | 0 | 0 | 0 | 0 | 0 | 0 | 0 | 0 | 0 | 0
CDP5 | VIC | V5 | Gippsland | Solar | 0 | 77 | 160.28 | 160.28 | 160.28 | 160.28 | 160.28 | 160.28 | 160.28 | 160.28 | 160.28 | 160.28 | 160.28 | 160.28 | 160.28 | 160.28 | 160.28 | 160.28 | 160.28 | 160.28 | 160.28 | 160.28 | 160.28 | 160.28 | 160.28 | 160.28 | 160.28 | 160.28
CDP5 | VIC | V6 | Central North VIC | Solar | 547.75 | 547.75 | 547.75 | 547.75 | 547.75 | 547.75 | 547.75 | 547.75 | 547.75 | 547.75 | 547.75 | 547.75 | 547.75 | 547.75 | 547.75 | 547.75 | 547.75 | 547.75 | 547.75 | 547.75 | 447.8 | 447.8 | 447.8 | 447.8 | 447.8 | 447.8 | 447.8 | 252.79
CDP5 | SA | S1 | South East SA | Solar | 224.9 | 224.9 | 224.9 | 224.9 | 224.9 | 224.9 | 224.9 | 224.9 | 224.9 | 224.9 | 224.9 | 224.9 | 224.9 | 224.9 | 224.9 | 224.9 | 224.9 | 182 | 182 | 182 | 182 | 182 | 182 | 182 | 182 | 87 | 87 | 87
CDP5 | SA | S2 | Riverland | Solar | 55.19 | 55.19 | 55.19 | 55.19 | 55.19 | 55.19 | 55.19 | 49.0701 | 49.0701 | 49.0701 | 49.0701 | 49.0701 | 49.0701 | 49.0701 | 49.0701 | 49.0701 | 49.0701 | 37.3501 | 37.3501 | 534.9151 | 1279.9091 | 1272.5391 | 1272.5391 | 1272.5391 | 1272.5391 | 1272.5391 | 1272.5391 | 1272.5391
CDP5 | SA | S3 | Mid-North SA | Solar | 0 | 0 | 0 | 0 | 0 | 0 | 0 | 0 | 0 | 0 | 0 | 0 | 0 | 0 | 0 | 0 | 0 | 0 | 0 | 0 | 0 | 0 | 0 | 0 | 0 | 0 | 0 | 0
CDP5 | SA | S4 | Yorke Peninsula | Solar | 0 | 0 | 0 | 0 | 0 | 0 | 0 | 0 | 0 | 0 | 0 | 0 | 0 | 0 | 0 | 0 | 0 | 0 | 0 | 0 | 0 | 0 | 0 | 0 | 0 | 0 | 0 | 0
CDP5 | SA | S5 | Northern SA | Solar | 298.44 | 298.44 | 578.2 | 578.2 | 578.2 | 578.2 | 578.2 | 578.2 | 578.2 | 578.2 | 578.2 | 578.2 | 578.2 | 578.2 | 578.2 | 578.2 | 578.2001 | 578.2001 | 578.2001 | 578.2001 | 1299.114 | 1299.114 | 1299.114 | 1219.914 | 1219.914 | 1219.914 | 1219.914 | 1219.914
CDP5 | SA | S6 | Leigh Creek | Solar | 0 | 0 | 0 | 0 | 0 | 0 | 0 | 0 | 0 | 0 | 0 | 0 | 0 | 0 | 0 | 0 | 0 | 0 | 0 | 0 | 0 | 0 | 0 | 0 | 0 | 0 | 0 | 0
CDP5 | SA | S7 | Roxby Downs | Solar | 0 | 0 | 1.99e-06 | 1.324e-05 | 36.6987 | 36.6987 | 36.6987 | 36.6987 | 36.6987 | 36.6987 | 229.5038 | 229.5038 | 229.5038 | 229.5038 | 229.5038 | 229.5038 | 448.8794 | 448.8794 | 517.9517 | 517.9517 | 592.9368 | 592.9368 | 592.9368 | 592.9368 | 592.9368 | 592.9368 | 595.6303 | 595.6303
CDP5 | SA | S8 | Eastern Eyre Peninsula | Solar | 0 | 0 | 0 | 0 | 0 | 0 | 0 | 0 | 0 | 0 | 0 | 0 | 0 | 0 | 0 | 0 | 0 | 0 | 0 | 0 | 0 | 0 | 0 | 0 | 0 | 0 | 0 | 0
CDP5 | SA | S9 | Western Eyre Peninsula | Solar | 0 | 0 | 0 | 0 | 0 | 0 | 0 | 0 | 0 | 0 | 0 | 0 | 0 | 0 | 0 | 0 | 0 | 0 | 0 | 0 | 0 | 0 | 0 | 0 | 0 | 0 | 0 | 0
CDP5 | TAS | T1 | North East Tasmania | Solar | 0 | 0 | 0 | 0 | 0 | 0 | 0 | 0 | 0 | 0 | 0 | 0 | 0 | 0 | 0 | 0 | 0 | 0 | 0 | 0 | 0 | 0 | 0 | 0 | 0 | 0 | 0 | 0
CDP5 | TAS | T2 | North West Tasmania | Solar | 0 | 0 | 0 | 0 | 0 | 0 | 0 | 0 | 0 | 0 | 0 | 0 | 0 | 0 | 0 | 0 | 0 | 0 | 0 | 0 | 0 | 0 | 0 | 0 | 0 | 0 | 0 | 0
CDP5 | TAS | T3 | Tasmania Midlands | Solar | 0 | 0 | 0 | 0 | 0 | 0 | 0 | 0 | 0 | 0 | 0 | 0 | 0 | 0 | 0 | 0 | 0 | 0 | 0 | 0 | 0 | 0 | 0 | 0 | 0 | 0 | 0 | 0
CDP5 | QLD | Q1 | Far North QLD | Wind | 332.44 | 332.44 | 332.44 | 902.44 | 1024.0213 | 1024.0213 | 1024.0213 | 1024.0213 | 1024.0213 | 1025.6643 | 1025.6643 | 1044.9735 | 1044.9735 | 1044.9735 | 1044.9735 | 1044.9735 | 1044.9735 | 1044.9735 | 1044.9735 | 994.333 | 1142.8468 | 1142.8468 | 1142.8468 | 1142.8468 | 1017.4615 | 1029.3876 | 1029.3876 | 1029.3876
CDP5 | QLD | Q2 | North Qld Clean Energy Hub | Wind | 43.2 | 43.2 | 43.2 | 707.6768 | 908.1498 | 1498.121 | 1498.121 | 1498.121 | 1498.121 | 1653.5703 | 1653.5703 | 1733.9445 | 1928.592 | 1928.592 | 1928.592 | 1928.592 | 1928.592 | 1928.592 | 1928.592 | 1950.3944 | 2280.7003 | 2280.7003 | 2237.5003 | 2237.5003 | 2237.5003 | 2380.4343 | 2403.535 | 2410.5569
CDP5 | QLD | Q3 | Northern Qld | Wind | 0 | 0 | 0 | 0 | 0 | 0 | 0 | 0 | 0 | 0 | 0 | 0 | 0 | 0 | 0 | 0 | 0 | 0 | 0 | 0 | 0 | 0 | 0 | 0 | 0 | 0 | 0 | 0
CDP5 | QLD | Q4 | Isaac | Wind | 300 | 439 | 439 | 439 | 536.8184 | 536.8184 | 536.8184 | 536.8184 | 536.8184 | 1220.0145 | 1220.0145 | 1220.0145 | 1303.9929 | 1303.9929 | 1303.9929 | 1303.9929 | 1303.9929 | 1303.9929 | 1303.9929 | 1303.9929 | 2575.5737 | 2575.5737 | 2575.5737 | 2575.5737 | 2575.5737 | 2271.5809 | 2271.5809 | 2271.5809
CDP5 | QLD | Q5 | Barcaldine | Wind | 0 | 0 | 1.45e-06 | 4.81e-06 | 1.976e-05 | 3.941e-05 | 3.941e-05 | 4.243e-05 | 4.76e-05 | 0.00017379 | 13.996 | 13.996 | 13.996 | 13.996 | 13.996 | 13.996 | 13.996 | 13.996 | 13.996 | 99.4457 | 109.6356 | 109.6356 | 109.6356 | 109.6356 | 109.6356 | 109.6356 | 109.6356 | 109.6356
CDP5 | QLD | Q6 | Fitzroy | Wind | 0 | 0 | 1.6e-06 | 503.6223 | 900 | 900 | 900 | 900 | 900 | 900 | 900 | 900 | 900 | 900 | 900 | 900 | 900 | 900 | 900 | 900 | 900 | 900 | 900 | 900 | 900 | 900 | 900 | 900
CDP5 | QLD | Q7 | Wide Bay | Wind | 0 | 0 | 3.07e-06 | 1.011e-05 | 1.461e-05 | 1.461e-05 | 1.461e-05 | 1.562e-05 | 2.046e-05 | 5.305e-05 | 9.625e-05 | 0.00010503 | 196.1348 | 196.1348 | 196.1348 | 196.1348 | 196.1348 | 196.1348 | 196.1348 | 196.1348 | 196.1348 | 196.1349 | 196.1349 | 196.1349 | 1075.6127 | 1075.6127 | 1100 | 1100
CDP5 | QLD | Q8 | Darling Downs | Wind | 1788.35 | 1788.35 | 1788.35 | 3188.35 | 4142.414 | 4142.414 | 4142.414 | 4142.414 | 4142.414 | 4142.414 | 4897.9641 | 4897.9641 | 4897.9641 | 4897.9641 | 4897.9641 | 4897.9641 | 4897.9641 | 4897.9641 | 4897.9641 | 4897.9641 | 4457.9941 | 4457.9941 | 4457.9941 | 4457.9941 | 6948.38 | 6948.38 | 6948.38 | 6948.38
CDP5 | QLD | Q9 | Banana | Wind | 0 | 0 | 0 | 0 | 0 | 0 | 0 | 0 | 0 | 0 | 0 | 0 | 0 | 0 | 0 | 0 | 0 | 0 | 0 | 0 | 0 | 0 | 0 | 0 | 0 | 0 | 0 | 0
CDP5 | NSW | N0 | NSW Non-REZ | Wind | 0 | 0 | 0 | 0 | 0 | 0 | 0 | 0 | 0 | 0 | 0 | 0 | 0 | 0 | 0 | 0 | 0 | 0 | 0 | 0 | 0 | 0 | 0 | 0 | 0 | 0 | 0 | 0
CDP5 | NSW | N1 | North West NSW | Wind | 0 | 0 | 0 | 0 | 0 | 0 | 0 | 0 | 0 | 0 | 0 | 0 | 0 | 0 | 0 | 0 | 0 | 0 | 0 | 0 | 0 | 0 | 0 | 0 | 0 | 0 | 0 | 0
CDP5 | NSW | N2 | New England | Wind | 442.48 | 442.48 | 784.1002 | 818.2442 | 818.2442 | 3467.1917 | 3467.1917 | 3467.1917 | 3467.1917 | 3467.1917 | 4058.7978 | 4058.7978 | 4058.7978 | 4058.7978 | 3886.3178 | 3886.3178 | 4463.6605 | 5844.9389 | 6948.1932 | 7260.5887 | 7260.5887 | 7260.5887 | 7260.5887 | 7260.5887 | 7400 | 7400 | 7400 | 7400
CDP5 | NSW | N3 | Central-West Orana | Wind | 258.73 | 396.73 | 840.4729 | 1465.175 | 4368.9787 | 4368.9787 | 4368.9787 | 4368.9787 | 4368.9787 | 4368.9787 | 4368.9787 | 4368.9787 | 4368.9787 | 4368.9787 | 4368.9787 | 4368.9787 | 4368.9787 | 4368.9787 | 4368.9787 | 4368.9787 | 4368.9787 | 4368.9787 | 4368.9787 | 4368.9787 | 4368.9787 | 4615.3512 | 4615.3512 | 4615.3512
CDP5 | NSW | N4 | Broken Hill | Wind | 198.01 | 198.01 | 198.01 | 288.8214 | 288.8214 | 288.8214 | 288.8214 | 288.8214 | 288.8214 | 288.8214 | 288.8214 | 288.8214 | 288.8214 | 288.8214 | 288.8214 | 288.8214 | 288.8214 | 288.8214 | 288.8214 | 90.8114 | 90.8114 | 90.8114 | 90.8114 | 90.8114 | 90.8114 | 90.8114 | 90.8114 | 90.8114
CDP5 | NSW | N5 | South West NSW | Wind | 0 | 0 | 4.63e-06 | 460.24 | 460.24 | 460.24 | 460.24 | 460.24 | 460.24 | 460.24 | 460.24 | 460.24 | 460.24 | 460.24 | 460.24 | 460.24 | 460.24 | 460.24 | 460.24 | 460.24 | 460.24 | 460.24 | 460.24 | 460.24 | 460.24 | 460.24 | 460.24 | 460.24
CDP5 | NSW | N6 | Wagga Wagga | Wind | 0 | 0 | 0 | 0 | 0 | 0 | 0 | 0 | 0 | 0 | 0 | 0 | 0 | 0 | 0 | 0 | 0 | 0 | 0 | 0 | 0 | 0 | 0 | 0 | 0 | 0 | 0 | 0
CDP5 | NSW | N7 | Tumut | Wind | 0 | 40.02 | 270.48 | 270.48 | 270.48 | 270.48 | 270.48 | 270.48 | 270.48 | 270.48 | 270.48 | 270.48 | 270.48 | 270.48 | 270.48 | 270.48 | 270.48 | 270.48 | 270.48 | 270.48 | 270.48 | 270.48 | 270.48 | 270.48 | 270.48 | 270.48 | 270.48 | 270.48
CDP5 | NSW | N8 | Cooma-Monaro | Wind | 113.18 | 113.18 | 413.18 | 446.3779 | 446.3779 | 446.3779 | 446.3779 | 446.3779 | 446.3779 | 446.3779 | 446.3779 | 446.3779 | 446.3779 | 446.3779 | 446.3779 | 446.3779 | 363.7973 | 363.7973 | 363.7973 | 363.7973 | 363.7973 | 363.7973 | 382.0124 | 386.9135 | 397.2171 | 403.3316 | 403.3316 | 403.3316
CDP5 | NSW | N9 | Hunter-Central Coast | Wind | 0 | 0 | 400 | 548.8239 | 548.8239 | 548.8239 | 548.8239 | 548.8239 | 548.8239 | 548.8239 | 548.8239 | 548.8239 | 548.8239 | 548.8239 | 548.8239 | 548.8239 | 548.8239 | 548.8239 | 548.8239 | 548.8239 | 556.3903 | 556.3903 | 556.3903 | 556.3903 | 804.1034 | 1008.382 | 1008.382 | 1008.382
CDP5 | NSW | N12 | Illawarra | Wind | 0 | 0 | 0 | 0 | 0 | 0 | 0 | 0 | 0 | 0 | 0 | 0 | 0 | 0 | 0 | 0 | 0 | 0 | 0 | 0 | 0 | 0 | 0 | 0 | 0 | 0 | 0 | 0
CDP5 | VIC | V0 | VIC Non-REZ | Wind | 0 | 0 | 1.2e-06 | 7.35e-06 | 1.452e-05 | 1.452e-05 | 1.452e-05 | 1.452e-05 | 1.907e-05 | 2.203e-05 | 2.356e-05 | 2.462e-05 | 2.462e-05 | 2.462e-05 | 2.462e-05 | 2.462e-05 | 2.462e-05 | 2.462e-05 | 2.695e-05 | 2.695e-05 | 2.957e-05 | 3.103e-05 | 3.103e-05 | 3.206e-05 | 3.206e-05 | 5.437e-05 | 5.437e-05 | 5.437e-05
CDP5 | VIC | V1 | Ovens Murray | Wind | 0 | 0 | 0 | 0 | 0 | 0 | 0 | 0 | 0 | 0 | 0 | 0 | 0 | 0 | 0 | 0 | 0 | 0 | 0 | 0 | 0 | 0 | 0 | 0 | 0 | 0 | 0 | 0
CDP5 | VIC | V2 | Murray River | Wind | 0 | 0 | 0 | 0 | 0 | 0 | 0 | 0 | 0 | 0 | 0 | 0 | 0 | 0 | 0 | 0 | 0 | 0 | 0 | 0 | 0 | 0 | 0 | 0 | 0 | 0 | 0 | 0
CDP5 | VIC | V3 | Western Victoria | Wind | 1934.5 | 1934.5 | 1934.5 | 1934.5 | 2634.5 | 2634.5 | 2634.5 | 2634.5 | 2634.5 | 2582 | 2390 | 2390 | 2390 | 2390 | 2390 | 2390 | 2390 | 2390 | 2358.95 | 2227.75 | 1915.75 | 1915.75 | 1915.75 | 1675.75 | 1647.05 | 1656.2776 | 1576.3276 | 1576.3276
CDP5 | VIC | V4 | South West Victoria | Wind | 2438.67 | 3283.23 | 3300.39 | 3300.39 | 3300.3902 | 3300.3902 | 3300.3902 | 3300.3903 | 3300.3903 | 3300.3903 | 3300.3903 | 3300.3903 | 3300.3903 | 3237.3903 | 2817.3903 | 2817.3903 | 2635.6903 | 2635.6903 | 2616.1903 | 2430.1903 | 2430.1903 | 1583.2003 | 1583.2003 | 1425.7003 | 2095.6429 | 2743.5603 | 2744.054 | 2744.054
CDP5 | VIC | V5 | Gippsland | Wind | 0 | 0 | 2.78e-06 | 1.671e-05 | 656.9277 | 1071.7128 | 1071.7128 | 1071.7128 | 1071.7128 | 1071.7128 | 1071.7128 | 1071.7128 | 1071.7128 | 1071.7128 | 1071.7128 | 1071.7128 | 1071.7128 | 1071.7128 | 1071.7128 | 1071.7128 | 1071.7128 | 1071.7128 | 1071.7128 | 1071.7128 | 1071.7128 | 1071.7128 | 1071.7128 | 1071.7128
CDP5 | VIC | V6 | Central North VIC | Wind | 0 | 0 | 2.45e-06 | 5.63e-06 | 1.361e-05 | 1.538e-05 | 1.538e-05 | 1.538e-05 | 2.096e-05 | 2.096e-05 | 3.043e-05 | 3.043e-05 | 3.043e-05 | 3.043e-05 | 3.043e-05 | 3.043e-05 | 3.043e-05 | 3.043e-05 | 3.043e-05 | 3.043e-05 | 3.043e-05 | 3.157e-05 | 3.157e-05 | 3.157e-05 | 3.796e-05 | 4.095e-05 | 4.095e-05 | 4.095e-05
CDP5 | SA | S1 | South East SA | Wind | 324.5 | 324.5 | 324.5 | 324.5 | 888.6758 | 888.6758 | 888.6758 | 888.6758 | 888.6758 | 888.6758 | 888.6758 | 762.1758 | 762.1758 | 762.1758 | 603.1758 | 603.1758 | 564.1758 | 564.1758 | 564.1758 | 564.1758 | 564.1758 | 564.1758 | 564.1758 | 564.1758 | 564.1758 | 787.4785 | 787.4785 | 787.4785
CDP5 | SA | S2 | Riverland | Wind | 0 | 0 | 0 | 0 | 0 | 0 | 0 | 0 | 0 | 0 | 0 | 0 | 0 | 0 | 0 | 0 | 0 | 0 | 0 | 0 | 0 | 0 | 0 | 0 | 0 | 0 | 0 | 0
CDP5 | SA | S3 | Mid-North SA | Wind | 1591.41 | 1731.6 | 1731.6 | 1731.6001 | 2201.6271 | 2201.6271 | 2201.6271 | 2201.6271 | 2201.6271 | 2313.5352 | 2313.5352 | 2242.1352 | 2057.6552 | 2057.6552 | 2057.6552 | 1730.9552 | 2104.3349 | 2104.3349 | 2104.3349 | 1890.4749 | 1890.4749 | 1905.6601 | 2278.1164 | 2500.2179 | 2934.2059 | 2741.6598 | 2741.6598 | 2741.6598
CDP5 | SA | S4 | Yorke Peninsula | Wind | 90.75 | 90.75 | 90.75 | 107.0901 | 125.8533 | 72.2909 | 72.2909 | 72.2909 | 72.2909 | 72.2909 | 72.2909 | 72.2909 | 72.2909 | 72.2909 | 110.8389 | 110.8389 | 110.8389 | 110.8389 | 110.8389 | 110.8389 | 110.8389 | 110.8389 | 111.0826 | 111.0826 | 111.0826 | 111.932 | 111.932 | 112.7488
CDP5 | SA | S5 | Northern SA | Wind | 416.5 | 416.5 | 416.5 | 416.5 | 416.5 | 416.5 | 416.5 | 416.5 | 416.5 | 416.5 | 416.5 | 416.5 | 416.5 | 416.5 | 416.5 | 416.5 | 416.5 | 416.5 | 416.5 | 416.5 | 416.5 | 210 | 210 | 210 | 210 | 210 | 210 | 210
CDP5 | SA | S6 | Leigh Creek | Wind | 0 | 0 | 0 | 0 | 0 | 0 | 0 | 0 | 0 | 0 | 0 | 0 | 0 | 0 | 0 | 0 | 0 | 0 | 0 | 0 | 0 | 0 | 0 | 0 | 0 | 0 | 0 | 0
CDP5 | SA | S7 | Roxby Downs | Wind | 0 | 0 | 0 | 0 | 0 | 0 | 0 | 0 | 0 | 0 | 0 | 0 | 0 | 0 | 0 | 0 | 0 | 0 | 0 | 0 | 0 | 0 | 0 | 0 | 0 | 0 | 0 | 0
CDP5 | SA | S8 | Eastern Eyre Peninsula | Wind | 134.28 | 134.28 | 134.28 | 134.28 | 134.2801 | 134.2803 | 72.2803 | 72.2803 | 72.2803 | 72.2803 | 72.2803 | 0.00030048 | 0.00030048 | 0.00030048 | 246.6134 | 246.6134 | 246.6134 | 246.6134 | 246.6134 | 246.6134 | 246.6134 | 246.6134 | 332.0586 | 332.1718 | 332.1718 | 332.1718 | 332.1718 | 332.4277
CDP5 | SA | S9 | Western Eyre Peninsula | Wind | 0 | 0 | 0 | 0 | 0 | 0 | 0 | 0 | 0 | 0 | 0 | 0 | 0 | 0 | 0 | 0 | 0 | 0 | 0 | 0 | 0 | 0 | 0 | 0 | 0 | 0 | 0 | 0
CDP5 | TAS | T1 | North East Tasmania | Wind | 168 | 168 | 168 | 223.5234 | 420.0163 | 420.0163 | 420.0163 | 420.0163 | 420.0163 | 420.0163 | 420.0163 | 530.3512 | 538.1628 | 568 | 568 | 568 | 568 | 568 | 568 | 568 | 568 | 568 | 568 | 568 | 568 | 568 | 400 | 400
CDP5 | TAS | T2 | North West Tasmania | Wind | 251.35 | 251.35 | 251.35 | 251.3506 | 259.0632 | 259.0632 | 259.0632 | 259.0632 | 259.0632 | 259.0632 | 259.0632 | 259.0632 | 259.0632 | 344.492 | 344.492 | 344.492 | 344.492 | 344.492 | 344.492 | 344.492 | 344.492 | 344.492 | 344.492 | 344.492 | 344.492 | 344.492 | 204.742 | 204.742
CDP5 | TAS | T3 | Tasmania Midlands | Wind | 144 | 144 | 602.2959 | 733.7564 | 796.9245 | 865.6999 | 931.4411 | 1012.316 | 1234.551 | 1234.551 | 1437.2673 | 1476.9352 | 1476.9352 | 1504.2587 | 1577.1914 | 1577.1914 | 1577.1914 | 1577.1914 | 1577.1914 | 1577.1914 | 1433.1914 | 1433.1914 | 1433.1914 | 1433.1914 | 1433.1914 | 1433.1914 | 1433.1914 | 1433.1914
CDP5 | NSW | N10 | Hunter Coast | Offshore Wind | 0 | 0 | 0 | 0 | 0 | 0 | 0 | 0 | 0 | 0 | 0 | 0 | 0 | 0 | 0 | 0 | 0 | 0 | 0 | 0 | 0 | 0 | 0 | 0 | 0 | 0 | 0 | 0
CDP5 | NSW | N11 | Illawarra Coast | Offshore Wind | 0 | 0 | 0 | 0 | 0 | 0 | 0 | 0 | 0 | 0 | 0 | 0 | 0 | 0 | 0 | 0 | 0 | 0 | 0 | 0 | 0 | 0 | 0 | 0 | 0 | 0 | 0 | 0
CDP5 | VIC | V7 | Gippsland Coast | Offshore Wind | 0 | 0 | 0 | 0 | 0 | 0 | 1000 | 2000 | 2666.6666 | 2666.6666 | 3333.3333 | 4288.9276 | 5219.9999 | 6219.9998 | 7220 | 8220 | 8220 | 8220 | 8220 | 8220 | 8220 | 8220 | 8220 | 8220 | 8220 | 8220 | 8220 | 8220
CDP5 | VIC | V8 | Portland Coast | Offshore Wind | 0 | 0 | 0 | 0 | 0 | 0 | 0 | 0 | 0 | 666.6666 | 666.6666 | 711.0722 | 780 | 780 | 780 | 780 | 780 | 780 | 780 | 780 | 780 | 780 | 780 | 780 | 780 | 780 | 780 | 780
CDP5 | SA | S10 | South East SA Coast | Offshore Wind | 0 | 0 | 0 | 0 | 0 | 0 | 0 | 0 | 0 | 0 | 0 | 0 | 0 | 0 | 0 | 0 | 0 | 0 | 0 | 0 | 0 | 0 | 0 | 0 | 0 | 0 | 0 | 0
CDP5 | TAS | T4 | North West Tasmania Coast | Offshore Wind | 0 | 0 | 0 | 0 | 0 | 0 | 0 | 0 | 0 | 0 | 0 | 0 | 0 | 0 | 0 | 0 | 0 | 0 | 0 | 0 | 0 | 0 | 0 | 0 | 0 | 0 | 0 | 0
CDP5 | TAS | T5 | North East Tasmania Coast | Offshore Wind | 0 | 0 | 0 | 0 | 0 | 0 | 0 | 0 | 0 | 0 | 0 | 0 | 0 | 0 | 0 | 0 | 0 | 0 | 0 | 0 | 0 | 0 | 0 | 0 | 0 | 0 | 0 | 0
CDP6 | QLD | Q1 | Far North QLD | Solar | 0 | 0 | 0 | 0 | 0 | 0 | 0 | 0 | 0 | 0 | 0 | 0 | 0 | 0 | 0 | 0 | 0 | 0 | 0 | 0 | 0 | 0 | 0 | 0 | 0 | 0 | 0 | 0
CDP6 | QLD | Q2 | North Qld Clean Energy Hub | Solar | 84.47 | 84.47 | 84.47 | 84.47 | 84.47 | 84.47 | 84.47 | 84.47 | 84.47 | 84.47 | 84.47 | 84.4701 | 84.4701 | 35.9701 | 35.9701 | 35.9701 | 35.9701 | 233.1217 | 307.3824 | 307.3824 | 307.3824 | 307.3824 | 292.3824 | 292.3824 | 271.4124 | 564.484 | 564.484 | 564.484
CDP6 | QLD | Q3 | Northern Qld | Solar | 437.13 | 437.13 | 437.13 | 437.13 | 437.13 | 437.13 | 437.13 | 437.13 | 437.13 | 437.13 | 437.13 | 437.13 | 437.13 | 437.13 | 437.13 | 437.13 | 437.13 | 437.13 | 315.97 | 200.01 | 200.01 | 200.01 | 200.01 | 100.03 | 100.03 | 100.03 | 0 | 0
CDP6 | QLD | Q4 | Isaac | Solar | 620.45 | 620.45 | 620.45 | 620.45 | 620.45 | 620.45 | 620.45 | 620.45 | 620.4501 | 620.4501 | 620.4507 | 620.4508 | 620.4508 | 620.4508 | 620.4508 | 620.4508 | 620.4509 | 1132.9442 | 1132.9442 | 1132.9442 | 1090.4442 | 1090.4442 | 1090.4442 | 1090.4442 | 839.4442 | 1738.3099 | 1712.3099 | 1712.3099
CDP6 | QLD | Q5 | Barcaldine | Solar | 14 | 14 | 14 | 86.7105 | 86.7105 | 86.7105 | 86.7105 | 86.7105 | 86.7105 | 89.851 | 89.851 | 89.851 | 89.851 | 89.851 | 89.851 | 89.851 | 91.9755 | 91.9755 | 91.9755 | 77.9755 | 77.9755 | 77.9755 | 77.9755 | 77.9755 | 77.9755 | 77.9755 | 77.9755 | 77.9755
CDP6 | QLD | Q6 | Fitzroy | Solar | 81.72 | 81.72 | 81.72 | 81.72 | 81.72 | 81.72 | 81.72 | 81.72 | 81.72 | 81.7201 | 81.7201 | 81.7201 | 81.7201 | 81.7201 | 81.7201 | 81.7201 | 81.7201 | 81.7202 | 81.7203 | 81.7209 | 81.7209 | 81.7209 | 81.7209 | 81.7211 | 1415.4938 | 1450.939 | 2087.3791 | 2509.5456
CDP6 | QLD | Q7 | Wide Bay | Solar | 306.83 | 366.83 | 468.23 | 468.23 | 468.23 | 468.23 | 468.23 | 468.23 | 468.2301 | 1873.7935 | 2506.8299 | 2506.8299 | 2506.8299 | 2506.8299 | 2506.8299 | 2506.8299 | 2506.8299 | 2506.8299 | 2506.8299 | 2506.83 | 2506.83 | 2506.83 | 2506.83 | 2506.83 | 2506.83 | 2375.95 | 2375.95 | 2375.95
CDP6 | QLD | Q8 | Darling Downs | Solar | 1484.68 | 1484.12 | 1483.56 | 1483.02 | 1482.46 | 1481.91 | 1481.34 | 1480.78 | 1695.8543 | 2498.0118 | 2498.0118 | 3418.7147 | 3308.7147 | 3308.7147 | 3308.7147 | 3308.7147 | 3308.7147 | 3308.7147 | 4432.4219 | 4477.0912 | 4374.1312 | 4903.2946 | 4309.2846 | 4861.2915 | 4833.9915 | 6899.2463 | 6899.2463 | 6779.3663
CDP6 | QLD | Q9 | Banana | Solar | 0 | 0 | 0 | 0 | 0 | 0 | 0 | 0 | 0 | 0 | 0 | 0 | 0 | 0 | 0 | 0 | 0 | 0 | 0 | 0 | 0 | 0 | 0 | 0 | 0 | 0 | 0 | 0
CDP6 | NSW | N0 | NSW Non-REZ | Solar | 0 | 0 | 0 | 0 | 0 | 0 | 0 | 0 | 0 | 0 | 0 | 0 | 0 | 0 | 0 | 0 | 0 | 0 | 0 | 0 | 0 | 0 | 0 | 0 | 0 | 0 | 0 | 0
CDP6 | NSW | N1 | North West NSW | Solar | 166 | 166 | 203.5528 | 203.5528 | 203.5528 | 203.5528 | 203.5528 | 203.5528 | 203.5528 | 203.5528 | 203.5528 | 203.5528 | 203.5528 | 203.5528 | 203.5528 | 203.5528 | 203.5528 | 203.5528 | 203.5528 | 203.5528 | 203.5528 | 203.5528 | 177.441 | 195.1818 | 195.1818 | 200.4796 | 216.5295 | 216.5295
CDP6 | NSW | N2 | New England | Solar | 535.02 | 855.02 | 1120.66 | 1120.66 | 1120.66 | 1369.7471 | 1369.7471 | 1369.7471 | 1369.7471 | 1369.7471 | 1578.7396 | 1578.7396 | 1578.7396 | 1578.7396 | 1578.7396 | 1578.7396 | 1578.7396 | 2986.054 | 2986.054 | 4085.66 | 4085.66 | 4085.66 | 4085.66 | 4085.66 | 4085.66 | 4085.66 | 4085.66 | 4085.66
CDP6 | NSW | N3 | Central-West Orana | Solar | 1495.99 | 1495.99 | 1941.5461 | 1941.5461 | 3053.5956 | 3185.0034 | 3185.0034 | 3185.0034 | 3185.0034 | 3185.0034 | 3753.1343 | 3753.1343 | 3753.1343 | 3753.1343 | 3753.1343 | 3753.1343 | 3753.1343 | 3753.1343 | 3651.1143 | 3920.5119 | 3920.5119 | 3918.7023 | 3975.1414 | 5484.9789 | 5717.1221 | 7239.63 | 7169.88 | 7000
CDP6 | NSW | N4 | Broken Hill | Solar | 53 | 53 | 264.1994 | 264.1994 | 264.1994 | 264.1994 | 264.1994 | 264.1994 | 264.1994 | 264.1994 | 264.1994 | 264.1994 | 264.1994 | 264.1994 | 264.1994 | 264.1994 | 264.1994 | 264.1994 | 264.1994 | 250.1113 | 346.7763 | 346.7763 | 346.7763 | 346.7763 | 346.7763 | 346.7763 | 346.7763 | 346.7763
CDP6 | NSW | N5 | South West NSW | Solar | 1121.32 | 1121.32 | 1276.6897 | 1807.6068 | 1807.6068 | 1808.5068 | 1807.6068 | 1807.6068 | 1807.6068 | 1807.6068 | 1807.6068 | 1807.6068 | 1807.6068 | 1807.6068 | 1657.5768 | 1657.5768 | 1657.5768 | 1657.5768 | 1657.5768 | 2540.3183 | 2857.5406 | 2857.5406 | 2772.5406 | 2772.5406 | 3134.9216 | 2809.95 | 2560.96 | 2530.96
CDP6 | NSW | N6 | Wagga Wagga | Solar | 456.22 | 816.1 | 816.1 | 816.1 | 816.1 | 816.1 | 816.1 | 816.1 | 816.1 | 816.1 | 816.1 | 816.1 | 816.1 | 816.1 | 816.1 | 816.1 | 816.1 | 816.1 | 816.1 | 816.1 | 816.1 | 816.1 | 816.1 | 816.1 | 816.1 | 816.1 | 289.88 | 289.88
CDP6 | NSW | N7 | Tumut | Solar | 0 | 0 | 0 | 0 | 0 | 0 | 0 | 0 | 0 | 0 | 0 | 0 | 0 | 0 | 0 | 0 | 0 | 0 | 0 | 0 | 0 | 0 | 0 | 0 | 0 | 0 | 0 | 0
CDP6 | NSW | N8 | Cooma-Monaro | Solar | 0 | 0 | 0 | 0 | 0 | 0 | 0 | 0 | 0 | 0 | 0 | 0 | 0 | 0 | 0 | 0 | 0 | 0 | 0 | 0 | 0 | 0 | 0 | 0 | 0 | 0 | 0 | 0
CDP6 | NSW | N9 | Hunter-Central Coast | Solar | 0 | 0 | 516 | 516 | 516 | 516 | 516 | 516 | 516 | 516 | 516 | 516 | 516 | 516 | 516 | 516 | 516 | 516 | 516 | 516 | 516 | 516 | 516 | 516 | 516 | 516 | 516 | 516
CDP6 | NSW | N12 | Illawarra | Solar | 0 | 0 | 0 | 0 | 0 | 0 | 0 | 0 | 0 | 0 | 0 | 0 | 0 | 0 | 0 | 0 | 0 | 0 | 0 | 0 | 0 | 0 | 0 | 0 | 0 | 0 | 0 | 0
CDP6 | VIC | V0 | VIC Non-REZ | Solar | 0 | 0 | 0 | 0 | 0 | 0 | 0 | 0 | 0 | 0 | 0 | 0 | 0 | 0 | 0 | 0 | 0 | 0 | 0 | 0 | 0 | 0 | 0 | 0 | 0 | 0 | 0 | 0
CDP6 | VIC | V1 | Ovens Murray | Solar | 0 | 0 | 1.68e-06 | 1.68e-06 | 2.84e-06 | 1.129e-05 | 1.129e-05 | 1.264e-05 | 6.611e-05 | 6.611e-05 | 6.611e-05 | 6.611e-05 | 6.611e-05 | 6.611e-05 | 6.611e-05 | 6.611e-05 | 6.772e-05 | 6.772e-05 | 6.923e-05 | 8.379e-05 | 8.379e-05 | 8.598e-05 | 8.931e-05 | 8.931e-05 | 0.00013221 | 0.00013221 | 0.00013221 | 0.00013221
CDP6 | VIC | V2 | Murray River | Solar | 624.12 | 719.22 | 869.26 | 869.26 | 869.26 | 869.26 | 869.26 | 869.26 | 869.2601 | 869.2601 | 869.2601 | 869.2601 | 869.2601 | 869.2601 | 869.2601 | 869.2601 | 869.2601 | 869.2601 | 869.2601 | 1763.4586 | 2561.2917 | 2534.1217 | 2534.1217 | 2534.1217 | 2499.3665 | 2123.4365 | 2042.4365 | 2042.4365
CDP6 | VIC | V3 | Western Victoria | Solar | 0 | 0 | 118.8 | 118.8 | 118.8 | 118.8 | 118.8 | 118.8 | 118.8 | 118.8 | 118.8 | 118.8 | 118.8 | 118.8 | 118.8 | 118.8 | 118.8 | 118.8 | 118.8 | 118.8 | 118.8 | 118.8 | 118.8 | 118.8 | 118.8 | 118.8 | 118.8 | 118.8
CDP6 | VIC | V4 | South West Victoria | Solar | 0 | 0 | 0 | 0 | 0 | 0 | 0 | 0 | 0 | 0 | 0 | 0 | 0 | 0 | 0 | 0 | 0 | 0 | 0 | 0 | 0 | 0 | 0 | 0 | 0 | 0 | 0 | 0
CDP6 | VIC | V5 | Gippsland | Solar | 0 | 77 | 160.28 | 160.28 | 160.28 | 160.28 | 160.28 | 160.28 | 160.28 | 160.28 | 160.28 | 160.28 | 160.28 | 160.28 | 160.28 | 160.28 | 160.28 | 160.28 | 160.28 | 160.28 | 160.28 | 160.28 | 160.28 | 160.28 | 160.28 | 160.28 | 160.28 | 160.28
CDP6 | VIC | V6 | Central North VIC | Solar | 547.75 | 547.75 | 547.75 | 547.75 | 547.75 | 547.75 | 547.75 | 547.75 | 547.75 | 547.75 | 547.75 | 547.75 | 547.75 | 547.75 | 547.75 | 547.75 | 547.75 | 547.75 | 547.75 | 547.75 | 447.8 | 447.8 | 447.8 | 447.8 | 447.8 | 447.8 | 447.8 | 252.79
CDP6 | SA | S1 | South East SA | Solar | 224.9 | 224.9 | 224.9 | 224.9 | 224.9 | 224.9 | 224.9 | 224.9 | 224.9 | 224.9 | 224.9 | 224.9 | 224.9 | 224.9 | 224.9 | 224.9 | 224.9 | 182 | 182 | 182 | 182 | 182 | 182 | 182 | 182 | 87 | 87 | 87
CDP6 | SA | S2 | Riverland | Solar | 55.19 | 55.19 | 55.19 | 55.19 | 55.19 | 55.19 | 55.19 | 49.07 | 49.07 | 49.07 | 49.0701 | 49.0701 | 49.0701 | 49.0701 | 49.0701 | 49.0701 | 49.0701 | 37.3501 | 37.3501 | 355.446 | 1249.4101 | 1242.0401 | 1242.0401 | 1242.0401 | 1242.0401 | 1242.0401 | 1242.0401 | 1242.0401
CDP6 | SA | S3 | Mid-North SA | Solar | 0 | 0 | 0 | 0 | 0 | 0 | 0 | 0 | 0 | 0 | 0 | 0 | 0 | 0 | 0 | 0 | 0 | 0 | 0 | 0 | 0 | 0 | 0 | 0 | 0 | 0 | 0 | 0
CDP6 | SA | S4 | Yorke Peninsula | Solar | 0 | 0 | 0 | 0 | 0 | 0 | 0 | 0 | 0 | 0 | 0 | 0 | 0 | 0 | 0 | 0 | 0 | 0 | 0 | 0 | 0 | 0 | 0 | 0 | 0 | 0 | 0 | 0
CDP6 | SA | S5 | Northern SA | Solar | 298.44 | 298.44 | 578.2 | 578.2 | 578.2 | 578.2 | 578.2 | 578.2 | 578.2 | 578.2 | 578.2 | 578.2 | 578.2 | 578.2 | 578.2 | 578.2 | 578.2 | 578.2 | 578.2001 | 578.2001 | 1085.4272 | 1085.4272 | 1085.4272 | 1006.2272 | 1006.2272 | 1006.2272 | 1006.2272 | 1006.2272
CDP6 | SA | S6 | Leigh Creek | Solar | 0 | 0 | 0 | 0 | 0 | 0 | 0 | 0 | 0 | 0 | 0 | 0 | 0 | 0 | 0 | 0 | 0 | 0 | 0 | 0 | 0 | 0 | 0 | 0 | 0 | 0 | 0 | 0
CDP6 | SA | S7 | Roxby Downs | Solar | 0 | 0 | 1.84e-06 | 8.7e-06 | 8.769e-05 | 8.769e-05 | 8.769e-05 | 8.769e-05 | 9.324e-05 | 0.00010452 | 134.718 | 134.718 | 134.718 | 134.718 | 134.718 | 134.718 | 355.7558 | 355.7558 | 514.3436 | 514.3436 | 589.8917 | 589.8917 | 589.8917 | 589.8917 | 589.8917 | 589.8917 | 595.6291 | 595.6291
CDP6 | SA | S8 | Eastern Eyre Peninsula | Solar | 0 | 0 | 0 | 0 | 0 | 0 | 0 | 0 | 0 | 0 | 0 | 0 | 0 | 0 | 0 | 0 | 0 | 0 | 0 | 0 | 0 | 0 | 0 | 0 | 0 | 0 | 0 | 0
CDP6 | SA | S9 | Western Eyre Peninsula | Solar | 0 | 0 | 0 | 0 | 0 | 0 | 0 | 0 | 0 | 0 | 0 | 0 | 0 | 0 | 0 | 0 | 0 | 0 | 0 | 0 | 0 | 0 | 0 | 0 | 0 | 0 | 0 | 0
CDP6 | TAS | T1 | North East Tasmania | Solar | 0 | 0 | 0 | 0 | 0 | 0 | 0 | 0 | 0 | 0 | 0 | 0 | 0 | 0 | 0 | 0 | 0 | 0 | 0 | 0 | 0 | 0 | 0 | 0 | 0 | 0 | 0 | 0
CDP6 | TAS | T2 | North West Tasmania | Solar | 0 | 0 | 0 | 0 | 0 | 0 | 0 | 0 | 0 | 0 | 0 | 0 | 0 | 0 | 0 | 0 | 0 | 0 | 0 | 0 | 0 | 0 | 0 | 0 | 0 | 0 | 0 | 0
CDP6 | TAS | T3 | Tasmania Midlands | Solar | 0 | 0 | 0 | 0 | 0 | 0 | 0 | 0 | 0 | 0 | 0 | 0 | 0 | 0 | 0 | 0 | 0 | 0 | 0 | 0 | 0 | 0 | 0 | 0 | 0 | 0 | 0 | 0
CDP6 | QLD | Q1 | Far North QLD | Wind | 332.44 | 332.44 | 332.44 | 902.44 | 1024.403 | 1024.403 | 1024.403 | 1024.403 | 1024.403 | 1025.3427 | 1025.3427 | 1044.5612 | 1044.5612 | 1044.5612 | 1044.5612 | 1044.5612 | 1044.5612 | 1044.5612 | 1044.5612 | 997.6224 | 1142.8468 | 1142.8468 | 1142.8468 | 1142.8468 | 1013.0785 | 1029.3876 | 1029.3876 | 1029.3876
CDP6 | QLD | Q2 | North Qld Clean Energy Hub | Wind | 43.2 | 43.2 | 43.2 | 710.7129 | 908.1456 | 1490.6916 | 1490.6916 | 1490.6916 | 1490.6916 | 1648.3732 | 1648.3732 | 1725.7304 | 1925.7322 | 1925.7322 | 1925.7322 | 1925.7322 | 1925.7322 | 1925.7322 | 1925.7322 | 1962.0584 | 2280.711 | 2280.711 | 2237.511 | 2237.511 | 2237.511 | 2369.7329 | 2405.0907 | 2411.4358
CDP6 | QLD | Q3 | Northern Qld | Wind | 0 | 0 | 0 | 0 | 0 | 0 | 0 | 0 | 0 | 0 | 0 | 0 | 0 | 0 | 0 | 0 | 0 | 0 | 0 | 0 | 0 | 0 | 0 | 0 | 0 | 0 | 0 | 0
CDP6 | QLD | Q4 | Isaac | Wind | 300 | 439 | 439 | 439 | 538.8353 | 538.8353 | 538.8353 | 538.8353 | 538.8353 | 1196.1407 | 1196.1407 | 1196.1407 | 1256.7761 | 1256.7761 | 1256.7761 | 1256.7761 | 1256.7761 | 1256.7761 | 1256.7761 | 1256.7761 | 2881.7328 | 2881.7328 | 2881.7328 | 2881.7328 | 2881.7328 | 2473.5571 | 2473.5571 | 2473.5571
CDP6 | QLD | Q5 | Barcaldine | Wind | 0 | 0 | 1.37e-06 | 4.46e-06 | 1.888e-05 | 3.613e-05 | 3.613e-05 | 3.613e-05 | 4.167e-05 | 0.00011749 | 11.1402 | 11.1402 | 11.1402 | 11.1402 | 11.1402 | 11.1402 | 11.1402 | 11.1402 | 11.1402 | 99.6874 | 109.2781 | 109.2781 | 109.2781 | 109.2781 | 109.2781 | 109.2781 | 109.2781 | 109.2781
CDP6 | QLD | Q6 | Fitzroy | Wind | 0 | 0 | 1.5e-06 | 502.971 | 900 | 900 | 900 | 900 | 900 | 900 | 900 | 900 | 900 | 900 | 900 | 900 | 900 | 900 | 900 | 900 | 900 | 900 | 900 | 900 | 900 | 900 | 900 | 900
CDP6 | QLD | Q7 | Wide Bay | Wind | 0 | 0 | 2.89e-06 | 9.41e-06 | 1.396e-05 | 1.396e-05 | 1.396e-05 | 1.396e-05 | 1.716e-05 | 4.17e-05 | 7.889e-05 | 8.289e-05 | 179.6076 | 179.6076 | 179.6076 | 179.6076 | 179.6077 | 179.6077 | 179.6077 | 179.6077 | 179.6077 | 179.6077 | 179.6077 | 179.6077 | 961.1614 | 961.1614 | 1100 | 1100
CDP6 | QLD | Q8 | Darling Downs | Wind | 1788.35 | 1788.35 | 1788.35 | 3188.35 | 4140.6093 | 4140.6093 | 4140.6093 | 4140.6093 | 4140.6093 | 4140.6093 | 4822.7369 | 4822.7369 | 4822.7369 | 4822.7369 | 4822.7369 | 4822.7369 | 4822.7369 | 4822.7369 | 4822.7369 | 4822.7369 | 4382.7669 | 4382.7669 | 4382.7669 | 4382.7669 | 6948.38 | 6948.38 | 6948.38 | 6948.38
CDP6 | QLD | Q9 | Banana | Wind | 0 | 0 | 0 | 0 | 0 | 0 | 0 | 0 | 0 | 0 | 0 | 0 | 0 | 0 | 0 | 0 | 0 | 0 | 0 | 0 | 0 | 0 | 0 | 0 | 0 | 0 | 0 | 0
CDP6 | NSW | N0 | NSW Non-REZ | Wind | 0 | 0 | 0 | 0 | 0 | 0 | 0 | 0 | 0 | 0 | 0 | 0 | 0 | 0 | 0 | 0 | 0 | 0 | 0 | 0 | 0 | 0 | 0 | 0 | 0 | 0 | 0 | 0
CDP6 | NSW | N1 | North West NSW | Wind | 0 | 0 | 0 | 0 | 0 | 0 | 0 | 0 | 0 | 0 | 0 | 0 | 0 | 0 | 0 | 0 | 0 | 0 | 0 | 0 | 0 | 0 | 0 | 0 | 0 | 0 | 0 | 0
CDP6 | NSW | N2 | New England | Wind | 442.48 | 442.48 | 784.8411 | 819.4522 | 819.4522 | 3503.3967 | 3503.3967 | 3503.3967 | 3503.3967 | 3503.3967 | 4047.3581 | 4047.3581 | 4047.3581 | 4047.3581 | 3874.8781 | 3874.8781 | 4446.1482 | 5648.4282 | 6963.8809 | 7226.7666 | 7226.7666 | 7226.7666 | 7226.7666 | 7226.7666 | 7400 | 7400 | 7400 | 7400
CDP6 | NSW | N3 | Central-West Orana | Wind | 258.73 | 396.73 | 849.5335 | 1466.2592 | 4355.326 | 4355.326 | 4355.326 | 4355.326 | 4355.326 | 4355.326 | 4355.326 | 4355.326 | 4355.326 | 4355.326 | 4355.326 | 4355.326 | 4355.326 | 4355.326 | 4355.326 | 4355.326 | 4355.326 | 4355.326 | 4355.326 | 4355.326 | 4355.326 | 4654.7731 | 4654.7731 | 4654.7731
CDP6 | NSW | N4 | Broken Hill | Wind | 198.01 | 198.01 | 198.01 | 288.5085 | 288.5085 | 288.5085 | 288.5085 | 288.5085 | 288.5085 | 288.5085 | 288.5085 | 288.5085 | 288.5085 | 288.5085 | 288.5085 | 288.5085 | 288.5085 | 288.5085 | 288.5085 | 90.4985 | 90.4985 | 90.4985 | 90.4985 | 90.4985 | 90.4985 | 90.4985 | 90.4985 | 90.4985
CDP6 | NSW | N5 | South West NSW | Wind | 0 | 0 | 4.36e-06 | 477.1551 | 477.1551 | 477.1551 | 477.1551 | 477.1551 | 477.1551 | 477.1551 | 477.1551 | 477.1551 | 477.1551 | 477.1551 | 477.1551 | 477.1551 | 477.1551 | 477.1551 | 477.1551 | 477.1551 | 477.1551 | 477.1551 | 477.1551 | 477.1551 | 477.1551 | 477.1551 | 477.1551 | 477.1551
CDP6 | NSW | N6 | Wagga Wagga | Wind | 0 | 0 | 0 | 0 | 0 | 0 | 0 | 0 | 0 | 0 | 0 | 0 | 0 | 0 | 0 | 0 | 0 | 0 | 0 | 0 | 0 | 0 | 0 | 0 | 0 | 0 | 0 | 0
CDP6 | NSW | N7 | Tumut | Wind | 0 | 40.02 | 270.48 | 270.48 | 270.48 | 270.48 | 270.48 | 270.48 | 270.48 | 270.48 | 270.48 | 270.48 | 270.48 | 270.48 | 270.48 | 270.48 | 270.48 | 270.48 | 270.48 | 270.48 | 270.48 | 270.48 | 270.48 | 270.48 | 270.48 | 270.48 | 270.48 | 270.48
CDP6 | NSW | N8 | Cooma-Monaro | Wind | 113.18 | 113.18 | 413.18 | 446.3783 | 446.3783 | 446.3783 | 446.3783 | 446.3783 | 446.3783 | 446.3783 | 446.3783 | 446.3783 | 446.3783 | 446.3783 | 446.3783 | 446.3783 | 374.5863 | 374.5863 | 374.5863 | 374.5863 | 374.5863 | 374.5863 | 381.7797 | 386.915 | 396.4911 | 403.5204 | 403.5204 | 403.5204
CDP6 | NSW | N9 | Hunter-Central Coast | Wind | 0 | 0 | 400 | 556.5932 | 556.5932 | 556.5932 | 556.5932 | 556.5932 | 556.5932 | 556.5932 | 556.5932 | 556.5932 | 556.5932 | 556.5932 | 556.5932 | 556.5932 | 556.5932 | 556.5932 | 556.5932 | 556.5932 | 556.5932 | 556.5932 | 556.5932 | 556.5932 | 804.1038 | 1008.384 | 1008.384 | 1008.384
CDP6 | NSW | N12 | Illawarra | Wind | 0 | 0 | 0 | 0 | 0 | 0 | 0 | 0 | 0 | 0 | 0 | 0 | 0 | 0 | 0 | 0 | 0 | 0 | 0 | 0 | 0 | 0 | 0 | 0 | 0 | 0 | 0 | 0
CDP6 | VIC | V0 | VIC Non-REZ | Wind | 0 | 0 | 1.15e-06 | 6.94e-06 | 1.343e-05 | 1.343e-05 | 1.343e-05 | 1.648e-05 | 1.82e-05 | 2.044e-05 | 2.159e-05 | 2.159e-05 | 2.159e-05 | 2.159e-05 | 2.159e-05 | 2.159e-05 | 2.159e-05 | 2.159e-05 | 2.159e-05 | 2.159e-05 | 2.41e-05 | 2.726e-05 | 2.726e-05 | 2.908e-05 | 3.017e-05 | 6.236e-05 | 6.236e-05 | 6.236e-05
CDP6 | VIC | V1 | Ovens Murray | Wind | 0 | 0 | 0 | 0 | 0 | 0 | 0 | 0 | 0 | 0 | 0 | 0 | 0 | 0 | 0 | 0 | 0 | 0 | 0 | 0 | 0 | 0 | 0 | 0 | 0 | 0 | 0 | 0
CDP6 | VIC | V2 | Murray River | Wind | 0 | 0 | 0 | 0 | 0 | 0 | 0 | 0 | 0 | 0 | 0 | 0 | 0 | 0 | 0 | 0 | 0 | 0 | 0 | 0 | 0 | 0 | 0 | 0 | 0 | 0 | 0 | 0
CDP6 | VIC | V3 | Western Victoria | Wind | 1934.5 | 1934.5 | 1934.5 | 1934.5 | 2634.5 | 2634.5 | 2634.5 | 2634.5 | 2634.5 | 2582 | 2390 | 2390 | 2390 | 2390 | 2390 | 2390 | 2390 | 2390 | 2358.95 | 2227.75 | 1915.75 | 1915.75 | 1915.75 | 1675.75 | 1647.05 | 1612.1747 | 1532.2247 | 1532.2247
CDP6 | VIC | V4 | South West Victoria | Wind | 2438.67 | 3283.23 | 3300.39 | 3300.39 | 3300.3902 | 3300.3902 | 3300.3902 | 3300.3902 | 3300.3902 | 3300.3902 | 3300.3902 | 3300.3902 | 3300.3902 | 3237.3902 | 2817.3902 | 2817.3902 | 2635.6902 | 2635.6902 | 2616.1902 | 2430.1902 | 2430.1902 | 1583.2002 | 1583.2002 | 1425.7002 | 2129.0546 | 2745.3372 | 2694.7484 | 2694.7484
CDP6 | VIC | V5 | Gippsland | Wind | 0 | 0 | 2.62e-06 | 1.546e-05 | 670.6786 | 1099.3505 | 1099.3505 | 1099.3505 | 1099.3505 | 1099.3505 | 1099.3505 | 1099.3505 | 1099.3505 | 1099.3505 | 1099.3505 | 1099.3505 | 1099.3505 | 1099.3505 | 1099.3505 | 1099.3505 | 1099.3505 | 1099.3505 | 1099.3505 | 1099.3505 | 1099.3505 | 1099.3505 | 1099.3505 | 1099.3505
CDP6 | VIC | V6 | Central North VIC | Wind | 0 | 0 | 2.29e-06 | 5.3e-06 | 1.286e-05 | 1.477e-05 | 1.477e-05 | 1.652e-05 | 2.075e-05 | 2.075e-05 | 2.647e-05 | 2.647e-05 | 2.647e-05 | 2.647e-05 | 2.647e-05 | 2.647e-05 | 2.647e-05 | 2.647e-05 | 2.647e-05 | 2.647e-05 | 2.647e-05 | 2.919e-05 | 2.919e-05 | 2.919e-05 | 3.594e-05 | 3.906e-05 | 3.906e-05 | 3.906e-05
CDP6 | SA | S1 | South East SA | Wind | 324.5 | 324.5 | 324.5 | 324.5 | 847.615 | 847.615 | 847.615 | 847.615 | 847.615 | 847.615 | 847.615 | 721.115 | 721.115 | 721.115 | 562.115 | 562.115 | 523.115 | 523.115 | 523.115 | 523.115 | 523.115 | 523.115 | 523.115 | 523.115 | 550.1268 | 786.7357 | 786.7357 | 786.7357
CDP6 | SA | S2 | Riverland | Wind | 0 | 0 | 0 | 0 | 0 | 0 | 0 | 0 | 0 | 0 | 0 | 0 | 0 | 0 | 0 | 0 | 0 | 0 | 0 | 0 | 0 | 0 | 0 | 0 | 0 | 0 | 0 | 0
CDP6 | SA | S3 | Mid-North SA | Wind | 1591.41 | 1731.6 | 1731.6 | 1731.6001 | 2222.5153 | 2222.5153 | 2222.5153 | 2222.5153 | 2222.5153 | 2372.6375 | 2372.6375 | 2301.2375 | 2116.7575 | 2116.7575 | 2116.7575 | 1790.0575 | 2206.8731 | 2206.8731 | 2206.8731 | 1993.0131 | 1993.0131 | 2000.0862 | 2340.2049 | 2595.4128 | 2962.7406 | 2828.0707 | 2828.0707 | 2828.0707
CDP6 | SA | S4 | Yorke Peninsula | Wind | 90.75 | 90.75 | 90.75 | 107.5357 | 124.6085 | 57.8894 | 57.8894 | 57.8894 | 57.8894 | 57.8894 | 57.8894 | 57.8894 | 57.8894 | 57.8894 | 110.8443 | 110.8443 | 110.8443 | 110.8443 | 110.8443 | 110.8443 | 110.8443 | 111.6515 | 111.6515 | 111.6515 | 111.6515 | 112.1537 | 112.1537 | 112.6094
CDP6 | SA | S5 | Northern SA | Wind | 416.5 | 416.5 | 416.5 | 416.5 | 416.5 | 416.5 | 416.5 | 416.5 | 416.5 | 416.5 | 416.5 | 416.5 | 416.5 | 416.5 | 416.5 | 416.5 | 416.5 | 416.5 | 416.5 | 416.5 | 416.5 | 210 | 210 | 210 | 210 | 210 | 210 | 210
CDP6 | SA | S6 | Leigh Creek | Wind | 0 | 0 | 0 | 0 | 0 | 0 | 0 | 0 | 0 | 0 | 0 | 0 | 0 | 0 | 0 | 0 | 0 | 0 | 0 | 0 | 0 | 0 | 0 | 0 | 0 | 0 | 0 | 0
CDP6 | SA | S7 | Roxby Downs | Wind | 0 | 0 | 0 | 0 | 0 | 0 | 0 | 0 | 0 | 0 | 0 | 0 | 0 | 0 | 0 | 0 | 0 | 0 | 0 | 0 | 0 | 0 | 0 | 0 | 0 | 0 | 0 | 0
CDP6 | SA | S8 | Eastern Eyre Peninsula | Wind | 134.28 | 134.28 | 134.28 | 134.28 | 134.2801 | 134.2807 | 72.2807 | 72.2807 | 72.2807 | 72.2807 | 72.2807 | 0.00067781 | 0.00067781 | 0.00067781 | 197.7799 | 197.7799 | 197.7799 | 197.7799 | 197.7799 | 197.7799 | 197.7799 | 330.6474 | 332.6318 | 332.6318 | 332.6318 | 332.6318 | 332.6318 | 332.6318
CDP6 | SA | S9 | Western Eyre Peninsula | Wind | 0 | 0 | 0 | 0 | 0 | 0 | 0 | 0 | 0 | 0 | 0 | 0 | 0 | 0 | 0 | 0 | 0 | 0 | 0 | 0 | 0 | 0 | 0 | 0 | 0 | 0 | 0 | 0
CDP6 | TAS | T1 | North East Tasmania | Wind | 168 | 168 | 168 | 223.9423 | 420.0187 | 420.0187 | 420.0187 | 420.0187 | 420.0187 | 420.0187 | 420.0187 | 530.1491 | 537.9578 | 568 | 568 | 568 | 568 | 568 | 568 | 568 | 568 | 568 | 568 | 568 | 568 | 568 | 400 | 400
CDP6 | TAS | T2 | North West Tasmania | Wind | 251.35 | 251.35 | 251.35 | 251.3506 | 259.0632 | 259.0632 | 259.0632 | 259.0632 | 259.0632 | 259.0632 | 259.0632 | 259.0632 | 259.0632 | 344.6616 | 344.6616 | 344.6616 | 344.6616 | 344.6616 | 344.6616 | 344.6616 | 344.6616 | 344.6616 | 344.6616 | 344.6616 | 344.6616 | 344.6616 | 204.9116 | 204.9116
CDP6 | TAS | T3 | Tasmania Midlands | Wind | 144 | 144 | 602.2959 | 733.535 | 796.9209 | 866.2105 | 931.2872 | 1012.3142 | 1234.549 | 1234.549 | 1437.2651 | 1477.1744 | 1477.1744 | 1504.2584 | 1576.9881 | 1576.9881 | 1576.9881 | 1576.9881 | 1576.9881 | 1576.9881 | 1432.9881 | 1432.9881 | 1432.9881 | 1432.9881 | 1432.9881 | 1432.9881 | 1432.9881 | 1432.9881
CDP6 | NSW | N10 | Hunter Coast | Offshore Wind | 0 | 0 | 0 | 0 | 0 | 0 | 0 | 0 | 0 | 0 | 0 | 0 | 0 | 0 | 0 | 0 | 0 | 0 | 0 | 0 | 0 | 0 | 0 | 0 | 0 | 0 | 0 | 0
CDP6 | NSW | N11 | Illawarra Coast | Offshore Wind | 0 | 0 | 0 | 0 | 0 | 0 | 0 | 0 | 0 | 0 | 0 | 0 | 0 | 0 | 0 | 0 | 0 | 0 | 0 | 0 | 0 | 0 | 0 | 0 | 0 | 0 | 0 | 0
CDP6 | VIC | V7 | Gippsland Coast | Offshore Wind | 0 | 0 | 0 | 0 | 0 | 0 | 1000 | 2000 | 2666.6666 | 2666.6666 | 3333.3333 | 4250.3748 | 5219.9999 | 6219.9999 | 7220 | 8220 | 8220 | 8220 | 8220 | 8220 | 8220 | 8220 | 8220 | 8220 | 8220 | 8220 | 8220 | 8220
CDP6 | VIC | V8 | Portland Coast | Offshore Wind | 0 | 0 | 0 | 0 | 0 | 0 | 0 | 0 | 0 | 666.6666 | 666.6666 | 749.6252 | 780 | 780 | 780 | 780 | 780 | 780 | 780 | 780 | 780 | 780 | 780 | 780 | 780 | 780 | 780 | 780
CDP6 | SA | S10 | South East SA Coast | Offshore Wind | 0 | 0 | 0 | 0 | 0 | 0 | 0 | 0 | 0 | 0 | 0 | 0 | 0 | 0 | 0 | 0 | 0 | 0 | 0 | 0 | 0 | 0 | 0 | 0 | 0 | 0 | 0 | 0
CDP6 | TAS | T4 | North West Tasmania Coast | Offshore Wind | 0 | 0 | 0 | 0 | 0 | 0 | 0 | 0 | 0 | 0 | 0 | 0 | 0 | 0 | 0 | 0 | 0 | 0 | 0 | 0 | 0 | 0 | 0 | 0 | 0 | 0 | 0 | 0
CDP6 | TAS | T5 | North East Tasmania Coast | Offshore Wind | 0 | 0 | 0 | 0 | 0 | 0 | 0 | 0 | 0 | 0 | 0 | 0 | 0 | 0 | 0 | 0 | 0 | 0 | 0 | 0 | 0 | 0 | 0 | 0 | 0 | 0 | 0 | 0
CDP7 | QLD | Q1 | Far North QLD | Solar | 0 | 0 | 0 | 0 | 0 | 0 | 0 | 0 | 0 | 0 | 0 | 0 | 0 | 0 | 0 | 0 | 0 | 0 | 0 | 0 | 0 | 0 | 0 | 0 | 0 | 0 | 0 | 0
CDP7 | QLD | Q2 | North Qld Clean Energy Hub | Solar | 84.47 | 84.47 | 84.47 | 84.47 | 84.47 | 84.47 | 84.47 | 84.47 | 84.47 | 84.47 | 84.47 | 84.4701 | 84.4701 | 35.9701 | 35.9701 | 35.9701 | 35.9701 | 224.7838 | 315.3075 | 315.3075 | 315.3075 | 315.3075 | 300.3075 | 300.3075 | 279.3375 | 564.3054 | 564.3054 | 564.3054
CDP7 | QLD | Q3 | Northern Qld | Solar | 437.13 | 437.13 | 437.13 | 437.13 | 437.13 | 437.13 | 437.13 | 437.13 | 437.13 | 437.13 | 437.13 | 437.13 | 437.13 | 437.13 | 437.13 | 437.13 | 437.13 | 437.13 | 315.97 | 200.01 | 200.01 | 200.01 | 200.01 | 100.03 | 100.03 | 100.03 | 0 | 0
CDP7 | QLD | Q4 | Isaac | Solar | 620.45 | 620.45 | 620.45 | 620.4501 | 620.4501 | 620.4501 | 620.4501 | 620.4501 | 620.4501 | 620.4501 | 620.4504 | 620.4517 | 620.4517 | 620.4517 | 620.4517 | 620.4517 | 623.0178 | 1131.6512 | 1131.6512 | 1131.6512 | 1089.1512 | 1089.1512 | 1089.1512 | 1089.1512 | 910.9225 | 1796.3034 | 1770.3034 | 1770.3034
CDP7 | QLD | Q5 | Barcaldine | Solar | 14 | 14 | 14 | 86.5172 | 86.5172 | 86.5172 | 86.5172 | 86.5172 | 86.5172 | 90.7512 | 90.7512 | 90.7512 | 90.876 | 90.876 | 90.876 | 90.876 | 93.0062 | 93.0062 | 93.0062 | 79.0062 | 79.0062 | 79.0062 | 79.0062 | 79.0062 | 79.0062 | 79.0062 | 79.0062 | 79.0062
CDP7 | QLD | Q6 | Fitzroy | Solar | 81.72 | 81.72 | 81.72 | 81.72 | 81.72 | 81.72 | 81.72 | 81.72 | 81.72 | 81.7201 | 81.7201 | 81.7201 | 81.7201 | 81.7201 | 81.7201 | 81.7201 | 81.7201 | 81.7202 | 81.7203 | 81.7208 | 81.7208 | 81.7208 | 81.7208 | 81.7208 | 1326.1094 | 1326.1094 | 1859.679 | 2299.6041
CDP7 | QLD | Q7 | Wide Bay | Solar | 306.83 | 366.83 | 468.23 | 468.23 | 468.23 | 468.23 | 468.23 | 468.23 | 468.2301 | 1847.9834 | 2506.8299 | 2506.8299 | 2506.8299 | 2506.8299 | 2506.8299 | 2506.8299 | 2506.8299 | 2506.8299 | 2506.8299 | 2506.83 | 2506.83 | 2506.83 | 2506.83 | 2506.83 | 2506.83 | 2375.95 | 2375.95 | 2375.95
CDP7 | QLD | Q8 | Darling Downs | Solar | 1484.68 | 1484.12 | 1483.56 | 1483.02 | 1482.46 | 1481.91 | 1481.34 | 1480.78 | 1804.9342 | 2574.6525 | 2574.6525 | 3495.7423 | 3385.7423 | 3385.7423 | 3385.7423 | 3385.7423 | 3385.7423 | 3385.7423 | 4446.2768 | 4449.622 | 4346.662 | 4819.5215 | 4225.5115 | 4832.1221 | 4804.8221 | 6888.7217 | 6891.198 | 6771.318
CDP7 | QLD | Q9 | Banana | Solar | 0 | 0 | 0 | 0 | 0 | 0 | 0 | 0 | 0 | 0 | 0 | 0 | 0 | 0 | 0 | 0 | 0 | 0 | 0 | 0 | 0 | 0 | 0 | 0 | 0 | 0 | 0 | 0
CDP7 | NSW | N0 | NSW Non-REZ | Solar | 0 | 0 | 0 | 0 | 0 | 0 | 0 | 0 | 0 | 0 | 0 | 0 | 0 | 0 | 0 | 0 | 0 | 0 | 0 | 0 | 0 | 0 | 0 | 0 | 0 | 0 | 0 | 0
CDP7 | NSW | N1 | North West NSW | Solar | 166 | 166 | 203.2374 | 203.2374 | 203.2374 | 203.2374 | 203.2374 | 203.2374 | 203.2374 | 203.2374 | 203.2374 | 203.2374 | 203.2374 | 203.2374 | 203.2374 | 203.2374 | 203.2374 | 203.2374 | 203.2374 | 203.2374 | 203.2374 | 203.2374 | 177.4411 | 194.7189 | 194.7189 | 200.4796 | 216.5296 | 216.5296
CDP7 | NSW | N2 | New England | Solar | 535.02 | 855.02 | 1120.66 | 1120.66 | 1120.66 | 1282.8349 | 1282.8349 | 1282.8349 | 1282.8349 | 1282.8349 | 1812.3237 | 1812.3237 | 1812.3237 | 1812.3237 | 1812.3237 | 1812.3237 | 1812.3237 | 3078.3543 | 3244.7453 | 4085.66 | 4085.66 | 4085.66 | 4085.66 | 4085.66 | 4085.66 | 4085.66 | 4085.66 | 4085.66
CDP7 | NSW | N3 | Central-West Orana | Solar | 1495.99 | 1495.99 | 1970.8057 | 1970.8057 | 3017.6026 | 3256.2126 | 3256.2126 | 3256.2126 | 3256.2126 | 3256.2126 | 3449.8442 | 3449.8442 | 3449.8442 | 3449.8442 | 3449.8442 | 3449.8442 | 3449.8442 | 3449.8442 | 3347.8242 | 3877.4197 | 3877.4197 | 4023.8362 | 4023.8362 | 5463.9058 | 5704.2695 | 7239.63 | 7169.88 | 7000
CDP7 | NSW | N4 | Broken Hill | Solar | 53 | 53 | 265.1797 | 265.1797 | 265.1797 | 265.1797 | 265.1797 | 265.1797 | 265.1797 | 265.1797 | 265.1797 | 265.1797 | 265.1797 | 265.1797 | 265.1797 | 265.1797 | 265.1797 | 265.1797 | 265.1797 | 249.9304 | 346.7045 | 346.7045 | 346.7045 | 346.7045 | 346.7045 | 346.7045 | 346.7045 | 346.7045
CDP7 | NSW | N5 | South West NSW | Solar | 1121.32 | 1121.32 | 1259.501 | 1803.3759 | 1803.3759 | 1804.2759 | 1803.3759 | 1803.3759 | 1803.376 | 1803.376 | 1803.376 | 1803.376 | 1803.376 | 1803.376 | 1653.346 | 1653.346 | 1653.346 | 1653.346 | 1653.346 | 2590.5531 | 2700.8351 | 2700.8351 | 2615.8351 | 2615.8351 | 2920.5528 | 2809.95 | 2560.96 | 2530.96
CDP7 | NSW | N6 | Wagga Wagga | Solar | 456.22 | 816.1 | 816.1 | 816.1 | 816.1 | 816.1 | 816.1 | 816.1 | 816.1 | 816.1 | 816.1 | 816.1 | 816.1 | 816.1 | 816.1 | 816.1 | 816.1 | 816.1 | 816.1 | 816.1 | 816.1 | 816.1 | 816.1 | 816.1 | 816.1 | 816.1 | 289.88 | 289.88
CDP7 | NSW | N7 | Tumut | Solar | 0 | 0 | 0 | 0 | 0 | 0 | 0 | 0 | 0 | 0 | 0 | 0 | 0 | 0 | 0 | 0 | 0 | 0 | 0 | 0 | 0 | 0 | 0 | 0 | 0 | 0 | 0 | 0
CDP7 | NSW | N8 | Cooma-Monaro | Solar | 0 | 0 | 0 | 0 | 0 | 0 | 0 | 0 | 0 | 0 | 0 | 0 | 0 | 0 | 0 | 0 | 0 | 0 | 0 | 0 | 0 | 0 | 0 | 0 | 0 | 0 | 0 | 0
CDP7 | NSW | N9 | Hunter-Central Coast | Solar | 0 | 0 | 516 | 516 | 516 | 516 | 516 | 516 | 516 | 516 | 516 | 516 | 516 | 516 | 516 | 516 | 516 | 516 | 516 | 516 | 516 | 516 | 516 | 516 | 516 | 516 | 516 | 516
CDP7 | NSW | N12 | Illawarra | Solar | 0 | 0 | 0 | 0 | 0 | 0 | 0 | 0 | 0 | 0 | 0 | 0 | 0 | 0 | 0 | 0 | 0 | 0 | 0 | 0 | 0 | 0 | 0 | 0 | 0 | 0 | 0 | 0
CDP7 | VIC | V0 | VIC Non-REZ | Solar | 0 | 0 | 0 | 0 | 0 | 0 | 0 | 0 | 0 | 0 | 0 | 0 | 0 | 0 | 0 | 0 | 0 | 0 | 0 | 0 | 0 | 0 | 0 | 0 | 0 | 0 | 0 | 0
CDP7 | VIC | V1 | Ovens Murray | Solar | 0 | 0 | 3.22e-06 | 5.48e-06 | 7.46e-06 | 2.297e-05 | 2.297e-05 | 2.433e-05 | 6.971e-05 | 6.971e-05 | 6.971e-05 | 6.971e-05 | 6.971e-05 | 6.971e-05 | 6.971e-05 | 7.072e-05 | 7.072e-05 | 7.072e-05 | 7.302e-05 | 8.638e-05 | 8.638e-05 | 8.835e-05 | 9.037e-05 | 9.037e-05 | 0.00012099 | 0.00012099 | 0.00012099 | 0.00012099
CDP7 | VIC | V2 | Murray River | Solar | 624.12 | 719.22 | 869.26 | 869.26 | 869.26 | 869.2601 | 869.2601 | 869.2601 | 869.2601 | 869.2601 | 869.2601 | 869.2601 | 869.2601 | 869.2601 | 869.2601 | 869.2601 | 869.2601 | 869.2601 | 869.2601 | 1561.3318 | 2336.6725 | 2309.5025 | 2309.5025 | 2309.5025 | 2360.0923 | 1984.1623 | 1903.1623 | 1903.1623
CDP7 | VIC | V3 | Western Victoria | Solar | 0 | 0 | 118.8 | 118.8 | 118.8 | 118.8 | 118.8 | 118.8 | 118.8 | 118.8 | 118.8 | 118.8 | 118.8 | 118.8 | 118.8 | 118.8 | 118.8 | 118.8 | 118.8 | 118.8 | 118.8 | 118.8 | 118.8 | 118.8 | 118.8 | 118.8 | 118.8 | 118.8
CDP7 | VIC | V4 | South West Victoria | Solar | 0 | 0 | 0 | 0 | 0 | 0 | 0 | 0 | 0 | 0 | 0 | 0 | 0 | 0 | 0 | 0 | 0 | 0 | 0 | 0 | 0 | 0 | 0 | 0 | 0 | 0 | 0 | 0
CDP7 | VIC | V5 | Gippsland | Solar | 0 | 77 | 160.28 | 160.28 | 160.28 | 160.28 | 160.28 | 160.28 | 160.28 | 160.28 | 160.28 | 160.28 | 160.28 | 160.28 | 160.28 | 160.28 | 160.28 | 160.28 | 160.28 | 160.28 | 160.28 | 160.28 | 160.28 | 160.28 | 160.28 | 160.28 | 160.28 | 160.28
CDP7 | VIC | V6 | Central North VIC | Solar | 547.75 | 547.75 | 547.75 | 547.75 | 547.75 | 547.75 | 547.75 | 547.75 | 547.75 | 547.75 | 547.75 | 547.75 | 547.75 | 547.75 | 547.75 | 547.75 | 547.75 | 547.75 | 547.75 | 547.75 | 447.8 | 447.8 | 447.8 | 447.8 | 447.8 | 447.8 | 447.8 | 252.79
CDP7 | SA | S1 | South East SA | Solar | 224.9 | 224.9 | 224.9 | 224.9 | 224.9 | 224.9 | 224.9 | 224.9 | 224.9 | 224.9 | 224.9 | 224.9 | 224.9 | 224.9 | 224.9 | 224.9 | 224.9 | 182 | 182 | 182 | 182 | 182 | 182 | 182 | 182 | 87 | 87 | 87
CDP7 | SA | S2 | Riverland | Solar | 55.19 | 55.19 | 55.19 | 55.19 | 55.19 | 55.1901 | 55.1901 | 49.0701 | 49.0701 | 49.0701 | 49.0701 | 49.0701 | 49.0701 | 49.0701 | 49.0701 | 49.0701 | 49.0701 | 37.3501 | 37.3501 | 563.5952 | 1249.4106 | 1242.0406 | 1242.0406 | 1242.0406 | 1242.0406 | 1242.0406 | 1242.0406 | 1242.0406
CDP7 | SA | S3 | Mid-North SA | Solar | 0 | 0 | 0 | 0 | 0 | 0 | 0 | 0 | 0 | 0 | 0 | 0 | 0 | 0 | 0 | 0 | 0 | 0 | 0 | 0 | 0 | 0 | 0 | 0 | 0 | 0 | 0 | 0
CDP7 | SA | S4 | Yorke Peninsula | Solar | 0 | 0 | 0 | 0 | 0 | 0 | 0 | 0 | 0 | 0 | 0 | 0 | 0 | 0 | 0 | 0 | 0 | 0 | 0 | 0 | 0 | 0 | 0 | 0 | 0 | 0 | 0 | 0
CDP7 | SA | S5 | Northern SA | Solar | 298.44 | 298.44 | 578.2 | 578.2 | 578.2 | 578.2 | 578.2 | 578.2 | 578.2 | 578.2 | 578.2 | 578.2 | 578.2 | 578.2 | 578.2001 | 578.2001 | 578.2001 | 578.2001 | 578.2001 | 578.2001 | 1272.3781 | 1272.3781 | 1272.3781 | 1193.1781 | 1193.1781 | 1193.1781 | 1193.1781 | 1193.1781
CDP7 | SA | S6 | Leigh Creek | Solar | 0 | 0 | 0 | 0 | 0 | 0 | 0 | 0 | 0 | 0 | 0 | 0 | 0 | 0 | 0 | 0 | 0 | 0 | 0 | 0 | 0 | 0 | 0 | 0 | 0 | 0 | 0 | 0
CDP7 | SA | S7 | Roxby Downs | Solar | 0 | 0 | 3.55e-06 | 2.469e-05 | 44.5904 | 44.5904 | 44.5904 | 44.5904 | 44.5904 | 44.5904 | 260.1743 | 260.1743 | 260.1743 | 260.1743 | 260.1743 | 260.1743 | 498.0169 | 498.0169 | 517.9498 | 517.9498 | 591.1944 | 591.1944 | 591.1944 | 591.1944 | 591.1944 | 591.1944 | 598.3375 | 598.3375
CDP7 | SA | S8 | Eastern Eyre Peninsula | Solar | 0 | 0 | 0 | 0 | 0 | 0 | 0 | 0 | 0 | 0 | 0 | 0 | 0 | 0 | 0 | 0 | 0 | 0 | 0 | 0 | 0 | 0 | 0 | 0 | 0 | 0 | 0 | 0
CDP7 | SA | S9 | Western Eyre Peninsula | Solar | 0 | 0 | 0 | 0 | 0 | 0 | 0 | 0 | 0 | 0 | 0 | 0 | 0 | 0 | 0 | 0 | 0 | 0 | 0 | 0 | 0 | 0 | 0 | 0 | 0 | 0 | 0 | 0
CDP7 | TAS | T1 | North East Tasmania | Solar | 0 | 0 | 0 | 0 | 0 | 0 | 0 | 0 | 0 | 0 | 0 | 0 | 0 | 0 | 0 | 0 | 0 | 0 | 0 | 0 | 0 | 0 | 0 | 0 | 0 | 0 | 0 | 0
CDP7 | TAS | T2 | North West Tasmania | Solar | 0 | 0 | 0 | 0 | 0 | 0 | 0 | 0 | 0 | 0 | 0 | 0 | 0 | 0 | 0 | 0 | 0 | 0 | 0 | 0 | 0 | 0 | 0 | 0 | 0 | 0 | 0 | 0
CDP7 | TAS | T3 | Tasmania Midlands | Solar | 0 | 0 | 0 | 0 | 0 | 0 | 0 | 0 | 0 | 0 | 0 | 0 | 0 | 0 | 0 | 0 | 0 | 0 | 0 | 0 | 0 | 0 | 0 | 0 | 0 | 0 | 0 | 0
CDP7 | QLD | Q1 | Far North QLD | Wind | 332.44 | 332.44 | 332.44 | 902.44 | 1025.6632 | 1025.6632 | 1025.6632 | 1025.6632 | 1025.6632 | 1025.6632 | 1025.6632 | 1038.7728 | 1038.7728 | 1038.7728 | 1038.7728 | 1038.7728 | 1038.7728 | 1038.7728 | 1038.7728 | 997.6227 | 1142.8469 | 1142.8469 | 1142.8469 | 1142.8469 | 1010.6254 | 1029.3876 | 1029.3876 | 1029.3876
CDP7 | QLD | Q2 | North Qld Clean Energy Hub | Wind | 43.2 | 43.2 | 43.2 | 706.7737 | 909.8545 | 1490.0094 | 1490.0094 | 1490.0094 | 1490.0094 | 1652.9065 | 1652.9065 | 1727.0221 | 1921.1331 | 1921.1331 | 1921.1331 | 1921.1331 | 1921.1331 | 1921.1331 | 1921.1331 | 1962.1183 | 2280.5535 | 2280.5535 | 2237.3535 | 2237.3535 | 2237.3535 | 2364.0662 | 2403.5439 | 2410.2552
CDP7 | QLD | Q3 | Northern Qld | Wind | 0 | 0 | 0 | 0 | 0 | 0 | 0 | 0 | 0 | 0 | 0 | 0 | 0 | 0 | 0 | 0 | 0 | 0 | 0 | 0 | 0 | 0 | 0 | 0 | 0 | 0 | 0 | 0
CDP7 | QLD | Q4 | Isaac | Wind | 300 | 439 | 439 | 439 | 515.5733 | 515.5733 | 515.5733 | 515.5733 | 515.5733 | 1208.9194 | 1208.9194 | 1208.9194 | 1208.9194 | 1208.9194 | 1208.9194 | 1208.9194 | 1208.9194 | 1208.9194 | 1208.9194 | 1208.9194 | 3024.1777 | 3024.1777 | 3024.1777 | 3024.1777 | 3024.1777 | 2585.1777 | 2585.1777 | 2585.1777
CDP7 | QLD | Q5 | Barcaldine | Wind | 0 | 0 | 2.63e-06 | 8.75e-06 | 4.35e-05 | 6.438e-05 | 6.438e-05 | 6.624e-05 | 7.246e-05 | 0.00020041 | 5.9793 | 5.9793 | 5.9793 | 5.9793 | 5.9793 | 5.9793 | 5.9793 | 5.9793 | 5.9793 | 99.5802 | 109.6194 | 109.6194 | 109.6194 | 109.6194 | 109.6194 | 109.6194 | 109.6194 | 109.6194
CDP7 | QLD | Q6 | Fitzroy | Wind | 0 | 0 | 2.89e-06 | 505.5611 | 900 | 900 | 900 | 900 | 900 | 900 | 900 | 900 | 900 | 900 | 900 | 900 | 900 | 900 | 900 | 900 | 900 | 900 | 900 | 900 | 900 | 900 | 900 | 900
CDP7 | QLD | Q7 | Wide Bay | Wind | 0 | 0 | 5.55e-06 | 1.842e-05 | 2.686e-05 | 2.686e-05 | 2.686e-05 | 2.917e-05 | 3.196e-05 | 5.58e-05 | 0.0001022 | 0.00010664 | 262.3254 | 262.3254 | 262.3254 | 262.3254 | 262.3254 | 262.3254 | 262.3255 | 262.3255 | 262.3255 | 262.3255 | 262.3255 | 262.3255 | 962.2096 | 962.2096 | 1100 | 1100
CDP7 | QLD | Q8 | Darling Downs | Wind | 1788.35 | 1788.35 | 1788.35 | 3188.3501 | 4088.6845 | 4088.6845 | 4088.6845 | 4088.6845 | 4088.6845 | 4088.6845 | 4840.4855 | 4840.4855 | 4840.4855 | 4840.4855 | 4840.4855 | 4840.4855 | 4840.4855 | 4840.4855 | 4840.4855 | 4840.4855 | 4400.5155 | 4400.5155 | 4400.5155 | 4400.5155 | 6948.38 | 6948.38 | 6948.38 | 6948.38
CDP7 | QLD | Q9 | Banana | Wind | 0 | 0 | 0 | 0 | 0 | 0 | 0 | 0 | 0 | 0 | 0 | 0 | 0 | 0 | 0 | 0 | 0 | 0 | 0 | 0 | 0 | 0 | 0 | 0 | 0 | 0 | 0 | 0
CDP7 | NSW | N0 | NSW Non-REZ | Wind | 0 | 0 | 0 | 0 | 0 | 0 | 0 | 0 | 0 | 0 | 0 | 0 | 0 | 0 | 0 | 0 | 0 | 0 | 0 | 0 | 0 | 0 | 0 | 0 | 0 | 0 | 0 | 0
CDP7 | NSW | N1 | North West NSW | Wind | 0 | 0 | 0 | 0 | 0 | 0 | 0 | 0 | 0 | 0 | 0 | 0 | 0 | 0 | 0 | 0 | 0 | 0 | 0 | 0 | 0 | 0 | 0 | 0 | 0 | 0 | 0 | 0
CDP7 | NSW | N2 | New England | Wind | 442.48 | 442.48 | 784.1002 | 817.5827 | 817.5827 | 3482.8145 | 3482.8145 | 3482.8145 | 3482.8145 | 3482.8145 | 4044.7331 | 4044.7331 | 4044.7331 | 4044.7331 | 3872.2531 | 3872.2531 | 4428.3734 | 5649.5425 | 7016.4394 | 7236.4189 | 7236.4189 | 7236.4189 | 7236.4189 | 7236.4189 | 7400 | 7400 | 7400 | 7400
CDP7 | NSW | N3 | Central-West Orana | Wind | 258.73 | 396.73 | 840.4603 | 1463.4254 | 4368.0561 | 4368.0561 | 4368.0561 | 4368.0561 | 4368.0561 | 4368.0561 | 4368.0561 | 4368.0561 | 4368.0561 | 4368.0561 | 4368.0561 | 4368.0561 | 4368.0561 | 4368.0561 | 4368.0561 | 4368.0561 | 4368.0561 | 4368.0561 | 4368.0561 | 4368.0561 | 4368.0561 | 4660.0983 | 4660.0983 | 4660.0983
CDP7 | NSW | N4 | Broken Hill | Wind | 198.01 | 198.01 | 198.01 | 290.5851 | 290.5851 | 290.5851 | 290.5851 | 290.5851 | 290.5851 | 290.5851 | 290.5851 | 290.5851 | 290.5851 | 290.5851 | 290.5851 | 290.5851 | 290.5851 | 290.5851 | 290.5851 | 92.5751 | 92.5751 | 92.5751 | 92.5751 | 92.5751 | 92.5751 | 92.5751 | 92.5751 | 92.5751
CDP7 | NSW | N5 | South West NSW | Wind | 0 | 0 | 8.34e-06 | 454.3055 | 454.3055 | 454.3055 | 454.3055 | 454.3055 | 454.3055 | 454.3055 | 454.3055 | 454.3055 | 454.3055 | 454.3055 | 454.3055 | 454.3055 | 454.3055 | 454.3055 | 454.3055 | 454.3055 | 454.3055 | 454.3055 | 454.3055 | 454.3055 | 454.3055 | 454.3055 | 454.3055 | 454.3055
CDP7 | NSW | N6 | Wagga Wagga | Wind | 0 | 0 | 0 | 0 | 0 | 0 | 0 | 0 | 0 | 0 | 0 | 0 | 0 | 0 | 0 | 0 | 0 | 0 | 0 | 0 | 0 | 0 | 0 | 0 | 0 | 0 | 0 | 0
CDP7 | NSW | N7 | Tumut | Wind | 0 | 40.02 | 270.48 | 270.48 | 270.48 | 270.48 | 270.48 | 270.48 | 270.48 | 270.48 | 270.48 | 270.48 | 270.48 | 270.48 | 270.48 | 270.48 | 270.48 | 270.48 | 270.48 | 270.48 | 270.48 | 270.48 | 270.48 | 270.48 | 270.48 | 270.48 | 270.48 | 270.48
CDP7 | NSW | N8 | Cooma-Monaro | Wind | 113.18 | 113.18 | 413.18 | 447.9997 | 447.9997 | 447.9997 | 447.9997 | 447.9997 | 447.9997 | 447.9997 | 447.9997 | 447.9997 | 447.9997 | 447.9997 | 447.9997 | 447.9997 | 378.8033 | 378.8033 | 378.8033 | 378.8033 | 378.8033 | 378.8033 | 383.1631 | 388.4741 | 396.9334 | 404.7336 | 404.7336 | 404.7336
CDP7 | NSW | N9 | Hunter-Central Coast | Wind | 0 | 0 | 400 | 556.9387 | 556.9387 | 556.9387 | 556.9387 | 556.9387 | 556.9387 | 556.9387 | 556.9387 | 556.9387 | 556.9387 | 556.9387 | 556.9387 | 556.9387 | 556.9387 | 556.9387 | 556.9387 | 556.9387 | 556.9387 | 556.9387 | 556.9387 | 556.9387 | 829.8484 | 1007.1237 | 1007.1237 | 1007.1237
CDP7 | NSW | N12 | Illawarra | Wind | 0 | 0 | 0 | 0 | 0 | 0 | 0 | 0 | 0 | 0 | 0 | 0 | 0 | 0 | 0 | 0 | 0 | 0 | 0 | 0 | 0 | 0 | 0 | 0 | 0 | 0 | 0 | 0
CDP7 | VIC | V0 | VIC Non-REZ | Wind | 0 | 0 | 3.8e-06 | 1.465e-05 | 2.584e-05 | 2.584e-05 | 2.584e-05 | 2.745e-05 | 3.055e-05 | 3.173e-05 | 3.173e-05 | 3.173e-05 | 3.173e-05 | 3.173e-05 | 3.173e-05 | 3.173e-05 | 3.173e-05 | 3.173e-05 | 3.173e-05 | 3.173e-05 | 3.327e-05 | 3.327e-05 | 3.327e-05 | 3.327e-05 | 3.723e-05 | 4.594e-05 | 4.594e-05 | 4.594e-05
CDP7 | VIC | V1 | Ovens Murray | Wind | 0 | 0 | 0 | 0 | 0 | 0 | 0 | 0 | 0 | 0 | 0 | 0 | 0 | 0 | 0 | 0 | 0 | 0 | 0 | 0 | 0 | 0 | 0 | 0 | 0 | 0 | 0 | 0
CDP7 | VIC | V2 | Murray River | Wind | 0 | 0 | 0 | 0 | 0 | 0 | 0 | 0 | 0 | 0 | 0 | 0 | 0 | 0 | 0 | 0 | 0 | 0 | 0 | 0 | 0 | 0 | 0 | 0 | 0 | 0 | 0 | 0
CDP7 | VIC | V3 | Western Victoria | Wind | 1934.5 | 1934.5 | 1934.5 | 1934.5 | 2634.5 | 2634.5 | 2634.5 | 2634.5 | 2634.5 | 2582 | 2390 | 2390 | 2390 | 2390 | 2390 | 2390 | 2390 | 2390 | 2358.95 | 2227.75 | 1915.75 | 1915.75 | 1915.75 | 1675.75 | 1647.05 | 1643.3326 | 1563.3826 | 1563.3826
CDP7 | VIC | V4 | South West Victoria | Wind | 2438.67 | 3283.23 | 3300.39 | 3300.39 | 3300.3902 | 3300.3902 | 3300.3902 | 3300.3903 | 3300.3903 | 3300.3903 | 3300.3903 | 3300.3903 | 3300.3903 | 3237.3903 | 2817.3903 | 2817.3903 | 2635.6903 | 2635.6903 | 2616.1903 | 2430.1903 | 2430.1903 | 1583.2003 | 1583.2003 | 1425.7003 | 2173.5083 | 2744.2715 | 2700.922 | 2700.922
CDP7 | VIC | V5 | Gippsland | Wind | 0 | 0 | 5.02e-06 | 3.048e-05 | 712.1413 | 1156.6703 | 1156.6703 | 1156.6703 | 1156.6703 | 1156.6703 | 1156.6703 | 1156.6703 | 1156.6703 | 1156.6703 | 1156.6703 | 1156.6703 | 1156.6703 | 1156.6703 | 1156.6703 | 1156.6703 | 1156.6703 | 1156.6703 | 1156.6703 | 1156.6703 | 1156.6703 | 1156.6703 | 1156.6703 | 1156.6703
CDP7 | VIC | V6 | Central North VIC | Wind | 0 | 0 | 4.39e-06 | 1.031e-05 | 2.546e-05 | 2.953e-05 | 2.953e-05 | 2.953e-05 | 3.364e-05 | 3.364e-05 | 3.552e-05 | 3.552e-05 | 3.552e-05 | 3.552e-05 | 3.552e-05 | 3.552e-05 | 3.552e-05 | 3.552e-05 | 3.552e-05 | 3.552e-05 | 3.552e-05 | 3.552e-05 | 3.552e-05 | 3.552e-05 | 3.958e-05 | 4.083e-05 | 4.083e-05 | 4.083e-05
CDP7 | SA | S1 | South East SA | Wind | 324.5 | 324.5 | 324.5 | 324.5 | 847.3321 | 847.3321 | 847.3321 | 847.3321 | 847.3321 | 847.3321 | 847.3321 | 720.8321 | 720.8321 | 720.8321 | 561.8321 | 561.8321 | 522.8321 | 522.8321 | 522.8321 | 522.8321 | 522.8321 | 522.8321 | 522.8321 | 522.8321 | 522.8321 | 778.7697 | 778.7697 | 778.7697
CDP7 | SA | S2 | Riverland | Wind | 0 | 0 | 0 | 0 | 0 | 0 | 0 | 0 | 0 | 0 | 0 | 0 | 0 | 0 | 0 | 0 | 0 | 0 | 0 | 0 | 0 | 0 | 0 | 0 | 0 | 0 | 0 | 0
CDP7 | SA | S3 | Mid-North SA | Wind | 1591.41 | 1731.6 | 1731.6 | 1731.6001 | 2201.4493 | 2201.4493 | 2201.4493 | 2201.4493 | 2201.4493 | 2321.0308 | 2321.0308 | 2249.6308 | 2065.1508 | 2065.1508 | 2065.1508 | 1738.4508 | 2122.4854 | 2122.4854 | 2122.4854 | 1908.6254 | 1908.6254 | 1905.6601 | 2230.8041 | 2581.7679 | 2915.3878 | 2757.6772 | 2757.6772 | 2757.6772
CDP7 | SA | S4 | Yorke Peninsula | Wind | 90.75 | 90.75 | 90.75 | 107.0902 | 126.308 | 74.8098 | 74.8098 | 74.8098 | 74.8098 | 74.8098 | 74.8098 | 74.8098 | 74.8098 | 74.8098 | 110.8833 | 110.8833 | 110.8833 | 110.8833 | 110.8833 | 110.8833 | 110.8833 | 110.8833 | 111.2644 | 111.2644 | 111.2644 | 112.0453 | 112.0453 | 112.6094
CDP7 | SA | S5 | Northern SA | Wind | 416.5 | 416.5 | 416.5 | 416.5 | 416.5 | 416.5 | 416.5 | 416.5 | 416.5 | 416.5 | 416.5 | 416.5 | 416.5 | 416.5 | 416.5 | 416.5 | 416.5 | 416.5 | 416.5 | 416.5 | 416.5 | 210 | 210 | 210 | 210 | 210 | 210 | 210
CDP7 | SA | S6 | Leigh Creek | Wind | 0 | 0 | 0 | 0 | 0 | 0 | 0 | 0 | 0 | 0 | 0 | 0 | 0 | 0 | 0 | 0 | 0 | 0 | 0 | 0 | 0 | 0 | 0 | 0 | 0 | 0 | 0 | 0
CDP7 | SA | S7 | Roxby Downs | Wind | 0 | 0 | 0 | 0 | 0 | 0 | 0 | 0 | 0 | 0 | 0 | 0 | 0 | 0 | 0 | 0 | 0 | 0 | 0 | 0 | 0 | 0 | 0 | 0 | 0 | 0 | 0 | 0
CDP7 | SA | S8 | Eastern Eyre Peninsula | Wind | 134.28 | 134.28 | 134.28 | 134.28 | 134.2803 | 138.623 | 76.623 | 76.623 | 76.623 | 76.623 | 76.623 | 4.343 | 4.343 | 4.343 | 232.69 | 232.69 | 232.69 | 232.69 | 232.69 | 232.69 | 232.69 | 232.69 | 332.4186 | 332.4186 | 332.4186 | 332.4186 | 332.4186 | 332.4186
CDP7 | SA | S9 | Western Eyre Peninsula | Wind | 0 | 0 | 0 | 0 | 0 | 0 | 0 | 0 | 0 | 0 | 0 | 0 | 0 | 0 | 0 | 0 | 0 | 0 | 0 | 0 | 0 | 0 | 0 | 0 | 0 | 0 | 0 | 0
CDP7 | TAS | T1 | North East Tasmania | Wind | 168 | 168 | 168 | 223.5235 | 419.5842 | 419.5842 | 419.5842 | 419.5842 | 419.5842 | 419.5842 | 419.5842 | 529.8383 | 537.8603 | 568 | 568 | 568 | 568 | 568 | 568 | 568 | 568 | 568 | 568 | 568 | 568 | 568 | 400 | 400
CDP7 | TAS | T2 | North West Tasmania | Wind | 251.35 | 251.35 | 251.35 | 251.351 | 259.1347 | 259.1347 | 259.1347 | 259.1347 | 259.1347 | 259.1347 | 259.1347 | 259.1347 | 259.1347 | 344.7331 | 344.7331 | 344.7331 | 344.7331 | 344.7331 | 344.7331 | 344.7331 | 344.7331 | 344.7331 | 344.7331 | 344.7331 | 344.7331 | 344.7331 | 204.9831 | 204.9831
CDP7 | TAS | T3 | Tasmania Midlands | Wind | 144 | 144 | 602.2959 | 733.7566 | 797.4298 | 866.0024 | 933.2886 | 1012.5984 | 1234.8535 | 1234.8535 | 1437.5981 | 1477.1717 | 1477.1717 | 1503.8479 | 1576.899 | 1576.899 | 1576.899 | 1576.899 | 1576.899 | 1576.899 | 1432.899 | 1432.899 | 1432.899 | 1432.899 | 1432.899 | 1432.899 | 1432.899 | 1432.899
CDP7 | NSW | N10 | Hunter Coast | Offshore Wind | 0 | 0 | 0 | 0 | 0 | 0 | 0 | 0 | 0 | 0 | 0 | 0 | 0 | 0 | 0 | 0 | 0 | 0 | 0 | 0 | 0 | 0 | 0 | 0 | 0 | 0 | 0 | 0
CDP7 | NSW | N11 | Illawarra Coast | Offshore Wind | 0 | 0 | 0 | 0 | 0 | 0 | 0 | 0 | 0 | 0 | 0 | 0 | 0 | 0 | 0 | 0 | 0 | 0 | 0 | 0 | 0 | 0 | 0 | 0 | 0 | 0 | 0 | 0
CDP7 | VIC | V7 | Gippsland Coast | Offshore Wind | 0 | 0 | 0 | 0 | 0 | 0 | 1000 | 2000 | 2666.6666 | 2666.6666 | 3332.3863 | 4246.4538 | 5219.9999 | 6219.9998 | 7220 | 8220 | 8220 | 8220 | 8220 | 8220 | 8220 | 8220 | 8220 | 8220 | 8220 | 8220 | 8220 | 8220
CDP7 | VIC | V8 | Portland Coast | Offshore Wind | 0 | 0 | 0 | 0 | 0 | 0 | 0 | 0 | 0 | 666.6666 | 667.6136 | 753.5461 | 780 | 780 | 780 | 780 | 780 | 780 | 780 | 780 | 780 | 780 | 780 | 780 | 780 | 780 | 780 | 780
CDP7 | SA | S10 | South East SA Coast | Offshore Wind | 0 | 0 | 0 | 0 | 0 | 0 | 0 | 0 | 0 | 0 | 0 | 0 | 0 | 0 | 0 | 0 | 0 | 0 | 0 | 0 | 0 | 0 | 0 | 0 | 0 | 0 | 0 | 0
CDP7 | TAS | T4 | North West Tasmania Coast | Offshore Wind | 0 | 0 | 0 | 0 | 0 | 0 | 0 | 0 | 0 | 0 | 0 | 0 | 0 | 0 | 0 | 0 | 0 | 0 | 0 | 0 | 0 | 0 | 0 | 0 | 0 | 0 | 0 | 0
CDP7 | TAS | T5 | North East Tasmania Coast | Offshore Wind | 0 | 0 | 0 | 0 | 0 | 0 | 0 | 0 | 0 | 0 | 0 | 0 | 0 | 0 | 0 | 0 | 0 | 0 | 0 | 0 | 0 | 0 | 0 | 0 | 0 | 0 | 0 | 0
CDP8 | QLD | Q1 | Far North QLD | Solar | 0 | 0 | 0 | 0 | 0 | 0 | 0 | 0 | 0 | 0 | 0 | 0 | 0 | 0 | 0 | 0 | 0 | 0 | 0 | 0 | 0 | 0 | 0 | 0 | 0 | 0 | 0 | 0
CDP8 | QLD | Q2 | North Qld Clean Energy Hub | Solar | 84.47 | 84.47 | 84.47 | 84.47 | 84.47 | 84.47 | 84.47 | 84.47 | 84.47 | 84.47 | 84.47 | 84.4701 | 84.4701 | 35.9701 | 35.9701 | 35.9701 | 35.9702 | 233.3951 | 310.6464 | 310.6464 | 318.4911 | 318.4911 | 303.4911 | 303.4911 | 282.5211 | 587.822 | 587.822 | 587.822
CDP8 | QLD | Q3 | Northern Qld | Solar | 437.13 | 437.13 | 437.13 | 437.13 | 437.13 | 437.13 | 437.13 | 437.13 | 437.13 | 437.13 | 437.13 | 437.13 | 437.13 | 437.13 | 437.13 | 437.13 | 437.13 | 437.13 | 315.97 | 200.01 | 200.01 | 200.01 | 200.01 | 100.03 | 100.03 | 100.03 | 0 | 0
CDP8 | QLD | Q4 | Isaac | Solar | 620.45 | 620.45 | 620.45 | 620.45 | 620.45 | 620.45 | 620.45 | 620.45 | 620.4501 | 620.4501 | 620.4503 | 620.4508 | 620.4508 | 620.4508 | 620.4508 | 620.4508 | 660.826 | 1123.5964 | 1123.5964 | 1123.5964 | 1081.0964 | 1081.0964 | 1081.0964 | 1081.0964 | 677.8381 | 1377.881 | 1351.881 | 1351.881
CDP8 | QLD | Q5 | Barcaldine | Solar | 14 | 14 | 14 | 86.6104 | 86.6104 | 86.6104 | 86.6104 | 86.6104 | 86.6104 | 88.6059 | 88.6059 | 88.6059 | 88.6059 | 88.6059 | 88.6059 | 88.6059 | 91.0743 | 91.0743 | 91.0743 | 77.0743 | 77.0743 | 77.0743 | 77.0743 | 77.0743 | 77.0743 | 77.0743 | 77.0743 | 77.0743
CDP8 | QLD | Q6 | Fitzroy | Solar | 81.72 | 81.72 | 81.72 | 81.72 | 81.72 | 81.72 | 81.72 | 81.72 | 81.72 | 81.7201 | 81.7201 | 81.7201 | 81.7201 | 81.7201 | 81.7201 | 81.7201 | 81.7202 | 81.7202 | 81.7204 | 81.7214 | 81.7214 | 81.7214 | 81.7214 | 260.7271 | 1741.3062 | 2104.7071 | 2780.012 | 3422.9421
CDP8 | QLD | Q7 | Wide Bay | Solar | 306.83 | 366.83 | 468.23 | 468.23 | 468.23 | 468.23 | 468.23 | 468.23 | 468.2301 | 1848.9068 | 2506.8299 | 2506.8299 | 2506.8299 | 2506.8299 | 2506.8299 | 2506.8299 | 2506.8299 | 2506.8299 | 2506.8299 | 2506.83 | 2506.83 | 2506.83 | 2506.83 | 2506.83 | 2506.83 | 2375.95 | 2375.95 | 2375.95
CDP8 | QLD | Q8 | Darling Downs | Solar | 1484.68 | 1484.12 | 1483.56 | 1483.02 | 1482.46 | 1481.91 | 1481.34 | 1480.78 | 1714.0325 | 2574.4018 | 2574.4018 | 3470.2214 | 3360.2214 | 3360.2214 | 3360.2214 | 3360.2214 | 3360.2214 | 3360.2214 | 4559.6879 | 4676.8577 | 4573.8977 | 5185.4377 | 4682.7971 | 5161.3723 | 5134.0723 | 6855.1322 | 6855.1322 | 6735.2522
CDP8 | QLD | Q9 | Banana | Solar | 0 | 0 | 0 | 0 | 0 | 0 | 0 | 0 | 0 | 0 | 0 | 0 | 0 | 0 | 0 | 0 | 0 | 0 | 0 | 0 | 0 | 0 | 0 | 0 | 0 | 0 | 0 | 0
CDP8 | NSW | N0 | NSW Non-REZ | Solar | 0 | 0 | 0 | 0 | 0 | 0 | 0 | 0 | 0 | 0 | 0 | 0 | 0 | 0 | 0 | 0 | 0 | 0 | 0 | 0 | 0 | 0 | 0 | 0 | 0 | 0 | 0 | 0
CDP8 | NSW | N1 | North West NSW | Solar | 166 | 166 | 202.324 | 202.324 | 202.324 | 202.324 | 202.324 | 202.324 | 202.324 | 202.324 | 202.324 | 202.324 | 202.324 | 202.324 | 202.324 | 202.324 | 202.324 | 202.324 | 202.324 | 202.324 | 202.324 | 202.324 | 177.441 | 196.2104 | 196.2104 | 200.4483 | 216.9681 | 216.9681
CDP8 | NSW | N2 | New England | Solar | 535.02 | 855.02 | 1120.66 | 1120.66 | 1120.66 | 1163.9828 | 1163.9828 | 1163.9828 | 1163.9828 | 1163.9828 | 1658.6335 | 1658.6335 | 1658.6335 | 1658.6335 | 1658.6335 | 1658.6335 | 1658.6335 | 2981.7423 | 3300.6829 | 4085.66 | 4085.66 | 4085.66 | 4085.66 | 4085.66 | 4085.66 | 4085.66 | 4085.66 | 4085.66
CDP8 | NSW | N3 | Central-West Orana | Solar | 1495.99 | 1495.99 | 1975.7998 | 1975.7998 | 2959.4706 | 3232.3148 | 3232.3148 | 3232.3148 | 3232.3148 | 3232.3148 | 3232.3148 | 3232.3148 | 3232.3148 | 3232.3148 | 3232.3148 | 3232.3148 | 3232.3148 | 3232.3148 | 3130.2948 | 3998.9112 | 3998.9112 | 3962.9012 | 3962.9012 | 5480.7826 | 5704.4794 | 7239.63 | 7169.88 | 7000
CDP8 | NSW | N4 | Broken Hill | Solar | 53 | 53 | 265.03 | 265.03 | 265.03 | 265.03 | 265.03 | 265.03 | 265.03 | 265.03 | 265.03 | 265.03 | 265.03 | 265.03 | 265.03 | 265.03 | 265.03 | 265.03 | 265.03 | 250.0524 | 340.4381 | 340.4381 | 340.4381 | 340.4381 | 340.4381 | 340.4381 | 340.4381 | 340.4381
CDP8 | NSW | N5 | South West NSW | Solar | 1121.32 | 1121.32 | 1257.3068 | 1809.7418 | 1809.7418 | 1810.6418 | 1809.7418 | 1809.7418 | 1809.7418 | 1809.7418 | 1809.7418 | 1809.7418 | 1809.7418 | 1809.7418 | 1659.7118 | 1659.7118 | 1659.7118 | 1659.7118 | 1659.7118 | 2158.4583 | 2960.4147 | 2960.4147 | 2875.4147 | 2875.4147 | 2910.5383 | 2809.95 | 2560.96 | 2530.96
CDP8 | NSW | N6 | Wagga Wagga | Solar | 456.22 | 816.1 | 816.1 | 816.1 | 816.1 | 816.1 | 816.1 | 816.1 | 816.1 | 816.1 | 816.1 | 816.1 | 816.1 | 816.1 | 816.1 | 816.1 | 816.1 | 816.1 | 816.1 | 816.1 | 816.1 | 816.1 | 816.1 | 816.1 | 816.1 | 816.1 | 289.88 | 289.88
CDP8 | NSW | N7 | Tumut | Solar | 0 | 0 | 0 | 0 | 0 | 0 | 0 | 0 | 0 | 0 | 0 | 0 | 0 | 0 | 0 | 0 | 0 | 0 | 0 | 0 | 0 | 0 | 0 | 0 | 0 | 0 | 0 | 0
CDP8 | NSW | N8 | Cooma-Monaro | Solar | 0 | 0 | 0 | 0 | 0 | 0 | 0 | 0 | 0 | 0 | 0 | 0 | 0 | 0 | 0 | 0 | 0 | 0 | 0 | 0 | 0 | 0 | 0 | 0 | 0 | 0 | 0 | 0
CDP8 | NSW | N9 | Hunter-Central Coast | Solar | 0 | 0 | 516 | 516 | 516 | 516 | 516 | 516 | 516 | 516 | 516 | 516 | 516 | 516 | 516 | 516 | 516 | 516 | 516 | 516 | 516 | 516 | 516 | 516 | 516 | 516 | 516 | 516
CDP8 | NSW | N12 | Illawarra | Solar | 0 | 0 | 0 | 0 | 0 | 0 | 0 | 0 | 0 | 0 | 0 | 0 | 0 | 0 | 0 | 0 | 0 | 0 | 0 | 0 | 0 | 0 | 0 | 0 | 0 | 0 | 0 | 0
CDP8 | VIC | V0 | VIC Non-REZ | Solar | 0 | 0 | 0 | 0 | 0 | 0 | 0 | 0 | 0 | 0 | 0 | 0 | 0 | 0 | 0 | 0 | 0 | 0 | 0 | 0 | 0 | 0 | 0 | 0 | 0 | 0 | 0 | 0
CDP8 | VIC | V1 | Ovens Murray | Solar | 0 | 0 | 2.44e-06 | 4.17e-06 | 5.42e-06 | 1.925e-05 | 1.925e-05 | 2.043e-05 | 5.505e-05 | 5.505e-05 | 0.0003718 | 0.0003718 | 0.0003718 | 0.0003718 | 0.0003718 | 0.00037427 | 0.00037427 | 0.00037427 | 0.00037793 | 0.00039281 | 0.00039281 | 0.00039583 | 0.00039775 | 0.00039775 | 0.00042895 | 0.00042895 | 0.00042895 | 0.00042895
CDP8 | VIC | V2 | Murray River | Solar | 624.12 | 719.22 | 869.26 | 869.26 | 869.26 | 869.2601 | 869.2601 | 869.2601 | 869.2601 | 869.2601 | 1198.3826 | 1198.3826 | 1198.3826 | 1198.3826 | 1198.3826 | 1198.3826 | 1198.3826 | 1198.3826 | 1198.3826 | 1786.8724 | 2567.9458 | 2540.7758 | 2540.7758 | 2540.7758 | 2671.5753 | 2295.6453 | 2214.6453 | 2214.6453
CDP8 | VIC | V3 | Western Victoria | Solar | 0 | 0 | 118.8 | 118.8 | 118.8 | 118.8 | 118.8 | 118.8 | 118.8 | 118.8 | 118.8 | 118.8 | 118.8 | 118.8 | 118.8 | 118.8 | 118.8 | 118.8 | 118.8 | 118.8 | 118.8 | 118.8 | 118.8 | 118.8 | 118.8 | 118.8 | 118.8 | 118.8
CDP8 | VIC | V4 | South West Victoria | Solar | 0 | 0 | 0 | 0 | 0 | 0 | 0 | 0 | 0 | 0 | 0 | 0 | 0 | 0 | 0 | 0 | 0 | 0 | 0 | 0 | 0 | 0 | 0 | 0 | 0 | 0 | 0 | 0
CDP8 | VIC | V5 | Gippsland | Solar | 0 | 77 | 160.28 | 160.28 | 160.28 | 160.28 | 160.28 | 160.28 | 160.28 | 160.28 | 160.28 | 160.28 | 160.28 | 160.28 | 160.28 | 160.28 | 160.28 | 160.28 | 160.28 | 160.28 | 160.2801 | 160.2801 | 160.2801 | 160.2801 | 160.2801 | 160.2801 | 160.2801 | 160.2801
CDP8 | VIC | V6 | Central North VIC | Solar | 547.75 | 547.75 | 547.75 | 547.75 | 547.75 | 547.75 | 547.75 | 547.75 | 547.75 | 547.75 | 547.7501 | 547.7501 | 547.7501 | 547.7501 | 547.7501 | 547.7501 | 547.7501 | 547.7501 | 547.7501 | 547.7501 | 447.8001 | 447.8001 | 447.8001 | 447.8001 | 447.8001 | 447.8001 | 447.8001 | 252.7901
CDP8 | SA | S1 | South East SA | Solar | 224.9 | 224.9 | 224.9 | 224.9 | 224.9 | 224.9 | 224.9 | 224.9 | 224.9 | 224.9 | 224.9 | 224.9 | 224.9 | 224.9 | 224.9 | 224.9 | 224.9 | 182 | 182 | 182 | 182 | 182 | 182 | 182 | 182 | 87 | 87 | 87
CDP8 | SA | S2 | Riverland | Solar | 55.19 | 55.19 | 55.19 | 55.19 | 55.19 | 55.1901 | 55.1901 | 49.0701 | 49.0701 | 49.0701 | 49.0701 | 49.0701 | 49.0701 | 49.0701 | 49.0701 | 49.0701 | 49.0701 | 37.3501 | 37.3501 | 646.4332 | 1226.2188 | 1218.8488 | 1218.8488 | 1218.8488 | 1218.8488 | 1218.8488 | 1218.8488 | 1218.8488
CDP8 | SA | S3 | Mid-North SA | Solar | 0 | 0 | 0 | 0 | 0 | 0 | 0 | 0 | 0 | 0 | 0 | 0 | 0 | 0 | 0 | 0 | 0 | 0 | 0 | 0 | 0 | 0 | 0 | 0 | 0 | 0 | 0 | 0
CDP8 | SA | S4 | Yorke Peninsula | Solar | 0 | 0 | 0 | 0 | 0 | 0 | 0 | 0 | 0 | 0 | 0 | 0 | 0 | 0 | 0 | 0 | 0 | 0 | 0 | 0 | 0 | 0 | 0 | 0 | 0 | 0 | 0 | 0
CDP8 | SA | S5 | Northern SA | Solar | 298.44 | 298.44 | 578.2 | 578.2 | 578.2 | 578.2 | 578.2 | 578.2 | 578.2 | 578.2 | 578.2001 | 578.2001 | 578.2001 | 578.2001 | 578.2001 | 578.2001 | 578.2001 | 578.2001 | 578.2001 | 578.2001 | 1306.406 | 1306.406 | 1306.406 | 1227.206 | 1227.206 | 1227.206 | 1227.206 | 1227.206
CDP8 | SA | S6 | Leigh Creek | Solar | 0 | 0 | 0 | 0 | 0 | 0 | 0 | 0 | 0 | 0 | 0 | 0 | 0 | 0 | 0 | 0 | 0 | 0 | 0 | 0 | 0 | 0 | 0 | 0 | 0 | 0 | 0 | 0
CDP8 | SA | S7 | Roxby Downs | Solar | 0 | 0 | 2.7e-06 | 2.251e-05 | 91.3082 | 91.3082 | 91.3082 | 91.3082 | 91.3082 | 91.3082 | 500.7448 | 500.7448 | 500.7448 | 500.7448 | 500.7448 | 500.7448 | 500.7448 | 500.7448 | 521.259 | 521.259 | 589.1905 | 589.1905 | 589.1905 | 589.1905 | 589.1905 | 589.1905 | 596.3344 | 596.3344
CDP8 | SA | S8 | Eastern Eyre Peninsula | Solar | 0 | 0 | 0 | 0 | 0 | 0 | 0 | 0 | 0 | 0 | 0 | 0 | 0 | 0 | 0 | 0 | 0 | 0 | 0 | 0 | 0 | 0 | 0 | 0 | 0 | 0 | 0 | 0
CDP8 | SA | S9 | Western Eyre Peninsula | Solar | 0 | 0 | 0 | 0 | 0 | 0 | 0 | 0 | 0 | 0 | 0 | 0 | 0 | 0 | 0 | 0 | 0 | 0 | 0 | 0 | 0 | 0 | 0 | 0 | 0 | 0 | 0 | 0
CDP8 | TAS | T1 | North East Tasmania | Solar | 0 | 0 | 0 | 0 | 0 | 0 | 0 | 0 | 0 | 0 | 0 | 0 | 0 | 0 | 0 | 0 | 0 | 0 | 0 | 0 | 0 | 0 | 0 | 0 | 0 | 0 | 0 | 0
CDP8 | TAS | T2 | North West Tasmania | Solar | 0 | 0 | 0 | 0 | 0 | 0 | 0 | 0 | 0 | 0 | 0 | 0 | 0 | 0 | 0 | 0 | 0 | 0 | 0 | 0 | 0 | 0 | 0 | 0 | 0 | 0 | 0 | 0
CDP8 | TAS | T3 | Tasmania Midlands | Solar | 0 | 0 | 0 | 0 | 0 | 0 | 0 | 0 | 0 | 0 | 0 | 0 | 0 | 0 | 0 | 0 | 0 | 0 | 0 | 0 | 0 | 0 | 0 | 0 | 0 | 0 | 0 | 0
CDP8 | QLD | Q1 | Far North QLD | Wind | 332.44 | 332.44 | 332.44 | 902.44 | 1024.0223 | 1024.0223 | 1024.0223 | 1024.0223 | 1024.0223 | 1025.6629 | 1025.6629 | 1037.0512 | 1041.3079 | 1041.3079 | 1041.3079 | 1041.3079 | 1041.3079 | 1041.3079 | 1041.3079 | 996.477 | 1142.8467 | 1142.8467 | 1142.8467 | 1142.8467 | 1021.0457 | 1029.3875 | 1029.3875 | 1029.3875
CDP8 | QLD | Q2 | North Qld Clean Energy Hub | Wind | 43.2 | 43.2 | 43.2 | 700.6342 | 908.1213 | 1496.7784 | 1496.7784 | 1496.7784 | 1496.7784 | 1654.0058 | 1654.0058 | 1728.6588 | 1921.8552 | 1921.8552 | 1921.8552 | 1921.8552 | 1921.8552 | 1921.8552 | 1921.8552 | 1962.8323 | 2280.4897 | 2280.4897 | 2237.2897 | 2237.2897 | 2237.2897 | 2394.6056 | 2429.5644 | 2429.8711
CDP8 | QLD | Q3 | Northern Qld | Wind | 0 | 0 | 0 | 0 | 0 | 0 | 0 | 0 | 0 | 0 | 0 | 0 | 0 | 0 | 0 | 0 | 0 | 0 | 0 | 0 | 0 | 0 | 0 | 0 | 0 | 0 | 0 | 0
CDP8 | QLD | Q4 | Isaac | Wind | 300 | 439 | 439 | 439 | 536.6678 | 536.6678 | 536.6678 | 536.6678 | 536.6678 | 1210.6134 | 1210.6134 | 1210.6134 | 1210.6134 | 1210.6134 | 1210.6134 | 1210.6134 | 1210.6134 | 1210.6134 | 1210.6134 | 1210.6134 | 2096.5565 | 2096.5565 | 2096.5565 | 2096.5565 | 2096.5565 | 1912.1684 | 1912.1684 | 1912.1684
CDP8 | QLD | Q5 | Barcaldine | Wind | 0 | 0 | 1.98e-06 | 6.59e-06 | 2.645e-05 | 5.414e-05 | 5.414e-05 | 5.414e-05 | 6.935e-05 | 0.00017736 | 19.4629 | 19.4629 | 19.4629 | 19.4629 | 19.4629 | 19.4629 | 19.4629 | 19.4629 | 19.4629 | 100.2146 | 109.6392 | 109.6392 | 109.6392 | 109.6392 | 109.6392 | 110.3741 | 110.3741 | 110.3741
CDP8 | QLD | Q6 | Fitzroy | Wind | 0 | 0 | 2.17e-06 | 500.7315 | 900 | 900 | 900 | 900 | 900 | 900 | 900 | 900 | 900 | 900 | 900 | 900 | 900 | 900 | 900 | 900 | 900 | 900 | 900 | 900 | 900 | 900 | 900 | 900
CDP8 | QLD | Q7 | Wide Bay | Wind | 0 | 0 | 4.18e-06 | 1.389e-05 | 1.994e-05 | 1.994e-05 | 1.994e-05 | 1.994e-05 | 1.994e-05 | 4.395e-05 | 8.415e-05 | 9.433e-05 | 215.6507 | 215.6507 | 215.6507 | 215.6507 | 215.6507 | 215.6507 | 215.6507 | 281.0817 | 281.0817 | 515.6486 | 515.6486 | 515.6486 | 1100 | 1100 | 1100 | 1100
CDP8 | QLD | Q8 | Darling Downs | Wind | 1788.35 | 1788.35 | 1788.35 | 3188.35 | 4147.8286 | 4147.8286 | 4147.8286 | 4147.8286 | 4147.8286 | 4147.8286 | 4596.4331 | 4667.1131 | 4667.1131 | 4667.1131 | 4667.1131 | 4667.1131 | 4667.1131 | 4667.1131 | 4667.1131 | 4667.1131 | 4227.1431 | 4247.913 | 4247.913 | 4247.913 | 6948.38 | 6948.38 | 6948.38 | 6948.38
CDP8 | QLD | Q9 | Banana | Wind | 0 | 0 | 0 | 0 | 0 | 0 | 0 | 0 | 0 | 0 | 0 | 0 | 0 | 0 | 0 | 0 | 0 | 0 | 0 | 0 | 0 | 0 | 0 | 0 | 0 | 0 | 0 | 0
CDP8 | NSW | N0 | NSW Non-REZ | Wind | 0 | 0 | 0 | 0 | 0 | 0 | 0 | 0 | 0 | 0 | 0 | 0 | 0 | 0 | 0 | 0 | 0 | 0 | 0 | 0 | 0 | 0 | 0 | 0 | 0 | 0 | 0 | 0
CDP8 | NSW | N1 | North West NSW | Wind | 0 | 0 | 0 | 0 | 0 | 0 | 0 | 0 | 0 | 0 | 0 | 0 | 0 | 0 | 0 | 0 | 0 | 0 | 0 | 0 | 0 | 0 | 0 | 0 | 0 | 0 | 0 | 0
CDP8 | NSW | N2 | New England | Wind | 442.48 | 442.48 | 783.1255 | 815.9042 | 815.9042 | 3469.0914 | 3469.0914 | 3469.0914 | 3469.0914 | 3469.0914 | 4033.6863 | 4033.6863 | 4033.6863 | 4033.6863 | 3861.2063 | 3861.2063 | 4456.2734 | 6127.4675 | 6950.3639 | 7267.0497 | 7267.0497 | 7267.0497 | 7267.0497 | 7267.0497 | 7400 | 7400 | 7400 | 7400
CDP8 | NSW | N3 | Central-West Orana | Wind | 258.73 | 396.73 | 840.2185 | 1459.1845 | 4368.8434 | 4368.8434 | 4368.8434 | 4368.8434 | 4368.8434 | 4368.8434 | 4368.8434 | 4368.8434 | 4368.8434 | 4368.8434 | 4368.8434 | 4368.8434 | 4368.8434 | 4368.8434 | 4368.8434 | 4368.8434 | 4368.8434 | 4368.8434 | 4368.8434 | 4368.8434 | 4368.8434 | 4704.2974 | 4704.2974 | 4704.2974
CDP8 | NSW | N4 | Broken Hill | Wind | 198.01 | 198.01 | 198.01 | 289.1856 | 289.1856 | 289.1856 | 289.1856 | 289.1856 | 289.1856 | 289.1856 | 289.1856 | 289.1856 | 289.1856 | 289.1856 | 289.1856 | 289.1856 | 289.1856 | 289.1856 | 289.1856 | 91.1756 | 91.1756 | 91.1756 | 91.1756 | 91.1756 | 91.1756 | 91.1756 | 91.1756 | 91.1756
CDP8 | NSW | N5 | South West NSW | Wind | 0 | 0 | 6.27e-06 | 468.3392 | 468.3392 | 468.3392 | 468.3392 | 468.3392 | 468.3392 | 468.3392 | 468.3392 | 468.3392 | 468.3392 | 468.3392 | 468.3392 | 468.3392 | 468.3392 | 468.3392 | 468.3392 | 468.3392 | 468.3392 | 468.3392 | 468.3392 | 468.3392 | 468.3392 | 468.3392 | 468.3392 | 468.3392
CDP8 | NSW | N6 | Wagga Wagga | Wind | 0 | 0 | 0 | 0 | 0 | 0 | 0 | 0 | 0 | 0 | 0 | 0 | 0 | 0 | 0 | 0 | 0 | 0 | 0 | 0 | 0 | 0 | 0 | 0 | 0 | 0 | 0 | 0
CDP8 | NSW | N7 | Tumut | Wind | 0 | 40.02 | 270.48 | 270.48 | 270.48 | 270.48 | 270.48 | 270.48 | 270.48 | 270.48 | 270.48 | 270.48 | 270.48 | 270.48 | 270.48 | 270.48 | 270.48 | 270.48 | 270.48 | 270.48 | 270.48 | 270.48 | 270.48 | 270.48 | 270.48 | 270.48 | 270.48 | 270.48
CDP8 | NSW | N8 | Cooma-Monaro | Wind | 113.18 | 113.18 | 413.18 | 446.7386 | 446.7386 | 446.7386 | 446.7386 | 446.7386 | 446.7386 | 446.7386 | 446.7386 | 446.7386 | 446.7386 | 446.7386 | 446.7386 | 446.7386 | 374.0732 | 374.0732 | 374.0732 | 374.0732 | 374.0732 | 375.9271 | 382.7051 | 387.3215 | 396.4911 | 403.5935 | 403.5935 | 403.5935
CDP8 | NSW | N9 | Hunter-Central Coast | Wind | 0 | 0 | 400 | 544.6573 | 544.6573 | 544.6573 | 544.6573 | 544.6573 | 544.6573 | 544.6573 | 544.6573 | 544.6573 | 544.6573 | 544.6573 | 544.6573 | 544.6573 | 544.6573 | 544.6573 | 544.6573 | 544.6573 | 573.4312 | 573.4312 | 573.4312 | 573.4312 | 864.3859 | 1008.3836 | 1008.3836 | 1008.3836
CDP8 | NSW | N12 | Illawarra | Wind | 0 | 0 | 0 | 0 | 0 | 0 | 0 | 0 | 0 | 0 | 0 | 0 | 0 | 0 | 0 | 0 | 0 | 0 | 0 | 0 | 0 | 0 | 0 | 0 | 0 | 0 | 0 | 0
CDP8 | VIC | V0 | VIC Non-REZ | Wind | 0 | 0 | 2.96e-06 | 1.135e-05 | 2.314e-05 | 2.314e-05 | 2.314e-05 | 2.314e-05 | 2.598e-05 | 2.598e-05 | 2.956e-05 | 3.224e-05 | 3.224e-05 | 3.224e-05 | 3.224e-05 | 3.224e-05 | 3.224e-05 | 3.224e-05 | 3.347e-05 | 3.455e-05 | 4.025e-05 | 4.208e-05 | 4.208e-05 | 4.396e-05 | 4.396e-05 | 6.761e-05 | 6.761e-05 | 6.761e-05
CDP8 | VIC | V1 | Ovens Murray | Wind | 0 | 0 | 0 | 0 | 0 | 0 | 0 | 0 | 0 | 0 | 0 | 0 | 0 | 0 | 0 | 0 | 0 | 0 | 0 | 0 | 0 | 0 | 0 | 0 | 0 | 0 | 0 | 0
CDP8 | VIC | V2 | Murray River | Wind | 0 | 0 | 0 | 0 | 0 | 0 | 0 | 0 | 0 | 0 | 0 | 0 | 0 | 0 | 0 | 0 | 0 | 0 | 0 | 0 | 0 | 0 | 0 | 0 | 0 | 0 | 0 | 0
CDP8 | VIC | V3 | Western Victoria | Wind | 1934.5 | 1934.5 | 1934.5 | 1934.5 | 2634.5 | 2634.5 | 2634.5 | 2634.5 | 2634.5 | 2582 | 2390 | 2390 | 2390 | 2390 | 2390 | 2390 | 2390 | 2390 | 2358.95 | 2227.75 | 1915.75 | 1915.75 | 1915.75 | 1675.75 | 1647.05 | 1655.624 | 1575.674 | 1575.674
CDP8 | VIC | V4 | South West Victoria | Wind | 2438.67 | 3283.23 | 3300.39 | 3300.39 | 3300.3903 | 3300.3903 | 3300.3903 | 3300.3903 | 3300.3904 | 3300.3904 | 3300.3904 | 3300.3904 | 3300.3904 | 3237.3904 | 2817.3904 | 2817.3904 | 2635.6904 | 2635.6904 | 2616.1904 | 2430.1904 | 2430.1904 | 1583.2004 | 1583.2004 | 1425.7005 | 2033.2109 | 2744.2796 | 2696.9281 | 2696.9281
CDP8 | VIC | V5 | Gippsland | Wind | 0 | 0 | 3.78e-06 | 2.217e-05 | 638.3749 | 1048.115 | 1048.115 | 1048.115 | 1048.115 | 1048.115 | 1048.115 | 1048.115 | 1048.115 | 1048.115 | 1048.115 | 1048.115 | 1048.115 | 1048.115 | 1048.115 | 1048.115 | 1048.115 | 1048.115 | 1048.115 | 1048.115 | 1048.115 | 1048.115 | 1048.115 | 1048.115
CDP8 | VIC | V6 | Central North VIC | Wind | 0 | 0 | 3.33e-06 | 7.64e-06 | 1.863e-05 | 2.091e-05 | 2.091e-05 | 2.091e-05 | 2.354e-05 | 2.354e-05 | 3.043e-05 | 3.043e-05 | 3.043e-05 | 3.043e-05 | 3.043e-05 | 3.043e-05 | 3.043e-05 | 3.043e-05 | 3.043e-05 | 3.043e-05 | 3.043e-05 | 3.161e-05 | 3.161e-05 | 3.161e-05 | 3.756e-05 | 4.102e-05 | 4.102e-05 | 4.102e-05
CDP8 | SA | S1 | South East SA | Wind | 324.5 | 324.5 | 324.5 | 324.5 | 902.2473 | 902.2473 | 902.2473 | 902.2473 | 902.2473 | 902.2473 | 902.2473 | 775.7473 | 775.7473 | 775.7473 | 616.7473 | 616.7473 | 577.7473 | 577.7473 | 577.7473 | 577.7473 | 577.7473 | 577.7473 | 577.7473 | 577.7473 | 577.7473 | 800 | 800 | 800
CDP8 | SA | S2 | Riverland | Wind | 0 | 0 | 0 | 0 | 0 | 0 | 0 | 0 | 0 | 0 | 0 | 0 | 0 | 0 | 0 | 0 | 0 | 0 | 0 | 0 | 0 | 0 | 0 | 0 | 0 | 0 | 0 | 0
CDP8 | SA | S3 | Mid-North SA | Wind | 1591.41 | 1731.6 | 1731.6 | 1731.6001 | 2190.5135 | 2190.5135 | 2190.5135 | 2190.5135 | 2190.5135 | 2091.8135 | 2422.116 | 2350.716 | 2166.236 | 2166.236 | 2166.236 | 1839.536 | 2207.4758 | 2207.4758 | 2250.3201 | 2036.4601 | 2036.4601 | 1905.6602 | 1997.3326 | 2563.4386 | 2966.6263 | 2770.9363 | 2770.9363 | 2770.9363
CDP8 | SA | S4 | Yorke Peninsula | Wind | 90.75 | 90.75 | 90.75 | 105.7048 | 125.7369 | 70.6685 | 70.6685 | 70.6685 | 70.6685 | 70.6685 | 70.6686 | 70.6686 | 70.6686 | 70.6686 | 110.831 | 110.831 | 110.831 | 110.831 | 110.831 | 110.831 | 110.831 | 110.831 | 111.0848 | 111.0848 | 111.0848 | 112.2381 | 112.2381 | 112.3529
CDP8 | SA | S5 | Northern SA | Wind | 416.5 | 416.5 | 416.5 | 416.5 | 416.5 | 416.5 | 416.5 | 416.5 | 416.5 | 416.5 | 416.5 | 416.5 | 416.5 | 416.5 | 416.5 | 416.5 | 416.5 | 416.5 | 416.5 | 416.5 | 416.5 | 210 | 210 | 210 | 210 | 210 | 210 | 210
CDP8 | SA | S6 | Leigh Creek | Wind | 0 | 0 | 0 | 0 | 0 | 0 | 0 | 0 | 0 | 0 | 0 | 0 | 0 | 0 | 0 | 0 | 0 | 0 | 0 | 0 | 0 | 0 | 0 | 0 | 0 | 0 | 0 | 0
CDP8 | SA | S7 | Roxby Downs | Wind | 0 | 0 | 0 | 0 | 0 | 0 | 0 | 0 | 0 | 0 | 0 | 0 | 0 | 0 | 0 | 0 | 0 | 0 | 0 | 0 | 0 | 0 | 0 | 0 | 0 | 0 | 0 | 0
CDP8 | SA | S8 | Eastern Eyre Peninsula | Wind | 134.28 | 134.28 | 134.28 | 134.28 | 134.2801 | 134.2804 | 72.2804 | 72.2804 | 72.2804 | 72.2804 | 72.2804 | 0.00040847 | 0.00040847 | 0.00040847 | 23.3243 | 23.3243 | 23.3243 | 23.3243 | 23.3243 | 23.3243 | 23.3243 | 203.297 | 330.6891 | 332.7952 | 332.7952 | 332.7952 | 332.7952 | 332.7952
CDP8 | SA | S9 | Western Eyre Peninsula | Wind | 0 | 0 | 0 | 0 | 0 | 0 | 0 | 0 | 0 | 0 | 0 | 0 | 0 | 0 | 0 | 0 | 0 | 0 | 0 | 0 | 0 | 0 | 0 | 0 | 0 | 0 | 0 | 0
CDP8 | TAS | T1 | North East Tasmania | Wind | 168 | 168 | 168 | 168 | 168 | 168 | 168 | 168 | 168 | 168 | 168 | 168 | 168 | 168 | 168 | 168 | 168 | 168 | 168 | 168 | 168 | 168 | 168 | 168 | 168 | 168 | 0 | 0
CDP8 | TAS | T2 | North West Tasmania | Wind | 251.35 | 251.35 | 251.35 | 266.0739 | 464.7241 | 464.7241 | 464.7241 | 464.7241 | 464.7241 | 464.7241 | 464.7241 | 582.2673 | 603.4451 | 700.7268 | 700.7268 | 700.7268 | 700.7268 | 700.7268 | 700.7268 | 700.7268 | 700.7268 | 700.7268 | 700.7268 | 700.7268 | 700.7268 | 700.7268 | 560.9768 | 560.9768
CDP8 | TAS | T3 | Tasmania Midlands | Wind | 144 | 144 | 602.2959 | 783.3497 | 1094.7623 | 1094.7623 | 1094.7623 | 1094.7623 | 1256.7899 | 1256.7899 | 1456.3457 | 1499.3295 | 1499.3295 | 1504.7987 | 1599.4533 | 1599.4533 | 1599.4533 | 1599.4533 | 1599.4533 | 1599.4533 | 1455.4533 | 1455.4533 | 1455.4533 | 1455.4533 | 1455.4533 | 1455.4533 | 1455.4533 | 1455.4533
CDP8 | NSW | N10 | Hunter Coast | Offshore Wind | 0 | 0 | 0 | 0 | 0 | 0 | 0 | 0 | 0 | 0 | 0 | 0 | 0 | 0 | 0 | 0 | 0 | 0 | 0 | 0 | 0 | 0 | 0 | 0 | 0 | 0 | 0 | 0
CDP8 | NSW | N11 | Illawarra Coast | Offshore Wind | 0 | 0 | 0 | 0 | 0 | 0 | 0 | 0 | 0 | 0 | 0 | 0 | 0 | 0 | 0 | 0 | 0 | 0 | 0 | 0 | 0 | 0 | 0 | 0 | 0 | 0 | 0 | 0
CDP8 | VIC | V7 | Gippsland Coast | Offshore Wind | 0 | 0 | 0 | 0 | 0 | 0 | 1000 | 2000 | 2666.6666 | 3027.3733 | 3694.0399 | 4291.7966 | 5219.9999 | 6219.9999 | 7220 | 8220 | 8220 | 8220 | 8220 | 8220 | 8220 | 8220 | 8220 | 8220 | 8220 | 8220 | 8220 | 8220
CDP8 | VIC | V8 | Portland Coast | Offshore Wind | 0 | 0 | 0 | 0 | 0 | 0 | 0 | 0 | 0 | 305.96 | 305.96 | 708.2033 | 780 | 780 | 780 | 780 | 780 | 780 | 780 | 780 | 780 | 780 | 780 | 780 | 780 | 780 | 780 | 780
CDP8 | SA | S10 | South East SA Coast | Offshore Wind | 0 | 0 | 0 | 0 | 0 | 0 | 0 | 0 | 0 | 0 | 0 | 0 | 0 | 0 | 0 | 0 | 0 | 0 | 0 | 0 | 0 | 0 | 0 | 0 | 0 | 0 | 0 | 0
CDP8 | TAS | T4 | North West Tasmania Coast | Offshore Wind | 0 | 0 | 0 | 0 | 0 | 0 | 0 | 0 | 0 | 0 | 0 | 0 | 0 | 0 | 0 | 0 | 0 | 0 | 0 | 0 | 0 | 0 | 0 | 0 | 0 | 0 | 0 | 0
CDP8 | TAS | T5 | North East Tasmania Coast | Offshore Wind | 0 | 0 | 0 | 0 | 0 | 0 | 0 | 0 | 0 | 0 | 0 | 0 | 0 | 0 | 0 | 0 | 0 | 0 | 0 | 0 | 0 | 0 | 0 | 0 | 0 | 0 | 0 | 0
CDP9 | QLD | Q1 | Far North QLD | Solar | 0 | 0 | 0 | 0 | 0 | 0 | 0 | 0 | 0 | 0 | 0 | 0 | 0 | 0 | 0 | 0 | 0 | 0 | 0 | 0 | 0 | 0 | 0 | 0 | 0 | 0 | 0 | 0
CDP9 | QLD | Q2 | North Qld Clean Energy Hub | Solar | 84.47 | 84.47 | 84.47 | 84.47 | 84.47 | 84.47 | 84.47 | 84.47 | 84.47 | 84.47 | 84.47 | 84.4702 | 84.4702 | 35.9702 | 35.9702 | 35.9702 | 35.9702 | 265.8911 | 313.4823 | 313.4823 | 313.4823 | 313.4823 | 298.4823 | 298.4823 | 277.5123 | 589.4635 | 589.4635 | 589.4635
CDP9 | QLD | Q3 | Northern Qld | Solar | 437.13 | 437.13 | 437.13 | 437.13 | 437.13 | 437.13 | 437.13 | 437.13 | 437.13 | 437.13 | 437.13 | 437.13 | 437.13 | 437.13 | 437.13 | 437.13 | 437.13 | 437.13 | 315.97 | 200.01 | 200.01 | 200.01 | 200.01 | 100.03 | 100.03 | 100.03 | 0 | 0
CDP9 | QLD | Q4 | Isaac | Solar | 620.45 | 620.45 | 620.45 | 620.4503 | 620.4503 | 620.4503 | 620.4503 | 620.4503 | 620.4503 | 620.4503 | 620.4795 | 620.4795 | 620.4795 | 620.4795 | 620.4795 | 620.4795 | 620.4795 | 1127.0477 | 1127.0477 | 1127.0477 | 1084.5477 | 1084.5477 | 1084.5477 | 1084.5477 | 672.5877 | 1284.4199 | 1258.4199 | 1258.4199
CDP9 | QLD | Q5 | Barcaldine | Solar | 14 | 14 | 14 | 87.4739 | 87.4739 | 87.4739 | 87.4739 | 87.4739 | 87.4739 | 90.6806 | 90.6806 | 90.6806 | 90.6806 | 90.6806 | 90.6806 | 90.6806 | 92.1608 | 92.1608 | 92.1608 | 78.1608 | 78.1608 | 78.1608 | 78.1608 | 78.1608 | 78.1608 | 78.1608 | 78.1608 | 78.1608
CDP9 | QLD | Q6 | Fitzroy | Solar | 81.72 | 81.72 | 81.72 | 81.72 | 81.72 | 81.72 | 81.72 | 81.72 | 81.72 | 81.7201 | 81.7201 | 81.7201 | 81.7201 | 81.7201 | 81.7201 | 81.7201 | 81.7202 | 81.7202 | 81.7202 | 81.7207 | 81.7207 | 81.7208 | 81.7208 | 265.4787 | 1835.0862 | 2295.7751 | 2941.8731 | 3607.0655
CDP9 | QLD | Q7 | Wide Bay | Solar | 306.83 | 366.83 | 468.23 | 468.23 | 468.23 | 468.23 | 468.23 | 468.23 | 468.2302 | 1711.8347 | 2380.1213 | 2506.8299 | 2506.8299 | 2506.8299 | 2506.8299 | 2506.8299 | 2506.8299 | 2506.8299 | 2506.8299 | 2506.83 | 2506.83 | 2506.83 | 2506.83 | 2506.83 | 2506.83 | 2375.95 | 2375.95 | 2375.95
CDP9 | QLD | Q8 | Darling Downs | Solar | 1484.68 | 1484.12 | 1483.56 | 1483.02 | 1482.46 | 1481.91 | 1481.34 | 1480.78 | 1615.2981 | 2568.4688 | 2568.4688 | 3237.4983 | 3127.4983 | 3127.4983 | 3127.4983 | 3127.4983 | 3127.4983 | 3127.4983 | 4342.9669 | 4584.2071 | 4481.2471 | 5256.9063 | 4662.8963 | 5244.1133 | 5216.8133 | 6838.7291 | 6838.7291 | 6718.8491
CDP9 | QLD | Q9 | Banana | Solar | 0 | 0 | 0 | 0 | 0 | 0 | 0 | 0 | 0 | 0 | 0 | 0 | 0 | 0 | 0 | 0 | 0 | 0 | 0 | 0 | 0 | 0 | 0 | 0 | 0 | 0 | 0 | 0
CDP9 | NSW | N0 | NSW Non-REZ | Solar | 0 | 0 | 0 | 0 | 0 | 0 | 0 | 0 | 0 | 0 | 0 | 0 | 0 | 0 | 0 | 0 | 0 | 0 | 0 | 0 | 0 | 0 | 0 | 0 | 0 | 0 | 0 | 0
CDP9 | NSW | N1 | North West NSW | Solar | 166 | 166 | 196.9291 | 196.9291 | 196.9291 | 196.9291 | 196.9291 | 196.9291 | 196.9291 | 196.9291 | 196.9291 | 196.9291 | 196.9291 | 196.9291 | 196.9291 | 196.9291 | 196.9291 | 196.9291 | 196.9291 | 196.9291 | 196.9291 | 196.9291 | 177.2039 | 194.0642 | 194.0642 | 199.9908 | 216.401 | 216.401
CDP9 | NSW | N2 | New England | Solar | 535.02 | 855.02 | 1120.66 | 1120.66 | 1120.66 | 1120.66 | 1120.66 | 1120.66 | 1120.66 | 1120.6601 | 1120.6602 | 1120.6602 | 1120.6602 | 1120.6602 | 1120.6602 | 1120.6602 | 1120.6602 | 2052.5644 | 2052.5644 | 3889.828 | 3889.828 | 3889.828 | 3889.828 | 4085.66 | 4085.66 | 4085.66 | 4085.66 | 4085.66
CDP9 | NSW | N3 | Central-West Orana | Solar | 1495.99 | 1495.99 | 1841.2511 | 1841.2511 | 2610.9645 | 3754.387 | 3754.387 | 3754.387 | 3754.387 | 3754.387 | 3754.387 | 3754.387 | 3754.387 | 3754.387 | 3754.387 | 3754.387 | 3754.387 | 3754.387 | 3652.367 | 3652.367 | 3652.367 | 3616.357 | 3616.357 | 4876.445 | 5175.5342 | 7239.63 | 7169.88 | 7000
CDP9 | NSW | N4 | Broken Hill | Solar | 53 | 53 | 259.2738 | 259.2738 | 259.2738 | 259.2738 | 259.2738 | 259.2738 | 259.2738 | 259.2738 | 259.2738 | 259.2738 | 259.2738 | 259.2738 | 259.2738 | 259.2738 | 259.2738 | 259.2738 | 259.2738 | 237.3767 | 335.2855 | 335.2855 | 335.2855 | 335.2855 | 335.2855 | 335.2855 | 335.2855 | 335.2855
CDP9 | NSW | N5 | South West NSW | Solar | 1121.32 | 1121.32 | 1144.8547 | 1803.2975 | 1803.2975 | 1804.1975 | 1803.2975 | 1803.2975 | 1803.2975 | 1803.2975 | 1803.2975 | 1803.2976 | 1803.2976 | 1803.2976 | 1653.2676 | 1653.2676 | 1653.2676 | 1653.2676 | 1653.2676 | 1653.2676 | 2579.2105 | 2579.2105 | 2494.2105 | 2494.2105 | 2494.2105 | 2193.726 | 1944.736 | 1914.736
CDP9 | NSW | N6 | Wagga Wagga | Solar | 456.22 | 816.1 | 1138.5675 | 1138.5675 | 1138.5675 | 1138.5675 | 1138.5675 | 1138.5675 | 1138.5675 | 1138.5675 | 1138.5675 | 1138.5675 | 1138.5675 | 1138.5675 | 1138.5675 | 1138.5675 | 1138.5675 | 1138.5675 | 1138.5675 | 1138.5675 | 1138.5675 | 1138.5675 | 1138.5675 | 1138.5675 | 1138.5675 | 1138.5675 | 612.3475 | 612.3475
CDP9 | NSW | N7 | Tumut | Solar | 0 | 0 | 0 | 0 | 0 | 0 | 0 | 0 | 0 | 0 | 0 | 0 | 0 | 0 | 0 | 0 | 0 | 0 | 0 | 0 | 0 | 0 | 0 | 0 | 0 | 0 | 0 | 0
CDP9 | NSW | N8 | Cooma-Monaro | Solar | 0 | 0 | 0 | 0 | 0 | 0 | 0 | 0 | 0 | 0 | 0 | 0 | 0 | 0 | 0 | 0 | 0 | 0 | 0 | 0 | 0 | 0 | 0 | 0 | 0 | 0 | 0 | 0
CDP9 | NSW | N9 | Hunter-Central Coast | Solar | 0 | 0 | 670.1378 | 670.1378 | 670.1378 | 670.1378 | 670.1378 | 670.1378 | 670.1378 | 670.1378 | 670.1378 | 670.1378 | 670.1378 | 670.1378 | 670.1378 | 670.1378 | 670.1378 | 670.1378 | 670.1378 | 670.1378 | 670.1378 | 670.1378 | 670.1378 | 670.1378 | 670.1378 | 670.1378 | 670.1378 | 670.1378
CDP9 | NSW | N12 | Illawarra | Solar | 0 | 0 | 0 | 0 | 0 | 0 | 0 | 0 | 0 | 0 | 0 | 0 | 0 | 0 | 0 | 0 | 0 | 0 | 0 | 0 | 0 | 0 | 0 | 0 | 0 | 0 | 0 | 0
CDP9 | VIC | V0 | VIC Non-REZ | Solar | 0 | 0 | 0 | 0 | 0 | 0 | 0 | 0 | 0 | 0 | 0 | 0 | 0 | 0 | 0 | 0 | 0 | 0 | 0 | 0 | 0 | 0 | 0 | 0 | 0 | 0 | 0 | 0
CDP9 | VIC | V1 | Ovens Murray | Solar | 0 | 0 | 1.41e-06 | 3.27e-06 | 3.27e-06 | 1.406e-05 | 1.406e-05 | 1.406e-05 | 2.638e-05 | 2.638e-05 | 3.216e-05 | 3.216e-05 | 3.216e-05 | 3.216e-05 | 3.216e-05 | 3.216e-05 | 3.216e-05 | 3.216e-05 | 3.216e-05 | 6.703e-05 | 6.703e-05 | 6.95e-05 | 7.187e-05 | 7.187e-05 | 0.00016029 | 0.00016029 | 0.00016029 | 0.00016029
CDP9 | VIC | V2 | Murray River | Solar | 624.12 | 719.22 | 869.26 | 869.26 | 869.26 | 869.2601 | 869.2601 | 869.2601 | 869.2601 | 869.2601 | 869.2601 | 869.2601 | 869.2601 | 869.2601 | 869.2601 | 869.2601 | 869.2601 | 869.2601 | 869.2601 | 1124.4415 | 1853.87 | 1826.7 | 1826.7 | 1826.7 | 2178.3106 | 1802.3806 | 1721.3806 | 1721.3806
CDP9 | VIC | V3 | Western Victoria | Solar | 0 | 0 | 118.8 | 118.8 | 118.8 | 118.8 | 118.8 | 118.8 | 118.8 | 118.8 | 118.8 | 118.8 | 118.8 | 118.8 | 118.8 | 118.8 | 118.8 | 118.8 | 118.8 | 118.8 | 118.8 | 118.8 | 118.8 | 118.8 | 118.8 | 118.8 | 118.8 | 118.8
CDP9 | VIC | V4 | South West Victoria | Solar | 0 | 0 | 0 | 0 | 0 | 0 | 0 | 0 | 0 | 0 | 0 | 0 | 0 | 0 | 0 | 0 | 0 | 0 | 0 | 0 | 0 | 0 | 0 | 0 | 0 | 0 | 0 | 0
CDP9 | VIC | V5 | Gippsland | Solar | 0 | 77 | 160.28 | 160.28 | 160.28 | 160.28 | 160.28 | 160.28 | 160.28 | 160.28 | 160.28 | 160.28 | 160.28 | 160.28 | 160.28 | 160.28 | 160.28 | 160.28 | 160.28 | 160.28 | 160.28 | 160.28 | 160.28 | 160.28 | 160.28 | 160.28 | 160.28 | 160.28
CDP9 | VIC | V6 | Central North VIC | Solar | 547.75 | 547.75 | 547.75 | 547.75 | 547.75 | 547.75 | 547.75 | 547.75 | 547.75 | 547.75 | 547.75 | 547.75 | 547.75 | 547.75 | 547.75 | 547.75 | 547.75 | 547.75 | 547.75 | 547.75 | 447.8 | 447.8 | 447.8 | 447.8 | 447.8 | 447.8 | 447.8 | 252.79
CDP9 | SA | S1 | South East SA | Solar | 224.9 | 224.9 | 224.9 | 224.9 | 224.9 | 224.9 | 224.9 | 224.9 | 224.9 | 224.9 | 224.9 | 224.9 | 224.9 | 224.9 | 224.9 | 224.9 | 224.9 | 182 | 182 | 182 | 182 | 182 | 182 | 182 | 182 | 87 | 87 | 87
CDP9 | SA | S2 | Riverland | Solar | 55.19 | 55.19 | 55.19 | 55.19 | 55.19 | 114.6853 | 114.6853 | 108.5653 | 108.5653 | 108.5653 | 108.5653 | 108.5653 | 108.5653 | 108.5653 | 108.5653 | 108.5653 | 108.5653 | 96.8453 | 96.8453 | 670.3716 | 1226.2195 | 1218.8495 | 1218.8495 | 1218.8495 | 1218.8495 | 1218.8495 | 1218.8495 | 1218.8495
CDP9 | SA | S3 | Mid-North SA | Solar | 0 | 0 | 0 | 0 | 0 | 0 | 0 | 0 | 0 | 0 | 0 | 0 | 0 | 0 | 0 | 0 | 0 | 0 | 0 | 0 | 0 | 0 | 0 | 0 | 0 | 0 | 0 | 0
CDP9 | SA | S4 | Yorke Peninsula | Solar | 0 | 0 | 0 | 0 | 0 | 0 | 0 | 0 | 0 | 0 | 0 | 0 | 0 | 0 | 0 | 0 | 0 | 0 | 0 | 0 | 0 | 0 | 0 | 0 | 0 | 0 | 0 | 0
CDP9 | SA | S5 | Northern SA | Solar | 298.44 | 298.44 | 578.2 | 578.2 | 578.2 | 578.2 | 578.2 | 578.2 | 578.2 | 578.2 | 578.2 | 578.2 | 578.2 | 578.2 | 578.2 | 578.2 | 578.2 | 578.2 | 578.2 | 578.2001 | 1242.0721 | 1242.0721 | 1242.0721 | 1162.8721 | 1162.8721 | 1162.8721 | 1162.8721 | 1162.8721
CDP9 | SA | S6 | Leigh Creek | Solar | 0 | 0 | 0 | 0 | 0 | 0 | 0 | 0 | 0 | 0 | 0 | 0 | 0 | 0 | 0 | 0 | 0 | 0 | 0 | 0 | 0 | 0 | 0 | 0 | 0 | 0 | 0 | 0
CDP9 | SA | S7 | Roxby Downs | Solar | 0 | 0 | 1.55e-06 | 4.893e-05 | 6.68e-05 | 146.1184 | 146.1184 | 146.1184 | 146.1184 | 146.1184 | 146.1184 | 146.1184 | 146.1184 | 146.1184 | 146.1184 | 146.1184 | 146.1184 | 146.1184 | 514.344 | 514.344 | 588.1044 | 588.1044 | 588.1044 | 588.1044 | 588.1044 | 588.1044 | 591.8327 | 591.8327
CDP9 | SA | S8 | Eastern Eyre Peninsula | Solar | 0 | 0 | 0 | 0 | 0 | 0 | 0 | 0 | 0 | 0 | 0 | 0 | 0 | 0 | 0 | 0 | 0 | 0 | 0 | 0 | 0 | 0 | 0 | 0 | 0 | 0 | 0 | 0
CDP9 | SA | S9 | Western Eyre Peninsula | Solar | 0 | 0 | 0 | 0 | 0 | 0 | 0 | 0 | 0 | 0 | 0 | 0 | 0 | 0 | 0 | 0 | 0 | 0 | 0 | 0 | 0 | 0 | 0 | 0 | 0 | 0 | 0 | 0
CDP9 | TAS | T1 | North East Tasmania | Solar | 0 | 0 | 0 | 0 | 0 | 0 | 0 | 0 | 0 | 0 | 0 | 0 | 0 | 0 | 0 | 0 | 0 | 0 | 0 | 0 | 0 | 0 | 0 | 0 | 0 | 0 | 0 | 0
CDP9 | TAS | T2 | North West Tasmania | Solar | 0 | 0 | 0 | 0 | 0 | 0 | 0 | 0 | 0 | 0 | 0 | 0 | 0 | 0 | 0 | 0 | 0 | 0 | 0 | 0 | 0 | 0 | 0 | 0 | 0 | 0 | 0 | 0
CDP9 | TAS | T3 | Tasmania Midlands | Solar | 0 | 0 | 0 | 0 | 0 | 0 | 0 | 0 | 0 | 0 | 0 | 0 | 0 | 0 | 0 | 0 | 0 | 0 | 0 | 0 | 0 | 0 | 0 | 0 | 0 | 0 | 0 | 0
CDP9 | QLD | Q1 | Far North QLD | Wind | 332.44 | 332.44 | 332.44 | 902.44 | 1023.5487 | 1023.5487 | 1023.5487 | 1023.5487 | 1023.5487 | 1023.5487 | 1023.5487 | 1035.351 | 1035.7002 | 1035.7002 | 1035.7002 | 1035.7002 | 1035.7002 | 1035.7002 | 1035.7002 | 984.9612 | 1141.4779 | 1141.4779 | 1141.4779 | 1141.4779 | 1021.0436 | 1029.3887 | 1029.3887 | 1029.3887
CDP9 | QLD | Q2 | North Qld Clean Energy Hub | Wind | 43.2 | 43.2 | 43.2 | 655.6822 | 891.2197 | 1566.1621 | 1566.1621 | 1566.1621 | 1566.1621 | 1637.8975 | 1637.8975 | 1727.7173 | 1917.7686 | 1917.7686 | 1917.7686 | 1917.7686 | 1917.7686 | 1917.7686 | 1917.7686 | 1947.5234 | 2280.7883 | 2280.7883 | 2237.5883 | 2237.5883 | 2237.5883 | 2393.4853 | 2412.6025 | 2412.8183
CDP9 | QLD | Q3 | Northern Qld | Wind | 0 | 0 | 0 | 0 | 0 | 0 | 0 | 0 | 0 | 0 | 0 | 0 | 0 | 0 | 0 | 0 | 0 | 0 | 0 | 0 | 0 | 0 | 0 | 0 | 0 | 0 | 0 | 0
CDP9 | QLD | Q4 | Isaac | Wind | 300 | 439 | 439 | 439 | 457.7538 | 457.7538 | 457.7538 | 457.7538 | 457.7538 | 1148.2151 | 1148.2151 | 1148.2151 | 1178.0537 | 1178.0537 | 1178.0537 | 1178.0537 | 1178.0537 | 1178.0537 | 1178.0537 | 1178.0537 | 1952.7823 | 1952.7823 | 1952.7823 | 1952.7823 | 1952.7823 | 1774.7287 | 1774.7287 | 1774.7287
CDP9 | QLD | Q5 | Barcaldine | Wind | 0 | 0 | 1.16e-06 | 4.4e-06 | 8.6e-06 | 5.2092 | 5.2092 | 5.2092 | 5.2092 | 5.2092 | 8.3953 | 8.3953 | 8.3953 | 8.3953 | 8.3953 | 8.3953 | 8.3953 | 8.3953 | 8.3953 | 99.1085 | 109.1176 | 109.1176 | 109.1176 | 109.1176 | 109.1176 | 109.1176 | 109.1176 | 109.1176
CDP9 | QLD | Q6 | Fitzroy | Wind | 0 | 0 | 1.27e-06 | 416.526 | 900 | 900 | 900 | 900 | 900 | 900 | 900 | 900 | 900 | 900 | 900 | 900 | 900 | 900 | 900 | 900 | 900 | 900 | 900 | 900 | 900 | 900 | 900 | 900
CDP9 | QLD | Q7 | Wide Bay | Wind | 0 | 0 | 2.45e-06 | 1.001e-05 | 1.111e-05 | 1.111e-05 | 1.111e-05 | 1.254e-05 | 2.416e-05 | 5.658e-05 | 0.00011927 | 0.00013381 | 204.1847 | 204.1847 | 204.1847 | 204.1847 | 204.1847 | 204.1847 | 204.1847 | 204.1847 | 204.1848 | 204.185 | 204.185 | 204.185 | 845.9335 | 1032.8783 | 1100 | 1100
CDP9 | QLD | Q8 | Darling Downs | Wind | 1788.35 | 1788.35 | 1788.35 | 3188.35 | 4306.1121 | 4306.1121 | 4306.1121 | 4306.1121 | 4306.1121 | 4306.1121 | 4613.816 | 4693.9267 | 4693.9267 | 4693.9267 | 4693.9267 | 4693.9267 | 4693.9267 | 4693.9267 | 4693.9267 | 4693.9267 | 4253.9567 | 4253.9567 | 4253.9567 | 4253.9567 | 6948.38 | 6948.38 | 6948.38 | 6948.38
CDP9 | QLD | Q9 | Banana | Wind | 0 | 0 | 0 | 0 | 0 | 0 | 0 | 0 | 0 | 0 | 0 | 0 | 0 | 0 | 0 | 0 | 0 | 0 | 0 | 0 | 0 | 0 | 0 | 0 | 0 | 0 | 0 | 0
CDP9 | NSW | N0 | NSW Non-REZ | Wind | 0 | 0 | 2.39e-06 | 170 | 170 | 170 | 170 | 170 | 170 | 170 | 170 | 170 | 170 | 170 | 170 | 170 | 170 | 170 | 170 | 170 | 170 | 170 | 170 | 170 | 170 | 170 | 170 | 170
CDP9 | NSW | N1 | North West NSW | Wind | 0 | 0 | 0 | 0 | 0 | 0 | 0 | 0 | 0 | 0 | 0 | 0 | 0 | 0 | 0 | 0 | 0 | 0 | 0 | 0 | 0 | 0 | 0 | 0 | 0 | 0 | 0 | 0
CDP9 | NSW | N2 | New England | Wind | 442.48 | 442.48 | 709.3913 | 709.3913 | 709.3913 | 709.3913 | 709.3913 | 709.3913 | 1014.301 | 1014.301 | 2923.2865 | 2923.2865 | 2923.2865 | 2923.2865 | 2750.8065 | 2750.8065 | 4270.7039 | 5324.0074 | 6313.3614 | 6928.773 | 6983.3884 | 6983.3884 | 6983.3884 | 6983.3884 | 7400 | 7400 | 7400 | 7400
CDP9 | NSW | N3 | Central-West Orana | Wind | 258.73 | 396.73 | 782.7404 | 1221.6026 | 4480.5212 | 5082.7235 | 5082.7235 | 5082.7235 | 5082.7235 | 5082.7235 | 5082.7235 | 5082.7235 | 5082.7235 | 5082.7235 | 5082.7235 | 5082.7235 | 5082.7235 | 5082.7235 | 5082.7235 | 5082.7235 | 5082.7235 | 5082.7235 | 5082.7235 | 5082.7235 | 5082.7235 | 4969.5335 | 4969.5335 | 4969.5335
CDP9 | NSW | N4 | Broken Hill | Wind | 198.01 | 198.01 | 198.01 | 283.5706 | 283.5706 | 301.6803 | 301.6803 | 301.6803 | 301.6803 | 301.6803 | 301.6803 | 301.6803 | 301.6803 | 301.6803 | 301.6803 | 301.6803 | 301.6803 | 301.6803 | 301.6803 | 103.6703 | 103.6703 | 103.6703 | 103.6703 | 103.6703 | 103.6703 | 103.6703 | 103.6703 | 103.6703
CDP9 | NSW | N5 | South West NSW | Wind | 0 | 0 | 6.97e-06 | 519.7608 | 519.7608 | 519.7608 | 519.7608 | 519.7608 | 519.7608 | 519.7608 | 519.7608 | 519.7608 | 519.7608 | 519.7608 | 519.7608 | 519.7608 | 519.7608 | 519.7608 | 519.7608 | 519.7608 | 519.7608 | 519.7608 | 519.7608 | 519.7608 | 519.7608 | 519.7608 | 519.7608 | 519.7608
CDP9 | NSW | N6 | Wagga Wagga | Wind | 0 | 0 | 2.96e-06 | 1.536e-05 | 1.536e-05 | 1.536e-05 | 1.536e-05 | 1.691e-05 | 1.801e-05 | 1.907e-05 | 2.009e-05 | 2.009e-05 | 2.29e-05 | 2.29e-05 | 2.29e-05 | 2.29e-05 | 2.29e-05 | 2.29e-05 | 2.29e-05 | 2.29e-05 | 2.29e-05 | 2.29e-05 | 2.29e-05 | 2.29e-05 | 2.29e-05 | 2.587e-05 | 2.587e-05 | 2.587e-05
CDP9 | NSW | N7 | Tumut | Wind | 0 | 40.02 | 270.48 | 270.48 | 270.48 | 270.48 | 270.48 | 270.48 | 270.48 | 270.48 | 270.48 | 270.48 | 270.48 | 270.48 | 270.48 | 270.48 | 270.48 | 270.48 | 270.48 | 270.48 | 270.48 | 270.48 | 270.48 | 270.48 | 270.48 | 270.48 | 270.48 | 270.48
CDP9 | NSW | N8 | Cooma-Monaro | Wind | 113.18 | 113.18 | 413.18 | 443.1232 | 443.1232 | 443.1232 | 443.1232 | 443.1232 | 443.1232 | 443.1232 | 443.1232 | 443.1232 | 443.1232 | 443.1232 | 443.1232 | 443.1232 | 329.9432 | 329.9432 | 329.9432 | 329.9432 | 329.9432 | 329.9432 | 377.3102 | 385.9731 | 393.0287 | 401.9721 | 401.9721 | 401.9721
CDP9 | NSW | N9 | Hunter-Central Coast | Wind | 0 | 0 | 390.1567 | 458.3296 | 458.3296 | 1048.7548 | 1048.7548 | 1048.7548 | 1048.7548 | 1048.7548 | 1048.7548 | 1048.7548 | 1048.7548 | 1048.7548 | 1048.7548 | 1048.7548 | 1048.7548 | 1048.7548 | 1048.7548 | 1048.7548 | 1048.7548 | 1048.7548 | 1048.7548 | 1048.7548 | 1048.7548 | 1048.7548 | 1048.7548 | 1048.7548
CDP9 | NSW | N12 | Illawarra | Wind | 0 | 0 | 0 | 0 | 0 | 0 | 0 | 0 | 0 | 0 | 0 | 0 | 0 | 0 | 0 | 0 | 0 | 0 | 0 | 0 | 0 | 0 | 0 | 0 | 0 | 0 | 0 | 0
CDP9 | VIC | V0 | VIC Non-REZ | Wind | 0 | 0 | 0 | 4.85e-06 | 8.96e-06 | 8.96e-06 | 8.96e-06 | 1.23e-05 | 1.736e-05 | 1.736e-05 | 1.93e-05 | 2.809e-05 | 4.984e-05 | 5.118e-05 | 5.118e-05 | 5.118e-05 | 5.118e-05 | 5.118e-05 | 5.118e-05 | 5.471e-05 | 5.916e-05 | 6.27e-05 | 6.27e-05 | 6.392e-05 | 6.392e-05 | 7.668e-05 | 7.668e-05 | 7.668e-05
CDP9 | VIC | V1 | Ovens Murray | Wind | 0 | 0 | 0 | 0 | 0 | 0 | 0 | 0 | 0 | 0 | 0 | 0 | 0 | 0 | 0 | 0 | 0 | 0 | 0 | 0 | 0 | 0 | 0 | 0 | 0 | 0 | 0 | 0
CDP9 | VIC | V2 | Murray River | Wind | 0 | 0 | 0 | 0 | 0 | 0 | 0 | 0 | 0 | 0 | 0 | 0 | 0 | 0 | 0 | 0 | 0 | 0 | 0 | 0 | 0 | 0 | 0 | 0 | 0 | 0 | 0 | 0
CDP9 | VIC | V3 | Western Victoria | Wind | 1934.5 | 1934.5 | 1934.5 | 1934.5 | 2634.5 | 2634.5 | 2634.5 | 2634.5 | 2634.5 | 2582 | 2390 | 2390 | 2390 | 2390 | 2390 | 2390 | 2390 | 2390 | 2358.95 | 2227.75 | 1915.75 | 1915.75 | 1915.75 | 1675.75 | 1647.05 | 1147.0988 | 1067.1488 | 1067.1488
CDP9 | VIC | V4 | South West Victoria | Wind | 2438.67 | 3283.23 | 3300.39 | 3300.39 | 3300.3901 | 3300.3901 | 3300.3901 | 3300.3901 | 3300.3901 | 3300.3901 | 3300.3901 | 3300.3901 | 3300.3901 | 3237.3901 | 2817.3901 | 2817.3901 | 2635.6901 | 2635.6901 | 2616.1901 | 2430.1901 | 2430.1901 | 1583.2001 | 1583.2001 | 1425.7001 | 1637.1041 | 2728.0503 | 2683.7215 | 2683.7215
CDP9 | VIC | V5 | Gippsland | Wind | 0 | 0 | 2.22e-06 | 1.22e-05 | 500 | 1728.3485 | 1728.3485 | 1728.3485 | 1728.3485 | 1728.3485 | 1728.3485 | 1728.3485 | 1728.3485 | 1728.3485 | 1728.3485 | 1728.3485 | 1728.3485 | 1728.3485 | 1728.3485 | 1728.3485 | 1728.3485 | 1728.3485 | 1728.3485 | 1728.3485 | 1728.3485 | 1728.3485 | 1728.3485 | 1728.3485
CDP9 | VIC | V6 | Central North VIC | Wind | 0 | 0 | 0 | 3.02e-06 | 7.54e-06 | 1.325e-05 | 1.325e-05 | 1.325e-05 | 1.765e-05 | 1.765e-05 | 2.978e-05 | 2.978e-05 | 2.978e-05 | 2.978e-05 | 2.978e-05 | 2.978e-05 | 2.978e-05 | 2.978e-05 | 2.978e-05 | 2.978e-05 | 2.978e-05 | 3.09e-05 | 3.09e-05 | 3.09e-05 | 3.863e-05 | 4.456e-05 | 4.456e-05 | 4.456e-05
CDP9 | SA | S1 | South East SA | Wind | 324.5 | 324.5 | 324.5 | 324.5 | 930.399 | 930.399 | 930.399 | 930.399 | 930.399 | 930.399 | 930.399 | 803.899 | 803.899 | 803.899 | 644.899 | 644.899 | 605.899 | 605.899 | 605.899 | 605.899 | 605.899 | 605.899 | 605.899 | 605.899 | 605.899 | 800 | 800 | 800
CDP9 | SA | S2 | Riverland | Wind | 0 | 0 | 0 | 0 | 0 | 0 | 0 | 0 | 0 | 0 | 0 | 0 | 0 | 0 | 0 | 0 | 0 | 0 | 0 | 0 | 0 | 0 | 0 | 0 | 0 | 0 | 0 | 0
CDP9 | SA | S3 | Mid-North SA | Wind | 1591.41 | 1731.6 | 1731.6 | 1731.6 | 2171.9741 | 2171.9741 | 2171.9741 | 2171.9741 | 2171.9741 | 2073.2741 | 2073.2741 | 2001.8741 | 1817.3941 | 1817.3941 | 1817.3941 | 1490.6941 | 1720.8674 | 1720.8674 | 1805.4794 | 1591.6194 | 1591.6194 | 1834.0414 | 1905.6601 | 2269.1916 | 2871.2569 | 2758.2929 | 2758.2929 | 2758.2929
CDP9 | SA | S4 | Yorke Peninsula | Wind | 90.75 | 90.75 | 90.75 | 90.7501 | 120.7311 | 112.418 | 112.418 | 112.418 | 112.418 | 112.418 | 112.418 | 112.418 | 112.418 | 112.418 | 112.418 | 112.418 | 112.418 | 112.418 | 112.418 | 112.418 | 112.418 | 112.418 | 112.418 | 112.418 | 112.418 | 112.418 | 112.418 | 112.7935
CDP9 | SA | S5 | Northern SA | Wind | 416.5 | 416.5 | 416.5 | 416.5 | 416.5 | 416.5 | 416.5 | 416.5 | 416.5 | 416.5 | 416.5 | 416.5 | 416.5 | 416.5 | 416.5 | 416.5 | 416.5 | 416.5 | 416.5 | 416.5 | 416.5 | 210 | 210 | 210 | 210 | 210 | 210 | 210
CDP9 | SA | S6 | Leigh Creek | Wind | 0 | 0 | 0 | 0 | 0 | 0 | 0 | 0 | 0 | 0 | 0 | 0 | 0 | 0 | 0 | 0 | 0 | 0 | 0 | 0 | 0 | 0 | 0 | 0 | 0 | 0 | 0 | 0
CDP9 | SA | S7 | Roxby Downs | Wind | 0 | 0 | 0 | 0 | 0 | 0 | 0 | 0 | 0 | 0 | 0 | 0 | 0 | 0 | 0 | 0 | 0 | 0 | 0 | 0 | 0 | 0 | 0 | 0 | 0 | 0 | 0 | 0
CDP9 | SA | S8 | Eastern Eyre Peninsula | Wind | 134.28 | 134.28 | 134.28 | 134.28 | 134.28 | 351.813 | 289.813 | 289.813 | 289.813 | 289.813 | 289.813 | 217.533 | 217.533 | 217.533 | 217.533 | 217.533 | 217.533 | 217.533 | 217.533 | 217.533 | 217.533 | 217.533 | 245.0175 | 332.3607 | 332.3607 | 332.3607 | 332.3607 | 332.9029
CDP9 | SA | S9 | Western Eyre Peninsula | Wind | 0 | 0 | 0 | 0 | 0 | 0 | 0 | 0 | 0 | 0 | 0 | 0 | 0 | 0 | 0 | 0 | 0 | 0 | 0 | 0 | 0 | 0 | 0 | 0 | 0 | 0 | 0 | 0
CDP9 | TAS | T1 | North East Tasmania | Wind | 168 | 168 | 168 | 222.8729 | 419.0714 | 419.0714 | 419.0714 | 419.0714 | 419.0714 | 419.0714 | 419.0714 | 528.9312 | 537.7529 | 568 | 568 | 568 | 568 | 568 | 568 | 568 | 568 | 568 | 568 | 568 | 568 | 568 | 400 | 400
CDP9 | TAS | T2 | North West Tasmania | Wind | 251.35 | 251.35 | 251.35 | 251.3501 | 259.1347 | 259.1347 | 259.1347 | 259.1347 | 259.1347 | 259.1347 | 259.1347 | 259.1347 | 259.1347 | 344.7599 | 344.7599 | 344.7599 | 344.7599 | 344.7599 | 344.7599 | 344.7599 | 344.7599 | 344.7599 | 344.7599 | 344.7599 | 344.7599 | 344.7599 | 205.0099 | 205.0099
CDP9 | TAS | T3 | Tasmania Midlands | Wind | 144 | 144 | 602.2959 | 734.4095 | 798.1504 | 865.2253 | 932.0515 | 1013.0014 | 1235.2855 | 1235.2855 | 1438.0688 | 1477.1746 | 1477.1746 | 1504.2659 | 1576.6633 | 1576.6633 | 1576.6633 | 1576.6633 | 1576.6633 | 1576.6633 | 1432.6633 | 1432.6633 | 1432.6633 | 1432.6633 | 1432.6633 | 1432.6633 | 1432.6633 | 1432.6633
CDP9 | NSW | N10 | Hunter Coast | Offshore Wind | 0 | 0 | 0 | 0 | 0 | 0 | 0 | 0 | 0 | 0 | 0 | 0 | 0 | 0 | 0 | 0 | 0 | 0 | 0 | 0 | 0 | 0 | 0 | 0 | 0 | 0 | 0 | 0
CDP9 | NSW | N11 | Illawarra Coast | Offshore Wind | 0 | 0 | 0 | 0 | 0 | 0 | 0 | 0 | 0 | 0 | 0 | 0 | 0 | 0 | 0 | 0 | 0 | 0 | 0 | 0 | 0 | 0 | 0 | 0 | 0 | 0 | 0 | 0
CDP9 | VIC | V7 | Gippsland Coast | Offshore Wind | 0 | 0 | 0 | 0 | 0 | 0 | 1000 | 2000 | 2666.6666 | 2666.6666 | 3219.9999 | 4219.9999 | 5219.9999 | 6219.9998 | 7220 | 8220 | 8220 | 8220 | 8220 | 8220 | 8220 | 8220 | 8220 | 8220 | 8220 | 8220 | 8220 | 8220
CDP9 | VIC | V8 | Portland Coast | Offshore Wind | 0 | 0 | 0 | 0 | 0 | 0 | 0 | 0 | 0 | 666.6666 | 780 | 780 | 780 | 780 | 780 | 780 | 780 | 780 | 780 | 780 | 780 | 780 | 780 | 780 | 780 | 780 | 780 | 780
CDP9 | SA | S10 | South East SA Coast | Offshore Wind | 0 | 0 | 0 | 0 | 0 | 0 | 0 | 0 | 0 | 0 | 0 | 0 | 0 | 0 | 0 | 0 | 0 | 0 | 0 | 0 | 0 | 0 | 0 | 0 | 0 | 0 | 0 | 0
CDP9 | TAS | T4 | North West Tasmania Coast | Offshore Wind | 0 | 0 | 0 | 0 | 0 | 0 | 0 | 0 | 0 | 0 | 0 | 0 | 0 | 0 | 0 | 0 | 0 | 0 | 0 | 0 | 0 | 0 | 0 | 0 | 0 | 0 | 0 | 0
CDP9 | TAS | T5 | North East Tasmania Coast | Offshore Wind | 0 | 0 | 0 | 0 | 0 | 0 | 0 | 0 | 0 | 0 | 0 | 0 | 0 | 0 | 0 | 0 | 0 | 0 | 0 | 0 | 0 | 0 | 0 | 0 | 0 | 0 | 0 | 0
CDP10 | QLD | Q1 | Far North QLD | Solar | 0 | 0 | 0 | 0 | 0 | 0 | 0 | 0 | 0 | 0 | 0 | 0 | 0 | 0 | 0 | 0 | 0 | 0 | 0 | 0 | 0 | 0 | 0 | 0 | 0 | 0 | 0 | 0
CDP10 | QLD | Q2 | North Qld Clean Energy Hub | Solar | 84.47 | 84.47 | 84.47 | 84.47 | 84.47 | 84.47 | 84.47 | 84.47 | 84.47 | 84.47 | 84.47 | 84.4701 | 84.4701 | 35.9701 | 35.9701 | 35.9701 | 35.9701 | 294.1099 | 311.995 | 311.995 | 315.2514 | 315.2514 | 300.2514 | 300.2514 | 279.2814 | 578.181 | 578.181 | 578.181
CDP10 | QLD | Q3 | Northern Qld | Solar | 437.13 | 437.13 | 437.13 | 437.13 | 437.13 | 437.13 | 437.13 | 437.13 | 437.13 | 437.13 | 437.13 | 437.13 | 437.13 | 437.13 | 437.13 | 437.13 | 437.13 | 437.13 | 315.97 | 200.01 | 200.01 | 200.01 | 200.01 | 100.03 | 100.03 | 100.03 | 0 | 0
CDP10 | QLD | Q4 | Isaac | Solar | 620.45 | 620.45 | 620.45 | 620.4501 | 620.4501 | 620.4501 | 620.4501 | 620.4501 | 620.4501 | 620.4501 | 620.4503 | 620.4503 | 620.4503 | 620.4503 | 620.4503 | 620.4503 | 620.4504 | 1115.9699 | 1115.9699 | 1115.9699 | 1073.4699 | 1073.4699 | 1073.4699 | 1073.4699 | 719.3947 | 1441.6122 | 1415.6122 | 1415.6122
CDP10 | QLD | Q5 | Barcaldine | Solar | 14 | 14 | 14 | 86.6316 | 86.6316 | 86.6316 | 86.6316 | 86.6316 | 86.6316 | 89.7216 | 89.7216 | 89.7216 | 89.7216 | 89.7216 | 89.7216 | 89.7216 | 90.5625 | 90.5625 | 90.5625 | 76.5625 | 76.5625 | 76.5625 | 76.5625 | 76.5625 | 76.5625 | 76.5625 | 76.5625 | 76.5625
CDP10 | QLD | Q6 | Fitzroy | Solar | 81.72 | 81.72 | 81.72 | 81.72 | 81.72 | 81.72 | 81.72 | 81.72 | 81.72 | 81.7201 | 81.7201 | 81.7201 | 81.7201 | 81.7201 | 81.7201 | 81.7201 | 81.7201 | 81.7207 | 81.7208 | 81.7208 | 81.7208 | 81.7208 | 81.7208 | 259.7309 | 1637.8736 | 2031.8136 | 2731.6951 | 3272.2913
CDP10 | QLD | Q7 | Wide Bay | Solar | 306.83 | 366.83 | 468.23 | 468.23 | 468.23 | 468.23 | 468.23 | 468.23 | 468.2301 | 1792.7776 | 2420.4325 | 2420.4325 | 2420.4325 | 2420.4325 | 2420.4325 | 2420.4325 | 2420.4325 | 2420.4325 | 2420.4325 | 2506.83 | 2506.83 | 2506.83 | 2506.83 | 2506.83 | 2506.83 | 2375.95 | 2375.95 | 2375.95
CDP10 | QLD | Q8 | Darling Downs | Solar | 1484.68 | 1484.12 | 1483.56 | 1483.02 | 1482.46 | 1481.91 | 1481.34 | 1480.78 | 1640.4747 | 2666.2786 | 2666.2786 | 3631.1324 | 3521.1324 | 3521.1324 | 3521.1324 | 3521.1324 | 3521.1324 | 3521.1324 | 4709.0728 | 4684.0728 | 4581.1128 | 5275.423 | 4779.5418 | 5190.4524 | 5163.1524 | 6863.3456 | 6863.3456 | 6743.4656
CDP10 | QLD | Q9 | Banana | Solar | 0 | 0 | 0 | 0 | 0 | 0 | 0 | 0 | 0 | 0 | 0 | 0 | 0 | 0 | 0 | 0 | 0 | 0 | 0 | 0 | 0 | 0 | 0 | 0 | 0 | 0 | 0 | 0
CDP10 | NSW | N0 | NSW Non-REZ | Solar | 0 | 0 | 0 | 0 | 0 | 0 | 0 | 0 | 0 | 0 | 0 | 0 | 0 | 0 | 0 | 0 | 0 | 0 | 0 | 0 | 0 | 0 | 0 | 0 | 0 | 0 | 0 | 0
CDP10 | NSW | N1 | North West NSW | Solar | 166 | 166 | 202.324 | 202.324 | 202.324 | 202.324 | 202.324 | 202.324 | 202.324 | 202.324 | 202.324 | 202.324 | 202.324 | 202.324 | 202.324 | 202.324 | 202.324 | 202.324 | 202.324 | 202.324 | 202.324 | 202.324 | 177.4411 | 196.8037 | 196.8037 | 200.4796 | 216.968 | 216.968
CDP10 | NSW | N2 | New England | Solar | 535.02 | 855.02 | 1120.66 | 1120.66 | 1120.66 | 1172.3797 | 1172.3797 | 1172.3797 | 1172.3797 | 1172.3797 | 1294.5098 | 1294.5098 | 1294.5098 | 1294.5098 | 1294.5098 | 1294.5098 | 1294.5098 | 2888.3676 | 3345.9855 | 4085.66 | 4085.66 | 4085.66 | 4085.66 | 4085.66 | 4085.66 | 4085.66 | 4085.66 | 4085.66
CDP10 | NSW | N3 | Central-West Orana | Solar | 1495.99 | 1495.99 | 1984.6955 | 1984.6955 | 2967.7121 | 3230.2714 | 3230.2714 | 3230.2714 | 3230.2714 | 3230.2714 | 3230.2714 | 3230.2714 | 3230.2714 | 3230.2714 | 3230.2714 | 3230.2714 | 3230.2714 | 3230.2714 | 3128.2514 | 3991.3056 | 3991.3056 | 3955.2956 | 3955.2956 | 5480.7633 | 5714.7777 | 7239.63 | 7169.88 | 7000
CDP10 | NSW | N4 | Broken Hill | Solar | 53 | 53 | 265.0142 | 265.0142 | 265.0142 | 265.0142 | 265.0142 | 265.0142 | 265.0142 | 265.0142 | 265.0142 | 265.0142 | 265.0142 | 265.0142 | 265.0142 | 265.0142 | 265.0142 | 265.0142 | 265.0142 | 249.3741 | 340.4391 | 340.4391 | 340.4391 | 340.4391 | 340.4391 | 340.4391 | 340.4391 | 340.4391
CDP10 | NSW | N5 | South West NSW | Solar | 1121.32 | 1121.32 | 1251.7034 | 1810.8227 | 1810.8227 | 1811.7227 | 1810.8227 | 1810.8227 | 1810.8227 | 1810.8227 | 1810.8227 | 1810.8227 | 1810.8227 | 1810.8227 | 1660.7927 | 1660.7927 | 1660.7927 | 1660.7927 | 1660.7927 | 2151.5894 | 2987.4241 | 2987.4241 | 2902.4241 | 2902.4241 | 3142.29 | 2809.95 | 2560.96 | 2530.96
CDP10 | NSW | N6 | Wagga Wagga | Solar | 456.22 | 816.1 | 816.1 | 816.1 | 816.1 | 816.1 | 816.1 | 816.1 | 816.1 | 816.1 | 816.1 | 816.1 | 816.1 | 816.1 | 816.1 | 816.1 | 816.1 | 816.1 | 816.1 | 816.1 | 816.1 | 816.1 | 816.1 | 816.1 | 816.1 | 816.1 | 289.88 | 289.88
CDP10 | NSW | N7 | Tumut | Solar | 0 | 0 | 0 | 0 | 0 | 0 | 0 | 0 | 0 | 0 | 0 | 0 | 0 | 0 | 0 | 0 | 0 | 0 | 0 | 0 | 0 | 0 | 0 | 0 | 0 | 0 | 0 | 0
CDP10 | NSW | N8 | Cooma-Monaro | Solar | 0 | 0 | 0 | 0 | 0 | 0 | 0 | 0 | 0 | 0 | 0 | 0 | 0 | 0 | 0 | 0 | 0 | 0 | 0 | 0 | 0 | 0 | 0 | 0 | 0 | 0 | 0 | 0
CDP10 | NSW | N9 | Hunter-Central Coast | Solar | 0 | 0 | 516 | 516 | 516 | 516 | 516 | 516 | 516 | 516 | 516 | 516 | 516 | 516 | 516 | 516 | 516 | 516 | 516 | 516 | 516 | 516 | 516 | 516 | 516 | 516 | 516 | 516
CDP10 | NSW | N12 | Illawarra | Solar | 0 | 0 | 0 | 0 | 0 | 0 | 0 | 0 | 0 | 0 | 0 | 0 | 0 | 0 | 0 | 0 | 0 | 0 | 0 | 0 | 0 | 0 | 0 | 0 | 0 | 0 | 0 | 0
CDP10 | VIC | V0 | VIC Non-REZ | Solar | 0 | 0 | 0 | 0 | 0 | 0 | 0 | 0 | 0 | 0 | 0 | 0 | 0 | 0 | 0 | 0 | 0 | 0 | 0 | 0 | 0 | 0 | 0 | 0 | 0 | 0 | 0 | 0
CDP10 | VIC | V1 | Ovens Murray | Solar | 0 | 0 | 2.83e-06 | 4.99e-06 | 6.49e-06 | 2.244e-05 | 2.244e-05 | 2.374e-05 | 3.44e-05 | 3.44e-05 | 3.44e-05 | 3.44e-05 | 3.44e-05 | 3.44e-05 | 3.44e-05 | 3.44e-05 | 3.575e-05 | 3.575e-05 | 3.768e-05 | 7.337e-05 | 7.337e-05 | 7.555e-05 | 7.788e-05 | 7.788e-05 | 0.00014443 | 0.00014443 | 0.00014443 | 0.00014443
CDP10 | VIC | V2 | Murray River | Solar | 624.12 | 719.22 | 869.26 | 869.26 | 869.26 | 869.2601 | 869.2601 | 869.2601 | 869.2601 | 869.2601 | 869.2601 | 869.2601 | 869.2601 | 869.2601 | 869.2601 | 869.2601 | 869.2601 | 869.2601 | 869.2601 | 1664.4579 | 2469.703 | 2442.533 | 2442.533 | 2442.533 | 2420.3139 | 2044.3839 | 1963.3839 | 1963.3839
CDP10 | VIC | V3 | Western Victoria | Solar | 0 | 0 | 118.8 | 118.8 | 118.8 | 118.8 | 118.8 | 118.8 | 118.8 | 118.8 | 118.8 | 118.8 | 118.8 | 118.8 | 118.8 | 118.8 | 118.8 | 118.8 | 118.8 | 118.8 | 118.8 | 118.8 | 118.8 | 118.8 | 118.8 | 118.8 | 118.8 | 118.8
CDP10 | VIC | V4 | South West Victoria | Solar | 0 | 0 | 0 | 0 | 0 | 0 | 0 | 0 | 0 | 0 | 0 | 0 | 0 | 0 | 0 | 0 | 0 | 0 | 0 | 0 | 0 | 0 | 0 | 0 | 0 | 0 | 0 | 0
CDP10 | VIC | V5 | Gippsland | Solar | 0 | 77 | 160.28 | 160.28 | 160.28 | 160.28 | 160.28 | 160.28 | 160.28 | 160.28 | 160.28 | 160.28 | 160.28 | 160.28 | 160.28 | 160.28 | 160.28 | 160.28 | 160.28 | 160.28 | 160.28 | 160.28 | 160.28 | 160.28 | 160.28 | 160.28 | 160.28 | 160.28
CDP10 | VIC | V6 | Central North VIC | Solar | 547.75 | 547.75 | 547.75 | 547.75 | 547.75 | 547.75 | 547.75 | 547.75 | 547.75 | 547.75 | 547.75 | 547.75 | 547.75 | 547.75 | 547.75 | 547.75 | 547.75 | 547.75 | 547.75 | 547.75 | 447.8 | 447.8 | 447.8 | 447.8 | 447.8 | 447.8 | 447.8 | 252.79
CDP10 | SA | S1 | South East SA | Solar | 224.9 | 224.9 | 224.9 | 224.9 | 224.9 | 224.9 | 224.9 | 224.9 | 224.9 | 224.9 | 224.9 | 224.9 | 224.9 | 224.9 | 224.9 | 224.9 | 224.9 | 182 | 182 | 182 | 182 | 182 | 182 | 182 | 182 | 87 | 87 | 87
CDP10 | SA | S2 | Riverland | Solar | 55.19 | 55.19 | 55.19 | 55.19 | 55.19 | 55.1901 | 55.1901 | 49.0701 | 49.0701 | 49.0701 | 49.0701 | 49.0701 | 49.0701 | 49.0701 | 49.0701 | 49.0701 | 49.0701 | 37.3501 | 37.3501 | 568.2557 | 1226.2191 | 1218.8491 | 1218.8491 | 1218.8491 | 1218.8491 | 1218.8491 | 1218.8491 | 1218.8491
CDP10 | SA | S3 | Mid-North SA | Solar | 0 | 0 | 0 | 0 | 0 | 0 | 0 | 0 | 0 | 0 | 0 | 0 | 0 | 0 | 0 | 0 | 0 | 0 | 0 | 0 | 0 | 0 | 0 | 0 | 0 | 0 | 0 | 0
CDP10 | SA | S4 | Yorke Peninsula | Solar | 0 | 0 | 0 | 0 | 0 | 0 | 0 | 0 | 0 | 0 | 0 | 0 | 0 | 0 | 0 | 0 | 0 | 0 | 0 | 0 | 0 | 0 | 0 | 0 | 0 | 0 | 0 | 0
CDP10 | SA | S5 | Northern SA | Solar | 298.44 | 298.44 | 578.2 | 578.2 | 578.2 | 578.2 | 578.2 | 578.2 | 578.2 | 578.2 | 578.2 | 578.2 | 578.2 | 578.2 | 578.2 | 578.2 | 578.2 | 578.2001 | 578.2001 | 578.2001 | 1234.9352 | 1234.9352 | 1234.9352 | 1155.7352 | 1155.7352 | 1155.7352 | 1155.7352 | 1155.7352
CDP10 | SA | S6 | Leigh Creek | Solar | 0 | 0 | 0 | 0 | 0 | 0 | 0 | 0 | 0 | 0 | 0 | 0 | 0 | 0 | 0 | 0 | 0 | 0 | 0 | 0 | 0 | 0 | 0 | 0 | 0 | 0 | 0 | 0
CDP10 | SA | S7 | Roxby Downs | Solar | 0 | 0 | 3.12e-06 | 2.785e-05 | 86.2098 | 86.2098 | 86.2098 | 86.2098 | 86.2098 | 86.2098 | 86.2098 | 86.2098 | 86.2098 | 86.2098 | 86.2098 | 86.2098 | 86.2098 | 232.9488 | 518.8696 | 518.8696 | 589.1912 | 589.1912 | 589.1912 | 589.1912 | 589.1912 | 589.1912 | 610.0281 | 610.0281
CDP10 | SA | S8 | Eastern Eyre Peninsula | Solar | 0 | 0 | 0 | 0 | 0 | 0 | 0 | 0 | 0 | 0 | 0 | 0 | 0 | 0 | 0 | 0 | 0 | 0 | 0 | 0 | 0 | 0 | 0 | 0 | 0 | 0 | 0 | 0
CDP10 | SA | S9 | Western Eyre Peninsula | Solar | 0 | 0 | 0 | 0 | 0 | 0 | 0 | 0 | 0 | 0 | 0 | 0 | 0 | 0 | 0 | 0 | 0 | 0 | 0 | 0 | 0 | 0 | 0 | 0 | 0 | 0 | 0 | 0
CDP10 | TAS | T1 | North East Tasmania | Solar | 0 | 0 | 0 | 0 | 0 | 0 | 0 | 0 | 0 | 0 | 0 | 0 | 0 | 0 | 0 | 0 | 0 | 0 | 0 | 0 | 0 | 0 | 0 | 0 | 0 | 0 | 0 | 0
CDP10 | TAS | T2 | North West Tasmania | Solar | 0 | 0 | 0 | 0 | 0 | 0 | 0 | 0 | 0 | 0 | 0 | 0 | 0 | 0 | 0 | 0 | 0 | 0 | 0 | 0 | 0 | 0 | 0 | 0 | 0 | 0 | 0 | 0
CDP10 | TAS | T3 | Tasmania Midlands | Solar | 0 | 0 | 0 | 0 | 0 | 0 | 0 | 0 | 0 | 0 | 0 | 0 | 0 | 0 | 0 | 0 | 0 | 0 | 0 | 0 | 0 | 0 | 0 | 0 | 0 | 0 | 0 | 0
CDP10 | QLD | Q1 | Far North QLD | Wind | 332.44 | 332.44 | 332.44 | 902.44 | 1024.0246 | 1024.0246 | 1024.0246 | 1024.0246 | 1024.0246 | 1024.0246 | 1024.0246 | 1024.0246 | 1030.5266 | 1030.5266 | 1030.5266 | 1030.5266 | 1030.5266 | 1030.5266 | 1030.5266 | 997.6224 | 1142.8466 | 1142.8466 | 1142.8466 | 1142.8466 | 1022.0797 | 1030.2867 | 1030.2867 | 1030.2867
CDP10 | QLD | Q2 | North Qld Clean Energy Hub | Wind | 43.2 | 43.2 | 43.2 | 700.631 | 908.1409 | 1491.1745 | 1491.1745 | 1491.1745 | 1491.1745 | 1639.1328 | 1639.1328 | 1713.601 | 1945.3235 | 1945.3235 | 1945.3235 | 1945.3235 | 1945.3235 | 1945.3235 | 1945.3235 | 1959.2493 | 2280.5543 | 2280.5543 | 2237.3543 | 2237.3543 | 2237.3543 | 2394.1697 | 2429.5339 | 2429.5339
CDP10 | QLD | Q3 | Northern Qld | Wind | 0 | 0 | 0 | 0 | 0 | 0 | 0 | 0 | 0 | 0 | 0 | 0 | 0 | 0 | 0 | 0 | 0 | 0 | 0 | 0 | 0 | 0 | 0 | 0 | 0 | 0 | 0 | 0
CDP10 | QLD | Q4 | Isaac | Wind | 300 | 439 | 439 | 439 | 534.41 | 534.41 | 534.41 | 534.41 | 534.41 | 1171.6847 | 1171.6847 | 1171.6847 | 1290.6534 | 1290.6534 | 1290.6534 | 1290.6534 | 1290.6535 | 1290.6535 | 1290.6535 | 1290.6535 | 2206.7846 | 2206.7846 | 2206.7846 | 2206.7846 | 2206.7846 | 1962.7979 | 1962.7979 | 1962.7979
CDP10 | QLD | Q5 | Barcaldine | Wind | 0 | 0 | 2.31e-06 | 7.75e-06 | 3.158e-05 | 6.207e-05 | 6.207e-05 | 6.207e-05 | 7.111e-05 | 0.0004987 | 10.7415 | 10.7415 | 10.7415 | 10.7415 | 10.7415 | 10.7415 | 10.7415 | 10.7415 | 10.7415 | 100.8497 | 109.559 | 109.559 | 109.559 | 109.559 | 109.559 | 110.3745 | 110.3745 | 110.3745
CDP10 | QLD | Q6 | Fitzroy | Wind | 0 | 0 | 2.53e-06 | 508.0825 | 900 | 900 | 900 | 900 | 900 | 900 | 900 | 900 | 900 | 900 | 900 | 900 | 900 | 900 | 900 | 900 | 900 | 900 | 900 | 900 | 900 | 900 | 900 | 900
CDP10 | QLD | Q7 | Wide Bay | Wind | 0 | 0 | 4.87e-06 | 1.64e-05 | 2.349e-05 | 2.349e-05 | 2.349e-05 | 2.349e-05 | 2.58e-05 | 4.575e-05 | 7.524e-05 | 7.939e-05 | 72.9226 | 72.9226 | 72.9226 | 72.9226 | 72.9226 | 72.9226 | 72.9226 | 300.0011 | 300.0012 | 300.0012 | 300.0012 | 300.0012 | 1100 | 1100 | 1100 | 1100
CDP10 | QLD | Q8 | Darling Downs | Wind | 1788.35 | 1788.35 | 1788.35 | 3188.35 | 4142.8104 | 4142.8104 | 4142.8104 | 4142.8104 | 4142.8104 | 4142.8104 | 4142.8104 | 4231.1513 | 4231.1513 | 4231.1513 | 4231.1513 | 4231.1513 | 4231.1513 | 4231.1513 | 4545.8507 | 4545.8507 | 4105.8807 | 4314.0264 | 4314.0264 | 4314.0264 | 6948.38 | 6948.38 | 6948.38 | 6948.38
CDP10 | QLD | Q9 | Banana | Wind | 0 | 0 | 0 | 0 | 0 | 0 | 0 | 0 | 0 | 0 | 0 | 0 | 0 | 0 | 0 | 0 | 0 | 0 | 0 | 0 | 0 | 0 | 0 | 0 | 0 | 0 | 0 | 0
CDP10 | NSW | N0 | NSW Non-REZ | Wind | 0 | 0 | 0 | 0 | 0 | 0 | 0 | 0 | 0 | 0 | 0 | 0 | 0 | 0 | 0 | 0 | 0 | 0 | 0 | 0 | 0 | 0 | 0 | 0 | 0 | 0 | 0 | 0
CDP10 | NSW | N1 | North West NSW | Wind | 0 | 0 | 0 | 0 | 0 | 0 | 0 | 0 | 0 | 0 | 0 | 0 | 0 | 0 | 0 | 0 | 0 | 0 | 0 | 0 | 0 | 0 | 0 | 0 | 0 | 0 | 0 | 0
CDP10 | NSW | N2 | New England | Wind | 442.48 | 442.48 | 781.9872 | 815.9071 | 815.9071 | 3468.9839 | 3468.9839 | 3468.9839 | 3468.9839 | 3468.9839 | 5683.179 | 5683.179 | 5683.179 | 5683.179 | 5510.699 | 5510.699 | 7148.951 | 7148.951 | 7148.951 | 7291.7102 | 7291.7102 | 7291.7102 | 7291.7102 | 7291.7102 | 7400 | 7400 | 7400 | 7400
CDP10 | NSW | N3 | Central-West Orana | Wind | 258.73 | 396.73 | 838.9188 | 1458.5227 | 4368.9058 | 4368.9058 | 4368.9058 | 4368.9058 | 4368.9058 | 4368.9058 | 4368.9058 | 4368.9058 | 4368.9058 | 4368.9058 | 4368.9058 | 4368.9058 | 4368.9058 | 4368.9058 | 4368.9058 | 4368.9058 | 4368.9058 | 4368.9058 | 4368.9058 | 4368.9058 | 4368.9058 | 4727.6373 | 4727.6373 | 4727.6373
CDP10 | NSW | N4 | Broken Hill | Wind | 198.01 | 198.01 | 198.01 | 289.1799 | 289.1799 | 289.1799 | 289.1799 | 289.1799 | 289.1799 | 289.1799 | 289.1799 | 289.1799 | 289.1799 | 289.1799 | 289.1799 | 289.1799 | 289.1799 | 289.1799 | 289.1799 | 91.1699 | 91.1699 | 91.1699 | 91.1699 | 91.1699 | 91.1699 | 91.1699 | 91.1699 | 91.1699
CDP10 | NSW | N5 | South West NSW | Wind | 0 | 0 | 7.28e-06 | 460.3977 | 460.3977 | 460.3977 | 460.3977 | 460.3977 | 460.3977 | 460.3977 | 460.3977 | 460.3977 | 460.3977 | 460.3977 | 460.3977 | 460.3977 | 460.3977 | 460.3977 | 460.3977 | 460.3977 | 460.3977 | 460.3977 | 460.3977 | 460.3977 | 460.3977 | 460.3977 | 460.3977 | 460.3977
CDP10 | NSW | N6 | Wagga Wagga | Wind | 0 | 0 | 0 | 0 | 0 | 0 | 0 | 0 | 0 | 0 | 0 | 0 | 0 | 0 | 0 | 0 | 0 | 0 | 0 | 0 | 0 | 0 | 0 | 0 | 0 | 0 | 0 | 0
CDP10 | NSW | N7 | Tumut | Wind | 0 | 40.02 | 270.48 | 270.48 | 270.48 | 270.48 | 270.48 | 270.48 | 270.48 | 270.48 | 270.48 | 270.48 | 270.48 | 270.48 | 270.48 | 270.48 | 270.48 | 270.48 | 270.48 | 270.48 | 270.48 | 270.48 | 270.48 | 270.48 | 270.48 | 270.48 | 270.48 | 270.48
CDP10 | NSW | N8 | Cooma-Monaro | Wind | 113.18 | 113.18 | 413.18 | 446.739 | 446.739 | 446.739 | 446.739 | 446.739 | 446.739 | 446.739 | 446.739 | 446.739 | 446.739 | 446.739 | 446.739 | 446.739 | 333.559 | 333.559 | 333.559 | 333.559 | 333.559 | 364.4054 | 382.8962 | 387.3218 | 398.9673 | 403.6848 | 403.6848 | 403.6848
CDP10 | NSW | N9 | Hunter-Central Coast | Wind | 0 | 0 | 400 | 544.1716 | 544.1716 | 544.1716 | 544.1716 | 544.1716 | 544.1716 | 544.1716 | 544.1716 | 544.1716 | 544.1717 | 544.1717 | 544.1717 | 544.1717 | 544.1717 | 544.1717 | 544.1717 | 544.1717 | 602.0407 | 602.0407 | 602.0407 | 602.0407 | 835.625 | 1008.7948 | 1008.7948 | 1008.7948
CDP10 | NSW | N12 | Illawarra | Wind | 0 | 0 | 0 | 0 | 0 | 0 | 0 | 0 | 0 | 0 | 0 | 0 | 0 | 0 | 0 | 0 | 0 | 0 | 0 | 0 | 0 | 0 | 0 | 0 | 0 | 0 | 0 | 0
CDP10 | VIC | V0 | VIC Non-REZ | Wind | 0 | 0 | 3.42e-06 | 1.305e-05 | 2.36e-05 | 2.36e-05 | 2.36e-05 | 2.36e-05 | 2.468e-05 | 2.598e-05 | 2.716e-05 | 2.716e-05 | 2.716e-05 | 2.716e-05 | 2.716e-05 | 2.716e-05 | 2.716e-05 | 2.716e-05 | 2.716e-05 | 2.716e-05 | 2.889e-05 | 3.063e-05 | 3.063e-05 | 3.168e-05 | 3.168e-05 | 7.472e-05 | 7.472e-05 | 7.472e-05
CDP10 | VIC | V1 | Ovens Murray | Wind | 0 | 0 | 0 | 0 | 0 | 0 | 0 | 0 | 0 | 0 | 0 | 0 | 0 | 0 | 0 | 0 | 0 | 0 | 0 | 0 | 0 | 0 | 0 | 0 | 0 | 0 | 0 | 0
CDP10 | VIC | V2 | Murray River | Wind | 0 | 0 | 0 | 0 | 0 | 0 | 0 | 0 | 0 | 0 | 0 | 0 | 0 | 0 | 0 | 0 | 0 | 0 | 0 | 0 | 0 | 0 | 0 | 0 | 0 | 0 | 0 | 0
CDP10 | VIC | V3 | Western Victoria | Wind | 1934.5 | 1934.5 | 1934.5 | 1934.5 | 2634.5 | 2634.5 | 2634.5 | 2634.5 | 2634.5 | 2582 | 2390 | 2390 | 2390 | 2390 | 2390 | 2390 | 2390 | 2390 | 2358.95 | 2227.75 | 1915.75 | 1915.75 | 1915.75 | 1675.75 | 1647.05 | 1726.7941 | 1646.8441 | 1646.8441
CDP10 | VIC | V4 | South West Victoria | Wind | 2438.67 | 3283.23 | 3300.39 | 3300.39 | 3300.3904 | 3300.3904 | 3300.3904 | 3300.3904 | 3300.3904 | 3300.3904 | 3300.3904 | 3300.3904 | 3300.3904 | 3237.3904 | 2817.3904 | 2817.3904 | 2635.6904 | 2635.6904 | 2616.1904 | 2430.1904 | 2430.1904 | 1583.2004 | 1583.2005 | 1425.7005 | 2131.8385 | 2750.7991 | 2681.5782 | 2681.5782
CDP10 | VIC | V5 | Gippsland | Wind | 0 | 0 | 4.41e-06 | 2.625e-05 | 655.1337 | 1078.1504 | 1078.1504 | 1078.1504 | 1078.1504 | 1078.1504 | 1078.1504 | 1078.1504 | 1078.1504 | 1078.1504 | 1078.1504 | 1078.1504 | 1078.1504 | 1078.1504 | 1078.1504 | 1078.1504 | 1078.1504 | 1078.1504 | 1078.1504 | 1078.1504 | 1078.1504 | 1078.1504 | 1078.1504 | 1078.1504
CDP10 | VIC | V6 | Central North VIC | Wind | 0 | 0 | 3.85e-06 | 9.05e-06 | 2.21e-05 | 2.62e-05 | 2.62e-05 | 2.62e-05 | 2.904e-05 | 2.904e-05 | 2.904e-05 | 3.012e-05 | 3.012e-05 | 3.012e-05 | 3.012e-05 | 3.012e-05 | 3.012e-05 | 3.012e-05 | 3.012e-05 | 3.012e-05 | 3.012e-05 | 3.12e-05 | 3.12e-05 | 3.12e-05 | 3.824e-05 | 4.202e-05 | 4.202e-05 | 4.202e-05
CDP10 | SA | S1 | South East SA | Wind | 324.5 | 324.5 | 324.5 | 324.5 | 902.3918 | 902.3918 | 902.3918 | 902.3918 | 902.3918 | 902.3918 | 902.3918 | 775.8918 | 775.8918 | 775.8918 | 616.8918 | 616.8918 | 577.8918 | 577.8918 | 577.8918 | 577.8918 | 577.8918 | 577.8918 | 577.8918 | 577.8918 | 577.8918 | 800 | 800 | 800
CDP10 | SA | S2 | Riverland | Wind | 0 | 0 | 0 | 0 | 0 | 0 | 0 | 0 | 0 | 0 | 0 | 0 | 0 | 0 | 0 | 0 | 0 | 0 | 0 | 0 | 0 | 0 | 0 | 0 | 0 | 0 | 0 | 0
CDP10 | SA | S3 | Mid-North SA | Wind | 1591.41 | 1731.6 | 1731.6 | 1731.6001 | 2190.7688 | 2190.7688 | 2190.7688 | 2190.7688 | 2190.7688 | 2092.0688 | 2092.0688 | 2020.6688 | 1836.1888 | 1836.1888 | 1836.1888 | 1509.4888 | 1550.2477 | 1550.2477 | 2214.5959 | 2000.7359 | 2000.7359 | 1905.6602 | 2050.5194 | 2538.6441 | 2957.148 | 2761.458 | 2761.458 | 2761.458
CDP10 | SA | S4 | Yorke Peninsula | Wind | 90.75 | 90.75 | 90.75 | 106.2581 | 125.8534 | 70.255 | 70.255 | 70.255 | 70.255 | 70.255 | 70.255 | 70.255 | 70.255 | 70.255 | 110.8388 | 110.8388 | 110.8388 | 110.8388 | 110.8388 | 110.8388 | 110.8388 | 110.8388 | 111.0995 | 111.0995 | 111.0995 | 112.2381 | 112.2381 | 112.2381
CDP10 | SA | S5 | Northern SA | Wind | 416.5 | 416.5 | 416.5 | 416.5 | 416.5 | 416.5 | 416.5 | 416.5 | 416.5 | 416.5 | 416.5 | 416.5 | 416.5 | 416.5 | 416.5 | 416.5 | 416.5 | 416.5 | 416.5 | 416.5 | 416.5 | 210 | 210 | 210 | 210 | 210 | 210 | 210
CDP10 | SA | S6 | Leigh Creek | Wind | 0 | 0 | 0 | 0 | 0 | 0 | 0 | 0 | 0 | 0 | 0 | 0 | 0 | 0 | 0 | 0 | 0 | 0 | 0 | 0 | 0 | 0 | 0 | 0 | 0 | 0 | 0 | 0
CDP10 | SA | S7 | Roxby Downs | Wind | 0 | 0 | 0 | 0 | 0 | 0 | 0 | 0 | 0 | 0 | 0 | 0 | 0 | 0 | 0 | 0 | 0 | 0 | 0 | 0 | 0 | 0 | 0 | 0 | 0 | 0 | 0 | 0
CDP10 | SA | S8 | Eastern Eyre Peninsula | Wind | 134.28 | 134.28 | 134.28 | 134.28 | 134.2801 | 134.2805 | 72.2805 | 72.2805 | 72.2805 | 72.2806 | 72.2806 | 0.00059188 | 0.00059188 | 0.00059188 | 172.1894 | 172.1894 | 172.1894 | 172.1894 | 172.1894 | 172.1894 | 172.1894 | 233.7554 | 332.0587 | 332.5967 | 332.5967 | 332.5967 | 332.5967 | 332.5967
CDP10 | SA | S9 | Western Eyre Peninsula | Wind | 0 | 0 | 0 | 0 | 0 | 0 | 0 | 0 | 0 | 0 | 0 | 0 | 0 | 0 | 0 | 0 | 0 | 0 | 0 | 0 | 0 | 0 | 0 | 0 | 0 | 0 | 0 | 0
CDP10 | TAS | T1 | North East Tasmania | Wind | 168 | 168 | 168 | 223.5109 | 420.012 | 420.012 | 420.012 | 420.012 | 420.012 | 420.012 | 420.012 | 529.6255 | 537.9537 | 568 | 568 | 568 | 568 | 568 | 568 | 568 | 568 | 568 | 568 | 568 | 568 | 568 | 400 | 400
CDP10 | TAS | T2 | North West Tasmania | Wind | 251.35 | 251.35 | 251.35 | 251.3507 | 259.0635 | 259.0635 | 259.0635 | 259.0635 | 259.0635 | 259.0635 | 259.0635 | 259.0635 | 259.0635 | 344.2234 | 344.2234 | 344.2234 | 344.2234 | 344.2234 | 344.2234 | 344.2234 | 344.2234 | 344.2234 | 344.2234 | 344.2234 | 344.2234 | 344.2234 | 204.4734 | 204.4734
CDP10 | TAS | T3 | Tasmania Midlands | Wind | 144 | 144 | 602.2959 | 733.7702 | 796.93 | 865.3189 | 931.3749 | 1012.3192 | 1234.5543 | 1234.5543 | 1437.271 | 1477.1747 | 1477.1747 | 1504.2581 | 1577.2803 | 1577.2803 | 1577.2803 | 1577.2803 | 1577.2803 | 1577.2803 | 1433.2803 | 1433.2803 | 1433.2803 | 1433.2803 | 1433.2803 | 1433.2803 | 1433.2803 | 1433.2803
CDP10 | NSW | N10 | Hunter Coast | Offshore Wind | 0 | 0 | 0 | 0 | 0 | 0 | 0 | 0 | 0 | 0 | 0 | 0 | 0 | 0 | 0 | 0 | 0 | 0 | 0 | 0 | 0 | 0 | 0 | 0 | 0 | 0 | 0 | 0
CDP10 | NSW | N11 | Illawarra Coast | Offshore Wind | 0 | 0 | 0 | 0 | 0 | 0 | 0 | 0 | 0 | 0 | 0 | 0 | 0 | 0 | 0 | 0 | 0 | 0 | 0 | 0 | 0 | 0 | 0 | 0 | 0 | 0 | 0 | 0
CDP10 | VIC | V7 | Gippsland Coast | Offshore Wind | 0 | 0 | 0 | 0 | 0 | 0 | 1000 | 2000 | 2666.6666 | 2666.6666 | 3294.806 | 4219.9999 | 5219.9999 | 6219.9999 | 7220 | 8220 | 8220 | 8220 | 8220 | 8220 | 8220 | 8220 | 8220 | 8220 | 8220 | 8220 | 8220 | 8220
CDP10 | VIC | V8 | Portland Coast | Offshore Wind | 0 | 0 | 0 | 0 | 0 | 0 | 0 | 0 | 0 | 666.6666 | 705.1939 | 780 | 780 | 780 | 780 | 780 | 780 | 780 | 780 | 780 | 780 | 780 | 780 | 780 | 780 | 780 | 780 | 780
CDP10 | SA | S10 | South East SA Coast | Offshore Wind | 0 | 0 | 0 | 0 | 0 | 0 | 0 | 0 | 0 | 0 | 0 | 0 | 0 | 0 | 0 | 0 | 0 | 0 | 0 | 0 | 0 | 0 | 0 | 0 | 0 | 0 | 0 | 0
CDP10 | TAS | T4 | North West Tasmania Coast | Offshore Wind | 0 | 0 | 0 | 0 | 0 | 0 | 0 | 0 | 0 | 0 | 0 | 0 | 0 | 0 | 0 | 0 | 0 | 0 | 0 | 0 | 0 | 0 | 0 | 0 | 0 | 0 | 0 | 0
CDP10 | TAS | T5 | North East Tasmania Coast | Offshore Wind | 0 | 0 | 0 | 0 | 0 | 0 | 0 | 0 | 0 | 0 | 0 | 0 | 0 | 0 | 0 | 0 | 0 | 0 | 0 | 0 | 0 | 0 | 0 | 0 | 0 | 0 | 0 | 0
CDP11 | QLD | Q1 | Far North QLD | Solar | 0 | 0 | 0 | 0 | 0 | 0 | 0 | 0 | 0 | 0 | 0 | 0 | 0 | 0 | 0 | 0 | 0 | 0 | 0 | 0 | 0 | 0 | 0 | 0 | 0 | 0 | 0 | 0
CDP11 | QLD | Q2 | North Qld Clean Energy Hub | Solar | 84.47 | 84.47 | 84.47 | 84.47 | 84.47 | 84.47 | 84.47 | 84.47 | 84.47 | 84.47 | 84.47 | 84.4701 | 84.4701 | 35.9701 | 35.9701 | 35.9701 | 35.9701 | 143.6093 | 300.4365 | 300.4365 | 305.0456 | 305.0456 | 290.0456 | 290.0456 | 269.0756 | 587.1121 | 587.1121 | 587.1121
CDP11 | QLD | Q3 | Northern Qld | Solar | 437.13 | 437.13 | 437.13 | 437.13 | 437.13 | 437.13 | 437.13 | 437.13 | 437.13 | 437.13 | 437.13 | 437.13 | 437.13 | 437.13 | 437.13 | 437.13 | 437.13 | 437.13 | 315.97 | 200.01 | 200.01 | 200.01 | 200.01 | 100.03 | 100.03 | 100.03 | 0 | 0
CDP11 | QLD | Q4 | Isaac | Solar | 620.45 | 620.45 | 620.45 | 620.4501 | 620.4501 | 620.4501 | 620.4501 | 620.4501 | 620.4501 | 620.4501 | 620.4502 | 620.4512 | 620.4512 | 620.4512 | 620.4512 | 620.4512 | 620.4512 | 1038.3548 | 1038.3548 | 1038.3548 | 995.8548 | 995.8548 | 995.8548 | 995.8548 | 607.5563 | 1263.1469 | 1237.1469 | 1237.1469
CDP11 | QLD | Q5 | Barcaldine | Solar | 14 | 14 | 14 | 86.6316 | 86.6316 | 86.6316 | 86.6316 | 86.6316 | 86.6316 | 89.718 | 89.8719 | 90.129 | 90.129 | 90.129 | 90.129 | 90.129 | 91.846 | 91.846 | 91.846 | 77.846 | 77.846 | 77.846 | 77.846 | 77.846 | 77.846 | 77.846 | 77.846 | 77.846
CDP11 | QLD | Q6 | Fitzroy | Solar | 81.72 | 81.72 | 81.72 | 81.72 | 81.72 | 81.72 | 81.72 | 81.72 | 81.72 | 81.7201 | 81.7201 | 81.7201 | 81.7201 | 81.7201 | 81.7201 | 81.7201 | 81.7201 | 81.7201 | 81.7202 | 81.7205 | 81.7205 | 81.7205 | 81.7205 | 273.9502 | 1922.0448 | 2302.3467 | 2989.5914 | 3686.991
CDP11 | QLD | Q7 | Wide Bay | Solar | 306.83 | 366.83 | 468.23 | 468.23 | 468.23 | 468.23 | 468.23 | 468.23 | 468.2301 | 1986.7951 | 2506.83 | 2506.83 | 2506.83 | 2506.83 | 2506.83 | 2506.83 | 2506.83 | 2506.83 | 2506.83 | 2506.83 | 2506.83 | 2506.83 | 2506.83 | 2506.83 | 2506.83 | 2375.95 | 2375.95 | 2375.95
CDP11 | QLD | Q8 | Darling Downs | Solar | 1484.68 | 1484.12 | 1483.56 | 1483.02 | 1482.46 | 1481.91 | 1481.34 | 1480.78 | 1816.0582 | 2528.4844 | 2528.4844 | 3428.2185 | 3318.2185 | 3318.2185 | 3318.2185 | 3318.2185 | 3318.2185 | 3318.2185 | 4248.0647 | 4498.025 | 4395.065 | 4993.4135 | 4617.5445 | 5131.7079 | 5104.4079 | 6835.4247 | 6835.4247 | 6715.5447
CDP11 | QLD | Q9 | Banana | Solar | 0 | 0 | 0 | 0 | 0 | 0 | 0 | 0 | 0 | 0 | 0 | 0 | 0 | 0 | 0 | 0 | 0 | 0 | 0 | 0 | 0 | 0 | 0 | 0 | 0 | 0 | 0 | 0
CDP11 | NSW | N0 | NSW Non-REZ | Solar | 0 | 0 | 0 | 0 | 0 | 0 | 0 | 0 | 0 | 0 | 0 | 0 | 0 | 0 | 0 | 0 | 0 | 0 | 0 | 0 | 0 | 0 | 0 | 0 | 0 | 0 | 0 | 0
CDP11 | NSW | N1 | North West NSW | Solar | 166 | 166 | 202.3239 | 202.3239 | 202.3239 | 202.3239 | 202.3239 | 202.3239 | 202.3239 | 202.3239 | 202.3239 | 202.3239 | 202.3239 | 202.3239 | 202.3239 | 202.3239 | 202.3239 | 202.3239 | 202.3239 | 202.3239 | 202.3239 | 202.3239 | 177.441 | 197.4914 | 197.4914 | 200.4796 | 216.775 | 216.775
CDP11 | NSW | N2 | New England | Solar | 535.02 | 855.02 | 1120.66 | 1120.66 | 1120.66 | 1217.8553 | 1217.8553 | 1217.8553 | 1217.8553 | 1217.8553 | 1217.8553 | 1217.8553 | 1217.8553 | 1217.8553 | 1217.8553 | 1217.8553 | 1217.8553 | 2424.0313 | 2524.1875 | 4085.66 | 4085.66 | 4085.66 | 4085.66 | 4085.66 | 4085.66 | 4085.66 | 4085.66 | 4085.66
CDP11 | NSW | N3 | Central-West Orana | Solar | 1495.99 | 1495.99 | 1983.2682 | 1983.2682 | 2956.7264 | 3222.8998 | 3222.8998 | 3222.8998 | 3222.8998 | 3222.8998 | 4043.2984 | 4043.2984 | 4043.2984 | 4043.2984 | 4043.2984 | 4043.2984 | 4043.2984 | 4043.2984 | 3941.2784 | 3944.0343 | 3944.0343 | 3993.1632 | 3993.1632 | 5477.0153 | 5712.6937 | 7239.63 | 7169.88 | 7000
CDP11 | NSW | N4 | Broken Hill | Solar | 53 | 53 | 264.924 | 264.924 | 264.924 | 264.924 | 264.924 | 264.924 | 264.924 | 264.924 | 264.924 | 264.924 | 264.924 | 264.924 | 264.924 | 264.924 | 264.924 | 264.924 | 264.924 | 250.0523 | 342.0577 | 342.0577 | 342.0577 | 342.0577 | 342.0577 | 342.0577 | 342.0577 | 342.0577
CDP11 | NSW | N5 | South West NSW | Solar | 1121.32 | 1121.32 | 1253.1442 | 1809.7623 | 1809.7623 | 1810.6623 | 1809.7623 | 1809.7623 | 1809.7623 | 1809.7623 | 1809.7623 | 1809.7623 | 1809.7623 | 1809.7623 | 1659.7323 | 1659.7323 | 1659.7323 | 1659.7323 | 1659.7323 | 2171.1026 | 2894.4012 | 2894.4012 | 2809.4012 | 2809.4012 | 3142.29 | 2809.95 | 2560.96 | 2530.96
CDP11 | NSW | N6 | Wagga Wagga | Solar | 456.22 | 816.1 | 816.1 | 816.1 | 816.1 | 816.1 | 816.1 | 816.1 | 816.1 | 816.1 | 816.1 | 816.1 | 816.1 | 816.1 | 816.1 | 816.1 | 816.1 | 816.1 | 816.1 | 816.1 | 816.1 | 816.1 | 816.1 | 816.1 | 816.1 | 816.1 | 289.88 | 289.88
CDP11 | NSW | N7 | Tumut | Solar | 0 | 0 | 0 | 0 | 0 | 0 | 0 | 0 | 0 | 0 | 0 | 0 | 0 | 0 | 0 | 0 | 0 | 0 | 0 | 0 | 0 | 0 | 0 | 0 | 0 | 0 | 0 | 0
CDP11 | NSW | N8 | Cooma-Monaro | Solar | 0 | 0 | 0 | 0 | 0 | 0 | 0 | 0 | 0 | 0 | 0 | 0 | 0 | 0 | 0 | 0 | 0 | 0 | 0 | 0 | 0 | 0 | 0 | 0 | 0 | 0 | 0 | 0
CDP11 | NSW | N9 | Hunter-Central Coast | Solar | 0 | 0 | 516 | 516 | 516 | 516 | 516 | 516 | 516 | 516 | 516 | 516 | 516 | 516 | 516 | 516 | 516 | 516 | 516 | 516 | 516 | 516 | 516 | 516 | 516 | 516 | 516 | 516
CDP11 | NSW | N12 | Illawarra | Solar | 0 | 0 | 0 | 0 | 0 | 0 | 0 | 0 | 0 | 0 | 0 | 0 | 0 | 0 | 0 | 0 | 0 | 0 | 0 | 0 | 0 | 0 | 0 | 0 | 0 | 0 | 0 | 0
CDP11 | VIC | V0 | VIC Non-REZ | Solar | 0 | 0 | 0 | 0 | 0 | 0 | 0 | 0 | 0 | 0 | 0 | 0 | 0 | 0 | 0 | 0 | 0 | 0 | 0 | 0 | 0 | 0 | 0 | 0 | 0 | 0 | 0 | 0
CDP11 | VIC | V1 | Ovens Murray | Solar | 0 | 0 | 3.08e-06 | 5.51e-06 | 7.13e-06 | 2.422e-05 | 2.422e-05 | 2.557e-05 | 4.034e-05 | 4.034e-05 | 4.034e-05 | 4.034e-05 | 4.034e-05 | 4.034e-05 | 4.034e-05 | 4.197e-05 | 4.197e-05 | 4.197e-05 | 4.379e-05 | 6.776e-05 | 6.776e-05 | 6.776e-05 | 7.188e-05 | 7.188e-05 | 0.00011989 | 0.00011989 | 0.00011989 | 0.00011989
CDP11 | VIC | V2 | Murray River | Solar | 624.12 | 719.22 | 869.26 | 869.26 | 869.26 | 869.2601 | 869.2601 | 869.2601 | 869.2601 | 869.2601 | 869.2601 | 869.2601 | 869.2601 | 869.2601 | 869.2601 | 869.2601 | 869.2601 | 869.2601 | 869.2601 | 1588.1631 | 2515.8666 | 2488.6966 | 2488.6966 | 2488.6966 | 2403.1521 | 2027.2221 | 1946.2221 | 1946.2221
CDP11 | VIC | V3 | Western Victoria | Solar | 0 | 0 | 118.8 | 118.8 | 118.8 | 118.8 | 118.8 | 118.8 | 118.8 | 118.8 | 118.8 | 118.8 | 118.8 | 118.8 | 118.8 | 118.8 | 118.8 | 118.8 | 118.8 | 118.8 | 118.8 | 118.8 | 118.8 | 118.8 | 118.8 | 118.8 | 118.8 | 118.8
CDP11 | VIC | V4 | South West Victoria | Solar | 0 | 0 | 0 | 0 | 0 | 0 | 0 | 0 | 0 | 0 | 0 | 0 | 0 | 0 | 0 | 0 | 0 | 0 | 0 | 0 | 0 | 0 | 0 | 0 | 0 | 0 | 0 | 0
CDP11 | VIC | V5 | Gippsland | Solar | 0 | 77 | 160.28 | 160.28 | 160.28 | 160.28 | 160.28 | 160.28 | 160.28 | 160.28 | 160.28 | 160.28 | 160.28 | 160.28 | 160.28 | 160.28 | 160.28 | 160.28 | 160.28 | 160.28 | 160.28 | 160.28 | 160.28 | 160.28 | 160.28 | 160.28 | 160.28 | 160.28
CDP11 | VIC | V6 | Central North VIC | Solar | 547.75 | 547.75 | 547.75 | 547.75 | 547.75 | 547.75 | 547.75 | 547.75 | 547.75 | 547.75 | 547.75 | 547.75 | 547.75 | 547.75 | 547.75 | 547.75 | 547.75 | 547.75 | 547.75 | 547.75 | 447.8 | 447.8 | 447.8 | 447.8 | 447.8 | 447.8 | 447.8 | 252.79
CDP11 | SA | S1 | South East SA | Solar | 224.9 | 224.9 | 224.9 | 224.9 | 224.9 | 224.9 | 224.9 | 224.9 | 224.9 | 224.9 | 224.9 | 224.9 | 224.9 | 224.9 | 224.9 | 224.9 | 224.9 | 182 | 182 | 182 | 182 | 182 | 182 | 182 | 182 | 87 | 87 | 87
CDP11 | SA | S2 | Riverland | Solar | 55.19 | 55.19 | 55.19 | 55.19 | 55.19 | 55.1901 | 55.1901 | 49.0701 | 49.0701 | 49.0701 | 49.0701 | 49.0701 | 49.0701 | 49.0701 | 49.0701 | 49.0701 | 49.0701 | 37.3501 | 37.3501 | 631.8756 | 1226.343 | 1218.973 | 1218.973 | 1218.973 | 1218.973 | 1218.973 | 1218.973 | 1218.973
CDP11 | SA | S3 | Mid-North SA | Solar | 0 | 0 | 0 | 0 | 0 | 0 | 0 | 0 | 0 | 0 | 0 | 0 | 0 | 0 | 0 | 0 | 0 | 0 | 0 | 0 | 0 | 0 | 0 | 0 | 0 | 0 | 0 | 0
CDP11 | SA | S4 | Yorke Peninsula | Solar | 0 | 0 | 0 | 0 | 0 | 0 | 0 | 0 | 0 | 0 | 0 | 0 | 0 | 0 | 0 | 0 | 0 | 0 | 0 | 0 | 0 | 0 | 0 | 0 | 0 | 0 | 0 | 0
CDP11 | SA | S5 | Northern SA | Solar | 298.44 | 298.44 | 578.2 | 578.2 | 578.2 | 578.2 | 578.2 | 578.2 | 578.2 | 578.2 | 578.2 | 578.2 | 578.2 | 578.2 | 578.2 | 578.2 | 578.2 | 578.2 | 578.2001 | 578.2001 | 1386.9185 | 1386.9185 | 1386.9185 | 1307.7185 | 1307.7185 | 1307.7185 | 1307.7185 | 1307.7185
CDP11 | SA | S6 | Leigh Creek | Solar | 0 | 0 | 0 | 0 | 0 | 0 | 0 | 0 | 0 | 0 | 0 | 0 | 0 | 0 | 0 | 0 | 0 | 0 | 0 | 0 | 0 | 0 | 0 | 0 | 0 | 0 | 0 | 0
CDP11 | SA | S7 | Roxby Downs | Solar | 0 | 0 | 3.39e-06 | 3.148e-05 | 84.8464 | 84.8464 | 84.8464 | 84.8464 | 84.8464 | 84.8464 | 351.4918 | 351.4918 | 351.4918 | 351.4918 | 351.4918 | 351.4918 | 364.8977 | 364.8977 | 520.6444 | 520.6444 | 590.719 | 590.719 | 590.719 | 590.719 | 590.719 | 590.719 | 598.3307 | 598.3307
CDP11 | SA | S8 | Eastern Eyre Peninsula | Solar | 0 | 0 | 0 | 0 | 0 | 0 | 0 | 0 | 0 | 0 | 0 | 0 | 0 | 0 | 0 | 0 | 0 | 0 | 0 | 0 | 0 | 0 | 0 | 0 | 0 | 0 | 0 | 0
CDP11 | SA | S9 | Western Eyre Peninsula | Solar | 0 | 0 | 0 | 0 | 0 | 0 | 0 | 0 | 0 | 0 | 0 | 0 | 0 | 0 | 0 | 0 | 0 | 0 | 0 | 0 | 0 | 0 | 0 | 0 | 0 | 0 | 0 | 0
CDP11 | TAS | T1 | North East Tasmania | Solar | 0 | 0 | 0 | 0 | 0 | 0 | 0 | 0 | 0 | 0 | 0 | 0 | 0 | 0 | 0 | 0 | 0 | 0 | 0 | 0 | 0 | 0 | 0 | 0 | 0 | 0 | 0 | 0
CDP11 | TAS | T2 | North West Tasmania | Solar | 0 | 0 | 0 | 0 | 0 | 0 | 0 | 0 | 0 | 0 | 0 | 0 | 0 | 0 | 0 | 0 | 0 | 0 | 0 | 0 | 0 | 0 | 0 | 0 | 0 | 0 | 0 | 0
CDP11 | TAS | T3 | Tasmania Midlands | Solar | 0 | 0 | 0 | 0 | 0 | 0 | 0 | 0 | 0 | 0 | 0 | 0 | 0 | 0 | 0 | 0 | 0 | 0 | 0 | 0 | 0 | 0 | 0 | 0 | 0 | 0 | 0 | 0
CDP11 | QLD | Q1 | Far North QLD | Wind | 332.44 | 332.44 | 332.44 | 902.44 | 1023.6337 | 1023.6337 | 1023.6337 | 1023.6337 | 1023.6337 | 1028.9515 | 1028.9515 | 1045.0908 | 1045.0908 | 1045.0908 | 1045.0908 | 1045.0908 | 1045.0908 | 1045.0908 | 1045.0908 | 981.4435 | 1142.8487 | 1142.8487 | 1142.8487 | 1142.8487 | 1024.136 | 1030.2879 | 1030.2879 | 1030.2879
CDP11 | QLD | Q2 | North Qld Clean Energy Hub | Wind | 43.2 | 43.2 | 43.2 | 700.2394 | 908.1616 | 1493.5376 | 1493.5376 | 1493.5376 | 1493.5376 | 1667.8799 | 1667.8799 | 1731.9938 | 1915.6962 | 1915.6962 | 1915.6962 | 1915.6962 | 1915.6962 | 1915.6962 | 1915.6962 | 1915.7872 | 2280.7674 | 2280.7674 | 2237.5674 | 2237.5674 | 2237.5674 | 2402.7816 | 2429.9506 | 2429.9506
CDP11 | QLD | Q3 | Northern Qld | Wind | 0 | 0 | 0 | 0 | 0 | 0 | 0 | 0 | 0 | 0 | 0 | 0 | 0 | 0 | 0 | 0 | 0 | 0 | 0 | 0 | 0 | 0 | 0 | 0 | 0 | 0 | 0 | 0
CDP11 | QLD | Q4 | Isaac | Wind | 300 | 439 | 439 | 439 | 522.3773 | 522.3773 | 522.3773 | 522.3773 | 522.3773 | 1249.2118 | 1249.2118 | 1249.2118 | 1249.2118 | 1249.2118 | 1249.2118 | 1249.2118 | 1249.2118 | 1249.2118 | 1249.2118 | 1249.2118 | 1960.129 | 1960.129 | 1960.129 | 1960.129 | 1960.129 | 1820.1497 | 1820.1497 | 1820.1497
CDP11 | QLD | Q5 | Barcaldine | Wind | 0 | 0 | 2.51e-06 | 8.49e-06 | 3.364e-05 | 6.94e-05 | 6.94e-05 | 7.24e-05 | 7.362e-05 | 7.9261 | 7.9261 | 7.9261 | 7.9261 | 7.9261 | 7.9261 | 7.9261 | 7.9261 | 7.9261 | 7.9261 | 95.1002 | 108.9296 | 108.9296 | 108.9296 | 108.9296 | 108.9296 | 110.3736 | 110.3736 | 110.3736
CDP11 | QLD | Q6 | Fitzroy | Wind | 0 | 0 | 2.76e-06 | 507.6407 | 900 | 900 | 900 | 900 | 900 | 900 | 900 | 900 | 900 | 900 | 900 | 900 | 900 | 900 | 900 | 900 | 900 | 900 | 900 | 900 | 900 | 900 | 900 | 900
CDP11 | QLD | Q7 | Wide Bay | Wind | 0 | 0 | 5.31e-06 | 1.798e-05 | 2.563e-05 | 2.563e-05 | 2.563e-05 | 2.563e-05 | 2.563e-05 | 5.47e-05 | 9.785e-05 | 9.785e-05 | 212.4691 | 212.4691 | 212.4691 | 212.4691 | 212.4692 | 212.4692 | 212.4692 | 212.4692 | 212.4692 | 212.4692 | 212.4692 | 212.4692 | 1100 | 1100 | 1100 | 1100
CDP11 | QLD | Q8 | Darling Downs | Wind | 1788.35 | 1788.35 | 1788.35 | 3188.3501 | 4163.5633 | 4163.5633 | 4163.5633 | 4163.5633 | 4163.5633 | 4163.5633 | 5402.3976 | 5402.3976 | 5402.3976 | 5402.3976 | 5402.3976 | 5402.3976 | 5402.3976 | 5402.3976 | 5402.3976 | 5402.3976 | 4962.4276 | 4962.4276 | 4962.4276 | 4962.4276 | 6948.38 | 6948.38 | 6948.38 | 6948.38
CDP11 | QLD | Q9 | Banana | Wind | 0 | 0 | 0 | 0 | 0 | 0 | 0 | 0 | 0 | 0 | 0 | 0 | 0 | 0 | 0 | 0 | 0 | 0 | 0 | 0 | 0 | 0 | 0 | 0 | 0 | 0 | 0 | 0
CDP11 | NSW | N0 | NSW Non-REZ | Wind | 0 | 0 | 0 | 0 | 0 | 0 | 0 | 0 | 0 | 0 | 0 | 0 | 0 | 0 | 0 | 0 | 0 | 0 | 0 | 0 | 0 | 0 | 0 | 0 | 0 | 0 | 0 | 0
CDP11 | NSW | N1 | North West NSW | Wind | 0 | 0 | 0 | 0 | 0 | 0 | 0 | 0 | 0 | 0 | 0 | 0 | 0 | 0 | 0 | 0 | 0 | 0 | 0 | 0 | 0 | 0 | 0 | 0 | 0 | 0 | 0 | 0
CDP11 | NSW | N2 | New England | Wind | 442.48 | 442.48 | 781.9872 | 814.5743 | 814.5743 | 3378.7087 | 3378.7087 | 3378.7087 | 3378.7087 | 3378.7087 | 3378.7087 | 3378.7087 | 3378.7087 | 3378.7087 | 3206.2287 | 3206.2287 | 4480.918 | 5755.9488 | 6924.2766 | 7201.5286 | 7201.5286 | 7201.5286 | 7201.5286 | 7201.5286 | 7400 | 7400 | 7400 | 7400
CDP11 | NSW | N3 | Central-West Orana | Wind | 258.73 | 396.73 | 838.9844 | 1454.9869 | 4380.9793 | 4380.9793 | 4380.9793 | 4380.9793 | 4380.9793 | 4380.9793 | 4380.9793 | 4380.9793 | 4380.9793 | 4380.9793 | 4380.9793 | 4380.9793 | 4380.9793 | 4380.9793 | 4380.9793 | 4380.9793 | 4380.9793 | 4380.9793 | 4380.9793 | 4380.9793 | 4380.9793 | 4745.9771 | 4745.9771 | 4745.9771
CDP11 | NSW | N4 | Broken Hill | Wind | 198.01 | 198.01 | 198.01 | 289.1865 | 289.1865 | 289.1865 | 289.1865 | 289.1865 | 289.1865 | 289.1865 | 289.1865 | 289.1865 | 289.1865 | 289.1865 | 289.1865 | 289.1865 | 289.1865 | 289.1865 | 289.1865 | 91.1765 | 91.1765 | 91.1765 | 91.1765 | 91.1765 | 91.1765 | 91.1765 | 91.1765 | 91.1765
CDP11 | NSW | N5 | South West NSW | Wind | 0 | 0 | 7.93e-06 | 466.5723 | 466.5723 | 466.5723 | 466.5723 | 466.5723 | 466.5723 | 466.5723 | 466.5723 | 466.5723 | 466.5723 | 466.5723 | 466.5723 | 466.5723 | 466.5723 | 466.5723 | 466.5723 | 466.5723 | 466.5723 | 466.5723 | 466.5723 | 466.5723 | 466.5723 | 466.5723 | 466.5723 | 466.5723
CDP11 | NSW | N6 | Wagga Wagga | Wind | 0 | 0 | 0 | 0 | 0 | 0 | 0 | 0 | 0 | 0 | 0 | 0 | 0 | 0 | 0 | 0 | 0 | 0 | 0 | 0 | 0 | 0 | 0 | 0 | 0 | 0 | 0 | 0
CDP11 | NSW | N7 | Tumut | Wind | 0 | 40.02 | 270.48 | 270.48 | 270.48 | 270.48 | 270.48 | 270.48 | 270.48 | 270.48 | 270.48 | 270.48 | 270.48 | 270.48 | 270.48 | 270.48 | 270.48 | 270.48 | 270.48 | 270.48 | 270.48 | 270.48 | 270.48 | 270.48 | 270.48 | 270.48 | 270.48 | 270.48
CDP11 | NSW | N8 | Cooma-Monaro | Wind | 113.18 | 113.18 | 413.18 | 446.6798 | 446.6798 | 446.6798 | 446.6798 | 446.6798 | 446.6798 | 446.6798 | 446.6798 | 446.6798 | 446.6798 | 446.6798 | 446.6798 | 446.6798 | 333.4998 | 333.4998 | 333.4998 | 333.4998 | 333.4998 | 379.3731 | 386.1921 | 390.4589 | 402.6374 | 407.4093 | 407.4093 | 407.4093
CDP11 | NSW | N9 | Hunter-Central Coast | Wind | 0 | 0 | 400 | 546.324 | 546.324 | 546.324 | 546.324 | 546.324 | 546.324 | 546.324 | 546.324 | 546.324 | 546.324 | 546.324 | 546.324 | 546.324 | 546.324 | 546.324 | 546.324 | 546.324 | 546.324 | 546.324 | 546.324 | 546.324 | 864.3878 | 1008.8011 | 1008.8011 | 1008.8011
CDP11 | NSW | N12 | Illawarra | Wind | 0 | 0 | 0 | 0 | 0 | 0 | 0 | 0 | 0 | 0 | 0 | 0 | 0 | 0 | 0 | 0 | 0 | 0 | 0 | 0 | 0 | 0 | 0 | 0 | 0 | 0 | 0 | 0
CDP11 | VIC | V0 | VIC Non-REZ | Wind | 0 | 0 | 3.7e-06 | 1.435e-05 | 2.615e-05 | 2.615e-05 | 2.615e-05 | 2.615e-05 | 2.733e-05 | 2.733e-05 | 2.93e-05 | 2.93e-05 | 2.93e-05 | 2.93e-05 | 2.93e-05 | 2.93e-05 | 2.93e-05 | 2.93e-05 | 2.93e-05 | 3.075e-05 | 3.265e-05 | 3.41e-05 | 3.41e-05 | 3.538e-05 | 3.538e-05 | 7.001e-05 | 7.001e-05 | 7.001e-05
CDP11 | VIC | V1 | Ovens Murray | Wind | 0 | 0 | 0 | 0 | 0 | 0 | 0 | 0 | 0 | 0 | 0 | 0 | 0 | 0 | 0 | 0 | 0 | 0 | 0 | 0 | 0 | 0 | 0 | 0 | 0 | 0 | 0 | 0
CDP11 | VIC | V2 | Murray River | Wind | 0 | 0 | 0 | 0 | 0 | 0 | 0 | 0 | 0 | 0 | 0 | 0 | 0 | 0 | 0 | 0 | 0 | 0 | 0 | 0 | 0 | 0 | 0 | 0 | 0 | 0 | 0 | 0
CDP11 | VIC | V3 | Western Victoria | Wind | 1934.5 | 1934.5 | 1934.5 | 1934.5 | 2634.5 | 2634.5 | 2634.5 | 2634.5 | 2634.5 | 2582 | 2390 | 2390 | 2390 | 2390 | 2390 | 2390 | 2390 | 2390 | 2358.95 | 2227.75 | 1915.75 | 1915.75 | 1915.75 | 1675.75 | 1647.05 | 1710.3162 | 1630.3662 | 1630.3662
CDP11 | VIC | V4 | South West Victoria | Wind | 2438.67 | 3283.23 | 3300.39 | 3300.39 | 3300.3905 | 3300.3905 | 3300.3905 | 3300.3905 | 3300.3905 | 3300.3905 | 3300.3905 | 3300.3905 | 3300.3905 | 3237.3905 | 2817.3905 | 2817.3905 | 2635.6905 | 2635.6905 | 2616.1905 | 2430.1905 | 2430.1905 | 1583.2005 | 1583.2005 | 1425.7005 | 2117.683 | 2750.7949 | 2697.643 | 2697.643
CDP11 | VIC | V5 | Gippsland | Wind | 0 | 0 | 4.8e-06 | 2.864e-05 | 645.166 | 1092.9116 | 1092.9116 | 1092.9116 | 1092.9116 | 1092.9116 | 1092.9116 | 1092.9116 | 1092.9116 | 1092.9116 | 1092.9116 | 1092.9116 | 1092.9116 | 1092.9116 | 1092.9116 | 1092.9116 | 1092.9116 | 1092.9116 | 1092.9116 | 1092.9116 | 1092.9116 | 1092.9116 | 1092.9116 | 1092.9116
CDP11 | VIC | V6 | Central North VIC | Wind | 0 | 0 | 4.19e-06 | 9.9e-06 | 2.422e-05 | 2.865e-05 | 2.865e-05 | 2.865e-05 | 3.111e-05 | 3.111e-05 | 3.215e-05 | 3.215e-05 | 3.215e-05 | 3.215e-05 | 3.215e-05 | 3.215e-05 | 3.215e-05 | 3.215e-05 | 3.215e-05 | 3.215e-05 | 3.215e-05 | 3.215e-05 | 3.215e-05 | 3.215e-05 | 3.666e-05 | 3.8e-05 | 3.8e-05 | 3.8e-05
CDP11 | SA | S1 | South East SA | Wind | 324.5 | 324.5 | 324.5 | 324.5 | 898.5734 | 898.5734 | 898.5734 | 898.5734 | 898.5734 | 898.5734 | 898.5734 | 772.0734 | 772.0734 | 772.0734 | 613.0734 | 613.0734 | 574.0734 | 574.0734 | 574.0734 | 574.0734 | 574.0734 | 574.0734 | 574.0734 | 574.0734 | 574.0734 | 790.5719 | 790.5719 | 790.5719
CDP11 | SA | S2 | Riverland | Wind | 0 | 0 | 0 | 0 | 0 | 0 | 0 | 0 | 0 | 0 | 0 | 0 | 0 | 0 | 0 | 0 | 0 | 0 | 0 | 0 | 0 | 0 | 0 | 0 | 0 | 0 | 0 | 0
CDP11 | SA | S3 | Mid-North SA | Wind | 1591.41 | 1731.6 | 1731.6 | 1731.6001 | 2187.4441 | 2187.4441 | 2187.4441 | 2187.4441 | 2187.4441 | 2114.9715 | 2405.0088 | 2333.6088 | 2149.1288 | 2149.1288 | 2149.1288 | 1822.4288 | 2211.1322 | 2211.1322 | 2211.1322 | 1997.2722 | 1997.2722 | 1905.6601 | 1972.0504 | 2482.1203 | 2946.1363 | 2750.4463 | 2750.4463 | 2750.4463
CDP11 | SA | S4 | Yorke Peninsula | Wind | 90.75 | 90.75 | 90.75 | 106.2635 | 125.8532 | 92.1588 | 92.1588 | 92.1588 | 92.1588 | 92.1588 | 92.1588 | 92.1588 | 92.1588 | 92.1588 | 110.5464 | 110.5464 | 110.5464 | 110.5464 | 110.5464 | 110.5464 | 110.5464 | 110.733 | 111.0829 | 111.0829 | 111.0829 | 111.97 | 111.97 | 112.6098
CDP11 | SA | S5 | Northern SA | Wind | 416.5 | 416.5 | 416.5 | 416.5 | 416.5 | 416.5 | 416.5 | 416.5 | 416.5 | 416.5 | 416.5 | 416.5 | 416.5 | 416.5 | 416.5 | 416.5 | 416.5 | 416.5 | 416.5 | 416.5 | 416.5 | 210 | 210 | 210 | 210 | 210 | 210 | 210
CDP11 | SA | S6 | Leigh Creek | Wind | 0 | 0 | 0 | 0 | 0 | 0 | 0 | 0 | 0 | 0 | 0 | 0 | 0 | 0 | 0 | 0 | 0 | 0 | 0 | 0 | 0 | 0 | 0 | 0 | 0 | 0 | 0 | 0
CDP11 | SA | S7 | Roxby Downs | Wind | 0 | 0 | 0 | 0 | 0 | 0 | 0 | 0 | 0 | 0 | 0 | 0 | 0 | 0 | 0 | 0 | 0 | 0 | 0 | 0 | 0 | 0 | 0 | 0 | 0 | 0 | 0 | 0
CDP11 | SA | S8 | Eastern Eyre Peninsula | Wind | 134.28 | 134.28 | 134.28 | 134.28 | 134.2801 | 134.2805 | 72.2805 | 72.2805 | 72.2805 | 72.2805 | 72.2805 | 0.00052303 | 0.00052303 | 0.00052303 | 73.7763 | 73.7763 | 73.7763 | 73.7763 | 73.7763 | 73.7763 | 73.7763 | 150.3869 | 330.6895 | 332.4181 | 332.4181 | 332.4181 | 332.4181 | 332.4181
CDP11 | SA | S9 | Western Eyre Peninsula | Wind | 0 | 0 | 0 | 0 | 0 | 0 | 0 | 0 | 0 | 0 | 0 | 0 | 0 | 0 | 0 | 0 | 0 | 0 | 0 | 0 | 0 | 0 | 0 | 0 | 0 | 0 | 0 | 0
CDP11 | TAS | T1 | North East Tasmania | Wind | 168 | 168 | 168 | 223.5113 | 419.9983 | 419.9983 | 419.9983 | 419.9983 | 419.9983 | 419.9983 | 419.9983 | 531.6423 | 538.7355 | 568 | 568 | 568 | 568 | 568 | 568 | 568 | 568 | 568 | 568 | 568 | 568 | 568 | 400 | 400
CDP11 | TAS | T2 | North West Tasmania | Wind | 251.35 | 251.35 | 251.35 | 251.3507 | 259.0815 | 259.0815 | 259.0815 | 259.0815 | 259.0815 | 259.0815 | 259.0815 | 259.0815 | 259.0815 | 344.8811 | 344.8811 | 344.8811 | 344.8811 | 344.8811 | 344.8811 | 344.8811 | 344.8811 | 344.8811 | 344.8811 | 344.8811 | 344.8811 | 344.8811 | 205.1311 | 205.1311
CDP11 | TAS | T3 | Tasmania Midlands | Wind | 144 | 144 | 602.2959 | 733.7699 | 796.9235 | 865.2857 | 931.2443 | 1012.3155 | 1234.5504 | 1234.5504 | 1437.267 | 1476.3507 | 1476.3507 | 1503.8477 | 1576.771 | 1576.771 | 1576.771 | 1576.771 | 1576.771 | 1576.771 | 1432.771 | 1432.771 | 1432.771 | 1432.771 | 1432.771 | 1432.771 | 1432.771 | 1432.771
CDP11 | NSW | N10 | Hunter Coast | Offshore Wind | 0 | 0 | 0 | 0 | 0 | 0 | 0 | 0 | 0 | 0 | 0 | 0 | 0 | 0 | 0 | 0 | 0 | 0 | 0 | 0 | 0 | 0 | 0 | 0 | 0 | 0 | 0 | 0
CDP11 | NSW | N11 | Illawarra Coast | Offshore Wind | 0 | 0 | 0 | 0 | 0 | 0 | 0 | 0 | 0 | 0 | 0 | 0 | 0 | 0 | 0 | 0 | 0 | 0 | 0 | 0 | 0 | 0 | 0 | 0 | 0 | 0 | 0 | 0
CDP11 | VIC | V7 | Gippsland Coast | Offshore Wind | 0 | 0 | 0 | 0 | 0 | 0 | 1000 | 2000 | 2666.6667 | 2666.6667 | 3333.3333 | 4333.3333 | 5219.9999 | 6219.9999 | 7220 | 8220 | 8220 | 8220 | 8220 | 8220 | 8220 | 8220 | 8220 | 8220 | 8220 | 8220 | 8220 | 8220
CDP11 | VIC | V8 | Portland Coast | Offshore Wind | 0 | 0 | 0 | 0 | 0 | 0 | 0 | 0 | 0 | 666.6667 | 666.6667 | 666.6667 | 780 | 780 | 780 | 780 | 780 | 780 | 780 | 780 | 780 | 780 | 780 | 780 | 780 | 780 | 780 | 780
CDP11 | SA | S10 | South East SA Coast | Offshore Wind | 0 | 0 | 0 | 0 | 0 | 0 | 0 | 0 | 0 | 0 | 0 | 0 | 0 | 0 | 0 | 0 | 0 | 0 | 0 | 0 | 0 | 0 | 0 | 0 | 0 | 0 | 0 | 0
CDP11 | TAS | T4 | North West Tasmania Coast | Offshore Wind | 0 | 0 | 0 | 0 | 0 | 0 | 0 | 0 | 0 | 0 | 0 | 0 | 0 | 0 | 0 | 0 | 0 | 0 | 0 | 0 | 0 | 0 | 0 | 0 | 0 | 0 | 0 | 0
CDP11 | TAS | T5 | North East Tasmania Coast | Offshore Wind | 0 | 0 | 0 | 0 | 0 | 0 | 0 | 0 | 0 | 0 | 0 | 0 | 0 | 0 | 0 | 0 | 0 | 0 | 0 | 0 | 0 | 0 | 0 | 0 | 0 | 0 | 0 | 0
CDP12 | QLD | Q1 | Far North QLD | Solar | 0 | 0 | 0 | 0 | 0 | 0 | 0 | 0 | 0 | 0 | 0 | 0 | 0 | 0 | 0 | 0 | 0 | 0 | 0 | 0 | 0 | 0 | 0 | 0 | 0 | 0 | 0 | 0
CDP12 | QLD | Q2 | North Qld Clean Energy Hub | Solar | 84.47 | 84.47 | 84.47 | 84.47 | 84.47 | 84.47 | 84.47 | 84.47 | 84.47 | 84.47 | 84.47 | 84.4701 | 84.4701 | 35.9701 | 35.9701 | 35.9701 | 35.9701 | 215.723 | 294.3406 | 294.3406 | 344.8248 | 344.8248 | 329.8248 | 329.8248 | 308.8548 | 580.9817 | 580.9817 | 580.9817
CDP12 | QLD | Q3 | Northern Qld | Solar | 437.13 | 437.13 | 437.13 | 437.13 | 437.13 | 437.13 | 437.13 | 437.13 | 437.13 | 437.13 | 437.13 | 437.13 | 437.13 | 437.13 | 437.13 | 437.13 | 437.13 | 437.13 | 315.97 | 200.01 | 200.01 | 200.01 | 200.01 | 100.03 | 100.03 | 100.03 | 0 | 0
CDP12 | QLD | Q4 | Isaac | Solar | 620.45 | 620.45 | 620.45 | 620.45 | 620.45 | 620.45 | 620.45 | 620.45 | 620.4501 | 620.4501 | 620.4502 | 620.4505 | 620.4505 | 620.4505 | 620.4505 | 620.4505 | 620.4506 | 1075.7116 | 1075.7116 | 1075.7116 | 1033.2116 | 1033.2116 | 1033.2116 | 1033.2116 | 671.6197 | 1401.0987 | 1375.0987 | 1375.0987
CDP12 | QLD | Q5 | Barcaldine | Solar | 14 | 14 | 14 | 86.6316 | 86.6316 | 86.6316 | 86.6316 | 86.6316 | 86.6316 | 89.2701 | 89.2701 | 89.2701 | 89.2701 | 89.2701 | 89.2701 | 89.2701 | 91.6331 | 91.6331 | 91.6331 | 77.6331 | 77.6331 | 77.6331 | 77.6331 | 77.6331 | 77.6331 | 77.6331 | 77.6331 | 77.6331
CDP12 | QLD | Q6 | Fitzroy | Solar | 81.72 | 81.72 | 81.72 | 81.72 | 81.72 | 81.72 | 81.72 | 81.72 | 81.72 | 81.7201 | 81.7201 | 81.7201 | 81.7201 | 81.7201 | 81.7201 | 81.7201 | 81.7201 | 81.7201 | 81.7203 | 81.7208 | 81.7208 | 81.7208 | 81.7208 | 219.5366 | 1695.4431 | 2109.2898 | 2778.0927 | 3412.4949
CDP12 | QLD | Q7 | Wide Bay | Solar | 306.83 | 366.83 | 468.23 | 468.23 | 468.23 | 468.23 | 468.23 | 468.23 | 468.2301 | 1963.4098 | 2486.2458 | 2506.8299 | 2506.8299 | 2506.8299 | 2506.8299 | 2506.8299 | 2506.8299 | 2506.8299 | 2506.8299 | 2506.83 | 2506.83 | 2506.83 | 2506.83 | 2506.83 | 2506.83 | 2375.95 | 2375.95 | 2375.95
CDP12 | QLD | Q8 | Darling Downs | Solar | 1484.68 | 1484.12 | 1483.56 | 1483.02 | 1482.46 | 1481.91 | 1481.34 | 1480.78 | 1718.9647 | 2482.1848 | 2482.1848 | 3381.6939 | 3271.6939 | 3271.6939 | 3271.6939 | 3271.6939 | 3271.6939 | 3271.6939 | 4438.7473 | 4555.411 | 4452.451 | 5090.3055 | 4682.5132 | 5175.2544 | 5147.9544 | 6852.4343 | 6852.4343 | 6732.5543
CDP12 | QLD | Q9 | Banana | Solar | 0 | 0 | 0 | 0 | 0 | 0 | 0 | 0 | 0 | 0 | 0 | 0 | 0 | 0 | 0 | 0 | 0 | 0 | 0 | 0 | 0 | 0 | 0 | 0 | 0 | 0 | 0 | 0
CDP12 | NSW | N0 | NSW Non-REZ | Solar | 0 | 0 | 0 | 0 | 0 | 0 | 0 | 0 | 0 | 0 | 0 | 0 | 0 | 0 | 0 | 0 | 0 | 0 | 0 | 0 | 0 | 0 | 0 | 0 | 0 | 0 | 0 | 0
CDP12 | NSW | N1 | North West NSW | Solar | 166 | 166 | 203.2087 | 203.2087 | 203.2087 | 203.2087 | 203.2087 | 203.2087 | 203.2087 | 203.2087 | 203.2087 | 203.2087 | 203.2087 | 203.2087 | 203.2087 | 203.2087 | 203.2087 | 203.2087 | 203.2087 | 203.2087 | 203.2087 | 203.2087 | 177.4411 | 196.3659 | 196.3659 | 200.4796 | 216.968 | 216.968
CDP12 | NSW | N2 | New England | Solar | 535.02 | 855.02 | 1120.66 | 1120.66 | 1120.66 | 1141.8825 | 1141.8825 | 1141.8825 | 1141.8825 | 1141.8825 | 1594.8222 | 1594.8222 | 1594.8222 | 1594.8222 | 1594.8222 | 1594.8222 | 1594.8222 | 2800.6786 | 3100.6696 | 4085.66 | 4085.66 | 4085.66 | 4085.66 | 4085.66 | 4085.66 | 4085.66 | 4085.66 | 4085.66
CDP12 | NSW | N3 | Central-West Orana | Solar | 1495.99 | 1495.99 | 1992.8796 | 1992.8796 | 2977.1565 | 3251.8558 | 3251.8558 | 3251.8558 | 3251.8558 | 3251.8558 | 3530.0784 | 3530.0784 | 3530.0784 | 3530.0784 | 3530.0784 | 3530.0784 | 3530.0784 | 3530.0784 | 3428.0584 | 4013.9313 | 4013.9313 | 3977.9213 | 3977.9213 | 5478.1411 | 5712.5552 | 7239.63 | 7169.88 | 7000
CDP12 | NSW | N4 | Broken Hill | Solar | 53 | 53 | 265.3104 | 265.3104 | 265.3104 | 265.3104 | 265.3104 | 265.3104 | 265.3104 | 265.3104 | 265.3104 | 265.3104 | 265.3104 | 265.3104 | 265.3104 | 265.3104 | 265.3104 | 265.3104 | 265.3104 | 249.8581 | 341.2467 | 341.2467 | 341.2467 | 341.2467 | 341.2467 | 341.2467 | 341.2467 | 341.2467
CDP12 | NSW | N5 | South West NSW | Solar | 1121.32 | 1121.32 | 1245.7978 | 1807.024 | 1807.024 | 1807.924 | 1807.024 | 1807.024 | 1807.024 | 1807.024 | 1807.024 | 1807.024 | 1807.024 | 1807.024 | 1656.994 | 1656.994 | 1656.994 | 1656.994 | 1656.994 | 2170.1749 | 2865.3555 | 2865.3555 | 2780.3555 | 2780.3555 | 3139.04 | 2809.95 | 2560.96 | 2530.96
CDP12 | NSW | N6 | Wagga Wagga | Solar | 456.22 | 816.1 | 816.1 | 816.1 | 816.1 | 816.1 | 816.1 | 816.1 | 816.1 | 816.1 | 816.1 | 816.1 | 816.1 | 816.1 | 816.1 | 816.1 | 816.1 | 816.1 | 816.1 | 816.1 | 816.1 | 816.1 | 816.1 | 816.1 | 816.1 | 816.1 | 289.88 | 289.88
CDP12 | NSW | N7 | Tumut | Solar | 0 | 0 | 0 | 0 | 0 | 0 | 0 | 0 | 0 | 0 | 0 | 0 | 0 | 0 | 0 | 0 | 0 | 0 | 0 | 0 | 0 | 0 | 0 | 0 | 0 | 0 | 0 | 0
CDP12 | NSW | N8 | Cooma-Monaro | Solar | 0 | 0 | 0 | 0 | 0 | 0 | 0 | 0 | 0 | 0 | 0 | 0 | 0 | 0 | 0 | 0 | 0 | 0 | 0 | 0 | 0 | 0 | 0 | 0 | 0 | 0 | 0 | 0
CDP12 | NSW | N9 | Hunter-Central Coast | Solar | 0 | 0 | 516 | 516 | 516 | 516 | 516 | 516 | 516 | 516 | 516 | 516 | 516 | 516 | 516 | 516 | 516 | 516 | 516 | 516 | 516 | 516 | 516 | 516 | 516 | 516 | 516 | 516
CDP12 | NSW | N12 | Illawarra | Solar | 0 | 0 | 0 | 0 | 0 | 0 | 0 | 0 | 0 | 0 | 0 | 0 | 0 | 0 | 0 | 0 | 0 | 0 | 0 | 0 | 0 | 0 | 0 | 0 | 0 | 0 | 0 | 0
CDP12 | VIC | V0 | VIC Non-REZ | Solar | 0 | 0 | 0 | 0 | 0 | 0 | 0 | 0 | 0 | 0 | 0 | 0 | 0 | 0 | 0 | 0 | 0 | 0 | 0 | 0 | 0 | 0 | 0 | 0 | 0 | 0 | 0 | 0
CDP12 | VIC | V1 | Ovens Murray | Solar | 0 | 0 | 1.53e-06 | 2.6e-06 | 2.6e-06 | 1.09e-05 | 1.09e-05 | 1.25e-05 | 4.307e-05 | 4.307e-05 | 4.307e-05 | 4.307e-05 | 4.307e-05 | 4.307e-05 | 4.307e-05 | 4.307e-05 | 4.41e-05 | 4.41e-05 | 4.526e-05 | 6.914e-05 | 6.914e-05 | 6.914e-05 | 6.914e-05 | 6.914e-05 | 0.00010407 | 0.00010407 | 0.00010407 | 0.00010407
CDP12 | VIC | V2 | Murray River | Solar | 624.12 | 719.22 | 869.26 | 869.26 | 869.26 | 869.26 | 869.26 | 869.26 | 869.2601 | 869.2601 | 869.2601 | 869.2601 | 869.2601 | 869.2601 | 869.2601 | 869.2601 | 869.2601 | 869.2601 | 869.2601 | 1624.6743 | 2520.9528 | 2493.7828 | 2493.7828 | 2493.7828 | 2405.7567 | 2029.8267 | 1948.8267 | 1948.8267
CDP12 | VIC | V3 | Western Victoria | Solar | 0 | 0 | 118.8 | 118.8 | 118.8 | 118.8 | 118.8 | 118.8 | 118.8 | 118.8 | 118.8 | 118.8 | 118.8 | 118.8 | 118.8 | 118.8 | 118.8 | 118.8 | 118.8 | 118.8 | 118.8 | 118.8 | 118.8 | 118.8 | 118.8 | 118.8 | 118.8 | 118.8
CDP12 | VIC | V4 | South West Victoria | Solar | 0 | 0 | 0 | 0 | 0 | 0 | 0 | 0 | 0 | 0 | 0 | 0 | 0 | 0 | 0 | 0 | 0 | 0 | 0 | 0 | 0 | 0 | 0 | 0 | 0 | 0 | 0 | 0
CDP12 | VIC | V5 | Gippsland | Solar | 0 | 77 | 160.28 | 160.28 | 160.28 | 160.28 | 160.28 | 160.28 | 160.28 | 160.28 | 160.28 | 160.28 | 160.28 | 160.28 | 160.28 | 160.28 | 160.28 | 160.28 | 160.28 | 160.28 | 160.28 | 160.28 | 160.28 | 160.28 | 160.28 | 160.28 | 160.28 | 160.28
CDP12 | VIC | V6 | Central North VIC | Solar | 547.75 | 547.75 | 547.75 | 547.75 | 547.75 | 547.75 | 547.75 | 547.75 | 547.75 | 547.75 | 547.75 | 547.75 | 547.75 | 547.75 | 547.75 | 547.75 | 547.75 | 547.75 | 547.75 | 547.75 | 447.8 | 447.8 | 447.8 | 447.8 | 447.8 | 447.8 | 447.8 | 252.79
CDP12 | SA | S1 | South East SA | Solar | 224.9 | 224.9 | 224.9 | 224.9 | 224.9 | 224.9 | 224.9 | 224.9 | 224.9 | 224.9 | 224.9 | 224.9 | 224.9 | 224.9 | 224.9 | 224.9 | 224.9 | 182 | 182 | 182 | 182 | 182 | 182 | 182 | 182 | 87 | 87 | 87
CDP12 | SA | S2 | Riverland | Solar | 55.19 | 55.19 | 55.19 | 55.19 | 55.19 | 55.19 | 55.19 | 49.0701 | 49.0701 | 49.0701 | 49.0701 | 49.0701 | 49.0701 | 49.0701 | 49.0701 | 49.0701 | 49.0701 | 37.3501 | 37.3501 | 599.6835 | 1226.3414 | 1218.9714 | 1218.9714 | 1218.9714 | 1218.9714 | 1218.9714 | 1218.9714 | 1218.9714
CDP12 | SA | S3 | Mid-North SA | Solar | 0 | 0 | 0 | 0 | 0 | 0 | 0 | 0 | 0 | 0 | 0 | 0 | 0 | 0 | 0 | 0 | 0 | 0 | 0 | 0 | 0 | 0 | 0 | 0 | 0 | 0 | 0 | 0
CDP12 | SA | S4 | Yorke Peninsula | Solar | 0 | 0 | 0 | 0 | 0 | 0 | 0 | 0 | 0 | 0 | 0 | 0 | 0 | 0 | 0 | 0 | 0 | 0 | 0 | 0 | 0 | 0 | 0 | 0 | 0 | 0 | 0 | 0
CDP12 | SA | S5 | Northern SA | Solar | 298.44 | 298.44 | 578.2 | 578.2 | 578.2 | 578.2 | 578.2 | 578.2 | 578.2 | 578.2 | 578.2 | 578.2 | 578.2 | 578.2 | 578.2 | 578.2 | 578.2001 | 578.2001 | 578.2001 | 578.2001 | 1314.0754 | 1314.0754 | 1314.0754 | 1234.8754 | 1234.8754 | 1234.8754 | 1234.8754 | 1234.8754
CDP12 | SA | S6 | Leigh Creek | Solar | 0 | 0 | 0 | 0 | 0 | 0 | 0 | 0 | 0 | 0 | 0 | 0 | 0 | 0 | 0 | 0 | 0 | 0 | 0 | 0 | 0 | 0 | 0 | 0 | 0 | 0 | 0 | 0
CDP12 | SA | S7 | Roxby Downs | Solar | 0 | 0 | 1.69e-06 | 1.329e-05 | 84.6277 | 84.6277 | 84.6277 | 84.6277 | 84.6277 | 84.6277 | 332.4118 | 332.4118 | 332.4118 | 332.4118 | 332.4118 | 332.4118 | 470.7994 | 470.7994 | 518.799 | 518.799 | 589.1911 | 589.1911 | 589.1911 | 589.1911 | 589.1911 | 589.1911 | 604.6787 | 604.6787
CDP12 | SA | S8 | Eastern Eyre Peninsula | Solar | 0 | 0 | 0 | 0 | 0 | 0 | 0 | 0 | 0 | 0 | 0 | 0 | 0 | 0 | 0 | 0 | 0 | 0 | 0 | 0 | 0 | 0 | 0 | 0 | 0 | 0 | 0 | 0
CDP12 | SA | S9 | Western Eyre Peninsula | Solar | 0 | 0 | 0 | 0 | 0 | 0 | 0 | 0 | 0 | 0 | 0 | 0 | 0 | 0 | 0 | 0 | 0 | 0 | 0 | 0 | 0 | 0 | 0 | 0 | 0 | 0 | 0 | 0
CDP12 | TAS | T1 | North East Tasmania | Solar | 0 | 0 | 0 | 0 | 0 | 0 | 0 | 0 | 0 | 0 | 0 | 0 | 0 | 0 | 0 | 0 | 0 | 0 | 0 | 0 | 0 | 0 | 0 | 0 | 0 | 0 | 0 | 0
CDP12 | TAS | T2 | North West Tasmania | Solar | 0 | 0 | 0 | 0 | 0 | 0 | 0 | 0 | 0 | 0 | 0 | 0 | 0 | 0 | 0 | 0 | 0 | 0 | 0 | 0 | 0 | 0 | 0 | 0 | 0 | 0 | 0 | 0
CDP12 | TAS | T3 | Tasmania Midlands | Solar | 0 | 0 | 0 | 0 | 0 | 0 | 0 | 0 | 0 | 0 | 0 | 0 | 0 | 0 | 0 | 0 | 0 | 0 | 0 | 0 | 0 | 0 | 0 | 0 | 0 | 0 | 0 | 0
CDP12 | QLD | Q1 | Far North QLD | Wind | 332.44 | 332.44 | 332.44 | 902.44 | 1024.0231 | 1024.0231 | 1024.0231 | 1024.0231 | 1024.0231 | 1025.6629 | 1025.6629 | 1043.3266 | 1043.3266 | 1043.3266 | 1043.3266 | 1043.3266 | 1043.3266 | 1043.3266 | 1043.3266 | 994.3329 | 1142.8468 | 1142.8468 | 1142.8468 | 1142.8468 | 1021.0354 | 1030.2887 | 1030.2887 | 1030.2887
CDP12 | QLD | Q2 | North Qld Clean Energy Hub | Wind | 43.2 | 43.2 | 43.2 | 698.4744 | 908.1517 | 1496.8151 | 1496.8151 | 1496.8151 | 1496.8151 | 1655.5896 | 1655.5896 | 1729.5697 | 1925.7103 | 1925.7103 | 1925.7103 | 1925.7103 | 1925.7103 | 1925.7103 | 1925.7103 | 1953.4892 | 2279.9653 | 2279.9653 | 2236.7653 | 2236.7653 | 2236.7653 | 2402.1743 | 2429.7322 | 2431.07
CDP12 | QLD | Q3 | Northern Qld | Wind | 0 | 0 | 0 | 0 | 0 | 0 | 0 | 0 | 0 | 0 | 0 | 0 | 0 | 0 | 0 | 0 | 0 | 0 | 0 | 0 | 0 | 0 | 0 | 0 | 0 | 0 | 0 | 0
CDP12 | QLD | Q4 | Isaac | Wind | 300 | 439 | 439 | 439 | 530.297 | 530.297 | 530.297 | 530.297 | 530.297 | 1237.8893 | 1237.8893 | 1237.8893 | 1294.721 | 1294.721 | 1294.721 | 1294.721 | 1294.721 | 1294.721 | 1294.721 | 1294.7211 | 2138.0532 | 2138.0532 | 2138.0532 | 2138.0532 | 2138.0532 | 1913.2862 | 1913.2862 | 1913.2862
CDP12 | QLD | Q5 | Barcaldine | Wind | 0 | 0 | 1.24e-06 | 4.12e-06 | 1.635e-05 | 3.406e-05 | 3.406e-05 | 3.406e-05 | 3.406e-05 | 0.00022734 | 13.0932 | 13.0932 | 13.0932 | 13.0932 | 13.0932 | 13.0932 | 13.0932 | 13.0932 | 13.0932 | 99.4115 | 109.4402 | 109.4402 | 109.4402 | 109.4402 | 109.4402 | 110.3737 | 110.3737 | 110.3737
CDP12 | QLD | Q6 | Fitzroy | Wind | 0 | 0 | 1.36e-06 | 509.0343 | 900 | 900 | 900 | 900 | 900 | 900 | 900 | 900 | 900 | 900 | 900 | 900 | 900 | 900 | 900 | 900 | 900 | 900 | 900 | 900 | 900 | 900 | 900 | 900
CDP12 | QLD | Q7 | Wide Bay | Wind | 0 | 0 | 2.61e-06 | 8.69e-06 | 1.25e-05 | 1.25e-05 | 1.25e-05 | 1.485e-05 | 2.092e-05 | 5.384e-05 | 9.884e-05 | 0.00010522 | 163.5955 | 163.5955 | 163.5955 | 163.5955 | 163.5955 | 163.5955 | 163.5955 | 163.5956 | 163.5956 | 325.0733 | 325.0733 | 325.0733 | 1100 | 1100 | 1100 | 1100
CDP12 | QLD | Q8 | Darling Downs | Wind | 1788.35 | 1788.35 | 1788.35 | 3188.35 | 4159.6563 | 4159.6563 | 4159.6563 | 4159.6563 | 4159.6563 | 4159.6563 | 4943.3887 | 4943.3887 | 4943.3887 | 4943.3887 | 4943.3887 | 4943.3887 | 4943.3887 | 4943.3887 | 4943.3887 | 4943.3887 | 4503.4187 | 4503.4187 | 4503.4187 | 4503.4187 | 6948.38 | 6948.38 | 6948.38 | 6948.38
CDP12 | QLD | Q9 | Banana | Wind | 0 | 0 | 0 | 0 | 0 | 0 | 0 | 0 | 0 | 0 | 0 | 0 | 0 | 0 | 0 | 0 | 0 | 0 | 0 | 0 | 0 | 0 | 0 | 0 | 0 | 0 | 0 | 0
CDP12 | NSW | N0 | NSW Non-REZ | Wind | 0 | 0 | 0 | 0 | 0 | 0 | 0 | 0 | 0 | 0 | 0 | 0 | 0 | 0 | 0 | 0 | 0 | 0 | 0 | 0 | 0 | 0 | 0 | 0 | 0 | 0 | 0 | 0
CDP12 | NSW | N1 | North West NSW | Wind | 0 | 0 | 0 | 0 | 0 | 0 | 0 | 0 | 0 | 0 | 0 | 0 | 0 | 0 | 0 | 0 | 0 | 0 | 0 | 0 | 0 | 0 | 0 | 0 | 0 | 0 | 0 | 0
CDP12 | NSW | N2 | New England | Wind | 442.48 | 442.48 | 781.9871 | 819.4499 | 819.4499 | 3482.8879 | 3482.8879 | 3482.8879 | 3482.8879 | 3482.8879 | 4064.8925 | 4064.8925 | 4064.8925 | 4064.8925 | 3892.4125 | 3892.4125 | 4473.0729 | 6032.5503 | 6961.2061 | 7259.9134 | 7259.9134 | 7259.9134 | 7259.9134 | 7259.9134 | 7400 | 7400 | 7400 | 7400
CDP12 | NSW | N3 | Central-West Orana | Wind | 258.73 | 396.73 | 836.1958 | 1471.9678 | 4377.3526 | 4377.3526 | 4377.3526 | 4377.3526 | 4377.3526 | 4377.3526 | 4377.3526 | 4377.3526 | 4377.3526 | 4377.3526 | 4377.3526 | 4377.3526 | 4377.3526 | 4377.3526 | 4377.3526 | 4377.3526 | 4377.3526 | 4377.3526 | 4377.3526 | 4377.3526 | 4377.3526 | 4688.4763 | 4688.4763 | 4688.4763
CDP12 | NSW | N4 | Broken Hill | Wind | 198.01 | 198.01 | 198.01 | 290.2138 | 290.2138 | 290.2138 | 290.2138 | 290.2138 | 290.2138 | 290.2138 | 290.2138 | 290.2138 | 290.2138 | 290.2138 | 290.2138 | 290.2138 | 290.2138 | 290.2138 | 290.2138 | 92.2038 | 92.2038 | 92.2038 | 92.2038 | 92.2038 | 92.2038 | 92.2038 | 92.2038 | 92.2038
CDP12 | NSW | N5 | South West NSW | Wind | 0 | 0 | 3.91e-06 | 523.957 | 523.957 | 523.957 | 523.957 | 523.957 | 523.957 | 523.957 | 523.957 | 523.957 | 523.957 | 523.957 | 523.957 | 523.957 | 523.957 | 523.957 | 523.957 | 523.957 | 523.957 | 523.957 | 523.957 | 523.957 | 523.957 | 523.957 | 523.957 | 523.957
CDP12 | NSW | N6 | Wagga Wagga | Wind | 0 | 0 | 0 | 0 | 0 | 0 | 0 | 0 | 0 | 0 | 0 | 0 | 0 | 0 | 0 | 0 | 0 | 0 | 0 | 0 | 0 | 0 | 0 | 0 | 0 | 0 | 0 | 0
CDP12 | NSW | N7 | Tumut | Wind | 0 | 40.02 | 270.48 | 270.48 | 270.48 | 270.48 | 270.48 | 270.48 | 270.48 | 270.48 | 270.48 | 270.48 | 270.48 | 270.48 | 270.48 | 270.48 | 270.48 | 270.48 | 270.48 | 270.48 | 270.48 | 270.48 | 270.48 | 270.48 | 270.48 | 270.48 | 270.48 | 270.48
CDP12 | NSW | N8 | Cooma-Monaro | Wind | 113.18 | 113.18 | 413.18 | 447.9947 | 447.9947 | 447.9947 | 447.9947 | 447.9947 | 447.9947 | 447.9947 | 447.9947 | 447.9947 | 447.9947 | 447.9947 | 447.9947 | 447.9947 | 376.5198 | 376.5198 | 376.5198 | 376.5198 | 376.5198 | 376.7868 | 383.7487 | 387.8033 | 399.7009 | 404.528 | 404.528 | 404.528
CDP12 | NSW | N9 | Hunter-Central Coast | Wind | 0 | 0 | 400 | 457.5272 | 457.5272 | 457.5272 | 457.5272 | 457.5272 | 457.5272 | 457.5272 | 457.5272 | 457.5272 | 457.5272 | 457.5272 | 457.5272 | 457.5272 | 457.5272 | 457.5272 | 457.5272 | 457.5272 | 546.8331 | 546.8331 | 546.8331 | 546.8331 | 825.6774 | 1008.3649 | 1008.3649 | 1008.3649
CDP12 | NSW | N12 | Illawarra | Wind | 0 | 0 | 0 | 0 | 0 | 0 | 0 | 0 | 0 | 0 | 0 | 0 | 0 | 0 | 0 | 0 | 0 | 0 | 0 | 0 | 0 | 0 | 0 | 0 | 0 | 0 | 0 | 0
CDP12 | VIC | V0 | VIC Non-REZ | Wind | 0 | 0 | 1.09e-06 | 6.41e-06 | 1.159e-05 | 1.159e-05 | 1.159e-05 | 1.529e-05 | 1.91e-05 | 1.91e-05 | 2.671e-05 | 2.963e-05 | 2.963e-05 | 2.963e-05 | 2.963e-05 | 2.963e-05 | 2.963e-05 | 2.963e-05 | 2.963e-05 | 2.963e-05 | 3.263e-05 | 3.263e-05 | 3.263e-05 | 3.455e-05 | 3.455e-05 | 4.806e-05 | 4.806e-05 | 4.806e-05
CDP12 | VIC | V1 | Ovens Murray | Wind | 0 | 0 | 0 | 0 | 0 | 0 | 0 | 0 | 0 | 0 | 0 | 0 | 0 | 0 | 0 | 0 | 0 | 0 | 0 | 0 | 0 | 0 | 0 | 0 | 0 | 0 | 0 | 0
CDP12 | VIC | V2 | Murray River | Wind | 0 | 0 | 0 | 0 | 0 | 0 | 0 | 0 | 0 | 0 | 0 | 0 | 0 | 0 | 0 | 0 | 0 | 0 | 0 | 0 | 0 | 0 | 0 | 0 | 0 | 0 | 0 | 0
CDP12 | VIC | V3 | Western Victoria | Wind | 1934.5 | 1934.5 | 1934.5 | 1934.5 | 2634.5 | 2634.5 | 2634.5 | 2634.5 | 2634.5 | 2582 | 2390 | 2390 | 2390 | 2390 | 2390 | 2390 | 2390 | 2390 | 2358.95 | 2227.75 | 1915.75 | 1915.75 | 1915.75 | 1675.75 | 1647.05 | 1708.7626 | 1628.8126 | 1628.8126
CDP12 | VIC | V4 | South West Victoria | Wind | 2438.67 | 3283.23 | 3300.39 | 3300.39 | 3300.3902 | 3300.3902 | 3300.3902 | 3300.3902 | 3300.3902 | 3300.3902 | 3300.3902 | 3300.3902 | 3300.3902 | 3237.3902 | 2817.3902 | 2817.3902 | 2635.6902 | 2635.6902 | 2616.1902 | 2430.1902 | 2430.1902 | 1583.2002 | 1583.2002 | 1425.7002 | 2106.087 | 2752.0586 | 2684.7 | 2684.7
CDP12 | VIC | V5 | Gippsland | Wind | 0 | 0 | 2.37e-06 | 1.364e-05 | 634.4271 | 1089.3579 | 1089.3579 | 1089.3579 | 1089.3579 | 1089.3579 | 1089.3579 | 1089.3579 | 1089.3579 | 1089.3579 | 1089.3579 | 1089.3579 | 1089.3579 | 1089.3579 | 1089.3579 | 1089.3579 | 1089.3579 | 1089.3579 | 1089.3579 | 1089.3579 | 1089.3579 | 1089.3579 | 1089.3579 | 1089.3579
CDP12 | VIC | V6 | Central North VIC | Wind | 0 | 0 | 2.09e-06 | 4.76e-06 | 1.17e-05 | 1.316e-05 | 1.316e-05 | 1.316e-05 | 1.804e-05 | 1.804e-05 | 3.022e-05 | 3.022e-05 | 3.022e-05 | 3.022e-05 | 3.022e-05 | 3.022e-05 | 3.022e-05 | 3.022e-05 | 3.022e-05 | 3.022e-05 | 3.022e-05 | 3.022e-05 | 3.022e-05 | 3.022e-05 | 3.358e-05 | 3.358e-05 | 3.358e-05 | 3.358e-05
CDP12 | SA | S1 | South East SA | Wind | 324.5 | 324.5 | 324.5 | 324.5 | 900.4009 | 900.4009 | 900.4009 | 900.4009 | 900.4009 | 900.4009 | 900.4009 | 773.9009 | 773.9009 | 773.9009 | 614.9009 | 614.9009 | 575.9009 | 575.9009 | 575.9009 | 575.9009 | 575.9009 | 575.9009 | 575.9009 | 575.9009 | 575.9009 | 800 | 800 | 800
CDP12 | SA | S2 | Riverland | Wind | 0 | 0 | 0 | 0 | 0 | 0 | 0 | 0 | 0 | 0 | 0 | 0 | 0 | 0 | 0 | 0 | 0 | 0 | 0 | 0 | 0 | 0 | 0 | 0 | 0 | 0 | 0 | 0
CDP12 | SA | S3 | Mid-North SA | Wind | 1591.41 | 1731.6 | 1731.6 | 1731.6 | 2186.3307 | 2186.3307 | 2186.3307 | 2186.3307 | 2186.3307 | 2087.6307 | 2256.3423 | 2184.9423 | 2000.4623 | 2000.4623 | 2000.4623 | 1673.7623 | 2229.5762 | 2229.5762 | 2235.9605 | 2022.1005 | 2022.1005 | 1905.6601 | 2011.5176 | 2500.5701 | 2944.8241 | 2749.1341 | 2749.1341 | 2749.1341
CDP12 | SA | S4 | Yorke Peninsula | Wind | 90.75 | 90.75 | 90.75 | 105.7047 | 125.9264 | 88.3006 | 88.3006 | 88.3006 | 88.3006 | 88.3006 | 88.3006 | 88.3006 | 88.3006 | 88.3006 | 110.5927 | 110.5927 | 110.5927 | 110.5927 | 110.5927 | 110.5927 | 110.5927 | 110.7336 | 111.083 | 111.083 | 111.083 | 112.2381 | 112.2381 | 112.459
CDP12 | SA | S5 | Northern SA | Wind | 416.5 | 416.5 | 416.5 | 416.5 | 416.5 | 416.5 | 416.5 | 416.5 | 416.5 | 416.5 | 416.5 | 416.5 | 416.5 | 416.5 | 416.5 | 416.5 | 416.5 | 416.5 | 416.5 | 416.5 | 416.5 | 210 | 210 | 210 | 210 | 210 | 210 | 210
CDP12 | SA | S6 | Leigh Creek | Wind | 0 | 0 | 0 | 0 | 0 | 0 | 0 | 0 | 0 | 0 | 0 | 0 | 0 | 0 | 0 | 0 | 0 | 0 | 0 | 0 | 0 | 0 | 0 | 0 | 0 | 0 | 0 | 0
CDP12 | SA | S7 | Roxby Downs | Wind | 0 | 0 | 0 | 0 | 0 | 0 | 0 | 0 | 0 | 0 | 0 | 0 | 0 | 0 | 0 | 0 | 0 | 0 | 0 | 0 | 0 | 0 | 0 | 0 | 0 | 0 | 0 | 0
CDP12 | SA | S8 | Eastern Eyre Peninsula | Wind | 134.28 | 134.28 | 134.28 | 134.28 | 134.2801 | 134.2802 | 72.2802 | 72.2802 | 72.2803 | 72.2803 | 72.2803 | 0.00028554 | 0.00028554 | 0.00028554 | 104.0845 | 104.0845 | 104.0845 | 104.0845 | 104.0845 | 104.0845 | 104.0845 | 184.4827 | 330.6898 | 332.4936 | 332.4936 | 332.4936 | 332.4936 | 332.4936
CDP12 | SA | S9 | Western Eyre Peninsula | Wind | 0 | 0 | 0 | 0 | 0 | 0 | 0 | 0 | 0 | 0 | 0 | 0 | 0 | 0 | 0 | 0 | 0 | 0 | 0 | 0 | 0 | 0 | 0 | 0 | 0 | 0 | 0 | 0
CDP12 | TAS | T1 | North East Tasmania | Wind | 168 | 168 | 168 | 223.5112 | 419.9936 | 419.9936 | 419.9936 | 419.9936 | 419.9936 | 419.9936 | 419.9936 | 530.1734 | 538.3126 | 568 | 568 | 568 | 568 | 568 | 568 | 568 | 568 | 568 | 568 | 568 | 568 | 568 | 400 | 400
CDP12 | TAS | T2 | North West Tasmania | Wind | 251.35 | 251.35 | 251.35 | 251.3504 | 259.0845 | 259.0845 | 259.0845 | 259.0845 | 259.0845 | 259.0845 | 259.0845 | 259.0845 | 259.0845 | 344.6391 | 344.6391 | 344.6391 | 344.6391 | 344.6391 | 344.6391 | 344.6391 | 344.6391 | 344.6391 | 344.6391 | 344.6391 | 344.6391 | 344.6391 | 204.8891 | 204.8891
CDP12 | TAS | T3 | Tasmania Midlands | Wind | 144 | 144 | 602.2959 | 733.7701 | 796.9262 | 865.7149 | 931.3261 | 1012.3168 | 1234.5518 | 1234.5518 | 1437.2685 | 1476.8562 | 1476.8562 | 1504.2579 | 1577.0546 | 1577.0546 | 1577.0546 | 1577.0546 | 1577.0546 | 1577.0546 | 1433.0546 | 1433.0546 | 1433.0546 | 1433.0546 | 1433.0546 | 1433.0546 | 1433.0546 | 1433.0546
CDP12 | NSW | N10 | Hunter Coast | Offshore Wind | 0 | 0 | 0 | 0 | 0 | 0 | 0 | 0 | 0 | 0 | 0 | 0 | 0 | 0 | 0 | 0 | 0 | 0 | 0 | 0 | 0 | 0 | 0 | 0 | 0 | 0 | 0 | 0
CDP12 | NSW | N11 | Illawarra Coast | Offshore Wind | 0 | 0 | 0 | 0 | 0 | 0 | 0 | 0 | 0 | 0 | 0 | 0 | 0 | 0 | 0 | 0 | 0 | 0 | 0 | 0 | 0 | 0 | 0 | 0 | 0 | 0 | 0 | 0
CDP12 | VIC | V7 | Gippsland Coast | Offshore Wind | 0 | 0 | 0 | 0 | 0 | 0 | 1000 | 2000 | 2666.6666 | 2666.6666 | 3333.3333 | 4298.8099 | 5219.9999 | 6219.9998 | 7220 | 8220 | 8220 | 8220 | 8220 | 8220 | 8220 | 8220 | 8220 | 8220 | 8220 | 8220 | 8220 | 8220
CDP12 | VIC | V8 | Portland Coast | Offshore Wind | 0 | 0 | 0 | 0 | 0 | 0 | 0 | 0 | 0 | 666.6666 | 666.6666 | 701.1899 | 780 | 780 | 780 | 780 | 780 | 780 | 780 | 780 | 780 | 780 | 780 | 780 | 780 | 780 | 780 | 780
CDP12 | SA | S10 | South East SA Coast | Offshore Wind | 0 | 0 | 0 | 0 | 0 | 0 | 0 | 0 | 0 | 0 | 0 | 0 | 0 | 0 | 0 | 0 | 0 | 0 | 0 | 0 | 0 | 0 | 0 | 0 | 0 | 0 | 0 | 0
CDP12 | TAS | T4 | North West Tasmania Coast | Offshore Wind | 0 | 0 | 0 | 0 | 0 | 0 | 0 | 0 | 0 | 0 | 0 | 0 | 0 | 0 | 0 | 0 | 0 | 0 | 0 | 0 | 0 | 0 | 0 | 0 | 0 | 0 | 0 | 0
CDP12 | TAS | T5 | North East Tasmania Coast | Offshore Wind | 0 | 0 | 0 | 0 | 0 | 0 | 0 | 0 | 0 | 0 | 0 | 0 | 0 | 0 | 0 | 0 | 0 | 0 | 0 | 0 | 0 | 0 | 0 | 0 | 0 | 0 | 0 | 0
CDP13 | QLD | Q1 | Far North QLD | Solar | 0 | 0 | 0 | 0 | 0 | 0 | 0 | 0 | 0 | 0 | 0 | 0 | 0 | 0 | 0 | 0 | 0 | 0 | 0 | 0 | 0 | 0 | 0 | 0 | 0 | 0 | 0 | 0
CDP13 | QLD | Q2 | North Qld Clean Energy Hub | Solar | 84.47 | 84.47 | 84.47 | 84.47 | 84.47 | 84.47 | 84.47 | 84.47 | 84.47 | 84.47 | 84.47 | 84.4701 | 84.4701 | 35.9701 | 35.9701 | 35.9701 | 35.9701 | 260.7466 | 329.0549 | 329.0549 | 329.0549 | 329.0549 | 314.0549 | 314.0549 | 293.0849 | 570.8446 | 570.8446 | 570.8446
CDP13 | QLD | Q3 | Northern Qld | Solar | 437.13 | 437.13 | 437.13 | 437.13 | 437.13 | 437.13 | 437.13 | 437.13 | 437.13 | 437.13 | 437.13 | 437.13 | 437.13 | 437.13 | 437.13 | 437.13 | 437.13 | 437.13 | 315.97 | 200.01 | 200.01 | 200.01 | 200.01 | 100.03 | 100.03 | 100.03 | 0 | 0
CDP13 | QLD | Q4 | Isaac | Solar | 620.45 | 620.45 | 620.45 | 620.45 | 620.45 | 620.45 | 620.45 | 620.45 | 620.4501 | 620.4501 | 620.4504 | 620.4504 | 620.4504 | 620.4504 | 620.4504 | 620.4504 | 620.4504 | 1034.0692 | 1034.0692 | 1034.0692 | 991.5692 | 991.5692 | 991.5692 | 991.5692 | 718.9 | 1518.1599 | 1492.1599 | 1492.1599
CDP13 | QLD | Q5 | Barcaldine | Solar | 14 | 14 | 14 | 86.6084 | 86.6084 | 86.6084 | 86.6084 | 86.6084 | 86.6217 | 88.1156 | 88.4761 | 88.4761 | 88.4761 | 88.4761 | 88.4761 | 88.4761 | 90.6533 | 90.6533 | 90.6533 | 76.6533 | 76.6533 | 76.6533 | 76.6533 | 76.6533 | 76.6533 | 76.6533 | 76.6533 | 76.6533
CDP13 | QLD | Q6 | Fitzroy | Solar | 81.72 | 81.72 | 81.72 | 81.72 | 81.72 | 81.72 | 81.72 | 81.72 | 81.72 | 81.7201 | 81.7201 | 81.7201 | 81.7201 | 81.7201 | 81.7201 | 81.7201 | 81.7201 | 81.7202 | 81.7202 | 81.7206 | 81.7206 | 81.7206 | 81.7206 | 132.2095 | 1569.5454 | 1878.235 | 2523.3551 | 2946.5639
CDP13 | QLD | Q7 | Wide Bay | Solar | 306.83 | 366.83 | 468.23 | 468.23 | 468.23 | 468.23 | 468.23 | 468.23 | 468.2302 | 1734.9447 | 2506.83 | 2506.83 | 2506.83 | 2506.83 | 2506.83 | 2506.83 | 2506.83 | 2506.83 | 2506.83 | 2506.83 | 2506.83 | 2506.83 | 2506.83 | 2506.83 | 2506.83 | 2375.95 | 2375.95 | 2375.95
CDP13 | QLD | Q8 | Darling Downs | Solar | 1484.68 | 1484.12 | 1483.56 | 1483.02 | 1482.46 | 1481.91 | 1481.34 | 1480.78 | 2257.7554 | 2823.4765 | 2823.4765 | 3218.7788 | 3108.7788 | 3108.7788 | 3108.7788 | 3108.7788 | 3108.7788 | 3108.7788 | 4354.3637 | 4504.2303 | 4401.2703 | 5115.5287 | 4643.5667 | 5104.1941 | 5076.8941 | 6825.291 | 6825.291 | 6705.411
CDP13 | QLD | Q9 | Banana | Solar | 0 | 0 | 0 | 0 | 0 | 0 | 0 | 0 | 0 | 0 | 0 | 0 | 0 | 0 | 0 | 0 | 0 | 0 | 0 | 0 | 0 | 0 | 0 | 0 | 0 | 0 | 0 | 0
CDP13 | NSW | N0 | NSW Non-REZ | Solar | 0 | 0 | 0 | 0 | 0 | 0 | 0 | 0 | 0 | 0 | 0 | 0 | 0 | 0 | 0 | 0 | 0 | 0 | 0 | 0 | 0 | 0 | 0 | 0 | 0 | 0 | 0 | 0
CDP13 | NSW | N1 | North West NSW | Solar | 166 | 166 | 202.1075 | 202.1075 | 202.1075 | 202.1075 | 202.1075 | 202.1075 | 202.1075 | 202.1075 | 202.1075 | 202.1075 | 202.1075 | 202.1075 | 202.1075 | 202.1075 | 202.1075 | 202.1075 | 202.1075 | 202.1075 | 202.1075 | 202.1075 | 177.4412 | 195.1818 | 195.1818 | 200.4483 | 216.5292 | 216.5292
CDP13 | NSW | N2 | New England | Solar | 535.02 | 855.02 | 1120.66 | 1120.66 | 1120.66 | 1199.8094 | 1199.8094 | 1199.8094 | 1199.8094 | 1732.6556 | 1732.6556 | 1732.6556 | 1732.6556 | 1732.6556 | 1732.6556 | 1732.6556 | 1732.6556 | 2525.5125 | 2608.6608 | 4085.66 | 4085.66 | 4085.66 | 4085.66 | 4085.66 | 4085.66 | 4085.66 | 4085.66 | 4085.66
CDP13 | NSW | N3 | Central-West Orana | Solar | 1495.99 | 1495.99 | 1983.6855 | 1983.6855 | 2965.249 | 3219.6944 | 3219.6944 | 3219.6944 | 3219.6944 | 3219.6944 | 3989.4164 | 3989.4164 | 3989.4164 | 3989.4164 | 3989.4164 | 3989.4164 | 3989.4164 | 3989.4164 | 3887.3964 | 3887.3964 | 3887.3964 | 4011.4138 | 4011.4138 | 5479.9813 | 5659.2825 | 7239.63 | 7169.88 | 7000
CDP13 | NSW | N4 | Broken Hill | Solar | 53 | 53 | 264.8863 | 264.8863 | 264.8863 | 264.8863 | 264.8863 | 264.8863 | 264.8863 | 264.8863 | 264.8863 | 264.8863 | 264.8863 | 264.8863 | 264.8863 | 264.8863 | 264.8863 | 264.8863 | 264.8863 | 249.3093 | 346.9059 | 346.9059 | 346.9059 | 346.9059 | 346.9059 | 346.9059 | 346.9059 | 346.9059
CDP13 | NSW | N5 | South West NSW | Solar | 1121.32 | 1121.32 | 1253.0213 | 1811.2176 | 1811.2176 | 1812.1176 | 1811.2176 | 1811.2176 | 1811.2176 | 1811.2176 | 1811.2176 | 1811.2176 | 1811.2176 | 1811.2176 | 1661.1876 | 1661.1876 | 1661.1876 | 1661.1876 | 1661.1876 | 2346.6107 | 2872.4486 | 2872.4486 | 2787.4486 | 2787.4486 | 3013.6735 | 2794.0454 | 2545.0554 | 2515.0554
CDP13 | NSW | N6 | Wagga Wagga | Solar | 456.22 | 816.1 | 816.1 | 816.1 | 816.1 | 816.1 | 816.1 | 816.1 | 816.1 | 816.1 | 816.1 | 816.1 | 816.1 | 816.1 | 816.1 | 816.1 | 816.1 | 816.1 | 816.1 | 816.1 | 816.1 | 816.1 | 816.1 | 816.1 | 816.1 | 816.1 | 289.88 | 289.88
CDP13 | NSW | N7 | Tumut | Solar | 0 | 0 | 0 | 0 | 0 | 0 | 0 | 0 | 0 | 0 | 0 | 0 | 0 | 0 | 0 | 0 | 0 | 0 | 0 | 0 | 0 | 0 | 0 | 0 | 0 | 0 | 0 | 0
CDP13 | NSW | N8 | Cooma-Monaro | Solar | 0 | 0 | 0 | 0 | 0 | 0 | 0 | 0 | 0 | 0 | 0 | 0 | 0 | 0 | 0 | 0 | 0 | 0 | 0 | 0 | 0 | 0 | 0 | 0 | 0 | 0 | 0 | 0
CDP13 | NSW | N9 | Hunter-Central Coast | Solar | 0 | 0 | 516 | 516 | 516 | 516 | 516 | 516 | 516 | 516 | 516 | 516 | 516 | 516 | 516 | 516 | 516 | 516 | 516 | 516 | 516 | 516 | 516 | 516 | 516 | 516 | 516 | 516
CDP13 | NSW | N12 | Illawarra | Solar | 0 | 0 | 0 | 0 | 0 | 0 | 0 | 0 | 0 | 0 | 0 | 0 | 0 | 0 | 0 | 0 | 0 | 0 | 0 | 0 | 0 | 0 | 0 | 0 | 0 | 0 | 0 | 0
CDP13 | VIC | V0 | VIC Non-REZ | Solar | 0 | 0 | 0 | 0 | 0 | 0 | 0 | 0 | 0 | 0 | 0 | 0 | 0 | 0 | 0 | 0 | 0 | 0 | 0 | 0 | 0 | 0 | 0 | 0 | 0 | 0 | 0 | 0
CDP13 | VIC | V1 | Ovens Murray | Solar | 0 | 0 | 1.57e-06 | 2.79e-06 | 2.79e-06 | 1.261e-05 | 1.261e-05 | 1.513e-05 | 0.000122 | 0.000122 | 0.000122 | 0.000122 | 0.000122 | 0.000122 | 0.000122 | 0.000122 | 0.000122 | 0.000122 | 0.00012432 | 0.00013854 | 0.00013854 | 0.00014126 | 0.00014126 | 0.00014126 | 0.00017246 | 0.00017246 | 0.00017246 | 0.00017246
CDP13 | VIC | V2 | Murray River | Solar | 624.12 | 719.22 | 869.26 | 869.26 | 869.26 | 869.2601 | 869.2601 | 869.2601 | 1046.974 | 1046.974 | 1046.974 | 1046.974 | 1046.974 | 1046.974 | 1046.974 | 1046.974 | 1046.974 | 1046.974 | 1046.974 | 1471.8351 | 2417.3953 | 2390.2253 | 2390.2253 | 2390.2253 | 2307.2523 | 1931.3223 | 1850.3223 | 1850.3223
CDP13 | VIC | V3 | Western Victoria | Solar | 0 | 0 | 118.8 | 118.8 | 118.8 | 118.8 | 118.8 | 118.8 | 118.8 | 118.8 | 118.8 | 118.8 | 118.8 | 118.8 | 118.8 | 118.8 | 118.8 | 118.8 | 118.8 | 118.8 | 118.8 | 118.8 | 118.8 | 118.8 | 118.8 | 118.8 | 118.8 | 118.8
CDP13 | VIC | V4 | South West Victoria | Solar | 0 | 0 | 0 | 0 | 0 | 0 | 0 | 0 | 0 | 0 | 0 | 0 | 0 | 0 | 0 | 0 | 0 | 0 | 0 | 0 | 0 | 0 | 0 | 0 | 0 | 0 | 0 | 0
CDP13 | VIC | V5 | Gippsland | Solar | 0 | 77 | 160.28 | 160.28 | 160.28 | 160.28 | 160.28 | 160.28 | 160.28 | 160.28 | 160.28 | 160.28 | 160.28 | 160.28 | 160.28 | 160.28 | 160.28 | 160.28 | 160.28 | 160.28 | 160.28 | 160.28 | 160.28 | 160.28 | 160.28 | 160.28 | 160.28 | 160.28
CDP13 | VIC | V6 | Central North VIC | Solar | 547.75 | 547.75 | 547.75 | 547.75 | 547.75 | 547.75 | 547.75 | 547.75 | 547.75 | 547.75 | 547.75 | 547.75 | 547.75 | 547.75 | 547.75 | 547.75 | 547.75 | 547.75 | 547.75 | 547.75 | 447.8 | 447.8 | 447.8 | 447.8 | 447.8 | 447.8 | 447.8 | 252.79
CDP13 | SA | S1 | South East SA | Solar | 224.9 | 224.9 | 224.9 | 224.9 | 224.9 | 224.9 | 224.9 | 224.9 | 224.9 | 224.9 | 224.9 | 224.9 | 224.9 | 224.9 | 224.9 | 224.9 | 224.9 | 182 | 182 | 182 | 182 | 182 | 182 | 182 | 182 | 87 | 87 | 87
CDP13 | SA | S2 | Riverland | Solar | 55.19 | 55.19 | 55.19 | 55.19 | 55.19 | 55.19 | 55.19 | 49.07 | 49.0701 | 49.0701 | 49.0701 | 49.0701 | 49.0701 | 49.0701 | 49.0701 | 49.0701 | 49.0701 | 37.3501 | 37.3501 | 701.519 | 1272.7887 | 1265.4187 | 1265.4187 | 1265.4187 | 1265.4187 | 1265.4187 | 1265.4187 | 1265.4187
CDP13 | SA | S3 | Mid-North SA | Solar | 0 | 0 | 0 | 0 | 0 | 0 | 0 | 0 | 0 | 0 | 0 | 0 | 0 | 0 | 0 | 0 | 0 | 0 | 0 | 0 | 0 | 0 | 0 | 0 | 0 | 0 | 0 | 0
CDP13 | SA | S4 | Yorke Peninsula | Solar | 0 | 0 | 0 | 0 | 0 | 0 | 0 | 0 | 0 | 0 | 0 | 0 | 0 | 0 | 0 | 0 | 0 | 0 | 0 | 0 | 0 | 0 | 0 | 0 | 0 | 0 | 0 | 0
CDP13 | SA | S5 | Northern SA | Solar | 298.44 | 298.44 | 578.2 | 578.2 | 578.2 | 578.2 | 578.2 | 578.2 | 578.2 | 578.2 | 578.2 | 578.2 | 578.2 | 578.2 | 578.2 | 578.2 | 578.2 | 578.2 | 578.2001 | 578.2001 | 1406.1926 | 1406.1926 | 1406.1926 | 1326.9926 | 1326.9926 | 1326.9926 | 1326.9926 | 1326.9926
CDP13 | SA | S6 | Leigh Creek | Solar | 0 | 0 | 0 | 0 | 0 | 0 | 0 | 0 | 0 | 0 | 0 | 0 | 0 | 0 | 0 | 0 | 0 | 0 | 0 | 0 | 0 | 0 | 0 | 0 | 0 | 0 | 0 | 0
CDP13 | SA | S7 | Roxby Downs | Solar | 0 | 0 | 1.73e-06 | 1.577e-05 | 94.0656 | 94.0656 | 94.0656 | 94.0656 | 94.0656 | 270.6058 | 318.5811 | 318.5811 | 318.5811 | 318.5811 | 318.5811 | 318.5811 | 318.5811 | 318.5811 | 520.8937 | 520.8937 | 596.1902 | 596.1902 | 596.1902 | 596.1902 | 596.1902 | 596.1902 | 596.1902 | 596.1902
CDP13 | SA | S8 | Eastern Eyre Peninsula | Solar | 0 | 0 | 0 | 0 | 0 | 0 | 0 | 0 | 0 | 0 | 0 | 0 | 0 | 0 | 0 | 0 | 0 | 0 | 0 | 0 | 0 | 0 | 0 | 0 | 0 | 0 | 0 | 0
CDP13 | SA | S9 | Western Eyre Peninsula | Solar | 0 | 0 | 0 | 0 | 0 | 0 | 0 | 0 | 0 | 0 | 0 | 0 | 0 | 0 | 0 | 0 | 0 | 0 | 0 | 0 | 0 | 0 | 0 | 0 | 0 | 0 | 0 | 0
CDP13 | TAS | T1 | North East Tasmania | Solar | 0 | 0 | 3.83e-06 | 3.83e-06 | 3.83e-06 | 3.83e-06 | 3.83e-06 | 6.6e-06 | 3.088e-05 | 3.088e-05 | 53.2218 | 300 | 300 | 300 | 300 | 300 | 300 | 300 | 300 | 300 | 300 | 300 | 300 | 300 | 300 | 300 | 300 | 300
CDP13 | TAS | T2 | North West Tasmania | Solar | 0 | 0 | 0 | 0 | 0 | 0 | 0 | 0 | 0 | 0 | 0 | 0 | 0 | 0 | 0 | 0 | 0 | 0 | 0 | 0 | 0 | 0 | 0 | 0 | 0 | 0 | 0 | 0
CDP13 | TAS | T3 | Tasmania Midlands | Solar | 0 | 0 | 2.84e-06 | 2.84e-06 | 2.84e-06 | 2.84e-06 | 4.34e-06 | 6.12e-06 | 3.036e-05 | 3.036e-05 | 150 | 150 | 150 | 150 | 150 | 150 | 150 | 150 | 150 | 150 | 150 | 150 | 150 | 150 | 150 | 150 | 150 | 150
CDP13 | QLD | Q1 | Far North QLD | Wind | 332.44 | 332.44 | 332.44 | 902.44 | 1023.5555 | 1023.5555 | 1023.5555 | 1023.5555 | 1023.5555 | 1042.1957 | 1042.1957 | 1045.5376 | 1045.5376 | 1045.5376 | 1045.5376 | 1045.5376 | 1045.5376 | 1045.5376 | 1045.5376 | 987.3331 | 1142.8466 | 1142.8466 | 1142.8466 | 1142.8466 | 1018.2193 | 1029.3307 | 1029.3307 | 1029.3307
CDP13 | QLD | Q2 | North Qld Clean Energy Hub | Wind | 43.2 | 43.2 | 43.2 | 703.7017 | 910.7867 | 1484.7265 | 1484.7265 | 1484.7265 | 1484.7265 | 1676.3049 | 1676.3049 | 1815.4812 | 1877.2504 | 1877.2504 | 1877.2504 | 1877.2504 | 1877.2504 | 1877.2504 | 1877.2504 | 1941.4053 | 2280.2793 | 2280.2793 | 2237.0793 | 2237.0793 | 2237.0793 | 2393.8585 | 2421.87 | 2424.6951
CDP13 | QLD | Q3 | Northern Qld | Wind | 0 | 0 | 0 | 0 | 0 | 0 | 0 | 0 | 0 | 0 | 0 | 0 | 0 | 0 | 0 | 0 | 0 | 0 | 0 | 0 | 0 | 0 | 0 | 0 | 0 | 0 | 0 | 0
CDP13 | QLD | Q4 | Isaac | Wind | 300 | 439 | 439 | 439 | 493.3684 | 493.3684 | 493.3684 | 493.3684 | 493.3684 | 1340.8477 | 1340.8477 | 1340.8477 | 1340.8477 | 1340.8477 | 1340.8477 | 1340.8477 | 1340.8477 | 1340.8477 | 1340.8477 | 1340.8477 | 2396.5037 | 2396.5037 | 2396.5037 | 2396.5037 | 2396.5037 | 2078.7739 | 2078.7739 | 2078.7739
CDP13 | QLD | Q5 | Barcaldine | Wind | 0 | 0 | 1.28e-06 | 4.32e-06 | 2.157e-05 | 2.858e-05 | 2.858e-05 | 3.014e-05 | 3.277e-05 | 17.623 | 17.623 | 17.623 | 17.623 | 17.623 | 17.623 | 17.623 | 17.623 | 17.623 | 17.623 | 98.9489 | 109.559 | 109.559 | 109.559 | 109.559 | 109.559 | 110.3744 | 110.3744 | 110.3744
CDP13 | QLD | Q6 | Fitzroy | Wind | 0 | 0 | 1.41e-06 | 505.1136 | 900 | 900 | 900 | 900 | 900 | 900 | 900 | 900 | 900 | 900 | 900 | 900 | 900 | 900 | 900 | 900 | 900 | 900 | 900 | 900 | 900 | 900 | 900 | 900
CDP13 | QLD | Q7 | Wide Bay | Wind | 0 | 0 | 2.71e-06 | 9.11e-06 | 1.31e-05 | 1.31e-05 | 1.31e-05 | 1.31e-05 | 2.014e-05 | 5.484e-05 | 0.0001679 | 0.00033263 | 0.00048732 | 0.00048732 | 0.00048732 | 0.00049395 | 0.00049997 | 0.00049997 | 0.00050132 | 0.00055001 | 0.00056525 | 0.66011 | 0.66011 | 0.66011 | 1100 | 1100 | 1100 | 1100
CDP13 | QLD | Q8 | Darling Downs | Wind | 1788.35 | 1788.35 | 1788.35 | 3188.35 | 4110.084 | 4110.084 | 4110.084 | 4110.084 | 4110.084 | 4110.084 | 5171.4533 | 5171.4533 | 5171.4533 | 5171.4533 | 5171.4533 | 5171.4533 | 5171.4533 | 5171.4533 | 5171.4533 | 5171.4533 | 4731.4833 | 4731.4833 | 4731.4833 | 4731.4833 | 6948.38 | 6948.38 | 6948.38 | 6948.38
CDP13 | QLD | Q9 | Banana | Wind | 0 | 0 | 0 | 0 | 0 | 0 | 0 | 0 | 0 | 0 | 0 | 0 | 0 | 0 | 0 | 0 | 0 | 0 | 0 | 0 | 0 | 0 | 0 | 0 | 0 | 0 | 0 | 0
CDP13 | NSW | N0 | NSW Non-REZ | Wind | 0 | 0 | 0 | 0 | 0 | 0 | 0 | 0 | 0 | 0 | 0 | 0 | 0 | 0 | 0 | 0 | 0 | 0 | 0 | 0 | 0 | 0 | 0 | 0 | 0 | 0 | 0 | 0
CDP13 | NSW | N1 | North West NSW | Wind | 0 | 0 | 0 | 0 | 0 | 0 | 0 | 0 | 0 | 0 | 0 | 0 | 0 | 0 | 0 | 0 | 0 | 0 | 0 | 0 | 0 | 0 | 0 | 0 | 0 | 0 | 0 | 0
CDP13 | NSW | N2 | New England | Wind | 442.48 | 442.48 | 781.9871 | 815.9175 | 815.9175 | 3474.3729 | 3474.3729 | 3474.3729 | 3474.3729 | 3474.3729 | 4118.6123 | 4118.6123 | 4118.6123 | 4118.6123 | 3946.1323 | 3946.1323 | 4373.1019 | 5798.8586 | 6943.2411 | 7232.5639 | 7232.5639 | 7232.5639 | 7232.5639 | 7232.5639 | 7400 | 7400 | 7400 | 7400
CDP13 | NSW | N3 | Central-West Orana | Wind | 258.73 | 396.73 | 838.9652 | 1458.598 | 4371.4243 | 4371.4243 | 4371.4243 | 4371.4243 | 4371.4243 | 4371.4243 | 4371.4243 | 4371.4243 | 4371.4243 | 4371.4243 | 4371.4243 | 4371.4243 | 4371.4243 | 4371.4243 | 4371.4243 | 4371.4243 | 4371.4243 | 4371.4243 | 4371.4243 | 4371.4243 | 4371.4243 | 4642.5834 | 4642.5834 | 4642.5834
CDP13 | NSW | N4 | Broken Hill | Wind | 198.01 | 198.01 | 198.01 | 289.1868 | 289.1868 | 289.1868 | 289.1868 | 289.1868 | 289.1868 | 289.1868 | 289.1868 | 289.1868 | 289.1868 | 289.1868 | 289.1868 | 289.1868 | 289.1868 | 289.1868 | 289.1868 | 91.1768 | 91.1768 | 91.1768 | 91.1768 | 91.1768 | 91.1768 | 91.1768 | 91.1768 | 91.1768
CDP13 | NSW | N5 | South West NSW | Wind | 0 | 0 | 4.05e-06 | 460.8921 | 460.8921 | 460.8921 | 460.8921 | 460.8921 | 460.8921 | 460.8921 | 460.8921 | 460.8921 | 460.8921 | 460.8921 | 460.8921 | 460.8921 | 460.8921 | 460.8921 | 460.8921 | 460.8921 | 460.8921 | 460.8921 | 460.8921 | 460.8921 | 460.8921 | 460.8921 | 460.8921 | 460.8921
CDP13 | NSW | N6 | Wagga Wagga | Wind | 0 | 0 | 0 | 0 | 0 | 0 | 0 | 0 | 0 | 0 | 0 | 0 | 0 | 0 | 0 | 0 | 0 | 0 | 0 | 0 | 0 | 0 | 0 | 0 | 0 | 0 | 0 | 0
CDP13 | NSW | N7 | Tumut | Wind | 0 | 40.02 | 270.48 | 270.48 | 270.48 | 270.48 | 270.48 | 270.48 | 270.48 | 270.48 | 270.48 | 270.48 | 270.48 | 270.48 | 270.48 | 270.48 | 270.48 | 270.48 | 270.48 | 270.48 | 270.48 | 270.48 | 270.48 | 270.48 | 270.48 | 270.48 | 270.48 | 270.48
CDP13 | NSW | N8 | Cooma-Monaro | Wind | 113.18 | 113.18 | 413.18 | 446.7388 | 446.7388 | 446.7388 | 446.7388 | 446.7388 | 446.7388 | 446.7388 | 446.7388 | 446.7388 | 446.7388 | 446.7388 | 446.7388 | 446.7388 | 333.5588 | 333.5588 | 333.5588 | 333.5588 | 333.5588 | 333.5588 | 386.6454 | 391.2982 | 400.5989 | 407.1109 | 407.1109 | 407.1109
CDP13 | NSW | N9 | Hunter-Central Coast | Wind | 0 | 0 | 400 | 544.4608 | 544.4608 | 544.4608 | 544.4608 | 544.4608 | 544.4608 | 544.4608 | 544.4608 | 544.4608 | 544.4608 | 544.4608 | 544.4608 | 544.4608 | 544.4608 | 544.4608 | 544.4608 | 544.4608 | 580.5605 | 580.5605 | 580.5605 | 580.5605 | 852.4081 | 1007.1137 | 1007.1137 | 1007.1137
CDP13 | NSW | N12 | Illawarra | Wind | 0 | 0 | 0 | 0 | 0 | 0 | 0 | 0 | 0 | 0 | 0 | 0 | 0 | 0 | 0 | 0 | 0 | 0 | 0 | 0 | 0 | 0 | 0 | 0 | 0 | 0 | 0 | 0
CDP13 | VIC | V0 | VIC Non-REZ | Wind | 0 | 0 | 1.08e-06 | 6.49e-06 | 1.244e-05 | 1.244e-05 | 1.244e-05 | 1.488e-05 | 2.545e-05 | 3.475e-05 | 3.475e-05 | 3.475e-05 | 3.475e-05 | 3.475e-05 | 3.475e-05 | 3.475e-05 | 3.475e-05 | 3.475e-05 | 3.475e-05 | 3.475e-05 | 3.663e-05 | 3.78e-05 | 3.78e-05 | 3.9e-05 | 3.9e-05 | 5.07e-05 | 5.07e-05 | 5.07e-05
CDP13 | VIC | V1 | Ovens Murray | Wind | 0 | 0 | 0 | 0 | 0 | 0 | 0 | 0 | 0 | 0 | 0 | 0 | 0 | 0 | 0 | 0 | 0 | 0 | 0 | 0 | 0 | 0 | 0 | 0 | 0 | 0 | 0 | 0
CDP13 | VIC | V2 | Murray River | Wind | 0 | 0 | 0 | 0 | 0 | 0 | 0 | 0 | 0 | 0 | 0 | 0 | 0 | 0 | 0 | 0 | 0 | 0 | 0 | 0 | 0 | 0 | 0 | 0 | 0 | 0 | 0 | 0
CDP13 | VIC | V3 | Western Victoria | Wind | 1934.5 | 1934.5 | 1934.5 | 1934.5 | 2634.5 | 2634.5 | 2634.5 | 2634.5 | 2634.5 | 2582 | 2390 | 2390 | 2390 | 2390 | 2390 | 2390 | 2390 | 2390 | 2358.95 | 2227.75 | 1915.75 | 1915.75 | 1915.75 | 1675.75 | 1647.05 | 1697.1383 | 1617.1883 | 1617.1883
CDP13 | VIC | V4 | South West Victoria | Wind | 2438.67 | 3283.23 | 3300.39 | 3300.39 | 3300.3906 | 3300.3906 | 3300.3906 | 3300.3906 | 3300.3906 | 3300.3906 | 3300.3906 | 3300.3906 | 3300.3906 | 3237.3906 | 2817.3906 | 2817.3906 | 2635.6906 | 2635.6906 | 2616.1906 | 2430.1906 | 2430.1906 | 1583.2007 | 1583.2007 | 1425.7007 | 2185.8393 | 2784.4458 | 2708.2167 | 2708.2167
CDP13 | VIC | V5 | Gippsland | Wind | 0 | 0 | 2.45e-06 | 1.47e-05 | 714.1892 | 1271.113 | 1271.113 | 1271.113 | 1271.113 | 1271.113 | 1271.113 | 1271.113 | 1271.113 | 1271.113 | 1271.113 | 1271.113 | 1271.113 | 1271.113 | 1271.113 | 1271.113 | 1271.113 | 1271.113 | 1271.113 | 1271.113 | 1271.113 | 1271.113 | 1271.113 | 1271.113
CDP13 | VIC | V6 | Central North VIC | Wind | 0 | 0 | 2.14e-06 | 5.05e-06 | 1.252e-05 | 1.422e-05 | 1.422e-05 | 1.526e-05 | 2.306e-05 | 2.306e-05 | 3.198e-05 | 3.198e-05 | 3.198e-05 | 3.198e-05 | 3.198e-05 | 3.198e-05 | 3.198e-05 | 3.198e-05 | 3.198e-05 | 3.198e-05 | 3.198e-05 | 3.304e-05 | 3.304e-05 | 3.304e-05 | 3.856e-05 | 3.856e-05 | 3.856e-05 | 3.856e-05
CDP13 | SA | S1 | South East SA | Wind | 324.5 | 324.5 | 324.5 | 324.5 | 839.7408 | 839.7408 | 839.7408 | 839.7408 | 839.7408 | 839.7408 | 839.7408 | 713.2408 | 713.2408 | 713.2408 | 554.2408 | 554.2408 | 515.2408 | 515.2408 | 515.2408 | 515.2408 | 515.2408 | 515.2408 | 515.2408 | 515.2408 | 515.2408 | 767.2921 | 767.2921 | 767.2921
CDP13 | SA | S2 | Riverland | Wind | 0 | 0 | 0 | 0 | 0 | 0 | 0 | 0 | 0 | 0 | 0 | 0 | 0 | 0 | 0 | 0 | 0 | 0 | 0 | 0 | 0 | 0 | 0 | 0 | 0 | 0 | 0 | 0
CDP13 | SA | S3 | Mid-North SA | Wind | 1591.41 | 1731.6 | 1731.6 | 1731.6001 | 2184.1188 | 2184.1188 | 2184.1188 | 2184.1188 | 2260.4949 | 2538.7432 | 2538.7432 | 2467.3432 | 2282.8632 | 2282.8632 | 2282.8632 | 1956.1632 | 2117.1931 | 2117.1931 | 2159.2735 | 1945.4135 | 1945.4135 | 1905.6601 | 1958.4591 | 2503.0114 | 2929.3354 | 2752.1716 | 2752.1716 | 2752.1716
CDP13 | SA | S4 | Yorke Peninsula | Wind | 90.75 | 90.75 | 90.75 | 106.2635 | 126.4238 | 109.3103 | 109.3103 | 109.3103 | 109.3103 | 109.3103 | 109.3103 | 109.3103 | 109.3103 | 109.3103 | 111.1705 | 111.1705 | 111.1705 | 111.1705 | 111.1705 | 111.1705 | 111.1705 | 111.1705 | 111.1705 | 111.1705 | 111.1705 | 111.9305 | 111.9305 | 112.75
CDP13 | SA | S5 | Northern SA | Wind | 416.5 | 416.5 | 416.5 | 416.5 | 416.5 | 416.5 | 416.5 | 416.5 | 416.5 | 416.5 | 416.5 | 416.5 | 416.5 | 416.5 | 416.5 | 416.5 | 416.5 | 416.5 | 416.5 | 416.5 | 416.5 | 210 | 210 | 210 | 210 | 210 | 210 | 210
CDP13 | SA | S6 | Leigh Creek | Wind | 0 | 0 | 0 | 0 | 0 | 0 | 0 | 0 | 0 | 0 | 0 | 0 | 0 | 0 | 0 | 0 | 0 | 0 | 0 | 0 | 0 | 0 | 0 | 0 | 0 | 0 | 0 | 0
CDP13 | SA | S7 | Roxby Downs | Wind | 0 | 0 | 0 | 0 | 0 | 0 | 0 | 0 | 0 | 0 | 0 | 0 | 0 | 0 | 0 | 0 | 0 | 0 | 0 | 0 | 0 | 0 | 0 | 0 | 0 | 0 | 0 | 0
CDP13 | SA | S8 | Eastern Eyre Peninsula | Wind | 134.28 | 134.28 | 134.28 | 134.28 | 134.2801 | 134.8861 | 72.8861 | 72.8861 | 72.8861 | 72.8861 | 72.8861 | 0.60607 | 0.60607 | 0.60607 | 73.9647 | 73.9647 | 73.9647 | 73.9647 | 73.9647 | 73.9647 | 73.9647 | 131.1955 | 329.5556 | 332.0277 | 332.0277 | 332.0277 | 332.0277 | 332.2111
CDP13 | SA | S9 | Western Eyre Peninsula | Wind | 0 | 0 | 0 | 0 | 0 | 0 | 0 | 0 | 0 | 0 | 0 | 0 | 0 | 0 | 0 | 0 | 0 | 0 | 0 | 0 | 0 | 0 | 0 | 0 | 0 | 0 | 0 | 0
CDP13 | TAS | T1 | North East Tasmania | Wind | 168 | 168 | 168 | 223.5231 | 418.9444 | 418.9444 | 418.9444 | 418.9444 | 418.9444 | 418.9444 | 418.9444 | 424.0004 | 424.0004 | 424.0004 | 424.0004 | 424.0004 | 424.0004 | 424.0004 | 424.0004 | 424.0004 | 424.0004 | 424.0004 | 424.0004 | 424.0004 | 424.0004 | 424.0004 | 256.0004 | 256.0004
CDP13 | TAS | T2 | North West Tasmania | Wind | 251.35 | 251.35 | 251.35 | 251.3504 | 259.1964 | 259.1964 | 259.1964 | 259.1964 | 259.1964 | 259.1964 | 264.7435 | 271.5595 | 271.5595 | 271.5595 | 271.5595 | 271.5595 | 271.5595 | 271.5595 | 271.5595 | 271.5595 | 271.5595 | 271.5595 | 271.5595 | 271.5595 | 271.5595 | 271.5595 | 131.8095 | 131.8095
CDP13 | TAS | T3 | Tasmania Midlands | Wind | 144 | 144 | 602.2959 | 733.7579 | 798.2424 | 865.4498 | 938.6801 | 1037.3738 | 1319.7939 | 1319.7939 | 1496.9766 | 1518.3872 | 1518.3872 | 1518.3872 | 1586.1683 | 1586.1683 | 1586.1683 | 1586.1683 | 1586.1683 | 1586.1683 | 1442.1683 | 1442.1683 | 1442.1683 | 1442.1683 | 1442.1683 | 1442.1683 | 1442.1683 | 1442.1683
CDP13 | NSW | N10 | Hunter Coast | Offshore Wind | 0 | 0 | 0 | 0 | 0 | 0 | 0 | 0 | 0 | 0 | 0 | 0 | 0 | 0 | 0 | 0 | 0 | 0 | 0 | 0 | 0 | 0 | 0 | 0 | 0 | 0 | 0 | 0
CDP13 | NSW | N11 | Illawarra Coast | Offshore Wind | 0 | 0 | 0 | 0 | 0 | 0 | 0 | 0 | 0 | 0 | 0 | 0 | 0 | 0 | 0 | 0 | 0 | 0 | 0 | 0 | 0 | 0 | 0 | 0 | 0 | 0 | 0 | 0
CDP13 | VIC | V7 | Gippsland Coast | Offshore Wind | 0 | 0 | 0 | 0 | 0 | 0 | 1000 | 2000 | 2666.6667 | 2728.7837 | 3395.4503 | 4395.4503 | 5219.9999 | 6219.9999 | 7220 | 8220 | 8220 | 8220 | 8220 | 8220 | 8220 | 8220 | 8220 | 8220 | 8220 | 8220 | 8220 | 8220
CDP13 | VIC | V8 | Portland Coast | Offshore Wind | 0 | 0 | 0 | 0 | 0 | 0 | 0 | 0 | 0 | 604.5496 | 604.5496 | 604.5496 | 780 | 780 | 780 | 780 | 780 | 780 | 780 | 780 | 780 | 780 | 780 | 780 | 780 | 780 | 780 | 780
CDP13 | SA | S10 | South East SA Coast | Offshore Wind | 0 | 0 | 0 | 0 | 0 | 0 | 0 | 0 | 0 | 0 | 0 | 0 | 0 | 0 | 0 | 0 | 0 | 0 | 0 | 0 | 0 | 0 | 0 | 0 | 0 | 0 | 0 | 0
CDP13 | TAS | T4 | North West Tasmania Coast | Offshore Wind | 0 | 0 | 0 | 0 | 0 | 0 | 0 | 0 | 0 | 0 | 0 | 0 | 0 | 0 | 0 | 0 | 0 | 0 | 0 | 0 | 0 | 0 | 0 | 0 | 0 | 0 | 0 | 0
CDP13 | TAS | T5 | North East Tasmania Coast | Offshore Wind | 0 | 0 | 0 | 0 | 0 | 0 | 0 | 0 | 0 | 0 | 0 | 0 | 0 | 0 | 0 | 0 | 0 | 0 | 0 | 0 | 0 | 0 | 0 | 0 | 0 | 0 | 0 | 0
CDP14 | QLD | Q1 | Far North QLD | Solar | 0 | 0 | 0 | 0 | 0 | 0 | 0 | 0 | 0 | 0 | 0 | 0 | 0 | 0 | 0 | 0 | 0 | 0 | 0 | 0 | 0 | 0 | 0 | 0 | 0 | 0 | 0 | 0
CDP14 | QLD | Q2 | North Qld Clean Energy Hub | Solar | 84.47 | 84.47 | 84.47 | 84.47 | 84.47 | 84.47 | 84.47 | 84.47 | 84.47 | 84.47 | 84.47 | 84.4701 | 84.4701 | 35.9701 | 35.9701 | 35.9701 | 35.9702 | 250.7739 | 313.3124 | 313.3124 | 347.7484 | 347.7484 | 332.7484 | 332.7484 | 311.7784 | 578.3123 | 578.3123 | 578.3123
CDP14 | QLD | Q3 | Northern Qld | Solar | 437.13 | 437.13 | 437.13 | 437.13 | 437.13 | 437.13 | 437.13 | 437.13 | 437.13 | 437.13 | 437.13 | 437.13 | 437.13 | 437.13 | 437.13 | 437.13 | 437.13 | 437.13 | 315.97 | 200.01 | 200.01 | 200.01 | 200.01 | 100.03 | 100.03 | 100.03 | 0 | 0
CDP14 | QLD | Q4 | Isaac | Solar | 620.45 | 620.45 | 620.45 | 620.4501 | 620.4501 | 620.4501 | 620.4501 | 620.4501 | 620.4501 | 620.4501 | 620.4501 | 620.4504 | 620.4504 | 620.4504 | 620.4504 | 620.4504 | 620.4505 | 1062.3747 | 1062.3747 | 1062.3747 | 1019.8747 | 1019.8747 | 1019.8747 | 1019.8747 | 649.1294 | 1400.4792 | 1374.4792 | 1374.4792
CDP14 | QLD | Q5 | Barcaldine | Solar | 14 | 14 | 14 | 86.6316 | 86.6316 | 86.6316 | 86.6316 | 86.6316 | 86.6316 | 89.9803 | 89.9803 | 89.9803 | 89.9803 | 89.9803 | 89.9803 | 89.9803 | 92.3874 | 92.3874 | 92.3874 | 78.3874 | 78.3874 | 78.3874 | 78.3874 | 78.3874 | 78.3874 | 78.3874 | 78.3874 | 78.3874
CDP14 | QLD | Q6 | Fitzroy | Solar | 81.72 | 81.72 | 81.72 | 81.72 | 81.72 | 81.72 | 81.72 | 81.72 | 81.72 | 81.7201 | 81.7201 | 81.7201 | 81.7201 | 81.7201 | 81.7201 | 81.7201 | 81.7202 | 81.7202 | 81.7204 | 81.7209 | 81.7209 | 81.7209 | 81.7209 | 232.4586 | 1684.4215 | 2083.1046 | 2750.5212 | 3352.6563
CDP14 | QLD | Q7 | Wide Bay | Solar | 306.83 | 366.83 | 468.23 | 468.23 | 468.23 | 468.23 | 468.23 | 468.23 | 468.2301 | 1934.436 | 2473.6916 | 2506.83 | 2506.83 | 2506.83 | 2506.83 | 2506.83 | 2506.83 | 2506.83 | 2506.83 | 2506.83 | 2506.83 | 2506.83 | 2506.83 | 2506.83 | 2506.83 | 2375.95 | 2375.95 | 2375.95
CDP14 | QLD | Q8 | Darling Downs | Solar | 1484.68 | 1484.12 | 1483.56 | 1483.02 | 1482.46 | 1481.91 | 1481.34 | 1480.78 | 1701.1031 | 2528.4285 | 2528.4285 | 3468.8751 | 3358.8751 | 3358.8751 | 3358.8751 | 3358.8751 | 3358.8751 | 3358.8751 | 4533.5861 | 4648.0823 | 4545.1223 | 5133.776 | 4758.4039 | 5207.638 | 5180.338 | 6857.1737 | 6857.1737 | 6737.2937
CDP14 | QLD | Q9 | Banana | Solar | 0 | 0 | 0 | 0 | 0 | 0 | 0 | 0 | 0 | 0 | 0 | 0 | 0 | 0 | 0 | 0 | 0 | 0 | 0 | 0 | 0 | 0 | 0 | 0 | 0 | 0 | 0 | 0
CDP14 | NSW | N0 | NSW Non-REZ | Solar | 0 | 0 | 0 | 0 | 0 | 0 | 0 | 0 | 0 | 0 | 0 | 0 | 0 | 0 | 0 | 0 | 0 | 0 | 0 | 0 | 0 | 0 | 0 | 0 | 0 | 0 | 0 | 0
CDP14 | NSW | N1 | North West NSW | Solar | 166 | 166 | 202.324 | 202.324 | 202.324 | 202.324 | 202.324 | 202.324 | 202.324 | 202.324 | 202.324 | 202.324 | 202.324 | 202.324 | 202.324 | 202.324 | 202.324 | 202.324 | 202.324 | 202.324 | 202.324 | 202.324 | 177.4411 | 196.3659 | 196.3659 | 200.4796 | 216.968 | 216.968
CDP14 | NSW | N2 | New England | Solar | 535.02 | 855.02 | 1120.66 | 1120.66 | 1120.66 | 1172.3797 | 1172.3797 | 1172.3797 | 1172.3797 | 1172.3797 | 1614.7061 | 1614.7061 | 1614.7061 | 1614.7061 | 1614.7061 | 1614.7061 | 1614.7061 | 2827.9288 | 3144.8965 | 4085.6599 | 4085.6599 | 4085.6599 | 4085.6599 | 4085.66 | 4085.66 | 4085.66 | 4085.66 | 4085.66
CDP14 | NSW | N3 | Central-West Orana | Solar | 1495.99 | 1495.99 | 1984.6955 | 1984.6955 | 2967.7121 | 3230.2714 | 3230.2714 | 3230.2714 | 3230.2714 | 3230.2714 | 3467.5331 | 3467.5331 | 3467.5331 | 3467.5331 | 3467.5331 | 3467.5331 | 3467.5331 | 3467.5331 | 3365.5131 | 4005.9024 | 4005.9024 | 3969.8924 | 3969.8924 | 5480.7633 | 5714.7784 | 7239.63 | 7169.88 | 7000
CDP14 | NSW | N4 | Broken Hill | Solar | 53 | 53 | 265.0142 | 265.0142 | 265.0142 | 265.0142 | 265.0142 | 265.0142 | 265.0142 | 265.0142 | 265.0142 | 265.0142 | 265.0142 | 265.0142 | 265.0142 | 265.0142 | 265.0142 | 265.0142 | 265.0142 | 249.31 | 340.4392 | 340.4392 | 340.4392 | 340.4392 | 340.4392 | 340.4392 | 340.4392 | 340.4392
CDP14 | NSW | N5 | South West NSW | Solar | 1121.32 | 1121.32 | 1251.7034 | 1810.8227 | 1810.8227 | 1811.7227 | 1810.8227 | 1810.8227 | 1810.8227 | 1810.8227 | 1810.8227 | 1810.8227 | 1810.8227 | 1810.8227 | 1660.7927 | 1660.7927 | 1660.7927 | 1660.7927 | 1660.7927 | 2128.0014 | 2983.2925 | 2983.2925 | 2898.2925 | 2898.2925 | 3142.29 | 2809.95 | 2560.96 | 2530.96
CDP14 | NSW | N6 | Wagga Wagga | Solar | 456.22 | 816.1 | 816.1 | 816.1 | 816.1 | 816.1 | 816.1 | 816.1 | 816.1 | 816.1 | 816.1 | 816.1 | 816.1 | 816.1 | 816.1 | 816.1 | 816.1 | 816.1 | 816.1 | 816.1 | 816.1 | 816.1 | 816.1 | 816.1 | 816.1 | 816.1 | 289.88 | 289.88
CDP14 | NSW | N7 | Tumut | Solar | 0 | 0 | 0 | 0 | 0 | 0 | 0 | 0 | 0 | 0 | 0 | 0 | 0 | 0 | 0 | 0 | 0 | 0 | 0 | 0 | 0 | 0 | 0 | 0 | 0 | 0 | 0 | 0
CDP14 | NSW | N8 | Cooma-Monaro | Solar | 0 | 0 | 0 | 0 | 0 | 0 | 0 | 0 | 0 | 0 | 0 | 0 | 0 | 0 | 0 | 0 | 0 | 0 | 0 | 0 | 0 | 0 | 0 | 0 | 0 | 0 | 0 | 0
CDP14 | NSW | N9 | Hunter-Central Coast | Solar | 0 | 0 | 516 | 516 | 516 | 516 | 516 | 516 | 516 | 516 | 516 | 516 | 516 | 516 | 516 | 516 | 516 | 516 | 516 | 516 | 516 | 516 | 516 | 516 | 516 | 516 | 516 | 516
CDP14 | NSW | N12 | Illawarra | Solar | 0 | 0 | 0 | 0 | 0 | 0 | 0 | 0 | 0 | 0 | 0 | 0 | 0 | 0 | 0 | 0 | 0 | 0 | 0 | 0 | 0 | 0 | 0 | 0 | 0 | 0 | 0 | 0
CDP14 | VIC | V0 | VIC Non-REZ | Solar | 0 | 0 | 0 | 0 | 0 | 0 | 0 | 0 | 0 | 0 | 0 | 0 | 0 | 0 | 0 | 0 | 0 | 0 | 0 | 0 | 0 | 0 | 0 | 0 | 0 | 0 | 0 | 0
CDP14 | VIC | V1 | Ovens Murray | Solar | 0 | 0 | 2.83e-06 | 4.99e-06 | 6.49e-06 | 2.244e-05 | 2.244e-05 | 2.244e-05 | 3.237e-05 | 3.237e-05 | 3.237e-05 | 3.237e-05 | 3.237e-05 | 3.237e-05 | 3.237e-05 | 3.358e-05 | 3.614e-05 | 3.759e-05 | 4.089e-05 | 9.595e-05 | 9.595e-05 | 9.595e-05 | 0.00010439 | 0.00010439 | 0.0001223 | 0.0001223 | 0.0001223 | 0.0001223
CDP14 | VIC | V2 | Murray River | Solar | 624.12 | 719.22 | 869.26 | 869.26 | 869.26 | 869.2601 | 869.2601 | 869.2601 | 869.2601 | 869.2601 | 869.2601 | 869.2601 | 869.2601 | 869.2601 | 869.2601 | 869.2601 | 869.2601 | 869.2601 | 869.2601 | 1644.313 | 2478.6472 | 2451.4772 | 2451.4772 | 2451.4772 | 2373.4913 | 1997.5613 | 1916.5613 | 1916.5613
CDP14 | VIC | V3 | Western Victoria | Solar | 0 | 0 | 118.8 | 118.8 | 118.8 | 118.8 | 118.8 | 118.8 | 118.8 | 118.8 | 118.8 | 118.8 | 118.8 | 118.8 | 118.8 | 118.8 | 118.8 | 118.8 | 118.8 | 118.8 | 118.8 | 118.8 | 118.8 | 118.8 | 118.8 | 118.8 | 118.8 | 118.8
CDP14 | VIC | V4 | South West Victoria | Solar | 0 | 0 | 0 | 0 | 0 | 0 | 0 | 0 | 0 | 0 | 0 | 0 | 0 | 0 | 0 | 0 | 0 | 0 | 0 | 0 | 0 | 0 | 0 | 0 | 0 | 0 | 0 | 0
CDP14 | VIC | V5 | Gippsland | Solar | 0 | 77 | 160.28 | 160.28 | 160.28 | 160.28 | 160.28 | 160.28 | 160.28 | 160.28 | 160.28 | 160.28 | 160.28 | 160.28 | 160.28 | 160.28 | 160.28 | 160.28 | 160.28 | 160.28 | 160.28 | 160.28 | 160.28 | 160.28 | 160.28 | 160.28 | 160.28 | 160.28
CDP14 | VIC | V6 | Central North VIC | Solar | 547.75 | 547.75 | 547.75 | 547.75 | 547.75 | 547.75 | 547.75 | 547.75 | 547.75 | 547.75 | 547.75 | 547.75 | 547.75 | 547.75 | 547.75 | 547.75 | 547.75 | 547.75 | 547.75 | 547.75 | 447.8 | 447.8 | 447.8 | 447.8 | 447.8 | 447.8 | 447.8 | 252.79
CDP14 | SA | S1 | South East SA | Solar | 224.9 | 224.9 | 224.9 | 224.9 | 224.9 | 224.9 | 224.9 | 224.9 | 224.9 | 224.9 | 224.9 | 224.9 | 224.9 | 224.9 | 224.9 | 224.9 | 224.9 | 182 | 182 | 182 | 182 | 182 | 182 | 182 | 182 | 87 | 87 | 87
CDP14 | SA | S2 | Riverland | Solar | 55.19 | 55.19 | 55.19 | 55.19 | 55.19 | 55.1901 | 55.1901 | 49.0701 | 49.0701 | 49.0701 | 49.0701 | 49.0701 | 49.0701 | 49.0701 | 49.0701 | 49.0701 | 49.0701 | 37.3501 | 37.3501 | 594.2027 | 1226.2189 | 1218.8489 | 1218.8489 | 1218.8489 | 1218.8489 | 1218.8489 | 1218.8489 | 1218.8489
CDP14 | SA | S3 | Mid-North SA | Solar | 0 | 0 | 0 | 0 | 0 | 0 | 0 | 0 | 0 | 0 | 0 | 0 | 0 | 0 | 0 | 0 | 0 | 0 | 0 | 0 | 0 | 0 | 0 | 0 | 0 | 0 | 0 | 0
CDP14 | SA | S4 | Yorke Peninsula | Solar | 0 | 0 | 0 | 0 | 0 | 0 | 0 | 0 | 0 | 0 | 0 | 0 | 0 | 0 | 0 | 0 | 0 | 0 | 0 | 0 | 0 | 0 | 0 | 0 | 0 | 0 | 0 | 0
CDP14 | SA | S5 | Northern SA | Solar | 298.44 | 298.44 | 578.2 | 578.2 | 578.2 | 578.2 | 578.2 | 578.2 | 578.2 | 578.2 | 578.2 | 578.2 | 578.2 | 578.2 | 578.2 | 578.2 | 578.2001 | 578.2001 | 578.2001 | 578.2001 | 1289.4013 | 1289.4013 | 1289.4013 | 1210.2013 | 1210.2013 | 1210.2013 | 1210.2013 | 1210.2013
CDP14 | SA | S6 | Leigh Creek | Solar | 0 | 0 | 0 | 0 | 0 | 0 | 0 | 0 | 0 | 0 | 0 | 0 | 0 | 0 | 0 | 0 | 0 | 0 | 0 | 0 | 0 | 0 | 0 | 0 | 0 | 0 | 0 | 0
CDP14 | SA | S7 | Roxby Downs | Solar | 0 | 0 | 3.12e-06 | 2.785e-05 | 86.2098 | 86.2098 | 86.2098 | 86.2098 | 86.2098 | 86.2098 | 222.0524 | 222.0524 | 222.0524 | 222.0524 | 222.0524 | 222.0524 | 465.4222 | 465.4222 | 518.5113 | 518.5113 | 588.1045 | 588.1045 | 588.1045 | 588.1045 | 588.1045 | 588.1045 | 607.4122 | 607.4122
CDP14 | SA | S8 | Eastern Eyre Peninsula | Solar | 0 | 0 | 0 | 0 | 0 | 0 | 0 | 0 | 0 | 0 | 0 | 0 | 0 | 0 | 0 | 0 | 0 | 0 | 0 | 0 | 0 | 0 | 0 | 0 | 0 | 0 | 0 | 0
CDP14 | SA | S9 | Western Eyre Peninsula | Solar | 0 | 0 | 0 | 0 | 0 | 0 | 0 | 0 | 0 | 0 | 0 | 0 | 0 | 0 | 0 | 0 | 0 | 0 | 0 | 0 | 0 | 0 | 0 | 0 | 0 | 0 | 0 | 0
CDP14 | TAS | T1 | North East Tasmania | Solar | 0 | 0 | 0 | 0 | 0 | 0 | 0 | 0 | 0 | 0 | 0 | 0 | 0 | 0 | 0 | 0 | 0 | 0 | 0 | 0 | 0 | 0 | 0 | 0 | 0 | 0 | 0 | 0
CDP14 | TAS | T2 | North West Tasmania | Solar | 0 | 0 | 0 | 0 | 0 | 0 | 0 | 0 | 0 | 0 | 0 | 0 | 0 | 0 | 0 | 0 | 0 | 0 | 0 | 0 | 0 | 0 | 0 | 0 | 0 | 0 | 0 | 0
CDP14 | TAS | T3 | Tasmania Midlands | Solar | 0 | 0 | 0 | 0 | 0 | 0 | 0 | 0 | 0 | 0 | 0 | 0 | 0 | 0 | 0 | 0 | 0 | 0 | 0 | 0 | 0 | 0 | 0 | 0 | 0 | 0 | 0 | 0
CDP14 | QLD | Q1 | Far North QLD | Wind | 332.44 | 332.44 | 332.44 | 902.44 | 1024.0246 | 1024.0246 | 1024.0246 | 1024.0246 | 1024.0246 | 1025.665 | 1025.665 | 1033.7667 | 1033.7667 | 1033.7667 | 1033.7667 | 1033.7667 | 1033.7667 | 1033.7667 | 1033.7667 | 991.8584 | 1142.8465 | 1142.8465 | 1142.8465 | 1142.8465 | 1019.06 | 1029.3874 | 1029.3874 | 1029.3874
CDP14 | QLD | Q2 | North Qld Clean Energy Hub | Wind | 43.2 | 43.2 | 43.2 | 700.631 | 908.1409 | 1491.1745 | 1491.1745 | 1491.1745 | 1491.1745 | 1654.0057 | 1654.0057 | 1729.2378 | 1903.5957 | 1903.5957 | 1903.5957 | 1903.5957 | 1903.5957 | 1903.5957 | 1903.5957 | 1947.1732 | 2279.9077 | 2279.9077 | 2236.7077 | 2236.7077 | 2236.7077 | 2399.4832 | 2429.9736 | 2429.9736
CDP14 | QLD | Q3 | Northern Qld | Wind | 0 | 0 | 0 | 0 | 0 | 0 | 0 | 0 | 0 | 0 | 0 | 0 | 0 | 0 | 0 | 0 | 0 | 0 | 0 | 0 | 0 | 0 | 0 | 0 | 0 | 0 | 0 | 0
CDP14 | QLD | Q4 | Isaac | Wind | 300 | 439 | 439 | 439 | 534.41 | 534.41 | 534.41 | 534.41 | 534.41 | 1240.1265 | 1240.1265 | 1240.1265 | 1309.9268 | 1309.9268 | 1309.9268 | 1309.9268 | 1309.9268 | 1309.9268 | 1309.9268 | 1309.9269 | 2148.186 | 2148.186 | 2148.186 | 2148.186 | 2148.186 | 1933.2264 | 1933.2264 | 1933.2264
CDP14 | QLD | Q5 | Barcaldine | Wind | 0 | 0 | 2.31e-06 | 7.75e-06 | 3.158e-05 | 6.207e-05 | 6.207e-05 | 6.207e-05 | 6.361e-05 | 0.00019596 | 6.0273 | 6.0273 | 6.0273 | 6.0273 | 6.0273 | 6.0273 | 6.0273 | 6.0273 | 6.0273 | 99.4099 | 108.9791 | 108.9791 | 108.9791 | 108.9791 | 108.9791 | 110.3066 | 110.3066 | 110.3066
CDP14 | QLD | Q6 | Fitzroy | Wind | 0 | 0 | 2.53e-06 | 508.0825 | 900 | 900 | 900 | 900 | 900 | 900 | 900 | 900 | 900 | 900 | 900 | 900 | 900 | 900 | 900 | 900 | 900 | 900 | 900 | 900 | 900 | 900 | 900 | 900
CDP14 | QLD | Q7 | Wide Bay | Wind | 0 | 0 | 4.87e-06 | 1.64e-05 | 2.349e-05 | 2.349e-05 | 2.349e-05 | 2.349e-05 | 2.349e-05 | 4.007e-05 | 7e-05 | 7.57e-05 | 0.0011474 | 0.0011474 | 0.0011474 | 0.0011474 | 0.0011712 | 0.0011712 | 0.0011712 | 0.0024634 | 0.002488 | 197.0494 | 197.0494 | 197.0494 | 1100 | 1100 | 1100 | 1100
CDP14 | QLD | Q8 | Darling Downs | Wind | 1788.35 | 1788.35 | 1788.35 | 3188.35 | 4142.8104 | 4142.8104 | 4142.8104 | 4142.8104 | 4142.8104 | 4142.8104 | 4962.5358 | 4962.5358 | 4962.5358 | 4962.5358 | 4962.5358 | 4962.5358 | 4962.5358 | 4962.5358 | 4962.5358 | 4962.5358 | 4522.5658 | 4522.5658 | 4522.5658 | 4522.5658 | 6948.38 | 6948.38 | 6948.38 | 6948.38
CDP14 | QLD | Q9 | Banana | Wind | 0 | 0 | 0 | 0 | 0 | 0 | 0 | 0 | 0 | 0 | 0 | 0 | 0 | 0 | 0 | 0 | 0 | 0 | 0 | 0 | 0 | 0 | 0 | 0 | 0 | 0 | 0 | 0
CDP14 | NSW | N0 | NSW Non-REZ | Wind | 0 | 0 | 0 | 0 | 0 | 0 | 0 | 0 | 0 | 0 | 0 | 0 | 0 | 0 | 0 | 0 | 0 | 0 | 0 | 0 | 0 | 0 | 0 | 0 | 0 | 0 | 0 | 0
CDP14 | NSW | N1 | North West NSW | Wind | 0 | 0 | 0 | 0 | 0 | 0 | 0 | 0 | 0 | 0 | 0 | 0 | 0 | 0 | 0 | 0 | 0 | 0 | 0 | 0 | 0 | 0 | 0 | 0 | 0 | 0 | 0 | 0
CDP14 | NSW | N2 | New England | Wind | 442.48 | 442.48 | 781.9872 | 815.9071 | 815.9071 | 3468.9839 | 3468.9839 | 3468.9839 | 3468.9839 | 3468.9839 | 4046.5607 | 4046.5607 | 4046.5607 | 4046.5607 | 3874.0807 | 3874.0807 | 4483.2913 | 6113.8957 | 7002.3807 | 7282.5691 | 7282.5691 | 7282.5691 | 7282.5691 | 7282.5691 | 7400 | 7400 | 7400 | 7400
CDP14 | NSW | N3 | Central-West Orana | Wind | 258.73 | 396.73 | 838.9188 | 1458.5227 | 4368.9058 | 4368.9058 | 4368.9058 | 4368.9058 | 4368.9058 | 4368.9058 | 4368.9058 | 4368.9058 | 4368.9058 | 4368.9058 | 4368.9058 | 4368.9058 | 4368.9058 | 4368.9058 | 4368.9058 | 4368.9058 | 4368.9058 | 4368.9058 | 4368.9058 | 4368.9058 | 4368.9058 | 4748.7306 | 4748.7306 | 4748.7306
CDP14 | NSW | N4 | Broken Hill | Wind | 198.01 | 198.01 | 198.01 | 289.1799 | 289.1799 | 289.1799 | 289.1799 | 289.1799 | 289.1799 | 289.1799 | 289.1799 | 289.1799 | 289.1799 | 289.1799 | 289.1799 | 289.1799 | 289.1799 | 289.1799 | 289.1799 | 91.1699 | 91.1699 | 91.1699 | 91.1699 | 91.1699 | 91.1699 | 91.1699 | 91.1699 | 91.1699
CDP14 | NSW | N5 | South West NSW | Wind | 0 | 0 | 7.28e-06 | 460.3977 | 460.3977 | 460.3977 | 460.3977 | 460.3977 | 460.3977 | 460.3977 | 460.3977 | 460.3977 | 460.3977 | 460.3977 | 460.3977 | 460.3977 | 460.3977 | 460.3977 | 460.3977 | 460.3977 | 460.3977 | 460.3977 | 460.3977 | 460.3977 | 460.3977 | 460.3977 | 460.3977 | 460.3977
CDP14 | NSW | N6 | Wagga Wagga | Wind | 0 | 0 | 0 | 0 | 0 | 0 | 0 | 0 | 0 | 0 | 0 | 0 | 0 | 0 | 0 | 0 | 0 | 0 | 0 | 0 | 0 | 0 | 0 | 0 | 0 | 0 | 0 | 0
CDP14 | NSW | N7 | Tumut | Wind | 0 | 40.02 | 270.48 | 270.48 | 270.48 | 270.48 | 270.48 | 270.48 | 270.48 | 270.48 | 270.48 | 270.48 | 270.48 | 270.48 | 270.48 | 270.48 | 270.48 | 270.48 | 270.48 | 270.48 | 270.48 | 270.48 | 270.48 | 270.48 | 270.48 | 270.48 | 270.48 | 270.48
CDP14 | NSW | N8 | Cooma-Monaro | Wind | 113.18 | 113.18 | 413.18 | 446.739 | 446.739 | 446.739 | 446.739 | 446.739 | 446.739 | 446.739 | 446.739 | 446.739 | 446.739 | 446.739 | 446.739 | 446.739 | 375.6583 | 375.6583 | 375.6583 | 375.6583 | 375.6583 | 377.4516 | 383.4166 | 387.322 | 398.1543 | 403.6854 | 403.6854 | 403.6854
CDP14 | NSW | N9 | Hunter-Central Coast | Wind | 0 | 0 | 400 | 544.1716 | 544.1716 | 544.1716 | 544.1716 | 544.1716 | 544.1716 | 544.1716 | 544.1716 | 544.1716 | 544.1716 | 544.1716 | 544.1716 | 544.1716 | 544.1717 | 544.1717 | 544.1717 | 544.1717 | 544.1717 | 544.1717 | 544.1717 | 544.1717 | 852.4073 | 1008.7974 | 1008.7974 | 1008.7974
CDP14 | NSW | N12 | Illawarra | Wind | 0 | 0 | 0 | 0 | 0 | 0 | 0 | 0 | 0 | 0 | 0 | 0 | 0 | 0 | 0 | 0 | 0 | 0 | 0 | 0 | 0 | 0 | 0 | 0 | 0 | 0 | 0 | 0
CDP14 | VIC | V0 | VIC Non-REZ | Wind | 0 | 0 | 3.42e-06 | 1.305e-05 | 2.36e-05 | 2.36e-05 | 2.36e-05 | 2.36e-05 | 2.36e-05 | 2.36e-05 | 2.505e-05 | 2.505e-05 | 2.505e-05 | 2.505e-05 | 2.505e-05 | 2.505e-05 | 2.505e-05 | 2.505e-05 | 2.505e-05 | 2.677e-05 | 3.084e-05 | 3.208e-05 | 3.208e-05 | 3.208e-05 | 3.208e-05 | 5.542e-05 | 5.542e-05 | 5.542e-05
CDP14 | VIC | V1 | Ovens Murray | Wind | 0 | 0 | 0 | 0 | 0 | 0 | 0 | 0 | 0 | 0 | 0 | 0 | 0 | 0 | 0 | 0 | 0 | 0 | 0 | 0 | 0 | 0 | 0 | 0 | 0 | 0 | 0 | 0
CDP14 | VIC | V2 | Murray River | Wind | 0 | 0 | 0 | 0 | 0 | 0 | 0 | 0 | 0 | 0 | 0 | 0 | 0 | 0 | 0 | 0 | 0 | 0 | 0 | 0 | 0 | 0 | 0 | 0 | 0 | 0 | 0 | 0
CDP14 | VIC | V3 | Western Victoria | Wind | 1934.5 | 1934.5 | 1934.5 | 1934.5 | 2634.5 | 2634.5 | 2634.5 | 2634.5 | 2634.5 | 2582 | 2390 | 2390 | 2390 | 2390 | 2390 | 2390 | 2390 | 2390 | 2358.95 | 2227.75 | 1915.75 | 1915.75 | 1915.75 | 1675.75 | 1647.05 | 1733.4057 | 1653.4557 | 1653.4557
CDP14 | VIC | V4 | South West Victoria | Wind | 2438.67 | 3283.23 | 3300.39 | 3300.39 | 3300.3904 | 3300.3904 | 3300.3904 | 3300.3904 | 3300.3904 | 3300.3904 | 3300.3904 | 3300.3904 | 3300.3904 | 3237.3904 | 2817.3904 | 2817.3904 | 2635.6904 | 2635.6904 | 2616.1904 | 2430.1904 | 2430.1904 | 1583.2004 | 1583.2004 | 1425.7005 | 2141.5724 | 2744.2687 | 2693.7624 | 2693.7624
CDP14 | VIC | V5 | Gippsland | Wind | 0 | 0 | 4.41e-06 | 2.625e-05 | 655.1337 | 1078.1504 | 1078.1504 | 1078.1504 | 1078.1504 | 1078.1504 | 1078.1504 | 1078.1504 | 1078.1504 | 1078.1504 | 1078.1504 | 1078.1504 | 1078.1504 | 1078.1504 | 1078.1504 | 1078.1504 | 1078.1504 | 1078.1504 | 1078.1504 | 1078.1504 | 1078.1504 | 1078.1504 | 1078.1504 | 1078.1504
CDP14 | VIC | V6 | Central North VIC | Wind | 0 | 0 | 3.85e-06 | 9.05e-06 | 2.21e-05 | 2.62e-05 | 2.62e-05 | 2.62e-05 | 2.62e-05 | 2.62e-05 | 2.727e-05 | 2.858e-05 | 2.858e-05 | 2.858e-05 | 2.858e-05 | 2.858e-05 | 2.858e-05 | 2.858e-05 | 2.858e-05 | 2.961e-05 | 2.961e-05 | 2.961e-05 | 2.961e-05 | 2.961e-05 | 3.323e-05 | 3.424e-05 | 3.424e-05 | 3.424e-05
CDP14 | SA | S1 | South East SA | Wind | 324.5 | 324.5 | 324.5 | 324.5 | 902.3918 | 902.3918 | 902.3918 | 902.3918 | 902.3918 | 902.3918 | 902.3918 | 775.8918 | 775.8918 | 775.8918 | 616.8918 | 616.8918 | 577.8918 | 577.8918 | 577.8918 | 577.8918 | 577.8918 | 577.8918 | 577.8918 | 577.8918 | 577.8918 | 794.3122 | 794.3122 | 794.3122
CDP14 | SA | S2 | Riverland | Wind | 0 | 0 | 0 | 0 | 0 | 0 | 0 | 0 | 0 | 0 | 0 | 0 | 0 | 0 | 0 | 0 | 0 | 0 | 0 | 0 | 0 | 0 | 0 | 0 | 0 | 0 | 0 | 0
CDP14 | SA | S3 | Mid-North SA | Wind | 1591.41 | 1731.6 | 1731.6 | 1731.6001 | 2190.7688 | 2190.7688 | 2190.7688 | 2190.7688 | 2190.7688 | 2092.0688 | 2245.2908 | 2173.8908 | 1989.4108 | 1989.4108 | 1989.4108 | 1662.7108 | 2200.2782 | 2200.2782 | 2238.7566 | 2024.8966 | 2024.8966 | 1905.6601 | 2034.0808 | 2530.9293 | 2949.4709 | 2753.7809 | 2753.7809 | 2753.7809
CDP14 | SA | S4 | Yorke Peninsula | Wind | 90.75 | 90.75 | 90.75 | 106.2581 | 125.8534 | 70.255 | 70.255 | 70.255 | 70.255 | 70.255 | 70.255 | 70.255 | 70.255 | 70.255 | 110.5664 | 110.5664 | 110.5664 | 110.5664 | 110.5664 | 110.5664 | 110.5664 | 110.733 | 111.0828 | 111.0828 | 111.0828 | 112.2381 | 112.2381 | 112.353
CDP14 | SA | S5 | Northern SA | Wind | 416.5 | 416.5 | 416.5 | 416.5 | 416.5 | 416.5 | 416.5 | 416.5 | 416.5 | 416.5 | 416.5 | 416.5 | 416.5 | 416.5 | 416.5 | 416.5 | 416.5 | 416.5 | 416.5 | 416.5 | 416.5 | 210 | 210 | 210 | 210 | 210 | 210 | 210
CDP14 | SA | S6 | Leigh Creek | Wind | 0 | 0 | 0 | 0 | 0 | 0 | 0 | 0 | 0 | 0 | 0 | 0 | 0 | 0 | 0 | 0 | 0 | 0 | 0 | 0 | 0 | 0 | 0 | 0 | 0 | 0 | 0 | 0
CDP14 | SA | S7 | Roxby Downs | Wind | 0 | 0 | 0 | 0 | 0 | 0 | 0 | 0 | 0 | 0 | 0 | 0 | 0 | 0 | 0 | 0 | 0 | 0 | 0 | 0 | 0 | 0 | 0 | 0 | 0 | 0 | 0 | 0
CDP14 | SA | S8 | Eastern Eyre Peninsula | Wind | 134.28 | 134.28 | 134.28 | 134.28 | 134.2801 | 134.2805 | 72.2805 | 72.2805 | 72.2805 | 72.2805 | 72.2805 | 0.00051384 | 0.00051384 | 0.00051384 | 119.2729 | 119.2729 | 119.2729 | 119.2729 | 119.2729 | 119.2729 | 119.2729 | 232.1436 | 330.6896 | 332.5555 | 332.5555 | 332.5555 | 332.5555 | 332.5555
CDP14 | SA | S9 | Western Eyre Peninsula | Wind | 0 | 0 | 0 | 0 | 0 | 0 | 0 | 0 | 0 | 0 | 0 | 0 | 0 | 0 | 0 | 0 | 0 | 0 | 0 | 0 | 0 | 0 | 0 | 0 | 0 | 0 | 0 | 0
CDP14 | TAS | T1 | North East Tasmania | Wind | 168 | 168 | 168 | 223.5109 | 420.012 | 420.012 | 420.012 | 420.012 | 420.012 | 420.012 | 420.012 | 521.9005 | 522.7681 | 522.7681 | 522.7681 | 522.7681 | 522.7681 | 522.7681 | 522.7681 | 522.7681 | 522.7681 | 522.7681 | 522.7681 | 522.7681 | 522.7681 | 522.7681 | 354.7681 | 354.7681
CDP14 | TAS | T2 | North West Tasmania | Wind | 251.35 | 251.35 | 251.35 | 251.3507 | 259.0635 | 259.0635 | 259.0635 | 259.0635 | 259.0635 | 259.0635 | 259.0635 | 259.0635 | 259.0635 | 259.0635 | 259.0635 | 259.0635 | 259.0635 | 259.0635 | 259.0635 | 259.0635 | 259.0635 | 259.0635 | 259.0635 | 259.0635 | 259.0635 | 259.0635 | 119.3135 | 119.3135
CDP14 | TAS | T3 | Tasmania Midlands | Wind | 144 | 144 | 602.2959 | 733.7702 | 796.93 | 865.3189 | 931.3749 | 1012.3192 | 1234.5543 | 1234.5543 | 1437.271 | 1485.0576 | 1491.7718 | 1623.859 | 1697.6473 | 1697.6473 | 1697.6473 | 1697.6473 | 1697.6473 | 1697.6473 | 1553.6473 | 1553.6473 | 1553.6473 | 1553.6473 | 1553.6473 | 1553.6473 | 1553.6473 | 1553.6473
CDP14 | NSW | N10 | Hunter Coast | Offshore Wind | 0 | 0 | 0 | 0 | 0 | 0 | 0 | 0 | 0 | 0 | 0 | 0 | 0 | 0 | 0 | 0 | 0 | 0 | 0 | 0 | 0 | 0 | 0 | 0 | 0 | 0 | 0 | 0
CDP14 | NSW | N11 | Illawarra Coast | Offshore Wind | 0 | 0 | 0 | 0 | 0 | 0 | 0 | 0 | 0 | 0 | 0 | 0 | 0 | 0 | 0 | 0 | 0 | 0 | 0 | 0 | 0 | 0 | 0 | 0 | 0 | 0 | 0 | 0
CDP14 | VIC | V7 | Gippsland Coast | Offshore Wind | 0 | 0 | 0 | 0 | 0 | 0 | 1000 | 2000 | 2666.6667 | 2666.6667 | 3333.3333 | 4300.7839 | 5219.9999 | 6219.9999 | 7220 | 8220 | 8220 | 8220 | 8220 | 8220 | 8220 | 8220 | 8220 | 8220 | 8220 | 8220 | 8220 | 8220
CDP14 | VIC | V8 | Portland Coast | Offshore Wind | 0 | 0 | 0 | 0 | 0 | 0 | 0 | 0 | 0 | 666.6667 | 666.6667 | 699.216 | 780 | 780 | 780 | 780 | 780 | 780 | 780 | 780 | 780 | 780 | 780 | 780 | 780 | 780 | 780 | 780
CDP14 | SA | S10 | South East SA Coast | Offshore Wind | 0 | 0 | 0 | 0 | 0 | 0 | 0 | 0 | 0 | 0 | 0 | 0 | 0 | 0 | 0 | 0 | 0 | 0 | 0 | 0 | 0 | 0 | 0 | 0 | 0 | 0 | 0 | 0
CDP14 | TAS | T4 | North West Tasmania Coast | Offshore Wind | 0 | 0 | 0 | 0 | 0 | 0 | 0 | 0 | 0 | 0 | 0 | 0 | 0 | 0 | 0 | 0 | 0 | 0 | 0 | 0 | 0 | 0 | 0 | 0 | 0 | 0 | 0 | 0
CDP14 | TAS | T5 | North East Tasmania Coast | Offshore Wind | 0 | 0 | 0 | 0 | 0 | 0 | 0 | 0 | 0 | 0 | 0 | 0 | 0 | 0 | 0 | 0 | 0 | 0 | 0 | 0 | 0 | 0 | 0 | 0 | 0 | 0 | 0 | 0
CDP15 | QLD | Q1 | Far North QLD | Solar | 0 | 0 | 0 | 0 | 0 | 0 | 0 | 0 | 0 | 0 | 0 | 0 | 0 | 0 | 0 | 0 | 0 | 0 | 0 | 0 | 0 | 0 | 0 | 0 | 0 | 0 | 0 | 0
CDP15 | QLD | Q2 | North Qld Clean Energy Hub | Solar | 84.47 | 84.47 | 84.47 | 84.47 | 84.47 | 84.47 | 84.47 | 84.47 | 84.47 | 84.47 | 84.47 | 84.4701 | 84.4701 | 35.9701 | 35.9701 | 35.9701 | 35.9702 | 215.7217 | 291.902 | 291.902 | 343.131 | 343.131 | 328.131 | 328.131 | 307.161 | 584.2983 | 584.2983 | 584.2983
CDP15 | QLD | Q3 | Northern Qld | Solar | 437.13 | 437.13 | 437.13 | 437.13 | 437.13 | 437.13 | 437.13 | 437.13 | 437.13 | 437.13 | 437.13 | 437.13 | 437.13 | 437.13 | 437.13 | 437.13 | 437.13 | 437.13 | 315.97 | 200.01 | 200.01 | 200.01 | 200.01 | 100.03 | 100.03 | 100.03 | 0 | 0
CDP15 | QLD | Q4 | Isaac | Solar | 620.45 | 620.45 | 620.45 | 620.45 | 620.45 | 620.45 | 620.45 | 620.45 | 620.4501 | 620.4501 | 620.4502 | 620.4505 | 620.4505 | 620.4505 | 620.4505 | 620.4505 | 620.4506 | 1066.674 | 1066.674 | 1066.674 | 1024.174 | 1024.174 | 1024.174 | 1024.174 | 634.8179 | 1343.3034 | 1317.3034 | 1317.3034
CDP15 | QLD | Q5 | Barcaldine | Solar | 14 | 14 | 14 | 86.6316 | 86.6316 | 86.6316 | 86.6316 | 86.6316 | 86.6316 | 89.3042 | 89.3042 | 89.3042 | 89.3042 | 89.3042 | 89.3042 | 89.3042 | 91.6506 | 91.6506 | 91.6506 | 77.6506 | 77.6506 | 77.6506 | 77.6506 | 77.6506 | 77.6506 | 77.6506 | 77.6506 | 77.6506
CDP15 | QLD | Q6 | Fitzroy | Solar | 81.72 | 81.72 | 81.72 | 81.72 | 81.72 | 81.72 | 81.72 | 81.72 | 81.72 | 81.7201 | 81.7201 | 81.7201 | 81.7201 | 81.7201 | 81.7201 | 81.7201 | 81.7202 | 81.7202 | 81.7203 | 81.7207 | 81.7207 | 81.7209 | 81.7209 | 269.0083 | 1767.4082 | 2186.9924 | 2873.2601 | 3509.3606
CDP15 | QLD | Q7 | Wide Bay | Solar | 306.83 | 366.83 | 468.23 | 468.23 | 468.23 | 468.23 | 468.23 | 468.23 | 468.2301 | 1958.7047 | 2446.3484 | 2506.8299 | 2506.8299 | 2506.8299 | 2506.8299 | 2506.8299 | 2506.8299 | 2506.8299 | 2506.8299 | 2506.83 | 2506.83 | 2506.83 | 2506.83 | 2506.83 | 2506.83 | 2375.95 | 2375.95 | 2375.95
CDP15 | QLD | Q8 | Darling Downs | Solar | 1484.68 | 1484.12 | 1483.56 | 1483.02 | 1482.46 | 1481.91 | 1481.34 | 1480.78 | 1737.4062 | 2517.0822 | 2517.0822 | 3380.7381 | 3270.7381 | 3270.7381 | 3270.7381 | 3270.7381 | 3270.7381 | 3270.7381 | 4467.2322 | 4592.6909 | 4489.7309 | 5087.9049 | 4743.5868 | 5199.4567 | 5172.1567 | 6858.5706 | 6858.5706 | 6738.6906
CDP15 | QLD | Q9 | Banana | Solar | 0 | 0 | 0 | 0 | 0 | 0 | 0 | 0 | 0 | 0 | 0 | 0 | 0 | 0 | 0 | 0 | 0 | 0 | 0 | 0 | 0 | 0 | 0 | 0 | 0 | 0 | 0 | 0
CDP15 | NSW | N0 | NSW Non-REZ | Solar | 0 | 0 | 0 | 0 | 0 | 0 | 0 | 0 | 0 | 0 | 0 | 0 | 0 | 0 | 0 | 0 | 0 | 0 | 0 | 0 | 0 | 0 | 0 | 0 | 0 | 0 | 0 | 0
CDP15 | NSW | N1 | North West NSW | Solar | 166 | 166 | 202.324 | 202.324 | 202.324 | 202.324 | 202.324 | 202.324 | 202.324 | 202.324 | 202.324 | 202.324 | 202.324 | 202.324 | 202.324 | 202.324 | 202.324 | 202.324 | 202.324 | 202.324 | 202.324 | 202.324 | 177.441 | 197.4912 | 197.4912 | 200.4796 | 216.9679 | 216.9679
CDP15 | NSW | N2 | New England | Solar | 535.02 | 855.02 | 1120.66 | 1120.66 | 1120.66 | 1172.7994 | 1172.7994 | 1172.7994 | 1172.7994 | 1172.7994 | 1660.3241 | 1660.3241 | 1660.3241 | 1660.3241 | 1660.3241 | 1660.3241 | 1660.3241 | 2831.8422 | 3136.9256 | 4085.66 | 4085.66 | 4085.66 | 4085.66 | 4085.66 | 4085.66 | 4085.66 | 4085.66 | 4085.66
CDP15 | NSW | N3 | Central-West Orana | Solar | 1495.99 | 1495.99 | 1984.6955 | 1984.6955 | 2963.0252 | 3229.928 | 3229.928 | 3229.928 | 3229.928 | 3229.928 | 3467.5267 | 3467.5267 | 3467.5267 | 3467.5267 | 3467.5267 | 3467.5267 | 3467.5267 | 3467.5267 | 3365.5067 | 4057.4888 | 4057.4888 | 4021.4788 | 4021.4788 | 5480.7607 | 5714.7762 | 7239.63 | 7169.88 | 7000
CDP15 | NSW | N4 | Broken Hill | Solar | 53 | 53 | 265.0142 | 265.0142 | 265.0142 | 265.0142 | 265.0142 | 265.0142 | 265.0142 | 265.0142 | 265.0142 | 265.0142 | 265.0142 | 265.0142 | 265.0142 | 265.0142 | 265.0142 | 265.0142 | 265.0142 | 250.0528 | 340.4392 | 340.4392 | 340.4392 | 340.4392 | 340.4392 | 340.4392 | 340.4392 | 340.4392
CDP15 | NSW | N5 | South West NSW | Solar | 1121.32 | 1121.32 | 1251.7035 | 1810.9858 | 1810.9858 | 1811.8858 | 1810.9858 | 1810.9858 | 1810.9858 | 1810.9858 | 1810.9858 | 1810.9858 | 1810.9858 | 1810.9858 | 1660.9558 | 1660.9558 | 1660.9558 | 1660.9558 | 1660.9558 | 2077.5797 | 2932.575 | 2932.575 | 2847.575 | 2847.575 | 3142.29 | 2809.95 | 2560.96 | 2530.96
CDP15 | NSW | N6 | Wagga Wagga | Solar | 456.22 | 816.1 | 816.1 | 816.1 | 816.1 | 816.1 | 816.1 | 816.1 | 816.1 | 816.1 | 816.1 | 816.1 | 816.1 | 816.1 | 816.1 | 816.1 | 816.1 | 816.1 | 816.1 | 816.1 | 816.1 | 816.1 | 816.1 | 816.1 | 816.1 | 816.1 | 289.88 | 289.88
CDP15 | NSW | N7 | Tumut | Solar | 0 | 0 | 0 | 0 | 0 | 0 | 0 | 0 | 0 | 0 | 0 | 0 | 0 | 0 | 0 | 0 | 0 | 0 | 0 | 0 | 0 | 0 | 0 | 0 | 0 | 0 | 0 | 0
CDP15 | NSW | N8 | Cooma-Monaro | Solar | 0 | 0 | 0 | 0 | 0 | 0 | 0 | 0 | 0 | 0 | 0 | 0 | 0 | 0 | 0 | 0 | 0 | 0 | 0 | 0 | 0 | 0 | 0 | 0 | 0 | 0 | 0 | 0
CDP15 | NSW | N9 | Hunter-Central Coast | Solar | 0 | 0 | 516 | 516 | 516 | 516 | 516 | 516 | 516 | 516 | 516 | 516 | 516 | 516 | 516 | 516 | 516 | 516 | 516 | 516 | 516 | 516 | 516 | 516 | 516 | 516 | 516 | 516
CDP15 | NSW | N12 | Illawarra | Solar | 0 | 0 | 0 | 0 | 0 | 0 | 0 | 0 | 0 | 0 | 0 | 0 | 0 | 0 | 0 | 0 | 0 | 0 | 0 | 0 | 0 | 0 | 0 | 0 | 0 | 0 | 0 | 0
CDP15 | VIC | V0 | VIC Non-REZ | Solar | 0 | 0 | 0 | 0 | 0 | 0 | 0 | 0 | 0 | 0 | 0 | 0 | 0 | 0 | 0 | 0 | 0 | 0 | 0 | 0 | 0 | 0 | 0 | 0 | 0 | 0 | 0 | 0
CDP15 | VIC | V1 | Ovens Murray | Solar | 0 | 0 | 1.73e-06 | 3e-06 | 3e-06 | 1.254e-05 | 1.254e-05 | 1.413e-05 | 4.344e-05 | 4.344e-05 | 4.344e-05 | 4.344e-05 | 4.344e-05 | 4.344e-05 | 4.344e-05 | 4.449e-05 | 4.635e-05 | 4.745e-05 | 4.946e-05 | 7.911e-05 | 7.911e-05 | 8.045e-05 | 8.045e-05 | 8.045e-05 | 0.00010557 | 0.00010557 | 0.00010557 | 0.00010557
CDP15 | VIC | V2 | Murray River | Solar | 624.12 | 719.22 | 869.26 | 869.26 | 869.26 | 869.26 | 869.26 | 869.2601 | 869.2601 | 869.2601 | 869.2601 | 869.2601 | 869.2601 | 869.2601 | 869.2601 | 869.2601 | 869.2601 | 869.2601 | 869.2601 | 1633.3471 | 2443.4389 | 2416.2689 | 2416.2689 | 2416.2689 | 2383.8826 | 2007.9526 | 1926.9526 | 1926.9526
CDP15 | VIC | V3 | Western Victoria | Solar | 0 | 0 | 118.8 | 118.8 | 118.8 | 118.8 | 118.8 | 118.8 | 118.8 | 118.8 | 118.8 | 118.8 | 118.8 | 118.8 | 118.8 | 118.8 | 118.8 | 118.8 | 118.8 | 118.8 | 118.8 | 118.8 | 118.8 | 118.8 | 118.8 | 118.8 | 118.8 | 118.8
CDP15 | VIC | V4 | South West Victoria | Solar | 0 | 0 | 0 | 0 | 0 | 0 | 0 | 0 | 0 | 0 | 0 | 0 | 0 | 0 | 0 | 0 | 0 | 0 | 0 | 0 | 0 | 0 | 0 | 0 | 0 | 0 | 0 | 0
CDP15 | VIC | V5 | Gippsland | Solar | 0 | 77 | 160.28 | 160.28 | 160.28 | 160.28 | 160.28 | 160.28 | 160.28 | 160.28 | 160.28 | 160.28 | 160.28 | 160.28 | 160.28 | 160.28 | 160.28 | 160.28 | 160.28 | 160.28 | 160.28 | 160.28 | 160.28 | 160.28 | 160.28 | 160.28 | 160.28 | 160.28
CDP15 | VIC | V6 | Central North VIC | Solar | 547.75 | 547.75 | 547.75 | 547.75 | 547.75 | 547.75 | 547.75 | 547.75 | 547.75 | 547.75 | 547.75 | 547.75 | 547.75 | 547.75 | 547.75 | 547.75 | 547.75 | 547.75 | 547.75 | 547.75 | 447.8 | 447.8 | 447.8 | 447.8 | 447.8 | 447.8 | 447.8 | 252.79
CDP15 | SA | S1 | South East SA | Solar | 224.9 | 224.9 | 224.9 | 224.9 | 224.9 | 224.9 | 224.9 | 224.9 | 224.9 | 224.9 | 224.9 | 224.9 | 224.9 | 224.9 | 224.9 | 224.9 | 224.9 | 182 | 182 | 182 | 182 | 182 | 182 | 182 | 182 | 87 | 87 | 87
CDP15 | SA | S2 | Riverland | Solar | 55.19 | 55.19 | 55.19 | 55.19 | 55.19 | 55.1901 | 55.1901 | 49.0701 | 49.0701 | 49.0701 | 49.0701 | 49.0701 | 49.0701 | 49.0701 | 49.0701 | 49.0701 | 49.0701 | 37.3501 | 37.3501 | 613.1521 | 1226.2196 | 1218.8496 | 1218.8496 | 1218.8496 | 1218.8496 | 1218.8496 | 1218.8496 | 1218.8496
CDP15 | SA | S3 | Mid-North SA | Solar | 0 | 0 | 0 | 0 | 0 | 0 | 0 | 0 | 0 | 0 | 0 | 0 | 0 | 0 | 0 | 0 | 0 | 0 | 0 | 0 | 0 | 0 | 0 | 0 | 0 | 0 | 0 | 0
CDP15 | SA | S4 | Yorke Peninsula | Solar | 0 | 0 | 0 | 0 | 0 | 0 | 0 | 0 | 0 | 0 | 0 | 0 | 0 | 0 | 0 | 0 | 0 | 0 | 0 | 0 | 0 | 0 | 0 | 0 | 0 | 0 | 0 | 0
CDP15 | SA | S5 | Northern SA | Solar | 298.44 | 298.44 | 578.2 | 578.2 | 578.2 | 578.2 | 578.2 | 578.2 | 578.2 | 578.2 | 578.2 | 578.2 | 578.2 | 578.2 | 578.2 | 578.2 | 578.2001 | 578.2001 | 578.2001 | 578.2001 | 1289.5954 | 1289.5954 | 1289.5954 | 1210.3954 | 1210.3954 | 1210.3954 | 1210.3954 | 1210.3954
CDP15 | SA | S6 | Leigh Creek | Solar | 0 | 0 | 0 | 0 | 0 | 0 | 0 | 0 | 0 | 0 | 0 | 0 | 0 | 0 | 0 | 0 | 0 | 0 | 0 | 0 | 0 | 0 | 0 | 0 | 0 | 0 | 0 | 0
CDP15 | SA | S7 | Roxby Downs | Solar | 0 | 0 | 1.91e-06 | 1.678e-05 | 86.3691 | 86.3691 | 86.3691 | 86.3691 | 86.3691 | 86.3691 | 336.7444 | 336.7444 | 336.7444 | 336.7444 | 336.7444 | 336.7444 | 471.7858 | 471.7858 | 518.7994 | 518.7994 | 589.1912 | 589.1912 | 589.1912 | 589.1912 | 589.1912 | 589.1912 | 605.9209 | 605.9209
CDP15 | SA | S8 | Eastern Eyre Peninsula | Solar | 0 | 0 | 0 | 0 | 0 | 0 | 0 | 0 | 0 | 0 | 0 | 0 | 0 | 0 | 0 | 0 | 0 | 0 | 0 | 0 | 0 | 0 | 0 | 0 | 0 | 0 | 0 | 0
CDP15 | SA | S9 | Western Eyre Peninsula | Solar | 0 | 0 | 0 | 0 | 0 | 0 | 0 | 0 | 0 | 0 | 0 | 0 | 0 | 0 | 0 | 0 | 0 | 0 | 0 | 0 | 0 | 0 | 0 | 0 | 0 | 0 | 0 | 0
CDP15 | TAS | T1 | North East Tasmania | Solar | 0 | 0 | 0 | 0 | 0 | 0 | 0 | 0 | 0 | 0 | 0 | 0 | 0 | 0 | 0 | 0 | 0 | 0 | 0 | 0 | 0 | 0 | 0 | 0 | 0 | 0 | 0 | 0
CDP15 | TAS | T2 | North West Tasmania | Solar | 0 | 0 | 0 | 0 | 0 | 0 | 0 | 0 | 0 | 0 | 0 | 0 | 0 | 0 | 0 | 0 | 0 | 0 | 0 | 0 | 0 | 0 | 0 | 0 | 0 | 0 | 0 | 0
CDP15 | TAS | T3 | Tasmania Midlands | Solar | 0 | 0 | 0 | 0 | 0 | 0 | 0 | 0 | 0 | 0 | 0 | 0 | 0 | 0 | 0 | 0 | 0 | 0 | 0 | 0 | 0 | 0 | 0 | 0 | 0 | 0 | 0 | 0
CDP15 | QLD | Q1 | Far North QLD | Wind | 332.44 | 332.44 | 332.44 | 902.44 | 1024.0208 | 1024.0208 | 1024.0208 | 1024.0208 | 1024.0208 | 1025.6625 | 1025.6625 | 1043.3248 | 1043.3248 | 1043.3248 | 1043.3248 | 1043.3248 | 1043.3248 | 1043.3248 | 1043.3248 | 992.778 | 1142.657 | 1142.657 | 1142.657 | 1142.657 | 1023.7635 | 1029.3876 | 1029.3876 | 1029.3876
CDP15 | QLD | Q2 | North Qld Clean Energy Hub | Wind | 43.2 | 43.2 | 43.2 | 700.6321 | 908.1541 | 1493.1798 | 1493.1798 | 1493.1798 | 1493.1798 | 1655.5782 | 1655.5782 | 1729.5624 | 1925.7113 | 1925.7113 | 1925.7113 | 1925.7113 | 1925.7113 | 1925.7113 | 1925.7113 | 1955.154 | 2280.0264 | 2280.0264 | 2236.8264 | 2236.8264 | 2236.8264 | 2402.8662 | 2429.5204 | 2429.5204
CDP15 | QLD | Q3 | Northern Qld | Wind | 0 | 0 | 0 | 0 | 0 | 0 | 0 | 0 | 0 | 0 | 0 | 0 | 0 | 0 | 0 | 0 | 0 | 0 | 0 | 0 | 0 | 0 | 0 | 0 | 0 | 0 | 0 | 0
CDP15 | QLD | Q4 | Isaac | Wind | 300 | 439 | 439 | 439 | 533.7067 | 533.7067 | 533.7067 | 533.7067 | 533.7067 | 1241.8959 | 1241.8959 | 1241.8959 | 1290.6442 | 1290.6442 | 1290.6442 | 1290.6442 | 1290.6442 | 1290.6442 | 1290.6442 | 1290.6442 | 2061.6314 | 2061.6314 | 2061.6314 | 2061.6314 | 2061.6314 | 1888.2521 | 1888.2521 | 1888.2521
CDP15 | QLD | Q5 | Barcaldine | Wind | 0 | 0 | 1.4e-06 | 4.69e-06 | 1.883e-05 | 3.819e-05 | 3.819e-05 | 3.978e-05 | 3.978e-05 | 0.00029036 | 12.7264 | 12.7264 | 12.7264 | 12.7264 | 12.7264 | 12.7264 | 12.7264 | 12.7264 | 12.7264 | 99.3432 | 108.9296 | 108.9296 | 108.9296 | 108.9296 | 108.9296 | 109.9146 | 109.9146 | 109.9146
CDP15 | QLD | Q6 | Fitzroy | Wind | 0 | 0 | 1.54e-06 | 508.2265 | 900 | 900 | 900 | 900 | 900 | 900 | 900 | 900 | 900 | 900 | 900 | 900 | 900 | 900 | 900 | 900 | 900 | 900 | 900 | 900 | 900 | 900 | 900 | 900
CDP15 | QLD | Q7 | Wide Bay | Wind | 0 | 0 | 2.96e-06 | 9.92e-06 | 1.413e-05 | 1.413e-05 | 1.413e-05 | 1.643e-05 | 2.118e-05 | 5.439e-05 | 9.688e-05 | 0.00010397 | 183.0731 | 183.0731 | 183.0731 | 183.0731 | 183.0731 | 183.0731 | 183.0731 | 183.0731 | 183.0731 | 360.3906 | 360.3906 | 360.3906 | 1100 | 1100 | 1100 | 1100
CDP15 | QLD | Q8 | Darling Downs | Wind | 1788.35 | 1788.35 | 1788.35 | 3188.35 | 4142.3808 | 4142.3808 | 4142.3808 | 4142.3808 | 4142.3808 | 4142.3808 | 4944.9183 | 4944.9183 | 4944.9183 | 4944.9183 | 4944.9183 | 4944.9183 | 4944.9183 | 4944.9183 | 4944.9183 | 4944.9183 | 4504.9483 | 4504.9483 | 4504.9483 | 4504.9483 | 6948.38 | 6948.38 | 6948.38 | 6948.38
CDP15 | QLD | Q9 | Banana | Wind | 0 | 0 | 0 | 0 | 0 | 0 | 0 | 0 | 0 | 0 | 0 | 0 | 0 | 0 | 0 | 0 | 0 | 0 | 0 | 0 | 0 | 0 | 0 | 0 | 0 | 0 | 0 | 0
CDP15 | NSW | N0 | NSW Non-REZ | Wind | 0 | 0 | 0 | 0 | 0 | 0 | 0 | 0 | 0 | 0 | 0 | 0 | 0 | 0 | 0 | 0 | 0 | 0 | 0 | 0 | 0 | 0 | 0 | 0 | 0 | 0 | 0 | 0
CDP15 | NSW | N1 | North West NSW | Wind | 0 | 0 | 0 | 0 | 0 | 0 | 0 | 0 | 0 | 0 | 0 | 0 | 0 | 0 | 0 | 0 | 0 | 0 | 0 | 0 | 0 | 0 | 0 | 0 | 0 | 0 | 0 | 0
CDP15 | NSW | N2 | New England | Wind | 442.48 | 442.48 | 781.9871 | 815.907 | 815.907 | 3468.9643 | 3468.9643 | 3468.9643 | 3468.9643 | 3468.9643 | 4059.8659 | 4059.8659 | 4059.8659 | 4059.8659 | 3887.3859 | 3887.3859 | 4464.8975 | 6070.2678 | 6940.8397 | 7267.05 | 7267.05 | 7267.05 | 7267.05 | 7267.05 | 7400 | 7400 | 7400 | 7400
CDP15 | NSW | N3 | Central-West Orana | Wind | 258.73 | 396.73 | 838.9188 | 1458.5236 | 4368.9143 | 4368.9143 | 4368.9143 | 4368.9143 | 4368.9143 | 4368.9143 | 4368.9143 | 4368.9143 | 4368.9143 | 4368.9143 | 4368.9143 | 4368.9143 | 4368.9143 | 4368.9143 | 4368.9143 | 4368.9143 | 4368.9143 | 4368.9143 | 4368.9143 | 4368.9143 | 4368.9143 | 4743.8512 | 4743.8512 | 4743.8512
CDP15 | NSW | N4 | Broken Hill | Wind | 198.01 | 198.01 | 198.01 | 289.1799 | 289.1799 | 289.1799 | 289.1799 | 289.1799 | 289.1799 | 289.1799 | 289.1799 | 289.1799 | 289.1799 | 289.1799 | 289.1799 | 289.1799 | 289.1799 | 289.1799 | 289.1799 | 91.1699 | 91.1699 | 91.1699 | 91.1699 | 91.1699 | 91.1699 | 91.1699 | 91.1699 | 91.1699
CDP15 | NSW | N5 | South West NSW | Wind | 0 | 0 | 4.43e-06 | 459.9363 | 459.9363 | 459.9363 | 459.9363 | 459.9363 | 459.9363 | 459.9363 | 459.9363 | 459.9363 | 459.9363 | 459.9363 | 459.9363 | 459.9363 | 459.9363 | 459.9363 | 459.9363 | 459.9363 | 459.9363 | 459.9363 | 459.9363 | 459.9363 | 459.9363 | 459.9363 | 459.9363 | 459.9363
CDP15 | NSW | N6 | Wagga Wagga | Wind | 0 | 0 | 0 | 0 | 0 | 0 | 0 | 0 | 0 | 0 | 0 | 0 | 0 | 0 | 0 | 0 | 0 | 0 | 0 | 0 | 0 | 0 | 0 | 0 | 0 | 0 | 0 | 0
CDP15 | NSW | N7 | Tumut | Wind | 0 | 40.02 | 270.48 | 270.48 | 270.48 | 270.48 | 270.48 | 270.48 | 270.48 | 270.48 | 270.48 | 270.48 | 270.48 | 270.48 | 270.48 | 270.48 | 270.48 | 270.48 | 270.48 | 270.48 | 270.48 | 270.48 | 270.48 | 270.48 | 270.48 | 270.48 | 270.48 | 270.48
CDP15 | NSW | N8 | Cooma-Monaro | Wind | 113.18 | 113.18 | 413.18 | 446.7387 | 446.7387 | 446.7387 | 446.7387 | 446.7387 | 446.7387 | 446.7387 | 446.7387 | 446.7387 | 446.7387 | 446.7387 | 446.7387 | 446.7387 | 374.4275 | 374.4275 | 374.4275 | 374.4275 | 374.4275 | 378.3232 | 383.0674 | 387.3163 | 398.9647 | 403.6898 | 403.6898 | 403.6898
CDP15 | NSW | N9 | Hunter-Central Coast | Wind | 0 | 0 | 400 | 544.4616 | 544.4616 | 544.4616 | 544.4616 | 544.4616 | 544.4616 | 544.4616 | 544.4616 | 544.4616 | 544.4616 | 544.4616 | 544.4616 | 544.4616 | 544.4617 | 544.4617 | 544.4617 | 544.4617 | 546.0556 | 546.0556 | 546.0556 | 546.0556 | 835.6255 | 1008.791 | 1008.791 | 1008.791
CDP15 | NSW | N12 | Illawarra | Wind | 0 | 0 | 0 | 0 | 0 | 0 | 0 | 0 | 0 | 0 | 0 | 0 | 0 | 0 | 0 | 0 | 0 | 0 | 0 | 0 | 0 | 0 | 0 | 0 | 0 | 0 | 0 | 0
CDP15 | VIC | V0 | VIC Non-REZ | Wind | 0 | 0 | 1.19e-06 | 7.16e-06 | 1.419e-05 | 1.419e-05 | 1.419e-05 | 1.551e-05 | 1.996e-05 | 1.996e-05 | 2.535e-05 | 2.535e-05 | 2.535e-05 | 2.535e-05 | 2.535e-05 | 2.535e-05 | 2.535e-05 | 2.535e-05 | 2.535e-05 | 2.535e-05 | 2.738e-05 | 2.84e-05 | 2.84e-05 | 2.84e-05 | 2.952e-05 | 5.086e-05 | 5.086e-05 | 5.086e-05
CDP15 | VIC | V1 | Ovens Murray | Wind | 0 | 0 | 0 | 0 | 0 | 0 | 0 | 0 | 0 | 0 | 0 | 0 | 0 | 0 | 0 | 0 | 0 | 0 | 0 | 0 | 0 | 0 | 0 | 0 | 0 | 0 | 0 | 0
CDP15 | VIC | V2 | Murray River | Wind | 0 | 0 | 0 | 0 | 0 | 0 | 0 | 0 | 0 | 0 | 0 | 0 | 0 | 0 | 0 | 0 | 0 | 0 | 0 | 0 | 0 | 0 | 0 | 0 | 0 | 0 | 0 | 0
CDP15 | VIC | V3 | Western Victoria | Wind | 1934.5 | 1934.5 | 1934.5 | 1934.5 | 2634.5 | 2634.5 | 2634.5 | 2634.5 | 2634.5 | 2582 | 2390 | 2390 | 2390 | 2390 | 2390 | 2390 | 2390 | 2390 | 2358.95 | 2227.75 | 1915.75 | 1915.75 | 1915.75 | 1675.75 | 1647.05 | 1732.2795 | 1652.3295 | 1652.3295
CDP15 | VIC | V4 | South West Victoria | Wind | 2438.67 | 3283.23 | 3300.39 | 3300.39 | 3300.3903 | 3300.3903 | 3300.3903 | 3300.3903 | 3300.3903 | 3300.3903 | 3300.3903 | 3300.3903 | 3300.3903 | 3237.3903 | 2817.3903 | 2817.3903 | 2635.6903 | 2635.6903 | 2616.1903 | 2430.1903 | 2430.1903 | 1583.2003 | 1583.2003 | 1425.7003 | 2171.4313 | 2760.2615 | 2687.7908 | 2687.7908
CDP15 | VIC | V5 | Gippsland | Wind | 0 | 0 | 2.68e-06 | 1.587e-05 | 658.9963 | 1078.6396 | 1078.6396 | 1078.6396 | 1078.6396 | 1078.6396 | 1078.6396 | 1078.6396 | 1078.6396 | 1078.6396 | 1078.6396 | 1078.6396 | 1078.6396 | 1078.6396 | 1078.6396 | 1078.6396 | 1078.6396 | 1078.6396 | 1078.6396 | 1078.6396 | 1078.6396 | 1078.6396 | 1078.6396 | 1078.6396
CDP15 | VIC | V6 | Central North VIC | Wind | 0 | 0 | 2.35e-06 | 5.44e-06 | 1.326e-05 | 1.492e-05 | 1.492e-05 | 1.492e-05 | 1.933e-05 | 1.933e-05 | 3.026e-05 | 3.026e-05 | 3.026e-05 | 3.026e-05 | 3.026e-05 | 3.026e-05 | 3.026e-05 | 3.026e-05 | 3.026e-05 | 3.026e-05 | 3.026e-05 | 3.026e-05 | 3.026e-05 | 3.026e-05 | 3.374e-05 | 3.374e-05 | 3.374e-05 | 3.374e-05
CDP15 | SA | S1 | South East SA | Wind | 324.5 | 324.5 | 324.5 | 324.5 | 898.8674 | 898.8674 | 898.8674 | 898.8674 | 898.8674 | 898.8674 | 898.8674 | 772.3674 | 772.3674 | 772.3674 | 613.3674 | 613.3674 | 574.3674 | 574.3674 | 574.3674 | 574.3674 | 574.3674 | 574.3674 | 574.3674 | 574.3674 | 574.3674 | 800 | 800 | 800
CDP15 | SA | S2 | Riverland | Wind | 0 | 0 | 0 | 0 | 0 | 0 | 0 | 0 | 0 | 0 | 0 | 0 | 0 | 0 | 0 | 0 | 0 | 0 | 0 | 0 | 0 | 0 | 0 | 0 | 0 | 0 | 0 | 0
CDP15 | SA | S3 | Mid-North SA | Wind | 1591.41 | 1731.6 | 1731.6 | 1731.6001 | 2189.4152 | 2189.4152 | 2189.4152 | 2189.4152 | 2189.4152 | 2098.689 | 2270.8085 | 2199.4085 | 2014.9285 | 2014.9285 | 2014.9285 | 1688.2285 | 2241.0444 | 2241.0444 | 2250.3201 | 2036.4601 | 2036.4601 | 1905.6601 | 2035.2547 | 2538.6211 | 2953.6236 | 2757.9336 | 2757.9336 | 2757.9336
CDP15 | SA | S4 | Yorke Peninsula | Wind | 90.75 | 90.75 | 90.75 | 106.121 | 125.7369 | 72.7912 | 72.7912 | 72.7912 | 72.7912 | 72.7912 | 72.7912 | 72.7912 | 72.7912 | 72.7912 | 110.5877 | 110.5877 | 110.5877 | 110.5877 | 110.5877 | 110.5877 | 110.5877 | 110.7329 | 111.0833 | 111.0833 | 111.0833 | 112.2578 | 112.2578 | 112.3536
CDP15 | SA | S5 | Northern SA | Wind | 416.5 | 416.5 | 416.5 | 416.5 | 416.5 | 416.5 | 416.5 | 416.5 | 416.5 | 416.5 | 416.5 | 416.5 | 416.5 | 416.5 | 416.5 | 416.5 | 416.5 | 416.5 | 416.5 | 416.5 | 416.5 | 210 | 210 | 210 | 210 | 210 | 210 | 210
CDP15 | SA | S6 | Leigh Creek | Wind | 0 | 0 | 0 | 0 | 0 | 0 | 0 | 0 | 0 | 0 | 0 | 0 | 0 | 0 | 0 | 0 | 0 | 0 | 0 | 0 | 0 | 0 | 0 | 0 | 0 | 0 | 0 | 0
CDP15 | SA | S7 | Roxby Downs | Wind | 0 | 0 | 0 | 0 | 0 | 0 | 0 | 0 | 0 | 0 | 0 | 0 | 0 | 0 | 0 | 0 | 0 | 0 | 0 | 0 | 0 | 0 | 0 | 0 | 0 | 0 | 0 | 0
CDP15 | SA | S8 | Eastern Eyre Peninsula | Wind | 134.28 | 134.28 | 134.28 | 134.28 | 134.2801 | 134.2803 | 72.2803 | 72.2803 | 72.2803 | 72.2803 | 72.2803 | 0.00030849 | 0.00030849 | 0.00030849 | 85.3079 | 85.3079 | 85.3079 | 85.3079 | 85.3079 | 85.3079 | 85.3079 | 238.4725 | 330.6893 | 332.5606 | 332.5606 | 332.5606 | 332.5606 | 332.5606
CDP15 | SA | S9 | Western Eyre Peninsula | Wind | 0 | 0 | 0 | 0 | 0 | 0 | 0 | 0 | 0 | 0 | 0 | 0 | 0 | 0 | 0 | 0 | 0 | 0 | 0 | 0 | 0 | 0 | 0 | 0 | 0 | 0 | 0 | 0
CDP15 | TAS | T1 | North East Tasmania | Wind | 168 | 168 | 168 | 223.5114 | 463.8412 | 463.8412 | 463.8412 | 463.8412 | 463.8412 | 463.8412 | 463.8412 | 463.8412 | 463.8412 | 467.5559 | 467.5559 | 467.5559 | 467.5559 | 467.5559 | 467.5559 | 467.5559 | 467.5559 | 467.5559 | 467.5559 | 467.5559 | 467.5559 | 467.5559 | 299.5559 | 299.5559
CDP15 | TAS | T2 | North West Tasmania | Wind | 251.35 | 251.35 | 251.35 | 251.3504 | 261.3978 | 361.195 | 437.5152 | 437.5152 | 437.5152 | 437.5152 | 437.5152 | 437.5152 | 437.5152 | 437.5152 | 437.5152 | 437.5152 | 437.5152 | 437.5152 | 437.5152 | 437.5152 | 437.5152 | 437.5152 | 437.5152 | 437.5152 | 437.5152 | 437.5152 | 297.7652 | 297.7652
CDP15 | TAS | T3 | Tasmania Midlands | Wind | 144 | 144 | 602.2959 | 733.7699 | 747.9816 | 747.9816 | 747.9816 | 819.6694 | 1031.0055 | 1031.0055 | 1220.2985 | 1359.4072 | 1369.4296 | 1500.5434 | 1579.4741 | 1579.4741 | 1579.4741 | 1579.4741 | 1579.4741 | 1579.4741 | 1435.4741 | 1435.4741 | 1435.4741 | 1435.4741 | 1435.4741 | 1435.4741 | 1435.4741 | 1435.4741
CDP15 | NSW | N10 | Hunter Coast | Offshore Wind | 0 | 0 | 0 | 0 | 0 | 0 | 0 | 0 | 0 | 0 | 0 | 0 | 0 | 0 | 0 | 0 | 0 | 0 | 0 | 0 | 0 | 0 | 0 | 0 | 0 | 0 | 0 | 0
CDP15 | NSW | N11 | Illawarra Coast | Offshore Wind | 0 | 0 | 0 | 0 | 0 | 0 | 0 | 0 | 0 | 0 | 0 | 0 | 0 | 0 | 0 | 0 | 0 | 0 | 0 | 0 | 0 | 0 | 0 | 0 | 0 | 0 | 0 | 0
CDP15 | VIC | V7 | Gippsland Coast | Offshore Wind | 0 | 0 | 0 | 0 | 0 | 0 | 1000 | 2000 | 2666.6666 | 2666.6666 | 3333.3333 | 4297.2897 | 5219.9999 | 6219.9998 | 7220 | 8220 | 8220 | 8220 | 8220 | 8220 | 8220 | 8220 | 8220 | 8220 | 8220 | 8220 | 8220 | 8220
CDP15 | VIC | V8 | Portland Coast | Offshore Wind | 0 | 0 | 0 | 0 | 0 | 0 | 0 | 0 | 0 | 666.6666 | 666.6666 | 702.7102 | 780 | 780 | 780 | 780 | 780 | 780 | 780 | 780 | 780 | 780 | 780 | 780 | 780 | 780 | 780 | 780
CDP15 | SA | S10 | South East SA Coast | Offshore Wind | 0 | 0 | 0 | 0 | 0 | 0 | 0 | 0 | 0 | 0 | 0 | 0 | 0 | 0 | 0 | 0 | 0 | 0 | 0 | 0 | 0 | 0 | 0 | 0 | 0 | 0 | 0 | 0
CDP15 | TAS | T4 | North West Tasmania Coast | Offshore Wind | 0 | 0 | 0 | 0 | 0 | 0 | 0 | 0 | 0 | 0 | 0 | 0 | 0 | 0 | 0 | 0 | 0 | 0 | 0 | 0 | 0 | 0 | 0 | 0 | 0 | 0 | 0 | 0
CDP15 | TAS | T5 | North East Tasmania Coast | Offshore Wind | 0 | 0 | 0 | 0 | 0 | 0 | 0 | 0 | 0 | 0 | 0 | 0 | 0 | 0 | 0 | 0 | 0 | 0 | 0 | 0 | 0 | 0 | 0 | 0 | 0 | 0 | 0 | 0
CDP16 | QLD | Q1 | Far North QLD | Solar | 0 | 0 | 0 | 0 | 0 | 0 | 0 | 0 | 0 | 0 | 0 | 0 | 0 | 0 | 0 | 0 | 0 | 0 | 0 | 0 | 0 | 0 | 0 | 0 | 0 | 0 | 0 | 0
CDP16 | QLD | Q2 | North Qld Clean Energy Hub | Solar | 84.47 | 84.47 | 84.47 | 84.47 | 84.47 | 84.47 | 84.47 | 84.47 | 84.47 | 84.47 | 84.47 | 84.4701 | 84.4701 | 35.9701 | 35.9701 | 35.9701 | 35.9702 | 216.878 | 289.7007 | 289.7007 | 328.2141 | 328.2141 | 313.2141 | 313.2141 | 292.2441 | 588.2243 | 588.2243 | 588.2243
CDP16 | QLD | Q3 | Northern Qld | Solar | 437.13 | 437.13 | 437.13 | 437.13 | 437.13 | 437.13 | 437.13 | 437.13 | 437.13 | 437.13 | 437.13 | 437.13 | 437.13 | 437.13 | 437.13 | 437.13 | 437.13 | 437.13 | 315.97 | 200.01 | 200.01 | 200.01 | 200.01 | 100.03 | 100.03 | 100.03 | 0 | 0
CDP16 | QLD | Q4 | Isaac | Solar | 620.45 | 620.45 | 620.45 | 620.45 | 620.45 | 620.45 | 620.45 | 620.45 | 620.4501 | 620.4501 | 620.4502 | 620.4505 | 620.4505 | 620.4505 | 620.4505 | 620.4505 | 620.4518 | 1069.1246 | 1069.1246 | 1069.1246 | 1026.6246 | 1026.6246 | 1026.6246 | 1026.6246 | 645.5953 | 1362.8801 | 1336.8801 | 1336.8801
CDP16 | QLD | Q5 | Barcaldine | Solar | 14 | 14 | 14 | 86.6317 | 86.6317 | 86.6317 | 86.6317 | 86.6317 | 86.6317 | 88.7552 | 88.7552 | 88.7552 | 88.7552 | 88.7552 | 88.7552 | 88.7552 | 91.407 | 91.407 | 91.407 | 77.407 | 77.407 | 77.407 | 77.407 | 77.407 | 77.407 | 77.407 | 77.407 | 77.407
CDP16 | QLD | Q6 | Fitzroy | Solar | 81.72 | 81.72 | 81.72 | 81.72 | 81.72 | 81.72 | 81.72 | 81.72 | 81.72 | 81.7201 | 81.7201 | 81.7201 | 81.7201 | 81.7201 | 81.7201 | 81.7201 | 81.7202 | 81.7202 | 81.7203 | 81.7208 | 81.7208 | 81.7208 | 81.7208 | 166.5877 | 1813.7885 | 2173.4967 | 2849.621 | 3491.4632
CDP16 | QLD | Q7 | Wide Bay | Solar | 306.83 | 366.83 | 468.23 | 468.23 | 468.23 | 468.23 | 468.23 | 468.23 | 468.2301 | 1988.1772 | 2482.8217 | 2506.8299 | 2506.8299 | 2506.8299 | 2506.8299 | 2506.8299 | 2506.8299 | 2506.8299 | 2506.8299 | 2506.83 | 2506.83 | 2506.83 | 2506.83 | 2506.83 | 2506.83 | 2375.95 | 2375.95 | 2375.95
CDP16 | QLD | Q8 | Darling Downs | Solar | 1484.68 | 1484.12 | 1483.56 | 1483.02 | 1482.46 | 1481.91 | 1481.34 | 1480.78 | 1754.8644 | 2492.1009 | 2492.1009 | 3351.7553 | 3241.7553 | 3241.7553 | 3241.7553 | 3241.7553 | 3241.7553 | 3241.7553 | 4485.382 | 4560.0976 | 4457.1376 | 5053.2844 | 4673.6274 | 5127.9436 | 5100.6436 | 6858.3458 | 6858.3458 | 6738.4658
CDP16 | QLD | Q9 | Banana | Solar | 0 | 0 | 0 | 0 | 0 | 0 | 0 | 0 | 0 | 0 | 0 | 0 | 0 | 0 | 0 | 0 | 0 | 0 | 0 | 0 | 0 | 0 | 0 | 0 | 0 | 0 | 0 | 0
CDP16 | NSW | N0 | NSW Non-REZ | Solar | 0 | 0 | 0 | 0 | 0 | 0 | 0 | 0 | 0 | 0 | 0 | 0 | 0 | 0 | 0 | 0 | 0 | 0 | 0 | 0 | 0 | 0 | 0 | 0 | 0 | 0 | 0 | 0
CDP16 | NSW | N1 | North West NSW | Solar | 166 | 166 | 202.324 | 202.324 | 202.324 | 202.324 | 202.324 | 202.324 | 202.324 | 202.324 | 202.324 | 202.324 | 202.324 | 202.324 | 202.324 | 202.324 | 202.324 | 202.324 | 202.324 | 202.324 | 202.324 | 202.324 | 177.441 | 196.2104 | 196.2104 | 200.4796 | 216.775 | 216.775
CDP16 | NSW | N2 | New England | Solar | 535.02 | 855.02 | 1120.66 | 1120.66 | 1120.66 | 1172.4115 | 1172.4115 | 1172.4115 | 1172.4115 | 1172.4115 | 1675.6799 | 1675.6799 | 1675.6799 | 1675.6799 | 1675.6799 | 1675.6799 | 1675.6799 | 2896.259 | 3119.3123 | 4085.66 | 4085.66 | 4085.66 | 4085.66 | 4085.66 | 4085.66 | 4085.66 | 4085.66 | 4085.66
CDP16 | NSW | N3 | Central-West Orana | Solar | 1495.99 | 1495.99 | 1984.1992 | 1984.1992 | 2970.8806 | 3228.9224 | 3228.9224 | 3228.9224 | 3228.9224 | 3228.9224 | 3629.9726 | 3629.9726 | 3629.9726 | 3629.9726 | 3629.9726 | 3629.9726 | 3629.9726 | 3629.9726 | 3527.9526 | 4039.9178 | 4039.9178 | 4003.9078 | 4003.9078 | 5479.9833 | 5714.3441 | 7239.63 | 7169.88 | 7000
CDP16 | NSW | N4 | Broken Hill | Solar | 53 | 53 | 265.0142 | 265.0142 | 265.0142 | 265.0142 | 265.0142 | 265.0142 | 265.0142 | 265.0142 | 265.0142 | 265.0142 | 265.0142 | 265.0142 | 265.0142 | 265.0142 | 265.0142 | 265.0142 | 265.0142 | 250.0529 | 340.4393 | 340.4393 | 340.4393 | 340.4393 | 340.4393 | 340.4393 | 340.4393 | 340.4393
CDP16 | NSW | N5 | South West NSW | Solar | 1121.32 | 1121.32 | 1252.1701 | 1810.6783 | 1810.6783 | 1811.5783 | 1810.6783 | 1810.6783 | 1810.6783 | 1810.6783 | 1810.6783 | 1810.6783 | 1810.6783 | 1810.6783 | 1660.6483 | 1660.6483 | 1660.6483 | 1660.6483 | 1660.6483 | 2109.9065 | 3047.5701 | 3047.5701 | 2962.5701 | 2962.5701 | 3142.29 | 2809.95 | 2560.96 | 2530.96
CDP16 | NSW | N6 | Wagga Wagga | Solar | 456.22 | 816.1 | 816.1 | 816.1 | 816.1 | 816.1 | 816.1 | 816.1 | 816.1 | 816.1 | 816.1 | 816.1 | 816.1 | 816.1 | 816.1 | 816.1 | 816.1 | 816.1 | 816.1 | 816.1 | 816.1 | 816.1 | 816.1 | 816.1 | 816.1 | 816.1 | 289.88 | 289.88
CDP16 | NSW | N7 | Tumut | Solar | 0 | 0 | 0 | 0 | 0 | 0 | 0 | 0 | 0 | 0 | 0 | 0 | 0 | 0 | 0 | 0 | 0 | 0 | 0 | 0 | 0 | 0 | 0 | 0 | 0 | 0 | 0 | 0
CDP16 | NSW | N8 | Cooma-Monaro | Solar | 0 | 0 | 0 | 0 | 0 | 0 | 0 | 0 | 0 | 0 | 0 | 0 | 0 | 0 | 0 | 0 | 0 | 0 | 0 | 0 | 0 | 0 | 0 | 0 | 0 | 0 | 0 | 0
CDP16 | NSW | N9 | Hunter-Central Coast | Solar | 0 | 0 | 516 | 516 | 516 | 516 | 516 | 516 | 516 | 516 | 516 | 516 | 516 | 516 | 516 | 516 | 516 | 516 | 516 | 516 | 516 | 516 | 516 | 516 | 516 | 516 | 516 | 516
CDP16 | NSW | N12 | Illawarra | Solar | 0 | 0 | 0 | 0 | 0 | 0 | 0 | 0 | 0 | 0 | 0 | 0 | 0 | 0 | 0 | 0 | 0 | 0 | 0 | 0 | 0 | 0 | 0 | 0 | 0 | 0 | 0 | 0
CDP16 | VIC | V0 | VIC Non-REZ | Solar | 0 | 0 | 0 | 0 | 0 | 0 | 0 | 0 | 0 | 0 | 0 | 0 | 0 | 0 | 0 | 0 | 0 | 0 | 0 | 0 | 0 | 0 | 0 | 0 | 0 | 0 | 0 | 0
CDP16 | VIC | V1 | Ovens Murray | Solar | 0 | 0 | 1.78e-06 | 3.17e-06 | 3.17e-06 | 1.321e-05 | 1.321e-05 | 1.457e-05 | 4.409e-05 | 4.409e-05 | 4.409e-05 | 4.409e-05 | 4.409e-05 | 4.409e-05 | 4.409e-05 | 4.409e-05 | 4.631e-05 | 4.631e-05 | 4.838e-05 | 8.157e-05 | 8.157e-05 | 8.332e-05 | 8.332e-05 | 8.332e-05 | 0.00011897 | 0.00011897 | 0.00011897 | 0.00011897
CDP16 | VIC | V2 | Murray River | Solar | 624.12 | 719.22 | 869.26 | 869.26 | 869.26 | 869.26 | 869.26 | 869.26 | 869.2601 | 869.2601 | 869.2601 | 869.2601 | 869.2601 | 869.2601 | 869.2601 | 869.2601 | 869.2601 | 869.2601 | 869.2601 | 1654.4798 | 2644.3855 | 2617.2155 | 2617.2155 | 2617.2155 | 2477.1955 | 2101.2655 | 2020.2655 | 2020.2655
CDP16 | VIC | V3 | Western Victoria | Solar | 0 | 0 | 118.8 | 118.8 | 118.8 | 118.8 | 118.8 | 118.8 | 118.8 | 118.8 | 118.8 | 118.8 | 118.8 | 118.8 | 118.8 | 118.8 | 118.8 | 118.8 | 118.8 | 118.8 | 118.8 | 118.8 | 118.8 | 118.8 | 118.8 | 118.8 | 118.8 | 118.8
CDP16 | VIC | V4 | South West Victoria | Solar | 0 | 0 | 0 | 0 | 0 | 0 | 0 | 0 | 0 | 0 | 0 | 0 | 0 | 0 | 0 | 0 | 0 | 0 | 0 | 0 | 0 | 0 | 0 | 0 | 0 | 0 | 0 | 0
CDP16 | VIC | V5 | Gippsland | Solar | 0 | 77 | 160.28 | 160.28 | 160.28 | 160.28 | 160.28 | 160.28 | 160.28 | 160.28 | 160.28 | 160.28 | 160.28 | 160.28 | 160.28 | 160.28 | 160.28 | 160.28 | 160.28 | 160.28 | 160.28 | 160.28 | 160.28 | 160.28 | 160.28 | 160.28 | 160.28 | 160.28
CDP16 | VIC | V6 | Central North VIC | Solar | 547.75 | 547.75 | 547.75 | 547.75 | 547.75 | 547.75 | 547.75 | 547.75 | 547.75 | 547.75 | 547.75 | 547.75 | 547.75 | 547.75 | 547.75 | 547.75 | 547.75 | 547.75 | 547.75 | 547.75 | 447.8 | 447.8 | 447.8 | 447.8 | 447.8 | 447.8 | 447.8 | 252.79
CDP16 | SA | S1 | South East SA | Solar | 224.9 | 224.9 | 224.9 | 224.9 | 224.9 | 224.9 | 224.9 | 224.9 | 224.9 | 224.9 | 224.9 | 224.9 | 224.9 | 224.9 | 224.9 | 224.9 | 224.9 | 182 | 182 | 182 | 182 | 182 | 182 | 182 | 182 | 87 | 87 | 87
CDP16 | SA | S2 | Riverland | Solar | 55.19 | 55.19 | 55.19 | 55.19 | 55.19 | 55.1901 | 55.1901 | 49.0701 | 49.0701 | 49.0701 | 49.0701 | 49.0701 | 49.0701 | 49.0701 | 49.0701 | 49.0701 | 49.0702 | 37.3502 | 37.3502 | 860.8101 | 1279.9198 | 1272.5498 | 1272.5498 | 1272.5498 | 1272.5498 | 1272.5498 | 1272.5498 | 1272.5498
CDP16 | SA | S3 | Mid-North SA | Solar | 0 | 0 | 0 | 0 | 0 | 0 | 0 | 0 | 0 | 0 | 0 | 0 | 0 | 0 | 0 | 0 | 0 | 0 | 0 | 0 | 0 | 0 | 0 | 0 | 0 | 0 | 0 | 0
CDP16 | SA | S4 | Yorke Peninsula | Solar | 0 | 0 | 0 | 0 | 0 | 0 | 0 | 0 | 0 | 0 | 0 | 0 | 0 | 0 | 0 | 0 | 0 | 0 | 0 | 0 | 0 | 0 | 0 | 0 | 0 | 0 | 0 | 0
CDP16 | SA | S5 | Northern SA | Solar | 298.44 | 298.44 | 578.2 | 578.2 | 578.2 | 578.2 | 578.2 | 578.2 | 578.2 | 578.2 | 578.2 | 578.2 | 578.2 | 578.2 | 578.2 | 578.2 | 578.2001 | 578.2001 | 578.2001 | 578.2001 | 1136.3482 | 1136.3482 | 1136.3482 | 1057.1482 | 1057.1482 | 1057.1482 | 1057.1482 | 1057.1482
CDP16 | SA | S6 | Leigh Creek | Solar | 0 | 0 | 0 | 0 | 0 | 0 | 0 | 0 | 0 | 0 | 0 | 0 | 0 | 0 | 0 | 0 | 0 | 0 | 0 | 0 | 0 | 0 | 0 | 0 | 0 | 0 | 0 | 0
CDP16 | SA | S7 | Roxby Downs | Solar | 0 | 0 | 1.96e-06 | 1.785e-05 | 87.3202 | 87.3202 | 87.3202 | 87.3202 | 87.3202 | 87.3202 | 204.403 | 204.403 | 219.3896 | 219.3896 | 219.3896 | 219.3896 | 372.5947 | 372.5947 | 501.6704 | 501.6704 | 580.3769 | 580.3769 | 580.3769 | 580.3769 | 580.3769 | 580.3769 | 610.0273 | 610.0273
CDP16 | SA | S8 | Eastern Eyre Peninsula | Solar | 0 | 0 | 0 | 0 | 0 | 0 | 0 | 0 | 0 | 0 | 0 | 0 | 0 | 0 | 0 | 0 | 0 | 0 | 0 | 0 | 0 | 0 | 0 | 0 | 0 | 0 | 0 | 0
CDP16 | SA | S9 | Western Eyre Peninsula | Solar | 0 | 0 | 0 | 0 | 0 | 0 | 0 | 0 | 0 | 0 | 0 | 0 | 0 | 0 | 0 | 0 | 0 | 0 | 0 | 0 | 0 | 0 | 0 | 0 | 0 | 0 | 0 | 0
CDP16 | TAS | T1 | North East Tasmania | Solar | 0 | 0 | 0 | 0 | 0 | 0 | 0 | 0 | 0 | 0 | 0 | 0 | 0 | 0 | 0 | 0 | 0 | 0 | 0 | 0 | 0 | 0 | 0 | 0 | 0 | 0 | 0 | 0
CDP16 | TAS | T2 | North West Tasmania | Solar | 0 | 0 | 0 | 0 | 0 | 0 | 0 | 0 | 0 | 0 | 0 | 0 | 0 | 0 | 0 | 0 | 0 | 0 | 0 | 0 | 0 | 0 | 0 | 0 | 0 | 0 | 0 | 0
CDP16 | TAS | T3 | Tasmania Midlands | Solar | 0 | 0 | 0 | 0 | 0 | 0 | 0 | 0 | 0 | 0 | 0 | 0 | 0 | 0 | 0 | 0 | 0 | 0 | 0 | 0 | 0 | 0 | 0 | 0 | 0 | 0 | 0 | 0
CDP16 | QLD | Q1 | Far North QLD | Wind | 332.44 | 332.44 | 332.44 | 902.44 | 1024.0272 | 1024.0272 | 1024.0272 | 1024.0272 | 1024.0272 | 1025.6596 | 1025.6596 | 1044.958 | 1044.958 | 1044.958 | 1044.958 | 1044.958 | 1044.958 | 1044.958 | 1044.958 | 995.2489 | 1142.8468 | 1142.8468 | 1142.8468 | 1142.8468 | 1023.767 | 1029.3879 | 1029.3879 | 1029.3879
CDP16 | QLD | Q2 | North Qld Clean Energy Hub | Wind | 43.2 | 43.2 | 43.2 | 700.6344 | 908.1803 | 1490.7832 | 1490.7832 | 1490.7832 | 1490.7832 | 1656.5367 | 1656.5367 | 1732.9352 | 1926.6448 | 1926.6448 | 1926.6448 | 1926.6448 | 1926.6448 | 1926.6448 | 1926.6448 | 1956.2884 | 2280.2955 | 2280.2955 | 2237.0955 | 2237.0955 | 2237.0955 | 2399.8261 | 2429.5578 | 2429.5578
CDP16 | QLD | Q3 | Northern Qld | Wind | 0 | 0 | 0 | 0 | 0 | 0 | 0 | 0 | 0 | 0 | 0 | 0 | 0 | 0 | 0 | 0 | 0 | 0 | 0 | 0 | 0 | 0 | 0 | 0 | 0 | 0 | 0 | 0
CDP16 | QLD | Q4 | Isaac | Wind | 300 | 439 | 439 | 439 | 534.3085 | 534.3085 | 534.3085 | 534.3085 | 534.3085 | 1251.8066 | 1251.8066 | 1251.8066 | 1292.704 | 1292.704 | 1292.704 | 1292.704 | 1292.704 | 1292.704 | 1292.704 | 1292.704 | 2082.1995 | 2082.1995 | 2082.1995 | 2082.1995 | 2082.1995 | 1888.0157 | 1888.0157 | 1888.0157
CDP16 | QLD | Q5 | Barcaldine | Wind | 0 | 0 | 1.46e-06 | 4.9e-06 | 1.99e-05 | 3.922e-05 | 3.922e-05 | 4.076e-05 | 4.614e-05 | 0.00024672 | 15.1528 | 15.1528 | 15.1528 | 15.1528 | 15.1528 | 15.1528 | 15.1528 | 15.1528 | 15.1528 | 99.412 | 108.9296 | 108.9296 | 108.9296 | 108.9296 | 108.9296 | 109.9146 | 109.9146 | 109.9146
CDP16 | QLD | Q6 | Fitzroy | Wind | 0 | 0 | 1.6e-06 | 508.1333 | 900 | 900 | 900 | 900 | 900 | 900 | 900 | 900 | 900 | 900 | 900 | 900 | 900 | 900 | 900 | 900 | 900 | 900 | 900 | 900 | 900 | 900 | 900 | 900
CDP16 | QLD | Q7 | Wide Bay | Wind | 0 | 0 | 3.07e-06 | 1.037e-05 | 1.486e-05 | 1.486e-05 | 1.486e-05 | 1.59e-05 | 2.003e-05 | 5.231e-05 | 9.565e-05 | 0.00010177 | 170.3611 | 170.3611 | 170.3611 | 170.3611 | 170.3611 | 170.3611 | 170.3611 | 170.3612 | 170.3612 | 293.351 | 293.351 | 293.351 | 1100 | 1100 | 1100 | 1100
CDP16 | QLD | Q8 | Darling Downs | Wind | 1788.35 | 1788.35 | 1788.35 | 3188.35 | 4144.9523 | 4144.9523 | 4144.9523 | 4144.9523 | 4144.9523 | 4144.9523 | 5008.1385 | 5008.1385 | 5008.1385 | 5008.1385 | 5008.1385 | 5008.1385 | 5008.1385 | 5008.1385 | 5008.1385 | 5008.1385 | 4568.1685 | 4568.1685 | 4568.1685 | 4568.1685 | 6948.38 | 6948.38 | 6948.38 | 6948.38
CDP16 | QLD | Q9 | Banana | Wind | 0 | 0 | 0 | 0 | 0 | 0 | 0 | 0 | 0 | 0 | 0 | 0 | 0 | 0 | 0 | 0 | 0 | 0 | 0 | 0 | 0 | 0 | 0 | 0 | 0 | 0 | 0 | 0
CDP16 | NSW | N0 | NSW Non-REZ | Wind | 0 | 0 | 0 | 0 | 0 | 0 | 0 | 0 | 0 | 0 | 0 | 0 | 0 | 0 | 0 | 0 | 0 | 0 | 0 | 0 | 0 | 0 | 0 | 0 | 0 | 0 | 0 | 0
CDP16 | NSW | N1 | North West NSW | Wind | 0 | 0 | 0 | 0 | 0 | 0 | 0 | 0 | 0 | 0 | 0 | 0 | 0 | 0 | 0 | 0 | 0 | 0 | 0 | 0 | 0 | 0 | 0 | 0 | 0 | 0 | 0 | 0
CDP16 | NSW | N2 | New England | Wind | 442.48 | 442.48 | 781.9871 | 815.9078 | 815.9078 | 3469.0531 | 3469.0531 | 3469.0531 | 3469.0531 | 3469.0531 | 4071.8253 | 4071.8253 | 4071.8253 | 4071.8253 | 3899.3453 | 3899.3453 | 4503.6925 | 6150.599 | 7075.6149 | 7294.397 | 7294.397 | 7294.397 | 7294.397 | 7294.397 | 7400 | 7400 | 7400 | 7400
CDP16 | NSW | N3 | Central-West Orana | Wind | 258.73 | 396.73 | 838.9416 | 1458.5609 | 4371.4184 | 4371.4184 | 4371.4184 | 4371.4184 | 4371.4184 | 4371.4184 | 4371.4184 | 4371.4184 | 4371.4184 | 4371.4184 | 4371.4184 | 4371.4184 | 4371.4184 | 4371.4184 | 4371.4184 | 4371.4184 | 4371.4184 | 4371.4184 | 4371.4184 | 4371.4184 | 4371.4184 | 4740.7406 | 4740.7406 | 4740.7406
CDP16 | NSW | N4 | Broken Hill | Wind | 198.01 | 198.01 | 198.01 | 289.1799 | 289.1799 | 289.1799 | 289.1799 | 289.1799 | 289.1799 | 289.1799 | 289.1799 | 289.1799 | 289.1799 | 289.1799 | 289.1799 | 289.1799 | 289.1799 | 289.1799 | 289.1799 | 91.1699 | 91.1699 | 91.1699 | 91.1699 | 91.1699 | 91.1699 | 91.1699 | 91.1699 | 91.1699
CDP16 | NSW | N5 | South West NSW | Wind | 0 | 0 | 4.59e-06 | 460.848 | 460.848 | 460.848 | 460.848 | 460.848 | 460.848 | 460.848 | 460.848 | 460.848 | 460.848 | 460.848 | 460.848 | 460.848 | 460.848 | 460.848 | 460.848 | 460.848 | 460.848 | 460.848 | 460.848 | 460.848 | 460.848 | 460.848 | 460.848 | 460.848
CDP16 | NSW | N6 | Wagga Wagga | Wind | 0 | 0 | 0 | 0 | 0 | 0 | 0 | 0 | 0 | 0 | 0 | 0 | 0 | 0 | 0 | 0 | 0 | 0 | 0 | 0 | 0 | 0 | 0 | 0 | 0 | 0 | 0 | 0
CDP16 | NSW | N7 | Tumut | Wind | 0 | 40.02 | 270.48 | 270.48 | 270.48 | 270.48 | 270.48 | 270.48 | 270.48 | 270.48 | 270.48 | 270.48 | 270.48 | 270.48 | 270.48 | 270.48 | 270.48 | 270.48 | 270.48 | 270.48 | 270.48 | 270.48 | 270.48 | 270.48 | 270.48 | 270.48 | 270.48 | 270.48
CDP16 | NSW | N8 | Cooma-Monaro | Wind | 113.18 | 113.18 | 413.18 | 446.7396 | 446.7396 | 446.7396 | 446.7396 | 446.7396 | 446.7396 | 446.7396 | 446.7396 | 446.7396 | 446.7396 | 446.7396 | 446.7396 | 446.7396 | 379.7686 | 379.7686 | 379.7686 | 379.7686 | 379.7686 | 379.7686 | 383.2253 | 386.6744 | 399.3189 | 404.0413 | 404.0413 | 404.0413
CDP16 | NSW | N9 | Hunter-Central Coast | Wind | 0 | 0 | 400 | 544.2632 | 544.2632 | 544.2632 | 544.2632 | 544.2632 | 544.2632 | 544.2632 | 544.2632 | 544.2632 | 544.2632 | 544.2632 | 544.2632 | 544.2632 | 544.2632 | 544.2632 | 544.2632 | 544.2632 | 656.6933 | 656.6933 | 656.6933 | 656.6933 | 835.6253 | 1008.8054 | 1008.8054 | 1008.8054
CDP16 | NSW | N12 | Illawarra | Wind | 0 | 0 | 0 | 0 | 0 | 0 | 0 | 0 | 0 | 0 | 0 | 0 | 0 | 0 | 0 | 0 | 0 | 0 | 0 | 0 | 0 | 0 | 0 | 0 | 0 | 0 | 0 | 0
CDP16 | VIC | V0 | VIC Non-REZ | Wind | 0 | 0 | 1.18e-06 | 7.08e-06 | 1.445e-05 | 1.445e-05 | 1.445e-05 | 1.445e-05 | 1.841e-05 | 1.841e-05 | 2.382e-05 | 2.382e-05 | 2.382e-05 | 2.382e-05 | 2.382e-05 | 2.382e-05 | 2.508e-05 | 2.508e-05 | 2.508e-05 | 2.508e-05 | 2.737e-05 | 2.848e-05 | 2.848e-05 | 2.949e-05 | 2.949e-05 | 5.299e-05 | 5.299e-05 | 5.299e-05
CDP16 | VIC | V1 | Ovens Murray | Wind | 0 | 0 | 0 | 0 | 0 | 0 | 0 | 0 | 0 | 0 | 0 | 0 | 0 | 0 | 0 | 0 | 0 | 0 | 0 | 0 | 0 | 0 | 0 | 0 | 0 | 0 | 0 | 0
CDP16 | VIC | V2 | Murray River | Wind | 0 | 0 | 0 | 0 | 0 | 0 | 0 | 0 | 0 | 0 | 0 | 0 | 0 | 0 | 0 | 0 | 0 | 0 | 0 | 0 | 0 | 0 | 0 | 0 | 0 | 0 | 0 | 0
CDP16 | VIC | V3 | Western Victoria | Wind | 1934.5 | 1934.5 | 1934.5 | 1934.5 | 2634.5 | 2634.5 | 2634.5 | 2634.5 | 2634.5 | 2582 | 2390 | 2390 | 2390 | 2390 | 2390 | 2390 | 2390 | 2390 | 2358.95 | 2227.75 | 1915.75 | 1915.75 | 1915.75 | 1675.75 | 1647.05 | 1713.1094 | 1633.1594 | 1633.1594
CDP16 | VIC | V4 | South West Victoria | Wind | 2438.67 | 3283.23 | 3300.39 | 3300.39 | 3300.3903 | 3300.3903 | 3300.3903 | 3300.3903 | 3300.3903 | 3300.3903 | 3300.3903 | 3300.3903 | 3300.3903 | 3237.3903 | 2817.3903 | 2817.3903 | 2635.6903 | 2635.6903 | 2616.1903 | 2430.1903 | 2430.1903 | 1583.2003 | 1583.2003 | 1425.7003 | 2117.0659 | 2744.2955 | 2685.7096 | 2685.7096
CDP16 | VIC | V5 | Gippsland | Wind | 0 | 0 | 2.78e-06 | 1.661e-05 | 648.4727 | 1082.1313 | 1082.1313 | 1082.1313 | 1082.1313 | 1082.1313 | 1082.1313 | 1082.1313 | 1082.1313 | 1082.1313 | 1082.1313 | 1082.1313 | 1082.1313 | 1082.1313 | 1082.1313 | 1082.1313 | 1082.1313 | 1082.1313 | 1082.1313 | 1082.1313 | 1082.1313 | 1082.1313 | 1082.1313 | 1082.1313
CDP16 | VIC | V6 | Central North VIC | Wind | 0 | 0 | 2.42e-06 | 5.73e-06 | 1.402e-05 | 1.582e-05 | 1.582e-05 | 1.582e-05 | 1.926e-05 | 1.926e-05 | 2.954e-05 | 2.954e-05 | 2.954e-05 | 2.954e-05 | 2.954e-05 | 2.954e-05 | 2.954e-05 | 2.954e-05 | 2.954e-05 | 2.954e-05 | 2.954e-05 | 2.954e-05 | 2.954e-05 | 2.954e-05 | 3.448e-05 | 3.554e-05 | 3.554e-05 | 3.554e-05
CDP16 | SA | S1 | South East SA | Wind | 324.5 | 324.5 | 324.5 | 324.5 | 909.013 | 909.013 | 909.013 | 909.013 | 909.013 | 909.013 | 909.013 | 782.513 | 782.513 | 782.513 | 623.513 | 623.513 | 584.513 | 584.513 | 584.513 | 584.513 | 584.513 | 584.513 | 584.513 | 584.513 | 584.513 | 800 | 800 | 800
CDP16 | SA | S2 | Riverland | Wind | 0 | 0 | 0 | 0 | 0 | 0 | 0 | 0 | 0 | 0 | 0 | 0 | 0 | 0 | 0 | 0 | 0 | 0 | 0 | 0 | 0 | 0 | 0 | 0 | 0 | 0 | 0 | 0
CDP16 | SA | S3 | Mid-North SA | Wind | 1591.41 | 1731.6 | 1731.6 | 1731.6001 | 2180.2113 | 2180.2113 | 2180.2113 | 2180.2113 | 2180.2113 | 2081.5113 | 2081.5113 | 2010.1113 | 1825.6313 | 1825.6313 | 1825.6313 | 1498.9313 | 1895.5959 | 1895.5959 | 1895.5959 | 1681.7359 | 1681.7359 | 1905.6601 | 1905.6601 | 2539.9724 | 2966.8697 | 2771.1797 | 2771.1797 | 2771.1797
CDP16 | SA | S4 | Yorke Peninsula | Wind | 90.75 | 90.75 | 90.75 | 106.2635 | 126.308 | 66.4693 | 66.4693 | 66.4693 | 66.4693 | 66.4693 | 109.3821 | 109.3821 | 109.3821 | 109.3821 | 111.9441 | 111.9441 | 111.9441 | 111.9441 | 111.9441 | 111.9441 | 111.9441 | 111.9441 | 111.9441 | 111.9441 | 111.9441 | 112.3535 | 112.3535 | 112.3535
CDP16 | SA | S5 | Northern SA | Wind | 416.5 | 416.5 | 416.5 | 416.5 | 416.5 | 416.5 | 416.5 | 416.5 | 416.5 | 416.5 | 416.5 | 416.5 | 416.5 | 416.5 | 416.5 | 416.5 | 416.5 | 416.5 | 416.5 | 416.5 | 416.5 | 210 | 210 | 210 | 210 | 210 | 210 | 210
CDP16 | SA | S6 | Leigh Creek | Wind | 0 | 0 | 0 | 0 | 0 | 0 | 0 | 0 | 0 | 0 | 0 | 0 | 0 | 0 | 0 | 0 | 0 | 0 | 0 | 0 | 0 | 0 | 0 | 0 | 0 | 0 | 0 | 0
CDP16 | SA | S7 | Roxby Downs | Wind | 0 | 0 | 0 | 0 | 0 | 0 | 0 | 0 | 0 | 0 | 0 | 0 | 0 | 0 | 0 | 0 | 0 | 0 | 0 | 0 | 0 | 0 | 0 | 0 | 0 | 0 | 0 | 0
CDP16 | SA | S8 | Eastern Eyre Peninsula | Wind | 134.28 | 134.28 | 134.28 | 134.28 | 134.2802 | 134.2802 | 72.2802 | 72.2802 | 72.2802 | 72.2802 | 72.2802 | 0.00017717 | 0.00017717 | 0.00017717 | 130.5843 | 130.5843 | 130.5843 | 130.5843 | 130.5843 | 130.5843 | 130.5843 | 130.5843 | 254.3222 | 332.6341 | 332.6341 | 332.6341 | 332.6341 | 332.6341
CDP16 | SA | S9 | Western Eyre Peninsula | Wind | 0 | 0 | 0 | 0 | 0 | 0 | 0 | 0 | 0 | 0 | 0 | 0 | 0 | 0 | 0 | 0 | 0 | 0 | 0 | 0 | 0 | 0 | 0 | 0 | 0 | 0 | 0 | 0
CDP16 | TAS | T1 | North East Tasmania | Wind | 168 | 168 | 168 | 223.5237 | 419.8741 | 419.8741 | 419.8741 | 419.8741 | 419.8741 | 419.8741 | 419.8741 | 530.7568 | 538.6996 | 568 | 568 | 568 | 568 | 568 | 568 | 568 | 568 | 568 | 568 | 568 | 568 | 568 | 400 | 400
CDP16 | TAS | T2 | North West Tasmania | Wind | 251.35 | 251.35 | 251.35 | 251.3504 | 259.0845 | 259.0845 | 259.0845 | 259.0845 | 259.0845 | 259.0845 | 259.0845 | 259.0845 | 259.0845 | 345.0762 | 345.0762 | 345.0762 | 345.0762 | 345.0762 | 345.0762 | 345.0762 | 345.0762 | 345.0762 | 345.0762 | 345.0762 | 345.0762 | 345.0762 | 205.3262 | 205.3262
CDP16 | TAS | T3 | Tasmania Midlands | Wind | 144 | 144 | 602.2959 | 733.7574 | 797.0935 | 865.4029 | 931.4621 | 1012.4107 | 1234.6523 | 1234.6523 | 1437.3782 | 1476.3602 | 1476.3602 | 1503.8477 | 1576.8048 | 1576.8048 | 1576.8048 | 1576.8048 | 1576.8048 | 1576.8048 | 1432.8048 | 1432.8048 | 1432.8048 | 1432.8048 | 1432.8048 | 1432.8048 | 1432.8048 | 1432.8048
CDP16 | NSW | N10 | Hunter Coast | Offshore Wind | 0 | 0 | 0 | 0 | 0 | 0 | 0 | 0 | 0 | 0 | 0 | 0 | 0 | 0 | 0 | 0 | 0 | 0 | 0 | 0 | 0 | 0 | 0 | 0 | 0 | 0 | 0 | 0
CDP16 | NSW | N11 | Illawarra Coast | Offshore Wind | 0 | 0 | 0 | 0 | 0 | 0 | 0 | 0 | 0 | 0 | 0 | 0 | 0 | 0 | 0 | 0 | 0 | 0 | 0 | 0 | 0 | 0 | 0 | 0 | 0 | 0 | 0 | 0
CDP16 | VIC | V7 | Gippsland Coast | Offshore Wind | 0 | 0 | 0 | 0 | 0 | 0 | 1000 | 2000 | 2666.6666 | 2666.6666 | 3333.3333 | 4296.0406 | 5219.9999 | 6219.9999 | 7220 | 8220 | 8220 | 8220 | 8220 | 8220 | 8220 | 8220 | 8220 | 8220 | 8220 | 8220 | 8220 | 8220
CDP16 | VIC | V8 | Portland Coast | Offshore Wind | 0 | 0 | 0 | 0 | 0 | 0 | 0 | 0 | 0 | 666.6666 | 666.6666 | 703.9593 | 780 | 780 | 780 | 780 | 780 | 780 | 780 | 780 | 780 | 780 | 780 | 780 | 780 | 780 | 780 | 780
CDP16 | SA | S10 | South East SA Coast | Offshore Wind | 0 | 0 | 0 | 0 | 0 | 0 | 0 | 0 | 0 | 0 | 0 | 0 | 0 | 0 | 0 | 0 | 0 | 0 | 0 | 0 | 0 | 0 | 0 | 0 | 0 | 0 | 0 | 0
CDP16 | TAS | T4 | North West Tasmania Coast | Offshore Wind | 0 | 0 | 0 | 0 | 0 | 0 | 0 | 0 | 0 | 0 | 0 | 0 | 0 | 0 | 0 | 0 | 0 | 0 | 0 | 0 | 0 | 0 | 0 | 0 | 0 | 0 | 0 | 0
CDP16 | TAS | T5 | North East Tasmania Coast | Offshore Wind | 0 | 0 | 0 | 0 | 0 | 0 | 0 | 0 | 0 | 0 | 0 | 0 | 0 | 0 | 0 | 0 | 0 | 0 | 0 | 0 | 0 | 0 | 0 | 0 | 0 | 0 | 0 | 0
CDP17 | QLD | Q1 | Far North QLD | Solar | 0 | 0 | 0 | 0 | 0 | 0 | 0 | 0 | 0 | 0 | 0 | 0 | 0 | 0 | 0 | 0 | 0 | 0 | 0 | 0 | 0 | 0 | 0 | 0 | 0 | 0 | 0 | 0
CDP17 | QLD | Q2 | North Qld Clean Energy Hub | Solar | 84.47 | 84.47 | 84.47 | 84.47 | 84.47 | 84.47 | 84.47 | 84.47 | 84.4701 | 84.4701 | 84.4701 | 84.4704 | 84.4704 | 35.9704 | 35.9704 | 35.9704 | 91.807 | 451.9687 | 451.9687 | 451.9687 | 451.9687 | 451.9687 | 436.9687 | 436.9687 | 415.9987 | 641.8536 | 641.8536 | 641.8536
CDP17 | QLD | Q3 | Northern Qld | Solar | 437.13 | 437.13 | 437.13 | 437.13 | 437.13 | 437.13 | 437.13 | 437.13 | 437.13 | 437.13 | 437.13 | 437.13 | 437.13 | 437.13 | 437.13 | 437.13 | 437.13 | 437.13 | 315.97 | 200.01 | 200.01 | 200.01 | 200.01 | 100.03 | 100.03 | 100.03 | 0 | 0
CDP17 | QLD | Q4 | Isaac | Solar | 620.45 | 620.45 | 620.45 | 620.45 | 620.45 | 620.45 | 620.45 | 620.45 | 620.4501 | 620.4501 | 620.4501 | 620.4502 | 620.4502 | 620.4502 | 620.4502 | 620.4502 | 620.4502 | 802.0652 | 802.0652 | 802.0652 | 759.5652 | 759.5652 | 759.5652 | 759.5652 | 495.4229 | 1107.6321 | 1081.6321 | 1081.6321
CDP17 | QLD | Q5 | Barcaldine | Solar | 14 | 14 | 14 | 86.6319 | 86.6319 | 86.6319 | 86.6319 | 86.6319 | 86.6319 | 88.0173 | 90.2155 | 90.2155 | 90.2155 | 90.2155 | 90.2155 | 90.2155 | 91.5926 | 91.5926 | 91.5926 | 77.5926 | 77.5926 | 77.5926 | 77.5926 | 77.5926 | 77.5926 | 77.5926 | 77.5926 | 78.6136
CDP17 | QLD | Q6 | Fitzroy | Solar | 81.72 | 81.72 | 81.72 | 81.72 | 81.72 | 81.72 | 81.72 | 81.72 | 81.72 | 81.7201 | 81.7202 | 81.7202 | 81.7202 | 81.7202 | 81.7202 | 81.7202 | 81.7202 | 81.7217 | 81.7217 | 81.7217 | 81.7217 | 81.7217 | 81.7217 | 255.3679 | 1511.9846 | 2093.5233 | 2754.3031 | 3338.3331
CDP17 | QLD | Q7 | Wide Bay | Solar | 306.83 | 366.83 | 468.23 | 468.23 | 468.23 | 468.23 | 468.23 | 468.23 | 468.2302 | 1765.935 | 2399.7263 | 2399.7263 | 2399.7263 | 2399.7263 | 2399.7263 | 2399.7263 | 2399.7263 | 2399.7263 | 2399.7263 | 2506.83 | 2506.83 | 2506.83 | 2506.83 | 2506.83 | 2506.83 | 2375.95 | 2375.95 | 2375.95
CDP17 | QLD | Q8 | Darling Downs | Solar | 1484.68 | 1484.12 | 1483.56 | 1483.02 | 1482.46 | 1481.91 | 1481.34 | 1480.78 | 1687.6891 | 2558.0538 | 2558.0538 | 3390.353 | 3280.353 | 3280.353 | 3280.353 | 3280.353 | 3280.353 | 3280.353 | 4603.2781 | 4688.5032 | 4585.5432 | 5462.5008 | 4868.4908 | 5233.5634 | 5206.2634 | 6994.3033 | 6994.3033 | 6874.4233
CDP17 | QLD | Q9 | Banana | Solar | 0 | 0 | 0 | 0 | 0 | 0 | 0 | 0 | 0 | 0 | 0 | 0 | 0 | 0 | 0 | 0 | 0 | 0 | 0 | 0 | 0 | 0 | 0 | 0 | 0 | 0 | 0 | 0
CDP17 | NSW | N0 | NSW Non-REZ | Solar | 0 | 0 | 0 | 0 | 0 | 0 | 0 | 0 | 0 | 0 | 0 | 0 | 0 | 0 | 0 | 0 | 0 | 0 | 0 | 0 | 0 | 0 | 0 | 0 | 0 | 0 | 0 | 0
CDP17 | NSW | N1 | North West NSW | Solar | 166 | 166 | 202.324 | 202.324 | 202.324 | 202.324 | 202.324 | 202.324 | 202.324 | 202.324 | 202.324 | 202.324 | 202.324 | 202.324 | 202.324 | 202.324 | 202.324 | 202.324 | 202.324 | 202.324 | 202.324 | 202.324 | 177.441 | 196.1222 | 196.1222 | 199.9337 | 216.401 | 216.401
CDP17 | NSW | N2 | New England | Solar | 535.02 | 855.02 | 1120.66 | 1120.66 | 1120.66 | 1172.3788 | 1172.3788 | 1172.3788 | 1172.3788 | 1172.3788 | 1693.0777 | 1693.0777 | 1693.0777 | 1693.0777 | 1693.0777 | 1693.0777 | 1693.0777 | 3296.2673 | 3296.2673 | 4085.66 | 4085.66 | 4085.66 | 4085.66 | 4085.66 | 4085.66 | 4085.66 | 4085.66 | 4085.66
CDP17 | NSW | N3 | Central-West Orana | Solar | 1495.99 | 1495.99 | 1984.6958 | 1984.6958 | 2967.713 | 3230.2719 | 3230.2719 | 3230.2719 | 3230.2719 | 3230.2719 | 3449.1676 | 3449.1676 | 3449.1676 | 3449.1676 | 3449.1676 | 3449.1676 | 3449.1676 | 3449.1676 | 3347.1476 | 3984.0842 | 3984.0842 | 3948.0742 | 3948.0742 | 5480.7641 | 5714.7782 | 7239.63 | 7169.88 | 7000
CDP17 | NSW | N4 | Broken Hill | Solar | 53 | 53 | 265.0142 | 265.0142 | 265.0142 | 265.0142 | 265.0142 | 265.0142 | 265.0142 | 265.0142 | 265.0142 | 265.0142 | 265.0142 | 265.0142 | 265.0142 | 265.0142 | 265.0142 | 265.0142 | 265.0142 | 250.0529 | 340.1858 | 340.1858 | 340.1858 | 340.1858 | 340.1858 | 340.1858 | 340.1858 | 340.1858
CDP17 | NSW | N5 | South West NSW | Solar | 1121.32 | 1121.32 | 1251.7032 | 1810.8221 | 1810.8221 | 1811.7221 | 1810.8221 | 1810.8221 | 1810.8221 | 1810.8221 | 1810.8221 | 1810.8221 | 1810.8221 | 1810.8221 | 1660.7921 | 1660.7921 | 1660.7921 | 1660.7921 | 1660.7921 | 2147.7502 | 3052.6963 | 3052.6963 | 2967.6963 | 2967.6963 | 3142.29 | 2809.95 | 2560.96 | 2530.96
CDP17 | NSW | N6 | Wagga Wagga | Solar | 456.22 | 816.1 | 816.1 | 816.1 | 816.1 | 816.1 | 816.1 | 816.1 | 816.1 | 816.1 | 816.1 | 816.1 | 816.1 | 816.1 | 816.1 | 816.1 | 816.1 | 816.1 | 816.1 | 816.1 | 816.1 | 816.1 | 816.1 | 816.1 | 816.1 | 816.1 | 289.88 | 289.88
CDP17 | NSW | N7 | Tumut | Solar | 0 | 0 | 0 | 0 | 0 | 0 | 0 | 0 | 0 | 0 | 0 | 0 | 0 | 0 | 0 | 0 | 0 | 0 | 0 | 0 | 0 | 0 | 0 | 0 | 0 | 0 | 0 | 0
CDP17 | NSW | N8 | Cooma-Monaro | Solar | 0 | 0 | 0 | 0 | 0 | 0 | 0 | 0 | 0 | 0 | 0 | 0 | 0 | 0 | 0 | 0 | 0 | 0 | 0 | 0 | 0 | 0 | 0 | 0 | 0 | 0 | 0 | 0
CDP17 | NSW | N9 | Hunter-Central Coast | Solar | 0 | 0 | 516 | 516 | 516 | 516 | 516 | 516 | 516 | 516 | 516 | 516 | 516 | 516 | 516 | 516 | 516 | 516 | 516 | 516 | 516 | 516 | 516 | 516 | 516 | 516 | 516 | 516
CDP17 | NSW | N12 | Illawarra | Solar | 0 | 0 | 0 | 0 | 0 | 0 | 0 | 0 | 0 | 0 | 0 | 0 | 0 | 0 | 0 | 0 | 0 | 0 | 0 | 0 | 0 | 0 | 0 | 0 | 0 | 0 | 0 | 0
CDP17 | VIC | V0 | VIC Non-REZ | Solar | 0 | 0 | 0 | 0 | 0 | 0 | 0 | 0 | 0 | 0 | 0 | 0 | 0 | 0 | 0 | 0 | 0 | 0 | 0 | 0 | 0 | 0 | 0 | 0 | 0 | 0 | 0 | 0
CDP17 | VIC | V1 | Ovens Murray | Solar | 0 | 0 | 1.33e-06 | 2.33e-06 | 2.33e-06 | 9.8e-06 | 9.8e-06 | 1.224e-05 | 6.074e-05 | 6.074e-05 | 6.074e-05 | 6.074e-05 | 6.074e-05 | 6.074e-05 | 6.074e-05 | 6.074e-05 | 6.274e-05 | 6.274e-05 | 6.453e-05 | 7.761e-05 | 7.761e-05 | 7.91e-05 | 8.054e-05 | 8.054e-05 | 0.00011599 | 0.00011599 | 0.00011599 | 0.00011599
CDP17 | VIC | V2 | Murray River | Solar | 624.12 | 719.22 | 869.26 | 869.26 | 869.26 | 869.26 | 869.26 | 869.26 | 869.2601 | 869.2601 | 869.2601 | 869.2601 | 869.2601 | 869.2601 | 869.2601 | 869.2601 | 869.2601 | 869.2601 | 869.2601 | 1651.1175 | 2413.6506 | 2386.4806 | 2386.4806 | 2386.4806 | 2317.4916 | 1941.5616 | 1860.5616 | 1860.5616
CDP17 | VIC | V3 | Western Victoria | Solar | 0 | 0 | 118.8 | 118.8 | 118.8 | 118.8 | 118.8 | 118.8 | 118.8 | 118.8 | 118.8 | 118.8 | 118.8 | 118.8 | 118.8 | 118.8 | 118.8 | 118.8 | 118.8 | 118.8 | 118.8 | 118.8 | 118.8 | 118.8 | 118.8 | 118.8 | 118.8 | 118.8
CDP17 | VIC | V4 | South West Victoria | Solar | 0 | 0 | 0 | 0 | 0 | 0 | 0 | 0 | 0 | 0 | 0 | 0 | 0 | 0 | 0 | 0 | 0 | 0 | 0 | 0 | 0 | 0 | 0 | 0 | 0 | 0 | 0 | 0
CDP17 | VIC | V5 | Gippsland | Solar | 0 | 77 | 160.28 | 160.28 | 160.28 | 160.28 | 160.28 | 160.28 | 160.28 | 160.28 | 160.28 | 160.28 | 160.28 | 160.28 | 160.28 | 160.28 | 160.28 | 160.28 | 160.28 | 160.28 | 160.28 | 160.28 | 160.28 | 160.28 | 160.28 | 160.28 | 160.28 | 160.28
CDP17 | VIC | V6 | Central North VIC | Solar | 547.75 | 547.75 | 547.75 | 547.75 | 547.75 | 547.75 | 547.75 | 547.75 | 547.75 | 547.75 | 547.75 | 547.75 | 547.75 | 547.75 | 547.75 | 547.75 | 547.75 | 547.75 | 547.75 | 547.75 | 447.8 | 447.8 | 447.8 | 447.8 | 447.8 | 447.8 | 447.8 | 252.79
CDP17 | SA | S1 | South East SA | Solar | 224.9 | 224.9 | 224.9 | 224.9 | 224.9 | 224.9 | 224.9 | 224.9 | 224.9 | 224.9 | 224.9 | 224.9 | 224.9 | 224.9 | 224.9 | 224.9 | 224.9 | 182 | 182 | 182 | 182 | 182 | 182 | 182 | 182 | 87 | 87 | 87
CDP17 | SA | S2 | Riverland | Solar | 55.19 | 55.19 | 55.19 | 55.19 | 55.19 | 55.19 | 55.19 | 49.07 | 49.0701 | 49.0701 | 49.0701 | 49.0701 | 49.0701 | 49.0701 | 49.0701 | 49.0701 | 49.0701 | 37.3501 | 37.3501 | 608.078 | 1222.2503 | 1214.8803 | 1214.8803 | 1214.8803 | 1214.8803 | 1214.8803 | 1214.8803 | 1214.8803
CDP17 | SA | S3 | Mid-North SA | Solar | 0 | 0 | 0 | 0 | 0 | 0 | 0 | 0 | 0 | 0 | 0 | 0 | 0 | 0 | 0 | 0 | 0 | 0 | 0 | 0 | 0 | 0 | 0 | 0 | 0 | 0 | 0 | 0
CDP17 | SA | S4 | Yorke Peninsula | Solar | 0 | 0 | 0 | 0 | 0 | 0 | 0 | 0 | 0 | 0 | 0 | 0 | 0 | 0 | 0 | 0 | 0 | 0 | 0 | 0 | 0 | 0 | 0 | 0 | 0 | 0 | 0 | 0
CDP17 | SA | S5 | Northern SA | Solar | 298.44 | 298.44 | 578.2 | 578.2 | 578.2 | 578.2 | 578.2 | 578.2 | 578.2 | 578.2 | 578.2001 | 578.2001 | 578.2001 | 578.2001 | 578.2001 | 578.2001 | 578.2001 | 578.2001 | 578.2001 | 578.2001 | 1266.5075 | 1266.5075 | 1266.5075 | 1187.3075 | 1187.3075 | 1187.3075 | 1187.3075 | 1187.3075
CDP17 | SA | S6 | Leigh Creek | Solar | 0 | 0 | 0 | 0 | 0 | 0 | 0 | 0 | 0 | 0 | 0 | 0 | 0 | 0 | 0 | 0 | 0 | 0 | 0 | 0 | 0 | 0 | 0 | 0 | 0 | 0 | 0 | 0
CDP17 | SA | S7 | Roxby Downs | Solar | 0 | 0 | 1.47e-06 | 1.308e-05 | 86.2103 | 86.2103 | 86.2103 | 86.2103 | 86.2103 | 86.2103 | 342.6827 | 342.6827 | 342.6827 | 342.6827 | 342.6827 | 342.6827 | 461.1054 | 461.1054 | 518.2381 | 518.2381 | 589.19 | 589.19 | 589.19 | 589.19 | 589.19 | 589.19 | 594.5473 | 594.5473
CDP17 | SA | S8 | Eastern Eyre Peninsula | Solar | 0 | 0 | 0 | 0 | 0 | 0 | 0 | 0 | 0 | 0 | 0 | 0 | 0 | 0 | 0 | 0 | 0 | 0 | 0 | 0 | 0 | 0 | 0 | 0 | 0 | 0 | 0 | 0
CDP17 | SA | S9 | Western Eyre Peninsula | Solar | 0 | 0 | 0 | 0 | 0 | 0 | 0 | 0 | 0 | 0 | 0 | 0 | 0 | 0 | 0 | 0 | 0 | 0 | 0 | 0 | 0 | 0 | 0 | 0 | 0 | 0 | 0 | 0
CDP17 | TAS | T1 | North East Tasmania | Solar | 0 | 0 | 0 | 0 | 0 | 0 | 0 | 0 | 0 | 0 | 0 | 0 | 0 | 0 | 0 | 0 | 0 | 0 | 0 | 0 | 0 | 0 | 0 | 0 | 0 | 0 | 0 | 0
CDP17 | TAS | T2 | North West Tasmania | Solar | 0 | 0 | 0 | 0 | 0 | 0 | 0 | 0 | 0 | 0 | 0 | 0 | 0 | 0 | 0 | 0 | 0 | 0 | 0 | 0 | 0 | 0 | 0 | 0 | 0 | 0 | 0 | 0
CDP17 | TAS | T3 | Tasmania Midlands | Solar | 0 | 0 | 0 | 0 | 0 | 0 | 0 | 0 | 0 | 0 | 0 | 0 | 0 | 0 | 0 | 0 | 0 | 0 | 0 | 0 | 0 | 0 | 0 | 0 | 0 | 0 | 0 | 0
CDP17 | QLD | Q1 | Far North QLD | Wind | 332.44 | 332.44 | 332.44 | 902.44 | 1024.0234 | 1024.0234 | 1024.0234 | 1024.0234 | 1024.0234 | 1024.0234 | 1024.0234 | 1024.0234 | 1038.7233 | 1038.7233 | 1038.7233 | 1038.7233 | 1038.7233 | 1038.7233 | 1038.7233 | 987.3333 | 1106.4739 | 1106.4739 | 1106.4739 | 1106.4739 | 1003.4879 | 1028.5062 | 1028.5062 | 1031.3719
CDP17 | QLD | Q2 | North Qld Clean Energy Hub | Wind | 43.2 | 43.2 | 43.2 | 700.6317 | 908.1408 | 1491.1748 | 1491.1748 | 1491.1748 | 1491.1748 | 2536.1406 | 2536.1406 | 2543.5244 | 2658.0812 | 2658.0812 | 2658.0812 | 2658.0812 | 2658.0812 | 2658.0812 | 2658.0812 | 2658.0812 | 3824.9179 | 3824.9179 | 3781.7179 | 3781.7179 | 3781.7179 | 3781.7179 | 3781.7179 | 3887.5473
CDP17 | QLD | Q3 | Northern Qld | Wind | 0 | 0 | 0 | 0 | 0 | 0 | 0 | 0 | 0 | 0 | 0 | 0 | 0 | 0 | 0 | 0 | 0 | 0 | 0 | 0 | 0 | 0 | 0 | 0 | 0 | 0 | 0 | 0
CDP17 | QLD | Q4 | Isaac | Wind | 300 | 439 | 439 | 439 | 534.4106 | 534.4106 | 534.4106 | 534.4106 | 534.4106 | 534.4106 | 534.4106 | 622.1211 | 659.0744 | 659.0744 | 659.0744 | 659.0744 | 721.6201 | 734.2072 | 734.2072 | 734.2072 | 734.2072 | 734.2072 | 734.2072 | 734.2072 | 734.2072 | 640.939 | 640.939 | 640.939
CDP17 | QLD | Q5 | Barcaldine | Wind | 0 | 0 | 1.08e-06 | 3.64e-06 | 1.483e-05 | 2.916e-05 | 2.916e-05 | 3.133e-05 | 3.377e-05 | 6.068e-05 | 0.00027435 | 0.00027435 | 0.00027435 | 0.00027435 | 0.00027435 | 0.00027628 | 0.00027824 | 0.00027824 | 0.00027824 | 97.0443 | 103.7639 | 103.7639 | 103.7639 | 103.7639 | 103.7639 | 103.7639 | 103.7639 | 103.7639
CDP17 | QLD | Q6 | Fitzroy | Wind | 0 | 0 | 2.31e-06 | 508.0803 | 900 | 900 | 900 | 900 | 900 | 900.0001 | 900.0001 | 900.0001 | 900.0001 | 900.0001 | 900.0001 | 900.0001 | 900.0001 | 900.0001 | 900.0001 | 900.0001 | 900.0001 | 900.0001 | 900.0001 | 974.9918 | 1138.9821 | 1323.1382 | 1323.1382 | 1323.1382
CDP17 | QLD | Q7 | Wide Bay | Wind | 0 | 0 | 2.29e-06 | 7.69e-06 | 1.098e-05 | 1.098e-05 | 1.098e-05 | 1.704e-05 | 2.94e-05 | 6.5e-05 | 0.00015199 | 0.00031103 | 388.5853 | 388.5853 | 388.5853 | 388.5853 | 388.5853 | 388.5853 | 388.5853 | 388.5854 | 388.5854 | 401.4264 | 401.4264 | 401.4264 | 1031.1103 | 1031.1103 | 1100 | 1100
CDP17 | QLD | Q8 | Darling Downs | Wind | 1788.35 | 1788.35 | 1788.35 | 3188.35 | 4142.8126 | 4142.8126 | 4142.8126 | 4142.8126 | 4142.8126 | 4142.8126 | 4759.3853 | 4759.3853 | 4759.3853 | 4759.3853 | 4759.3853 | 4759.3853 | 4759.3853 | 4759.3853 | 4759.3853 | 4759.3853 | 4319.4153 | 4319.4153 | 4319.4153 | 4319.4153 | 6948.38 | 6948.38 | 6948.38 | 6948.38
CDP17 | QLD | Q9 | Banana | Wind | 0 | 0 | 0 | 0 | 0 | 0 | 0 | 0 | 0 | 0 | 0 | 0 | 0 | 0 | 0 | 0 | 0 | 0 | 0 | 0 | 0 | 0 | 0 | 0 | 0 | 0 | 0 | 0
CDP17 | NSW | N0 | NSW Non-REZ | Wind | 0 | 0 | 0 | 0 | 0 | 0 | 0 | 0 | 0 | 0 | 0 | 0 | 0 | 0 | 0 | 0 | 0 | 0 | 0 | 0 | 0 | 0 | 0 | 0 | 0 | 0 | 0 | 0
CDP17 | NSW | N1 | North West NSW | Wind | 0 | 0 | 0 | 0 | 0 | 0 | 0 | 0 | 0 | 0 | 0 | 0 | 0 | 0 | 0 | 0 | 0 | 0 | 0 | 0 | 0 | 0 | 0 | 0 | 0 | 0 | 0 | 0
CDP17 | NSW | N2 | New England | Wind | 442.48 | 442.48 | 781.9871 | 815.9069 | 815.9069 | 3468.9873 | 3468.9873 | 3468.9873 | 3468.9873 | 3468.9873 | 4038.8226 | 4038.8226 | 4038.8226 | 4038.8226 | 3866.3426 | 3866.3426 | 4487.9412 | 5875.1323 | 6921.4396 | 7237.8028 | 7237.8028 | 7237.8028 | 7237.8028 | 7237.8028 | 7400 | 7400 | 7400 | 7400
CDP17 | NSW | N3 | Central-West Orana | Wind | 258.73 | 396.73 | 838.9188 | 1458.5228 | 4368.9031 | 4368.9031 | 4368.9031 | 4368.9031 | 4368.9031 | 4368.9031 | 4368.9031 | 4368.9031 | 4368.9031 | 4368.9031 | 4368.9031 | 4368.9031 | 4368.9031 | 4368.9031 | 4368.9031 | 4368.9031 | 4368.9031 | 4368.9031 | 4368.9031 | 4368.9031 | 4368.9031 | 4627.4082 | 4627.4082 | 4627.4082
CDP17 | NSW | N4 | Broken Hill | Wind | 198.01 | 198.01 | 198.01 | 289.1799 | 289.1799 | 289.1799 | 289.1799 | 289.1799 | 289.1799 | 289.1799 | 289.1799 | 289.1799 | 289.1799 | 289.1799 | 289.1799 | 289.1799 | 289.1799 | 289.1799 | 289.1799 | 91.1699 | 91.1699 | 91.1699 | 91.1699 | 91.1699 | 91.1699 | 91.1699 | 91.1699 | 91.1699
CDP17 | NSW | N5 | South West NSW | Wind | 0 | 0 | 3.42e-06 | 460.3978 | 460.3978 | 460.3978 | 460.3978 | 460.3978 | 460.3978 | 460.3978 | 460.3978 | 460.3978 | 460.3978 | 460.3978 | 460.3978 | 460.3978 | 460.3978 | 460.3978 | 460.3978 | 460.3978 | 460.3978 | 460.3978 | 460.3978 | 460.3978 | 460.3978 | 460.3978 | 460.3978 | 460.3978
CDP17 | NSW | N6 | Wagga Wagga | Wind | 0 | 0 | 0 | 0 | 0 | 0 | 0 | 0 | 0 | 0 | 0 | 0 | 0 | 0 | 0 | 0 | 0 | 0 | 0 | 0 | 0 | 0 | 0 | 0 | 0 | 0 | 0 | 0
CDP17 | NSW | N7 | Tumut | Wind | 0 | 40.02 | 270.48 | 270.48 | 270.48 | 270.48 | 270.48 | 270.48 | 270.48 | 270.48 | 270.48 | 270.48 | 270.48 | 270.48 | 270.48 | 270.48 | 270.48 | 270.48 | 270.48 | 270.48 | 270.48 | 270.48 | 270.48 | 270.48 | 270.48 | 270.48 | 270.48 | 270.48
CDP17 | NSW | N8 | Cooma-Monaro | Wind | 113.18 | 113.18 | 413.18 | 446.7391 | 446.7391 | 446.7391 | 446.7391 | 446.7391 | 446.7391 | 446.7391 | 446.7391 | 446.7391 | 446.7391 | 446.7391 | 446.7391 | 446.7391 | 333.5591 | 333.5591 | 333.5591 | 333.5591 | 333.5591 | 333.5591 | 382.2449 | 387.3264 | 395.8365 | 402.889 | 402.889 | 402.889
CDP17 | NSW | N9 | Hunter-Central Coast | Wind | 0 | 0 | 400 | 544.1717 | 544.1717 | 544.1717 | 544.1717 | 544.1717 | 544.1717 | 544.1717 | 544.1717 | 544.1717 | 544.1717 | 544.1717 | 544.1717 | 544.1717 | 544.1717 | 544.1717 | 544.1717 | 544.1717 | 544.1717 | 544.1717 | 544.1717 | 544.1717 | 731.5325 | 1003.565 | 1003.565 | 1003.565
CDP17 | NSW | N12 | Illawarra | Wind | 0 | 0 | 0 | 0 | 0 | 0 | 0 | 0 | 0 | 0 | 0 | 0 | 0 | 0 | 0 | 0 | 0 | 0 | 0 | 0 | 0 | 0 | 0 | 0 | 0 | 0 | 0 | 0
CDP17 | VIC | V0 | VIC Non-REZ | Wind | 0 | 0 | 0 | 4.32e-06 | 8.35e-06 | 8.35e-06 | 8.35e-06 | 1.174e-05 | 2.094e-05 | 2.094e-05 | 3.419e-05 | 3.419e-05 | 3.839e-05 | 3.839e-05 | 3.839e-05 | 3.839e-05 | 3.839e-05 | 3.839e-05 | 3.839e-05 | 3.839e-05 | 4.086e-05 | 4.212e-05 | 4.212e-05 | 4.212e-05 | 4.44e-05 | 5.033e-05 | 5.033e-05 | 5.033e-05
CDP17 | VIC | V1 | Ovens Murray | Wind | 0 | 0 | 0 | 0 | 0 | 0 | 0 | 0 | 0 | 0 | 0 | 0 | 0 | 0 | 0 | 0 | 0 | 0 | 0 | 0 | 0 | 0 | 0 | 0 | 0 | 0 | 0 | 0
CDP17 | VIC | V2 | Murray River | Wind | 0 | 0 | 0 | 0 | 0 | 0 | 0 | 0 | 0 | 0 | 0 | 0 | 0 | 0 | 0 | 0 | 0 | 0 | 0 | 0 | 0 | 0 | 0 | 0 | 0 | 0 | 0 | 0
CDP17 | VIC | V3 | Western Victoria | Wind | 1934.5 | 1934.5 | 1934.5 | 1934.5 | 2634.5 | 2634.5 | 2634.5 | 2634.5 | 2634.5 | 2582 | 2390 | 2390 | 2390 | 2390 | 2390 | 2390 | 2390 | 2390 | 2358.95 | 2227.75 | 1915.75 | 1915.75 | 1915.75 | 1675.75 | 1647.05 | 1703.7564 | 1623.8064 | 1623.8064
CDP17 | VIC | V4 | South West Victoria | Wind | 2438.67 | 3283.23 | 3300.39 | 3300.39 | 3300.3902 | 3300.3902 | 3300.3902 | 3300.3902 | 3300.3902 | 3300.3902 | 3300.3902 | 3300.3902 | 3300.3902 | 3237.3902 | 2817.3902 | 2817.3902 | 2635.6902 | 2635.6902 | 2616.1902 | 2430.1902 | 2430.1902 | 1583.2002 | 1583.2002 | 1425.7003 | 2178.4178 | 2745.1522 | 2726.6255 | 2726.6255
CDP17 | VIC | V5 | Gippsland | Wind | 0 | 0 | 2.07e-06 | 1.231e-05 | 655.1357 | 1078.1582 | 1078.1582 | 1078.1582 | 1078.1582 | 1078.1582 | 1078.1582 | 1078.1582 | 1078.1582 | 1078.1582 | 1078.1582 | 1078.1582 | 1078.1582 | 1078.1582 | 1078.1582 | 1078.1582 | 1078.1582 | 1078.1582 | 1078.1582 | 1078.1582 | 1078.1582 | 1078.1582 | 1078.1582 | 1078.1582
CDP17 | VIC | V6 | Central North VIC | Wind | 0 | 0 | 0 | 2.42e-06 | 8.5e-06 | 9.82e-06 | 9.82e-06 | 1.379e-05 | 2.596e-05 | 2.596e-05 | 4.304e-05 | 4.304e-05 | 4.304e-05 | 4.304e-05 | 4.304e-05 | 4.304e-05 | 4.304e-05 | 4.304e-05 | 4.304e-05 | 4.304e-05 | 4.304e-05 | 4.304e-05 | 4.304e-05 | 4.304e-05 | 4.703e-05 | 4.81e-05 | 4.81e-05 | 4.81e-05
CDP17 | SA | S1 | South East SA | Wind | 324.5 | 324.5 | 324.5 | 324.5 | 902.3893 | 902.3893 | 902.3893 | 902.3893 | 902.3893 | 902.3893 | 902.3893 | 775.8893 | 775.8893 | 775.8893 | 616.8893 | 616.8893 | 577.8893 | 577.8893 | 577.8893 | 577.8893 | 577.8893 | 577.8893 | 577.8893 | 577.8893 | 577.8893 | 800 | 800 | 800
CDP17 | SA | S2 | Riverland | Wind | 0 | 0 | 0 | 0 | 0 | 0 | 0 | 0 | 0 | 0 | 0 | 0 | 0 | 0 | 0 | 0 | 0 | 0 | 0 | 0 | 0 | 0 | 0 | 0 | 0 | 0 | 0 | 0
CDP17 | SA | S3 | Mid-North SA | Wind | 1591.41 | 1731.6 | 1731.6 | 1731.6 | 2190.7706 | 2190.7706 | 2190.7706 | 2190.7706 | 2190.7706 | 2092.0707 | 2246.2844 | 2174.8844 | 1990.4044 | 1990.4044 | 1990.4044 | 1663.7044 | 2242.2401 | 2242.2401 | 2242.2401 | 2028.3801 | 2028.3801 | 1905.6601 | 1996.1299 | 2606.1333 | 2941.7194 | 2757.8856 | 2757.8856 | 2757.8856
CDP17 | SA | S4 | Yorke Peninsula | Wind | 90.75 | 90.75 | 90.75 | 106.2596 | 125.8534 | 70.2454 | 70.2454 | 70.2454 | 70.2454 | 70.2454 | 70.2454 | 70.2454 | 70.2454 | 70.2454 | 110.5927 | 110.5927 | 110.5927 | 110.5927 | 110.5927 | 110.5927 | 110.5927 | 110.7331 | 111.0832 | 111.0832 | 111.0832 | 112.3605 | 112.3605 | 112.6092
CDP17 | SA | S5 | Northern SA | Wind | 416.5 | 416.5 | 416.5 | 416.5 | 416.5 | 416.5 | 416.5 | 416.5 | 416.5 | 416.5 | 416.5 | 416.5 | 416.5 | 416.5 | 416.5 | 416.5 | 416.5 | 416.5 | 416.5 | 416.5 | 416.5 | 210 | 210 | 210 | 210 | 210 | 210 | 210
CDP17 | SA | S6 | Leigh Creek | Wind | 0 | 0 | 0 | 0 | 0 | 0 | 0 | 0 | 0 | 0 | 0 | 0 | 0 | 0 | 0 | 0 | 0 | 0 | 0 | 0 | 0 | 0 | 0 | 0 | 0 | 0 | 0 | 0
CDP17 | SA | S7 | Roxby Downs | Wind | 0 | 0 | 0 | 0 | 0 | 0 | 0 | 0 | 0 | 0 | 0 | 0 | 0 | 0 | 0 | 0 | 0 | 0 | 0 | 0 | 0 | 0 | 0 | 0 | 0 | 0 | 0 | 0
CDP17 | SA | S8 | Eastern Eyre Peninsula | Wind | 134.28 | 134.28 | 134.28 | 134.28 | 134.2801 | 134.2802 | 72.2802 | 72.2802 | 72.2802 | 72.2803 | 72.2803 | 0.00027286 | 0.00027286 | 0.00027286 | 85.0259 | 85.0259 | 85.0259 | 85.0259 | 85.0259 | 85.0259 | 85.0259 | 164.6677 | 330.6896 | 332.4504 | 332.4504 | 332.4504 | 332.4504 | 332.4504
CDP17 | SA | S9 | Western Eyre Peninsula | Wind | 0 | 0 | 0 | 0 | 0 | 0 | 0 | 0 | 0 | 0 | 0 | 0 | 0 | 0 | 0 | 0 | 0 | 0 | 0 | 0 | 0 | 0 | 0 | 0 | 0 | 0 | 0 | 0
CDP17 | TAS | T1 | North East Tasmania | Wind | 168 | 168 | 168 | 223.5114 | 420.0119 | 420.0119 | 420.0119 | 420.0119 | 420.0119 | 420.0119 | 420.0119 | 530.7109 | 538.7026 | 568 | 568 | 568 | 568 | 568 | 568 | 568 | 568 | 568 | 568 | 568 | 568 | 568 | 400 | 400
CDP17 | TAS | T2 | North West Tasmania | Wind | 251.35 | 251.35 | 251.35 | 251.3503 | 259.0633 | 259.0633 | 259.0633 | 259.0633 | 259.0633 | 259.0633 | 259.0633 | 259.0633 | 259.0633 | 345.5597 | 345.5597 | 345.5597 | 345.5597 | 345.5597 | 345.5597 | 345.5597 | 345.5597 | 345.5597 | 345.5597 | 345.5597 | 345.5597 | 345.5597 | 205.8097 | 205.8097
CDP17 | TAS | T3 | Tasmania Midlands | Wind | 144 | 144 | 602.2959 | 733.77 | 796.9304 | 865.3191 | 931.3751 | 1012.3225 | 1234.5531 | 1234.5531 | 1437.2709 | 1476.3555 | 1476.3555 | 1503.8479 | 1576.2266 | 1576.2266 | 1576.2266 | 1576.2266 | 1576.2266 | 1576.2266 | 1432.2266 | 1432.2266 | 1432.2266 | 1432.2266 | 1432.2266 | 1432.2266 | 1432.2266 | 1432.2266
CDP17 | NSW | N10 | Hunter Coast | Offshore Wind | 0 | 0 | 0 | 0 | 0 | 0 | 0 | 0 | 0 | 0 | 0 | 0 | 0 | 0 | 0 | 0 | 0 | 0 | 0 | 0 | 0 | 0 | 0 | 0 | 0 | 0 | 0 | 0
CDP17 | NSW | N11 | Illawarra Coast | Offshore Wind | 0 | 0 | 0 | 0 | 0 | 0 | 0 | 0 | 0 | 0 | 0 | 0 | 0 | 0 | 0 | 0 | 0 | 0 | 0 | 0 | 0 | 0 | 0 | 0 | 0 | 0 | 0 | 0
CDP17 | VIC | V7 | Gippsland Coast | Offshore Wind | 0 | 0 | 0 | 0 | 0 | 0 | 1000 | 2000 | 2666.6667 | 2666.6667 | 3333.3333 | 4300.782 | 5219.9999 | 6219.9999 | 7220 | 8220 | 8220 | 8220 | 8220 | 8220 | 8220 | 8220 | 8220 | 8220 | 8220 | 8220 | 8220 | 8220
CDP17 | VIC | V8 | Portland Coast | Offshore Wind | 0 | 0 | 0 | 0 | 0 | 0 | 0 | 0 | 0 | 666.6666 | 666.6666 | 699.2179 | 780 | 780 | 780 | 780 | 780 | 780 | 780 | 780 | 780 | 780 | 780 | 780 | 780 | 780 | 780 | 780
CDP17 | SA | S10 | South East SA Coast | Offshore Wind | 0 | 0 | 0 | 0 | 0 | 0 | 0 | 0 | 0 | 0 | 0 | 0 | 0 | 0 | 0 | 0 | 0 | 0 | 0 | 0 | 0 | 0 | 0 | 0 | 0 | 0 | 0 | 0
CDP17 | TAS | T4 | North West Tasmania Coast | Offshore Wind | 0 | 0 | 0 | 0 | 0 | 0 | 0 | 0 | 0 | 0 | 0 | 0 | 0 | 0 | 0 | 0 | 0 | 0 | 0 | 0 | 0 | 0 | 0 | 0 | 0 | 0 | 0 | 0
CDP17 | TAS | T5 | North East Tasmania Coast | Offshore Wind | 0 | 0 | 0 | 0 | 0 | 0 | 0 | 0 | 0 | 0 | 0 | 0 | 0 | 0 | 0 | 0 | 0 | 0 | 0 | 0 | 0 | 0 | 0 | 0 | 0 | 0 | 0 | 0
CDP18 | QLD | Q1 | Far North QLD | Solar | 0 | 0 | 0 | 0 | 0 | 0 | 0 | 0 | 0 | 0 | 0 | 0 | 0 | 0 | 0 | 0 | 0 | 0 | 0 | 0 | 0 | 0 | 0 | 0 | 0 | 0 | 0 | 0
CDP18 | QLD | Q2 | North Qld Clean Energy Hub | Solar | 84.47 | 84.47 | 84.47 | 84.47 | 84.47 | 84.47 | 84.47 | 84.47 | 84.47 | 84.47 | 84.47 | 84.4701 | 84.4701 | 35.9701 | 35.9701 | 35.9701 | 35.9701 | 219.7591 | 288.2969 | 288.2969 | 363.6963 | 363.6963 | 348.6963 | 348.6963 | 327.7263 | 586.621 | 586.621 | 586.621
CDP18 | QLD | Q3 | Northern Qld | Solar | 437.13 | 437.13 | 437.13 | 437.13 | 437.13 | 437.13 | 437.13 | 437.13 | 437.13 | 437.13 | 437.13 | 437.13 | 437.13 | 437.13 | 437.13 | 437.13 | 437.13 | 437.13 | 315.97 | 200.01 | 200.01 | 200.01 | 200.01 | 100.03 | 100.03 | 100.03 | 0 | 0
CDP18 | QLD | Q4 | Isaac | Solar | 620.45 | 620.45 | 620.45 | 620.4501 | 620.4501 | 620.4501 | 620.4501 | 620.4501 | 620.4501 | 620.4501 | 620.4501 | 620.4502 | 620.4502 | 620.4502 | 620.4502 | 620.4502 | 620.4502 | 963.5524 | 963.5524 | 963.5524 | 921.0524 | 921.0524 | 921.0524 | 921.0524 | 631.854 | 1362.09 | 1336.09 | 1336.09
CDP18 | QLD | Q5 | Barcaldine | Solar | 14 | 14 | 14 | 86.6316 | 86.6316 | 86.6316 | 86.6316 | 86.6316 | 86.6316 | 86.6316 | 86.6316 | 86.6316 | 86.6316 | 86.6316 | 86.6316 | 86.6316 | 88.3154 | 88.3154 | 88.3154 | 74.3154 | 74.3154 | 74.3154 | 74.3154 | 74.3154 | 74.3154 | 74.3154 | 74.3154 | 74.3154
CDP18 | QLD | Q6 | Fitzroy | Solar | 81.72 | 81.72 | 81.72 | 81.72 | 81.72 | 81.72 | 81.72 | 81.72 | 81.72 | 81.7201 | 81.7201 | 81.7201 | 81.7201 | 81.7201 | 81.7201 | 81.7201 | 81.7201 | 81.7201 | 81.7203 | 81.7213 | 81.7213 | 81.7213 | 81.7213 | 311.4966 | 1747.9877 | 2176.9197 | 2859.7811 | 3483.2679
CDP18 | QLD | Q7 | Wide Bay | Solar | 306.83 | 366.83 | 468.23 | 468.23 | 468.23 | 468.23 | 468.23 | 468.23 | 468.23 | 759.6602 | 2506.83 | 2506.83 | 2506.83 | 2506.83 | 2506.83 | 2506.83 | 2506.83 | 2506.83 | 2506.83 | 2506.83 | 2506.83 | 2506.83 | 2506.83 | 2506.83 | 2506.83 | 2375.95 | 2375.95 | 2375.95
CDP18 | QLD | Q8 | Darling Downs | Solar | 1484.68 | 1484.12 | 1483.56 | 1483.02 | 1482.46 | 1481.91 | 1481.34 | 1480.78 | 1480.22 | 1594.4327 | 2437.0757 | 3383.6138 | 3273.6138 | 3273.6138 | 3273.6138 | 3273.6138 | 3273.6138 | 3273.6138 | 4464.1977 | 4626.593 | 4523.633 | 5299.2654 | 4827.2969 | 5186.488 | 5159.188 | 6852.8952 | 6852.8952 | 6733.0152
CDP18 | QLD | Q9 | Banana | Solar | 0 | 0 | 0 | 0 | 0 | 0 | 0 | 0 | 0 | 0 | 0 | 0 | 0 | 0 | 0 | 0 | 0 | 0 | 0 | 0 | 0 | 0 | 0 | 0 | 0 | 0 | 0 | 0
CDP18 | NSW | N0 | NSW Non-REZ | Solar | 0 | 0 | 0 | 0 | 0 | 0 | 0 | 0 | 0 | 0 | 0 | 0 | 0 | 0 | 0 | 0 | 0 | 0 | 0 | 0 | 0 | 0 | 0 | 0 | 0 | 0 | 0 | 0
CDP18 | NSW | N1 | North West NSW | Solar | 166 | 166 | 202.324 | 202.324 | 202.324 | 202.324 | 202.324 | 202.324 | 202.324 | 202.324 | 202.324 | 202.324 | 202.324 | 202.324 | 202.324 | 202.324 | 202.324 | 202.324 | 202.324 | 202.324 | 202.324 | 202.324 | 177.4411 | 196.8037 | 196.8037 | 200.4796 | 216.968 | 216.968
CDP18 | NSW | N2 | New England | Solar | 535.02 | 855.02 | 1120.66 | 1120.66 | 1120.66 | 1172.3797 | 1172.3797 | 1172.3797 | 1172.3797 | 1305.8416 | 1619.3027 | 1619.3027 | 1619.3027 | 1619.3027 | 1619.3027 | 1619.3027 | 1619.3027 | 2819.9939 | 3099.8461 | 4085.66 | 4085.66 | 4085.66 | 4085.66 | 4085.66 | 4085.66 | 4085.66 | 4085.66 | 4085.66
CDP18 | NSW | N3 | Central-West Orana | Solar | 1495.99 | 1495.99 | 1984.6955 | 1984.6955 | 2967.7121 | 3230.2714 | 3230.2714 | 3230.2714 | 3230.2714 | 3230.2714 | 3538.4043 | 3538.4043 | 3538.4043 | 3538.4043 | 3538.4043 | 3538.4043 | 3538.4043 | 3538.4043 | 3436.3843 | 4030.4817 | 4030.4817 | 3994.4717 | 3994.4717 | 5480.7633 | 5714.7777 | 7239.63 | 7169.88 | 7000
CDP18 | NSW | N4 | Broken Hill | Solar | 53 | 53 | 265.0142 | 265.0142 | 265.0142 | 265.0142 | 265.0142 | 265.0142 | 265.0142 | 265.0142 | 265.0142 | 265.0142 | 265.0142 | 265.0142 | 265.0142 | 265.0142 | 265.0142 | 265.0142 | 265.0142 | 250.0529 | 340.4393 | 340.4393 | 340.4393 | 340.4393 | 340.4393 | 340.4393 | 340.4393 | 340.4393
CDP18 | NSW | N5 | South West NSW | Solar | 1121.32 | 1121.32 | 1251.7034 | 1810.8227 | 1810.8227 | 1811.7227 | 1810.8227 | 1810.8227 | 1810.8227 | 1810.8227 | 1810.8227 | 1810.8227 | 1810.8227 | 1810.8227 | 1660.7927 | 1660.7927 | 1660.7927 | 1660.7927 | 1660.7927 | 2151.9799 | 2929.2428 | 2929.2428 | 2844.2428 | 2844.2428 | 3142.29 | 2809.95 | 2560.96 | 2530.96
CDP18 | NSW | N6 | Wagga Wagga | Solar | 456.22 | 816.1 | 816.1 | 816.1 | 816.1 | 816.1 | 816.1 | 816.1 | 816.1 | 816.1 | 816.1 | 816.1 | 816.1 | 816.1 | 816.1 | 816.1 | 816.1 | 816.1 | 816.1 | 816.1 | 816.1 | 816.1 | 816.1 | 816.1 | 816.1 | 816.1 | 289.88 | 289.88
CDP18 | NSW | N7 | Tumut | Solar | 0 | 0 | 0 | 0 | 0 | 0 | 0 | 0 | 0 | 0 | 0 | 0 | 0 | 0 | 0 | 0 | 0 | 0 | 0 | 0 | 0 | 0 | 0 | 0 | 0 | 0 | 0 | 0
CDP18 | NSW | N8 | Cooma-Monaro | Solar | 0 | 0 | 0 | 0 | 0 | 0 | 0 | 0 | 0 | 0 | 0 | 0 | 0 | 0 | 0 | 0 | 0 | 0 | 0 | 0 | 0 | 0 | 0 | 0 | 0 | 0 | 0 | 0
CDP18 | NSW | N9 | Hunter-Central Coast | Solar | 0 | 0 | 516 | 516 | 516 | 516 | 516 | 516 | 516 | 516 | 516 | 516 | 516 | 516 | 516 | 516 | 516 | 516 | 516 | 516 | 516 | 516 | 516 | 516 | 516 | 516 | 516 | 516
CDP18 | NSW | N12 | Illawarra | Solar | 0 | 0 | 0 | 0 | 0 | 0 | 0 | 0 | 0 | 0 | 0 | 0 | 0 | 0 | 0 | 0 | 0 | 0 | 0 | 0 | 0 | 0 | 0 | 0 | 0 | 0 | 0 | 0
CDP18 | VIC | V0 | VIC Non-REZ | Solar | 0 | 0 | 0 | 0 | 0 | 0 | 0 | 0 | 0 | 0 | 0 | 0 | 0 | 0 | 0 | 0 | 0 | 0 | 0 | 0 | 0 | 0 | 0 | 0 | 0 | 0 | 0 | 0
CDP18 | VIC | V1 | Ovens Murray | Solar | 0 | 0 | 2.83e-06 | 4.99e-06 | 6.49e-06 | 2.244e-05 | 2.244e-05 | 2.359e-05 | 4.101e-05 | 4.101e-05 | 4.101e-05 | 4.101e-05 | 4.101e-05 | 4.101e-05 | 4.101e-05 | 4.101e-05 | 4.314e-05 | 4.314e-05 | 4.505e-05 | 7.709e-05 | 7.709e-05 | 7.868e-05 | 7.868e-05 | 7.868e-05 | 0.00010871 | 0.00010871 | 0.00010871 | 0.00010871
CDP18 | VIC | V2 | Murray River | Solar | 624.12 | 719.22 | 869.26 | 869.26 | 869.26 | 869.2601 | 869.2601 | 869.2601 | 869.2601 | 869.2601 | 869.2601 | 869.2601 | 869.2601 | 869.2601 | 869.2601 | 869.2601 | 869.2601 | 869.2601 | 869.2601 | 1617.8016 | 2498.6329 | 2471.4629 | 2471.4629 | 2471.4629 | 2401.2783 | 2025.3483 | 1944.3483 | 1944.3483
CDP18 | VIC | V3 | Western Victoria | Solar | 0 | 0 | 118.8 | 118.8 | 118.8 | 118.8 | 118.8 | 118.8 | 118.8 | 118.8 | 118.8 | 118.8 | 118.8 | 118.8 | 118.8 | 118.8 | 118.8 | 118.8 | 118.8 | 118.8 | 118.8 | 118.8 | 118.8 | 118.8 | 118.8 | 118.8 | 118.8 | 118.8
CDP18 | VIC | V4 | South West Victoria | Solar | 0 | 0 | 0 | 0 | 0 | 0 | 0 | 0 | 0 | 0 | 0 | 0 | 0 | 0 | 0 | 0 | 0 | 0 | 0 | 0 | 0 | 0 | 0 | 0 | 0 | 0 | 0 | 0
CDP18 | VIC | V5 | Gippsland | Solar | 0 | 77 | 160.28 | 160.28 | 160.28 | 160.28 | 160.28 | 160.28 | 160.28 | 160.28 | 160.28 | 160.28 | 160.28 | 160.28 | 160.28 | 160.28 | 160.28 | 160.28 | 160.28 | 160.28 | 160.28 | 160.28 | 160.28 | 160.28 | 160.28 | 160.28 | 160.28 | 160.28
CDP18 | VIC | V6 | Central North VIC | Solar | 547.75 | 547.75 | 547.75 | 547.75 | 547.75 | 547.75 | 547.75 | 547.75 | 547.75 | 547.75 | 547.75 | 547.75 | 547.75 | 547.75 | 547.75 | 547.75 | 547.75 | 547.75 | 547.75 | 547.75 | 447.8 | 447.8 | 447.8 | 447.8 | 447.8 | 447.8 | 447.8 | 252.79
CDP18 | SA | S1 | South East SA | Solar | 224.9 | 224.9 | 224.9 | 224.9 | 224.9 | 224.9 | 224.9 | 224.9 | 224.9 | 224.9 | 224.9 | 224.9 | 224.9 | 224.9 | 224.9 | 224.9 | 224.9 | 182 | 182 | 182 | 182 | 182 | 182 | 182 | 182 | 87 | 87 | 87
CDP18 | SA | S2 | Riverland | Solar | 55.19 | 55.19 | 55.19 | 55.19 | 55.19 | 55.1901 | 55.1901 | 49.0701 | 49.0701 | 49.0701 | 49.0701 | 49.0701 | 49.0701 | 49.0701 | 49.0701 | 49.0701 | 49.0701 | 37.3501 | 37.3501 | 610.4496 | 1226.2189 | 1218.8489 | 1218.8489 | 1218.8489 | 1218.8489 | 1218.8489 | 1218.8489 | 1218.8489
CDP18 | SA | S3 | Mid-North SA | Solar | 0 | 0 | 0 | 0 | 0 | 0 | 0 | 0 | 0 | 0 | 0 | 0 | 0 | 0 | 0 | 0 | 0 | 0 | 0 | 0 | 0 | 0 | 0 | 0 | 0 | 0 | 0 | 0
CDP18 | SA | S4 | Yorke Peninsula | Solar | 0 | 0 | 0 | 0 | 0 | 0 | 0 | 0 | 0 | 0 | 0 | 0 | 0 | 0 | 0 | 0 | 0 | 0 | 0 | 0 | 0 | 0 | 0 | 0 | 0 | 0 | 0 | 0
CDP18 | SA | S5 | Northern SA | Solar | 298.44 | 298.44 | 578.2 | 578.2 | 578.2 | 578.2 | 578.2 | 578.2 | 578.2 | 578.2 | 578.2 | 578.2 | 578.2 | 578.2 | 578.2 | 578.2 | 578.2 | 578.2001 | 578.2001 | 578.2001 | 1291.7895 | 1291.7895 | 1291.7895 | 1212.5895 | 1212.5895 | 1212.5895 | 1212.5895 | 1212.5895
CDP18 | SA | S6 | Leigh Creek | Solar | 0 | 0 | 0 | 0 | 0 | 0 | 0 | 0 | 0 | 0 | 0 | 0 | 0 | 0 | 0 | 0 | 0 | 0 | 0 | 0 | 0 | 0 | 0 | 0 | 0 | 0 | 0 | 0
CDP18 | SA | S7 | Roxby Downs | Solar | 0 | 0 | 3.12e-06 | 2.785e-05 | 86.2098 | 86.2098 | 86.2098 | 86.2098 | 86.2098 | 86.2098 | 344.815 | 344.815 | 344.815 | 344.815 | 344.815 | 344.815 | 445.3454 | 445.3454 | 518.5106 | 518.5106 | 589.1912 | 589.1912 | 589.1912 | 589.1912 | 589.1912 | 589.1912 | 607.4085 | 607.4085
CDP18 | SA | S8 | Eastern Eyre Peninsula | Solar | 0 | 0 | 0 | 0 | 0 | 0 | 0 | 0 | 0 | 0 | 0 | 0 | 0 | 0 | 0 | 0 | 0 | 0 | 0 | 0 | 0 | 0 | 0 | 0 | 0 | 0 | 0 | 0
CDP18 | SA | S9 | Western Eyre Peninsula | Solar | 0 | 0 | 0 | 0 | 0 | 0 | 0 | 0 | 0 | 0 | 0 | 0 | 0 | 0 | 0 | 0 | 0 | 0 | 0 | 0 | 0 | 0 | 0 | 0 | 0 | 0 | 0 | 0
CDP18 | TAS | T1 | North East Tasmania | Solar | 0 | 0 | 0 | 0 | 0 | 0 | 0 | 0 | 0 | 0 | 0 | 0 | 0 | 0 | 0 | 0 | 0 | 0 | 0 | 0 | 0 | 0 | 0 | 0 | 0 | 0 | 0 | 0
CDP18 | TAS | T2 | North West Tasmania | Solar | 0 | 0 | 0 | 0 | 0 | 0 | 0 | 0 | 0 | 0 | 0 | 0 | 0 | 0 | 0 | 0 | 0 | 0 | 0 | 0 | 0 | 0 | 0 | 0 | 0 | 0 | 0 | 0
CDP18 | TAS | T3 | Tasmania Midlands | Solar | 0 | 0 | 0 | 0 | 0 | 0 | 0 | 0 | 0 | 0 | 0 | 0 | 0 | 0 | 0 | 0 | 0 | 0 | 0 | 0 | 0 | 0 | 0 | 0 | 0 | 0 | 0 | 0
CDP18 | QLD | Q1 | Far North QLD | Wind | 332.44 | 332.44 | 332.44 | 902.44 | 1024.0246 | 1024.0246 | 1024.0246 | 1024.0246 | 1024.0246 | 1047.2107 | 1047.2107 | 1047.2107 | 1047.2107 | 1047.2107 | 1047.2107 | 1047.2107 | 1047.2107 | 1047.2107 | 1047.2107 | 991.858 | 1142.8468 | 1142.8468 | 1142.8468 | 1142.8468 | 1019.0593 | 1029.3876 | 1029.3876 | 1029.3876
CDP18 | QLD | Q2 | North Qld Clean Energy Hub | Wind | 43.2 | 43.2 | 43.2 | 700.631 | 908.1409 | 1491.1745 | 1491.1745 | 1491.1745 | 1491.1745 | 1700.1459 | 1700.1459 | 1707.8768 | 1930.4438 | 1930.4438 | 1930.4438 | 1930.4438 | 1930.4438 | 1930.4438 | 1930.4438 | 1935.8709 | 2279.589 | 2279.589 | 2236.389 | 2236.389 | 2236.389 | 2402.7822 | 2429.5441 | 2429.5441
CDP18 | QLD | Q3 | Northern Qld | Wind | 0 | 0 | 0 | 0 | 0 | 0 | 0 | 0 | 0 | 0 | 0 | 0 | 0 | 0 | 0 | 0 | 0 | 0 | 0 | 0 | 0 | 0 | 0 | 0 | 0 | 0 | 0 | 0
CDP18 | QLD | Q4 | Isaac | Wind | 300 | 439 | 439 | 439 | 534.41 | 534.41 | 534.41 | 534.41 | 534.41 | 1439 | 1439 | 1439 | 1439 | 1439 | 1439 | 1439 | 1439 | 1439 | 1439 | 1439 | 2104.9026 | 2104.9026 | 2104.9026 | 2104.9026 | 2104.9026 | 1890.015 | 1890.015 | 1890.015
CDP18 | QLD | Q5 | Barcaldine | Wind | 0 | 0 | 2.31e-06 | 7.75e-06 | 3.158e-05 | 6.207e-05 | 6.207e-05 | 6.415e-05 | 7.295e-05 | 31.3852 | 31.3852 | 31.3852 | 31.3852 | 31.3852 | 31.3852 | 31.3852 | 31.3852 | 31.3852 | 31.3852 | 99.1085 | 109.6674 | 109.6674 | 109.6674 | 109.6674 | 109.6674 | 110.3902 | 110.3902 | 110.3902
CDP18 | QLD | Q6 | Fitzroy | Wind | 0 | 0 | 2.53e-06 | 508.0825 | 900 | 900 | 900 | 900 | 900 | 900 | 900 | 900 | 900 | 900 | 900 | 900 | 900 | 900 | 900 | 900 | 900 | 900 | 900 | 900 | 900 | 900 | 900 | 900
CDP18 | QLD | Q7 | Wide Bay | Wind | 0 | 0 | 4.87e-06 | 1.64e-05 | 2.349e-05 | 2.349e-05 | 2.349e-05 | 2.349e-05 | 2.463e-05 | 8.509e-05 | 8.509e-05 | 8.509e-05 | 183.2282 | 183.2282 | 183.2282 | 183.2282 | 183.2282 | 183.2282 | 183.2282 | 183.2282 | 183.2282 | 304.4217 | 304.4217 | 304.4217 | 1100 | 1100 | 1100 | 1100
CDP18 | QLD | Q8 | Darling Downs | Wind | 1788.35 | 1788.35 | 1788.35 | 3188.35 | 4142.8104 | 4142.8104 | 4142.8104 | 4142.8104 | 4142.8104 | 4580.1182 | 4912.8769 | 4912.8769 | 4912.8769 | 4912.8769 | 4912.8769 | 4912.8769 | 4912.8769 | 4912.8769 | 4912.8769 | 4912.8769 | 4472.9069 | 4472.9069 | 4472.9069 | 4472.9069 | 6948.38 | 6948.38 | 6948.38 | 6948.38
CDP18 | QLD | Q9 | Banana | Wind | 0 | 0 | 0 | 0 | 0 | 0 | 0 | 0 | 0 | 0 | 0 | 0 | 0 | 0 | 0 | 0 | 0 | 0 | 0 | 0 | 0 | 0 | 0 | 0 | 0 | 0 | 0 | 0
CDP18 | NSW | N0 | NSW Non-REZ | Wind | 0 | 0 | 0 | 0 | 0 | 0 | 0 | 0 | 0 | 0 | 0 | 0 | 0 | 0 | 0 | 0 | 0 | 0 | 0 | 0 | 0 | 0 | 0 | 0 | 0 | 0 | 0 | 0
CDP18 | NSW | N1 | North West NSW | Wind | 0 | 0 | 0 | 0 | 0 | 0 | 0 | 0 | 0 | 0 | 0 | 0 | 0 | 0 | 0 | 0 | 0 | 0 | 0 | 0 | 0 | 0 | 0 | 0 | 0 | 0 | 0 | 0
CDP18 | NSW | N2 | New England | Wind | 442.48 | 442.48 | 781.9872 | 815.9071 | 815.9071 | 3468.9839 | 3468.9839 | 3468.9839 | 3468.9839 | 3468.9839 | 4064.8667 | 4064.8667 | 4064.8667 | 4064.8667 | 3892.3867 | 3892.3867 | 4456.9469 | 6017.7936 | 6916.2383 | 7267.0499 | 7267.0499 | 7267.0499 | 7267.0499 | 7267.0499 | 7400 | 7400 | 7400 | 7400
CDP18 | NSW | N3 | Central-West Orana | Wind | 258.73 | 396.73 | 838.9188 | 1458.5227 | 4368.9058 | 4368.9058 | 4368.9058 | 4368.9058 | 4368.9058 | 4368.9058 | 4368.9058 | 4368.9058 | 4368.9058 | 4368.9058 | 4368.9058 | 4368.9058 | 4368.9058 | 4368.9058 | 4368.9058 | 4368.9058 | 4368.9058 | 4368.9058 | 4368.9058 | 4368.9058 | 4368.9058 | 4740.598 | 4740.598 | 4740.598
CDP18 | NSW | N4 | Broken Hill | Wind | 198.01 | 198.01 | 198.01 | 289.1799 | 289.1799 | 289.1799 | 289.1799 | 289.1799 | 289.1799 | 289.1799 | 289.1799 | 289.1799 | 289.1799 | 289.1799 | 289.1799 | 289.1799 | 289.1799 | 289.1799 | 289.1799 | 91.1699 | 91.1699 | 91.1699 | 91.1699 | 91.1699 | 91.1699 | 91.1699 | 91.1699 | 91.1699
CDP18 | NSW | N5 | South West NSW | Wind | 0 | 0 | 7.28e-06 | 460.3977 | 460.3977 | 460.3977 | 460.3977 | 460.3977 | 460.3977 | 460.3977 | 460.3977 | 460.3977 | 460.3977 | 460.3977 | 460.3977 | 460.3977 | 460.3977 | 460.3977 | 460.3977 | 460.3977 | 460.3977 | 460.3977 | 460.3977 | 460.3977 | 460.3977 | 460.3977 | 460.3977 | 460.3977
CDP18 | NSW | N6 | Wagga Wagga | Wind | 0 | 0 | 0 | 0 | 0 | 0 | 0 | 0 | 0 | 0 | 0 | 0 | 0 | 0 | 0 | 0 | 0 | 0 | 0 | 0 | 0 | 0 | 0 | 0 | 0 | 0 | 0 | 0
CDP18 | NSW | N7 | Tumut | Wind | 0 | 40.02 | 270.48 | 270.48 | 270.48 | 270.48 | 270.48 | 270.48 | 270.48 | 270.48 | 270.48 | 270.48 | 270.48 | 270.48 | 270.48 | 270.48 | 270.48 | 270.48 | 270.48 | 270.48 | 270.48 | 270.48 | 270.48 | 270.48 | 270.48 | 270.48 | 270.48 | 270.48
CDP18 | NSW | N8 | Cooma-Monaro | Wind | 113.18 | 113.18 | 413.18 | 446.739 | 446.739 | 446.739 | 446.739 | 446.739 | 446.739 | 446.739 | 446.739 | 446.739 | 446.739 | 446.739 | 446.739 | 446.739 | 353.6335 | 353.6335 | 353.6335 | 353.6335 | 353.6335 | 363.6758 | 383.2045 | 387.6612 | 399.1285 | 404.0402 | 404.0402 | 404.0402
CDP18 | NSW | N9 | Hunter-Central Coast | Wind | 0 | 0 | 400 | 544.1716 | 544.1716 | 544.1716 | 544.1716 | 544.1716 | 544.1716 | 544.1716 | 544.1716 | 544.1717 | 544.1717 | 544.1717 | 544.1717 | 544.1717 | 544.1717 | 544.1717 | 544.1717 | 544.1717 | 595.0696 | 595.0696 | 595.0696 | 595.0696 | 831.9228 | 1008.7982 | 1008.7982 | 1008.7982
CDP18 | NSW | N12 | Illawarra | Wind | 0 | 0 | 0 | 0 | 0 | 0 | 0 | 0 | 0 | 0 | 0 | 0 | 0 | 0 | 0 | 0 | 0 | 0 | 0 | 0 | 0 | 0 | 0 | 0 | 0 | 0 | 0 | 0
CDP18 | VIC | V0 | VIC Non-REZ | Wind | 0 | 0 | 3.42e-06 | 1.305e-05 | 2.36e-05 | 2.36e-05 | 2.36e-05 | 2.617e-05 | 2.617e-05 | 2.785e-05 | 2.889e-05 | 2.889e-05 | 2.889e-05 | 2.889e-05 | 2.889e-05 | 2.889e-05 | 2.889e-05 | 2.889e-05 | 2.889e-05 | 3.029e-05 | 3.171e-05 | 3.283e-05 | 3.283e-05 | 3.283e-05 | 3.283e-05 | 4.477e-05 | 4.477e-05 | 4.477e-05
CDP18 | VIC | V1 | Ovens Murray | Wind | 0 | 0 | 0 | 0 | 0 | 0 | 0 | 0 | 0 | 0 | 0 | 0 | 0 | 0 | 0 | 0 | 0 | 0 | 0 | 0 | 0 | 0 | 0 | 0 | 0 | 0 | 0 | 0
CDP18 | VIC | V2 | Murray River | Wind | 0 | 0 | 0 | 0 | 0 | 0 | 0 | 0 | 0 | 0 | 0 | 0 | 0 | 0 | 0 | 0 | 0 | 0 | 0 | 0 | 0 | 0 | 0 | 0 | 0 | 0 | 0 | 0
CDP18 | VIC | V3 | Western Victoria | Wind | 1934.5 | 1934.5 | 1934.5 | 1934.5 | 2634.5 | 2634.5 | 2634.5 | 2634.5 | 2634.5 | 2582 | 2390 | 2390 | 2390 | 2390 | 2390 | 2390 | 2390 | 2390 | 2358.95 | 2227.75 | 1915.75 | 1915.75 | 1915.75 | 1675.75 | 1647.05 | 1728.8775 | 1648.9275 | 1648.9275
CDP18 | VIC | V4 | South West Victoria | Wind | 2438.67 | 3283.23 | 3300.39 | 3300.39 | 3300.3904 | 3300.3904 | 3300.3904 | 3300.3904 | 3300.3905 | 3300.3905 | 3300.3905 | 3300.3905 | 3300.3905 | 3237.3905 | 2817.3905 | 2817.3905 | 2635.6905 | 2635.6905 | 2616.1905 | 2430.1905 | 2430.1905 | 1583.2005 | 1583.2005 | 1425.7006 | 2153.8313 | 2748.5923 | 2681.346 | 2681.346
CDP18 | VIC | V5 | Gippsland | Wind | 0 | 0 | 4.41e-06 | 2.625e-05 | 655.1337 | 1078.1504 | 1078.1504 | 1078.1504 | 1078.1504 | 1078.1504 | 1078.1504 | 1078.1504 | 1078.1504 | 1078.1504 | 1078.1504 | 1078.1504 | 1078.1504 | 1078.1504 | 1078.1504 | 1078.1504 | 1078.1504 | 1078.1504 | 1078.1504 | 1078.1504 | 1078.1504 | 1078.1504 | 1078.1504 | 1078.1504
CDP18 | VIC | V6 | Central North VIC | Wind | 0 | 0 | 3.85e-06 | 9.05e-06 | 2.21e-05 | 2.62e-05 | 2.62e-05 | 2.62e-05 | 2.874e-05 | 2.874e-05 | 3.212e-05 | 3.212e-05 | 3.212e-05 | 3.212e-05 | 3.212e-05 | 3.212e-05 | 3.212e-05 | 3.212e-05 | 3.212e-05 | 3.212e-05 | 3.212e-05 | 3.212e-05 | 3.212e-05 | 3.212e-05 | 3.656e-05 | 3.656e-05 | 3.656e-05 | 3.656e-05
CDP18 | SA | S1 | South East SA | Wind | 324.5 | 324.5 | 324.5 | 324.5 | 902.3918 | 902.3918 | 902.3918 | 902.3918 | 902.3918 | 902.3918 | 902.3918 | 775.8918 | 775.8918 | 775.8918 | 616.8918 | 616.8918 | 577.8918 | 577.8918 | 577.8918 | 577.8918 | 577.8918 | 577.8918 | 577.8918 | 577.8918 | 577.8918 | 799.8459 | 799.8459 | 799.8459
CDP18 | SA | S2 | Riverland | Wind | 0 | 0 | 0 | 0 | 0 | 0 | 0 | 0 | 0 | 0 | 0 | 0 | 0 | 0 | 0 | 0 | 0 | 0 | 0 | 0 | 0 | 0 | 0 | 0 | 0 | 0 | 0 | 0
CDP18 | SA | S3 | Mid-North SA | Wind | 1591.41 | 1731.6 | 1731.6 | 1731.6001 | 2190.7688 | 2190.7688 | 2190.7688 | 2190.7688 | 2190.7688 | 2230.3236 | 2295.6804 | 2224.2804 | 2039.8004 | 2039.8004 | 2039.8004 | 1713.1004 | 2250.0925 | 2250.0925 | 2250.3201 | 2036.4601 | 2036.4601 | 1905.6601 | 2022.4791 | 2528.3081 | 2953.5136 | 2757.8236 | 2757.8236 | 2757.8236
CDP18 | SA | S4 | Yorke Peninsula | Wind | 90.75 | 90.75 | 90.75 | 106.2581 | 125.8534 | 70.255 | 70.255 | 70.255 | 70.255 | 70.255 | 70.255 | 70.255 | 70.255 | 70.255 | 110.6711 | 110.6711 | 110.6711 | 110.6711 | 110.6711 | 110.6711 | 110.6711 | 110.7329 | 111.0827 | 111.0827 | 111.0827 | 112.238 | 112.238 | 112.3531
CDP18 | SA | S5 | Northern SA | Wind | 416.5 | 416.5 | 416.5 | 416.5 | 416.5 | 416.5 | 416.5 | 416.5 | 416.5 | 416.5 | 416.5 | 416.5 | 416.5 | 416.5 | 416.5 | 416.5 | 416.5 | 416.5 | 416.5 | 416.5 | 416.5 | 210 | 210 | 210 | 210 | 210 | 210 | 210
CDP18 | SA | S6 | Leigh Creek | Wind | 0 | 0 | 0 | 0 | 0 | 0 | 0 | 0 | 0 | 0 | 0 | 0 | 0 | 0 | 0 | 0 | 0 | 0 | 0 | 0 | 0 | 0 | 0 | 0 | 0 | 0 | 0 | 0
CDP18 | SA | S7 | Roxby Downs | Wind | 0 | 0 | 0 | 0 | 0 | 0 | 0 | 0 | 0 | 0 | 0 | 0 | 0 | 0 | 0 | 0 | 0 | 0 | 0 | 0 | 0 | 0 | 0 | 0 | 0 | 0 | 0 | 0
CDP18 | SA | S8 | Eastern Eyre Peninsula | Wind | 134.28 | 134.28 | 134.28 | 134.28 | 134.2801 | 134.2805 | 72.2805 | 72.2805 | 72.2805 | 72.2806 | 72.2806 | 0.00061517 | 0.00061517 | 0.00061517 | 79.5622 | 79.5622 | 79.5622 | 79.5622 | 79.5622 | 79.5622 | 79.5622 | 213.4576 | 330.6893 | 332.5631 | 332.5631 | 332.5631 | 332.5631 | 332.5631
CDP18 | SA | S9 | Western Eyre Peninsula | Wind | 0 | 0 | 0 | 0 | 0 | 0 | 0 | 0 | 0 | 0 | 0 | 0 | 0 | 0 | 0 | 0 | 0 | 0 | 0 | 0 | 0 | 0 | 0 | 0 | 0 | 0 | 0 | 0
CDP18 | TAS | T1 | North East Tasmania | Wind | 168 | 168 | 168 | 223.5109 | 420.012 | 420.012 | 420.012 | 420.012 | 420.012 | 420.012 | 420.012 | 530.7248 | 538.7797 | 568 | 568 | 568 | 568 | 568 | 568 | 568 | 568 | 568 | 568 | 568 | 568 | 568 | 400 | 400
CDP18 | TAS | T2 | North West Tasmania | Wind | 251.35 | 251.35 | 251.35 | 251.3507 | 259.0635 | 259.0635 | 259.0635 | 259.0635 | 259.0635 | 259.0635 | 259.0635 | 259.0635 | 259.0635 | 345.1298 | 345.1298 | 345.1298 | 345.1298 | 345.1298 | 345.1298 | 345.1298 | 345.1298 | 345.1298 | 345.1298 | 345.1298 | 345.1298 | 345.1298 | 205.3798 | 205.3798
CDP18 | TAS | T3 | Tasmania Midlands | Wind | 144 | 144 | 602.2959 | 733.7702 | 796.93 | 865.3189 | 931.3749 | 1012.3192 | 1234.5543 | 1234.5543 | 1437.271 | 1476.3574 | 1476.3574 | 1503.8477 | 1576.5984 | 1576.5984 | 1576.5984 | 1576.5984 | 1576.5984 | 1576.5984 | 1432.5984 | 1432.5984 | 1432.5984 | 1432.5984 | 1432.5984 | 1432.5984 | 1432.5984 | 1432.5984
CDP18 | NSW | N10 | Hunter Coast | Offshore Wind | 0 | 0 | 0 | 0 | 0 | 0 | 0 | 0 | 0 | 0 | 0 | 0 | 0 | 0 | 0 | 0 | 0 | 0 | 0 | 0 | 0 | 0 | 0 | 0 | 0 | 0 | 0 | 0
CDP18 | NSW | N11 | Illawarra Coast | Offshore Wind | 0 | 0 | 0 | 0 | 0 | 0 | 0 | 0 | 0 | 0 | 0 | 0 | 0 | 0 | 0 | 0 | 0 | 0 | 0 | 0 | 0 | 0 | 0 | 0 | 0 | 0 | 0 | 0
CDP18 | VIC | V7 | Gippsland Coast | Offshore Wind | 0 | 0 | 0 | 0 | 0 | 0 | 1000 | 2000 | 2666.6667 | 2666.6667 | 3333.3333 | 4300.7839 | 5219.9999 | 6219.9999 | 7220 | 8220 | 8220 | 8220 | 8220 | 8220 | 8220 | 8220 | 8220 | 8220 | 8220 | 8220 | 8220 | 8220
CDP18 | VIC | V8 | Portland Coast | Offshore Wind | 0 | 0 | 0 | 0 | 0 | 0 | 0 | 0 | 0 | 666.6667 | 666.6667 | 699.216 | 780 | 780 | 780 | 780 | 780 | 780 | 780 | 780 | 780 | 780 | 780 | 780 | 780 | 780 | 780 | 780
CDP18 | SA | S10 | South East SA Coast | Offshore Wind | 0 | 0 | 0 | 0 | 0 | 0 | 0 | 0 | 0 | 0 | 0 | 0 | 0 | 0 | 0 | 0 | 0 | 0 | 0 | 0 | 0 | 0 | 0 | 0 | 0 | 0 | 0 | 0
CDP18 | TAS | T4 | North West Tasmania Coast | Offshore Wind | 0 | 0 | 0 | 0 | 0 | 0 | 0 | 0 | 0 | 0 | 0 | 0 | 0 | 0 | 0 | 0 | 0 | 0 | 0 | 0 | 0 | 0 | 0 | 0 | 0 | 0 | 0 | 0
CDP18 | TAS | T5 | North East Tasmania Coast | Offshore Wind | 0 | 0 | 0 | 0 | 0 | 0 | 0 | 0 | 0 | 0 | 0 | 0 | 0 | 0 | 0 | 0 | 0 | 0 | 0 | 0 | 0 | 0 | 0 | 0 | 0 | 0 | 0 | 0
CDP19 | QLD | Q1 | Far North QLD | Solar | 0 | 0 | 0 | 0 | 0 | 0 | 0 | 0 | 0 | 0 | 0 | 0 | 0 | 0 | 0 | 0 | 0 | 0 | 0 | 0 | 0 | 0 | 0 | 0 | 0 | 0 | 0 | 0
CDP19 | QLD | Q2 | North Qld Clean Energy Hub | Solar | 84.47 | 84.47 | 84.47 | 84.47 | 84.47 | 84.47 | 84.47 | 84.47 | 84.47 | 84.47 | 84.47 | 84.4701 | 84.4701 | 35.9701 | 35.9701 | 35.9701 | 35.9701 | 219.7385 | 288.2674 | 288.2674 | 363.6965 | 363.6965 | 348.6965 | 348.6965 | 327.7265 | 586.82 | 586.82 | 586.82
CDP19 | QLD | Q3 | Northern Qld | Solar | 437.13 | 437.13 | 437.13 | 437.13 | 437.13 | 437.13 | 437.13 | 437.13 | 437.13 | 437.13 | 437.13 | 437.13 | 437.13 | 437.13 | 437.13 | 437.13 | 437.13 | 437.13 | 315.97 | 200.01 | 200.01 | 200.01 | 200.01 | 100.03 | 100.03 | 100.03 | 0 | 0
CDP19 | QLD | Q4 | Isaac | Solar | 620.45 | 620.45 | 620.45 | 620.45 | 620.45 | 620.45 | 620.45 | 620.45 | 620.45 | 620.4501 | 620.4501 | 620.4503 | 620.4503 | 620.4503 | 620.4503 | 620.4503 | 620.4503 | 963.5525 | 963.5525 | 963.5525 | 921.0525 | 921.0525 | 921.0525 | 921.0525 | 631.8176 | 1362.1515 | 1336.1515 | 1336.1515
CDP19 | QLD | Q5 | Barcaldine | Solar | 14 | 14 | 14 | 86.6319 | 86.6319 | 86.6319 | 86.6319 | 86.6319 | 86.6319 | 86.6319 | 86.6319 | 86.6319 | 86.6319 | 86.6319 | 86.6319 | 86.6319 | 88.3154 | 88.3154 | 88.3154 | 74.3154 | 74.3154 | 74.3154 | 74.3154 | 74.3154 | 74.3154 | 74.3154 | 74.3154 | 74.3154
CDP19 | QLD | Q6 | Fitzroy | Solar | 81.72 | 81.72 | 81.72 | 81.72 | 81.72 | 81.72 | 81.72 | 81.72 | 81.72 | 81.7201 | 81.7201 | 81.7201 | 81.7201 | 81.7201 | 81.7201 | 81.7201 | 81.7201 | 81.7202 | 81.7203 | 81.7213 | 81.7213 | 81.7213 | 81.7213 | 310.9901 | 1747.6478 | 2176.5256 | 2859.0057 | 3483.4667
CDP19 | QLD | Q7 | Wide Bay | Solar | 306.83 | 366.83 | 468.23 | 468.23 | 468.23 | 468.23 | 468.23 | 468.23 | 468.23 | 759.6585 | 2506.8299 | 2506.8299 | 2506.8299 | 2506.8299 | 2506.8299 | 2506.8299 | 2506.8299 | 2506.8299 | 2506.8299 | 2506.83 | 2506.83 | 2506.83 | 2506.83 | 2506.83 | 2506.83 | 2375.95 | 2375.95 | 2375.95
CDP19 | QLD | Q8 | Darling Downs | Solar | 1484.68 | 1484.12 | 1483.56 | 1483.02 | 1482.46 | 1481.91 | 1481.34 | 1480.78 | 1480.22 | 1594.4299 | 2437.0905 | 3383.6269 | 3273.627 | 3273.627 | 3273.627 | 3273.627 | 3273.627 | 3273.627 | 4464.2399 | 4626.6305 | 4523.6705 | 5299.3045 | 4827.3825 | 5186.437 | 5159.137 | 6852.7909 | 6852.7909 | 6732.9109
CDP19 | QLD | Q9 | Banana | Solar | 0 | 0 | 0 | 0 | 0 | 0 | 0 | 0 | 0 | 0 | 0 | 0 | 0 | 0 | 0 | 0 | 0 | 0 | 0 | 0 | 0 | 0 | 0 | 0 | 0 | 0 | 0 | 0
CDP19 | NSW | N0 | NSW Non-REZ | Solar | 0 | 0 | 0 | 0 | 0 | 0 | 0 | 0 | 0 | 0 | 0 | 0 | 0 | 0 | 0 | 0 | 0 | 0 | 0 | 0 | 0 | 0 | 0 | 0 | 0 | 0 | 0 | 0
CDP19 | NSW | N1 | North West NSW | Solar | 166 | 166 | 202.324 | 202.324 | 202.324 | 202.324 | 202.324 | 202.324 | 202.324 | 202.324 | 202.324 | 202.324 | 202.324 | 202.324 | 202.324 | 202.324 | 202.324 | 202.324 | 202.324 | 202.324 | 202.324 | 202.324 | 177.4411 | 196.8038 | 196.8038 | 200.4796 | 216.968 | 216.968
CDP19 | NSW | N2 | New England | Solar | 535.02 | 855.02 | 1120.66 | 1120.66 | 1120.66 | 1172.381 | 1172.381 | 1172.381 | 1172.381 | 1305.8095 | 1619.2634 | 1619.2634 | 1619.2634 | 1619.2634 | 1619.2634 | 1619.2634 | 1619.2634 | 2819.9438 | 3099.307 | 4085.66 | 4085.66 | 4085.66 | 4085.66 | 4085.66 | 4085.66 | 4085.66 | 4085.66 | 4085.66
CDP19 | NSW | N3 | Central-West Orana | Solar | 1495.99 | 1495.99 | 1984.6955 | 1984.6955 | 2967.7124 | 3230.2645 | 3230.2645 | 3230.2645 | 3230.2645 | 3230.2645 | 3538.4337 | 3538.4337 | 3538.4337 | 3538.4337 | 3538.4337 | 3538.4337 | 3538.4337 | 3538.4337 | 3436.4137 | 4030.4814 | 4030.4814 | 3994.4714 | 3994.4714 | 5480.7641 | 5714.7781 | 7239.63 | 7169.88 | 7000
CDP19 | NSW | N4 | Broken Hill | Solar | 53 | 53 | 265.0142 | 265.0142 | 265.0142 | 265.0142 | 265.0142 | 265.0142 | 265.0142 | 265.0142 | 265.0142 | 265.0142 | 265.0142 | 265.0142 | 265.0142 | 265.0142 | 265.0142 | 265.0142 | 265.0142 | 250.0529 | 340.4392 | 340.4392 | 340.4392 | 340.4392 | 340.4392 | 340.4392 | 340.4392 | 340.4392
CDP19 | NSW | N5 | South West NSW | Solar | 1121.32 | 1121.32 | 1251.7034 | 1810.8233 | 1810.8233 | 1811.7233 | 1810.8233 | 1810.8233 | 1810.8233 | 1810.8233 | 1810.8233 | 1810.8233 | 1810.8233 | 1810.8233 | 1660.7933 | 1660.7933 | 1660.7933 | 1660.7933 | 1660.7933 | 2151.9785 | 2929.3144 | 2929.3144 | 2844.3144 | 2844.3144 | 3142.29 | 2809.95 | 2560.96 | 2530.96
CDP19 | NSW | N6 | Wagga Wagga | Solar | 456.22 | 816.1 | 816.1 | 816.1 | 816.1 | 816.1 | 816.1 | 816.1 | 816.1 | 816.1 | 816.1 | 816.1 | 816.1 | 816.1 | 816.1 | 816.1 | 816.1 | 816.1 | 816.1 | 816.1 | 816.1 | 816.1 | 816.1 | 816.1 | 816.1 | 816.1 | 289.88 | 289.88
CDP19 | NSW | N7 | Tumut | Solar | 0 | 0 | 0 | 0 | 0 | 0 | 0 | 0 | 0 | 0 | 0 | 0 | 0 | 0 | 0 | 0 | 0 | 0 | 0 | 0 | 0 | 0 | 0 | 0 | 0 | 0 | 0 | 0
CDP19 | NSW | N8 | Cooma-Monaro | Solar | 0 | 0 | 0 | 0 | 0 | 0 | 0 | 0 | 0 | 0 | 0 | 0 | 0 | 0 | 0 | 0 | 0 | 0 | 0 | 0 | 0 | 0 | 0 | 0 | 0 | 0 | 0 | 0
CDP19 | NSW | N9 | Hunter-Central Coast | Solar | 0 | 0 | 516 | 516 | 516 | 516 | 516 | 516 | 516 | 516 | 516 | 516 | 516 | 516 | 516 | 516 | 516 | 516 | 516 | 516 | 516 | 516 | 516 | 516 | 516 | 516 | 516 | 516
CDP19 | NSW | N12 | Illawarra | Solar | 0 | 0 | 0 | 0 | 0 | 0 | 0 | 0 | 0 | 0 | 0 | 0 | 0 | 0 | 0 | 0 | 0 | 0 | 0 | 0 | 0 | 0 | 0 | 0 | 0 | 0 | 0 | 0
CDP19 | VIC | V0 | VIC Non-REZ | Solar | 0 | 0 | 0 | 0 | 0 | 0 | 0 | 0 | 0 | 0 | 0 | 0 | 0 | 0 | 0 | 0 | 0 | 0 | 0 | 0 | 0 | 0 | 0 | 0 | 0 | 0 | 0 | 0
CDP19 | VIC | V1 | Ovens Murray | Solar | 0 | 0 | 2.29e-06 | 3.94e-06 | 5.06e-06 | 1.772e-05 | 1.772e-05 | 1.954e-05 | 5.219e-05 | 5.219e-05 | 5.219e-05 | 5.219e-05 | 5.219e-05 | 5.219e-05 | 5.219e-05 | 5.219e-05 | 5.424e-05 | 5.53e-05 | 5.654e-05 | 7.928e-05 | 7.928e-05 | 8.103e-05 | 8.103e-05 | 8.103e-05 | 0.00011639 | 0.00011639 | 0.00011639 | 0.00011639
CDP19 | VIC | V2 | Murray River | Solar | 624.12 | 719.22 | 869.26 | 869.26 | 869.26 | 869.2601 | 869.2601 | 869.2601 | 869.2601 | 869.2601 | 869.2601 | 869.2601 | 869.2601 | 869.2601 | 869.2601 | 869.2601 | 869.2601 | 869.2601 | 869.2601 | 1617.8073 | 2499.5196 | 2472.3496 | 2472.3496 | 2472.3496 | 2401.9785 | 2026.0485 | 1945.0485 | 1945.0485
CDP19 | VIC | V3 | Western Victoria | Solar | 0 | 0 | 118.8 | 118.8 | 118.8 | 118.8 | 118.8 | 118.8 | 118.8 | 118.8 | 118.8 | 118.8 | 118.8 | 118.8 | 118.8 | 118.8 | 118.8 | 118.8 | 118.8 | 118.8 | 118.8 | 118.8 | 118.8 | 118.8 | 118.8 | 118.8 | 118.8 | 118.8
CDP19 | VIC | V4 | South West Victoria | Solar | 0 | 0 | 0 | 0 | 0 | 0 | 0 | 0 | 0 | 0 | 0 | 0 | 0 | 0 | 0 | 0 | 0 | 0 | 0 | 0 | 0 | 0 | 0 | 0 | 0 | 0 | 0 | 0
CDP19 | VIC | V5 | Gippsland | Solar | 0 | 77 | 160.28 | 160.28 | 160.28 | 160.28 | 160.28 | 160.28 | 160.28 | 160.28 | 160.28 | 160.28 | 160.28 | 160.28 | 160.28 | 160.28 | 160.28 | 160.28 | 160.28 | 160.28 | 160.28 | 160.28 | 160.28 | 160.28 | 160.28 | 160.28 | 160.28 | 160.28
CDP19 | VIC | V6 | Central North VIC | Solar | 547.75 | 547.75 | 547.75 | 547.75 | 547.75 | 547.75 | 547.75 | 547.75 | 547.75 | 547.75 | 547.75 | 547.75 | 547.75 | 547.75 | 547.75 | 547.75 | 547.75 | 547.75 | 547.75 | 547.75 | 447.8 | 447.8 | 447.8 | 447.8 | 447.8 | 447.8 | 447.8 | 252.79
CDP19 | SA | S1 | South East SA | Solar | 224.9 | 224.9 | 224.9 | 224.9 | 224.9 | 224.9 | 224.9 | 224.9 | 224.9 | 224.9 | 224.9 | 224.9 | 224.9 | 224.9 | 224.9 | 224.9 | 224.9 | 182 | 182 | 182 | 182 | 182 | 182 | 182 | 182 | 87 | 87 | 87
CDP19 | SA | S2 | Riverland | Solar | 55.19 | 55.19 | 55.19 | 55.19 | 55.19 | 55.1901 | 55.1901 | 49.0701 | 49.0701 | 49.0701 | 49.0701 | 49.0701 | 49.0701 | 49.0701 | 49.0701 | 49.0701 | 49.0701 | 37.3501 | 37.3501 | 610.4436 | 1226.2176 | 1218.8476 | 1218.8476 | 1218.8476 | 1218.8476 | 1218.8476 | 1218.8476 | 1218.8476
CDP19 | SA | S3 | Mid-North SA | Solar | 0 | 0 | 0 | 0 | 0 | 0 | 0 | 0 | 0 | 0 | 0 | 0 | 0 | 0 | 0 | 0 | 0 | 0 | 0 | 0 | 0 | 0 | 0 | 0 | 0 | 0 | 0 | 0
CDP19 | SA | S4 | Yorke Peninsula | Solar | 0 | 0 | 0 | 0 | 0 | 0 | 0 | 0 | 0 | 0 | 0 | 0 | 0 | 0 | 0 | 0 | 0 | 0 | 0 | 0 | 0 | 0 | 0 | 0 | 0 | 0 | 0 | 0
CDP19 | SA | S5 | Northern SA | Solar | 298.44 | 298.44 | 578.2 | 578.2 | 578.2 | 578.2 | 578.2 | 578.2 | 578.2 | 578.2 | 578.2001 | 578.2001 | 578.2001 | 578.2001 | 578.2001 | 578.2001 | 578.2001 | 578.2001 | 578.2001 | 578.2001 | 1291.7911 | 1291.7911 | 1291.7911 | 1212.5911 | 1212.5911 | 1212.5911 | 1212.5911 | 1212.5911
CDP19 | SA | S6 | Leigh Creek | Solar | 0 | 0 | 0 | 0 | 0 | 0 | 0 | 0 | 0 | 0 | 0 | 0 | 0 | 0 | 0 | 0 | 0 | 0 | 0 | 0 | 0 | 0 | 0 | 0 | 0 | 0 | 0 | 0
CDP19 | SA | S7 | Roxby Downs | Solar | 0 | 0 | 2.52e-06 | 2.221e-05 | 86.2105 | 86.2105 | 86.2105 | 86.2105 | 86.2105 | 86.2105 | 344.8165 | 344.8165 | 344.8165 | 344.8165 | 344.8165 | 344.8165 | 445.5814 | 445.5814 | 518.5198 | 518.5198 | 589.1912 | 589.1912 | 589.1912 | 589.1912 | 589.1912 | 589.1912 | 607.414 | 607.414
CDP19 | SA | S8 | Eastern Eyre Peninsula | Solar | 0 | 0 | 0 | 0 | 0 | 0 | 0 | 0 | 0 | 0 | 0 | 0 | 0 | 0 | 0 | 0 | 0 | 0 | 0 | 0 | 0 | 0 | 0 | 0 | 0 | 0 | 0 | 0
CDP19 | SA | S9 | Western Eyre Peninsula | Solar | 0 | 0 | 0 | 0 | 0 | 0 | 0 | 0 | 0 | 0 | 0 | 0 | 0 | 0 | 0 | 0 | 0 | 0 | 0 | 0 | 0 | 0 | 0 | 0 | 0 | 0 | 0 | 0
CDP19 | TAS | T1 | North East Tasmania | Solar | 0 | 0 | 0 | 0 | 0 | 0 | 0 | 0 | 0 | 0 | 0 | 0 | 0 | 0 | 0 | 0 | 0 | 0 | 0 | 0 | 0 | 0 | 0 | 0 | 0 | 0 | 0 | 0
CDP19 | TAS | T2 | North West Tasmania | Solar | 0 | 0 | 0 | 0 | 0 | 0 | 0 | 0 | 0 | 0 | 0 | 0 | 0 | 0 | 0 | 0 | 0 | 0 | 0 | 0 | 0 | 0 | 0 | 0 | 0 | 0 | 0 | 0
CDP19 | TAS | T3 | Tasmania Midlands | Solar | 0 | 0 | 0 | 0 | 0 | 0 | 0 | 0 | 0 | 0 | 0 | 0 | 0 | 0 | 0 | 0 | 0 | 0 | 0 | 0 | 0 | 0 | 0 | 0 | 0 | 0 | 0 | 0
CDP19 | QLD | Q1 | Far North QLD | Wind | 332.44 | 332.44 | 332.44 | 902.44 | 1024.0232 | 1024.0232 | 1024.0232 | 1024.0232 | 1024.0232 | 1047.2095 | 1047.2095 | 1047.2095 | 1047.2095 | 1047.2095 | 1047.2095 | 1047.2095 | 1047.2095 | 1047.2095 | 1047.2095 | 991.858 | 1142.8464 | 1142.8464 | 1142.8464 | 1142.8464 | 1019.0548 | 1029.3876 | 1029.3876 | 1029.3876
CDP19 | QLD | Q2 | North Qld Clean Energy Hub | Wind | 43.2 | 43.2 | 43.2 | 700.6314 | 908.1407 | 1491.1743 | 1491.1743 | 1491.1743 | 1491.1743 | 1700.1481 | 1700.1481 | 1707.88 | 1930.4692 | 1930.4692 | 1930.4692 | 1930.4692 | 1930.4692 | 1930.4692 | 1930.4692 | 1935.88 | 2279.5892 | 2279.5892 | 2236.3892 | 2236.3892 | 2236.3892 | 2402.7669 | 2429.5245 | 2429.5245
CDP19 | QLD | Q3 | Northern Qld | Wind | 0 | 0 | 0 | 0 | 0 | 0 | 0 | 0 | 0 | 0 | 0 | 0 | 0 | 0 | 0 | 0 | 0 | 0 | 0 | 0 | 0 | 0 | 0 | 0 | 0 | 0 | 0 | 0
CDP19 | QLD | Q4 | Isaac | Wind | 300 | 439 | 439 | 439 | 534.4131 | 534.4131 | 534.4131 | 534.4131 | 534.4131 | 1439 | 1439 | 1439 | 1439 | 1439 | 1439 | 1439 | 1439 | 1439 | 1439 | 1439 | 2104.8245 | 2104.8245 | 2104.8245 | 2104.8245 | 2104.8245 | 1889.7003 | 1889.7003 | 1889.7003
CDP19 | QLD | Q5 | Barcaldine | Wind | 0 | 0 | 1.85e-06 | 6.19e-06 | 2.522e-05 | 4.961e-05 | 4.961e-05 | 4.961e-05 | 5.403e-05 | 31.3851 | 31.3851 | 31.3851 | 31.3851 | 31.3851 | 31.3851 | 31.3851 | 31.3851 | 31.3851 | 31.3851 | 99.1085 | 109.6674 | 109.6674 | 109.6674 | 109.6674 | 109.6674 | 110.3902 | 110.3902 | 110.3902
CDP19 | QLD | Q6 | Fitzroy | Wind | 0 | 0 | 2.03e-06 | 508.0795 | 900 | 900 | 900 | 900 | 900 | 900 | 900 | 900 | 900 | 900 | 900 | 900 | 900 | 900 | 900 | 900 | 900 | 900 | 900 | 900 | 900 | 900 | 900 | 900
CDP19 | QLD | Q7 | Wide Bay | Wind | 0 | 0 | 3.9e-06 | 1.308e-05 | 1.859e-05 | 1.859e-05 | 1.859e-05 | 2.112e-05 | 2.635e-05 | 0.00011198 | 0.00011198 | 0.00011198 | 183.0537 | 183.0537 | 183.0537 | 183.0537 | 183.0537 | 183.0537 | 183.0537 | 183.0537 | 183.0537 | 304.3015 | 304.3015 | 304.3015 | 1100 | 1100 | 1100 | 1100
CDP19 | QLD | Q8 | Darling Downs | Wind | 1788.35 | 1788.35 | 1788.35 | 3188.35 | 4142.8125 | 4142.8125 | 4142.8125 | 4142.8125 | 4142.8125 | 4580.223 | 4912.8879 | 4912.8879 | 4912.8879 | 4912.8879 | 4912.8879 | 4912.8879 | 4912.8879 | 4912.8879 | 4912.8879 | 4912.8879 | 4472.9179 | 4472.9179 | 4472.9179 | 4472.9179 | 6948.38 | 6948.38 | 6948.38 | 6948.38
CDP19 | QLD | Q9 | Banana | Wind | 0 | 0 | 0 | 0 | 0 | 0 | 0 | 0 | 0 | 0 | 0 | 0 | 0 | 0 | 0 | 0 | 0 | 0 | 0 | 0 | 0 | 0 | 0 | 0 | 0 | 0 | 0 | 0
CDP19 | NSW | N0 | NSW Non-REZ | Wind | 0 | 0 | 0 | 0 | 0 | 0 | 0 | 0 | 0 | 0 | 0 | 0 | 0 | 0 | 0 | 0 | 0 | 0 | 0 | 0 | 0 | 0 | 0 | 0 | 0 | 0 | 0 | 0
CDP19 | NSW | N1 | North West NSW | Wind | 0 | 0 | 0 | 0 | 0 | 0 | 0 | 0 | 0 | 0 | 0 | 0 | 0 | 0 | 0 | 0 | 0 | 0 | 0 | 0 | 0 | 0 | 0 | 0 | 0 | 0 | 0 | 0
CDP19 | NSW | N2 | New England | Wind | 442.48 | 442.48 | 781.9871 | 815.9071 | 815.9071 | 3468.9864 | 3468.9864 | 3468.9864 | 3468.9864 | 3468.9864 | 4064.926 | 4064.926 | 4064.926 | 4064.926 | 3892.446 | 3892.446 | 4456.9502 | 6017.8101 | 6916.6585 | 7267.0499 | 7267.0499 | 7267.0499 | 7267.0499 | 7267.0499 | 7400 | 7400 | 7400 | 7400
CDP19 | NSW | N3 | Central-West Orana | Wind | 258.73 | 396.73 | 838.9188 | 1458.5229 | 4368.9034 | 4368.9034 | 4368.9034 | 4368.9034 | 4368.9034 | 4368.9034 | 4368.9034 | 4368.9034 | 4368.9034 | 4368.9034 | 4368.9034 | 4368.9034 | 4368.9034 | 4368.9034 | 4368.9034 | 4368.9034 | 4368.9034 | 4368.9034 | 4368.9034 | 4368.9034 | 4368.9034 | 4740.4824 | 4740.4824 | 4740.4824
CDP19 | NSW | N4 | Broken Hill | Wind | 198.01 | 198.01 | 198.01 | 289.1799 | 289.1799 | 289.1799 | 289.1799 | 289.1799 | 289.1799 | 289.1799 | 289.1799 | 289.1799 | 289.1799 | 289.1799 | 289.1799 | 289.1799 | 289.1799 | 289.1799 | 289.1799 | 91.1699 | 91.1699 | 91.1699 | 91.1699 | 91.1699 | 91.1699 | 91.1699 | 91.1699 | 91.1699
CDP19 | NSW | N5 | South West NSW | Wind | 0 | 0 | 5.85e-06 | 460.3975 | 460.3975 | 460.3975 | 460.3975 | 460.3975 | 460.3975 | 460.3975 | 460.3975 | 460.3975 | 460.3975 | 460.3975 | 460.3975 | 460.3975 | 460.3975 | 460.3975 | 460.3975 | 460.3975 | 460.3975 | 460.3975 | 460.3975 | 460.3975 | 460.3975 | 460.3975 | 460.3975 | 460.3975
CDP19 | NSW | N6 | Wagga Wagga | Wind | 0 | 0 | 0 | 0 | 0 | 0 | 0 | 0 | 0 | 0 | 0 | 0 | 0 | 0 | 0 | 0 | 0 | 0 | 0 | 0 | 0 | 0 | 0 | 0 | 0 | 0 | 0 | 0
CDP19 | NSW | N7 | Tumut | Wind | 0 | 40.02 | 270.48 | 270.48 | 270.48 | 270.48 | 270.48 | 270.48 | 270.48 | 270.48 | 270.48 | 270.48 | 270.48 | 270.48 | 270.48 | 270.48 | 270.48 | 270.48 | 270.48 | 270.48 | 270.48 | 270.48 | 270.48 | 270.48 | 270.48 | 270.48 | 270.48 | 270.48
CDP19 | NSW | N8 | Cooma-Monaro | Wind | 113.18 | 113.18 | 413.18 | 446.7392 | 446.7392 | 446.7392 | 446.7392 | 446.7392 | 446.7392 | 446.7392 | 446.7393 | 446.7393 | 446.7393 | 446.7393 | 446.7393 | 446.7393 | 353.5531 | 353.5531 | 353.5531 | 353.5531 | 353.5531 | 362.6817 | 383.202 | 387.6623 | 399.1218 | 404.0382 | 404.0382 | 404.0382
CDP19 | NSW | N9 | Hunter-Central Coast | Wind | 0 | 0 | 400 | 544.1707 | 544.1707 | 544.1707 | 544.1707 | 544.1707 | 544.1707 | 544.1707 | 544.1707 | 544.1707 | 544.1707 | 544.1707 | 544.1707 | 544.1707 | 544.1707 | 544.1707 | 544.1707 | 544.1707 | 595.1386 | 595.1386 | 595.1386 | 595.1386 | 832.0316 | 1008.7981 | 1008.7981 | 1008.7981
CDP19 | NSW | N12 | Illawarra | Wind | 0 | 0 | 0 | 0 | 0 | 0 | 0 | 0 | 0 | 0 | 0 | 0 | 0 | 0 | 0 | 0 | 0 | 0 | 0 | 0 | 0 | 0 | 0 | 0 | 0 | 0 | 0 | 0
CDP19 | VIC | V0 | VIC Non-REZ | Wind | 0 | 0 | 2.79e-06 | 1.046e-05 | 1.858e-05 | 1.858e-05 | 1.858e-05 | 1.858e-05 | 2.259e-05 | 2.259e-05 | 2.644e-05 | 2.748e-05 | 2.748e-05 | 2.748e-05 | 2.748e-05 | 2.748e-05 | 2.849e-05 | 2.849e-05 | 2.849e-05 | 2.849e-05 | 3.007e-05 | 3.135e-05 | 3.135e-05 | 3.135e-05 | 3.135e-05 | 5.767e-05 | 5.767e-05 | 5.767e-05
CDP19 | VIC | V1 | Ovens Murray | Wind | 0 | 0 | 0 | 0 | 0 | 0 | 0 | 0 | 0 | 0 | 0 | 0 | 0 | 0 | 0 | 0 | 0 | 0 | 0 | 0 | 0 | 0 | 0 | 0 | 0 | 0 | 0 | 0
CDP19 | VIC | V2 | Murray River | Wind | 0 | 0 | 0 | 0 | 0 | 0 | 0 | 0 | 0 | 0 | 0 | 0 | 0 | 0 | 0 | 0 | 0 | 0 | 0 | 0 | 0 | 0 | 0 | 0 | 0 | 0 | 0 | 0
CDP19 | VIC | V3 | Western Victoria | Wind | 1934.5 | 1934.5 | 1934.5 | 1934.5 | 2634.5 | 2634.5 | 2634.5 | 2634.5 | 2634.5 | 2582 | 2390 | 2390 | 2390 | 2390 | 2390 | 2390 | 2390 | 2390 | 2358.95 | 2227.75 | 1915.75 | 1915.75 | 1915.75 | 1675.75 | 1647.05 | 1728.8383 | 1648.8883 | 1648.8883
CDP19 | VIC | V4 | South West Victoria | Wind | 2438.67 | 3283.23 | 3300.39 | 3300.39 | 3300.3903 | 3300.3903 | 3300.3903 | 3300.3903 | 3300.3904 | 3300.3904 | 3300.3904 | 3300.3904 | 3300.3904 | 3237.3904 | 2817.3904 | 2817.3904 | 2635.6904 | 2635.6904 | 2616.1904 | 2430.1904 | 2430.1904 | 1583.2004 | 1583.2004 | 1425.7004 | 2153.6308 | 2748.6734 | 2681.3631 | 2681.3631
CDP19 | VIC | V5 | Gippsland | Wind | 0 | 0 | 3.54e-06 | 2.093e-05 | 655.1336 | 1078.1495 | 1078.1495 | 1078.1495 | 1078.1495 | 1078.1495 | 1078.1495 | 1078.1495 | 1078.1495 | 1078.1495 | 1078.1495 | 1078.1495 | 1078.1495 | 1078.1495 | 1078.1495 | 1078.1495 | 1078.1495 | 1078.1495 | 1078.1495 | 1078.1495 | 1078.1495 | 1078.1495 | 1078.1495 | 1078.1495
CDP19 | VIC | V6 | Central North VIC | Wind | 0 | 0 | 3.11e-06 | 7.17e-06 | 1.742e-05 | 1.962e-05 | 1.962e-05 | 1.962e-05 | 2.43e-05 | 2.43e-05 | 3.376e-05 | 3.376e-05 | 3.376e-05 | 3.376e-05 | 3.376e-05 | 3.376e-05 | 3.376e-05 | 3.376e-05 | 3.376e-05 | 3.376e-05 | 3.376e-05 | 3.376e-05 | 3.376e-05 | 3.376e-05 | 3.842e-05 | 3.842e-05 | 3.842e-05 | 3.842e-05
CDP19 | SA | S1 | South East SA | Wind | 324.5 | 324.5 | 324.5 | 324.5 | 902.3913 | 902.3913 | 902.3913 | 902.3913 | 902.3913 | 902.3913 | 902.3913 | 775.8913 | 775.8913 | 775.8913 | 616.8913 | 616.8913 | 577.8913 | 577.8913 | 577.8913 | 577.8913 | 577.8913 | 577.8913 | 577.8913 | 577.8913 | 577.8913 | 799.7639 | 799.7639 | 799.7639
CDP19 | SA | S2 | Riverland | Wind | 0 | 0 | 0 | 0 | 0 | 0 | 0 | 0 | 0 | 0 | 0 | 0 | 0 | 0 | 0 | 0 | 0 | 0 | 0 | 0 | 0 | 0 | 0 | 0 | 0 | 0 | 0 | 0
CDP19 | SA | S3 | Mid-North SA | Wind | 1591.41 | 1731.6 | 1731.6 | 1731.6001 | 2190.7688 | 2190.7688 | 2190.7688 | 2190.7688 | 2190.7688 | 2230.3171 | 2295.6772 | 2224.2772 | 2039.7972 | 2039.7972 | 2039.7972 | 1713.0972 | 2250.0741 | 2250.0741 | 2250.3201 | 2036.4601 | 2036.4601 | 1905.6601 | 2022.4755 | 2527.8623 | 2953.5292 | 2757.8392 | 2757.8392 | 2757.8392
CDP19 | SA | S4 | Yorke Peninsula | Wind | 90.75 | 90.75 | 90.75 | 106.2606 | 125.8534 | 70.256 | 70.256 | 70.256 | 70.256 | 70.256 | 70.2561 | 70.2561 | 70.2561 | 70.2561 | 110.671 | 110.671 | 110.671 | 110.671 | 110.671 | 110.671 | 110.671 | 110.7331 | 111.0849 | 111.0849 | 111.0849 | 112.2382 | 112.2382 | 112.3532
CDP19 | SA | S5 | Northern SA | Wind | 416.5 | 416.5 | 416.5 | 416.5 | 416.5 | 416.5 | 416.5 | 416.5 | 416.5 | 416.5 | 416.5 | 416.5 | 416.5 | 416.5 | 416.5 | 416.5 | 416.5 | 416.5 | 416.5 | 416.5 | 416.5 | 210 | 210 | 210 | 210 | 210 | 210 | 210
CDP19 | SA | S6 | Leigh Creek | Wind | 0 | 0 | 0 | 0 | 0 | 0 | 0 | 0 | 0 | 0 | 0 | 0 | 0 | 0 | 0 | 0 | 0 | 0 | 0 | 0 | 0 | 0 | 0 | 0 | 0 | 0 | 0 | 0
CDP19 | SA | S7 | Roxby Downs | Wind | 0 | 0 | 0 | 0 | 0 | 0 | 0 | 0 | 0 | 0 | 0 | 0 | 0 | 0 | 0 | 0 | 0 | 0 | 0 | 0 | 0 | 0 | 0 | 0 | 0 | 0 | 0 | 0
CDP19 | SA | S8 | Eastern Eyre Peninsula | Wind | 134.28 | 134.28 | 134.28 | 134.28 | 134.2801 | 134.2804 | 72.2804 | 72.2804 | 72.2804 | 72.2804 | 72.2804 | 0.00041778 | 0.00041778 | 0.00041778 | 79.5613 | 79.5613 | 79.5613 | 79.5613 | 79.5613 | 79.5613 | 79.5613 | 213.4558 | 330.6888 | 332.5606 | 332.5606 | 332.5606 | 332.5606 | 332.5606
CDP19 | SA | S9 | Western Eyre Peninsula | Wind | 0 | 0 | 0 | 0 | 0 | 0 | 0 | 0 | 0 | 0 | 0 | 0 | 0 | 0 | 0 | 0 | 0 | 0 | 0 | 0 | 0 | 0 | 0 | 0 | 0 | 0 | 0 | 0
CDP19 | TAS | T1 | North East Tasmania | Wind | 168 | 168 | 168 | 223.5109 | 420.0112 | 420.0112 | 420.0112 | 420.0112 | 420.0112 | 420.0112 | 420.0112 | 530.7252 | 538.7804 | 568 | 568 | 568 | 568 | 568 | 568 | 568 | 568 | 568 | 568 | 568 | 568 | 568 | 400 | 400
CDP19 | TAS | T2 | North West Tasmania | Wind | 251.35 | 251.35 | 251.35 | 251.3505 | 259.0634 | 259.0634 | 259.0634 | 259.0634 | 259.0634 | 259.0634 | 259.0634 | 259.0634 | 259.0634 | 345.1299 | 345.1299 | 345.1299 | 345.1299 | 345.1299 | 345.1299 | 345.1299 | 345.1299 | 345.1299 | 345.1299 | 345.1299 | 345.1299 | 345.1299 | 205.3799 | 205.3799
CDP19 | TAS | T3 | Tasmania Midlands | Wind | 144 | 144 | 602.2959 | 733.7703 | 796.9311 | 865.3196 | 931.3756 | 1012.3198 | 1234.555 | 1234.555 | 1437.2718 | 1476.3569 | 1476.3569 | 1503.8477 | 1576.5983 | 1576.5983 | 1576.5983 | 1576.5983 | 1576.5983 | 1576.5983 | 1432.5983 | 1432.5983 | 1432.5983 | 1432.5983 | 1432.5983 | 1432.5983 | 1432.5983 | 1432.5983
CDP19 | NSW | N10 | Hunter Coast | Offshore Wind | 0 | 0 | 0 | 0 | 0 | 0 | 0 | 0 | 0 | 0 | 0 | 0 | 0 | 0 | 0 | 0 | 0 | 0 | 0 | 0 | 0 | 0 | 0 | 0 | 0 | 0 | 0 | 0
CDP19 | NSW | N11 | Illawarra Coast | Offshore Wind | 0 | 0 | 0 | 0 | 0 | 0 | 0 | 0 | 0 | 0 | 0 | 0 | 0 | 0 | 0 | 0 | 0 | 0 | 0 | 0 | 0 | 0 | 0 | 0 | 0 | 0 | 0 | 0
CDP19 | VIC | V7 | Gippsland Coast | Offshore Wind | 0 | 0 | 0 | 0 | 0 | 0 | 1000 | 2000 | 2666.6666 | 2666.6666 | 3333.3333 | 4300.7833 | 5219.9999 | 6219.9998 | 7220 | 8220 | 8220 | 8220 | 8220 | 8220 | 8220 | 8220 | 8220 | 8220 | 8220 | 8220 | 8220 | 8220
CDP19 | VIC | V8 | Portland Coast | Offshore Wind | 0 | 0 | 0 | 0 | 0 | 0 | 0 | 0 | 0 | 666.6666 | 666.6666 | 699.2166 | 780 | 780 | 780 | 780 | 780 | 780 | 780 | 780 | 780 | 780 | 780 | 780 | 780 | 780 | 780 | 780
CDP19 | SA | S10 | South East SA Coast | Offshore Wind | 0 | 0 | 0 | 0 | 0 | 0 | 0 | 0 | 0 | 0 | 0 | 0 | 0 | 0 | 0 | 0 | 0 | 0 | 0 | 0 | 0 | 0 | 0 | 0 | 0 | 0 | 0 | 0
CDP19 | TAS | T4 | North West Tasmania Coast | Offshore Wind | 0 | 0 | 0 | 0 | 0 | 0 | 0 | 0 | 0 | 0 | 0 | 0 | 0 | 0 | 0 | 0 | 0 | 0 | 0 | 0 | 0 | 0 | 0 | 0 | 0 | 0 | 0 | 0
CDP19 | TAS | T5 | North East Tasmania Coast | Offshore Wind | 0 | 0 | 0 | 0 | 0 | 0 | 0 | 0 | 0 | 0 | 0 | 0 | 0 | 0 | 0 | 0 | 0 | 0 | 0 | 0 | 0 | 0 | 0 | 0 | 0 | 0 | 0 | 0
CDP20 | QLD | Q1 | Far North QLD | Solar | 0 | 0 | 0 | 0 | 0 | 0 | 0 | 0 | 0 | 0 | 0 | 0 | 0 | 0 | 0 | 0 | 0 | 0 | 0 | 0 | 0 | 0 | 0 | 0 | 0 | 0 | 0 | 0
CDP20 | QLD | Q2 | North Qld Clean Energy Hub | Solar | 84.47 | 84.47 | 84.47 | 84.47 | 84.47 | 84.47 | 84.47 | 84.47 | 84.47 | 84.47 | 84.47 | 84.4701 | 84.4701 | 35.9701 | 35.9701 | 35.9701 | 35.9701 | 215.1257 | 299.6948 | 299.6948 | 355.1323 | 355.1323 | 340.1323 | 340.1323 | 319.1623 | 574.4047 | 574.4047 | 574.4047
CDP20 | QLD | Q3 | Northern Qld | Solar | 437.13 | 437.13 | 437.13 | 437.13 | 437.13 | 437.13 | 437.13 | 437.13 | 437.13 | 437.13 | 437.13 | 437.13 | 437.13 | 437.13 | 437.13 | 437.13 | 437.13 | 437.13 | 315.97 | 200.01 | 200.01 | 200.01 | 200.01 | 100.03 | 100.03 | 100.03 | 0 | 0
CDP20 | QLD | Q4 | Isaac | Solar | 620.45 | 620.45 | 620.45 | 620.45 | 620.45 | 620.45 | 620.45 | 620.45 | 620.45 | 620.4501 | 620.4501 | 620.4502 | 620.4502 | 620.4502 | 620.4502 | 620.4502 | 620.4502 | 977.2552 | 977.2552 | 977.2552 | 934.7552 | 934.7552 | 934.7552 | 934.7552 | 653.8683 | 1458.741 | 1432.741 | 1432.741
CDP20 | QLD | Q5 | Barcaldine | Solar | 14 | 14 | 14 | 86.6088 | 86.6088 | 86.6088 | 86.6088 | 86.6088 | 86.6088 | 86.6088 | 86.6088 | 86.6088 | 86.6088 | 86.6088 | 86.6088 | 86.6088 | 88.3151 | 88.3151 | 88.3151 | 74.3151 | 74.3151 | 74.3151 | 74.3151 | 74.3151 | 74.3151 | 74.3151 | 74.3151 | 74.3151
CDP20 | QLD | Q6 | Fitzroy | Solar | 81.72 | 81.72 | 81.72 | 81.72 | 81.72 | 81.72 | 81.72 | 81.72 | 81.72 | 81.7201 | 81.7201 | 81.7201 | 81.7201 | 81.7201 | 81.7201 | 81.7201 | 81.7201 | 81.7201 | 81.7203 | 81.7212 | 81.7212 | 81.7212 | 81.7212 | 218.9168 | 1649.3447 | 1999.2141 | 2637.7745 | 3232.0222
CDP20 | QLD | Q7 | Wide Bay | Solar | 306.83 | 366.83 | 468.23 | 468.23 | 468.23 | 468.23 | 468.23 | 468.23 | 468.23 | 767.3306 | 2506.8299 | 2506.8299 | 2506.8299 | 2506.8299 | 2506.8299 | 2506.8299 | 2506.8299 | 2506.8299 | 2506.8299 | 2506.83 | 2506.83 | 2506.83 | 2506.83 | 2506.83 | 2506.83 | 2375.95 | 2375.95 | 2375.95
CDP20 | QLD | Q8 | Darling Downs | Solar | 1484.68 | 1484.12 | 1483.56 | 1483.02 | 1482.46 | 1481.91 | 1481.34 | 1480.78 | 1480.22 | 1587.2283 | 2441.5875 | 3392.4424 | 3282.4424 | 3282.4424 | 3282.4424 | 3282.4424 | 3282.4424 | 3282.4424 | 4447.7752 | 4572.8962 | 4469.9362 | 5193.8976 | 4761.3626 | 5140.3827 | 5113.0827 | 6852.7044 | 6852.7044 | 6732.8244
CDP20 | QLD | Q9 | Banana | Solar | 0 | 0 | 0 | 0 | 0 | 0 | 0 | 0 | 0 | 0 | 0 | 0 | 0 | 0 | 0 | 0 | 0 | 0 | 0 | 0 | 0 | 0 | 0 | 0 | 0 | 0 | 0 | 0
CDP20 | NSW | N0 | NSW Non-REZ | Solar | 0 | 0 | 0 | 0 | 0 | 0 | 0 | 0 | 0 | 0 | 0 | 0 | 0 | 0 | 0 | 0 | 0 | 0 | 0 | 0 | 0 | 0 | 0 | 0 | 0 | 0 | 0 | 0
CDP20 | NSW | N1 | North West NSW | Solar | 166 | 166 | 203.0489 | 203.0489 | 203.0489 | 203.0489 | 203.0489 | 203.0489 | 203.0489 | 203.0489 | 203.0489 | 203.0489 | 203.0489 | 203.0489 | 203.0489 | 203.0489 | 203.0489 | 203.0489 | 203.0489 | 203.0489 | 203.0489 | 203.0489 | 177.441 | 196.2104 | 196.2104 | 200.4796 | 216.9679 | 216.9679
CDP20 | NSW | N2 | New England | Solar | 535.02 | 855.02 | 1120.66 | 1120.66 | 1120.66 | 1244.032 | 1244.032 | 1244.032 | 1244.032 | 1338.3584 | 1570.1519 | 1570.1519 | 1570.1519 | 1570.1519 | 1570.1519 | 1570.1519 | 1570.1519 | 2813.2985 | 3064.8713 | 4085.66 | 4085.66 | 4085.66 | 4085.66 | 4085.66 | 4085.66 | 4085.66 | 4085.66 | 4085.66
CDP20 | NSW | N3 | Central-West Orana | Solar | 1495.99 | 1495.99 | 1981.629 | 1981.629 | 2962.8396 | 3198.8963 | 3198.8963 | 3198.8963 | 3198.8963 | 3198.8963 | 3577.2384 | 3577.2384 | 3577.2384 | 3577.2384 | 3577.2384 | 3577.2384 | 3577.2384 | 3577.2384 | 3475.2184 | 3905.1903 | 3905.1903 | 3869.1803 | 3926.655 | 5479.7204 | 5714.1978 | 7239.63 | 7169.88 | 7000
CDP20 | NSW | N4 | Broken Hill | Solar | 53 | 53 | 264.9505 | 264.9505 | 264.9505 | 264.9505 | 264.9505 | 264.9505 | 264.9505 | 264.9505 | 264.9505 | 264.9505 | 264.9505 | 264.9505 | 264.9505 | 264.9505 | 264.9505 | 264.9505 | 264.9505 | 250.0616 | 342.3888 | 342.3888 | 342.3888 | 342.3888 | 342.3888 | 342.3888 | 342.3888 | 342.3888
CDP20 | NSW | N5 | South West NSW | Solar | 1121.32 | 1121.32 | 1253.6766 | 1809.8503 | 1809.8503 | 1810.7503 | 1809.8503 | 1809.8503 | 1809.8503 | 1809.8503 | 1809.8504 | 1809.8504 | 1809.8504 | 1809.8504 | 1659.8204 | 1659.8204 | 1659.8204 | 1659.8204 | 1659.8204 | 2291.4249 | 2904.5284 | 2904.5284 | 2819.5284 | 2819.5284 | 3142.29 | 2809.95 | 2560.96 | 2530.96
CDP20 | NSW | N6 | Wagga Wagga | Solar | 456.22 | 816.1 | 816.1 | 816.1 | 816.1 | 816.1 | 816.1 | 816.1 | 816.1 | 816.1 | 816.1 | 816.1 | 816.1 | 816.1 | 816.1 | 816.1 | 816.1 | 816.1 | 816.1 | 816.1 | 816.1 | 816.1 | 816.1 | 816.1 | 816.1 | 816.1 | 289.88 | 289.88
CDP20 | NSW | N7 | Tumut | Solar | 0 | 0 | 0 | 0 | 0 | 0 | 0 | 0 | 0 | 0 | 0 | 0 | 0 | 0 | 0 | 0 | 0 | 0 | 0 | 0 | 0 | 0 | 0 | 0 | 0 | 0 | 0 | 0
CDP20 | NSW | N8 | Cooma-Monaro | Solar | 0 | 0 | 0 | 0 | 0 | 0 | 0 | 0 | 0 | 0 | 0 | 0 | 0 | 0 | 0 | 0 | 0 | 0 | 0 | 0 | 0 | 0 | 0 | 0 | 0 | 0 | 0 | 0
CDP20 | NSW | N9 | Hunter-Central Coast | Solar | 0 | 0 | 516 | 516 | 516 | 516 | 516 | 516 | 516 | 516 | 516 | 516 | 516 | 516 | 516 | 516 | 516 | 516 | 516 | 516 | 516 | 516 | 516 | 516 | 516 | 516 | 516 | 516
CDP20 | NSW | N12 | Illawarra | Solar | 0 | 0 | 0 | 0 | 0 | 0 | 0 | 0 | 0 | 0 | 0 | 0 | 0 | 0 | 0 | 0 | 0 | 0 | 0 | 0 | 0 | 0 | 0 | 0 | 0 | 0 | 0 | 0
CDP20 | VIC | V0 | VIC Non-REZ | Solar | 0 | 0 | 0 | 0 | 0 | 0 | 0 | 0 | 0 | 0 | 0 | 0 | 0 | 0 | 0 | 0 | 0 | 0 | 0 | 0 | 0 | 0 | 0 | 0 | 0 | 0 | 0 | 0
CDP20 | VIC | V1 | Ovens Murray | Solar | 0 | 0 | 2.55e-06 | 4.31e-06 | 5.77e-06 | 1.951e-05 | 1.951e-05 | 2.081e-05 | 4.292e-05 | 4.292e-05 | 4.292e-05 | 4.292e-05 | 4.292e-05 | 4.292e-05 | 4.292e-05 | 4.292e-05 | 4.512e-05 | 4.649e-05 | 4.874e-05 | 8.398e-05 | 8.398e-05 | 8.58e-05 | 8.73e-05 | 8.73e-05 | 0.00012734 | 0.00012734 | 0.00012734 | 0.00012734
CDP20 | VIC | V2 | Murray River | Solar | 624.12 | 719.22 | 869.26 | 869.26 | 869.26 | 869.2601 | 869.2601 | 869.2601 | 869.2601 | 869.2601 | 869.2601 | 869.2601 | 869.2601 | 869.2601 | 869.2601 | 869.2601 | 869.2601 | 869.2601 | 869.2601 | 1640.9559 | 2584.2016 | 2557.0316 | 2557.0316 | 2557.0316 | 2429.1029 | 2053.1729 | 1972.1729 | 1972.1729
CDP20 | VIC | V3 | Western Victoria | Solar | 0 | 0 | 118.8 | 118.8 | 118.8 | 118.8 | 118.8 | 118.8 | 118.8 | 118.8 | 118.8 | 118.8 | 118.8 | 118.8 | 118.8 | 118.8 | 118.8 | 118.8 | 118.8 | 118.8 | 118.8 | 118.8 | 118.8 | 118.8 | 118.8 | 118.8 | 118.8 | 118.8
CDP20 | VIC | V4 | South West Victoria | Solar | 0 | 0 | 0 | 0 | 0 | 0 | 0 | 0 | 0 | 0 | 0 | 0 | 0 | 0 | 0 | 0 | 0 | 0 | 0 | 0 | 0 | 0 | 0 | 0 | 0 | 0 | 0 | 0
CDP20 | VIC | V5 | Gippsland | Solar | 0 | 77 | 160.28 | 160.28 | 160.28 | 160.28 | 160.28 | 160.28 | 160.28 | 160.28 | 160.28 | 160.28 | 160.28 | 160.28 | 160.28 | 160.28 | 160.28 | 160.28 | 160.28 | 160.28 | 160.28 | 160.28 | 160.28 | 160.28 | 160.28 | 160.28 | 160.28 | 160.28
CDP20 | VIC | V6 | Central North VIC | Solar | 547.75 | 547.75 | 547.75 | 547.75 | 547.75 | 547.75 | 547.75 | 547.75 | 547.75 | 547.75 | 547.75 | 547.75 | 547.75 | 547.75 | 547.75 | 547.75 | 547.75 | 547.75 | 547.75 | 547.75 | 447.8 | 447.8 | 447.8 | 447.8 | 447.8 | 447.8 | 447.8 | 252.79
CDP20 | SA | S1 | South East SA | Solar | 224.9 | 224.9 | 224.9 | 224.9 | 224.9 | 224.9 | 224.9 | 224.9 | 224.9 | 224.9 | 224.9 | 224.9 | 224.9 | 224.9 | 224.9 | 224.9 | 224.9 | 182 | 182 | 182 | 182 | 182 | 182 | 182 | 182 | 87 | 87 | 87
CDP20 | SA | S2 | Riverland | Solar | 55.19 | 55.19 | 55.19 | 55.19 | 55.19 | 55.1901 | 55.1901 | 49.0701 | 49.0701 | 49.0701 | 49.0701 | 49.0701 | 49.0701 | 49.0701 | 49.0701 | 49.0701 | 49.0701 | 37.3501 | 37.3501 | 607.4045 | 1249.4106 | 1242.0406 | 1242.0406 | 1242.0406 | 1242.0406 | 1242.0406 | 1242.0406 | 1242.0406
CDP20 | SA | S3 | Mid-North SA | Solar | 0 | 0 | 0 | 0 | 0 | 0 | 0 | 0 | 0 | 0 | 0 | 0 | 0 | 0 | 0 | 0 | 0 | 0 | 0 | 0 | 0 | 0 | 0 | 0 | 0 | 0 | 0 | 0
CDP20 | SA | S4 | Yorke Peninsula | Solar | 0 | 0 | 0 | 0 | 0 | 0 | 0 | 0 | 0 | 0 | 0 | 0 | 0 | 0 | 0 | 0 | 0 | 0 | 0 | 0 | 0 | 0 | 0 | 0 | 0 | 0 | 0 | 0
CDP20 | SA | S5 | Northern SA | Solar | 298.44 | 298.44 | 578.2 | 578.2 | 578.2 | 578.2 | 578.2 | 578.2 | 578.2 | 578.2 | 578.2 | 578.2 | 578.2 | 578.2 | 578.2 | 578.2 | 578.2001 | 578.2001 | 578.2001 | 578.2001 | 1356.6841 | 1356.6841 | 1356.6841 | 1277.4841 | 1277.4841 | 1277.4841 | 1277.4841 | 1277.4841
CDP20 | SA | S6 | Leigh Creek | Solar | 0 | 0 | 0 | 0 | 0 | 0 | 0 | 0 | 0 | 0 | 0 | 0 | 0 | 0 | 0 | 0 | 0 | 0 | 0 | 0 | 0 | 0 | 0 | 0 | 0 | 0 | 0 | 0
CDP20 | SA | S7 | Roxby Downs | Solar | 0 | 0 | 2.81e-06 | 2.246e-05 | 73.8519 | 73.8519 | 73.8519 | 73.8519 | 73.8519 | 73.8519 | 340.8712 | 340.8712 | 340.8712 | 340.8712 | 340.8712 | 340.8712 | 463.5834 | 463.5834 | 518.5106 | 518.5106 | 589.1912 | 589.1912 | 589.1912 | 589.1912 | 589.1912 | 589.1912 | 600.3602 | 600.3602
CDP20 | SA | S8 | Eastern Eyre Peninsula | Solar | 0 | 0 | 0 | 0 | 0 | 0 | 0 | 0 | 0 | 0 | 0 | 0 | 0 | 0 | 0 | 0 | 0 | 0 | 0 | 0 | 0 | 0 | 0 | 0 | 0 | 0 | 0 | 0
CDP20 | SA | S9 | Western Eyre Peninsula | Solar | 0 | 0 | 0 | 0 | 0 | 0 | 0 | 0 | 0 | 0 | 0 | 0 | 0 | 0 | 0 | 0 | 0 | 0 | 0 | 0 | 0 | 0 | 0 | 0 | 0 | 0 | 0 | 0
CDP20 | TAS | T1 | North East Tasmania | Solar | 0 | 0 | 0 | 0 | 0 | 0 | 0 | 0 | 0 | 0 | 0 | 0 | 0 | 0 | 0 | 0 | 0 | 0 | 0 | 0 | 0 | 0 | 0 | 0 | 0 | 0 | 0 | 0
CDP20 | TAS | T2 | North West Tasmania | Solar | 0 | 0 | 0 | 0 | 0 | 0 | 0 | 0 | 0 | 0 | 0 | 0 | 0 | 0 | 0 | 0 | 0 | 0 | 0 | 0 | 0 | 0 | 0 | 0 | 0 | 0 | 0 | 0
CDP20 | TAS | T3 | Tasmania Midlands | Solar | 0 | 0 | 0 | 0 | 0 | 0 | 0 | 0 | 0 | 0 | 0 | 0 | 0 | 0 | 0 | 0 | 0 | 0 | 0 | 0 | 0 | 0 | 0 | 0 | 0 | 0 | 0 | 0
CDP20 | QLD | Q1 | Far North QLD | Wind | 332.44 | 332.44 | 332.44 | 902.44 | 1023.8216 | 1023.8216 | 1023.8216 | 1023.8216 | 1023.8216 | 1047.2895 | 1047.2895 | 1047.2895 | 1047.2895 | 1047.2895 | 1047.2895 | 1047.2895 | 1047.2895 | 1047.2895 | 1047.2895 | 991.8581 | 1142.8468 | 1142.8468 | 1142.8468 | 1142.8468 | 1017.4543 | 1030.2814 | 1030.2814 | 1030.2814
CDP20 | QLD | Q2 | North Qld Clean Energy Hub | Wind | 43.2 | 43.2 | 43.2 | 703.7073 | 908.1437 | 1497.0227 | 1497.0227 | 1497.0227 | 1497.0227 | 1699.8089 | 1699.8089 | 1707.8057 | 1930.4511 | 1930.4511 | 1930.4511 | 1930.4511 | 1930.4511 | 1930.4511 | 1930.4511 | 1935.4759 | 2279.7587 | 2279.7587 | 2236.5587 | 2236.5587 | 2236.5587 | 2394.2771 | 2429.6034 | 2429.6034
CDP20 | QLD | Q3 | Northern Qld | Wind | 0 | 0 | 0 | 0 | 0 | 0 | 0 | 0 | 0 | 0 | 0 | 0 | 0 | 0 | 0 | 0 | 0 | 0 | 0 | 0 | 0 | 0 | 0 | 0 | 0 | 0 | 0 | 0
CDP20 | QLD | Q4 | Isaac | Wind | 300 | 439 | 439 | 439 | 532.3224 | 532.3224 | 532.3224 | 532.3224 | 532.3224 | 1439 | 1439 | 1439 | 1439 | 1439 | 1439 | 1439 | 1439 | 1439 | 1439 | 1439 | 2292.9628 | 2292.9628 | 2292.9628 | 2292.9628 | 2292.9628 | 1983.7492 | 1983.7492 | 1983.7492
CDP20 | QLD | Q5 | Barcaldine | Wind | 0 | 0 | 2.07e-06 | 6.86e-06 | 2.755e-05 | 5.662e-05 | 5.662e-05 | 6.19e-05 | 6.741e-05 | 31.4117 | 31.4117 | 31.4117 | 31.4117 | 31.4117 | 31.4117 | 31.4117 | 31.4117 | 31.4117 | 31.4117 | 99.1338 | 109.6674 | 109.6674 | 109.6674 | 109.6674 | 109.6674 | 110.3904 | 110.3904 | 110.3904
CDP20 | QLD | Q6 | Fitzroy | Wind | 0 | 0 | 2.27e-06 | 507.153 | 900 | 900 | 900 | 900 | 900 | 900 | 900 | 900 | 900 | 900 | 900 | 900 | 900 | 900 | 900 | 900 | 900 | 900 | 900 | 900 | 900 | 900 | 900 | 900
CDP20 | QLD | Q7 | Wide Bay | Wind | 0 | 0 | 4.36e-06 | 1.445e-05 | 2.09e-05 | 2.09e-05 | 2.09e-05 | 2.192e-05 | 2.438e-05 | 8.952e-05 | 8.952e-05 | 8.952e-05 | 183.9956 | 183.9956 | 183.9956 | 183.9956 | 183.9956 | 183.9956 | 183.9956 | 183.9956 | 183.9956 | 278.6233 | 278.6233 | 278.6233 | 1100 | 1100 | 1100 | 1100
CDP20 | QLD | Q8 | Darling Downs | Wind | 1788.35 | 1788.35 | 1788.35 | 3188.35 | 4153.356 | 4153.356 | 4153.356 | 4153.356 | 4153.356 | 4575.9183 | 4909.0787 | 4909.0787 | 4909.0787 | 4909.0787 | 4909.0787 | 4909.0787 | 4909.0787 | 4909.0787 | 4909.0787 | 4909.0787 | 4469.1087 | 4469.1087 | 4469.1087 | 4469.1087 | 6948.38 | 6948.38 | 6948.38 | 6948.38
CDP20 | QLD | Q9 | Banana | Wind | 0 | 0 | 0 | 0 | 0 | 0 | 0 | 0 | 0 | 0 | 0 | 0 | 0 | 0 | 0 | 0 | 0 | 0 | 0 | 0 | 0 | 0 | 0 | 0 | 0 | 0 | 0 | 0
CDP20 | NSW | N0 | NSW Non-REZ | Wind | 0 | 0 | 0 | 0 | 0 | 0 | 0 | 0 | 0 | 0 | 0 | 0 | 0 | 0 | 0 | 0 | 0 | 0 | 0 | 0 | 0 | 0 | 0 | 0 | 0 | 0 | 0 | 0
CDP20 | NSW | N1 | North West NSW | Wind | 0 | 0 | 0 | 0 | 0 | 0 | 0 | 0 | 0 | 0 | 0 | 0 | 0 | 0 | 0 | 0 | 0 | 0 | 0 | 0 | 0 | 0 | 0 | 0 | 0 | 0 | 0 | 0
CDP20 | NSW | N2 | New England | Wind | 442.48 | 442.48 | 782.1418 | 817.0167 | 817.0167 | 3468.6749 | 3468.6749 | 3468.6749 | 3468.6749 | 3468.6749 | 4072.8174 | 4072.8174 | 4072.8174 | 4072.8174 | 3900.3374 | 3900.3374 | 4468.3039 | 5902.7304 | 6909.7383 | 7250.3643 | 7250.3643 | 7250.3643 | 7250.3643 | 7250.3643 | 7400 | 7400 | 7400 | 7400
CDP20 | NSW | N3 | Central-West Orana | Wind | 258.73 | 396.73 | 839.0597 | 1464.7602 | 4372.2652 | 4372.2652 | 4372.2652 | 4372.2652 | 4372.2652 | 4372.2652 | 4372.2652 | 4372.2652 | 4372.2652 | 4372.2652 | 4372.2652 | 4372.2652 | 4372.2652 | 4372.2652 | 4372.2652 | 4372.2652 | 4372.2652 | 4372.2652 | 4372.2652 | 4372.2652 | 4372.2652 | 4723.2642 | 4723.2642 | 4723.2642
CDP20 | NSW | N4 | Broken Hill | Wind | 198.01 | 198.01 | 198.01 | 289.0795 | 289.0795 | 289.0795 | 289.0795 | 289.0795 | 289.0795 | 289.0795 | 289.0795 | 289.0795 | 289.0795 | 289.0795 | 289.0795 | 289.0795 | 289.0795 | 289.0795 | 289.0795 | 91.0695 | 91.0695 | 91.0695 | 91.0695 | 91.0695 | 91.0695 | 91.0695 | 91.0695 | 91.0695
CDP20 | NSW | N5 | South West NSW | Wind | 0 | 0 | 6.53e-06 | 450.3791 | 450.3791 | 450.3791 | 450.3791 | 450.3791 | 450.3791 | 450.3791 | 450.3791 | 450.3791 | 450.3791 | 450.3791 | 450.3791 | 450.3791 | 450.3791 | 450.3791 | 450.3791 | 450.3791 | 450.3791 | 450.3791 | 450.3791 | 450.3791 | 450.3791 | 450.3791 | 450.3791 | 450.3791
CDP20 | NSW | N6 | Wagga Wagga | Wind | 0 | 0 | 0 | 0 | 0 | 0 | 0 | 0 | 0 | 0 | 0 | 0 | 0 | 0 | 0 | 0 | 0 | 0 | 0 | 0 | 0 | 0 | 0 | 0 | 0 | 0 | 0 | 0
CDP20 | NSW | N7 | Tumut | Wind | 0 | 40.02 | 270.48 | 270.48 | 270.48 | 270.48 | 270.48 | 270.48 | 270.48 | 270.48 | 270.48 | 270.48 | 270.48 | 270.48 | 270.48 | 270.48 | 270.48 | 270.48 | 270.48 | 270.48 | 270.48 | 270.48 | 270.48 | 270.48 | 270.48 | 270.48 | 270.48 | 270.48
CDP20 | NSW | N8 | Cooma-Monaro | Wind | 113.18 | 113.18 | 413.18 | 446.6784 | 446.6784 | 446.6784 | 446.6784 | 446.6784 | 446.6784 | 446.6784 | 446.6784 | 446.6784 | 446.6784 | 446.6784 | 446.6784 | 446.6784 | 371.7484 | 371.7484 | 371.7484 | 371.7484 | 371.7484 | 376.1979 | 383.1467 | 387.6017 | 398.3323 | 403.8859 | 403.8859 | 403.8859
CDP20 | NSW | N9 | Hunter-Central Coast | Wind | 0 | 0 | 400 | 548.253 | 548.253 | 548.253 | 548.253 | 548.253 | 548.253 | 548.253 | 548.253 | 548.253 | 548.253 | 548.253 | 548.253 | 548.253 | 548.253 | 548.253 | 548.253 | 548.253 | 564.6684 | 564.6684 | 564.6684 | 564.6684 | 831.6632 | 1008.3776 | 1008.3776 | 1008.3776
CDP20 | NSW | N12 | Illawarra | Wind | 0 | 0 | 0 | 0 | 0 | 0 | 0 | 0 | 0 | 0 | 0 | 0 | 0 | 0 | 0 | 0 | 0 | 0 | 0 | 0 | 0 | 0 | 0 | 0 | 0 | 0 | 0 | 0
CDP20 | VIC | V0 | VIC Non-REZ | Wind | 0 | 0 | 3.04e-06 | 1.158e-05 | 2.019e-05 | 2.019e-05 | 2.019e-05 | 2.019e-05 | 2.196e-05 | 2.196e-05 | 2.34e-05 | 2.455e-05 | 2.455e-05 | 2.455e-05 | 2.455e-05 | 2.455e-05 | 2.455e-05 | 2.455e-05 | 2.455e-05 | 2.455e-05 | 2.716e-05 | 2.843e-05 | 2.843e-05 | 3.053e-05 | 3.053e-05 | 4.628e-05 | 4.628e-05 | 4.628e-05
CDP20 | VIC | V1 | Ovens Murray | Wind | 0 | 0 | 0 | 0 | 0 | 0 | 0 | 0 | 0 | 0 | 0 | 0 | 0 | 0 | 0 | 0 | 0 | 0 | 0 | 0 | 0 | 0 | 0 | 0 | 0 | 0 | 0 | 0
CDP20 | VIC | V2 | Murray River | Wind | 0 | 0 | 0 | 0 | 0 | 0 | 0 | 0 | 0 | 0 | 0 | 0 | 0 | 0 | 0 | 0 | 0 | 0 | 0 | 0 | 0 | 0 | 0 | 0 | 0 | 0 | 0 | 0
CDP20 | VIC | V3 | Western Victoria | Wind | 1934.5 | 1934.5 | 1934.5 | 1934.5 | 2634.5 | 2634.5 | 2634.5 | 2634.5 | 2634.5 | 2582 | 2390 | 2390 | 2390 | 2390 | 2390 | 2390 | 2390 | 2390 | 2358.95 | 2227.75 | 1915.75 | 1915.75 | 1915.75 | 1675.75 | 1647.05 | 1710.0056 | 1630.0556 | 1630.0556
CDP20 | VIC | V4 | South West Victoria | Wind | 2438.67 | 3283.23 | 3300.39 | 3300.39 | 3300.3904 | 3300.3904 | 3300.3904 | 3300.3904 | 3300.3904 | 3300.3904 | 3300.3904 | 3300.3904 | 3300.3904 | 3237.3904 | 2817.3904 | 2817.3904 | 2635.6904 | 2635.6904 | 2616.1904 | 2430.1905 | 2430.1905 | 1583.2005 | 1583.2005 | 1425.7005 | 2106.0907 | 2747.9484 | 2701.9414 | 2701.9414
CDP20 | VIC | V5 | Gippsland | Wind | 0 | 0 | 3.95e-06 | 2.334e-05 | 645.5552 | 1066.8563 | 1066.8563 | 1066.8563 | 1066.8563 | 1066.8563 | 1066.8563 | 1066.8563 | 1066.8563 | 1066.8563 | 1066.8563 | 1066.8563 | 1066.8563 | 1066.8563 | 1066.8563 | 1066.8563 | 1066.8563 | 1066.8563 | 1066.8563 | 1066.8563 | 1066.8563 | 1066.8563 | 1066.8563 | 1066.8563
CDP20 | VIC | V6 | Central North VIC | Wind | 0 | 0 | 3.47e-06 | 7.99e-06 | 1.967e-05 | 2.312e-05 | 2.312e-05 | 2.312e-05 | 2.641e-05 | 2.641e-05 | 3.138e-05 | 3.138e-05 | 3.138e-05 | 3.138e-05 | 3.138e-05 | 3.138e-05 | 3.138e-05 | 3.138e-05 | 3.138e-05 | 3.138e-05 | 3.138e-05 | 3.238e-05 | 3.238e-05 | 3.238e-05 | 3.665e-05 | 3.782e-05 | 3.782e-05 | 3.782e-05
CDP20 | SA | S1 | South East SA | Wind | 324.5 | 324.5 | 324.5 | 324.5 | 901.2738 | 901.2738 | 901.2738 | 901.2738 | 901.2738 | 901.2738 | 901.2738 | 774.7738 | 774.7738 | 774.7738 | 615.7738 | 615.7738 | 576.7738 | 576.7738 | 576.7738 | 576.7738 | 576.7738 | 576.7738 | 576.7738 | 576.7738 | 576.7738 | 798.523 | 798.523 | 798.523
CDP20 | SA | S2 | Riverland | Wind | 0 | 0 | 0 | 0 | 0 | 0 | 0 | 0 | 0 | 0 | 0 | 0 | 0 | 0 | 0 | 0 | 0 | 0 | 0 | 0 | 0 | 0 | 0 | 0 | 0 | 0 | 0 | 0
CDP20 | SA | S3 | Mid-North SA | Wind | 1591.41 | 1731.6 | 1731.6 | 1731.6001 | 2197.9366 | 2197.9366 | 2197.9366 | 2197.9366 | 2197.9366 | 2255.6948 | 2316.6678 | 2245.2678 | 2060.7878 | 2060.7878 | 2060.7878 | 1734.0878 | 2237.7692 | 2237.7692 | 2237.7692 | 2023.9092 | 2023.9092 | 1905.6602 | 1995.5738 | 2493.83 | 2927.353 | 2731.663 | 2731.663 | 2731.663
CDP20 | SA | S4 | Yorke Peninsula | Wind | 90.75 | 90.75 | 90.75 | 106.2635 | 125.7369 | 54.8297 | 54.8297 | 54.8297 | 54.8297 | 54.8297 | 54.8297 | 54.8297 | 54.8297 | 54.8297 | 110.6712 | 110.6712 | 110.6712 | 110.6712 | 110.6712 | 110.6712 | 110.6712 | 110.733 | 111.0832 | 111.0832 | 111.0832 | 111.97 | 111.97 | 112.6092
CDP20 | SA | S5 | Northern SA | Wind | 416.5 | 416.5 | 416.5 | 416.5 | 416.5 | 416.5 | 416.5 | 416.5 | 416.5 | 416.5 | 416.5 | 416.5 | 416.5 | 416.5 | 416.5 | 416.5 | 416.5 | 416.5 | 416.5 | 416.5 | 416.5 | 210 | 210 | 210 | 210 | 210 | 210 | 210
CDP20 | SA | S6 | Leigh Creek | Wind | 0 | 0 | 0 | 0 | 0 | 0 | 0 | 0 | 0 | 0 | 0 | 0 | 0 | 0 | 0 | 0 | 0 | 0 | 0 | 0 | 0 | 0 | 0 | 0 | 0 | 0 | 0 | 0
CDP20 | SA | S7 | Roxby Downs | Wind | 0 | 0 | 0 | 0 | 0 | 0 | 0 | 0 | 0 | 0 | 0 | 0 | 0 | 0 | 0 | 0 | 0 | 0 | 0 | 0 | 0 | 0 | 0 | 0 | 0 | 0 | 0 | 0
CDP20 | SA | S8 | Eastern Eyre Peninsula | Wind | 134.28 | 134.28 | 134.28 | 134.28 | 134.2801 | 134.2805 | 72.2805 | 72.2805 | 72.2805 | 72.2805 | 72.2805 | 0.00049217 | 0.00049217 | 0.00049217 | 92.1862 | 92.1862 | 92.1862 | 92.1862 | 92.1862 | 92.1862 | 92.1862 | 156.1378 | 329.9406 | 332.4185 | 332.4185 | 332.4185 | 332.4185 | 332.4185
CDP20 | SA | S9 | Western Eyre Peninsula | Wind | 0 | 0 | 0 | 0 | 0 | 0 | 0 | 0 | 0 | 0 | 0 | 0 | 0 | 0 | 0 | 0 | 0 | 0 | 0 | 0 | 0 | 0 | 0 | 0 | 0 | 0 | 0 | 0
CDP20 | TAS | T1 | North East Tasmania | Wind | 168 | 168 | 168 | 223.5232 | 420.0594 | 420.0594 | 420.0594 | 420.0594 | 420.0594 | 420.0594 | 420.0594 | 530.7847 | 538.7767 | 568 | 568 | 568 | 568 | 568 | 568 | 568 | 568 | 568 | 568 | 568 | 568 | 568 | 400 | 400
CDP20 | TAS | T2 | North West Tasmania | Wind | 251.35 | 251.35 | 251.35 | 251.3508 | 259.0409 | 259.0409 | 259.0409 | 259.0409 | 259.0409 | 259.0409 | 259.0409 | 259.0409 | 259.0409 | 345.1808 | 345.1808 | 345.1808 | 345.1808 | 345.1808 | 345.1808 | 345.1808 | 345.1808 | 345.1808 | 345.1808 | 345.1808 | 345.1808 | 345.1808 | 205.4308 | 205.4308
CDP20 | TAS | T3 | Tasmania Midlands | Wind | 144 | 144 | 602.2959 | 733.7573 | 796.8954 | 865.5449 | 931.3557 | 1012.3 | 1234.5338 | 1234.5338 | 1437.2483 | 1476.3575 | 1476.3575 | 1503.7785 | 1576.5507 | 1576.5507 | 1576.5507 | 1576.5507 | 1576.5507 | 1576.5507 | 1432.5507 | 1432.5507 | 1432.5507 | 1432.5507 | 1432.5507 | 1432.5507 | 1432.5507 | 1432.5507
CDP20 | NSW | N10 | Hunter Coast | Offshore Wind | 0 | 0 | 0 | 0 | 0 | 0 | 0 | 0 | 0 | 0 | 0 | 0 | 0 | 0 | 0 | 0 | 0 | 0 | 0 | 0 | 0 | 0 | 0 | 0 | 0 | 0 | 0 | 0
CDP20 | NSW | N11 | Illawarra Coast | Offshore Wind | 0 | 0 | 0 | 0 | 0 | 0 | 0 | 0 | 0 | 0 | 0 | 0 | 0 | 0 | 0 | 0 | 0 | 0 | 0 | 0 | 0 | 0 | 0 | 0 | 0 | 0 | 0 | 0
CDP20 | VIC | V7 | Gippsland Coast | Offshore Wind | 0 | 0 | 0 | 0 | 0 | 0 | 1000 | 2000 | 2666.6666 | 2666.6666 | 3333.3333 | 4299.7875 | 5219.9999 | 6219.9999 | 7220 | 8220 | 8220 | 8220 | 8220 | 8220 | 8220 | 8220 | 8220 | 8220 | 8220 | 8220 | 8220 | 8220
CDP20 | VIC | V8 | Portland Coast | Offshore Wind | 0 | 0 | 0 | 0 | 0 | 0 | 0 | 0 | 0 | 666.6666 | 666.6666 | 700.2124 | 780 | 780 | 780 | 780 | 780 | 780 | 780 | 780 | 780 | 780 | 780 | 780 | 780 | 780 | 780 | 780
CDP20 | SA | S10 | South East SA Coast | Offshore Wind | 0 | 0 | 0 | 0 | 0 | 0 | 0 | 0 | 0 | 0 | 0 | 0 | 0 | 0 | 0 | 0 | 0 | 0 | 0 | 0 | 0 | 0 | 0 | 0 | 0 | 0 | 0 | 0
CDP20 | TAS | T4 | North West Tasmania Coast | Offshore Wind | 0 | 0 | 0 | 0 | 0 | 0 | 0 | 0 | 0 | 0 | 0 | 0 | 0 | 0 | 0 | 0 | 0 | 0 | 0 | 0 | 0 | 0 | 0 | 0 | 0 | 0 | 0 | 0
CDP20 | TAS | T5 | North East Tasmania Coast | Offshore Wind | 0 | 0 | 0 | 0 | 0 | 0 | 0 | 0 | 0 | 0 | 0 | 0 | 0 | 0 | 0 | 0 | 0 | 0 | 0 | 0 | 0 | 0 | 0 | 0 | 0 | 0 | 0 | 0
CDP21 | QLD | Q1 | Far North QLD | Solar | 0 | 0 | 0 | 0 | 0 | 0 | 0 | 0 | 0 | 0 | 0 | 0 | 0 | 0 | 0 | 0 | 0 | 0 | 0 | 0 | 0 | 0 | 0 | 0 | 0 | 0 | 0 | 0
CDP21 | QLD | Q2 | North Qld Clean Energy Hub | Solar | 84.47 | 84.47 | 84.47 | 84.47 | 84.47 | 84.47 | 84.47 | 84.47 | 84.47 | 84.47 | 84.47 | 84.4701 | 84.4701 | 35.9701 | 35.9701 | 35.9701 | 35.9701 | 256.8445 | 325.7079 | 325.7079 | 328.5191 | 328.5191 | 313.5191 | 313.5191 | 292.5491 | 573.1268 | 573.1268 | 573.1268
CDP21 | QLD | Q3 | Northern Qld | Solar | 437.13 | 437.13 | 437.13 | 437.13 | 437.13 | 437.13 | 437.13 | 437.13 | 437.13 | 437.13 | 437.13 | 437.13 | 437.13 | 437.13 | 437.13 | 437.13 | 437.13 | 437.13 | 315.97 | 200.01 | 200.01 | 200.01 | 200.01 | 100.03 | 100.03 | 100.03 | 0 | 0
CDP21 | QLD | Q4 | Isaac | Solar | 620.45 | 620.45 | 620.45 | 620.45 | 620.45 | 620.45 | 620.45 | 620.45 | 620.4501 | 620.4501 | 620.4501 | 620.4504 | 620.4504 | 620.4504 | 620.4504 | 620.4504 | 620.4505 | 1071.1686 | 1071.1686 | 1071.1686 | 1028.6686 | 1028.6686 | 1028.6686 | 1028.6686 | 672.7189 | 1491.0958 | 1465.0958 | 1465.0958
CDP21 | QLD | Q5 | Barcaldine | Solar | 14 | 14 | 14 | 86.6088 | 86.6088 | 86.6088 | 86.6088 | 86.6088 | 86.6088 | 89.9864 | 89.9864 | 89.9864 | 89.9864 | 89.9864 | 89.9864 | 89.9864 | 92.3163 | 92.3163 | 92.3163 | 78.3163 | 78.3163 | 78.3163 | 78.3163 | 78.3163 | 78.3163 | 78.3163 | 78.3163 | 78.3163
CDP21 | QLD | Q6 | Fitzroy | Solar | 81.72 | 81.72 | 81.72 | 81.72 | 81.72 | 81.72 | 81.72 | 81.72 | 81.72 | 81.7201 | 81.7201 | 81.7201 | 81.7201 | 81.7201 | 81.7201 | 81.7201 | 81.7201 | 81.7201 | 81.7203 | 81.7207 | 81.7207 | 81.7207 | 81.7207 | 114.3808 | 1593.243 | 1915.8049 | 2556.7991 | 3086.5
CDP21 | QLD | Q7 | Wide Bay | Solar | 306.83 | 366.83 | 468.23 | 468.23 | 468.23 | 468.23 | 468.23 | 468.23 | 468.2301 | 1900.3347 | 2461.3253 | 2506.83 | 2506.83 | 2506.83 | 2506.83 | 2506.83 | 2506.83 | 2506.83 | 2506.83 | 2506.83 | 2506.83 | 2506.83 | 2506.83 | 2506.83 | 2506.83 | 2375.95 | 2375.95 | 2375.95
CDP21 | QLD | Q8 | Darling Downs | Solar | 1484.68 | 1484.12 | 1483.56 | 1483.02 | 1482.46 | 1481.91 | 1481.34 | 1480.78 | 1683.0247 | 2540.0293 | 2540.0293 | 3463.3032 | 3353.3032 | 3353.3032 | 3353.3032 | 3353.3032 | 3353.3032 | 3353.3032 | 4541.0459 | 4569.365 | 4466.405 | 5088.0077 | 4650.3976 | 5138.0316 | 5110.7316 | 6848.315 | 6848.315 | 6728.435
CDP21 | QLD | Q9 | Banana | Solar | 0 | 0 | 0 | 0 | 0 | 0 | 0 | 0 | 0 | 0 | 0 | 0 | 0 | 0 | 0 | 0 | 0 | 0 | 0 | 0 | 0 | 0 | 0 | 0 | 0 | 0 | 0 | 0
CDP21 | NSW | N0 | NSW Non-REZ | Solar | 0 | 0 | 0 | 0 | 0 | 0 | 0 | 0 | 0 | 0 | 0 | 0 | 0 | 0 | 0 | 0 | 0 | 0 | 0 | 0 | 0 | 0 | 0 | 0 | 0 | 0 | 0 | 0
CDP21 | NSW | N1 | North West NSW | Solar | 166 | 166 | 203.0489 | 203.0489 | 203.0489 | 203.0489 | 203.0489 | 203.0489 | 203.0489 | 203.0489 | 203.0489 | 203.0489 | 203.0489 | 203.0489 | 203.0489 | 203.0489 | 203.0489 | 203.0489 | 203.0489 | 203.0489 | 203.0489 | 203.0489 | 177.4411 | 196.2104 | 196.2104 | 200.4483 | 216.775 | 216.775
CDP21 | NSW | N2 | New England | Solar | 535.02 | 855.02 | 1120.66 | 1120.66 | 1120.66 | 1244.032 | 1244.032 | 1244.032 | 1244.032 | 1244.032 | 1578.848 | 1578.848 | 1578.848 | 1578.848 | 1578.848 | 1578.848 | 1578.848 | 2818.9859 | 3096.1211 | 4085.66 | 4085.66 | 4085.66 | 4085.66 | 4085.66 | 4085.66 | 4085.66 | 4085.66 | 4085.66
CDP21 | NSW | N3 | Central-West Orana | Solar | 1495.99 | 1495.99 | 1981.629 | 1981.629 | 2962.8396 | 3198.8963 | 3198.8963 | 3198.8963 | 3198.8963 | 3198.8963 | 3519.2217 | 3519.2217 | 3519.2217 | 3519.2217 | 3519.2217 | 3519.2217 | 3519.2217 | 3519.2217 | 3417.2017 | 3885.1574 | 3885.1574 | 3849.1474 | 3902.6588 | 5479.7204 | 5714.1978 | 7239.63 | 7169.88 | 7000
CDP21 | NSW | N4 | Broken Hill | Solar | 53 | 53 | 264.9505 | 264.9505 | 264.9505 | 264.9505 | 264.9505 | 264.9505 | 264.9505 | 264.9505 | 264.9505 | 264.9505 | 264.9505 | 264.9505 | 264.9505 | 264.9505 | 264.9505 | 264.9505 | 264.9505 | 250.0616 | 342.2931 | 342.2931 | 342.2931 | 342.2931 | 342.2931 | 342.2931 | 342.2931 | 342.2931
CDP21 | NSW | N5 | South West NSW | Solar | 1121.32 | 1121.32 | 1253.6766 | 1809.8503 | 1809.8503 | 1810.7503 | 1809.8503 | 1809.8503 | 1809.8503 | 1809.8503 | 1809.8503 | 1809.8503 | 1809.8504 | 1809.8504 | 1659.8204 | 1659.8204 | 1659.8204 | 1659.8204 | 1659.8204 | 2292.5094 | 2928.3158 | 2928.3158 | 2843.3158 | 2843.3158 | 3101.6116 | 2809.95 | 2560.96 | 2530.96
CDP21 | NSW | N6 | Wagga Wagga | Solar | 456.22 | 816.1 | 816.1 | 816.1 | 816.1 | 816.1 | 816.1 | 816.1 | 816.1 | 816.1 | 816.1 | 816.1 | 816.1 | 816.1 | 816.1 | 816.1 | 816.1 | 816.1 | 816.1 | 816.1 | 816.1 | 816.1 | 816.1 | 816.1 | 816.1 | 816.1 | 289.88 | 289.88
CDP21 | NSW | N7 | Tumut | Solar | 0 | 0 | 0 | 0 | 0 | 0 | 0 | 0 | 0 | 0 | 0 | 0 | 0 | 0 | 0 | 0 | 0 | 0 | 0 | 0 | 0 | 0 | 0 | 0 | 0 | 0 | 0 | 0
CDP21 | NSW | N8 | Cooma-Monaro | Solar | 0 | 0 | 0 | 0 | 0 | 0 | 0 | 0 | 0 | 0 | 0 | 0 | 0 | 0 | 0 | 0 | 0 | 0 | 0 | 0 | 0 | 0 | 0 | 0 | 0 | 0 | 0 | 0
CDP21 | NSW | N9 | Hunter-Central Coast | Solar | 0 | 0 | 516 | 516 | 516 | 516 | 516 | 516 | 516 | 516 | 516 | 516 | 516 | 516 | 516 | 516 | 516 | 516 | 516 | 516 | 516 | 516 | 516 | 516 | 516 | 516 | 516 | 516
CDP21 | NSW | N12 | Illawarra | Solar | 0 | 0 | 0 | 0 | 0 | 0 | 0 | 0 | 0 | 0 | 0 | 0 | 0 | 0 | 0 | 0 | 0 | 0 | 0 | 0 | 0 | 0 | 0 | 0 | 0 | 0 | 0 | 0
CDP21 | VIC | V0 | VIC Non-REZ | Solar | 0 | 0 | 0 | 0 | 0 | 0 | 0 | 0 | 0 | 0 | 0 | 0 | 0 | 0 | 0 | 0 | 0 | 0 | 0 | 0 | 0 | 0 | 0 | 0 | 0 | 0 | 0 | 0
CDP21 | VIC | V1 | Ovens Murray | Solar | 0 | 0 | 2.55e-06 | 4.31e-06 | 5.77e-06 | 1.951e-05 | 1.951e-05 | 1.951e-05 | 3.353e-05 | 3.353e-05 | 3.353e-05 | 3.353e-05 | 3.353e-05 | 3.353e-05 | 3.353e-05 | 3.353e-05 | 3.51e-05 | 3.51e-05 | 3.635e-05 | 6.633e-05 | 6.633e-05 | 6.866e-05 | 7.042e-05 | 7.042e-05 | 0.00011791 | 0.00011791 | 0.00011791 | 0.00011791
CDP21 | VIC | V2 | Murray River | Solar | 624.12 | 719.22 | 869.26 | 869.26 | 869.26 | 869.2601 | 869.2601 | 869.2601 | 869.2601 | 869.2601 | 869.2601 | 869.2601 | 869.2601 | 869.2601 | 869.2601 | 869.2601 | 869.2601 | 869.2601 | 869.2601 | 1663.5162 | 2597.4877 | 2570.3177 | 2570.3177 | 2570.3177 | 2430.2977 | 2054.3677 | 1973.3677 | 1973.3677
CDP21 | VIC | V3 | Western Victoria | Solar | 0 | 0 | 118.8 | 118.8 | 118.8 | 118.8 | 118.8 | 118.8 | 118.8 | 118.8 | 118.8 | 118.8 | 118.8 | 118.8 | 118.8 | 118.8 | 118.8 | 118.8 | 118.8 | 118.8 | 118.8 | 118.8 | 118.8 | 118.8 | 118.8 | 118.8 | 118.8 | 118.8
CDP21 | VIC | V4 | South West Victoria | Solar | 0 | 0 | 0 | 0 | 0 | 0 | 0 | 0 | 0 | 0 | 0 | 0 | 0 | 0 | 0 | 0 | 0 | 0 | 0 | 0 | 0 | 0 | 0 | 0 | 0 | 0 | 0 | 0
CDP21 | VIC | V5 | Gippsland | Solar | 0 | 77 | 160.28 | 160.28 | 160.28 | 160.28 | 160.28 | 160.28 | 160.28 | 160.28 | 160.28 | 160.28 | 160.28 | 160.28 | 160.28 | 160.28 | 160.28 | 160.28 | 160.28 | 160.28 | 160.28 | 160.28 | 160.28 | 160.28 | 160.28 | 160.28 | 160.28 | 160.28
CDP21 | VIC | V6 | Central North VIC | Solar | 547.75 | 547.75 | 547.75 | 547.75 | 547.75 | 547.75 | 547.75 | 547.75 | 547.75 | 547.75 | 547.75 | 547.75 | 547.75 | 547.75 | 547.75 | 547.75 | 547.75 | 547.75 | 547.75 | 547.75 | 447.8 | 447.8 | 447.8 | 447.8 | 447.8 | 447.8 | 447.8 | 252.79
CDP21 | SA | S1 | South East SA | Solar | 224.9 | 224.9 | 224.9 | 224.9 | 224.9 | 224.9 | 224.9 | 224.9 | 224.9 | 224.9 | 224.9 | 224.9 | 224.9 | 224.9 | 224.9 | 224.9 | 224.9 | 182 | 182 | 182 | 182 | 182 | 182 | 182 | 182 | 87 | 87 | 87
CDP21 | SA | S2 | Riverland | Solar | 55.19 | 55.19 | 55.19 | 55.19 | 55.19 | 55.1901 | 55.1901 | 49.0701 | 49.0701 | 49.0701 | 49.0701 | 49.0701 | 49.0701 | 49.0701 | 49.0701 | 49.0701 | 49.0701 | 37.3501 | 37.3501 | 596.3231 | 1249.41 | 1242.04 | 1242.04 | 1242.04 | 1242.04 | 1242.04 | 1242.04 | 1242.04
CDP21 | SA | S3 | Mid-North SA | Solar | 0 | 0 | 0 | 0 | 0 | 0 | 0 | 0 | 0 | 0 | 0 | 0 | 0 | 0 | 0 | 0 | 0 | 0 | 0 | 0 | 0 | 0 | 0 | 0 | 0 | 0 | 0 | 0
CDP21 | SA | S4 | Yorke Peninsula | Solar | 0 | 0 | 0 | 0 | 0 | 0 | 0 | 0 | 0 | 0 | 0 | 0 | 0 | 0 | 0 | 0 | 0 | 0 | 0 | 0 | 0 | 0 | 0 | 0 | 0 | 0 | 0 | 0
CDP21 | SA | S5 | Northern SA | Solar | 298.44 | 298.44 | 578.2 | 578.2 | 578.2 | 578.2 | 578.2 | 578.2 | 578.2 | 578.2 | 578.2 | 578.2 | 578.2 | 578.2 | 578.2 | 578.2 | 578.2 | 578.2 | 578.2001 | 578.2001 | 1349.7648 | 1349.7648 | 1349.7648 | 1270.5648 | 1270.5648 | 1270.5648 | 1270.5648 | 1270.5648
CDP21 | SA | S6 | Leigh Creek | Solar | 0 | 0 | 0 | 0 | 0 | 0 | 0 | 0 | 0 | 0 | 0 | 0 | 0 | 0 | 0 | 0 | 0 | 0 | 0 | 0 | 0 | 0 | 0 | 0 | 0 | 0 | 0 | 0
CDP21 | SA | S7 | Roxby Downs | Solar | 0 | 0 | 2.81e-06 | 2.246e-05 | 73.8519 | 73.8519 | 73.8519 | 73.8519 | 73.8519 | 73.8519 | 216.9353 | 216.9353 | 216.9353 | 216.9353 | 216.9353 | 216.9353 | 486.1026 | 486.1026 | 518.7992 | 518.7992 | 589.191 | 589.191 | 589.191 | 589.191 | 589.191 | 589.191 | 600.361 | 600.361
CDP21 | SA | S8 | Eastern Eyre Peninsula | Solar | 0 | 0 | 0 | 0 | 0 | 0 | 0 | 0 | 0 | 0 | 0 | 0 | 0 | 0 | 0 | 0 | 0 | 0 | 0 | 0 | 0 | 0 | 0 | 0 | 0 | 0 | 0 | 0
CDP21 | SA | S9 | Western Eyre Peninsula | Solar | 0 | 0 | 0 | 0 | 0 | 0 | 0 | 0 | 0 | 0 | 0 | 0 | 0 | 0 | 0 | 0 | 0 | 0 | 0 | 0 | 0 | 0 | 0 | 0 | 0 | 0 | 0 | 0
CDP21 | TAS | T1 | North East Tasmania | Solar | 0 | 0 | 0 | 0 | 0 | 0 | 0 | 0 | 0 | 0 | 0 | 0 | 0 | 0 | 0 | 0 | 0 | 0 | 0 | 0 | 0 | 0 | 0 | 0 | 0 | 0 | 0 | 0
CDP21 | TAS | T2 | North West Tasmania | Solar | 0 | 0 | 0 | 0 | 0 | 0 | 0 | 0 | 0 | 0 | 0 | 0 | 0 | 0 | 0 | 0 | 0 | 0 | 0 | 0 | 0 | 0 | 0 | 0 | 0 | 0 | 0 | 0
CDP21 | TAS | T3 | Tasmania Midlands | Solar | 0 | 0 | 0 | 0 | 0 | 0 | 0 | 0 | 0 | 0 | 0 | 0 | 0 | 0 | 0 | 0 | 0 | 0 | 0 | 0 | 0 | 0 | 0 | 0 | 0 | 0 | 0 | 0
CDP21 | QLD | Q1 | Far North QLD | Wind | 332.44 | 332.44 | 332.44 | 902.44 | 1023.8216 | 1023.8216 | 1023.8216 | 1023.8216 | 1023.8216 | 1025.6632 | 1025.6632 | 1033.7606 | 1033.7606 | 1033.7606 | 1033.7606 | 1033.7606 | 1033.7606 | 1033.7606 | 1033.7606 | 996.0261 | 1142.8466 | 1142.8466 | 1142.8466 | 1142.8466 | 1018.5259 | 1030.2882 | 1030.2882 | 1030.2882
CDP21 | QLD | Q2 | North Qld Clean Energy Hub | Wind | 43.2 | 43.2 | 43.2 | 703.7073 | 908.1437 | 1497.0227 | 1497.0227 | 1497.0227 | 1497.0227 | 1654.0056 | 1654.0056 | 1729.2708 | 1903.5949 | 1903.5949 | 1903.5949 | 1903.5949 | 1903.5949 | 1903.5949 | 1903.5949 | 1949.9748 | 2280.2905 | 2280.2905 | 2237.0905 | 2237.0905 | 2237.0905 | 2393.0866 | 2426.8099 | 2426.8099
CDP21 | QLD | Q3 | Northern Qld | Wind | 0 | 0 | 0 | 0 | 0 | 0 | 0 | 0 | 0 | 0 | 0 | 0 | 0 | 0 | 0 | 0 | 0 | 0 | 0 | 0 | 0 | 0 | 0 | 0 | 0 | 0 | 0 | 0
CDP21 | QLD | Q4 | Isaac | Wind | 300 | 439 | 439 | 439 | 532.3224 | 532.3224 | 532.3224 | 532.3224 | 532.3224 | 1237.762 | 1237.762 | 1237.762 | 1308.0906 | 1308.0906 | 1308.0906 | 1308.0906 | 1308.0906 | 1308.0906 | 1308.0906 | 1308.0906 | 2340.0245 | 2340.0245 | 2340.0245 | 2340.0245 | 2340.0245 | 2035.9427 | 2035.9427 | 2035.9427
CDP21 | QLD | Q5 | Barcaldine | Wind | 0 | 0 | 2.07e-06 | 6.86e-06 | 2.755e-05 | 5.662e-05 | 5.662e-05 | 5.901e-05 | 6.055e-05 | 0.00019996 | 6.0201 | 6.0201 | 6.0201 | 6.0201 | 6.0201 | 6.0201 | 6.0201 | 6.0201 | 6.0201 | 99.6169 | 109.2744 | 109.2744 | 109.2744 | 109.2744 | 109.2744 | 109.6725 | 109.6725 | 109.6725
CDP21 | QLD | Q6 | Fitzroy | Wind | 0 | 0 | 2.27e-06 | 507.153 | 900 | 900 | 900 | 900 | 900 | 900 | 900 | 900 | 900 | 900 | 900 | 900 | 900 | 900 | 900 | 900 | 900 | 900 | 900 | 900 | 900 | 900 | 900 | 900
CDP21 | QLD | Q7 | Wide Bay | Wind | 0 | 0 | 4.36e-06 | 1.445e-05 | 2.09e-05 | 2.09e-05 | 2.09e-05 | 2.09e-05 | 2.09e-05 | 4.227e-05 | 7.334e-05 | 7.971e-05 | 0.0013249 | 0.0013249 | 0.0013249 | 0.0013249 | 0.0013438 | 0.0013438 | 0.0013577 | 0.0024533 | 0.0024712 | 200.7271 | 200.7271 | 200.7271 | 1100 | 1100 | 1100 | 1100
CDP21 | QLD | Q8 | Darling Downs | Wind | 1788.35 | 1788.35 | 1788.35 | 3188.35 | 4153.356 | 4153.356 | 4153.356 | 4153.356 | 4153.356 | 4153.356 | 4962.5354 | 4962.5354 | 4962.5354 | 4962.5354 | 4962.5354 | 4962.5354 | 4962.5354 | 4962.5354 | 4962.5354 | 4962.5354 | 4522.5654 | 4522.5654 | 4522.5654 | 4522.5654 | 6948.38 | 6948.38 | 6948.38 | 6948.38
CDP21 | QLD | Q9 | Banana | Wind | 0 | 0 | 0 | 0 | 0 | 0 | 0 | 0 | 0 | 0 | 0 | 0 | 0 | 0 | 0 | 0 | 0 | 0 | 0 | 0 | 0 | 0 | 0 | 0 | 0 | 0 | 0 | 0
CDP21 | NSW | N0 | NSW Non-REZ | Wind | 0 | 0 | 0 | 0 | 0 | 0 | 0 | 0 | 0 | 0 | 0 | 0 | 0 | 0 | 0 | 0 | 0 | 0 | 0 | 0 | 0 | 0 | 0 | 0 | 0 | 0 | 0 | 0
CDP21 | NSW | N1 | North West NSW | Wind | 0 | 0 | 0 | 0 | 0 | 0 | 0 | 0 | 0 | 0 | 0 | 0 | 0 | 0 | 0 | 0 | 0 | 0 | 0 | 0 | 0 | 0 | 0 | 0 | 0 | 0 | 0 | 0
CDP21 | NSW | N2 | New England | Wind | 442.48 | 442.48 | 782.1418 | 817.0167 | 817.0167 | 3468.6749 | 3468.6749 | 3468.6749 | 3468.6749 | 3468.6749 | 4047.2148 | 4047.2148 | 4047.2148 | 4047.2148 | 3874.7348 | 3874.7348 | 4477.4547 | 5995.0286 | 7019.0116 | 7265.2804 | 7265.2804 | 7265.2804 | 7265.2804 | 7265.2804 | 7400 | 7400 | 7400 | 7400
CDP21 | NSW | N3 | Central-West Orana | Wind | 258.73 | 396.73 | 839.0597 | 1464.7602 | 4372.2652 | 4372.2652 | 4372.2652 | 4372.2652 | 4372.2652 | 4372.2652 | 4372.2652 | 4372.2652 | 4372.2652 | 4372.2652 | 4372.2652 | 4372.2652 | 4372.2652 | 4372.2652 | 4372.2652 | 4372.2652 | 4372.2652 | 4372.2652 | 4372.2652 | 4372.2652 | 4372.2652 | 4724.4556 | 4724.4556 | 4724.4556
CDP21 | NSW | N4 | Broken Hill | Wind | 198.01 | 198.01 | 198.01 | 289.0795 | 289.0795 | 289.0795 | 289.0795 | 289.0795 | 289.0795 | 289.0795 | 289.0795 | 289.0795 | 289.0795 | 289.0795 | 289.0795 | 289.0795 | 289.0795 | 289.0795 | 289.0795 | 91.0695 | 91.0695 | 91.0695 | 91.0695 | 91.0695 | 91.0695 | 91.0695 | 91.0695 | 91.0695
CDP21 | NSW | N5 | South West NSW | Wind | 0 | 0 | 6.53e-06 | 450.3791 | 450.3791 | 450.3791 | 450.3791 | 450.3791 | 450.3791 | 450.3791 | 450.3791 | 450.3791 | 450.3791 | 450.3791 | 450.3791 | 450.3791 | 450.3791 | 450.3791 | 450.3791 | 450.3791 | 450.3791 | 450.3791 | 450.3791 | 450.3791 | 450.3791 | 450.3791 | 450.3791 | 450.3791
CDP21 | NSW | N6 | Wagga Wagga | Wind | 0 | 0 | 0 | 0 | 0 | 0 | 0 | 0 | 0 | 0 | 0 | 0 | 0 | 0 | 0 | 0 | 0 | 0 | 0 | 0 | 0 | 0 | 0 | 0 | 0 | 0 | 0 | 0
CDP21 | NSW | N7 | Tumut | Wind | 0 | 40.02 | 270.48 | 270.48 | 270.48 | 270.48 | 270.48 | 270.48 | 270.48 | 270.48 | 270.48 | 270.48 | 270.48 | 270.48 | 270.48 | 270.48 | 270.48 | 270.48 | 270.48 | 270.48 | 270.48 | 270.48 | 270.48 | 270.48 | 270.48 | 270.48 | 270.48 | 270.48
CDP21 | NSW | N8 | Cooma-Monaro | Wind | 113.18 | 113.18 | 413.18 | 446.6784 | 446.6784 | 446.6784 | 446.6784 | 446.6784 | 446.6784 | 446.6784 | 446.6784 | 446.6784 | 446.6784 | 446.6784 | 446.6784 | 446.6784 | 377.6814 | 377.6814 | 377.6814 | 377.6814 | 377.6814 | 377.6814 | 382.8698 | 387.0728 | 398.0446 | 403.5938 | 403.5938 | 403.5938
CDP21 | NSW | N9 | Hunter-Central Coast | Wind | 0 | 0 | 400 | 548.253 | 548.253 | 548.253 | 548.253 | 548.253 | 548.253 | 548.253 | 548.253 | 548.253 | 548.253 | 548.253 | 548.253 | 548.253 | 548.253 | 548.253 | 548.253 | 548.253 | 565.8533 | 565.8533 | 565.8533 | 565.8533 | 832.7039 | 1008.7958 | 1008.7958 | 1008.7958
CDP21 | NSW | N12 | Illawarra | Wind | 0 | 0 | 0 | 0 | 0 | 0 | 0 | 0 | 0 | 0 | 0 | 0 | 0 | 0 | 0 | 0 | 0 | 0 | 0 | 0 | 0 | 0 | 0 | 0 | 0 | 0 | 0 | 0
CDP21 | VIC | V0 | VIC Non-REZ | Wind | 0 | 0 | 3.04e-06 | 1.158e-05 | 2.019e-05 | 2.019e-05 | 2.019e-05 | 2.019e-05 | 2.127e-05 | 2.127e-05 | 2.127e-05 | 2.127e-05 | 2.127e-05 | 2.127e-05 | 2.127e-05 | 2.127e-05 | 2.127e-05 | 2.127e-05 | 2.127e-05 | 2.127e-05 | 2.317e-05 | 2.434e-05 | 2.434e-05 | 2.546e-05 | 2.546e-05 | 5.161e-05 | 5.161e-05 | 5.161e-05
CDP21 | VIC | V1 | Ovens Murray | Wind | 0 | 0 | 0 | 0 | 0 | 0 | 0 | 0 | 0 | 0 | 0 | 0 | 0 | 0 | 0 | 0 | 0 | 0 | 0 | 0 | 0 | 0 | 0 | 0 | 0 | 0 | 0 | 0
CDP21 | VIC | V2 | Murray River | Wind | 0 | 0 | 0 | 0 | 0 | 0 | 0 | 0 | 0 | 0 | 0 | 0 | 0 | 0 | 0 | 0 | 0 | 0 | 0 | 0 | 0 | 0 | 0 | 0 | 0 | 0 | 0 | 0
CDP21 | VIC | V3 | Western Victoria | Wind | 1934.5 | 1934.5 | 1934.5 | 1934.5 | 2634.5 | 2634.5 | 2634.5 | 2634.5 | 2634.5 | 2582 | 2390 | 2390 | 2390 | 2390 | 2390 | 2390 | 2390 | 2390 | 2358.95 | 2227.75 | 1915.75 | 1915.75 | 1915.75 | 1675.75 | 1647.05 | 1689.1625 | 1609.2125 | 1609.2125
CDP21 | VIC | V4 | South West Victoria | Wind | 2438.67 | 3283.23 | 3300.39 | 3300.39 | 3300.3904 | 3300.3904 | 3300.3904 | 3300.3904 | 3300.3904 | 3300.3904 | 3300.3904 | 3300.3904 | 3300.3904 | 3237.3904 | 2817.3904 | 2817.3904 | 2635.6904 | 2635.6904 | 2616.1904 | 2430.1905 | 2430.1905 | 1583.2005 | 1583.2005 | 1425.7005 | 2111.0458 | 2745.9659 | 2717.2072 | 2717.2072
CDP21 | VIC | V5 | Gippsland | Wind | 0 | 0 | 3.95e-06 | 2.334e-05 | 645.5552 | 1066.8563 | 1066.8563 | 1066.8563 | 1066.8563 | 1066.8563 | 1066.8563 | 1066.8563 | 1066.8563 | 1066.8563 | 1066.8563 | 1066.8563 | 1066.8563 | 1066.8563 | 1066.8563 | 1066.8563 | 1066.8563 | 1066.8563 | 1066.8563 | 1066.8563 | 1066.8563 | 1066.8563 | 1066.8563 | 1066.8563
CDP21 | VIC | V6 | Central North VIC | Wind | 0 | 0 | 3.47e-06 | 7.99e-06 | 1.967e-05 | 2.312e-05 | 2.312e-05 | 2.312e-05 | 2.457e-05 | 2.457e-05 | 2.753e-05 | 2.753e-05 | 2.753e-05 | 2.753e-05 | 2.753e-05 | 2.753e-05 | 2.753e-05 | 2.753e-05 | 2.753e-05 | 2.753e-05 | 2.753e-05 | 2.859e-05 | 2.859e-05 | 2.859e-05 | 3.42e-05 | 3.604e-05 | 3.604e-05 | 3.604e-05
CDP21 | SA | S1 | South East SA | Wind | 324.5 | 324.5 | 324.5 | 324.5 | 901.2738 | 901.2738 | 901.2738 | 901.2738 | 901.2738 | 901.2738 | 901.2738 | 774.7738 | 774.7738 | 774.7738 | 615.7738 | 615.7738 | 576.7738 | 576.7738 | 576.7738 | 576.7738 | 576.7738 | 576.7738 | 576.7738 | 576.7738 | 576.7738 | 800 | 800 | 800
CDP21 | SA | S2 | Riverland | Wind | 0 | 0 | 0 | 0 | 0 | 0 | 0 | 0 | 0 | 0 | 0 | 0 | 0 | 0 | 0 | 0 | 0 | 0 | 0 | 0 | 0 | 0 | 0 | 0 | 0 | 0 | 0 | 0
CDP21 | SA | S3 | Mid-North SA | Wind | 1591.41 | 1731.6 | 1731.6 | 1731.6001 | 2197.9366 | 2197.9366 | 2197.9366 | 2197.9366 | 2197.9366 | 2099.2596 | 2267.3454 | 2195.9454 | 2011.4654 | 2011.4654 | 2011.4654 | 1684.7654 | 2212.6038 | 2212.6038 | 2214.0178 | 2000.1578 | 2000.1578 | 1905.6602 | 1982.7536 | 2496.0501 | 2922.8026 | 2727.1126 | 2727.1126 | 2727.1126
CDP21 | SA | S4 | Yorke Peninsula | Wind | 90.75 | 90.75 | 90.75 | 106.2635 | 125.7369 | 54.8297 | 54.8297 | 54.8297 | 54.8297 | 54.8297 | 54.8297 | 54.8297 | 54.8297 | 54.8297 | 110.5927 | 110.5927 | 110.5927 | 110.5927 | 110.5927 | 110.5927 | 110.5927 | 110.733 | 111.0827 | 111.0827 | 111.0827 | 111.97 | 111.97 | 112.4592
CDP21 | SA | S5 | Northern SA | Wind | 416.5 | 416.5 | 416.5 | 416.5 | 416.5 | 416.5 | 416.5 | 416.5 | 416.5 | 416.5 | 416.5 | 416.5 | 416.5 | 416.5 | 416.5 | 416.5 | 416.5 | 416.5 | 416.5 | 416.5 | 416.5 | 210 | 210 | 210 | 210 | 210 | 210 | 210
CDP21 | SA | S6 | Leigh Creek | Wind | 0 | 0 | 0 | 0 | 0 | 0 | 0 | 0 | 0 | 0 | 0 | 0 | 0 | 0 | 0 | 0 | 0 | 0 | 0 | 0 | 0 | 0 | 0 | 0 | 0 | 0 | 0 | 0
CDP21 | SA | S7 | Roxby Downs | Wind | 0 | 0 | 0 | 0 | 0 | 0 | 0 | 0 | 0 | 0 | 0 | 0 | 0 | 0 | 0 | 0 | 0 | 0 | 0 | 0 | 0 | 0 | 0 | 0 | 0 | 0 | 0 | 0
CDP21 | SA | S8 | Eastern Eyre Peninsula | Wind | 134.28 | 134.28 | 134.28 | 134.28 | 134.2801 | 134.2805 | 72.2805 | 72.2805 | 72.2805 | 72.2806 | 72.2806 | 0.00059186 | 0.00059186 | 0.00059186 | 132.0982 | 132.0982 | 132.0982 | 132.0982 | 132.0982 | 132.0982 | 132.0982 | 150.8925 | 329.9198 | 332.3591 | 332.3591 | 332.3591 | 332.3591 | 332.3591
CDP21 | SA | S9 | Western Eyre Peninsula | Wind | 0 | 0 | 0 | 0 | 0 | 0 | 0 | 0 | 0 | 0 | 0 | 0 | 0 | 0 | 0 | 0 | 0 | 0 | 0 | 0 | 0 | 0 | 0 | 0 | 0 | 0 | 0 | 0
CDP21 | TAS | T1 | North East Tasmania | Wind | 168 | 168 | 168 | 223.5232 | 420.0594 | 420.0594 | 420.0594 | 420.0594 | 420.0594 | 420.0594 | 420.0594 | 521.9352 | 522.7847 | 522.7847 | 522.7847 | 522.7847 | 522.7847 | 522.7847 | 522.7847 | 522.7847 | 522.7847 | 522.7847 | 522.7847 | 522.7847 | 522.7847 | 522.7847 | 354.7847 | 354.7847
CDP21 | TAS | T2 | North West Tasmania | Wind | 251.35 | 251.35 | 251.35 | 251.3508 | 259.0409 | 259.0409 | 259.0409 | 259.0409 | 259.0409 | 259.0409 | 259.0409 | 259.0409 | 259.0409 | 259.0409 | 259.0409 | 259.0409 | 259.0409 | 259.0409 | 259.0409 | 259.0409 | 259.0409 | 259.0409 | 259.0409 | 259.0409 | 259.0409 | 259.0409 | 119.2909 | 119.2909
CDP21 | TAS | T3 | Tasmania Midlands | Wind | 144 | 144 | 602.2959 | 733.7573 | 796.8954 | 865.5449 | 931.3557 | 1012.3 | 1234.5338 | 1234.5338 | 1437.2483 | 1485.0577 | 1491.7761 | 1623.8645 | 1697.6522 | 1697.6522 | 1697.6522 | 1697.6522 | 1697.6522 | 1697.6522 | 1553.6522 | 1553.6522 | 1553.6522 | 1553.6522 | 1553.6522 | 1553.6522 | 1553.6522 | 1553.6522
CDP21 | NSW | N10 | Hunter Coast | Offshore Wind | 0 | 0 | 0 | 0 | 0 | 0 | 0 | 0 | 0 | 0 | 0 | 0 | 0 | 0 | 0 | 0 | 0 | 0 | 0 | 0 | 0 | 0 | 0 | 0 | 0 | 0 | 0 | 0
CDP21 | NSW | N11 | Illawarra Coast | Offshore Wind | 0 | 0 | 0 | 0 | 0 | 0 | 0 | 0 | 0 | 0 | 0 | 0 | 0 | 0 | 0 | 0 | 0 | 0 | 0 | 0 | 0 | 0 | 0 | 0 | 0 | 0 | 0 | 0
CDP21 | VIC | V7 | Gippsland Coast | Offshore Wind | 0 | 0 | 0 | 0 | 0 | 0 | 1000 | 2000 | 2666.6667 | 2666.6667 | 3333.3333 | 4306.8584 | 5219.9999 | 6219.9999 | 7220 | 8220 | 8220 | 8220 | 8220 | 8220 | 8220 | 8220 | 8220 | 8220 | 8220 | 8220 | 8220 | 8220
CDP21 | VIC | V8 | Portland Coast | Offshore Wind | 0 | 0 | 0 | 0 | 0 | 0 | 0 | 0 | 0 | 666.6666 | 666.6666 | 693.1415 | 780 | 780 | 780 | 780 | 780 | 780 | 780 | 780 | 780 | 780 | 780 | 780 | 780 | 780 | 780 | 780
CDP21 | SA | S10 | South East SA Coast | Offshore Wind | 0 | 0 | 0 | 0 | 0 | 0 | 0 | 0 | 0 | 0 | 0 | 0 | 0 | 0 | 0 | 0 | 0 | 0 | 0 | 0 | 0 | 0 | 0 | 0 | 0 | 0 | 0 | 0
CDP21 | TAS | T4 | North West Tasmania Coast | Offshore Wind | 0 | 0 | 0 | 0 | 0 | 0 | 0 | 0 | 0 | 0 | 0 | 0 | 0 | 0 | 0 | 0 | 0 | 0 | 0 | 0 | 0 | 0 | 0 | 0 | 0 | 0 | 0 | 0
CDP21 | TAS | T5 | North East Tasmania Coast | Offshore Wind | 0 | 0 | 0 | 0 | 0 | 0 | 0 | 0 | 0 | 0 | 0 | 0 | 0 | 0 | 0 | 0 | 0 | 0 | 0 | 0 | 0 | 0 | 0 | 0 | 0 | 0 | 0 | 0
CDP22 | QLD | Q1 | Far North QLD | Solar | 0 | 0 | 0 | 0 | 0 | 0 | 0 | 0 | 0 | 0 | 0 | 0 | 0 | 0 | 0 | 0 | 0 | 0 | 0 | 0 | 0 | 0 | 0 | 0 | 0 | 0 | 0 | 0
CDP22 | QLD | Q2 | North Qld Clean Energy Hub | Solar | 84.47 | 84.47 | 84.47 | 84.47 | 84.47 | 84.47 | 84.47 | 84.47 | 84.47 | 84.47 | 84.47 | 136.997 | 136.997 | 88.497 | 88.497 | 88.497 | 88.497 | 222.8176 | 266.5034 | 266.5034 | 315.2603 | 315.2603 | 300.2603 | 300.2603 | 279.2903 | 572.2221 | 572.2221 | 572.2221
CDP22 | QLD | Q3 | Northern Qld | Solar | 437.13 | 437.13 | 437.13 | 437.13 | 437.13 | 437.13 | 437.13 | 437.13 | 437.13 | 437.13 | 437.13 | 437.13 | 437.13 | 437.13 | 437.13 | 437.13 | 437.13 | 437.13 | 315.97 | 200.01 | 200.01 | 200.01 | 200.01 | 100.03 | 100.03 | 100.03 | 0 | 0
CDP22 | QLD | Q4 | Isaac | Solar | 620.45 | 620.45 | 620.45 | 620.4501 | 620.4501 | 620.4501 | 620.4501 | 620.4501 | 620.4501 | 620.4501 | 980.5971 | 980.5971 | 980.5971 | 980.5971 | 980.5971 | 980.5971 | 980.5971 | 1012.6384 | 1012.6384 | 1012.6384 | 970.1384 | 970.1384 | 970.1384 | 970.1384 | 655.1766 | 1486.9018 | 1460.9018 | 1460.9018
CDP22 | QLD | Q5 | Barcaldine | Solar | 14 | 14 | 14 | 86.6316 | 86.6316 | 86.6316 | 86.6316 | 86.6316 | 86.6316 | 86.6316 | 86.6316 | 86.6316 | 86.6316 | 86.6316 | 86.6316 | 86.6316 | 86.6316 | 86.6316 | 86.6316 | 72.6316 | 72.6316 | 72.6316 | 72.6316 | 72.6316 | 72.6316 | 72.6316 | 72.6316 | 72.6316
CDP22 | QLD | Q6 | Fitzroy | Solar | 81.72 | 81.72 | 81.72 | 81.72 | 81.72 | 81.72 | 81.72 | 81.72 | 81.72 | 81.7201 | 81.7201 | 81.7201 | 81.7201 | 81.7201 | 81.7201 | 81.7201 | 81.7201 | 81.7203 | 81.7204 | 81.7209 | 81.7209 | 81.7209 | 81.7209 | 81.721 | 1794.4363 | 1920.6943 | 2545.6091 | 3084.3466
CDP22 | QLD | Q7 | Wide Bay | Solar | 306.83 | 366.83 | 468.23 | 468.23 | 468.23 | 468.23 | 468.23 | 468.23 | 468.2301 | 1631.7111 | 1757.7564 | 2302.9425 | 2302.9425 | 2302.9425 | 2302.9425 | 2302.9425 | 2302.9425 | 2302.9425 | 2302.9425 | 2506.83 | 2506.83 | 2506.83 | 2506.83 | 2506.83 | 2506.83 | 2375.95 | 2375.95 | 2375.95
CDP22 | QLD | Q8 | Darling Downs | Solar | 1484.68 | 1484.12 | 1483.56 | 1483.02 | 1482.46 | 1481.91 | 1481.34 | 1480.78 | 1893.5487 | 2788.6755 | 2788.6755 | 2844.629 | 2932.6019 | 2932.6019 | 2932.6019 | 2932.6019 | 2932.6019 | 2932.6019 | 4350.6635 | 4325.6635 | 4222.7035 | 4731.8976 | 4311.2725 | 4906.5355 | 4879.2355 | 6849.225 | 6849.225 | 6729.345
CDP22 | QLD | Q9 | Banana | Solar | 0 | 0 | 0 | 0 | 0 | 0 | 0 | 0 | 0 | 0 | 0 | 0 | 0 | 0 | 0 | 0 | 0 | 0 | 0 | 0 | 0 | 0 | 0 | 0 | 0 | 0 | 0 | 0
CDP22 | NSW | N0 | NSW Non-REZ | Solar | 0 | 0 | 0 | 0 | 0 | 0 | 0 | 0 | 0 | 0 | 0 | 0 | 0 | 0 | 0 | 0 | 0 | 0 | 0 | 0 | 0 | 0 | 0 | 0 | 0 | 0 | 0 | 0
CDP22 | NSW | N1 | North West NSW | Solar | 166 | 166 | 202.3239 | 202.3239 | 202.3239 | 202.3239 | 202.3239 | 202.3239 | 202.3239 | 202.3239 | 202.3239 | 202.3239 | 202.3239 | 202.3239 | 202.3239 | 202.3239 | 202.3239 | 202.3239 | 202.3239 | 202.3239 | 202.3239 | 202.3239 | 177.4411 | 196.1219 | 196.1219 | 200.4483 | 216.5296 | 216.5296
CDP22 | NSW | N2 | New England | Solar | 535.02 | 855.02 | 1120.66 | 1120.66 | 1120.66 | 1172.3745 | 1172.3745 | 1172.3745 | 1172.3745 | 1317.6589 | 2017.2162 | 2017.2162 | 2017.2162 | 2017.2162 | 2017.2162 | 2017.2162 | 2017.2162 | 3480.5235 | 3480.5235 | 4085.6599 | 4085.6599 | 4085.66 | 4085.66 | 4085.66 | 4085.66 | 4085.66 | 4085.66 | 4085.66
CDP22 | NSW | N3 | Central-West Orana | Solar | 1495.99 | 1495.99 | 1984.6955 | 1984.6955 | 2967.7123 | 3230.2806 | 3230.2806 | 3230.2806 | 3230.2806 | 3230.2806 | 3230.2806 | 3230.2806 | 3230.2806 | 3230.2806 | 3230.2806 | 3230.2806 | 3230.2806 | 3230.2806 | 3128.2606 | 3767.031 | 3767.031 | 3895.2075 | 3895.2075 | 5480.7642 | 5714.7783 | 7239.63 | 7169.88 | 7000
CDP22 | NSW | N4 | Broken Hill | Solar | 53 | 53 | 265.0142 | 265.0142 | 265.0142 | 265.0142 | 265.0142 | 265.0142 | 265.0142 | 265.0142 | 265.0142 | 265.0142 | 265.0142 | 265.0142 | 265.0142 | 265.0142 | 265.0142 | 265.0142 | 265.0142 | 250.2385 | 348.0394 | 348.0394 | 348.0394 | 348.0394 | 348.0394 | 348.0394 | 348.0394 | 348.0394
CDP22 | NSW | N5 | South West NSW | Solar | 1121.32 | 1121.32 | 1251.7034 | 1810.8242 | 1810.8242 | 1811.7242 | 1810.8242 | 1810.8242 | 1810.8242 | 1810.8242 | 1810.8242 | 1810.8242 | 1810.8242 | 1810.8242 | 1660.7942 | 1660.7942 | 1660.7942 | 1660.7942 | 1660.7942 | 2275.0948 | 2805.3174 | 2805.3174 | 2720.3174 | 2720.3174 | 3091.8678 | 2809.95 | 2560.96 | 2530.96
CDP22 | NSW | N6 | Wagga Wagga | Solar | 456.22 | 816.1 | 816.1 | 816.1 | 816.1 | 816.1 | 816.1 | 816.1 | 816.1 | 816.1 | 816.1 | 816.1 | 816.1 | 816.1 | 816.1 | 816.1 | 816.1 | 816.1 | 816.1 | 816.1 | 816.1 | 816.1 | 816.1 | 816.1 | 816.1 | 816.1 | 289.88 | 289.88
CDP22 | NSW | N7 | Tumut | Solar | 0 | 0 | 0 | 0 | 0 | 0 | 0 | 0 | 0 | 0 | 0 | 0 | 0 | 0 | 0 | 0 | 0 | 0 | 0 | 0 | 0 | 0 | 0 | 0 | 0 | 0 | 0 | 0
CDP22 | NSW | N8 | Cooma-Monaro | Solar | 0 | 0 | 0 | 0 | 0 | 0 | 0 | 0 | 0 | 0 | 0 | 0 | 0 | 0 | 0 | 0 | 0 | 0 | 0 | 0 | 0 | 0 | 0 | 0 | 0 | 0 | 0 | 0
CDP22 | NSW | N9 | Hunter-Central Coast | Solar | 0 | 0 | 516 | 516 | 516 | 516 | 516 | 516 | 516 | 516 | 516 | 516 | 516 | 516 | 516 | 516 | 516 | 516 | 516 | 516 | 516 | 516 | 516 | 516 | 516 | 516 | 516 | 516
CDP22 | NSW | N12 | Illawarra | Solar | 0 | 0 | 0 | 0 | 0 | 0 | 0 | 0 | 0 | 0 | 0 | 0 | 0 | 0 | 0 | 0 | 0 | 0 | 0 | 0 | 0 | 0 | 0 | 0 | 0 | 0 | 0 | 0
CDP22 | VIC | V0 | VIC Non-REZ | Solar | 0 | 0 | 0 | 0 | 0 | 0 | 0 | 0 | 0 | 0 | 0 | 0 | 0 | 0 | 0 | 0 | 0 | 0 | 0 | 0 | 0 | 0 | 0 | 0 | 0 | 0 | 0 | 0
CDP22 | VIC | V1 | Ovens Murray | Solar | 0 | 0 | 2.85e-06 | 5.01e-06 | 6.49e-06 | 2.249e-05 | 2.249e-05 | 2.249e-05 | 2.669e-05 | 2.669e-05 | 2.669e-05 | 2.669e-05 | 2.669e-05 | 2.669e-05 | 2.669e-05 | 2.821e-05 | 3.107e-05 | 3.317e-05 | 3.708e-05 | 9.561e-05 | 9.561e-05 | 9.797e-05 | 9.797e-05 | 9.797e-05 | 0.00012635 | 0.00012635 | 0.00012635 | 0.00012635
CDP22 | VIC | V2 | Murray River | Solar | 624.12 | 719.22 | 869.26 | 869.26 | 869.26 | 869.2601 | 869.2601 | 869.2601 | 869.2601 | 869.2601 | 869.2601 | 869.2601 | 869.2601 | 869.2601 | 869.2601 | 869.2601 | 869.2601 | 869.2601 | 869.2601 | 1589.1358 | 2553.8692 | 2526.6992 | 2526.6992 | 2526.6992 | 2386.6792 | 2010.7492 | 1929.7492 | 1929.7492
CDP22 | VIC | V3 | Western Victoria | Solar | 0 | 0 | 118.8 | 118.8 | 118.8 | 118.8 | 118.8 | 118.8 | 118.8 | 118.8 | 118.8 | 118.8 | 118.8 | 118.8 | 118.8 | 118.8 | 118.8 | 118.8 | 118.8 | 118.8 | 118.8 | 118.8 | 118.8 | 118.8 | 118.8 | 118.8 | 118.8 | 118.8
CDP22 | VIC | V4 | South West Victoria | Solar | 0 | 0 | 0 | 0 | 0 | 0 | 0 | 0 | 0 | 0 | 0 | 0 | 0 | 0 | 0 | 0 | 0 | 0 | 0 | 0 | 0 | 0 | 0 | 0 | 0 | 0 | 0 | 0
CDP22 | VIC | V5 | Gippsland | Solar | 0 | 77 | 160.28 | 160.28 | 160.28 | 160.28 | 160.28 | 160.28 | 160.28 | 160.28 | 160.28 | 160.28 | 160.28 | 160.28 | 160.28 | 160.28 | 160.28 | 160.28 | 160.28 | 160.28 | 160.28 | 160.28 | 160.28 | 160.28 | 160.28 | 160.28 | 160.28 | 160.28
CDP22 | VIC | V6 | Central North VIC | Solar | 547.75 | 547.75 | 547.75 | 547.75 | 547.75 | 547.75 | 547.75 | 547.75 | 547.75 | 547.75 | 547.75 | 547.75 | 547.75 | 547.75 | 547.75 | 547.75 | 547.75 | 547.75 | 547.75 | 547.75 | 447.8 | 447.8 | 447.8 | 447.8 | 447.8 | 447.8 | 447.8 | 252.79
CDP22 | SA | S1 | South East SA | Solar | 224.9 | 224.9 | 224.9 | 224.9 | 224.9 | 224.9 | 224.9 | 224.9 | 224.9 | 224.9 | 224.9 | 224.9 | 224.9 | 224.9 | 224.9 | 224.9 | 224.9 | 182 | 182 | 182 | 182 | 182 | 182 | 182 | 182 | 87 | 87 | 87
CDP22 | SA | S2 | Riverland | Solar | 55.19 | 55.19 | 55.19 | 55.19 | 55.19 | 55.1901 | 55.1901 | 49.0701 | 49.0701 | 49.0701 | 49.0701 | 49.0701 | 49.0701 | 49.0701 | 49.0701 | 49.0701 | 49.0701 | 37.3501 | 37.3501 | 678.4693 | 1334.9564 | 1327.5864 | 1327.5864 | 1327.5864 | 1327.5864 | 1327.5864 | 1327.5864 | 1327.5864
CDP22 | SA | S3 | Mid-North SA | Solar | 0 | 0 | 0 | 0 | 0 | 0 | 0 | 0 | 0 | 0 | 0 | 0 | 0 | 0 | 0 | 0 | 0 | 0 | 0 | 0 | 0 | 0 | 0 | 0 | 0 | 0 | 0 | 0
CDP22 | SA | S4 | Yorke Peninsula | Solar | 0 | 0 | 0 | 0 | 0 | 0 | 0 | 0 | 0 | 0 | 0 | 0 | 0 | 0 | 0 | 0 | 0 | 0 | 0 | 0 | 0 | 0 | 0 | 0 | 0 | 0 | 0 | 0
CDP22 | SA | S5 | Northern SA | Solar | 298.44 | 298.44 | 578.2 | 578.2 | 578.2 | 578.2 | 578.2 | 578.2 | 578.2 | 578.2 | 578.2 | 578.2 | 578.2 | 578.2 | 578.2 | 578.2 | 578.2 | 578.2 | 578.2001 | 578.2001 | 1405.0198 | 1405.0198 | 1405.0198 | 1325.8198 | 1325.8198 | 1325.8198 | 1325.8198 | 1325.8198
CDP22 | SA | S6 | Leigh Creek | Solar | 0 | 0 | 0 | 0 | 0 | 0 | 0 | 0 | 0 | 0 | 0 | 0 | 0 | 0 | 0 | 0 | 0 | 0 | 0 | 0 | 0 | 0 | 0 | 0 | 0 | 0 | 0 | 0
CDP22 | SA | S7 | Roxby Downs | Solar | 0 | 0 | 3.14e-06 | 2.798e-05 | 86.2088 | 86.2088 | 86.2088 | 86.2088 | 86.2088 | 86.2088 | 291.913 | 291.913 | 291.913 | 291.913 | 291.913 | 291.913 | 457.2684 | 457.2684 | 525.8318 | 525.8318 | 592.938 | 592.938 | 592.938 | 592.938 | 592.938 | 592.938 | 592.938 | 592.938
CDP22 | SA | S8 | Eastern Eyre Peninsula | Solar | 0 | 0 | 0 | 0 | 0 | 0 | 0 | 0 | 0 | 0 | 0 | 0 | 0 | 0 | 0 | 0 | 0 | 0 | 0 | 0 | 0 | 0 | 0 | 0 | 0 | 0 | 0 | 0
CDP22 | SA | S9 | Western Eyre Peninsula | Solar | 0 | 0 | 0 | 0 | 0 | 0 | 0 | 0 | 0 | 0 | 0 | 0 | 0 | 0 | 0 | 0 | 0 | 0 | 0 | 0 | 0 | 0 | 0 | 0 | 0 | 0 | 0 | 0
CDP22 | TAS | T1 | North East Tasmania | Solar | 0 | 0 | 0 | 0 | 0 | 0 | 0 | 0 | 0 | 0 | 0 | 0 | 0 | 0 | 0 | 0 | 0 | 0 | 0 | 0 | 0 | 0 | 0 | 0 | 0 | 0 | 0 | 0
CDP22 | TAS | T2 | North West Tasmania | Solar | 0 | 0 | 0 | 0 | 0 | 0 | 0 | 0 | 0 | 0 | 0 | 0 | 0 | 0 | 0 | 0 | 0 | 0 | 0 | 0 | 0 | 0 | 0 | 0 | 0 | 0 | 0 | 0
CDP22 | TAS | T3 | Tasmania Midlands | Solar | 0 | 0 | 0 | 0 | 0 | 0 | 0 | 0 | 0 | 0 | 0 | 0 | 0 | 0 | 0 | 0 | 0 | 0 | 0 | 0 | 0 | 0 | 0 | 0 | 0 | 0 | 0 | 0
CDP22 | QLD | Q1 | Far North QLD | Wind | 332.44 | 332.44 | 332.44 | 902.44 | 1024.0221 | 1024.0221 | 1024.0221 | 1024.0221 | 1024.0221 | 1024.0221 | 1033.3478 | 1033.3478 | 1033.3478 | 1033.3478 | 1033.3478 | 1033.3478 | 1033.3478 | 1033.3478 | 1033.3478 | 971.5188 | 1142.8469 | 1142.8469 | 1142.8469 | 1142.8469 | 1017.4528 | 1030.1768 | 1030.1768 | 1030.1768
CDP22 | QLD | Q2 | North Qld Clean Energy Hub | Wind | 43.2 | 43.2 | 43.2 | 700.6321 | 908.1437 | 1491.178 | 1491.178 | 1491.178 | 1491.178 | 1632.7963 | 1641.6512 | 1805.3568 | 1942.329 | 1942.329 | 1942.329 | 1942.329 | 1942.329 | 1942.329 | 1942.329 | 1942.329 | 2280.5542 | 2280.5542 | 2237.3542 | 2237.3542 | 2237.3542 | 2393.22 | 2427.7227 | 2427.7227
CDP22 | QLD | Q3 | Northern Qld | Wind | 0 | 0 | 0 | 0 | 0 | 0 | 0 | 0 | 0 | 0 | 0 | 0 | 0 | 0 | 0 | 0 | 0 | 0 | 0 | 0 | 0 | 0 | 0 | 0 | 0 | 0 | 0 | 0
CDP22 | QLD | Q4 | Isaac | Wind | 300 | 439 | 439 | 439 | 534.4096 | 534.4096 | 534.4096 | 534.4096 | 534.4096 | 975.572 | 975.572 | 975.572 | 1413.2854 | 1413.2854 | 1413.2854 | 1413.2854 | 1413.2854 | 1413.2854 | 1413.2854 | 1413.2854 | 2358.4909 | 2358.4909 | 2358.4909 | 2358.4909 | 2358.4909 | 2021.7201 | 2021.7201 | 2021.7201
CDP22 | QLD | Q5 | Barcaldine | Wind | 0 | 0 | 2.32e-06 | 7.79e-06 | 3.174e-05 | 6.236e-05 | 6.236e-05 | 6.236e-05 | 6.236e-05 | 6.891e-05 | 55.9286 | 55.9286 | 55.9286 | 55.9286 | 55.9286 | 55.9286 | 55.9286 | 55.9286 | 55.9286 | 87.327 | 109.6351 | 109.6351 | 109.6351 | 109.6351 | 109.6351 | 110.3772 | 110.3772 | 110.3772
CDP22 | QLD | Q6 | Fitzroy | Wind | 0 | 0 | 2.55e-06 | 508.0768 | 900 | 900 | 900 | 900 | 900 | 900 | 900 | 900 | 900 | 900 | 900 | 900 | 900 | 900 | 900 | 900 | 900 | 900 | 900 | 900 | 900 | 900 | 900 | 900
CDP22 | QLD | Q7 | Wide Bay | Wind | 0 | 0 | 4.9e-06 | 1.647e-05 | 2.355e-05 | 2.355e-05 | 2.355e-05 | 2.355e-05 | 2.355e-05 | 2.355e-05 | 5.021e-05 | 6.97e-05 | 57.5583 | 57.5583 | 57.5583 | 57.5583 | 57.5583 | 57.5583 | 57.5583 | 57.5584 | 57.5584 | 57.5584 | 57.5584 | 57.5584 | 1100 | 1100 | 1100 | 1100
CDP22 | QLD | Q8 | Darling Downs | Wind | 1788.35 | 1788.35 | 1788.35 | 3188.3501 | 4142.8057 | 4142.8057 | 4142.8057 | 4142.8057 | 4142.8057 | 4142.8057 | 5691.2872 | 5724.1781 | 5724.1781 | 5724.1781 | 5724.1781 | 5724.1781 | 5724.1781 | 5724.1781 | 5724.1781 | 5724.1781 | 5284.2081 | 5284.2081 | 5284.2081 | 5284.2081 | 6948.38 | 6948.38 | 6948.38 | 6948.38
CDP22 | QLD | Q9 | Banana | Wind | 0 | 0 | 0 | 0 | 0 | 0 | 0 | 0 | 0 | 0 | 0 | 0 | 0 | 0 | 0 | 0 | 0 | 0 | 0 | 0 | 0 | 0 | 0 | 0 | 0 | 0 | 0 | 0
CDP22 | NSW | N0 | NSW Non-REZ | Wind | 0 | 0 | 0 | 0 | 0 | 0 | 0 | 0 | 0 | 0 | 0 | 0 | 0 | 0 | 0 | 0 | 0 | 0 | 0 | 0 | 0 | 0 | 0 | 0 | 0 | 0 | 0 | 0
CDP22 | NSW | N1 | North West NSW | Wind | 0 | 0 | 0 | 0 | 0 | 0 | 0 | 0 | 0 | 0 | 0 | 0 | 0 | 0 | 0 | 0 | 0 | 0 | 0 | 0 | 0 | 0 | 0 | 0 | 0 | 0 | 0 | 0
CDP22 | NSW | N2 | New England | Wind | 442.48 | 442.48 | 781.9872 | 815.9021 | 815.9021 | 3468.9859 | 3468.9859 | 3468.9859 | 3468.9859 | 3468.9859 | 4012.9226 | 4012.9226 | 4012.9226 | 4012.9226 | 3840.4426 | 3840.4426 | 4290.036 | 5452.5828 | 6746.542 | 7187.8816 | 7187.8816 | 7187.8816 | 7187.8816 | 7187.8816 | 7400 | 7400 | 7400 | 7400
CDP22 | NSW | N3 | Central-West Orana | Wind | 258.73 | 396.73 | 838.9188 | 1458.523 | 4368.9028 | 4368.9028 | 4368.9028 | 4368.9028 | 4368.9028 | 4368.9028 | 4368.9028 | 4368.9028 | 4368.9028 | 4368.9028 | 4368.9028 | 4368.9028 | 4368.9028 | 4368.9028 | 4368.9028 | 4368.9028 | 4368.9028 | 4368.9028 | 4368.9028 | 4368.9028 | 4368.9028 | 4688.7017 | 4688.7017 | 4688.7017
CDP22 | NSW | N4 | Broken Hill | Wind | 198.01 | 198.01 | 198.01 | 289.1799 | 289.1799 | 289.1799 | 289.1799 | 289.1799 | 289.1799 | 289.1799 | 289.1799 | 289.1799 | 289.1799 | 289.1799 | 289.1799 | 289.1799 | 289.1799 | 289.1799 | 289.1799 | 91.1699 | 91.1699 | 91.1699 | 91.1699 | 91.1699 | 91.1699 | 91.1699 | 91.1699 | 91.1699
CDP22 | NSW | N5 | South West NSW | Wind | 0 | 0 | 7.32e-06 | 460.4013 | 460.4013 | 460.4013 | 460.4013 | 460.4013 | 460.4013 | 460.4013 | 460.4013 | 460.4013 | 460.4013 | 460.4013 | 460.4013 | 460.4013 | 460.4013 | 460.4013 | 460.4013 | 460.4013 | 460.4013 | 460.4013 | 460.4013 | 460.4013 | 460.4013 | 460.4013 | 460.4013 | 460.4013
CDP22 | NSW | N6 | Wagga Wagga | Wind | 0 | 0 | 0 | 0 | 0 | 0 | 0 | 0 | 0 | 0 | 0 | 0 | 0 | 0 | 0 | 0 | 0 | 0 | 0 | 0 | 0 | 0 | 0 | 0 | 0 | 0 | 0 | 0
CDP22 | NSW | N7 | Tumut | Wind | 0 | 40.02 | 270.48 | 270.48 | 270.48 | 270.48 | 270.48 | 270.48 | 270.48 | 270.48 | 270.48 | 270.48 | 270.48 | 270.48 | 270.48 | 270.48 | 270.48 | 270.48 | 270.48 | 270.48 | 270.48 | 270.48 | 270.48 | 270.48 | 270.48 | 270.48 | 270.48 | 270.48
CDP22 | NSW | N8 | Cooma-Monaro | Wind | 113.18 | 113.18 | 413.18 | 446.7389 | 446.7389 | 446.7389 | 446.7389 | 446.7389 | 446.7389 | 446.7389 | 446.7389 | 446.7389 | 446.7389 | 446.7389 | 446.7389 | 446.7389 | 333.5589 | 333.5589 | 333.5589 | 333.5589 | 333.5589 | 333.5589 | 382.0239 | 386.3367 | 398.1546 | 403.594 | 403.594 | 403.594
CDP22 | NSW | N9 | Hunter-Central Coast | Wind | 0 | 0 | 400 | 544.1728 | 544.1728 | 544.1728 | 544.1728 | 544.1728 | 544.1728 | 544.1728 | 544.1728 | 544.1728 | 544.1728 | 544.1728 | 544.1728 | 544.1728 | 544.1728 | 544.1728 | 544.1728 | 544.1728 | 544.1728 | 544.1728 | 544.1728 | 544.1728 | 821.9284 | 1008.3845 | 1008.3845 | 1008.3845
CDP22 | NSW | N12 | Illawarra | Wind | 0 | 0 | 0 | 0 | 0 | 0 | 0 | 0 | 0 | 0 | 0 | 0 | 0 | 0 | 0 | 0 | 0 | 0 | 0 | 0 | 0 | 0 | 0 | 0 | 0 | 0 | 0 | 0
CDP22 | VIC | V0 | VIC Non-REZ | Wind | 0 | 0 | 3.33e-06 | 1.239e-05 | 2.46e-05 | 2.46e-05 | 2.46e-05 | 2.46e-05 | 2.46e-05 | 2.46e-05 | 2.46e-05 | 2.46e-05 | 2.46e-05 | 2.46e-05 | 2.46e-05 | 2.46e-05 | 2.46e-05 | 2.46e-05 | 2.46e-05 | 2.46e-05 | 3.045e-05 | 3.171e-05 | 3.171e-05 | 3.346e-05 | 3.346e-05 | 6.237e-05 | 6.237e-05 | 6.237e-05
CDP22 | VIC | V1 | Ovens Murray | Wind | 0 | 0 | 0 | 0 | 0 | 0 | 0 | 0 | 0 | 0 | 0 | 0 | 0 | 0 | 0 | 0 | 0 | 0 | 0 | 0 | 0 | 0 | 0 | 0 | 0 | 0 | 0 | 0
CDP22 | VIC | V2 | Murray River | Wind | 0 | 0 | 0 | 0 | 0 | 0 | 0 | 0 | 0 | 0 | 0 | 0 | 0 | 0 | 0 | 0 | 0 | 0 | 0 | 0 | 0 | 0 | 0 | 0 | 0 | 0 | 0 | 0
CDP22 | VIC | V3 | Western Victoria | Wind | 1934.5 | 1934.5 | 1934.5 | 1934.5 | 2634.5 | 2634.5 | 2634.5 | 2634.5 | 2634.5 | 2582 | 2390 | 2390 | 2390 | 2390 | 2390 | 2390 | 2390 | 2390 | 2358.95 | 2227.75 | 1915.75 | 1915.75 | 1915.75 | 1675.75 | 1647.05 | 1665.7239 | 1585.7739 | 1585.7739
CDP22 | VIC | V4 | South West Victoria | Wind | 2438.67 | 3283.23 | 3300.39 | 3300.39 | 3300.3904 | 3300.3904 | 3300.3904 | 3300.3904 | 3300.3904 | 3300.3904 | 3300.3904 | 3300.3904 | 3300.3904 | 3237.3904 | 2817.3904 | 2817.3904 | 2635.6904 | 2635.6904 | 2616.1904 | 2430.1904 | 2430.1904 | 1583.2004 | 1583.2005 | 1425.7005 | 2082.7731 | 2755.7426 | 2741.3687 | 2741.3687
CDP22 | VIC | V5 | Gippsland | Wind | 0 | 0 | 4.44e-06 | 2.636e-05 | 655.132 | 1078.1513 | 1078.1513 | 1078.1513 | 1078.1513 | 1078.1513 | 1078.1513 | 1078.1513 | 1078.1513 | 1078.1513 | 1078.1513 | 1078.1513 | 1078.1513 | 1078.1513 | 1078.1513 | 1078.1513 | 1078.1513 | 1078.1513 | 1078.1513 | 1078.1513 | 1078.1513 | 1078.1513 | 1078.1513 | 1078.1513
CDP22 | VIC | V6 | Central North VIC | Wind | 0 | 0 | 3.87e-06 | 9.08e-06 | 2.214e-05 | 2.621e-05 | 2.621e-05 | 2.621e-05 | 2.621e-05 | 2.621e-05 | 2.621e-05 | 2.621e-05 | 2.621e-05 | 2.621e-05 | 2.621e-05 | 2.621e-05 | 2.621e-05 | 2.621e-05 | 2.621e-05 | 2.621e-05 | 2.621e-05 | 2.621e-05 | 2.621e-05 | 2.621e-05 | 3.138e-05 | 3.559e-05 | 3.559e-05 | 3.559e-05
CDP22 | SA | S1 | South East SA | Wind | 324.5 | 324.5 | 324.5 | 324.5 | 902.395 | 902.395 | 902.395 | 902.395 | 902.395 | 902.395 | 902.395 | 775.895 | 775.895 | 775.895 | 616.895 | 616.895 | 577.895 | 577.895 | 577.895 | 577.895 | 577.895 | 577.895 | 577.895 | 577.895 | 577.895 | 774.7932 | 774.7932 | 774.7932
CDP22 | SA | S2 | Riverland | Wind | 0 | 0 | 0 | 0 | 0 | 0 | 0 | 0 | 0 | 0 | 0 | 0 | 0 | 0 | 0 | 0 | 0 | 0 | 0 | 0 | 0 | 0 | 0 | 0 | 0 | 0 | 0 | 0
CDP22 | SA | S3 | Mid-North SA | Wind | 1591.41 | 1731.6 | 1731.6 | 1731.6001 | 2190.7669 | 2190.7669 | 2190.7669 | 2190.7669 | 2190.7669 | 2101.3044 | 2101.3044 | 2029.9044 | 1845.4244 | 1845.4244 | 1845.4244 | 1518.7244 | 2122.6034 | 2122.6034 | 2122.6034 | 1908.7434 | 1908.7434 | 1905.6601 | 1905.6602 | 2399.7362 | 2921.2129 | 2727.3204 | 2727.3204 | 2727.3204
CDP22 | SA | S4 | Yorke Peninsula | Wind | 90.75 | 90.75 | 90.75 | 106.2612 | 125.8534 | 70.2519 | 70.2519 | 70.2519 | 70.2519 | 70.2519 | 70.2519 | 70.2519 | 70.2519 | 70.2519 | 110.7203 | 110.7203 | 110.7203 | 110.7203 | 110.7203 | 110.7203 | 110.7203 | 110.7203 | 110.8386 | 110.8386 | 110.8386 | 112.1538 | 112.1538 | 112.6094
CDP22 | SA | S5 | Northern SA | Wind | 416.5 | 416.5 | 416.5 | 416.5 | 416.5 | 416.5 | 416.5 | 416.5 | 416.5 | 416.5 | 416.5 | 416.5 | 416.5 | 416.5 | 416.5 | 416.5 | 416.5 | 416.5 | 416.5 | 416.5 | 416.5 | 210 | 210 | 210 | 210 | 210 | 210 | 210
CDP22 | SA | S6 | Leigh Creek | Wind | 0 | 0 | 0 | 0 | 0 | 0 | 0 | 0 | 0 | 0 | 0 | 0 | 0 | 0 | 0 | 0 | 0 | 0 | 0 | 0 | 0 | 0 | 0 | 0 | 0 | 0 | 0 | 0
CDP22 | SA | S7 | Roxby Downs | Wind | 0 | 0 | 0 | 0 | 0 | 0 | 0 | 0 | 0 | 0 | 0 | 0 | 0 | 0 | 0 | 0 | 0 | 0 | 0 | 0 | 0 | 0 | 0 | 0 | 0 | 0 | 0 | 0
CDP22 | SA | S8 | Eastern Eyre Peninsula | Wind | 134.28 | 134.28 | 134.28 | 134.28 | 134.2801 | 134.2805 | 72.2805 | 72.2805 | 72.2805 | 72.2805 | 72.2805 | 0.00051498 | 0.00051498 | 0.00051498 | 113.2449 | 113.2449 | 113.2449 | 113.2449 | 113.2449 | 113.2449 | 113.2449 | 113.2449 | 328.7001 | 332.2142 | 332.2142 | 332.2142 | 332.2142 | 332.2142
CDP22 | SA | S9 | Western Eyre Peninsula | Wind | 0 | 0 | 0 | 0 | 0 | 0 | 0 | 0 | 0 | 0 | 0 | 0 | 0 | 0 | 0 | 0 | 0 | 0 | 0 | 0 | 0 | 0 | 0 | 0 | 0 | 0 | 0 | 0
CDP22 | TAS | T1 | North East Tasmania | Wind | 168 | 168 | 168 | 223.511 | 420.0162 | 420.0162 | 420.0162 | 420.0162 | 420.0162 | 420.0162 | 420.0162 | 530.2509 | 537.9626 | 568 | 568 | 568 | 568 | 568 | 568 | 568 | 568 | 568 | 568 | 568 | 568 | 568 | 400 | 400
CDP22 | TAS | T2 | North West Tasmania | Wind | 251.35 | 251.35 | 251.35 | 251.3507 | 259.0633 | 259.0633 | 259.0633 | 259.0633 | 259.0633 | 259.0633 | 259.0633 | 259.0633 | 259.0633 | 344.8762 | 344.8762 | 344.8762 | 344.8762 | 344.8762 | 344.8762 | 344.8762 | 344.8762 | 344.8762 | 344.8762 | 344.8762 | 344.8762 | 344.8762 | 205.1262 | 205.1262
CDP22 | TAS | T3 | Tasmania Midlands | Wind | 144 | 144 | 602.2959 | 733.77 | 796.9244 | 865.3157 | 931.3717 | 1012.316 | 1234.5509 | 1234.5509 | 1437.2673 | 1476.9205 | 1476.9205 | 1503.7061 | 1576.7278 | 1576.7278 | 1576.7278 | 1576.7278 | 1576.7278 | 1576.7278 | 1432.7278 | 1432.7278 | 1432.7278 | 1432.7278 | 1432.7278 | 1432.7278 | 1432.7278 | 1432.7278
CDP22 | NSW | N10 | Hunter Coast | Offshore Wind | 0 | 0 | 0 | 0 | 0 | 0 | 0 | 0 | 0 | 0 | 0 | 0 | 0 | 0 | 0 | 0 | 0 | 0 | 0 | 0 | 0 | 0 | 0 | 0 | 0 | 0 | 0 | 0
CDP22 | NSW | N11 | Illawarra Coast | Offshore Wind | 0 | 0 | 0 | 0 | 0 | 0 | 0 | 0 | 0 | 0 | 0 | 0 | 0 | 0 | 0 | 0 | 0 | 0 | 0 | 0 | 0 | 0 | 0 | 0 | 0 | 0 | 0 | 0
CDP22 | VIC | V7 | Gippsland Coast | Offshore Wind | 0 | 0 | 0 | 0 | 0 | 0 | 1000 | 2000 | 2666.6667 | 2666.6667 | 3333.3333 | 4239.944 | 5220 | 6220 | 7220 | 8219.9999 | 8219.9999 | 8219.9999 | 8219.9999 | 8219.9999 | 8219.9999 | 8219.9999 | 8219.9999 | 8219.9999 | 8219.9999 | 8219.9999 | 8219.9999 | 8219.9999
CDP22 | VIC | V8 | Portland Coast | Offshore Wind | 0 | 0 | 0 | 0 | 0 | 0 | 0 | 0 | 0 | 666.6667 | 666.6667 | 760.056 | 780 | 780 | 780 | 780 | 780 | 780 | 780 | 780 | 780 | 780 | 780 | 780 | 780 | 780 | 780 | 780
CDP22 | SA | S10 | South East SA Coast | Offshore Wind | 0 | 0 | 0 | 0 | 0 | 0 | 0 | 0 | 0 | 0 | 0 | 0 | 0 | 0 | 0 | 0 | 0 | 0 | 0 | 0 | 0 | 0 | 0 | 0 | 0 | 0 | 0 | 0
CDP22 | TAS | T4 | North West Tasmania Coast | Offshore Wind | 0 | 0 | 0 | 0 | 0 | 0 | 0 | 0 | 0 | 0 | 0 | 0 | 0 | 0 | 0 | 0 | 0 | 0 | 0 | 0 | 0 | 0 | 0 | 0 | 0 | 0 | 0 | 0
CDP22 | TAS | T5 | North East Tasmania Coast | Offshore Wind | 0 | 0 | 0 | 0 | 0 | 0 | 0 | 0 | 0 | 0 | 0 | 0 | 0 | 0 | 0 | 0 | 0 | 0 | 0 | 0 | 0 | 0 | 0 | 0 | 0 | 0 | 0 | 0
CDP23 | QLD | Q1 | Far North QLD | Solar | 0 | 0 | 0 | 0 | 0 | 0 | 0 | 0 | 0 | 0 | 0 | 0 | 0 | 0 | 0 | 0 | 0 | 0 | 0 | 0 | 0 | 0 | 0 | 0 | 0 | 0 | 0 | 0
CDP23 | QLD | Q2 | North Qld Clean Energy Hub | Solar | 84.47 | 84.47 | 84.47 | 84.47 | 84.47 | 84.47 | 84.47 | 84.47 | 84.47 | 84.47 | 84.47 | 147.5861 | 147.5861 | 99.0861 | 99.0861 | 99.0861 | 99.0861 | 240.0135 | 291.0425 | 291.0425 | 307.4325 | 307.4325 | 292.4325 | 292.4325 | 271.4625 | 570.9131 | 570.9131 | 570.9131
CDP23 | QLD | Q3 | Northern Qld | Solar | 437.13 | 437.13 | 437.13 | 437.13 | 437.13 | 437.13 | 437.13 | 437.13 | 437.13 | 437.13 | 437.13 | 437.13 | 437.13 | 437.13 | 437.13 | 437.13 | 437.13 | 437.13 | 315.97 | 200.01 | 200.01 | 200.01 | 200.01 | 100.03 | 100.03 | 100.03 | 0 | 0
CDP23 | QLD | Q4 | Isaac | Solar | 620.45 | 620.45 | 620.45 | 620.4501 | 620.4501 | 620.4501 | 620.4501 | 620.4501 | 620.4501 | 620.4501 | 959.077 | 959.077 | 959.077 | 959.077 | 959.077 | 959.077 | 959.077 | 1013.9278 | 1013.9278 | 1013.9278 | 971.4278 | 971.4278 | 971.4278 | 971.4278 | 667.694 | 1533.1684 | 1507.1684 | 1507.1684
CDP23 | QLD | Q5 | Barcaldine | Solar | 14 | 14 | 14 | 86.6316 | 86.6316 | 86.6316 | 86.6316 | 86.6316 | 86.6316 | 86.6316 | 86.6316 | 86.6316 | 86.6316 | 86.6316 | 86.6316 | 86.6316 | 86.6316 | 86.6316 | 86.6316 | 72.6316 | 72.6316 | 72.6316 | 72.6316 | 72.6316 | 72.6316 | 72.6316 | 72.6316 | 72.6316
CDP23 | QLD | Q6 | Fitzroy | Solar | 81.72 | 81.72 | 81.72 | 81.72 | 81.72 | 81.72 | 81.72 | 81.72 | 81.72 | 81.7201 | 81.7201 | 81.7201 | 81.7201 | 81.7201 | 81.7201 | 81.7201 | 81.7201 | 81.7203 | 81.7204 | 81.7207 | 81.7207 | 81.7207 | 81.7207 | 81.7208 | 1741.4556 | 1842.0458 | 2445.848 | 2952.0273
CDP23 | QLD | Q7 | Wide Bay | Solar | 306.83 | 366.83 | 468.23 | 468.23 | 468.23 | 468.23 | 468.23 | 468.23 | 468.2301 | 1602.3939 | 1780.7623 | 2275.4815 | 2275.4815 | 2275.4815 | 2275.4815 | 2275.4815 | 2275.4815 | 2275.4815 | 2275.4815 | 2506.83 | 2506.83 | 2506.83 | 2506.83 | 2506.83 | 2506.83 | 2375.95 | 2375.95 | 2375.95
CDP23 | QLD | Q8 | Darling Downs | Solar | 1484.68 | 1484.12 | 1483.56 | 1483.02 | 1482.46 | 1481.91 | 1481.34 | 1480.78 | 1807.1115 | 2772.6224 | 2772.6224 | 2887.7036 | 2974.1192 | 2974.1192 | 2974.1192 | 2974.1192 | 2974.1192 | 2974.1192 | 4393.2737 | 4368.2737 | 4265.3137 | 4780.4589 | 4365.6221 | 4891.2064 | 4863.9064 | 6837.6482 | 6837.6482 | 6717.7682
CDP23 | QLD | Q9 | Banana | Solar | 0 | 0 | 0 | 0 | 0 | 0 | 0 | 0 | 0 | 0 | 0 | 0 | 0 | 0 | 0 | 0 | 0 | 0 | 0 | 0 | 0 | 0 | 0 | 0 | 0 | 0 | 0 | 0
CDP23 | NSW | N0 | NSW Non-REZ | Solar | 0 | 0 | 0 | 0 | 0 | 0 | 0 | 0 | 0 | 0 | 0 | 0 | 0 | 0 | 0 | 0 | 0 | 0 | 0 | 0 | 0 | 0 | 0 | 0 | 0 | 0 | 0 | 0
CDP23 | NSW | N1 | North West NSW | Solar | 166 | 166 | 202.3239 | 202.3239 | 202.3239 | 202.3239 | 202.3239 | 202.3239 | 202.3239 | 202.3239 | 202.3239 | 202.3239 | 202.3239 | 202.3239 | 202.3239 | 202.3239 | 202.3239 | 202.3239 | 202.3239 | 202.3239 | 202.3239 | 202.3239 | 177.7216 | 196.1219 | 196.1219 | 200.4483 | 216.5296 | 216.5296
CDP23 | NSW | N2 | New England | Solar | 535.02 | 855.02 | 1120.66 | 1120.66 | 1120.66 | 1172.3745 | 1172.3745 | 1172.3745 | 1172.3745 | 1318.2328 | 2078.8755 | 2078.8755 | 2078.8755 | 2078.8755 | 2078.8755 | 2078.8755 | 2078.8755 | 3480.5123 | 3480.5123 | 4085.66 | 4085.66 | 4085.66 | 4085.66 | 4085.66 | 4085.66 | 4085.66 | 4085.66 | 4085.66
CDP23 | NSW | N3 | Central-West Orana | Solar | 1495.99 | 1495.99 | 1984.6955 | 1984.6955 | 2967.7123 | 3230.2806 | 3230.2806 | 3230.2806 | 3230.2806 | 3230.2806 | 3230.2806 | 3230.2806 | 3230.2806 | 3230.2806 | 3230.2806 | 3230.2806 | 3230.2806 | 3230.2806 | 3128.2606 | 3767.0309 | 3767.0309 | 3751.8604 | 3856.9783 | 5480.7642 | 5714.7783 | 7239.63 | 7169.88 | 7000
CDP23 | NSW | N4 | Broken Hill | Solar | 53 | 53 | 265.0142 | 265.0142 | 265.0142 | 265.0142 | 265.0142 | 265.0142 | 265.0142 | 265.0142 | 265.0142 | 265.0142 | 265.0142 | 265.0142 | 265.0142 | 265.0142 | 265.0142 | 265.0142 | 265.0142 | 250.2385 | 348.0396 | 348.0396 | 348.0396 | 348.0396 | 348.0396 | 348.0396 | 348.0396 | 348.0396
CDP23 | NSW | N5 | South West NSW | Solar | 1121.32 | 1121.32 | 1251.7034 | 1810.8242 | 1810.8242 | 1811.7242 | 1810.8242 | 1810.8242 | 1810.8242 | 1810.8242 | 1810.8242 | 1810.8242 | 1810.8242 | 1810.8242 | 1660.7942 | 1660.7942 | 1660.7942 | 1660.7942 | 1660.7942 | 2311.1801 | 2769.6531 | 2769.6531 | 2684.6531 | 2684.6531 | 2949.8021 | 2809.95 | 2560.96 | 2530.96
CDP23 | NSW | N6 | Wagga Wagga | Solar | 456.22 | 816.1 | 816.1 | 816.1 | 816.1 | 816.1 | 816.1 | 816.1 | 816.1 | 816.1 | 816.1 | 816.1 | 816.1 | 816.1 | 816.1 | 816.1 | 816.1 | 816.1 | 816.1 | 816.1 | 816.1 | 816.1 | 816.1 | 816.1 | 816.1 | 816.1 | 289.88 | 289.88
CDP23 | NSW | N7 | Tumut | Solar | 0 | 0 | 0 | 0 | 0 | 0 | 0 | 0 | 0 | 0 | 0 | 0 | 0 | 0 | 0 | 0 | 0 | 0 | 0 | 0 | 0 | 0 | 0 | 0 | 0 | 0 | 0 | 0
CDP23 | NSW | N8 | Cooma-Monaro | Solar | 0 | 0 | 0 | 0 | 0 | 0 | 0 | 0 | 0 | 0 | 0 | 0 | 0 | 0 | 0 | 0 | 0 | 0 | 0 | 0 | 0 | 0 | 0 | 0 | 0 | 0 | 0 | 0
CDP23 | NSW | N9 | Hunter-Central Coast | Solar | 0 | 0 | 516 | 516 | 516 | 516 | 516 | 516 | 516 | 516 | 516 | 516 | 516 | 516 | 516 | 516 | 516 | 516 | 516 | 516 | 516 | 516 | 516 | 516 | 516 | 516 | 516 | 516
CDP23 | NSW | N12 | Illawarra | Solar | 0 | 0 | 0 | 0 | 0 | 0 | 0 | 0 | 0 | 0 | 0 | 0 | 0 | 0 | 0 | 0 | 0 | 0 | 0 | 0 | 0 | 0 | 0 | 0 | 0 | 0 | 0 | 0
CDP23 | VIC | V0 | VIC Non-REZ | Solar | 0 | 0 | 0 | 0 | 0 | 0 | 0 | 0 | 0 | 0 | 0 | 0 | 0 | 0 | 0 | 0 | 0 | 0 | 0 | 0 | 0 | 0 | 0 | 0 | 0 | 0 | 0 | 0
CDP23 | VIC | V1 | Ovens Murray | Solar | 0 | 0 | 2.85e-06 | 5.01e-06 | 6.49e-06 | 2.249e-05 | 2.249e-05 | 2.249e-05 | 2.801e-05 | 2.801e-05 | 2.801e-05 | 2.801e-05 | 2.801e-05 | 2.801e-05 | 2.801e-05 | 2.801e-05 | 3.008e-05 | 3.199e-05 | 3.383e-05 | 8.563e-05 | 8.563e-05 | 8.75e-05 | 8.75e-05 | 8.75e-05 | 0.00010723 | 0.00010723 | 0.00010723 | 0.00010723
CDP23 | VIC | V2 | Murray River | Solar | 624.12 | 719.22 | 869.26 | 869.26 | 869.26 | 869.2601 | 869.2601 | 869.2601 | 869.2601 | 869.2601 | 869.2601 | 869.2601 | 869.2601 | 869.2601 | 869.2601 | 869.2601 | 869.2601 | 869.2601 | 869.2601 | 1602.1625 | 2624.0585 | 2596.8885 | 2596.8885 | 2596.8885 | 2456.8685 | 2080.9385 | 1999.9385 | 1999.9385
CDP23 | VIC | V3 | Western Victoria | Solar | 0 | 0 | 118.8 | 118.8 | 118.8 | 118.8 | 118.8 | 118.8 | 118.8 | 118.8 | 118.8 | 118.8 | 118.8 | 118.8 | 118.8 | 118.8 | 118.8 | 118.8 | 118.8 | 118.8 | 118.8 | 118.8 | 118.8 | 118.8 | 118.8 | 118.8 | 118.8 | 118.8
CDP23 | VIC | V4 | South West Victoria | Solar | 0 | 0 | 0 | 0 | 0 | 0 | 0 | 0 | 0 | 0 | 0 | 0 | 0 | 0 | 0 | 0 | 0 | 0 | 0 | 0 | 0 | 0 | 0 | 0 | 0 | 0 | 0 | 0
CDP23 | VIC | V5 | Gippsland | Solar | 0 | 77 | 160.28 | 160.28 | 160.28 | 160.28 | 160.28 | 160.28 | 160.28 | 160.28 | 160.28 | 160.28 | 160.28 | 160.28 | 160.28 | 160.28 | 160.28 | 160.28 | 160.28 | 160.28 | 160.28 | 160.28 | 160.28 | 160.28 | 160.28 | 160.28 | 160.28 | 160.28
CDP23 | VIC | V6 | Central North VIC | Solar | 547.75 | 547.75 | 547.75 | 547.75 | 547.75 | 547.75 | 547.75 | 547.75 | 547.75 | 547.75 | 547.75 | 547.75 | 547.75 | 547.75 | 547.75 | 547.75 | 547.75 | 547.75 | 547.75 | 547.75 | 447.8 | 447.8 | 447.8 | 447.8 | 447.8 | 447.8 | 447.8 | 252.79
CDP23 | SA | S1 | South East SA | Solar | 224.9 | 224.9 | 224.9 | 224.9 | 224.9 | 224.9 | 224.9 | 224.9 | 224.9 | 224.9 | 224.9 | 224.9 | 224.9 | 224.9 | 224.9 | 224.9 | 224.9 | 182 | 182 | 182 | 182 | 182 | 182 | 182 | 182 | 87 | 87 | 87
CDP23 | SA | S2 | Riverland | Solar | 55.19 | 55.19 | 55.19 | 55.19 | 55.19 | 55.1901 | 55.1901 | 49.0701 | 49.0701 | 49.0701 | 49.0701 | 49.0701 | 49.0701 | 49.0701 | 49.0701 | 49.0701 | 49.0701 | 37.3501 | 37.3501 | 668.2647 | 1339.6502 | 1332.2802 | 1332.2802 | 1332.2802 | 1332.2802 | 1332.2802 | 1332.2802 | 1332.2802
CDP23 | SA | S3 | Mid-North SA | Solar | 0 | 0 | 0 | 0 | 0 | 0 | 0 | 0 | 0 | 0 | 0 | 0 | 0 | 0 | 0 | 0 | 0 | 0 | 0 | 0 | 0 | 0 | 0 | 0 | 0 | 0 | 0 | 0
CDP23 | SA | S4 | Yorke Peninsula | Solar | 0 | 0 | 0 | 0 | 0 | 0 | 0 | 0 | 0 | 0 | 0 | 0 | 0 | 0 | 0 | 0 | 0 | 0 | 0 | 0 | 0 | 0 | 0 | 0 | 0 | 0 | 0 | 0
CDP23 | SA | S5 | Northern SA | Solar | 298.44 | 298.44 | 578.2 | 578.2 | 578.2 | 578.2 | 578.2 | 578.2 | 578.2 | 578.2 | 578.2 | 578.2 | 578.2 | 578.2 | 578.2 | 578.2 | 578.2 | 578.2 | 578.2001 | 578.2001 | 1415.4051 | 1415.4051 | 1415.4051 | 1336.2051 | 1336.2051 | 1336.2051 | 1336.2051 | 1336.2051
CDP23 | SA | S6 | Leigh Creek | Solar | 0 | 0 | 0 | 0 | 0 | 0 | 0 | 0 | 0 | 0 | 0 | 0 | 0 | 0 | 0 | 0 | 0 | 0 | 0 | 0 | 0 | 0 | 0 | 0 | 0 | 0 | 0 | 0
CDP23 | SA | S7 | Roxby Downs | Solar | 0 | 0 | 3.14e-06 | 2.798e-05 | 86.2088 | 86.2088 | 86.2088 | 86.2088 | 86.2088 | 86.2088 | 162.0147 | 162.0147 | 162.0147 | 162.0147 | 162.0147 | 162.0147 | 438.0875 | 438.0875 | 526.5925 | 526.5925 | 592.9376 | 592.9376 | 592.9376 | 592.9376 | 592.9376 | 592.9376 | 592.9376 | 592.9376
CDP23 | SA | S8 | Eastern Eyre Peninsula | Solar | 0 | 0 | 0 | 0 | 0 | 0 | 0 | 0 | 0 | 0 | 0 | 0 | 0 | 0 | 0 | 0 | 0 | 0 | 0 | 0 | 0 | 0 | 0 | 0 | 0 | 0 | 0 | 0
CDP23 | SA | S9 | Western Eyre Peninsula | Solar | 0 | 0 | 0 | 0 | 0 | 0 | 0 | 0 | 0 | 0 | 0 | 0 | 0 | 0 | 0 | 0 | 0 | 0 | 0 | 0 | 0 | 0 | 0 | 0 | 0 | 0 | 0 | 0
CDP23 | TAS | T1 | North East Tasmania | Solar | 0 | 0 | 0 | 0 | 0 | 0 | 0 | 0 | 0 | 0 | 0 | 0 | 0 | 0 | 0 | 0 | 0 | 0 | 0 | 0 | 0 | 0 | 0 | 0 | 0 | 0 | 0 | 0
CDP23 | TAS | T2 | North West Tasmania | Solar | 0 | 0 | 0 | 0 | 0 | 0 | 0 | 0 | 0 | 0 | 0 | 0 | 0 | 0 | 0 | 0 | 0 | 0 | 0 | 0 | 0 | 0 | 0 | 0 | 0 | 0 | 0 | 0
CDP23 | TAS | T3 | Tasmania Midlands | Solar | 0 | 0 | 0 | 0 | 0 | 0 | 0 | 0 | 0 | 0 | 0 | 0 | 0 | 0 | 0 | 0 | 0 | 0 | 0 | 0 | 0 | 0 | 0 | 0 | 0 | 0 | 0 | 0
CDP23 | QLD | Q1 | Far North QLD | Wind | 332.44 | 332.44 | 332.44 | 902.44 | 1024.0221 | 1024.0221 | 1024.0221 | 1024.0221 | 1024.0221 | 1024.0221 | 1027.1818 | 1027.1818 | 1027.1818 | 1027.1818 | 1027.1818 | 1027.1818 | 1027.1818 | 1027.1818 | 1027.1818 | 973.1812 | 1142.8469 | 1142.8469 | 1142.8469 | 1142.8469 | 1017.9736 | 1029.3876 | 1029.3876 | 1029.3876
CDP23 | QLD | Q2 | North Qld Clean Energy Hub | Wind | 43.2 | 43.2 | 43.2 | 700.6321 | 908.1437 | 1491.178 | 1491.178 | 1491.178 | 1491.178 | 1626.0712 | 1640.334 | 1803.6275 | 1921.2994 | 1921.2994 | 1921.2994 | 1921.2994 | 1921.2994 | 1921.2994 | 1921.2994 | 1921.2994 | 2280.71 | 2280.71 | 2237.51 | 2237.51 | 2237.51 | 2391.9852 | 2425.5659 | 2425.5659
CDP23 | QLD | Q3 | Northern Qld | Wind | 0 | 0 | 0 | 0 | 0 | 0 | 0 | 0 | 0 | 0 | 0 | 0 | 0 | 0 | 0 | 0 | 0 | 0 | 0 | 0 | 0 | 0 | 0 | 0 | 0 | 0 | 0 | 0
CDP23 | QLD | Q4 | Isaac | Wind | 300 | 439 | 439 | 439 | 534.4096 | 534.4096 | 534.4096 | 534.4096 | 534.4096 | 984.5123 | 984.5123 | 991.0953 | 1437.9383 | 1437.9383 | 1437.9383 | 1437.9383 | 1437.9383 | 1437.9383 | 1437.9383 | 1437.9383 | 2431.3109 | 2431.3109 | 2431.3109 | 2431.3109 | 2431.3109 | 2059.7512 | 2059.7512 | 2059.7512
CDP23 | QLD | Q5 | Barcaldine | Wind | 0 | 0 | 2.32e-06 | 7.79e-06 | 3.174e-05 | 6.236e-05 | 6.236e-05 | 6.438e-05 | 6.438e-05 | 7.157e-05 | 51.3505 | 51.3505 | 51.3505 | 51.3505 | 51.3505 | 51.3505 | 51.3505 | 51.3505 | 51.3505 | 91.7228 | 109.6351 | 109.6351 | 109.6351 | 109.6351 | 109.6351 | 110.3904 | 110.3904 | 110.3904
CDP23 | QLD | Q6 | Fitzroy | Wind | 0 | 0 | 2.55e-06 | 508.0768 | 900 | 900 | 900 | 900 | 900 | 900 | 900 | 900 | 900 | 900 | 900 | 900 | 900 | 900 | 900 | 900 | 900 | 900 | 900 | 900 | 900 | 900 | 900 | 900
CDP23 | QLD | Q7 | Wide Bay | Wind | 0 | 0 | 4.9e-06 | 1.647e-05 | 2.355e-05 | 2.355e-05 | 2.355e-05 | 2.355e-05 | 2.355e-05 | 2.635e-05 | 5.604e-05 | 8.194e-05 | 0.0015518 | 0.0015518 | 0.0015541 | 0.0015541 | 0.0015587 | 0.0015587 | 0.0015587 | 0.0015942 | 0.0016052 | 0.0016146 | 0.0016146 | 0.0016146 | 1100 | 1100 | 1100 | 1100
CDP23 | QLD | Q8 | Darling Downs | Wind | 1788.35 | 1788.35 | 1788.35 | 3188.3501 | 4142.8057 | 4142.8057 | 4142.8057 | 4142.8057 | 4142.8057 | 4142.8057 | 5663.1133 | 5663.1133 | 5663.1133 | 5663.1133 | 5663.1133 | 5663.1133 | 5663.1133 | 5663.1133 | 5663.1133 | 5663.1133 | 5223.1433 | 5223.1433 | 5223.1433 | 5223.1433 | 6948.38 | 6948.38 | 6948.38 | 6948.38
CDP23 | QLD | Q9 | Banana | Wind | 0 | 0 | 0 | 0 | 0 | 0 | 0 | 0 | 0 | 0 | 0 | 0 | 0 | 0 | 0 | 0 | 0 | 0 | 0 | 0 | 0 | 0 | 0 | 0 | 0 | 0 | 0 | 0
CDP23 | NSW | N0 | NSW Non-REZ | Wind | 0 | 0 | 0 | 0 | 0 | 0 | 0 | 0 | 0 | 0 | 0 | 0 | 0 | 0 | 0 | 0 | 0 | 0 | 0 | 0 | 0 | 0 | 0 | 0 | 0 | 0 | 0 | 0
CDP23 | NSW | N1 | North West NSW | Wind | 0 | 0 | 0 | 0 | 0 | 0 | 0 | 0 | 0 | 0 | 0 | 0 | 0 | 0 | 0 | 0 | 0 | 0 | 0 | 0 | 0 | 0 | 0 | 0 | 0 | 0 | 0 | 0
CDP23 | NSW | N2 | New England | Wind | 442.48 | 442.48 | 781.9872 | 815.9021 | 815.9021 | 3468.9859 | 3468.9859 | 3468.9859 | 3468.9859 | 3468.9859 | 3950.2 | 3950.2 | 3950.2 | 3950.2 | 3777.72 | 3777.72 | 4287.4188 | 5507.587 | 6797.1812 | 7187.8816 | 7187.8816 | 7187.8816 | 7187.8816 | 7187.8816 | 7400 | 7400 | 7400 | 7400
CDP23 | NSW | N3 | Central-West Orana | Wind | 258.73 | 396.73 | 838.9188 | 1458.523 | 4368.9028 | 4368.9028 | 4368.9028 | 4368.9028 | 4368.9028 | 4368.9028 | 4368.9028 | 4368.9028 | 4368.9028 | 4368.9028 | 4368.9028 | 4368.9028 | 4368.9028 | 4368.9028 | 4368.9028 | 4368.9028 | 4368.9028 | 4368.9028 | 4368.9028 | 4368.9028 | 4368.9028 | 4649.8292 | 4649.8292 | 4649.8292
CDP23 | NSW | N4 | Broken Hill | Wind | 198.01 | 198.01 | 198.01 | 289.1799 | 289.1799 | 289.1799 | 289.1799 | 289.1799 | 289.1799 | 289.1799 | 289.1799 | 289.1799 | 289.1799 | 289.1799 | 289.1799 | 289.1799 | 289.1799 | 289.1799 | 289.1799 | 91.1699 | 91.1699 | 91.1699 | 91.1699 | 91.1699 | 91.1699 | 91.1699 | 91.1699 | 91.1699
CDP23 | NSW | N5 | South West NSW | Wind | 0 | 0 | 7.32e-06 | 460.4013 | 460.4013 | 460.4013 | 460.4013 | 460.4013 | 460.4013 | 460.4013 | 460.4013 | 460.4013 | 460.4013 | 460.4013 | 460.4013 | 460.4013 | 460.4013 | 460.4013 | 460.4013 | 460.4013 | 460.4013 | 460.4013 | 460.4013 | 460.4013 | 460.4013 | 460.4013 | 460.4013 | 460.4013
CDP23 | NSW | N6 | Wagga Wagga | Wind | 0 | 0 | 0 | 0 | 0 | 0 | 0 | 0 | 0 | 0 | 0 | 0 | 0 | 0 | 0 | 0 | 0 | 0 | 0 | 0 | 0 | 0 | 0 | 0 | 0 | 0 | 0 | 0
CDP23 | NSW | N7 | Tumut | Wind | 0 | 40.02 | 270.48 | 270.48 | 270.48 | 270.48 | 270.48 | 270.48 | 270.48 | 270.48 | 270.48 | 270.48 | 270.48 | 270.48 | 270.48 | 270.48 | 270.48 | 270.48 | 270.48 | 270.48 | 270.48 | 270.48 | 270.48 | 270.48 | 270.48 | 270.48 | 270.48 | 270.48
CDP23 | NSW | N8 | Cooma-Monaro | Wind | 113.18 | 113.18 | 413.18 | 446.7389 | 446.7389 | 446.7389 | 446.7389 | 446.7389 | 446.7389 | 446.7389 | 446.7389 | 446.7389 | 446.7389 | 446.7389 | 446.7389 | 446.7389 | 333.5589 | 333.5589 | 333.5589 | 333.5589 | 333.5589 | 333.5589 | 382.0259 | 386.695 | 398.7776 | 403.5188 | 403.5188 | 403.5188
CDP23 | NSW | N9 | Hunter-Central Coast | Wind | 0 | 0 | 400 | 544.1728 | 544.1728 | 544.1728 | 544.1728 | 544.1728 | 544.1728 | 544.1728 | 544.1728 | 544.1728 | 544.1728 | 544.1728 | 544.1728 | 544.1728 | 544.1728 | 544.1728 | 544.1728 | 544.1728 | 544.1728 | 544.1728 | 544.1728 | 544.1728 | 820.2748 | 1008.3846 | 1008.3846 | 1008.3846
CDP23 | NSW | N12 | Illawarra | Wind | 0 | 0 | 0 | 0 | 0 | 0 | 0 | 0 | 0 | 0 | 0 | 0 | 0 | 0 | 0 | 0 | 0 | 0 | 0 | 0 | 0 | 0 | 0 | 0 | 0 | 0 | 0 | 0
CDP23 | VIC | V0 | VIC Non-REZ | Wind | 0 | 0 | 3.33e-06 | 1.239e-05 | 2.46e-05 | 2.46e-05 | 2.46e-05 | 2.46e-05 | 2.46e-05 | 2.46e-05 | 2.46e-05 | 2.46e-05 | 2.46e-05 | 2.46e-05 | 2.46e-05 | 2.46e-05 | 2.575e-05 | 2.575e-05 | 2.575e-05 | 2.721e-05 | 3.089e-05 | 3.193e-05 | 3.193e-05 | 3.387e-05 | 3.387e-05 | 5.152e-05 | 5.319e-05 | 5.319e-05
CDP23 | VIC | V1 | Ovens Murray | Wind | 0 | 0 | 0 | 0 | 0 | 0 | 0 | 0 | 0 | 0 | 0 | 0 | 0 | 0 | 0 | 0 | 0 | 0 | 0 | 0 | 0 | 0 | 0 | 0 | 0 | 0 | 0 | 0
CDP23 | VIC | V2 | Murray River | Wind | 0 | 0 | 0 | 0 | 0 | 0 | 0 | 0 | 0 | 0 | 0 | 0 | 0 | 0 | 0 | 0 | 0 | 0 | 0 | 0 | 0 | 0 | 0 | 0 | 0 | 0 | 0 | 0
CDP23 | VIC | V3 | Western Victoria | Wind | 1934.5 | 1934.5 | 1934.5 | 1934.5 | 2634.5 | 2634.5 | 2634.5 | 2634.5 | 2634.5 | 2582 | 2390 | 2390 | 2390 | 2390 | 2390 | 2390 | 2390 | 2390 | 2358.95 | 2227.75 | 1915.75 | 1915.75 | 1915.75 | 1675.75 | 1647.05 | 1620.3175 | 1540.3675 | 1540.3675
CDP23 | VIC | V4 | South West Victoria | Wind | 2438.67 | 3283.23 | 3300.39 | 3300.39 | 3300.3904 | 3300.3904 | 3300.3904 | 3300.3904 | 3300.3904 | 3300.3904 | 3300.3904 | 3300.3904 | 3300.3904 | 3237.3904 | 2817.3904 | 2817.3904 | 2635.6904 | 2635.6904 | 2616.1904 | 2430.1905 | 2430.1905 | 1583.2005 | 1583.2005 | 1425.7005 | 2037.9455 | 2737.5605 | 2768.828 | 2768.828
CDP23 | VIC | V5 | Gippsland | Wind | 0 | 0 | 4.44e-06 | 2.636e-05 | 655.132 | 1078.1513 | 1078.1513 | 1078.1513 | 1078.1513 | 1078.1513 | 1078.1513 | 1078.1513 | 1078.1513 | 1078.1513 | 1078.1513 | 1078.1513 | 1078.1513 | 1078.1513 | 1078.1513 | 1078.1513 | 1078.1513 | 1078.1513 | 1078.1513 | 1078.1513 | 1078.1513 | 1078.1513 | 1078.1513 | 1078.1513
CDP23 | VIC | V6 | Central North VIC | Wind | 0 | 0 | 3.87e-06 | 9.08e-06 | 2.214e-05 | 2.621e-05 | 2.621e-05 | 2.621e-05 | 2.621e-05 | 2.621e-05 | 2.621e-05 | 2.621e-05 | 2.621e-05 | 2.621e-05 | 2.621e-05 | 2.621e-05 | 2.621e-05 | 2.621e-05 | 2.621e-05 | 2.621e-05 | 2.621e-05 | 2.621e-05 | 2.621e-05 | 2.621e-05 | 3.072e-05 | 3.448e-05 | 3.448e-05 | 3.448e-05
CDP23 | SA | S1 | South East SA | Wind | 324.5 | 324.5 | 324.5 | 324.5 | 902.395 | 902.395 | 902.395 | 902.395 | 902.395 | 902.395 | 902.395 | 775.895 | 775.895 | 775.895 | 616.895 | 616.895 | 577.895 | 577.895 | 577.895 | 577.895 | 577.895 | 577.895 | 577.895 | 577.895 | 577.895 | 765.4614 | 765.4614 | 765.4614
CDP23 | SA | S2 | Riverland | Wind | 0 | 0 | 0 | 0 | 0 | 0 | 0 | 0 | 0 | 0 | 0 | 0 | 0 | 0 | 0 | 0 | 0 | 0 | 0 | 0 | 0 | 0 | 0 | 0 | 0 | 0 | 0 | 0
CDP23 | SA | S3 | Mid-North SA | Wind | 1591.41 | 1731.6 | 1731.6 | 1731.6001 | 2190.7669 | 2190.7669 | 2190.7669 | 2190.7669 | 2190.7669 | 2092.0669 | 2092.0669 | 2020.6669 | 1836.1869 | 1836.1869 | 1836.1869 | 1509.4869 | 2085.848 | 2085.848 | 2085.848 | 1871.988 | 1871.988 | 1905.6601 | 1905.6602 | 2393.8919 | 2909.235 | 2739.8392 | 2739.8392 | 2739.8392
CDP23 | SA | S4 | Yorke Peninsula | Wind | 90.75 | 90.75 | 90.75 | 106.2612 | 125.8534 | 70.2519 | 70.2519 | 70.2519 | 70.2519 | 70.2519 | 70.2519 | 70.2519 | 70.2519 | 70.2519 | 110.7203 | 110.7203 | 110.7203 | 110.7203 | 110.7203 | 110.7203 | 110.7203 | 110.7203 | 110.8388 | 110.8388 | 110.8388 | 111.8893 | 111.8893 | 112.7842
CDP23 | SA | S5 | Northern SA | Wind | 416.5 | 416.5 | 416.5 | 416.5 | 416.5 | 416.5 | 416.5 | 416.5 | 416.5 | 416.5 | 416.5 | 416.5 | 416.5 | 416.5 | 416.5 | 416.5 | 416.5 | 416.5 | 416.5 | 416.5 | 416.5 | 210 | 210 | 210 | 210 | 210 | 210 | 210
CDP23 | SA | S6 | Leigh Creek | Wind | 0 | 0 | 0 | 0 | 0 | 0 | 0 | 0 | 0 | 0 | 0 | 0 | 0 | 0 | 0 | 0 | 0 | 0 | 0 | 0 | 0 | 0 | 0 | 0 | 0 | 0 | 0 | 0
CDP23 | SA | S7 | Roxby Downs | Wind | 0 | 0 | 0 | 0 | 0 | 0 | 0 | 0 | 0 | 0 | 0 | 0 | 0 | 0 | 0 | 0 | 0 | 0 | 0 | 0 | 0 | 0 | 0 | 0 | 0 | 0 | 0 | 0
CDP23 | SA | S8 | Eastern Eyre Peninsula | Wind | 134.28 | 134.28 | 134.28 | 134.28 | 134.2801 | 134.2805 | 72.2805 | 72.2805 | 72.2805 | 72.2805 | 72.2805 | 0.0005068 | 0.0005068 | 0.0005068 | 150.8817 | 150.8817 | 150.8817 | 150.8817 | 150.8817 | 150.8817 | 150.8817 | 150.8817 | 327.8026 | 332.032 | 332.032 | 332.032 | 332.032 | 332.7417
CDP23 | SA | S9 | Western Eyre Peninsula | Wind | 0 | 0 | 0 | 0 | 0 | 0 | 0 | 0 | 0 | 0 | 0 | 0 | 0 | 0 | 0 | 0 | 0 | 0 | 0 | 0 | 0 | 0 | 0 | 0 | 0 | 0 | 0 | 0
CDP23 | TAS | T1 | North East Tasmania | Wind | 168 | 168 | 168 | 223.511 | 420.0162 | 420.0162 | 420.0162 | 420.0162 | 420.0162 | 420.0162 | 420.0162 | 522.2027 | 524.1002 | 524.1002 | 524.1002 | 524.1002 | 524.1002 | 524.1002 | 524.1002 | 524.1002 | 524.1002 | 524.1002 | 524.1002 | 524.1002 | 524.1002 | 524.1002 | 356.1002 | 356.1002
CDP23 | TAS | T2 | North West Tasmania | Wind | 251.35 | 251.35 | 251.35 | 251.3507 | 259.0633 | 259.0633 | 259.0633 | 259.0633 | 259.0633 | 259.0633 | 259.0633 | 259.0633 | 259.0633 | 259.0633 | 259.0633 | 259.0633 | 259.0633 | 259.0633 | 259.0633 | 259.0633 | 259.0633 | 259.0633 | 259.0633 | 259.0633 | 259.0633 | 259.0633 | 119.3133 | 119.3133
CDP23 | TAS | T3 | Tasmania Midlands | Wind | 144 | 144 | 602.2959 | 733.77 | 796.9244 | 865.3157 | 931.3717 | 1012.316 | 1234.551 | 1234.551 | 1437.2673 | 1485.0796 | 1490.2956 | 1622.5746 | 1696.3181 | 1696.3181 | 1696.3181 | 1696.3181 | 1696.3181 | 1696.3181 | 1552.3181 | 1552.3181 | 1552.3181 | 1552.3181 | 1552.3181 | 1552.3181 | 1552.3181 | 1552.3181
CDP23 | NSW | N10 | Hunter Coast | Offshore Wind | 0 | 0 | 0 | 0 | 0 | 0 | 0 | 0 | 0 | 0 | 0 | 0 | 0 | 0 | 0 | 0 | 0 | 0 | 0 | 0 | 0 | 0 | 0 | 0 | 0 | 0 | 0 | 0
CDP23 | NSW | N11 | Illawarra Coast | Offshore Wind | 0 | 0 | 0 | 0 | 0 | 0 | 0 | 0 | 0 | 0 | 0 | 0 | 0 | 0 | 0 | 0 | 0 | 0 | 0 | 0 | 0 | 0 | 0 | 0 | 0 | 0 | 0 | 0
CDP23 | VIC | V7 | Gippsland Coast | Offshore Wind | 0 | 0 | 0 | 0 | 0 | 0 | 1000 | 2000 | 2666.6667 | 2666.6667 | 3333.3333 | 4243.4594 | 5220 | 6220 | 7220 | 8220 | 8220 | 8220 | 8220 | 8220 | 8220 | 8220 | 8220 | 8220 | 8220 | 8220 | 8220 | 8220
CDP23 | VIC | V8 | Portland Coast | Offshore Wind | 0 | 0 | 0 | 0 | 0 | 0 | 0 | 0 | 0 | 666.6667 | 666.6667 | 756.5406 | 780 | 780 | 780 | 780 | 780 | 780 | 780 | 780 | 780 | 780 | 780 | 780 | 780 | 780 | 780 | 780
CDP23 | SA | S10 | South East SA Coast | Offshore Wind | 0 | 0 | 0 | 0 | 0 | 0 | 0 | 0 | 0 | 0 | 0 | 0 | 0 | 0 | 0 | 0 | 0 | 0 | 0 | 0 | 0 | 0 | 0 | 0 | 0 | 0 | 0 | 0
CDP23 | TAS | T4 | North West Tasmania Coast | Offshore Wind | 0 | 0 | 0 | 0 | 0 | 0 | 0 | 0 | 0 | 0 | 0 | 0 | 0 | 0 | 0 | 0 | 0 | 0 | 0 | 0 | 0 | 0 | 0 | 0 | 0 | 0 | 0 | 0
CDP23 | TAS | T5 | North East Tasmania Coast | Offshore Wind | 0 | 0 | 0 | 0 | 0 | 0 | 0 | 0 | 0 | 0 | 0 | 0 | 0 | 0 | 0 | 0 | 0 | 0 | 0 | 0 | 0 | 0 | 0 | 0 | 0 | 0 | 0 | 0
CDP24 | QLD | Q1 | Far North QLD | Solar | 0 | 0 | 0 | 0 | 0 | 0 | 0 | 0 | 0 | 0 | 0 | 0 | 0 | 0 | 0 | 0 | 0 | 0 | 0 | 0 | 0 | 0 | 0 | 0 | 0 | 0 | 0 | 0
CDP24 | QLD | Q2 | North Qld Clean Energy Hub | Solar | 84.47 | 84.47 | 84.47 | 84.47 | 84.47 | 84.47 | 84.47 | 84.47 | 84.47 | 84.47 | 84.47 | 84.4701 | 84.4701 | 35.9701 | 35.9701 | 35.9701 | 35.9701 | 251.6332 | 317.951 | 317.951 | 363.696 | 363.696 | 348.696 | 348.696 | 327.726 | 580.2279 | 580.2279 | 580.2279
CDP24 | QLD | Q3 | Northern Qld | Solar | 437.13 | 437.13 | 437.13 | 437.13 | 437.13 | 437.13 | 437.13 | 437.13 | 437.13 | 437.13 | 437.13 | 437.13 | 437.13 | 437.13 | 437.13 | 437.13 | 437.13 | 437.13 | 315.97 | 200.01 | 200.01 | 200.01 | 200.01 | 100.03 | 100.03 | 100.03 | 0 | 0
CDP24 | QLD | Q4 | Isaac | Solar | 620.45 | 620.45 | 620.45 | 620.4501 | 620.4501 | 620.4501 | 620.4501 | 620.4501 | 620.4501 | 620.4501 | 620.4501 | 620.4502 | 620.4502 | 620.4502 | 620.4502 | 620.4502 | 620.4502 | 966.6225 | 966.6225 | 966.6225 | 924.1225 | 924.1225 | 924.1225 | 924.1225 | 651.5315 | 1400.9663 | 1374.9663 | 1374.9663
CDP24 | QLD | Q5 | Barcaldine | Solar | 14 | 14 | 14 | 86.6316 | 86.6316 | 86.6316 | 86.6316 | 86.6316 | 86.6316 | 86.6316 | 86.6316 | 86.6316 | 86.6316 | 86.6316 | 86.6316 | 86.6316 | 89.0654 | 89.0654 | 89.0654 | 75.0654 | 75.0654 | 75.0654 | 75.0654 | 75.0654 | 75.0654 | 75.0654 | 75.0654 | 75.0654
CDP24 | QLD | Q6 | Fitzroy | Solar | 81.72 | 81.72 | 81.72 | 81.72 | 81.72 | 81.72 | 81.72 | 81.72 | 81.72 | 81.7201 | 81.7201 | 81.7201 | 81.7201 | 81.7201 | 81.7201 | 81.7201 | 81.7201 | 81.7202 | 81.7204 | 81.7212 | 81.7212 | 81.7212 | 81.7212 | 273.2021 | 1696.9733 | 2111.5544 | 2757.4211 | 3366.0598
CDP24 | QLD | Q7 | Wide Bay | Solar | 306.83 | 366.83 | 468.23 | 468.23 | 468.23 | 468.23 | 468.23 | 468.23 | 468.23 | 754.7008 | 2506.8299 | 2506.8299 | 2506.8299 | 2506.8299 | 2506.8299 | 2506.8299 | 2506.8299 | 2506.8299 | 2506.8299 | 2506.83 | 2506.83 | 2506.83 | 2506.83 | 2506.83 | 2506.83 | 2375.95 | 2375.95 | 2375.95
CDP24 | QLD | Q8 | Darling Downs | Solar | 1484.68 | 1484.12 | 1483.56 | 1483.02 | 1482.46 | 1481.91 | 1481.34 | 1480.78 | 1480.22 | 1587.4512 | 2471.2803 | 3437.1234 | 3327.1234 | 3327.1234 | 3327.1234 | 3327.1234 | 3327.1234 | 3327.1234 | 4530.0367 | 4638.0351 | 4535.0751 | 5116.7238 | 4754.8678 | 5174.5753 | 5147.2753 | 6854.16 | 6854.16 | 6734.28
CDP24 | QLD | Q9 | Banana | Solar | 0 | 0 | 0 | 0 | 0 | 0 | 0 | 0 | 0 | 0 | 0 | 0 | 0 | 0 | 0 | 0 | 0 | 0 | 0 | 0 | 0 | 0 | 0 | 0 | 0 | 0 | 0 | 0
CDP24 | NSW | N0 | NSW Non-REZ | Solar | 0 | 0 | 0 | 0 | 0 | 0 | 0 | 0 | 0 | 0 | 0 | 0 | 0 | 0 | 0 | 0 | 0 | 0 | 0 | 0 | 0 | 0 | 0 | 0 | 0 | 0 | 0 | 0
CDP24 | NSW | N1 | North West NSW | Solar | 166 | 166 | 202.324 | 202.324 | 202.324 | 202.324 | 202.324 | 202.324 | 202.324 | 202.324 | 202.324 | 202.324 | 202.324 | 202.324 | 202.324 | 202.324 | 202.324 | 202.324 | 202.324 | 202.324 | 202.324 | 202.324 | 177.441 | 196.3659 | 196.3659 | 200.4796 | 216.968 | 216.968
CDP24 | NSW | N2 | New England | Solar | 535.02 | 855.02 | 1120.66 | 1120.66 | 1120.66 | 1172.3797 | 1172.3797 | 1172.3797 | 1172.3797 | 1277.5548 | 1620.3048 | 1620.3048 | 1620.3048 | 1620.3048 | 1620.3048 | 1620.3048 | 1620.3048 | 2806.911 | 3080.1909 | 4085.66 | 4085.66 | 4085.66 | 4085.66 | 4085.66 | 4085.66 | 4085.66 | 4085.66 | 4085.66
CDP24 | NSW | N3 | Central-West Orana | Solar | 1495.99 | 1495.99 | 1984.6955 | 1984.6955 | 2967.7121 | 3230.2714 | 3230.2714 | 3230.2714 | 3230.2714 | 3230.2714 | 3540.4922 | 3540.4922 | 3540.4922 | 3540.4922 | 3540.4922 | 3540.4922 | 3540.4922 | 3540.4922 | 3438.4722 | 3999.7638 | 3999.7638 | 3963.7538 | 3963.7538 | 5480.7633 | 5714.7772 | 7239.63 | 7169.88 | 7000
CDP24 | NSW | N4 | Broken Hill | Solar | 53 | 53 | 265.0142 | 265.0142 | 265.0142 | 265.0142 | 265.0142 | 265.0142 | 265.0142 | 265.0142 | 265.0142 | 265.0142 | 265.0142 | 265.0142 | 265.0142 | 265.0142 | 265.0142 | 265.0142 | 265.0142 | 250.0528 | 340.9566 | 340.9566 | 340.9566 | 340.9566 | 340.9566 | 340.9566 | 340.9566 | 340.9566
CDP24 | NSW | N5 | South West NSW | Solar | 1121.32 | 1121.32 | 1251.7034 | 1810.8227 | 1810.8227 | 1811.7227 | 1810.8227 | 1810.8227 | 1810.8227 | 1810.8227 | 1810.8227 | 1810.8227 | 1810.8227 | 1810.8227 | 1660.7927 | 1660.7927 | 1660.7927 | 1660.7927 | 1660.7927 | 2166.9815 | 2959.4662 | 2959.4662 | 2874.4662 | 2874.4662 | 3142.29 | 2809.95 | 2560.96 | 2530.96
CDP24 | NSW | N6 | Wagga Wagga | Solar | 456.22 | 816.1 | 816.1 | 816.1 | 816.1 | 816.1 | 816.1 | 816.1 | 816.1 | 816.1 | 816.1 | 816.1 | 816.1 | 816.1 | 816.1 | 816.1 | 816.1 | 816.1 | 816.1 | 816.1 | 816.1 | 816.1 | 816.1 | 816.1 | 816.1 | 816.1 | 289.88 | 289.88
CDP24 | NSW | N7 | Tumut | Solar | 0 | 0 | 0 | 0 | 0 | 0 | 0 | 0 | 0 | 0 | 0 | 0 | 0 | 0 | 0 | 0 | 0 | 0 | 0 | 0 | 0 | 0 | 0 | 0 | 0 | 0 | 0 | 0
CDP24 | NSW | N8 | Cooma-Monaro | Solar | 0 | 0 | 0 | 0 | 0 | 0 | 0 | 0 | 0 | 0 | 0 | 0 | 0 | 0 | 0 | 0 | 0 | 0 | 0 | 0 | 0 | 0 | 0 | 0 | 0 | 0 | 0 | 0
CDP24 | NSW | N9 | Hunter-Central Coast | Solar | 0 | 0 | 516 | 516 | 516 | 516 | 516 | 516 | 516 | 516 | 516 | 516 | 516 | 516 | 516 | 516 | 516 | 516 | 516 | 516 | 516 | 516 | 516 | 516 | 516 | 516 | 516 | 516
CDP24 | NSW | N12 | Illawarra | Solar | 0 | 0 | 0 | 0 | 0 | 0 | 0 | 0 | 0 | 0 | 0 | 0 | 0 | 0 | 0 | 0 | 0 | 0 | 0 | 0 | 0 | 0 | 0 | 0 | 0 | 0 | 0 | 0
CDP24 | VIC | V0 | VIC Non-REZ | Solar | 0 | 0 | 0 | 0 | 0 | 0 | 0 | 0 | 0 | 0 | 0 | 0 | 0 | 0 | 0 | 0 | 0 | 0 | 0 | 0 | 0 | 0 | 0 | 0 | 0 | 0 | 0 | 0
CDP24 | VIC | V1 | Ovens Murray | Solar | 0 | 0 | 2.83e-06 | 4.99e-06 | 6.49e-06 | 2.244e-05 | 2.244e-05 | 2.38e-05 | 4.518e-05 | 4.518e-05 | 4.518e-05 | 4.518e-05 | 4.518e-05 | 4.518e-05 | 4.518e-05 | 4.828e-05 | 4.828e-05 | 4.828e-05 | 5.148e-05 | 8.491e-05 | 8.491e-05 | 8.598e-05 | 8.598e-05 | 8.598e-05 | 0.00012061 | 0.00012061 | 0.00012061 | 0.00012061
CDP24 | VIC | V2 | Murray River | Solar | 624.12 | 719.22 | 869.26 | 869.26 | 869.26 | 869.2601 | 869.2601 | 869.2601 | 869.2601 | 869.2601 | 869.2601 | 869.2601 | 869.2601 | 869.2601 | 869.2601 | 869.2601 | 869.2601 | 869.2601 | 869.2601 | 1628.5917 | 2522.9657 | 2495.7957 | 2495.7957 | 2495.7957 | 2379.0093 | 2003.0793 | 1922.0793 | 1922.0793
CDP24 | VIC | V3 | Western Victoria | Solar | 0 | 0 | 118.8 | 118.8 | 118.8 | 118.8 | 118.8 | 118.8 | 118.8 | 118.8 | 118.8 | 118.8 | 118.8 | 118.8 | 118.8 | 118.8 | 118.8 | 118.8 | 118.8 | 118.8 | 118.8 | 118.8 | 118.8 | 118.8 | 118.8 | 118.8 | 118.8 | 118.8
CDP24 | VIC | V4 | South West Victoria | Solar | 0 | 0 | 0 | 0 | 0 | 0 | 0 | 0 | 0 | 0 | 0 | 0 | 0 | 0 | 0 | 0 | 0 | 0 | 0 | 0 | 0 | 0 | 0 | 0 | 0 | 0 | 0 | 0
CDP24 | VIC | V5 | Gippsland | Solar | 0 | 77 | 160.28 | 160.28 | 160.28 | 160.28 | 160.28 | 160.28 | 160.28 | 160.28 | 160.28 | 160.28 | 160.28 | 160.28 | 160.28 | 160.28 | 160.28 | 160.28 | 160.28 | 160.28 | 160.28 | 160.28 | 160.28 | 160.28 | 160.28 | 160.28 | 160.28 | 160.28
CDP24 | VIC | V6 | Central North VIC | Solar | 547.75 | 547.75 | 547.75 | 547.75 | 547.75 | 547.75 | 547.75 | 547.75 | 547.75 | 547.75 | 547.75 | 547.75 | 547.75 | 547.75 | 547.75 | 547.75 | 547.75 | 547.75 | 547.75 | 547.75 | 447.8 | 447.8 | 447.8 | 447.8 | 447.8 | 447.8 | 447.8 | 252.79
CDP24 | SA | S1 | South East SA | Solar | 224.9 | 224.9 | 224.9 | 224.9 | 224.9 | 224.9 | 224.9 | 224.9 | 224.9 | 224.9 | 224.9 | 224.9 | 224.9 | 224.9 | 224.9 | 224.9 | 224.9 | 182 | 182 | 182 | 182 | 182 | 182 | 182 | 182 | 87 | 87 | 87
CDP24 | SA | S2 | Riverland | Solar | 55.19 | 55.19 | 55.19 | 55.19 | 55.19 | 55.1901 | 55.1901 | 49.0701 | 49.0701 | 49.0701 | 49.0701 | 49.0701 | 49.0701 | 49.0701 | 49.0701 | 49.0701 | 49.0701 | 37.3501 | 37.3501 | 602.2158 | 1226.2187 | 1218.8487 | 1218.8487 | 1218.8487 | 1218.8487 | 1218.8487 | 1218.8487 | 1218.8487
CDP24 | SA | S3 | Mid-North SA | Solar | 0 | 0 | 0 | 0 | 0 | 0 | 0 | 0 | 0 | 0 | 0 | 0 | 0 | 0 | 0 | 0 | 0 | 0 | 0 | 0 | 0 | 0 | 0 | 0 | 0 | 0 | 0 | 0
CDP24 | SA | S4 | Yorke Peninsula | Solar | 0 | 0 | 0 | 0 | 0 | 0 | 0 | 0 | 0 | 0 | 0 | 0 | 0 | 0 | 0 | 0 | 0 | 0 | 0 | 0 | 0 | 0 | 0 | 0 | 0 | 0 | 0 | 0
CDP24 | SA | S5 | Northern SA | Solar | 298.44 | 298.44 | 578.2 | 578.2 | 578.2 | 578.2 | 578.2 | 578.2 | 578.2 | 578.2 | 578.2 | 578.2 | 578.2 | 578.2 | 578.2001 | 578.2001 | 578.2001 | 578.2001 | 578.2001 | 578.2001 | 1307.4023 | 1307.4023 | 1307.4023 | 1228.2023 | 1228.2023 | 1228.2023 | 1228.2023 | 1228.2023
CDP24 | SA | S6 | Leigh Creek | Solar | 0 | 0 | 0 | 0 | 0 | 0 | 0 | 0 | 0 | 0 | 0 | 0 | 0 | 0 | 0 | 0 | 0 | 0 | 0 | 0 | 0 | 0 | 0 | 0 | 0 | 0 | 0 | 0
CDP24 | SA | S7 | Roxby Downs | Solar | 0 | 0 | 3.12e-06 | 2.785e-05 | 86.2098 | 86.2098 | 86.2098 | 86.2098 | 86.2098 | 86.2098 | 219.7609 | 219.7609 | 219.7609 | 219.7609 | 219.7609 | 219.7609 | 435.7033 | 435.7033 | 518.2387 | 518.2387 | 588.1045 | 588.1045 | 588.1045 | 588.1045 | 588.1045 | 588.1045 | 607.414 | 607.414
CDP24 | SA | S8 | Eastern Eyre Peninsula | Solar | 0 | 0 | 0 | 0 | 0 | 0 | 0 | 0 | 0 | 0 | 0 | 0 | 0 | 0 | 0 | 0 | 0 | 0 | 0 | 0 | 0 | 0 | 0 | 0 | 0 | 0 | 0 | 0
CDP24 | SA | S9 | Western Eyre Peninsula | Solar | 0 | 0 | 0 | 0 | 0 | 0 | 0 | 0 | 0 | 0 | 0 | 0 | 0 | 0 | 0 | 0 | 0 | 0 | 0 | 0 | 0 | 0 | 0 | 0 | 0 | 0 | 0 | 0
CDP24 | TAS | T1 | North East Tasmania | Solar | 0 | 0 | 0 | 0 | 0 | 0 | 0 | 0 | 0 | 0 | 0 | 0 | 0 | 0 | 0 | 0 | 0 | 0 | 0 | 0 | 0 | 0 | 0 | 0 | 0 | 0 | 0 | 0
CDP24 | TAS | T2 | North West Tasmania | Solar | 0 | 0 | 0 | 0 | 0 | 0 | 0 | 0 | 0 | 0 | 0 | 0 | 0 | 0 | 0 | 0 | 0 | 0 | 0 | 0 | 0 | 0 | 0 | 0 | 0 | 0 | 0 | 0
CDP24 | TAS | T3 | Tasmania Midlands | Solar | 0 | 0 | 0 | 0 | 0 | 0 | 0 | 0 | 0 | 0 | 0 | 0 | 0 | 0 | 0 | 0 | 0 | 0 | 0 | 0 | 0 | 0 | 0 | 0 | 0 | 0 | 0 | 0
CDP24 | QLD | Q1 | Far North QLD | Wind | 332.44 | 332.44 | 332.44 | 902.44 | 1024.0246 | 1024.0246 | 1024.0246 | 1024.0246 | 1024.0246 | 1044.8708 | 1044.8708 | 1044.8708 | 1044.8708 | 1044.8708 | 1044.8708 | 1044.8708 | 1044.8708 | 1044.8708 | 1044.8708 | 991.8581 | 1142.8467 | 1142.8467 | 1142.8467 | 1142.8467 | 1017.4508 | 1029.3876 | 1029.3876 | 1029.3876
CDP24 | QLD | Q2 | North Qld Clean Energy Hub | Wind | 43.2 | 43.2 | 43.2 | 700.631 | 908.1409 | 1491.1745 | 1491.1745 | 1491.1745 | 1491.1745 | 1694.1356 | 1694.1356 | 1707.1056 | 1894.2982 | 1894.2982 | 1894.2982 | 1894.2982 | 1894.2982 | 1894.2982 | 1894.2982 | 1934.8584 | 2279.5898 | 2279.5898 | 2236.3898 | 2236.3898 | 2236.3898 | 2398.5168 | 2429.5045 | 2429.5045
CDP24 | QLD | Q3 | Northern Qld | Wind | 0 | 0 | 0 | 0 | 0 | 0 | 0 | 0 | 0 | 0 | 0 | 0 | 0 | 0 | 0 | 0 | 0 | 0 | 0 | 0 | 0 | 0 | 0 | 0 | 0 | 0 | 0 | 0
CDP24 | QLD | Q4 | Isaac | Wind | 300 | 439 | 439 | 439 | 534.41 | 534.41 | 534.41 | 534.41 | 534.41 | 1439 | 1439 | 1439 | 1439 | 1439 | 1439 | 1439 | 1439 | 1439 | 1439 | 1439 | 2168.5333 | 2168.5333 | 2168.5333 | 2168.5333 | 2168.5333 | 1928.0153 | 1928.0153 | 1928.0153
CDP24 | QLD | Q5 | Barcaldine | Wind | 0 | 0 | 2.31e-06 | 7.75e-06 | 3.158e-05 | 6.207e-05 | 6.207e-05 | 6.722e-05 | 6.722e-05 | 26.5676 | 26.5676 | 26.5676 | 26.5676 | 26.5676 | 26.5676 | 26.5676 | 26.5676 | 26.5676 | 26.5676 | 99.3414 | 109.6597 | 109.6597 | 109.6597 | 109.6597 | 109.6597 | 110.3903 | 110.3903 | 110.3903
CDP24 | QLD | Q6 | Fitzroy | Wind | 0 | 0 | 2.53e-06 | 508.0825 | 900 | 900 | 900 | 900 | 900 | 900 | 900 | 900 | 900 | 900 | 900 | 900 | 900 | 900 | 900 | 900 | 900 | 900 | 900 | 900 | 900 | 900 | 900 | 900
CDP24 | QLD | Q7 | Wide Bay | Wind | 0 | 0 | 4.87e-06 | 1.64e-05 | 2.349e-05 | 2.349e-05 | 2.349e-05 | 2.565e-05 | 2.816e-05 | 9.591e-05 | 9.591e-05 | 9.591e-05 | 79.2156 | 79.2156 | 79.2156 | 79.2156 | 79.2156 | 79.2156 | 79.2156 | 79.2157 | 79.2157 | 262.2082 | 262.2082 | 262.2082 | 1100 | 1100 | 1100 | 1100
CDP24 | QLD | Q8 | Darling Downs | Wind | 1788.35 | 1788.35 | 1788.35 | 3188.35 | 4142.8104 | 4142.8104 | 4142.8104 | 4142.8104 | 4142.8104 | 4556.9523 | 4907.1916 | 4923.4138 | 4923.4138 | 4923.4138 | 4923.4138 | 4923.4138 | 4923.4138 | 4923.4138 | 4923.4138 | 4923.4138 | 4483.4438 | 4483.4438 | 4483.4438 | 4483.4438 | 6948.38 | 6948.38 | 6948.38 | 6948.38
CDP24 | QLD | Q9 | Banana | Wind | 0 | 0 | 0 | 0 | 0 | 0 | 0 | 0 | 0 | 0 | 0 | 0 | 0 | 0 | 0 | 0 | 0 | 0 | 0 | 0 | 0 | 0 | 0 | 0 | 0 | 0 | 0 | 0
CDP24 | NSW | N0 | NSW Non-REZ | Wind | 0 | 0 | 0 | 0 | 0 | 0 | 0 | 0 | 0 | 0 | 0 | 0 | 0 | 0 | 0 | 0 | 0 | 0 | 0 | 0 | 0 | 0 | 0 | 0 | 0 | 0 | 0 | 0
CDP24 | NSW | N1 | North West NSW | Wind | 0 | 0 | 0 | 0 | 0 | 0 | 0 | 0 | 0 | 0 | 0 | 0 | 0 | 0 | 0 | 0 | 0 | 0 | 0 | 0 | 0 | 0 | 0 | 0 | 0 | 0 | 0 | 0
CDP24 | NSW | N2 | New England | Wind | 442.48 | 442.48 | 781.9872 | 815.9071 | 815.9071 | 3468.9839 | 3468.9839 | 3468.9839 | 3468.9839 | 3468.9839 | 4047.9179 | 4047.9179 | 4047.9179 | 4047.9179 | 3875.4379 | 3875.4379 | 4456.8908 | 6040.2144 | 6953.5545 | 7272.6629 | 7272.6629 | 7272.6629 | 7272.6629 | 7272.6629 | 7400 | 7400 | 7400 | 7400
CDP24 | NSW | N3 | Central-West Orana | Wind | 258.73 | 396.73 | 838.9188 | 1458.5227 | 4368.9058 | 4368.9058 | 4368.9058 | 4368.9058 | 4368.9058 | 4368.9058 | 4368.9058 | 4368.9058 | 4368.9058 | 4368.9058 | 4368.9058 | 4368.9058 | 4368.9058 | 4368.9058 | 4368.9058 | 4368.9058 | 4368.9058 | 4368.9058 | 4368.9058 | 4368.9058 | 4368.9058 | 4738.873 | 4738.873 | 4738.873
CDP24 | NSW | N4 | Broken Hill | Wind | 198.01 | 198.01 | 198.01 | 289.1799 | 289.1799 | 289.1799 | 289.1799 | 289.1799 | 289.1799 | 289.1799 | 289.1799 | 289.1799 | 289.1799 | 289.1799 | 289.1799 | 289.1799 | 289.1799 | 289.1799 | 289.1799 | 91.1699 | 91.1699 | 91.1699 | 91.1699 | 91.1699 | 91.1699 | 91.1699 | 91.1699 | 91.1699
CDP24 | NSW | N5 | South West NSW | Wind | 0 | 0 | 7.28e-06 | 460.3977 | 460.3977 | 460.3977 | 460.3977 | 460.3977 | 460.3977 | 460.3977 | 460.3977 | 460.3977 | 460.3977 | 460.3977 | 460.3977 | 460.3977 | 460.3977 | 460.3977 | 460.3977 | 460.3977 | 460.3977 | 460.3977 | 460.3977 | 460.3977 | 460.3977 | 460.3977 | 460.3977 | 460.3977
CDP24 | NSW | N6 | Wagga Wagga | Wind | 0 | 0 | 0 | 0 | 0 | 0 | 0 | 0 | 0 | 0 | 0 | 0 | 0 | 0 | 0 | 0 | 0 | 0 | 0 | 0 | 0 | 0 | 0 | 0 | 0 | 0 | 0 | 0
CDP24 | NSW | N7 | Tumut | Wind | 0 | 40.02 | 270.48 | 270.48 | 270.48 | 270.48 | 270.48 | 270.48 | 270.48 | 270.48 | 270.48 | 270.48 | 270.48 | 270.48 | 270.48 | 270.48 | 270.48 | 270.48 | 270.48 | 270.48 | 270.48 | 270.48 | 270.48 | 270.48 | 270.48 | 270.48 | 270.48 | 270.48
CDP24 | NSW | N8 | Cooma-Monaro | Wind | 113.18 | 113.18 | 413.18 | 446.739 | 446.739 | 446.739 | 446.739 | 446.739 | 446.739 | 446.739 | 446.739 | 446.739 | 446.739 | 446.739 | 446.739 | 446.739 | 358.0063 | 358.0063 | 358.0063 | 358.0063 | 358.0063 | 375.9228 | 382.8671 | 387.2272 | 398.0429 | 403.6851 | 403.6851 | 403.6851
CDP24 | NSW | N9 | Hunter-Central Coast | Wind | 0 | 0 | 400 | 544.1716 | 544.1716 | 544.1716 | 544.1716 | 544.1716 | 544.1716 | 544.1716 | 544.1717 | 544.1717 | 544.1717 | 544.1717 | 544.1717 | 544.1717 | 544.1717 | 544.1717 | 544.1717 | 544.1717 | 595.779 | 595.779 | 595.779 | 595.779 | 835.6266 | 1008.7958 | 1008.7958 | 1008.7958
CDP24 | NSW | N12 | Illawarra | Wind | 0 | 0 | 0 | 0 | 0 | 0 | 0 | 0 | 0 | 0 | 0 | 0 | 0 | 0 | 0 | 0 | 0 | 0 | 0 | 0 | 0 | 0 | 0 | 0 | 0 | 0 | 0 | 0
CDP24 | VIC | V0 | VIC Non-REZ | Wind | 0 | 0 | 3.42e-06 | 1.305e-05 | 2.36e-05 | 2.36e-05 | 2.36e-05 | 2.36e-05 | 2.608e-05 | 2.608e-05 | 2.859e-05 | 2.859e-05 | 2.967e-05 | 2.967e-05 | 2.967e-05 | 2.967e-05 | 2.967e-05 | 2.967e-05 | 2.967e-05 | 3.163e-05 | 3.405e-05 | 3.613e-05 | 3.767e-05 | 3.767e-05 | 3.914e-05 | 5.098e-05 | 5.098e-05 | 5.098e-05
CDP24 | VIC | V1 | Ovens Murray | Wind | 0 | 0 | 0 | 0 | 0 | 0 | 0 | 0 | 0 | 0 | 0 | 0 | 0 | 0 | 0 | 0 | 0 | 0 | 0 | 0 | 0 | 0 | 0 | 0 | 0 | 0 | 0 | 0
CDP24 | VIC | V2 | Murray River | Wind | 0 | 0 | 0 | 0 | 0 | 0 | 0 | 0 | 0 | 0 | 0 | 0 | 0 | 0 | 0 | 0 | 0 | 0 | 0 | 0 | 0 | 0 | 0 | 0 | 0 | 0 | 0 | 0
CDP24 | VIC | V3 | Western Victoria | Wind | 1934.5 | 1934.5 | 1934.5 | 1934.5 | 2634.5 | 2634.5 | 2634.5 | 2634.5 | 2634.5 | 2582 | 2390 | 2390 | 2390 | 2390 | 2390 | 2390 | 2390 | 2390 | 2358.95 | 2227.75 | 1915.75 | 1915.75 | 1915.75 | 1675.75 | 1647.05 | 1727.7971 | 1647.8471 | 1647.8471
CDP24 | VIC | V4 | South West Victoria | Wind | 2438.67 | 3283.23 | 3300.39 | 3300.39 | 3300.3904 | 3300.3904 | 3300.3904 | 3300.3904 | 3300.3904 | 3300.3904 | 3300.3904 | 3300.3904 | 3300.3904 | 3237.3904 | 2817.3904 | 2817.3904 | 2635.6904 | 2635.6904 | 2616.1904 | 2430.1904 | 2430.1904 | 1583.2004 | 1583.2005 | 1425.7005 | 2124.0404 | 2744.7379 | 2691.7819 | 2691.7819
CDP24 | VIC | V5 | Gippsland | Wind | 0 | 0 | 4.41e-06 | 2.625e-05 | 655.1337 | 1078.1504 | 1078.1504 | 1078.1504 | 1078.1504 | 1078.1504 | 1078.1504 | 1078.1504 | 1078.1504 | 1078.1504 | 1078.1504 | 1078.1504 | 1078.1504 | 1078.1504 | 1078.1504 | 1078.1504 | 1078.1504 | 1078.1504 | 1078.1504 | 1078.1504 | 1078.1504 | 1078.1504 | 1078.1504 | 1078.1504
CDP24 | VIC | V6 | Central North VIC | Wind | 0 | 0 | 3.85e-06 | 9.05e-06 | 2.21e-05 | 2.62e-05 | 2.62e-05 | 2.62e-05 | 2.949e-05 | 2.949e-05 | 3.316e-05 | 3.316e-05 | 3.316e-05 | 3.316e-05 | 3.316e-05 | 3.316e-05 | 3.316e-05 | 3.316e-05 | 3.316e-05 | 3.316e-05 | 3.316e-05 | 3.316e-05 | 3.316e-05 | 3.316e-05 | 3.76e-05 | 3.983e-05 | 3.983e-05 | 3.983e-05
CDP24 | SA | S1 | South East SA | Wind | 324.5 | 324.5 | 324.5 | 324.5 | 902.3918 | 902.3918 | 902.3918 | 902.3918 | 902.3918 | 902.3918 | 902.3918 | 775.8918 | 775.8918 | 775.8918 | 616.8918 | 616.8918 | 577.8918 | 577.8918 | 577.8918 | 577.8918 | 577.8918 | 577.8918 | 577.8918 | 577.8918 | 577.8918 | 799.6356 | 799.6356 | 799.6356
CDP24 | SA | S2 | Riverland | Wind | 0 | 0 | 0 | 0 | 0 | 0 | 0 | 0 | 0 | 0 | 0 | 0 | 0 | 0 | 0 | 0 | 0 | 0 | 0 | 0 | 0 | 0 | 0 | 0 | 0 | 0 | 0 | 0
CDP24 | SA | S3 | Mid-North SA | Wind | 1591.41 | 1731.6 | 1731.6 | 1731.6001 | 2190.7688 | 2190.7688 | 2190.7688 | 2190.7688 | 2190.7688 | 2214.0295 | 2260.8506 | 2189.4506 | 2004.9706 | 2004.9706 | 2004.9706 | 1678.2706 | 2203.7763 | 2203.7763 | 2222.5548 | 2008.6948 | 2008.6948 | 1905.6601 | 2007.1353 | 2511.6632 | 2946.0796 | 2750.3896 | 2750.3896 | 2750.3896
CDP24 | SA | S4 | Yorke Peninsula | Wind | 90.75 | 90.75 | 90.75 | 106.2581 | 125.8534 | 70.255 | 70.255 | 70.255 | 70.255 | 70.255 | 70.255 | 70.255 | 70.255 | 70.255 | 110.659 | 110.659 | 110.659 | 110.659 | 110.659 | 110.659 | 110.659 | 110.733 | 111.0827 | 111.0827 | 111.0827 | 112.2382 | 112.2382 | 112.353
CDP24 | SA | S5 | Northern SA | Wind | 416.5 | 416.5 | 416.5 | 416.5 | 416.5 | 416.5 | 416.5 | 416.5 | 416.5 | 416.5 | 416.5 | 416.5 | 416.5 | 416.5 | 416.5 | 416.5 | 416.5 | 416.5 | 416.5 | 416.5 | 416.5 | 210 | 210 | 210 | 210 | 210 | 210 | 210
CDP24 | SA | S6 | Leigh Creek | Wind | 0 | 0 | 0 | 0 | 0 | 0 | 0 | 0 | 0 | 0 | 0 | 0 | 0 | 0 | 0 | 0 | 0 | 0 | 0 | 0 | 0 | 0 | 0 | 0 | 0 | 0 | 0 | 0
CDP24 | SA | S7 | Roxby Downs | Wind | 0 | 0 | 0 | 0 | 0 | 0 | 0 | 0 | 0 | 0 | 0 | 0 | 0 | 0 | 0 | 0 | 0 | 0 | 0 | 0 | 0 | 0 | 0 | 0 | 0 | 0 | 0 | 0
CDP24 | SA | S8 | Eastern Eyre Peninsula | Wind | 134.28 | 134.28 | 134.28 | 134.28 | 134.2801 | 134.2805 | 72.2805 | 72.2805 | 72.2805 | 72.2805 | 72.2805 | 0.00049952 | 0.00049952 | 0.00049952 | 118.3146 | 118.3146 | 118.3146 | 118.3146 | 118.3146 | 118.3146 | 118.3146 | 209.4772 | 330.6894 | 332.4936 | 332.4936 | 332.4936 | 332.4936 | 332.4936
CDP24 | SA | S9 | Western Eyre Peninsula | Wind | 0 | 0 | 0 | 0 | 0 | 0 | 0 | 0 | 0 | 0 | 0 | 0 | 0 | 0 | 0 | 0 | 0 | 0 | 0 | 0 | 0 | 0 | 0 | 0 | 0 | 0 | 0 | 0
CDP24 | TAS | T1 | North East Tasmania | Wind | 168 | 168 | 168 | 223.5109 | 420.012 | 420.012 | 420.012 | 420.012 | 420.012 | 420.012 | 420.012 | 522.0539 | 522.7676 | 522.7676 | 522.7676 | 522.7676 | 522.7676 | 522.7676 | 522.7676 | 522.7676 | 522.7676 | 522.7676 | 522.7676 | 522.7676 | 522.7676 | 522.7676 | 354.7676 | 354.7676
CDP24 | TAS | T2 | North West Tasmania | Wind | 251.35 | 251.35 | 251.35 | 251.3507 | 259.0635 | 259.0635 | 259.0635 | 259.0635 | 259.0635 | 259.0635 | 259.0635 | 259.0635 | 259.0635 | 259.0635 | 259.0635 | 259.0635 | 259.0635 | 259.0635 | 259.0635 | 259.0635 | 259.0635 | 259.0635 | 259.0635 | 259.0635 | 259.0635 | 259.0635 | 119.3135 | 119.3135
CDP24 | TAS | T3 | Tasmania Midlands | Wind | 144 | 144 | 602.2959 | 733.7702 | 796.93 | 865.3189 | 931.3749 | 1012.3192 | 1234.5543 | 1234.5543 | 1437.271 | 1485.0577 | 1491.7723 | 1623.8593 | 1697.6026 | 1697.6026 | 1697.6026 | 1697.6026 | 1697.6026 | 1697.6026 | 1553.6026 | 1553.6026 | 1553.6026 | 1553.6026 | 1553.6026 | 1553.6026 | 1553.6026 | 1553.6026
CDP24 | NSW | N10 | Hunter Coast | Offshore Wind | 0 | 0 | 0 | 0 | 0 | 0 | 0 | 0 | 0 | 0 | 0 | 0 | 0 | 0 | 0 | 0 | 0 | 0 | 0 | 0 | 0 | 0 | 0 | 0 | 0 | 0 | 0 | 0
CDP24 | NSW | N11 | Illawarra Coast | Offshore Wind | 0 | 0 | 0 | 0 | 0 | 0 | 0 | 0 | 0 | 0 | 0 | 0 | 0 | 0 | 0 | 0 | 0 | 0 | 0 | 0 | 0 | 0 | 0 | 0 | 0 | 0 | 0 | 0
CDP24 | VIC | V7 | Gippsland Coast | Offshore Wind | 0 | 0 | 0 | 0 | 0 | 0 | 1000 | 2000 | 2666.6666 | 2666.6666 | 3333.3333 | 4300.7837 | 5219.9999 | 6219.9999 | 7220 | 8220 | 8220 | 8220 | 8220 | 8220 | 8220 | 8220 | 8220 | 8220 | 8220 | 8220 | 8220 | 8220
CDP24 | VIC | V8 | Portland Coast | Offshore Wind | 0 | 0 | 0 | 0 | 0 | 0 | 0 | 0 | 0 | 666.6666 | 666.6666 | 699.2162 | 780 | 780 | 780 | 780 | 780 | 780 | 780 | 780 | 780 | 780 | 780 | 780 | 780 | 780 | 780 | 780
CDP24 | SA | S10 | South East SA Coast | Offshore Wind | 0 | 0 | 0 | 0 | 0 | 0 | 0 | 0 | 0 | 0 | 0 | 0 | 0 | 0 | 0 | 0 | 0 | 0 | 0 | 0 | 0 | 0 | 0 | 0 | 0 | 0 | 0 | 0
CDP24 | TAS | T4 | North West Tasmania Coast | Offshore Wind | 0 | 0 | 0 | 0 | 0 | 0 | 0 | 0 | 0 | 0 | 0 | 0 | 0 | 0 | 0 | 0 | 0 | 0 | 0 | 0 | 0 | 0 | 0 | 0 | 0 | 0 | 0 | 0
CDP24 | TAS | T5 | North East Tasmania Coast | Offshore Wind | 0 | 0 | 0 | 0 | 0 | 0 | 0 | 0 | 0 | 0 | 0 | 0 | 0 | 0 | 0 | 0 | 0 | 0 | 0 | 0 | 0 | 0 | 0 | 0 | 0 | 0 | 0 | 0
CDP25 | QLD | Q1 | Far North QLD | Solar | 0 | 0 | 0 | 0 | 0 | 0 | 0 | 0 | 0 | 0 | 0 | 0 | 0 | 0 | 0 | 0 | 0 | 0 | 0 | 0 | 0 | 0 | 0 | 0 | 0 | 0 | 0 | 0
CDP25 | QLD | Q2 | North Qld Clean Energy Hub | Solar | 84.47 | 84.47 | 84.47 | 84.47 | 84.47 | 84.47 | 84.47 | 84.47 | 84.47 | 84.4701 | 84.4701 | 165.7947 | 165.7947 | 117.2947 | 117.2947 | 117.2947 | 117.2947 | 117.2948 | 209.7297 | 209.7297 | 356.9507 | 356.9507 | 341.9507 | 341.9507 | 320.9807 | 607.1263 | 607.1263 | 607.1263
CDP25 | QLD | Q3 | Northern Qld | Solar | 437.13 | 437.13 | 437.13 | 437.13 | 437.13 | 437.13 | 437.13 | 437.13 | 437.13 | 437.13 | 437.13 | 437.13 | 437.13 | 437.13 | 437.13 | 437.13 | 437.13 | 437.13 | 315.97 | 200.01 | 200.01 | 200.01 | 200.01 | 100.03 | 100.03 | 100.03 | 0 | 0
CDP25 | QLD | Q4 | Isaac | Solar | 620.45 | 620.45 | 620.45 | 622.1403 | 622.1403 | 622.1403 | 622.1403 | 622.1403 | 622.1403 | 622.1403 | 840.3161 | 960.5888 | 960.5888 | 960.5888 | 960.5888 | 960.5888 | 960.5888 | 992.1278 | 992.1278 | 992.1278 | 949.6278 | 949.6278 | 949.6278 | 949.6278 | 602.9845 | 1153.7329 | 1127.7329 | 1127.7329
CDP25 | QLD | Q5 | Barcaldine | Solar | 14 | 14 | 14 | 86.8258 | 86.8258 | 86.8258 | 86.8258 | 86.8258 | 86.8258 | 86.8258 | 86.8258 | 86.8258 | 86.8258 | 86.8258 | 86.8258 | 86.8258 | 86.8258 | 86.8258 | 86.8258 | 78.0819 | 78.0819 | 78.0819 | 78.0819 | 78.0819 | 78.0819 | 78.0819 | 78.0819 | 78.0819
CDP25 | QLD | Q6 | Fitzroy | Solar | 81.72 | 81.72 | 81.72 | 81.72 | 81.72 | 81.72 | 81.72 | 81.72 | 81.72 | 81.7201 | 81.7201 | 81.7201 | 81.7201 | 81.7201 | 81.7201 | 81.7201 | 81.7201 | 81.7201 | 81.7203 | 81.7206 | 81.7206 | 81.7207 | 81.7207 | 565.3913 | 1948.215 | 2425.5595 | 3213.6114 | 3961.6249
CDP25 | QLD | Q7 | Wide Bay | Solar | 306.83 | 366.83 | 468.23 | 468.23 | 468.23 | 468.23 | 468.23 | 468.23 | 468.23 | 731.0293 | 1940.9313 | 2413.9926 | 2413.9926 | 2413.9926 | 2413.9926 | 2413.9926 | 2413.9926 | 2413.9926 | 2413.9926 | 2506.83 | 2506.83 | 2506.83 | 2506.83 | 2506.83 | 2506.83 | 2375.95 | 2375.95 | 2375.95
CDP25 | QLD | Q8 | Darling Downs | Solar | 1484.68 | 1484.12 | 1483.56 | 1483.02 | 1482.46 | 1481.91 | 1481.34 | 1480.78 | 1480.22 | 1558.49 | 2772.4966 | 2774.2083 | 2877.6323 | 2877.6323 | 2877.6323 | 2877.6323 | 2877.6323 | 2877.6323 | 4030.2639 | 4511.708 | 4408.748 | 5100.6187 | 4559.9049 | 4991.1735 | 4963.8735 | 6852.3301 | 6852.3301 | 6732.4501
CDP25 | QLD | Q9 | Banana | Solar | 0 | 0 | 0 | 0 | 0 | 0 | 0 | 0 | 0 | 0 | 0 | 0 | 0 | 0 | 0 | 0 | 0 | 0 | 0 | 0 | 0 | 0 | 0 | 0 | 0 | 0 | 0 | 0
CDP25 | NSW | N0 | NSW Non-REZ | Solar | 0 | 0 | 0 | 0 | 0 | 0 | 0 | 0 | 0 | 0 | 0 | 0 | 0 | 0 | 0 | 0 | 0 | 0 | 0 | 0 | 0 | 0 | 0 | 0 | 0 | 0 | 0 | 0
CDP25 | NSW | N1 | North West NSW | Solar | 166 | 166 | 197.504 | 197.504 | 197.504 | 197.504 | 197.504 | 197.504 | 197.504 | 197.504 | 197.504 | 197.504 | 197.504 | 197.504 | 197.504 | 197.504 | 197.504 | 197.504 | 197.504 | 197.504 | 197.504 | 197.504 | 177.2039 | 190.6895 | 190.6895 | 194.0655 | 216.401 | 216.401
CDP25 | NSW | N2 | New England | Solar | 535.02 | 855.02 | 1120.66 | 1120.66 | 1120.66 | 1120.66 | 1120.66 | 1120.66 | 1120.66 | 1319.2368 | 1319.2368 | 1319.2368 | 1319.2368 | 1319.2368 | 1319.2368 | 1319.2368 | 1319.2368 | 1903.9436 | 1950.5017 | 4085.6599 | 4085.6599 | 4085.66 | 4085.66 | 4085.66 | 4085.66 | 4085.66 | 4085.66 | 4085.66
CDP25 | NSW | N3 | Central-West Orana | Solar | 1495.99 | 1495.99 | 1872.2926 | 1872.2926 | 2675.451 | 3951.3685 | 3951.3685 | 3951.3685 | 3951.3685 | 3951.3685 | 3951.3685 | 3951.3685 | 3951.3685 | 3951.3685 | 3951.3685 | 3951.3685 | 3951.3685 | 3951.3685 | 3849.3485 | 3849.3485 | 3849.3485 | 3969.4518 | 3969.4518 | 5194.5911 | 5645.2206 | 7239.63 | 7169.88 | 7000
CDP25 | NSW | N4 | Broken Hill | Solar | 53 | 53 | 259.9759 | 259.9759 | 259.9759 | 259.9759 | 259.9759 | 259.9759 | 259.9759 | 259.9759 | 259.9759 | 259.9759 | 259.9759 | 259.9759 | 259.9759 | 259.9759 | 259.9759 | 259.9759 | 259.9759 | 234.4646 | 322.5653 | 322.5653 | 322.5653 | 322.5653 | 322.5653 | 322.5653 | 322.5653 | 322.5653
CDP25 | NSW | N5 | South West NSW | Solar | 1121.32 | 1121.32 | 1178.5021 | 1786.0833 | 1786.0833 | 1786.9833 | 1786.0833 | 1786.0833 | 1786.0833 | 1786.0833 | 1786.0833 | 1786.0833 | 1786.0833 | 1786.0833 | 1636.0533 | 1636.0533 | 1636.0533 | 1636.0533 | 1636.0533 | 1636.0533 | 2513.8457 | 2513.8457 | 2428.8457 | 2428.8457 | 2428.8457 | 2096.5057 | 1847.5157 | 1817.5157
CDP25 | NSW | N6 | Wagga Wagga | Solar | 456.22 | 816.1 | 1131.5226 | 1131.5226 | 1131.5226 | 1131.5226 | 1131.5226 | 1131.5226 | 1131.5226 | 1131.5226 | 1131.5226 | 1131.5226 | 1131.5226 | 1131.5226 | 1131.5226 | 1131.5226 | 1131.5226 | 1131.5226 | 1131.5226 | 1131.5226 | 1131.5226 | 1131.5226 | 1131.5226 | 1131.5226 | 1131.5226 | 1131.5226 | 605.3026 | 605.3026
CDP25 | NSW | N7 | Tumut | Solar | 0 | 0 | 0 | 0 | 0 | 0 | 0 | 0 | 0 | 0 | 0 | 0 | 0 | 0 | 0 | 0 | 0 | 0 | 0 | 0 | 0 | 0 | 0 | 0 | 0 | 0 | 0 | 0
CDP25 | NSW | N8 | Cooma-Monaro | Solar | 0 | 0 | 0 | 0 | 0 | 0 | 0 | 0 | 0 | 0 | 0 | 0 | 0 | 0 | 0 | 0 | 0 | 0 | 0 | 0 | 0 | 0 | 0 | 0 | 0 | 0 | 0 | 0
CDP25 | NSW | N9 | Hunter-Central Coast | Solar | 0 | 0 | 516 | 516 | 516 | 516 | 516 | 516 | 516 | 516 | 516 | 516 | 516 | 516 | 516 | 516 | 516 | 516 | 516 | 516 | 516 | 516 | 516 | 516 | 516 | 516 | 516 | 516
CDP25 | NSW | N12 | Illawarra | Solar | 0 | 0 | 0 | 0 | 0 | 0 | 0 | 0 | 0 | 0 | 0 | 0 | 0 | 0 | 0 | 0 | 0 | 0 | 0 | 0 | 0 | 0 | 0 | 0 | 0 | 0 | 0 | 0
CDP25 | VIC | V0 | VIC Non-REZ | Solar | 0 | 0 | 0 | 0 | 0 | 0 | 0 | 0 | 0 | 0 | 0 | 0 | 0 | 0 | 0 | 0 | 0 | 0 | 0 | 0 | 0 | 0 | 0 | 0 | 0 | 0 | 0 | 0
CDP25 | VIC | V1 | Ovens Murray | Solar | 0 | 0 | 1.34e-06 | 3.06e-06 | 3.06e-06 | 1.424e-05 | 1.424e-05 | 1.424e-05 | 4.142e-05 | 4.142e-05 | 394.9062 | 394.9062 | 394.9062 | 394.9062 | 394.9062 | 394.9062 | 394.9062 | 394.9062 | 394.9062 | 394.9062 | 394.9062 | 394.9062 | 394.9062 | 394.9062 | 394.9062 | 394.9062 | 394.9062 | 394.9062
CDP25 | VIC | V2 | Murray River | Solar | 624.12 | 719.22 | 869.26 | 869.26 | 869.26 | 968.3251 | 968.3251 | 968.3251 | 968.3251 | 968.3251 | 1309.3999 | 1309.3999 | 1309.3999 | 1309.3999 | 1309.3999 | 1309.3999 | 1309.3999 | 1309.3999 | 1309.3999 | 1309.3999 | 1309.3999 | 1282.2299 | 1282.2299 | 1282.2299 | 2036.7017 | 1660.7717 | 1579.7717 | 1579.7717
CDP25 | VIC | V3 | Western Victoria | Solar | 0 | 0 | 118.8 | 118.8 | 118.8 | 118.8 | 118.8 | 118.8 | 118.8 | 118.8 | 118.8 | 118.8 | 118.8 | 118.8 | 118.8 | 118.8 | 118.8 | 118.8 | 118.8 | 118.8 | 118.8 | 118.8 | 118.8 | 118.8 | 118.8 | 118.8 | 118.8 | 118.8
CDP25 | VIC | V4 | South West Victoria | Solar | 0 | 0 | 0 | 0 | 0 | 0 | 0 | 0 | 0 | 0 | 0 | 0 | 0 | 0 | 0 | 0 | 0 | 0 | 0 | 0 | 0 | 0 | 0 | 0 | 0 | 0 | 0 | 0
CDP25 | VIC | V5 | Gippsland | Solar | 0 | 77 | 160.28 | 160.28 | 160.28 | 160.28 | 160.28 | 160.28 | 160.28 | 160.28 | 160.28 | 160.28 | 160.28 | 160.28 | 160.28 | 160.28 | 160.28 | 160.28 | 160.28 | 160.28 | 160.2801 | 160.2801 | 160.2801 | 160.2801 | 160.2801 | 160.2801 | 160.2801 | 160.2801
CDP25 | VIC | V6 | Central North VIC | Solar | 547.75 | 547.75 | 547.75 | 547.75 | 547.75 | 547.75 | 547.75 | 547.75 | 547.75 | 547.75 | 693.4945 | 693.4945 | 693.4945 | 693.4945 | 693.4945 | 693.4945 | 693.4945 | 693.4945 | 693.4945 | 693.4945 | 593.5445 | 593.5445 | 593.5445 | 593.5445 | 593.5445 | 593.5445 | 593.5445 | 398.5345
CDP25 | SA | S1 | South East SA | Solar | 224.9 | 224.9 | 224.9 | 224.9 | 224.9 | 224.9 | 224.9 | 224.9 | 224.9 | 224.9 | 224.9 | 224.9 | 224.9 | 224.9 | 224.9 | 224.9 | 224.9 | 182 | 182 | 182 | 182 | 182 | 182 | 182 | 182 | 87 | 87 | 87
CDP25 | SA | S2 | Riverland | Solar | 55.19 | 55.19 | 55.19 | 55.19 | 55.19 | 55.1906 | 55.1906 | 49.0706 | 49.0706 | 49.0706 | 49.0707 | 49.0707 | 49.0707 | 49.0707 | 49.0707 | 49.0707 | 49.0707 | 37.3507 | 37.3507 | 639.5512 | 1180.8986 | 1173.5286 | 1173.5286 | 1173.5286 | 1173.5286 | 1173.5286 | 1173.5286 | 1173.5286
CDP25 | SA | S3 | Mid-North SA | Solar | 0 | 0 | 0 | 0 | 0 | 0 | 0 | 0 | 0 | 0 | 0 | 0 | 0 | 0 | 0 | 0 | 0 | 0 | 0 | 0 | 0 | 0 | 0 | 0 | 0 | 0 | 0 | 0
CDP25 | SA | S4 | Yorke Peninsula | Solar | 0 | 0 | 0 | 0 | 0 | 0 | 0 | 0 | 0 | 0 | 0 | 0 | 0 | 0 | 0 | 0 | 0 | 0 | 0 | 0 | 0 | 0 | 0 | 0 | 0 | 0 | 0 | 0
CDP25 | SA | S5 | Northern SA | Solar | 298.44 | 298.44 | 578.2 | 578.2 | 578.2 | 578.2 | 578.2 | 578.2 | 578.2 | 578.2 | 578.2 | 578.2 | 578.2 | 578.2 | 578.2 | 578.2 | 578.2 | 578.2001 | 578.2001 | 578.2001 | 1111.4331 | 1111.4331 | 1111.4331 | 1032.2331 | 1032.2331 | 1032.2331 | 1032.2331 | 1032.2331
CDP25 | SA | S6 | Leigh Creek | Solar | 0 | 0 | 0 | 0 | 0 | 0 | 0 | 0 | 0 | 0 | 0 | 0 | 0 | 0 | 0 | 0 | 0 | 0 | 0 | 0 | 0 | 0 | 0 | 0 | 0 | 0 | 0 | 0
CDP25 | SA | S7 | Roxby Downs | Solar | 0 | 0 | 1.48e-06 | 3.72e-05 | 4.217e-05 | 226.1871 | 226.1871 | 226.1871 | 226.1871 | 226.1871 | 226.1871 | 226.1871 | 226.1871 | 226.1871 | 226.1871 | 226.1871 | 226.1872 | 226.1872 | 493.944 | 500.0007 | 572.2605 | 572.2605 | 572.2605 | 572.2605 | 572.2605 | 572.2605 | 595.041 | 595.041
CDP25 | SA | S8 | Eastern Eyre Peninsula | Solar | 0 | 0 | 0 | 0 | 0 | 0 | 0 | 0 | 0 | 0 | 0 | 0 | 0 | 0 | 0 | 0 | 0 | 0 | 0 | 0 | 0 | 0 | 0 | 0 | 0 | 0 | 0 | 0
CDP25 | SA | S9 | Western Eyre Peninsula | Solar | 0 | 0 | 0 | 0 | 0 | 0 | 0 | 0 | 0 | 0 | 0 | 0 | 0 | 0 | 0 | 0 | 0 | 0 | 0 | 0 | 0 | 0 | 0 | 0 | 0 | 0 | 0 | 0
CDP25 | TAS | T1 | North East Tasmania | Solar | 0 | 0 | 3.37e-06 | 3.37e-06 | 3.37e-06 | 3.37e-06 | 6.4e-06 | 8.2e-06 | 2.707e-05 | 2.707e-05 | 0.00017443 | 289.7502 | 289.7502 | 289.7502 | 289.7502 | 289.7502 | 289.7502 | 289.7502 | 289.7502 | 289.7502 | 289.7502 | 289.7502 | 289.7502 | 289.7502 | 289.7502 | 289.7502 | 289.7502 | 289.7502
CDP25 | TAS | T2 | North West Tasmania | Solar | 0 | 0 | 0 | 0 | 0 | 0 | 0 | 0 | 0 | 0 | 0 | 0 | 0 | 0 | 0 | 0 | 0 | 0 | 0 | 0 | 0 | 0 | 0 | 0 | 0 | 0 | 0 | 0
CDP25 | TAS | T3 | Tasmania Midlands | Solar | 0 | 0 | 2.64e-06 | 2.64e-06 | 2.64e-06 | 2.64e-06 | 4.74e-06 | 6.74e-06 | 2.59e-05 | 2.59e-05 | 150 | 150 | 150 | 150 | 150 | 150 | 150 | 150 | 150 | 150 | 150 | 150 | 150 | 150 | 150 | 150 | 150 | 150
CDP25 | QLD | Q1 | Far North QLD | Wind | 332.44 | 332.44 | 332.44 | 902.44 | 1022.4626 | 1022.4626 | 1022.4626 | 1022.4626 | 1022.4626 | 1043.0751 | 1043.0751 | 1043.0751 | 1043.0751 | 1043.0751 | 1043.0751 | 1043.0751 | 1043.0751 | 1043.0751 | 1043.0751 | 946.522 | 1124.763 | 1124.763 | 1124.763 | 1124.763 | 974.4159 | 1025.201 | 1025.201 | 1025.201
CDP25 | QLD | Q2 | North Qld Clean Energy Hub | Wind | 43.2 | 43.2 | 43.2 | 658.7342 | 877.6869 | 1588.8819 | 1588.8819 | 1588.8819 | 1588.8819 | 1704.3415 | 1704.3415 | 1794.9523 | 1945.9937 | 1945.9937 | 1945.9937 | 1945.9937 | 1945.9937 | 1945.9937 | 1945.9937 | 1945.9937 | 2282.3464 | 2282.3464 | 2239.1464 | 2239.1464 | 2239.1464 | 2390.4693 | 2409.0154 | 2418.234
CDP25 | QLD | Q3 | Northern Qld | Wind | 0 | 0 | 0 | 0 | 0 | 0 | 0 | 0 | 0 | 0 | 0 | 0 | 0 | 0 | 0 | 0 | 0 | 0 | 0 | 0 | 0 | 0 | 0 | 0 | 0 | 0 | 0 | 0
CDP25 | QLD | Q4 | Isaac | Wind | 300 | 439 | 439 | 439 | 439.0001 | 439.0001 | 439.0001 | 439.0001 | 439.0001 | 1334.4238 | 1334.4238 | 1334.4238 | 1334.4238 | 1334.4238 | 1334.4238 | 1334.4238 | 1334.4238 | 1334.4238 | 1334.4238 | 1334.4238 | 1742.6645 | 1742.6645 | 1742.6645 | 1742.6645 | 1742.6645 | 1690.265 | 1690.265 | 1690.265
CDP25 | QLD | Q5 | Barcaldine | Wind | 0 | 0 | 1.1e-06 | 4.23e-06 | 7.12e-06 | 12.2633 | 12.2633 | 12.2633 | 12.2633 | 51.776 | 51.776 | 51.776 | 51.776 | 51.776 | 51.776 | 51.776 | 51.776 | 51.776 | 51.776 | 51.776 | 106.3137 | 106.3137 | 106.3137 | 106.3137 | 106.3137 | 109.2968 | 109.2968 | 109.2968
CDP25 | QLD | Q6 | Fitzroy | Wind | 0 | 0 | 1.21e-06 | 409.8025 | 900 | 900 | 900 | 900 | 900 | 900 | 900 | 900 | 900 | 900 | 900 | 900 | 900 | 900 | 900 | 900 | 900 | 900 | 900 | 900 | 900 | 900 | 900 | 900
CDP25 | QLD | Q7 | Wide Bay | Wind | 0 | 0 | 2.33e-06 | 9.47e-06 | 9.47e-06 | 1.059e-05 | 1.059e-05 | 1.431e-05 | 1.846e-05 | 4.185e-05 | 8.213e-05 | 0.00011855 | 172.5928 | 172.5928 | 172.5928 | 172.5928 | 172.5928 | 172.5928 | 172.5928 | 172.5928 | 172.5928 | 172.5928 | 172.5928 | 172.5928 | 1100 | 1100 | 1100 | 1100
CDP25 | QLD | Q8 | Darling Downs | Wind | 1788.35 | 1788.35 | 1788.35 | 3188.35 | 4361.8463 | 4361.8463 | 4361.8463 | 4361.8463 | 4361.8463 | 4361.8463 | 5344.2543 | 5665.6426 | 5665.6426 | 5665.6426 | 5665.6426 | 5665.6426 | 5665.6426 | 5665.6426 | 5665.6426 | 5665.6426 | 5225.6726 | 5225.6726 | 5225.6726 | 5225.6726 | 6948.38 | 6948.38 | 6948.38 | 6948.38
CDP25 | QLD | Q9 | Banana | Wind | 0 | 0 | 0 | 0 | 0 | 0 | 0 | 0 | 0 | 0 | 0 | 0 | 0 | 0 | 0 | 0 | 0 | 0 | 0 | 0 | 0 | 0 | 0 | 0 | 0 | 0 | 0 | 0
CDP25 | NSW | N0 | NSW Non-REZ | Wind | 0 | 0 | 8.62e-06 | 170.001 | 170.001 | 170.001 | 170.001 | 170.001 | 170.001 | 170.001 | 170.001 | 170.001 | 170.001 | 170.001 | 170.001 | 170.001 | 170.001 | 170.001 | 170.001 | 170.001 | 170.001 | 170.001 | 170.001 | 170.001 | 170.001 | 170.001 | 170.001 | 170.001
CDP25 | NSW | N1 | North West NSW | Wind | 0 | 0 | 0 | 0 | 0 | 0 | 0 | 0 | 0 | 0 | 0 | 0 | 0 | 0 | 0 | 0 | 0 | 0 | 0 | 0 | 0 | 0 | 0 | 0 | 0 | 0 | 0 | 0
CDP25 | NSW | N2 | New England | Wind | 442.48 | 442.48 | 715.7636 | 715.7636 | 715.7636 | 715.7636 | 715.7636 | 715.7636 | 2234.2636 | 2235.2001 | 2907.7073 | 2907.7073 | 2907.7073 | 2907.7073 | 2735.2273 | 2735.2273 | 3932.8453 | 3932.8453 | 5608.9086 | 6159.594 | 6750.0086 | 6750.0086 | 6750.0086 | 6750.0086 | 7400 | 7400 | 7400 | 7400
CDP25 | NSW | N3 | Central-West Orana | Wind | 258.73 | 396.73 | 829.1873 | 1227.1757 | 4446.1372 | 5259.7691 | 5259.7691 | 5259.7691 | 5259.7691 | 5259.7691 | 5259.7691 | 5259.7691 | 5259.7691 | 5259.7691 | 5259.7691 | 5259.7691 | 5259.7691 | 5259.7691 | 5259.7691 | 5259.7691 | 5259.7691 | 5259.7691 | 5259.7691 | 5259.7691 | 5259.7691 | 5146.5791 | 5146.5791 | 5146.5791
CDP25 | NSW | N4 | Broken Hill | Wind | 198.01 | 198.01 | 198.01 | 281.4166 | 281.4166 | 307.9147 | 307.9147 | 307.9147 | 307.9147 | 307.9147 | 307.9147 | 307.9147 | 307.9147 | 307.9147 | 307.9147 | 307.9147 | 307.9147 | 307.9147 | 307.9147 | 109.9047 | 109.9047 | 109.9047 | 109.9047 | 109.9047 | 109.9047 | 109.9047 | 109.9047 | 109.9047
CDP25 | NSW | N5 | South West NSW | Wind | 0 | 0 | 6.68e-06 | 602.2611 | 602.2611 | 602.2611 | 602.2611 | 602.2611 | 602.2611 | 602.2611 | 602.2611 | 602.2611 | 602.2611 | 602.2611 | 602.2611 | 602.2611 | 602.2611 | 602.2611 | 602.2611 | 602.2611 | 602.2611 | 602.2611 | 602.2611 | 602.2611 | 602.2611 | 602.2611 | 602.2611 | 602.2611
CDP25 | NSW | N6 | Wagga Wagga | Wind | 0 | 0 | 5.43e-06 | 2.412e-05 | 2.412e-05 | 2.412e-05 | 2.412e-05 | 2.412e-05 | 2.412e-05 | 2.412e-05 | 2.412e-05 | 2.412e-05 | 2.412e-05 | 2.412e-05 | 2.412e-05 | 2.537e-05 | 2.685e-05 | 2.685e-05 | 2.861e-05 | 2.975e-05 | 3.265e-05 | 3.265e-05 | 3.265e-05 | 3.265e-05 | 3.265e-05 | 3.521e-05 | 3.521e-05 | 3.521e-05
CDP25 | NSW | N7 | Tumut | Wind | 0 | 40.02 | 270.48 | 270.48 | 270.48 | 270.48 | 270.48 | 270.48 | 270.48 | 270.48 | 270.48 | 270.48 | 270.48 | 270.48 | 270.48 | 270.48 | 270.48 | 270.48 | 270.48 | 270.48 | 270.48 | 270.48 | 270.48 | 270.48 | 270.48 | 270.48 | 270.48 | 270.48
CDP25 | NSW | N8 | Cooma-Monaro | Wind | 113.18 | 113.18 | 413.18 | 446.3773 | 446.3773 | 446.3773 | 446.3773 | 446.3773 | 446.3773 | 446.3773 | 446.3773 | 446.3773 | 446.3773 | 446.3773 | 446.3773 | 446.3773 | 333.1973 | 333.1973 | 333.1973 | 333.1973 | 333.1973 | 333.1973 | 379.9379 | 380.4746 | 389.873 | 401.3681 | 401.3681 | 401.3681
CDP25 | NSW | N9 | Hunter-Central Coast | Wind | 0 | 0 | 400 | 480.4093 | 480.4093 | 480.4093 | 480.4093 | 480.4093 | 480.4093 | 480.4093 | 480.4093 | 480.4093 | 480.4093 | 480.4093 | 480.4093 | 480.4093 | 480.4093 | 480.4093 | 480.4093 | 480.4093 | 480.4093 | 480.4093 | 480.4093 | 480.4093 | 480.4093 | 994.2426 | 994.2426 | 994.2426
CDP25 | NSW | N12 | Illawarra | Wind | 0 | 0 | 0 | 0 | 0 | 0 | 0 | 0 | 0 | 0 | 0 | 0 | 0 | 0 | 0 | 0 | 0 | 0 | 0 | 0 | 0 | 0 | 0 | 0 | 0 | 0 | 0 | 0
CDP25 | VIC | V0 | VIC Non-REZ | Wind | 0 | 0 | 0 | 4.44e-06 | 8.22e-06 | 8.22e-06 | 8.22e-06 | 9.82e-06 | 1.298e-05 | 1.298e-05 | 1.763e-05 | 1.763e-05 | 1.763e-05 | 1.763e-05 | 1.763e-05 | 1.763e-05 | 1.763e-05 | 1.763e-05 | 1.763e-05 | 1.889e-05 | 2.129e-05 | 2.129e-05 | 2.129e-05 | 2.265e-05 | 2.265e-05 | 4.26e-05 | 4.26e-05 | 4.26e-05
CDP25 | VIC | V1 | Ovens Murray | Wind | 0 | 0 | 0 | 0 | 0 | 0 | 0 | 0 | 0 | 0 | 0 | 0 | 0 | 0 | 0 | 0 | 0 | 0 | 0 | 0 | 0 | 0 | 0 | 0 | 0 | 0 | 0 | 0
CDP25 | VIC | V2 | Murray River | Wind | 0 | 0 | 0 | 0 | 0 | 0 | 0 | 0 | 0 | 0 | 0 | 0 | 0 | 0 | 0 | 0 | 0 | 0 | 0 | 0 | 0 | 0 | 0 | 0 | 0 | 0 | 0 | 0
CDP25 | VIC | V3 | Western Victoria | Wind | 1934.5 | 1934.5 | 1934.5 | 1934.5 | 2634.5 | 2634.5 | 2634.5 | 2634.5 | 2634.5 | 2582 | 2390 | 2390 | 2390 | 2390 | 2390 | 2390 | 2390 | 2390 | 2358.95 | 2227.75 | 1915.75 | 1915.75 | 1915.75 | 1675.75 | 1647.05 | 988.9504 | 909.0004 | 909.0004
CDP25 | VIC | V4 | South West Victoria | Wind | 2438.67 | 3283.23 | 3300.39 | 3300.39 | 3300.3901 | 3300.3901 | 3300.3901 | 3300.3901 | 3300.3901 | 3300.3901 | 3300.3901 | 3300.3901 | 3300.3901 | 3237.3901 | 2817.3901 | 2817.3901 | 2635.6901 | 2635.6901 | 2616.1901 | 2430.1901 | 2430.1901 | 1583.2001 | 1583.2001 | 1425.7001 | 1646.4914 | 2780.4775 | 2634.5239 | 2634.5239
CDP25 | VIC | V5 | Gippsland | Wind | 0 | 0 | 2.1e-06 | 1.12e-05 | 500 | 2000 | 2000 | 2000 | 2000 | 2000 | 2000 | 2000 | 2000 | 2000 | 2000 | 2000 | 2000 | 2000 | 2000 | 2000 | 2000 | 2000 | 2000 | 2000 | 2000 | 2000 | 2000 | 2000
CDP25 | VIC | V6 | Central North VIC | Wind | 0 | 0 | 0 | 2.79e-06 | 6.51e-06 | 1.676e-05 | 1.676e-05 | 1.676e-05 | 1.821e-05 | 1.821e-05 | 2.526e-05 | 2.526e-05 | 2.526e-05 | 2.526e-05 | 2.526e-05 | 2.526e-05 | 2.526e-05 | 2.526e-05 | 2.526e-05 | 2.526e-05 | 2.526e-05 | 2.526e-05 | 2.526e-05 | 2.526e-05 | 2.838e-05 | 3.575e-05 | 3.575e-05 | 3.575e-05
CDP25 | SA | S1 | South East SA | Wind | 324.5 | 324.5 | 324.5 | 324.5 | 909.5352 | 909.5352 | 909.5352 | 909.5352 | 909.5352 | 909.5352 | 909.5352 | 783.0352 | 783.0352 | 783.0352 | 624.0352 | 624.0352 | 585.0352 | 585.0352 | 585.0352 | 585.0352 | 585.0352 | 585.0352 | 585.0352 | 585.0352 | 585.0352 | 800 | 800 | 800
CDP25 | SA | S2 | Riverland | Wind | 0 | 0 | 0 | 0 | 0 | 0 | 0 | 0 | 0 | 0 | 0 | 0 | 0 | 0 | 0 | 0 | 0 | 0 | 0 | 0 | 0 | 0 | 0 | 0 | 0 | 0 | 0 | 0
CDP25 | SA | S3 | Mid-North SA | Wind | 1591.41 | 1731.6 | 1731.6 | 1731.6 | 2164.5841 | 2168.3382 | 2168.3382 | 2168.3382 | 2168.3382 | 2069.6382 | 2069.6382 | 1998.2382 | 1813.7582 | 1813.7582 | 1813.7582 | 1487.0582 | 1487.0582 | 1487.0582 | 1487.0582 | 1273.1982 | 1273.1982 | 1572.4117 | 1905.6601 | 2204.6496 | 2650.4581 | 2755.2325 | 2755.2325 | 2755.2325
CDP25 | SA | S4 | Yorke Peninsula | Wind | 90.75 | 90.75 | 90.75 | 90.75 | 118.6693 | 115.3683 | 115.3683 | 115.3683 | 115.3683 | 115.3683 | 115.3683 | 115.3683 | 115.3683 | 115.3683 | 115.3683 | 115.3683 | 115.3683 | 115.3683 | 115.3683 | 115.3683 | 115.3683 | 115.3683 | 115.3683 | 115.3683 | 115.3683 | 115.3683 | 115.3683 | 115.3683
CDP25 | SA | S5 | Northern SA | Wind | 416.5 | 416.5 | 416.5 | 416.5 | 416.5 | 416.5 | 416.5 | 416.5 | 416.5 | 416.5 | 416.5 | 416.5 | 416.5 | 416.5 | 416.5 | 416.5 | 416.5 | 416.5 | 416.5 | 416.5 | 416.5 | 210 | 210 | 210 | 210 | 210 | 210 | 210
CDP25 | SA | S6 | Leigh Creek | Wind | 0 | 0 | 0 | 0 | 0 | 0 | 0 | 0 | 0 | 0 | 0 | 0 | 0 | 0 | 0 | 0 | 0 | 0 | 0 | 0 | 0 | 0 | 0 | 0 | 0 | 0 | 0 | 0
CDP25 | SA | S7 | Roxby Downs | Wind | 0 | 0 | 0 | 0 | 0 | 0 | 0 | 0 | 0 | 0 | 0 | 0 | 0 | 0 | 0 | 0 | 0 | 0 | 0 | 0 | 0 | 0 | 0 | 0 | 0 | 0 | 0 | 0
CDP25 | SA | S8 | Eastern Eyre Peninsula | Wind | 134.28 | 134.28 | 134.28 | 134.28 | 134.28 | 371.444 | 309.444 | 309.444 | 309.444 | 309.444 | 309.444 | 237.164 | 237.164 | 237.164 | 237.164 | 237.164 | 237.164 | 237.164 | 237.164 | 237.164 | 237.164 | 237.164 | 263.5363 | 331.8088 | 331.8088 | 331.8088 | 331.8088 | 333.006
CDP25 | SA | S9 | Western Eyre Peninsula | Wind | 0 | 0 | 0 | 0 | 0 | 0 | 0 | 0 | 0 | 0 | 0 | 0 | 0 | 0 | 0 | 0 | 0 | 0 | 0 | 0 | 0 | 0 | 0 | 0 | 0 | 0 | 0 | 0
CDP25 | TAS | T1 | North East Tasmania | Wind | 168 | 168 | 168 | 222.9061 | 460.9981 | 460.9981 | 460.9981 | 460.9981 | 460.9981 | 460.9981 | 460.9981 | 460.9981 | 460.9981 | 460.9981 | 460.9981 | 460.9981 | 460.9981 | 460.9981 | 460.9981 | 460.9981 | 460.9981 | 460.9981 | 460.9981 | 460.9981 | 460.9981 | 460.9981 | 292.9981 | 292.9981
CDP25 | TAS | T2 | North West Tasmania | Wind | 251.35 | 251.35 | 251.35 | 251.3501 | 261.937 | 362.3975 | 443.2607 | 443.2607 | 443.2607 | 443.2607 | 443.2607 | 443.2607 | 443.2607 | 443.2607 | 443.2607 | 443.2607 | 443.2607 | 443.2607 | 443.2607 | 443.2607 | 443.2607 | 443.2607 | 443.2607 | 443.2607 | 443.2607 | 443.2607 | 303.5107 | 303.5107
CDP25 | TAS | T3 | Tasmania Midlands | Wind | 144 | 144 | 602.2959 | 734.3756 | 750.3373 | 750.3373 | 752.535 | 846.284 | 1141.0061 | 1141.0061 | 1314.9193 | 1329.165 | 1329.165 | 1329.165 | 1390.8326 | 1390.8326 | 1390.8326 | 1390.8326 | 1390.8326 | 1390.8326 | 1246.8326 | 1246.8326 | 1246.8326 | 1246.8326 | 1246.8326 | 1246.8326 | 1246.8326 | 1246.8326
CDP25 | NSW | N10 | Hunter Coast | Offshore Wind | 0 | 0 | 0 | 0 | 0 | 0 | 0 | 0 | 0 | 0 | 0 | 0 | 0 | 0 | 0 | 0 | 0 | 0 | 0 | 0 | 0 | 0 | 0 | 0 | 0 | 0 | 0 | 0
CDP25 | NSW | N11 | Illawarra Coast | Offshore Wind | 0 | 0 | 0 | 0 | 0 | 0 | 0 | 0 | 0 | 0 | 0 | 0 | 0 | 0 | 0 | 0 | 0 | 0 | 0 | 0 | 0 | 0 | 0 | 0 | 0 | 0 | 0 | 0
CDP25 | VIC | V7 | Gippsland Coast | Offshore Wind | 0 | 0 | 0 | 0 | 0 | 0 | 1000 | 2000 | 2666.6667 | 2893.3087 | 3559.9753 | 4343.37 | 5220 | 6220 | 7220 | 8219.9999 | 8219.9999 | 8219.9999 | 8219.9999 | 8219.9999 | 8219.9999 | 8219.9999 | 8219.9999 | 8219.9999 | 8219.9999 | 8219.9999 | 8219.9999 | 8219.9999
CDP25 | VIC | V8 | Portland Coast | Offshore Wind | 0 | 0 | 0 | 0 | 0 | 0 | 0 | 0 | 0 | 440.0247 | 440.0247 | 656.6299 | 780 | 780 | 780 | 780 | 780 | 780 | 780 | 780 | 780 | 780 | 780 | 780 | 780 | 780 | 780 | 780
CDP25 | SA | S10 | South East SA Coast | Offshore Wind | 0 | 0 | 0 | 0 | 0 | 0 | 0 | 0 | 0 | 0 | 0 | 0 | 0 | 0 | 0 | 0 | 0 | 0 | 0 | 0 | 0 | 0 | 0 | 0 | 0 | 0 | 0 | 0
CDP25 | TAS | T4 | North West Tasmania Coast | Offshore Wind | 0 | 0 | 0 | 0 | 0 | 0 | 0 | 0 | 0 | 0 | 0 | 0 | 0 | 0 | 0 | 0 | 0 | 0 | 0 | 0 | 0 | 0 | 0 | 0 | 0 | 0 | 0 | 0
CDP25 | TAS | T5 | North East Tasmania Coast | Offshore Wind | 0 | 0 | 0 | 0 | 0 | 0 | 0 | 0 | 0 | 0 | 0 | 0 | 0 | 0 | 0 | 0 | 0 | 0 | 0 | 0 | 0 | 0 | 0 | 0 | 0 | 0 | 0 | 0
Counterfactual | QLD | Q1 | Far North QLD | Solar | 0 | 0 | 2.96e-06 | 1.94e-05 | 1.94e-05 | 1.94e-05 | 1.94e-05 | 2.107e-05 | 2.469e-05 | 2.469e-05 | 5.082e-05 | 5.658e-05 | 5.658e-05 | 5.658e-05 | 5.783e-05 | 6.668e-05 | 8.296e-05 | 9.178e-05 | 0.0027577 | 0.0027577 | 0.0027577 | 0.0027587 | 0.0027604 | 0.0027604 | 0.0027685 | 0.0029093 | 62.0211 | 124.5782
Counterfactual | QLD | Q2 | North Qld Clean Energy Hub | Solar | 84.47 | 84.47 | 84.47 | 84.4701 | 84.4701 | 84.4701 | 84.4701 | 84.4701 | 84.4701 | 84.4701 | 84.4701 | 434.4397 | 434.4397 | 385.9397 | 385.9397 | 385.9397 | 385.9397 | 804.967 | 804.967 | 804.967 | 1499.5871 | 1499.5871 | 1484.5871 | 1484.5871 | 1463.6171 | 1463.6171 | 1463.6171 | 1463.6171
Counterfactual | QLD | Q3 | Northern Qld | Solar | 437.13 | 437.13 | 437.13 | 437.13 | 437.13 | 437.13 | 437.13 | 437.13 | 437.13 | 437.13 | 437.13 | 437.13 | 437.13 | 437.13 | 437.13 | 437.13 | 437.13 | 437.13 | 315.97 | 200.01 | 200.01 | 200.01 | 200.01 | 100.03 | 100.03 | 100.03 | 0 | 0
Counterfactual | QLD | Q4 | Isaac | Solar | 620.45 | 620.45 | 620.45 | 661.3606 | 661.3606 | 661.3606 | 661.3606 | 661.3606 | 661.3606 | 661.3606 | 1350.177 | 1350.177 | 1350.177 | 1350.177 | 1350.177 | 1350.177 | 1350.177 | 1592.7797 | 1592.7797 | 1592.7797 | 1550.2797 | 1550.2797 | 1550.2797 | 1550.2797 | 1595.4075 | 1827.6876 | 1801.6876 | 1883.3391
Counterfactual | QLD | Q5 | Barcaldine | Solar | 14 | 14 | 14 | 87.785 | 87.785 | 87.785 | 87.785 | 87.785 | 87.785 | 87.785 | 87.785 | 87.785 | 87.785 | 87.785 | 87.785 | 87.785 | 87.785 | 87.785 | 87.785 | 77.601 | 77.601 | 77.601 | 77.601 | 77.601 | 77.601 | 77.601 | 77.601 | 89.5439
Counterfactual | QLD | Q6 | Fitzroy | Solar | 81.72 | 81.72 | 81.72 | 81.72 | 81.72 | 81.72 | 81.72 | 81.72 | 81.72 | 81.7201 | 257.7467 | 257.7467 | 257.7467 | 257.7467 | 257.7467 | 257.7467 | 333.4454 | 394.2562 | 394.2562 | 847.111 | 847.111 | 847.111 | 847.111 | 1151.9267 | 2910.995 | 3476.2865 | 3646.4151 | 5528.2444
Counterfactual | QLD | Q7 | Wide Bay | Solar | 306.83 | 366.83 | 468.23 | 468.23 | 468.23 | 468.23 | 468.23 | 468.23 | 468.23 | 922.8304 | 1160.6734 | 1270.1054 | 1270.1054 | 1270.1054 | 1270.1054 | 1270.1054 | 1270.1054 | 1270.1054 | 1270.1054 | 1270.1054 | 1270.1054 | 1270.1054 | 1270.1054 | 1270.1054 | 1168.7054 | 1357.2259 | 1357.2259 | 1357.2259
Counterfactual | QLD | Q8 | Darling Downs | Solar | 1484.68 | 1484.12 | 1483.56 | 1483.02 | 1482.46 | 1481.91 | 1481.34 | 1480.78 | 1480.22 | 1775.0785 | 2427.0629 | 3354.9835 | 3627.4741 | 3627.4741 | 3627.4741 | 3627.4741 | 4024.5136 | 4472.9944 | 4835.0394 | 4810.0394 | 5940.4629 | 5941.8852 | 5621.5502 | 6028.682 | 6001.382 | 6239.1312 | 6239.1312 | 6119.2512
Counterfactual | QLD | Q9 | Banana | Solar | 0 | 0 | 0 | 0 | 0 | 0 | 0 | 0 | 0 | 0 | 0 | 0 | 0 | 0 | 0 | 0 | 0 | 0 | 0 | 0 | 0 | 0 | 0 | 0 | 0 | 0 | 0 | 0
Counterfactual | NSW | N0 | NSW Non-REZ | Solar | 0 | 0 | 0.001 | 0.001 | 0.001 | 0.001 | 0.001 | 0.001 | 0.001 | 0.001 | 0.001 | 0.001 | 0.001 | 0.001 | 0.001 | 0.001 | 0.001 | 0.0010011 | 0.0010011 | 0.0010062 | 0.0010062 | 0.0010062 | 0.0010062 | 0.0010087 | 555.1112 | 1026.6494 | 1026.6494 | 1026.6494
Counterfactual | NSW | N1 | North West NSW | Solar | 166 | 166 | 196.9291 | 196.9291 | 196.9291 | 196.9291 | 196.9291 | 196.9291 | 196.9291 | 196.9291 | 196.9291 | 196.9291 | 196.9291 | 196.9291 | 196.9291 | 196.9291 | 198.0623 | 211.3098 | 211.3098 | 225.891 | 241.8188 | 241.8188 | 220.6685 | 225.642 | 225.642 | 225.642 | 225.642 | 225.642
Counterfactual | NSW | N2 | New England | Solar | 535.02 | 855.02 | 1120.66 | 1120.66 | 1120.66 | 1120.66 | 1120.66 | 1120.66 | 1120.66 | 1120.66 | 1120.66 | 1120.66 | 1120.66 | 1120.66 | 1120.66 | 1120.66 | 1120.66 | 1120.66 | 1120.66 | 1100.66 | 1100.66 | 1100.66 | 1100.66 | 1100.66 | 1100.66 | 1100.66 | 1100.66 | 1100.66
Counterfactual | NSW | N3 | Central-West Orana | Solar | 1495.99 | 1495.99 | 1886.2996 | 1886.2996 | 2694.0212 | 3780.9456 | 3780.9456 | 3780.9456 | 3780.9456 | 3780.9456 | 3950.5359 | 3950.5359 | 3950.5359 | 3950.5359 | 3950.5359 | 3950.5359 | 4398.0994 | 4669.4928 | 4567.4728 | 5161.2076 | 5447.265 | 5411.255 | 5411.255 | 5498.4108 | 5451.7108 | 5506.0017 | 5749.9374 | 5580.0574
Counterfactual | NSW | N4 | Broken Hill | Solar | 53 | 53 | 256.803 | 256.803 | 256.803 | 256.803 | 256.803 | 256.803 | 256.803 | 256.803 | 256.803 | 256.803 | 256.803 | 256.803 | 256.803 | 256.803 | 256.803 | 256.803 | 256.803 | 271.1695 | 341.0728 | 341.0728 | 341.0728 | 341.0728 | 341.0728 | 341.0728 | 341.0728 | 341.0728
Counterfactual | NSW | N5 | South West NSW | Solar | 1121.32 | 1121.32 | 1179.4745 | 1778.4049 | 1778.4049 | 1779.3049 | 1778.4049 | 1778.4049 | 1778.4049 | 1778.4049 | 1778.4049 | 1778.4049 | 1778.4049 | 1778.4049 | 1628.3749 | 1628.3749 | 1628.3749 | 1628.3749 | 1653.1708 | 1814.1905 | 2062.8508 | 2062.8508 | 1977.8508 | 1977.8508 | 1977.8508 | 1645.5108 | 1729.719 | 1699.719
Counterfactual | NSW | N6 | Wagga Wagga | Solar | 456.22 | 816.1 | 1129.1818 | 1129.1818 | 1129.1818 | 1129.1818 | 1129.1818 | 1129.1818 | 1129.1818 | 1129.1818 | 1129.1818 | 1129.1818 | 1129.1818 | 1129.1818 | 1129.1818 | 1129.1818 | 1129.1818 | 1198.7907 | 1231.7672 | 1294.24 | 1294.24 | 1294.24 | 1294.24 | 1294.24 | 1345.181 | 1345.181 | 1261.2991 | 1261.2991
Counterfactual | NSW | N7 | Tumut | Solar | 0 | 0 | 0 | 0 | 0 | 0 | 0 | 0 | 0 | 0 | 0 | 0 | 0 | 0 | 0 | 0 | 0 | 0 | 0 | 0 | 0 | 0 | 0 | 0 | 0 | 0 | 0 | 0
Counterfactual | NSW | N8 | Cooma-Monaro | Solar | 0 | 0 | 0 | 0 | 0 | 0 | 0 | 0 | 0 | 0 | 0 | 0 | 0 | 0 | 0 | 0 | 0 | 0 | 0 | 0 | 0 | 0 | 0 | 0 | 0 | 0 | 0 | 0
Counterfactual | NSW | N9 | Hunter-Central Coast | Solar | 0 | 0 | 516 | 516 | 516 | 516 | 516 | 516 | 516 | 516 | 516 | 516 | 516 | 516 | 516 | 516 | 516 | 516 | 516 | 516 | 516 | 516 | 516 | 516 | 516 | 516 | 516 | 516
Counterfactual | NSW | N12 | Illawarra | Solar | 0 | 0 | 0 | 0 | 0 | 0 | 0 | 0 | 0 | 0 | 0 | 0 | 0 | 0 | 0 | 0 | 0 | 0 | 0 | 0 | 0 | 0 | 0 | 0 | 0 | 0 | 0 | 0
Counterfactual | VIC | V0 | VIC Non-REZ | Solar | 0 | 0 | 0 | 0 | 0 | 0 | 0 | 0 | 0 | 0 | 0 | 0 | 0 | 0 | 0 | 0 | 0 | 0 | 0 | 0 | 0 | 0 | 0 | 0 | 0 | 0 | 0 | 0
Counterfactual | VIC | V1 | Ovens Murray | Solar | 0 | 0 | 2.51e-06 | 5.98e-06 | 5.98e-06 | 2.637e-05 | 2.637e-05 | 2.795e-05 | 0.00012521 | 365.8953 | 397.7485 | 397.7485 | 397.7485 | 397.7485 | 397.7485 | 397.7485 | 397.7485 | 397.7485 | 397.7485 | 459.8451 | 502.3556 | 502.3556 | 502.3556 | 502.3556 | 535.7546 | 535.7546 | 535.7546 | 535.7546
Counterfactual | VIC | V2 | Murray River | Solar | 624.12 | 719.22 | 869.26 | 869.26 | 869.26 | 963.3434 | 963.3434 | 963.3434 | 963.3434 | 1081.855 | 1158.3038 | 1158.3038 | 1158.3038 | 1158.3038 | 1158.3038 | 1158.3038 | 1158.3038 | 1158.3038 | 1232.4234 | 1511.7923 | 1778.2305 | 1751.0605 | 1751.0605 | 1751.0605 | 1800.9227 | 1575.8079 | 1845.3056 | 1845.3056
Counterfactual | VIC | V3 | Western Victoria | Solar | 0 | 0 | 118.8 | 118.8 | 118.8 | 118.8 | 118.8 | 118.8 | 118.8 | 118.8 | 118.8001 | 118.8001 | 118.8001 | 118.8001 | 118.8001 | 118.8001 | 118.8001 | 118.8001 | 118.8001 | 400 | 400 | 400 | 400 | 400 | 400 | 400 | 400 | 400
Counterfactual | VIC | V4 | South West Victoria | Solar | 0 | 0 | 0 | 0 | 0 | 0 | 0 | 0 | 0 | 0 | 0 | 0 | 0 | 0 | 0 | 0 | 0 | 0 | 0 | 0 | 0 | 0 | 0 | 0 | 0 | 0 | 0 | 0
Counterfactual | VIC | V5 | Gippsland | Solar | 0 | 77 | 160.28 | 160.28 | 160.28 | 160.28 | 160.28 | 160.28 | 160.28 | 160.2801 | 160.2801 | 160.2801 | 160.2801 | 160.2801 | 160.2801 | 160.2801 | 160.2801 | 160.2801 | 160.2801 | 160.2802 | 500 | 500 | 500 | 500 | 500 | 500 | 500 | 500
Counterfactual | VIC | V6 | Central North VIC | Solar | 547.75 | 547.75 | 547.75 | 547.75 | 547.75 | 547.75 | 547.75 | 547.75 | 547.75 | 547.7504 | 700.3779 | 700.3779 | 700.3779 | 700.3779 | 700.3779 | 700.3779 | 700.3779 | 700.3779 | 700.3779 | 994.7145 | 1067.7987 | 1067.7987 | 1067.7987 | 1067.7987 | 1525.7959 | 1525.7959 | 1709.8393 | 1515.2974
Counterfactual | SA | S1 | South East SA | Solar | 224.9 | 224.9 | 224.9 | 224.9 | 224.9 | 224.9 | 224.9 | 224.9 | 224.9 | 224.9 | 224.9 | 224.9 | 224.9 | 224.9 | 224.9 | 224.9 | 224.9 | 182 | 182.0001 | 182.0002 | 212.3395 | 212.3395 | 212.3395 | 212.3395 | 282 | 187 | 187 | 187
Counterfactual | SA | S2 | Riverland | Solar | 55.19 | 55.19 | 55.19 | 55.19 | 55.19 | 55.1902 | 55.1902 | 49.0702 | 49.0702 | 49.0702 | 312.2601 | 312.2601 | 312.2601 | 312.2601 | 312.2601 | 312.2601 | 312.2601 | 965.7424 | 1037.7634 | 1139.1534 | 1555.7601 | 1548.3901 | 1548.3901 | 1548.3901 | 1548.3901 | 1548.3901 | 1548.3901 | 1548.3901
Counterfactual | SA | S3 | Mid-North SA | Solar | 0 | 0 | 0 | 0 | 0 | 0 | 0 | 0 | 0 | 0 | 0 | 0 | 0 | 0 | 0 | 0 | 0 | 0 | 0 | 0 | 0 | 0 | 0 | 0 | 0 | 0 | 0 | 0
Counterfactual | SA | S4 | Yorke Peninsula | Solar | 0 | 0 | 0 | 0 | 0 | 0 | 0 | 0 | 0 | 0 | 0 | 0 | 0 | 0 | 0 | 0 | 0 | 0 | 0 | 0 | 0 | 0 | 0 | 0 | 0 | 0 | 0 | 0
Counterfactual | SA | S5 | Northern SA | Solar | 298.44 | 298.44 | 578.2 | 578.2 | 578.2 | 578.2 | 578.2 | 578.2 | 578.2 | 578.2 | 578.2 | 578.2 | 578.2 | 578.2 | 578.2 | 578.2 | 578.2001 | 578.2001 | 578.2002 | 913.4789 | 1953.4736 | 1953.4736 | 1953.4736 | 1874.2736 | 1874.2736 | 1874.2736 | 1874.2736 | 1874.2736
Counterfactual | SA | S6 | Leigh Creek | Solar | 0 | 0 | 0 | 0 | 0 | 0 | 0 | 0 | 0 | 0 | 0 | 0 | 0 | 0 | 0 | 0 | 0 | 0 | 0 | 0 | 0 | 0 | 0 | 0 | 0 | 0 | 0 | 0
Counterfactual | SA | S7 | Roxby Downs | Solar | 0 | 0 | 2.76e-06 | 7.073e-05 | 0.000506 | 42.3208 | 42.3208 | 42.3208 | 42.3208 | 55.4079 | 355.8517 | 355.8517 | 355.8517 | 355.8517 | 355.8517 | 355.8517 | 355.8517 | 501.3077 | 545.1783 | 545.5775 | 627.5658 | 627.5658 | 627.5658 | 627.5658 | 627.5658 | 627.5658 | 627.5658 | 627.5658
Counterfactual | SA | S8 | Eastern Eyre Peninsula | Solar | 0 | 0 | 0 | 0 | 0 | 0 | 0 | 0 | 0 | 0 | 0 | 0 | 0 | 0 | 0 | 0 | 0 | 0 | 0 | 0 | 0 | 0 | 0 | 0 | 0 | 0 | 0 | 0
Counterfactual | SA | S9 | Western Eyre Peninsula | Solar | 0 | 0 | 0 | 0 | 0 | 0 | 0 | 0 | 0 | 0 | 0 | 0 | 0 | 0 | 0 | 0 | 0 | 0 | 0 | 0 | 0 | 0 | 0 | 0 | 0 | 0 | 0 | 0
Counterfactual | TAS | T1 | North East Tasmania | Solar | 0 | 0 | 6.52e-06 | 6.52e-06 | 6.52e-06 | 6.52e-06 | 0.00012276 | 158.6684 | 300 | 300 | 337.3292 | 337.3292 | 337.3292 | 337.3292 | 337.3292 | 338.1363 | 338.1363 | 338.1363 | 338.1363 | 338.1363 | 338.1363 | 338.1363 | 338.1363 | 338.1363 | 338.1363 | 338.1363 | 338.1363 | 338.1363
Counterfactual | TAS | T2 | North West Tasmania | Solar | 0 | 0 | 4.79e-06 | 4.79e-06 | 4.79e-06 | 4.79e-06 | 1.229e-05 | 4.222e-05 | 122.1944 | 122.1944 | 150 | 150 | 150 | 150 | 150 | 150 | 150 | 150 | 150 | 150 | 150 | 150 | 150 | 150 | 150 | 150 | 150 | 150
Counterfactual | TAS | T3 | Tasmania Midlands | Solar | 0 | 0 | 5.09e-06 | 5.09e-06 | 5.09e-06 | 5.09e-06 | 1.373e-05 | 1.868e-05 | 150 | 150 | 276.9964 | 378.3463 | 378.3463 | 378.3463 | 378.3463 | 378.3463 | 378.3463 | 378.3463 | 378.3463 | 378.3463 | 378.3463 | 378.3463 | 378.3463 | 378.3463 | 378.3463 | 378.3463 | 378.3463 | 378.3463
Counterfactual | QLD | Q1 | Far North QLD | Wind | 332.44 | 332.44 | 332.44 | 902.44 | 1023.2322 | 1023.2322 | 1023.2322 | 1023.2322 | 1023.2322 | 1035.0418 | 1035.0418 | 1035.0418 | 1035.0418 | 1035.0418 | 1035.0418 | 1035.0418 | 1035.0418 | 1035.0418 | 1035.0418 | 1001.9649 | 1106.474 | 1106.474 | 1106.474 | 1106.474 | 954.494 | 954.494 | 961.0816 | 962.551
Counterfactual | QLD | Q2 | North Qld Clean Energy Hub | Wind | 43.2 | 43.2 | 43.2 | 656.3681 | 886.752 | 1565.892 | 1565.892 | 1565.892 | 1565.892 | 1701.0003 | 1701.0003 | 1753.0952 | 1797.0413 | 1846.3264 | 1846.3264 | 1846.3264 | 1846.3264 | 1846.3264 | 1846.3264 | 1891.5821 | 2152.2146 | 2152.2146 | 2109.0146 | 2109.0146 | 2109.0146 | 2140.0585 | 2149.3605 | 2149.3605
Counterfactual | QLD | Q3 | Northern Qld | Wind | 0 | 0 | 0 | 0 | 0 | 0 | 0 | 0 | 0 | 0 | 0 | 0 | 0 | 0 | 0 | 0 | 0 | 0 | 0 | 0 | 0 | 0 | 0 | 0 | 0 | 0 | 0 | 0
Counterfactual | QLD | Q4 | Isaac | Wind | 300 | 439 | 439 | 439 | 439.0002 | 439.0002 | 439.0002 | 439.0002 | 439.0002 | 1078.0743 | 1078.0743 | 1078.0744 | 1439.0001 | 1439.0001 | 1439.0001 | 1439.0001 | 1439.0001 | 1439.0001 | 1439.0001 | 1439.0001 | 1439.0036 | 1439.0036 | 1439.0036 | 1439.0036 | 1439.0036 | 1590.1248 | 1590.1248 | 1590.1248
Counterfactual | QLD | Q5 | Barcaldine | Wind | 0 | 0 | 2.07e-06 | 7.85e-06 | 1.486e-05 | 0.0019382 | 0.0019382 | 0.0019382 | 1.4632 | 30.7421 | 30.7421 | 46.6616 | 46.6616 | 46.6616 | 46.6616 | 46.6616 | 46.6616 | 46.6616 | 46.6616 | 96.0155 | 113.9585 | 113.9585 | 113.9585 | 113.9585 | 113.9585 | 114.9592 | 114.9592 | 123.9425
Counterfactual | QLD | Q6 | Fitzroy | Wind | 0 | 0 | 4.42e-06 | 388.9288 | 900 | 900 | 900 | 900 | 900 | 900 | 900 | 900 | 900 | 900 | 900 | 900 | 900.0001 | 900.0001 | 900.0001 | 900.0001 | 900.0004 | 974.2519 | 974.2519 | 974.2519 | 974.2519 | 974.2519 | 1191.7534 | 1191.7534
Counterfactual | QLD | Q7 | Wide Bay | Wind | 0 | 0 | 4.38e-06 | 1.794e-05 | 1.956e-05 | 2.087e-05 | 2.087e-05 | 2.515e-05 | 3.428e-05 | 4.595e-05 | 0.00027359 | 0.00027359 | 446.9727 | 446.9727 | 446.9727 | 446.9727 | 446.9728 | 446.9728 | 446.9728 | 678.1127 | 1001.1126 | 1001.1126 | 1001.1126 | 1001.1126 | 1001.1126 | 1081.147 | 1100 | 1100
Counterfactual | QLD | Q8 | Darling Downs | Wind | 1788.35 | 1788.35 | 1788.35 | 3188.3501 | 4376.5646 | 4376.5646 | 4376.5646 | 4376.5646 | 4376.5646 | 4692.1982 | 6026.175 | 6039.97 | 6039.97 | 6039.97 | 6039.97 | 6039.97 | 6039.97 | 6039.97 | 6039.97 | 6039.97 | 5600 | 5600 | 5600 | 5791.0499 | 6987.6655 | 6987.6655 | 6987.6655 | 6987.6655
Counterfactual | QLD | Q9 | Banana | Wind | 0 | 0 | 0 | 0 | 0 | 0 | 0 | 0 | 0 | 0 | 0 | 0 | 0 | 0 | 0 | 0 | 0 | 0 | 0 | 0 | 0 | 0 | 0 | 0 | 0 | 0 | 0 | 0
Counterfactual | NSW | N0 | NSW Non-REZ | Wind | 0 | 0 | 1.691e-05 | 170.001 | 170.001 | 170.001 | 170.001 | 170.001 | 170.001 | 170.001 | 170.001 | 170.001 | 170.001 | 170.001 | 170.001 | 170.001 | 671.8051 | 691.2767 | 691.2767 | 691.2767 | 691.2767 | 691.2767 | 691.2767 | 691.2767 | 691.2767 | 691.2767 | 691.2767 | 691.2767
Counterfactual | NSW | N1 | North West NSW | Wind | 0 | 0 | 0 | 0 | 0 | 0 | 0 | 0 | 0 | 0 | 0 | 0 | 0 | 0 | 0 | 0 | 0 | 0 | 0 | 0 | 0 | 0 | 0 | 0 | 0 | 0 | 0 | 0
Counterfactual | NSW | N2 | New England | Wind | 442.48 | 442.48 | 709.1754 | 709.1754 | 709.1754 | 709.1754 | 709.1754 | 709.1754 | 709.1754 | 709.1754 | 709.1754 | 709.1754 | 709.1754 | 709.1754 | 536.6954 | 569.5954 | 692.8735 | 692.8735 | 697.1308 | 672.779 | 730.6496 | 730.6496 | 730.6496 | 730.6496 | 730.6496 | 730.6496 | 730.6496 | 730.6496
Counterfactual | NSW | N3 | Central-West Orana | Wind | 258.73 | 396.73 | 829.5887 | 1228.4184 | 4466.0271 | 4819.7545 | 4819.7545 | 4819.7545 | 4819.7545 | 4819.7545 | 4819.7545 | 4819.7545 | 4819.7545 | 4819.7545 | 4819.7545 | 4819.7545 | 5025.438 | 5025.438 | 5025.438 | 5236.2033 | 5236.2033 | 5236.2033 | 5236.2033 | 5239.0426 | 5239.0426 | 5125.8526 | 5125.8526 | 5125.8526
Counterfactual | NSW | N4 | Broken Hill | Wind | 198.01 | 198.01 | 198.01 | 283.4209 | 283.4209 | 302.0223 | 302.0223 | 302.0223 | 302.0223 | 302.0223 | 302.0223 | 302.0223 | 302.0223 | 302.0223 | 302.0223 | 302.0223 | 302.0223 | 302.0223 | 302.0223 | 346.9412 | 346.9412 | 346.9412 | 346.9412 | 346.9412 | 358.2259 | 358.2259 | 358.2259 | 358.2259
Counterfactual | NSW | N5 | South West NSW | Wind | 0 | 0 | 1.259e-05 | 614.9305 | 614.9305 | 614.9305 | 614.9305 | 614.9305 | 614.9305 | 614.9305 | 614.9305 | 614.9305 | 614.9305 | 614.9305 | 614.9305 | 614.9305 | 1012.4308 | 1120.5725 | 1120.5725 | 1180.6371 | 1180.6371 | 1180.6371 | 1180.6371 | 1294.5119 | 1409.8433 | 1409.8433 | 1409.8433 | 1409.8433
Counterfactual | NSW | N6 | Wagga Wagga | Wind | 0 | 0 | 1.02e-05 | 4.778e-05 | 4.778e-05 | 4.778e-05 | 4.778e-05 | 4.885e-05 | 4.885e-05 | 5.001e-05 | 5.383e-05 | 5.383e-05 | 5.383e-05 | 5.383e-05 | 5.869e-05 | 5.869e-05 | 9.051e-05 | 300.0011 | 378.7209 | 638.5842 | 638.5842 | 638.5842 | 638.5842 | 1000 | 1232.8128 | 1232.8128 | 1232.8128 | 1232.8128
Counterfactual | NSW | N7 | Tumut | Wind | 0 | 40.02 | 270.48 | 270.48 | 270.48 | 270.48 | 270.48 | 270.48 | 270.48 | 270.48 | 270.48 | 270.48 | 270.48 | 270.48 | 270.48 | 270.48 | 270.48 | 270.48 | 270.48 | 270.48 | 270.48 | 270.48 | 270.48 | 270.48 | 270.48 | 270.48 | 270.48 | 270.48
Counterfactual | NSW | N8 | Cooma-Monaro | Wind | 113.18 | 113.18 | 413.18 | 441.6941 | 441.6941 | 441.6941 | 441.6941 | 441.6941 | 441.6941 | 441.6941 | 441.6941 | 441.6941 | 441.6941 | 441.6941 | 441.6941 | 441.6941 | 409.2705 | 423.5926 | 438.9804 | 442.1259 | 449.5391 | 449.5391 | 449.5391 | 454.403 | 481.3426 | 481.3426 | 481.3426 | 481.3426
Counterfactual | NSW | N9 | Hunter-Central Coast | Wind | 0 | 0 | 400 | 478.8422 | 478.8422 | 478.8422 | 478.8422 | 478.8422 | 478.8422 | 478.8422 | 478.8422 | 478.8422 | 478.8422 | 478.8422 | 478.8422 | 478.8422 | 535.9469 | 535.9469 | 535.9469 | 546.4719 | 660.5316 | 660.5316 | 660.5316 | 660.5316 | 660.5316 | 660.5316 | 660.5316 | 660.5316
Counterfactual | NSW | N12 | Illawarra | Wind | 0 | 0 | 0 | 0 | 0 | 0 | 0 | 0 | 0 | 0 | 0 | 0 | 0 | 0 | 0 | 0 | 0 | 0 | 0 | 0 | 0 | 0 | 0 | 0 | 0 | 0 | 0 | 0
Counterfactual | VIC | V0 | VIC Non-REZ | Wind | 0 | 0 | 3.11e-06 | 1.149e-05 | 2.159e-05 | 2.159e-05 | 2.159e-05 | 2.159e-05 | 2.159e-05 | 2.365e-05 | 2.365e-05 | 2.365e-05 | 2.365e-05 | 2.365e-05 | 2.59e-05 | 2.725e-05 | 3.089e-05 | 3.463e-05 | 4.158e-05 | 4.158e-05 | 0.0010293 | 0.0010306 | 0.0010306 | 0.0010306 | 0.0010306 | 0.0010499 | 0.0010499 | 0.0010499
Counterfactual | VIC | V1 | Ovens Murray | Wind | 0 | 0 | 0 | 0 | 0 | 0 | 0 | 0 | 0 | 0 | 0 | 0 | 0 | 0 | 0 | 0 | 0 | 0 | 0 | 0 | 0 | 0 | 0 | 0 | 0 | 0 | 0 | 0
Counterfactual | VIC | V2 | Murray River | Wind | 0 | 0 | 0 | 0 | 0 | 0 | 0 | 0 | 0 | 0 | 0 | 0 | 0 | 0 | 0 | 0 | 0 | 0 | 0 | 0 | 0 | 0 | 0 | 0 | 0 | 0 | 0 | 0
Counterfactual | VIC | V3 | Western Victoria | Wind | 1934.5 | 1934.5 | 1934.5 | 1934.5 | 2634.5 | 2634.5 | 2634.5 | 2634.5 | 2634.5 | 2582 | 2390 | 2390 | 2390 | 2390 | 2390 | 2390 | 2390 | 2390 | 2358.9504 | 2227.7504 | 2524.1778 | 2524.1778 | 2524.1778 | 2437.9266 | 2862.8253 | 2712.4966 | 2632.5466 | 2632.5466
Counterfactual | VIC | V4 | South West Victoria | Wind | 2438.67 | 3283.23 | 3300.39 | 3300.39 | 3300.391 | 3300.391 | 3300.391 | 3300.391 | 3300.391 | 3300.391 | 3300.391 | 3300.391 | 3300.391 | 3237.391 | 2817.391 | 2817.391 | 2635.691 | 2635.691 | 3165.6697 | 2979.6697 | 3304.968 | 2768.9985 | 2768.9985 | 3129.197 | 3175.4077 | 3617.91 | 3442 | 3442
Counterfactual | VIC | V5 | Gippsland | Wind | 0 | 0 | 3.95e-06 | 2.13e-05 | 500.0001 | 1983.5405 | 1983.5405 | 1983.5405 | 1983.5405 | 1983.5405 | 1983.5405 | 1983.5405 | 1983.5405 | 1983.5405 | 1983.5405 | 1983.5405 | 1983.5405 | 1983.5405 | 1983.5405 | 1983.5405 | 1983.5405 | 1983.5405 | 1983.5405 | 1983.5405 | 1983.5405 | 1983.5405 | 1983.5405 | 1983.5405
Counterfactual | VIC | V6 | Central North VIC | Wind | 0 | 0 | 3.43e-06 | 8.82e-06 | 1.716e-05 | 3.775e-05 | 3.775e-05 | 3.775e-05 | 3.996e-05 | 4.304e-05 | 4.871e-05 | 4.871e-05 | 4.871e-05 | 4.871e-05 | 5.173e-05 | 5.173e-05 | 5.543e-05 | 5.543e-05 | 6.711e-05 | 7.482e-05 | 7.482e-05 | 7.976e-05 | 7.976e-05 | 8.428e-05 | 400.0003 | 869.3281 | 869.3281 | 869.3281
Counterfactual | SA | S1 | South East SA | Wind | 324.5 | 324.5 | 324.5 | 324.5 | 901.7016 | 901.7016 | 901.7016 | 901.7016 | 901.7016 | 901.7016 | 901.7016 | 775.2016 | 775.2016 | 775.2016 | 616.2016 | 616.2016 | 577.2016 | 642.527 | 642.527 | 642.527 | 642.527 | 800 | 800 | 800 | 800 | 800 | 800 | 800
Counterfactual | SA | S2 | Riverland | Wind | 0 | 0 | 3.8e-06 | 1.186e-05 | 1.699e-05 | 2.328e-05 | 2.328e-05 | 2.683e-05 | 3.004e-05 | 4.362e-05 | 4.742e-05 | 4.742e-05 | 4.742e-05 | 4.742e-05 | 5.333e-05 | 5.8e-05 | 6.786e-05 | 0.00015336 | 0.00015586 | 0.00015586 | 0.00015586 | 0.00017003 | 0.00017144 | 164.2142 | 462.4296 | 507.0304 | 507.0304 | 507.0304
Counterfactual | SA | S3 | Mid-North SA | Wind | 1591.41 | 1731.6 | 1731.6 | 1731.6 | 2145.224 | 2145.224 | 2145.224 | 2145.224 | 2145.224 | 2114.6195 | 2114.6195 | 2043.2195 | 1858.7395 | 1858.7395 | 1858.7395 | 1714.0319 | 2052.6838 | 2217.0992 | 2217.0992 | 2087.8819 | 2087.8819 | 1957.082 | 2042.4292 | 2154.237 | 2280.7927 | 2085.1027 | 2085.1027 | 2085.1027
Counterfactual | SA | S4 | Yorke Peninsula | Wind | 90.75 | 90.75 | 90.75 | 90.7501 | 121.1425 | 115.0836 | 115.0836 | 115.0836 | 115.0836 | 117.4136 | 117.4136 | 117.4136 | 117.4136 | 117.4136 | 117.4136 | 117.4136 | 120.4184 | 122.228 | 122.228 | 126.636 | 126.636 | 126.636 | 126.636 | 136.8492 | 136.8492 | 136.8492 | 136.8492 | 136.8492
Counterfactual | SA | S5 | Northern SA | Wind | 416.5 | 416.5 | 416.5 | 416.5 | 416.5 | 416.5 | 416.5 | 416.5 | 416.5 | 416.5 | 416.5 | 416.5 | 416.5 | 416.5 | 416.5 | 416.5 | 416.5 | 416.5 | 416.5 | 416.5 | 416.5 | 210 | 210 | 210 | 210 | 210 | 210 | 210
Counterfactual | SA | S6 | Leigh Creek | Wind | 0 | 0 | 0 | 0 | 0 | 0 | 0 | 0 | 0 | 0 | 0 | 0 | 0 | 0 | 0 | 0 | 0 | 0 | 0 | 0 | 0 | 0 | 0 | 0 | 0 | 0 | 0 | 0
Counterfactual | SA | S7 | Roxby Downs | Wind | 0 | 0 | 0 | 0 | 0 | 0 | 0 | 0 | 0 | 0 | 0 | 0 | 0 | 0 | 0 | 0 | 0 | 0 | 0 | 0 | 0 | 0 | 0 | 0 | 0 | 0 | 0 | 0
Counterfactual | SA | S8 | Eastern Eyre Peninsula | Wind | 134.28 | 134.28 | 134.28 | 134.28 | 134.2801 | 368.5365 | 306.5365 | 306.5365 | 306.5365 | 306.5365 | 306.5365 | 234.2565 | 234.2565 | 234.2565 | 234.2565 | 234.2565 | 256.7858 | 256.7858 | 256.7858 | 365.2663 | 365.2663 | 365.2663 | 365.2663 | 370.8301 | 370.8301 | 370.8301 | 370.8301 | 370.8301
Counterfactual | SA | S9 | Western Eyre Peninsula | Wind | 0 | 0 | 0 | 0 | 0 | 0 | 0 | 0 | 0 | 0 | 0 | 0 | 0 | 0 | 0 | 0 | 0 | 0 | 0 | 0 | 0 | 0 | 0 | 0 | 0 | 0 | 0 | 0
Counterfactual | TAS | T1 | North East Tasmania | Wind | 168 | 168 | 168 | 222.9081 | 467.2661 | 568 | 611.0133 | 611.0133 | 663.5218 | 671.7956 | 684.2396 | 684.2396 | 684.2396 | 684.2396 | 684.2396 | 684.2396 | 684.2396 | 684.2396 | 684.2396 | 684.2396 | 684.2396 | 684.2396 | 684.2396 | 684.2396 | 684.2396 | 684.2396 | 516.2396 | 516.2396
Counterfactual | TAS | T2 | North West Tasmania | Wind | 251.35 | 251.35 | 251.35 | 251.3501 | 258.5589 | 263.1217 | 290.0895 | 310.6396 | 375.5077 | 375.5077 | 385.5818 | 385.5818 | 385.5818 | 385.5818 | 385.5818 | 385.5818 | 385.5818 | 385.5818 | 385.5818 | 385.5818 | 385.5818 | 385.5818 | 385.5818 | 385.5818 | 385.5818 | 385.5818 | 245.8318 | 245.8318
Counterfactual | TAS | T3 | Tasmania Midlands | Wind | 144 | 144 | 602.2959 | 734.3735 | 747.81 | 756.9418 | 797.3497 | 830.3471 | 944.036 | 944.036 | 973.4117 | 973.4117 | 973.4117 | 973.4117 | 973.4117 | 973.4117 | 973.4117 | 973.4117 | 973.4117 | 973.4117 | 829.4117 | 829.4117 | 829.4117 | 829.4117 | 829.4117 | 829.4117 | 829.4117 | 829.4117
Counterfactual | NSW | N10 | Hunter Coast | Offshore Wind | 0 | 0 | 0 | 0 | 0 | 0 | 0 | 0 | 0 | 0 | 0 | 0 | 0 | 0 | 0 | 0 | 0 | 0 | 0 | 0 | 0 | 0 | 0 | 0 | 0 | 0 | 0 | 0
Counterfactual | NSW | N11 | Illawarra Coast | Offshore Wind | 0 | 0 | 0 | 0 | 0 | 0 | 0 | 0 | 0 | 2.16e-06 | 2.16e-06 | 2.16e-06 | 2.16e-06 | 2.16e-06 | 2.16e-06 | 3.82e-06 | 9.09e-06 | 9.09e-06 | 1.114e-05 | 1.519e-05 | 148 | 148 | 148 | 148 | 148 | 148 | 148 | 148
Counterfactual | VIC | V7 | Gippsland Coast | Offshore Wind | 0 | 0 | 0 | 0 | 0 | 0 | 1000 | 2000 | 2666.6667 | 2666.6667 | 3220 | 4220 | 5220 | 6220 | 7220 | 8219.9999 | 8219.9999 | 8219.9999 | 8219.9999 | 8219.9999 | 8219.9999 | 8219.9999 | 8219.9999 | 8219.9999 | 8219.9999 | 8219.9999 | 8219.9999 | 8219.9999
Counterfactual | VIC | V8 | Portland Coast | Offshore Wind | 0 | 0 | 0 | 0 | 0 | 0 | 0 | 0 | 0 | 666.6667 | 780 | 780 | 780 | 780 | 780 | 780 | 780 | 780 | 780 | 780 | 780 | 780 | 780 | 780 | 780 | 780 | 780 | 780
Counterfactual | SA | S10 | South East SA Coast | Offshore Wind | 0 | 0 | 0 | 0 | 0 | 0 | 0 | 0 | 0 | 0 | 0 | 0 | 0 | 0 | 0 | 0 | 0 | 0 | 0 | 0 | 0 | 0 | 0 | 0 | 0 | 0 | 0 | 0
Counterfactual | TAS | T4 | North West Tasmania Coast | Offshore Wind | 0 | 0 | 0 | 0 | 0 | 0 | 0 | 0 | 0 | 0 | 0 | 0 | 0 | 0 | 0 | 0 | 0 | 0 | 0 | 0 | 0 | 0 | 0 | 0 | 0 | 0 | 0 | 0
Counterfactual | TAS | T5 | North East Tasmania Coast | Offshore Wind | 0 | 0 | 0 | 0 | 0 | 0 | 0 | 0 | 0 | 16.7194 | 154.9757 | 237.5663 | 289.3685 | 387.3491 | 485.0585 | 566.6975 | 566.6975 | 566.6975 | 566.6975 | 566.6975 | 566.6975 | 566.6975 | 566.6975 | 566.6975 | 566.6975 | 566.6975 | 566.6975 | 566.6975

## REZ Generation
Annual as-generated generation by REZ (GWh)
CDP | Region | REZ | REZ Name | Technology | 2024-25 | 2025-26 | 2026-27 | 2027-28 | 2028-29 | 2029-30 | 2030-31 | 2031-32 | 2032-33 | 2033-34 | 2034-35 | 2035-36 | 2036-37 | 2037-38 | 2038-39 | 2039-40 | 2040-41 | 2041-42 | 2042-43 | 2043-44 | 2044-45 | 2045-46 | 2046-47 | 2047-48 | 2048-49 | 2049-50 | 2050-51 | 2051-52
CDP1 | QLD | Q1 | Far North QLD | Solar | 0 | 0 | 0 | 0 | 0 | 0 | 0 | 0 | 0 | 0 | 0 | 0 | 0 | 0 | 0 | 0 | 0 | 0 | 0 | 0 | 0 | 0 | 0 | 0 | 0 | 0 | 0 | 0
CDP1 | QLD | Q2 | North Qld Clean Energy Hub | Solar | 183.9555 | 194.9328 | 187.4391 | 179.8059 | 169.683 | 151.8464 | 148.9152 | 164.5602 | 184.3944 | 166.0356 | 169.4353 | 169.4535 | 165.2633 | 80.627 | 84.4124 | 86.2402 | 306.7961 | 1164.9837 | 1121.2235 | 1169.8115 | 1013.1988 | 1098.033 | 1056.5656 | 1026.7516 | 1042.3194 | 1499.1402 | 1484.6237 | 1467.6623
CDP1 | QLD | Q3 | Northern Qld | Solar | 1112.2912 | 1197.8301 | 1102.7548 | 1086.945 | 1025.9322 | 931.3165 | 873.4635 | 1019.0027 | 1115.3281 | 1033.329 | 1105.7439 | 1125.2329 | 1062.3027 | 1055.3422 | 1056.1332 | 1111.0014 | 1053.8665 | 1070.1762 | 749.8318 | 486.5782 | 399.7747 | 451.9429 | 461.1861 | 197.3941 | 211.238 | 208.5241 | 0 | 0
CDP1 | QLD | Q4 | Isaac | Solar | 1599.823 | 1680.4918 | 1568.6693 | 1611.8132 | 1544.6812 | 1620.8653 | 1243.709 | 1439.7881 | 1543.5639 | 1499.8879 | 1575.4548 | 1564.7749 | 1489.8861 | 1531.2314 | 1515.7094 | 1583.9679 | 1517.3529 | 1982.6911 | 1872.6457 | 1998.611 | 1549.4088 | 1766.6782 | 1785.1272 | 1766.0141 | 1083.7657 | 2716.9633 | 2551.2647 | 2636.0984
CDP1 | QLD | Q5 | Barcaldine | Solar | 40.8644 | 41.0375 | 38.5523 | 240.0629 | 228.4985 | 244.1573 | 180.8735 | 196.6146 | 227.8395 | 213.1035 | 220.0928 | 212.8531 | 201.2868 | 204.2043 | 211.2972 | 211.2739 | 215.5477 | 205.0755 | 187.4304 | 171.6585 | 157.7402 | 163.4427 | 161.116 | 155.5901 | 156.7663 | 146.786 | 142.7994 | 146.239
CDP1 | QLD | Q6 | Fitzroy | Solar | 211.499 | 221.5411 | 201.5473 | 205.4401 | 196.6286 | 206.4934 | 146.2783 | 189.5055 | 196.9256 | 193.9253 | 175.6989 | 184.9955 | 178.2212 | 202.6577 | 175.5833 | 187.2791 | 191.9597 | 193.5123 | 183.1007 | 196.886 | 156.9938 | 164.3391 | 193.5964 | 369.6695 | 3584.8804 | 4934.8209 | 6350.6164 | 8044.0317
CDP1 | QLD | Q7 | Wide Bay | Solar | 730.9285 | 902.4308 | 1109.4944 | 1092.9066 | 1054.9877 | 1138.8269 | 861.3177 | 998.989 | 1081.269 | 3806.2333 | 5351.7813 | 5519.0866 | 5407.1675 | 5457.9638 | 5444.6594 | 5639.8786 | 5383.211 | 5065.7464 | 4891.618 | 5670.1849 | 4709.9439 | 5306.032 | 5474.7356 | 5709.4061 | 5519.9505 | 5355.2953 | 5290.8762 | 5382.2957
CDP1 | QLD | Q8 | Darling Downs | Solar | 3857.7812 | 3898.5242 | 3667.1848 | 3535.5258 | 3499.3315 | 3681.2538 | 2959.191 | 3304.875 | 4017.1837 | 6609.9874 | 6400.8752 | 8568.4076 | 8313.2063 | 8514.5432 | 8574.5434 | 8654.2152 | 8252.9972 | 7741.9051 | 10769.5989 | 11166.1929 | 9120.1583 | 11909.5656 | 11183.7819 | 12889.4029 | 12420.2475 | 16842.8644 | 16796.6042 | 17064.2978
CDP1 | QLD | Q9 | Banana | Solar | 0 | 0 | 0 | 0 | 0 | 0 | 0 | 0 | 0 | 0 | 0 | 0 | 0 | 0 | 0 | 0 | 0 | 0 | 0 | 0 | 0 | 0 | 0 | 0 | 0 | 0 | 0 | 0
CDP1 | NSW | N0 | NSW Non-REZ | Solar | 0 | 0 | 0 | 0 | 0 | 0 | 0 | 0 | 0 | 0 | 0 | 0 | 0 | 0 | 0 | 0 | 0 | 0 | 0 | 0 | 0 | 0 | 0 | 0 | 0 | 0 | 0 | 0
CDP1 | NSW | N1 | North West NSW | Solar | 463.5138 | 455.8586 | 491.6664 | 483.1247 | 475.4375 | 477.3218 | 404.1373 | 425.7163 | 463.8258 | 459.7556 | 441.3792 | 451.7724 | 417.1511 | 440.0961 | 448.9896 | 429.5277 | 425.9251 | 402.1825 | 393.4543 | 397.3271 | 373.1088 | 382.5041 | 353.3297 | 370.9509 | 365.865 | 374.4061 | 382.6767 | 392.7755
CDP1 | NSW | N2 | New England | Solar | 1249.1391 | 1709.6248 | 1830.8255 | 1757.0182 | 1902.4589 | 2540.598 | 2194.6884 | 2332.9156 | 2645.3529 | 2753.8108 | 3569.2651 | 3814.0163 | 3512.9878 | 3803.2276 | 3775.8808 | 3605.0982 | 3486.4553 | 6617.9469 | 7072.9627 | 8571.1258 | 7393.04 | 7902.3296 | 8503.8132 | 8764.5852 | 8415.7975 | 8863.4196 | 8352.1233 | 9061.5851
CDP1 | NSW | N3 | Central-West Orana | Solar | 2713.782 | 2887.3555 | 3272.5393 | 3172.497 | 6428.9934 | 7176.5933 | 6469.4069 | 6770.6626 | 7725.4957 | 7700.5677 | 7987.7004 | 8189.6466 | 7862.1783 | 8397.9395 | 8348.5746 | 8097.3382 | 7885.6154 | 7101.3795 | 7338.0949 | 8956.4594 | 7834.6885 | 8074.3488 | 8979.8816 | 12103.1467 | 12579.6848 | 15752.5874 | 15203.9264 | 16214.5536
CDP1 | NSW | N4 | Broken Hill | Solar | 122.3407 | 132.8659 | 650.0188 | 657.2283 | 636.0375 | 633.2321 | 529.4111 | 566.7561 | 595.2288 | 573.9267 | 569.1195 | 550.1993 | 529.2028 | 541.0298 | 577.4875 | 601.8824 | 563.4987 | 541.7923 | 508.9577 | 509.9812 | 597.6371 | 618.8873 | 610.5099 | 573.8348 | 587.804 | 567.7977 | 584.4843 | 608.3041
CDP1 | NSW | N5 | South West NSW | Solar | 2335.0609 | 2505.3798 | 2466.0869 | 4060.1447 | 4003.9992 | 4164.4279 | 3757.3167 | 4023.5476 | 4232.75 | 4019.5477 | 4181.4812 | 4158.6315 | 3926.9496 | 4173.7965 | 3937.2295 | 3878.9231 | 3866.5346 | 3557.7776 | 3496.7055 | 4750.2031 | 6407.6517 | 6659.6401 | 6670.8008 | 6171.6658 | 6953.4068 | 6300.5066 | 5563.2442 | 5939.3765
CDP1 | NSW | N6 | Wagga Wagga | Solar | 1124.9213 | 1699.6677 | 1873.9374 | 1754.6974 | 1751.054 | 1859.0864 | 1641.1529 | 1748.9705 | 1896.3163 | 1795.7658 | 1844.1069 | 1829.63 | 1686.3451 | 1913.4321 | 1892.454 | 1897.3893 | 1817.8916 | 1683.1629 | 1715.9266 | 1784.9897 | 1616.0838 | 1739.4406 | 1842.3591 | 1708.5305 | 1815.403 | 1817.8663 | 578.0889 | 611.6107
CDP1 | NSW | N7 | Tumut | Solar | 0 | 0 | 0 | 0 | 0 | 0 | 0 | 0 | 0 | 0 | 0 | 0 | 0 | 0 | 0 | 0 | 0 | 0 | 0 | 0 | 0 | 0 | 0 | 0 | 0 | 0 | 0 | 0
CDP1 | NSW | N8 | Cooma-Monaro | Solar | 0 | 0 | 0 | 0 | 0 | 0 | 0 | 0 | 0 | 0 | 0 | 0 | 0 | 0 | 0 | 0 | 0 | 0 | 0 | 0 | 0 | 0 | 0 | 0 | 0 | 0 | 0 | 0
CDP1 | NSW | N9 | Hunter-Central Coast | Solar | 0 | 0 | 1077.4253 | 1024.1372 | 1082.0191 | 1069.4277 | 917.7396 | 949.4128 | 1085.8195 | 1122.8071 | 1043.0851 | 1088.64 | 1021.417 | 1102.2331 | 1088.6234 | 1021.5848 | 1000.9099 | 921.7654 | 998.7454 | 969.3766 | 877.7978 | 901.093 | 989.6127 | 966.5785 | 933.0199 | 935.5347 | 959.5459 | 1007.8743
CDP1 | NSW | N12 | Illawarra | Solar | 0 | 0 | 0 | 0 | 0 | 0 | 0 | 0 | 0 | 0 | 0 | 0 | 0 | 0 | 0 | 0 | 0 | 0 | 0 | 0 | 0 | 0 | 0 | 0 | 0 | 0 | 0 | 0
CDP1 | VIC | V0 | VIC Non-REZ | Solar | 0 | 0 | 0 | 0 | 0 | 0 | 0 | 0 | 0 | 0 | 0 | 0 | 0 | 0 | 0 | 0 | 0 | 0 | 0 | 0 | 0 | 0 | 0 | 0 | 0 | 0 | 0 | 0
CDP1 | VIC | V1 | Ovens Murray | Solar | 0 | 0 | 4.9618e-07 | 3.5835e-06 | 5.2829e-06 | 2.416e-05 | 1.9593e-05 | 2.1626e-05 | 5.2485e-05 | 4.1458e-05 | 5.2304e-05 | 4.4695e-05 | 3.9692e-05 | 3.9852e-05 | 4.4153e-05 | 4.1622e-05 | 4.2811e-05 | 4.083e-05 | 4.163e-05 | 0.00011087 | 9.8062e-05 | 0.00011323 | 0.00011296 | 9.7508e-05 | 0.00019053 | 0.00019841 | 0.00018539 | 0.00018644
CDP1 | VIC | V2 | Murray River | Solar | 1450.2605 | 1709.3132 | 1764.2519 | 1999.5299 | 1941.4387 | 1989.9406 | 1723.5094 | 1742.3138 | 1777.0202 | 1797.1627 | 2121.1658 | 1999.7893 | 1892.1737 | 1923.9511 | 1990.9649 | 1868.0696 | 1885.7209 | 1854.061 | 1830.6498 | 3596.7053 | 4835.6451 | 5127.6245 | 5198.0206 | 4872.5874 | 5085.4299 | 4263.8119 | 3909.6344 | 4137.4348
CDP1 | VIC | V3 | Western Victoria | Solar | 0 | 40.179 | 237.6298 | 246.0382 | 243.8443 | 244.8996 | 208.369 | 215.3689 | 215.5467 | 219.181 | 257.9639 | 263.6996 | 245.8937 | 251.5206 | 250.0364 | 229.2929 | 245.6481 | 229.9061 | 165.2448 | 191.8852 | 193.8046 | 220.3109 | 229.2848 | 221.6039 | 240.0485 | 233.117 | 182.0257 | 173.3195
CDP1 | VIC | V4 | South West Victoria | Solar | 0 | 0 | 0 | 0 | 0 | 0 | 0 | 0 | 0 | 0 | 0 | 0 | 0 | 0 | 0 | 0 | 0 | 0 | 0 | 0 | 0 | 0 | 0 | 0 | 0 | 0 | 0 | 0
CDP1 | VIC | V5 | Gippsland | Solar | 0 | 121.0835 | 269.2963 | 271.2606 | 286.2992 | 270.9357 | 241.5135 | 237.0418 | 258.929 | 248.4918 | 287.4621 | 266.6236 | 263.4467 | 263.3761 | 262.5443 | 240.5801 | 243.6062 | 230.5855 | 250.3243 | 238.5421 | 223.8943 | 240.6707 | 251.4724 | 229.7944 | 235.3331 | 247.298 | 248.4063 | 254.5141
CDP1 | VIC | V6 | Central North VIC | Solar | 1123.4424 | 1203.9468 | 1130.6989 | 1076.346 | 1091.0152 | 1133.9337 | 990.0047 | 1006.5306 | 1044.2175 | 1005.9111 | 1202.7355 | 1152.8052 | 1075.2505 | 1142.1448 | 1104.4708 | 1023.8844 | 1062.5685 | 1003.1479 | 1041.5339 | 1100.8459 | 851.6821 | 874.9484 | 877.8824 | 796.2374 | 871.011 | 894.9034 | 855.7804 | 520.9306
CDP1 | SA | S1 | South East SA | Solar | 409.4061 | 419.7133 | 411.3277 | 397.7134 | 376.3069 | 351.7094 | 348.2447 | 368.9212 | 381.3532 | 379.4881 | 394.078 | 391.1231 | 375.117 | 369.7488 | 401.8864 | 388.4592 | 378.7359 | 319.9777 | 300.1542 | 298.5654 | 266.2745 | 286.3727 | 267.0334 | 252.8914 | 267.7922 | 138.3012 | 134.7484 | 133.7607
CDP1 | SA | S2 | Riverland | Solar | 108.7239 | 111.2241 | 98.8081 | 96.3629 | 92.3216 | 87.1625 | 84.3819 | 80.4251 | 85.4727 | 80.3662 | 85.6795 | 84.5344 | 80.9969 | 79.9477 | 85.8706 | 85.875 | 82.3609 | 65.7425 | 60.7095 | 1198.1985 | 1964.6544 | 2040.5119 | 1934.4964 | 1893.0676 | 1976.7901 | 2038.6847 | 1952.9288 | 2020.1053
CDP1 | SA | S3 | Mid-North SA | Solar | 0 | 0 | 0 | 0 | 0 | 0 | 0 | 0 | 0 | 0 | 0 | 0 | 0 | 0 | 0 | 0 | 0 | 0 | 0 | 0 | 0 | 0 | 0 | 0 | 0 | 0 | 0 | 0
CDP1 | SA | S4 | Yorke Peninsula | Solar | 0 | 0 | 0 | 0 | 0 | 0 | 0 | 0 | 0 | 0 | 0 | 0 | 0 | 0 | 0 | 0 | 0 | 0 | 0 | 0 | 0 | 0 | 0 | 0 | 0 | 0 | 0 | 0
CDP1 | SA | S5 | Northern SA | Solar | 653.5256 | 703.5068 | 1317.4479 | 1188.3539 | 1168.8062 | 1091.4534 | 1155.4661 | 1197.9803 | 1228.4452 | 1236.414 | 1253.4193 | 1281.477 | 1226.2277 | 1244.3509 | 1290.8276 | 1320.0917 | 1269.2713 | 1229.378 | 1230.1386 | 1192.483 | 2333.6318 | 2431.6606 | 2313.9397 | 2096.3936 | 2188.1283 | 2257.2064 | 2193.1117 | 2250.1132
CDP1 | SA | S6 | Leigh Creek | Solar | 0 | 0 | 0 | 0 | 0 | 0 | 0 | 0 | 0 | 0 | 0 | 0 | 0 | 0 | 0 | 0 | 0 | 0 | 0 | 0 | 0 | 0 | 0 | 0 | 0 | 0 | 0 | 0
CDP1 | SA | S7 | Roxby Downs | Solar | 0 | 0 | 1.3263e-06 | 3.7644e-05 | 210.201 | 191.0356 | 193.1206 | 201.6947 | 210.6244 | 210.7503 | 553.746 | 558.1198 | 540.8877 | 546.5855 | 572.1012 | 590.0047 | 1066.1897 | 1015.1456 | 1156.3126 | 1086.3706 | 1072.4147 | 1112.2799 | 1049.8954 | 1038.3188 | 1035.9197 | 1061.4154 | 1074.6912 | 1087.0092
CDP1 | SA | S8 | Eastern Eyre Peninsula | Solar | 0 | 0 | 0 | 0 | 0 | 0 | 0 | 0 | 0 | 0 | 0 | 0 | 0 | 0 | 0 | 0 | 0 | 0 | 0 | 0 | 0 | 0 | 0 | 0 | 0 | 0 | 0 | 0
CDP1 | SA | S9 | Western Eyre Peninsula | Solar | 0 | 0 | 0 | 0 | 0 | 0 | 0 | 0 | 0 | 0 | 0 | 0 | 0 | 0 | 0 | 0 | 0 | 0 | 0 | 0 | 0 | 0 | 0 | 0 | 0 | 0 | 0 | 0
CDP1 | TAS | T1 | North East Tasmania | Solar | 0 | 0 | 0 | 0 | 0 | 0 | 0 | 0 | 0 | 0 | 0 | 0 | 0 | 0 | 0 | 0 | 0 | 0 | 0 | 0 | 0 | 0 | 0 | 0 | 0 | 0 | 0 | 0
CDP1 | TAS | T2 | North West Tasmania | Solar | 0 | 0 | 0 | 0 | 0 | 0 | 0 | 0 | 0 | 0 | 0 | 0 | 0 | 0 | 0 | 0 | 0 | 0 | 0 | 0 | 0 | 0 | 0 | 0 | 0 | 0 | 0 | 0
CDP1 | TAS | T3 | Tasmania Midlands | Solar | 0 | 0 | 0 | 0 | 0 | 0 | 0 | 0 | 0 | 0 | 0 | 0 | 0 | 0 | 0 | 0 | 0 | 0 | 0 | 0 | 0 | 0 | 0 | 0 | 0 | 0 | 0 | 0
CDP1 | QLD | Q1 | Far North QLD | Wind | 923.6974 | 906.5448 | 934.3152 | 2936.5904 | 3176.7053 | 3578.8371 | 3173.1204 | 3553.0936 | 3714.9416 | 3738.6103 | 3613.7017 | 3269.1934 | 3477.3133 | 3628.1099 | 3570.624 | 3433.3 | 3330.6439 | 3204.0959 | 3075.4646 | 3663.5717 | 3578.9244 | 3812.2935 | 3847.2687 | 3924.6428 | 3699.6341 | 3397.4143 | 3605.2921 | 3800.5049
CDP1 | QLD | Q2 | North Qld Clean Energy Hub | Wind | 141.6088 | 129.5906 | 128.6858 | 2285.07 | 2984.9639 | 5408.0125 | 5219.3281 | 5452.7892 | 5719.6679 | 9844.2337 | 9279.973 | 8544.5861 | 9116.4863 | 9642.4172 | 9862.5461 | 9227.1658 | 9079.9408 | 8442.3601 | 8699.4568 | 9514.9765 | 12925.6256 | 13128.6696 | 13515.4944 | 13859.7395 | 13232.1247 | 12008.4069 | 12677.4345 | 14000.6145
CDP1 | QLD | Q3 | Northern Qld | Wind | 0 | 0 | 0 | 0 | 0 | 0 | 0 | 0 | 0 | 0 | 0 | 0 | 0 | 0 | 0 | 0 | 0 | 0 | 0 | 0 | 0 | 0 | 0 | 0 | 0 | 0 | 0 | 0
CDP1 | QLD | Q4 | Isaac | Wind | 884.2099 | 1173.4226 | 1292.5773 | 1261.2402 | 1481.7989 | 1563.0177 | 1367.5589 | 1424.6648 | 1538.479 | 1583.5414 | 1527.4986 | 1815.2464 | 1926.7475 | 1895.3682 | 2204.6749 | 1862.518 | 2133.9065 | 2173.0458 | 2073.5701 | 2136.6773 | 2016.9843 | 1989.708 | 2100.5793 | 2216.2912 | 2072.5859 | 1767.4953 | 1815.8907 | 1831.5675
CDP1 | QLD | Q5 | Barcaldine | Wind | 0 | 0 | 5.591e-08 | 9.5138e-06 | 4.3334e-05 | 0.00010294 | 8.3691e-05 | 9.1386e-05 | 0.00010607 | 0.00011192 | 0.00028183 | 0.0002623 | 0.00024764 | 0.00023381 | 0.00028132 | 0.00024081 | 0.00024945 | 0.00024156 | 0.00023127 | 260.8106 | 264.4744 | 253.7175 | 278.4133 | 265.1974 | 269.8422 | 250.5156 | 242.3657 | 244.9527
CDP1 | QLD | Q6 | Fitzroy | Wind | 0 | 0 | 4.1864e-07 | 1604.6033 | 2726.1544 | 2969.7764 | 2818.9515 | 2915.8134 | 2920.8615 | 2892.7568 | 2937.0479 | 2752.6469 | 2867.6605 | 2740.8703 | 3179.2197 | 2698.4699 | 2924.4451 | 2772.4615 | 2708.8746 | 2884.7013 | 2897.2212 | 2888.181 | 2817.611 | 2909.2215 | 3099.3331 | 3673.8555 | 3801.0405 | 3676.2231
CDP1 | QLD | Q7 | Wide Bay | Wind | 0 | 0 | 2.3523e-07 | 1.8992e-05 | 2.8892e-05 | 2.9717e-05 | 2.1256e-05 | 2.9341e-05 | 3.3837e-05 | 6.021e-05 | 0.00016381 | 0.00039105 | 685.2901 | 709.0519 | 724.0583 | 645.7732 | 688.0333 | 718.8903 | 692.3167 | 698.1119 | 708.0001 | 929.2141 | 928.756 | 854.0916 | 2448.281 | 2358.3243 | 2471.3467 | 2584.5063
CDP1 | QLD | Q8 | Darling Downs | Wind | 4637.2881 | 6193.0228 | 6567.808 | 11517.3841 | 13908.7622 | 14045.1629 | 13496.6766 | 13263.5818 | 13821.5243 | 12788.3006 | 15797.5171 | 14848.608 | 14634.2033 | 15372.5113 | 16181.5365 | 14749.5346 | 15631.703 | 16070.5542 | 15419.3294 | 15433.4844 | 14157.9727 | 13535.9389 | 13743.0214 | 13125.2326 | 21287.0625 | 20031.0836 | 19506.3224 | 20953.8844
CDP1 | QLD | Q9 | Banana | Wind | 0 | 0 | 0 | 0 | 0 | 0 | 0 | 0 | 0 | 0 | 0 | 0 | 0 | 0 | 0 | 0 | 0 | 0 | 0 | 0 | 0 | 0 | 0 | 0 | 0 | 0 | 0 | 0
CDP1 | NSW | N0 | NSW Non-REZ | Wind | 0 | 0 | 0 | 0 | 0 | 0 | 0 | 0 | 0 | 0 | 0 | 0 | 0 | 0 | 0 | 0 | 0 | 0 | 0 | 0 | 0 | 0 | 0 | 0 | 0 | 0 | 0 | 0
CDP1 | NSW | N1 | North West NSW | Wind | 0 | 0 | 0 | 0 | 0 | 0 | 0 | 0 | 0 | 0 | 0 | 0 | 0 | 0 | 0 | 0 | 0 | 0 | 0 | 0 | 0 | 0 | 0 | 0 | 0 | 0 | 0 | 0
CDP1 | NSW | N2 | New England | Wind | 1308.77 | 1100.5518 | 1921.4835 | 2158.3647 | 2191.3133 | 10738.3481 | 11370.6982 | 10459.5235 | 10996.048 | 10208.9088 | 12290.944 | 12173.4144 | 12074.7711 | 12404.2251 | 12428.6313 | 11953.4823 | 14536.3209 | 20140.0527 | 22475.6957 | 21786.518 | 23632.7193 | 21454.9018 | 22128.7696 | 21202.4183 | 22216.3046 | 22000.6993 | 21487.0427 | 22802.6544
CDP1 | NSW | N3 | Central-West Orana | Wind | 659.0701 | 1205.1252 | 2052.1308 | 3443.1229 | 13174.2485 | 12758.9008 | 13182.611 | 12306.3705 | 12508.9581 | 11786.2566 | 12494.1738 | 12057.1457 | 12035.4141 | 12840.101 | 12794.782 | 13017.373 | 12915.3987 | 13251.6398 | 13018.4751 | 12253.0278 | 12912.2297 | 11973.4204 | 12093.8839 | 11530.0957 | 12010.7868 | 12312.6417 | 12107.7016 | 13043.2295
CDP1 | NSW | N4 | Broken Hill | Wind | 787.9812 | 609.7647 | 690.4756 | 970.3684 | 943.0107 | 962.7886 | 809.7019 | 857.6183 | 829.6908 | 843.9056 | 828.2266 | 819.6013 | 783.4373 | 862.4736 | 891.5321 | 775.4929 | 887.4537 | 817.0614 | 802.1154 | 220.3216 | 208.3267 | 221.2255 | 221.7971 | 225.6845 | 211.9682 | 211.3796 | 198.7138 | 217.6532
CDP1 | NSW | N5 | South West NSW | Wind | 0 | 0 | 7.2677e-06 | 1176.1587 | 1130.7154 | 1094.379 | 1005.1785 | 1112.5335 | 1114.0016 | 1179.0034 | 1051.8342 | 1056.3898 | 1090.1846 | 1139.4142 | 1154.3554 | 1147.2439 | 1150.7359 | 1112.5172 | 1063.9343 | 1016.9978 | 981.8518 | 1081.0062 | 1069.1409 | 1132.4875 | 1007.6534 | 1034.5052 | 1057.6579 | 1130.0792
CDP1 | NSW | N6 | Wagga Wagga | Wind | 0 | 0 | 0 | 0 | 0 | 0 | 0 | 0 | 0 | 0 | 0 | 0 | 0 | 0 | 0 | 0 | 0 | 0 | 0 | 0 | 0 | 0 | 0 | 0 | 0 | 0 | 0 | 0
CDP1 | NSW | N7 | Tumut | Wind | 0 | 201.1955 | 766.4664 | 909.2575 | 925.1104 | 820.3946 | 883.3623 | 785.7796 | 795.3012 | 819.6544 | 812.12 | 823.383 | 790.6044 | 823.8911 | 831.4551 | 873.9375 | 849.5565 | 898.2445 | 895.5109 | 804.3795 | 873.4326 | 765.572 | 786.4179 | 796.5531 | 800.6288 | 842.1384 | 799.7125 | 858.3691
CDP1 | NSW | N8 | Cooma-Monaro | Wind | 367.5418 | 378.5431 | 1340.6229 | 1422.1136 | 1446.2265 | 1346.0042 | 1305.1607 | 1290.9291 | 1368.0436 | 1403.2187 | 1257.0564 | 1347.4465 | 1289.1347 | 1384.3237 | 1367.9941 | 1299.3477 | 1106.0088 | 1025.8859 | 1051.0329 | 972.8299 | 1017.1226 | 991.9747 | 1181.0763 | 1231.5274 | 1138.6535 | 1224.6833 | 1176.5858 | 1281.4188
CDP1 | NSW | N9 | Hunter-Central Coast | Wind | 0 | 0 | 1192.2789 | 1581.2732 | 1509.1268 | 1506.4425 | 1618.0654 | 1433.5594 | 1531.8062 | 1420.3299 | 1440.2581 | 1519.6361 | 1454.9449 | 1552.856 | 1394.2174 | 1488.7438 | 1576.5766 | 1490.9334 | 1416.9459 | 1374.6266 | 1572.1066 | 1373.1357 | 1458.6332 | 1366.3518 | 1883.2614 | 2546.6845 | 2429.1093 | 2660.0927
CDP1 | NSW | N12 | Illawarra | Wind | 0 | 0 | 0 | 0 | 0 | 0 | 0 | 0 | 0 | 0 | 0 | 0 | 0 | 0 | 0 | 0 | 0 | 0 | 0 | 0 | 0 | 0 | 0 | 0 | 0 | 0 | 0 | 0
CDP1 | VIC | V0 | VIC Non-REZ | Wind | 0 | 0 | 0 | 2.0381e-05 | 3.8614e-05 | 3.4691e-05 | 3.1044e-05 | 3.449e-05 | 3.716e-05 | 3.7272e-05 | 4.1199e-05 | 4.0573e-05 | 3.9417e-05 | 3.7069e-05 | 3.5066e-05 | 3.7161e-05 | 3.7809e-05 | 3.8527e-05 | 3.649e-05 | 4.0057e-05 | 4.4762e-05 | 5.3838e-05 | 4.9899e-05 | 6.0374e-05 | 5.0607e-05 | 0.00013133 | 0.00013634 | 0.00013177
CDP1 | VIC | V1 | Ovens Murray | Wind | 0 | 0 | 0 | 0 | 0 | 0 | 0 | 0 | 0 | 0 | 0 | 0 | 0 | 0 | 0 | 0 | 0 | 0 | 0 | 0 | 0 | 0 | 0 | 0 | 0 | 0 | 0 | 0
CDP1 | VIC | V2 | Murray River | Wind | 0 | 0 | 0 | 0 | 0 | 0 | 0 | 0 | 0 | 0 | 0 | 0 | 0 | 0 | 0 | 0 | 0 | 0 | 0 | 0 | 0 | 0 | 0 | 0 | 0 | 0 | 0 | 0
CDP1 | VIC | V3 | Western Victoria | Wind | 5703.4813 | 5949.21 | 5599.5314 | 5969.8433 | 7910.9372 | 7827.2915 | 7532.0505 | 8147.2382 | 7809.5512 | 7914.1372 | 7099.3581 | 6879.4104 | 6713.5388 | 7023.6488 | 6988.2858 | 6956.1583 | 7015.3129 | 7090.0273 | 6647.737 | 6095.7508 | 5187.8047 | 5739.4474 | 5461.9185 | 5416.0011 | 4774.6732 | 5089.7385 | 4751.5583 | 5096.3942
CDP1 | VIC | V4 | South West Victoria | Wind | 7457.4454 | 10586.1272 | 10162.0428 | 10647.5236 | 9734.3289 | 9853.4869 | 9571.8133 | 10358.4091 | 9875.5291 | 10724.1769 | 9911.5979 | 9715.5361 | 9606.0725 | 9883.9175 | 8882.8927 | 8869.7284 | 8363.4511 | 8348.3486 | 7930.9405 | 7133.5891 | 7138.9062 | 4905.6295 | 4635.3852 | 4708.861 | 6207.109 | 7883.037 | 8141.0469 | 8626.6996
CDP1 | VIC | V5 | Gippsland | Wind | 0 | 0 | 1.173e-08 | 4.5309e-05 | 2005.2206 | 3275.0985 | 3273.122 | 3341.182 | 3235.5406 | 3226.305 | 3265.9356 | 3040.0093 | 3016.559 | 2973.2894 | 2952.1085 | 3019.0879 | 3195.3858 | 3031.833 | 2905.3668 | 2902.2335 | 2939.7609 | 3061.4291 | 2976.7591 | 3262.6623 | 2977.1063 | 2906.1094 | 2935.9042 | 3014.1442
CDP1 | VIC | V6 | Central North VIC | Wind | 0 | 0 | 0 | 8.1773e-06 | 2.8642e-05 | 3.4926e-05 | 2.7658e-05 | 3.2609e-05 | 3.4344e-05 | 3.0614e-05 | 4.5691e-05 | 4.2504e-05 | 3.536e-05 | 3.6932e-05 | 3.8068e-05 | 3.7151e-05 | 3.9473e-05 | 3.6387e-05 | 3.7271e-05 | 4.2961e-05 | 3.7082e-05 | 4.1258e-05 | 3.9904e-05 | 4.3042e-05 | 6.5464e-05 | 8.7084e-05 | 7.6691e-05 | 7.9168e-05
CDP1 | SA | S1 | South East SA | Wind | 749.0536 | 817.4467 | 718.5534 | 795.547 | 2424.9686 | 2354.6371 | 2011.5563 | 2156.9938 | 2099.7838 | 2585.3547 | 2327.7575 | 2161.7327 | 2030.9795 | 2185.3593 | 1841.6319 | 1824.3178 | 1677.4404 | 1793.7778 | 1721.106 | 1638.8084 | 1570.3055 | 1746.0769 | 1636.8226 | 1823.0445 | 1617.5431 | 2268.9532 | 2147.3269 | 2378.9965
CDP1 | SA | S2 | Riverland | Wind | 0 | 0 | 0 | 0 | 0 | 0 | 0 | 0 | 0 | 0 | 0 | 0 | 0 | 0 | 0 | 0 | 0 | 0 | 0 | 0 | 0 | 0 | 0 | 0 | 0 | 0 | 0 | 0
CDP1 | SA | S3 | Mid-North SA | Wind | 5235.5371 | 5514.1497 | 5305.3872 | 5622.9602 | 6806.8838 | 6310.9719 | 6290.2199 | 6758.6836 | 6677.4988 | 7031.2899 | 6610.6079 | 6735.6031 | 5766.3845 | 6596.5892 | 6606.5983 | 5208.2355 | 6723.7163 | 7083.2169 | 7013.2196 | 5773.7089 | 5621.8362 | 5808.5189 | 5769.0211 | 8148.1334 | 8035.7086 | 7957.1343 | 7534.3056 | 8631.2444
CDP1 | SA | S4 | Yorke Peninsula | Wind | 232.1248 | 243.2062 | 240.4827 | 314.88 | 346.5567 | 177.2704 | 150.5568 | 160.8727 | 158.1629 | 184.9488 | 163.7351 | 170.6508 | 153.5817 | 176.768 | 316.9282 | 301.6572 | 302.2007 | 314.6569 | 301.9001 | 283.9415 | 274.2122 | 296.3614 | 278.9187 | 316.2909 | 266.1368 | 289.3613 | 258.4421 | 300.0745
CDP1 | SA | S5 | Northern SA | Wind | 1331.2972 | 1376.973 | 1321.9779 | 1381.208 | 1285.3816 | 1202.4783 | 1145.2275 | 1213.6182 | 1250.9429 | 1341.3273 | 1237.3372 | 1278.5303 | 1244.2987 | 1342.254 | 1378.1803 | 1319.1896 | 1323.9355 | 1343.828 | 1262.1982 | 1214.0016 | 1123.3502 | 552.8935 | 561.4663 | 589.3979 | 531.4019 | 561.6819 | 535.1994 | 586.5147
CDP1 | SA | S6 | Leigh Creek | Wind | 0 | 0 | 0 | 0 | 0 | 0 | 0 | 0 | 0 | 0 | 0 | 0 | 0 | 0 | 0 | 0 | 0 | 0 | 0 | 0 | 0 | 0 | 0 | 0 | 0 | 0 | 0 | 0
CDP1 | SA | S7 | Roxby Downs | Wind | 0 | 0 | 0 | 0 | 0 | 0 | 0 | 0 | 0 | 0 | 0 | 0 | 0 | 0 | 0 | 0 | 0 | 0 | 0 | 0 | 0 | 0 | 0 | 0 | 0 | 0 | 0 | 0
CDP1 | SA | S8 | Eastern Eyre Peninsula | Wind | 323.7956 | 298.1908 | 304.412 | 340.9027 | 334.1072 | 326.3027 | 163.9683 | 173.0278 | 172.8076 | 192.9484 | 180.0002 | 0.00086112 | 0.00076683 | 0.00085078 | 342.3364 | 329.3059 | 341.0983 | 346.3368 | 331.6291 | 317.2109 | 310.4031 | 446.2255 | 915.2264 | 1044.2488 | 885.8725 | 915.1154 | 836.8372 | 965.0694
CDP1 | SA | S9 | Western Eyre Peninsula | Wind | 0 | 0 | 0 | 0 | 0 | 0 | 0 | 0 | 0 | 0 | 0 | 0 | 0 | 0 | 0 | 0 | 0 | 0 | 0 | 0 | 0 | 0 | 0 | 0 | 0 | 0 | 0 | 0
CDP1 | TAS | T1 | North East Tasmania | Wind | 598.3431 | 649.4842 | 548.4117 | 781.7923 | 1424.4758 | 1430.5323 | 1489.3524 | 1480.6286 | 1392.9509 | 1516.6528 | 1436.6487 | 1874.219 | 2050.6368 | 1939.2285 | 2016.5061 | 2096.4297 | 1663.5579 | 1726.9084 | 1622.8857 | 1690.8802 | 1742.8733 | 1745.0173 | 1704.0338 | 1837.2198 | 1735.6002 | 1745.4628 | 1336.154 | 1270.8622
CDP1 | TAS | T2 | North West Tasmania | Wind | 918.0816 | 973.253 | 901.9787 | 877.109 | 853.1706 | 868.8412 | 904.4756 | 903.3814 | 872.8656 | 961.0358 | 892.9044 | 873.3428 | 913.5088 | 963.5234 | 955.9857 | 970.8442 | 799.2527 | 760.0423 | 742.5953 | 770.0133 | 807.8911 | 810.5278 | 797.2418 | 863.4028 | 787.1828 | 775.4964 | 339.4291 | 350.873
CDP1 | TAS | T3 | Tasmania Midlands | Wind | 458.9298 | 552.0709 | 2548.0017 | 3029.1584 | 3092.6796 | 3734.473 | 4124.0741 | 4625.537 | 5237.6377 | 5518.8772 | 6161.9356 | 6244.9529 | 6540.9582 | 7119.1425 | 7566.4545 | 7988.4174 | 6630.157 | 6509.8943 | 6387.1846 | 6846.9436 | 6744.0059 | 6918.0765 | 6642.2895 | 6849.4823 | 6635.1418 | 6357.1132 | 6722.2192 | 6747.9707
CDP1 | NSW | N10 | Hunter Coast | Offshore Wind | 0 | 0 | 0 | 0 | 0 | 0 | 0 | 0 | 0 | 0 | 0 | 0 | 0 | 0 | 0 | 0 | 0 | 0 | 0 | 0 | 0 | 0 | 0 | 0 | 0 | 0 | 0 | 0
CDP1 | NSW | N11 | Illawarra Coast | Offshore Wind | 0 | 0 | 0 | 0 | 0 | 0 | 0 | 0 | 0 | 0 | 0 | 0 | 0 | 0 | 0 | 0 | 0 | 0 | 0 | 0 | 0 | 0 | 0 | 0 | 0 | 0 | 0 | 0
CDP1 | VIC | V7 | Gippsland Coast | Offshore Wind | 0 | 0 | 0 | 0 | 0 | 0 | 4006.937 | 7928.9476 | 10433.8921 | 10710.2017 | 12817.4987 | 16934.8852 | 20957.3638 | 25730.6196 | 28732.6118 | 33713.654 | 33974.4442 | 33730.2575 | 32281.9335 | 31331.5697 | 31974.7161 | 31837.8715 | 32099.8224 | 34200.2857 | 31582.3477 | 31759.0865 | 32833.8421 | 34388.5994
CDP1 | VIC | V8 | Portland Coast | Offshore Wind | 0 | 0 | 0 | 0 | 0 | 0 | 0 | 0 | 0 | 2472.7057 | 2447.6756 | 2402.0572 | 2682.2768 | 2721.4137 | 2819.0451 | 2859.4832 | 2776.0453 | 2989.0497 | 2825.7801 | 2654.0567 | 2692.3733 | 3027.8846 | 2896.8897 | 3026.346 | 2728.5183 | 2746.5935 | 2771.8911 | 2914.4372
CDP1 | SA | S10 | South East SA Coast | Offshore Wind | 0 | 0 | 0 | 0 | 0 | 0 | 0 | 0 | 0 | 0 | 0 | 0 | 0 | 0 | 0 | 0 | 0 | 0 | 0 | 0 | 0 | 0 | 0 | 0 | 0 | 0 | 0 | 0
CDP1 | TAS | T4 | North West Tasmania Coast | Offshore Wind | 0 | 0 | 0 | 0 | 0 | 0 | 0 | 0 | 0 | 0 | 0 | 0 | 0 | 0 | 0 | 0 | 0 | 0 | 0 | 0 | 0 | 0 | 0 | 0 | 0 | 0 | 0 | 0
CDP1 | TAS | T5 | North East Tasmania Coast | Offshore Wind | 0 | 0 | 0 | 0 | 0 | 0 | 0 | 0 | 0 | 0 | 0 | 0 | 0 | 0 | 0 | 0 | 0 | 0 | 0 | 0 | 0 | 0 | 0 | 0 | 0 | 0 | 0 | 0
CDP2 | QLD | Q1 | Far North QLD | Solar | 0 | 0 | 0 | 0 | 0 | 0 | 0 | 0 | 0 | 0 | 0 | 0 | 0 | 0 | 0 | 0 | 0 | 0 | 0 | 0 | 0 | 0 | 0 | 0 | 0 | 0 | 0 | 0
CDP2 | QLD | Q2 | North Qld Clean Energy Hub | Solar | 196.3798 | 202.5002 | 187.4058 | 179.9917 | 169.9922 | 140.99 | 150.0332 | 163.3948 | 168.4458 | 158.5643 | 164.9593 | 321.786 | 305.2995 | 224.8828 | 227.3745 | 236.343 | 229.2056 | 354.9823 | 588.3183 | 616.4497 | 650.5663 | 717.3492 | 671.7538 | 648.8628 | 648.7745 | 1310.7579 | 1300.3034 | 1283.4422
CDP2 | QLD | Q3 | Northern Qld | Solar | 1102.017 | 1192.3917 | 1102.5522 | 1088.3844 | 1028.1499 | 869.568 | 878.4789 | 1011.4425 | 1060.5199 | 998.7324 | 1082.3987 | 1098.9519 | 1025.1389 | 1031.3608 | 1013.7243 | 1073.8858 | 1013.5991 | 1053.6404 | 746.3881 | 490.3738 | 389.532 | 446.8508 | 447.8194 | 200.3078 | 224.7867 | 219.106 | 0 | 0
CDP2 | QLD | Q4 | Isaac | Solar | 1589.9591 | 1679.6649 | 1568.3716 | 1611.8132 | 1544.8741 | 1635.7962 | 1251.1029 | 1439.6706 | 1496.266 | 1476.5284 | 1969.0732 | 2088.2369 | 1975.7577 | 2029.2606 | 2000.418 | 2110.1969 | 2021.735 | 2298.4456 | 2164.622 | 2325.9935 | 1800.2298 | 2077.7676 | 2091.5082 | 2059.8547 | 1657.955 | 3909.5108 | 3696.5472 | 3817.926
CDP2 | QLD | Q5 | Barcaldine | Solar | 41.119 | 40.8697 | 38.5486 | 240.0623 | 228.4978 | 248.5802 | 182.2659 | 196.8326 | 205.6227 | 198.8448 | 206.9735 | 200.0251 | 185.2008 | 189.8476 | 196.1183 | 196.8559 | 199.6466 | 196.1849 | 177.4818 | 171.5675 | 155.3823 | 163.7833 | 158.7659 | 153.4142 | 155.5015 | 143.7626 | 139.8987 | 142.9457
CDP2 | QLD | Q6 | Fitzroy | Solar | 212.6252 | 220.6881 | 206.3866 | 205.4401 | 197.4474 | 208.97 | 166.9082 | 175.8194 | 179.3415 | 187.0636 | 182.976 | 191.561 | 184.5016 | 176.4706 | 186.82 | 195.2705 | 191.098 | 182.7745 | 170.1631 | 178.8152 | 150.8296 | 174.3398 | 172.9662 | 184.9761 | 3964.8997 | 3973.3052 | 5215.8861 | 6380.3775
CDP2 | QLD | Q7 | Wide Bay | Solar | 729.9642 | 902.1773 | 1109.0668 | 1092.7493 | 1055.1426 | 1116.3442 | 858.7937 | 993.5793 | 1025.2297 | 1563.7328 | 4794.7479 | 5873.7123 | 5738.6347 | 5803.738 | 5781.1678 | 6002.0124 | 5734.792 | 5426.2776 | 5235.6237 | 5687.6559 | 4708.4608 | 5337.7925 | 5487.8226 | 5700.0076 | 5527.003 | 5323.7709 | 5259.2319 | 5359.9092
CDP2 | QLD | Q8 | Darling Downs | Solar | 3857.3759 | 3898.2746 | 3666.4029 | 3535.6791 | 3500.0065 | 3620.4667 | 2947.7098 | 3287.9999 | 3492.4229 | 3986.2562 | 6182.9995 | 6600.4034 | 7138.9826 | 7313.708 | 7366.6721 | 7449.2455 | 7122.162 | 6709.412 | 9240.4214 | 9797.3905 | 7959.4247 | 9770.7999 | 9102.4908 | 10951.8906 | 10567.3539 | 16273.4855 | 16271.2681 | 16546.3052
CDP2 | QLD | Q9 | Banana | Solar | 0 | 0 | 0 | 0 | 0 | 0 | 0 | 0 | 0 | 0 | 0 | 0 | 0 | 0 | 0 | 0 | 0 | 0 | 0 | 0 | 0 | 0 | 0 | 0 | 0 | 0 | 0 | 0
CDP2 | NSW | N0 | NSW Non-REZ | Solar | 0 | 0 | 0 | 0 | 0 | 0 | 0 | 0 | 0 | 0 | 0 | 0 | 0 | 0 | 0 | 0 | 0 | 0 | 0 | 0 | 0 | 0 | 0 | 0 | 0 | 0 | 0 | 0
CDP2 | NSW | N1 | North West NSW | Solar | 450.8637 | 455.8685 | 492.7086 | 484.6528 | 477.7375 | 473.4426 | 407.1993 | 427.8601 | 456.7383 | 457.6854 | 437.1792 | 452.628 | 409.9337 | 432.7629 | 440.215 | 425.4009 | 420.2789 | 408.4996 | 394.7039 | 399.714 | 376.7374 | 392.2482 | 358.4364 | 372.4647 | 368.9167 | 381.0138 | 386.4649 | 395.8066
CDP2 | NSW | N2 | New England | Solar | 1265.9287 | 1709.9467 | 1831.3707 | 1761.7369 | 1901.7343 | 2790.1132 | 2404.1982 | 2562.8884 | 2865.4646 | 3358.0349 | 3188.9165 | 3446.3633 | 3124.022 | 3390.5432 | 3365.69 | 3294.7047 | 3184.1612 | 5642.9768 | 5992.7635 | 8591.8438 | 7408.3174 | 7954.8772 | 8563.0775 | 8816.575 | 8456.4804 | 8897.04 | 8383.6429 | 9069.1438
CDP2 | NSW | N3 | Central-West Orana | Solar | 2714.6492 | 2887.3917 | 3264.5237 | 3174.7752 | 6505.2598 | 7066.4934 | 6417.2544 | 6707.2684 | 7617.8995 | 7616.0329 | 9501.703 | 9823.0313 | 9344.6951 | 10030.0236 | 9941.4636 | 9742.0577 | 9468.8169 | 8625.6309 | 8929.4876 | 9190.2351 | 8035.2019 | 8327.8966 | 9258.4878 | 12026.4686 | 12646.506 | 15809.9942 | 15269.1153 | 16251.9871
CDP2 | NSW | N4 | Broken Hill | Solar | 120.0644 | 133.0287 | 649.7831 | 656.5388 | 636.9931 | 624.8534 | 532.12 | 568.0203 | 585.0127 | 569.7425 | 557.4581 | 542.337 | 514.0705 | 527.4039 | 559.5733 | 592.7684 | 553.5693 | 547.9033 | 508.9784 | 514.9149 | 621.2524 | 649.2724 | 637.0983 | 599.5544 | 611.772 | 592.2595 | 607.1831 | 629.9509
CDP2 | NSW | N5 | South West NSW | Solar | 2342.3227 | 2505.6211 | 2470.4182 | 4046.8096 | 3997.9358 | 4112.7505 | 3761.2353 | 4024.5579 | 4198.4428 | 4001.7821 | 4086.7778 | 4102.3587 | 3835.2782 | 4102.885 | 3844.7409 | 3834.7687 | 3833.9422 | 3573.6827 | 3482.7063 | 4558.8017 | 5520.9907 | 5819.0302 | 5806.5959 | 5385.7499 | 6475.955 | 6050.4477 | 5459.5539 | 5736.3062
CDP2 | NSW | N6 | Wagga Wagga | Solar | 1126.3833 | 1701.3156 | 1874.1422 | 1756.7406 | 1759.5676 | 1852.9386 | 1666.9824 | 1754.4262 | 1887.9551 | 1792.8492 | 1864.9328 | 1898.4927 | 1771.237 | 1911.7362 | 1848.8298 | 1860.8275 | 1824.7921 | 1669.7239 | 1713.0057 | 1746.7896 | 1662.7677 | 1745.0786 | 1859.2818 | 1734.834 | 1802.21 | 1866.3576 | 667.8197 | 663.8934
CDP2 | NSW | N7 | Tumut | Solar | 0 | 0 | 0 | 0 | 0 | 0 | 0 | 0 | 0 | 0 | 0 | 0 | 0 | 0 | 0 | 0 | 0 | 0 | 0 | 0 | 0 | 0 | 0 | 0 | 0 | 0 | 0 | 0
CDP2 | NSW | N8 | Cooma-Monaro | Solar | 0 | 0 | 0 | 0 | 0 | 0 | 0 | 0 | 0 | 0 | 0 | 0 | 0 | 0 | 0 | 0 | 0 | 0 | 0 | 0 | 0 | 0 | 0 | 0 | 0 | 0 | 0 | 0
CDP2 | NSW | N9 | Hunter-Central Coast | Solar | 0 | 0 | 1077.5601 | 1024.9798 | 1082.3147 | 1057.7611 | 921.2926 | 951.4632 | 1077.3255 | 1120.6497 | 1020.9181 | 1075.883 | 996.9549 | 1080.6975 | 1063.3449 | 1013.7089 | 992.9062 | 928.9216 | 998.0448 | 972.258 | 882.164 | 918.888 | 1008.7131 | 1038.7348 | 1008.3065 | 944.7449 | 908.9509 | 1016.2397
CDP2 | NSW | N12 | Illawarra | Solar | 0 | 0 | 0 | 0 | 0 | 0 | 0 | 0 | 0 | 0 | 0 | 0 | 0 | 0 | 0 | 0 | 0 | 0 | 0 | 0 | 0 | 0 | 0 | 0 | 0 | 0 | 0 | 0
CDP2 | VIC | V0 | VIC Non-REZ | Solar | 0 | 0 | 0 | 0 | 0 | 0 | 0 | 0 | 0 | 0 | 0 | 0 | 0 | 0 | 0 | 0 | 0 | 0 | 0 | 0 | 0 | 0 | 0 | 0 | 0 | 0 | 0 | 0
CDP2 | VIC | V1 | Ovens Murray | Solar | 0 | 0 | 6.8758e-07 | 3.7865e-06 | 5.7836e-06 | 2.3993e-05 | 1.9565e-05 | 2.2597e-05 | 0.00016203 | 0.00013099 | 0.00017243 | 0.0001428 | 0.00012434 | 0.00013101 | 0.00013579 | 0.00012625 | 0.00012954 | 0.00012697 | 0.00012233 | 0.00015359 | 0.0001369 | 0.0001486 | 0.00015342 | 0.00013652 | 0.00016971 | 0.00017811 | 0.00016593 | 0.00016669
CDP2 | VIC | V2 | Murray River | Solar | 1450.7625 | 1714.2871 | 1762.5941 | 1999.8029 | 1940.2296 | 1985.9952 | 1719.9067 | 1738.0714 | 1814.4187 | 1835.1736 | 2172.5608 | 2031.7861 | 1920.3237 | 1970.4639 | 2012.8742 | 1917.6846 | 1929.5771 | 1909.2712 | 1879.8277 | 3593.4016 | 5441.0162 | 5775.8243 | 5839.7235 | 5470.0151 | 5566.8794 | 4747.7895 | 4374.2701 | 4622.6736
CDP2 | VIC | V3 | Western Victoria | Solar | 0 | 40.179 | 234.6682 | 246.6477 | 242.9125 | 245.2927 | 204.2555 | 210.8306 | 212.802 | 217.5409 | 258.0948 | 253.8223 | 243.4848 | 257.1464 | 242.65 | 233.0397 | 242.391 | 236.8068 | 221.6468 | 252.0974 | 212.8334 | 232.7391 | 231.9728 | 200.8949 | 222.9466 | 228.4085 | 183.7262 | 189.6099
CDP2 | VIC | V4 | South West Victoria | Solar | 0 | 0 | 0 | 0 | 0 | 0 | 0 | 0 | 0 | 0 | 0 | 0 | 0 | 0 | 0 | 0 | 0 | 0 | 0 | 0 | 0 | 0 | 0 | 0 | 0 | 0 | 0 | 0
CDP2 | VIC | V5 | Gippsland | Solar | 0 | 116.3335 | 269.6757 | 271.789 | 284.6109 | 268.1118 | 241.1837 | 236.7402 | 258.027 | 246.8562 | 287.6277 | 264.7157 | 258.8727 | 259.8654 | 260.6665 | 239.133 | 243.0328 | 234.9518 | 250.5571 | 242.3972 | 228.575 | 242.486 | 253.0497 | 232.7437 | 241.2977 | 251.2487 | 252.9282 | 258.3675
CDP2 | VIC | V6 | Central North VIC | Solar | 1118.2224 | 1194.2421 | 1131.1691 | 1075.1976 | 1092.2013 | 1133.2854 | 991.4815 | 1008.6714 | 1043.6477 | 1005.6632 | 1203.3152 | 1133.0035 | 1042.1185 | 1063.3138 | 1096.2033 | 1004.1815 | 1004.1627 | 933.7596 | 1032.7928 | 1095.3544 | 864.6146 | 886.9853 | 895.8002 | 838.5232 | 884.5842 | 913.333 | 868.5931 | 518.4372
CDP2 | SA | S1 | South East SA | Solar | 414.5968 | 429.6236 | 423.1428 | 393.2094 | 374.0379 | 345.8337 | 352.4499 | 369.7095 | 374.1313 | 367.8639 | 380.9584 | 386.0693 | 362.173 | 374.2754 | 394.4498 | 382.7298 | 381.5249 | 327.6019 | 301.306 | 297.0011 | 267.7918 | 290.0481 | 270.2351 | 253.4058 | 266.7752 | 139.1206 | 134.2841 | 134.4411
CDP2 | SA | S2 | Riverland | Solar | 103.4273 | 110.7751 | 98.8577 | 95.2479 | 91.7138 | 85.9856 | 84.55 | 80.855 | 84.1094 | 80.0085 | 84.642 | 84.0524 | 78.4829 | 77.2754 | 85.4168 | 84.9851 | 82.6237 | 67.4644 | 61.0102 | 1656.323 | 2155.3544 | 2242.1294 | 2127.6545 | 2051.3578 | 2121.6769 | 2213.7173 | 2133.7176 | 2200.7728
CDP2 | SA | S3 | Mid-North SA | Solar | 0 | 0 | 0 | 0 | 0 | 0 | 0 | 0 | 0 | 0 | 0 | 0 | 0 | 0 | 0 | 0 | 0 | 0 | 0 | 0 | 0 | 0 | 0 | 0 | 0 | 0 | 0 | 0
CDP2 | SA | S4 | Yorke Peninsula | Solar | 0 | 0 | 0 | 0 | 0 | 0 | 0 | 0 | 0 | 0 | 0 | 0 | 0 | 0 | 0 | 0 | 0 | 0 | 0 | 0 | 0 | 0 | 0 | 0 | 0 | 0 | 0 | 0
CDP2 | SA | S5 | Northern SA | Solar | 645.7414 | 720.3575 | 1321.0469 | 1176.0203 | 1161.098 | 1068.1094 | 1150.828 | 1187.9858 | 1207.7194 | 1216.7051 | 1229.2628 | 1264.6868 | 1201.1595 | 1219.8451 | 1262.9751 | 1305.7154 | 1274.5546 | 1250.2166 | 1228.9898 | 1179.8892 | 2391.596 | 2500.6409 | 2353.873 | 2162.8637 | 2245.2052 | 2352.476 | 2281.8379 | 2339.0046
CDP2 | SA | S6 | Leigh Creek | Solar | 0 | 0 | 0 | 0 | 0 | 0 | 0 | 0 | 0 | 0 | 0 | 0 | 0 | 0 | 0 | 0 | 0 | 0 | 0 | 0 | 0 | 0 | 0 | 0 | 0 | 0 | 0 | 0
CDP2 | SA | S7 | Roxby Downs | Solar | 0 | 0 | 1.9816e-06 | 3.2068e-05 | 77.1199 | 69.3934 | 70.0036 | 73.126 | 75.5758 | 305.389 | 307.0664 | 307.6459 | 296.836 | 298.8795 | 312.749 | 327.0354 | 580.5857 | 565.2105 | 1119.6538 | 1041.8188 | 1074.1202 | 1116.967 | 1038.4579 | 1045.0687 | 1035.6181 | 1076.4916 | 1077.556 | 1088.8077
CDP2 | SA | S8 | Eastern Eyre Peninsula | Solar | 0 | 0 | 0 | 0 | 0 | 0 | 0 | 0 | 0 | 0 | 0 | 0 | 0 | 0 | 0 | 0 | 0 | 0 | 0 | 0 | 0 | 0 | 0 | 0 | 0 | 0 | 0 | 0
CDP2 | SA | S9 | Western Eyre Peninsula | Solar | 0 | 0 | 0 | 0 | 0 | 0 | 0 | 0 | 0 | 0 | 0 | 0 | 0 | 0 | 0 | 0 | 0 | 0 | 0 | 0 | 0 | 0 | 0 | 0 | 0 | 0 | 0 | 0
CDP2 | TAS | T1 | North East Tasmania | Solar | 0 | 0 | 0 | 0 | 0 | 0 | 0 | 0 | 0 | 0 | 0 | 0 | 0 | 0 | 0 | 0 | 0 | 0 | 0 | 0 | 0 | 0 | 0 | 0 | 0 | 0 | 0 | 0
CDP2 | TAS | T2 | North West Tasmania | Solar | 0 | 0 | 0 | 0 | 0 | 0 | 0 | 0 | 0 | 0 | 0 | 0 | 0 | 0 | 0 | 0 | 0 | 0 | 0 | 0 | 0 | 0 | 0 | 0 | 0 | 0 | 0 | 0
CDP2 | TAS | T3 | Tasmania Midlands | Solar | 0 | 0 | 0 | 0 | 0 | 0 | 0 | 0 | 0 | 0 | 0 | 0 | 0 | 0 | 0 | 0 | 0 | 0 | 0 | 0 | 0 | 0 | 0 | 0 | 0 | 0 | 0 | 0
CDP2 | QLD | Q1 | Far North QLD | Wind | 920.0461 | 904.3333 | 934.2723 | 2938.1009 | 3175.3097 | 3530.3671 | 3177.154 | 3529.6834 | 3588.7193 | 3669.6927 | 3582.5326 | 3249.9178 | 3409.2317 | 3574.8082 | 3478.1329 | 3384.5129 | 3261.974 | 3197.9849 | 3058.9913 | 3542.0691 | 3452.2959 | 3766.1557 | 3786.7891 | 3841.68 | 3627.9744 | 3300.0123 | 3524.0207 | 3721.249
CDP2 | QLD | Q2 | North Qld Clean Energy Hub | Wind | 141.8699 | 129.4519 | 128.6811 | 2298.1287 | 2986.0423 | 5385.7026 | 5242.2517 | 5442.8528 | 5636.1368 | 6423.7749 | 6099.3797 | 5876.3824 | 6647.3505 | 7007.6863 | 7171.8329 | 6743.3152 | 6639.4527 | 6235.2983 | 6429.7971 | 7033.0441 | 7752.6902 | 7908.6283 | 8036.9747 | 8191.4269 | 7885.2557 | 7565.7446 | 8107.6641 | 8701.0261
CDP2 | QLD | Q3 | Northern Qld | Wind | 0 | 0 | 0 | 0 | 0 | 0 | 0 | 0 | 0 | 0 | 0 | 0 | 0 | 0 | 0 | 0 | 0 | 0 | 0 | 0 | 0 | 0 | 0 | 0 | 0 | 0 | 0 | 0
CDP2 | QLD | Q4 | Isaac | Wind | 892.7133 | 1175.0428 | 1292.4572 | 1261.2402 | 1440.6193 | 1523.4091 | 1333.7419 | 1386.7741 | 1463.485 | 4212.9036 | 4004.1781 | 3790.2633 | 4066.2603 | 4035.4415 | 4660.3064 | 3977.0753 | 4327.7076 | 4226.4579 | 4056.6324 | 4131.0273 | 6956.4213 | 6801.3002 | 7220.544 | 7712.7099 | 7118.0525 | 5609.2593 | 5819.1168 | 5891.4525
CDP2 | QLD | Q5 | Barcaldine | Wind | 0 | 0 | 1.8186e-07 | 1.0243e-05 | 4.8921e-05 | 0.00011976 | 9.8322e-05 | 0.00011816 | 0.00013181 | 132.1387 | 136.3134 | 127.7484 | 123.28 | 122.9606 | 134.9524 | 119.8104 | 121.9928 | 120.0227 | 113.1882 | 187.6832 | 272.0416 | 264.9812 | 288.7829 | 272.8604 | 281.4065 | 263.7075 | 255.3282 | 258.3729
CDP2 | QLD | Q6 | Fitzroy | Wind | 0 | 0 | 7.3128e-07 | 1593.3668 | 2726.1543 | 2970.8077 | 2817.3521 | 2914.575 | 2883.6728 | 2864.1051 | 2919.3922 | 2730.5386 | 2842.4319 | 2715.539 | 3092.7299 | 2636.5419 | 2899.8296 | 2770.8108 | 2685.4618 | 2861.7907 | 2883.5247 | 2872.9658 | 2833.2492 | 2850.5226 | 2808.6978 | 2633.5887 | 2742.9745 | 2646.6595
CDP2 | QLD | Q7 | Wide Bay | Wind | 0 | 0 | 3.9806e-07 | 2.0439e-05 | 3.0814e-05 | 3.1138e-05 | 2.3065e-05 | 3.0774e-05 | 3.9782e-05 | 7.9956e-05 | 0.00012912 | 0.000141 | 286.4204 | 294.3124 | 300.5262 | 272.0368 | 289.5938 | 305.8871 | 290.7412 | 296.5767 | 299.3115 | 311.1154 | 308.2033 | 280.6948 | 2597.9994 | 2499.2577 | 2468.8833 | 2580.5678
CDP2 | QLD | Q8 | Darling Downs | Wind | 4637.1458 | 6192.7899 | 6567.1355 | 11517.3841 | 13901.3909 | 14036.7024 | 13424.2186 | 13223.1398 | 13580.4113 | 12616.5664 | 18113.2576 | 17706.2914 | 17426.589 | 18339.2629 | 19330.3346 | 17672.0483 | 18690.8947 | 19277.7143 | 18453.3031 | 18516.3206 | 17189.2003 | 16466.0011 | 16744.6131 | 16000.2474 | 21299.929 | 20010.067 | 19485.762 | 20929.486
CDP2 | QLD | Q9 | Banana | Wind | 0 | 0 | 0 | 0 | 0 | 0 | 0 | 0 | 0 | 0 | 0 | 0 | 0 | 0 | 0 | 0 | 0 | 0 | 0 | 0 | 0 | 0 | 0 | 0 | 0 | 0 | 0 | 0
CDP2 | NSW | N0 | NSW Non-REZ | Wind | 0 | 0 | 0 | 0 | 0 | 0 | 0 | 0 | 0 | 0 | 0 | 0 | 0 | 0 | 0 | 0 | 0 | 0 | 0 | 0 | 0 | 0 | 0 | 0 | 0 | 0 | 0 | 0
CDP2 | NSW | N1 | North West NSW | Wind | 0 | 0 | 0 | 0 | 0 | 0 | 0 | 0 | 0 | 0 | 0 | 0 | 0 | 0 | 0 | 0 | 0 | 0 | 0 | 0 | 0 | 0 | 0 | 0 | 0 | 0 | 0 | 0
CDP2 | NSW | N2 | New England | Wind | 1306.0013 | 1100.6212 | 1924.4584 | 2153.9163 | 2188.5294 | 10481.8492 | 10610.7752 | 9831.2888 | 10322.0304 | 9567.8023 | 9977.536 | 9830.9814 | 9697.4517 | 9966.6842 | 10019.5846 | 9973.7401 | 14008.0077 | 17967.2487 | 21995.2899 | 21551.3099 | 23391.4227 | 21286.4934 | 21930.1905 | 21003.5843 | 22233.5325 | 22025.9189 | 21519.7882 | 22820.7449
CDP2 | NSW | N3 | Central-West Orana | Wind | 658.7848 | 1205.1187 | 2058.854 | 3434.1538 | 13204.5638 | 12807.6415 | 13264.0709 | 12367.1173 | 12538.211 | 11830.0808 | 12423.5637 | 12001.3973 | 11938.8576 | 12726.7901 | 12673.6494 | 12968.3097 | 12851.2398 | 13292.0557 | 13007.3953 | 12290.0789 | 12952.6622 | 12041.6396 | 12154.6237 | 11586.5229 | 12067.416 | 12140.0228 | 11938.6769 | 12857.4441
CDP2 | NSW | N4 | Broken Hill | Wind | 786.9076 | 609.1425 | 690.7232 | 970.4275 | 943.1571 | 962.5366 | 814.3034 | 860.5519 | 831.8958 | 845.1587 | 826.9246 | 818.7262 | 778.6029 | 857.2149 | 889.3864 | 774.7116 | 886.837 | 819.1405 | 799.9496 | 219.79 | 205.4024 | 219.6609 | 218.975 | 221.7935 | 211.058 | 210.2267 | 197.465 | 216.4765
CDP2 | NSW | N5 | South West NSW | Wind | 0 | 0 | 8.0327e-06 | 1220.4963 | 1173.3267 | 1136.3895 | 1048.7286 | 1157.3069 | 1152.8641 | 1223.5422 | 1084.5875 | 1090.809 | 1119.967 | 1172.6329 | 1184.5729 | 1186.8823 | 1189.741 | 1159.9921 | 1104.1504 | 1056.5038 | 1020.5669 | 1127.9565 | 1113.3505 | 1178.4058 | 1051.6074 | 1077.2751 | 1101.638 | 1176.0023
CDP2 | NSW | N6 | Wagga Wagga | Wind | 0 | 0 | 0 | 0 | 0 | 0 | 0 | 0 | 0 | 0 | 0 | 0 | 0 | 0 | 0 | 0 | 0 | 0 | 0 | 0 | 0 | 0 | 0 | 0 | 0 | 0 | 0 | 0
CDP2 | NSW | N7 | Tumut | Wind | 0 | 201.4505 | 766.5539 | 909.2576 | 926.6465 | 820.3947 | 886.6607 | 780.1959 | 780.0257 | 807.1643 | 815.0801 | 825.2861 | 799.5064 | 833.8633 | 832.7604 | 865.1149 | 836.6844 | 882.5415 | 887.3515 | 790.846 | 868.3069 | 779.6081 | 790.3029 | 825.7051 | 799.2175 | 837.189 | 736.2405 | 824.4148
CDP2 | NSW | N8 | Cooma-Monaro | Wind | 369.1892 | 379.6214 | 1340.6387 | 1421.5614 | 1445.7019 | 1345.3146 | 1313.2337 | 1294.3182 | 1360.7962 | 1401.9648 | 1249.6761 | 1339.863 | 1269.8635 | 1372.2196 | 1348.9801 | 1292.1715 | 1094.0638 | 1029.8581 | 1045.9931 | 969.4999 | 1011.0632 | 993.2381 | 1180.096 | 1226.9629 | 1145.1439 | 1230.784 | 1194.8873 | 1290.2582
CDP2 | NSW | N9 | Hunter-Central Coast | Wind | 0 | 0 | 1192.3409 | 1593.3702 | 1520.773 | 1519.9813 | 1642.4689 | 1451.7822 | 1542.2782 | 1432.9851 | 1445.7611 | 1526.4538 | 1451.4212 | 1551.4774 | 1390.2872 | 1497.2732 | 1583.6214 | 1514.1042 | 1428.0199 | 1386.9492 | 1586.2969 | 1392.5958 | 1474.0146 | 1379.9826 | 1998.6238 | 2577.7321 | 2459.464 | 2691.5691
CDP2 | NSW | N12 | Illawarra | Wind | 0 | 0 | 0 | 0 | 0 | 0 | 0 | 0 | 0 | 0 | 0 | 0 | 0 | 0 | 0 | 0 | 0 | 0 | 0 | 0 | 0 | 0 | 0 | 0 | 0 | 0 | 0 | 0
CDP2 | VIC | V0 | VIC Non-REZ | Wind | 0 | 0 | 0 | 2.3265e-05 | 4.2507e-05 | 3.8282e-05 | 3.4744e-05 | 3.8613e-05 | 4.3166e-05 | 4.6187e-05 | 4.4679e-05 | 4.302e-05 | 4.1e-05 | 3.9825e-05 | 3.6862e-05 | 3.87e-05 | 4.1972e-05 | 4.424e-05 | 4.1377e-05 | 4.1453e-05 | 5.7215e-05 | 6.7825e-05 | 6.4052e-05 | 7.6605e-05 | 6.1957e-05 | 0.00011112 | 0.00011432 | 0.00011055
CDP2 | VIC | V1 | Ovens Murray | Wind | 0 | 0 | 0 | 0 | 0 | 0 | 0 | 0 | 0 | 0 | 0 | 0 | 0 | 0 | 0 | 0 | 0 | 0 | 0 | 0 | 0 | 0 | 0 | 0 | 0 | 0 | 0 | 0
CDP2 | VIC | V2 | Murray River | Wind | 0 | 0 | 0 | 0 | 0 | 0 | 0 | 0 | 0 | 0 | 0 | 0 | 0 | 0 | 0 | 0 | 0 | 0 | 0 | 0 | 0 | 0 | 0 | 0 | 0 | 0 | 0 | 0
CDP2 | VIC | V3 | Western Victoria | Wind | 5701.784 | 5952.435 | 5591.5252 | 5970.5863 | 7910.0667 | 7827.6006 | 7538.1035 | 8148.1513 | 7808.5421 | 7930.109 | 7101.897 | 6876.7146 | 6720.5992 | 6975.1281 | 6966.4325 | 6938.6372 | 7086.0129 | 7185.3627 | 6591.563 | 6031.0509 | 5161.9378 | 5755.2315 | 5470.2767 | 5408.0103 | 4794.6252 | 4743.1226 | 4427.5805 | 4741.3593
CDP2 | VIC | V4 | South West Victoria | Wind | 7458.2208 | 10584.526 | 10152.0589 | 10647.6392 | 9734.1776 | 9852.5626 | 9570.4959 | 10350.86 | 9868.1274 | 10732.7923 | 9913.0449 | 9695.6866 | 9565.4584 | 9883.2106 | 8854.8368 | 8872.6692 | 8370.0677 | 8387.7082 | 7935.1749 | 7135.1195 | 7159.7775 | 4925.6356 | 4663.3091 | 4737.9485 | 5637.2696 | 7908.4651 | 8207.9383 | 8679.7724
CDP2 | VIC | V5 | Gippsland | Wind | 0 | 0 | 1.0676e-07 | 4.9262e-05 | 2057.4546 | 3377.2491 | 3374.7916 | 3445.5476 | 3336.1458 | 3330.1224 | 3367.9303 | 3121.9496 | 3092.1603 | 3055.7051 | 3037.9464 | 3118.7152 | 3302.1693 | 3150.5676 | 3001.43 | 2999.0934 | 3043.8133 | 3174.5158 | 3080.9442 | 3373.6593 | 3089.5049 | 3010.7974 | 3038.6123 | 3120.7571
CDP2 | VIC | V6 | Central North VIC | Wind | 0 | 0 | 0 | 9.2309e-06 | 3.0694e-05 | 3.7785e-05 | 3.0307e-05 | 3.3928e-05 | 4.1636e-05 | 3.8814e-05 | 4.5914e-05 | 4.3383e-05 | 3.5236e-05 | 3.802e-05 | 3.7918e-05 | 3.7092e-05 | 3.8826e-05 | 3.6749e-05 | 3.6981e-05 | 4.1809e-05 | 3.5526e-05 | 3.8225e-05 | 3.7526e-05 | 4.1091e-05 | 5.1644e-05 | 6.6808e-05 | 5.8484e-05 | 6.0435e-05
CDP2 | SA | S1 | South East SA | Wind | 746.4294 | 813.935 | 709.3976 | 791.3153 | 2393.7499 | 2308.3336 | 1995.1339 | 2138.7503 | 2079.7884 | 2567.8186 | 2301.446 | 2137.0872 | 2004.0001 | 2144.0581 | 1809.9542 | 1802.296 | 1666.3418 | 1792.3599 | 1708.1795 | 1621.4763 | 1560.505 | 1735.1306 | 1623.4409 | 1797.7212 | 1597.7082 | 2252.4478 | 2130.3339 | 2359.7262
CDP2 | SA | S2 | Riverland | Wind | 0 | 0 | 0 | 0 | 0 | 0 | 0 | 0 | 0 | 0 | 0 | 0 | 0 | 0 | 0 | 0 | 0 | 0 | 0 | 0 | 0 | 0 | 0 | 0 | 0 | 0 | 0 | 0
CDP2 | SA | S3 | Mid-North SA | Wind | 5271.5828 | 5535.6715 | 5308.9916 | 5592.8116 | 6804.8435 | 6278.2085 | 6275.3795 | 6709.2747 | 6593.7667 | 7054.1502 | 6206.4351 | 6358.3309 | 5414.8199 | 6209.8124 | 6191.2547 | 4863.2445 | 5132.9316 | 5437.5917 | 5310.3068 | 4247.194 | 4105.2175 | 4567.1696 | 5478.7352 | 7242.4743 | 7898.2452 | 7904.3626 | 7479.5093 | 8555.972
CDP2 | SA | S4 | Yorke Peninsula | Wind | 233.2896 | 242.6697 | 240.5572 | 316.1322 | 346.1825 | 235.6342 | 203.8081 | 217.0181 | 211.7217 | 332.5023 | 296.6102 | 309.85 | 275.545 | 317.9602 | 317.9774 | 303.7006 | 309.9441 | 327.0982 | 308.2684 | 288.6725 | 280.1887 | 301.7953 | 282.0365 | 318.7238 | 269.3551 | 289.5832 | 258.4392 | 300.7567
CDP2 | SA | S5 | Northern SA | Wind | 1320.3842 | 1343.7506 | 1326.8281 | 1375.1372 | 1276.6436 | 1178.8604 | 1127.2111 | 1214.5843 | 1262.2172 | 1347.3111 | 1236.4617 | 1279.4435 | 1237.6152 | 1325.4167 | 1359.5991 | 1311.0968 | 1332.3331 | 1368.497 | 1283.5414 | 1210.6007 | 1130.3919 | 556.431 | 561.5189 | 582.8502 | 528.0413 | 561.4579 | 541.684 | 602.2748
CDP2 | SA | S6 | Leigh Creek | Wind | 0 | 0 | 0 | 0 | 0 | 0 | 0 | 0 | 0 | 0 | 0 | 0 | 0 | 0 | 0 | 0 | 0 | 0 | 0 | 0 | 0 | 0 | 0 | 0 | 0 | 0 | 0 | 0
CDP2 | SA | S7 | Roxby Downs | Wind | 0 | 0 | 0 | 0 | 0 | 0 | 0 | 0 | 0 | 0 | 0 | 0 | 0 | 0 | 0 | 0 | 0 | 0 | 0 | 0 | 0 | 0 | 0 | 0 | 0 | 0 | 0 | 0
CDP2 | SA | S8 | Eastern Eyre Peninsula | Wind | 321.5668 | 295.7784 | 304.4963 | 339.8261 | 332.6939 | 323.1284 | 162.2754 | 173.1315 | 172.78 | 191.3328 | 178.7448 | 0.00058687 | 0.00051076 | 0.00059612 | 791.792 | 784.9867 | 818.1688 | 839.1064 | 788.5888 | 750.829 | 728.8038 | 764.6471 | 717.4164 | 1047.1736 | 886.7163 | 916.533 | 837.489 | 966.0387
CDP2 | SA | S9 | Western Eyre Peninsula | Wind | 0 | 0 | 0 | 0 | 0 | 0 | 0 | 0 | 0 | 0 | 0 | 0 | 0 | 0 | 0 | 0 | 0 | 0 | 0 | 0 | 0 | 0 | 0 | 0 | 0 | 0 | 0 | 0
CDP2 | TAS | T1 | North East Tasmania | Wind | 598.3431 | 649.7118 | 548.4117 | 781.7957 | 1424.901 | 1430.8968 | 1489.5204 | 1481.072 | 1393.37 | 1522.4363 | 1437.0808 | 1875.5177 | 2049.7892 | 1938.4407 | 2015.6846 | 2103.9169 | 1669.9179 | 1734.0895 | 1621.9961 | 1694.4123 | 1755.6137 | 1737.234 | 1683.1065 | 1875.7427 | 1740.2212 | 1749.7496 | 1343.4338 | 1277.999
CDP2 | TAS | T2 | North West Tasmania | Wind | 918.0816 | 973.0028 | 901.9787 | 877.1036 | 853.1705 | 867.862 | 904.3853 | 903.3814 | 872.8655 | 955.6606 | 892.9043 | 872.3153 | 913.5087 | 963.5234 | 955.9856 | 963.2417 | 792.0497 | 763.4034 | 735.8156 | 761.4218 | 806.9966 | 834.1225 | 831.8807 | 832.6363 | 795.9794 | 773.9345 | 341.2765 | 353.0879
CDP2 | TAS | T3 | Tasmania Midlands | Wind | 458.9298 | 552.0922 | 2548.0017 | 3029.1607 | 3092.255 | 3735.0877 | 4123.9965 | 4625.0938 | 5237.2188 | 5518.4692 | 6161.5035 | 6244.6819 | 6541.8063 | 7119.9309 | 7567.276 | 7988.5319 | 6640.8324 | 6545.3307 | 6396.0919 | 6853.7644 | 6769.7392 | 6944.9365 | 6660.6167 | 6864.6911 | 6670.7843 | 6385.1761 | 6748.0516 | 6774.3552
CDP2 | NSW | N10 | Hunter Coast | Offshore Wind | 0 | 0 | 0 | 0 | 0 | 0 | 0 | 0 | 0 | 0 | 0 | 0 | 0 | 0 | 0 | 0 | 0 | 0 | 0 | 0 | 0 | 0 | 0 | 0 | 0 | 0 | 0 | 0
CDP2 | NSW | N11 | Illawarra Coast | Offshore Wind | 0 | 0 | 0 | 0 | 0 | 0 | 0 | 0 | 0 | 0 | 0 | 0 | 0 | 0 | 0 | 0 | 0 | 0 | 0 | 0 | 0 | 0 | 0 | 0 | 0 | 0 | 0 | 0
CDP2 | VIC | V7 | Gippsland Coast | Offshore Wind | 0 | 0 | 0 | 0 | 0 | 0 | 4006.902 | 7929.085 | 10433.9326 | 10703.1837 | 12817.5144 | 16824.3633 | 20865.5258 | 25640.0218 | 28658.3801 | 33715.4327 | 33988.3198 | 33802.3892 | 32286.5202 | 31345.6538 | 32028.0343 | 31887.377 | 32163.8487 | 34240.9032 | 31653.3955 | 31789.0824 | 32868.7972 | 34413.9657
CDP2 | VIC | V8 | Portland Coast | Offshore Wind | 0 | 0 | 0 | 0 | 0 | 0 | 0 | 0 | 0 | 2472.8321 | 2457.9053 | 2464.4163 | 2685.2094 | 2718.4271 | 2811.0881 | 2860.9613 | 2778.8412 | 3005.399 | 2828.4921 | 2656.9608 | 2700.1755 | 3040.3026 | 2904.8849 | 3024.9114 | 2721.1124 | 2738.4261 | 2760.9351 | 2917.7179
CDP2 | SA | S10 | South East SA Coast | Offshore Wind | 0 | 0 | 0 | 0 | 0 | 0 | 0 | 0 | 0 | 0 | 0 | 0 | 0 | 0 | 0 | 0 | 0 | 0 | 0 | 0 | 0 | 0 | 0 | 0 | 0 | 0 | 0 | 0
CDP2 | TAS | T4 | North West Tasmania Coast | Offshore Wind | 0 | 0 | 0 | 0 | 0 | 0 | 0 | 0 | 0 | 0 | 0 | 0 | 0 | 0 | 0 | 0 | 0 | 0 | 0 | 0 | 0 | 0 | 0 | 0 | 0 | 0 | 0 | 0
CDP2 | TAS | T5 | North East Tasmania Coast | Offshore Wind | 0 | 0 | 0 | 0 | 0 | 0 | 0 | 0 | 0 | 0 | 0 | 0 | 0 | 0 | 0 | 0 | 0 | 0 | 0 | 0 | 0 | 0 | 0 | 0 | 0 | 0 | 0 | 0
CDP3 | QLD | Q1 | Far North QLD | Solar | 0 | 0 | 0 | 0 | 0 | 0 | 0 | 0 | 0 | 0 | 0 | 0 | 0 | 0 | 0 | 0 | 0 | 0 | 0 | 0 | 0 | 0 | 0 | 0 | 0 | 0 | 0 | 0
CDP3 | QLD | Q2 | North Qld Clean Energy Hub | Solar | 183.9176 | 194.9253 | 187.429 | 179.8137 | 169.6853 | 141.4803 | 149.6938 | 163.2729 | 181.3453 | 162.4177 | 167.0086 | 167.3989 | 161.0914 | 79.5938 | 82.0796 | 84.3527 | 82.6476 | 496.8871 | 651.187 | 677.8084 | 690.7774 | 752.402 | 709.7168 | 688.5519 | 691.7451 | 1324.2313 | 1312.2331 | 1292.9139
CDP3 | QLD | Q3 | Northern Qld | Solar | 1112.0063 | 1197.7686 | 1102.6902 | 1087.0163 | 1026.4424 | 870.0039 | 877.0271 | 1010.6833 | 1105.9028 | 1013.5798 | 1092.4762 | 1112.9701 | 1041.7423 | 1036.4007 | 1033.8118 | 1091.0273 | 1035.3117 | 1043.6927 | 731.6292 | 481.3184 | 398.0899 | 445.3309 | 450.0048 | 206.5661 | 228.5436 | 207.9782 | 0 | 0
CDP3 | QLD | Q4 | Isaac | Solar | 1599.5488 | 1680.4112 | 1568.575 | 1611.8132 | 1544.7574 | 1635.6518 | 1248.5606 | 1438.6128 | 1542.2416 | 1492.7738 | 1571.9787 | 1559.6887 | 1480.5563 | 1522.2901 | 1507.8983 | 1574.5661 | 1513.8034 | 2548.3524 | 2403.4019 | 2570.6424 | 2008.5608 | 2296.8842 | 2318.0678 | 2292.7196 | 1433.0488 | 3169.3445 | 2978.7001 | 3077.3637
CDP3 | QLD | Q5 | Barcaldine | Solar | 40.8576 | 41.0375 | 38.5514 | 240.0627 | 228.4986 | 248.5764 | 182.0775 | 196.6083 | 227.4266 | 213.3419 | 216.7005 | 209.638 | 197.2539 | 200.0077 | 207.173 | 206.7987 | 214.6772 | 204.1346 | 186.4137 | 171.328 | 157.3537 | 163.645 | 159.939 | 154.5016 | 156.0734 | 145.5163 | 141.3921 | 144.3235
CDP3 | QLD | Q6 | Fitzroy | Solar | 211.4674 | 221.5349 | 201.4981 | 205.4401 | 197.2317 | 208.3795 | 147.263 | 189.5289 | 196.7495 | 192.0679 | 174.8842 | 183.528 | 176.4436 | 201.8649 | 176.9981 | 184.6001 | 186.5231 | 196.8207 | 181.6968 | 187.9584 | 160.9217 | 162.4081 | 177.6562 | 541.0564 | 4165.8664 | 5249.0567 | 6739.2403 | 8463.8414
CDP3 | QLD | Q7 | Wide Bay | Solar | 730.6264 | 902.3512 | 1109.3614 | 1092.8567 | 1055.1865 | 1116.9695 | 857.3216 | 992.6608 | 1080.1957 | 4588.7845 | 5652.791 | 5941.4582 | 5812.5462 | 5870.1777 | 5857.638 | 6063.6522 | 5799.4269 | 5449.8249 | 5261.1979 | 5653.8039 | 4702.8002 | 5300.2602 | 5456.6744 | 5679.0241 | 5494.5811 | 5314.6835 | 5240.2356 | 5337.1895
CDP3 | QLD | Q8 | Darling Downs | Solar | 3857.6363 | 3898.4408 | 3666.9409 | 3535.5756 | 3500.5798 | 3621.4264 | 2941.9366 | 3285.0703 | 4199.2467 | 6175.5159 | 5991.603 | 8242.9703 | 7966.3216 | 8159.1429 | 8225.5857 | 8293.6116 | 7932.7153 | 7427.16 | 10269.7851 | 10936.1609 | 8939.1986 | 11242.2063 | 11010.4388 | 12483.588 | 12026.4125 | 16349.04 | 16271.2963 | 16538.816
CDP3 | QLD | Q9 | Banana | Solar | 0 | 0 | 0 | 0 | 0 | 0 | 0 | 0 | 0 | 0 | 0 | 0 | 0 | 0 | 0 | 0 | 0 | 0 | 0 | 0 | 0 | 0 | 0 | 0 | 0 | 0 | 0 | 0
CDP3 | NSW | N0 | NSW Non-REZ | Solar | 0 | 0 | 0 | 0 | 0 | 0 | 0 | 0 | 0 | 0 | 0 | 0 | 0 | 0 | 0 | 0 | 0 | 0 | 0 | 0 | 0 | 0 | 0 | 0 | 0 | 0 | 0 | 0
CDP3 | NSW | N1 | North West NSW | Solar | 463.6077 | 455.8567 | 491.768 | 483.2047 | 475.5631 | 470.2636 | 403.9822 | 425.638 | 463.9113 | 459.4486 | 440.3134 | 449.3285 | 413.8675 | 436.4196 | 445.2022 | 426.7008 | 424.69 | 403.3833 | 393.4825 | 396.5794 | 373.3773 | 383.1053 | 352.9133 | 374.0209 | 367.6871 | 378.7909 | 384.1468 | 393.1749
CDP3 | NSW | N2 | New England | Solar | 1249.2281 | 1709.7368 | 1831.0329 | 1757.7369 | 1904.0804 | 2509.1071 | 2186.8818 | 2323.7033 | 2637.1157 | 2744.2055 | 3587.9355 | 3829.4936 | 3521.4056 | 3810.2304 | 3784.4296 | 3615.9116 | 3505.8284 | 5708.5084 | 6777.6091 | 8554.8731 | 7387.4499 | 7902.1947 | 8498.576 | 8774.391 | 8415.1256 | 8894.4145 | 8378.8597 | 9051.8092
CDP3 | NSW | N3 | Central-West Orana | Solar | 2715.5204 | 2887.4058 | 3272.7827 | 3174.3418 | 6450.2939 | 7081.5514 | 6427.0027 | 6725.3726 | 7678.6274 | 7651.0661 | 7983.7141 | 8181.2321 | 7841.919 | 8374.4777 | 8327.2636 | 8078.851 | 7880.7358 | 7106.032 | 7338.9908 | 9088.9024 | 7959.6727 | 8209.0023 | 9122.3301 | 12137.2219 | 12576.4249 | 15781.0509 | 15228.4347 | 16199.424
CDP3 | NSW | N4 | Broken Hill | Solar | 121.458 | 131.126 | 649.6455 | 656.668 | 635.4466 | 623.0918 | 528.8829 | 566.2587 | 594.8245 | 573.388 | 567.2016 | 547.3593 | 525.2344 | 535.3492 | 572.9823 | 596.7846 | 561.6183 | 542.3551 | 508.7861 | 508.8387 | 598.4161 | 619.9782 | 610.1323 | 576.2536 | 587.5753 | 571.042 | 586.4071 | 606.0945
CDP3 | NSW | N5 | South West NSW | Solar | 2337.4886 | 2505.1242 | 2466.0873 | 4055.9206 | 4000.708 | 4117.9225 | 3748.733 | 4030.5194 | 4231.8942 | 4015.4227 | 4172.2248 | 4148.4585 | 3925.6336 | 4164.8912 | 3923.056 | 3862.0408 | 3852.9187 | 3562.1134 | 3505.3158 | 4672.5542 | 6123.2669 | 6400.9814 | 6417.4041 | 5922.8143 | 6937.9658 | 6235.477 | 5605.7764 | 5931.2153
CDP3 | NSW | N6 | Wagga Wagga | Solar | 1125.4852 | 1700.259 | 1873.4572 | 1757.6994 | 1756.4431 | 1822.2487 | 1647.4647 | 1766.328 | 1908.9496 | 1796.651 | 1828.4166 | 1831.6231 | 1668.1288 | 1919.5874 | 1878.792 | 1738.5558 | 1828.195 | 1673.0496 | 1724.9161 | 1781.5877 | 1677.0705 | 1736.229 | 1841.6745 | 1707.5448 | 1826.5404 | 1852.7559 | 569.2312 | 609.8938
CDP3 | NSW | N7 | Tumut | Solar | 0 | 0 | 0 | 0 | 0 | 0 | 0 | 0 | 0 | 0 | 0 | 0 | 0 | 0 | 0 | 0 | 0 | 0 | 0 | 0 | 0 | 0 | 0 | 0 | 0 | 0 | 0 | 0
CDP3 | NSW | N8 | Cooma-Monaro | Solar | 0 | 0 | 0 | 0 | 0 | 0 | 0 | 0 | 0 | 0 | 0 | 0 | 0 | 0 | 0 | 0 | 0 | 0 | 0 | 0 | 0 | 0 | 0 | 0 | 0 | 0 | 0 | 0
CDP3 | NSW | N9 | Hunter-Central Coast | Solar | 0 | 0 | 1077.4744 | 1024.0016 | 1081.183 | 1055.7165 | 917.0027 | 948.772 | 1085.8913 | 1122.1997 | 1041.5162 | 1085.684 | 1016.3833 | 1095.8967 | 1083.1667 | 1017.2515 | 999.1846 | 923.3422 | 998.2835 | 967.3099 | 877.7599 | 901.8102 | 985.652 | 970.6555 | 931.7926 | 945.4168 | 948.8067 | 1025.5854
CDP3 | NSW | N12 | Illawarra | Solar | 0 | 0 | 0 | 0 | 0 | 0 | 0 | 0 | 0 | 0 | 0 | 0 | 0 | 0 | 0 | 0 | 0 | 0 | 0 | 0 | 0 | 0 | 0 | 0 | 0 | 0 | 0 | 0
CDP3 | VIC | V0 | VIC Non-REZ | Solar | 0 | 0 | 0 | 0 | 0 | 0 | 0 | 0 | 0 | 0 | 0 | 0 | 0 | 0 | 0 | 0 | 0 | 0 | 0 | 0 | 0 | 0 | 0 | 0 | 0 | 0 | 0 | 0
CDP3 | VIC | V1 | Ovens Murray | Solar | 0 | 0 | 2.6301e-06 | 6.7655e-06 | 9.3719e-06 | 4.0016e-05 | 3.2583e-05 | 3.975e-05 | 0.00010183 | 7.9971e-05 | 9.8558e-05 | 8.1213e-05 | 6.9296e-05 | 6.724e-05 | 8.929e-05 | 8.3693e-05 | 8.6246e-05 | 8.1995e-05 | 8.1938e-05 | 0.000113 | 9.9708e-05 | 0.00011393 | 0.000114 | 9.8612e-05 | 0.00018358 | 0.00019009 | 0.00017932 | 0.00017935
CDP3 | VIC | V2 | Murray River | Solar | 1455.1344 | 1711.4992 | 1763.8833 | 1999.5577 | 1939.3365 | 1987.9882 | 1721.7137 | 1740.3572 | 1775.8724 | 1797.1531 | 2120.7445 | 1998.1697 | 1892.9846 | 1924.8332 | 1982.3198 | 1866.6846 | 1884.9648 | 1854.873 | 1839.579 | 3491.4499 | 4881.0138 | 5169.1227 | 5242.4108 | 4921.5459 | 5171.3203 | 4361.6177 | 4013.7769 | 4232.8009
CDP3 | VIC | V3 | Western Victoria | Solar | 0 | 40.179 | 237.4649 | 244.9356 | 241.3074 | 239.3798 | 204.5555 | 212.5562 | 212.7528 | 190.9456 | 257.9206 | 264.0815 | 247.3519 | 255.895 | 243.668 | 239.7346 | 250.8742 | 253.5191 | 206.0024 | 214.9646 | 186.9917 | 222.4933 | 221.0645 | 226.643 | 211.1518 | 259.4178 | 242.0426 | 262.0445
CDP3 | VIC | V4 | South West Victoria | Solar | 0 | 0 | 0 | 0 | 0 | 0 | 0 | 0 | 0 | 0 | 0 | 0 | 0 | 0 | 0 | 0 | 0 | 0 | 0 | 0 | 0 | 0 | 0 | 0 | 0 | 0 | 0 | 0
CDP3 | VIC | V5 | Gippsland | Solar | 0 | 115.2088 | 269.2679 | 271.7404 | 286.4652 | 273.6152 | 241.349 | 236.9472 | 258.6622 | 247.5188 | 287.4136 | 265.6404 | 261.3244 | 262.3592 | 261.6882 | 239.0087 | 243.1451 | 232.9092 | 250.023 | 241.9772 | 229.0986 | 240.7596 | 251.2676 | 233.3623 | 238.2519 | 246.433 | 250.6405 | 257.3836
CDP3 | VIC | V6 | Central North VIC | Solar | 1127.2623 | 1208.2071 | 1130.2681 | 1076.9135 | 1091.544 | 1135.3107 | 992.5597 | 1008.3316 | 1046.1132 | 1032.784 | 1202.539 | 1136.9777 | 1073.1073 | 1111.8738 | 1098.9069 | 1007.7967 | 1050.9789 | 958.8217 | 1048.3357 | 1098.2888 | 861.6239 | 888.5955 | 894.2038 | 821.0544 | 917.9495 | 894.8095 | 822.9818 | 499.3277
CDP3 | SA | S1 | South East SA | Solar | 417.2048 | 420.3726 | 411.7156 | 397.6392 | 375.8744 | 349.8759 | 348.1735 | 368.6943 | 381.7058 | 379.0151 | 391.8774 | 387.4197 | 370.653 | 365.7567 | 396.2638 | 384.9986 | 378.5037 | 319.5559 | 299.6429 | 298.1346 | 265.7564 | 285.0099 | 265.9241 | 254.3359 | 267.0126 | 138.6309 | 136.1951 | 135.3524
CDP3 | SA | S2 | Riverland | Solar | 103.6808 | 111.3428 | 98.8279 | 96.3454 | 92.2174 | 86.6781 | 84.2144 | 80.4156 | 85.5627 | 80.7118 | 84.9927 | 83.6005 | 79.9396 | 78.5636 | 85.1286 | 85.1161 | 81.949 | 65.9776 | 60.6408 | 1182.9904 | 1967.2191 | 2039.6147 | 1931.4987 | 1906.3906 | 1978.4423 | 2056.9119 | 1968.9664 | 2028.8058
CDP3 | SA | S3 | Mid-North SA | Solar | 0 | 0 | 0 | 0 | 0 | 0 | 0 | 0 | 0 | 0 | 0 | 0 | 0 | 0 | 0 | 0 | 0 | 0 | 0 | 0 | 0 | 0 | 0 | 0 | 0 | 0 | 0 | 0
CDP3 | SA | S4 | Yorke Peninsula | Solar | 0 | 0 | 0 | 0 | 0 | 0 | 0 | 0 | 0 | 0 | 0 | 0 | 0 | 0 | 0 | 0 | 0 | 0 | 0 | 0 | 0 | 0 | 0 | 0 | 0 | 0 | 0 | 0
CDP3 | SA | S5 | Northern SA | Solar | 660.1668 | 708.7476 | 1318.5119 | 1188.1106 | 1167.81 | 1084.8306 | 1154.7439 | 1197.2155 | 1228.1352 | 1235.3019 | 1244.8327 | 1272.4082 | 1215.7924 | 1230.9296 | 1278.8763 | 1309.1575 | 1266.4862 | 1229.1984 | 1228.8702 | 1191.0358 | 2354.8541 | 2447.9782 | 2327.4643 | 2128.1946 | 2206.5198 | 2294.762 | 2227.5434 | 2277.0487
CDP3 | SA | S6 | Leigh Creek | Solar | 0 | 0 | 0 | 0 | 0 | 0 | 0 | 0 | 0 | 0 | 0 | 0 | 0 | 0 | 0 | 0 | 0 | 0 | 0 | 0 | 0 | 0 | 0 | 0 | 0 | 0 | 0 | 0
CDP3 | SA | S7 | Roxby Downs | Solar | 0 | 0 | 4.7557e-06 | 6.4534e-05 | 193.2185 | 174.5879 | 177.2985 | 185.289 | 193.6057 | 193.3059 | 763.1693 | 772.2219 | 745.0918 | 753.1667 | 789.0801 | 812.2506 | 1076.3082 | 1027.7393 | 1154.8175 | 1084.8442 | 1070.8764 | 1108.1248 | 1045.1417 | 1044.124 | 1033.9839 | 1068.061 | 1092.6707 | 1101.1462
CDP3 | SA | S8 | Eastern Eyre Peninsula | Solar | 0 | 0 | 0 | 0 | 0 | 0 | 0 | 0 | 0 | 0 | 0 | 0 | 0 | 0 | 0 | 0 | 0 | 0 | 0 | 0 | 0 | 0 | 0 | 0 | 0 | 0 | 0 | 0
CDP3 | SA | S9 | Western Eyre Peninsula | Solar | 0 | 0 | 0 | 0 | 0 | 0 | 0 | 0 | 0 | 0 | 0 | 0 | 0 | 0 | 0 | 0 | 0 | 0 | 0 | 0 | 0 | 0 | 0 | 0 | 0 | 0 | 0 | 0
CDP3 | TAS | T1 | North East Tasmania | Solar | 0 | 0 | 0 | 0 | 0 | 0 | 0 | 0 | 0 | 0 | 0 | 0 | 0 | 0 | 0 | 0 | 0 | 0 | 0 | 0 | 0 | 0 | 0 | 0 | 0 | 0 | 0 | 0
CDP3 | TAS | T2 | North West Tasmania | Solar | 0 | 0 | 0 | 0 | 0 | 0 | 0 | 0 | 0 | 0 | 0 | 0 | 0 | 0 | 0 | 0 | 0 | 0 | 0 | 0 | 0 | 0 | 0 | 0 | 0 | 0 | 0 | 0
CDP3 | TAS | T3 | Tasmania Midlands | Solar | 0 | 0 | 0 | 0 | 0 | 0 | 0 | 0 | 0 | 0 | 0 | 0 | 0 | 0 | 0 | 0 | 0 | 0 | 0 | 0 | 0 | 0 | 0 | 0 | 0 | 0 | 0 | 0
CDP3 | QLD | Q1 | Far North QLD | Wind | 923.6272 | 906.5438 | 934.3013 | 2936.647 | 3176.6389 | 3533.1955 | 3174.1268 | 3528.7277 | 3686.4236 | 3677.4051 | 3578.6039 | 3297.4767 | 3453.7934 | 3611.6808 | 3548.4755 | 3431.1248 | 3310.4439 | 3208.7802 | 3094.4905 | 3615.7834 | 3458.6279 | 3745.0354 | 3786.4294 | 3846.8286 | 3651.6219 | 3306.6087 | 3514.2211 | 3707.619
CDP3 | QLD | Q2 | North Qld Clean Energy Hub | Wind | 141.6081 | 129.5903 | 128.6845 | 2280.5311 | 2985.9116 | 5357.657 | 5210.111 | 5411.3934 | 5690.8492 | 6391.4289 | 6045.3458 | 5756.4468 | 6643.6851 | 6997.9916 | 7186.6875 | 6723.7635 | 6630.9198 | 6175.647 | 6375.071 | 7057.2787 | 7789.5496 | 7895.6827 | 8038.5421 | 8204.8146 | 7892.2531 | 7619.691 | 8145.386 | 8736.8109
CDP3 | QLD | Q3 | Northern Qld | Wind | 0 | 0 | 0 | 0 | 0 | 0 | 0 | 0 | 0 | 0 | 0 | 0 | 0 | 0 | 0 | 0 | 0 | 0 | 0 | 0 | 0 | 0 | 0 | 0 | 0 | 0 | 0 | 0
CDP3 | QLD | Q4 | Isaac | Wind | 884.1352 | 1173.41 | 1292.5398 | 1261.2403 | 1465.3996 | 1548.8581 | 1353.0642 | 1408.4143 | 1521.2874 | 3807.3171 | 3607.1138 | 3413.6486 | 3678.6728 | 3648.6337 | 4222.8309 | 3577.9204 | 3899.4596 | 3787.8271 | 3638.1291 | 3706.7747 | 5424.9301 | 5295.573 | 5620.7972 | 5996.8552 | 5536.6758 | 4797.4304 | 4967.4288 | 5022.5842
CDP3 | QLD | Q5 | Barcaldine | Wind | 0 | 0 | 1.9541e-06 | 1.7142e-05 | 7.8161e-05 | 0.00018071 | 0.00014766 | 0.00015659 | 0.00026406 | 0.00092978 | 36.2974 | 33.7854 | 32.2036 | 31.8243 | 35.9698 | 31.1861 | 31.9437 | 30.9991 | 29.2294 | 267.6823 | 274.0192 | 263.7443 | 289.201 | 274.9461 | 281.0019 | 264.1107 | 255.6732 | 258.4795
CDP3 | QLD | Q6 | Fitzroy | Wind | 0 | 0 | 3.402e-06 | 1605.7475 | 2726.1543 | 2970.8077 | 2819.6081 | 2913.4168 | 2919.9602 | 2886.6572 | 2934.4428 | 2748.6422 | 2861.8354 | 2734.0633 | 3174.1486 | 2701.4072 | 2958.781 | 2762.1748 | 2701.9911 | 2880.456 | 2896.591 | 2887.3706 | 2834.3287 | 2928.3839 | 2866.8331 | 2675.3066 | 2769.5827 | 2668.9835
CDP3 | QLD | Q7 | Wide Bay | Wind | 0 | 0 | 3.1497e-06 | 3.4687e-05 | 5.02e-05 | 5.0802e-05 | 3.7954e-05 | 5.268e-05 | 5.9237e-05 | 0.00013596 | 0.00027447 | 0.00028415 | 423.6445 | 437.5107 | 447.9322 | 399.8886 | 426.7628 | 445.7744 | 427.5195 | 433.1489 | 439.4233 | 906.4834 | 900.1579 | 824.8525 | 2603.3278 | 2507.8023 | 2465.8498 | 2577.723
CDP3 | QLD | Q8 | Darling Downs | Wind | 4637.2395 | 6192.9456 | 6567.5979 | 11517.3841 | 13849.6458 | 13984.3665 | 13375.5139 | 13165.5811 | 13757.7081 | 12708.8317 | 16171.9614 | 15197.0807 | 14960.7282 | 15713.3129 | 16554.4286 | 15081.1866 | 16001.4011 | 16441.09 | 15772.4159 | 15799.0174 | 14526.1124 | 13892.2595 | 14095.4191 | 13461.2043 | 21256.1864 | 20002.0765 | 19467.5589 | 20902.8915
CDP3 | QLD | Q9 | Banana | Wind | 0 | 0 | 0 | 0 | 0 | 0 | 0 | 0 | 0 | 0 | 0 | 0 | 0 | 0 | 0 | 0 | 0 | 0 | 0 | 0 | 0 | 0 | 0 | 0 | 0 | 0 | 0 | 0
CDP3 | NSW | N0 | NSW Non-REZ | Wind | 0 | 0 | 0 | 0 | 0 | 0 | 0 | 0 | 0 | 0 | 0 | 0 | 0 | 0 | 0 | 0 | 0 | 0 | 0 | 0 | 0 | 0 | 0 | 0 | 0 | 0 | 0 | 0
CDP3 | NSW | N1 | North West NSW | Wind | 0 | 0 | 0 | 0 | 0 | 0 | 0 | 0 | 0 | 0 | 0 | 0 | 0 | 0 | 0 | 0 | 0 | 0 | 0 | 0 | 0 | 0 | 0 | 0 | 0 | 0 | 0 | 0
CDP3 | NSW | N2 | New England | Wind | 1309.0337 | 1100.5763 | 1921.3682 | 2157.0459 | 2190.4491 | 10744.3618 | 11380.4717 | 10470.3038 | 11012.4222 | 10222.3456 | 12424.5109 | 12293.6873 | 12185.6188 | 12516.2573 | 12561.946 | 12082.1691 | 14498.4484 | 20740.7117 | 22503.9674 | 21839.9247 | 23702.8185 | 21522.2564 | 22188.4906 | 21276.31 | 22215.374 | 22004.3993 | 21492.7426 | 22786.4714
CDP3 | NSW | N3 | Central-West Orana | Wind | 658.7977 | 1205.1171 | 2052.0669 | 3437.2809 | 13180.7822 | 12777.375 | 13187.8796 | 12311.1337 | 12519.1927 | 11793.9063 | 12497.1533 | 12057.1447 | 12024.0233 | 12822.5641 | 12781.0518 | 13007.1884 | 12918.548 | 13251.4383 | 13024.3177 | 12250.3991 | 12916.7752 | 11979.0177 | 12095.2254 | 11540.8555 | 12019.1323 | 12581.3759 | 12372.1936 | 13324.039
CDP3 | NSW | N4 | Broken Hill | Wind | 782.5551 | 609.7939 | 690.7014 | 970.6491 | 943.2987 | 962.6853 | 809.5188 | 857.6902 | 830.0103 | 843.9352 | 828.4294 | 819.3704 | 782.5153 | 861.9622 | 890.8896 | 775.8181 | 887.9141 | 815.5942 | 801.3328 | 220.4281 | 208.4135 | 221.2644 | 221.8907 | 225.4385 | 212.027 | 211.7622 | 198.7726 | 217.9156
CDP3 | NSW | N5 | South West NSW | Wind | 0 | 0 | 1.345e-05 | 1191.8521 | 1145.8799 | 1109.3622 | 1018.3795 | 1127.2607 | 1129.0773 | 1194.8783 | 1065.4339 | 1069.445 | 1102.0737 | 1152.0423 | 1167.0288 | 1160.374 | 1165.6612 | 1126.5225 | 1077.9636 | 1030.2037 | 995.6676 | 1096.5333 | 1083.9405 | 1149.4151 | 1021.3302 | 1049.6034 | 1072.7399 | 1145.1762
CDP3 | NSW | N6 | Wagga Wagga | Wind | 0 | 0 | 0 | 0 | 0 | 0 | 0 | 0 | 0 | 0 | 0 | 0 | 0 | 0 | 0 | 0 | 0 | 0 | 0 | 0 | 0 | 0 | 0 | 0 | 0 | 0 | 0 | 0
CDP3 | NSW | N7 | Tumut | Wind | 0 | 201.4505 | 766.3739 | 909.2575 | 925.1104 | 818.6276 | 883.0589 | 779.3311 | 791.5416 | 816.4259 | 811.9473 | 821.8338 | 786.7753 | 817.7894 | 827.9655 | 891.9706 | 848.8573 | 902.4987 | 888.3294 | 802.294 | 872.7147 | 769.6599 | 786.5228 | 792.5828 | 800.4071 | 842.7665 | 801.3915 | 857.1563
CDP3 | NSW | N8 | Cooma-Monaro | Wind | 369.6057 | 379.413 | 1340.5462 | 1422.3269 | 1446.4643 | 1345.9154 | 1303.8473 | 1289.961 | 1367.3878 | 1402.5944 | 1257.1623 | 1344.6714 | 1284.7923 | 1380.0347 | 1361.7374 | 1293.8184 | 1232.4519 | 1139.7958 | 1168.935 | 1081.4042 | 1129.1047 | 1116.8424 | 1177.4115 | 1231.5562 | 1142.0401 | 1233.1228 | 1173.6874 | 1276.3207
CDP3 | NSW | N9 | Hunter-Central Coast | Wind | 0 | 0 | 1192.303 | 1580.6718 | 1508.6944 | 1505.6941 | 1616.0686 | 1432.1565 | 1530.7971 | 1419.2091 | 1438.2761 | 1516.1993 | 1449.802 | 1546.3092 | 1388.8898 | 1484.1093 | 1574.427 | 1487.2625 | 1414.8345 | 1372.7253 | 1571.22 | 1372.2262 | 1457.2821 | 1366.3654 | 2043.154 | 2561.5167 | 2442.1239 | 2669.4593
CDP3 | NSW | N12 | Illawarra | Wind | 0 | 0 | 0 | 0 | 0 | 0 | 0 | 0 | 0 | 0 | 0 | 0 | 0 | 0 | 0 | 0 | 0 | 0 | 0 | 0 | 0 | 0 | 0 | 0 | 0 | 0 | 0 | 0
CDP3 | VIC | V0 | VIC Non-REZ | Wind | 0 | 0 | 1.0391e-06 | 3.706e-05 | 6.5253e-05 | 5.8962e-05 | 5.3048e-05 | 6.5823e-05 | 6.5749e-05 | 6.6178e-05 | 7.5537e-05 | 7.4e-05 | 7.0714e-05 | 6.431e-05 | 8.8051e-05 | 9.0482e-05 | 9.0686e-05 | 9.302e-05 | 8.8297e-05 | 9.0684e-05 | 9.4356e-05 | 0.0001113 | 0.00010225 | 0.00011512 | 9.5996e-05 | 0.00018372 | 0.00019049 | 0.00018458
CDP3 | VIC | V1 | Ovens Murray | Wind | 0 | 0 | 0 | 0 | 0 | 0 | 0 | 0 | 0 | 0 | 0 | 0 | 0 | 0 | 0 | 0 | 0 | 0 | 0 | 0 | 0 | 0 | 0 | 0 | 0 | 0 | 0 | 0
CDP3 | VIC | V2 | Murray River | Wind | 0 | 0 | 0 | 0 | 0 | 0 | 0 | 0 | 0 | 0 | 0 | 0 | 0 | 0 | 0 | 0 | 0 | 0 | 0 | 0 | 0 | 0 | 0 | 0 | 0 | 0 | 0 | 0
CDP3 | VIC | V3 | Western Victoria | Wind | 5695.6486 | 5948.6932 | 5595.7995 | 5969.3303 | 7908.9807 | 7822.9238 | 7530.7214 | 8144.4497 | 7807.4678 | 7907.8018 | 7099.1941 | 6881.4136 | 6691.8037 | 7003.7153 | 7030.6433 | 6981.2091 | 7071.7586 | 7158.5694 | 6671.0467 | 6098.8219 | 5208.6249 | 5776.8689 | 5507.89 | 5448.134 | 4790.971 | 5143.4203 | 4816.8283 | 5145.0408
CDP3 | VIC | V4 | South West Victoria | Wind | 7457.3605 | 10583.1554 | 10159.7458 | 10647.5511 | 9733.7292 | 9852.8358 | 9571.1557 | 10355.2914 | 9872.3838 | 10717.4491 | 9911.3366 | 9704.5989 | 9583.299 | 9851.3798 | 8852.7343 | 8827.5292 | 8343.6245 | 8330.2506 | 7903.5783 | 7136.3116 | 7150.8486 | 4897.5959 | 4636.7112 | 4711.291 | 6234.2455 | 7933.0164 | 8000.5475 | 8472.6411
CDP3 | VIC | V5 | Gippsland | Wind | 0 | 0 | 4.0027e-06 | 7.7023e-05 | 2078.3782 | 3325.999 | 3323.6075 | 3392.5773 | 3285.3435 | 3276.2607 | 3316.6895 | 3083.2655 | 3052.3105 | 2999.5112 | 2983.49 | 3047.3547 | 3239.1063 | 3072.6708 | 2949.5271 | 2947.513 | 2986.7729 | 3114.8854 | 3029.5309 | 3323.4544 | 3029.246 | 2958.189 | 2989.8559 | 3068.0311
CDP3 | VIC | V6 | Central North VIC | Wind | 0 | 0 | 9.8609e-07 | 1.6989e-05 | 4.9612e-05 | 6.0514e-05 | 4.8708e-05 | 6.076e-05 | 6.08e-05 | 6.3766e-05 | 8.6409e-05 | 7.7932e-05 | 6.3504e-05 | 6.4703e-05 | 9.1151e-05 | 8.7638e-05 | 9.1576e-05 | 8.5974e-05 | 8.6147e-05 | 9.4616e-05 | 8.4858e-05 | 9.2741e-05 | 8.8091e-05 | 9.0657e-05 | 9.9134e-05 | 0.00011172 | 9.9008e-05 | 0.00010239
CDP3 | SA | S1 | South East SA | Wind | 748.4906 | 817.139 | 718.8694 | 795.4896 | 2425.5968 | 2348.3449 | 2008.7872 | 2156.5723 | 2100.6301 | 2585.5796 | 2320.8208 | 2156.9305 | 2024.4766 | 2173.9486 | 1834.2755 | 1817.5231 | 1678.0217 | 1793.6562 | 1722.3437 | 1640.3938 | 1572.4851 | 1747.8794 | 1638.2564 | 1828.465 | 1619.0908 | 2312.2286 | 2189.6558 | 2425.0473
CDP3 | SA | S2 | Riverland | Wind | 0 | 0 | 0 | 0 | 0 | 0 | 0 | 0 | 0 | 0 | 0 | 0 | 0 | 0 | 0 | 0 | 0 | 0 | 0 | 0 | 0 | 0 | 0 | 0 | 0 | 0 | 0 | 0
CDP3 | SA | S3 | Mid-North SA | Wind | 5243.077 | 5517.8419 | 5310.5239 | 5622.3006 | 6812.458 | 6297.1515 | 6302.3038 | 6766.0691 | 6677.7567 | 7069.9005 | 6702.7576 | 6829.1807 | 5859.6932 | 6686.8415 | 6697.3713 | 5300.399 | 6790.9575 | 7154.7824 | 7115.8605 | 5867.6371 | 5706.275 | 5799.9698 | 5900.7553 | 7955.4812 | 8050.2311 | 7942.9822 | 7532.9054 | 8621.4932
CDP3 | SA | S4 | Yorke Peninsula | Wind | 227.9281 | 243.0132 | 240.5029 | 314.8027 | 347.5674 | 204.7199 | 174.3369 | 186.3242 | 183.1605 | 214.09 | 188.93 | 196.9887 | 176.9211 | 203.76 | 314.8281 | 299.8748 | 301.8572 | 313.5353 | 301.3648 | 283.6956 | 273.8507 | 295.4385 | 278.203 | 316.6524 | 265.6907 | 289.2012 | 258.2998 | 299.7718
CDP3 | SA | S5 | Northern SA | Wind | 1329.5804 | 1376.876 | 1319.2144 | 1381.1322 | 1289.0058 | 1199.1657 | 1139.4499 | 1214.8385 | 1259.9037 | 1340.436 | 1230.2297 | 1274.3943 | 1227.3208 | 1339.5391 | 1376.225 | 1317.8917 | 1325.7703 | 1344.3196 | 1257.3417 | 1210.6265 | 1127.2968 | 553.2744 | 562.0976 | 583.8828 | 538.6158 | 566.7132 | 530.9561 | 585.8533
CDP3 | SA | S6 | Leigh Creek | Wind | 0 | 0 | 0 | 0 | 0 | 0 | 0 | 0 | 0 | 0 | 0 | 0 | 0 | 0 | 0 | 0 | 0 | 0 | 0 | 0 | 0 | 0 | 0 | 0 | 0 | 0 | 0 | 0
CDP3 | SA | S7 | Roxby Downs | Wind | 0 | 0 | 0 | 0 | 0 | 0 | 0 | 0 | 0 | 0 | 0 | 0 | 0 | 0 | 0 | 0 | 0 | 0 | 0 | 0 | 0 | 0 | 0 | 0 | 0 | 0 | 0 | 0
CDP3 | SA | S8 | Eastern Eyre Peninsula | Wind | 321.1547 | 290.5455 | 304.5225 | 340.8931 | 333.9191 | 324.6839 | 162.9971 | 172.6577 | 173.4574 | 192.5021 | 179.6338 | 0.0015751 | 0.0013976 | 0.0015526 | 255.2509 | 245.6246 | 255.3083 | 258.7734 | 247.7643 | 237.8569 | 232.3071 | 692.6147 | 913.3294 | 1047.4803 | 885.1934 | 916.1718 | 837.7005 | 966.2818
CDP3 | SA | S9 | Western Eyre Peninsula | Wind | 0 | 0 | 0 | 0 | 0 | 0 | 0 | 0 | 0 | 0 | 0 | 0 | 0 | 0 | 0 | 0 | 0 | 0 | 0 | 0 | 0 | 0 | 0 | 0 | 0 | 0 | 0 | 0
CDP3 | TAS | T1 | North East Tasmania | Wind | 598.3431 | 649.4839 | 548.4117 | 781.7404 | 1424.8772 | 1429.979 | 1489.4359 | 1481.0471 | 1393.3464 | 1517.173 | 1437.0565 | 1905.4159 | 2112.2459 | 2108.1605 | 2195.5453 | 2286.3628 | 1824.4433 | 1879.8074 | 1779.8207 | 1861.0496 | 1914.2154 | 1903.4034 | 1869.4776 | 2011.1517 | 1898.4439 | 1903.6512 | 1514.5415 | 1440.2691
CDP3 | TAS | T2 | North West Tasmania | Wind | 918.0816 | 973.2529 | 901.9787 | 877.1093 | 853.1716 | 869.8918 | 904.3995 | 903.3824 | 872.8665 | 961.0714 | 892.9053 | 873.1002 | 909.9666 | 1326.1647 | 1313.8392 | 1341.4916 | 1093.7051 | 1061.7336 | 1033.2286 | 1066.5786 | 1122.7028 | 1142.4961 | 1100.3242 | 1181.0464 | 1094.8246 | 1078.0883 | 646.6886 | 665.7856
CDP3 | TAS | T3 | Tasmania Midlands | Wind | 458.9298 | 552.0708 | 2548.0018 | 3029.2102 | 3092.2778 | 3733.9758 | 4124.0668 | 4625.1171 | 5237.2408 | 5518.3208 | 6161.5263 | 6213.9982 | 6482.8907 | 6587.5687 | 7029.5618 | 7427.8319 | 6135.0872 | 6024.1129 | 5920.609 | 6345.8258 | 6225.4371 | 6389.4004 | 6126.5157 | 6318.7217 | 6131.9663 | 5871.1058 | 6195.7179 | 6227.1621
CDP3 | NSW | N10 | Hunter Coast | Offshore Wind | 0 | 0 | 0 | 0 | 0 | 0 | 0 | 0 | 0 | 0 | 0 | 0 | 0 | 0 | 0 | 0 | 0 | 0 | 0 | 0 | 0 | 0 | 0 | 0 | 0 | 0 | 0 | 0
CDP3 | NSW | N11 | Illawarra Coast | Offshore Wind | 0 | 0 | 0 | 0 | 0 | 0 | 0 | 0 | 0 | 0 | 0 | 0 | 0 | 0 | 0 | 0 | 0 | 0 | 0 | 0 | 0 | 0 | 0 | 0 | 0 | 0 | 0 | 0
CDP3 | VIC | V7 | Gippsland Coast | Offshore Wind | 0 | 0 | 0 | 0 | 0 | 0 | 4006.8133 | 7928.6696 | 10433.7214 | 10709.6027 | 12817.4545 | 16931.8383 | 20913.1832 | 25645.7135 | 28656.7544 | 33601.4988 | 33943.4453 | 33705.3693 | 32270.1405 | 31320.8226 | 31977.9479 | 31852.5583 | 32117.5089 | 34229.2354 | 31581.7554 | 31773.0008 | 32860.6023 | 34394.4819
CDP3 | VIC | V8 | Portland Coast | Offshore Wind | 0 | 0 | 0 | 0 | 0 | 0 | 0 | 0 | 0 | 2470.6088 | 2448.1507 | 2394.5912 | 2677.5318 | 2717.0408 | 2806.0259 | 2843.244 | 2770.2173 | 2982.4088 | 2822.3962 | 2651.5209 | 2692.5807 | 3027.3635 | 2889.3771 | 3028.8869 | 2728.061 | 2752.8017 | 2777.6491 | 2914.1022
CDP3 | SA | S10 | South East SA Coast | Offshore Wind | 0 | 0 | 0 | 0 | 0 | 0 | 0 | 0 | 0 | 0 | 0 | 0 | 0 | 0 | 0 | 0 | 0 | 0 | 0 | 0 | 0 | 0 | 0 | 0 | 0 | 0 | 0 | 0
CDP3 | TAS | T4 | North West Tasmania Coast | Offshore Wind | 0 | 0 | 0 | 0 | 0 | 0 | 0 | 0 | 0 | 0 | 0 | 0 | 0 | 0 | 0 | 0 | 0 | 0 | 0 | 0 | 0 | 0 | 0 | 0 | 0 | 0 | 0 | 0
CDP3 | TAS | T5 | North East Tasmania Coast | Offshore Wind | 0 | 0 | 0 | 0 | 0 | 0 | 0 | 0 | 0 | 0 | 0 | 0 | 0 | 0 | 0 | 0 | 0 | 0 | 0 | 0 | 0 | 0 | 0 | 0 | 0 | 0 | 0 | 0
CDP4 | QLD | Q1 | Far North QLD | Solar | 0 | 0 | 0 | 0 | 0 | 0 | 0 | 0 | 0 | 0 | 0 | 0 | 0 | 0 | 0 | 0 | 0 | 0 | 0 | 0 | 0 | 0 | 0 | 0 | 0 | 0 | 0 | 0
CDP4 | QLD | Q2 | North Qld Clean Energy Hub | Solar | 183.921 | 194.9262 | 187.4294 | 179.8197 | 169.7019 | 141.3947 | 150.1066 | 163.8035 | 181.4625 | 162.4651 | 167.0162 | 167.4303 | 161.1477 | 79.6246 | 82.1415 | 84.4121 | 82.6637 | 507.0404 | 657.9924 | 685.5278 | 704.814 | 767.912 | 724.9445 | 703.5795 | 707.1251 | 1311.997 | 1301.0109 | 1282.1363
CDP4 | QLD | Q3 | Northern Qld | Solar | 1112.0316 | 1197.7741 | 1102.6954 | 1087.0237 | 1026.4961 | 870.711 | 878.4373 | 1012.9451 | 1106.2369 | 1013.87 | 1092.5284 | 1113.0984 | 1041.9408 | 1036.6329 | 1034.9991 | 1089.5827 | 1035.2909 | 1040.9787 | 731.2403 | 481.6114 | 398.1753 | 447.0355 | 450.0765 | 205.7078 | 231.4677 | 207.2113 | 0 | 0
CDP4 | QLD | Q4 | Isaac | Solar | 1599.5715 | 1680.4182 | 1568.5823 | 1611.8132 | 1544.875 | 1635.8921 | 1250.3512 | 1441.0426 | 1542.5071 | 1493.1226 | 1572.0981 | 1559.8145 | 1480.833 | 1522.6451 | 1508.3643 | 1574.9085 | 1514.0193 | 2557.5034 | 2411.3246 | 2581.2616 | 2016.0616 | 2306.044 | 2327.5467 | 2302.1061 | 1571.2433 | 3337.2976 | 3142.1174 | 3246.3514
CDP4 | QLD | Q5 | Barcaldine | Solar | 40.8581 | 41.0375 | 38.5512 | 240.0629 | 228.5053 | 248.598 | 182.7996 | 197.4191 | 227.613 | 213.7598 | 217.0811 | 210.0134 | 197.662 | 200.4329 | 207.7705 | 207.2005 | 215.1206 | 204.5784 | 186.7273 | 171.9302 | 157.7731 | 164.1926 | 160.4394 | 155.0115 | 156.3895 | 145.77 | 141.9031 | 144.8999
CDP4 | QLD | Q6 | Fitzroy | Solar | 211.47 | 221.5353 | 201.5015 | 205.4401 | 197.2455 | 208.4001 | 147.7742 | 189.5845 | 196.8054 | 192.1649 | 174.9146 | 183.5721 | 176.5053 | 201.9129 | 175.9883 | 184.6826 | 186.5808 | 196.8362 | 179.6964 | 192.1688 | 158.3964 | 162.5716 | 175.4023 | 423.2346 | 3932.1321 | 4978.8653 | 6409.0002 | 8132.3368
CDP4 | QLD | Q7 | Wide Bay | Solar | 730.6517 | 902.3582 | 1109.3708 | 1092.8615 | 1055.1646 | 1116.9296 | 859.6128 | 994.9905 | 1080.4197 | 4566.8102 | 5654.5043 | 5941.71 | 5813.3171 | 5871.1255 | 5858.6644 | 6064.572 | 5799.9968 | 5450.728 | 5260.8735 | 5656.6702 | 4703.8149 | 5301.9877 | 5459.0543 | 5681.3231 | 5497.491 | 5316.6272 | 5245.9728 | 5342.6949
CDP4 | QLD | Q8 | Darling Downs | Solar | 3857.6546 | 3898.4491 | 3666.9574 | 3535.5702 | 3500.4614 | 3621.2889 | 2948.3533 | 3290.219 | 4154.7124 | 6168.3873 | 5984.0398 | 8229.2802 | 7953.418 | 8146.0696 | 8212.5987 | 8280.4409 | 7919.6833 | 7415.6601 | 10282.9592 | 10854.8716 | 8869.4463 | 11229.0706 | 10897.7957 | 12423.6822 | 11968.482 | 16353.1792 | 16283.6002 | 16550.4372
CDP4 | QLD | Q9 | Banana | Solar | 0 | 0 | 0 | 0 | 0 | 0 | 0 | 0 | 0 | 0 | 0 | 0 | 0 | 0 | 0 | 0 | 0 | 0 | 0 | 0 | 0 | 0 | 0 | 0 | 0 | 0 | 0 | 0
CDP4 | NSW | N0 | NSW Non-REZ | Solar | 0 | 0 | 0 | 0 | 0 | 0 | 0 | 0 | 0 | 0 | 0 | 0 | 0 | 0 | 0 | 0 | 0 | 0 | 0 | 0 | 0 | 0 | 0 | 0 | 0 | 0 | 0 | 0
CDP4 | NSW | N1 | North West NSW | Solar | 463.6103 | 455.857 | 491.894 | 483.3371 | 475.639 | 470.2069 | 408.8429 | 429.6272 | 464.0408 | 459.5286 | 440.42 | 449.4616 | 414.0698 | 436.6743 | 445.5427 | 426.954 | 424.885 | 403.6197 | 393.538 | 396.9864 | 373.7621 | 384.009 | 353.5723 | 373.0513 | 366.6907 | 379.2569 | 385.1675 | 393.3909
CDP4 | NSW | N2 | New England | Solar | 1249.1906 | 1709.7251 | 1830.9944 | 1757.851 | 1907.2151 | 2666.0144 | 2340.7982 | 2488.3317 | 2805.5772 | 2918.0138 | 3491.3055 | 3726.449 | 3426.9075 | 3707.9241 | 3682.877 | 3519.6058 | 3411.9317 | 5727.2175 | 6682.9304 | 8556.5297 | 7389.9073 | 7908.2935 | 8504.864 | 8775.4394 | 8412.5841 | 8891.2756 | 8376.1651 | 9052.3576
CDP4 | NSW | N3 | Central-West Orana | Solar | 2715.5101 | 2887.4057 | 3271.662 | 3172.9725 | 6458.1833 | 6939.7081 | 6184.8874 | 6490.4286 | 7510.0031 | 7481.337 | 8074.4499 | 8274.0042 | 7932.0328 | 8470.9703 | 8422.9815 | 8172.1979 | 7970.4905 | 7189.735 | 7426.539 | 8961.5523 | 7850.7929 | 8097.8957 | 9031.2611 | 12143.8836 | 12579.7502 | 15769.3724 | 15220.3277 | 16192.9791
CDP4 | NSW | N4 | Broken Hill | Solar | 121.4579 | 131.1263 | 649.6549 | 656.6616 | 635.3993 | 622.8889 | 536.4698 | 571.469 | 594.8505 | 573.388 | 567.0951 | 547.343 | 525.213 | 535.715 | 573.0836 | 596.8077 | 561.5813 | 542.4354 | 508.6649 | 508.9645 | 600.3466 | 622.737 | 612.752 | 577.955 | 588.7522 | 572.1743 | 587.94 | 607.8528
CDP4 | NSW | N5 | South West NSW | Solar | 2337.4575 | 2505.1151 | 2466.6911 | 4054.9809 | 3999.8851 | 4115.6565 | 3782.9958 | 4059.337 | 4238.8817 | 4013.6491 | 4168.7051 | 4155.1441 | 3908.9018 | 4164.9665 | 3928.5185 | 3867.7453 | 3861.4438 | 3565.4638 | 3506.4159 | 4815.1231 | 6016.7173 | 6287.7744 | 6292.3037 | 5796.5774 | 6931.3338 | 6235.1923 | 5600.5475 | 5931.7714
CDP4 | NSW | N6 | Wagga Wagga | Solar | 1125.4866 | 1700.2609 | 1873.6765 | 1757.6258 | 1756.3683 | 1821.0678 | 1656.063 | 1760.6191 | 1924.1691 | 1801.3524 | 1825.6922 | 1823.9895 | 1675.3281 | 1916.8512 | 1895.5307 | 1747.721 | 1822.7315 | 1676.7114 | 1720.9039 | 1802.9831 | 1685.0091 | 1727.7279 | 1847.9515 | 1717.3019 | 1832.9504 | 1850.7369 | 572.9835 | 610.1379
CDP4 | NSW | N7 | Tumut | Solar | 0 | 0 | 0 | 0 | 0 | 0 | 0 | 0 | 0 | 0 | 0 | 0 | 0 | 0 | 0 | 0 | 0 | 0 | 0 | 0 | 0 | 0 | 0 | 0 | 0 | 0 | 0 | 0
CDP4 | NSW | N8 | Cooma-Monaro | Solar | 0 | 0 | 0 | 0 | 0 | 0 | 0 | 0 | 0 | 0 | 0 | 0 | 0 | 0 | 0 | 0 | 0 | 0 | 0 | 0 | 0 | 0 | 0 | 0 | 0 | 0 | 0 | 0
CDP4 | NSW | N9 | Hunter-Central Coast | Solar | 0 | 0 | 1077.4655 | 1023.9943 | 1081.1108 | 1055.7408 | 923.8735 | 955.2993 | 1086.1074 | 1122.4705 | 1041.4652 | 1085.7459 | 1016.5123 | 1096.1056 | 1083.4271 | 1017.5151 | 999.337 | 923.5852 | 998.2733 | 967.8723 | 878.58 | 908.6852 | 991.7287 | 972.7881 | 923.5825 | 947.9631 | 951.4345 | 1025.206
CDP4 | NSW | N12 | Illawarra | Solar | 0 | 0 | 0 | 0 | 0 | 0 | 0 | 0 | 0 | 0 | 0 | 0 | 0 | 0 | 0 | 0 | 0 | 0 | 0 | 0 | 0 | 0 | 0 | 0 | 0 | 0 | 0 | 0
CDP4 | VIC | V0 | VIC Non-REZ | Solar | 0 | 0 | 0 | 0 | 0 | 0 | 0 | 0 | 0 | 0 | 0 | 0 | 0 | 0 | 0 | 0 | 0 | 0 | 0 | 0 | 0 | 0 | 0 | 0 | 0 | 0 | 0 | 0
CDP4 | VIC | V1 | Ovens Murray | Solar | 0 | 0 | 2.0965e-06 | 5.7442e-06 | 7.9661e-06 | 3.4529e-05 | 2.8264e-05 | 3.452e-05 | 8.7877e-05 | 6.9092e-05 | 8.5551e-05 | 7.0887e-05 | 6.0806e-05 | 5.9344e-05 | 7.6925e-05 | 7.2091e-05 | 7.3856e-05 | 7.0273e-05 | 7.1461e-05 | 0.00011187 | 9.8707e-05 | 0.00011232 | 0.00011153 | 9.6598e-05 | 0.0001284 | 0.0001328 | 0.00012535 | 0.00012554
CDP4 | VIC | V2 | Murray River | Solar | 1455.1178 | 1711.421 | 1763.8929 | 1999.5099 | 1939.1373 | 1985.2918 | 1719.076 | 1737.2549 | 1772.7989 | 1797.1369 | 2120.0941 | 1997.2844 | 1893.1939 | 1924.59 | 1976.2929 | 1865.6289 | 1885.1338 | 1852.8387 | 1837.1333 | 3495.3852 | 5060.2954 | 5363.5606 | 5442.3165 | 5101.6425 | 5217.8444 | 4404.2802 | 4055.6197 | 4273.4466
CDP4 | VIC | V3 | Western Victoria | Solar | 0 | 40.179 | 237.8423 | 246.7742 | 239.3757 | 241.5755 | 204.1383 | 211.5303 | 211.3507 | 195.9648 | 257.8339 | 265.7747 | 247.6217 | 255.8658 | 244.0565 | 239.7726 | 250.1759 | 250.0093 | 204.9521 | 216.1093 | 183.5722 | 225.2648 | 223.5083 | 228.1647 | 214.4582 | 260.6208 | 240.722 | 261.9635
CDP4 | VIC | V4 | South West Victoria | Solar | 0 | 0 | 0 | 0 | 0 | 0 | 0 | 0 | 0 | 0 | 0 | 0 | 0 | 0 | 0 | 0 | 0 | 0 | 0 | 0 | 0 | 0 | 0 | 0 | 0 | 0 | 0 | 0
CDP4 | VIC | V5 | Gippsland | Solar | 0 | 115.2092 | 269.0551 | 271.2757 | 288.7091 | 270.8209 | 241.1213 | 236.6396 | 258.0557 | 247.4975 | 287.306 | 265.2054 | 261.2734 | 261.1488 | 261.6168 | 239.1395 | 243.0504 | 231.9957 | 249.9119 | 241.9873 | 229.0123 | 240.2762 | 250.8934 | 232.7625 | 239.6055 | 246.4145 | 250.9709 | 257.3446
CDP4 | VIC | V6 | Central North VIC | Solar | 1127.2809 | 1208.2225 | 1130.1184 | 1075.5131 | 1091.0843 | 1134.0287 | 991.4519 | 1007.5654 | 1045.311 | 1026.5416 | 1202.1877 | 1137.2418 | 1072.6442 | 1111.6158 | 1094.1241 | 1014.9598 | 1043.6878 | 958.0769 | 1048.5738 | 1097.9849 | 861.4986 | 878.0428 | 885.3587 | 815.0896 | 918.0729 | 897.0637 | 825.1018 | 497.2832
CDP4 | SA | S1 | South East SA | Solar | 419.2927 | 420.3533 | 411.6917 | 397.6351 | 375.8301 | 348.8881 | 351.9234 | 370.6716 | 381.4531 | 378.6869 | 391.9078 | 387.6012 | 371.3807 | 365.8416 | 396.5838 | 385.2834 | 378.1731 | 319.5245 | 299.689 | 298.2487 | 263.9817 | 283.5448 | 264.7211 | 252.9364 | 265.9579 | 138.3464 | 136.0378 | 134.975
CDP4 | SA | S2 | Riverland | Solar | 104.9689 | 112.3299 | 98.8332 | 96.3453 | 92.2055 | 86.4729 | 84.9853 | 80.8014 | 85.4742 | 81.0634 | 84.9567 | 83.5478 | 80.1119 | 79.05 | 85.2093 | 85.1094 | 81.9011 | 65.9629 | 60.6306 | 1190.4862 | 1957.5005 | 2033.6233 | 1924.1561 | 1898.7698 | 1971.9345 | 2054.7361 | 1968.3768 | 2027.1639
CDP4 | SA | S3 | Mid-North SA | Solar | 0 | 0 | 0 | 0 | 0 | 0 | 0 | 0 | 0 | 0 | 0 | 0 | 0 | 0 | 0 | 0 | 0 | 0 | 0 | 0 | 0 | 0 | 0 | 0 | 0 | 0 | 0 | 0
CDP4 | SA | S4 | Yorke Peninsula | Solar | 0 | 0 | 0 | 0 | 0 | 0 | 0 | 0 | 0 | 0 | 0 | 0 | 0 | 0 | 0 | 0 | 0 | 0 | 0 | 0 | 0 | 0 | 0 | 0 | 0 | 0 | 0 | 0
CDP4 | SA | S5 | Northern SA | Solar | 664.6916 | 707.6609 | 1318.4513 | 1188.1018 | 1167.6013 | 1081.4141 | 1162.426 | 1203.1071 | 1227.4443 | 1235.3113 | 1244.8174 | 1272.631 | 1216.0057 | 1231.2606 | 1279.6044 | 1309.7242 | 1265.8619 | 1228.9242 | 1228.7673 | 1191.0915 | 2468.0805 | 2570.0305 | 2439.0185 | 2236.7125 | 2319.4807 | 2420.9249 | 2349.4537 | 2402.571
CDP4 | SA | S6 | Leigh Creek | Solar | 0 | 0 | 0 | 0 | 0 | 0 | 0 | 0 | 0 | 0 | 0 | 0 | 0 | 0 | 0 | 0 | 0 | 0 | 0 | 0 | 0 | 0 | 0 | 0 | 0 | 0 | 0 | 0
CDP4 | SA | S7 | Roxby Downs | Solar | 0 | 0 | 3.8925e-06 | 5.7603e-05 | 201.055 | 181.2656 | 186.0748 | 193.7719 | 201.4579 | 201.3078 | 764.9044 | 774.081 | 746.8746 | 755.0709 | 791.3565 | 814.4398 | 1091.0039 | 1042.2061 | 1154.6463 | 1084.9222 | 1065.6591 | 1105.1142 | 1041.3859 | 1040.4052 | 1030.738 | 1067.1101 | 1084.8368 | 1092.602
CDP4 | SA | S8 | Eastern Eyre Peninsula | Solar | 0 | 0 | 0 | 0 | 0 | 0 | 0 | 0 | 0 | 0 | 0 | 0 | 0 | 0 | 0 | 0 | 0 | 0 | 0 | 0 | 0 | 0 | 0 | 0 | 0 | 0 | 0 | 0
CDP4 | SA | S9 | Western Eyre Peninsula | Solar | 0 | 0 | 0 | 0 | 0 | 0 | 0 | 0 | 0 | 0 | 0 | 0 | 0 | 0 | 0 | 0 | 0 | 0 | 0 | 0 | 0 | 0 | 0 | 0 | 0 | 0 | 0 | 0
CDP4 | TAS | T1 | North East Tasmania | Solar | 0 | 0 | 0 | 0 | 0 | 0 | 0 | 0 | 0 | 0 | 0 | 0 | 0 | 0 | 0 | 0 | 0 | 0 | 0 | 0 | 0 | 0 | 0 | 0 | 0 | 0 | 0 | 0
CDP4 | TAS | T2 | North West Tasmania | Solar | 0 | 0 | 0 | 0 | 0 | 0 | 0 | 0 | 0 | 0 | 0 | 0 | 0 | 0 | 0 | 0 | 0 | 0 | 0 | 0 | 0 | 0 | 0 | 0 | 0 | 0 | 0 | 0
CDP4 | TAS | T3 | Tasmania Midlands | Solar | 0 | 0 | 0 | 0 | 0 | 0 | 0 | 0 | 0 | 0 | 0 | 0 | 0 | 0 | 0 | 0 | 0 | 0 | 0 | 0 | 0 | 0 | 0 | 0 | 0 | 0 | 0 | 0
CDP4 | QLD | Q1 | Far North QLD | Wind | 923.6334 | 906.5439 | 934.3023 | 2936.6529 | 3176.9593 | 3533.107 | 3178.8407 | 3532.8157 | 3687.2744 | 3677.8525 | 3578.5712 | 3297.7907 | 3454.2501 | 3612.1816 | 3547.9227 | 3432.9464 | 3310.9136 | 3211.2823 | 3094.2813 | 3620.9574 | 3458.5919 | 3744.9239 | 3783.9129 | 3847.7986 | 3637.7725 | 3312.0872 | 3518.8109 | 3712.8699
CDP4 | QLD | Q2 | North Qld Clean Energy Hub | Wind | 141.6082 | 129.5904 | 128.6844 | 2279.155 | 2986.2992 | 5354.4567 | 5211.5589 | 5411.4833 | 5687.2366 | 6392.0307 | 6045.3523 | 5754.7007 | 6640.1535 | 6994.3854 | 7182.7853 | 6720.2513 | 6627.3849 | 6171.6059 | 6370.4924 | 7048.9522 | 7785.9716 | 7893.9658 | 8033.6311 | 8201.081 | 7886.3053 | 7612.4796 | 8148.226 | 8741.1293
CDP4 | QLD | Q3 | Northern Qld | Wind | 0 | 0 | 0 | 0 | 0 | 0 | 0 | 0 | 0 | 0 | 0 | 0 | 0 | 0 | 0 | 0 | 0 | 0 | 0 | 0 | 0 | 0 | 0 | 0 | 0 | 0 | 0 | 0
CDP4 | QLD | Q4 | Isaac | Wind | 884.1413 | 1173.4112 | 1292.5424 | 1261.2403 | 1437.2612 | 1519.9603 | 1329.5953 | 1383.6848 | 1492.9015 | 3810.067 | 3609.4731 | 3415.948 | 3705.2439 | 3675.4323 | 4253.6828 | 3603.9354 | 3927.7038 | 3815.4468 | 3664.3431 | 3733.8451 | 5671.8894 | 5534.0824 | 5875.7933 | 6271.723 | 5785.9732 | 4901.1833 | 5077.4313 | 5135.3806
CDP4 | QLD | Q5 | Barcaldine | Wind | 0 | 0 | 1.2504e-06 | 1.4519e-05 | 6.9039e-05 | 0.00014907 | 0.00012172 | 0.00012634 | 0.0001553 | 0.00092932 | 32.4061 | 30.1659 | 28.7482 | 28.3602 | 32.1261 | 27.8069 | 28.4776 | 27.6542 | 26.0514 | 267.8027 | 274.4698 | 264.4069 | 289.7608 | 275.3496 | 281.4943 | 265.016 | 256.5478 | 259.4913
CDP4 | QLD | Q6 | Fitzroy | Wind | 0 | 0 | 2.3682e-06 | 1605.9684 | 2726.1543 | 2970.8077 | 2822.673 | 2915.4523 | 2920.1648 | 2886.8512 | 2934.4646 | 2748.6918 | 2862.0003 | 2734.3174 | 3175.6115 | 2701.5116 | 2958.8486 | 2762.5324 | 2704.4603 | 2877.6043 | 2900.5682 | 2887.4526 | 2837.3252 | 2922.7884 | 2866.4931 | 2675.2284 | 2770.2389 | 2669.5034
CDP4 | QLD | Q7 | Wide Bay | Wind | 0 | 0 | 1.9277e-06 | 2.938e-05 | 4.2599e-05 | 4.3116e-05 | 3.2362e-05 | 4.4433e-05 | 5.1018e-05 | 0.00012224 | 0.00024179 | 0.00025144 | 374.5362 | 386.6564 | 396.1053 | 353.6302 | 377.4309 | 394.3589 | 377.6663 | 383.1814 | 388.5731 | 832.9145 | 826.2385 | 756.0948 | 2602.9873 | 2507.9081 | 2466.7249 | 2578.5076
CDP4 | QLD | Q8 | Darling Downs | Wind | 4637.2458 | 6192.9531 | 6567.6126 | 11517.3841 | 13854.4043 | 13989.1793 | 13402.6526 | 13182.7431 | 13763.227 | 12714.1325 | 16137.2734 | 15182.1644 | 14946.8713 | 15699.1321 | 16539.4727 | 15067.4774 | 15986.5007 | 16427.13 | 15756.4666 | 15786.6656 | 14511.4538 | 13878.8832 | 14082.2061 | 13447.3798 | 21257.4091 | 20001.6341 | 19471.1946 | 20907.4081
CDP4 | QLD | Q9 | Banana | Wind | 0 | 0 | 0 | 0 | 0 | 0 | 0 | 0 | 0 | 0 | 0 | 0 | 0 | 0 | 0 | 0 | 0 | 0 | 0 | 0 | 0 | 0 | 0 | 0 | 0 | 0 | 0 | 0
CDP4 | NSW | N0 | NSW Non-REZ | Wind | 0 | 0 | 0 | 0 | 0 | 0 | 0 | 0 | 0 | 0 | 0 | 0 | 0 | 0 | 0 | 0 | 0 | 0 | 0 | 0 | 0 | 0 | 0 | 0 | 0 | 0 | 0 | 0
CDP4 | NSW | N1 | North West NSW | Wind | 0 | 0 | 0 | 0 | 0 | 0 | 0 | 0 | 0 | 0 | 0 | 0 | 0 | 0 | 0 | 0 | 0 | 0 | 0 | 0 | 0 | 0 | 0 | 0 | 0 | 0 | 0 | 0
CDP4 | NSW | N2 | New England | Wind | 1309.0247 | 1100.5734 | 1921.5808 | 2155.6268 | 2188.7659 | 10726.089 | 11419.9578 | 10499.5573 | 11005.2887 | 10215.0847 | 12440.0256 | 12309.5655 | 12201.4099 | 12533.8653 | 12579.7324 | 12099.3781 | 14500.4575 | 20513.5534 | 22525.4968 | 21802.521 | 23665.8343 | 21490.6909 | 22157.7911 | 21238.0552 | 22208.5768 | 21997.166 | 21487.1347 | 22780.1149
CDP4 | NSW | N3 | Central-West Orana | Wind | 658.7977 | 1205.117 | 2052.6707 | 3436.9975 | 13170.5834 | 12776.7657 | 12886.5039 | 12082.7611 | 12514.1315 | 11787.0707 | 12484.9952 | 12045.3559 | 12012.37 | 12810.1745 | 12768.7281 | 12995.4299 | 12905.7814 | 13243.8037 | 13011.9676 | 12245.6802 | 12912.2867 | 11976.5883 | 12093.7324 | 11531.9249 | 12010.6337 | 12532.1734 | 12324.1395 | 13271.6108
CDP4 | NSW | N4 | Broken Hill | Wind | 782.5565 | 609.7939 | 690.6843 | 970.6492 | 943.3002 | 962.6876 | 810.1876 | 858.7642 | 829.8446 | 843.7512 | 828.3433 | 819.3236 | 782.3526 | 861.5073 | 890.8771 | 775.7329 | 887.8799 | 816.0696 | 801.0735 | 220.4516 | 208.1104 | 221.1421 | 221.6928 | 224.9944 | 211.8616 | 211.6329 | 198.6568 | 217.7498
CDP4 | NSW | N5 | South West NSW | Wind | 0 | 0 | 1.141e-05 | 1202.8864 | 1156.6366 | 1120.3719 | 1033.5347 | 1142.5791 | 1139.8875 | 1206.4129 | 1075.6127 | 1079.7416 | 1112.7436 | 1163.237 | 1178.4128 | 1171.6399 | 1176.9609 | 1137.9382 | 1088.2845 | 1040.2594 | 1005.3164 | 1107.7336 | 1094.9942 | 1160.6866 | 1031.3919 | 1059.7207 | 1083.3953 | 1156.5105
CDP4 | NSW | N6 | Wagga Wagga | Wind | 0 | 0 | 0 | 0 | 0 | 0 | 0 | 0 | 0 | 0 | 0 | 0 | 0 | 0 | 0 | 0 | 0 | 0 | 0 | 0 | 0 | 0 | 0 | 0 | 0 | 0 | 0 | 0
CDP4 | NSW | N7 | Tumut | Wind | 0 | 201.4505 | 766.3602 | 909.2575 | 925.1104 | 818.6291 | 886.2601 | 786.7387 | 787.7155 | 813.5307 | 815.0048 | 824.3545 | 789.0573 | 818.6232 | 828.0892 | 891.8947 | 848.1947 | 898.9833 | 888.9621 | 798.5699 | 872.5978 | 771.3611 | 782.6664 | 790.7363 | 805.2881 | 842.1145 | 801.3472 | 857.1659
CDP4 | NSW | N8 | Cooma-Monaro | Wind | 369.6059 | 379.4132 | 1340.5642 | 1422.3265 | 1446.4649 | 1345.9168 | 1311.3886 | 1295.5013 | 1367.0962 | 1403.4414 | 1257.5284 | 1345.6226 | 1285.4441 | 1380.9494 | 1361.5014 | 1295.8752 | 1234.9564 | 1143.133 | 1171.1397 | 1084.2388 | 1131.7529 | 1111.5711 | 1176.782 | 1229.1524 | 1141.9966 | 1233.5386 | 1173.1985 | 1276.2168
CDP4 | NSW | N9 | Hunter-Central Coast | Wind | 0 | 0 | 1192.296 | 1581.1186 | 1509.1712 | 1506.222 | 1625.9375 | 1439.8214 | 1531.2229 | 1419.6974 | 1438.6169 | 1516.709 | 1450.1656 | 1546.8136 | 1389.4748 | 1484.6557 | 1574.9978 | 1488.7766 | 1414.9919 | 1373.3713 | 1613.1411 | 1409.9423 | 1496.3749 | 1403.5698 | 2043.2606 | 2560.3562 | 2440.751 | 2668.9558
CDP4 | NSW | N12 | Illawarra | Wind | 0 | 0 | 0 | 0 | 0 | 0 | 0 | 0 | 0 | 0 | 0 | 0 | 0 | 0 | 0 | 0 | 0 | 0 | 0 | 0 | 0 | 0 | 0 | 0 | 0 | 0 | 0 | 0
CDP4 | VIC | V0 | VIC Non-REZ | Wind | 0 | 0 | 3.9534e-07 | 3.028e-05 | 5.35e-05 | 4.8314e-05 | 4.3755e-05 | 5.2487e-05 | 5.3564e-05 | 5.3671e-05 | 6.0356e-05 | 6.166e-05 | 5.8853e-05 | 5.4394e-05 | 6.6834e-05 | 6.9184e-05 | 6.9141e-05 | 7.0901e-05 | 6.7345e-05 | 6.786e-05 | 7.1444e-05 | 8.5225e-05 | 7.8219e-05 | 8.8306e-05 | 7.439e-05 | 0.00010123 | 0.00010515 | 0.00010151
CDP4 | VIC | V1 | Ovens Murray | Wind | 0 | 0 | 0 | 0 | 0 | 0 | 0 | 0 | 0 | 0 | 0 | 0 | 0 | 0 | 0 | 0 | 0 | 0 | 0 | 0 | 0 | 0 | 0 | 0 | 0 | 0 | 0 | 0
CDP4 | VIC | V2 | Murray River | Wind | 0 | 0 | 0 | 0 | 0 | 0 | 0 | 0 | 0 | 0 | 0 | 0 | 0 | 0 | 0 | 0 | 0 | 0 | 0 | 0 | 0 | 0 | 0 | 0 | 0 | 0 | 0 | 0
CDP4 | VIC | V3 | Western Victoria | Wind | 5695.691 | 5948.8357 | 5597.3847 | 5969.3217 | 7908.94 | 7822.3028 | 7529.4324 | 8141.2046 | 7803.1679 | 7902.5431 | 7098.9139 | 6878.4143 | 6686.4835 | 7003.4524 | 7039.3364 | 6975.0881 | 7079.7916 | 7164.7517 | 6669.028 | 6097.29 | 5209.1386 | 5782.4355 | 5505.7415 | 5451.527 | 4793.5424 | 5060.3186 | 4740.4305 | 5062.2729
CDP4 | VIC | V4 | South West Victoria | Wind | 7457.3697 | 10583.1742 | 10157.631 | 10647.5376 | 9733.6612 | 9851.3928 | 9568.6406 | 10350.152 | 9866.9193 | 10715.8729 | 9910.5918 | 9704.8954 | 9585.4373 | 9851.3663 | 8848.8931 | 8824.3931 | 8338.9934 | 8330.631 | 7905.7303 | 7136.3928 | 7153.9299 | 4902.3084 | 4637.8023 | 4709.7437 | 5994.0001 | 7956.8064 | 8021.0314 | 8491.3944
CDP4 | VIC | V5 | Gippsland | Wind | 0 | 0 | 2.2579e-06 | 6.6034e-05 | 2082.786 | 3393.8542 | 3391.2752 | 3461.8904 | 3352.1892 | 3342.887 | 3384.427 | 3146.637 | 3114.6014 | 3061.3471 | 3045.6751 | 3110.4102 | 3305.8121 | 3137.412 | 3010.785 | 3009.5922 | 3048.5393 | 3179.7816 | 3093.6909 | 3392.9708 | 3093.8843 | 3021.7545 | 3053.7317 | 3132.6666
CDP4 | VIC | V6 | Central North VIC | Wind | 0 | 0 | 2.1624e-07 | 1.4035e-05 | 4.2305e-05 | 5.1396e-05 | 4.1539e-05 | 4.8264e-05 | 5.1867e-05 | 4.5762e-05 | 7.374e-05 | 6.6954e-05 | 5.4589e-05 | 5.5784e-05 | 7.4297e-05 | 7.1772e-05 | 7.501e-05 | 7.0347e-05 | 7.1263e-05 | 7.875e-05 | 6.9944e-05 | 7.634e-05 | 7.1926e-05 | 7.4344e-05 | 7.6608e-05 | 8.7043e-05 | 7.7302e-05 | 8.0122e-05
CDP4 | SA | S1 | South East SA | Wind | 748.5371 | 817.1645 | 718.8563 | 795.4829 | 2400.557 | 2320.6631 | 1991.5828 | 2135.4897 | 2077.7914 | 2557.1797 | 2297.0311 | 2130.697 | 2000.2391 | 2147.7136 | 1807.9722 | 1791.858 | 1651.7711 | 1766.1063 | 1695.4747 | 1615.1034 | 1546.732 | 1720.3902 | 1612.5912 | 1798.9332 | 1594.9191 | 2312.279 | 2190.0501 | 2424.9078
CDP4 | SA | S2 | Riverland | Wind | 0 | 0 | 0 | 0 | 0 | 0 | 0 | 0 | 0 | 0 | 0 | 0 | 0 | 0 | 0 | 0 | 0 | 0 | 0 | 0 | 0 | 0 | 0 | 0 | 0 | 0 | 0 | 0
CDP4 | SA | S3 | Mid-North SA | Wind | 5239.5787 | 5516.3397 | 5306.6269 | 5622.5248 | 6811.8213 | 6294.3879 | 6317.1746 | 6777.9359 | 6667.4735 | 7039.1537 | 6665.8788 | 6790.2117 | 5814.3762 | 6647.5893 | 6658.4152 | 5260.0569 | 6810.5427 | 7180.0216 | 7114.6573 | 5868.2928 | 5698.6333 | 5797.203 | 5813.8881 | 7851.9229 | 8007.2202 | 7895.6871 | 7495.3058 | 8572.3909
CDP4 | SA | S4 | Yorke Peninsula | Wind | 229.3228 | 242.9572 | 240.5031 | 314.8353 | 347.7917 | 242.7872 | 207.2121 | 221.2454 | 216.8534 | 253.8077 | 223.9733 | 233.6242 | 209.7095 | 241.7672 | 315.105 | 299.9632 | 301.6033 | 313.5758 | 301.2417 | 283.7282 | 273.3252 | 295.3199 | 278.0432 | 316.4019 | 265.9115 | 288.6221 | 257.8477 | 299.8113
CDP4 | SA | S5 | Northern SA | Wind | 1322.0392 | 1377.2423 | 1322.8541 | 1380.8644 | 1289.0071 | 1193.7463 | 1141.5679 | 1216.8117 | 1266.87 | 1341.2137 | 1229.0498 | 1274.1038 | 1235.5437 | 1336.2068 | 1375.144 | 1318.5448 | 1327.6857 | 1343.681 | 1257.9914 | 1210.3395 | 1127.5726 | 552.7361 | 558.3801 | 580.8732 | 537.9814 | 567.0331 | 527.6277 | 585.6661
CDP4 | SA | S6 | Leigh Creek | Wind | 0 | 0 | 0 | 0 | 0 | 0 | 0 | 0 | 0 | 0 | 0 | 0 | 0 | 0 | 0 | 0 | 0 | 0 | 0 | 0 | 0 | 0 | 0 | 0 | 0 | 0 | 0 | 0
CDP4 | SA | S7 | Roxby Downs | Wind | 0 | 0 | 0 | 0 | 0 | 0 | 0 | 0 | 0 | 0 | 0 | 0 | 0 | 0 | 0 | 0 | 0 | 0 | 0 | 0 | 0 | 0 | 0 | 0 | 0 | 0 | 0 | 0
CDP4 | SA | S8 | Eastern Eyre Peninsula | Wind | 321.5858 | 290.8335 | 304.6332 | 340.9304 | 333.8898 | 324.1505 | 164.3171 | 173.5616 | 172.9785 | 192.7003 | 179.2769 | 0.0015055 | 0.0013367 | 0.0014862 | 264.6056 | 254.5286 | 264.3329 | 268.1473 | 256.667 | 246.4097 | 240.2286 | 547.8734 | 912.616 | 1045.7311 | 884.7977 | 914.7091 | 837.1192 | 965.3271
CDP4 | SA | S9 | Western Eyre Peninsula | Wind | 0 | 0 | 0 | 0 | 0 | 0 | 0 | 0 | 0 | 0 | 0 | 0 | 0 | 0 | 0 | 0 | 0 | 0 | 0 | 0 | 0 | 0 | 0 | 0 | 0 | 0 | 0 | 0
CDP4 | TAS | T1 | North East Tasmania | Wind | 598.3431 | 649.4839 | 548.4117 | 781.7443 | 1424.8262 | 1429.7243 | 1489.8895 | 1480.994 | 1393.2962 | 1517.076 | 1437.0048 | 1905.3218 | 2112.1934 | 2108.0624 | 2195.5453 | 2286.3415 | 1823.6758 | 1879.239 | 1779.5587 | 1860.7949 | 1913.8043 | 1904.2571 | 1869.8652 | 2011.8705 | 1900.6949 | 1904.5663 | 1515.422 | 1440.8835
CDP4 | TAS | T2 | North West Tasmania | Wind | 918.0816 | 973.2529 | 901.9787 | 877.1075 | 853.2369 | 869.8603 | 904.6715 | 903.4514 | 872.9318 | 961.0407 | 892.9715 | 873.1793 | 910.0234 | 1326.3424 | 1314.0964 | 1341.6864 | 1093.0756 | 1061.7806 | 1032.5229 | 1066.5418 | 1122.3427 | 1142.9019 | 1100.2104 | 1181.3176 | 1096.9899 | 1078.1817 | 647.3202 | 666.1042
CDP4 | TAS | T3 | Tasmania Midlands | Wind | 458.9298 | 552.0708 | 2548.0018 | 3029.2081 | 3092.2633 | 3734.2621 | 4123.3412 | 4625.1014 | 5237.2259 | 5518.4485 | 6161.5121 | 6214.0133 | 6482.8867 | 6587.4893 | 7029.3047 | 7427.6584 | 6133.0312 | 6022.9766 | 5918.5705 | 6345.4311 | 6224.9677 | 6391.5241 | 6129.1935 | 6318.6311 | 6136.0335 | 5873.4532 | 6197.6652 | 6228.5724
CDP4 | NSW | N10 | Hunter Coast | Offshore Wind | 0 | 0 | 0 | 0 | 0 | 0 | 0 | 0 | 0 | 0 | 0 | 0 | 0 | 0 | 0 | 0 | 0 | 0 | 0 | 0 | 0 | 0 | 0 | 0 | 0 | 0 | 0 | 0
CDP4 | NSW | N11 | Illawarra Coast | Offshore Wind | 0 | 0 | 0 | 0 | 0 | 0 | 0 | 0 | 0 | 0 | 0 | 0 | 0 | 0 | 0 | 0 | 0 | 0 | 0 | 0 | 0 | 0 | 0 | 0 | 0 | 0 | 0 | 0
CDP4 | VIC | V7 | Gippsland Coast | Offshore Wind | 0 | 0 | 0 | 0 | 0 | 0 | 4006.8652 | 7928.7588 | 10433.7633 | 10705.8464 | 12817.465 | 16895.597 | 20909.5191 | 25640.2726 | 28650.1188 | 33591.098 | 33936.5789 | 33701.4247 | 32264.8398 | 31316.5237 | 31978.5235 | 31860.8028 | 32129.5578 | 34237.0961 | 31605.7306 | 31788.3819 | 32880.6862 | 34402.4903
CDP4 | VIC | V8 | Portland Coast | Offshore Wind | 0 | 0 | 0 | 0 | 0 | 0 | 0 | 0 | 0 | 2471.1213 | 2449.0938 | 2425.5466 | 2678.8988 | 2718.6169 | 2805.262 | 2841.8961 | 2769.0939 | 2981.8904 | 2821.3401 | 2651.0196 | 2692.0338 | 3027.0193 | 2893.8992 | 3027.706 | 2733.0716 | 2753.2657 | 2776.1186 | 2913.8814
CDP4 | SA | S10 | South East SA Coast | Offshore Wind | 0 | 0 | 0 | 0 | 0 | 0 | 0 | 0 | 0 | 0 | 0 | 0 | 0 | 0 | 0 | 0 | 0 | 0 | 0 | 0 | 0 | 0 | 0 | 0 | 0 | 0 | 0 | 0
CDP4 | TAS | T4 | North West Tasmania Coast | Offshore Wind | 0 | 0 | 0 | 0 | 0 | 0 | 0 | 0 | 0 | 0 | 0 | 0 | 0 | 0 | 0 | 0 | 0 | 0 | 0 | 0 | 0 | 0 | 0 | 0 | 0 | 0 | 0 | 0
CDP4 | TAS | T5 | North East Tasmania Coast | Offshore Wind | 0 | 0 | 0 | 0 | 0 | 0 | 0 | 0 | 0 | 0 | 0 | 0 | 0 | 0 | 0 | 0 | 0 | 0 | 0 | 0 | 0 | 0 | 0 | 0 | 0 | 0 | 0 | 0
CDP5 | QLD | Q1 | Far North QLD | Solar | 0 | 0 | 0 | 0 | 0 | 0 | 0 | 0 | 0 | 0 | 0 | 0 | 0 | 0 | 0 | 0 | 0 | 0 | 0 | 0 | 0 | 0 | 0 | 0 | 0 | 0 | 0 | 0
CDP5 | QLD | Q2 | North Qld Clean Energy Hub | Solar | 196.3834 | 202.5005 | 187.4263 | 179.987 | 169.8662 | 141.2618 | 149.7459 | 163.2159 | 181.1811 | 162.8265 | 167.0957 | 167.6219 | 161.227 | 79.4773 | 82.0669 | 84.3187 | 82.5794 | 522.3613 | 688.4299 | 718.7275 | 621.1729 | 679.1452 | 636.5886 | 616.8698 | 613.6255 | 1328.6542 | 1315.5715 | 1299.0949
CDP5 | QLD | Q3 | Northern Qld | Solar | 1102.6638 | 1192.5323 | 1102.6834 | 1088.2861 | 1027.6753 | 870.1227 | 876.5891 | 1010.4866 | 1105.5663 | 1015.5112 | 1093.0461 | 1113.0177 | 1042.0123 | 1038.0916 | 1035.7436 | 1091.2833 | 1036.5017 | 1044.152 | 737.7437 | 477.0195 | 397.6636 | 444.2706 | 453.4807 | 195.4299 | 211.7265 | 214.0343 | 0 | 0
CDP5 | QLD | Q4 | Isaac | Solar | 1590.6878 | 1679.8336 | 1568.5657 | 1611.8132 | 1544.7273 | 1635.6068 | 1248.4729 | 1438.5748 | 1542.1592 | 1494.8092 | 1572.0606 | 1560.7114 | 1481.329 | 1523.2479 | 1508.7215 | 1575.3946 | 1514.7517 | 2603.1297 | 2454.2728 | 2631.0719 | 2052.4658 | 2354.073 | 2378.7863 | 2351.3472 | 1752.7205 | 3774.2848 | 3559.2175 | 3681.0044
CDP5 | QLD | Q5 | Barcaldine | Solar | 41.1194 | 40.8697 | 38.5507 | 240.0627 | 228.4971 | 248.5781 | 182.0177 | 196.5808 | 227.345 | 214.2449 | 216.6009 | 209.9691 | 197.4604 | 200.2911 | 207.1272 | 206.7434 | 214.1851 | 204.0688 | 186.0595 | 171.6578 | 157.2843 | 164.3023 | 160.9896 | 155.2293 | 156.3882 | 146.0465 | 141.6942 | 144.8555
CDP5 | QLD | Q6 | Fitzroy | Solar | 212.6979 | 220.7038 | 206.4113 | 205.4401 | 197.4301 | 208.9749 | 166.855 | 175.6895 | 193.0877 | 192.8286 | 184.5014 | 193.6307 | 187.9089 | 178.0913 | 184.5654 | 192.082 | 184.8805 | 177.2827 | 162.6769 | 177.7333 | 155.0496 | 173.941 | 170.8052 | 181.9971 | 3429.4375 | 4025.6281 | 5513.9266 | 6851.6531
CDP5 | QLD | Q7 | Wide Bay | Solar | 730.6066 | 902.3462 | 1109.3476 | 1092.8536 | 1055.4539 | 1116.9963 | 857.3135 | 992.6811 | 1080.1222 | 4469.0722 | 5765.7213 | 5943.6717 | 5814.8322 | 5872.8407 | 5859.8755 | 6065.8145 | 5801.758 | 5454.7991 | 5264.2654 | 5665.9285 | 4707.5016 | 5312.5019 | 5474.2592 | 5694.5973 | 5512.8581 | 5329.9464 | 5258.8764 | 5360.5596
CDP5 | QLD | Q8 | Darling Downs | Solar | 3857.6424 | 3898.4401 | 3666.9206 | 3535.5748 | 3501.0229 | 3621.6277 | 2942.167 | 3285.2949 | 4203.8065 | 6146.7884 | 5959.3341 | 8232.426 | 7956.2178 | 8149.3478 | 8215.0233 | 8283.2233 | 7923.074 | 7421.6421 | 10269.8959 | 10629.7991 | 8676.1219 | 11119.2831 | 10385.1147 | 12086.9994 | 11646.9759 | 16376.4613 | 16304.992 | 16582.6038
CDP5 | QLD | Q9 | Banana | Solar | 0 | 0 | 0 | 0 | 0 | 0 | 0 | 0 | 0 | 0 | 0 | 0 | 0 | 0 | 0 | 0 | 0 | 0 | 0 | 0 | 0 | 0 | 0 | 0 | 0 | 0 | 0 | 0
CDP5 | NSW | N0 | NSW Non-REZ | Solar | 0 | 0 | 0 | 0 | 0 | 0 | 0 | 0 | 0 | 0 | 0 | 0 | 0 | 0 | 0 | 0 | 0 | 0 | 0 | 0 | 0 | 0 | 0 | 0 | 0 | 0 | 0 | 0
CDP5 | NSW | N1 | North West NSW | Solar | 450.9016 | 455.8725 | 492.6247 | 484.6399 | 477.642 | 473.0355 | 404.9234 | 426.6307 | 464.889 | 459.1584 | 441.4993 | 450.974 | 415.4833 | 437.9889 | 445.9132 | 427.5388 | 425.7841 | 405.1871 | 394.8489 | 398.6277 | 376.3099 | 388.0293 | 356.5752 | 372.8637 | 367.122 | 380.7979 | 385.919 | 394.7379
CDP5 | NSW | N2 | New England | Solar | 1265.174 | 1709.7231 | 1830.9123 | 1760.8349 | 1898.8297 | 2660.8934 | 2321.2594 | 2467.7651 | 2796.5056 | 2904.0912 | 3577.2562 | 3818.7152 | 3512.2688 | 3800.6487 | 3771.876 | 3604.1095 | 3492.7485 | 5975.4104 | 6647.1803 | 8566.2253 | 7401.2563 | 7924.9504 | 8532.5092 | 8778.1012 | 8422.2174 | 8897.0036 | 8380.7346 | 9062.704
CDP5 | NSW | N3 | Central-West Orana | Solar | 2714.4135 | 2887.3684 | 3266.148 | 3174.9989 | 6544.3216 | 7096.9324 | 6425.1576 | 6722.9527 | 7676.0297 | 7638.8809 | 8191.5954 | 8393.7533 | 8048.5082 | 8595.1685 | 8541.5216 | 8288.5064 | 8084.9156 | 7300.4105 | 7542.7427 | 8602.8314 | 7546.3534 | 7784.9103 | 8689.3024 | 12149.5874 | 12596.96 | 15793.9265 | 15237.4089 | 16222.0189
CDP5 | NSW | N4 | Broken Hill | Solar | 120.0643 | 133.03 | 649.8565 | 656.9993 | 637.3796 | 625.3304 | 529.0988 | 566.5167 | 595.0921 | 570.6172 | 568.247 | 548.7474 | 525.9991 | 537.1166 | 573.4967 | 597.5674 | 561.9776 | 543.4633 | 509.9677 | 509.5453 | 607.1417 | 631.3357 | 621.5974 | 583.7369 | 594.5584 | 578.9153 | 593.6239 | 614.9416
CDP5 | NSW | N5 | South West NSW | Solar | 2341.5658 | 2505.404 | 2468.8915 | 4050.5964 | 4000.2537 | 4112.5764 | 3747.2981 | 4019.0376 | 4234.3255 | 3997.1168 | 4163.2462 | 4142.2814 | 3903.2475 | 4130.8137 | 3911.3076 | 3853.298 | 3854.75 | 3568.3814 | 3484.3311 | 5347.7059 | 6166.3677 | 6477.4032 | 6483.7651 | 6007.7096 | 6869.2468 | 6203.3988 | 5618.4625 | 5894.731
CDP5 | NSW | N6 | Wagga Wagga | Solar | 1126.4697 | 1701.3612 | 1873.9288 | 1756.5777 | 1759.3137 | 1849.6476 | 1664.9989 | 1760.9693 | 1903.3973 | 1782.6944 | 1874.0929 | 1899.0221 | 1779.7812 | 1915.9677 | 1861.3476 | 1852.2439 | 1838.5755 | 1689.3036 | 1705.7593 | 1764.4743 | 1670.1188 | 1741.3714 | 1860.6157 | 1727.635 | 1796.3119 | 1855.8087 | 666.7706 | 655.1992
CDP5 | NSW | N7 | Tumut | Solar | 0 | 0 | 0 | 0 | 0 | 0 | 0 | 0 | 0 | 0 | 0 | 0 | 0 | 0 | 0 | 0 | 0 | 0 | 0 | 0 | 0 | 0 | 0 | 0 | 0 | 0 | 0 | 0
CDP5 | NSW | N8 | Cooma-Monaro | Solar | 0 | 0 | 0 | 0 | 0 | 0 | 0 | 0 | 0 | 0 | 0 | 0 | 0 | 0 | 0 | 0 | 0 | 0 | 0 | 0 | 0 | 0 | 0 | 0 | 0 | 0 | 0 | 0
CDP5 | NSW | N9 | Hunter-Central Coast | Solar | 0 | 0 | 1077.4569 | 1025.3134 | 1083.2101 | 1059.8036 | 917.382 | 949.1089 | 1086.2581 | 1120.2782 | 1042.3591 | 1087.0977 | 1017.6747 | 1097.4209 | 1083.3619 | 1017.474 | 1000.0614 | 925.032 | 999.7111 | 969.7479 | 882.3304 | 914.78 | 1000.5615 | 989.5717 | 902.5594 | 934.1486 | 927.7033 | 1028.1049
CDP5 | NSW | N12 | Illawarra | Solar | 0 | 0 | 0 | 0 | 0 | 0 | 0 | 0 | 0 | 0 | 0 | 0 | 0 | 0 | 0 | 0 | 0 | 0 | 0 | 0 | 0 | 0 | 0 | 0 | 0 | 0 | 0 | 0
CDP5 | VIC | V0 | VIC Non-REZ | Solar | 0 | 0 | 0 | 0 | 0 | 0 | 0 | 0 | 0 | 0 | 0 | 0 | 0 | 0 | 0 | 0 | 0 | 0 | 0 | 0 | 0 | 0 | 0 | 0 | 0 | 0 | 0 | 0
CDP5 | VIC | V1 | Ovens Murray | Solar | 0 | 0 | 6.3747e-07 | 3.6052e-06 | 5.5633e-06 | 2.4147e-05 | 1.9663e-05 | 2.3559e-05 | 0.00012143 | 9.5352e-05 | 0.0001227 | 0.00010163 | 8.8741e-05 | 8.8503e-05 | 0.00010486 | 9.7759e-05 | 9.9521e-05 | 9.4814e-05 | 9.5315e-05 | 0.0001195 | 0.00010593 | 0.00011907 | 0.00012335 | 0.00010656 | 0.00018368 | 0.00019209 | 0.00017899 | 0.00018008
CDP5 | VIC | V2 | Murray River | Solar | 1450.3064 | 1712.4703 | 1763.6967 | 1999.7302 | 1939.2794 | 1988.6128 | 1722.4285 | 1741.0284 | 1776.5708 | 1797.0199 | 2122.4455 | 2001.9327 | 1898.4483 | 1943.3796 | 1982.7336 | 1857.8577 | 1881.5726 | 1847.0983 | 1826.2119 | 3575.1355 | 4995.7039 | 5304.366 | 5385.3067 | 5046.5631 | 5287.3281 | 4476.4414 | 4114.4363 | 4336.9076
CDP5 | VIC | V3 | Western Victoria | Solar | 0 | 40.179 | 238.1683 | 245.7749 | 241.652 | 237.0113 | 204.7652 | 212.5501 | 215.2913 | 217.6382 | 258.1548 | 261.1144 | 253.1575 | 263.6208 | 251.859 | 240.6057 | 246.2823 | 240.6032 | 252.1708 | 227.6971 | 184.9643 | 232.116 | 228.3516 | 191.09 | 218.7215 | 204.1621 | 209.8487 | 257.8943
CDP5 | VIC | V4 | South West Victoria | Solar | 0 | 0 | 0 | 0 | 0 | 0 | 0 | 0 | 0 | 0 | 0 | 0 | 0 | 0 | 0 | 0 | 0 | 0 | 0 | 0 | 0 | 0 | 0 | 0 | 0 | 0 | 0 | 0
CDP5 | VIC | V5 | Gippsland | Solar | 0 | 116.3355 | 269.8391 | 271.2975 | 287.8015 | 275.936 | 241.4187 | 236.9971 | 258.8261 | 247.6911 | 287.6871 | 265.3794 | 261.9982 | 260.8295 | 261.9441 | 239.2125 | 242.2387 | 232.6622 | 249.2554 | 240.5425 | 227.3138 | 240.3159 | 251.8022 | 233.851 | 240.4079 | 252.8416 | 253.0378 | 258.9002
CDP5 | VIC | V6 | Central North VIC | Solar | 1118.6942 | 1194.6497 | 1128.8353 | 1076.6524 | 1089.831 | 1135.8211 | 992.7902 | 1008.7162 | 1044.2866 | 1006.0538 | 1203.4096 | 1139.3684 | 1054.5209 | 1037.6341 | 1097.6373 | 1010.148 | 1052.2943 | 1003.4768 | 1020.6656 | 1096.1726 | 846.0225 | 889.268 | 903.7073 | 815.1487 | 879.7058 | 887.1707 | 847.4945 | 474.2204
CDP5 | SA | S1 | South East SA | Solar | 414.4624 | 429.4194 | 422.281 | 393.3313 | 373.8558 | 346.4789 | 350.6994 | 369.0267 | 378.3724 | 366.5849 | 386.3489 | 386.724 | 365.8385 | 375.0387 | 395.8759 | 382.4228 | 377.0226 | 319.7921 | 298.9857 | 298.1903 | 264.0485 | 283.1669 | 262.384 | 252.0507 | 266.4857 | 139.2099 | 135.9648 | 135.1339
CDP5 | SA | S2 | Riverland | Solar | 104.717 | 110.8411 | 98.8264 | 95.299 | 91.6368 | 86.1528 | 84.2246 | 80.3375 | 85.1128 | 79.7178 | 84.7273 | 83.7077 | 79.4911 | 77.6973 | 85.0652 | 84.6121 | 81.0143 | 65.329 | 60.4929 | 1033.0848 | 2012.5128 | 2085.3866 | 1956.2553 | 1951.525 | 2023.6319 | 2116.1246 | 2028.6199 | 2092.7326
CDP5 | SA | S3 | Mid-North SA | Solar | 0 | 0 | 0 | 0 | 0 | 0 | 0 | 0 | 0 | 0 | 0 | 0 | 0 | 0 | 0 | 0 | 0 | 0 | 0 | 0 | 0 | 0 | 0 | 0 | 0 | 0 | 0 | 0
CDP5 | SA | S4 | Yorke Peninsula | Solar | 0 | 0 | 0 | 0 | 0 | 0 | 0 | 0 | 0 | 0 | 0 | 0 | 0 | 0 | 0 | 0 | 0 | 0 | 0 | 0 | 0 | 0 | 0 | 0 | 0 | 0 | 0 | 0
CDP5 | SA | S5 | Northern SA | Solar | 647.8227 | 718.5073 | 1318.6906 | 1176.539 | 1160.2415 | 1071.5386 | 1149.2478 | 1188.8747 | 1218.6398 | 1220.7356 | 1241.6082 | 1271.6371 | 1213.6969 | 1228.0953 | 1271.1373 | 1300.6599 | 1260.5964 | 1224.1632 | 1223.8562 | 1187.4046 | 2357.8727 | 2452.7203 | 2308.7073 | 2134.2012 | 2212.7569 | 2317.9639 | 2247.779 | 2300.8058
CDP5 | SA | S6 | Leigh Creek | Solar | 0 | 0 | 0 | 0 | 0 | 0 | 0 | 0 | 0 | 0 | 0 | 0 | 0 | 0 | 0 | 0 | 0 | 0 | 0 | 0 | 0 | 0 | 0 | 0 | 0 | 0 | 0 | 0
CDP5 | SA | S7 | Roxby Downs | Solar | 0 | 0 | 1.5321e-06 | 3.0147e-05 | 81.7331 | 73.765 | 74.1642 | 77.561 | 81.2134 | 79.6961 | 521.4737 | 525.5269 | 508.4119 | 512.2868 | 534.2623 | 552.2198 | 1041.8322 | 997.0089 | 1148.7019 | 1082.0759 | 1070.6828 | 1108.0999 | 1034.6641 | 1044.8443 | 1035.2691 | 1076.817 | 1081.1148 | 1091.3793
CDP5 | SA | S8 | Eastern Eyre Peninsula | Solar | 0 | 0 | 0 | 0 | 0 | 0 | 0 | 0 | 0 | 0 | 0 | 0 | 0 | 0 | 0 | 0 | 0 | 0 | 0 | 0 | 0 | 0 | 0 | 0 | 0 | 0 | 0 | 0
CDP5 | SA | S9 | Western Eyre Peninsula | Solar | 0 | 0 | 0 | 0 | 0 | 0 | 0 | 0 | 0 | 0 | 0 | 0 | 0 | 0 | 0 | 0 | 0 | 0 | 0 | 0 | 0 | 0 | 0 | 0 | 0 | 0 | 0 | 0
CDP5 | TAS | T1 | North East Tasmania | Solar | 0 | 0 | 0 | 0 | 0 | 0 | 0 | 0 | 0 | 0 | 0 | 0 | 0 | 0 | 0 | 0 | 0 | 0 | 0 | 0 | 0 | 0 | 0 | 0 | 0 | 0 | 0 | 0
CDP5 | TAS | T2 | North West Tasmania | Solar | 0 | 0 | 0 | 0 | 0 | 0 | 0 | 0 | 0 | 0 | 0 | 0 | 0 | 0 | 0 | 0 | 0 | 0 | 0 | 0 | 0 | 0 | 0 | 0 | 0 | 0 | 0 | 0
CDP5 | TAS | T3 | Tasmania Midlands | Solar | 0 | 0 | 0 | 0 | 0 | 0 | 0 | 0 | 0 | 0 | 0 | 0 | 0 | 0 | 0 | 0 | 0 | 0 | 0 | 0 | 0 | 0 | 0 | 0 | 0 | 0 | 0 | 0
CDP5 | QLD | Q1 | Far North QLD | Wind | 920.2187 | 904.3359 | 934.2987 | 2938.0177 | 3176.5419 | 3532.3725 | 3172.6351 | 3527.6701 | 3684.9529 | 3681.8953 | 3580.4604 | 3303.9286 | 3458.8536 | 3615.3442 | 3550.1292 | 3434.1767 | 3313.1989 | 3211.9226 | 3090.6249 | 3627.0674 | 3452.7072 | 3754.2327 | 3782.7355 | 3856.1737 | 3642.338 | 3310.1532 | 3520.5861 | 3716.8214
CDP5 | QLD | Q2 | North Qld Clean Energy Hub | Wind | 141.8699 | 129.4545 | 128.6839 | 2304.3829 | 2985.854 | 5381.8521 | 5233.4728 | 5435.996 | 5716.6254 | 6388.5179 | 6039.7155 | 5770.2083 | 6653.2662 | 7008.7555 | 7197.225 | 6733.481 | 6641.2148 | 6184.4548 | 6383.2388 | 7046.2576 | 7763.012 | 7891.2726 | 8028.3314 | 8188.1943 | 7878.2116 | 7555.2914 | 8064.3219 | 8675.7263
CDP5 | QLD | Q3 | Northern Qld | Wind | 0 | 0 | 0 | 0 | 0 | 0 | 0 | 0 | 0 | 0 | 0 | 0 | 0 | 0 | 0 | 0 | 0 | 0 | 0 | 0 | 0 | 0 | 0 | 0 | 0 | 0 | 0 | 0
CDP5 | QLD | Q4 | Isaac | Wind | 892.7486 | 1175.0715 | 1292.5347 | 1261.2402 | 1472.4719 | 1556.1215 | 1359.1821 | 1414.8805 | 1528.3213 | 3735.8308 | 3538.3468 | 3348.7371 | 3700.8573 | 3671.0439 | 4248.5509 | 3599.2754 | 3923.1344 | 3812.6165 | 3660.7005 | 3731.2002 | 6704.4887 | 6534.1759 | 6947.1446 | 7427.3183 | 6837.1593 | 5721.3593 | 5932.4017 | 6008.866
CDP5 | QLD | Q5 | Barcaldine | Wind | 0 | 0 | 1.289e-07 | 9.921e-06 | 4.856e-05 | 0.00011471 | 9.37e-05 | 0.00010345 | 0.00013339 | 0.00046433 | 39.4768 | 36.7634 | 35.0393 | 34.6941 | 39.1267 | 33.9295 | 34.7648 | 33.8929 | 31.8584 | 268.2389 | 274.3927 | 265.5486 | 289.8969 | 275.5689 | 281.591 | 263.435 | 254.9626 | 258.1646
CDP5 | QLD | Q6 | Fitzroy | Wind | 0 | 0 | 6.277e-07 | 1591.6515 | 2726.1543 | 2970.8077 | 2819.145 | 2913.3003 | 2919.858 | 2888.0382 | 2934.5735 | 2749.2065 | 2862.2313 | 2734.529 | 3117.5878 | 2642.6204 | 2908.9599 | 2769.5651 | 2687.3555 | 2861.7197 | 2886.8988 | 2870.0292 | 2834.3702 | 2854.6471 | 2805.7987 | 2633.5893 | 2741.0083 | 2645.789
CDP5 | QLD | Q7 | Wide Bay | Wind | 0 | 0 | 3.4077e-07 | 1.9745e-05 | 2.9992e-05 | 3.0351e-05 | 2.2226e-05 | 3.076e-05 | 4.1937e-05 | 0.00010363 | 0.00021522 | 0.00022288 | 453.4016 | 468.3632 | 479.3337 | 427.7273 | 456.5518 | 477.5498 | 457.7396 | 464.0669 | 469.4082 | 483.6047 | 482.8813 | 443.5456 | 2544.6745 | 2452.3007 | 2467.3222 | 2579.9106
CDP5 | QLD | Q8 | Darling Downs | Wind | 4637.2399 | 6192.9441 | 6567.5801 | 11517.3841 | 13848.5152 | 13983.223 | 13374.6637 | 13164.8244 | 13756.263 | 12713.4404 | 16061.3194 | 15094.1498 | 14860.03 | 15607.7751 | 16441.3486 | 14977.5684 | 15894.229 | 16336.4956 | 15667.1348 | 15702.4573 | 14420.6403 | 13800.9325 | 14005.9372 | 13369.8129 | 21274.0927 | 20012.8272 | 19478.6419 | 20923.6112
CDP5 | QLD | Q9 | Banana | Wind | 0 | 0 | 0 | 0 | 0 | 0 | 0 | 0 | 0 | 0 | 0 | 0 | 0 | 0 | 0 | 0 | 0 | 0 | 0 | 0 | 0 | 0 | 0 | 0 | 0 | 0 | 0 | 0
CDP5 | NSW | N0 | NSW Non-REZ | Wind | 0 | 0 | 0 | 0 | 0 | 0 | 0 | 0 | 0 | 0 | 0 | 0 | 0 | 0 | 0 | 0 | 0 | 0 | 0 | 0 | 0 | 0 | 0 | 0 | 0 | 0 | 0 | 0
CDP5 | NSW | N1 | North West NSW | Wind | 0 | 0 | 0 | 0 | 0 | 0 | 0 | 0 | 0 | 0 | 0 | 0 | 0 | 0 | 0 | 0 | 0 | 0 | 0 | 0 | 0 | 0 | 0 | 0 | 0 | 0 | 0 | 0
CDP5 | NSW | N2 | New England | Wind | 1305.8097 | 1100.5753 | 1924.7673 | 2157.5753 | 2193.0809 | 10724.7489 | 11377.2287 | 10466.5006 | 11008.5468 | 10209.5534 | 12430.7936 | 12297.6053 | 12193.9944 | 12526.3709 | 12564.3972 | 12084.1049 | 14477.0893 | 19977.1552 | 22502.0682 | 21804.6812 | 23673.1544 | 21504.9262 | 22172.9103 | 21234.4689 | 22213.0112 | 22008.8293 | 21488.6185 | 22788.1472
CDP5 | NSW | N3 | Central-West Orana | Wind | 658.7857 | 1205.116 | 2057.6872 | 3439.5805 | 13171.5209 | 12775.1339 | 13191.5273 | 12314.1563 | 12522.1031 | 11788.9529 | 12497.5373 | 12056.8936 | 12024.5309 | 12822.737 | 12775.8263 | 13001.5877 | 12916.8457 | 13268.3759 | 13027.7331 | 12271.2444 | 12945.924 | 12008.9661 | 12129.7599 | 11544.7809 | 12026.8848 | 12257.4549 | 12050.3131 | 12977.7349
CDP5 | NSW | N4 | Broken Hill | Wind | 786.9053 | 609.1451 | 690.594 | 969.7142 | 942.5034 | 961.8047 | 808.4102 | 856.7354 | 828.9188 | 843.7064 | 827.3376 | 818.5899 | 781.4074 | 859.6843 | 888.901 | 773.236 | 887.1348 | 817.2269 | 800.1326 | 219.7007 | 206.7101 | 220.22 | 219.8276 | 223.3821 | 210.6734 | 210.621 | 197.653 | 216.6895
CDP5 | NSW | N5 | South West NSW | Wind | 0 | 0 | 7.7938e-06 | 1192.6118 | 1146.256 | 1109.9371 | 1017.9412 | 1126.911 | 1128.6499 | 1193.1363 | 1065.2225 | 1069.492 | 1101.6936 | 1151.4384 | 1166.2026 | 1159.2306 | 1165.6101 | 1128.5452 | 1078.0747 | 1030.2177 | 996.0825 | 1098.2332 | 1084.8757 | 1149.4438 | 1022.1137 | 1050.303 | 1073.2975 | 1145.9993
CDP5 | NSW | N6 | Wagga Wagga | Wind | 0 | 0 | 0 | 0 | 0 | 0 | 0 | 0 | 0 | 0 | 0 | 0 | 0 | 0 | 0 | 0 | 0 | 0 | 0 | 0 | 0 | 0 | 0 | 0 | 0 | 0 | 0 | 0
CDP5 | NSW | N7 | Tumut | Wind | 0 | 201.4505 | 766.5539 | 909.2576 | 926.685 | 820.3947 | 886.4819 | 783.1359 | 778.2463 | 811.5746 | 814.9229 | 825.1737 | 800.2133 | 842.0067 | 832.1822 | 861.5758 | 837.6442 | 867.6944 | 894.2455 | 781.4567 | 874.1425 | 779.953 | 794.7371 | 825.0543 | 798.8384 | 835.8867 | 732.1175 | 821.2993
CDP5 | NSW | N8 | Cooma-Monaro | Wind | 369.1992 | 379.6214 | 1340.6234 | 1421.5625 | 1445.73 | 1345.2949 | 1303.3247 | 1289.5315 | 1366.9314 | 1400.6193 | 1256.0233 | 1344.5823 | 1283.3539 | 1381.688 | 1360.9112 | 1293.3361 | 1197.7419 | 1113.8776 | 1138.5036 | 1056.2905 | 1102.4058 | 1077.6591 | 1180.6534 | 1230.2695 | 1138.1372 | 1231.8933 | 1193.1881 | 1286.62
CDP5 | NSW | N9 | Hunter-Central Coast | Wind | 0 | 0 | 1192.2857 | 1591.4421 | 1518.7051 | 1517.6054 | 1628.9976 | 1443.6828 | 1542.8928 | 1428.9706 | 1450.3195 | 1529.9673 | 1462.2055 | 1559.3103 | 1399.5208 | 1495.5804 | 1587.8556 | 1504.046 | 1427.1277 | 1384.6147 | 1605.8888 | 1404.8879 | 1489.9109 | 1396.7344 | 1972.7649 | 2563.2203 | 2443.8582 | 2674.5889
CDP5 | NSW | N12 | Illawarra | Wind | 0 | 0 | 0 | 0 | 0 | 0 | 0 | 0 | 0 | 0 | 0 | 0 | 0 | 0 | 0 | 0 | 0 | 0 | 0 | 0 | 0 | 0 | 0 | 0 | 0 | 0 | 0 | 0
CDP5 | VIC | V0 | VIC Non-REZ | Wind | 0 | 0 | 0 | 2.234e-05 | 4.1935e-05 | 3.7874e-05 | 3.4249e-05 | 3.7534e-05 | 4.4008e-05 | 4.8659e-05 | 5.0708e-05 | 5.0109e-05 | 4.7988e-05 | 4.3697e-05 | 5.5753e-05 | 5.7856e-05 | 5.8347e-05 | 5.9572e-05 | 6.1332e-05 | 5.9544e-05 | 6.3997e-05 | 7.7366e-05 | 7.2297e-05 | 8.4538e-05 | 7.0365e-05 | 0.0001343 | 0.00013827 | 0.00013351
CDP5 | VIC | V1 | Ovens Murray | Wind | 0 | 0 | 0 | 0 | 0 | 0 | 0 | 0 | 0 | 0 | 0 | 0 | 0 | 0 | 0 | 0 | 0 | 0 | 0 | 0 | 0 | 0 | 0 | 0 | 0 | 0 | 0 | 0
CDP5 | VIC | V2 | Murray River | Wind | 0 | 0 | 0 | 0 | 0 | 0 | 0 | 0 | 0 | 0 | 0 | 0 | 0 | 0 | 0 | 0 | 0 | 0 | 0 | 0 | 0 | 0 | 0 | 0 | 0 | 0 | 0 | 0
CDP5 | VIC | V3 | Western Victoria | Wind | 5703.11 | 5957.3089 | 5594.1561 | 5970.6472 | 7910.0355 | 7829.0407 | 7540.0429 | 8152.2421 | 7813.8997 | 7930.9597 | 7101.9808 | 6885.2945 | 6719.6833 | 7000.1439 | 7011.5775 | 6986.723 | 7101.2349 | 7164.1626 | 6659.6096 | 6125.2895 | 5264.9837 | 5786.478 | 5518.2667 | 5501.3675 | 4841.3646 | 5019.8375 | 4644.2587 | 5012.853
CDP5 | VIC | V4 | South West Victoria | Wind | 7458.379 | 10583.8821 | 10158.4312 | 10647.5783 | 9733.699 | 9853.2239 | 9571.4518 | 10356.1661 | 9873.4746 | 10707.7828 | 9913.1905 | 9710.7084 | 9597.6691 | 9881.3181 | 8854.8087 | 8835.0624 | 8343.4639 | 8337.0272 | 7920.1466 | 7132.617 | 7164.9245 | 4910.7937 | 4652.7232 | 4725.6261 | 5990.0785 | 7927.9509 | 8170.9763 | 8614.5286
CDP5 | VIC | V5 | Gippsland | Wind | 0 | 0 | 5.3085e-08 | 4.8108e-05 | 2083.6574 | 3306.9558 | 3304.7963 | 3373.4683 | 3266.743 | 3257.8519 | 3297.7045 | 3069.3305 | 3037.6697 | 2987.2637 | 2968.4145 | 3035.3505 | 3223.1357 | 3062.6109 | 2935.116 | 2933.5337 | 2979.7054 | 3106.8457 | 3020.3892 | 3310.4674 | 3019.0607 | 2952.8982 | 2980.349 | 3057.9865
CDP5 | VIC | V6 | Central North VIC | Wind | 0 | 0 | 0 | 8.8057e-06 | 2.9655e-05 | 3.6814e-05 | 2.9368e-05 | 3.3935e-05 | 4.2929e-05 | 3.6078e-05 | 6.2213e-05 | 5.6339e-05 | 4.5907e-05 | 4.6907e-05 | 6.2785e-05 | 6.0738e-05 | 6.3471e-05 | 5.9353e-05 | 5.9833e-05 | 6.5548e-05 | 5.7675e-05 | 6.4513e-05 | 6.2634e-05 | 6.7038e-05 | 7.6889e-05 | 9.1667e-05 | 8.0757e-05 | 8.3316e-05
CDP5 | SA | S1 | South East SA | Wind | 747.6365 | 814.6059 | 708.6493 | 791.4147 | 2378.4181 | 2299.4614 | 1971.3512 | 2120.0223 | 2068.5188 | 2534.4357 | 2288.5194 | 2118.1672 | 1991.3879 | 2125.2811 | 1785.3349 | 1775.0327 | 1637.5183 | 1752.5145 | 1680.9466 | 1602.1619 | 1535.3431 | 1706.239 | 1595.264 | 1782.4577 | 1580.2417 | 2278.7457 | 2154.9237 | 2387.0416
CDP5 | SA | S2 | Riverland | Wind | 0 | 0 | 0 | 0 | 0 | 0 | 0 | 0 | 0 | 0 | 0 | 0 | 0 | 0 | 0 | 0 | 0 | 0 | 0 | 0 | 0 | 0 | 0 | 0 | 0 | 0 | 0 | 0
CDP5 | SA | S3 | Mid-North SA | Wind | 5266.7571 | 5542.2551 | 5307.5816 | 5594.2179 | 6817.9671 | 6308.2979 | 6324.3202 | 6779.0232 | 6688.5146 | 7720.7659 | 6812.9799 | 6948.3105 | 5969.8478 | 6826.5188 | 6807.8692 | 5415.4584 | 6356.67 | 6705.9995 | 6623.1586 | 5438.8121 | 5276.7947 | 5791.0156 | 6516.9726 | 7843.8039 | 8008.8246 | 7918.3458 | 7514.192 | 8587.1157
CDP5 | SA | S4 | Yorke Peninsula | Wind | 232.1311 | 242.4883 | 240.509 | 316.2011 | 345.8538 | 208.9328 | 179.1344 | 191.3379 | 188.1639 | 215.6824 | 194.2981 | 202.7311 | 182.0097 | 209.5483 | 311.3343 | 298.444 | 302.2174 | 315.0422 | 302.0652 | 284.5413 | 274.011 | 295.2904 | 276.1258 | 316.4247 | 265.6641 | 288.978 | 257.7336 | 300.9015
CDP5 | SA | S5 | Northern SA | Wind | 1310.3299 | 1334.258 | 1322.6544 | 1375.0691 | 1287.2269 | 1175.1642 | 1124.4749 | 1206.7948 | 1253.052 | 1326.6797 | 1230.1813 | 1273.7795 | 1224.1334 | 1322.475 | 1360.3092 | 1303.8155 | 1322.0607 | 1342.3496 | 1272.8923 | 1209.4577 | 1132.4362 | 551.2199 | 565.648 | 591.9312 | 525.7243 | 554.4764 | 510.7534 | 576.3743
CDP5 | SA | S6 | Leigh Creek | Wind | 0 | 0 | 0 | 0 | 0 | 0 | 0 | 0 | 0 | 0 | 0 | 0 | 0 | 0 | 0 | 0 | 0 | 0 | 0 | 0 | 0 | 0 | 0 | 0 | 0 | 0 | 0 | 0
CDP5 | SA | S7 | Roxby Downs | Wind | 0 | 0 | 0 | 0 | 0 | 0 | 0 | 0 | 0 | 0 | 0 | 0 | 0 | 0 | 0 | 0 | 0 | 0 | 0 | 0 | 0 | 0 | 0 | 0 | 0 | 0 | 0 | 0
CDP5 | SA | S8 | Eastern Eyre Peninsula | Wind | 329.263 | 297.4171 | 304.4817 | 339.846 | 332.3522 | 322.5559 | 162.8755 | 172.8091 | 173.4148 | 190.7004 | 179.0635 | 0.00085447 | 0.00075759 | 0.00084161 | 748.3098 | 722.7425 | 755.1117 | 767.4568 | 737.3871 | 701.9854 | 687.0423 | 716.1967 | 910.3698 | 1045.3293 | 884.4386 | 916.6899 | 837.2961 | 966.5185
CDP5 | SA | S9 | Western Eyre Peninsula | Wind | 0 | 0 | 0 | 0 | 0 | 0 | 0 | 0 | 0 | 0 | 0 | 0 | 0 | 0 | 0 | 0 | 0 | 0 | 0 | 0 | 0 | 0 | 0 | 0 | 0 | 0 | 0 | 0
CDP5 | TAS | T1 | North East Tasmania | Wind | 598.3431 | 649.7118 | 548.4117 | 781.7965 | 1424.8926 | 1430.8006 | 1489.2397 | 1481.0632 | 1393.3616 | 1522.4437 | 1437.0722 | 1904.926 | 2110.5321 | 2108.207 | 2195.5453 | 2294.044 | 1874.0653 | 1883.6931 | 1769.4377 | 1863.7542 | 1918.4759 | 1917.7899 | 1890.6239 | 1978.3382 | 1905.372 | 1913.6911 | 1519.8294 | 1445.6412
CDP5 | TAS | T2 | North West Tasmania | Wind | 918.0816 | 973.0036 | 901.9787 | 877.1048 | 853.1705 | 867.8343 | 904.3578 | 903.3813 | 872.8655 | 955.4878 | 892.9042 | 873.3036 | 910.953 | 1324.904 | 1313.0351 | 1332.3668 | 1046.3872 | 1061.175 | 1039.8615 | 1065.3775 | 1128.4468 | 1139.8011 | 1089.2986 | 1221.8367 | 1107.8859 | 1075.5098 | 646.5528 | 667.8029
CDP5 | TAS | T3 | Tasmania Midlands | Wind | 458.9298 | 552.0922 | 2548.0019 | 3029.1587 | 3092.2635 | 3735.212 | 4124.3048 | 4625.1022 | 5237.2268 | 5518.6336 | 6161.5119 | 6214.2849 | 6483.6184 | 6588.7831 | 7030.3658 | 7429.2757 | 6139.9667 | 6034.4132 | 5929.9389 | 6349.0474 | 6243.3637 | 6410.3835 | 6147.5054 | 6339.5557 | 6148.3448 | 5896.752 | 6216.8284 | 6246.8758
CDP5 | NSW | N10 | Hunter Coast | Offshore Wind | 0 | 0 | 0 | 0 | 0 | 0 | 0 | 0 | 0 | 0 | 0 | 0 | 0 | 0 | 0 | 0 | 0 | 0 | 0 | 0 | 0 | 0 | 0 | 0 | 0 | 0 | 0 | 0
CDP5 | NSW | N11 | Illawarra Coast | Offshore Wind | 0 | 0 | 0 | 0 | 0 | 0 | 0 | 0 | 0 | 0 | 0 | 0 | 0 | 0 | 0 | 0 | 0 | 0 | 0 | 0 | 0 | 0 | 0 | 0 | 0 | 0 | 0 | 0
CDP5 | VIC | V7 | Gippsland Coast | Offshore Wind | 0 | 0 | 0 | 0 | 0 | 0 | 4006.9087 | 7928.8434 | 10433.8094 | 10711.9642 | 12817.4807 | 16891.8681 | 20921.6829 | 25660.9405 | 28669.4022 | 33626.6909 | 33956.1384 | 33727.0207 | 32280.2955 | 31327.7241 | 32019.3363 | 31896.9358 | 32178.4475 | 34273.5647 | 31647.3493 | 31825.3879 | 32915.6024 | 34432.0615
CDP5 | VIC | V8 | Portland Coast | Offshore Wind | 0 | 0 | 0 | 0 | 0 | 0 | 0 | 0 | 0 | 2469.9033 | 2450.2264 | 2438.9089 | 2678.5563 | 2722.5373 | 2807.5394 | 2847.9661 | 2773.4254 | 2988.5548 | 2825.2351 | 2654.1827 | 2699.3749 | 3034.7134 | 2889.132 | 3025.562 | 2709.4893 | 2751.1283 | 2776.2856 | 2916.1803
CDP5 | SA | S10 | South East SA Coast | Offshore Wind | 0 | 0 | 0 | 0 | 0 | 0 | 0 | 0 | 0 | 0 | 0 | 0 | 0 | 0 | 0 | 0 | 0 | 0 | 0 | 0 | 0 | 0 | 0 | 0 | 0 | 0 | 0 | 0
CDP5 | TAS | T4 | North West Tasmania Coast | Offshore Wind | 0 | 0 | 0 | 0 | 0 | 0 | 0 | 0 | 0 | 0 | 0 | 0 | 0 | 0 | 0 | 0 | 0 | 0 | 0 | 0 | 0 | 0 | 0 | 0 | 0 | 0 | 0 | 0
CDP5 | TAS | T5 | North East Tasmania Coast | Offshore Wind | 0 | 0 | 0 | 0 | 0 | 0 | 0 | 0 | 0 | 0 | 0 | 0 | 0 | 0 | 0 | 0 | 0 | 0 | 0 | 0 | 0 | 0 | 0 | 0 | 0 | 0 | 0 | 0
CDP6 | QLD | Q1 | Far North QLD | Solar | 0 | 0 | 0 | 0 | 0 | 0 | 0 | 0 | 0 | 0 | 0 | 0 | 0 | 0 | 0 | 0 | 0 | 0 | 0 | 0 | 0 | 0 | 0 | 0 | 0 | 0 | 0 | 0
CDP6 | QLD | Q2 | North Qld Clean Energy Hub | Solar | 196.3842 | 202.5005 | 187.6843 | 180.6047 | 170.1185 | 141.7014 | 150.1809 | 163.8823 | 181.5087 | 163.2245 | 167.6278 | 168.0535 | 161.6689 | 79.6771 | 82.3343 | 84.5294 | 82.7193 | 538.4499 | 687.5715 | 715.6555 | 618.9374 | 679.2103 | 635.132 | 616.1177 | 611.9895 | 1285.3146 | 1271.0692 | 1254.751
CDP6 | QLD | Q3 | Northern Qld | Solar | 1102.8047 | 1192.5634 | 1103.2005 | 1092.9139 | 1029.2409 | 872.9794 | 877.906 | 1013.0143 | 1106.5274 | 1017.1672 | 1095.3615 | 1114.5498 | 1043.5979 | 1039.7931 | 1039.051 | 1096.9043 | 1039.2481 | 1056.9437 | 735.2385 | 475.63 | 393.9061 | 444.8408 | 452.5258 | 197.1042 | 235.9038 | 235.8241 | 0 | 0
CDP6 | QLD | Q4 | Isaac | Solar | 1590.8476 | 1679.8713 | 1569.1584 | 1611.8132 | 1544.6994 | 1636.485 | 1249.8916 | 1441.1423 | 1542.7787 | 1496.2057 | 1573.9855 | 1561.8916 | 1482.7226 | 1524.9977 | 1509.9334 | 1576.0772 | 1515.4138 | 2720.9652 | 2566.6971 | 2746.0779 | 2143.6954 | 2467.0586 | 2489.5359 | 2463.9344 | 1949.5487 | 4161.8203 | 3928.9994 | 4062.8424
CDP6 | QLD | Q5 | Barcaldine | Solar | 41.1194 | 40.8697 | 38.6045 | 240.2524 | 228.6809 | 248.7937 | 182.8361 | 197.7015 | 227.9435 | 216.2046 | 218.5616 | 211.7372 | 199.2691 | 202.084 | 208.9566 | 208.5983 | 215.507 | 205.5431 | 187.2498 | 172.3342 | 157.9307 | 165.9987 | 160.6447 | 156.3444 | 157.3655 | 147.1746 | 142.6288 | 145.5081
CDP6 | QLD | Q6 | Fitzroy | Solar | 212.7138 | 220.7073 | 206.492 | 205.4401 | 197.427 | 209.0307 | 166.9182 | 176.3304 | 193.3102 | 193.2123 | 184.9235 | 193.9039 | 188.2047 | 178.4776 | 202.5017 | 182.4757 | 182.2006 | 201.8078 | 141.4265 | 173.7107 | 167.6075 | 180.8126 | 155.5802 | 172.4213 | 3303.0725 | 3433.0139 | 4789.789 | 5948.1141
CDP6 | QLD | Q7 | Wide Bay | Solar | 730.7475 | 902.3833 | 1109.9872 | 1092.8754 | 1055.6034 | 1118.3289 | 859.4665 | 995.1709 | 1080.653 | 4389.0799 | 5769.9086 | 5946.0773 | 5817.7438 | 5876.9059 | 5862.5002 | 6067.3185 | 5803.0322 | 5455.9165 | 5266.3956 | 5661.1077 | 4703.8844 | 5319.5791 | 5475.3049 | 5698.4231 | 5516.7343 | 5336.6709 | 5262.604 | 5363.8066
CDP6 | QLD | Q8 | Darling Downs | Solar | 3857.692 | 3898.4746 | 3667.7611 | 3535.5507 | 3501.2618 | 3624.7677 | 2948.083 | 3290.7098 | 4094.3639 | 6156.8643 | 5971.0922 | 8328.3985 | 8053.15 | 8251.0989 | 8314.9238 | 8382.7461 | 8017.277 | 7510.8259 | 10190.6651 | 10663.5221 | 8704.4324 | 10836.1312 | 10027.742 | 11708.163 | 11276.7058 | 16499.3523 | 16427.3855 | 16706.5722
CDP6 | QLD | Q9 | Banana | Solar | 0 | 0 | 0 | 0 | 0 | 0 | 0 | 0 | 0 | 0 | 0 | 0 | 0 | 0 | 0 | 0 | 0 | 0 | 0 | 0 | 0 | 0 | 0 | 0 | 0 | 0 | 0 | 0
CDP6 | NSW | N0 | NSW Non-REZ | Solar | 0 | 0 | 0 | 0 | 0 | 0 | 0 | 0 | 0 | 0 | 0 | 0 | 0 | 0 | 0 | 0 | 0 | 0 | 0 | 0 | 0 | 0 | 0 | 0 | 0 | 0 | 0 | 0
CDP6 | NSW | N1 | North West NSW | Solar | 450.9094 | 455.8737 | 494.012 | 486.0548 | 480.7059 | 477.1054 | 409.9918 | 431.3236 | 465.7652 | 459.3913 | 443.4058 | 452.9166 | 417.1962 | 439.5111 | 447.7442 | 428.8375 | 427.0331 | 406.9984 | 395.6285 | 398.5325 | 377.346 | 389.7805 | 356.2732 | 371.8734 | 364.6218 | 381.4699 | 386.0422 | 393.8119
CDP6 | NSW | N2 | New England | Solar | 1265.0125 | 1709.6755 | 1831.5199 | 1764.0671 | 1897.5009 | 2893.1555 | 2552.873 | 2717.7651 | 3056.2646 | 3173.0407 | 3420.6264 | 3651.6598 | 3356.2852 | 3632.329 | 3605.7676 | 3444.5142 | 3336.4762 | 6036.1621 | 6422.2917 | 8560.3291 | 7399.5672 | 7929.5413 | 8521.8641 | 8772.2594 | 8396.9869 | 8901.6707 | 8378.6304 | 9066.7755
CDP6 | NSW | N3 | Central-West Orana | Solar | 2714.3615 | 2887.3611 | 3252.6875 | 3168.0204 | 6650.3747 | 7040.814 | 6240.1025 | 6546.6428 | 7576.3559 | 7538.0672 | 8668.4354 | 8878.0618 | 8512.7729 | 9094.6825 | 9036.5738 | 8768.259 | 8546.6399 | 7731.1266 | 7994.8856 | 8813.0989 | 7735.7336 | 8060.0165 | 9086.8666 | 12163.8242 | 12584.5891 | 15783.4918 | 15226.7863 | 16211.0528
CDP6 | NSW | N4 | Broken Hill | Solar | 120.0643 | 133.0302 | 648.1939 | 653.2665 | 637.7165 | 627.9969 | 534.9122 | 570.459 | 593.8531 | 568.8018 | 568.4506 | 549.2222 | 526.4957 | 537.4484 | 573.4626 | 597.7562 | 561.9427 | 543.3755 | 508.8421 | 508.8418 | 608.5975 | 633.4572 | 621.4656 | 584.5208 | 593.4628 | 579.3637 | 593.8001 | 614.825
CDP6 | NSW | N5 | South West NSW | Solar | 2341.4013 | 2505.3555 | 2474.5174 | 4038.7173 | 4006.1813 | 4132.7407 | 3776.9272 | 4050.8329 | 4232.0569 | 4000.9157 | 4170.8655 | 4149.6643 | 3915.3438 | 4137.2279 | 3923.9941 | 3855.5914 | 3857.4832 | 3569.8657 | 3476.5622 | 5652.5773 | 5944.1894 | 6248.113 | 6246.3644 | 5785.2644 | 6899.8395 | 6177.3312 | 5595.1346 | 5892.6692
CDP6 | NSW | N6 | Wagga Wagga | Solar | 1126.4879 | 1701.3707 | 1874.3206 | 1757.6691 | 1762.006 | 1855.7091 | 1669.8616 | 1766.7609 | 1893.9767 | 1771.901 | 1878.841 | 1898.9004 | 1788.65 | 1920.7097 | 1885.5029 | 1861.1156 | 1825.3679 | 1682.6997 | 1719.7785 | 1739.7731 | 1675.3316 | 1745.4723 | 1851.5714 | 1718.2243 | 1798.7114 | 1853.3304 | 666.6003 | 658.8923
CDP6 | NSW | N7 | Tumut | Solar | 0 | 0 | 0 | 0 | 0 | 0 | 0 | 0 | 0 | 0 | 0 | 0 | 0 | 0 | 0 | 0 | 0 | 0 | 0 | 0 | 0 | 0 | 0 | 0 | 0 | 0 | 0 | 0
CDP6 | NSW | N8 | Cooma-Monaro | Solar | 0 | 0 | 0 | 0 | 0 | 0 | 0 | 0 | 0 | 0 | 0 | 0 | 0 | 0 | 0 | 0 | 0 | 0 | 0 | 0 | 0 | 0 | 0 | 0 | 0 | 0 | 0 | 0
CDP6 | NSW | N9 | Hunter-Central Coast | Solar | 0 | 0 | 1078.478 | 1027.217 | 1086.8508 | 1066.8614 | 924.0723 | 956.1861 | 1086.8049 | 1120.511 | 1044.4879 | 1089.3823 | 1019.3806 | 1099.4711 | 1085.527 | 1018.7367 | 1001.4061 | 927.0736 | 1000.4135 | 968.8337 | 883.6639 | 911.9896 | 987.3969 | 1009.6918 | 905.1132 | 954.5766 | 933.5858 | 1003.9988
CDP6 | NSW | N12 | Illawarra | Solar | 0 | 0 | 0 | 0 | 0 | 0 | 0 | 0 | 0 | 0 | 0 | 0 | 0 | 0 | 0 | 0 | 0 | 0 | 0 | 0 | 0 | 0 | 0 | 0 | 0 | 0 | 0 | 0
CDP6 | VIC | V0 | VIC Non-REZ | Solar | 0 | 0 | 0 | 0 | 0 | 0 | 0 | 0 | 0 | 0 | 0 | 0 | 0 | 0 | 0 | 0 | 0 | 0 | 0 | 0 | 0 | 0 | 0 | 0 | 0 | 0 | 0 | 0
CDP6 | VIC | V1 | Ovens Murray | Solar | 0 | 0 | 4.5336e-07 | 2.8173e-06 | 5.008e-06 | 2.1242e-05 | 1.7263e-05 | 1.9837e-05 | 0.00012141 | 9.6198e-05 | 0.00012464 | 0.00010405 | 9.1196e-05 | 9.1714e-05 | 0.00010466 | 9.8008e-05 | 9.9437e-05 | 9.5203e-05 | 9.4326e-05 | 0.0001228 | 0.00010836 | 0.00012092 | 0.00012543 | 0.00011031 | 0.00018205 | 0.00018826 | 0.00017718 | 0.00017836
CDP6 | VIC | V2 | Murray River | Solar | 1450.2341 | 1712.0739 | 1759.9278 | 2005.4848 | 1943.8627 | 1985.3622 | 1719.3856 | 1736.7025 | 1772.348 | 1803.0075 | 2126.1419 | 2008.3697 | 1904.4569 | 1948.6035 | 1992.9558 | 1874.7208 | 1890.1759 | 1855.2913 | 1841.5624 | 3785.6858 | 5117.0626 | 5441.9008 | 5517.663 | 5168.2799 | 5428.1518 | 4635.6734 | 4270.3978 | 4512.5363
CDP6 | VIC | V3 | Western Victoria | Solar | 0 | 40.179 | 235.0722 | 246.3456 | 241.8734 | 239.402 | 204.5451 | 213.0988 | 214.7564 | 217.1807 | 258.5711 | 260.8487 | 252.7269 | 263.6864 | 246.1636 | 235.3903 | 232.257 | 228.3892 | 234.2105 | 223.1598 | 201.7262 | 231.0276 | 222.1109 | 188.1109 | 211.3913 | 230.7956 | 200.7614 | 172.6693
CDP6 | VIC | V4 | South West Victoria | Solar | 0 | 0 | 0 | 0 | 0 | 0 | 0 | 0 | 0 | 0 | 0 | 0 | 0 | 0 | 0 | 0 | 0 | 0 | 0 | 0 | 0 | 0 | 0 | 0 | 0 | 0 | 0 | 0
CDP6 | VIC | V5 | Gippsland | Solar | 0 | 116.3359 | 268.571 | 272.0453 | 288.2051 | 273.6239 | 241.1101 | 236.575 | 258.0809 | 248.0039 | 288.1652 | 266.9781 | 263.4402 | 261.9969 | 262.7339 | 240.3513 | 243.979 | 232.009 | 247.9234 | 241.7571 | 225.0822 | 240.899 | 252.2766 | 232.5228 | 238.6623 | 247.7889 | 248.522 | 254.0896
CDP6 | VIC | V6 | Central North VIC | Solar | 1118.8209 | 1194.733 | 1128.5569 | 1079.2847 | 1093.0686 | 1133.6182 | 991.2236 | 1005.4592 | 1041.8938 | 1010.7778 | 1205.3669 | 1146.2696 | 1060.7223 | 1044.2844 | 1088.557 | 1014.3047 | 1065.9552 | 1000.0185 | 1042.9617 | 1106.1965 | 834.848 | 878.7936 | 894.4938 | 801.5156 | 856.137 | 868.5958 | 843.9242 | 516.506
CDP6 | SA | S1 | South East SA | Solar | 416.9652 | 430.0609 | 418.1333 | 381.4487 | 366.9527 | 335.6769 | 350.1513 | 365.4344 | 370.8814 | 363.1184 | 385.2548 | 385.8634 | 365.2064 | 374.0956 | 394.7682 | 382.0084 | 375.13 | 318.4965 | 296.6359 | 297.0942 | 263.5295 | 282.9137 | 265.6541 | 255.6355 | 268.3537 | 139.2496 | 134.3222 | 133.0006
CDP6 | SA | S2 | Riverland | Solar | 105.8186 | 111.4262 | 97.7812 | 92.451 | 89.8966 | 83.4309 | 84.1797 | 79.9117 | 84.1289 | 79.0933 | 84.6772 | 83.9256 | 79.6459 | 77.735 | 85.1219 | 84.6749 | 80.6335 | 65.1522 | 60.2029 | 673.4521 | 1966.1074 | 2037.5245 | 1938.5816 | 1930.4817 | 1999.9543 | 2074.981 | 1986.3156 | 2049.2392
CDP6 | SA | S3 | Mid-North SA | Solar | 0 | 0 | 0 | 0 | 0 | 0 | 0 | 0 | 0 | 0 | 0 | 0 | 0 | 0 | 0 | 0 | 0 | 0 | 0 | 0 | 0 | 0 | 0 | 0 | 0 | 0 | 0 | 0
CDP6 | SA | S4 | Yorke Peninsula | Solar | 0 | 0 | 0 | 0 | 0 | 0 | 0 | 0 | 0 | 0 | 0 | 0 | 0 | 0 | 0 | 0 | 0 | 0 | 0 | 0 | 0 | 0 | 0 | 0 | 0 | 0 | 0 | 0
CDP6 | SA | S5 | Northern SA | Solar | 653.0932 | 719.8236 | 1306.4882 | 1145.0995 | 1138.7198 | 1037.6126 | 1138.6332 | 1167.9749 | 1187.9702 | 1206.3675 | 1229.6693 | 1263.7286 | 1204.8531 | 1216.2933 | 1261.8402 | 1288.4424 | 1247.832 | 1211.798 | 1208.2341 | 1174.7447 | 1942.2151 | 2019.4876 | 1932.8423 | 1763.5157 | 1827.2616 | 1888.8037 | 1835.1478 | 1873.1827
CDP6 | SA | S6 | Leigh Creek | Solar | 0 | 0 | 0 | 0 | 0 | 0 | 0 | 0 | 0 | 0 | 0 | 0 | 0 | 0 | 0 | 0 | 0 | 0 | 0 | 0 | 0 | 0 | 0 | 0 | 0 | 0 | 0 | 0
CDP6 | SA | S7 | Roxby Downs | Solar | 0 | 0 | 1.1756e-06 | 1.8729e-05 | 0.00020093 | 0.00018477 | 0.00016562 | 0.00017838 | 0.00019545 | 0.0002105 | 302.4122 | 303.2943 | 294.3095 | 295.0022 | 308.399 | 319.9239 | 819.4359 | 787.3112 | 1125.7004 | 1065.7731 | 1062.3689 | 1099.0976 | 1042.1226 | 1051.1043 | 1040.4071 | 1071.7019 | 1079.0955 | 1090.0564
CDP6 | SA | S8 | Eastern Eyre Peninsula | Solar | 0 | 0 | 0 | 0 | 0 | 0 | 0 | 0 | 0 | 0 | 0 | 0 | 0 | 0 | 0 | 0 | 0 | 0 | 0 | 0 | 0 | 0 | 0 | 0 | 0 | 0 | 0 | 0
CDP6 | SA | S9 | Western Eyre Peninsula | Solar | 0 | 0 | 0 | 0 | 0 | 0 | 0 | 0 | 0 | 0 | 0 | 0 | 0 | 0 | 0 | 0 | 0 | 0 | 0 | 0 | 0 | 0 | 0 | 0 | 0 | 0 | 0 | 0
CDP6 | TAS | T1 | North East Tasmania | Solar | 0 | 0 | 0 | 0 | 0 | 0 | 0 | 0 | 0 | 0 | 0 | 0 | 0 | 0 | 0 | 0 | 0 | 0 | 0 | 0 | 0 | 0 | 0 | 0 | 0 | 0 | 0 | 0
CDP6 | TAS | T2 | North West Tasmania | Solar | 0 | 0 | 0 | 0 | 0 | 0 | 0 | 0 | 0 | 0 | 0 | 0 | 0 | 0 | 0 | 0 | 0 | 0 | 0 | 0 | 0 | 0 | 0 | 0 | 0 | 0 | 0 | 0
CDP6 | TAS | T3 | Tasmania Midlands | Solar | 0 | 0 | 0 | 0 | 0 | 0 | 0 | 0 | 0 | 0 | 0 | 0 | 0 | 0 | 0 | 0 | 0 | 0 | 0 | 0 | 0 | 0 | 0 | 0 | 0 | 0 | 0 | 0
CDP6 | QLD | Q1 | Far North QLD | Wind | 920.2563 | 904.3364 | 934.6495 | 2941.6823 | 3177.6905 | 3534.4103 | 3178.5508 | 3533.7094 | 3688.767 | 3685.8667 | 3584.3677 | 3306.5263 | 3462.4656 | 3618.4836 | 3552.8699 | 3432.555 | 3314.0605 | 3199.7725 | 3093.9364 | 3632.3168 | 3446.7515 | 3753.774 | 3776.8798 | 3850.0313 | 3597.8661 | 3294.3321 | 3520.7607 | 3716.4987
CDP6 | QLD | Q2 | North Qld Clean Energy Hub | Wind | 141.8699 | 129.455 | 128.7459 | 2316.0631 | 2985.7833 | 5355.7051 | 5212.5372 | 5413.3689 | 5689.6679 | 6372.8923 | 6024.9177 | 5746.1368 | 6647.3458 | 7004.2902 | 7191.6049 | 6726.8985 | 6634.7484 | 6176.2058 | 6374.8925 | 7082.668 | 7739.2299 | 7882.6228 | 8012.405 | 8170.0885 | 7862.2905 | 7526.3349 | 8066.9602 | 8676.8032
CDP6 | QLD | Q3 | Northern Qld | Wind | 0 | 0 | 0 | 0 | 0 | 0 | 0 | 0 | 0 | 0 | 0 | 0 | 0 | 0 | 0 | 0 | 0 | 0 | 0 | 0 | 0 | 0 | 0 | 0 | 0 | 0 | 0 | 0
CDP6 | QLD | Q4 | Isaac | Wind | 892.7563 | 1175.0777 | 1292.9124 | 1261.2402 | 1478.3946 | 1562.204 | 1366.0645 | 1422.0292 | 1534.7939 | 3661.6172 | 3468.8747 | 3282.1142 | 3564.1072 | 3534.6906 | 4090.8273 | 3464.987 | 3776.2548 | 3670.6308 | 3522.6041 | 3590.5416 | 7461.1189 | 7265.1517 | 7727.6284 | 8275.2845 | 7607.3036 | 6160.912 | 6396.3904 | 6483.1093
CDP6 | QLD | Q5 | Barcaldine | Wind | 0 | 0 | 4.903e-08 | 8.9813e-06 | 4.6292e-05 | 0.00010495 | 8.555e-05 | 8.9806e-05 | 0.00011832 | 0.00031392 | 31.4184 | 29.2518 | 27.8688 | 27.5466 | 31.115 | 26.9533 | 27.58 | 27.0083 | 25.3032 | 268.448 | 272.8433 | 264.3844 | 289.3044 | 274.5018 | 280.422 | 262.5665 | 253.8833 | 256.7534
CDP6 | QLD | Q6 | Fitzroy | Wind | 0 | 0 | 3.437e-07 | 1589.5932 | 2726.1543 | 2970.8077 | 2822.7545 | 2915.3994 | 2920.3089 | 2889.0505 | 2935.7258 | 2750.0127 | 2863.4487 | 2736.1291 | 3122.4899 | 2693.2304 | 2935.6793 | 2757.7675 | 2750.7817 | 2881.9486 | 2876.5023 | 2873.0649 | 2889.6405 | 2903.4474 | 2847.7266 | 2650.8981 | 2810.3611 | 2714.7301
CDP6 | QLD | Q7 | Wide Bay | Wind | 0 | 0 | 2.0106e-07 | 1.7953e-05 | 2.8372e-05 | 2.8571e-05 | 2.0747e-05 | 2.975e-05 | 3.7618e-05 | 8.3152e-05 | 0.00017903 | 0.00017902 | 414.8111 | 428.4658 | 438.6225 | 391.4312 | 417.5578 | 437.163 | 418.4909 | 424.0873 | 428.5025 | 442.454 | 440.8151 | 404.9034 | 2267.038 | 2184.3702 | 2466.2821 | 2578.1331
CDP6 | QLD | Q8 | Darling Downs | Wind | 4637.2586 | 6192.977 | 6568.2701 | 11517.3841 | 13843.3665 | 13978.0156 | 13393.6606 | 13172.9727 | 13752.9532 | 12712.5499 | 15850.2192 | 14892.2929 | 14663.5476 | 15401.6332 | 16220.1363 | 14774.0919 | 15680.4773 | 16119.156 | 15459.3092 | 15485.595 | 14203.2904 | 13604.293 | 13798.4991 | 13172.0717 | 21278.2005 | 20016.8159 | 19478.0082 | 20920.2076
CDP6 | QLD | Q9 | Banana | Wind | 0 | 0 | 0 | 0 | 0 | 0 | 0 | 0 | 0 | 0 | 0 | 0 | 0 | 0 | 0 | 0 | 0 | 0 | 0 | 0 | 0 | 0 | 0 | 0 | 0 | 0 | 0 | 0
CDP6 | NSW | N0 | NSW Non-REZ | Wind | 0 | 0 | 0 | 0 | 0 | 0 | 0 | 0 | 0 | 0 | 0 | 0 | 0 | 0 | 0 | 0 | 0 | 0 | 0 | 0 | 0 | 0 | 0 | 0 | 0 | 0 | 0 | 0
CDP6 | NSW | N1 | North West NSW | Wind | 0 | 0 | 0 | 0 | 0 | 0 | 0 | 0 | 0 | 0 | 0 | 0 | 0 | 0 | 0 | 0 | 0 | 0 | 0 | 0 | 0 | 0 | 0 | 0 | 0 | 0 | 0 | 0
CDP6 | NSW | N2 | New England | Wind | 1305.7689 | 1100.5655 | 1926.0673 | 2156.3756 | 2192.4279 | 10777.5653 | 11540.4263 | 10611.8579 | 11120.0855 | 10312.5819 | 12409.6712 | 12276.2174 | 12173.6999 | 12510.3783 | 12543.2389 | 12061.7497 | 14436.0776 | 19322.2614 | 22554.0369 | 21685.3044 | 23567.2548 | 21417.3109 | 22073.5067 | 21127.6161 | 22173.4748 | 21979.0585 | 21462.657 | 22784.9415
CDP6 | NSW | N3 | Central-West Orana | Wind | 658.786 | 1205.1152 | 2082.7202 | 3440.4806 | 13119.9916 | 12736.3402 | 12847.8445 | 12054.1606 | 12488.5382 | 11755.6074 | 12456.7266 | 12011.1692 | 11980.4043 | 12774.4379 | 12728.1863 | 12951.5105 | 12864.8869 | 13237.5771 | 12979.8695 | 12227.3153 | 12908.7022 | 11974.5347 | 12086.0916 | 11512.5875 | 11985.6192 | 12357.6 | 12148.095 | 13081.0237
CDP6 | NSW | N4 | Broken Hill | Wind | 786.9048 | 609.1456 | 691.5729 | 968.8768 | 942.0128 | 960.9667 | 808.4838 | 857.4532 | 828.598 | 843.3941 | 827.5999 | 818.9455 | 781.1072 | 859.4933 | 889.377 | 772.4905 | 886.8467 | 819.235 | 799.8506 | 218.8842 | 205.9658 | 219.3751 | 219.5363 | 222.9141 | 210.0078 | 209.9135 | 196.9567 | 215.8575
CDP6 | NSW | N5 | South West NSW | Wind | 0 | 0 | 7.1782e-06 | 1237.1194 | 1188.2553 | 1151.0522 | 1061.1841 | 1173.5979 | 1170.9257 | 1237.5504 | 1106.3582 | 1110.7093 | 1144.5659 | 1196.2085 | 1211.4988 | 1203.7866 | 1210.2682 | 1173.3843 | 1119.0592 | 1068.5188 | 1034.4514 | 1140.3121 | 1126.2991 | 1193.6935 | 1059.912 | 1089.7506 | 1114.0516 | 1189.2327
CDP6 | NSW | N6 | Wagga Wagga | Wind | 0 | 0 | 0 | 0 | 0 | 0 | 0 | 0 | 0 | 0 | 0 | 0 | 0 | 0 | 0 | 0 | 0 | 0 | 0 | 0 | 0 | 0 | 0 | 0 | 0 | 0 | 0 | 0
CDP6 | NSW | N7 | Tumut | Wind | 0 | 201.4505 | 766.5539 | 909.2576 | 926.8126 | 820.3947 | 887.6012 | 782.489 | 782.1707 | 810.8936 | 817.7527 | 825.4082 | 800.2133 | 837.8796 | 830.0247 | 867.2854 | 839.2922 | 870.4838 | 901.8798 | 791.441 | 872.6665 | 776.9591 | 793.6059 | 823.4813 | 798.7932 | 839.4626 | 736.4242 | 813.7693
CDP6 | NSW | N8 | Cooma-Monaro | Wind | 369.2012 | 379.6214 | 1341.2536 | 1421.5634 | 1445.9893 | 1345.3129 | 1309.8409 | 1294.5958 | 1367.2873 | 1399.7581 | 1257.3801 | 1347.7275 | 1286.3662 | 1382.3686 | 1361.8668 | 1295.3222 | 1235.7072 | 1149.205 | 1170.1148 | 1084.8683 | 1132.6077 | 1110.2954 | 1180.9517 | 1230.2068 | 1145.1285 | 1241.8577 | 1193.1159 | 1286.9125
CDP6 | NSW | N9 | Hunter-Central Coast | Wind | 0 | 0 | 1193.7126 | 1609.3231 | 1536.0469 | 1537.4893 | 1659.4772 | 1470.2437 | 1562.957 | 1447.6261 | 1471.0724 | 1553.0544 | 1483.0818 | 1581.3642 | 1420.0221 | 1517.391 | 1610.677 | 1528.9582 | 1446.5309 | 1402.5777 | 1607.5789 | 1406.6355 | 1490.572 | 1397.7952 | 1971.8308 | 2563.068 | 2443.7081 | 2672.8146
CDP6 | NSW | N12 | Illawarra | Wind | 0 | 0 | 0 | 0 | 0 | 0 | 0 | 0 | 0 | 0 | 0 | 0 | 0 | 0 | 0 | 0 | 0 | 0 | 0 | 0 | 0 | 0 | 0 | 0 | 0 | 0 | 0 | 0
CDP6 | VIC | V0 | VIC Non-REZ | Wind | 0 | 0 | 0 | 2.0575e-05 | 3.8163e-05 | 3.4497e-05 | 3.1128e-05 | 4.1699e-05 | 4.3709e-05 | 4.7689e-05 | 4.9883e-05 | 4.8678e-05 | 4.6561e-05 | 4.272e-05 | 4.7518e-05 | 5.0004e-05 | 5.0148e-05 | 5.1339e-05 | 4.8875e-05 | 4.9135e-05 | 5.3302e-05 | 6.4867e-05 | 6.0237e-05 | 7.3845e-05 | 6.2499e-05 | 0.00014636 | 0.00015191 | 0.00014696
CDP6 | VIC | V1 | Ovens Murray | Wind | 0 | 0 | 0 | 0 | 0 | 0 | 0 | 0 | 0 | 0 | 0 | 0 | 0 | 0 | 0 | 0 | 0 | 0 | 0 | 0 | 0 | 0 | 0 | 0 | 0 | 0 | 0 | 0
CDP6 | VIC | V2 | Murray River | Wind | 0 | 0 | 0 | 0 | 0 | 0 | 0 | 0 | 0 | 0 | 0 | 0 | 0 | 0 | 0 | 0 | 0 | 0 | 0 | 0 | 0 | 0 | 0 | 0 | 0 | 0 | 0 | 0
CDP6 | VIC | V3 | Western Victoria | Wind | 5703.3541 | 5958.3984 | 5588.9656 | 5972.0991 | 7910.8827 | 7828.2904 | 7538.7705 | 8148.5507 | 7808.0533 | 7948.2414 | 7103.7225 | 6896.7934 | 6730.0462 | 7015.5799 | 6988.1814 | 6947.0703 | 7070.5672 | 7148.4797 | 6606.8695 | 6055.9491 | 5209.5431 | 5749.5879 | 5465.8025 | 5452.6512 | 4798.6813 | 4822.7935 | 4487.8089 | 4810.6197
CDP6 | VIC | V4 | South West Victoria | Wind | 7458.4155 | 10583.7307 | 10152.1456 | 10648.8633 | 9734.486 | 9851.3711 | 9568.44 | 10350.0447 | 9866.9364 | 10726.7536 | 9918.3955 | 9715.2421 | 9609.7132 | 9899.9009 | 8881.7128 | 8870.6098 | 8353.4333 | 8353.9173 | 7911.6253 | 7141.283 | 7152.3128 | 4902.6985 | 4634.8805 | 4709.2062 | 6058.7291 | 7916.5065 | 8023.3005 | 8492.4732
CDP6 | VIC | V5 | Gippsland | Wind | 0 | 0 | 6.045e-09 | 4.3976e-05 | 2124.0181 | 3388.8257 | 3386.361 | 3457.0456 | 3347.4008 | 3350.5273 | 3379.4512 | 3154.26 | 3120.6519 | 3073.1826 | 3057.899 | 3132.1229 | 3318.7736 | 3156.4258 | 3016.0788 | 3011.5405 | 3051.0639 | 3180.8515 | 3090.6573 | 3390.6521 | 3089.5457 | 3019.0551 | 3049.3632 | 3130.902
CDP6 | VIC | V6 | Central North VIC | Wind | 0 | 0 | 0 | 7.8168e-06 | 2.717e-05 | 3.4789e-05 | 2.7736e-05 | 3.534e-05 | 4.1965e-05 | 3.6625e-05 | 5.4818e-05 | 5.0113e-05 | 4.0627e-05 | 4.1704e-05 | 5.3607e-05 | 5.217e-05 | 5.4679e-05 | 5.1141e-05 | 5.1748e-05 | 5.7314e-05 | 4.9926e-05 | 5.6996e-05 | 5.652e-05 | 6.1137e-05 | 7.27e-05 | 8.6548e-05 | 7.6338e-05 | 7.8787e-05
CDP6 | SA | S1 | South East SA | Wind | 747.9078 | 814.7531 | 705.5764 | 783.5799 | 2242.6376 | 2165.8935 | 1869.6755 | 2008.8544 | 1959.6707 | 2398.6625 | 2175.2501 | 1990.711 | 1874.6732 | 2000.2366 | 1660.6027 | 1652.9518 | 1514.8874 | 1622.7049 | 1552.4583 | 1481.1607 | 1418.2758 | 1577.241 | 1478.9142 | 1654.7855 | 1541.868 | 2272.8429 | 2150.5814 | 2382.4304
CDP6 | SA | S2 | Riverland | Wind | 0 | 0 | 0 | 0 | 0 | 0 | 0 | 0 | 0 | 0 | 0 | 0 | 0 | 0 | 0 | 0 | 0 | 0 | 0 | 0 | 0 | 0 | 0 | 0 | 0 | 0 | 0 | 0
CDP6 | SA | S3 | Mid-North SA | Wind | 5267.6247 | 5540.5313 | 5283.8354 | 5539.3089 | 6826.2228 | 6300.8369 | 6322.3041 | 6776.5733 | 6661.229 | 7843.0652 | 6945.752 | 7103.3972 | 6125.1303 | 6976.605 | 6961.4748 | 5562.8362 | 6627.0655 | 6996.9525 | 6927.1991 | 5720.9993 | 5561.2793 | 6029.1446 | 6690.5925 | 8142.2898 | 8090.1681 | 8149.9282 | 7716.7542 | 8805.3204
CDP6 | SA | S4 | Yorke Peninsula | Wind | 230.9993 | 243.1212 | 239.3738 | 314.4119 | 338.4207 | 165.4745 | 143.1772 | 152.5592 | 149.7877 | 171.154 | 155.164 | 162.1119 | 145.5125 | 167.1515 | 311.1259 | 298.4696 | 301.0842 | 314.8693 | 300.9761 | 283.8474 | 273.3941 | 296.2574 | 277.7375 | 318.537 | 267.4474 | 288.5342 | 257.3896 | 299.7701
CDP6 | SA | S5 | Northern SA | Wind | 1301.4859 | 1331.0446 | 1317.478 | 1362.3318 | 1274.3396 | 1156.9885 | 1135.2995 | 1204.9824 | 1257.9019 | 1339.905 | 1233.548 | 1270.9602 | 1208.0432 | 1330.113 | 1368.1798 | 1314.7246 | 1330.6932 | 1349.9491 | 1259.2782 | 1201.7699 | 1121.0865 | 551.157 | 564.9896 | 583.3557 | 526.1974 | 551.3496 | 519.1753 | 604.2664
CDP6 | SA | S6 | Leigh Creek | Wind | 0 | 0 | 0 | 0 | 0 | 0 | 0 | 0 | 0 | 0 | 0 | 0 | 0 | 0 | 0 | 0 | 0 | 0 | 0 | 0 | 0 | 0 | 0 | 0 | 0 | 0 | 0 | 0
CDP6 | SA | S7 | Roxby Downs | Wind | 0 | 0 | 0 | 0 | 0 | 0 | 0 | 0 | 0 | 0 | 0 | 0 | 0 | 0 | 0 | 0 | 0 | 0 | 0 | 0 | 0 | 0 | 0 | 0 | 0 | 0 | 0 | 0
CDP6 | SA | S8 | Eastern Eyre Peninsula | Wind | 327.553 | 297.5872 | 303.718 | 337.3616 | 329.7844 | 318.8673 | 162.6191 | 172.8448 | 172.2293 | 189.7237 | 179.3823 | 0.0019423 | 0.0017264 | 0.0019157 | 598.1221 | 578.0731 | 602.2661 | 613.4849 | 587.6068 | 560.8034 | 548.7801 | 956.2882 | 913.3388 | 1048.8529 | 888.2221 | 916.3663 | 837.3304 | 966.5054
CDP6 | SA | S9 | Western Eyre Peninsula | Wind | 0 | 0 | 0 | 0 | 0 | 0 | 0 | 0 | 0 | 0 | 0 | 0 | 0 | 0 | 0 | 0 | 0 | 0 | 0 | 0 | 0 | 0 | 0 | 0 | 0 | 0 | 0 | 0
CDP6 | TAS | T1 | North East Tasmania | Wind | 598.3431 | 649.7118 | 548.4117 | 783.444 | 1424.9012 | 1429.7261 | 1489.7286 | 1481.0722 | 1393.3701 | 1522.432 | 1437.081 | 1904.194 | 2109.6626 | 2107.8363 | 2195.5453 | 2294.0868 | 1826.2717 | 1891.9398 | 1781.39 | 1860.8057 | 1914.0689 | 1893.3458 | 1849.5319 | 2010.6889 | 1894.2376 | 1906.8842 | 1518.1917 | 1443.9546
CDP6 | TAS | T2 | North West Tasmania | Wind | 918.0816 | 973.0038 | 901.9787 | 876.6249 | 853.1705 | 867.1928 | 904.3991 | 903.3813 | 872.8655 | 955.4656 | 892.9043 | 873.1851 | 910.9285 | 1325.5007 | 1313.7275 | 1333.4489 | 1104.7805 | 1067.9858 | 1036.3372 | 1068.1063 | 1126.0539 | 1157.9794 | 1127.2361 | 1188.5759 | 1101.0158 | 1067.4196 | 648.685 | 670.0474
CDP6 | TAS | T3 | Tasmania Midlands | Wind | 458.9298 | 552.0922 | 2548.0016 | 3027.991 | 3092.2543 | 3736.9279 | 4123.7743 | 4625.0934 | 5237.2184 | 5518.6678 | 6161.5032 | 6215.1354 | 6484.5126 | 6588.5573 | 7029.6733 | 7428.151 | 6152.9077 | 6048.8251 | 5926.1028 | 6344.0024 | 6231.7494 | 6400.4394 | 6129.6911 | 6326.3457 | 6144.9654 | 5895.9827 | 6204.0268 | 6234.661
CDP6 | NSW | N10 | Hunter Coast | Offshore Wind | 0 | 0 | 0 | 0 | 0 | 0 | 0 | 0 | 0 | 0 | 0 | 0 | 0 | 0 | 0 | 0 | 0 | 0 | 0 | 0 | 0 | 0 | 0 | 0 | 0 | 0 | 0 | 0
CDP6 | NSW | N11 | Illawarra Coast | Offshore Wind | 0 | 0 | 0 | 0 | 0 | 0 | 0 | 0 | 0 | 0 | 0 | 0 | 0 | 0 | 0 | 0 | 0 | 0 | 0 | 0 | 0 | 0 | 0 | 0 | 0 | 0 | 0 | 0
CDP6 | VIC | V7 | Gippsland Coast | Offshore Wind | 0 | 0 | 0 | 0 | 0 | 0 | 4006.9256 | 7928.9223 | 10433.8596 | 10729.1741 | 12817.4986 | 16755.5628 | 20944.5908 | 25700.0375 | 28729.6978 | 33710.5118 | 33999.2053 | 33777.1149 | 32300.4756 | 31335.2517 | 31998.9636 | 31898.3459 | 32175.1118 | 34275.0991 | 31626.6074 | 31825.8931 | 32922.6824 | 34442.0572
CDP6 | VIC | V8 | Portland Coast | Offshore Wind | 0 | 0 | 0 | 0 | 0 | 0 | 0 | 0 | 0 | 2482.7447 | 2455.6655 | 2583.8355 | 2688.7987 | 2738.256 | 2817.9365 | 2862.5733 | 2781.2654 | 2999.389 | 2829.4577 | 2656.2228 | 2696.9227 | 3032.4768 | 2899.093 | 3029.7499 | 2728.6642 | 2748.0297 | 2762.0231 | 2916.6421
CDP6 | SA | S10 | South East SA Coast | Offshore Wind | 0 | 0 | 0 | 0 | 0 | 0 | 0 | 0 | 0 | 0 | 0 | 0 | 0 | 0 | 0 | 0 | 0 | 0 | 0 | 0 | 0 | 0 | 0 | 0 | 0 | 0 | 0 | 0
CDP6 | TAS | T4 | North West Tasmania Coast | Offshore Wind | 0 | 0 | 0 | 0 | 0 | 0 | 0 | 0 | 0 | 0 | 0 | 0 | 0 | 0 | 0 | 0 | 0 | 0 | 0 | 0 | 0 | 0 | 0 | 0 | 0 | 0 | 0 | 0
CDP6 | TAS | T5 | North East Tasmania Coast | Offshore Wind | 0 | 0 | 0 | 0 | 0 | 0 | 0 | 0 | 0 | 0 | 0 | 0 | 0 | 0 | 0 | 0 | 0 | 0 | 0 | 0 | 0 | 0 | 0 | 0 | 0 | 0 | 0 | 0
CDP7 | QLD | Q1 | Far North QLD | Solar | 0 | 0 | 0 | 0 | 0 | 0 | 0 | 0 | 0 | 0 | 0 | 0 | 0 | 0 | 0 | 0 | 0 | 0 | 0 | 0 | 0 | 0 | 0 | 0 | 0 | 0 | 0 | 0
CDP7 | QLD | Q2 | North Qld Clean Energy Hub | Solar | 183.93 | 194.9279 | 187.4299 | 179.9697 | 169.8758 | 141.5542 | 147.7157 | 160.3403 | 181.4228 | 163.0704 | 167.6378 | 168.2212 | 161.778 | 79.8642 | 82.5021 | 84.7512 | 83.0185 | 519.8688 | 707.3695 | 737.3892 | 635.2246 | 697.5876 | 653.5341 | 632.3564 | 630.3908 | 1283.8779 | 1273.0792 | 1254.1481
CDP7 | QLD | Q3 | Northern Qld | Solar | 1112.0996 | 1197.7887 | 1102.706 | 1087.9936 | 1028.5728 | 870.1027 | 868.0287 | 999.4862 | 1106.2038 | 1016.7539 | 1094.6724 | 1116.0979 | 1044.445 | 1039.3183 | 1038.6512 | 1094.9164 | 1039.159 | 1057.1237 | 741.4058 | 478.9531 | 389.0956 | 448.5277 | 455.6226 | 207.3412 | 221.1685 | 208.4247 | 0 | 0
CDP7 | QLD | Q4 | Isaac | Solar | 1599.6378 | 1680.4374 | 1568.5999 | 1611.8132 | 1544.9873 | 1636.5352 | 1237.7918 | 1426.774 | 1542.5988 | 1496.1913 | 1573.7671 | 1562.8757 | 1482.7775 | 1525.3011 | 1510.4382 | 1576.2302 | 1522.0316 | 2720.1836 | 2565.3076 | 2748.3381 | 2139.9223 | 2463.9461 | 2487.9117 | 2456.7742 | 2126.5342 | 4304.2695 | 4076.8316 | 4206.0654
CDP7 | QLD | Q5 | Barcaldine | Solar | 40.8598 | 41.0375 | 38.5511 | 239.7865 | 228.2442 | 248.3908 | 178.1424 | 191.5636 | 227.262 | 217.6605 | 221.0392 | 213.8947 | 201.2868 | 204.0324 | 211.1126 | 210.9373 | 218.2808 | 207.9171 | 189.2483 | 175.07 | 159.6756 | 168.1346 | 162.7969 | 157.4892 | 159.3425 | 148.493 | 144.6538 | 147.0032
CDP7 | QLD | Q6 | Fitzroy | Solar | 211.4777 | 221.5368 | 201.5113 | 205.4401 | 197.2598 | 208.4411 | 144.0622 | 188.7888 | 196.7555 | 192.8985 | 175.5973 | 184.6486 | 177.0139 | 202.1984 | 174.218 | 185.8032 | 193.9024 | 192.066 | 182.5536 | 196.4936 | 156.6103 | 166.1415 | 194.2841 | 183.6373 | 3062.6355 | 3088.1001 | 4281.2607 | 5458.4233
CDP7 | QLD | Q7 | Wide Bay | Solar | 730.7256 | 902.3774 | 1109.3986 | 1092.8729 | 1056.0757 | 1118.4011 | 846.1509 | 981.6461 | 1080.4685 | 4327.4657 | 5768.7047 | 5948.2504 | 5816.9095 | 5876.8442 | 5863.154 | 6066.8909 | 5805.4562 | 5458.0739 | 5268.04 | 5667.2781 | 4702.1338 | 5317.7862 | 5475.6019 | 5689.6659 | 5515.4249 | 5328.4001 | 5264.4028 | 5358.4686
CDP7 | QLD | Q8 | Darling Downs | Solar | 3857.68 | 3898.467 | 3667.0149 | 3535.5548 | 3504.0398 | 3625.4317 | 2912.0678 | 3262.2998 | 4352.6051 | 6347.4384 | 6153.3381 | 8520.9119 | 8241.8006 | 8447.0666 | 8511.5564 | 8580.7603 | 8208.2531 | 7689.5928 | 10225.4181 | 10605.7445 | 8645.9088 | 10645.7271 | 9828.9298 | 11622.3944 | 11202.8976 | 16457.26 | 16411.3755 | 16677.8135
CDP7 | QLD | Q9 | Banana | Solar | 0 | 0 | 0 | 0 | 0 | 0 | 0 | 0 | 0 | 0 | 0 | 0 | 0 | 0 | 0 | 0 | 0 | 0 | 0 | 0 | 0 | 0 | 0 | 0 | 0 | 0 | 0 | 0
CDP7 | NSW | N0 | NSW Non-REZ | Solar | 0 | 0 | 0 | 0 | 0 | 0 | 0 | 0 | 0 | 0 | 0 | 0 | 0 | 0 | 0 | 0 | 0 | 0 | 0 | 0 | 0 | 0 | 0 | 0 | 0 | 0 | 0 | 0
CDP7 | NSW | N1 | North West NSW | Solar | 463.616 | 455.8573 | 492.8068 | 484.7718 | 477.7304 | 471.363 | 386.0593 | 408.8633 | 468.5506 | 460.9465 | 444.0237 | 454.0581 | 418.2898 | 440.5477 | 449.3051 | 429.8067 | 428.7752 | 409.4147 | 396.8625 | 400.1677 | 377.2559 | 389.2103 | 356.9731 | 369.436 | 363.0317 | 380.4592 | 385.8948 | 393.4313
CDP7 | NSW | N2 | New England | Solar | 1249.1033 | 1709.7014 | 1830.8237 | 1759.939 | 1901.0465 | 2726.0812 | 2327.9224 | 2483.1543 | 2881.3146 | 2987.7611 | 3932.2679 | 4197.7017 | 3862.08 | 4182.8227 | 4153.2098 | 3965.2531 | 3840.6107 | 6246.711 | 7005.5742 | 8591.9535 | 7410.4966 | 7934.8744 | 8538.3834 | 8765.0551 | 8401.3695 | 8900.5061 | 8385.5571 | 9067.6214
CDP7 | NSW | N3 | Central-West Orana | Solar | 2715.4787 | 2887.4024 | 3266.2072 | 3174.468 | 6559.1172 | 7140.5772 | 6353.8336 | 6674.6405 | 7765.966 | 7720.7498 | 7959.9075 | 8154.6257 | 7823.6592 | 8354.7897 | 8306.969 | 8060.5795 | 7860.5612 | 7112.5813 | 7322.397 | 8723.9711 | 7647.2689 | 8271.6929 | 9199.0474 | 12096.6493 | 12549.0644 | 15781.7884 | 15234.7319 | 16214.0312
CDP7 | NSW | N4 | Broken Hill | Solar | 121.4574 | 131.1269 | 649.9726 | 657.076 | 637.3472 | 623.7167 | 488.5796 | 522.4496 | 601.3559 | 572.3731 | 570.077 | 551.4722 | 529.2742 | 539.6483 | 576.0255 | 600.6889 | 564.8072 | 547.601 | 511.9865 | 509.6401 | 609.3892 | 632.9527 | 622.6061 | 581.9844 | 592.937 | 578.1883 | 593.8276 | 614.5124
CDP7 | NSW | N5 | South West NSW | Solar | 2337.375 | 2505.0927 | 2468.4218 | 4047.2793 | 3995.346 | 4108.1119 | 3497.0257 | 3782.407 | 4232.8512 | 4001.6762 | 4168.7214 | 4141.4396 | 3924.1309 | 4160.9514 | 3920.3944 | 3850.1789 | 3850.1836 | 3581.5563 | 3520.9971 | 5810.1374 | 5649.5198 | 5888.3575 | 5881.3269 | 5379.9284 | 6441.1369 | 6267.9149 | 5604.7618 | 5939.0655
CDP7 | NSW | N6 | Wagga Wagga | Solar | 1125.4899 | 1700.2657 | 1873.2639 | 1758.6781 | 1758.1439 | 1823.0722 | 1584.8022 | 1724.9225 | 1913.6163 | 1796.3876 | 1831.8017 | 1840.1036 | 1674.3846 | 1919.5381 | 1890.1087 | 1897.2482 | 1834.3764 | 1696.3402 | 1715.3821 | 1784.4862 | 1626.361 | 1748.3156 | 1845.9039 | 1712.4487 | 1837.8145 | 1842.7073 | 575.5321 | 615.8543
CDP7 | NSW | N7 | Tumut | Solar | 0 | 0 | 0 | 0 | 0 | 0 | 0 | 0 | 0 | 0 | 0 | 0 | 0 | 0 | 0 | 0 | 0 | 0 | 0 | 0 | 0 | 0 | 0 | 0 | 0 | 0 | 0 | 0
CDP7 | NSW | N8 | Cooma-Monaro | Solar | 0 | 0 | 0 | 0 | 0 | 0 | 0 | 0 | 0 | 0 | 0 | 0 | 0 | 0 | 0 | 0 | 0 | 0 | 0 | 0 | 0 | 0 | 0 | 0 | 0 | 0 | 0 | 0
CDP7 | NSW | N9 | Hunter-Central Coast | Solar | 0 | 0 | 1077.4349 | 1024.8962 | 1084.3942 | 1057.0594 | 887.9143 | 923.2347 | 1091.2642 | 1123.4212 | 1045.1627 | 1090.1824 | 1021.3106 | 1101.2959 | 1087.9542 | 1021.4151 | 1003.7132 | 931.338 | 1003.1198 | 971.1439 | 883.4749 | 912.4104 | 989.48 | 979.5895 | 901.6787 | 966.9567 | 927.6654 | 1006.1363
CDP7 | NSW | N12 | Illawarra | Solar | 0 | 0 | 0 | 0 | 0 | 0 | 0 | 0 | 0 | 0 | 0 | 0 | 0 | 0 | 0 | 0 | 0 | 0 | 0 | 0 | 0 | 0 | 0 | 0 | 0 | 0 | 0 | 0
CDP7 | VIC | V0 | VIC Non-REZ | Solar | 0 | 0 | 0 | 0 | 0 | 0 | 0 | 0 | 0 | 0 | 0 | 0 | 0 | 0 | 0 | 0 | 0 | 0 | 0 | 0 | 0 | 0 | 0 | 0 | 0 | 0 | 0 | 0
CDP7 | VIC | V1 | Ovens Murray | Solar | 0 | 0 | 3.2014e-06 | 7.4625e-06 | 1.0893e-05 | 4.0481e-05 | 3.2626e-05 | 4.0032e-05 | 0.00012751 | 0.00010037 | 0.00012964 | 0.00010864 | 9.5127e-05 | 9.5352e-05 | 0.00010981 | 0.00010356 | 0.00010459 | 0.00010023 | 0.00010062 | 0.00012803 | 0.00011347 | 0.00012479 | 0.00012736 | 0.00011165 | 0.00016679 | 0.00017293 | 0.00016265 | 0.00016365
CDP7 | VIC | V2 | Murray River | Solar | 1455.0855 | 1711.2224 | 1763.8982 | 1999.6943 | 1934.3589 | 1978.9088 | 1699.7057 | 1713.8345 | 1765.2568 | 1793.6373 | 2119.1092 | 2001.9251 | 1891.8721 | 1915.3057 | 1983.5016 | 1865.5282 | 1886.9116 | 1855.7494 | 1828.3244 | 3342.1936 | 4674.7497 | 4958.6172 | 5029.0823 | 4709.1284 | 5122.5352 | 4313.7402 | 3962.5356 | 4182.7129
CDP7 | VIC | V3 | Western Victoria | Solar | 0 | 40.179 | 237.7993 | 247.3133 | 240.6652 | 240.7925 | 202.968 | 212.2508 | 211.4688 | 203.0788 | 257.6421 | 264.8962 | 246.7936 | 253.1 | 245.3992 | 224.2609 | 247.6061 | 228.0633 | 170.5895 | 186.533 | 195.4156 | 226.4472 | 220.9905 | 222.8882 | 239.0611 | 232.8194 | 181.9871 | 176.2093
CDP7 | VIC | V4 | South West Victoria | Solar | 0 | 0 | 0 | 0 | 0 | 0 | 0 | 0 | 0 | 0 | 0 | 0 | 0 | 0 | 0 | 0 | 0 | 0 | 0 | 0 | 0 | 0 | 0 | 0 | 0 | 0 | 0 | 0
CDP7 | VIC | V5 | Gippsland | Solar | 0 | 115.21 | 269.9428 | 271.4364 | 286.1575 | 269.8199 | 238.4948 | 234.3775 | 256.8766 | 247.658 | 287.0921 | 266.9208 | 263.8879 | 261.7614 | 262.1161 | 239.6196 | 243.0789 | 233.3286 | 246.5153 | 240.4864 | 226.321 | 242.4149 | 252.2922 | 231.4952 | 238.0544 | 245.8343 | 249.787 | 255.7147
CDP7 | VIC | V6 | Central North VIC | Solar | 1127.3358 | 1208.2809 | 1129.5278 | 1074.9746 | 1088.3936 | 1130.7859 | 979.3132 | 993.2541 | 1040.295 | 1017.1942 | 1201.6443 | 1164.0682 | 1074.5612 | 1097.2694 | 1100.8954 | 1023.9535 | 1052.0678 | 990.7146 | 1034.657 | 1105.0713 | 854.0791 | 880.3001 | 894.74 | 803.3863 | 877.02 | 896.9731 | 859.6699 | 519.4507
CDP7 | SA | S1 | South East SA | Solar | 419.3856 | 420.7879 | 411.5868 | 393.8394 | 373.6929 | 345.5911 | 331.7441 | 352.3272 | 381.6547 | 375.8762 | 392.6962 | 389.5173 | 372.6184 | 367.3018 | 396.92 | 384.6628 | 376.7152 | 321.0301 | 300.0781 | 298.7751 | 265.2185 | 285.8723 | 264.746 | 254.1471 | 267.6364 | 138.8225 | 135.5691 | 134.1371
CDP7 | SA | S2 | Riverland | Solar | 105.1846 | 111.6262 | 98.8285 | 95.4446 | 91.6153 | 85.7129 | 81.126 | 77.1182 | 85.7246 | 80.0502 | 85.2174 | 84.0628 | 80.2389 | 78.6342 | 85.5716 | 84.98 | 81.3298 | 65.8099 | 60.7741 | 1090.8432 | 1996.7766 | 2070.9547 | 1944.5814 | 1931.4959 | 2006.7401 | 2086.4712 | 2001.8036 | 2064.453
CDP7 | SA | S3 | Mid-North SA | Solar | 0 | 0 | 0 | 0 | 0 | 0 | 0 | 0 | 0 | 0 | 0 | 0 | 0 | 0 | 0 | 0 | 0 | 0 | 0 | 0 | 0 | 0 | 0 | 0 | 0 | 0 | 0 | 0
CDP7 | SA | S4 | Yorke Peninsula | Solar | 0 | 0 | 0 | 0 | 0 | 0 | 0 | 0 | 0 | 0 | 0 | 0 | 0 | 0 | 0 | 0 | 0 | 0 | 0 | 0 | 0 | 0 | 0 | 0 | 0 | 0 | 0 | 0
CDP7 | SA | S5 | Northern SA | Solar | 657.2894 | 708.7814 | 1318.1643 | 1177.9056 | 1160.6105 | 1069.6371 | 1105.0938 | 1141.9778 | 1223.7821 | 1222.4535 | 1243.2174 | 1274.1956 | 1216.9982 | 1231.3432 | 1274.9608 | 1303.4743 | 1262.5856 | 1230.1757 | 1227.3857 | 1188.7161 | 2324.223 | 2420.2093 | 2281.1395 | 2097.4315 | 2179.7855 | 2266.8612 | 2201.4757 | 2254.0315
CDP7 | SA | S6 | Leigh Creek | Solar | 0 | 0 | 0 | 0 | 0 | 0 | 0 | 0 | 0 | 0 | 0 | 0 | 0 | 0 | 0 | 0 | 0 | 0 | 0 | 0 | 0 | 0 | 0 | 0 | 0 | 0 | 0 | 0
CDP7 | SA | S7 | Roxby Downs | Solar | 0 | 0 | 5.5631e-06 | 5.6136e-05 | 99.3046 | 89.2875 | 87.1447 | 91.0261 | 99.3598 | 97.1711 | 592.8443 | 598.914 | 579.1291 | 583.7888 | 609.205 | 628.2272 | 1152.2457 | 1106.9699 | 1152.9958 | 1083.3682 | 1076.7937 | 1115.9872 | 1042.9857 | 1047.6251 | 1040.7834 | 1075.3011 | 1087.3733 | 1097.2088
CDP7 | SA | S8 | Eastern Eyre Peninsula | Solar | 0 | 0 | 0 | 0 | 0 | 0 | 0 | 0 | 0 | 0 | 0 | 0 | 0 | 0 | 0 | 0 | 0 | 0 | 0 | 0 | 0 | 0 | 0 | 0 | 0 | 0 | 0 | 0
CDP7 | SA | S9 | Western Eyre Peninsula | Solar | 0 | 0 | 0 | 0 | 0 | 0 | 0 | 0 | 0 | 0 | 0 | 0 | 0 | 0 | 0 | 0 | 0 | 0 | 0 | 0 | 0 | 0 | 0 | 0 | 0 | 0 | 0 | 0
CDP7 | TAS | T1 | North East Tasmania | Solar | 0 | 0 | 0 | 0 | 0 | 0 | 0 | 0 | 0 | 0 | 0 | 0 | 0 | 0 | 0 | 0 | 0 | 0 | 0 | 0 | 0 | 0 | 0 | 0 | 0 | 0 | 0 | 0
CDP7 | TAS | T2 | North West Tasmania | Solar | 0 | 0 | 0 | 0 | 0 | 0 | 0 | 0 | 0 | 0 | 0 | 0 | 0 | 0 | 0 | 0 | 0 | 0 | 0 | 0 | 0 | 0 | 0 | 0 | 0 | 0 | 0 | 0
CDP7 | TAS | T3 | Tasmania Midlands | Solar | 0 | 0 | 0 | 0 | 0 | 0 | 0 | 0 | 0 | 0 | 0 | 0 | 0 | 0 | 0 | 0 | 0 | 0 | 0 | 0 | 0 | 0 | 0 | 0 | 0 | 0 | 0 | 0
CDP7 | QLD | Q1 | Far North QLD | Wind | 923.6502 | 906.5442 | 934.3028 | 2937.7312 | 3182.5731 | 3539.6415 | 3145.1343 | 3503.081 | 3692.438 | 3684.7205 | 3583.9763 | 3289.6435 | 3447.5397 | 3604.7931 | 3543.8775 | 3422.8448 | 3306.0657 | 3193.6901 | 3075.7449 | 3635.7852 | 3446.6034 | 3748.3925 | 3771.261 | 3833.5946 | 3600.5344 | 3322.1854 | 3522.8875 | 3715.7911
CDP7 | QLD | Q2 | North Qld Clean Energy Hub | Wind | 141.6083 | 129.5905 | 128.6844 | 2301.2247 | 2991.8379 | 5356.5651 | 5173.5035 | 5382.9443 | 5687.0091 | 6388.7592 | 6040.0501 | 5751.6055 | 6634.0688 | 6991.877 | 7180.1921 | 6714.2617 | 6624.9404 | 6169.7032 | 6363.8706 | 7090.2702 | 7726.5257 | 7875.6662 | 8004.6658 | 8156.551 | 7850.1546 | 7507.2618 | 8064.0005 | 8669.7655
CDP7 | QLD | Q3 | Northern Qld | Wind | 0 | 0 | 0 | 0 | 0 | 0 | 0 | 0 | 0 | 0 | 0 | 0 | 0 | 0 | 0 | 0 | 0 | 0 | 0 | 0 | 0 | 0 | 0 | 0 | 0 | 0 | 0 | 0
CDP7 | QLD | Q4 | Isaac | Wind | 884.1594 | 1173.4141 | 1292.5485 | 1261.2403 | 1410.0849 | 1492.0504 | 1289.7984 | 1346.6371 | 1465.409 | 3702.1906 | 3507.8419 | 3319.5744 | 3423.7828 | 3394.7922 | 3930.3005 | 3327.9902 | 3628.5971 | 3527.6292 | 3382.645 | 3451.8419 | 7806.2188 | 7595.6378 | 8085.617 | 8656.4193 | 7958.7214 | 6404.0589 | 6660.005 | 6747.1077
CDP7 | QLD | Q5 | Barcaldine | Wind | 0 | 0 | 2.664e-06 | 1.9642e-05 | 0.00010861 | 0.00018706 | 0.00014981 | 0.00015972 | 0.00020598 | 0.00053586 | 16.8447 | 15.6944 | 14.9332 | 14.5962 | 16.658 | 14.3494 | 14.6762 | 14.3555 | 13.4345 | 267.6687 | 272.5931 | 264.5319 | 289.2455 | 274.5716 | 280.98 | 262.9162 | 254.3797 | 257.1156
CDP7 | QLD | Q6 | Fitzroy | Wind | 0 | 0 | 4.39e-06 | 1597.7788 | 2726.1543 | 2970.8077 | 2802.6218 | 2902.1636 | 2920.3591 | 2889.1938 | 2936.1138 | 2751.0605 | 2863.6868 | 2736.7337 | 3177.0214 | 2694.6254 | 2920.4954 | 2772.5436 | 2705.2992 | 2884.2356 | 2891.116 | 2887.3289 | 2813.2046 | 2888.1445 | 2865.7585 | 2676.8202 | 2769.3702 | 2674.817
CDP7 | QLD | Q7 | Wide Bay | Wind | 0 | 0 | 4.2878e-06 | 3.939e-05 | 5.7943e-05 | 5.8548e-05 | 4.3202e-05 | 5.8979e-05 | 6.9298e-05 | 0.00010825 | 0.00022878 | 0.00022686 | 610.8862 | 631.9195 | 646.0153 | 575.8721 | 614.7473 | 643.0431 | 617.369 | 624.3245 | 629.766 | 649.6548 | 649.3312 | 597.5585 | 2269.4887 | 2185.0743 | 2466.8051 | 2575.9975
CDP7 | QLD | Q8 | Darling Downs | Wind | 4637.2551 | 6192.97 | 6567.6606 | 11517.3841 | 13695.2245 | 13828.1823 | 13127.6339 | 12965.3917 | 13605.0897 | 12575.7978 | 15901.6258 | 14945.5462 | 14711.0076 | 15453.3474 | 16275.0798 | 14823.4171 | 15735.373 | 16173.809 | 15510.5871 | 15542.5886 | 14248.2041 | 13649.945 | 13847.6388 | 13208.7618 | 21274.9284 | 20008.6452 | 19482.6374 | 20915.8357
CDP7 | QLD | Q9 | Banana | Wind | 0 | 0 | 0 | 0 | 0 | 0 | 0 | 0 | 0 | 0 | 0 | 0 | 0 | 0 | 0 | 0 | 0 | 0 | 0 | 0 | 0 | 0 | 0 | 0 | 0 | 0 | 0 | 0
CDP7 | NSW | N0 | NSW Non-REZ | Wind | 0 | 0 | 0 | 0 | 0 | 0 | 0 | 0 | 0 | 0 | 0 | 0 | 0 | 0 | 0 | 0 | 0 | 0 | 0 | 0 | 0 | 0 | 0 | 0 | 0 | 0 | 0 | 0
CDP7 | NSW | N1 | North West NSW | Wind | 0 | 0 | 0 | 0 | 0 | 0 | 0 | 0 | 0 | 0 | 0 | 0 | 0 | 0 | 0 | 0 | 0 | 0 | 0 | 0 | 0 | 0 | 0 | 0 | 0 | 0 | 0 | 0
CDP7 | NSW | N2 | New England | Wind | 1309.0055 | 1100.5696 | 1924.8497 | 2157.4973 | 2190.3744 | 10762.5262 | 11214.2158 | 10378.4617 | 11083.7355 | 10271.8197 | 12398.0976 | 12264.6467 | 12163.8089 | 12490.798 | 12539.5335 | 12060.4704 | 14386.9646 | 19358.0704 | 22728.5976 | 21757.5792 | 23615.9617 | 21455.6857 | 22128.3379 | 21167.7265 | 22194.1096 | 22006.1468 | 21498.2261 | 22802.9211
CDP7 | NSW | N3 | Central-West Orana | Wind | 658.7987 | 1205.1174 | 2057.6701 | 3438.536 | 13166.3156 | 12770.2568 | 12978.4974 | 12170.7138 | 12542.7236 | 11799.487 | 12512.3496 | 12070.5512 | 12043.5749 | 12847.3647 | 12803.2875 | 13029.0322 | 12937.7595 | 13307.6819 | 13043.333 | 12272.26 | 12943.7879 | 11998.8127 | 12117.3896 | 11540.7057 | 12016.8335 | 12370.8361 | 12163.841 | 13097.3035
CDP7 | NSW | N4 | Broken Hill | Wind | 782.5591 | 609.794 | 690.5371 | 974.5739 | 947.3177 | 966.6321 | 796.155 | 854.4347 | 832.182 | 849.2027 | 831.7752 | 822.7483 | 786.062 | 865.2336 | 894.6575 | 778.3436 | 891.3655 | 825.0511 | 804.4106 | 224.3289 | 210.7713 | 224.6638 | 224.7162 | 228.4871 | 215.1846 | 214.6794 | 201.6477 | 220.984
CDP7 | NSW | N5 | South West NSW | Wind | 0 | 0 | 1.5675e-05 | 1178.4033 | 1132.6123 | 1096.7761 | 945.3757 | 1060.3809 | 1117.7198 | 1179.8996 | 1053.0377 | 1057.196 | 1089.9682 | 1139.2374 | 1154.1784 | 1146.9978 | 1152.5563 | 1119.0348 | 1065.5127 | 1017.3858 | 983.9496 | 1085.1335 | 1072.2525 | 1134.6618 | 1009.4053 | 1036.1074 | 1059.2532 | 1130.7099
CDP7 | NSW | N6 | Wagga Wagga | Wind | 0 | 0 | 0 | 0 | 0 | 0 | 0 | 0 | 0 | 0 | 0 | 0 | 0 | 0 | 0 | 0 | 0 | 0 | 0 | 0 | 0 | 0 | 0 | 0 | 0 | 0 | 0 | 0
CDP7 | NSW | N7 | Tumut | Wind | 0 | 201.4505 | 766.3736 | 909.2575 | 925.4301 | 818.9542 | 863.4197 | 772.6322 | 794.1218 | 816.5072 | 814.0047 | 822.0329 | 788.1546 | 822.2779 | 836.0965 | 878.5525 | 849.4726 | 901.3491 | 891.1065 | 804.1996 | 877.7749 | 772.1301 | 785.7208 | 790.2431 | 797.97 | 842.1975 | 797.3182 | 857.989
CDP7 | NSW | N8 | Cooma-Monaro | Wind | 369.6059 | 379.4136 | 1341.0954 | 1424.9909 | 1449.4739 | 1348.459 | 1248.2888 | 1245.1508 | 1376.0139 | 1409.8873 | 1262.1035 | 1353.9353 | 1294.0261 | 1388.9573 | 1370.4502 | 1302.6339 | 1249.478 | 1164.7484 | 1186.5655 | 1098.9779 | 1147.8577 | 1120.8212 | 1184.975 | 1236.3666 | 1134.3485 | 1234.8386 | 1182.262 | 1274.5
CDP7 | NSW | N9 | Hunter-Central Coast | Wind | 0 | 0 | 1192.2768 | 1608.4417 | 1533.659 | 1538.3678 | 1601.1748 | 1430.2806 | 1570.0986 | 1452.2224 | 1472.6355 | 1554.6466 | 1485.9311 | 1584.7836 | 1423.6062 | 1521.4362 | 1613.4466 | 1534.7616 | 1449.8692 | 1405.2666 | 1608.0051 | 1407.5001 | 1492.182 | 1396.8339 | 2029.5588 | 2558.56 | 2441.1114 | 2669.6142
CDP7 | NSW | N12 | Illawarra | Wind | 0 | 0 | 0 | 0 | 0 | 0 | 0 | 0 | 0 | 0 | 0 | 0 | 0 | 0 | 0 | 0 | 0 | 0 | 0 | 0 | 0 | 0 | 0 | 0 | 0 | 0 | 0 | 0
CDP7 | VIC | V0 | VIC Non-REZ | Wind | 0 | 0 | 1.6747e-06 | 4.2023e-05 | 7.1579e-05 | 6.566e-05 | 5.8538e-05 | 7.4555e-05 | 7.722e-05 | 7.9527e-05 | 8.1171e-05 | 7.7217e-05 | 7.4933e-05 | 6.9776e-05 | 7.3081e-05 | 7.5476e-05 | 7.5184e-05 | 7.7248e-05 | 7.2849e-05 | 7.184e-05 | 7.3581e-05 | 8.4289e-05 | 7.7429e-05 | 8.8502e-05 | 8.1225e-05 | 0.00011271 | 0.00011702 | 0.0001128
CDP7 | VIC | V1 | Ovens Murray | Wind | 0 | 0 | 0 | 0 | 0 | 0 | 0 | 0 | 0 | 0 | 0 | 0 | 0 | 0 | 0 | 0 | 0 | 0 | 0 | 0 | 0 | 0 | 0 | 0 | 0 | 0 | 0 | 0
CDP7 | VIC | V2 | Murray River | Wind | 0 | 0 | 0 | 0 | 0 | 0 | 0 | 0 | 0 | 0 | 0 | 0 | 0 | 0 | 0 | 0 | 0 | 0 | 0 | 0 | 0 | 0 | 0 | 0 | 0 | 0 | 0 | 0
CDP7 | VIC | V3 | Western Victoria | Wind | 5695.8296 | 5949.3404 | 5596.3736 | 5969.3726 | 7907.4699 | 7820.6864 | 7520.435 | 8121.1242 | 7792.9294 | 7893.4127 | 7098.4968 | 6869.2001 | 6711.2158 | 7040.0852 | 6974.9176 | 6928.8976 | 7010.4642 | 7106.4978 | 6653.5674 | 6099.2126 | 5197.417 | 5754.5375 | 5481.0086 | 5423.0022 | 4768.8032 | 4908.2821 | 4574.1315 | 4902.4344
CDP7 | VIC | V4 | South West Victoria | Wind | 7457.3864 | 10583.1183 | 10160.949 | 10647.5647 | 9732.0399 | 9847.8022 | 9554.8453 | 10317.5172 | 9853.1526 | 10703.1931 | 9908.9472 | 9705.2926 | 9593.2935 | 9873.1114 | 8859.3629 | 8838.3602 | 8354.0755 | 8357.3342 | 7929.4651 | 7131.6918 | 7151.8263 | 4911.0708 | 4633.2391 | 4711.4514 | 6189.8964 | 7902.3994 | 8031.8262 | 8510.5706
CDP7 | VIC | V5 | Gippsland | Wind | 0 | 0 | 6.0539e-06 | 9.0055e-05 | 2245.6775 | 3558.5691 | 3555.1262 | 3629.9106 | 3514.3459 | 3503.8852 | 3548.8775 | 3308.2378 | 3273.2302 | 3219.4177 | 3202.8499 | 3275.7587 | 3474.3229 | 3308.3277 | 3165.1494 | 3165.5558 | 3210.1942 | 3344.6642 | 3250.9076 | 3562.5988 | 3246.2654 | 3170.6062 | 3203.0145 | 3290.1373
CDP7 | VIC | V6 | Central North VIC | Wind | 0 | 0 | 1.9989e-06 | 1.9922e-05 | 5.7561e-05 | 6.8097e-05 | 5.4582e-05 | 6.8646e-05 | 7.3272e-05 | 6.6516e-05 | 8.0992e-05 | 7.4645e-05 | 6.1622e-05 | 6.535e-05 | 7.467e-05 | 7.2336e-05 | 7.5695e-05 | 7.1115e-05 | 7.142e-05 | 7.7985e-05 | 6.9193e-05 | 7.4102e-05 | 7.1131e-05 | 7.5415e-05 | 8.1517e-05 | 9.4271e-05 | 8.3434e-05 | 8.6398e-05
CDP7 | SA | S1 | South East SA | Wind | 748.6736 | 817.2383 | 718.7737 | 791.8375 | 2258.7851 | 2179.5596 | 1811.9568 | 1969.9542 | 1967.9491 | 2394.9957 | 2175.688 | 1995.1366 | 1874.885 | 2012.1845 | 1664.4752 | 1653.3587 | 1518.2882 | 1628.7122 | 1558.3717 | 1485.0396 | 1422.4987 | 1582.6739 | 1480.4334 | 1653.5592 | 1465.4901 | 2253.3798 | 2133.8053 | 2363.0457
CDP7 | SA | S2 | Riverland | Wind | 0 | 0 | 0 | 0 | 0 | 0 | 0 | 0 | 0 | 0 | 0 | 0 | 0 | 0 | 0 | 0 | 0 | 0 | 0 | 0 | 0 | 0 | 0 | 0 | 0 | 0 | 0 | 0
CDP7 | SA | S3 | Mid-North SA | Wind | 5249.4002 | 5520.5131 | 5309.1772 | 5597.2595 | 6823.8814 | 6293.8061 | 6176.6037 | 6665.3441 | 6697.8611 | 7751.1822 | 6840.2459 | 6975.8045 | 5997.2826 | 6843.899 | 6839.158 | 5435.3039 | 6417.435 | 6779.6894 | 6702.991 | 5491.8474 | 5338.8392 | 5801.19 | 6412.9965 | 8096.5256 | 7967.7153 | 7954.3637 | 7521.7521 | 8619.3928
CDP7 | SA | S4 | Yorke Peninsula | Wind | 230.1603 | 243.2171 | 240.4969 | 316.3787 | 347.1754 | 216.2388 | 180.0141 | 193.3381 | 195.2558 | 223.1805 | 201.3838 | 210.0485 | 188.684 | 217.0857 | 312.4434 | 299.6344 | 302.71 | 317.1566 | 302.6982 | 284.8553 | 274.2519 | 296.3156 | 277.3047 | 317.2111 | 267.2347 | 289.2201 | 258.5344 | 301.0156
CDP7 | SA | S5 | Northern SA | Wind | 1322.2942 | 1368.6715 | 1319.7293 | 1375.7172 | 1283.6126 | 1185.1508 | 1122.3249 | 1196.7995 | 1259.4213 | 1330.5356 | 1230.3812 | 1275.7032 | 1228.0975 | 1340.0604 | 1366.9005 | 1318.0471 | 1324.261 | 1346.5683 | 1261.0156 | 1214.0529 | 1131.1831 | 554.4926 | 557.9379 | 587.5722 | 530.4501 | 563.0429 | 551.5767 | 596.5991
CDP7 | SA | S6 | Leigh Creek | Wind | 0 | 0 | 0 | 0 | 0 | 0 | 0 | 0 | 0 | 0 | 0 | 0 | 0 | 0 | 0 | 0 | 0 | 0 | 0 | 0 | 0 | 0 | 0 | 0 | 0 | 0 | 0 | 0
CDP7 | SA | S7 | Roxby Downs | Wind | 0 | 0 | 0 | 0 | 0 | 0 | 0 | 0 | 0 | 0 | 0 | 0 | 0 | 0 | 0 | 0 | 0 | 0 | 0 | 0 | 0 | 0 | 0 | 0 | 0 | 0 | 0 | 0
CDP7 | SA | S8 | Eastern Eyre Peninsula | Wind | 316.2703 | 294.0853 | 304.5057 | 339.9876 | 332.2269 | 334.8386 | 170.4551 | 181.1352 | 185.9582 | 202.7147 | 192.4396 | 12.5797 | 11.2587 | 12.5973 | 707.576 | 683.2916 | 712.9082 | 727.0549 | 696.5078 | 662.6693 | 648.8795 | 677.7592 | 913.9952 | 1046.3149 | 887.4892 | 917.1064 | 838.9271 | 967.5739
CDP7 | SA | S9 | Western Eyre Peninsula | Wind | 0 | 0 | 0 | 0 | 0 | 0 | 0 | 0 | 0 | 0 | 0 | 0 | 0 | 0 | 0 | 0 | 0 | 0 | 0 | 0 | 0 | 0 | 0 | 0 | 0 | 0 | 0 | 0
CDP7 | TAS | T1 | North East Tasmania | Wind | 598.3431 | 649.484 | 548.4117 | 781.7903 | 1423.3356 | 1428.0917 | 1485.5983 | 1479.4397 | 1391.8272 | 1515.3891 | 1435.4899 | 1903.7408 | 2110.0314 | 2108.0159 | 2195.5453 | 2286.2833 | 1818.1346 | 1891.718 | 1777.4957 | 1852.8779 | 1909.7626 | 1911.5719 | 1869.5154 | 2014.5469 | 1902.0379 | 1912.5815 | 1516.5576 | 1442.3481
CDP7 | TAS | T2 | North West Tasmania | Wind | 918.0816 | 973.2529 | 901.9787 | 877.1114 | 853.4296 | 869.1762 | 901.3499 | 903.6551 | 873.1246 | 961.1711 | 893.167 | 873.3217 | 910.5153 | 1326.3399 | 1314.0395 | 1341.4396 | 1100.1004 | 1057.3456 | 1034.3871 | 1074.8017 | 1131.4378 | 1140.9972 | 1104.0455 | 1182.0319 | 1100.7256 | 1073.8128 | 647.7134 | 667.0629
CDP7 | TAS | T3 | Tasmania Midlands | Wind | 458.9298 | 552.0708 | 2548.0018 | 3029.1582 | 3093.5613 | 3736.5789 | 4130.9542 | 4626.4521 | 5238.5022 | 5520.0046 | 6162.8315 | 6215.4521 | 6484.5569 | 6587.5385 | 7029.3615 | 7427.9634 | 6133.2208 | 6032.4681 | 5916.5943 | 6342.4761 | 6231.7716 | 6400.9201 | 6135.1573 | 6323.7907 | 6131.7439 | 5877.8953 | 6202.4354 | 6234.2881
CDP7 | NSW | N10 | Hunter Coast | Offshore Wind | 0 | 0 | 0 | 0 | 0 | 0 | 0 | 0 | 0 | 0 | 0 | 0 | 0 | 0 | 0 | 0 | 0 | 0 | 0 | 0 | 0 | 0 | 0 | 0 | 0 | 0 | 0 | 0
CDP7 | NSW | N11 | Illawarra Coast | Offshore Wind | 0 | 0 | 0 | 0 | 0 | 0 | 0 | 0 | 0 | 0 | 0 | 0 | 0 | 0 | 0 | 0 | 0 | 0 | 0 | 0 | 0 | 0 | 0 | 0 | 0 | 0 | 0 | 0
CDP7 | VIC | V7 | Gippsland Coast | Offshore Wind | 0 | 0 | 0 | 0 | 0 | 0 | 4006.7496 | 7928.8176 | 10433.7794 | 10697.1281 | 12813.8312 | 16724.5664 | 20921.5585 | 25654.3591 | 28675.4618 | 33628.5271 | 33949.1568 | 33741.6447 | 32279.3394 | 31329.4312 | 32010.3875 | 31887.2672 | 32163.0571 | 34255.3236 | 31600.6839 | 31798.6282 | 32890.1898 | 34421.6955
CDP7 | VIC | V8 | Portland Coast | Offshore Wind | 0 | 0 | 0 | 0 | 0 | 0 | 0 | 0 | 0 | 2470.662 | 2458.5147 | 2589.304 | 2688.3101 | 2731.9157 | 2809.3776 | 2848.2453 | 2771.977 | 2992.0816 | 2824.6085 | 2654.6405 | 2698.1924 | 3032.2779 | 2899.7126 | 3027.0569 | 2725.1424 | 2749.0892 | 2777.8931 | 2917.8828
CDP7 | SA | S10 | South East SA Coast | Offshore Wind | 0 | 0 | 0 | 0 | 0 | 0 | 0 | 0 | 0 | 0 | 0 | 0 | 0 | 0 | 0 | 0 | 0 | 0 | 0 | 0 | 0 | 0 | 0 | 0 | 0 | 0 | 0 | 0
CDP7 | TAS | T4 | North West Tasmania Coast | Offshore Wind | 0 | 0 | 0 | 0 | 0 | 0 | 0 | 0 | 0 | 0 | 0 | 0 | 0 | 0 | 0 | 0 | 0 | 0 | 0 | 0 | 0 | 0 | 0 | 0 | 0 | 0 | 0 | 0
CDP7 | TAS | T5 | North East Tasmania Coast | Offshore Wind | 0 | 0 | 0 | 0 | 0 | 0 | 0 | 0 | 0 | 0 | 0 | 0 | 0 | 0 | 0 | 0 | 0 | 0 | 0 | 0 | 0 | 0 | 0 | 0 | 0 | 0 | 0 | 0
CDP8 | QLD | Q1 | Far North QLD | Solar | 0 | 0 | 0 | 0 | 0 | 0 | 0 | 0 | 0 | 0 | 0 | 0 | 0 | 0 | 0 | 0 | 0 | 0 | 0 | 0 | 0 | 0 | 0 | 0 | 0 | 0 | 0 | 0
CDP8 | QLD | Q2 | North Qld Clean Energy Hub | Solar | 196.4309 | 202.2416 | 187.4262 | 179.8904 | 169.7973 | 141.7664 | 149.8322 | 163.1871 | 181.3474 | 162.8903 | 169.0519 | 168.3602 | 162.2372 | 80.0561 | 82.7124 | 84.9174 | 83.1425 | 539.7788 | 696.1691 | 723.2465 | 641.8523 | 698.2879 | 657.7941 | 636.6337 | 637.4571 | 1334.0038 | 1321.8946 | 1299.8394
CDP8 | QLD | Q3 | Northern Qld | Solar | 1103.1591 | 1192.5914 | 1102.6621 | 1087.2937 | 1027.0156 | 871.4127 | 876.6965 | 1010.2977 | 1105.9825 | 1015.8776 | 1101.2086 | 1117.0186 | 1045.8972 | 1041.54 | 1042.5322 | 1096.3662 | 1038.7685 | 1043.5659 | 737.5996 | 475.1956 | 398.3001 | 437.7544 | 437.1716 | 193.1557 | 229.0196 | 232.3139 | 0 | 0
CDP8 | QLD | Q4 | Isaac | Solar | 1591.2956 | 1680.5557 | 1568.5311 | 1611.8132 | 1544.7319 | 1635.5607 | 1248.5425 | 1438.3066 | 1542.4857 | 1495.0213 | 1581.8187 | 1564.3904 | 1485.4702 | 1527.239 | 1513.3501 | 1578.9296 | 1606.346 | 2698.2904 | 2545.7674 | 2718.2174 | 2126.1558 | 2430.4627 | 2460.006 | 2428.3513 | 1547.7128 | 3246.544 | 3053.6366 | 3148.3487
CDP8 | QLD | Q5 | Barcaldine | Solar | 40.762 | 40.9537 | 38.5515 | 240.0117 | 228.4468 | 248.5138 | 181.9661 | 196.4758 | 227.5725 | 212.9854 | 218.7585 | 209.568 | 197.3902 | 199.9602 | 207.2629 | 206.807 | 214.985 | 203.6996 | 185.6225 | 170.0453 | 156.2414 | 161.9343 | 159.3455 | 152.8939 | 155.3462 | 144.5804 | 140.5797 | 143.0032
CDP8 | QLD | Q6 | Fitzroy | Solar | 212.7902 | 220.0482 | 206.3035 | 205.4401 | 197.0269 | 209.0977 | 166.8111 | 176.8424 | 191.1079 | 192.1353 | 186.9044 | 193.1559 | 185.9118 | 180.6463 | 197.0332 | 183.5011 | 206.4791 | 185.3344 | 155.1599 | 171.8983 | 167.2981 | 183.2651 | 152.3614 | 560.1836 | 4093.0529 | 5075.5619 | 6477.2983 | 8200.5486
CDP8 | QLD | Q7 | Wide Bay | Solar | 730.475 | 902.3117 | 1109.2886 | 1092.8329 | 1055.4146 | 1116.8017 | 857.1072 | 992.4029 | 1080.414 | 4327.1536 | 5786.1249 | 5951.6358 | 5823.7103 | 5881.7554 | 5869.8319 | 6073.902 | 5810.0516 | 5455.2928 | 5266.7413 | 5653.2846 | 4703.0602 | 5296.9243 | 5461.0876 | 5674.5386 | 5496.5779 | 5315.4437 | 5242.4224 | 5332.4207
CDP8 | QLD | Q8 | Darling Downs | Solar | 3857.5894 | 3898.4065 | 3666.7871 | 3535.5993 | 3500.7862 | 3621.0605 | 2941.3719 | 3284.4494 | 4136.8522 | 6343.3954 | 6175.6298 | 8462.9075 | 8189.0762 | 8390.0719 | 8456.9037 | 8525.0076 | 8152.2111 | 7627.8486 | 10490.9337 | 11133.1066 | 9103.7155 | 11433.3825 | 10893.1319 | 12411.4458 | 11964.4609 | 16357.3579 | 16282.7971 | 16539.1662
CDP8 | QLD | Q9 | Banana | Solar | 0 | 0 | 0 | 0 | 0 | 0 | 0 | 0 | 0 | 0 | 0 | 0 | 0 | 0 | 0 | 0 | 0 | 0 | 0 | 0 | 0 | 0 | 0 | 0 | 0 | 0 | 0 | 0
CDP8 | NSW | N0 | NSW Non-REZ | Solar | 0 | 0 | 0 | 0 | 0 | 0 | 0 | 0 | 0 | 0 | 0 | 0 | 0 | 0 | 0 | 0 | 0 | 0 | 0 | 0 | 0 | 0 | 0 | 0 | 0 | 0 | 0 | 0
CDP8 | NSW | N1 | North West NSW | Solar | 450.8961 | 455.8716 | 491.7902 | 483.1691 | 475.534 | 470.6285 | 403.9747 | 425.479 | 463.999 | 460.0727 | 449.6028 | 453.4508 | 417.9709 | 439.5645 | 449.2851 | 429.532 | 429.2194 | 405.1808 | 395.4657 | 398.0407 | 373.8691 | 383.1411 | 353.9662 | 370.3817 | 366.0679 | 378.7416 | 384.7027 | 392.4859
CDP8 | NSW | N2 | New England | Solar | 1265.3298 | 1709.7703 | 1831.0342 | 1757.9649 | 1904.6728 | 2492.9537 | 2172.4182 | 2307.613 | 2619.9218 | 2727.1988 | 3648.2315 | 3846.8965 | 3539.8659 | 3830.0556 | 3804.9926 | 3633.2021 | 3522.347 | 6014.295 | 7126.9903 | 8570.0083 | 7392.9988 | 7905.3482 | 8510.9345 | 8752.1736 | 8415.6185 | 8886.2676 | 8374.424 | 9048.0305
CDP8 | NSW | N3 | Central-West Orana | Solar | 2713.7831 | 2887.3842 | 3268.5883 | 3170.0825 | 6432.2546 | 7082.8403 | 6430.969 | 6728.7311 | 7683.6365 | 7657.338 | 7529.0642 | 7637.0549 | 7323.9972 | 7816.8842 | 7778.6232 | 7542.9779 | 7360.8014 | 6626.8787 | 6829.0278 | 8994.4533 | 7869.5189 | 8111.5437 | 9024.8103 | 12114.7583 | 12564.4178 | 15767.5528 | 15217.0256 | 16186.5687
CDP8 | NSW | N4 | Broken Hill | Solar | 121.9727 | 131.8217 | 649.6684 | 656.6086 | 635.2294 | 623.3541 | 528.8873 | 566.1121 | 595.2728 | 575.1106 | 580.5295 | 552.0276 | 530.0688 | 540.4936 | 578.2901 | 602.1629 | 566.9225 | 544.5809 | 511.8122 | 510.8839 | 599.0158 | 619.9211 | 612.1719 | 573.8267 | 589.5409 | 570.3694 | 585.9282 | 605.3198
CDP8 | NSW | N5 | South West NSW | Solar | 2338.781 | 2505.0194 | 2467.5111 | 4052.2772 | 3996.5782 | 4107.9941 | 3750.0456 | 4027.7009 | 4232.6549 | 4014.9222 | 4222.2129 | 4162.4622 | 3912.4624 | 4141.7833 | 3945.6218 | 3850.8071 | 3878.679 | 3560.8805 | 3481.586 | 4811.6804 | 6166.0444 | 6434.3192 | 6459.9001 | 5990.7641 | 6425.204 | 6221.3582 | 5430.5364 | 5895.8171
CDP8 | NSW | N6 | Wagga Wagga | Solar | 1124.8575 | 1701.4307 | 1877.385 | 1752.2071 | 1754.5108 | 1851.5574 | 1658.0319 | 1763.3944 | 1891.8278 | 1790.8905 | 1895.4213 | 1893.8563 | 1802.4458 | 1912.2067 | 1897.47 | 1823.8236 | 1823.6941 | 1682.9967 | 1681.2094 | 1720.4938 | 1643.0337 | 1738.0703 | 1848.6728 | 1702.0949 | 1802.4016 | 1819.0718 | 668.68 | 648.1191
CDP8 | NSW | N7 | Tumut | Solar | 0 | 0 | 0 | 0 | 0 | 0 | 0 | 0 | 0 | 0 | 0 | 0 | 0 | 0 | 0 | 0 | 0 | 0 | 0 | 0 | 0 | 0 | 0 | 0 | 0 | 0 | 0 | 0
CDP8 | NSW | N8 | Cooma-Monaro | Solar | 0 | 0 | 0 | 0 | 0 | 0 | 0 | 0 | 0 | 0 | 0 | 0 | 0 | 0 | 0 | 0 | 0 | 0 | 0 | 0 | 0 | 0 | 0 | 0 | 0 | 0 | 0 | 0
CDP8 | NSW | N9 | Hunter-Central Coast | Solar | 0 | 0 | 1077.4712 | 1024.0142 | 1081.2308 | 1055.2308 | 916.9034 | 948.4914 | 1085.9529 | 1122.728 | 1062.3682 | 1091.9228 | 1023.0632 | 1102.2211 | 1090.1318 | 1022.8793 | 1005.695 | 926.8814 | 1003.0993 | 970.388 | 878.8978 | 895.0667 | 993.8841 | 975.0123 | 938.1923 | 944.9258 | 949.6409 | 1044.3653
CDP8 | NSW | N12 | Illawarra | Solar | 0 | 0 | 0 | 0 | 0 | 0 | 0 | 0 | 0 | 0 | 0 | 0 | 0 | 0 | 0 | 0 | 0 | 0 | 0 | 0 | 0 | 0 | 0 | 0 | 0 | 0 | 0 | 0
CDP8 | VIC | V0 | VIC Non-REZ | Solar | 0 | 0 | 0 | 0 | 0 | 0 | 0 | 0 | 0 | 0 | 0 | 0 | 0 | 0 | 0 | 0 | 0 | 0 | 0 | 0 | 0 | 0 | 0 | 0 | 0 | 0 | 0 | 0
CDP8 | VIC | V1 | Ovens Murray | Solar | 0 | 0 | 2.0608e-06 | 5.5553e-06 | 7.9282e-06 | 3.4617e-05 | 2.8386e-05 | 3.3562e-05 | 0.00010048 | 8.0918e-05 | 0.00071189 | 0.00062089 | 0.0005627 | 0.00057194 | 0.00059729 | 0.00056009 | 0.00055894 | 0.00053592 | 0.00052875 | 0.0005977 | 0.00053434 | 0.00056842 | 0.00057826 | 0.00049764 | 0.00059287 | 0.00061691 | 0.00058235 | 0.00059159
CDP8 | VIC | V2 | Murray River | Solar | 1446.7046 | 1712.6239 | 1765.4656 | 2001.3559 | 1946.6384 | 1995.0835 | 1835.812 | 1739.6824 | 1780.8497 | 1806.4456 | 2516.6065 | 2728.4858 | 2577.8514 | 2619.4526 | 2701.8264 | 2541.4134 | 2563.3829 | 2519.3299 | 2491.3377 | 3876.0416 | 5136.0225 | 5437.2149 | 5524.0644 | 5174.4837 | 5798.2661 | 4994.7271 | 4613.0653 | 4869.2083
CDP8 | VIC | V3 | Western Victoria | Solar | 0 | 40.179 | 236.4813 | 245.715 | 244.3342 | 243.6197 | 218.4371 | 214.4797 | 215.6486 | 207.0172 | 231.2578 | 261.2837 | 253.4822 | 259.0536 | 245.5653 | 234.7034 | 241.2823 | 244.9858 | 234.2985 | 227.9996 | 198.5587 | 227.0453 | 216.0286 | 170.7841 | 180.8657 | 220.2408 | 195.3713 | 184.8789
CDP8 | VIC | V4 | South West Victoria | Solar | 0 | 0 | 0 | 0 | 0 | 0 | 0 | 0 | 0 | 0 | 0 | 0 | 0 | 0 | 0 | 0 | 0 | 0 | 0 | 0 | 0 | 0 | 0 | 0 | 0 | 0 | 0 | 0
CDP8 | VIC | V5 | Gippsland | Solar | 0 | 119.0208 | 269.5458 | 271.7042 | 285.9913 | 272.0579 | 257.9542 | 237.1841 | 259.4065 | 249.2665 | 253.2899 | 268.4296 | 264.1458 | 264.1759 | 263.1673 | 240.4774 | 244.4172 | 233.1987 | 248.8306 | 242.9333 | 226.3979 | 240.8485 | 250.7554 | 230.0384 | 235.3592 | 246.0078 | 247.1679 | 253.6135
CDP8 | VIC | V6 | Central North VIC | Solar | 1122.6648 | 1190.3277 | 1125.4567 | 1076.4538 | 1093.4878 | 1134.8843 | 1052.6529 | 1003.586 | 1044.3285 | 1009.3515 | 1071.2915 | 1130.9842 | 1036.6439 | 1065.6908 | 1070.2733 | 989.1639 | 1031.0507 | 953.9267 | 982.4273 | 1037.0001 | 795.9747 | 852.061 | 851.7067 | 776.6325 | 841.6418 | 855.8806 | 803.535 | 470.9896
CDP8 | SA | S1 | South East SA | Solar | 417.0973 | 424.7599 | 421.9516 | 397.928 | 376.9857 | 348.7702 | 351.398 | 368.9379 | 378.507 | 372.1292 | 365.9305 | 385.9358 | 365.2793 | 375.04 | 397.5862 | 382.8443 | 382.2103 | 321.7048 | 301.6267 | 299.4862 | 266.3214 | 285.2043 | 266.857 | 253.6789 | 268.4586 | 137.8369 | 134.6981 | 132.7901
CDP8 | SA | S2 | Riverland | Solar | 108.4353 | 113.357 | 98.8488 | 96.3728 | 92.2129 | 86.6573 | 84.6098 | 80.6009 | 85.3585 | 80.833 | 82.0481 | 83.4722 | 79.3168 | 77.6535 | 84.9296 | 84.7348 | 82.3642 | 65.898 | 60.8458 | 1260.5019 | 1971.5135 | 2041.1075 | 1937.2901 | 1909.6202 | 1992.3548 | 2044.0769 | 1957.1644 | 2013.1808
CDP8 | SA | S3 | Mid-North SA | Solar | 0 | 0 | 0 | 0 | 0 | 0 | 0 | 0 | 0 | 0 | 0 | 0 | 0 | 0 | 0 | 0 | 0 | 0 | 0 | 0 | 0 | 0 | 0 | 0 | 0 | 0 | 0 | 0
CDP8 | SA | S4 | Yorke Peninsula | Solar | 0 | 0 | 0 | 0 | 0 | 0 | 0 | 0 | 0 | 0 | 0 | 0 | 0 | 0 | 0 | 0 | 0 | 0 | 0 | 0 | 0 | 0 | 0 | 0 | 0 | 0 | 0 | 0
CDP8 | SA | S5 | Northern SA | Solar | 664.7416 | 719.7407 | 1317.8362 | 1188.6084 | 1169.7776 | 1082.0088 | 1153.7358 | 1195.6414 | 1227.8084 | 1238.8538 | 1200.3027 | 1269.4708 | 1212.0165 | 1224.6592 | 1275.0351 | 1302.5069 | 1275.4161 | 1235.7715 | 1234.7364 | 1195.6763 | 2392.7313 | 2483.7685 | 2365.8428 | 2161.5021 | 2253.9324 | 2314.7753 | 2246.5382 | 2294.4291
CDP8 | SA | S6 | Leigh Creek | Solar | 0 | 0 | 0 | 0 | 0 | 0 | 0 | 0 | 0 | 0 | 0 | 0 | 0 | 0 | 0 | 0 | 0 | 0 | 0 | 0 | 0 | 0 | 0 | 0 | 0 | 0 | 0 | 0
CDP8 | SA | S7 | Roxby Downs | Solar | 0 | 0 | 3.8593e-06 | 5.2362e-05 | 205.0168 | 184.9171 | 187.9047 | 196.1748 | 205.1356 | 206.0977 | 1084.1346 | 1144.7594 | 1099.4752 | 1110.9616 | 1167.3983 | 1193.5954 | 1173.057 | 1116.3634 | 1166.6979 | 1094.3039 | 1074.5073 | 1110.2991 | 1049.2362 | 1045.4311 | 1041.182 | 1062.7631 | 1075.0357 | 1081.4529
CDP8 | SA | S8 | Eastern Eyre Peninsula | Solar | 0 | 0 | 0 | 0 | 0 | 0 | 0 | 0 | 0 | 0 | 0 | 0 | 0 | 0 | 0 | 0 | 0 | 0 | 0 | 0 | 0 | 0 | 0 | 0 | 0 | 0 | 0 | 0
CDP8 | SA | S9 | Western Eyre Peninsula | Solar | 0 | 0 | 0 | 0 | 0 | 0 | 0 | 0 | 0 | 0 | 0 | 0 | 0 | 0 | 0 | 0 | 0 | 0 | 0 | 0 | 0 | 0 | 0 | 0 | 0 | 0 | 0 | 0
CDP8 | TAS | T1 | North East Tasmania | Solar | 0 | 0 | 0 | 0 | 0 | 0 | 0 | 0 | 0 | 0 | 0 | 0 | 0 | 0 | 0 | 0 | 0 | 0 | 0 | 0 | 0 | 0 | 0 | 0 | 0 | 0 | 0 | 0
CDP8 | TAS | T2 | North West Tasmania | Solar | 0 | 0 | 0 | 0 | 0 | 0 | 0 | 0 | 0 | 0 | 0 | 0 | 0 | 0 | 0 | 0 | 0 | 0 | 0 | 0 | 0 | 0 | 0 | 0 | 0 | 0 | 0 | 0
CDP8 | TAS | T3 | Tasmania Midlands | Solar | 0 | 0 | 0 | 0 | 0 | 0 | 0 | 0 | 0 | 0 | 0 | 0 | 0 | 0 | 0 | 0 | 0 | 0 | 0 | 0 | 0 | 0 | 0 | 0 | 0 | 0 | 0 | 0
CDP8 | QLD | Q1 | Far North QLD | Wind | 919.5493 | 904.3589 | 934.2953 | 2936.9805 | 3176.5685 | 3532.3107 | 3172.4976 | 3527.3715 | 3686.1111 | 3682.8947 | 3592.6282 | 3286.2173 | 3459.4457 | 3613.2665 | 3552.4587 | 3434.2576 | 3316.3118 | 3209.7331 | 3087.1725 | 3631.9095 | 3461.924 | 3753.2245 | 3805.6436 | 3863.448 | 3650.0794 | 3286.3946 | 3515.6205 | 3705.7515
CDP8 | QLD | Q2 | North Qld Clean Energy Hub | Wind | 141.8269 | 129.6016 | 128.6841 | 2280.7762 | 2985.7457 | 5376.1618 | 5228.2094 | 5430.7279 | 5712.1515 | 6391.0107 | 6052.3263 | 5759.8984 | 6640.2664 | 6998.0447 | 7187.1265 | 6720.9535 | 6630.1405 | 6168.2395 | 6367.0859 | 7087.5845 | 7792.7357 | 7896.9514 | 8044.9258 | 8206.3479 | 7901.2046 | 7598.5783 | 8147.6985 | 8734.8285
CDP8 | QLD | Q3 | Northern Qld | Wind | 0 | 0 | 0 | 0 | 0 | 0 | 0 | 0 | 0 | 0 | 0 | 0 | 0 | 0 | 0 | 0 | 0 | 0 | 0 | 0 | 0 | 0 | 0 | 0 | 0 | 0 | 0 | 0
CDP8 | QLD | Q4 | Isaac | Wind | 892.2215 | 1174.809 | 1292.5222 | 1261.2403 | 1472.0295 | 1555.667 | 1358.7667 | 1414.2808 | 1528.2071 | 3706.3777 | 3518.2062 | 3325.788 | 3432.2056 | 3402.0111 | 3939.2189 | 3335.6254 | 3636.8757 | 3530.5301 | 3388.909 | 3454.5554 | 5475.0538 | 5334.8384 | 5668.4272 | 6045.5501 | 5583.3276 | 4852.6608 | 5025.083 | 5076.2134
CDP8 | QLD | Q5 | Barcaldine | Wind | 0 | 0 | 1.2122e-06 | 1.4289e-05 | 6.5361e-05 | 0.0001578 | 0.00012893 | 0.00013426 | 0.00019819 | 0.00047707 | 55.0056 | 51.1669 | 48.893 | 48.632 | 54.5769 | 47.615 | 48.7343 | 47.3983 | 44.676 | 270.3157 | 276.0047 | 265.5386 | 290.8839 | 277.0825 | 283.1958 | 265.3622 | 256.804 | 259.2672
CDP8 | QLD | Q6 | Fitzroy | Wind | 0 | 0 | 2.3198e-06 | 1582.5153 | 2726.1543 | 2970.8077 | 2817.694 | 2913.0452 | 2920.1156 | 2888.2912 | 2939.0336 | 2752.0459 | 2865.8251 | 2738.1008 | 3135.1392 | 2698.653 | 2905.3012 | 2790.5401 | 2750.7857 | 2901.1632 | 2879.6208 | 2864.7334 | 2882.8973 | 2890.2868 | 2858.0242 | 2650.1517 | 2811.9478 | 2714.8138
CDP8 | QLD | Q7 | Wide Bay | Wind | 0 | 0 | 1.8788e-06 | 2.8763e-05 | 4.2291e-05 | 4.2854e-05 | 3.2041e-05 | 4.3319e-05 | 4.9018e-05 | 9.3233e-05 | 0.00019789 | 0.00021096 | 500.9602 | 517.4593 | 529.6856 | 472.5234 | 504.334 | 526.4795 | 505.5135 | 665.1693 | 678.4386 | 1289.7782 | 1283.6044 | 1179.119 | 2604.7499 | 2508.145 | 2466.3185 | 2575.2951
CDP8 | QLD | Q8 | Darling Downs | Wind | 4637.2209 | 6192.9127 | 6567.4638 | 11517.3841 | 13863.963 | 13998.8471 | 13381.3443 | 13177.3799 | 13772.6651 | 12727.9629 | 15212.1279 | 14477.4211 | 14256.8223 | 14968.84 | 15762.7736 | 14355.0425 | 15242.4311 | 15652.207 | 15022.3725 | 15036.714 | 13768.2981 | 13223.6671 | 13413.1143 | 12794.2743 | 21260.1106 | 20004.0919 | 19471.7666 | 20897.6884
CDP8 | QLD | Q9 | Banana | Wind | 0 | 0 | 0 | 0 | 0 | 0 | 0 | 0 | 0 | 0 | 0 | 0 | 0 | 0 | 0 | 0 | 0 | 0 | 0 | 0 | 0 | 0 | 0 | 0 | 0 | 0 | 0 | 0
CDP8 | NSW | N0 | NSW Non-REZ | Wind | 0 | 0 | 0 | 0 | 0 | 0 | 0 | 0 | 0 | 0 | 0 | 0 | 0 | 0 | 0 | 0 | 0 | 0 | 0 | 0 | 0 | 0 | 0 | 0 | 0 | 0 | 0 | 0
CDP8 | NSW | N1 | North West NSW | Wind | 0 | 0 | 0 | 0 | 0 | 0 | 0 | 0 | 0 | 0 | 0 | 0 | 0 | 0 | 0 | 0 | 0 | 0 | 0 | 0 | 0 | 0 | 0 | 0 | 0 | 0 | 0 | 0
CDP8 | NSW | N2 | New England | Wind | 1305.8472 | 1100.5857 | 1923.1642 | 2156.8123 | 2189.9106 | 10745.4309 | 11379.5561 | 10469.0047 | 11013.0387 | 10224.7453 | 12446.7506 | 12250.3518 | 12146.2011 | 12472.729 | 12515.3419 | 12034.1981 | 14487.7675 | 20942.9506 | 22509.1411 | 21838.2738 | 23690.9702 | 21505.7413 | 22183.8861 | 21242.66 | 22213.9501 | 22011.219 | 21499.5364 | 22790.4784
CDP8 | NSW | N3 | Central-West Orana | Wind | 657.5712 | 1205.1172 | 2056.3548 | 3439.9961 | 13183.6439 | 12778.3452 | 13187.1436 | 12309.4635 | 12518.9929 | 11795.5312 | 12591.5005 | 12085.7615 | 12056.689 | 12861.9253 | 12822.5698 | 13043.0026 | 12957.6766 | 13275.9283 | 13048.7078 | 12263.831 | 12926.2467 | 11983.2899 | 12107.7676 | 11536.5297 | 12025.1524 | 12482.6272 | 12274.6468 | 13215.9838
CDP8 | NSW | N4 | Broken Hill | Wind | 783.1428 | 609.1125 | 690.6744 | 970.6646 | 943.2998 | 962.6966 | 809.3665 | 857.4864 | 829.609 | 843.0236 | 830.1705 | 820.6547 | 783.2711 | 861.0502 | 891.1643 | 774.9901 | 889.2093 | 817.1627 | 801.9148 | 220.7056 | 208.5278 | 221.4405 | 221.7974 | 225.732 | 212.4655 | 211.8533 | 198.9151 | 217.6854
CDP8 | NSW | N5 | South West NSW | Wind | 0 | 0 | 1.1346e-05 | 1212.237 | 1165.787 | 1128.4707 | 1036.201 | 1146.7166 | 1148.8034 | 1215.9889 | 1094.5618 | 1090.7394 | 1124.722 | 1174.6407 | 1190.6144 | 1183.4366 | 1189.6813 | 1148.4225 | 1098.9466 | 1049.5676 | 1013.6111 | 1115.5001 | 1103.7143 | 1168.9833 | 1042.1971 | 1068.2264 | 1092.1573 | 1165.3944
CDP8 | NSW | N6 | Wagga Wagga | Wind | 0 | 0 | 0 | 0 | 0 | 0 | 0 | 0 | 0 | 0 | 0 | 0 | 0 | 0 | 0 | 0 | 0 | 0 | 0 | 0 | 0 | 0 | 0 | 0 | 0 | 0 | 0 | 0
CDP8 | NSW | N7 | Tumut | Wind | 0 | 201.1861 | 766.5539 | 909.2575 | 926.8126 | 820.2213 | 881.3362 | 781.1498 | 785.2587 | 810.8975 | 820.9311 | 825.6407 | 800.4529 | 841.317 | 828.4463 | 872.3999 | 844.8249 | 872.2583 | 905.6853 | 787.9224 | 873.9689 | 781.3505 | 799.1122 | 825.9098 | 798.2922 | 836.3696 | 778.7296 | 820.6137
CDP8 | NSW | N8 | Cooma-Monaro | Wind | 370.7622 | 379.6214 | 1340.5472 | 1422.326 | 1446.4579 | 1345.9109 | 1304.3954 | 1289.2274 | 1366.7815 | 1404.016 | 1273.1857 | 1350.4351 | 1290.591 | 1383.3624 | 1365.0408 | 1299.0684 | 1236.6446 | 1141.9747 | 1169.1884 | 1084.339 | 1129.7217 | 1109.6295 | 1177.8182 | 1235.8988 | 1144.6491 | 1243.115 | 1186.0394 | 1267.6328
CDP8 | NSW | N9 | Hunter-Central Coast | Wind | 0 | 0 | 1192.2914 | 1581.587 | 1509.4267 | 1506.9379 | 1617.1557 | 1432.9258 | 1532.1491 | 1420.9242 | 1450.8955 | 1522.5343 | 1455.2921 | 1551.5274 | 1394.4078 | 1488.9268 | 1581.194 | 1492.1812 | 1419.4741 | 1375.775 | 1650.2422 | 1440.3247 | 1530.0415 | 1434.4275 | 2110.0543 | 2560.4629 | 2442.5791 | 2668.1525
CDP8 | NSW | N12 | Illawarra | Wind | 0 | 0 | 0 | 0 | 0 | 0 | 0 | 0 | 0 | 0 | 0 | 0 | 0 | 0 | 0 | 0 | 0 | 0 | 0 | 0 | 0 | 0 | 0 | 0 | 0 | 0 | 0 | 0
CDP8 | VIC | V0 | VIC Non-REZ | Wind | 0 | 0 | 4.03e-07 | 3.1913e-05 | 6.4931e-05 | 5.8523e-05 | 5.3546e-05 | 6.3119e-05 | 6.5963e-05 | 6.6821e-05 | 6.6862e-05 | 7.569e-05 | 7.3122e-05 | 6.8509e-05 | 7.473e-05 | 7.8551e-05 | 7.7768e-05 | 7.9792e-05 | 7.7905e-05 | 7.8068e-05 | 8.6857e-05 | 0.00010574 | 9.8792e-05 | 0.0001138 | 9.4579e-05 | 0.00016331 | 0.00016977 | 0.00016421
CDP8 | VIC | V1 | Ovens Murray | Wind | 0 | 0 | 0 | 0 | 0 | 0 | 0 | 0 | 0 | 0 | 0 | 0 | 0 | 0 | 0 | 0 | 0 | 0 | 0 | 0 | 0 | 0 | 0 | 0 | 0 | 0 | 0 | 0
CDP8 | VIC | V2 | Murray River | Wind | 0 | 0 | 0 | 0 | 0 | 0 | 0 | 0 | 0 | 0 | 0 | 0 | 0 | 0 | 0 | 0 | 0 | 0 | 0 | 0 | 0 | 0 | 0 | 0 | 0 | 0 | 0 | 0
CDP8 | VIC | V3 | Western Victoria | Wind | 5702.1442 | 5964.7395 | 5599.3572 | 5970.0223 | 7913.5333 | 7825.4604 | 7592.7663 | 8235.3418 | 7813.181 | 7943.7292 | 6971.0164 | 6898.0349 | 6739.096 | 6983.2345 | 6996.1122 | 6949.9689 | 7083.1023 | 7119.5274 | 6601.5172 | 6104.3499 | 5210.1332 | 5735.5175 | 5465.2107 | 5436.0799 | 4781.0313 | 4928.815 | 4594.6358 | 4927.604
CDP8 | VIC | V4 | South West Victoria | Wind | 7457.9542 | 10578.2839 | 10165.008 | 10647.9229 | 9739.6795 | 9857.8437 | 9655.6 | 10506.3761 | 9883.6477 | 10806.58 | 9666.2769 | 9730.1638 | 9623.2954 | 9927.3607 | 8905.7582 | 8904.7272 | 8375.6445 | 8378.5569 | 7950.2813 | 7148.3799 | 7133.2446 | 4902.4344 | 4639.8305 | 4719.4965 | 5781.9403 | 7900.345 | 8028.2325 | 8487.8314
CDP8 | VIC | V5 | Gippsland | Wind | 0 | 0 | 2.2146e-06 | 6.4768e-05 | 2029.2115 | 3237.0381 | 3235.4377 | 3302.5255 | 3198.0185 | 3195.3388 | 3226.1598 | 3015.5828 | 2985.8005 | 2942.3598 | 2928.6937 | 3000.4859 | 3176.2146 | 3016.6825 | 2884.442 | 2881.732 | 2908.2422 | 3027.0085 | 2944.4166 | 3226.8287 | 2944.2873 | 2871.8496 | 2902.2422 | 2975.5982
CDP8 | VIC | V6 | Central North VIC | Wind | 0 | 0 | 2.0313e-07 | 1.3769e-05 | 4.1985e-05 | 5.0873e-05 | 4.0926e-05 | 4.798e-05 | 5.002e-05 | 4.5041e-05 | 6.3058e-05 | 6.1392e-05 | 5.0108e-05 | 5.1687e-05 | 6.2845e-05 | 6.1102e-05 | 6.427e-05 | 5.9818e-05 | 6.0923e-05 | 6.7549e-05 | 5.917e-05 | 6.4517e-05 | 6.3114e-05 | 6.6878e-05 | 7.7331e-05 | 9.2115e-05 | 8.1478e-05 | 8.3805e-05
CDP8 | SA | S1 | South East SA | Wind | 747.0914 | 814.6977 | 708.5247 | 795.8319 | 2438.3418 | 2352.5867 | 2004.7607 | 2152.8106 | 2103.6251 | 2627.9571 | 2071.9285 | 2156.9208 | 2028.3561 | 2166.2623 | 1836.1736 | 1821.6798 | 1687.9116 | 1803.1848 | 1727.8708 | 1645.7754 | 1573.3544 | 1747.6703 | 1639.3063 | 1828.6384 | 1623.0926 | 2310.7734 | 2187.519 | 2421.3159
CDP8 | SA | S2 | Riverland | Wind | 0 | 0 | 0 | 0 | 0 | 0 | 0 | 0 | 0 | 0 | 0 | 0 | 0 | 0 | 0 | 0 | 0 | 0 | 0 | 0 | 0 | 0 | 0 | 0 | 0 | 0 | 0 | 0
CDP8 | SA | S3 | Mid-North SA | Wind | 5245.1792 | 5541.8873 | 5298.1075 | 5622.5054 | 6812.8699 | 6299.6575 | 6292.0511 | 6768.0218 | 6688.4172 | 7050.9867 | 7037.6399 | 7273.8806 | 6276.4039 | 7171.4155 | 7174.5464 | 5755.0797 | 6708.1849 | 7050.3089 | 7106.3477 | 5880.795 | 5706.2988 | 5802.812 | 5810.0741 | 8051.5818 | 8110.8357 | 7975.9025 | 7546.4906 | 8628.6957
CDP8 | SA | S4 | Yorke Peninsula | Wind | 230.7566 | 241.1095 | 240.5126 | 312.9983 | 347.5808 | 205.9487 | 175.2092 | 187.1471 | 184.1989 | 216.1564 | 183.5536 | 197.237 | 176.9459 | 203.3913 | 313.2818 | 299.698 | 305.1995 | 316.5057 | 302.9734 | 285.0137 | 274.9515 | 295.4906 | 278.4558 | 316.4325 | 266.8873 | 288.9283 | 257.7187 | 298.8198
CDP8 | SA | S5 | Northern SA | Wind | 1316.1444 | 1340.7125 | 1328.6506 | 1381.084 | 1292.6963 | 1199.0821 | 1143.825 | 1206.351 | 1246.961 | 1340.5571 | 1199.6956 | 1271.6822 | 1220.9783 | 1324.3437 | 1368.186 | 1316.4889 | 1329.8476 | 1357.5125 | 1283.2814 | 1207.8143 | 1132.2214 | 550.8454 | 554.3374 | 581.7721 | 526.7139 | 559.8244 | 539.7573 | 599.2647
CDP8 | SA | S6 | Leigh Creek | Wind | 0 | 0 | 0 | 0 | 0 | 0 | 0 | 0 | 0 | 0 | 0 | 0 | 0 | 0 | 0 | 0 | 0 | 0 | 0 | 0 | 0 | 0 | 0 | 0 | 0 | 0 | 0 | 0
CDP8 | SA | S7 | Roxby Downs | Wind | 0 | 0 | 0 | 0 | 0 | 0 | 0 | 0 | 0 | 0 | 0 | 0 | 0 | 0 | 0 | 0 | 0 | 0 | 0 | 0 | 0 | 0 | 0 | 0 | 0 | 0 | 0 | 0
CDP8 | SA | S8 | Eastern Eyre Peninsula | Wind | 320.1578 | 290.5105 | 304.4554 | 340.8853 | 334.3285 | 325.8383 | 164.1167 | 172.6484 | 173.6859 | 193.4554 | 174.0581 | 0.0011583 | 0.0010249 | 0.0011487 | 68.2078 | 65.9854 | 68.9328 | 69.7024 | 66.0883 | 64.3575 | 62.3648 | 591.0655 | 914.3136 | 1047.4139 | 887.8494 | 915.2356 | 837.0334 | 964.318
CDP8 | SA | S9 | Western Eyre Peninsula | Wind | 0 | 0 | 0 | 0 | 0 | 0 | 0 | 0 | 0 | 0 | 0 | 0 | 0 | 0 | 0 | 0 | 0 | 0 | 0 | 0 | 0 | 0 | 0 | 0 | 0 | 0 | 0 | 0
CDP8 | TAS | T1 | North East Tasmania | Wind | 598.3431 | 649.7118 | 548.4117 | 563.4152 | 516.8283 | 458.909 | 487.7766 | 487.0988 | 498.3934 | 548.0354 | 514.1941 | 533.6586 | 592.516 | 585.0123 | 604.6525 | 655.3634 | 476.0028 | 490.0804 | 458.3368 | 486.694 | 514.4867 | 484.5081 | 462.0177 | 527.2674 | 492.5571 | 491.0829 | 0 | 0
CDP8 | TAS | T2 | North West Tasmania | Wind | 918.0816 | 973.0035 | 901.9787 | 929.7846 | 1261.9105 | 1241.9525 | 1400.8104 | 1630.78 | 1674.0873 | 1814.2451 | 1740.1146 | 2163.2698 | 2344.9348 | 2845.597 | 2804.0969 | 2879.2992 | 2478.1737 | 2406.78 | 2369.3595 | 2437.9885 | 2556.7049 | 2583.6799 | 2486.04 | 2599.0762 | 2513.2018 | 2403.6822 | 2038.5462 | 2114.9455
CDP8 | TAS | T3 | Tasmania Midlands | Wind | 458.9298 | 552.0922 | 2548.0019 | 3194.8595 | 3591.5809 | 4711.8121 | 4629.3153 | 4891.6681 | 5330.9735 | 5634.2733 | 6237.1798 | 6295.5863 | 6567.6529 | 6591.285 | 7130.1968 | 7521.0311 | 6266.6899 | 6163.0869 | 6039.3242 | 6459.9646 | 6329.0794 | 6487.4887 | 6224.7255 | 6418.0723 | 6232.2491 | 5967.5096 | 6297.3451 | 6322.0071
CDP8 | NSW | N10 | Hunter Coast | Offshore Wind | 0 | 0 | 0 | 0 | 0 | 0 | 0 | 0 | 0 | 0 | 0 | 0 | 0 | 0 | 0 | 0 | 0 | 0 | 0 | 0 | 0 | 0 | 0 | 0 | 0 | 0 | 0 | 0
CDP8 | NSW | N11 | Illawarra Coast | Offshore Wind | 0 | 0 | 0 | 0 | 0 | 0 | 0 | 0 | 0 | 0 | 0 | 0 | 0 | 0 | 0 | 0 | 0 | 0 | 0 | 0 | 0 | 0 | 0 | 0 | 0 | 0 | 0 | 0
CDP8 | VIC | V7 | Gippsland Coast | Offshore Wind | 0 | 0 | 0 | 0 | 0 | 0 | 4007.0428 | 7929.0222 | 10433.8488 | 12199.5475 | 14203.5441 | 16935.2689 | 20970.9059 | 25751.7559 | 28791.0734 | 33790.3859 | 34064.3513 | 33822.4371 | 32332.9924 | 31433.8002 | 31986.2602 | 31859.8826 | 32136.3185 | 34231.6428 | 31601.7628 | 31767.7016 | 32849.9529 | 34386.8868
CDP8 | VIC | V8 | Portland Coast | Offshore Wind | 0 | 0 | 0 | 0 | 0 | 0 | 0 | 0 | 0 | 1136.6828 | 1145.6286 | 2433.8602 | 2677.8533 | 2727.5823 | 2828.7646 | 2873.9853 | 2790.3987 | 3005.6917 | 2836.043 | 2665.2668 | 2695.3492 | 3027.6618 | 2894.2856 | 3026.6199 | 2730.3142 | 2736.2212 | 2759.7141 | 2910.8058
CDP8 | SA | S10 | South East SA Coast | Offshore Wind | 0 | 0 | 0 | 0 | 0 | 0 | 0 | 0 | 0 | 0 | 0 | 0 | 0 | 0 | 0 | 0 | 0 | 0 | 0 | 0 | 0 | 0 | 0 | 0 | 0 | 0 | 0 | 0
CDP8 | TAS | T4 | North West Tasmania Coast | Offshore Wind | 0 | 0 | 0 | 0 | 0 | 0 | 0 | 0 | 0 | 0 | 0 | 0 | 0 | 0 | 0 | 0 | 0 | 0 | 0 | 0 | 0 | 0 | 0 | 0 | 0 | 0 | 0 | 0
CDP8 | TAS | T5 | North East Tasmania Coast | Offshore Wind | 0 | 0 | 0 | 0 | 0 | 0 | 0 | 0 | 0 | 0 | 0 | 0 | 0 | 0 | 0 | 0 | 0 | 0 | 0 | 0 | 0 | 0 | 0 | 0 | 0 | 0 | 0 | 0
CDP9 | QLD | Q1 | Far North QLD | Solar | 0 | 0 | 0 | 0 | 0 | 0 | 0 | 0 | 0 | 0 | 0 | 0 | 0 | 0 | 0 | 0 | 0 | 0 | 0 | 0 | 0 | 0 | 0 | 0 | 0 | 0 | 0 | 0
CDP9 | QLD | Q2 | North Qld Clean Energy Hub | Solar | 183.139 | 195.2937 | 186.5793 | 180.344 | 170.321 | 138.4734 | 147.9386 | 161.1074 | 180.5175 | 163.344 | 168.2612 | 168.9972 | 162.4466 | 79.9863 | 83.3034 | 84.7819 | 82.6773 | 619.4196 | 705.7442 | 735.78 | 632.0008 | 687.7449 | 649.7266 | 627.4281 | 625.6092 | 1341.2913 | 1330.4331 | 1308.4982
CDP9 | QLD | Q3 | Northern Qld | Solar | 1110.7481 | 1198.1679 | 1101.2371 | 1090.0127 | 1028.5223 | 853.7541 | 871.6292 | 1004.8896 | 1103.8948 | 1019.0665 | 1096.5873 | 1120.1594 | 1047.3325 | 1042.2003 | 1047.6426 | 1098.4048 | 1037.6829 | 1060.6567 | 756.8363 | 484.3648 | 387.6106 | 441.016 | 459.8062 | 207.9014 | 232.9551 | 229.0444 | 0 | 0
CDP9 | QLD | Q4 | Isaac | Solar | 1596.165 | 1682.9426 | 1566.9925 | 1611.8138 | 1545.6476 | 1637.8678 | 1245.3611 | 1435.0618 | 1543.9393 | 1497.1822 | 1574.3326 | 1567.5652 | 1487.2317 | 1529.0555 | 1516.6776 | 1581.783 | 1513.5862 | 2712.1016 | 2561.2918 | 2739.4411 | 2135.8338 | 2444.4959 | 2482.836 | 2447.0566 | 1536.6928 | 3020.021 | 2837.3372 | 2926.5759
CDP9 | QLD | Q5 | Barcaldine | Solar | 41.0492 | 41.0375 | 38.3269 | 242.0408 | 230.5133 | 250.1108 | 181.9291 | 195.0759 | 230.1439 | 216.9368 | 221.5566 | 214.6073 | 201.7619 | 204.1729 | 212.9167 | 210.7137 | 215.3429 | 206.5838 | 188.9611 | 174.2734 | 159.2587 | 164.0279 | 162.186 | 156.3903 | 157.2016 | 147.051 | 143.0636 | 145.3655
CDP9 | QLD | Q6 | Fitzroy | Solar | 210.5732 | 221.1444 | 201.7069 | 205.4401 | 197.6909 | 209.1123 | 145.9863 | 189.5744 | 197.117 | 192.1901 | 176.435 | 185.2497 | 175.7332 | 199.5029 | 176.8884 | 192.0943 | 177.2613 | 174.8811 | 166.9087 | 184.2386 | 153.1016 | 189.9131 | 177.3301 | 544.5951 | 4323.7636 | 5550.6883 | 6922.8506 | 8721.2741
CDP9 | QLD | Q7 | Wide Bay | Solar | 730.9952 | 902.4485 | 1107.8222 | 1092.9849 | 1053.0513 | 1114.9391 | 856.3975 | 990.3653 | 1081.6692 | 4003.2572 | 5473.2019 | 5958.3359 | 5828.7344 | 5887.1664 | 5877.3873 | 6081.0949 | 5797.3401 | 5462.8527 | 5277.0593 | 5667.2686 | 4706.3603 | 5307.9796 | 5483.3995 | 5693.9025 | 5504.5621 | 5329.6066 | 5256.6399 | 5345.88
CDP9 | QLD | Q8 | Darling Downs | Solar | 3857.8071 | 3898.5418 | 3665.288 | 3535.8236 | 3491.2162 | 3615.386 | 2941.9265 | 3284.9882 | 3906.2781 | 6334.7343 | 6138.6466 | 7897.7271 | 7621.9346 | 7807.0091 | 7876.452 | 7936.3868 | 7569.0281 | 7105.4546 | 9998.889 | 10929.6307 | 8922.3418 | 11608.5729 | 10876.889 | 12646.3538 | 12176.5424 | 16353.187 | 16274.8292 | 16525.462
CDP9 | QLD | Q9 | Banana | Solar | 0 | 0 | 0 | 0 | 0 | 0 | 0 | 0 | 0 | 0 | 0 | 0 | 0 | 0 | 0 | 0 | 0 | 0 | 0 | 0 | 0 | 0 | 0 | 0 | 0 | 0 | 0 | 0
CDP9 | NSW | N0 | NSW Non-REZ | Solar | 0 | 0 | 0 | 0 | 0 | 0 | 0 | 0 | 0 | 0 | 0 | 0 | 0 | 0 | 0 | 0 | 0 | 0 | 0 | 0 | 0 | 0 | 0 | 0 | 0 | 0 | 0 | 0
CDP9 | NSW | N1 | North West NSW | Solar | 463.0458 | 455.8751 | 482.5567 | 475.8401 | 468.1436 | 478.7777 | 395.0393 | 416.8262 | 456.1129 | 447.2123 | 432.7944 | 445.3466 | 407.5337 | 430.8349 | 441.8431 | 421.036 | 411.8003 | 397.8013 | 388.8919 | 395.5217 | 368.0666 | 377.9074 | 356.6301 | 369.4182 | 365.0256 | 382.1158 | 386.7813 | 396.5532
CDP9 | NSW | N2 | New England | Solar | 1249.3586 | 1709.5862 | 1831.4543 | 1779.8048 | 1957.3514 | 2331.2683 | 1978.5604 | 2125.9007 | 2537.5162 | 2639.0252 | 2450.5123 | 2629.5273 | 2412.5872 | 2617.0316 | 2600.4655 | 2507.1813 | 2407.2999 | 4120.9037 | 4393.847 | 8162.9486 | 7025.7446 | 7528.1488 | 8104.837 | 8772.5264 | 8383.3182 | 8910.5593 | 8381.0541 | 9052.1175
CDP9 | NSW | N3 | Central-West Orana | Solar | 2711.0436 | 2887.3645 | 3193.5457 | 3099.4757 | 5682.9155 | 8059.9402 | 7495.827 | 7832.3995 | 8900.7169 | 8881.1673 | 8595.062 | 8817.4174 | 8441.8413 | 9024.6743 | 8978.6861 | 8703.5614 | 8424.2408 | 7679.3045 | 7967.085 | 8187.5935 | 7138.6211 | 7373.1042 | 8205.7346 | 10824.6907 | 11438.7519 | 15793.2313 | 15220.5634 | 16179.7483
CDP9 | NSW | N4 | Broken Hill | Solar | 121.587 | 131.0804 | 622.5638 | 637.419 | 617.1837 | 626.23 | 523.7665 | 553.6945 | 578.9605 | 552.3093 | 550.4454 | 532.8151 | 508.9548 | 521.8082 | 560.3549 | 584.3228 | 535.782 | 531.5827 | 499.3132 | 491.2987 | 594.9389 | 615.042 | 609.9202 | 570.8085 | 587.959 | 571.6472 | 584.9986 | 604.7521
CDP9 | NSW | N5 | South West NSW | Solar | 2334.5806 | 2504.594 | 2409.6244 | 4009.3325 | 3957.7188 | 4208.0684 | 3765.9809 | 4028.1848 | 4217.5573 | 3974.7944 | 4113.8347 | 4105.5251 | 3856.6749 | 4107.0079 | 3908.3449 | 3832.6786 | 3798.544 | 3536.4483 | 3469.8496 | 3658.3785 | 5329.6425 | 5591.4782 | 5589.3517 | 5143.7095 | 5526.0578 | 4886.7254 | 4115.7778 | 4428.7905
CDP9 | NSW | N6 | Wagga Wagga | Solar | 1127.3224 | 1699.5784 | 2559.3634 | 2389.5758 | 2404.5636 | 2577.8716 | 2271.9313 | 2423.4173 | 2621.613 | 2446.6393 | 2533.8147 | 2530.5414 | 2399.1071 | 2566.9347 | 2525.2045 | 2468.5622 | 2473.1125 | 2295.5474 | 2365.2434 | 2422.7386 | 2212.4566 | 2329.5224 | 2436.391 | 2318.4981 | 2301.447 | 2312.2365 | 1144.8034 | 1285.1671
CDP9 | NSW | N7 | Tumut | Solar | 0 | 0 | 0 | 0 | 0 | 0 | 0 | 0 | 0 | 0 | 0 | 0 | 0 | 0 | 0 | 0 | 0 | 0 | 0 | 0 | 0 | 0 | 0 | 0 | 0 | 0 | 0 | 0
CDP9 | NSW | N8 | Cooma-Monaro | Solar | 0 | 0 | 0 | 0 | 0 | 0 | 0 | 0 | 0 | 0 | 0 | 0 | 0 | 0 | 0 | 0 | 0 | 0 | 0 | 0 | 0 | 0 | 0 | 0 | 0 | 0 | 0 | 0
CDP9 | NSW | N9 | Hunter-Central Coast | Solar | 0 | 0 | 1385.4438 | 1326.0814 | 1400.0207 | 1404.3441 | 1201.8318 | 1238.7052 | 1408.7093 | 1453.6284 | 1346.773 | 1411.013 | 1315.7819 | 1422.7521 | 1409.4746 | 1320.3946 | 1284.5895 | 1201.2806 | 1302.2152 | 1271.7037 | 1143.0264 | 1130.1004 | 1236.2309 | 1219.821 | 1181.0153 | 1238.4849 | 1183.9187 | 1293.4782
CDP9 | NSW | N12 | Illawarra | Solar | 0 | 0 | 0 | 0 | 0 | 0 | 0 | 0 | 0 | 0 | 0 | 0 | 0 | 0 | 0 | 0 | 0 | 0 | 0 | 0 | 0 | 0 | 0 | 0 | 0 | 0 | 0 | 0
CDP9 | VIC | V0 | VIC Non-REZ | Solar | 0 | 0 | 0 | 0 | 0 | 0 | 0 | 0 | 0 | 0 | 0 | 0 | 0 | 0 | 0 | 0 | 0 | 0 | 0 | 0 | 0 | 0 | 0 | 0 | 0 | 0 | 0 | 0
CDP9 | VIC | V1 | Ovens Murray | Solar | 0 | 0 | 1.2338e-07 | 3.9407e-06 | 4.1154e-06 | 2.4621e-05 | 1.9924e-05 | 2.0525e-05 | 4.5009e-05 | 3.3827e-05 | 5.1332e-05 | 4.4018e-05 | 3.6586e-05 | 3.5565e-05 | 4.8942e-05 | 4.5759e-05 | 4.5758e-05 | 4.4747e-05 | 4.4511e-05 | 0.00010056 | 8.9611e-05 | 9.4804e-05 | 0.00010015 | 8.8685e-05 | 0.00022271 | 0.00023077 | 0.00021565 | 0.00021619
CDP9 | VIC | V2 | Murray River | Solar | 1446.4252 | 1712.4572 | 1758.8151 | 2000.5245 | 1952.8843 | 1915.6374 | 1638.7134 | 1664.1559 | 1703.2251 | 1758.8724 | 2100.1249 | 1987.0132 | 1879.2478 | 1914.3519 | 1973.8058 | 1844.181 | 1856.3948 | 1832.7329 | 1817.1931 | 2431.7009 | 3682.1345 | 3892.1743 | 3956.7043 | 3702.7313 | 4740.5977 | 3919.075 | 3582.5901 | 3776.4829
CDP9 | VIC | V3 | Western Victoria | Solar | 0 | 40.179 | 236.0798 | 247.1051 | 243.8022 | 228.5384 | 197.4932 | 207.4606 | 207.87 | 219.7763 | 255.5223 | 264.0915 | 252.9199 | 254.1611 | 246.5696 | 227.295 | 232.1364 | 228.859 | 188.6761 | 193.4306 | 218.3925 | 222.3889 | 209.4852 | 221.0912 | 227.3525 | 233.6498 | 213.5507 | 217.9516
CDP9 | VIC | V4 | South West Victoria | Solar | 0 | 0 | 0 | 0 | 0 | 0 | 0 | 0 | 0 | 0 | 0 | 0 | 0 | 0 | 0 | 0 | 0 | 0 | 0 | 0 | 0 | 0 | 0 | 0 | 0 | 0 | 0 | 0
CDP9 | VIC | V5 | Gippsland | Solar | 0 | 120.4603 | 267.5929 | 271.9212 | 288.6293 | 266.6082 | 230.159 | 228.892 | 248.3578 | 242.6415 | 284.3793 | 265.0188 | 259.9931 | 260.3698 | 260.0219 | 237.6289 | 236.6795 | 230.8481 | 247.5434 | 242.3177 | 227.5551 | 241.3628 | 250.1281 | 230.8198 | 239.8371 | 249.8471 | 249.4452 | 255.6133
CDP9 | VIC | V6 | Central North VIC | Solar | 1124.1638 | 1204.1429 | 1125.502 | 1075.5108 | 1097.2356 | 1096.855 | 946.5363 | 964.7562 | 1002.3272 | 978.5183 | 1189.73 | 1153.0905 | 1059.9095 | 1068.2748 | 1077.4113 | 996.3368 | 1034.5939 | 992.4385 | 1036.9991 | 1116.1089 | 791.9446 | 875.6714 | 892.5622 | 823.2276 | 887.4355 | 890.1086 | 848.0195 | 486.521
CDP9 | SA | S1 | South East SA | Solar | 409.6408 | 424.8163 | 413.3099 | 386.428 | 371.0308 | 331.8536 | 340.7939 | 362.6479 | 369.7415 | 367.307 | 384.2028 | 383.1042 | 371.3088 | 366.6173 | 399.4754 | 386.014 | 377.2845 | 325.5397 | 299.5101 | 301.035 | 269.1881 | 285.5463 | 268.5968 | 255.7003 | 269.7672 | 138.7345 | 135.2067 | 134.1498
CDP9 | SA | S2 | Riverland | Solar | 106.1841 | 110.3204 | 97.304 | 93.5404 | 91.0586 | 187.3688 | 187.5044 | 188.8254 | 197.6566 | 189.2877 | 203.2931 | 201.1483 | 191.2533 | 190.2596 | 205.5894 | 204.1881 | 197.2008 | 182.4285 | 168.2324 | 1315.1439 | 1992.1612 | 2047.2916 | 1962.6952 | 1933.1554 | 2008.3486 | 2067.4458 | 1975.6223 | 2036.3353
CDP9 | SA | S3 | Mid-North SA | Solar | 0 | 0 | 0 | 0 | 0 | 0 | 0 | 0 | 0 | 0 | 0 | 0 | 0 | 0 | 0 | 0 | 0 | 0 | 0 | 0 | 0 | 0 | 0 | 0 | 0 | 0 | 0 | 0
CDP9 | SA | S4 | Yorke Peninsula | Solar | 0 | 0 | 0 | 0 | 0 | 0 | 0 | 0 | 0 | 0 | 0 | 0 | 0 | 0 | 0 | 0 | 0 | 0 | 0 | 0 | 0 | 0 | 0 | 0 | 0 | 0 | 0 | 0
CDP9 | SA | S5 | Northern SA | Solar | 659.7079 | 723.4714 | 1308.0759 | 1157.4316 | 1158.1301 | 1026.8959 | 1137.4689 | 1166.9931 | 1188.3235 | 1206.5398 | 1231.0681 | 1269.0146 | 1211.7517 | 1229.7622 | 1285.399 | 1314.5542 | 1277.2517 | 1252.6503 | 1231.3601 | 1201.0635 | 2289.3995 | 2361.2755 | 2271.8614 | 2072.0401 | 2148.1327 | 2210.3911 | 2142.1714 | 2191.0657
CDP9 | SA | S6 | Leigh Creek | Solar | 0 | 0 | 0 | 0 | 0 | 0 | 0 | 0 | 0 | 0 | 0 | 0 | 0 | 0 | 0 | 0 | 0 | 0 | 0 | 0 | 0 | 0 | 0 | 0 | 0 | 0 | 0 | 0
CDP9 | SA | S7 | Roxby Downs | Solar | 0 | 0 | 4.8653e-07 | 0.00011354 | 0.00015593 | 281.7417 | 299.2934 | 310.3275 | 320.4493 | 322.0026 | 327.6702 | 328.7475 | 319.462 | 321.4207 | 339.3076 | 351.5716 | 335.479 | 328.8072 | 1149.6372 | 1089.315 | 1084.5638 | 1112.0577 | 1061.1378 | 1059.0282 | 1049.7384 | 1074.5583 | 1078.2007 | 1088.0656
CDP9 | SA | S8 | Eastern Eyre Peninsula | Solar | 0 | 0 | 0 | 0 | 0 | 0 | 0 | 0 | 0 | 0 | 0 | 0 | 0 | 0 | 0 | 0 | 0 | 0 | 0 | 0 | 0 | 0 | 0 | 0 | 0 | 0 | 0 | 0
CDP9 | SA | S9 | Western Eyre Peninsula | Solar | 0 | 0 | 0 | 0 | 0 | 0 | 0 | 0 | 0 | 0 | 0 | 0 | 0 | 0 | 0 | 0 | 0 | 0 | 0 | 0 | 0 | 0 | 0 | 0 | 0 | 0 | 0 | 0
CDP9 | TAS | T1 | North East Tasmania | Solar | 0 | 0 | 0 | 0 | 0 | 0 | 0 | 0 | 0 | 0 | 0 | 0 | 0 | 0 | 0 | 0 | 0 | 0 | 0 | 0 | 0 | 0 | 0 | 0 | 0 | 0 | 0 | 0
CDP9 | TAS | T2 | North West Tasmania | Solar | 0 | 0 | 0 | 0 | 0 | 0 | 0 | 0 | 0 | 0 | 0 | 0 | 0 | 0 | 0 | 0 | 0 | 0 | 0 | 0 | 0 | 0 | 0 | 0 | 0 | 0 | 0 | 0
CDP9 | TAS | T3 | Tasmania Midlands | Solar | 0 | 0 | 0 | 0 | 0 | 0 | 0 | 0 | 0 | 0 | 0 | 0 | 0 | 0 | 0 | 0 | 0 | 0 | 0 | 0 | 0 | 0 | 0 | 0 | 0 | 0 | 0 | 0
CDP9 | QLD | Q1 | Far North QLD | Wind | 926.2275 | 905.8558 | 933.1342 | 2936.6203 | 3177.2262 | 3511.0241 | 3145.6826 | 3502.5039 | 3673.7308 | 3684.9502 | 3582.4013 | 3282.4102 | 3444.8084 | 3598.1683 | 3539.7663 | 3420.7304 | 3291.5428 | 3181.6995 | 3060.7657 | 3604.6509 | 3471.5554 | 3747.7591 | 3785.3773 | 3855.1379 | 3643.9412 | 3293.4445 | 3525.9696 | 3716.845
CDP9 | QLD | Q2 | North Qld Clean Energy Hub | Wind | 141.5242 | 129.5962 | 128.4207 | 2133.9539 | 2942.688 | 5608.9135 | 5449.7366 | 5664.4351 | 5972.1158 | 6334.8625 | 5987.1758 | 5759.4468 | 6627.7596 | 6985.37 | 7178.5461 | 6709.7426 | 6607.9019 | 6158.973 | 6359.6809 | 7047.8221 | 7799.6739 | 7903.2501 | 8057.7385 | 8228.3293 | 7904.6106 | 7602.6393 | 8107.4438 | 8693.2229
CDP9 | QLD | Q3 | Northern Qld | Wind | 0 | 0 | 0 | 0 | 0 | 0 | 0 | 0 | 0 | 0 | 0 | 0 | 0 | 0 | 0 | 0 | 0 | 0 | 0 | 0 | 0 | 0 | 0 | 0 | 0 | 0 | 0 | 0
CDP9 | QLD | Q4 | Isaac | Wind | 887.277 | 1171.9502 | 1291.4275 | 1261.2402 | 1240.2962 | 1317.6789 | 1145.104 | 1195.2177 | 1294.4244 | 3507.4501 | 3327.8412 | 3151.4824 | 3336.6697 | 3307.0303 | 3831.7515 | 3242.3352 | 3526.4895 | 3434.0126 | 3296.2248 | 3364.2585 | 5110.7165 | 4983.2568 | 5296.7404 | 5648.4061 | 5207.7466 | 4527.8723 | 4685.3981 | 4733.4236
CDP9 | QLD | Q5 | Barcaldine | Wind | 0 | 0 | 0 | 8.7608e-06 | 1.9553e-05 | 15.7676 | 12.7527 | 12.8373 | 15.0202 | 14.1634 | 23.6539 | 22.0316 | 20.9663 | 20.6151 | 23.4566 | 20.2896 | 20.4589 | 20.2724 | 19.1159 | 267.1333 | 274.4848 | 264.3505 | 290.3621 | 275.4894 | 280.6113 | 262.4636 | 253.8704 | 256.7355
CDP9 | QLD | Q6 | Fitzroy | Wind | 0 | 0 | 0 | 1316.3918 | 2726.1543 | 2970.8077 | 2815.3193 | 2907.9068 | 2921.5809 | 2889.1429 | 2936.4824 | 2755.1234 | 2866.7161 | 2739.4587 | 3153.409 | 2664.9694 | 2938.2571 | 2793.5964 | 2717.7939 | 2884.9088 | 2906.7121 | 2856.2176 | 2856.2606 | 2939.4156 | 2869.0842 | 2674.0314 | 2778.0288 | 2673.2989
CDP9 | QLD | Q7 | Wide Bay | Wind | 0 | 0 | 0 | 1.9414e-05 | 2.2782e-05 | 2.4841e-05 | 1.7e-05 | 2.1557e-05 | 5.0236e-05 | 0.00010984 | 0.00026983 | 0.00028751 | 474.3051 | 489.7304 | 501.8086 | 446.929 | 474.5844 | 498.1919 | 478.449 | 484.5027 | 490.8984 | 503.4189 | 504.7024 | 464.0289 | 1990.7954 | 2354.2714 | 2469.7713 | 2580.0684
CDP9 | QLD | Q8 | Darling Downs | Wind | 4637.2974 | 6193.0387 | 6566.3949 | 11517.3841 | 14315.5463 | 14456.9714 | 13844.9143 | 13607.0702 | 14229.9266 | 13158.5787 | 15251.3663 | 14565.3307 | 14337.7109 | 15056.7613 | 15858.0988 | 14439.9392 | 15300.1858 | 15739.3053 | 15107.8216 | 15123.9425 | 13845.6445 | 13244.4421 | 13449.5365 | 12827.1295 | 21267.3234 | 20021.5728 | 19484.2088 | 20912.5781
CDP9 | QLD | Q9 | Banana | Wind | 0 | 0 | 0 | 0 | 0 | 0 | 0 | 0 | 0 | 0 | 0 | 0 | 0 | 0 | 0 | 0 | 0 | 0 | 0 | 0 | 0 | 0 | 0 | 0 | 0 | 0 | 0 | 0
CDP9 | NSW | N0 | NSW Non-REZ | Wind | 0 | 0 | 3.9712e-06 | 556.5834 | 552.1868 | 490.7245 | 533.1825 | 470.3175 | 478.3245 | 457.2664 | 459.2465 | 471.4349 | 446.7199 | 466.293 | 447.8527 | 494.8449 | 485.743 | 502.5783 | 496.4982 | 440.4832 | 501.4914 | 444.3226 | 450.8869 | 438.0993 | 443.0415 | 456.8226 | 433.5812 | 459.6021
CDP9 | NSW | N1 | North West NSW | Wind | 0 | 0 | 0 | 0 | 0 | 0 | 0 | 0 | 0 | 0 | 0 | 0 | 0 | 0 | 0 | 0 | 0 | 0 | 0 | 0 | 0 | 0 | 0 | 0 | 0 | 0 | 0 | 0
CDP9 | NSW | N2 | New England | Wind | 1308.9283 | 1100.547 | 1792.5435 | 1959.5945 | 1971.2414 | 2035.7388 | 1970.6032 | 1876.7948 | 3158.784 | 2887.5222 | 8956.1967 | 8835.7894 | 8734.337 | 8958.5801 | 8920.5343 | 8584.0305 | 13940.6407 | 18168.2069 | 20499.5594 | 20840.3376 | 22762.1425 | 20695.0881 | 21356.1344 | 20383.7852 | 22091.1913 | 21950.7762 | 21425.8268 | 22738.4034
CDP9 | NSW | N3 | Central-West Orana | Wind | 659.6953 | 1205.1142 | 1953.0975 | 3216.2646 | 13538.0354 | 14260.3068 | 15320.5028 | 14294.6671 | 14460.1648 | 13646.5465 | 14422.757 | 13904.8339 | 13898.3601 | 14819.8606 | 14791.9704 | 15023.7008 | 14854.3649 | 15329.8038 | 15039.6218 | 14233.2551 | 14939.8353 | 13898.244 | 14052.2325 | 13404.9893 | 14010.2647 | 13169.2217 | 12943.9301 | 13943.2477
CDP9 | NSW | N4 | Broken Hill | Wind | 782.5006 | 609.7017 | 700.7895 | 955.3914 | 927.8439 | 997.4573 | 852.0368 | 897.3158 | 867.4814 | 880.8825 | 856.5926 | 846.8529 | 810.455 | 891.8089 | 921.0308 | 806.3764 | 912.8693 | 841.5024 | 825.0529 | 252.3105 | 234.8689 | 251.4722 | 251.5177 | 254.53 | 240.1112 | 241.3632 | 226.0273 | 248.2785
CDP9 | NSW | N5 | South West NSW | Wind | 0 | 0 | 1.0225e-05 | 1347.677 | 1298.8919 | 1254.5194 | 1168.6647 | 1282.1984 | 1281.0998 | 1352.9778 | 1199.9111 | 1207.0451 | 1244.3529 | 1301.698 | 1320.9473 | 1312.3745 | 1308.5692 | 1273.0972 | 1217.3996 | 1164.2048 | 1119.0251 | 1236.1055 | 1225.0446 | 1294.6759 | 1157.2589 | 1190.9242 | 1214.3612 | 1296.0871
CDP9 | NSW | N6 | Wagga Wagga | Wind | 0 | 0 | 3.6869e-06 | 3.2106e-05 | 3.1889e-05 | 3.0906e-05 | 2.7873e-05 | 3.2482e-05 | 3.1614e-05 | 3.1087e-05 | 2.9326e-05 | 2.8464e-05 | 2.7136e-05 | 2.7524e-05 | 4.5433e-05 | 4.2377e-05 | 4.0871e-05 | 4.074e-05 | 4.1105e-05 | 4.1529e-05 | 3.8807e-05 | 3.9879e-05 | 3.8745e-05 | 3.956e-05 | 3.803e-05 | 4.7994e-05 | 4.3344e-05 | 4.396e-05
CDP9 | NSW | N7 | Tumut | Wind | 0 | 200.9331 | 766.0196 | 909.2575 | 923.1384 | 820.3946 | 886.8466 | 786.577 | 795.3709 | 821.2665 | 807.0671 | 821.4099 | 770.2386 | 822.1196 | 833.8778 | 879.785 | 845.4303 | 901.8699 | 893.0561 | 803.406 | 879.2163 | 771.2669 | 790.867 | 795.3983 | 816.087 | 841.0618 | 787.5413 | 834.962
CDP9 | NSW | N8 | Cooma-Monaro | Wind | 369.5186 | 379.5825 | 1330.6241 | 1414.6403 | 1438.0186 | 1338.9902 | 1320.7889 | 1293.5269 | 1362.9158 | 1398.9554 | 1246.2692 | 1337.1475 | 1277.6901 | 1380.9109 | 1355.8366 | 1290.5834 | 1077.8348 | 1009.4902 | 1034.3576 | 958.6333 | 992.0609 | 971.7796 | 1165.4275 | 1215.3461 | 1121.2638 | 1247.551 | 1185.4116 | 1282.3501
CDP9 | NSW | N9 | Hunter-Central Coast | Wind | 0 | 0 | 1123.1575 | 1354.0898 | 1288.6745 | 2785.9429 | 2995.7736 | 2669.3238 | 2818.738 | 2636.0195 | 2623.3576 | 2823.2859 | 2676.82 | 2832.0458 | 2576.03 | 2800.3944 | 2908.3256 | 2757.3735 | 2631.6651 | 2517.1802 | 2854.0944 | 2489.8855 | 2625.9965 | 2481.9378 | 2480.8279 | 2641.9455 | 2518.7483 | 2751.5397
CDP9 | NSW | N12 | Illawarra | Wind | 0 | 0 | 0 | 0 | 0 | 0 | 0 | 0 | 0 | 0 | 0 | 0 | 0 | 0 | 0 | 0 | 0 | 0 | 0 | 0 | 0 | 0 | 0 | 0 | 0 | 0 | 0 | 0
CDP9 | VIC | V0 | VIC Non-REZ | Wind | 0 | 0 | 0 | 1.5828e-05 | 2.9998e-05 | 2.5804e-05 | 2.2457e-05 | 2.4719e-05 | 3.4674e-05 | 3.4486e-05 | 3.4319e-05 | 5.469e-05 | 0.00010444 | 0.00010247 | 0.00011734 | 0.00012109 | 0.00011595 | 0.00012306 | 0.00011558 | 0.00011948 | 0.00012589 | 0.00015153 | 0.00014503 | 0.00016371 | 0.00013839 | 0.00018424 | 0.00018996 | 0.00018401
CDP9 | VIC | V1 | Ovens Murray | Wind | 0 | 0 | 0 | 0 | 0 | 0 | 0 | 0 | 0 | 0 | 0 | 0 | 0 | 0 | 0 | 0 | 0 | 0 | 0 | 0 | 0 | 0 | 0 | 0 | 0 | 0 | 0 | 0
CDP9 | VIC | V2 | Murray River | Wind | 0 | 0 | 0 | 0 | 0 | 0 | 0 | 0 | 0 | 0 | 0 | 0 | 0 | 0 | 0 | 0 | 0 | 0 | 0 | 0 | 0 | 0 | 0 | 0 | 0 | 0 | 0 | 0
CDP9 | VIC | V3 | Western Victoria | Wind | 5705.8738 | 5948.452 | 5591.782 | 5969.646 | 7912.5718 | 7789.3396 | 7486.1351 | 8046.1666 | 7673.7561 | 7755.3137 | 7090.9902 | 6821.4373 | 6613.8981 | 6942.933 | 6898.7224 | 6839.292 | 6944.4564 | 7009.4465 | 6571.147 | 6008.7468 | 5160.9245 | 5721.7524 | 5461.3751 | 5371.1375 | 4752.8911 | 3489.4184 | 3179.4542 | 3383.3378
CDP9 | VIC | V4 | South West Victoria | Wind | 7456.9535 | 10583.709 | 10149.5683 | 10647.4808 | 9737.6398 | 9796.9468 | 9498.3248 | 10251.804 | 9680.5536 | 10549.4221 | 9884.6501 | 9651.8923 | 9516.8384 | 9773.2367 | 8771.2655 | 8713.7067 | 8250.7601 | 8255.7979 | 7839.4573 | 7080.3974 | 7106.1921 | 4882.0699 | 4618.5239 | 4693.475 | 4590.9403 | 7866.598 | 8006.7332 | 8470.801
CDP9 | VIC | V5 | Gippsland | Wind | 0 | 0 | 0 | 3.2858e-05 | 1623.112 | 5251.9575 | 5241.5278 | 5302.8603 | 5178.0381 | 5131.8845 | 5238.785 | 4876.0023 | 4819.768 | 4740.2409 | 4725.1522 | 4823.4722 | 5107.3458 | 4872.6699 | 4680.4185 | 4704.0238 | 4746.173 | 4953.229 | 4835.473 | 5298.6711 | 4861.1241 | 4738.0846 | 4784.0867 | 4930.7458
CDP9 | VIC | V6 | Central North VIC | Wind | 0 | 0 | 0 | 6.5484e-06 | 1.8265e-05 | 3.3118e-05 | 2.5794e-05 | 2.4883e-05 | 3.3006e-05 | 2.7541e-05 | 5.6831e-05 | 5.2286e-05 | 4.1914e-05 | 4.3828e-05 | 5.999e-05 | 5.8311e-05 | 5.8792e-05 | 5.6527e-05 | 5.6379e-05 | 6.04e-05 | 5.3653e-05 | 5.9884e-05 | 5.8901e-05 | 6.326e-05 | 7.857e-05 | 9.9154e-05 | 8.7223e-05 | 8.9712e-05
CDP9 | SA | S1 | South East SA | Wind | 749.3964 | 816.7499 | 717.2366 | 788.1448 | 2512.3052 | 2301.2797 | 1973.8396 | 2140.111 | 2090.1347 | 2600.8897 | 2322.4628 | 2220.7915 | 2083.264 | 2232.1663 | 1907.7851 | 1891.1366 | 1754.8885 | 1885.4817 | 1800.7244 | 1717.4505 | 1644.5342 | 1826.4214 | 1717.777 | 1911.438 | 1700.3965 | 2314.3741 | 2189.1878 | 2424.4818
CDP9 | SA | S2 | Riverland | Wind | 0 | 0 | 0 | 0 | 0 | 0 | 0 | 0 | 0 | 0 | 0 | 0 | 0 | 0 | 0 | 0 | 0 | 0 | 0 | 0 | 0 | 0 | 0 | 0 | 0 | 0 | 0 | 0
CDP9 | SA | S3 | Mid-North SA | Wind | 5243.928 | 5504.7957 | 5294.2389 | 5576.9079 | 6733.3529 | 6145.0648 | 6200.3742 | 6630.2187 | 6538.7907 | 6905.9396 | 6085.5595 | 6208.1279 | 5273.1824 | 6020.8553 | 6068.0554 | 4680.7914 | 5204.1107 | 5519.4952 | 5699.0163 | 4589.1309 | 4439.2413 | 5574.0714 | 5570.0252 | 7166.8499 | 7859.3256 | 7953.6062 | 7509.3981 | 8596.0157
CDP9 | SA | S4 | Yorke Peninsula | Wind | 232.6818 | 242.2662 | 239.3864 | 261.8439 | 331.3684 | 324.8081 | 275.7161 | 291.3598 | 284.7501 | 329.7727 | 298.3461 | 311.8782 | 279.3296 | 323.1312 | 321.7055 | 305.4504 | 308.0901 | 324.8436 | 307.0319 | 289.723 | 276.7711 | 296.832 | 280.5197 | 315.5572 | 267.9692 | 289.6495 | 258.3452 | 300.2992
CDP9 | SA | S5 | Northern SA | Wind | 1323.3337 | 1370.7861 | 1314.4066 | 1369.798 | 1280.4004 | 1170.4714 | 1141.3495 | 1204.1554 | 1245.3802 | 1324.1521 | 1224.3614 | 1276.2002 | 1226.7863 | 1337.6365 | 1373.1975 | 1323.6655 | 1334.4957 | 1358.532 | 1260.0298 | 1205.7649 | 1133.8677 | 553.2867 | 559.5469 | 588.2255 | 531.9091 | 564.4271 | 555.2822 | 609.9081
CDP9 | SA | S6 | Leigh Creek | Wind | 0 | 0 | 0 | 0 | 0 | 0 | 0 | 0 | 0 | 0 | 0 | 0 | 0 | 0 | 0 | 0 | 0 | 0 | 0 | 0 | 0 | 0 | 0 | 0 | 0 | 0 | 0 | 0
CDP9 | SA | S7 | Roxby Downs | Wind | 0 | 0 | 0 | 0 | 0 | 0 | 0 | 0 | 0 | 0 | 0 | 0 | 0 | 0 | 0 | 0 | 0 | 0 | 0 | 0 | 0 | 0 | 0 | 0 | 0 | 0 | 0 | 0
CDP9 | SA | S8 | Eastern Eyre Peninsula | Wind | 321.1803 | 292.4926 | 303.8384 | 339.0812 | 333.1412 | 948.8949 | 763.382 | 792.4534 | 782.6341 | 901.0846 | 815.4962 | 648.5047 | 590.2467 | 681.9636 | 667.9989 | 642.3358 | 669.687 | 685.2537 | 651.7013 | 621.1861 | 606.2238 | 630.4941 | 678.6306 | 1045.2306 | 887.4341 | 916.6653 | 837.4042 | 967.1204
CDP9 | SA | S9 | Western Eyre Peninsula | Wind | 0 | 0 | 0 | 0 | 0 | 0 | 0 | 0 | 0 | 0 | 0 | 0 | 0 | 0 | 0 | 0 | 0 | 0 | 0 | 0 | 0 | 0 | 0 | 0 | 0 | 0 | 0 | 0
CDP9 | TAS | T1 | North East Tasmania | Wind | 598.3431 | 649.6375 | 548.4117 | 779.2385 | 1421.4879 | 1430.2379 | 1486.2816 | 1477.513 | 1390.006 | 1513.1104 | 1433.612 | 1901.5639 | 2110.0899 | 2108.2154 | 2195.5453 | 2286.861 | 1790.6941 | 1860.7037 | 1753.1232 | 1848.4958 | 1897.1576 | 1893.7073 | 1864.2357 | 1995.1669 | 1883.3709 | 1905.5121 | 1514.6538 | 1440.1779
CDP9 | TAS | T2 | North West Tasmania | Wind | 918.0816 | 973.0998 | 901.9787 | 877.1287 | 853.4296 | 869.424 | 904.392 | 903.655 | 873.1246 | 961.488 | 893.167 | 874.5633 | 910.6112 | 1324.9724 | 1314.1391 | 1341.1691 | 1066.4068 | 1032.5519 | 1018.5356 | 1050.5084 | 1106.6721 | 1129.8711 | 1091.7446 | 1168.7666 | 1103.4694 | 1067.5916 | 644.812 | 665.2301
CDP9 | TAS | T3 | Tasmania Midlands | Wind | 458.9298 | 552.0709 | 2548.0017 | 3031.6928 | 3095.4086 | 3734.1845 | 4127.2285 | 4628.3787 | 5240.3233 | 5521.9633 | 6164.7094 | 6216.3872 | 6484.4022 | 6588.7062 | 7029.262 | 7427.6551 | 6043.2332 | 5953.7743 | 5857.8341 | 6295.8788 | 6189.7707 | 6367.697 | 6105.7643 | 6286.4807 | 6119.3788 | 5880.9364 | 6192.2527 | 6223.2095
CDP9 | NSW | N10 | Hunter Coast | Offshore Wind | 0 | 0 | 0 | 0 | 0 | 0 | 0 | 0 | 0 | 0 | 0 | 0 | 0 | 0 | 0 | 0 | 0 | 0 | 0 | 0 | 0 | 0 | 0 | 0 | 0 | 0 | 0 | 0
CDP9 | NSW | N11 | Illawarra Coast | Offshore Wind | 0 | 0 | 0 | 0 | 0 | 0 | 0 | 0 | 0 | 0 | 0 | 0 | 0 | 0 | 0 | 0 | 0 | 0 | 0 | 0 | 0 | 0 | 0 | 0 | 0 | 0 | 0 | 0
CDP9 | VIC | V7 | Gippsland Coast | Offshore Wind | 0 | 0 | 0 | 0 | 0 | 0 | 4006.7126 | 7896.6711 | 10432.1386 | 10572.3466 | 12381.4961 | 16565.8736 | 20814.5713 | 25477.0136 | 28475.1804 | 33270.8755 | 33712.5455 | 33549.7431 | 32126.0214 | 31255.8988 | 31920.2591 | 31838.8782 | 32122.1309 | 34229.0264 | 31618.5271 | 31828.386 | 32918.7737 | 34436.7223
CDP9 | VIC | V8 | Portland Coast | Offshore Wind | 0 | 0 | 0 | 0 | 0 | 0 | 0 | 0 | 0 | 2414.3622 | 2849.4874 | 2647.2426 | 2671.7327 | 2675.8466 | 2769.361 | 2793.5557 | 2723.2128 | 2944.6975 | 2788.5032 | 2628.5493 | 2671.3905 | 3015.0869 | 2881.071 | 3006.463 | 2723.1897 | 2752.4109 | 2733.0158 | 2902.6
CDP9 | SA | S10 | South East SA Coast | Offshore Wind | 0 | 0 | 0 | 0 | 0 | 0 | 0 | 0 | 0 | 0 | 0 | 0 | 0 | 0 | 0 | 0 | 0 | 0 | 0 | 0 | 0 | 0 | 0 | 0 | 0 | 0 | 0 | 0
CDP9 | TAS | T4 | North West Tasmania Coast | Offshore Wind | 0 | 0 | 0 | 0 | 0 | 0 | 0 | 0 | 0 | 0 | 0 | 0 | 0 | 0 | 0 | 0 | 0 | 0 | 0 | 0 | 0 | 0 | 0 | 0 | 0 | 0 | 0 | 0
CDP9 | TAS | T5 | North East Tasmania Coast | Offshore Wind | 0 | 0 | 0 | 0 | 0 | 0 | 0 | 0 | 0 | 0 | 0 | 0 | 0 | 0 | 0 | 0 | 0 | 0 | 0 | 0 | 0 | 0 | 0 | 0 | 0 | 0 | 0 | 0
CDP10 | QLD | Q1 | Far North QLD | Solar | 0 | 0 | 0 | 0 | 0 | 0 | 0 | 0 | 0 | 0 | 0 | 0 | 0 | 0 | 0 | 0 | 0 | 0 | 0 | 0 | 0 | 0 | 0 | 0 | 0 | 0 | 0 | 0
CDP10 | QLD | Q2 | North Qld Clean Energy Hub | Solar | 183.9176 | 194.9253 | 187.429 | 179.8137 | 169.6853 | 141.4803 | 149.6938 | 163.2732 | 181.8243 | 163.2226 | 168.9041 | 169.2961 | 162.028 | 80.1406 | 82.7276 | 84.5568 | 82.1796 | 682.6245 | 696.8125 | 724.9914 | 635.2892 | 690.3859 | 649.6852 | 630.0233 | 629.2397 | 1312.2744 | 1299.1984 | 1282.9705
CDP10 | QLD | Q3 | Northern Qld | Solar | 1112.0063 | 1197.7686 | 1102.6902 | 1087.0163 | 1026.4424 | 870.0039 | 877.0271 | 1010.6847 | 1107.2371 | 1017.0454 | 1098.6941 | 1118.9529 | 1043.5258 | 1036.8247 | 1037.9845 | 1090.5697 | 1032.4231 | 1054.216 | 735.6587 | 475.9604 | 389.0824 | 445.7182 | 453.6489 | 206.0648 | 225.0127 | 206.362 | 0 | 0
CDP10 | QLD | Q4 | Isaac | Solar | 1599.5488 | 1680.4112 | 1568.575 | 1611.8132 | 1544.7574 | 1635.6518 | 1248.5606 | 1438.614 | 1543.4845 | 1494.9016 | 1576.5499 | 1564.5466 | 1483.4258 | 1523.223 | 1510.584 | 1574.074 | 1507.9973 | 2674.8361 | 2523.3278 | 2697.3052 | 2110.5542 | 2409.6918 | 2437.7804 | 2412.6582 | 1648.5638 | 3406.5288 | 3204.0745 | 3316.7428
CDP10 | QLD | Q5 | Barcaldine | Solar | 40.8576 | 41.0375 | 38.5514 | 240.0627 | 228.4986 | 248.5764 | 182.0775 | 196.6073 | 228.2838 | 215.2259 | 221.1538 | 213.1759 | 200.6115 | 202.7723 | 210.5795 | 208.7206 | 211.394 | 202.9709 | 184.6511 | 168.8612 | 155.0252 | 160.3069 | 157.8941 | 152.4523 | 154.2465 | 143.9111 | 139.7425 | 143.2515
CDP10 | QLD | Q6 | Fitzroy | Solar | 211.4674 | 221.5349 | 201.4981 | 205.4401 | 197.2317 | 208.3795 | 147.263 | 189.5288 | 197.0017 | 192.6338 | 177.1863 | 185.3972 | 178.1052 | 202.5552 | 174.756 | 185.4973 | 187.5981 | 191.8442 | 183.9946 | 195.711 | 156.6741 | 164.006 | 193.6157 | 561.3545 | 3826.8043 | 4865.0115 | 6398.785 | 7881.8662
CDP10 | QLD | Q7 | Wide Bay | Solar | 730.6264 | 902.3512 | 1109.3614 | 1092.8567 | 1055.1865 | 1116.9695 | 857.3216 | 992.6597 | 1081.2714 | 4192.211 | 5571.0719 | 5742.7088 | 5611.158 | 5661.4337 | 5654.3253 | 5846.3988 | 5580.6503 | 5258.4136 | 5073.7658 | 5651.7861 | 4702.5152 | 5293.1404 | 5456.4623 | 5680.1685 | 5499.8742 | 5320.3721 | 5244.8854 | 5348.9272
CDP10 | QLD | Q8 | Darling Downs | Solar | 3857.6363 | 3898.4408 | 3666.9409 | 3535.5756 | 3500.5798 | 3621.4264 | 2941.9366 | 3285.0674 | 3964.7957 | 6570.3993 | 6377.1259 | 8857.0693 | 8573.6592 | 8778.4211 | 8850.9287 | 8919.0889 | 8507.7312 | 7991.9682 | 10833.613 | 11148.4656 | 9117.7997 | 11627.4145 | 11114.4204 | 12489.9229 | 12037.4069 | 16384.2353 | 16304.9925 | 16586.096
CDP10 | QLD | Q9 | Banana | Solar | 0 | 0 | 0 | 0 | 0 | 0 | 0 | 0 | 0 | 0 | 0 | 0 | 0 | 0 | 0 | 0 | 0 | 0 | 0 | 0 | 0 | 0 | 0 | 0 | 0 | 0 | 0 | 0
CDP10 | NSW | N0 | NSW Non-REZ | Solar | 0 | 0 | 0 | 0 | 0 | 0 | 0 | 0 | 0 | 0 | 0 | 0 | 0 | 0 | 0 | 0 | 0 | 0 | 0 | 0 | 0 | 0 | 0 | 0 | 0 | 0 | 0 | 0
CDP10 | NSW | N1 | North West NSW | Solar | 463.6077 | 455.8567 | 491.768 | 483.2047 | 475.5631 | 470.2636 | 403.9822 | 425.6371 | 464.09 | 459.9456 | 441.9374 | 450.8091 | 415.4767 | 436.3898 | 445.6749 | 425.4425 | 415.3413 | 401.0784 | 393.2522 | 397.4063 | 373.3631 | 382.2138 | 352.977 | 372.6812 | 366.8366 | 379.9399 | 385.326 | 393.831
CDP10 | NSW | N2 | New England | Solar | 1249.2281 | 1709.7368 | 1831.0329 | 1757.7369 | 1904.0804 | 2509.1071 | 2186.8818 | 2323.696 | 2637.4775 | 2751.9531 | 2818.6446 | 3008.7069 | 2765.131 | 2989.4907 | 2963.2311 | 2834.1727 | 2741.9311 | 5751.2342 | 7193.1122 | 8560.3 | 7388.6272 | 7896.0776 | 8497.5355 | 8767.0075 | 8416.1832 | 8897.089 | 8378.6006 | 9059.0799
CDP10 | NSW | N3 | Central-West Orana | Solar | 2715.5204 | 2887.4058 | 3272.7827 | 3174.3418 | 6450.2939 | 7081.5514 | 6427.0027 | 6725.3452 | 7679.2654 | 7647.309 | 7390.9897 | 7576.9762 | 7241.8545 | 7718.5562 | 7679.3205 | 7442.4257 | 7199.8385 | 6582.8892 | 6802.1249 | 8967.8386 | 7850.9514 | 8087.3245 | 8993.0306 | 12129.3005 | 12576.9902 | 15776.4109 | 15221.4217 | 16199.2379
CDP10 | NSW | N4 | Broken Hill | Solar | 121.458 | 131.126 | 649.6455 | 656.668 | 635.4466 | 623.0918 | 528.8829 | 566.2561 | 595.1248 | 573.8202 | 565.1999 | 541.9958 | 522.3255 | 534.2403 | 568.7022 | 593.3539 | 540.6058 | 541.2991 | 509.5192 | 508.7131 | 598.1738 | 618.9607 | 610.1983 | 575.4892 | 587.8294 | 571.7018 | 586.6997 | 607.5708
CDP10 | NSW | N5 | South West NSW | Solar | 2337.4886 | 2505.1242 | 2466.0873 | 4055.9206 | 4000.708 | 4117.9225 | 3748.733 | 4031.5421 | 4237.124 | 4009.9403 | 4155.43 | 4125.3366 | 3901.2187 | 4133.831 | 3890.7554 | 3830.9812 | 3771.9876 | 3551.8211 | 3512.7568 | 4792.5048 | 6235.782 | 6491.6601 | 6504.7814 | 6007.3064 | 6941.1858 | 6259.1804 | 5605.2242 | 5934.7699
CDP10 | NSW | N6 | Wagga Wagga | Solar | 1125.4852 | 1700.259 | 1873.4572 | 1757.6994 | 1756.4431 | 1822.2487 | 1647.4647 | 1765.5437 | 1908.2449 | 1800.3577 | 1828.7483 | 1817.241 | 1649.2754 | 1913.0725 | 1904.4984 | 1885.0034 | 1805.9975 | 1688.9842 | 1723.98 | 1801.7055 | 1624.5167 | 1735.6748 | 1838.0085 | 1711.3045 | 1821.8604 | 1846.5453 | 569.098 | 613.5015
CDP10 | NSW | N7 | Tumut | Solar | 0 | 0 | 0 | 0 | 0 | 0 | 0 | 0 | 0 | 0 | 0 | 0 | 0 | 0 | 0 | 0 | 0 | 0 | 0 | 0 | 0 | 0 | 0 | 0 | 0 | 0 | 0 | 0
CDP10 | NSW | N8 | Cooma-Monaro | Solar | 0 | 0 | 0 | 0 | 0 | 0 | 0 | 0 | 0 | 0 | 0 | 0 | 0 | 0 | 0 | 0 | 0 | 0 | 0 | 0 | 0 | 0 | 0 | 0 | 0 | 0 | 0 | 0
CDP10 | NSW | N9 | Hunter-Central Coast | Solar | 0 | 0 | 1077.4744 | 1024.0016 | 1081.183 | 1055.7165 | 917.0027 | 948.7657 | 1086.0846 | 1122.0001 | 1037.8703 | 1078.5613 | 1009.4496 | 1085.9563 | 1072.9604 | 1007.8944 | 976.2249 | 920.3459 | 998.5077 | 968.7696 | 877.9585 | 899.9514 | 990.7249 | 954.448 | 904.1453 | 960.2873 | 949.4302 | 1010.2368
CDP10 | NSW | N12 | Illawarra | Solar | 0 | 0 | 0 | 0 | 0 | 0 | 0 | 0 | 0 | 0 | 0 | 0 | 0 | 0 | 0 | 0 | 0 | 0 | 0 | 0 | 0 | 0 | 0 | 0 | 0 | 0 | 0 | 0
CDP10 | VIC | V0 | VIC Non-REZ | Solar | 0 | 0 | 0 | 0 | 0 | 0 | 0 | 0 | 0 | 0 | 0 | 0 | 0 | 0 | 0 | 0 | 0 | 0 | 0 | 0 | 0 | 0 | 0 | 0 | 0 | 0 | 0 | 0
CDP10 | VIC | V1 | Ovens Murray | Solar | 0 | 0 | 2.6301e-06 | 6.7655e-06 | 9.3719e-06 | 4.0016e-05 | 3.2583e-05 | 3.9417e-05 | 6.1104e-05 | 4.8319e-05 | 5.966e-05 | 5.0115e-05 | 4.3158e-05 | 4.2757e-05 | 5.3744e-05 | 5.0234e-05 | 4.9769e-05 | 4.9532e-05 | 4.9617e-05 | 0.00010666 | 9.4024e-05 | 0.00010798 | 0.00011041 | 9.5712e-05 | 0.00019926 | 0.00020647 | 0.00019434 | 0.00019507
CDP10 | VIC | V2 | Murray River | Solar | 1455.1344 | 1711.4992 | 1763.8833 | 1999.5577 | 1939.3365 | 1987.9882 | 1721.7137 | 1740.3478 | 1775.406 | 1797.488 | 2120.9175 | 1996.7138 | 1888.156 | 1919.1196 | 1972.8326 | 1864.2601 | 1867.6754 | 1850.5414 | 1829.7852 | 3567.4385 | 4923.9971 | 5221.795 | 5299.7969 | 4969.0271 | 5254.2387 | 4443.01 | 4086.7328 | 4315.6295
CDP10 | VIC | V3 | Western Victoria | Solar | 0 | 40.179 | 237.4649 | 244.9356 | 241.3074 | 239.3798 | 204.5555 | 212.5547 | 212.729 | 191.0612 | 257.9939 | 263.8604 | 247.3351 | 255.4464 | 243.1261 | 231.1915 | 237.9014 | 232.1068 | 170.5507 | 187.7148 | 194.2657 | 222.3276 | 227.7278 | 222.5345 | 241.8969 | 234.3581 | 181.4008 | 171.8243
CDP10 | VIC | V4 | South West Victoria | Solar | 0 | 0 | 0 | 0 | 0 | 0 | 0 | 0 | 0 | 0 | 0 | 0 | 0 | 0 | 0 | 0 | 0 | 0 | 0 | 0 | 0 | 0 | 0 | 0 | 0 | 0 | 0 | 0
CDP10 | VIC | V5 | Gippsland | Solar | 0 | 115.2088 | 269.2679 | 271.7404 | 286.4652 | 273.6152 | 241.349 | 236.946 | 258.6465 | 247.601 | 287.4837 | 265.3328 | 261.6097 | 261.8904 | 262.493 | 239.1842 | 240.272 | 232.7864 | 249.3001 | 238.9419 | 224.2345 | 240.5531 | 250.0544 | 231.9847 | 239.1655 | 247.1501 | 249.2575 | 254.2632
CDP10 | VIC | V6 | Central North VIC | Solar | 1127.2623 | 1208.2071 | 1130.2681 | 1076.9135 | 1091.544 | 1135.3107 | 992.5597 | 1008.329 | 1045.8331 | 1033.0211 | 1202.699 | 1136.3324 | 1070.8074 | 1111.3257 | 1092.7721 | 1018.5215 | 1059.9906 | 993.879 | 1038.3548 | 1107.636 | 852.1473 | 884.0739 | 878.4172 | 800.7303 | 867.6126 | 885.1622 | 854.9832 | 520.6432
CDP10 | SA | S1 | South East SA | Solar | 417.2048 | 420.3726 | 411.7156 | 397.6392 | 375.8744 | 349.8759 | 348.1735 | 368.5123 | 381.561 | 379.0422 | 395.807 | 391.0302 | 374.1424 | 369.3249 | 401.718 | 388.7106 | 381.2541 | 327.4519 | 299.8408 | 299.2282 | 266.1729 | 286.5365 | 267.1251 | 254.8962 | 268.179 | 139.3796 | 135.6774 | 134.4223
CDP10 | SA | S2 | Riverland | Solar | 103.6808 | 111.3428 | 98.8279 | 96.3454 | 92.2174 | 86.6781 | 84.2144 | 80.4157 | 85.5763 | 80.781 | 85.9089 | 84.3565 | 80.8827 | 79.4356 | 86.8417 | 85.8513 | 82.2962 | 67.4248 | 60.7618 | 1104.7218 | 1975.4404 | 2048.061 | 1941.7567 | 1915.4796 | 1990.2374 | 2070.6138 | 1982.1982 | 2046.8183
CDP10 | SA | S3 | Mid-North SA | Solar | 0 | 0 | 0 | 0 | 0 | 0 | 0 | 0 | 0 | 0 | 0 | 0 | 0 | 0 | 0 | 0 | 0 | 0 | 0 | 0 | 0 | 0 | 0 | 0 | 0 | 0 | 0 | 0
CDP10 | SA | S4 | Yorke Peninsula | Solar | 0 | 0 | 0 | 0 | 0 | 0 | 0 | 0 | 0 | 0 | 0 | 0 | 0 | 0 | 0 | 0 | 0 | 0 | 0 | 0 | 0 | 0 | 0 | 0 | 0 | 0 | 0 | 0
CDP10 | SA | S5 | Northern SA | Solar | 660.1668 | 708.7476 | 1318.5119 | 1188.1106 | 1167.81 | 1084.8306 | 1154.7439 | 1197.2107 | 1228.3084 | 1235.912 | 1260.8803 | 1283.1814 | 1226.6452 | 1244.0471 | 1291.0975 | 1323.3654 | 1287.1797 | 1260.536 | 1228.3241 | 1193.6633 | 2258.3294 | 2349.436 | 2236.833 | 2039.162 | 2117.3273 | 2200.9625 | 2136.2819 | 2187.8577
CDP10 | SA | S6 | Leigh Creek | Solar | 0 | 0 | 0 | 0 | 0 | 0 | 0 | 0 | 0 | 0 | 0 | 0 | 0 | 0 | 0 | 0 | 0 | 0 | 0 | 0 | 0 | 0 | 0 | 0 | 0 | 0 | 0 | 0
CDP10 | SA | S7 | Roxby Downs | Solar | 0 | 0 | 4.7557e-06 | 6.4534e-05 | 193.2185 | 174.5879 | 177.2985 | 185.2879 | 193.6373 | 193.4942 | 195.5624 | 193.1412 | 188.2405 | 188.482 | 198.3306 | 205.8732 | 195.6415 | 532.6562 | 1154.5703 | 1088.1369 | 1077.2041 | 1115.3393 | 1052.6921 | 1050.6729 | 1042.1543 | 1077.0905 | 1104.9155 | 1116.1012
CDP10 | SA | S8 | Eastern Eyre Peninsula | Solar | 0 | 0 | 0 | 0 | 0 | 0 | 0 | 0 | 0 | 0 | 0 | 0 | 0 | 0 | 0 | 0 | 0 | 0 | 0 | 0 | 0 | 0 | 0 | 0 | 0 | 0 | 0 | 0
CDP10 | SA | S9 | Western Eyre Peninsula | Solar | 0 | 0 | 0 | 0 | 0 | 0 | 0 | 0 | 0 | 0 | 0 | 0 | 0 | 0 | 0 | 0 | 0 | 0 | 0 | 0 | 0 | 0 | 0 | 0 | 0 | 0 | 0 | 0
CDP10 | TAS | T1 | North East Tasmania | Solar | 0 | 0 | 0 | 0 | 0 | 0 | 0 | 0 | 0 | 0 | 0 | 0 | 0 | 0 | 0 | 0 | 0 | 0 | 0 | 0 | 0 | 0 | 0 | 0 | 0 | 0 | 0 | 0
CDP10 | TAS | T2 | North West Tasmania | Solar | 0 | 0 | 0 | 0 | 0 | 0 | 0 | 0 | 0 | 0 | 0 | 0 | 0 | 0 | 0 | 0 | 0 | 0 | 0 | 0 | 0 | 0 | 0 | 0 | 0 | 0 | 0 | 0
CDP10 | TAS | T3 | Tasmania Midlands | Solar | 0 | 0 | 0 | 0 | 0 | 0 | 0 | 0 | 0 | 0 | 0 | 0 | 0 | 0 | 0 | 0 | 0 | 0 | 0 | 0 | 0 | 0 | 0 | 0 | 0 | 0 | 0 | 0
CDP10 | QLD | Q1 | Far North QLD | Wind | 923.6272 | 906.5438 | 934.3013 | 2936.647 | 3176.6389 | 3533.1955 | 3174.1268 | 3528.7257 | 3689.3235 | 3684.4508 | 3589.9645 | 3251.9848 | 3418.3063 | 3568.5528 | 3508.7239 | 3389.1537 | 3260.293 | 3150.3914 | 3049.8835 | 3628.5706 | 3470.1379 | 3743.4465 | 3787.1625 | 3849.4945 | 3650.5739 | 3316.6235 | 3518.6876 | 3715.9376
CDP10 | QLD | Q2 | North Qld Clean Energy Hub | Wind | 141.6081 | 129.5903 | 128.6845 | 2280.5311 | 2985.9116 | 5357.657 | 5210.111 | 5411.3899 | 5692.6575 | 6338.1617 | 5997.4065 | 5712.763 | 6716.1855 | 7070.4364 | 7263.6391 | 6789.7311 | 6690.9821 | 6228.856 | 6436.8729 | 7067.2185 | 7789.1302 | 7893.4846 | 8040.7745 | 8204.5218 | 7892.2023 | 7598.8916 | 8147.3353 | 8745.4219
CDP10 | QLD | Q3 | Northern Qld | Wind | 0 | 0 | 0 | 0 | 0 | 0 | 0 | 0 | 0 | 0 | 0 | 0 | 0 | 0 | 0 | 0 | 0 | 0 | 0 | 0 | 0 | 0 | 0 | 0 | 0 | 0 | 0 | 0
CDP10 | QLD | Q4 | Isaac | Wind | 884.1352 | 1173.41 | 1292.5398 | 1261.2403 | 1465.3996 | 1548.8581 | 1353.0642 | 1408.4146 | 1522.3083 | 3582.6774 | 3401.6018 | 3218.4331 | 3669.1161 | 3634.8209 | 4208.9719 | 3562.1119 | 3877.2937 | 3772.2736 | 3622.9991 | 3689.459 | 5772.9221 | 5625.5357 | 5978.7801 | 6383.9264 | 5887.9108 | 4974.4735 | 5151.5349 | 5215.2964
CDP10 | QLD | Q5 | Barcaldine | Wind | 0 | 0 | 1.9541e-06 | 1.7142e-05 | 7.8161e-05 | 0.00018071 | 0.00014766 | 0.00015572 | 0.00020522 | 0.0013535 | 30.3086 | 28.3086 | 26.9698 | 26.4287 | 30.0385 | 26.0171 | 26.3966 | 26.2935 | 24.6379 | 272.1783 | 276.132 | 265.7651 | 291.2249 | 276.844 | 282.4914 | 265.4517 | 256.8896 | 260.0912
CDP10 | QLD | Q6 | Fitzroy | Wind | 0 | 0 | 3.402e-06 | 1605.7475 | 2726.1543 | 2970.8077 | 2819.6081 | 2913.4105 | 2920.9109 | 2888.3753 | 2937.7925 | 2754.6897 | 2866.1204 | 2736.0655 | 3176.0801 | 2694.4729 | 2922.7832 | 2768.8531 | 2702.6037 | 2882.3722 | 2894.5537 | 2885.0115 | 2812.1864 | 2888.6297 | 2866.5566 | 2676.9024 | 2768.4389 | 2677.5575
CDP10 | QLD | Q7 | Wide Bay | Wind | 0 | 0 | 3.1497e-06 | 3.4687e-05 | 5.02e-05 | 5.0802e-05 | 3.7954e-05 | 5.1658e-05 | 5.913e-05 | 9.2692e-05 | 0.00017189 | 0.00017149 | 169.4343 | 170.9781 | 180.6633 | 159.6876 | 170.1904 | 176.8104 | 169.433 | 728.1807 | 754.1216 | 758.4873 | 751.9856 | 691.2673 | 2603.3611 | 2508.7525 | 2466.2144 | 2580.1134
CDP10 | QLD | Q8 | Darling Downs | Wind | 4637.2395 | 6192.9456 | 6567.5979 | 11517.3841 | 13849.6458 | 13984.3665 | 13375.5139 | 13165.5506 | 13761.5869 | 12713.9726 | 13888.4615 | 13296.1607 | 13083.2715 | 13710.6065 | 14437.4328 | 13133.9495 | 13945.1129 | 14354.9469 | 14675.9011 | 14692.426 | 13425.9848 | 13396.9493 | 13590.9407 | 12975.2538 | 21259.0783 | 20005.0178 | 19468.8898 | 20914.0141
CDP10 | QLD | Q9 | Banana | Wind | 0 | 0 | 0 | 0 | 0 | 0 | 0 | 0 | 0 | 0 | 0 | 0 | 0 | 0 | 0 | 0 | 0 | 0 | 0 | 0 | 0 | 0 | 0 | 0 | 0 | 0 | 0 | 0
CDP10 | NSW | N0 | NSW Non-REZ | Wind | 0 | 0 | 0 | 0 | 0 | 0 | 0 | 0 | 0 | 0 | 0 | 0 | 0 | 0 | 0 | 0 | 0 | 0 | 0 | 0 | 0 | 0 | 0 | 0 | 0 | 0 | 0 | 0
CDP10 | NSW | N1 | North West NSW | Wind | 0 | 0 | 0 | 0 | 0 | 0 | 0 | 0 | 0 | 0 | 0 | 0 | 0 | 0 | 0 | 0 | 0 | 0 | 0 | 0 | 0 | 0 | 0 | 0 | 0 | 0 | 0 | 0
CDP10 | NSW | N2 | New England | Wind | 1309.0337 | 1100.5763 | 1921.3682 | 2157.0459 | 2190.4491 | 10744.3618 | 11380.4717 | 10470.2684 | 11013.2266 | 10243.3916 | 17503.6091 | 17450.6941 | 17264.0382 | 17761.2824 | 17872.1972 | 17236.0386 | 23650.0775 | 24292.2312 | 23071.3093 | 21896.9143 | 23756.8491 | 21561.3024 | 22233.8375 | 21316.019 | 22215.3126 | 22004.7357 | 21491.7087 | 22790.0195
CDP10 | NSW | N3 | Central-West Orana | Wind | 658.7977 | 1205.1171 | 2052.0669 | 3437.2809 | 13180.7822 | 12777.375 | 13187.8796 | 12311.1145 | 12519.938 | 11789.8621 | 12448.3236 | 12018.9872 | 11943.4511 | 12727.8145 | 12698.111 | 12903.0143 | 12758.9714 | 13223.2468 | 13031.3941 | 12260.2732 | 12926.3826 | 11978.3964 | 12098.6729 | 11538.4816 | 12019.4026 | 12544.7192 | 12334.3126 | 13281.9308
CDP10 | NSW | N4 | Broken Hill | Wind | 782.5551 | 609.7939 | 690.7014 | 970.6491 | 943.2987 | 962.6853 | 809.5188 | 857.6899 | 829.9316 | 843.8421 | 824.9848 | 815.4179 | 773.0187 | 850.2294 | 882.6683 | 766.3003 | 874.8097 | 812.1083 | 800.8726 | 220.9009 | 208.7567 | 221.157 | 221.8813 | 225.5694 | 211.9955 | 211.7844 | 198.8181 | 218.0235
CDP10 | NSW | N5 | South West NSW | Wind | 0 | 0 | 1.345e-05 | 1191.8521 | 1145.8799 | 1109.3622 | 1018.3795 | 1127.2583 | 1129.2071 | 1194.8012 | 1059.1243 | 1063.0662 | 1089.6948 | 1139.7455 | 1154.6588 | 1147.3505 | 1143.1396 | 1122.7451 | 1077.8551 | 1031.0032 | 995.94 | 1095.8506 | 1083.7465 | 1149.0299 | 1021.4497 | 1049.831 | 1072.9172 | 1145.8439
CDP10 | NSW | N6 | Wagga Wagga | Wind | 0 | 0 | 0 | 0 | 0 | 0 | 0 | 0 | 0 | 0 | 0 | 0 | 0 | 0 | 0 | 0 | 0 | 0 | 0 | 0 | 0 | 0 | 0 | 0 | 0 | 0 | 0 | 0
CDP10 | NSW | N7 | Tumut | Wind | 0 | 201.4505 | 766.3739 | 909.2575 | 925.1104 | 818.6276 | 883.0589 | 781.5917 | 789.6838 | 818.6914 | 809.1242 | 821.7191 | 778.1981 | 809.2384 | 823.8459 | 869.6271 | 843.8928 | 896.3279 | 903.967 | 800.1287 | 876.9646 | 769.3662 | 781.3037 | 793.2506 | 799.9712 | 842.2808 | 799.5464 | 858.407
CDP10 | NSW | N8 | Cooma-Monaro | Wind | 369.6057 | 379.413 | 1340.5462 | 1422.3269 | 1446.4643 | 1345.9154 | 1303.8473 | 1289.9603 | 1367.6417 | 1402.8546 | 1248.6306 | 1333.1889 | 1267.4083 | 1362.3743 | 1344.7442 | 1276.4327 | 1070.2566 | 1013.5236 | 1043.6332 | 971.636 | 1013.0213 | 1074.4862 | 1180.1116 | 1231.9645 | 1139.2232 | 1229.9875 | 1179.0078 | 1270.1564
CDP10 | NSW | N9 | Hunter-Central Coast | Wind | 0 | 0 | 1192.303 | 1580.6718 | 1508.6944 | 1505.6941 | 1616.0686 | 1432.156 | 1530.9864 | 1419.2058 | 1427.2542 | 1501.3203 | 1429.4402 | 1524.3054 | 1370.2858 | 1463.1999 | 1532.008 | 1479.2935 | 1414.9503 | 1374.3864 | 1726.3368 | 1505.9968 | 1598.7198 | 1502.7267 | 2042.7185 | 2560.8279 | 2442.2234 | 2671.724
CDP10 | NSW | N12 | Illawarra | Wind | 0 | 0 | 0 | 0 | 0 | 0 | 0 | 0 | 0 | 0 | 0 | 0 | 0 | 0 | 0 | 0 | 0 | 0 | 0 | 0 | 0 | 0 | 0 | 0 | 0 | 0 | 0 | 0
CDP10 | VIC | V0 | VIC Non-REZ | Wind | 0 | 0 | 1.0391e-06 | 3.706e-05 | 6.5253e-05 | 5.8962e-05 | 5.3048e-05 | 6.6033e-05 | 6.3906e-05 | 6.7866e-05 | 6.8181e-05 | 6.5089e-05 | 6.2416e-05 | 5.9179e-05 | 6.121e-05 | 6.3606e-05 | 6.0456e-05 | 6.6036e-05 | 6.2889e-05 | 6.1936e-05 | 6.4605e-05 | 7.5899e-05 | 7.0511e-05 | 8.0868e-05 | 6.7274e-05 | 0.00017746 | 0.00018416 | 0.0001786
CDP10 | VIC | V1 | Ovens Murray | Wind | 0 | 0 | 0 | 0 | 0 | 0 | 0 | 0 | 0 | 0 | 0 | 0 | 0 | 0 | 0 | 0 | 0 | 0 | 0 | 0 | 0 | 0 | 0 | 0 | 0 | 0 | 0 | 0
CDP10 | VIC | V2 | Murray River | Wind | 0 | 0 | 0 | 0 | 0 | 0 | 0 | 0 | 0 | 0 | 0 | 0 | 0 | 0 | 0 | 0 | 0 | 0 | 0 | 0 | 0 | 0 | 0 | 0 | 0 | 0 | 0 | 0
CDP10 | VIC | V3 | Western Victoria | Wind | 5695.6486 | 5948.6932 | 5595.7995 | 5969.3303 | 7908.9807 | 7822.9238 | 7530.7214 | 8144.3772 | 7807.2376 | 7908.4865 | 7099.2415 | 6869.1902 | 6661.1962 | 6979.2382 | 6962.0771 | 6910.0552 | 6963.7063 | 7082.5519 | 6644.0761 | 6096.3134 | 5192.7248 | 5739.1524 | 5469.2127 | 5426.1634 | 4773.1154 | 5145.1992 | 4808.0485 | 5157.2636
CDP10 | VIC | V4 | South West Victoria | Wind | 7457.3605 | 10583.1554 | 10159.7458 | 10647.5511 | 9733.7292 | 9852.8358 | 9571.1557 | 10354.8348 | 9871.9833 | 10718.2757 | 9911.2055 | 9684.8454 | 9547.8269 | 9820.2762 | 8830.5743 | 8811.309 | 8320.4618 | 8348.6245 | 7928.8388 | 7132.1703 | 7144.1755 | 4895.5695 | 4630.8584 | 4702.0476 | 6062.3878 | 7915.1192 | 7971.3962 | 8445.7805
CDP10 | VIC | V5 | Gippsland | Wind | 0 | 0 | 4.0027e-06 | 7.7023e-05 | 2078.3782 | 3325.999 | 3323.6075 | 3392.972 | 3285.5526 | 3276.6345 | 3316.7443 | 3075.4538 | 3034.3325 | 2983.9201 | 2971.0647 | 3041.565 | 3208.553 | 3073.5421 | 2951.0136 | 2950.9128 | 2990.161 | 3112.3794 | 3026.9285 | 3320.3576 | 3027.1365 | 2955.1335 | 2986.3007 | 3065.5371
CDP10 | VIC | V6 | Central North VIC | Wind | 0 | 0 | 9.8609e-07 | 1.6989e-05 | 4.9612e-05 | 6.0514e-05 | 4.8708e-05 | 6.1323e-05 | 6.3629e-05 | 5.8668e-05 | 6.8177e-05 | 6.5327e-05 | 5.3724e-05 | 5.6538e-05 | 6.1876e-05 | 5.99e-05 | 6.014e-05 | 5.9031e-05 | 5.8704e-05 | 6.4158e-05 | 5.6719e-05 | 6.4317e-05 | 6.2176e-05 | 6.472e-05 | 7.7465e-05 | 9.3106e-05 | 8.2151e-05 | 8.4725e-05
CDP10 | SA | S1 | South East SA | Wind | 748.4906 | 817.139 | 718.8694 | 795.4896 | 2425.5968 | 2348.3449 | 2008.7872 | 2156.5741 | 2100.7051 | 2586.5556 | 2313.6541 | 2155.9545 | 2017.0099 | 2176.0372 | 1835.7272 | 1821.6909 | 1685.288 | 1815.7721 | 1722.2293 | 1642.1227 | 1573.8784 | 1749.3949 | 1639.6702 | 1829.4463 | 1621.2203 | 2315.0248 | 2192.2068 | 2428.6862
CDP10 | SA | S2 | Riverland | Wind | 0 | 0 | 0 | 0 | 0 | 0 | 0 | 0 | 0 | 0 | 0 | 0 | 0 | 0 | 0 | 0 | 0 | 0 | 0 | 0 | 0 | 0 | 0 | 0 | 0 | 0 | 0 | 0
CDP10 | SA | S3 | Mid-North SA | Wind | 5243.077 | 5517.8419 | 5310.5239 | 5622.3006 | 6812.458 | 6297.1515 | 6302.3038 | 6766.0399 | 6678.0394 | 7042.3198 | 6191.3335 | 6294.5583 | 5350.1573 | 6097.3357 | 6121.9523 | 4735.2283 | 4690.5123 | 4984.4297 | 6991.3084 | 5761.1201 | 5602.349 | 5805.1836 | 5945.5191 | 7978.7734 | 8080.5021 | 7970.437 | 7541.6793 | 8638.747
CDP10 | SA | S4 | Yorke Peninsula | Wind | 227.9281 | 243.0132 | 240.5029 | 314.8027 | 347.5674 | 204.7199 | 174.3369 | 186.3237 | 183.1727 | 214.3371 | 190.5535 | 197.2277 | 176.2984 | 203.0051 | 315.1183 | 298.19 | 303.0424 | 322.4971 | 301.7949 | 284.5265 | 274.5373 | 296.0843 | 278.4575 | 316.8804 | 266.2675 | 289.5459 | 258.6324 | 300.0093
CDP10 | SA | S5 | Northern SA | Wind | 1329.5804 | 1376.876 | 1319.2144 | 1381.1322 | 1289.0058 | 1199.1657 | 1139.4499 | 1214.8377 | 1259.9866 | 1341.1302 | 1236.0151 | 1277.6113 | 1228.9357 | 1344.038 | 1374.435 | 1321.8789 | 1329.5479 | 1360.9991 | 1263.8347 | 1215.8204 | 1133.9 | 554.4153 | 561.8966 | 586.9906 | 530.7443 | 563.7776 | 544.7806 | 596.3947
CDP10 | SA | S6 | Leigh Creek | Wind | 0 | 0 | 0 | 0 | 0 | 0 | 0 | 0 | 0 | 0 | 0 | 0 | 0 | 0 | 0 | 0 | 0 | 0 | 0 | 0 | 0 | 0 | 0 | 0 | 0 | 0 | 0 | 0
CDP10 | SA | S7 | Roxby Downs | Wind | 0 | 0 | 0 | 0 | 0 | 0 | 0 | 0 | 0 | 0 | 0 | 0 | 0 | 0 | 0 | 0 | 0 | 0 | 0 | 0 | 0 | 0 | 0 | 0 | 0 | 0 | 0 | 0
CDP10 | SA | S8 | Eastern Eyre Peninsula | Wind | 321.1547 | 290.5455 | 304.5225 | 340.8931 | 333.9191 | 324.6839 | 162.9971 | 172.6578 | 173.4681 | 192.723 | 181.0883 | 0.0016925 | 0.0014946 | 0.0016725 | 525.5051 | 504.1773 | 528.188 | 543.4739 | 512.0344 | 488.8281 | 479.0573 | 681.065 | 917.9234 | 1049.1212 | 887.2384 | 918.1247 | 839.2824 | 968.7053
CDP10 | SA | S9 | Western Eyre Peninsula | Wind | 0 | 0 | 0 | 0 | 0 | 0 | 0 | 0 | 0 | 0 | 0 | 0 | 0 | 0 | 0 | 0 | 0 | 0 | 0 | 0 | 0 | 0 | 0 | 0 | 0 | 0 | 0 | 0
CDP10 | TAS | T1 | North East Tasmania | Wind | 598.3431 | 649.4839 | 548.4117 | 781.7404 | 1424.8772 | 1429.979 | 1489.4359 | 1481.0471 | 1393.3465 | 1517.1666 | 1437.0566 | 1903.4984 | 2110.3757 | 2108.39 | 2195.5453 | 2286.3453 | 1805.802 | 1889.1749 | 1779.6574 | 1855.9408 | 1908.5765 | 1908.6803 | 1868.1544 | 2013.2474 | 1901.5769 | 1911.0863 | 1515.681 | 1441.6021
CDP10 | TAS | T2 | North West Tasmania | Wind | 918.0816 | 973.2529 | 901.9787 | 877.1093 | 853.1716 | 869.8918 | 904.3995 | 903.3825 | 872.8666 | 961.0818 | 892.9053 | 873.3326 | 910.2077 | 1324.3177 | 1311.9138 | 1339.0682 | 1085.2586 | 1053.2319 | 1033.9712 | 1074.872 | 1128.9609 | 1134.8428 | 1101.4697 | 1179.4793 | 1098.6549 | 1071.2915 | 645.4779 | 664.7133
CDP10 | TAS | T3 | Tasmania Midlands | Wind | 458.9298 | 552.0708 | 2548.0018 | 3029.2102 | 3092.2778 | 3733.9758 | 4124.0668 | 4625.1173 | 5237.241 | 5518.3171 | 6161.5265 | 6215.6835 | 6484.5203 | 6589.1866 | 7031.4872 | 7430.2725 | 6104.1105 | 6028.882 | 5925.9546 | 6355.5816 | 6230.2737 | 6393.1092 | 6130.3691 | 6321.3276 | 6131.786 | 5875.2034 | 6199.885 | 6232.3847
CDP10 | NSW | N10 | Hunter Coast | Offshore Wind | 0 | 0 | 0 | 0 | 0 | 0 | 0 | 0 | 0 | 0 | 0 | 0 | 0 | 0 | 0 | 0 | 0 | 0 | 0 | 0 | 0 | 0 | 0 | 0 | 0 | 0 | 0 | 0
CDP10 | NSW | N11 | Illawarra Coast | Offshore Wind | 0 | 0 | 0 | 0 | 0 | 0 | 0 | 0 | 0 | 0 | 0 | 0 | 0 | 0 | 0 | 0 | 0 | 0 | 0 | 0 | 0 | 0 | 0 | 0 | 0 | 0 | 0 | 0
CDP10 | VIC | V7 | Gippsland Coast | Offshore Wind | 0 | 0 | 0 | 0 | 0 | 0 | 4006.8133 | 7928.8848 | 10433.8336 | 10709.56 | 12669.336 | 16597.7872 | 20866.7072 | 25583.7478 | 28613.1245 | 33559.8089 | 33862.3902 | 33721.0987 | 32279.9915 | 31338.4904 | 31989.193 | 31864.1968 | 32137.4533 | 34247.8715 | 31608.639 | 31794.9777 | 32887.3993 | 34416.8996
CDP10 | VIC | V8 | Portland Coast | Offshore Wind | 0 | 0 | 0 | 0 | 0 | 0 | 0 | 0 | 0 | 2470.8371 | 2592.0323 | 2663.5648 | 2689.9527 | 2708.5754 | 2798.8391 | 2840.4159 | 2751.7661 | 2985.962 | 2824.4809 | 2654.6392 | 2694.7754 | 3028.998 | 2893.5033 | 3023.7009 | 2724.3681 | 2748.877 | 2775.7363 | 2917.0907
CDP10 | SA | S10 | South East SA Coast | Offshore Wind | 0 | 0 | 0 | 0 | 0 | 0 | 0 | 0 | 0 | 0 | 0 | 0 | 0 | 0 | 0 | 0 | 0 | 0 | 0 | 0 | 0 | 0 | 0 | 0 | 0 | 0 | 0 | 0
CDP10 | TAS | T4 | North West Tasmania Coast | Offshore Wind | 0 | 0 | 0 | 0 | 0 | 0 | 0 | 0 | 0 | 0 | 0 | 0 | 0 | 0 | 0 | 0 | 0 | 0 | 0 | 0 | 0 | 0 | 0 | 0 | 0 | 0 | 0 | 0
CDP10 | TAS | T5 | North East Tasmania Coast | Offshore Wind | 0 | 0 | 0 | 0 | 0 | 0 | 0 | 0 | 0 | 0 | 0 | 0 | 0 | 0 | 0 | 0 | 0 | 0 | 0 | 0 | 0 | 0 | 0 | 0 | 0 | 0 | 0 | 0
CDP11 | QLD | Q1 | Far North QLD | Solar | 0 | 0 | 0 | 0 | 0 | 0 | 0 | 0 | 0 | 0 | 0 | 0 | 0 | 0 | 0 | 0 | 0 | 0 | 0 | 0 | 0 | 0 | 0 | 0 | 0 | 0 | 0 | 0
CDP11 | QLD | Q2 | North Qld Clean Energy Hub | Solar | 183.9343 | 194.9285 | 187.4331 | 179.8309 | 169.8275 | 141.277 | 149.8493 | 163.4293 | 181.1461 | 161.8828 | 166.8448 | 167.6058 | 161.2426 | 79.569 | 82.4082 | 84.3916 | 82.1732 | 326.1072 | 673.2285 | 701.6715 | 614.2041 | 670.2503 | 628.1703 | 607.6442 | 604.6691 | 1330.8875 | 1319.5205 | 1298.5683
CDP11 | QLD | Q3 | Northern Qld | Solar | 1112.1335 | 1197.7958 | 1102.7176 | 1087.071 | 1026.8662 | 871.1507 | 877.8316 | 1011.5184 | 1105.329 | 1011.7916 | 1090.8887 | 1114.0896 | 1042.2655 | 1037.3404 | 1036.7437 | 1092.0708 | 1030.512 | 1042.6567 | 728.2583 | 477.3939 | 398.6786 | 443.9451 | 458.6299 | 205.8146 | 231.5559 | 213.1768 | 0 | 0
CDP11 | QLD | Q4 | Isaac | Solar | 1599.6712 | 1680.4463 | 1568.6155 | 1611.8132 | 1544.9032 | 1635.8137 | 1249.9497 | 1439.5949 | 1541.8905 | 1491.8239 | 1570.9643 | 1560.8877 | 1480.2018 | 1522.3396 | 1507.794 | 1572.5114 | 1506.6678 | 2483.8706 | 2348.8119 | 2508.2277 | 1957.7984 | 2243.8923 | 2264.9543 | 2234.6407 | 1375.7237 | 2957.4613 | 2776.7739 | 2865.0563
CDP11 | QLD | Q5 | Barcaldine | Solar | 40.8606 | 41.0375 | 38.5517 | 240.0627 | 228.5076 | 248.5918 | 182.4011 | 196.8736 | 227.0859 | 213.2017 | 218.3031 | 211.6711 | 198.9907 | 201.6085 | 209.0944 | 208.3796 | 213.0958 | 204.5789 | 187.4751 | 171.8702 | 157.589 | 164.859 | 161.0975 | 154.9513 | 156.4089 | 145.7205 | 141.6541 | 144.3109
CDP11 | QLD | Q6 | Fitzroy | Solar | 211.4815 | 221.5375 | 201.5196 | 205.4401 | 197.2499 | 208.4034 | 147.6114 | 189.5731 | 196.6821 | 191.6455 | 174.6624 | 183.9739 | 176.4772 | 201.7303 | 179.8331 | 209.6024 | 205.8458 | 205.174 | 178.6148 | 193.9189 | 154.1034 | 190.4398 | 192.4689 | 558.386 | 4528.2855 | 5546.8733 | 7026.3713 | 8896.9923
CDP11 | QLD | Q7 | Wide Bay | Solar | 730.7629 | 902.3873 | 1109.42 | 1092.8792 | 1054.9547 | 1116.4129 | 858.8213 | 993.5118 | 1079.8988 | 4650.8069 | 5762.2511 | 5943.9521 | 5810.3373 | 5869.3488 | 5856.5084 | 6055.5782 | 5781.7005 | 5444.3001 | 5266.6567 | 5653.4508 | 4701.7713 | 5304.9784 | 5462.074 | 5675.7024 | 5488.6886 | 5307.6068 | 5232.9661 | 5327.0313
CDP11 | QLD | Q8 | Darling Downs | Solar | 3857.6941 | 3898.4745 | 3667.0497 | 3535.5531 | 3499.3368 | 3619.7763 | 2946.7532 | 3287.5177 | 4377.6355 | 6222.0776 | 6034.5035 | 8348.5691 | 8065.4811 | 8263.9141 | 8329.2879 | 8390.4856 | 8009.6374 | 7510.7951 | 9751.2329 | 10697.682 | 8739.7635 | 11014.8543 | 10734.6005 | 12333.1557 | 11883.5204 | 16296.2963 | 16215.9769 | 16478.2905
CDP11 | QLD | Q9 | Banana | Solar | 0 | 0 | 0 | 0 | 0 | 0 | 0 | 0 | 0 | 0 | 0 | 0 | 0 | 0 | 0 | 0 | 0 | 0 | 0 | 0 | 0 | 0 | 0 | 0 | 0 | 0 | 0 | 0
CDP11 | NSW | N0 | NSW Non-REZ | Solar | 0 | 0 | 0 | 0 | 0 | 0 | 0 | 0 | 0 | 0 | 0 | 0 | 0 | 0 | 0 | 0 | 0 | 0 | 0 | 0 | 0 | 0 | 0 | 0 | 0 | 0 | 0 | 0
CDP11 | NSW | N1 | North West NSW | Solar | 463.6193 | 455.8578 | 491.7492 | 483.2203 | 475.5099 | 470.8132 | 405.8719 | 426.8197 | 466.0319 | 460.4921 | 441.948 | 452.8123 | 415.8995 | 438.7831 | 448.0767 | 427.7552 | 421.1685 | 403.8868 | 394.5191 | 396.6639 | 374.0382 | 384.3628 | 353.8862 | 373.8272 | 367.8634 | 379.1004 | 384.7601 | 392.4008
CDP11 | NSW | N2 | New England | Solar | 1249.0579 | 1709.6885 | 1830.9358 | 1757.9243 | 1904.2882 | 2602.7302 | 2247.9799 | 2396.9183 | 2713.1827 | 2822.2486 | 2649.5671 | 2831.2319 | 2596.8335 | 2805.8334 | 2792.4053 | 2698.8394 | 2594.7779 | 4869.7548 | 5412.4246 | 8555.8311 | 7393.226 | 7909.1217 | 8504.2153 | 8770.8541 | 8408.0415 | 8886.5391 | 8370.6941 | 9039.4298
CDP11 | NSW | N3 | Central-West Orana | Solar | 2715.4632 | 2887.4012 | 3272.0927 | 3173.8256 | 6425.7326 | 7072.341 | 6425.9762 | 6720.88 | 7677.361 | 7649.017 | 9339.9698 | 9556.5613 | 9172.5679 | 9802.8423 | 9741.5029 | 9448.6188 | 9164.549 | 8310.8053 | 8631.1886 | 8855.4981 | 7758.285 | 8179.9177 | 9092.3528 | 12135.0707 | 12581.4444 | 15789.8113 | 15240.9038 | 16207.3161
CDP11 | NSW | N4 | Broken Hill | Solar | 121.4572 | 131.1272 | 649.4297 | 656.4804 | 635.2648 | 623.8434 | 531.0472 | 567.7336 | 597.0042 | 574.4698 | 566.9056 | 547.4863 | 525.7312 | 535.5664 | 573.3398 | 597.6569 | 556.5489 | 542.6452 | 509.6553 | 509.1701 | 601.267 | 623.2624 | 613.6066 | 578.0887 | 589.6138 | 572.2915 | 587.9757 | 607.1671
CDP11 | NSW | N5 | South West NSW | Solar | 2337.3321 | 2505.0797 | 2466.4066 | 4052.551 | 3997.7935 | 4119.8178 | 3757.1408 | 4036.612 | 4244.0498 | 4022.9743 | 4170.0529 | 4150.1616 | 3926.8594 | 4170.618 | 3936.423 | 3849.7341 | 3833.651 | 3561.2427 | 3465.6484 | 4841.6508 | 6048.3444 | 6295.5573 | 6312.9278 | 5820.3363 | 6929.0724 | 6283.8594 | 5593.5999 | 5934.3988
CDP11 | NSW | N6 | Wagga Wagga | Solar | 1125.4918 | 1700.268 | 1873.389 | 1757.6077 | 1756.2776 | 1824.1019 | 1650.656 | 1768.4647 | 1912.6165 | 1799.782 | 1828.7185 | 1834.4838 | 1671.9202 | 1921.499 | 1894.2875 | 1853.0342 | 1825.1369 | 1673.274 | 1730.4383 | 1809.7645 | 1691.1889 | 1734.3854 | 1835.3271 | 1711.906 | 1834.8433 | 1842.5513 | 576.129 | 609.8765
CDP11 | NSW | N7 | Tumut | Solar | 0 | 0 | 0 | 0 | 0 | 0 | 0 | 0 | 0 | 0 | 0 | 0 | 0 | 0 | 0 | 0 | 0 | 0 | 0 | 0 | 0 | 0 | 0 | 0 | 0 | 0 | 0 | 0
CDP11 | NSW | N8 | Cooma-Monaro | Solar | 0 | 0 | 0 | 0 | 0 | 0 | 0 | 0 | 0 | 0 | 0 | 0 | 0 | 0 | 0 | 0 | 0 | 0 | 0 | 0 | 0 | 0 | 0 | 0 | 0 | 0 | 0 | 0
CDP11 | NSW | N9 | Hunter-Central Coast | Solar | 0 | 0 | 1077.4464 | 1024.0186 | 1081.51 | 1057.6687 | 920.2767 | 950.9693 | 1089.4362 | 1125.418 | 1041.5131 | 1087.2181 | 1018.0235 | 1098.6787 | 1085.5405 | 1018.4847 | 993.6701 | 923.4016 | 999.0303 | 968.267 | 879.2791 | 909.5331 | 974.7897 | 964.1141 | 926.9437 | 945.1932 | 965.1869 | 1013.3814
CDP11 | NSW | N12 | Illawarra | Solar | 0 | 0 | 0 | 0 | 0 | 0 | 0 | 0 | 0 | 0 | 0 | 0 | 0 | 0 | 0 | 0 | 0 | 0 | 0 | 0 | 0 | 0 | 0 | 0 | 0 | 0 | 0 | 0
CDP11 | VIC | V0 | VIC Non-REZ | Solar | 0 | 0 | 0 | 0 | 0 | 0 | 0 | 0 | 0 | 0 | 0 | 0 | 0 | 0 | 0 | 0 | 0 | 0 | 0 | 0 | 0 | 0 | 0 | 0 | 0 | 0 | 0 | 0
CDP11 | VIC | V1 | Ovens Murray | Solar | 0 | 0 | 2.9498e-06 | 7.5614e-06 | 1.0351e-05 | 4.3151e-05 | 3.5168e-05 | 4.2832e-05 | 7.2744e-05 | 5.7464e-05 | 7.2676e-05 | 6.1027e-05 | 5.3637e-05 | 5.2998e-05 | 6.279e-05 | 6.0943e-05 | 6.1008e-05 | 5.7471e-05 | 5.8184e-05 | 9.8407e-05 | 8.6782e-05 | 9.8207e-05 | 0.000103 | 8.9359e-05 | 0.00016618 | 0.00017168 | 0.00016189 | 0.00016211
CDP11 | VIC | V2 | Murray River | Solar | 1455.0659 | 1711.1158 | 1764.0909 | 1999.5522 | 1940.1746 | 1986.1683 | 1719.9471 | 1738.4565 | 1773.7904 | 1798.0186 | 2120.3275 | 1998.5611 | 1893.9649 | 1925.9868 | 1981.7952 | 1864.9596 | 1871.4834 | 1836.6248 | 1828.1278 | 3395.5442 | 5014.13 | 5318.0377 | 5390.0469 | 5056.6807 | 5212.4318 | 4395.7366 | 4039.3353 | 4254.9487
CDP11 | VIC | V3 | Western Victoria | Solar | 0 | 40.179 | 237.4971 | 244.941 | 241.3918 | 239.2078 | 204.431 | 212.3294 | 212.3834 | 191.0472 | 257.8422 | 264.1598 | 247.1064 | 255.9612 | 247.3147 | 238.1157 | 240.4292 | 246.2416 | 223.2122 | 218.602 | 190.5841 | 220.3353 | 218.5565 | 219.0477 | 223.4562 | 262.5996 | 236.3396 | 253.0752
CDP11 | VIC | V4 | South West Victoria | Solar | 0 | 0 | 0 | 0 | 0 | 0 | 0 | 0 | 0 | 0 | 0 | 0 | 0 | 0 | 0 | 0 | 0 | 0 | 0 | 0 | 0 | 0 | 0 | 0 | 0 | 0 | 0 | 0
CDP11 | VIC | V5 | Gippsland | Solar | 0 | 115.2104 | 269.2745 | 271.7347 | 286.6015 | 273.4339 | 241.1887 | 236.7747 | 258.249 | 247.5787 | 287.325 | 265.8794 | 261.2647 | 262.5703 | 261.4781 | 238.7592 | 241.1782 | 230.9648 | 249.2341 | 242.0253 | 229.2765 | 241.0897 | 250.4516 | 233.4621 | 242.9532 | 249.0432 | 249.6397 | 257.2254
CDP11 | VIC | V6 | Central North VIC | Solar | 1127.3632 | 1208.3087 | 1130.4652 | 1076.9378 | 1092.0558 | 1134.4753 | 991.7117 | 1007.4217 | 1045.0271 | 1033.1736 | 1202.2917 | 1137.0047 | 1073.3836 | 1111.8155 | 1099.3237 | 1009.7357 | 1049.3427 | 979.1144 | 1005.0419 | 1084.6577 | 839.1678 | 888.5066 | 900.8916 | 832.3563 | 909.3289 | 907.098 | 889.5462 | 545.4845
CDP11 | SA | S1 | South East SA | Solar | 417.1462 | 420.3354 | 411.5475 | 397.4815 | 375.9815 | 349.3428 | 349.0146 | 369.1744 | 382.3414 | 379.1664 | 390.0918 | 386.2219 | 369.9136 | 364.8721 | 394.7786 | 383.742 | 378.709 | 321.8089 | 300.2146 | 298.1081 | 263.1452 | 283.1174 | 264.2386 | 252.0649 | 265.7525 | 137.7781 | 135.649 | 133.6347
CDP11 | SA | S2 | Riverland | Solar | 103.7033 | 111.3641 | 98.8245 | 96.3169 | 92.234 | 86.5638 | 84.4455 | 80.5508 | 85.7316 | 80.678 | 84.5659 | 83.3566 | 79.6554 | 78.3642 | 85.0278 | 84.6283 | 81.851 | 65.7918 | 60.3711 | 1226.5893 | 1957.6071 | 2029.3628 | 1918.8822 | 1891.6752 | 1964.8194 | 2045.452 | 1959.0101 | 2015.7229
CDP11 | SA | S3 | Mid-North SA | Solar | 0 | 0 | 0 | 0 | 0 | 0 | 0 | 0 | 0 | 0 | 0 | 0 | 0 | 0 | 0 | 0 | 0 | 0 | 0 | 0 | 0 | 0 | 0 | 0 | 0 | 0 | 0 | 0
CDP11 | SA | S4 | Yorke Peninsula | Solar | 0 | 0 | 0 | 0 | 0 | 0 | 0 | 0 | 0 | 0 | 0 | 0 | 0 | 0 | 0 | 0 | 0 | 0 | 0 | 0 | 0 | 0 | 0 | 0 | 0 | 0 | 0 | 0
CDP11 | SA | S5 | Northern SA | Solar | 660.198 | 708.76 | 1318.0686 | 1187.6489 | 1168.2644 | 1083.2955 | 1156.9784 | 1198.4314 | 1230.0592 | 1235.9729 | 1238.0597 | 1268.3333 | 1211.7553 | 1226.6459 | 1274.4182 | 1303.6185 | 1267.8539 | 1235.6802 | 1230.3857 | 1191.3061 | 2526.9444 | 2629.7646 | 2493.7778 | 2287.333 | 2372.3463 | 2475.2339 | 2401.0432 | 2454.0364
CDP11 | SA | S6 | Leigh Creek | Solar | 0 | 0 | 0 | 0 | 0 | 0 | 0 | 0 | 0 | 0 | 0 | 0 | 0 | 0 | 0 | 0 | 0 | 0 | 0 | 0 | 0 | 0 | 0 | 0 | 0 | 0 | 0 | 0
CDP11 | SA | S7 | Roxby Downs | Solar | 0 | 0 | 5.2744e-06 | 7.2989e-05 | 190.2331 | 171.6438 | 174.8698 | 182.5239 | 190.823 | 190.1529 | 794.9008 | 807.2129 | 778.769 | 787.0541 | 824.3138 | 847.9453 | 854.011 | 820.8292 | 1159.8364 | 1088.4748 | 1066.6364 | 1104.6409 | 1040.4101 | 1038.2705 | 1028.6266 | 1064.2294 | 1077.6187 | 1083.6988
CDP11 | SA | S8 | Eastern Eyre Peninsula | Solar | 0 | 0 | 0 | 0 | 0 | 0 | 0 | 0 | 0 | 0 | 0 | 0 | 0 | 0 | 0 | 0 | 0 | 0 | 0 | 0 | 0 | 0 | 0 | 0 | 0 | 0 | 0 | 0
CDP11 | SA | S9 | Western Eyre Peninsula | Solar | 0 | 0 | 0 | 0 | 0 | 0 | 0 | 0 | 0 | 0 | 0 | 0 | 0 | 0 | 0 | 0 | 0 | 0 | 0 | 0 | 0 | 0 | 0 | 0 | 0 | 0 | 0 | 0
CDP11 | TAS | T1 | North East Tasmania | Solar | 0 | 0 | 0 | 0 | 0 | 0 | 0 | 0 | 0 | 0 | 0 | 0 | 0 | 0 | 0 | 0 | 0 | 0 | 0 | 0 | 0 | 0 | 0 | 0 | 0 | 0 | 0 | 0
CDP11 | TAS | T2 | North West Tasmania | Solar | 0 | 0 | 0 | 0 | 0 | 0 | 0 | 0 | 0 | 0 | 0 | 0 | 0 | 0 | 0 | 0 | 0 | 0 | 0 | 0 | 0 | 0 | 0 | 0 | 0 | 0 | 0 | 0
CDP11 | TAS | T3 | Tasmania Midlands | Solar | 0 | 0 | 0 | 0 | 0 | 0 | 0 | 0 | 0 | 0 | 0 | 0 | 0 | 0 | 0 | 0 | 0 | 0 | 0 | 0 | 0 | 0 | 0 | 0 | 0 | 0 | 0 | 0
CDP11 | QLD | Q1 | Far North QLD | Wind | 923.6585 | 906.5442 | 934.3066 | 2936.7092 | 3175.6971 | 3531.6994 | 3179.285 | 3530.8994 | 3683.9977 | 3680.1923 | 3584.3378 | 3302.1039 | 3462.2228 | 3622.8986 | 3559.3659 | 3437.4877 | 3311.3904 | 3226.8241 | 3108.1761 | 3601.9216 | 3461.8943 | 3756.1839 | 3785.7037 | 3850.8652 | 3652.5215 | 3303.1862 | 3516.8979 | 3708.5477
CDP11 | QLD | Q2 | North Qld Clean Energy Hub | Wind | 141.6084 | 129.5904 | 128.685 | 2279.2816 | 2986.1132 | 5366.0223 | 5224.46 | 5422.9661 | 5699.1918 | 6432.3233 | 6086.5467 | 5761.935 | 6610.2618 | 6965.6778 | 7153.7601 | 6689.5067 | 6587.776 | 6151.8567 | 6346.2713 | 6933.2622 | 7797.2405 | 7908.2397 | 8052.4847 | 8216.0099 | 7899.2662 | 7619.9244 | 8148.154 | 8736.4601
CDP11 | QLD | Q3 | Northern Qld | Wind | 0 | 0 | 0 | 0 | 0 | 0 | 0 | 0 | 0 | 0 | 0 | 0 | 0 | 0 | 0 | 0 | 0 | 0 | 0 | 0 | 0 | 0 | 0 | 0 | 0 | 0 | 0 | 0
CDP11 | QLD | Q4 | Isaac | Wind | 884.1683 | 1173.4154 | 1292.5557 | 1261.2403 | 1430.0652 | 1512.57 | 1323.9097 | 1377.0151 | 1485.3084 | 3824.6718 | 3624.8893 | 3431.2216 | 3538.0143 | 3509.2863 | 4062.9267 | 3440.5022 | 3742.14 | 3641.7719 | 3498.615 | 3565.809 | 5136.5747 | 5022.5985 | 5328.5275 | 5677.2141 | 5246.3888 | 4630.2419 | 4792.7226 | 4841.5624
CDP11 | QLD | Q5 | Barcaldine | Wind | 0 | 0 | 2.4124e-06 | 1.8957e-05 | 8.3254e-05 | 0.00020215 | 0.00016596 | 0.00018047 | 0.00021087 | 21.6842 | 22.3931 | 20.8284 | 19.7983 | 19.503 | 22.1639 | 19.1261 | 19.3778 | 18.8974 | 17.823 | 256.8733 | 272.9716 | 263.6488 | 289.0375 | 274.327 | 281.201 | 265.0982 | 256.591 | 259.2461
CDP11 | QLD | Q6 | Fitzroy | Wind | 0 | 0 | 4.0199e-06 | 1604.3511 | 2726.1543 | 2970.8077 | 2824.4202 | 2914.8342 | 2919.8646 | 2885.8147 | 2934.2423 | 2749.5188 | 2861.2283 | 2734.3251 | 3162.7291 | 2637.3602 | 2894.5767 | 2749.624 | 2705.1516 | 2872.9021 | 2897.2321 | 2855.1693 | 2814.099 | 2935.6995 | 2867.4984 | 2675.1784 | 2770.255 | 2674.4141
CDP11 | QLD | Q7 | Wide Bay | Wind | 0 | 0 | 3.88e-06 | 3.8383e-05 | 5.4973e-05 | 5.5682e-05 | 4.1967e-05 | 5.7392e-05 | 6.209e-05 | 0.00011469 | 0.00022793 | 0.00021625 | 491.6836 | 508.4679 | 520.2684 | 463.7193 | 492.8356 | 516.4977 | 496.1761 | 501.9001 | 508.8726 | 523.8921 | 523.7684 | 480.9541 | 2603.5251 | 2507.0203 | 2465.4753 | 2576.0078
CDP11 | QLD | Q8 | Darling Downs | Wind | 4637.2604 | 6192.9776 | 6567.6918 | 11517.3841 | 13908.8539 | 14044.2505 | 13459.3088 | 13229.9786 | 13816.6146 | 12762.5281 | 17519.009 | 16471.9512 | 16208.4016 | 17041.8243 | 17961.3327 | 16360.1694 | 17312.8904 | 17813.0624 | 17087.9457 | 17115.8419 | 15833.455 | 15147.2367 | 15391.6936 | 14702.3652 | 21257.4446 | 20001.5357 | 19468.0213 | 20898.829
CDP11 | QLD | Q9 | Banana | Wind | 0 | 0 | 0 | 0 | 0 | 0 | 0 | 0 | 0 | 0 | 0 | 0 | 0 | 0 | 0 | 0 | 0 | 0 | 0 | 0 | 0 | 0 | 0 | 0 | 0 | 0 | 0 | 0
CDP11 | NSW | N0 | NSW Non-REZ | Wind | 0 | 0 | 0 | 0 | 0 | 0 | 0 | 0 | 0 | 0 | 0 | 0 | 0 | 0 | 0 | 0 | 0 | 0 | 0 | 0 | 0 | 0 | 0 | 0 | 0 | 0 | 0 | 0
CDP11 | NSW | N1 | North West NSW | Wind | 0 | 0 | 0 | 0 | 0 | 0 | 0 | 0 | 0 | 0 | 0 | 0 | 0 | 0 | 0 | 0 | 0 | 0 | 0 | 0 | 0 | 0 | 0 | 0 | 0 | 0 | 0 | 0
CDP11 | NSW | N2 | New England | Wind | 1308.9955 | 1100.5667 | 1921.4368 | 2154.989 | 2187.7846 | 10510.2478 | 10634.2006 | 9855.5676 | 10392.0552 | 9639.4934 | 10102.9929 | 9920.7627 | 9798.5925 | 10109.0256 | 10137.9793 | 10022.8043 | 14549.3665 | 19665.3122 | 22461.0151 | 21628.0364 | 23481.5935 | 21325.9921 | 21984.9595 | 21069.3937 | 22199.9662 | 22000.6063 | 21496.7445 | 22784.6303
CDP11 | NSW | N3 | Central-West Orana | Wind | 658.7988 | 1205.117 | 2052.4345 | 3434.1972 | 13214.3943 | 12809.4394 | 13256.0684 | 12364.3538 | 12579.9433 | 11845.9469 | 12506.2903 | 12051.143 | 12034.5839 | 12828.3772 | 12784.0635 | 13002.2996 | 12871.6919 | 13265.4822 | 13018.9353 | 12290.7719 | 12957.6538 | 12016.53 | 12133.9296 | 11570.6672 | 12055.4403 | 12597.9858 | 12390.5209 | 13340.5485
CDP11 | NSW | N4 | Broken Hill | Wind | 782.5607 | 609.794 | 690.7832 | 970.6695 | 943.2695 | 962.7445 | 814.8244 | 860.826 | 833.7785 | 846.4826 | 829.986 | 821.2456 | 786.0999 | 866.544 | 893.5763 | 776.534 | 886.8832 | 816.6502 | 800.0646 | 220.2781 | 208.028 | 221.089 | 221.4599 | 224.6046 | 212.0252 | 211.7345 | 198.6886 | 217.7028
CDP11 | NSW | N5 | South West NSW | Wind | 0 | 0 | 1.4857e-05 | 1207.9041 | 1161.3285 | 1123.9919 | 1037.5911 | 1145.6207 | 1148.2491 | 1214.0375 | 1081.9646 | 1086.107 | 1121.5179 | 1172.5256 | 1187.299 | 1178.7086 | 1178.5951 | 1143.1118 | 1092.5219 | 1044.3144 | 1009.3374 | 1112.1898 | 1099.4581 | 1164.8492 | 1035.9342 | 1064.2302 | 1088.0192 | 1161.0632
CDP11 | NSW | N6 | Wagga Wagga | Wind | 0 | 0 | 0 | 0 | 0 | 0 | 0 | 0 | 0 | 0 | 0 | 0 | 0 | 0 | 0 | 0 | 0 | 0 | 0 | 0 | 0 | 0 | 0 | 0 | 0 | 0 | 0 | 0
CDP11 | NSW | N7 | Tumut | Wind | 0 | 201.4505 | 766.3738 | 909.2575 | 925.1104 | 818.6979 | 884.2341 | 780.1314 | 793.5474 | 817.4864 | 812.958 | 821.9305 | 788.358 | 821.5831 | 832.5206 | 885.1853 | 849.4126 | 904.4192 | 897.7489 | 797.844 | 874.2752 | 772.3491 | 778.5056 | 794.513 | 805.5919 | 841.2278 | 800.6544 | 856.1992
CDP11 | NSW | N8 | Cooma-Monaro | Wind | 369.606 | 379.4139 | 1340.5182 | 1422.2015 | 1446.3081 | 1345.8292 | 1312.524 | 1294.3637 | 1377.572 | 1411.3482 | 1263.9123 | 1351.7594 | 1294.5731 | 1390.654 | 1371.987 | 1303.0935 | 1096.8841 | 1022.0401 | 1043.3442 | 965.6792 | 1010.7062 | 1121.7007 | 1194.7795 | 1238.9578 | 1150.6343 | 1241.2722 | 1186.2902 | 1291.1311
CDP11 | NSW | N9 | Hunter-Central Coast | Wind | 0 | 0 | 1192.2863 | 1585.3288 | 1513.3207 | 1511.203 | 1631.8126 | 1442.9267 | 1543.9973 | 1428.9048 | 1447.0032 | 1526.2722 | 1462.2325 | 1560.1869 | 1400.1194 | 1493.4338 | 1575.4157 | 1495.3735 | 1419.0971 | 1377.5231 | 1576.5889 | 1378.0793 | 1462.4997 | 1370.446 | 2109.706 | 2561.7738 | 2442.4658 | 2669.5738
CDP11 | NSW | N12 | Illawarra | Wind | 0 | 0 | 0 | 0 | 0 | 0 | 0 | 0 | 0 | 0 | 0 | 0 | 0 | 0 | 0 | 0 | 0 | 0 | 0 | 0 | 0 | 0 | 0 | 0 | 0 | 0 | 0 | 0
CDP11 | VIC | V0 | VIC Non-REZ | Wind | 0 | 0 | 1.461e-06 | 4.1102e-05 | 7.2615e-05 | 6.5451e-05 | 5.9158e-05 | 7.3646e-05 | 7.0852e-05 | 7.2679e-05 | 7.6913e-05 | 7.2985e-05 | 7.0855e-05 | 6.5656e-05 | 6.817e-05 | 6.9683e-05 | 6.866e-05 | 7.075e-05 | 6.697e-05 | 6.8062e-05 | 7.0924e-05 | 8.5421e-05 | 7.8632e-05 | 9.1695e-05 | 7.4714e-05 | 0.00016557 | 0.00017191 | 0.00016653
CDP11 | VIC | V1 | Ovens Murray | Wind | 0 | 0 | 0 | 0 | 0 | 0 | 0 | 0 | 0 | 0 | 0 | 0 | 0 | 0 | 0 | 0 | 0 | 0 | 0 | 0 | 0 | 0 | 0 | 0 | 0 | 0 | 0 | 0
CDP11 | VIC | V2 | Murray River | Wind | 0 | 0 | 0 | 0 | 0 | 0 | 0 | 0 | 0 | 0 | 0 | 0 | 0 | 0 | 0 | 0 | 0 | 0 | 0 | 0 | 0 | 0 | 0 | 0 | 0 | 0 | 0 | 0
CDP11 | VIC | V3 | Western Victoria | Wind | 5695.8975 | 5949.5839 | 5596.4906 | 5969.3465 | 7909.2885 | 7822.6566 | 7530.1661 | 8142.0161 | 7804.6701 | 7908.6964 | 7099.0005 | 6883.0589 | 6698.0792 | 7008.0483 | 7024.4734 | 6981.2197 | 7087.9115 | 7165.116 | 6692.114 | 6128.556 | 5233.5265 | 5780.4683 | 5512.6772 | 5448.4403 | 4806.3891 | 5116.0513 | 4741.0507 | 5107.6
CDP11 | VIC | V4 | South West Victoria | Wind | 7457.3942 | 10583.0944 | 10161.0114 | 10647.5375 | 9733.9696 | 9851.774 | 9569.7586 | 10351.6652 | 9868.4924 | 10721.2765 | 9909.7627 | 9709.4525 | 9589.7141 | 9859.52 | 8854.297 | 8833.7055 | 8335.2132 | 8337.6605 | 7916.6749 | 7133.7293 | 7151.3014 | 4908.5954 | 4643.7196 | 4725.9313 | 6059.9407 | 7931.7784 | 8032.1117 | 8495.5149
CDP11 | VIC | V5 | Gippsland | Wind | 0 | 0 | 5.4269e-06 | 8.4322e-05 | 2049.1207 | 3369.7168 | 3367.1149 | 3437.442 | 3328.5607 | 3321.1997 | 3360.3827 | 3126.1214 | 3097.5127 | 3043.0789 | 3024.6808 | 3087.7427 | 3276.0792 | 3115.1775 | 2986.861 | 2986.1385 | 3026.8942 | 3151.5933 | 3062.3681 | 3357.5917 | 3064.6866 | 2990.2658 | 3021.0617 | 3099.5768
CDP11 | VIC | V6 | Central North VIC | Wind | 0 | 0 | 1.5967e-06 | 1.8946e-05 | 5.4567e-05 | 6.6174e-05 | 5.3462e-05 | 6.7696e-05 | 6.9913e-05 | 6.3832e-05 | 7.6228e-05 | 7.0875e-05 | 5.8881e-05 | 6.0444e-05 | 6.7488e-05 | 6.4965e-05 | 6.7481e-05 | 6.3446e-05 | 6.3827e-05 | 7.0185e-05 | 6.2457e-05 | 6.7771e-05 | 6.4138e-05 | 6.7537e-05 | 7.4193e-05 | 8.6174e-05 | 7.62e-05 | 7.8519e-05
CDP11 | SA | S1 | South East SA | Wind | 748.7431 | 817.2765 | 718.739 | 795.3036 | 2415.4638 | 2334.2666 | 2008.395 | 2150.372 | 2095.5675 | 2574.5413 | 2304.4435 | 2143.1133 | 2012.445 | 2159.64 | 1819.266 | 1802.3208 | 1666.6454 | 1786.0536 | 1711.5206 | 1629.9341 | 1560.9278 | 1734.9627 | 1626.1034 | 1812.9238 | 1607.532 | 2283.2018 | 2162.0102 | 2393.2861
CDP11 | SA | S2 | Riverland | Wind | 0 | 0 | 0 | 0 | 0 | 0 | 0 | 0 | 0 | 0 | 0 | 0 | 0 | 0 | 0 | 0 | 0 | 0 | 0 | 0 | 0 | 0 | 0 | 0 | 0 | 0 | 0 | 0
CDP11 | SA | S3 | Mid-North SA | Wind | 5242.5113 | 5517.1721 | 5309.6464 | 5621.1087 | 6803.1858 | 6281.1613 | 6307.4082 | 6762.7964 | 6678.0242 | 7119.2806 | 7077.5445 | 7222.8291 | 6232.6365 | 7117.2845 | 7117.7342 | 5706.6436 | 6694.7615 | 7068.7595 | 6994.7696 | 5756.2807 | 5573.4891 | 5795.0797 | 5727.5753 | 7790.4775 | 8025.6429 | 7911.3702 | 7487.1763 | 8576.6192
CDP11 | SA | S4 | Yorke Peninsula | Wind | 227.9297 | 243.0193 | 240.4967 | 314.7594 | 347.6313 | 268.248 | 230.24 | 244.9077 | 240.7053 | 280.339 | 245.6896 | 257.074 | 231.1777 | 266.4212 | 312.5951 | 299.0735 | 301.8204 | 315.1902 | 301.3137 | 283.7103 | 273.3097 | 295.16 | 277.9041 | 315.7877 | 265.5882 | 288.5423 | 257.619 | 300.0074
CDP11 | SA | S5 | Northern SA | Wind | 1329.482 | 1376.8231 | 1319.0504 | 1380.8265 | 1289.1063 | 1197.9181 | 1142.7898 | 1216.5681 | 1261.7993 | 1340.7809 | 1225.8102 | 1272.183 | 1225.0999 | 1337.5824 | 1373.6261 | 1316.2153 | 1327.8834 | 1348.3157 | 1257.3193 | 1209.8945 | 1142.3869 | 553.2837 | 559.5541 | 587.9318 | 533.0846 | 567.2257 | 548.6035 | 595.156
CDP11 | SA | S6 | Leigh Creek | Wind | 0 | 0 | 0 | 0 | 0 | 0 | 0 | 0 | 0 | 0 | 0 | 0 | 0 | 0 | 0 | 0 | 0 | 0 | 0 | 0 | 0 | 0 | 0 | 0 | 0 | 0 | 0 | 0
CDP11 | SA | S7 | Roxby Downs | Wind | 0 | 0 | 0 | 0 | 0 | 0 | 0 | 0 | 0 | 0 | 0 | 0 | 0 | 0 | 0 | 0 | 0 | 0 | 0 | 0 | 0 | 0 | 0 | 0 | 0 | 0 | 0 | 0
CDP11 | SA | S8 | Eastern Eyre Peninsula | Wind | 321.1581 | 290.5488 | 304.5136 | 340.8415 | 334.0237 | 324.2626 | 163.8878 | 173.1267 | 173.9691 | 192.4107 | 178.5765 | 0.0014871 | 0.0013214 | 0.001462 | 220.7729 | 213.0891 | 221.9223 | 225.8772 | 215.2547 | 206.9221 | 201.5689 | 436.0629 | 912.2846 | 1044.3555 | 883.6252 | 914.1035 | 836.0559 | 963.6815
CDP11 | SA | S9 | Western Eyre Peninsula | Wind | 0 | 0 | 0 | 0 | 0 | 0 | 0 | 0 | 0 | 0 | 0 | 0 | 0 | 0 | 0 | 0 | 0 | 0 | 0 | 0 | 0 | 0 | 0 | 0 | 0 | 0 | 0 | 0
CDP11 | TAS | T1 | North East Tasmania | Wind | 598.3431 | 649.484 | 548.4117 | 781.7418 | 1424.8277 | 1429.9341 | 1489.7208 | 1480.9956 | 1393.2977 | 1517.1152 | 1437.0063 | 1909.9901 | 2113.5618 | 2107.9567 | 2195.5453 | 2286.0835 | 1821.7124 | 1882.7022 | 1779.4538 | 1860.831 | 1919.1873 | 1907.1043 | 1865.3807 | 2010.1704 | 1895.9681 | 1907.189 | 1513.6881 | 1439.3542
CDP11 | TAS | T2 | North West Tasmania | Wind | 918.0816 | 973.2529 | 901.9787 | 877.1091 | 853.2369 | 870.0655 | 904.5431 | 903.4515 | 872.9319 | 961.1441 | 892.9715 | 871.2007 | 910.2436 | 1326.5101 | 1314.6467 | 1342.212 | 1091.9047 | 1060.0026 | 1032.2848 | 1065.6212 | 1117.6269 | 1139.575 | 1103.4925 | 1179.3019 | 1102.5331 | 1069.7539 | 647.3612 | 666.5348
CDP11 | TAS | T3 | Tasmania Midlands | Wind | 458.9298 | 552.0708 | 2548.0018 | 3029.2091 | 3092.2611 | 3733.8472 | 4123.6379 | 4625.0999 | 5237.2246 | 5518.3065 | 6161.5108 | 6211.3239 | 6481.2985 | 6587.4277 | 7028.7542 | 7427.3909 | 6124.3133 | 6023.5739 | 5917.7397 | 6342.3592 | 6224.6385 | 6391.1541 | 6128.6187 | 6317.5177 | 6134.1905 | 5879.8957 | 6198.0896 | 6227.721
CDP11 | NSW | N10 | Hunter Coast | Offshore Wind | 0 | 0 | 0 | 0 | 0 | 0 | 0 | 0 | 0 | 0 | 0 | 0 | 0 | 0 | 0 | 0 | 0 | 0 | 0 | 0 | 0 | 0 | 0 | 0 | 0 | 0 | 0 | 0
CDP11 | NSW | N11 | Illawarra Coast | Offshore Wind | 0 | 0 | 0 | 0 | 0 | 0 | 0 | 0 | 0 | 0 | 0 | 0 | 0 | 0 | 0 | 0 | 0 | 0 | 0 | 0 | 0 | 0 | 0 | 0 | 0 | 0 | 0 | 0
CDP11 | VIC | V7 | Gippsland Coast | Offshore Wind | 0 | 0 | 0 | 0 | 0 | 0 | 4006.7922 | 7928.8371 | 10433.8233 | 10708.1435 | 12817.4818 | 17061.3093 | 20918.6847 | 25651.5483 | 28662.2086 | 33599.6306 | 33921.8744 | 33707.5969 | 32266.3246 | 31320.8181 | 31981.3071 | 31830.0157 | 32087.6473 | 34186.0504 | 31558.8268 | 31732.6973 | 32807.5372 | 34355.9823
CDP11 | VIC | V8 | Portland Coast | Offshore Wind | 0 | 0 | 0 | 0 | 0 | 0 | 0 | 0 | 0 | 2471.1738 | 2448.581 | 2283.2547 | 2673.1615 | 2714.5898 | 2806.4208 | 2842.1764 | 2766.3756 | 2983.4488 | 2821.573 | 2651.2568 | 2692.2157 | 3028.7823 | 2895.2281 | 3020.0444 | 2706.1683 | 2712.9194 | 2754.0765 | 2878.9972
CDP11 | SA | S10 | South East SA Coast | Offshore Wind | 0 | 0 | 0 | 0 | 0 | 0 | 0 | 0 | 0 | 0 | 0 | 0 | 0 | 0 | 0 | 0 | 0 | 0 | 0 | 0 | 0 | 0 | 0 | 0 | 0 | 0 | 0 | 0
CDP11 | TAS | T4 | North West Tasmania Coast | Offshore Wind | 0 | 0 | 0 | 0 | 0 | 0 | 0 | 0 | 0 | 0 | 0 | 0 | 0 | 0 | 0 | 0 | 0 | 0 | 0 | 0 | 0 | 0 | 0 | 0 | 0 | 0 | 0 | 0
CDP11 | TAS | T5 | North East Tasmania Coast | Offshore Wind | 0 | 0 | 0 | 0 | 0 | 0 | 0 | 0 | 0 | 0 | 0 | 0 | 0 | 0 | 0 | 0 | 0 | 0 | 0 | 0 | 0 | 0 | 0 | 0 | 0 | 0 | 0 | 0
CDP12 | QLD | Q1 | Far North QLD | Solar | 0 | 0 | 0 | 0 | 0 | 0 | 0 | 0 | 0 | 0 | 0 | 0 | 0 | 0 | 0 | 0 | 0 | 0 | 0 | 0 | 0 | 0 | 0 | 0 | 0 | 0 | 0 | 0
CDP12 | QLD | Q2 | North Qld Clean Energy Hub | Solar | 196.3781 | 202.5001 | 187.3994 | 180.0333 | 170.0999 | 141.4114 | 149.8897 | 163.1838 | 181.2895 | 162.5412 | 166.9954 | 167.4798 | 161.1716 | 79.4531 | 82.1997 | 84.4716 | 82.685 | 496.3977 | 657.3351 | 684.3094 | 697.2016 | 759.8671 | 717.2325 | 695.4044 | 698.8629 | 1317.312 | 1305.4099 | 1286.3019
CDP12 | QLD | Q3 | Northern Qld | Solar | 1101.7202 | 1192.3278 | 1102.4995 | 1088.5348 | 1027.711 | 870.6902 | 877.7389 | 1010.383 | 1105.8376 | 1014.1692 | 1092.4467 | 1112.4548 | 1041.8324 | 1037.9411 | 1030.7914 | 1089.5124 | 1030.9152 | 1044.7652 | 742.8227 | 487.273 | 393.3018 | 438.2694 | 445.4323 | 198.459 | 222.1777 | 217.8082 | 0 | 0
CDP12 | QLD | Q4 | Isaac | Solar | 1589.622 | 1679.5871 | 1568.2903 | 1611.8131 | 1544.8266 | 1635.737 | 1249.6788 | 1438.4012 | 1542.35 | 1493.3267 | 1571.8235 | 1559.817 | 1480.7903 | 1522.7234 | 1508.5937 | 1575.2088 | 1514.2176 | 2578.089 | 2432.1879 | 2601.7865 | 2032.5671 | 2325.1065 | 2347.8025 | 2320.7019 | 1531.5207 | 3302.3866 | 3107.0265 | 3210.2645
CDP12 | QLD | Q5 | Barcaldine | Solar | 41.1185 | 40.8697 | 38.5482 | 240.0627 | 228.4926 | 248.5794 | 181.9255 | 196.5468 | 227.5422 | 213.6714 | 216.7067 | 209.7651 | 197.386 | 200.224 | 207.4601 | 207.0189 | 214.7551 | 204.2252 | 186.5407 | 171.5026 | 157.4051 | 163.8153 | 160.1978 | 154.5284 | 156.0288 | 145.4712 | 141.4516 | 144.4312
CDP12 | QLD | Q6 | Fitzroy | Solar | 212.5918 | 220.6808 | 206.3761 | 205.4401 | 197.4348 | 208.966 | 166.8528 | 175.6457 | 193.1789 | 192.4189 | 184.5108 | 193.4681 | 187.813 | 177.9704 | 182.1051 | 190.8135 | 207.644 | 177.2934 | 151.8811 | 181.9426 | 168.1 | 178.6362 | 160.0472 | 475.2484 | 3986.7436 | 5088.5858 | 6470.1871 | 8184.245
CDP12 | QLD | Q7 | Wide Bay | Solar | 729.6676 | 902.1002 | 1108.9449 | 1092.7019 | 1055.0013 | 1116.3108 | 856.9153 | 992.4541 | 1080.2924 | 4597.8753 | 5717.0607 | 5941.655 | 5813.0571 | 5871.1417 | 5859.0598 | 6064.9966 | 5800.2674 | 5451.0966 | 5263.3726 | 5656.6753 | 4704.0521 | 5302.5323 | 5460.8465 | 5680.6238 | 5497.0952 | 5316.4386 | 5243.5722 | 5340.5619
CDP12 | QLD | Q8 | Darling Downs | Solar | 3857.2599 | 3898.1947 | 3666.1651 | 3535.7259 | 3499.9434 | 3620.3496 | 2941.4629 | 3284.5045 | 4148.2587 | 6110.521 | 5927.1068 | 8231.3638 | 7955.1448 | 8148.2241 | 8215.3288 | 8283.0859 | 7922.1432 | 7418.0797 | 10199.1353 | 10843.9276 | 8860.6873 | 11228.5915 | 10890.5043 | 12453.066 | 11997.4898 | 16351.3095 | 16277.2506 | 16544.5441
CDP12 | QLD | Q9 | Banana | Solar | 0 | 0 | 0 | 0 | 0 | 0 | 0 | 0 | 0 | 0 | 0 | 0 | 0 | 0 | 0 | 0 | 0 | 0 | 0 | 0 | 0 | 0 | 0 | 0 | 0 | 0 | 0 | 0
CDP12 | NSW | N0 | NSW Non-REZ | Solar | 0 | 0 | 0 | 0 | 0 | 0 | 0 | 0 | 0 | 0 | 0 | 0 | 0 | 0 | 0 | 0 | 0 | 0 | 0 | 0 | 0 | 0 | 0 | 0 | 0 | 0 | 0 | 0
CDP12 | NSW | N1 | North West NSW | Solar | 450.8492 | 455.8677 | 492.9227 | 484.6371 | 477.599 | 473.0268 | 405.5206 | 426.7557 | 465.0392 | 460.398 | 441.3621 | 450.5456 | 415.127 | 437.6686 | 446.5016 | 427.9708 | 425.8927 | 404.7588 | 394.6176 | 397.8702 | 374.7577 | 385.0723 | 353.8918 | 372.5607 | 365.8723 | 379.58 | 385.2138 | 393.2611
CDP12 | NSW | N2 | New England | Solar | 1266.2644 | 1710.0461 | 1831.7168 | 1761.8641 | 1905.9368 | 2450.9091 | 2137.236 | 2267.0347 | 2574.4446 | 2679.4754 | 3450.3963 | 3683.3434 | 3386.8393 | 3664.7655 | 3639.9727 | 3478.7681 | 3372.4247 | 5635.1259 | 6669.483 | 8552.2602 | 7387.2707 | 7906.0699 | 8502.608 | 8770.6046 | 8405.9553 | 8891.0554 | 8375.2666 | 9048.7488
CDP12 | NSW | N3 | Central-West Orana | Solar | 2714.7587 | 2887.4033 | 3276.8775 | 3191.0921 | 6474.2902 | 7126.5918 | 6475.9101 | 6771.1496 | 7730.8578 | 7702.4851 | 8130.4506 | 8331.784 | 7986.2623 | 8529.8417 | 8480.9436 | 8228.596 | 8025.2436 | 7240.1265 | 7480.6789 | 9012.95 | 7895.6603 | 8146.7037 | 9056.3609 | 12133.0051 | 12568.467 | 15767.8763 | 15217.1909 | 16188.8917
CDP12 | NSW | N4 | Broken Hill | Solar | 120.0645 | 133.0282 | 650.4361 | 657.121 | 636.9902 | 625.0155 | 530.0522 | 566.8454 | 595.473 | 573.8105 | 567.7769 | 548.4152 | 525.8196 | 536.3255 | 574.2128 | 597.5996 | 562.5174 | 543.1003 | 509.4026 | 508.5557 | 599.7956 | 622.0165 | 612.4078 | 577.1124 | 587.8348 | 571.7394 | 587.1001 | 606.7319
CDP12 | NSW | N5 | South West NSW | Solar | 2342.6664 | 2505.7203 | 2465.4654 | 4031.751 | 3985.1805 | 4105.0565 | 3750.7072 | 4016.1659 | 4231.1844 | 4001.3409 | 4160.8427 | 4136.2889 | 3910.3049 | 4131.3631 | 3918.028 | 3831.6228 | 3842.9046 | 3553.7005 | 3474.1507 | 4806.7926 | 5937.8815 | 6233.7343 | 6241.629 | 5783.5233 | 6919.1037 | 6156.9651 | 5578.5681 | 5877.0805
CDP12 | NSW | N6 | Wagga Wagga | Solar | 1126.3441 | 1701.2948 | 1874.411 | 1755.7855 | 1758.8734 | 1854.9256 | 1665.9766 | 1760.6024 | 1903.3814 | 1784.9163 | 1872.4477 | 1899.2886 | 1775.8045 | 1915.3971 | 1889.2903 | 1833.0627 | 1821.3842 | 1692.3566 | 1728.2819 | 1797.9917 | 1644.5695 | 1742.7633 | 1836.273 | 1724.2684 | 1783.4606 | 1864.2517 | 667.211 | 652.1897
CDP12 | NSW | N7 | Tumut | Solar | 0 | 0 | 0 | 0 | 0 | 0 | 0 | 0 | 0 | 0 | 0 | 0 | 0 | 0 | 0 | 0 | 0 | 0 | 0 | 0 | 0 | 0 | 0 | 0 | 0 | 0 | 0 | 0
CDP12 | NSW | N8 | Cooma-Monaro | Solar | 0 | 0 | 0 | 0 | 0 | 0 | 0 | 0 | 0 | 0 | 0 | 0 | 0 | 0 | 0 | 0 | 0 | 0 | 0 | 0 | 0 | 0 | 0 | 0 | 0 | 0 | 0 | 0
CDP12 | NSW | N9 | Hunter-Central Coast | Solar | 0 | 0 | 1077.6666 | 1026.5983 | 1087.8787 | 1036.1743 | 905.3386 | 949.0245 | 1086.302 | 1122.3245 | 1041.7803 | 1086.2593 | 1017.033 | 1096.7775 | 1083.9487 | 1018.1091 | 999.7947 | 924.2732 | 999.0966 | 968.0962 | 878.6087 | 904.9548 | 997.658 | 975.4847 | 902.752 | 944.0352 | 958.986 | 1017.6098
CDP12 | NSW | N12 | Illawarra | Solar | 0 | 0 | 0 | 0 | 0 | 0 | 0 | 0 | 0 | 0 | 0 | 0 | 0 | 0 | 0 | 0 | 0 | 0 | 0 | 0 | 0 | 0 | 0 | 0 | 0 | 0 | 0 | 0
CDP12 | VIC | V0 | VIC Non-REZ | Solar | 0 | 0 | 0 | 0 | 0 | 0 | 0 | 0 | 0 | 0 | 0 | 0 | 0 | 0 | 0 | 0 | 0 | 0 | 0 | 0 | 0 | 0 | 0 | 0 | 0 | 0 | 0 | 0
CDP12 | VIC | V1 | Ovens Murray | Solar | 0 | 0 | 2.9265e-07 | 2.9955e-06 | 4.637e-06 | 2.0758e-05 | 1.6819e-05 | 1.9184e-05 | 7.7082e-05 | 6.0708e-05 | 7.5324e-05 | 6.2819e-05 | 5.3897e-05 | 5.2817e-05 | 6.722e-05 | 6.2928e-05 | 6.4225e-05 | 6.1182e-05 | 6.0991e-05 | 0.00010149 | 8.9433e-05 | 0.00010036 | 0.00010088 | 8.7207e-05 | 0.00014557 | 0.00015087 | 0.00014205 | 0.00014215
CDP12 | VIC | V2 | Murray River | Solar | 1450.9828 | 1715.1203 | 1762.071 | 1999.7315 | 1941.4128 | 1986.867 | 1720.7053 | 1738.9456 | 1774.2404 | 1796.28 | 2120.4567 | 1999.2002 | 1895.9682 | 1940.9958 | 1982.1722 | 1861.3872 | 1871.9747 | 1852.8557 | 1839.359 | 3492.7758 | 5031.682 | 5333.6397 | 5408.9679 | 5075.6732 | 5225.4037 | 4411.8822 | 4055.9948 | 4277.275
CDP12 | VIC | V3 | Western Victoria | Solar | 0 | 40.179 | 237.9585 | 245.7338 | 241.7961 | 236.7346 | 204.5756 | 212.5778 | 214.9135 | 217.6732 | 257.8941 | 262.6649 | 251.0574 | 263.6081 | 255.9115 | 239.0217 | 248.059 | 236.4461 | 238.4682 | 234.0209 | 186.223 | 235.8728 | 226.8783 | 185.7873 | 208.3598 | 249.3239 | 238.7729 | 260.8284
CDP12 | VIC | V4 | South West Victoria | Solar | 0 | 0 | 0 | 0 | 0 | 0 | 0 | 0 | 0 | 0 | 0 | 0 | 0 | 0 | 0 | 0 | 0 | 0 | 0 | 0 | 0 | 0 | 0 | 0 | 0 | 0 | 0 | 0
CDP12 | VIC | V5 | Gippsland | Solar | 0 | 116.3327 | 269.7611 | 271.3321 | 288.097 | 275.6508 | 241.2561 | 236.8266 | 258.3521 | 247.6982 | 287.3795 | 264.7896 | 261.3371 | 260.3893 | 261.426 | 238.8192 | 243.014 | 232.8337 | 250.0719 | 241.0441 | 226.5693 | 240.9933 | 250.3199 | 234.8583 | 242.0267 | 251.4917 | 251.5191 | 257.4619
CDP12 | VIC | V6 | Central North VIC | Solar | 1118.0104 | 1193.9027 | 1127.2895 | 1076.4324 | 1090.6363 | 1134.8466 | 991.498 | 1007.5105 | 1043.0084 | 1005.5835 | 1202.3909 | 1135.7902 | 1057.7728 | 1034.8282 | 1073.7589 | 991.9699 | 1044.3306 | 997.4314 | 1017.5956 | 1097.6055 | 849.2097 | 886.5797 | 895.0035 | 829.1393 | 876.3503 | 895.7736 | 876.1254 | 541.0683
CDP12 | SA | S1 | South East SA | Solar | 414.838 | 429.7089 | 423.511 | 397.3529 | 376.4563 | 348.8297 | 352.1266 | 369.8354 | 379.5103 | 369.7981 | 386.0736 | 385.9957 | 365.3175 | 374.8179 | 396.6767 | 383.455 | 378.2058 | 319.9036 | 299.6264 | 298.4752 | 264.9632 | 284.8073 | 265.984 | 253.6257 | 267.7677 | 138.5929 | 135.9971 | 133.6114
CDP12 | SA | S2 | Riverland | Solar | 104.643 | 110.7689 | 98.8666 | 96.2408 | 92.2726 | 86.6482 | 84.4151 | 80.612 | 85.169 | 80.4715 | 84.6725 | 83.5065 | 79.3303 | 77.575 | 85.3309 | 84.7931 | 81.2427 | 65.4093 | 60.3424 | 1162.5194 | 1962.1285 | 2038.3071 | 1928.4772 | 1905.3885 | 1976.2348 | 2057.6174 | 1970.5599 | 2030.5157
CDP12 | SA | S3 | Mid-North SA | Solar | 0 | 0 | 0 | 0 | 0 | 0 | 0 | 0 | 0 | 0 | 0 | 0 | 0 | 0 | 0 | 0 | 0 | 0 | 0 | 0 | 0 | 0 | 0 | 0 | 0 | 0 | 0 | 0
CDP12 | SA | S4 | Yorke Peninsula | Solar | 0 | 0 | 0 | 0 | 0 | 0 | 0 | 0 | 0 | 0 | 0 | 0 | 0 | 0 | 0 | 0 | 0 | 0 | 0 | 0 | 0 | 0 | 0 | 0 | 0 | 0 | 0 | 0
CDP12 | SA | S5 | Northern SA | Solar | 647.615 | 718.6885 | 1322.0111 | 1186.6925 | 1169.3378 | 1082.1028 | 1154.9281 | 1195.5008 | 1226.3066 | 1234.5353 | 1243.9372 | 1272.3491 | 1215.4423 | 1230.603 | 1278.5176 | 1308.5187 | 1265.2175 | 1228.2284 | 1228.1452 | 1190.4882 | 2395.4526 | 2494.7624 | 2368.4502 | 2170.921 | 2249.8259 | 2343.526 | 2275.2272 | 2325.2312
CDP12 | SA | S6 | Leigh Creek | Solar | 0 | 0 | 0 | 0 | 0 | 0 | 0 | 0 | 0 | 0 | 0 | 0 | 0 | 0 | 0 | 0 | 0 | 0 | 0 | 0 | 0 | 0 | 0 | 0 | 0 | 0 | 0 | 0
CDP12 | SA | S7 | Roxby Downs | Solar | 0 | 0 | 8.97e-07 | 3.0671e-05 | 189.8469 | 170.962 | 173.8835 | 181.6808 | 189.8518 | 189.5733 | 756.648 | 765.997 | 738.9915 | 746.9873 | 782.5138 | 805.4717 | 1095.021 | 1046.1581 | 1154.1009 | 1084.5969 | 1068.9662 | 1108.7368 | 1044.7561 | 1044.4339 | 1034.1134 | 1069.4792 | 1092.037 | 1099.8828
CDP12 | SA | S8 | Eastern Eyre Peninsula | Solar | 0 | 0 | 0 | 0 | 0 | 0 | 0 | 0 | 0 | 0 | 0 | 0 | 0 | 0 | 0 | 0 | 0 | 0 | 0 | 0 | 0 | 0 | 0 | 0 | 0 | 0 | 0 | 0
CDP12 | SA | S9 | Western Eyre Peninsula | Solar | 0 | 0 | 0 | 0 | 0 | 0 | 0 | 0 | 0 | 0 | 0 | 0 | 0 | 0 | 0 | 0 | 0 | 0 | 0 | 0 | 0 | 0 | 0 | 0 | 0 | 0 | 0 | 0
CDP12 | TAS | T1 | North East Tasmania | Solar | 0 | 0 | 0 | 0 | 0 | 0 | 0 | 0 | 0 | 0 | 0 | 0 | 0 | 0 | 0 | 0 | 0 | 0 | 0 | 0 | 0 | 0 | 0 | 0 | 0 | 0 | 0 | 0
CDP12 | TAS | T2 | North West Tasmania | Solar | 0 | 0 | 0 | 0 | 0 | 0 | 0 | 0 | 0 | 0 | 0 | 0 | 0 | 0 | 0 | 0 | 0 | 0 | 0 | 0 | 0 | 0 | 0 | 0 | 0 | 0 | 0 | 0
CDP12 | TAS | T3 | Tasmania Midlands | Solar | 0 | 0 | 0 | 0 | 0 | 0 | 0 | 0 | 0 | 0 | 0 | 0 | 0 | 0 | 0 | 0 | 0 | 0 | 0 | 0 | 0 | 0 | 0 | 0 | 0 | 0 | 0 | 0
CDP12 | QLD | Q1 | Far North QLD | Wind | 919.9665 | 904.3321 | 934.2654 | 2937.6129 | 3176.5231 | 3532.5049 | 3171.8754 | 3527.6056 | 3685.7704 | 3678.559 | 3578.7938 | 3298.7756 | 3454.86 | 3611.2131 | 3543.1939 | 3426.0739 | 3309.6277 | 3199.4959 | 3068.4016 | 3605.2334 | 3457.6812 | 3747.6165 | 3781.1823 | 3848.1746 | 3640.7443 | 3291.1661 | 3517.4824 | 3710.6179
CDP12 | QLD | Q2 | North Qld Clean Energy Hub | Wind | 141.8699 | 129.4507 | 128.6806 | 2274.3207 | 2985.9084 | 5378.9138 | 5227.1178 | 5431.0175 | 5712.0782 | 6392.5533 | 6045.485 | 5754.8539 | 6643.6732 | 6998.9669 | 7187.7185 | 6724.8305 | 6631.4235 | 6175.8944 | 6375.7902 | 7055.3808 | 7786.7109 | 7894.8255 | 8035.9092 | 8201.6158 | 7888.4458 | 7619.2531 | 8147.7578 | 8744.6997
CDP12 | QLD | Q3 | Northern Qld | Wind | 0 | 0 | 0 | 0 | 0 | 0 | 0 | 0 | 0 | 0 | 0 | 0 | 0 | 0 | 0 | 0 | 0 | 0 | 0 | 0 | 0 | 0 | 0 | 0 | 0 | 0 | 0 | 0
CDP12 | QLD | Q4 | Isaac | Wind | 892.6969 | 1175.0294 | 1292.4263 | 1261.2402 | 1453.3217 | 1536.4544 | 1342.5501 | 1396.8894 | 1509.0456 | 3790.9415 | 3591.2549 | 3398.725 | 3673.292 | 3643.5964 | 4217.0556 | 3572.9703 | 3893.7693 | 3782.6079 | 3633.3332 | 3701.6895 | 5601.3803 | 5465.4845 | 5802.9618 | 6192.6023 | 5713.4899 | 4854.1424 | 5027.2759 | 5084.1884
CDP12 | QLD | Q5 | Barcaldine | Wind | 0 | 0 | 0 | 8.0783e-06 | 3.9909e-05 | 9.909e-05 | 8.0934e-05 | 8.3563e-05 | 9.7928e-05 | 0.0006141 | 36.9447 | 34.3951 | 32.7828 | 32.423 | 36.6233 | 31.7672 | 32.5358 | 31.593 | 29.7749 | 267.9184 | 274.9155 | 264.7902 | 290.216 | 275.8681 | 281.8388 | 265.1336 | 256.6359 | 259.5628
CDP12 | QLD | Q6 | Fitzroy | Wind | 0 | 0 | 9.2215e-08 | 1608.7555 | 2726.1543 | 2970.8077 | 2810.3488 | 2913.1083 | 2920.0123 | 2886.9251 | 2934.3146 | 2748.6449 | 2861.9916 | 2734.3677 | 3155.0626 | 2682.2759 | 2898.8044 | 2806.4194 | 2753.5321 | 2897.2049 | 2879.276 | 2873.5258 | 2863.0588 | 2891.4351 | 2848.5327 | 2646.6235 | 2811.404 | 2715.9367
CDP12 | QLD | Q7 | Wide Bay | Wind | 0 | 0 | 2.098e-08 | 1.6271e-05 | 2.51e-05 | 2.5337e-05 | 1.825e-05 | 2.6836e-05 | 4.1227e-05 | 0.00010433 | 0.0002199 | 0.00022275 | 376.6638 | 388.9003 | 398.374 | 355.7081 | 379.5947 | 396.6217 | 380.0013 | 385.3275 | 390.8185 | 806.6682 | 800.3602 | 732.1233 | 2603.0622 | 2508.1394 | 2466.3969 | 2578.2566
CDP12 | QLD | Q8 | Darling Downs | Wind | 4637.1061 | 6192.7165 | 6566.9334 | 11517.3841 | 13897.7075 | 14032.9769 | 13381.7265 | 13209.3523 | 13805.8872 | 12754.6314 | 16191.0418 | 15215.494 | 14979.6241 | 15734.1569 | 16577.149 | 15102.0087 | 16022.4467 | 16463.9606 | 15794.8306 | 15821.905 | 14546.6343 | 13912.6299 | 14118.4504 | 13480.3612 | 21257.2581 | 20002.6163 | 19469.5522 | 20905.5328
CDP12 | QLD | Q9 | Banana | Wind | 0 | 0 | 0 | 0 | 0 | 0 | 0 | 0 | 0 | 0 | 0 | 0 | 0 | 0 | 0 | 0 | 0 | 0 | 0 | 0 | 0 | 0 | 0 | 0 | 0 | 0 | 0 | 0
CDP12 | NSW | N0 | NSW Non-REZ | Wind | 0 | 0 | 0 | 0 | 0 | 0 | 0 | 0 | 0 | 0 | 0 | 0 | 0 | 0 | 0 | 0 | 0 | 0 | 0 | 0 | 0 | 0 | 0 | 0 | 0 | 0 | 0 | 0
CDP12 | NSW | N1 | North West NSW | Wind | 0 | 0 | 0 | 0 | 0 | 0 | 0 | 0 | 0 | 0 | 0 | 0 | 0 | 0 | 0 | 0 | 0 | 0 | 0 | 0 | 0 | 0 | 0 | 0 | 0 | 0 | 0 | 0
CDP12 | NSW | N2 | New England | Wind | 1306.086 | 1100.6412 | 1920.8936 | 2158.0953 | 2194.3908 | 10767.4147 | 11426.5726 | 10511.4191 | 11056.5582 | 10261.9532 | 12445.7776 | 12315.8078 | 12207.3217 | 12540.6015 | 12586.1293 | 12105.0438 | 14505.7504 | 20604.5381 | 22531.9082 | 21793.7766 | 23654.8577 | 21482.9968 | 22149.7276 | 21226.2712 | 22198.9281 | 21994.9818 | 21482.2483 | 22773.6286
CDP12 | NSW | N3 | Central-West Orana | Wind | 658.7843 | 1205.1191 | 2044.6465 | 3434.9735 | 13197.3627 | 12792.3914 | 13219.7351 | 12334.2408 | 12542.1011 | 11815.3537 | 12517.86 | 12077.2942 | 12043.8951 | 12843.7405 | 12802.0667 | 13029.0549 | 12938.8852 | 13278.8329 | 13047.8625 | 12277.8753 | 12943.836 | 12007.5047 | 12126.8527 | 11562.3304 | 12042.5122 | 12441.7836 | 12233.1104 | 13170.7291
CDP12 | NSW | N4 | Broken Hill | Wind | 786.9089 | 609.1413 | 690.4885 | 973.4925 | 946.1417 | 965.5483 | 812.2456 | 859.6142 | 831.9088 | 845.7501 | 830.3345 | 821.1419 | 784.5427 | 863.8322 | 892.2585 | 777.9551 | 889.3431 | 817.9033 | 803.2568 | 223.028 | 210.4941 | 223.6706 | 224.3007 | 227.8001 | 214.309 | 214.1265 | 200.9845 | 220.3079
CDP12 | NSW | N5 | South West NSW | Wind | 0 | 0 | 6.2008e-06 | 1354.3568 | 1303.2673 | 1261.5831 | 1163.4159 | 1285.0669 | 1287.1507 | 1362.4311 | 1215.206 | 1219.7264 | 1258.7152 | 1315.635 | 1332.1312 | 1324.8083 | 1330.1727 | 1286.4445 | 1231.2904 | 1176.1475 | 1136.5827 | 1251.2345 | 1237.8804 | 1312.2243 | 1165.8926 | 1198.0884 | 1226.3258 | 1308.7166
CDP12 | NSW | N6 | Wagga Wagga | Wind | 0 | 0 | 0 | 0 | 0 | 0 | 0 | 0 | 0 | 0 | 0 | 0 | 0 | 0 | 0 | 0 | 0 | 0 | 0 | 0 | 0 | 0 | 0 | 0 | 0 | 0 | 0 | 0
CDP12 | NSW | N7 | Tumut | Wind | 0 | 201.4505 | 766.5539 | 909.2576 | 926.5804 | 820.1658 | 886.8532 | 783.0857 | 778.1663 | 811.8072 | 816.4785 | 825.163 | 800.2133 | 842.077 | 831.0765 | 870.1406 | 844.2801 | 870.6169 | 891.3955 | 774.9606 | 876.6454 | 780.9718 | 797.5171 | 825.1343 | 802.1959 | 840.3677 | 741.804 | 827.0858
CDP12 | NSW | N8 | Cooma-Monaro | Wind | 369.1847 | 379.6214 | 1340.8547 | 1424.9808 | 1449.3751 | 1348.3974 | 1308.7574 | 1292.4434 | 1371.2325 | 1407.1654 | 1261.4731 | 1350.1014 | 1288.0273 | 1386.8242 | 1366.8212 | 1298.4349 | 1237.6608 | 1145.9308 | 1172.4233 | 1087.0299 | 1134.567 | 1112.617 | 1184.5578 | 1231.6121 | 1151.5715 | 1240.093 | 1182.1133 | 1289.0165
CDP12 | NSW | N9 | Hunter-Central Coast | Wind | 0 | 0 | 1192.4163 | 1379.4956 | 1303.7379 | 1266.6351 | 1315.7231 | 1222.521 | 1309.0233 | 1208.221 | 1229.0711 | 1288.1745 | 1237.6381 | 1324.1293 | 1184.708 | 1256.7052 | 1339.8867 | 1267.2699 | 1204.9867 | 1173.2589 | 1577.969 | 1379.4141 | 1464.3598 | 1372.8309 | 2019.3644 | 2560.0607 | 2440.8004 | 2669.4206
CDP12 | NSW | N12 | Illawarra | Wind | 0 | 0 | 0 | 0 | 0 | 0 | 0 | 0 | 0 | 0 | 0 | 0 | 0 | 0 | 0 | 0 | 0 | 0 | 0 | 0 | 0 | 0 | 0 | 0 | 0 | 0 | 0 | 0
CDP12 | VIC | V0 | VIC Non-REZ | Wind | 0 | 0 | 0 | 1.8762e-05 | 3.581e-05 | 3.2165e-05 | 2.8963e-05 | 3.6551e-05 | 4.1576e-05 | 4.0143e-05 | 5.6209e-05 | 6.1718e-05 | 6.0181e-05 | 5.6408e-05 | 6.8264e-05 | 7.0368e-05 | 7.0543e-05 | 7.2294e-05 | 6.8371e-05 | 6.7537e-05 | 7.2586e-05 | 8.3551e-05 | 7.697e-05 | 8.9259e-05 | 7.3353e-05 | 0.00011536 | 0.00011969 | 0.00011558
CDP12 | VIC | V1 | Ovens Murray | Wind | 0 | 0 | 0 | 0 | 0 | 0 | 0 | 0 | 0 | 0 | 0 | 0 | 0 | 0 | 0 | 0 | 0 | 0 | 0 | 0 | 0 | 0 | 0 | 0 | 0 | 0 | 0 | 0
CDP12 | VIC | V2 | Murray River | Wind | 0 | 0 | 0 | 0 | 0 | 0 | 0 | 0 | 0 | 0 | 0 | 0 | 0 | 0 | 0 | 0 | 0 | 0 | 0 | 0 | 0 | 0 | 0 | 0 | 0 | 0 | 0 | 0
CDP12 | VIC | V3 | Western Victoria | Wind | 5701.1407 | 5950.2736 | 5589.0481 | 5970.5392 | 7910.2887 | 7827.4121 | 7537.8283 | 8149.2794 | 7810.9563 | 7927.7985 | 7101.2343 | 6881.6123 | 6713.0707 | 6991.0673 | 7023.5365 | 6987.1782 | 7100.325 | 7145.9022 | 6656.7793 | 6112.7846 | 5237.6079 | 5767.0885 | 5506.3175 | 5477.2032 | 4838.9663 | 5110.3245 | 4762.2797 | 5090.9105
CDP12 | VIC | V4 | South West Victoria | Wind | 7458.1552 | 10584.8882 | 10148.9931 | 10647.6451 | 9734.639 | 9853.2831 | 9571.3848 | 10352.5903 | 9869.5668 | 10712.3484 | 9910.8986 | 9706.8316 | 9593.0691 | 9872.1751 | 8846.5519 | 8830.7288 | 8340.6434 | 8331.8167 | 7915.5252 | 7111.5174 | 7146.4287 | 4900.7392 | 4636.1314 | 4715.9866 | 6007.5671 | 7936.144 | 7987.2653 | 8470.6514
CDP12 | VIC | V5 | Gippsland | Wind | 0 | 0 | 0 | 3.8388e-05 | 2017.6243 | 3359.2286 | 3356.8709 | 3426.6339 | 3318.1697 | 3308.5689 | 3349.8667 | 3114.6126 | 3083.1146 | 3030.0003 | 3013.2341 | 3078.223 | 3271.7748 | 3105.0216 | 2978.7224 | 2977.7865 | 3017.1768 | 3147.0654 | 3060.3196 | 3358.021 | 3064.317 | 2989.5135 | 3021.1146 | 3099.2474
CDP12 | VIC | V6 | Central North VIC | Wind | 0 | 0 | 0 | 6.4855e-06 | 2.484e-05 | 3.0753e-05 | 2.4315e-05 | 2.8431e-05 | 3.6731e-05 | 3.0747e-05 | 6.2606e-05 | 5.6912e-05 | 4.6398e-05 | 4.7521e-05 | 6.2632e-05 | 6.0732e-05 | 6.3184e-05 | 5.9056e-05 | 5.9192e-05 | 6.4898e-05 | 5.7316e-05 | 6.2615e-05 | 5.9354e-05 | 6.1779e-05 | 6.6913e-05 | 7.6101e-05 | 6.714e-05 | 6.924e-05
CDP12 | SA | S1 | South East SA | Wind | 745.8859 | 813.6348 | 709.7116 | 794.9761 | 2420.9417 | 2339.1753 | 1998.2548 | 2148.99 | 2097.3269 | 2587.501 | 2318.848 | 2153.1587 | 2024.1963 | 2159.4242 | 1827.2365 | 1813.7393 | 1671.565 | 1787.2603 | 1716.0284 | 1634.5635 | 1565.9444 | 1741.8518 | 1632.4387 | 1821.5726 | 1614.4616 | 2312.8991 | 2190.2792 | 2425.0879
CDP12 | SA | S2 | Riverland | Wind | 0 | 0 | 0 | 0 | 0 | 0 | 0 | 0 | 0 | 0 | 0 | 0 | 0 | 0 | 0 | 0 | 0 | 0 | 0 | 0 | 0 | 0 | 0 | 0 | 0 | 0 | 0 | 0
CDP12 | SA | S3 | Mid-North SA | Wind | 5270.5517 | 5546.6678 | 5314.0831 | 5618.333 | 6793.2108 | 6290.6596 | 6297.457 | 6751.0948 | 6663.9063 | 7020.817 | 6654.6929 | 6778.7657 | 5813.4656 | 6647.2445 | 6650.4288 | 5256.8219 | 6745.0221 | 7113.6998 | 7042.9637 | 5817.4766 | 5654.5279 | 5799.2789 | 5832.7995 | 7861.9004 | 8039.6043 | 7936.8613 | 7515.9797 | 8572.6167
CDP12 | SA | S4 | Yorke Peninsula | Wind | 232.1147 | 242.4944 | 240.5733 | 312.8024 | 347.686 | 257.0622 | 218.8953 | 233.6398 | 229.6287 | 268.8236 | 237.1235 | 247.4825 | 222.0883 | 256.1444 | 314.8715 | 299.9828 | 301.7144 | 313.672 | 301.3778 | 283.7529 | 273.4186 | 295.502 | 278.1735 | 316.5259 | 265.8793 | 289.3633 | 258.4171 | 300.0969
CDP12 | SA | S5 | Northern SA | Wind | 1311.0427 | 1334.4679 | 1323.9388 | 1380.5074 | 1292.667 | 1183.6166 | 1128.0334 | 1209.5953 | 1254.4689 | 1341.8946 | 1228.6382 | 1274.7465 | 1225.4399 | 1324.2658 | 1368.6922 | 1309.0329 | 1327.9838 | 1341.5805 | 1282.4 | 1217.9754 | 1132.6447 | 553.73 | 563.0028 | 582.6405 | 527.1086 | 550.5884 | 526.3898 | 608.7104
CDP12 | SA | S6 | Leigh Creek | Wind | 0 | 0 | 0 | 0 | 0 | 0 | 0 | 0 | 0 | 0 | 0 | 0 | 0 | 0 | 0 | 0 | 0 | 0 | 0 | 0 | 0 | 0 | 0 | 0 | 0 | 0 | 0 | 0
CDP12 | SA | S7 | Roxby Downs | Wind | 0 | 0 | 0 | 0 | 0 | 0 | 0 | 0 | 0 | 0 | 0 | 0 | 0 | 0 | 0 | 0 | 0 | 0 | 0 | 0 | 0 | 0 | 0 | 0 | 0 | 0 | 0 | 0
CDP12 | SA | S8 | Eastern Eyre Peninsula | Wind | 329.3078 | 297.3955 | 304.5531 | 340.7698 | 334.0556 | 324.0864 | 163.2069 | 172.9483 | 173.5297 | 193.8299 | 179.0523 | 0.00081034 | 0.0007167 | 0.00079718 | 315.0879 | 303.2781 | 315.1339 | 319.7401 | 306.319 | 293.4674 | 286.5026 | 536.2647 | 913.1519 | 1047.4821 | 885.3914 | 916.1344 | 837.657 | 966.0298
CDP12 | SA | S9 | Western Eyre Peninsula | Wind | 0 | 0 | 0 | 0 | 0 | 0 | 0 | 0 | 0 | 0 | 0 | 0 | 0 | 0 | 0 | 0 | 0 | 0 | 0 | 0 | 0 | 0 | 0 | 0 | 0 | 0 | 0 | 0
CDP12 | TAS | T1 | North East Tasmania | Wind | 598.3431 | 649.7118 | 548.4117 | 781.7486 | 1424.8109 | 1430.7564 | 1489.5142 | 1480.9781 | 1393.2812 | 1522.3487 | 1436.9892 | 1904.4495 | 2111.1547 | 2107.9084 | 2195.5453 | 2294.0886 | 1870.8203 | 1880.4991 | 1777.7542 | 1858.7506 | 1912.3139 | 1888.2839 | 1853.2043 | 2010.1658 | 1894.9477 | 1905.6021 | 1515.2241 | 1440.6352
CDP12 | TAS | T2 | North West Tasmania | Wind | 918.0816 | 973.0025 | 901.9787 | 877.1011 | 853.2477 | 867.9086 | 904.4801 | 903.4629 | 872.9427 | 955.5396 | 892.9825 | 873.7721 | 910.7654 | 1325.4177 | 1313.6479 | 1333.7321 | 1044.5337 | 1060.5357 | 1035.0487 | 1068.7385 | 1123.1161 | 1157.8782 | 1117.6107 | 1182.6869 | 1101.5248 | 1070.9147 | 647.3043 | 667.7032
CDP12 | TAS | T3 | Tasmania Midlands | Wind | 458.9298 | 552.0922 | 2548.0018 | 3029.2102 | 3092.268 | 3735.1814 | 4123.9078 | 4625.1059 | 5237.2302 | 5518.6771 | 6161.5167 | 6214.293 | 6483.1835 | 6588.5682 | 7029.7531 | 7427.8657 | 6135.6664 | 6024.1552 | 5919.2636 | 6345.88 | 6224.5532 | 6391.3294 | 6127.7837 | 6318.0232 | 6134.76 | 5879.3636 | 6196.9673 | 6226.0073
CDP12 | NSW | N10 | Hunter Coast | Offshore Wind | 0 | 0 | 0 | 0 | 0 | 0 | 0 | 0 | 0 | 0 | 0 | 0 | 0 | 0 | 0 | 0 | 0 | 0 | 0 | 0 | 0 | 0 | 0 | 0 | 0 | 0 | 0 | 0
CDP12 | NSW | N11 | Illawarra Coast | Offshore Wind | 0 | 0 | 0 | 0 | 0 | 0 | 0 | 0 | 0 | 0 | 0 | 0 | 0 | 0 | 0 | 0 | 0 | 0 | 0 | 0 | 0 | 0 | 0 | 0 | 0 | 0 | 0 | 0
CDP12 | VIC | V7 | Gippsland Coast | Offshore Wind | 0 | 0 | 0 | 0 | 0 | 0 | 4006.92 | 7928.7889 | 10433.8048 | 10706.9762 | 12817.4764 | 16923.2232 | 20910.8795 | 25642.7419 | 28651.258 | 33593.5116 | 33938.1784 | 33702.7672 | 32266.3083 | 31317.4026 | 31977.9315 | 31860.4786 | 32129.3035 | 34236.2856 | 31601.2085 | 31787.394 | 32878.0361 | 34399.9919
CDP12 | VIC | V8 | Portland Coast | Offshore Wind | 0 | 0 | 0 | 0 | 0 | 0 | 0 | 0 | 0 | 2470.0932 | 2448.3364 | 2401.6332 | 2677.3275 | 2717.2138 | 2805.4295 | 2842.3173 | 2769.491 | 2982.2619 | 2821.8821 | 2651.2445 | 2691.8641 | 3027.3243 | 2894.2911 | 3024.662 | 2705.2437 | 2725.3099 | 2743.7862 | 2864.3828
CDP12 | SA | S10 | South East SA Coast | Offshore Wind | 0 | 0 | 0 | 0 | 0 | 0 | 0 | 0 | 0 | 0 | 0 | 0 | 0 | 0 | 0 | 0 | 0 | 0 | 0 | 0 | 0 | 0 | 0 | 0 | 0 | 0 | 0 | 0
CDP12 | TAS | T4 | North West Tasmania Coast | Offshore Wind | 0 | 0 | 0 | 0 | 0 | 0 | 0 | 0 | 0 | 0 | 0 | 0 | 0 | 0 | 0 | 0 | 0 | 0 | 0 | 0 | 0 | 0 | 0 | 0 | 0 | 0 | 0 | 0
CDP12 | TAS | T5 | North East Tasmania Coast | Offshore Wind | 0 | 0 | 0 | 0 | 0 | 0 | 0 | 0 | 0 | 0 | 0 | 0 | 0 | 0 | 0 | 0 | 0 | 0 | 0 | 0 | 0 | 0 | 0 | 0 | 0 | 0 | 0 | 0
CDP13 | QLD | Q1 | Far North QLD | Solar | 0 | 0 | 0 | 0 | 0 | 0 | 0 | 0 | 0 | 0 | 0 | 0 | 0 | 0 | 0 | 0 | 0 | 0 | 0 | 0 | 0 | 0 | 0 | 0 | 0 | 0 | 0 | 0
CDP13 | QLD | Q2 | North Qld Clean Energy Hub | Solar | 182.4014 | 196.054 | 187.4303 | 179.8045 | 169.9679 | 141.91 | 150.0562 | 163.3759 | 178.8643 | 159.612 | 162.5473 | 164.7629 | 160.2981 | 78.7026 | 81.7505 | 83.6549 | 82.7749 | 608.5561 | 741.4696 | 769.8468 | 665.3805 | 724.9266 | 682.438 | 661.6274 | 662.2739 | 1295.7451 | 1286.0674 | 1269.9054
CDP13 | QLD | Q3 | Northern Qld | Solar | 1107.748 | 1197.6571 | 1102.6831 | 1086.9688 | 1028.4397 | 872.3852 | 877.4124 | 1011.1629 | 1098.2903 | 1002.3108 | 1071.7624 | 1102.2573 | 1041.0873 | 1033.3494 | 1029.1074 | 1087.9958 | 1037.2928 | 1047.0171 | 730.8617 | 481.5523 | 398.9767 | 445.5662 | 457.3678 | 206.3374 | 232.8397 | 209.377 | 0 | 0
CDP13 | QLD | Q4 | Isaac | Solar | 1606.4266 | 1682.8452 | 1568.5679 | 1611.8131 | 1545.2538 | 1636.9365 | 1249.0706 | 1439.0351 | 1534.739 | 1482.3947 | 1550.9829 | 1552.6934 | 1476.632 | 1515.3053 | 1500.5022 | 1568.3463 | 1512.3566 | 2485.4878 | 2339.5549 | 2500.5393 | 1951.3351 | 2230.9383 | 2252.9895 | 2225.9 | 1646.9981 | 3599.0011 | 3396.388 | 3511.9463
CDP13 | QLD | Q5 | Barcaldine | Solar | 41.2103 | 40.8948 | 38.5519 | 240.0067 | 228.4748 | 248.6545 | 182.1699 | 196.6315 | 222.887 | 205.8927 | 207.9971 | 204.8729 | 193.0636 | 195.2554 | 202.6178 | 201.9188 | 211.7651 | 204.1079 | 185.3768 | 169.7068 | 155.7727 | 161.6482 | 158.6589 | 153.0079 | 154.277 | 143.9528 | 140.3231 | 143.8034
CDP13 | QLD | Q6 | Fitzroy | Solar | 212.3718 | 221.08 | 201.0675 | 205.4401 | 196.7336 | 207.8825 | 148.6589 | 189.9912 | 193.9848 | 186.3649 | 167.3323 | 179.0551 | 173.1539 | 201.6241 | 174.8226 | 181.6611 | 184.3873 | 196.2771 | 180.7192 | 185.9865 | 159.1745 | 163.0623 | 176.5211 | 259.3439 | 3654.2345 | 4474.8548 | 5890.4778 | 7078.6855
CDP13 | QLD | Q7 | Wide Bay | Solar | 730.6083 | 902.3436 | 1109.3528 | 1092.8544 | 1055.5501 | 1117.8453 | 857.5885 | 992.6879 | 1073.6276 | 4026.8058 | 5711.8647 | 5925.6954 | 5801.343 | 5851.0149 | 5841.6961 | 6049.2438 | 5796.6086 | 5463.7725 | 5268.2951 | 5659.6514 | 4704.9939 | 5299.3437 | 5459.2795 | 5678.7079 | 5495.6616 | 5314.3307 | 5248.4811 | 5351.5237
CDP13 | QLD | Q8 | Darling Downs | Solar | 3857.5777 | 3898.4087 | 3666.9208 | 3535.5789 | 3502.4055 | 3623.8983 | 2942.5301 | 3285.1514 | 5411.8896 | 6925.0645 | 6679.8602 | 7810.3318 | 7540.6895 | 7708.9917 | 7778.6899 | 7844.432 | 7520.5952 | 7060.9084 | 10006.4236 | 10724.6998 | 8758.6916 | 11280.1821 | 10795.2712 | 12271.3809 | 11824.9215 | 16279.2011 | 16217.1111 | 16494.9367
CDP13 | QLD | Q9 | Banana | Solar | 0 | 0 | 0 | 0 | 0 | 0 | 0 | 0 | 0 | 0 | 0 | 0 | 0 | 0 | 0 | 0 | 0 | 0 | 0 | 0 | 0 | 0 | 0 | 0 | 0 | 0 | 0 | 0
CDP13 | NSW | N0 | NSW Non-REZ | Solar | 0 | 0 | 0 | 0 | 0 | 0 | 0 | 0 | 0 | 0 | 0 | 0 | 0 | 0 | 0 | 0 | 0 | 0 | 0 | 0 | 0 | 0 | 0 | 0 | 0 | 0 | 0 | 0
CDP13 | NSW | N1 | North West NSW | Solar | 464.6559 | 455.8743 | 491.5217 | 482.9174 | 475.329 | 469.197 | 402.7117 | 424.5322 | 460.3019 | 447.275 | 429.078 | 442.3017 | 406.5461 | 427.2801 | 435.6177 | 418.6216 | 421.1176 | 406.3854 | 394.5751 | 397.3902 | 374.4061 | 383.7071 | 353.7206 | 368.6782 | 362.6991 | 377.2598 | 383.7773 | 393.3162
CDP13 | NSW | N2 | New England | Solar | 1248.7819 | 1709.7241 | 1831.0527 | 1756.8828 | 1905.7522 | 2559.7704 | 2233.4493 | 2373.3603 | 2686.812 | 3952.8827 | 3697.9614 | 3973.7104 | 3649.9906 | 3942.6252 | 3914.806 | 3735.5205 | 3655.0428 | 5092.3484 | 5601.7706 | 8568.8927 | 7403.105 | 7909.146 | 8510.8169 | 8747.7556 | 8396.4251 | 8871.6273 | 8362.9567 | 9057.8594
CDP13 | NSW | N3 | Central-West Orana | Solar | 2712.6726 | 2887.3715 | 3272.3764 | 3172.0718 | 6445.8926 | 7053.0158 | 6402.3944 | 6698.1458 | 7638.326 | 7550.0629 | 9125.6394 | 9386.5663 | 8996.747 | 9596.688 | 9529.9528 | 9231.8916 | 9049.0909 | 8218.602 | 8514.3049 | 8731.364 | 7651.8963 | 8214.7817 | 9132.0836 | 12102.763 | 12457.2289 | 15767.4461 | 15224.0591 | 16215.1875
CDP13 | NSW | N4 | Broken Hill | Solar | 120.95 | 131.7067 | 649.4014 | 656.3369 | 635.0545 | 621.7491 | 527.6635 | 564.6186 | 589.2708 | 554.0127 | 553.9819 | 538.6292 | 515.5056 | 524.7105 | 558.8408 | 585.3938 | 555.6791 | 545.5999 | 509.7493 | 508.3883 | 606.9513 | 627.5712 | 618.0162 | 579.7286 | 591.8944 | 574.9295 | 591.6546 | 614.4998
CDP13 | NSW | N5 | South West NSW | Solar | 2333.63 | 2505.1659 | 2466.0329 | 4054.0128 | 4001.2145 | 4111.8526 | 3761.2881 | 4024.5503 | 4219.2817 | 3951.237 | 4106.6202 | 4113.0013 | 3886.0989 | 4094.1581 | 3868.5354 | 3814.904 | 3853.3633 | 3577.2154 | 3501.6724 | 5245.4744 | 5987.1264 | 6241.1157 | 6235.3544 | 5722.7067 | 6636.63 | 6190.6806 | 5566.3008 | 5902.0517
CDP13 | NSW | N6 | Wagga Wagga | Solar | 1125.4757 | 1698.9015 | 1877.9464 | 1746.9909 | 1751.2135 | 1826.4992 | 1653.5393 | 1753.3706 | 1898.8617 | 1778.4806 | 1808.5321 | 1797.9922 | 1697.5901 | 1860.376 | 1852.2074 | 1716.5258 | 1819.9899 | 1676.1184 | 1732.3771 | 1788.2181 | 1669.9054 | 1742.3775 | 1856.5544 | 1710.7276 | 1825.8314 | 1853.857 | 569.0156 | 611.0482
CDP13 | NSW | N7 | Tumut | Solar | 0 | 0 | 0 | 0 | 0 | 0 | 0 | 0 | 0 | 0 | 0 | 0 | 0 | 0 | 0 | 0 | 0 | 0 | 0 | 0 | 0 | 0 | 0 | 0 | 0 | 0 | 0 | 0
CDP13 | NSW | N8 | Cooma-Monaro | Solar | 0 | 0 | 0 | 0 | 0 | 0 | 0 | 0 | 0 | 0 | 0 | 0 | 0 | 0 | 0 | 0 | 0 | 0 | 0 | 0 | 0 | 0 | 0 | 0 | 0 | 0 | 0 | 0
CDP13 | NSW | N9 | Hunter-Central Coast | Solar | 0 | 0 | 1077.479 | 1023.9202 | 1083.2209 | 1054.3109 | 916.0335 | 947.576 | 1082.0908 | 1102.5417 | 1024.0196 | 1076.4465 | 1005.8187 | 1080.9489 | 1067.8081 | 1002.4929 | 993.9562 | 927.4802 | 999.6269 | 969.505 | 880.4569 | 904.0596 | 996.6016 | 1005.6736 | 929.0116 | 951.9153 | 975.2145 | 1001.4802
CDP13 | NSW | N12 | Illawarra | Solar | 0 | 0 | 0 | 0 | 0 | 0 | 0 | 0 | 0 | 0 | 0 | 0 | 0 | 0 | 0 | 0 | 0 | 0 | 0 | 0 | 0 | 0 | 0 | 0 | 0 | 0 | 0 | 0
CDP13 | VIC | V0 | VIC Non-REZ | Solar | 0 | 0 | 0 | 0 | 0 | 0 | 0 | 0 | 0 | 0 | 0 | 0 | 0 | 0 | 0 | 0 | 0 | 0 | 0 | 0 | 0 | 0 | 0 | 0 | 0 | 0 | 0 | 0
CDP13 | VIC | V1 | Ovens Murray | Solar | 0 | 0 | 3.1825e-07 | 3.2428e-06 | 4.7966e-06 | 2.363e-05 | 1.9572e-05 | 2.3807e-05 | 0.00022738 | 0.00017821 | 0.00023802 | 0.00019457 | 0.00016983 | 0.00017455 | 0.0001908 | 0.00017793 | 0.00018256 | 0.00017526 | 0.00017281 | 0.00020903 | 0.00018593 | 0.00020026 | 0.00020455 | 0.00017552 | 0.00023819 | 0.00024859 | 0.00023328 | 0.0002348
CDP13 | VIC | V2 | Murray River | Solar | 1452.7286 | 1713.2706 | 1763.6782 | 1999.5529 | 1934.1197 | 1967.5063 | 1693.665 | 1704.5684 | 2109.8522 | 2155.5968 | 2558.8928 | 2372.9169 | 2250.3735 | 2295.378 | 2344.6296 | 2205.2923 | 2245.1515 | 2206.3299 | 2177.2191 | 3177.462 | 4843.7763 | 5121.3779 | 5192.4384 | 4860.5711 | 5009.2208 | 4184.5455 | 3838.309 | 4050.1485
CDP13 | VIC | V3 | Western Victoria | Solar | 0 | 40.179 | 235.8902 | 244.5845 | 239.8204 | 239.8752 | 201.029 | 210.3166 | 212.7744 | 206.7529 | 259.6653 | 263.1967 | 248.2022 | 258.8832 | 249.9886 | 236.321 | 250.4401 | 254.6029 | 218.774 | 219.1294 | 189.9397 | 227.1014 | 219.8517 | 226.699 | 235.0245 | 260.1433 | 231.5438 | 262.7139
CDP13 | VIC | V4 | South West Victoria | Solar | 0 | 0 | 0 | 0 | 0 | 0 | 0 | 0 | 0 | 0 | 0 | 0 | 0 | 0 | 0 | 0 | 0 | 0 | 0 | 0 | 0 | 0 | 0 | 0 | 0 | 0 | 0 | 0
CDP13 | VIC | V5 | Gippsland | Solar | 0 | 119.1859 | 269.7619 | 271.7419 | 287.4083 | 270.7998 | 237.1481 | 233.8362 | 257.0109 | 247.2562 | 289.2566 | 265.1197 | 260.3103 | 258.2142 | 259.6089 | 237.8903 | 241.8916 | 233.5538 | 250.2674 | 242.0695 | 230.0663 | 241.851 | 251.9929 | 232.8907 | 241.4812 | 248.6278 | 246.5125 | 255.7746
CDP13 | VIC | V6 | Central North VIC | Solar | 1124.9298 | 1196.7079 | 1131.2206 | 1077.2634 | 1087.7392 | 1122.0671 | 976.2034 | 988.9965 | 1033.9067 | 1026.7202 | 1209.5218 | 1130.0396 | 1077.4292 | 1142.3687 | 1083.1125 | 1010.7175 | 1051.2367 | 1002.2485 | 1025.9213 | 1108.5173 | 859.7551 | 887.4059 | 911.9253 | 813.0537 | 855.9042 | 905.4302 | 857.1654 | 500.9454
CDP13 | SA | S1 | South East SA | Solar | 414.2133 | 428.2884 | 424.2649 | 397.8366 | 376.134 | 346.7608 | 345.9907 | 367.4676 | 376.2316 | 359.4102 | 384.8576 | 381.8886 | 365.1948 | 357.2661 | 389.8265 | 379.9726 | 382.3723 | 325.5577 | 300.2501 | 299.1739 | 263.7658 | 283.4268 | 264.3379 | 250.0837 | 263.5363 | 137.3224 | 135.4291 | 134.2642
CDP13 | SA | S2 | Riverland | Solar | 107.97 | 112.5771 | 98.8314 | 96.3725 | 92.1366 | 86.1033 | 83.6704 | 80.2573 | 84.3542 | 77.8302 | 83.7093 | 82.2518 | 78.1129 | 77.5238 | 83.7102 | 83.6552 | 82.5146 | 67.1818 | 61.2537 | 1365.8074 | 2016.5286 | 2083.3346 | 1969.802 | 1921.364 | 1995.7589 | 2086.5925 | 2005.5411 | 2069.8232
CDP13 | SA | S3 | Mid-North SA | Solar | 0 | 0 | 0 | 0 | 0 | 0 | 0 | 0 | 0 | 0 | 0 | 0 | 0 | 0 | 0 | 0 | 0 | 0 | 0 | 0 | 0 | 0 | 0 | 0 | 0 | 0 | 0 | 0
CDP13 | SA | S4 | Yorke Peninsula | Solar | 0 | 0 | 0 | 0 | 0 | 0 | 0 | 0 | 0 | 0 | 0 | 0 | 0 | 0 | 0 | 0 | 0 | 0 | 0 | 0 | 0 | 0 | 0 | 0 | 0 | 0 | 0 | 0
CDP13 | SA | S5 | Northern SA | Solar | 664.0157 | 719.0269 | 1318.707 | 1188.5212 | 1168.0643 | 1076.7555 | 1150.6893 | 1192.9064 | 1214.1316 | 1177.5073 | 1224.1215 | 1259.2578 | 1202.0806 | 1210.4957 | 1260.0115 | 1290.7188 | 1277.8669 | 1248.9572 | 1233.8438 | 1194.3255 | 2574.0106 | 2671.9998 | 2531.9886 | 2298.3314 | 2387.7085 | 2504.5708 | 2432.8173 | 2495.4096
CDP13 | SA | S6 | Leigh Creek | Solar | 0 | 0 | 0 | 0 | 0 | 0 | 0 | 0 | 0 | 0 | 0 | 0 | 0 | 0 | 0 | 0 | 0 | 0 | 0 | 0 | 0 | 0 | 0 | 0 | 0 | 0 | 0 | 0
CDP13 | SA | S7 | Roxby Downs | Solar | 0 | 0 | 1.0052e-06 | 3.6367e-05 | 210.9132 | 189.2985 | 192.8274 | 201.6041 | 208.8116 | 592.0666 | 710.4292 | 723.7255 | 697.9089 | 701.2629 | 736.3709 | 760.2577 | 751.9737 | 725.5527 | 1164.4478 | 1092.1586 | 1078.7586 | 1114.2991 | 1048.167 | 1035.1684 | 1026.4762 | 1067.2645 | 1072.4495 | 1082.3504
CDP13 | SA | S8 | Eastern Eyre Peninsula | Solar | 0 | 0 | 0 | 0 | 0 | 0 | 0 | 0 | 0 | 0 | 0 | 0 | 0 | 0 | 0 | 0 | 0 | 0 | 0 | 0 | 0 | 0 | 0 | 0 | 0 | 0 | 0 | 0
CDP13 | SA | S9 | Western Eyre Peninsula | Solar | 0 | 0 | 0 | 0 | 0 | 0 | 0 | 0 | 0 | 0 | 0 | 0 | 0 | 0 | 0 | 0 | 0 | 0 | 0 | 0 | 0 | 0 | 0 | 0 | 0 | 0 | 0 | 0
CDP13 | TAS | T1 | North East Tasmania | Solar | 0 | 0 | 6.0258e-06 | 5.8204e-06 | 6.234e-06 | 5.0727e-06 | 5.225e-06 | 9.2477e-06 | 4.8878e-05 | 4.086e-05 | 71.716 | 427.6625 | 522.7097 | 607.3542 | 588.8429 | 566.0723 | 481.9962 | 472.4104 | 480.8612 | 459.8657 | 463.8734 | 487.7492 | 494.08 | 440.6942 | 466.3924 | 508.5325 | 492.889 | 518.6765
CDP13 | TAS | T2 | North West Tasmania | Solar | 0 | 0 | 0 | 0 | 0 | 0 | 0 | 0 | 0 | 0 | 0 | 0 | 0 | 0 | 0 | 0 | 0 | 0 | 0 | 0 | 0 | 0 | 0 | 0 | 0 | 0 | 0 | 0
CDP13 | TAS | T3 | Tasmania Midlands | Solar | 0 | 0 | 3.59e-06 | 3.0496e-06 | 3.0133e-06 | 2.6499e-06 | 4.483e-06 | 7.3686e-06 | 4.4579e-05 | 3.9398e-05 | 196.6259 | 202.9221 | 234.6019 | 270.7873 | 280.2867 | 266.9115 | 225.6948 | 214.456 | 221.8541 | 215.4594 | 211.6443 | 215.8238 | 221.7467 | 205.1805 | 215.1402 | 238.1031 | 225.11 | 231.3724
CDP13 | QLD | Q1 | Far North QLD | Wind | 928.6004 | 905.5222 | 934.3012 | 2936.6224 | 3177.0282 | 3534.6246 | 3175.7599 | 3528.7108 | 3669.6126 | 3696.8503 | 3588.6202 | 3271.6782 | 3463.2277 | 3611.2407 | 3557.3756 | 3434.5973 | 3327.525 | 3229.6571 | 3112.3655 | 3599.6323 | 3456.0032 | 3748.586 | 3776.8529 | 3845.1333 | 3627.6408 | 3311.9127 | 3521.0979 | 3717.7216
CDP13 | QLD | Q2 | North Qld Clean Energy Hub | Wind | 142.3762 | 129.5834 | 128.6849 | 2290.5735 | 2994.794 | 5339.7198 | 5190.1514 | 5389.666 | 5655.8434 | 6438.1012 | 6078.2532 | 6015.19 | 6476.2661 | 6812.556 | 6998.3531 | 6547.4536 | 6469.0629 | 6030.435 | 6220.5379 | 7011.6913 | 7776.0958 | 7891.766 | 8029.7852 | 8194.4706 | 7884.5372 | 7598.4915 | 8129.9404 | 8734.1312
CDP13 | QLD | Q3 | Northern Qld | Wind | 0 | 0 | 0 | 0 | 0 | 0 | 0 | 0 | 0 | 0 | 0 | 0 | 0 | 0 | 0 | 0 | 0 | 0 | 0 | 0 | 0 | 0 | 0 | 0 | 0 | 0 | 0 | 0
CDP13 | QLD | Q4 | Isaac | Wind | 873.4597 | 1170.5889 | 1292.5387 | 1261.2402 | 1344.8795 | 1425.0851 | 1245.8114 | 1296.963 | 1394.2644 | 4102.9481 | 3878.4367 | 3682.8914 | 3800.4916 | 3766.2214 | 4361.2202 | 3695.8296 | 4034.7569 | 3928.3629 | 3770.8092 | 3838.3317 | 6263.5371 | 6105.7416 | 6488.8359 | 6930.0958 | 6386.7123 | 5253.1263 | 5447.0606 | 5514.1658
CDP13 | QLD | Q5 | Barcaldine | Wind | 0 | 0 | 0 | 8.6201e-06 | 5.3371e-05 | 8.252e-05 | 6.7385e-05 | 7.3043e-05 | 9.0809e-05 | 48.0858 | 49.3867 | 46.1939 | 43.4238 | 43.2556 | 49.2274 | 42.6643 | 43.7123 | 42.8021 | 40.2404 | 267.1517 | 275.1207 | 265.5357 | 290.5721 | 276.005 | 282.2045 | 265.378 | 256.9625 | 260.0006
CDP13 | QLD | Q6 | Fitzroy | Wind | 0 | 0 | 1.6691e-07 | 1596.3645 | 2726.1543 | 2970.8077 | 2820.7624 | 2913.6871 | 2914.4972 | 2877.9152 | 2922.1923 | 2743.318 | 2857.1025 | 2727.0944 | 3174.5498 | 2699.9373 | 2957.9499 | 2768.6294 | 2710.9828 | 2886.0144 | 2898.6822 | 2888.6061 | 2835.5941 | 2932.9041 | 2865.7744 | 2675.2133 | 2776.1499 | 2669.2372
CDP13 | QLD | Q7 | Wide Bay | Wind | 0 | 0 | 6.094e-08 | 1.7215e-05 | 2.6334e-05 | 2.6459e-05 | 1.9386e-05 | 2.7812e-05 | 4.5788e-05 | 0.00011202 | 0.00037813 | 0.00073744 | 0.0010011 | 0.0010097 | 0.0010992 | 0.00096567 | 0.0010593 | 0.0011093 | 0.0010607 | 0.0012052 | 0.0012384 | 1.5742 | 1.4919 | 1.2938 | 2601.2475 | 2507.1824 | 2467.0863 | 2579.7363
CDP13 | QLD | Q8 | Darling Downs | Wind | 4637.2333 | 6192.9228 | 6567.5824 | 11517.3841 | 13756.2777 | 13889.9325 | 13288.4207 | 13076.2794 | 13640.204 | 12589.0306 | 16785.3661 | 15816.3385 | 15573.736 | 16351.4181 | 17241.7441 | 15711.0932 | 16677.0124 | 17161.1862 | 16444.1302 | 16471.1726 | 15189.0898 | 14524.2033 | 14750.6677 | 14086.5163 | 21254.7419 | 20002.3659 | 19476.5895 | 20921.8493
CDP13 | QLD | Q9 | Banana | Wind | 0 | 0 | 0 | 0 | 0 | 0 | 0 | 0 | 0 | 0 | 0 | 0 | 0 | 0 | 0 | 0 | 0 | 0 | 0 | 0 | 0 | 0 | 0 | 0 | 0 | 0 | 0 | 0
CDP13 | NSW | N0 | NSW Non-REZ | Wind | 0 | 0 | 0 | 0 | 0 | 0 | 0 | 0 | 0 | 0 | 0 | 0 | 0 | 0 | 0 | 0 | 0 | 0 | 0 | 0 | 0 | 0 | 0 | 0 | 0 | 0 | 0 | 0
CDP13 | NSW | N1 | North West NSW | Wind | 0 | 0 | 0 | 0 | 0 | 0 | 0 | 0 | 0 | 0 | 0 | 0 | 0 | 0 | 0 | 0 | 0 | 0 | 0 | 0 | 0 | 0 | 0 | 0 | 0 | 0 | 0 | 0
CDP13 | NSW | N2 | New England | Wind | 1308.4586 | 1100.5746 | 1921.3274 | 2157.9005 | 2188.5906 | 10751.1207 | 11392.2443 | 10478.7234 | 11008.658 | 10160.68 | 12521.8015 | 12410.4435 | 12317.0698 | 12616.2591 | 12690.3539 | 12194.6426 | 14226.6955 | 19846.1906 | 22536.5724 | 21735.239 | 23588.4796 | 21414.7334 | 22079.4925 | 21140.1906 | 22193.5385 | 22007.4741 | 21501.6419 | 22805.5861
CDP13 | NSW | N3 | Central-West Orana | Wind | 659.1383 | 1205.1146 | 2052.2581 | 3439.3702 | 13186.2095 | 12786.3329 | 13190.9031 | 12311.6827 | 12508.1069 | 11742.4844 | 12424.9599 | 11999.7652 | 11965.2094 | 12732.5626 | 12695.4259 | 12916.1828 | 12860.9588 | 13264.8598 | 13005.6612 | 12274.2116 | 12940.1343 | 11990.2872 | 12105.9687 | 11540.5062 | 12033.8818 | 12324.9396 | 12120.3285 | 13055.1573
CDP13 | NSW | N4 | Broken Hill | Wind | 786.5786 | 609.403 | 690.8048 | 970.6716 | 943.3454 | 962.6979 | 809.0675 | 857.4263 | 830.5308 | 846.4266 | 827.5522 | 818.6545 | 780.7267 | 856.887 | 891.1185 | 773.3655 | 888.9889 | 819.7943 | 801.6246 | 220.7444 | 207.7062 | 220.8895 | 220.776 | 224.6797 | 211.7332 | 211.41 | 198.571 | 217.5329
CDP13 | NSW | N5 | South West NSW | Wind | 0 | 0 | 6.4932e-06 | 1193.011 | 1147.0614 | 1110.7474 | 1018.9293 | 1127.507 | 1127.7491 | 1186.6877 | 1059.8018 | 1067.1544 | 1098.7778 | 1146.8084 | 1161.636 | 1154.389 | 1165.117 | 1132.6723 | 1080.5464 | 1032.1556 | 997.8314 | 1098.6136 | 1085.8128 | 1150.0634 | 1023.5876 | 1050.7808 | 1074.6382 | 1147.9105
CDP13 | NSW | N6 | Wagga Wagga | Wind | 0 | 0 | 0 | 0 | 0 | 0 | 0 | 0 | 0 | 0 | 0 | 0 | 0 | 0 | 0 | 0 | 0 | 0 | 0 | 0 | 0 | 0 | 0 | 0 | 0 | 0 | 0 | 0
CDP13 | NSW | N7 | Tumut | Wind | 0 | 201.269 | 766.4635 | 909.2575 | 925.9587 | 819.3602 | 882.8415 | 780.5865 | 792.4566 | 814.8142 | 804.6252 | 825.0053 | 776.3432 | 822.7233 | 828.4394 | 889.9237 | 845.6681 | 898.9988 | 889.3178 | 803.9046 | 872.4276 | 767.2338 | 786.5766 | 804.3841 | 803.7208 | 840.9187 | 801.1221 | 856.2892
CDP13 | NSW | N8 | Cooma-Monaro | Wind | 370.0513 | 378.5305 | 1340.966 | 1422.3267 | 1446.4731 | 1345.9093 | 1302.9262 | 1287.9008 | 1365.15 | 1394.123 | 1250.6953 | 1345.9206 | 1278.884 | 1370.2208 | 1355.8749 | 1290.4802 | 1098.1816 | 1025.844 | 1044.4431 | 967.5466 | 1009.6461 | 987.8099 | 1189.5933 | 1240.9146 | 1143.8272 | 1243.7995 | 1188.2993 | 1291.0114
CDP13 | NSW | N9 | Hunter-Central Coast | Wind | 0 | 0 | 1192.3054 | 1581.2436 | 1507.1128 | 1506.4374 | 1615.2942 | 1430.8837 | 1526.6719 | 1407.1323 | 1429.7662 | 1509.6278 | 1442.0077 | 1534.7782 | 1379.9923 | 1474.8452 | 1572.4783 | 1497.186 | 1416.9993 | 1374.3799 | 1669.0936 | 1457.5695 | 1546.3779 | 1450.3125 | 2078.785 | 2554.1478 | 2438.7096 | 2668.9463
CDP13 | NSW | N12 | Illawarra | Wind | 0 | 0 | 0 | 0 | 0 | 0 | 0 | 0 | 0 | 0 | 0 | 0 | 0 | 0 | 0 | 0 | 0 | 0 | 0 | 0 | 0 | 0 | 0 | 0 | 0 | 0 | 0 | 0
CDP13 | VIC | V0 | VIC Non-REZ | Wind | 0 | 0 | 0 | 1.8844e-05 | 3.5063e-05 | 3.106e-05 | 2.8543e-05 | 3.5796e-05 | 6.0325e-05 | 8.554e-05 | 8.1136e-05 | 7.5807e-05 | 7.1655e-05 | 6.7754e-05 | 7.9788e-05 | 8.249e-05 | 8.2977e-05 | 8.5931e-05 | 7.9919e-05 | 7.9518e-05 | 8.2882e-05 | 9.4997e-05 | 8.8862e-05 | 0.00010326 | 8.3034e-05 | 0.00012184 | 0.00012451 | 0.00011995
CDP13 | VIC | V1 | Ovens Murray | Wind | 0 | 0 | 0 | 0 | 0 | 0 | 0 | 0 | 0 | 0 | 0 | 0 | 0 | 0 | 0 | 0 | 0 | 0 | 0 | 0 | 0 | 0 | 0 | 0 | 0 | 0 | 0 | 0
CDP13 | VIC | V2 | Murray River | Wind | 0 | 0 | 0 | 0 | 0 | 0 | 0 | 0 | 0 | 0 | 0 | 0 | 0 | 0 | 0 | 0 | 0 | 0 | 0 | 0 | 0 | 0 | 0 | 0 | 0 | 0 | 0 | 0
CDP13 | VIC | V3 | Western Victoria | Wind | 5700.6874 | 5948.7063 | 5594.1293 | 5969.4518 | 7907.4129 | 7814.5955 | 7522.4066 | 8109.1238 | 7799.7817 | 7968.5945 | 7108.6429 | 6908.1745 | 6741.3778 | 6952.1813 | 7078.9097 | 7049.5039 | 7139.3042 | 7217.8634 | 6697.6031 | 6128.4625 | 5220.6233 | 5786.0856 | 5514.87 | 5461.3638 | 4834.8819 | 5055.4749 | 4723.284 | 5057.0182
CDP13 | VIC | V4 | South West Victoria | Wind | 7457.0211 | 10594.5292 | 10159.3386 | 10647.5474 | 9731.9872 | 9839.4105 | 9556.3239 | 10312.6457 | 9870.3297 | 10885.292 | 9930.0878 | 9742.169 | 9639.9781 | 9931.975 | 8894.0751 | 8891.8332 | 8394.6493 | 8391.9597 | 7939.0028 | 7166.98 | 7169.5411 | 4910.7456 | 4650.0074 | 4719.6212 | 6257.4713 | 8023.2679 | 8084.2037 | 8560.4759
CDP13 | VIC | V5 | Gippsland | Wind | 0 | 0 | 0 | 4.1704e-05 | 2251.7142 | 3897.5931 | 3893.1428 | 3975.4336 | 3848.0131 | 3890.3937 | 3887.3672 | 3627.9493 | 3601.072 | 3552.4252 | 3549.3762 | 3645.3715 | 3862.5609 | 3680.0724 | 3498.8256 | 3500.854 | 3529.2714 | 3670.752 | 3570.8402 | 3915.3673 | 3573.8792 | 3486.6022 | 3522.7229 | 3620.2999
CDP13 | VIC | V6 | Central North VIC | Wind | 0 | 0 | 0 | 7.0563e-06 | 2.6416e-05 | 3.2818e-05 | 2.6763e-05 | 3.2516e-05 | 4.7498e-05 | 4.1916e-05 | 6.7467e-05 | 5.999e-05 | 4.8578e-05 | 5.0664e-05 | 6.5694e-05 | 6.3572e-05 | 6.7014e-05 | 6.3152e-05 | 6.2673e-05 | 6.8906e-05 | 6.1366e-05 | 6.7573e-05 | 6.5607e-05 | 6.9868e-05 | 7.7269e-05 | 8.809e-05 | 7.7417e-05 | 7.9749e-05
CDP13 | SA | S1 | South East SA | Wind | 747.129 | 809.5806 | 710.2629 | 795.6416 | 2245.4393 | 2157.1649 | 1832.5487 | 1976.0863 | 1928.12 | 2281.7986 | 2154.803 | 1969.1712 | 1844.8646 | 1984.629 | 1641.659 | 1630.1975 | 1509.8177 | 1620.2342 | 1541.764 | 1468.6844 | 1403.9489 | 1559.3199 | 1461.2213 | 1624.2443 | 1438.7817 | 2214.3347 | 2098.0409 | 2323.3965
CDP13 | SA | S2 | Riverland | Wind | 0 | 0 | 0 | 0 | 0 | 0 | 0 | 0 | 0 | 0 | 0 | 0 | 0 | 0 | 0 | 0 | 0 | 0 | 0 | 0 | 0 | 0 | 0 | 0 | 0 | 0 | 0 | 0
CDP13 | SA | S3 | Mid-North SA | Wind | 5251.547 | 5516.7903 | 5313.0382 | 5623.4229 | 6794.3044 | 6260.3777 | 6277.7765 | 6729.5922 | 6841.7649 | 8310.67 | 7436.6458 | 7616.7041 | 6573.602 | 7507.4406 | 7510.3858 | 6090.2709 | 6435.4309 | 6797.9485 | 6836.6991 | 5616.1946 | 5453.1271 | 5800.2548 | 5698.5824 | 7839.442 | 7964.7942 | 7914.6584 | 7510.7998 | 8593.2517
CDP13 | SA | S4 | Yorke Peninsula | Wind | 226.2827 | 242.7616 | 240.51 | 314.8997 | 349.4161 | 318.0831 | 268.7205 | 287.0951 | 279.8783 | 311.1434 | 287.1794 | 302.7495 | 268.76 | 309.1997 | 310.235 | 296.5449 | 306.6273 | 321.4795 | 304.2533 | 286.2918 | 276.0894 | 296.7426 | 278.2748 | 316.465 | 265.543 | 288.3799 | 257.8498 | 300.7303
CDP13 | SA | S5 | Northern SA | Wind | 1311.8353 | 1361.8402 | 1317.1999 | 1381.2927 | 1291.1512 | 1193.9001 | 1129.7166 | 1213.7281 | 1258.0793 | 1288.9161 | 1214.8646 | 1264.5861 | 1230.3931 | 1331.4445 | 1364.947 | 1311.8051 | 1333.5298 | 1359.2394 | 1263.759 | 1209.6839 | 1129.2485 | 554.5092 | 557.5052 | 590.3495 | 537.5789 | 564.5133 | 529.7751 | 587.2813
CDP13 | SA | S6 | Leigh Creek | Wind | 0 | 0 | 0 | 0 | 0 | 0 | 0 | 0 | 0 | 0 | 0 | 0 | 0 | 0 | 0 | 0 | 0 | 0 | 0 | 0 | 0 | 0 | 0 | 0 | 0 | 0 | 0 | 0
CDP13 | SA | S7 | Roxby Downs | Wind | 0 | 0 | 0 | 0 | 0 | 0 | 0 | 0 | 0 | 0 | 0 | 0 | 0 | 0 | 0 | 0 | 0 | 0 | 0 | 0 | 0 | 0 | 0 | 0 | 0 | 0 | 0 | 0
CDP13 | SA | S8 | Eastern Eyre Peninsula | Wind | 322.7504 | 295.3188 | 304.5792 | 340.9356 | 334.2408 | 325.3588 | 165.3987 | 174.7424 | 172.3463 | 185.3576 | 178.2851 | 1.7186 | 1.4593 | 1.7012 | 219.2243 | 211.4306 | 224.3284 | 229.1137 | 216.4883 | 208.059 | 202.827 | 380.413 | 909.9591 | 1042.0199 | 881.9653 | 912.3452 | 835.1845 | 963.6624
CDP13 | SA | S9 | Western Eyre Peninsula | Wind | 0 | 0 | 0 | 0 | 0 | 0 | 0 | 0 | 0 | 0 | 0 | 0 | 0 | 0 | 0 | 0 | 0 | 0 | 0 | 0 | 0 | 0 | 0 | 0 | 0 | 0 | 0 | 0
CDP13 | TAS | T1 | North East Tasmania | Wind | 598.3431 | 649.6904 | 548.4117 | 781.7888 | 1421.0303 | 1428.0435 | 1477.913 | 1444.2046 | 1289.1786 | 1406.5215 | 1283.1168 | 1384.0682 | 1519.0029 | 1540.5763 | 1607.1633 | 1689.147 | 1315.7781 | 1367.4865 | 1264.9808 | 1328.7414 | 1380.8583 | 1371.6891 | 1336.5729 | 1442.2281 | 1354.6918 | 1367.1565 | 926.4329 | 880.3231
CDP13 | TAS | T2 | North West Tasmania | Wind | 918.0816 | 973.0677 | 901.9787 | 877.1081 | 853.6525 | 870.39 | 890.197 | 853.7028 | 724.5766 | 786.5972 | 713.9748 | 746.2787 | 865.0296 | 1004.6368 | 1006.9157 | 1047.9416 | 850.4689 | 821.0686 | 787.2846 | 808.4441 | 852.564 | 864.8662 | 843.3874 | 912.954 | 832.8991 | 818.4162 | 383.4224 | 395.8161
CDP13 | TAS | T3 | Tasmania Midlands | Wind | 458.9298 | 552.0495 | 2548.0015 | 3029.163 | 3095.6438 | 3735.4126 | 4149.7923 | 4711.6395 | 5489.6989 | 5803.4251 | 6226.0551 | 6231.5833 | 6364.2482 | 6598.5408 | 7055.7377 | 7485.5997 | 6241.8089 | 6149.9291 | 5983.4513 | 6410.7925 | 6284.0507 | 6445.2812 | 6178.8273 | 6374.7288 | 6189.5446 | 5921.9139 | 6250.3295 | 6278.4561
CDP13 | NSW | N10 | Hunter Coast | Offshore Wind | 0 | 0 | 0 | 0 | 0 | 0 | 0 | 0 | 0 | 0 | 0 | 0 | 0 | 0 | 0 | 0 | 0 | 0 | 0 | 0 | 0 | 0 | 0 | 0 | 0 | 0 | 0 | 0
CDP13 | NSW | N11 | Illawarra Coast | Offshore Wind | 0 | 0 | 0 | 0 | 0 | 0 | 0 | 0 | 0 | 0 | 0 | 0 | 0 | 0 | 0 | 0 | 0 | 0 | 0 | 0 | 0 | 0 | 0 | 0 | 0 | 0 | 0 | 0
CDP13 | VIC | V7 | Gippsland Coast | Offshore Wind | 0 | 0 | 0 | 0 | 0 | 0 | 4006.962 | 7928.8328 | 10433.8103 | 11051.2836 | 13056.3949 | 17335.4845 | 20962.7648 | 25647.2883 | 28750.5912 | 33713.6439 | 34061.5398 | 33856.252 | 32308.9782 | 31415.9667 | 32013.3767 | 31857.7416 | 32126.2152 | 34209.2505 | 31579.6231 | 31759.0787 | 32845.7852 | 34389.8191
CDP13 | VIC | V8 | Portland Coast | Offshore Wind | 0 | 0 | 0 | 0 | 0 | 0 | 0 | 0 | 0 | 2272.0125 | 2225.4944 | 2091.0781 | 2682.7953 | 2724.0243 | 2825.0928 | 2873.1076 | 2796.5095 | 3019.1865 | 2835.8196 | 2666.2681 | 2700.0882 | 3036.0127 | 2890.8914 | 3035.7574 | 2736.5626 | 2758.0306 | 2776.8468 | 2916.466
CDP13 | SA | S10 | South East SA Coast | Offshore Wind | 0 | 0 | 0 | 0 | 0 | 0 | 0 | 0 | 0 | 0 | 0 | 0 | 0 | 0 | 0 | 0 | 0 | 0 | 0 | 0 | 0 | 0 | 0 | 0 | 0 | 0 | 0 | 0
CDP13 | TAS | T4 | North West Tasmania Coast | Offshore Wind | 0 | 0 | 0 | 0 | 0 | 0 | 0 | 0 | 0 | 0 | 0 | 0 | 0 | 0 | 0 | 0 | 0 | 0 | 0 | 0 | 0 | 0 | 0 | 0 | 0 | 0 | 0 | 0
CDP13 | TAS | T5 | North East Tasmania Coast | Offshore Wind | 0 | 0 | 0 | 0 | 0 | 0 | 0 | 0 | 0 | 0 | 0 | 0 | 0 | 0 | 0 | 0 | 0 | 0 | 0 | 0 | 0 | 0 | 0 | 0 | 0 | 0 | 0 | 0
CDP14 | QLD | Q1 | Far North QLD | Solar | 0 | 0 | 0 | 0 | 0 | 0 | 0 | 0 | 0 | 0 | 0 | 0 | 0 | 0 | 0 | 0 | 0 | 0 | 0 | 0 | 0 | 0 | 0 | 0 | 0 | 0 | 0 | 0
CDP14 | QLD | Q2 | North Qld Clean Energy Hub | Solar | 183.9176 | 194.9253 | 187.429 | 179.8137 | 169.6853 | 141.4803 | 149.6938 | 163.2555 | 181.5186 | 162.5177 | 167.1505 | 167.4497 | 161.728 | 79.8413 | 82.6147 | 84.8299 | 82.906 | 579.9925 | 701.3926 | 729.4366 | 703.0534 | 765.8343 | 723.3527 | 701.7435 | 706.3359 | 1312.9439 | 1302.0949 | 1283.1488
CDP14 | QLD | Q3 | Northern Qld | Solar | 1112.0063 | 1197.7686 | 1102.6902 | 1087.0163 | 1026.4424 | 870.0039 | 877.0271 | 1010.7278 | 1106.4734 | 1014.0303 | 1093.02 | 1113.2505 | 1044.7203 | 1040.6488 | 1040.5214 | 1095.7698 | 1039.9423 | 1054.9049 | 740.3958 | 479.7074 | 388.5101 | 443.8067 | 449.3543 | 202.7524 | 226.3233 | 206.387 | 0 | 0
CDP14 | QLD | Q4 | Isaac | Solar | 1599.5488 | 1680.4112 | 1568.575 | 1611.8132 | 1544.7574 | 1635.6518 | 1248.5606 | 1438.6327 | 1542.7503 | 1493.12 | 1572.2416 | 1559.1273 | 1481.9487 | 1525.0516 | 1509.7421 | 1575.3976 | 1513.8919 | 2542.4094 | 2398.0219 | 2564.7472 | 2005.1128 | 2293.2412 | 2314.5043 | 2289.1833 | 1477.3279 | 3303.5806 | 3109.6288 | 3210.5164
CDP14 | QLD | Q5 | Barcaldine | Solar | 40.8576 | 41.0375 | 38.5514 | 240.0627 | 228.4986 | 248.5764 | 182.0775 | 196.5968 | 227.7665 | 214.9212 | 218.5438 | 211.2306 | 199.275 | 202.8703 | 209.8915 | 209.2281 | 216.4954 | 205.419 | 187.6825 | 172.6712 | 158.8682 | 165.0114 | 161.3043 | 155.6252 | 157.3975 | 146.8392 | 142.8308 | 145.8274
CDP14 | QLD | Q6 | Fitzroy | Solar | 211.4674 | 221.5349 | 201.4981 | 205.4401 | 197.2317 | 208.3795 | 147.263 | 189.5284 | 196.8516 | 192.15 | 175.0256 | 183.4199 | 176.7794 | 202.3072 | 174.0549 | 185.7169 | 189.7778 | 190.5648 | 183.7697 | 195.6557 | 156.7387 | 164.4905 | 193.6588 | 498.1722 | 3937.3522 | 4989.9301 | 6446.0609 | 8067.2049
CDP14 | QLD | Q7 | Wide Bay | Solar | 730.6264 | 902.3512 | 1109.3614 | 1092.8567 | 1055.1865 | 1116.9695 | 857.3216 | 992.6448 | 1080.6254 | 4527.6883 | 5687.4953 | 5939.7456 | 5815.1182 | 5876.2329 | 5861.5202 | 6065.2105 | 5799.3692 | 5446.783 | 5258.4546 | 5651.0297 | 4701.7537 | 5294.9265 | 5451.1883 | 5671.2746 | 5489.5582 | 5307.8609 | 5235.8981 | 5334.5915
CDP14 | QLD | Q8 | Darling Downs | Solar | 3857.6363 | 3898.4408 | 3666.9409 | 3535.5756 | 3500.5798 | 3621.4264 | 2941.9366 | 3285.0347 | 4106.7049 | 6224.2668 | 6037.9038 | 8443.6253 | 8172.3541 | 8376.072 | 8439.7212 | 8507.462 | 8133.7266 | 7612.4121 | 10415.1599 | 11059.7527 | 9043.4248 | 11316.6888 | 11058.5648 | 12520.5523 | 12065.7957 | 16350.5189 | 16272.1982 | 16544.4093
CDP14 | QLD | Q9 | Banana | Solar | 0 | 0 | 0 | 0 | 0 | 0 | 0 | 0 | 0 | 0 | 0 | 0 | 0 | 0 | 0 | 0 | 0 | 0 | 0 | 0 | 0 | 0 | 0 | 0 | 0 | 0 | 0 | 0
CDP14 | NSW | N0 | NSW Non-REZ | Solar | 0 | 0 | 0 | 0 | 0 | 0 | 0 | 0 | 0 | 0 | 0 | 0 | 0 | 0 | 0 | 0 | 0 | 0 | 0 | 0 | 0 | 0 | 0 | 0 | 0 | 0 | 0 | 0
CDP14 | NSW | N1 | North West NSW | Solar | 463.6077 | 455.8567 | 491.768 | 483.2047 | 475.5631 | 470.2636 | 403.9822 | 425.6407 | 463.9822 | 459.5688 | 441.2901 | 450.001 | 415.5696 | 439.1947 | 446.9567 | 428.1392 | 425.2309 | 403.1655 | 393.2908 | 396.8312 | 373.2365 | 383.1526 | 353.1051 | 372.0576 | 366.2098 | 379.6423 | 385.2324 | 393.7216
CDP14 | NSW | N2 | New England | Solar | 1249.2281 | 1709.7368 | 1831.0329 | 1757.7369 | 1904.0804 | 2509.1071 | 2186.8818 | 2323.772 | 2637.2981 | 2744.6954 | 3499.5452 | 3732.6913 | 3436.5947 | 3721.9651 | 3691.8423 | 3528.0978 | 3417.5388 | 5687.1943 | 6764.5738 | 8556.566 | 7386.7069 | 7902.5644 | 8500.267 | 8765.6044 | 8417.5402 | 8894.8244 | 8376.571 | 9049.3606
CDP14 | NSW | N3 | Central-West Orana | Solar | 2715.5204 | 2887.4058 | 3272.7827 | 3174.3418 | 6450.2939 | 7081.5514 | 6427.0027 | 6725.3469 | 7678.8052 | 7651.9553 | 7990.003 | 8184.0274 | 7850.8188 | 8388.4324 | 8334.8605 | 8087.7433 | 7883.1622 | 7105.6593 | 7335.9962 | 8995.7726 | 7876.7473 | 8128.073 | 9034.6601 | 12142.3382 | 12589.434 | 15800.3779 | 15251.2558 | 16219.3632
CDP14 | NSW | N4 | Broken Hill | Solar | 121.458 | 131.126 | 649.6455 | 656.668 | 635.4466 | 623.0918 | 528.8829 | 566.2529 | 594.9333 | 573.53 | 568.6109 | 548.4106 | 527.4727 | 539.7871 | 575.5293 | 599.4369 | 562.7399 | 542.2098 | 509.1472 | 507.7334 | 598.0976 | 620.198 | 610.6281 | 575.7838 | 588.1367 | 571.8217 | 587.1235 | 607.4988
CDP14 | NSW | N5 | South West NSW | Solar | 2337.4886 | 2505.1242 | 2466.0873 | 4055.9206 | 4000.708 | 4117.9225 | 3748.733 | 4034.817 | 4232.1536 | 4014.2365 | 4174.4113 | 4151.273 | 3924.4598 | 4171.5963 | 3940.1194 | 3872.59 | 3859.9165 | 3573.2917 | 3512.2998 | 4740.3167 | 6220.7386 | 6486.9956 | 6492.5253 | 5989.9893 | 6971.2414 | 6256.76 | 5586.5891 | 5941.6462
CDP14 | NSW | N6 | Wagga Wagga | Solar | 1125.4852 | 1700.259 | 1873.4572 | 1757.6994 | 1756.4431 | 1822.2487 | 1647.4647 | 1764.7079 | 1911.245 | 1799.2105 | 1838.6018 | 1832.3744 | 1672.9383 | 1909.6917 | 1892.2434 | 1873.5382 | 1831.2777 | 1683.2818 | 1732.823 | 1782.1094 | 1628.2209 | 1744.1958 | 1852.1711 | 1722.1931 | 1824.7866 | 1853.009 | 584.1648 | 608.7695
CDP14 | NSW | N7 | Tumut | Solar | 0 | 0 | 0 | 0 | 0 | 0 | 0 | 0 | 0 | 0 | 0 | 0 | 0 | 0 | 0 | 0 | 0 | 0 | 0 | 0 | 0 | 0 | 0 | 0 | 0 | 0 | 0 | 0
CDP14 | NSW | N8 | Cooma-Monaro | Solar | 0 | 0 | 0 | 0 | 0 | 0 | 0 | 0 | 0 | 0 | 0 | 0 | 0 | 0 | 0 | 0 | 0 | 0 | 0 | 0 | 0 | 0 | 0 | 0 | 0 | 0 | 0 | 0
CDP14 | NSW | N9 | Hunter-Central Coast | Solar | 0 | 0 | 1077.4744 | 1024.0016 | 1081.183 | 1055.7165 | 917.0027 | 948.7727 | 1085.961 | 1122.4109 | 1043.1199 | 1086.5709 | 1018.8152 | 1099.9757 | 1085.404 | 1019.3803 | 999.8374 | 923.1885 | 997.9982 | 967.7583 | 877.6807 | 908.0536 | 991.1332 | 966.255 | 934.8068 | 948.1168 | 954.0932 | 1015.0499
CDP14 | NSW | N12 | Illawarra | Solar | 0 | 0 | 0 | 0 | 0 | 0 | 0 | 0 | 0 | 0 | 0 | 0 | 0 | 0 | 0 | 0 | 0 | 0 | 0 | 0 | 0 | 0 | 0 | 0 | 0 | 0 | 0 | 0
CDP14 | VIC | V0 | VIC Non-REZ | Solar | 0 | 0 | 0 | 0 | 0 | 0 | 0 | 0 | 0 | 0 | 0 | 0 | 0 | 0 | 0 | 0 | 0 | 0 | 0 | 0 | 0 | 0 | 0 | 0 | 0 | 0 | 0 | 0
CDP14 | VIC | V1 | Ovens Murray | Solar | 0 | 0 | 2.6301e-06 | 6.7655e-06 | 9.3719e-06 | 4.0016e-05 | 3.2583e-05 | 3.891e-05 | 5.9589e-05 | 4.7272e-05 | 5.9471e-05 | 5.046e-05 | 4.4731e-05 | 4.4951e-05 | 5.0389e-05 | 4.766e-05 | 4.988e-05 | 4.7203e-05 | 4.9178e-05 | 0.00013504 | 0.00011899 | 0.00014043 | 0.00015037 | 0.00013 | 0.00016945 | 0.00017589 | 0.00016565 | 0.00016678
CDP14 | VIC | V2 | Murray River | Solar | 1455.1344 | 1711.4992 | 1763.8833 | 1999.5577 | 1939.3365 | 1987.9882 | 1721.7137 | 1740.2376 | 1774.8071 | 1796.6621 | 2120.6813 | 2000.7001 | 1895.3957 | 1922.7302 | 1990.0828 | 1871.147 | 1882.5275 | 1854.5053 | 1828.4239 | 3519.7856 | 4939.0086 | 5231.9709 | 5303.5377 | 4973.9521 | 5140.1209 | 4316.1725 | 3957.3538 | 4184.3194
CDP14 | VIC | V3 | Western Victoria | Solar | 0 | 40.179 | 237.4649 | 244.9356 | 241.3074 | 239.3798 | 204.5555 | 214.4848 | 212.5338 | 215.8993 | 257.8997 | 264.2633 | 245.7754 | 252.6201 | 249.0482 | 227.6852 | 248.7862 | 232.7521 | 166.9575 | 191.9607 | 193.0001 | 223.5506 | 218.5561 | 220.8805 | 246.5388 | 235.0625 | 186.2779 | 170.8513
CDP14 | VIC | V4 | South West Victoria | Solar | 0 | 0 | 0 | 0 | 0 | 0 | 0 | 0 | 0 | 0 | 0 | 0 | 0 | 0 | 0 | 0 | 0 | 0 | 0 | 0 | 0 | 0 | 0 | 0 | 0 | 0 | 0 | 0
CDP14 | VIC | V5 | Gippsland | Solar | 0 | 115.2088 | 269.2679 | 271.7404 | 286.4652 | 273.6152 | 241.349 | 236.8648 | 258.5173 | 247.3968 | 287.3866 | 266.1206 | 262.6408 | 263.051 | 262.6481 | 240.3878 | 243.3279 | 230.6377 | 247.9582 | 241.2799 | 224.3281 | 240.961 | 250.0696 | 230.5799 | 237.4344 | 249.8789 | 247.4455 | 254.8637
CDP14 | VIC | V6 | Central North VIC | Solar | 1127.2623 | 1208.2071 | 1130.2681 | 1076.9135 | 1091.544 | 1135.3107 | 992.5597 | 1006.2241 | 1045.658 | 1009.2864 | 1202.4731 | 1152.517 | 1075.1634 | 1127.0339 | 1093.7181 | 1012.5263 | 1063.7489 | 999.2802 | 1043.1256 | 1105.2197 | 851.9135 | 878.9459 | 893.6624 | 800.9951 | 867.6853 | 889.7898 | 858.782 | 526.7789
CDP14 | SA | S1 | South East SA | Solar | 417.2048 | 420.3726 | 411.7156 | 397.6392 | 375.8744 | 349.8759 | 348.1735 | 369.1794 | 381.6818 | 378.9121 | 394.1378 | 390.2613 | 373.808 | 369.6371 | 400.7019 | 387.8077 | 378.577 | 320.105 | 299.9182 | 298.7001 | 264.5648 | 285.6604 | 266.4173 | 253.8829 | 267.7627 | 138.0806 | 135.4713 | 134.2621
CDP14 | SA | S2 | Riverland | Solar | 103.6808 | 111.3428 | 98.8279 | 96.3454 | 92.2174 | 86.6781 | 84.2144 | 80.2939 | 85.5477 | 81.0184 | 85.3914 | 84.1606 | 80.8718 | 79.874 | 86.2203 | 85.7554 | 81.7718 | 65.7532 | 60.6086 | 1153.4399 | 1966.7791 | 2040.0929 | 1932.3074 | 1904.1618 | 1979.8229 | 2063.6235 | 1975.1705 | 2038.6922
CDP14 | SA | S3 | Mid-North SA | Solar | 0 | 0 | 0 | 0 | 0 | 0 | 0 | 0 | 0 | 0 | 0 | 0 | 0 | 0 | 0 | 0 | 0 | 0 | 0 | 0 | 0 | 0 | 0 | 0 | 0 | 0 | 0 | 0
CDP14 | SA | S4 | Yorke Peninsula | Solar | 0 | 0 | 0 | 0 | 0 | 0 | 0 | 0 | 0 | 0 | 0 | 0 | 0 | 0 | 0 | 0 | 0 | 0 | 0 | 0 | 0 | 0 | 0 | 0 | 0 | 0 | 0 | 0
CDP14 | SA | S5 | Northern SA | Solar | 660.1668 | 708.7476 | 1318.5119 | 1188.1106 | 1167.81 | 1084.8306 | 1154.7439 | 1197.2404 | 1228.2259 | 1235.958 | 1253.3885 | 1279.6959 | 1224.4554 | 1242.9493 | 1288.4099 | 1318.7599 | 1268.1663 | 1229.8683 | 1228.3901 | 1191.6844 | 2352.9611 | 2451.2687 | 2331.626 | 2128.4086 | 2211.6319 | 2306.7401 | 2236.8622 | 2290.8903
CDP14 | SA | S6 | Leigh Creek | Solar | 0 | 0 | 0 | 0 | 0 | 0 | 0 | 0 | 0 | 0 | 0 | 0 | 0 | 0 | 0 | 0 | 0 | 0 | 0 | 0 | 0 | 0 | 0 | 0 | 0 | 0 | 0 | 0
CDP14 | SA | S7 | Roxby Downs | Solar | 0 | 0 | 4.7557e-06 | 6.4534e-05 | 193.2185 | 174.5879 | 177.2985 | 185.2735 | 193.6031 | 193.3928 | 508.5463 | 510.9221 | 495.4803 | 500.7748 | 523.6002 | 540.9065 | 1086.4451 | 1036.1065 | 1153.7736 | 1085.1906 | 1070.0892 | 1108.7603 | 1045.8863 | 1042.7258 | 1035.0796 | 1072.4564 | 1098.207 | 1107.9809
CDP14 | SA | S8 | Eastern Eyre Peninsula | Solar | 0 | 0 | 0 | 0 | 0 | 0 | 0 | 0 | 0 | 0 | 0 | 0 | 0 | 0 | 0 | 0 | 0 | 0 | 0 | 0 | 0 | 0 | 0 | 0 | 0 | 0 | 0 | 0
CDP14 | SA | S9 | Western Eyre Peninsula | Solar | 0 | 0 | 0 | 0 | 0 | 0 | 0 | 0 | 0 | 0 | 0 | 0 | 0 | 0 | 0 | 0 | 0 | 0 | 0 | 0 | 0 | 0 | 0 | 0 | 0 | 0 | 0 | 0
CDP14 | TAS | T1 | North East Tasmania | Solar | 0 | 0 | 0 | 0 | 0 | 0 | 0 | 0 | 0 | 0 | 0 | 0 | 0 | 0 | 0 | 0 | 0 | 0 | 0 | 0 | 0 | 0 | 0 | 0 | 0 | 0 | 0 | 0
CDP14 | TAS | T2 | North West Tasmania | Solar | 0 | 0 | 0 | 0 | 0 | 0 | 0 | 0 | 0 | 0 | 0 | 0 | 0 | 0 | 0 | 0 | 0 | 0 | 0 | 0 | 0 | 0 | 0 | 0 | 0 | 0 | 0 | 0
CDP14 | TAS | T3 | Tasmania Midlands | Solar | 0 | 0 | 0 | 0 | 0 | 0 | 0 | 0 | 0 | 0 | 0 | 0 | 0 | 0 | 0 | 0 | 0 | 0 | 0 | 0 | 0 | 0 | 0 | 0 | 0 | 0 | 0 | 0
CDP14 | QLD | Q1 | Far North QLD | Wind | 923.6272 | 906.5438 | 934.3013 | 2936.647 | 3176.6389 | 3533.1955 | 3174.1268 | 3528.6931 | 3687.5704 | 3678.505 | 3580.1035 | 3269.5667 | 3436.4839 | 3592.9281 | 3527.2309 | 3408.8094 | 3291.1241 | 3174.2715 | 3062.9838 | 3613.1367 | 3468.2902 | 3748.3227 | 3788.6513 | 3852.5491 | 3642.4222 | 3313.1008 | 3517.8697 | 3712.2444
CDP14 | QLD | Q2 | North Qld Clean Energy Hub | Wind | 141.6081 | 129.5903 | 128.6845 | 2280.5311 | 2985.9116 | 5357.657 | 5210.111 | 5411.346 | 5691.5519 | 6386.1278 | 6040.6176 | 5753.4879 | 6574.8601 | 6930.1004 | 7113.1046 | 6652.7028 | 6561.4792 | 6105.6378 | 6303.4032 | 7029.9973 | 7786.3945 | 7894.5718 | 8036.9261 | 8203.2835 | 7893.6555 | 7616.7009 | 8153.6858 | 8746.9336
CDP14 | QLD | Q3 | Northern Qld | Wind | 0 | 0 | 0 | 0 | 0 | 0 | 0 | 0 | 0 | 0 | 0 | 0 | 0 | 0 | 0 | 0 | 0 | 0 | 0 | 0 | 0 | 0 | 0 | 0 | 0 | 0 | 0 | 0
CDP14 | QLD | Q4 | Isaac | Wind | 884.1352 | 1173.41 | 1292.5398 | 1261.2403 | 1465.3996 | 1548.8581 | 1353.0642 | 1408.4216 | 1521.6985 | 3797.8624 | 3598.3949 | 3404.6153 | 3720.3495 | 3693.9075 | 4271.4265 | 3618.5151 | 3942.2272 | 3827.9435 | 3677.6838 | 3746.2246 | 5631.4849 | 5493.5858 | 5833.1071 | 6225.1814 | 5745.3382 | 4903.2082 | 5078.6266 | 5135.4448
CDP14 | QLD | Q5 | Barcaldine | Wind | 0 | 0 | 1.9541e-06 | 1.7142e-05 | 7.8161e-05 | 0.00018071 | 0.00014766 | 0.00015461 | 0.00018241 | 0.00052764 | 17.0022 | 15.8402 | 15.0887 | 14.8201 | 16.8808 | 14.5261 | 14.8815 | 14.3759 | 13.5863 | 267.5242 | 273.8362 | 263.5095 | 288.9483 | 274.8897 | 280.6935 | 264.7955 | 256.3081 | 259.2646
CDP14 | QLD | Q6 | Fitzroy | Wind | 0 | 0 | 3.402e-06 | 1605.7475 | 2726.1543 | 2970.8077 | 2819.6081 | 2913.3163 | 2920.3096 | 2886.7498 | 2934.4622 | 2748.2902 | 2863.3259 | 2737.3123 | 3176.6221 | 2694.3124 | 2924.2377 | 2769.7081 | 2701.0851 | 2881.9841 | 2894.2716 | 2886.1643 | 2812.4048 | 2891.1769 | 2867.2123 | 2677.5542 | 2769.9316 | 2677.5368
CDP14 | QLD | Q7 | Wide Bay | Wind | 0 | 0 | 3.1497e-06 | 3.4687e-05 | 5.02e-05 | 5.0802e-05 | 3.7954e-05 | 5.1493e-05 | 5.858e-05 | 8.5197e-05 | 0.00016409 | 0.00016954 | 0.0025153 | 0.0024493 | 0.0026348 | 0.00231 | 0.0025056 | 0.0026071 | 0.002487 | 0.0054535 | 0.0055954 | 495.4579 | 489.4718 | 447.8007 | 2602.0762 | 2506.7776 | 2465.6985 | 2577.2496
CDP14 | QLD | Q8 | Darling Downs | Wind | 4637.2395 | 6192.9456 | 6567.5979 | 11517.3841 | 13849.6458 | 13984.3665 | 13375.5139 | 13165.1126 | 13759.1299 | 12709.0534 | 16245.9114 | 15265.6765 | 15034.8904 | 15798.5964 | 16640.6444 | 15157.2337 | 16077.4557 | 16516.7721 | 15844.3574 | 15871.756 | 14599.329 | 13961.72 | 14168.4174 | 13530.718 | 21256.5642 | 20003.5661 | 19472.3611 | 20908.8604
CDP14 | QLD | Q9 | Banana | Wind | 0 | 0 | 0 | 0 | 0 | 0 | 0 | 0 | 0 | 0 | 0 | 0 | 0 | 0 | 0 | 0 | 0 | 0 | 0 | 0 | 0 | 0 | 0 | 0 | 0 | 0 | 0 | 0
CDP14 | NSW | N0 | NSW Non-REZ | Wind | 0 | 0 | 0 | 0 | 0 | 0 | 0 | 0 | 0 | 0 | 0 | 0 | 0 | 0 | 0 | 0 | 0 | 0 | 0 | 0 | 0 | 0 | 0 | 0 | 0 | 0 | 0 | 0
CDP14 | NSW | N1 | North West NSW | Wind | 0 | 0 | 0 | 0 | 0 | 0 | 0 | 0 | 0 | 0 | 0 | 0 | 0 | 0 | 0 | 0 | 0 | 0 | 0 | 0 | 0 | 0 | 0 | 0 | 0 | 0 | 0 | 0
CDP14 | NSW | N2 | New England | Wind | 1309.0337 | 1100.5763 | 1921.3682 | 2157.0459 | 2190.4491 | 10744.3618 | 11380.4717 | 10470.144 | 11012.5316 | 10222.98 | 12399.7115 | 12268.0053 | 12166.4076 | 12497.7087 | 12534.7381 | 12059.903 | 14534.524 | 20878.06 | 22657.0094 | 21863.5562 | 23724.1769 | 21546.3363 | 22214.204 | 21294.3216 | 22220.246 | 22024.7988 | 21524.2368 | 22818.277
CDP14 | NSW | N3 | Central-West Orana | Wind | 658.7977 | 1205.1171 | 2052.0669 | 3437.2809 | 13180.7822 | 12777.375 | 13187.8796 | 12311.1858 | 12519.4006 | 11794.7685 | 12501.3377 | 12059.8324 | 12031.7424 | 12836.6664 | 12787.7956 | 13014.9352 | 12920.7197 | 13251.66 | 13022.6035 | 12254.1093 | 12919.0962 | 11984.2245 | 12102.033 | 11542.195 | 12022.4137 | 12608.3393 | 12401.7371 | 13353.5258
CDP14 | NSW | N4 | Broken Hill | Wind | 782.5551 | 609.7939 | 690.7014 | 970.6491 | 943.2987 | 962.6853 | 809.5188 | 857.6958 | 829.9941 | 843.9538 | 828.4599 | 819.3355 | 782.9028 | 862.1778 | 890.6559 | 775.7138 | 887.7387 | 815.6849 | 800.6773 | 220.6356 | 208.3662 | 221.2543 | 221.9106 | 225.5892 | 212.1404 | 211.8495 | 198.8487 | 217.9537
CDP14 | NSW | N5 | South West NSW | Wind | 0 | 0 | 1.345e-05 | 1191.8521 | 1145.8799 | 1109.3622 | 1018.3795 | 1127.2652 | 1129.1313 | 1194.9815 | 1066.0734 | 1069.8195 | 1103.5365 | 1153.9639 | 1168.0158 | 1161.6003 | 1166.0841 | 1126.515 | 1077.689 | 1030.2538 | 995.4159 | 1096.5276 | 1084.0664 | 1149.3014 | 1021.7442 | 1050.1493 | 1073.4449 | 1145.9789
CDP14 | NSW | N6 | Wagga Wagga | Wind | 0 | 0 | 0 | 0 | 0 | 0 | 0 | 0 | 0 | 0 | 0 | 0 | 0 | 0 | 0 | 0 | 0 | 0 | 0 | 0 | 0 | 0 | 0 | 0 | 0 | 0 | 0 | 0
CDP14 | NSW | N7 | Tumut | Wind | 0 | 201.4505 | 766.3739 | 909.2575 | 925.1104 | 818.6276 | 883.0589 | 780.1054 | 790.5255 | 816.4974 | 815.9959 | 823.5599 | 789.5262 | 821.8763 | 833.3176 | 879.088 | 848.7027 | 895.2414 | 886.1154 | 802.9219 | 875.974 | 767.2269 | 785.4965 | 792.4188 | 803.3126 | 842.3467 | 801.1893 | 858.2455
CDP14 | NSW | N8 | Cooma-Monaro | Wind | 369.6057 | 379.413 | 1340.5462 | 1422.3269 | 1446.4643 | 1345.9154 | 1303.8473 | 1289.9973 | 1366.002 | 1402.8469 | 1257.648 | 1344.462 | 1290.9321 | 1384.0461 | 1363.803 | 1298.1425 | 1236.9144 | 1144.8248 | 1174.1775 | 1086.2083 | 1136.4019 | 1113.9177 | 1184.9121 | 1233.6494 | 1146.9864 | 1229.3426 | 1175.9955 | 1289.069
CDP14 | NSW | N9 | Hunter-Central Coast | Wind | 0 | 0 | 1192.303 | 1580.6718 | 1508.6944 | 1505.6941 | 1616.0686 | 1432.1564 | 1530.8662 | 1419.3554 | 1439.2027 | 1517.0941 | 1452.1252 | 1550.0053 | 1390.517 | 1486.015 | 1575.2325 | 1487.3006 | 1414.4936 | 1372.9831 | 1570.9684 | 1372.5317 | 1457.2763 | 1366.2621 | 2081.9748 | 2562.6057 | 2443.3209 | 2671.9698
CDP14 | NSW | N12 | Illawarra | Wind | 0 | 0 | 0 | 0 | 0 | 0 | 0 | 0 | 0 | 0 | 0 | 0 | 0 | 0 | 0 | 0 | 0 | 0 | 0 | 0 | 0 | 0 | 0 | 0 | 0 | 0 | 0 | 0
CDP14 | VIC | V0 | VIC Non-REZ | Wind | 0 | 0 | 1.0391e-06 | 3.706e-05 | 6.5253e-05 | 5.8962e-05 | 5.3048e-05 | 6.5254e-05 | 6.3601e-05 | 6.6095e-05 | 6.8947e-05 | 6.5341e-05 | 6.3827e-05 | 6.0565e-05 | 5.6955e-05 | 5.9771e-05 | 6.0558e-05 | 6.1667e-05 | 5.8821e-05 | 6.08e-05 | 6.6489e-05 | 8.0305e-05 | 7.3865e-05 | 8.3825e-05 | 6.9928e-05 | 0.00013514 | 0.00014025 | 0.00013591
CDP14 | VIC | V1 | Ovens Murray | Wind | 0 | 0 | 0 | 0 | 0 | 0 | 0 | 0 | 0 | 0 | 0 | 0 | 0 | 0 | 0 | 0 | 0 | 0 | 0 | 0 | 0 | 0 | 0 | 0 | 0 | 0 | 0 | 0
CDP14 | VIC | V2 | Murray River | Wind | 0 | 0 | 0 | 0 | 0 | 0 | 0 | 0 | 0 | 0 | 0 | 0 | 0 | 0 | 0 | 0 | 0 | 0 | 0 | 0 | 0 | 0 | 0 | 0 | 0 | 0 | 0 | 0
CDP14 | VIC | V3 | Western Victoria | Wind | 5695.6486 | 5948.6932 | 5595.7995 | 5969.3303 | 7908.9807 | 7822.9238 | 7530.7214 | 8144.1608 | 7806.0082 | 7907.6712 | 7099.1651 | 6872.8822 | 6699.4772 | 7027.172 | 6993.1854 | 6955.8116 | 7015.5065 | 7084.8617 | 6641.4507 | 6091.562 | 5190.1705 | 5744.275 | 5462.5845 | 5421.6603 | 4772.8587 | 5156.2665 | 4815.6215 | 5165.673
CDP14 | VIC | V4 | South West Victoria | Wind | 7457.3605 | 10583.1554 | 10159.7458 | 10647.5511 | 9733.7292 | 9852.8358 | 9571.1557 | 10354.8591 | 9871.8935 | 10720.8228 | 9911.2458 | 9710.377 | 9599.604 | 9877.9254 | 8869.2313 | 8862.2833 | 8354.2028 | 8343.5406 | 7926.3376 | 7122.7274 | 7140.657 | 4908.2658 | 4649.0735 | 4720.8911 | 6099.7639 | 7899.2374 | 8010.0546 | 8484.1269
CDP14 | VIC | V5 | Gippsland | Wind | 0 | 0 | 4.0027e-06 | 7.7023e-05 | 2078.3782 | 3325.999 | 3323.6075 | 3392.9537 | 3285.5942 | 3275.591 | 3316.7555 | 3085.0972 | 3060.7222 | 3017.8995 | 2995.3137 | 3064.7808 | 3245.0955 | 3077.7561 | 2949.2951 | 2947.5022 | 2987.9207 | 3108.1543 | 3020.4816 | 3312.7068 | 3021.5296 | 2949.7183 | 2979.5873 | 3058.6231
CDP14 | VIC | V6 | Central North VIC | Wind | 0 | 0 | 9.8609e-07 | 1.6989e-05 | 4.9612e-05 | 6.0514e-05 | 4.8708e-05 | 6.1656e-05 | 6.2518e-05 | 5.7242e-05 | 6.8254e-05 | 6.7312e-05 | 5.6866e-05 | 5.9236e-05 | 5.9021e-05 | 5.7391e-05 | 6.0754e-05 | 5.6445e-05 | 5.7588e-05 | 6.4652e-05 | 5.6686e-05 | 6.3051e-05 | 5.9365e-05 | 6.1856e-05 | 6.7668e-05 | 7.8417e-05 | 6.9265e-05 | 7.1557e-05
CDP14 | SA | S1 | South East SA | Wind | 748.4906 | 817.139 | 718.8694 | 795.4896 | 2425.5968 | 2348.3449 | 2008.7872 | 2156.4779 | 2100.5816 | 2586.7275 | 2329.4445 | 2162.2969 | 2031.4212 | 2186.5355 | 1842.035 | 1825.6914 | 1680.0772 | 1795.2241 | 1722.0635 | 1640.6429 | 1572.2062 | 1747.7934 | 1638.185 | 1826.9723 | 1619.104 | 2297.1073 | 2174.8222 | 2408.702
CDP14 | SA | S2 | Riverland | Wind | 0 | 0 | 0 | 0 | 0 | 0 | 0 | 0 | 0 | 0 | 0 | 0 | 0 | 0 | 0 | 0 | 0 | 0 | 0 | 0 | 0 | 0 | 0 | 0 | 0 | 0 | 0 | 0
CDP14 | SA | S3 | Mid-North SA | Wind | 5243.077 | 5517.8419 | 5310.5239 | 5622.3006 | 6812.458 | 6297.1515 | 6302.3038 | 6758.4936 | 6681.2103 | 7028.804 | 6639.1978 | 6760.0314 | 5798.9825 | 6616.7996 | 6628.2575 | 5231.6921 | 6662.3586 | 7025.0461 | 7069.6138 | 5836.8617 | 5662.9833 | 5801.0044 | 5898.8388 | 7949.8209 | 8054.8435 | 7945.2508 | 7517.591 | 8606.0676
CDP14 | SA | S4 | Yorke Peninsula | Wind | 227.9281 | 243.0132 | 240.5029 | 314.8027 | 347.5674 | 204.7199 | 174.3369 | 186.3164 | 183.1583 | 214.2738 | 189.7356 | 197.5694 | 177.7606 | 205.0412 | 316.0624 | 301.122 | 302.3726 | 313.8214 | 301.1345 | 283.641 | 273.5976 | 295.4646 | 278.2213 | 316.6185 | 265.9878 | 289.5512 | 258.5186 | 299.9812
CDP14 | SA | S5 | Northern SA | Wind | 1329.5804 | 1376.876 | 1319.2144 | 1381.1322 | 1289.0058 | 1199.1657 | 1139.4499 | 1221.9412 | 1256.1983 | 1353.6677 | 1233.0928 | 1276.6975 | 1231.3632 | 1346.542 | 1377.5001 | 1319.6269 | 1329.2846 | 1340.1198 | 1264.189 | 1207.7234 | 1135.8949 | 554.2919 | 561.338 | 585.6054 | 528.0653 | 562.1408 | 543.7225 | 597.3019
CDP14 | SA | S6 | Leigh Creek | Wind | 0 | 0 | 0 | 0 | 0 | 0 | 0 | 0 | 0 | 0 | 0 | 0 | 0 | 0 | 0 | 0 | 0 | 0 | 0 | 0 | 0 | 0 | 0 | 0 | 0 | 0 | 0 | 0
CDP14 | SA | S7 | Roxby Downs | Wind | 0 | 0 | 0 | 0 | 0 | 0 | 0 | 0 | 0 | 0 | 0 | 0 | 0 | 0 | 0 | 0 | 0 | 0 | 0 | 0 | 0 | 0 | 0 | 0 | 0 | 0 | 0 | 0
CDP14 | SA | S8 | Eastern Eyre Peninsula | Wind | 321.1547 | 290.5455 | 304.5225 | 340.8931 | 333.9191 | 324.6839 | 162.9971 | 173.0119 | 173.7234 | 193.9947 | 179.9402 | 0.0014728 | 0.0013144 | 0.0014607 | 363.2375 | 349.5615 | 362.7071 | 367.5451 | 352.0086 | 336.8934 | 329.4288 | 675.5752 | 913.781 | 1047.7887 | 886.2698 | 916.9432 | 838.7288 | 967.4616
CDP14 | SA | S9 | Western Eyre Peninsula | Wind | 0 | 0 | 0 | 0 | 0 | 0 | 0 | 0 | 0 | 0 | 0 | 0 | 0 | 0 | 0 | 0 | 0 | 0 | 0 | 0 | 0 | 0 | 0 | 0 | 0 | 0 | 0 | 0
CDP14 | TAS | T1 | North East Tasmania | Wind | 598.3431 | 649.4839 | 548.4117 | 781.7404 | 1424.8772 | 1429.979 | 1489.4359 | 1481.0472 | 1393.3465 | 1516.9217 | 1437.0566 | 1874.1902 | 2049.7509 | 1938.4051 | 2015.6475 | 2095.1731 | 1662.4734 | 1725.3093 | 1620.8515 | 1689.2643 | 1742.6418 | 1742.5153 | 1702.3488 | 1834.5699 | 1733.3345 | 1742.803 | 1333.7098 | 1268.6635
CDP14 | TAS | T2 | North West Tasmania | Wind | 918.0816 | 973.2529 | 901.9787 | 877.1093 | 853.1716 | 869.8918 | 904.3995 | 903.3825 | 872.8666 | 960.9696 | 892.9054 | 873.362 | 913.5098 | 963.5245 | 955.9867 | 970.9234 | 799.3058 | 759.8703 | 740.5827 | 769.5013 | 808.2472 | 809.995 | 796.3908 | 863.907 | 787.4485 | 773.6546 | 339.5262 | 351.0817
CDP14 | TAS | T3 | Tasmania Midlands | Wind | 458.9298 | 552.0708 | 2548.0018 | 3029.2102 | 3092.2778 | 3733.9758 | 4124.0668 | 4625.1174 | 5237.2412 | 5518.6745 | 6161.5267 | 6244.9625 | 6541.8431 | 7119.9649 | 7567.3119 | 7989.5946 | 6628.7714 | 6508.2551 | 6385.6432 | 6844.7482 | 6746.2517 | 6920.8106 | 6642.5641 | 6851.9321 | 6636.3164 | 6362.7917 | 6724.716 | 6749.3716
CDP14 | NSW | N10 | Hunter Coast | Offshore Wind | 0 | 0 | 0 | 0 | 0 | 0 | 0 | 0 | 0 | 0 | 0 | 0 | 0 | 0 | 0 | 0 | 0 | 0 | 0 | 0 | 0 | 0 | 0 | 0 | 0 | 0 | 0 | 0
CDP14 | NSW | N11 | Illawarra Coast | Offshore Wind | 0 | 0 | 0 | 0 | 0 | 0 | 0 | 0 | 0 | 0 | 0 | 0 | 0 | 0 | 0 | 0 | 0 | 0 | 0 | 0 | 0 | 0 | 0 | 0 | 0 | 0 | 0 | 0
CDP14 | VIC | V7 | Gippsland Coast | Offshore Wind | 0 | 0 | 0 | 0 | 0 | 0 | 4006.8133 | 7928.8764 | 10433.8568 | 10705.1418 | 12817.4905 | 16931.9935 | 20943.7856 | 25715.1219 | 28716.5327 | 33695.7266 | 33967.5828 | 33727.6952 | 32275.1455 | 31325.1091 | 31982.3193 | 31807.8119 | 32059.3859 | 34157.5053 | 31526.8007 | 31700.4336 | 32763.9149 | 34338.2525
CDP14 | VIC | V8 | Portland Coast | Offshore Wind | 0 | 0 | 0 | 0 | 0 | 0 | 0 | 0 | 0 | 2469.6259 | 2446.9857 | 2396.9447 | 2679.2925 | 2718.7449 | 2815.4306 | 2856.8125 | 2774.8627 | 2986.808 | 2823.3787 | 2652.4145 | 2693.11 | 3032.6383 | 2897.2325 | 3027.5363 | 2729.168 | 2755.1737 | 2782.5844 | 2922.9274
CDP14 | SA | S10 | South East SA Coast | Offshore Wind | 0 | 0 | 0 | 0 | 0 | 0 | 0 | 0 | 0 | 0 | 0 | 0 | 0 | 0 | 0 | 0 | 0 | 0 | 0 | 0 | 0 | 0 | 0 | 0 | 0 | 0 | 0 | 0
CDP14 | TAS | T4 | North West Tasmania Coast | Offshore Wind | 0 | 0 | 0 | 0 | 0 | 0 | 0 | 0 | 0 | 0 | 0 | 0 | 0 | 0 | 0 | 0 | 0 | 0 | 0 | 0 | 0 | 0 | 0 | 0 | 0 | 0 | 0 | 0
CDP14 | TAS | T5 | North East Tasmania Coast | Offshore Wind | 0 | 0 | 0 | 0 | 0 | 0 | 0 | 0 | 0 | 0 | 0 | 0 | 0 | 0 | 0 | 0 | 0 | 0 | 0 | 0 | 0 | 0 | 0 | 0 | 0 | 0 | 0 | 0
CDP15 | QLD | Q1 | Far North QLD | Solar | 0 | 0 | 0 | 0 | 0 | 0 | 0 | 0 | 0 | 0 | 0 | 0 | 0 | 0 | 0 | 0 | 0 | 0 | 0 | 0 | 0 | 0 | 0 | 0 | 0 | 0 | 0 | 0
CDP15 | QLD | Q2 | North Qld Clean Energy Hub | Solar | 196.3801 | 202.5003 | 187.4097 | 179.8174 | 169.9636 | 141.3621 | 149.9104 | 163.2506 | 181.3338 | 162.3524 | 167.026 | 167.4127 | 161.1061 | 79.4151 | 82.1558 | 84.4257 | 82.6662 | 496.2566 | 651.3699 | 677.9087 | 693.3926 | 755.4412 | 712.1627 | 691.2106 | 694.7797 | 1324.7983 | 1313.0365 | 1293.685
CDP15 | QLD | Q3 | Northern Qld | Solar | 1102.068 | 1192.4029 | 1102.5681 | 1087.0024 | 1027.3952 | 869.7379 | 877.5264 | 1010.632 | 1105.8884 | 1013.5091 | 1092.5847 | 1112.3689 | 1041.7431 | 1037.6972 | 1037.7479 | 1087.6433 | 1033.4532 | 1041.1772 | 729.4767 | 481.5015 | 398.0236 | 441.5479 | 448.4671 | 194.1584 | 236.3835 | 234.7809 | 0 | 0
CDP15 | QLD | Q4 | Isaac | Solar | 1590.0182 | 1679.6785 | 1568.3933 | 1611.8132 | 1544.7777 | 1635.7005 | 1249.432 | 1438.5964 | 1542.2897 | 1492.6215 | 1572.054 | 1559.774 | 1480.6544 | 1522.3512 | 1507.9788 | 1574.6322 | 1513.8701 | 2555.2632 | 2410.2183 | 2577.7335 | 2014.0259 | 2303.6952 | 2324.1438 | 2298.6073 | 1442.1668 | 3158.0283 | 2968.1924 | 3065.8555
CDP15 | QLD | Q5 | Barcaldine | Solar | 41.1191 | 40.8697 | 38.5493 | 240.0627 | 228.4936 | 248.5695 | 182.0069 | 196.5998 | 227.4725 | 213.3936 | 216.8214 | 209.7406 | 197.3449 | 200.1372 | 207.2919 | 206.9216 | 214.6889 | 204.1563 | 186.4488 | 171.3527 | 157.3333 | 163.7205 | 159.8862 | 154.5077 | 156.0842 | 145.5143 | 141.4082 | 144.3361
CDP15 | QLD | Q6 | Fitzroy | Solar | 212.631 | 220.6894 | 206.3891 | 205.4401 | 197.4308 | 208.9624 | 166.8469 | 175.6943 | 193.1574 | 192.1847 | 184.5705 | 193.4171 | 187.7681 | 177.861 | 182.4528 | 192.6384 | 207.9633 | 174.5689 | 152.6646 | 183.5868 | 168.0038 | 177.6132 | 163.812 | 587.5919 | 4160.6032 | 5290.7817 | 6700.9524 | 8420.1909
CDP15 | QLD | Q7 | Wide Bay | Solar | 730.0159 | 902.1908 | 1109.0966 | 1092.7587 | 1055.5021 | 1116.8653 | 857.1679 | 992.6494 | 1080.2403 | 4585.2085 | 5624.4417 | 5941.6403 | 5812.7497 | 5870.2213 | 5857.8513 | 6063.8003 | 5799.5535 | 5450.1762 | 5261.8855 | 5654.2373 | 4702.9409 | 5299.8659 | 5454.9588 | 5676.232 | 5492.8391 | 5312.1481 | 5237.7146 | 5335.0505
CDP15 | QLD | Q8 | Darling Downs | Solar | 3857.3945 | 3898.287 | 3666.4548 | 3535.6735 | 3501.2414 | 3621.576 | 2941.8965 | 3285.0493 | 4191.8353 | 6195.3955 | 6011.3554 | 8229.0256 | 7952.3861 | 8144.5091 | 8211.1659 | 8278.9853 | 7918.8277 | 7414.3863 | 10263.5978 | 10929.8796 | 8933.589 | 11219.6094 | 11026.6891 | 12506.0377 | 12049.8163 | 16359.7565 | 16280.932 | 16549.7727
CDP15 | QLD | Q9 | Banana | Solar | 0 | 0 | 0 | 0 | 0 | 0 | 0 | 0 | 0 | 0 | 0 | 0 | 0 | 0 | 0 | 0 | 0 | 0 | 0 | 0 | 0 | 0 | 0 | 0 | 0 | 0 | 0 | 0
CDP15 | NSW | N0 | NSW Non-REZ | Solar | 0 | 0 | 0 | 0 | 0 | 0 | 0 | 0 | 0 | 0 | 0 | 0 | 0 | 0 | 0 | 0 | 0 | 0 | 0 | 0 | 0 | 0 | 0 | 0 | 0 | 0 | 0 | 0
CDP15 | NSW | N1 | North West NSW | Solar | 450.8667 | 455.8688 | 491.8497 | 483.2118 | 475.7678 | 470.3963 | 404.2046 | 425.6317 | 463.8656 | 459.4971 | 440.3509 | 449.3254 | 413.799 | 436.375 | 445.1905 | 426.6914 | 424.634 | 403.4612 | 393.7331 | 396.8305 | 373.5365 | 383.3465 | 352.9537 | 374.1003 | 367.7915 | 379.4078 | 385.0089 | 392.9269
CDP15 | NSW | N2 | New England | Solar | 1265.8716 | 1709.9298 | 1831.4758 | 1758.263 | 1904.7236 | 2512.5321 | 2189.4765 | 2324.4461 | 2637.895 | 2745.1924 | 3593.5434 | 3835.0076 | 3526.395 | 3815.5599 | 3789.8829 | 3621.0031 | 3510.8254 | 5697.4775 | 6753.8769 | 8557.9915 | 7389.1942 | 7903.9072 | 8499.7806 | 8776.427 | 8416.3358 | 8894.541 | 8379.8961 | 9049.4776
CDP15 | NSW | N3 | Central-West Orana | Solar | 2714.6305 | 2887.3907 | 3272.9107 | 3175.0879 | 6441.1942 | 7075.2532 | 6429.0285 | 6724.4961 | 7677.521 | 7650.3731 | 7984.3012 | 8181.1142 | 7841.6124 | 8374.0463 | 8326.8968 | 8078.573 | 7880.413 | 7106.7334 | 7339.5995 | 9113.8981 | 7979.6401 | 8232.0589 | 9147.9282 | 12142.127 | 12581.1573 | 15787.2574 | 15236.4039 | 16203.0265
CDP15 | NSW | N4 | Broken Hill | Solar | 120.0644 | 133.0289 | 649.7453 | 656.4727 | 635.3243 | 622.6461 | 529.1831 | 566.2656 | 594.7745 | 573.4396 | 567.2399 | 547.4176 | 525.1984 | 535.4777 | 572.9994 | 596.7251 | 561.5562 | 542.4363 | 509.5811 | 509.2492 | 598.7839 | 620.3491 | 610.4439 | 576.7357 | 587.8822 | 571.2114 | 586.7033 | 606.2634
CDP15 | NSW | N5 | South West NSW | Solar | 2342.2629 | 2505.6035 | 2466.9638 | 4054.2681 | 3999.4611 | 4112.1898 | 3758.409 | 4033.9405 | 4242.4359 | 4015.8187 | 4169.948 | 4147.5926 | 3918.2452 | 4133.1673 | 3921.487 | 3848.3765 | 3860.4924 | 3563.324 | 3465.9733 | 4589.8078 | 6075.5717 | 6367.5095 | 6386.0026 | 5932.7836 | 6934.9375 | 6223.1543 | 5597.8318 | 5887.0476
CDP15 | NSW | N6 | Wagga Wagga | Solar | 1126.3899 | 1701.3192 | 1874.1619 | 1754.8288 | 1758.0286 | 1851.1183 | 1665.1097 | 1754.7066 | 1894.0267 | 1789.583 | 1875.8051 | 1895.5575 | 1775.0161 | 1927.7927 | 1878.786 | 1852.8424 | 1807.9089 | 1677.8887 | 1726.7799 | 1799.8006 | 1644.1763 | 1754.2977 | 1847.376 | 1728.7939 | 1793.7893 | 1824.2417 | 667.5573 | 650.808
CDP15 | NSW | N7 | Tumut | Solar | 0 | 0 | 0 | 0 | 0 | 0 | 0 | 0 | 0 | 0 | 0 | 0 | 0 | 0 | 0 | 0 | 0 | 0 | 0 | 0 | 0 | 0 | 0 | 0 | 0 | 0 | 0 | 0
CDP15 | NSW | N8 | Cooma-Monaro | Solar | 0 | 0 | 0 | 0 | 0 | 0 | 0 | 0 | 0 | 0 | 0 | 0 | 0 | 0 | 0 | 0 | 0 | 0 | 0 | 0 | 0 | 0 | 0 | 0 | 0 | 0 | 0 | 0
CDP15 | NSW | N9 | Hunter-Central Coast | Solar | 0 | 0 | 1077.5834 | 1023.661 | 1080.5245 | 1052.7992 | 917.3612 | 948.7733 | 1085.8401 | 1122.2561 | 1041.6652 | 1085.6893 | 1016.3136 | 1095.8116 | 1083.128 | 1017.216 | 999.1389 | 923.5084 | 998.7877 | 967.7901 | 878.019 | 911.1755 | 1005.1134 | 981.4021 | 897.7163 | 954.2445 | 947.3187 | 1018.5732
CDP15 | NSW | N12 | Illawarra | Solar | 0 | 0 | 0 | 0 | 0 | 0 | 0 | 0 | 0 | 0 | 0 | 0 | 0 | 0 | 0 | 0 | 0 | 0 | 0 | 0 | 0 | 0 | 0 | 0 | 0 | 0 | 0 | 0
CDP15 | VIC | V0 | VIC Non-REZ | Solar | 0 | 0 | 0 | 0 | 0 | 0 | 0 | 0 | 0 | 0 | 0 | 0 | 0 | 0 | 0 | 0 | 0 | 0 | 0 | 0 | 0 | 0 | 0 | 0 | 0 | 0 | 0 | 0
CDP15 | VIC | V1 | Ovens Murray | Solar | 0 | 0 | 5.2967e-07 | 3.6769e-06 | 5.353e-06 | 2.3805e-05 | 1.9332e-05 | 2.2177e-05 | 7.7944e-05 | 6.1426e-05 | 7.6356e-05 | 6.3589e-05 | 5.477e-05 | 5.3799e-05 | 6.7884e-05 | 6.3882e-05 | 6.5792e-05 | 6.2747e-05 | 6.3138e-05 | 0.00011186 | 9.8276e-05 | 0.00011656 | 0.00011539 | 0.00010007 | 0.00014547 | 0.00015097 | 0.0001425 | 0.00014301
CDP15 | VIC | V2 | Murray River | Solar | 1450.7243 | 1714.1434 | 1762.5738 | 1999.628 | 1941.8215 | 1988.8818 | 1723.5193 | 1739.392 | 1775.7398 | 1797.3837 | 2121.0663 | 1999.0475 | 1895.2113 | 1940.8967 | 1981.4874 | 1861.0011 | 1879.0156 | 1841.4682 | 1828.2116 | 3504.4716 | 4875.9606 | 5161.2591 | 5236.2003 | 4913.9304 | 5165.2153 | 4349.9648 | 4003.3143 | 4221.5926
CDP15 | VIC | V3 | Western Victoria | Solar | 0 | 40.179 | 237.4993 | 245.4408 | 241.7105 | 238.6013 | 205.7552 | 212.7144 | 214.7068 | 218.0196 | 257.9232 | 263.3703 | 249.6821 | 263.19 | 247.0672 | 236.6291 | 229.8798 | 231.0322 | 241.9567 | 238.2878 | 219.1342 | 230.7814 | 232.0704 | 184.3132 | 232.0324 | 256.9039 | 213.136 | 247.5792
CDP15 | VIC | V4 | South West Victoria | Solar | 0 | 0 | 0 | 0 | 0 | 0 | 0 | 0 | 0 | 0 | 0 | 0 | 0 | 0 | 0 | 0 | 0 | 0 | 0 | 0 | 0 | 0 | 0 | 0 | 0 | 0 | 0 | 0
CDP15 | VIC | V5 | Gippsland | Solar | 0 | 116.3336 | 269.0498 | 271.3122 | 288.2582 | 275.9895 | 241.462 | 236.8352 | 258.4193 | 247.3176 | 287.4162 | 263.8392 | 261.647 | 260.2801 | 261.7305 | 239.1872 | 242.615 | 232.6431 | 249.8344 | 238.4676 | 228.7753 | 240.4243 | 250.4076 | 230.8852 | 238.8847 | 250.6913 | 249.1104 | 252.0955
CDP15 | VIC | V6 | Central North VIC | Solar | 1118.2602 | 1194.2918 | 1129.2345 | 1076.7644 | 1091.1573 | 1135.3726 | 991.6019 | 1007.8456 | 1043.7651 | 1006.5257 | 1202.5684 | 1138.6069 | 1058.6914 | 1035.6206 | 1091.4652 | 997.5998 | 1052.1596 | 992.6812 | 1021.8234 | 1084.8187 | 828.7381 | 876.7794 | 900.49 | 837.58 | 857.2308 | 879.3005 | 895.9027 | 547.4616
CDP15 | SA | S1 | South East SA | Solar | 414.7135 | 428.9579 | 423.0652 | 397.7559 | 376.7917 | 349.7712 | 352.1868 | 369.3765 | 378.496 | 370.0542 | 385.9455 | 386.0242 | 364.3501 | 374.8184 | 397.9339 | 384.3581 | 378.1579 | 319.7501 | 299.0173 | 297.8811 | 265.649 | 285.6313 | 266.6114 | 253.8625 | 268.143 | 138.5045 | 136.374 | 135.0598
CDP15 | SA | S2 | Riverland | Solar | 106.1136 | 110.2846 | 98.8533 | 96.3425 | 92.2288 | 86.7529 | 84.3888 | 80.7159 | 85.2462 | 80.5776 | 84.746 | 83.4266 | 79.2771 | 77.5286 | 85.5911 | 84.9685 | 81.3623 | 65.6629 | 61.3321 | 1190.5619 | 1968.6896 | 2040.3086 | 1932.0549 | 1906.4264 | 1978.2521 | 2055.9613 | 1968.7228 | 2028.7761
CDP15 | SA | S3 | Mid-North SA | Solar | 0 | 0 | 0 | 0 | 0 | 0 | 0 | 0 | 0 | 0 | 0 | 0 | 0 | 0 | 0 | 0 | 0 | 0 | 0 | 0 | 0 | 0 | 0 | 0 | 0 | 0 | 0 | 0
CDP15 | SA | S4 | Yorke Peninsula | Solar | 0 | 0 | 0 | 0 | 0 | 0 | 0 | 0 | 0 | 0 | 0 | 0 | 0 | 0 | 0 | 0 | 0 | 0 | 0 | 0 | 0 | 0 | 0 | 0 | 0 | 0 | 0 | 0
CDP15 | SA | S5 | Northern SA | Solar | 646.8842 | 717.2255 | 1320.842 | 1188.0497 | 1169.094 | 1085.3904 | 1155.7062 | 1197.385 | 1228.006 | 1235.5638 | 1244.7516 | 1272.2767 | 1215.5987 | 1230.8202 | 1278.9089 | 1309.1694 | 1265.9572 | 1229.1298 | 1229.4015 | 1191.4437 | 2356.4291 | 2449.926 | 2329.6418 | 2129.7392 | 2208.2994 | 2295.672 | 2229.2268 | 2277.4247
CDP15 | SA | S6 | Leigh Creek | Solar | 0 | 0 | 0 | 0 | 0 | 0 | 0 | 0 | 0 | 0 | 0 | 0 | 0 | 0 | 0 | 0 | 0 | 0 | 0 | 0 | 0 | 0 | 0 | 0 | 0 | 0 | 0 | 0
CDP15 | SA | S7 | Roxby Downs | Solar | 0 | 0 | 1.3756e-06 | 3.8955e-05 | 193.876 | 174.9136 | 177.5801 | 185.6698 | 193.9448 | 193.7389 | 766.7641 | 775.8733 | 748.5338 | 756.7644 | 792.9845 | 816.2391 | 1097.8941 | 1048.8984 | 1155.5682 | 1085.3512 | 1072.9813 | 1110.2761 | 1047.0444 | 1045.7146 | 1035.6901 | 1069.5197 | 1093.5692 | 1101.7674
CDP15 | SA | S8 | Eastern Eyre Peninsula | Solar | 0 | 0 | 0 | 0 | 0 | 0 | 0 | 0 | 0 | 0 | 0 | 0 | 0 | 0 | 0 | 0 | 0 | 0 | 0 | 0 | 0 | 0 | 0 | 0 | 0 | 0 | 0 | 0
CDP15 | SA | S9 | Western Eyre Peninsula | Solar | 0 | 0 | 0 | 0 | 0 | 0 | 0 | 0 | 0 | 0 | 0 | 0 | 0 | 0 | 0 | 0 | 0 | 0 | 0 | 0 | 0 | 0 | 0 | 0 | 0 | 0 | 0 | 0
CDP15 | TAS | T1 | North East Tasmania | Solar | 0 | 0 | 0 | 0 | 0 | 0 | 0 | 0 | 0 | 0 | 0 | 0 | 0 | 0 | 0 | 0 | 0 | 0 | 0 | 0 | 0 | 0 | 0 | 0 | 0 | 0 | 0 | 0
CDP15 | TAS | T2 | North West Tasmania | Solar | 0 | 0 | 0 | 0 | 0 | 0 | 0 | 0 | 0 | 0 | 0 | 0 | 0 | 0 | 0 | 0 | 0 | 0 | 0 | 0 | 0 | 0 | 0 | 0 | 0 | 0 | 0 | 0
CDP15 | TAS | T3 | Tasmania Midlands | Solar | 0 | 0 | 0 | 0 | 0 | 0 | 0 | 0 | 0 | 0 | 0 | 0 | 0 | 0 | 0 | 0 | 0 | 0 | 0 | 0 | 0 | 0 | 0 | 0 | 0 | 0 | 0 | 0
CDP15 | QLD | Q1 | Far North QLD | Wind | 920.0599 | 904.3335 | 934.2774 | 2936.6296 | 3176.6147 | 3532.8364 | 3172.9868 | 3528.4906 | 3686.2588 | 3677.2124 | 3578.7204 | 3298.4077 | 3454.5111 | 3610.5944 | 3544.9347 | 3434.7525 | 3312.65 | 3211.6672 | 3097.0077 | 3615.7695 | 3458.7808 | 3749.724 | 3785.4745 | 3859.2577 | 3644.8384 | 3280.2332 | 3514.6691 | 3708.1117
CDP15 | QLD | Q2 | North Qld Clean Energy Hub | Wind | 141.8699 | 129.4521 | 128.6818 | 2280.5396 | 2986.0202 | 5364.9686 | 5215.6919 | 5418.5296 | 5698.4241 | 6391.1979 | 6045.4833 | 5754.7883 | 6643.5203 | 6998.3798 | 7187.0644 | 6724.056 | 6631.2446 | 6175.9598 | 6375.6635 | 7061.3816 | 7789.4239 | 7896.0825 | 8035.7222 | 8204.2055 | 7892.5952 | 7620.5167 | 8146.3502 | 8737.7463
CDP15 | QLD | Q3 | Northern Qld | Wind | 0 | 0 | 0 | 0 | 0 | 0 | 0 | 0 | 0 | 0 | 0 | 0 | 0 | 0 | 0 | 0 | 0 | 0 | 0 | 0 | 0 | 0 | 0 | 0 | 0 | 0 | 0 | 0
CDP15 | QLD | Q4 | Isaac | Wind | 892.7162 | 1175.0451 | 1292.4671 | 1261.2402 | 1463.3341 | 1546.737 | 1351.498 | 1406.4788 | 1519.2538 | 3803.0882 | 3603.2701 | 3410.0828 | 3661.1017 | 3631.0095 | 4202.6053 | 3560.7363 | 3880.727 | 3769.7331 | 3620.773 | 3689.2556 | 5407.3799 | 5278.5204 | 5602.0304 | 5976.4589 | 5518.5125 | 4793.747 | 4963.5603 | 5018.155
CDP15 | QLD | Q5 | Barcaldine | Wind | 0 | 0 | 6.8365e-08 | 9.6247e-06 | 4.6185e-05 | 0.00011114 | 9.0796e-05 | 9.679e-05 | 0.00011377 | 0.00078534 | 35.9099 | 33.4268 | 31.8633 | 31.4764 | 35.5858 | 30.8532 | 31.5958 | 30.6749 | 28.9172 | 267.6896 | 274.0417 | 263.7517 | 289.174 | 274.8748 | 281.0255 | 264.1003 | 255.6595 | 258.4287
CDP15 | QLD | Q6 | Fitzroy | Wind | 0 | 0 | 4.5007e-07 | 1606.2026 | 2726.1543 | 2970.8077 | 2813.9064 | 2913.404 | 2920.0021 | 2886.5531 | 2934.4302 | 2748.6742 | 2861.8681 | 2734.0604 | 3155.524 | 2678.7085 | 2898.5502 | 2809.5611 | 2752.2868 | 2895.3788 | 2879.1525 | 2873.5793 | 2855.3345 | 2886.0887 | 2851.9096 | 2640.0867 | 2811.4096 | 2715.9337
CDP15 | QLD | Q7 | Wide Bay | Wind | 0 | 0 | 2.5632e-07 | 1.9264e-05 | 2.8855e-05 | 2.9189e-05 | 2.1292e-05 | 3.0499e-05 | 4.1951e-05 | 0.00010593 | 0.00021563 | 0.00022064 | 422.4911 | 436.3142 | 446.712 | 398.8009 | 425.5908 | 444.5774 | 426.3839 | 431.994 | 438.2452 | 895.2702 | 888.8328 | 814.321 | 2603.1407 | 2507.4278 | 2465.5746 | 2577.2621
CDP15 | QLD | Q8 | Darling Downs | Wind | 4637.1525 | 6192.8016 | 6567.1802 | 11517.3841 | 13848.4206 | 13983.1274 | 13349.7855 | 13164.3638 | 13756.6312 | 12707.2388 | 16195.9658 | 15219.7994 | 14983.2298 | 15736.8943 | 16579.614 | 15104.298 | 16025.5547 | 16466.1783 | 15796.7061 | 15823.1674 | 14549.8279 | 13915.4167 | 14118.1814 | 13482.7359 | 21256.3527 | 20001.9881 | 19468.0858 | 20902.9527
CDP15 | QLD | Q9 | Banana | Wind | 0 | 0 | 0 | 0 | 0 | 0 | 0 | 0 | 0 | 0 | 0 | 0 | 0 | 0 | 0 | 0 | 0 | 0 | 0 | 0 | 0 | 0 | 0 | 0 | 0 | 0 | 0 | 0
CDP15 | NSW | N0 | NSW Non-REZ | Wind | 0 | 0 | 0 | 0 | 0 | 0 | 0 | 0 | 0 | 0 | 0 | 0 | 0 | 0 | 0 | 0 | 0 | 0 | 0 | 0 | 0 | 0 | 0 | 0 | 0 | 0 | 0 | 0
CDP15 | NSW | N1 | North West NSW | Wind | 0 | 0 | 0 | 0 | 0 | 0 | 0 | 0 | 0 | 0 | 0 | 0 | 0 | 0 | 0 | 0 | 0 | 0 | 0 | 0 | 0 | 0 | 0 | 0 | 0 | 0 | 0 | 0
CDP15 | NSW | N2 | New England | Wind | 1305.9868 | 1100.6176 | 1921.0546 | 2156.5262 | 2190.092 | 10744.2383 | 11379.1077 | 10470.1044 | 11012.0013 | 10222.4322 | 12428.1817 | 12296.7816 | 12188.6691 | 12519.4282 | 12565.4974 | 12085.9686 | 14482.102 | 20730.2061 | 22473.6079 | 21822.2851 | 23683.2553 | 21504.0023 | 22169.4053 | 21257.9945 | 22217.2787 | 22010.0339 | 21501.9755 | 22794.6882
CDP15 | NSW | N3 | Central-West Orana | Wind | 658.7847 | 1205.1175 | 2052.0491 | 3436.5363 | 13181.3436 | 12776.4559 | 13190.7213 | 12311.0414 | 12518.9027 | 11794.0859 | 12497.2178 | 12056.9422 | 12023.7465 | 12822.0956 | 12780.6168 | 13006.938 | 12918.2911 | 13252.3334 | 13026.0407 | 12251.4059 | 12917.3301 | 11979.652 | 12095.8183 | 11541.3603 | 12020.8719 | 12591.0781 | 12383.0324 | 13331.7059
CDP15 | NSW | N4 | Broken Hill | Wind | 786.9074 | 609.1427 | 690.7456 | 970.6495 | 943.305 | 962.6899 | 809.7493 | 857.6785 | 830.0049 | 843.9065 | 828.5075 | 819.3191 | 782.4793 | 861.7233 | 890.8338 | 775.8803 | 887.8614 | 815.698 | 800.9511 | 220.4584 | 208.4395 | 221.2642 | 221.8983 | 225.2671 | 212.0603 | 211.7703 | 198.7846 | 217.859
CDP15 | NSW | N5 | South West NSW | Wind | 0 | 0 | 7.3292e-06 | 1190.6214 | 1144.6917 | 1107.9477 | 1017.6982 | 1126.1169 | 1127.9041 | 1193.6902 | 1064.4211 | 1068.335 | 1100.904 | 1150.806 | 1165.7693 | 1159.1752 | 1164.4614 | 1125.477 | 1077.0704 | 1029.3789 | 994.8723 | 1095.5975 | 1083.0374 | 1148.4356 | 1020.4582 | 1048.6241 | 1071.8552 | 1144.0929
CDP15 | NSW | N6 | Wagga Wagga | Wind | 0 | 0 | 0 | 0 | 0 | 0 | 0 | 0 | 0 | 0 | 0 | 0 | 0 | 0 | 0 | 0 | 0 | 0 | 0 | 0 | 0 | 0 | 0 | 0 | 0 | 0 | 0 | 0
CDP15 | NSW | N7 | Tumut | Wind | 0 | 201.4505 | 766.5539 | 909.2576 | 926.5562 | 820.0993 | 885.0547 | 784.4247 | 781.5065 | 803.2637 | 815.3953 | 825.5672 | 800.4529 | 837.5129 | 824.7414 | 871.0919 | 843.7961 | 874.8938 | 899.8128 | 772.2624 | 876.3236 | 779.1425 | 797.7503 | 825.3165 | 797.2453 | 834.7408 | 735.7361 | 819.5384
CDP15 | NSW | N8 | Cooma-Monaro | Wind | 369.19 | 379.6214 | 1340.8901 | 1422.3266 | 1446.4686 | 1345.9188 | 1304.6621 | 1291.8139 | 1367.8882 | 1403.847 | 1256.8833 | 1344.5178 | 1283.1707 | 1381.995 | 1362.3435 | 1295.4039 | 1232.3013 | 1139.2115 | 1167.273 | 1081.6248 | 1131.9353 | 1116.6674 | 1180.7782 | 1235.1862 | 1149.2629 | 1246.5895 | 1190.817 | 1286.0834
CDP15 | NSW | N9 | Hunter-Central Coast | Wind | 0 | 0 | 1192.3585 | 1581.3034 | 1509.5259 | 1506.4394 | 1617.1954 | 1432.8569 | 1531.4683 | 1419.9522 | 1439.0094 | 1516.9687 | 1450.4518 | 1546.968 | 1389.4936 | 1484.8624 | 1575.0953 | 1488.2015 | 1415.9251 | 1373.712 | 1576.5047 | 1376.9777 | 1462.0073 | 1371.6195 | 2042.8391 | 2561.1123 | 2441.8414 | 2670.569
CDP15 | NSW | N12 | Illawarra | Wind | 0 | 0 | 0 | 0 | 0 | 0 | 0 | 0 | 0 | 0 | 0 | 0 | 0 | 0 | 0 | 0 | 0 | 0 | 0 | 0 | 0 | 0 | 0 | 0 | 0 | 0 | 0 | 0
CDP15 | VIC | V0 | VIC Non-REZ | Wind | 0 | 0 | 0 | 2.1583e-05 | 4.0881e-05 | 3.6755e-05 | 3.3245e-05 | 3.9282e-05 | 4.59e-05 | 4.4591e-05 | 5.4523e-05 | 5.2786e-05 | 5.0703e-05 | 4.7272e-05 | 5.784e-05 | 6.0993e-05 | 6.1111e-05 | 6.2418e-05 | 5.8972e-05 | 5.9071e-05 | 6.2306e-05 | 7.1069e-05 | 6.5183e-05 | 7.514e-05 | 6.3076e-05 | 0.00012248 | 0.00012718 | 0.00012296
CDP15 | VIC | V1 | Ovens Murray | Wind | 0 | 0 | 0 | 0 | 0 | 0 | 0 | 0 | 0 | 0 | 0 | 0 | 0 | 0 | 0 | 0 | 0 | 0 | 0 | 0 | 0 | 0 | 0 | 0 | 0 | 0 | 0 | 0
CDP15 | VIC | V2 | Murray River | Wind | 0 | 0 | 0 | 0 | 0 | 0 | 0 | 0 | 0 | 0 | 0 | 0 | 0 | 0 | 0 | 0 | 0 | 0 | 0 | 0 | 0 | 0 | 0 | 0 | 0 | 0 | 0 | 0
CDP15 | VIC | V3 | Western Victoria | Wind | 5701.8942 | 5952.819 | 5592.5131 | 5970.5679 | 7908.9227 | 7828.3083 | 7541.849 | 8150.9874 | 7810.4011 | 7928.7928 | 7101.211 | 6876.5315 | 6711.1247 | 6992.6843 | 7016.5279 | 6986.3329 | 7100.6139 | 7164.966 | 6661.358 | 6129.3197 | 5216.7769 | 5787.8928 | 5502.3014 | 5477.0438 | 4842.1425 | 5191.1433 | 4809.428 | 5139.2667
CDP15 | VIC | V4 | South West Victoria | Wind | 7458.2326 | 10584.4623 | 10151.7601 | 10647.6056 | 9732.8061 | 9852.6833 | 9575.8306 | 10353.0069 | 9869.6294 | 10713.8079 | 9910.8971 | 9707.8359 | 9591.7433 | 9874.3908 | 8848.6819 | 8832.602 | 8350.1768 | 8344.0753 | 7922.2501 | 7120.6368 | 7153.2998 | 4904.9558 | 4642.1436 | 4730.2683 | 6214.846 | 7959.9826 | 8015.2031 | 8466.2863
CDP15 | VIC | V5 | Gippsland | Wind | 0 | 0 | 1.1825e-08 | 4.5441e-05 | 2089.7269 | 3327.4742 | 3325.2278 | 3394.2937 | 3286.9255 | 3277.5752 | 3318.1702 | 3084.5854 | 3052.4094 | 3001.47 | 2985.2723 | 3049.042 | 3241.1646 | 3075.0996 | 2952.5805 | 2950.7447 | 2989.4637 | 3116.4934 | 3031.8146 | 3325.5058 | 3031.2041 | 2960.8804 | 2992.7247 | 3070.4353
CDP15 | VIC | V6 | Central North VIC | Wind | 0 | 0 | 0 | 8.3226e-06 | 2.8729e-05 | 3.5419e-05 | 2.818e-05 | 3.2903e-05 | 3.967e-05 | 3.3723e-05 | 6.2877e-05 | 5.7235e-05 | 4.6739e-05 | 4.7913e-05 | 6.2884e-05 | 6.119e-05 | 6.4025e-05 | 5.9734e-05 | 6.0343e-05 | 6.6621e-05 | 5.8665e-05 | 6.434e-05 | 6.0576e-05 | 6.3494e-05 | 6.7955e-05 | 7.7522e-05 | 6.851e-05 | 7.0777e-05
CDP15 | SA | S1 | South East SA | Wind | 746.5246 | 813.9884 | 709.3256 | 795.5358 | 2417.0107 | 2338.5848 | 1995.9534 | 2147.9688 | 2095.8431 | 2584.6001 | 2316.2485 | 2148.6193 | 2020.2232 | 2155.0481 | 1822.4292 | 1808.8086 | 1667.7952 | 1783.2707 | 1712.4567 | 1630.9922 | 1563.187 | 1737.337 | 1628.3697 | 1816.9655 | 1609.2618 | 2311.7604 | 2189.5012 | 2424.6182
CDP15 | SA | S2 | Riverland | Wind | 0 | 0 | 0 | 0 | 0 | 0 | 0 | 0 | 0 | 0 | 0 | 0 | 0 | 0 | 0 | 0 | 0 | 0 | 0 | 0 | 0 | 0 | 0 | 0 | 0 | 0 | 0 | 0
CDP15 | SA | S3 | Mid-North SA | Wind | 5281.0077 | 5564.7097 | 5311.9336 | 5622.75 | 6803.5302 | 6307.564 | 6308.9726 | 6768.4612 | 6686.9697 | 7056.4084 | 6696.5286 | 6826.136 | 5861.3355 | 6702.4395 | 6695.5303 | 5299.9737 | 6782.5116 | 7150.9333 | 7091.8942 | 5860.8512 | 5704.398 | 5803.1124 | 5894.0122 | 7975.0251 | 8064.1009 | 7958.8318 | 7541.857 | 8599.7164
CDP15 | SA | S4 | Yorke Peninsula | Wind | 232.9668 | 242.8032 | 240.5509 | 314.3745 | 347.2604 | 212.1688 | 180.5738 | 193.0591 | 189.7562 | 221.8924 | 195.7454 | 204.0985 | 183.2704 | 211.1147 | 314.8741 | 299.9101 | 301.7862 | 313.6006 | 301.4789 | 283.6999 | 273.9108 | 295.454 | 278.2299 | 316.6666 | 265.8072 | 289.1715 | 258.3017 | 299.6771
CDP15 | SA | S5 | Northern SA | Wind | 1303.6974 | 1318.7989 | 1323.4253 | 1380.6174 | 1293.1158 | 1185.4413 | 1128.4045 | 1208.4432 | 1246.8502 | 1346.6391 | 1232.099 | 1271.886 | 1220.415 | 1317.8286 | 1372.5177 | 1312.9402 | 1328.4736 | 1343.1155 | 1282.9422 | 1218.2838 | 1129.9943 | 551.3179 | 567.684 | 582.5496 | 526.2681 | 551.3136 | 522.3533 | 608.3993
CDP15 | SA | S6 | Leigh Creek | Wind | 0 | 0 | 0 | 0 | 0 | 0 | 0 | 0 | 0 | 0 | 0 | 0 | 0 | 0 | 0 | 0 | 0 | 0 | 0 | 0 | 0 | 0 | 0 | 0 | 0 | 0 | 0 | 0
CDP15 | SA | S7 | Roxby Downs | Wind | 0 | 0 | 0 | 0 | 0 | 0 | 0 | 0 | 0 | 0 | 0 | 0 | 0 | 0 | 0 | 0 | 0 | 0 | 0 | 0 | 0 | 0 | 0 | 0 | 0 | 0 | 0 | 0
CDP15 | SA | S8 | Eastern Eyre Peninsula | Wind | 321.4568 | 295.9567 | 304.5289 | 340.9048 | 333.8388 | 324.6931 | 163.1151 | 173.2162 | 173.2387 | 193.6733 | 179.1666 | 0.0008754 | 0.00077524 | 0.00086252 | 257.4021 | 247.6745 | 257.3269 | 260.9338 | 249.8721 | 239.7982 | 234.2475 | 693.9151 | 913.541 | 1046.8178 | 885.5694 | 916.0825 | 837.7795 | 966.2148
CDP15 | SA | S9 | Western Eyre Peninsula | Wind | 0 | 0 | 0 | 0 | 0 | 0 | 0 | 0 | 0 | 0 | 0 | 0 | 0 | 0 | 0 | 0 | 0 | 0 | 0 | 0 | 0 | 0 | 0 | 0 | 0 | 0 | 0 | 0
CDP15 | TAS | T1 | North East Tasmania | Wind | 598.3431 | 649.7118 | 548.4117 | 781.7493 | 1576.0104 | 1594.2577 | 1652.2892 | 1645.7217 | 1548.9942 | 1691.7531 | 1597.5582 | 1651.7172 | 1805.0617 | 1725.1272 | 1796.0559 | 1878.479 | 1521.0648 | 1517.9734 | 1433.8784 | 1500.4817 | 1552.9511 | 1522.6034 | 1490.764 | 1621.4496 | 1524.4229 | 1535.4549 | 1118.9731 | 1063.4664
CDP15 | TAS | T2 | North West Tasmania | Wind | 918.0816 | 973.0029 | 901.9787 | 877.1013 | 853.0982 | 1297.4131 | 1663.207 | 1659.6069 | 1578.2185 | 1693.9987 | 1629.547 | 1582.6148 | 1651.5089 | 1721.739 | 1702.3123 | 1738.6701 | 1387.1689 | 1393.3757 | 1364.6923 | 1410.0615 | 1485.7609 | 1525.6305 | 1465.8569 | 1545.467 | 1456.9804 | 1406.8572 | 998.1569 | 1033.1207
CDP15 | TAS | T3 | Tasmania Midlands | Wind | 458.9298 | 552.0922 | 2548.0019 | 3029.2093 | 2941.2181 | 3142.176 | 3202.4062 | 3704.2182 | 4376.2413 | 4610.8185 | 5264.3831 | 5758.1825 | 6048.5329 | 6575.028 | 7040.5782 | 7438.5374 | 6148.3376 | 6040.2311 | 5941.0809 | 6365.8867 | 6238.9924 | 6403.1724 | 6139.8058 | 6331.7691 | 6149.8577 | 5894.0496 | 6210.0269 | 6238.5081
CDP15 | NSW | N10 | Hunter Coast | Offshore Wind | 0 | 0 | 0 | 0 | 0 | 0 | 0 | 0 | 0 | 0 | 0 | 0 | 0 | 0 | 0 | 0 | 0 | 0 | 0 | 0 | 0 | 0 | 0 | 0 | 0 | 0 | 0 | 0
CDP15 | NSW | N11 | Illawarra Coast | Offshore Wind | 0 | 0 | 0 | 0 | 0 | 0 | 0 | 0 | 0 | 0 | 0 | 0 | 0 | 0 | 0 | 0 | 0 | 0 | 0 | 0 | 0 | 0 | 0 | 0 | 0 | 0 | 0 | 0
CDP15 | VIC | V7 | Gippsland Coast | Offshore Wind | 0 | 0 | 0 | 0 | 0 | 0 | 4006.9078 | 7928.8044 | 10433.8066 | 10709.0689 | 12817.4735 | 16917.0888 | 20906.7443 | 25647.208 | 28660.2544 | 33605.5527 | 33949.8708 | 33715.9836 | 32279.9214 | 31332.793 | 31981.7842 | 31840.2757 | 32101.0776 | 34210.3935 | 31566.3384 | 31749.6984 | 32832.3485 | 34376.8816
CDP15 | VIC | V8 | Portland Coast | Offshore Wind | 0 | 0 | 0 | 0 | 0 | 0 | 0 | 0 | 0 | 2470.8052 | 2448.5452 | 2407.1537 | 2677.5285 | 2718.3668 | 2806.8481 | 2844.3252 | 2771.0558 | 2984.2232 | 2824.1522 | 2653.2298 | 2693.4794 | 3029.2818 | 2891.9975 | 3025.6399 | 2697.4252 | 2720.2731 | 2749.2059 | 2919.0629
CDP15 | SA | S10 | South East SA Coast | Offshore Wind | 0 | 0 | 0 | 0 | 0 | 0 | 0 | 0 | 0 | 0 | 0 | 0 | 0 | 0 | 0 | 0 | 0 | 0 | 0 | 0 | 0 | 0 | 0 | 0 | 0 | 0 | 0 | 0
CDP15 | TAS | T4 | North West Tasmania Coast | Offshore Wind | 0 | 0 | 0 | 0 | 0 | 0 | 0 | 0 | 0 | 0 | 0 | 0 | 0 | 0 | 0 | 0 | 0 | 0 | 0 | 0 | 0 | 0 | 0 | 0 | 0 | 0 | 0 | 0
CDP15 | TAS | T5 | North East Tasmania Coast | Offshore Wind | 0 | 0 | 0 | 0 | 0 | 0 | 0 | 0 | 0 | 0 | 0 | 0 | 0 | 0 | 0 | 0 | 0 | 0 | 0 | 0 | 0 | 0 | 0 | 0 | 0 | 0 | 0 | 0
CDP16 | QLD | Q1 | Far North QLD | Solar | 0 | 0 | 0 | 0 | 0 | 0 | 0 | 0 | 0 | 0 | 0 | 0 | 0 | 0 | 0 | 0 | 0 | 0 | 0 | 0 | 0 | 0 | 0 | 0 | 0 | 0 | 0 | 0
CDP16 | QLD | Q2 | North Qld Clean Energy Hub | Solar | 183.9306 | 194.9281 | 187.432 | 179.8157 | 169.6455 | 141.4977 | 149.6985 | 163.2581 | 181.2411 | 162.2813 | 166.6647 | 167.2352 | 160.9947 | 79.5839 | 82.0572 | 84.35 | 82.6988 | 498.6882 | 645.191 | 672.421 | 662.3591 | 720.9116 | 679.2221 | 659.3969 | 659.8975 | 1334.0411 | 1321.8986 | 1302.4794
CDP16 | QLD | Q3 | Northern Qld | Solar | 1112.1028 | 1197.7896 | 1102.7115 | 1086.9883 | 1026.0637 | 869.9184 | 876.9501 | 1010.7593 | 1105.7471 | 1013.0855 | 1090.7552 | 1112.085 | 1041.2273 | 1036.095 | 1034.4164 | 1092.2212 | 1036.3059 | 1056.6884 | 741.894 | 475.8987 | 389.1052 | 444.4542 | 452.7569 | 205.6573 | 223.1373 | 205.9936 | 0 | 0
CDP16 | QLD | Q4 | Isaac | Solar | 1599.6423 | 1680.4389 | 1568.6066 | 1611.8132 | 1544.7563 | 1635.6319 | 1248.536 | 1438.6593 | 1542.0432 | 1492.2968 | 1570.0794 | 1558.8693 | 1480.1012 | 1521.8813 | 1507.4352 | 1574.2879 | 1514.2724 | 2560.1481 | 2412.8164 | 2584.4013 | 2017.9046 | 2308.1413 | 2331.4611 | 2307.2735 | 1468.683 | 3207.0679 | 3015.1658 | 3114.8526
CDP16 | QLD | Q5 | Barcaldine | Solar | 40.8599 | 41.0375 | 38.5516 | 240.063 | 228.5001 | 248.578 | 182.1213 | 196.6096 | 227.2896 | 212.1025 | 215.0416 | 208.3981 | 196.0985 | 198.9704 | 205.8622 | 205.6798 | 214.5623 | 203.5806 | 185.6397 | 170.6776 | 156.7415 | 162.7179 | 159.6614 | 154.1751 | 155.7759 | 145.2059 | 141.0565 | 144.0154
CDP16 | QLD | Q6 | Fitzroy | Solar | 211.4783 | 221.537 | 201.5143 | 205.4401 | 197.2328 | 208.3822 | 147.2944 | 189.5314 | 196.7086 | 191.9261 | 174.2416 | 183.3093 | 176.3101 | 201.8182 | 173.2675 | 184.8839 | 188.5969 | 191.599 | 183.6336 | 195.7543 | 156.6123 | 166.4816 | 193.3845 | 356.8052 | 4262.6882 | 5220.0705 | 6688.2901 | 8414.9771
CDP16 | QLD | Q7 | Wide Bay | Solar | 730.7294 | 902.3785 | 1109.4065 | 1092.8738 | 1055.1805 | 1116.9342 | 857.3982 | 992.6915 | 1080.0198 | 4654.9952 | 5705.0251 | 5939.5806 | 5811.3487 | 5869.0023 | 5856.7612 | 6062.9476 | 5800.1454 | 5448.6509 | 5257.2251 | 5655.2753 | 4701.9106 | 5299.577 | 5458.2455 | 5682.9163 | 5496.1091 | 5315.2164 | 5241.1404 | 5338.1519
CDP16 | QLD | Q8 | Darling Downs | Solar | 3857.6842 | 3898.4698 | 3667.0281 | 3535.5584 | 3500.4372 | 3621.2336 | 2942.0547 | 3285.173 | 4232.7146 | 6132.59 | 5946.0873 | 8154.8037 | 7878.8337 | 8068.8216 | 8135.6904 | 8203.0487 | 7848.7814 | 7345.5783 | 10298.1817 | 10853.255 | 8866.411 | 11141.4896 | 10864.9972 | 12338.0672 | 11883.8633 | 16364.3803 | 16287.4354 | 16555.4434
CDP16 | QLD | Q9 | Banana | Solar | 0 | 0 | 0 | 0 | 0 | 0 | 0 | 0 | 0 | 0 | 0 | 0 | 0 | 0 | 0 | 0 | 0 | 0 | 0 | 0 | 0 | 0 | 0 | 0 | 0 | 0 | 0 | 0
CDP16 | NSW | N0 | NSW Non-REZ | Solar | 0 | 0 | 0 | 0 | 0 | 0 | 0 | 0 | 0 | 0 | 0 | 0 | 0 | 0 | 0 | 0 | 0 | 0 | 0 | 0 | 0 | 0 | 0 | 0 | 0 | 0 | 0 | 0
CDP16 | NSW | N1 | North West NSW | Solar | 463.6161 | 455.8572 | 491.7546 | 483.1939 | 475.5129 | 470.1898 | 404.0253 | 425.7109 | 463.952 | 459.5695 | 439.2506 | 448.6896 | 412.996 | 435.8371 | 444.5551 | 426.2032 | 424.799 | 402.5943 | 392.7885 | 396.6458 | 372.5338 | 381.6776 | 352.1535 | 370.8623 | 366.4736 | 380.2044 | 385.323 | 393.2596
CDP16 | NSW | N2 | New England | Solar | 1249.1013 | 1709.699 | 1830.9722 | 1757.4624 | 1903.9385 | 2508.5066 | 2186.9236 | 2324.1038 | 2637.4485 | 2744.9514 | 3620.1225 | 3866.9376 | 3554.6042 | 3847.1072 | 3821.3581 | 3650.1502 | 3542.4833 | 5820.7206 | 6699.9052 | 8561.9338 | 7380.4595 | 7892.0103 | 8493.4964 | 8755.3914 | 8419.6504 | 8898.0879 | 8381.6274 | 9053.7405
CDP16 | NSW | N3 | Central-West Orana | Solar | 2715.4782 | 2887.4038 | 3272.5902 | 3173.4937 | 6456.1715 | 7078.7726 | 6424.5475 | 6723.2239 | 7675.9667 | 7649.4034 | 8355.4651 | 8565.1378 | 8208.4346 | 8770.728 | 8717.7241 | 8456.4708 | 8255.9162 | 7440.3317 | 7695.1977 | 9079.3609 | 7937.7329 | 8182.101 | 9096.293 | 12111.9971 | 12581.4315 | 15786.2033 | 15233.5191 | 16201.5875
CDP16 | NSW | N4 | Broken Hill | Solar | 121.4574 | 131.1269 | 649.6572 | 656.6982 | 635.4442 | 623.1134 | 528.9332 | 566.3272 | 594.8495 | 573.5141 | 566.2007 | 546.7106 | 524.3029 | 534.9372 | 571.6654 | 596.6129 | 563.3235 | 541.9616 | 508.628 | 508.9001 | 596.6559 | 617.4314 | 608.4634 | 573.5781 | 588.4588 | 571.9835 | 586.9793 | 606.7405
CDP16 | NSW | N5 | South West NSW | Solar | 2337.3709 | 2505.0876 | 2466.133 | 4055.5211 | 4000.1386 | 4116.9442 | 3747.5711 | 4028.6014 | 4243.2506 | 4014.3499 | 4164.7723 | 4143.0056 | 3913.1949 | 4149.6389 | 3922.8576 | 3854.0445 | 3849.4361 | 3563.2261 | 3486.5566 | 4692.5588 | 6350.1753 | 6605.6572 | 6618.6858 | 6088.9167 | 6936.439 | 6248.5995 | 5585.7786 | 5933.43
CDP16 | NSW | N6 | Wagga Wagga | Solar | 1125.4901 | 1700.2657 | 1873.3945 | 1757.6282 | 1756.3159 | 1821.2601 | 1647.9095 | 1764.685 | 1909.7571 | 1773.9332 | 1838.7507 | 1832.4843 | 1663.9036 | 1919.9076 | 1915.9063 | 1897.0424 | 1829.8893 | 1686.0591 | 1731.3158 | 1779.998 | 1606.783 | 1742.8436 | 1840.1078 | 1710.5012 | 1823.8147 | 1846.9505 | 576.076 | 610.1245
CDP16 | NSW | N7 | Tumut | Solar | 0 | 0 | 0 | 0 | 0 | 0 | 0 | 0 | 0 | 0 | 0 | 0 | 0 | 0 | 0 | 0 | 0 | 0 | 0 | 0 | 0 | 0 | 0 | 0 | 0 | 0 | 0 | 0
CDP16 | NSW | N8 | Cooma-Monaro | Solar | 0 | 0 | 0 | 0 | 0 | 0 | 0 | 0 | 0 | 0 | 0 | 0 | 0 | 0 | 0 | 0 | 0 | 0 | 0 | 0 | 0 | 0 | 0 | 0 | 0 | 0 | 0 | 0
CDP16 | NSW | N9 | Hunter-Central Coast | Solar | 0 | 0 | 1077.458 | 1024.0267 | 1081.2304 | 1056.1156 | 917.134 | 948.9342 | 1086.0113 | 1122.5444 | 1039.3941 | 1084.5814 | 1014.7691 | 1094.6112 | 1081.9029 | 1015.87 | 999.3684 | 921.9287 | 996.9787 | 968.047 | 876.0356 | 913.1829 | 1005.8131 | 953.2808 | 982.9112 | 953.5163 | 914.7686 | 1017.3981
CDP16 | NSW | N12 | Illawarra | Solar | 0 | 0 | 0 | 0 | 0 | 0 | 0 | 0 | 0 | 0 | 0 | 0 | 0 | 0 | 0 | 0 | 0 | 0 | 0 | 0 | 0 | 0 | 0 | 0 | 0 | 0 | 0 | 0
CDP16 | VIC | V0 | VIC Non-REZ | Solar | 0 | 0 | 0 | 0 | 0 | 0 | 0 | 0 | 0 | 0 | 0 | 0 | 0 | 0 | 0 | 0 | 0 | 0 | 0 | 0 | 0 | 0 | 0 | 0 | 0 | 0 | 0 | 0
CDP16 | VIC | V1 | Ovens Murray | Solar | 0 | 0 | 6.0415e-07 | 3.8419e-06 | 5.5688e-06 | 2.4883e-05 | 2.0183e-05 | 2.2978e-05 | 7.9449e-05 | 6.2953e-05 | 7.91e-05 | 6.6255e-05 | 5.7821e-05 | 5.7256e-05 | 6.9262e-05 | 6.4685e-05 | 6.7734e-05 | 6.4232e-05 | 6.4623e-05 | 0.00011864 | 0.00010502 | 0.00011689 | 0.00011934 | 0.00010274 | 0.00016456 | 0.00017096 | 0.00016079 | 0.00016078
CDP16 | VIC | V2 | Murray River | Solar | 1455.0803 | 1711.1973 | 1763.9449 | 1999.5385 | 1939.8988 | 1987.4876 | 1721.2166 | 1739.8728 | 1775.314 | 1797.3295 | 2120.6739 | 1998.2552 | 1894.0849 | 1925.8475 | 1980.7864 | 1869.8095 | 1891.0362 | 1854.0685 | 1831.2809 | 3544.3101 | 5260.5818 | 5579.4551 | 5654.7957 | 5296.1767 | 5379.0059 | 4564.5496 | 4202.3612 | 4437.7193
CDP16 | VIC | V3 | Western Victoria | Solar | 0 | 40.179 | 237.5483 | 245.3252 | 244.094 | 236.2772 | 203.7289 | 214.2356 | 212.7645 | 212.4544 | 257.9369 | 263.5467 | 246.3921 | 255.9951 | 241.4937 | 233.072 | 246.8391 | 227.0186 | 169.2486 | 189.255 | 194.077 | 224.8601 | 227.1088 | 222.7319 | 240.3549 | 227.4304 | 183.2337 | 171.2838
CDP16 | VIC | V4 | South West Victoria | Solar | 0 | 0 | 0 | 0 | 0 | 0 | 0 | 0 | 0 | 0 | 0 | 0 | 0 | 0 | 0 | 0 | 0 | 0 | 0 | 0 | 0 | 0 | 0 | 0 | 0 | 0 | 0 | 0
CDP16 | VIC | V5 | Gippsland | Solar | 0 | 115.21 | 270.0603 | 271.7358 | 284.5544 | 276.5808 | 241.3156 | 236.9012 | 258.5557 | 247.2413 | 287.4274 | 265.8486 | 261.3343 | 261.1902 | 262.1747 | 239.4068 | 243.1172 | 231.1831 | 246.5244 | 240.1863 | 224.093 | 238.9504 | 247.1193 | 228.0851 | 238.8614 | 245.1408 | 248.0019 | 254.1459
CDP16 | VIC | V6 | Central North VIC | Solar | 1127.3389 | 1208.2849 | 1129.565 | 1076.5447 | 1091.184 | 1135.1657 | 993.1786 | 1006.3698 | 1045.7347 | 1012.3641 | 1202.5116 | 1137.4271 | 1073.4835 | 1112.2587 | 1089.2854 | 1021.3655 | 1060.8477 | 1003.9444 | 1038.3087 | 1101.6549 | 850.6028 | 874.7898 | 886.9661 | 794.7038 | 866.187 | 899.3902 | 852.5656 | 519.2136
CDP16 | SA | S1 | South East SA | Solar | 417.7493 | 419.7089 | 411.594 | 397.6844 | 376.0126 | 349.8957 | 348.5371 | 369.3869 | 382.6078 | 379.9886 | 394.6739 | 391.363 | 373.827 | 368.9897 | 400.7464 | 387.7672 | 384.1418 | 324.2135 | 302.4057 | 297.7981 | 271.9824 | 292.4421 | 271.9983 | 255.0401 | 269.271 | 138.7657 | 135.9052 | 134.8367
CDP16 | SA | S2 | Riverland | Solar | 105.7441 | 111.5529 | 98.8203 | 96.3574 | 92.2535 | 86.8102 | 84.3764 | 80.6113 | 85.7033 | 81.1606 | 85.9113 | 84.2937 | 80.1759 | 78.4683 | 86.3845 | 85.7362 | 83.0167 | 66.5585 | 61.0139 | 1666.2654 | 2073.1865 | 2139.2576 | 2037.7643 | 1967.395 | 2052.2799 | 2128.1796 | 2041.363 | 2105.0137
CDP16 | SA | S3 | Mid-North SA | Solar | 0 | 0 | 0 | 0 | 0 | 0 | 0 | 0 | 0 | 0 | 0 | 0 | 0 | 0 | 0 | 0 | 0 | 0 | 0 | 0 | 0 | 0 | 0 | 0 | 0 | 0 | 0 | 0
CDP16 | SA | S4 | Yorke Peninsula | Solar | 0 | 0 | 0 | 0 | 0 | 0 | 0 | 0 | 0 | 0 | 0 | 0 | 0 | 0 | 0 | 0 | 0 | 0 | 0 | 0 | 0 | 0 | 0 | 0 | 0 | 0 | 0 | 0
CDP16 | SA | S5 | Northern SA | Solar | 667.1164 | 710.7371 | 1318.2065 | 1188.2759 | 1168.3829 | 1085.5494 | 1152.8977 | 1195.3163 | 1227.2215 | 1232.2968 | 1252.3313 | 1278.6658 | 1220.9879 | 1238.5803 | 1286.4668 | 1317.773 | 1277.3784 | 1239.3421 | 1232.4538 | 1183.4554 | 2082.9819 | 2151.9637 | 2049.1516 | 1860.1142 | 1940.3011 | 2010.2501 | 1952.1137 | 1994.9886
CDP16 | SA | S6 | Leigh Creek | Solar | 0 | 0 | 0 | 0 | 0 | 0 | 0 | 0 | 0 | 0 | 0 | 0 | 0 | 0 | 0 | 0 | 0 | 0 | 0 | 0 | 0 | 0 | 0 | 0 | 0 | 0 | 0 | 0
CDP16 | SA | S7 | Roxby Downs | Solar | 0 | 0 | 1.4657e-06 | 4.1181e-05 | 195.8267 | 176.98 | 179.3781 | 187.4451 | 196.2175 | 195.6861 | 467.4326 | 468.6746 | 487.769 | 492.4507 | 516.1998 | 534.0063 | 879.8095 | 840.59 | 1125.9111 | 1045.8808 | 1075.1081 | 1103.0736 | 1037.7787 | 1039.6463 | 1036.2628 | 1068.8993 | 1107.2183 | 1117.7884
CDP16 | SA | S8 | Eastern Eyre Peninsula | Solar | 0 | 0 | 0 | 0 | 0 | 0 | 0 | 0 | 0 | 0 | 0 | 0 | 0 | 0 | 0 | 0 | 0 | 0 | 0 | 0 | 0 | 0 | 0 | 0 | 0 | 0 | 0 | 0
CDP16 | SA | S9 | Western Eyre Peninsula | Solar | 0 | 0 | 0 | 0 | 0 | 0 | 0 | 0 | 0 | 0 | 0 | 0 | 0 | 0 | 0 | 0 | 0 | 0 | 0 | 0 | 0 | 0 | 0 | 0 | 0 | 0 | 0 | 0
CDP16 | TAS | T1 | North East Tasmania | Solar | 0 | 0 | 0 | 0 | 0 | 0 | 0 | 0 | 0 | 0 | 0 | 0 | 0 | 0 | 0 | 0 | 0 | 0 | 0 | 0 | 0 | 0 | 0 | 0 | 0 | 0 | 0 | 0
CDP16 | TAS | T2 | North West Tasmania | Solar | 0 | 0 | 0 | 0 | 0 | 0 | 0 | 0 | 0 | 0 | 0 | 0 | 0 | 0 | 0 | 0 | 0 | 0 | 0 | 0 | 0 | 0 | 0 | 0 | 0 | 0 | 0 | 0
CDP16 | TAS | T3 | Tasmania Midlands | Solar | 0 | 0 | 0 | 0 | 0 | 0 | 0 | 0 | 0 | 0 | 0 | 0 | 0 | 0 | 0 | 0 | 0 | 0 | 0 | 0 | 0 | 0 | 0 | 0 | 0 | 0 | 0 | 0
CDP16 | QLD | Q1 | Far North QLD | Wind | 923.6511 | 906.5442 | 934.3054 | 2936.6208 | 3176.6227 | 3533.1363 | 3174.4336 | 3528.8792 | 3686.0686 | 3675.8628 | 3575.6367 | 3300.6181 | 3457.5471 | 3616.4113 | 3551.4545 | 3433.634 | 3314.4861 | 3198.727 | 3086.4085 | 3628.6915 | 3469.3543 | 3747.4755 | 3785.9223 | 3850.4866 | 3659.9731 | 3310.3959 | 3514.7452 | 3708.4481
CDP16 | QLD | Q2 | North Qld Clean Energy Hub | Wind | 141.6083 | 129.5905 | 128.6848 | 2280.535 | 2985.9873 | 5356.2135 | 5209.0802 | 5410.042 | 5689.0571 | 6393.5621 | 6045.6651 | 5763.746 | 6645.8124 | 7000.2888 | 7188.8637 | 6726.4356 | 6634.2443 | 6177.4207 | 6376.2108 | 7065.5778 | 7791.5702 | 7897.5331 | 8040.6244 | 8209.1507 | 7895.755 | 7611.8896 | 8146.1577 | 8738.3428
CDP16 | QLD | Q3 | Northern Qld | Wind | 0 | 0 | 0 | 0 | 0 | 0 | 0 | 0 | 0 | 0 | 0 | 0 | 0 | 0 | 0 | 0 | 0 | 0 | 0 | 0 | 0 | 0 | 0 | 0 | 0 | 0 | 0 | 0
CDP16 | QLD | Q4 | Isaac | Wind | 884.1608 | 1173.4144 | 1292.5521 | 1261.2402 | 1465.1014 | 1548.552 | 1352.8116 | 1408.1732 | 1520.8189 | 3834.1359 | 3631.1314 | 3437.314 | 3666.3669 | 3636.5556 | 4208.6219 | 3566.2962 | 3888.1288 | 3775.384 | 3625.1426 | 3695.1786 | 5457.7356 | 5327.8708 | 5657.0953 | 6035.0722 | 5572.5322 | 4793.6489 | 4963.538 | 5018.9468
CDP16 | QLD | Q5 | Barcaldine | Wind | 0 | 0 | 1.2884e-07 | 1.0097e-05 | 4.8806e-05 | 0.000114 | 9.3061e-05 | 9.9585e-05 | 0.00012945 | 0.00066436 | 42.7575 | 39.8138 | 37.9843 | 37.6434 | 42.4501 | 36.8454 | 37.8664 | 36.6234 | 34.4938 | 268.1514 | 273.9753 | 263.9277 | 289.3382 | 274.7616 | 281.2317 | 264.2213 | 255.8009 | 258.6255
CDP16 | QLD | Q6 | Fitzroy | Wind | 0 | 0 | 6.284e-07 | 1605.9079 | 2726.1543 | 2970.8077 | 2820.6178 | 2913.4177 | 2919.7954 | 2886.2307 | 2933.3102 | 2747.979 | 2861.3493 | 2733.7278 | 3175.8619 | 2695.4296 | 2925.4742 | 2767.2435 | 2700.2018 | 2882.159 | 2893.9698 | 2883.9588 | 2812.7476 | 2886.6397 | 2867.0631 | 2678.0413 | 2767.6165 | 2679.9921
CDP16 | QLD | Q7 | Wide Bay | Wind | 0 | 0 | 3.4377e-07 | 2.0239e-05 | 3.0346e-05 | 3.0583e-05 | 2.2264e-05 | 3.1509e-05 | 4.2127e-05 | 0.00010459 | 0.00021659 | 0.00021952 | 392.3893 | 405.2385 | 414.9204 | 370.5445 | 395.7986 | 413.1348 | 395.7092 | 401.3668 | 407.0617 | 725.3761 | 720.1957 | 658.1971 | 2604.0103 | 2508.0869 | 2466.1586 | 2578.1362
CDP16 | QLD | Q8 | Darling Downs | Wind | 4637.2554 | 6192.9721 | 6567.672 | 11517.3841 | 13855.7571 | 13990.5475 | 13386.031 | 13171.4525 | 13763.1314 | 12712.9725 | 16373.267 | 15389.2499 | 15150.458 | 15914.7131 | 16768.6826 | 15278.1372 | 16209.6591 | 16652.4648 | 15968.5089 | 16003.3924 | 14726.1753 | 14083.4374 | 14295.265 | 13653.2001 | 21259.572 | 20003.1883 | 19469.2785 | 20904.8884
CDP16 | QLD | Q9 | Banana | Wind | 0 | 0 | 0 | 0 | 0 | 0 | 0 | 0 | 0 | 0 | 0 | 0 | 0 | 0 | 0 | 0 | 0 | 0 | 0 | 0 | 0 | 0 | 0 | 0 | 0 | 0 | 0 | 0
CDP16 | NSW | N0 | NSW Non-REZ | Wind | 0 | 0 | 0 | 0 | 0 | 0 | 0 | 0 | 0 | 0 | 0 | 0 | 0 | 0 | 0 | 0 | 0 | 0 | 0 | 0 | 0 | 0 | 0 | 0 | 0 | 0 | 0 | 0
CDP16 | NSW | N1 | North West NSW | Wind | 0 | 0 | 0 | 0 | 0 | 0 | 0 | 0 | 0 | 0 | 0 | 0 | 0 | 0 | 0 | 0 | 0 | 0 | 0 | 0 | 0 | 0 | 0 | 0 | 0 | 0 | 0 | 0
CDP16 | NSW | N2 | New England | Wind | 1309.0045 | 1100.5672 | 1921.3913 | 2157.3142 | 2190.4891 | 10744.3932 | 11382.4475 | 10471.5653 | 11013.4497 | 10223.9647 | 12452.7586 | 12323.2692 | 12214.553 | 12548.3167 | 12596.9491 | 12116.2729 | 14572.0604 | 20996.798 | 22879.6129 | 21896.5312 | 23749.9027 | 21562.0194 | 22226.5851 | 21308.3571 | 22219.7578 | 22008.4418 | 21497.2963 | 22791.3228
CDP16 | NSW | N3 | Central-West Orana | Wind | 658.7974 | 1205.1152 | 2052.1293 | 3438.0423 | 13186.7449 | 12784.5099 | 13196.3679 | 12319.3176 | 12527.1019 | 11802.0549 | 12490.5801 | 12051.1253 | 12017.1546 | 12815.3374 | 12771.5636 | 12998.7283 | 12912.0667 | 13251.593 | 13022.5966 | 12259.6951 | 12921.5864 | 11979.0341 | 12097.0682 | 11538.6143 | 12028.0128 | 12581.4998 | 12373.5136 | 13323.7383
CDP16 | NSW | N4 | Broken Hill | Wind | 782.5592 | 609.794 | 690.6724 | 970.6494 | 943.2932 | 962.6863 | 809.7182 | 857.7951 | 830.1306 | 843.9946 | 828.3503 | 819.4399 | 782.7275 | 862.1728 | 891.533 | 775.7273 | 887.5603 | 815.9208 | 801.3698 | 220.6531 | 208.6006 | 221.37 | 221.7002 | 224.998 | 212.1614 | 211.7934 | 198.8415 | 217.9365
CDP16 | NSW | N5 | South West NSW | Wind | 0 | 0 | 7.7199e-06 | 1193.0313 | 1147.0259 | 1110.467 | 1019.6121 | 1128.5444 | 1130.3433 | 1196.3099 | 1066.0771 | 1070.3566 | 1103.017 | 1153.287 | 1168.0366 | 1161.5152 | 1167.741 | 1127.9103 | 1079.3094 | 1032.2335 | 996.3986 | 1096.0603 | 1083.8481 | 1148.1205 | 1022.8185 | 1050.9703 | 1074.1842 | 1146.623
CDP16 | NSW | N6 | Wagga Wagga | Wind | 0 | 0 | 0 | 0 | 0 | 0 | 0 | 0 | 0 | 0 | 0 | 0 | 0 | 0 | 0 | 0 | 0 | 0 | 0 | 0 | 0 | 0 | 0 | 0 | 0 | 0 | 0 | 0
CDP16 | NSW | N7 | Tumut | Wind | 0 | 201.4505 | 766.3762 | 909.2575 | 925.1104 | 818.6235 | 882.8774 | 783.0725 | 791.15 | 820.8211 | 808.968 | 823.8939 | 787.6535 | 813.8793 | 827.7184 | 883.9031 | 847.3241 | 895.89 | 898.9844 | 804.4077 | 876.4941 | 766.6813 | 784.1311 | 796.4831 | 799.1697 | 841.0621 | 800.7378 | 856.2801
CDP16 | NSW | N8 | Cooma-Monaro | Wind | 369.6059 | 379.4137 | 1340.7909 | 1422.3285 | 1446.4608 | 1345.9167 | 1304.9012 | 1290.5503 | 1367.9892 | 1404.0376 | 1256.7686 | 1346.2952 | 1284.9458 | 1379.433 | 1361.7704 | 1296.649 | 1251.3909 | 1158.5754 | 1186.4464 | 1100.0119 | 1148.2629 | 1118.2944 | 1176.9173 | 1228.1094 | 1143.5328 | 1233.4899 | 1177.7967 | 1275.4816
CDP16 | NSW | N9 | Hunter-Central Coast | Wind | 0 | 0 | 1192.2923 | 1580.8481 | 1508.8445 | 1505.9317 | 1616.6764 | 1432.5902 | 1531.2447 | 1419.6709 | 1438.0076 | 1516.1856 | 1449.8284 | 1546.6528 | 1388.8012 | 1484.4974 | 1576.4603 | 1487.9853 | 1415.1196 | 1374.0104 | 1871.5401 | 1632.0785 | 1730.8857 | 1628.9495 | 2044.473 | 2562.4161 | 2442.3969 | 2670.7056
CDP16 | NSW | N12 | Illawarra | Wind | 0 | 0 | 0 | 0 | 0 | 0 | 0 | 0 | 0 | 0 | 0 | 0 | 0 | 0 | 0 | 0 | 0 | 0 | 0 | 0 | 0 | 0 | 0 | 0 | 0 | 0 | 0 | 0
CDP16 | VIC | V0 | VIC Non-REZ | Wind | 0 | 0 | 0 | 2.1178e-05 | 4.1314e-05 | 3.7024e-05 | 3.3251e-05 | 3.8411e-05 | 4.4863e-05 | 4.3898e-05 | 5.489e-05 | 5.3152e-05 | 5.1329e-05 | 4.757e-05 | 5.46e-05 | 5.6637e-05 | 5.8849e-05 | 6.0275e-05 | 5.6827e-05 | 5.6857e-05 | 6.0355e-05 | 7.0282e-05 | 6.5516e-05 | 7.4708e-05 | 6.2988e-05 | 0.00012795 | 0.00013251 | 0.00012807
CDP16 | VIC | V1 | Ovens Murray | Wind | 0 | 0 | 0 | 0 | 0 | 0 | 0 | 0 | 0 | 0 | 0 | 0 | 0 | 0 | 0 | 0 | 0 | 0 | 0 | 0 | 0 | 0 | 0 | 0 | 0 | 0 | 0 | 0
CDP16 | VIC | V2 | Murray River | Wind | 0 | 0 | 0 | 0 | 0 | 0 | 0 | 0 | 0 | 0 | 0 | 0 | 0 | 0 | 0 | 0 | 0 | 0 | 0 | 0 | 0 | 0 | 0 | 0 | 0 | 0 | 0 | 0
CDP16 | VIC | V3 | Western Victoria | Wind | 5695.8382 | 5949.3738 | 5596.22 | 5969.3447 | 7909.1885 | 7822.9232 | 7530.4828 | 8143.8387 | 7806.2833 | 7907.9714 | 7099.1288 | 6882.424 | 6692.1745 | 7008.1998 | 6994.2683 | 6921.0872 | 7027.0406 | 7098.7492 | 6653.8716 | 6102.2412 | 5190.8446 | 5742.1749 | 5448.2571 | 5415.857 | 4765.8799 | 5103.7307 | 4767.2148 | 5111.2061
CDP16 | VIC | V4 | South West Victoria | Wind | 7457.3868 | 10583.1039 | 10160.7591 | 10647.5377 | 9733.8757 | 9852.4457 | 9570.3851 | 10354.1007 | 9871.306 | 10723.4549 | 9911.0875 | 9713.3307 | 9597.2022 | 9861.6193 | 8866.8891 | 8843.2231 | 8371.132 | 8355.8317 | 7936.8492 | 7134.8955 | 7142.3712 | 4895.5235 | 4635.3244 | 4704.5977 | 6027.651 | 7891.5646 | 7983.9488 | 8455.5374
CDP16 | VIC | V5 | Gippsland | Wind | 0 | 0 | 4.7965e-08 | 4.7557e-05 | 2058.8441 | 3337.8181 | 3335.5482 | 3404.8827 | 3297.1298 | 3288.6691 | 3328.5046 | 3095.9608 | 3064.275 | 3011.5026 | 2998.9621 | 3064.8158 | 3263.2402 | 3093.9664 | 2965.266 | 2962.243 | 2999.2086 | 3119.745 | 3033.2433 | 3324.1362 | 3037.8983 | 2964.4389 | 2995.6807 | 3073.9212
CDP16 | VIC | V6 | Central North VIC | Wind | 0 | 0 | 0 | 8.8051e-06 | 3.0042e-05 | 3.7244e-05 | 2.9582e-05 | 3.4847e-05 | 3.9991e-05 | 3.4723e-05 | 6.3599e-05 | 5.8652e-05 | 4.8244e-05 | 4.9602e-05 | 6.1999e-05 | 6.006e-05 | 6.377e-05 | 5.9701e-05 | 6.025e-05 | 6.6218e-05 | 5.8279e-05 | 6.203e-05 | 6.0407e-05 | 6.2356e-05 | 7.0925e-05 | 8.2189e-05 | 7.2515e-05 | 7.4717e-05
CDP16 | SA | S1 | South East SA | Wind | 748.681 | 817.2419 | 718.7825 | 795.5387 | 2445.2954 | 2365.8664 | 2029.4737 | 2177.5648 | 2120.2897 | 2613.1187 | 2353.6886 | 2189.1101 | 2053.9251 | 2206.7535 | 1867.3092 | 1848.7113 | 1713.4112 | 1830.1095 | 1754.5843 | 1665.1449 | 1604.2637 | 1778.1984 | 1666.4252 | 1847.7996 | 1640.7391 | 2315.1094 | 2191.9119 | 2427.5623
CDP16 | SA | S2 | Riverland | Wind | 0 | 0 | 0 | 0 | 0 | 0 | 0 | 0 | 0 | 0 | 0 | 0 | 0 | 0 | 0 | 0 | 0 | 0 | 0 | 0 | 0 | 0 | 0 | 0 | 0 | 0 | 0 | 0
CDP16 | SA | S3 | Mid-North SA | Wind | 5244.9647 | 5520.5913 | 5310.0857 | 5622.6865 | 6780.3046 | 6281.508 | 6235.3782 | 6697.4522 | 6608.8624 | 6946.5566 | 6109.1855 | 6236.5238 | 5319.8115 | 6070.9399 | 6088.6378 | 4718.7911 | 5720.2144 | 6033.4265 | 5927.8951 | 4813.0212 | 4673.2435 | 5725.4349 | 5516.338 | 7971.4848 | 8108.3383 | 8002.4219 | 7583.8046 | 8693.3674
CDP16 | SA | S4 | Yorke Peninsula | Wind | 228.2639 | 243.604 | 240.4985 | 314.8647 | 348.9894 | 193.8418 | 165.0136 | 176.6343 | 173.6326 | 203.3618 | 296.1382 | 308.0944 | 276.1044 | 318.9765 | 322.3325 | 305.5288 | 311.1977 | 322.4517 | 307.8276 | 288.4251 | 281.1267 | 301.6754 | 282.6067 | 318.2144 | 268.3775 | 289.7612 | 258.7665 | 300.0427
CDP16 | SA | S5 | Northern SA | Wind | 1319.199 | 1371.0239 | 1318.9661 | 1381.2573 | 1293.6922 | 1189.4452 | 1137.719 | 1209.169 | 1256.161 | 1352.7259 | 1231.3274 | 1276.7593 | 1228.3418 | 1335.3298 | 1377.0857 | 1317.0534 | 1337.6111 | 1359.253 | 1275.2753 | 1208.1554 | 1132.0679 | 556.2248 | 558.6305 | 593.5212 | 536.7385 | 564.7397 | 530.3348 | 571.6378
CDP16 | SA | S6 | Leigh Creek | Wind | 0 | 0 | 0 | 0 | 0 | 0 | 0 | 0 | 0 | 0 | 0 | 0 | 0 | 0 | 0 | 0 | 0 | 0 | 0 | 0 | 0 | 0 | 0 | 0 | 0 | 0 | 0 | 0
CDP16 | SA | S7 | Roxby Downs | Wind | 0 | 0 | 0 | 0 | 0 | 0 | 0 | 0 | 0 | 0 | 0 | 0 | 0 | 0 | 0 | 0 | 0 | 0 | 0 | 0 | 0 | 0 | 0 | 0 | 0 | 0 | 0 | 0
CDP16 | SA | S8 | Eastern Eyre Peninsula | Wind | 317.1646 | 290.5952 | 304.5156 | 340.905 | 334.265 | 325.0521 | 163.0516 | 173.1033 | 174.1028 | 193.4209 | 180.1136 | 0.00049333 | 0.00044595 | 0.00049431 | 396.8574 | 383.7909 | 394.0059 | 400.9139 | 379.2346 | 364.2092 | 356.559 | 371.3271 | 691.2712 | 1048.9457 | 889.0908 | 919.889 | 840.34 | 969.7355
CDP16 | SA | S9 | Western Eyre Peninsula | Wind | 0 | 0 | 0 | 0 | 0 | 0 | 0 | 0 | 0 | 0 | 0 | 0 | 0 | 0 | 0 | 0 | 0 | 0 | 0 | 0 | 0 | 0 | 0 | 0 | 0 | 0 | 0 | 0
CDP16 | TAS | T1 | North East Tasmania | Wind | 598.3431 | 649.484 | 548.4117 | 781.791 | 1424.3802 | 1429.4804 | 1488.939 | 1480.5289 | 1392.8566 | 1516.2951 | 1436.5515 | 1907.2639 | 2113.4547 | 2107.8297 | 2195.5453 | 2286.5412 | 1825.8645 | 1894.0375 | 1781.9327 | 1856.685 | 1908.0629 | 1903.7998 | 1868.6377 | 2007.9331 | 1901.0523 | 1909.0911 | 1515.2353 | 1440.8541
CDP16 | TAS | T2 | North West Tasmania | Wind | 918.0816 | 973.2529 | 901.9787 | 877.1081 | 853.2478 | 869.9917 | 904.482 | 903.4629 | 872.9428 | 961.0697 | 892.9825 | 872.9523 | 910.2777 | 1327.0317 | 1315.4631 | 1342.809 | 1107.7683 | 1060.0732 | 1038.2414 | 1078.0717 | 1132.384 | 1141.1738 | 1102.9115 | 1182.604 | 1103.4154 | 1075.8042 | 648.396 | 668.0056
CDP16 | TAS | T3 | Tasmania Midlands | Wind | 458.9298 | 552.0708 | 2548.0017 | 3029.1609 | 3092.6978 | 3734.3744 | 4124.4811 | 4625.5549 | 5237.6542 | 5519.2008 | 6161.9541 | 6212.2981 | 6481.3705 | 6587.0324 | 7027.9377 | 7426.3362 | 6155.8696 | 6040.5449 | 5929.8333 | 6355.6182 | 6226.6771 | 6388.1701 | 6124.4278 | 6311.9754 | 6130.0488 | 5873.0679 | 6197.9099 | 6228.4409
CDP16 | NSW | N10 | Hunter Coast | Offshore Wind | 0 | 0 | 0 | 0 | 0 | 0 | 0 | 0 | 0 | 0 | 0 | 0 | 0 | 0 | 0 | 0 | 0 | 0 | 0 | 0 | 0 | 0 | 0 | 0 | 0 | 0 | 0 | 0
CDP16 | NSW | N11 | Illawarra Coast | Offshore Wind | 0 | 0 | 0 | 0 | 0 | 0 | 0 | 0 | 0 | 0 | 0 | 0 | 0 | 0 | 0 | 0 | 0 | 0 | 0 | 0 | 0 | 0 | 0 | 0 | 0 | 0 | 0 | 0
CDP16 | VIC | V7 | Gippsland Coast | Offshore Wind | 0 | 0 | 0 | 0 | 0 | 0 | 4006.9165 | 7928.8278 | 10433.8194 | 10709.3671 | 12817.4792 | 16914.1801 | 20912.5304 | 25649.2505 | 28684.4137 | 33639.9402 | 33991.3208 | 33745.2649 | 32290.8253 | 31342.7666 | 31978.3499 | 31843.2714 | 32108.5932 | 34207.229 | 31596.4513 | 31776.7458 | 32863.9484 | 34397.6233
CDP16 | VIC | V8 | Portland Coast | Offshore Wind | 0 | 0 | 0 | 0 | 0 | 0 | 0 | 0 | 0 | 2469.3414 | 2451.0853 | 2416.9356 | 2679.8489 | 2718.1129 | 2811.4565 | 2849.3546 | 2779.8726 | 2991.956 | 2828.1155 | 2655.8272 | 2694.0861 | 3025.0708 | 2891.323 | 3021.7961 | 2725.9799 | 2749.5542 | 2776.1831 | 2916.8164
CDP16 | SA | S10 | South East SA Coast | Offshore Wind | 0 | 0 | 0 | 0 | 0 | 0 | 0 | 0 | 0 | 0 | 0 | 0 | 0 | 0 | 0 | 0 | 0 | 0 | 0 | 0 | 0 | 0 | 0 | 0 | 0 | 0 | 0 | 0
CDP16 | TAS | T4 | North West Tasmania Coast | Offshore Wind | 0 | 0 | 0 | 0 | 0 | 0 | 0 | 0 | 0 | 0 | 0 | 0 | 0 | 0 | 0 | 0 | 0 | 0 | 0 | 0 | 0 | 0 | 0 | 0 | 0 | 0 | 0 | 0
CDP16 | TAS | T5 | North East Tasmania Coast | Offshore Wind | 0 | 0 | 0 | 0 | 0 | 0 | 0 | 0 | 0 | 0 | 0 | 0 | 0 | 0 | 0 | 0 | 0 | 0 | 0 | 0 | 0 | 0 | 0 | 0 | 0 | 0 | 0 | 0
CDP17 | QLD | Q1 | Far North QLD | Solar | 0 | 0 | 0 | 0 | 0 | 0 | 0 | 0 | 0 | 0 | 0 | 0 | 0 | 0 | 0 | 0 | 0 | 0 | 0 | 0 | 0 | 0 | 0 | 0 | 0 | 0 | 0 | 0
CDP17 | QLD | Q2 | North Qld Clean Energy Hub | Solar | 183.9912 | 194.9398 | 187.4477 | 179.8288 | 169.6817 | 141.5274 | 149.6537 | 164.7155 | 184.2711 | 165.7812 | 169.2261 | 169.668 | 164.9389 | 80.2479 | 84.1766 | 86.029 | 212.1301 | 1082.659 | 1039.5322 | 1085.6181 | 941.4373 | 1019.693 | 977.0005 | 950.2247 | 961.4914 | 1480.1665 | 1464.5162 | 1449.9653
CDP17 | QLD | Q3 | Northern Qld | Solar | 1112.5593 | 1197.888 | 1102.814 | 1087.0004 | 1026.4433 | 869.9539 | 876.3209 | 1021.2805 | 1115.0382 | 1032.2284 | 1104.7515 | 1126.8513 | 1060.3266 | 1055.1485 | 1056.4215 | 1111.1878 | 1049.8226 | 1056.0836 | 735.5604 | 483.7201 | 409.3722 | 451.1077 | 454.8569 | 207.5871 | 211.7653 | 208.1354 | 0 | 0
CDP17 | QLD | Q4 | Isaac | Solar | 1600.0802 | 1680.5673 | 1568.7562 | 1611.8131 | 1544.7449 | 1635.6193 | 1247.8995 | 1442.9992 | 1543.2235 | 1498.5481 | 1574.4175 | 1564.5196 | 1487.6682 | 1528.0357 | 1513.4598 | 1581.7543 | 1516.8555 | 1925.3906 | 1816.9945 | 1939.8656 | 1502.044 | 1712.0115 | 1728.7141 | 1712.2133 | 1115.3762 | 2599.2553 | 2436.7849 | 2519.5737
CDP17 | QLD | Q5 | Barcaldine | Solar | 40.8708 | 41.0375 | 38.553 | 240.0634 | 228.5051 | 248.588 | 182.1895 | 196.7735 | 227.6629 | 213.0003 | 219.9282 | 212.8502 | 200.7441 | 203.1024 | 210.6631 | 210.6242 | 215.3593 | 205.3512 | 187.3242 | 171.5274 | 157.7167 | 163.3947 | 160.9236 | 155.6854 | 156.9163 | 146.8473 | 142.7113 | 147.8698
CDP17 | QLD | Q6 | Fitzroy | Solar | 211.5286 | 221.5469 | 201.5927 | 205.4401 | 196.6434 | 208.9012 | 147.4521 | 189.6419 | 196.8714 | 193.612 | 175.3675 | 184.8878 | 177.7752 | 202.276 | 178.1519 | 185.9524 | 187.7067 | 197.1424 | 182.7066 | 192.6361 | 160.7026 | 162.3139 | 176.0028 | 534.6456 | 3529.5843 | 5047.3841 | 6497.2611 | 8088.3192
CDP17 | QLD | Q7 | Wide Bay | Solar | 731.2141 | 902.506 | 1109.6174 | 1092.9534 | 1055.2707 | 1117.0988 | 857.5424 | 994.0867 | 1080.9805 | 4137.8335 | 5520.9314 | 5695.0518 | 5575.6137 | 5626.4994 | 5614.8111 | 5815.6394 | 5555.0696 | 5229.0988 | 5046.4318 | 5666.2053 | 4708.0472 | 5301.1969 | 5468.1513 | 5706.4843 | 5518.5948 | 5348.6652 | 5278.1589 | 5375.9341
CDP17 | QLD | Q8 | Darling Downs | Solar | 3857.9136 | 3898.6013 | 3667.4102 | 3535.4788 | 3500.4951 | 3621.2965 | 2941.9168 | 3289.2378 | 4075.8902 | 6314.9883 | 6116.1893 | 8268.3209 | 8003.6079 | 8193.1492 | 8257.1717 | 8331.6309 | 7954.9084 | 7461.7551 | 10612.0966 | 11179.56 | 9134.1995 | 12058.0356 | 11340.9476 | 12631.0614 | 12168.8926 | 16751.3593 | 16690.4359 | 16971.1779
CDP17 | QLD | Q9 | Banana | Solar | 0 | 0 | 0 | 0 | 0 | 0 | 0 | 0 | 0 | 0 | 0 | 0 | 0 | 0 | 0 | 0 | 0 | 0 | 0 | 0 | 0 | 0 | 0 | 0 | 0 | 0 | 0 | 0
CDP17 | NSW | N0 | NSW Non-REZ | Solar | 0 | 0 | 0 | 0 | 0 | 0 | 0 | 0 | 0 | 0 | 0 | 0 | 0 | 0 | 0 | 0 | 0 | 0 | 0 | 0 | 0 | 0 | 0 | 0 | 0 | 0 | 0 | 0
CDP17 | NSW | N1 | North West NSW | Solar | 463.6577 | 455.8605 | 491.6908 | 483.1987 | 475.4781 | 470.1441 | 403.8559 | 425.7281 | 463.9833 | 459.5735 | 440.4092 | 450.8603 | 415.3993 | 437.2346 | 447.1593 | 428.1271 | 425.4895 | 402.4618 | 393.3053 | 397.071 | 373.1669 | 382.3358 | 353.374 | 371.0228 | 365.9907 | 375.9081 | 382.927 | 392.7174
CDP17 | NSW | N2 | New England | Solar | 1248.4837 | 1709.5198 | 1830.6272 | 1757.1764 | 1903.34 | 2506.3691 | 2185.1392 | 2324.1515 | 2637.3622 | 2744.8305 | 3664.4053 | 3917.4188 | 3603.4869 | 3898.2412 | 3874.1265 | 3699.1572 | 3581.4153 | 6646.022 | 7101.4974 | 8566.5076 | 7392.4072 | 7898.8774 | 8498.9583 | 8765.6091 | 8414.5899 | 8866.0881 | 8353.6428 | 9060.2272
CDP17 | NSW | N3 | Central-West Orana | Solar | 2713.6665 | 2887.3469 | 3272.7755 | 3173.5416 | 6450.1404 | 7087.856 | 6424.5395 | 6726.1881 | 7678.9885 | 7652.0879 | 7939.9049 | 8143.6601 | 7810.1292 | 8338.9206 | 8294.5842 | 8045.1342 | 7843.0347 | 7064.4055 | 7297.7571 | 8951.2697 | 7833.818 | 8070.2191 | 8974.3455 | 12122.3707 | 12577.9097 | 15753.0331 | 15205.6597 | 16213.6927
CDP17 | NSW | N4 | Broken Hill | Solar | 121.573 | 132.4866 | 649.6094 | 656.8619 | 635.7057 | 623.5932 | 528.7292 | 566.3193 | 594.9508 | 573.3428 | 567.2974 | 548.6453 | 526.9766 | 537.2259 | 575.2822 | 598.3844 | 562.262 | 541.6041 | 508.271 | 509.5469 | 597.625 | 618.4655 | 609.881 | 573.8391 | 587.7522 | 567.8531 | 584.584 | 608.0257
CDP17 | NSW | N5 | South West NSW | Solar | 2339.184 | 2505.0755 | 2465.5505 | 4057.6238 | 4001.7653 | 4115.158 | 3751.7136 | 4026.7256 | 4235.9128 | 4014.9921 | 4177.5488 | 4156.2473 | 3918.2822 | 4156.075 | 3934.7832 | 3872.2984 | 3863.8297 | 3564.8471 | 3506.4364 | 4788.9743 | 6350.8598 | 6631.9987 | 6639.3096 | 6093.8068 | 6927.5616 | 6240.0894 | 5602.9655 | 5937.5816
CDP17 | NSW | N6 | Wagga Wagga | Solar | 1127.3259 | 1698.9384 | 1874.5248 | 1754.5623 | 1750.7173 | 1843.9131 | 1638.5084 | 1753.1618 | 1924.2715 | 1800.035 | 1825.6289 | 1830.0264 | 1678.0218 | 1921.8524 | 1889.4199 | 1752.727 | 1814.8318 | 1665.785 | 1717.4284 | 1777.3581 | 1668.5572 | 1742.5754 | 1850.9741 | 1718.3573 | 1829.9418 | 1842.2482 | 563.9074 | 611.649
CDP17 | NSW | N7 | Tumut | Solar | 0 | 0 | 0 | 0 | 0 | 0 | 0 | 0 | 0 | 0 | 0 | 0 | 0 | 0 | 0 | 0 | 0 | 0 | 0 | 0 | 0 | 0 | 0 | 0 | 0 | 0 | 0 | 0
CDP17 | NSW | N8 | Cooma-Monaro | Solar | 0 | 0 | 0 | 0 | 0 | 0 | 0 | 0 | 0 | 0 | 0 | 0 | 0 | 0 | 0 | 0 | 0 | 0 | 0 | 0 | 0 | 0 | 0 | 0 | 0 | 0 | 0 | 0
CDP17 | NSW | N9 | Hunter-Central Coast | Solar | 0 | 0 | 1077.3777 | 1024.3177 | 1082.0623 | 1058.6919 | 916.8185 | 948.988 | 1085.9815 | 1122.4585 | 1041.4082 | 1087.4178 | 1018.6214 | 1097.815 | 1085.8094 | 1019.2179 | 1000.2503 | 921.8225 | 998.2113 | 968.5905 | 877.6966 | 907.755 | 980.829 | 973.5862 | 943.5263 | 934.5012 | 973.9976 | 1017.5021
CDP17 | NSW | N12 | Illawarra | Solar | 0 | 0 | 0 | 0 | 0 | 0 | 0 | 0 | 0 | 0 | 0 | 0 | 0 | 0 | 0 | 0 | 0 | 0 | 0 | 0 | 0 | 0 | 0 | 0 | 0 | 0 | 0 | 0
CDP17 | VIC | V0 | VIC Non-REZ | Solar | 0 | 0 | 0 | 0 | 0 | 0 | 0 | 0 | 0 | 0 | 0 | 0 | 0 | 0 | 0 | 0 | 0 | 0 | 0 | 0 | 0 | 0 | 0 | 0 | 0 | 0 | 0 | 0
CDP17 | VIC | V1 | Ovens Murray | Solar | 0 | 0 | 8.817e-08 | 2.4966e-06 | 3.8543e-06 | 1.8385e-05 | 1.4889e-05 | 1.7953e-05 | 0.00010941 | 8.6366e-05 | 0.00010831 | 9.1285e-05 | 7.9603e-05 | 7.8994e-05 | 9.6071e-05 | 8.9336e-05 | 9.2031e-05 | 8.7694e-05 | 8.7139e-05 | 0.00011295 | 9.964e-05 | 0.00011446 | 0.00011506 | 9.908e-05 | 0.00015985 | 0.0001662 | 0.00015575 | 0.0001566
CDP17 | VIC | V2 | Murray River | Solar | 1455.1973 | 1711.6222 | 1764.9062 | 1999.4732 | 1939.1514 | 1987.8273 | 1721.4451 | 1740.3291 | 1775.9028 | 1796.5857 | 2120.7584 | 1999.3658 | 1895.5205 | 1927.9861 | 1976.8314 | 1872.7373 | 1889.855 | 1853.4294 | 1838.362 | 3553.5431 | 4811.7474 | 5091.1606 | 5163.376 | 4840.2383 | 5023.7381 | 4201.5803 | 3853.5612 | 4072.8582
CDP17 | VIC | V3 | Western Victoria | Solar | 0 | 40.179 | 239.7183 | 245.9204 | 240.8371 | 238.3971 | 208.3961 | 214.4131 | 214.5758 | 222.2523 | 257.9088 | 263.1812 | 248.0606 | 252.1114 | 248.3224 | 236.589 | 252.3673 | 255.4722 | 206.4721 | 217.0456 | 186.9662 | 222.0931 | 221.2612 | 227.6219 | 217.5082 | 259.4408 | 245.538 | 262.2268
CDP17 | VIC | V4 | South West Victoria | Solar | 0 | 0 | 0 | 0 | 0 | 0 | 0 | 0 | 0 | 0 | 0 | 0 | 0 | 0 | 0 | 0 | 0 | 0 | 0 | 0 | 0 | 0 | 0 | 0 | 0 | 0 | 0 | 0
CDP17 | VIC | V5 | Gippsland | Solar | 0 | 119.669 | 269.6873 | 271.251 | 287.1938 | 275.9013 | 241.351 | 236.8458 | 258.644 | 247.3816 | 287.4027 | 266.2181 | 261.8765 | 262.72 | 261.8563 | 239.266 | 242.7909 | 231.4298 | 249.0404 | 240.4914 | 227.542 | 240.043 | 251.3384 | 231.8952 | 240.4728 | 250.3233 | 251.5553 | 257.8824
CDP17 | VIC | V6 | Central North VIC | Solar | 1126.5975 | 1210.6249 | 1128.6264 | 1076.5008 | 1091.4688 | 1134.1634 | 988.9668 | 1006.2507 | 1044.2992 | 1002.7949 | 1202.5174 | 1138.1804 | 1074.313 | 1137.4835 | 1089.6605 | 1009.3577 | 1055.3805 | 963.098 | 1050.2151 | 1107.0427 | 860.3173 | 879.3225 | 888.256 | 805.3993 | 911.1279 | 886.7562 | 824.5881 | 493.6106
CDP17 | SA | S1 | South East SA | Solar | 410.9964 | 420.0115 | 410.9302 | 397.6193 | 375.9834 | 349.7405 | 347.8366 | 368.721 | 381.6569 | 378.8296 | 392.1103 | 388.5515 | 371.7953 | 366.4758 | 397.1443 | 385.9431 | 378.7937 | 319.2346 | 299.8005 | 298.382 | 265.4692 | 286.3219 | 267.0449 | 253.2023 | 268.2399 | 137.7665 | 135.6949 | 134.8733
CDP17 | SA | S2 | Riverland | Solar | 107.9518 | 113.0736 | 98.7995 | 96.3511 | 92.2529 | 86.7668 | 84.1997 | 80.4812 | 85.5302 | 80.9429 | 85.0899 | 83.9059 | 80.7287 | 78.9836 | 85.5595 | 85.3894 | 82.0559 | 66.1358 | 60.5642 | 1181.2193 | 1965.6045 | 2039.2499 | 1932.55 | 1892.2156 | 1976.2726 | 2037.0543 | 1951.2131 | 2017.5928
CDP17 | SA | S3 | Mid-North SA | Solar | 0 | 0 | 0 | 0 | 0 | 0 | 0 | 0 | 0 | 0 | 0 | 0 | 0 | 0 | 0 | 0 | 0 | 0 | 0 | 0 | 0 | 0 | 0 | 0 | 0 | 0 | 0 | 0
CDP17 | SA | S4 | Yorke Peninsula | Solar | 0 | 0 | 0 | 0 | 0 | 0 | 0 | 0 | 0 | 0 | 0 | 0 | 0 | 0 | 0 | 0 | 0 | 0 | 0 | 0 | 0 | 0 | 0 | 0 | 0 | 0 | 0 | 0
CDP17 | SA | S5 | Northern SA | Solar | 652.5248 | 714.1002 | 1316.4356 | 1188.1474 | 1167.7681 | 1084.7397 | 1154.1981 | 1197.3765 | 1228.2227 | 1235.7422 | 1245.5522 | 1274.7324 | 1218.26 | 1233.1263 | 1281.8721 | 1311.4278 | 1267.5184 | 1228.5505 | 1229.1922 | 1192.0724 | 2313.6083 | 2408.96 | 2291.8944 | 2076.536 | 2167.2842 | 2234.3999 | 2171.4391 | 2226.7664
CDP17 | SA | S6 | Leigh Creek | Solar | 0 | 0 | 0 | 0 | 0 | 0 | 0 | 0 | 0 | 0 | 0 | 0 | 0 | 0 | 0 | 0 | 0 | 0 | 0 | 0 | 0 | 0 | 0 | 0 | 0 | 0 | 0 | 0
CDP17 | SA | S7 | Roxby Downs | Solar | 0 | 0 | 4.2728e-07 | 3.0187e-05 | 193.246 | 174.685 | 177.3728 | 185.2885 | 193.6055 | 193.3948 | 780.7721 | 791.5855 | 763.6948 | 771.6366 | 809.4233 | 832.3257 | 1076.0125 | 1025.7035 | 1154.1101 | 1084.9667 | 1074.2224 | 1113.4243 | 1050.6804 | 1039.6772 | 1037.5288 | 1062.3912 | 1073.2029 | 1085.4981
CDP17 | SA | S8 | Eastern Eyre Peninsula | Solar | 0 | 0 | 0 | 0 | 0 | 0 | 0 | 0 | 0 | 0 | 0 | 0 | 0 | 0 | 0 | 0 | 0 | 0 | 0 | 0 | 0 | 0 | 0 | 0 | 0 | 0 | 0 | 0
CDP17 | SA | S9 | Western Eyre Peninsula | Solar | 0 | 0 | 0 | 0 | 0 | 0 | 0 | 0 | 0 | 0 | 0 | 0 | 0 | 0 | 0 | 0 | 0 | 0 | 0 | 0 | 0 | 0 | 0 | 0 | 0 | 0 | 0 | 0
CDP17 | TAS | T1 | North East Tasmania | Solar | 0 | 0 | 0 | 0 | 0 | 0 | 0 | 0 | 0 | 0 | 0 | 0 | 0 | 0 | 0 | 0 | 0 | 0 | 0 | 0 | 0 | 0 | 0 | 0 | 0 | 0 | 0 | 0
CDP17 | TAS | T2 | North West Tasmania | Solar | 0 | 0 | 0 | 0 | 0 | 0 | 0 | 0 | 0 | 0 | 0 | 0 | 0 | 0 | 0 | 0 | 0 | 0 | 0 | 0 | 0 | 0 | 0 | 0 | 0 | 0 | 0 | 0
CDP17 | TAS | T3 | Tasmania Midlands | Solar | 0 | 0 | 0 | 0 | 0 | 0 | 0 | 0 | 0 | 0 | 0 | 0 | 0 | 0 | 0 | 0 | 0 | 0 | 0 | 0 | 0 | 0 | 0 | 0 | 0 | 0 | 0 | 0
CDP17 | QLD | Q1 | Far North QLD | Wind | 923.7635 | 906.5457 | 934.3271 | 2936.6422 | 3176.6581 | 3533.2466 | 3175.0421 | 3552.5039 | 3713.8849 | 3736.4171 | 3611.539 | 3269.5802 | 3512.8437 | 3662.536 | 3605.948 | 3467.1951 | 3367.7688 | 3257.5094 | 3125.7405 | 3669.3097 | 3571.681 | 3813.4625 | 3854.0414 | 3915.6531 | 3697.5017 | 3389.6957 | 3596.5696 | 3798.4141
CDP17 | QLD | Q2 | North Qld Clean Energy Hub | Wind | 141.6094 | 129.5908 | 128.6868 | 2280.539 | 2985.8914 | 5357.6061 | 5211.5541 | 5443.5824 | 5709.3865 | 9894.0894 | 9327.6317 | 8532.6731 | 9213.3261 | 9742.6727 | 9963.871 | 9327.7485 | 9176.1233 | 8537.0043 | 8797.395 | 9636.6919 | 12974.0677 | 13178.2104 | 13566.8423 | 13916.0678 | 13280.2533 | 12049.5582 | 12716.6054 | 14002.0849
CDP17 | QLD | Q3 | Northern Qld | Wind | 0 | 0 | 0 | 0 | 0 | 0 | 0 | 0 | 0 | 0 | 0 | 0 | 0 | 0 | 0 | 0 | 0 | 0 | 0 | 0 | 0 | 0 | 0 | 0 | 0 | 0 | 0 | 0
CDP17 | QLD | Q4 | Isaac | Wind | 884.2798 | 1173.4345 | 1292.6113 | 1261.2402 | 1465.4014 | 1548.8601 | 1352.8416 | 1409.0445 | 1521.5968 | 1565.5878 | 1510.8354 | 1659.6032 | 1817.6694 | 1785.0072 | 2079.207 | 1755.6657 | 2107.8507 | 2091.8121 | 1993.7417 | 2057.0344 | 1941.243 | 1915.6285 | 2021.6838 | 2132.1155 | 1994.1712 | 1719.7986 | 1766.5508 | 1781.6904
CDP17 | QLD | Q5 | Barcaldine | Wind | 0 | 0 | 0 | 6.7656e-06 | 3.6097e-05 | 8.464e-05 | 6.903e-05 | 7.3964e-05 | 9.1684e-05 | 0.00015663 | 0.00077287 | 0.00071876 | 0.00067715 | 0.00063899 | 0.00077267 | 0.00065933 | 0.00066447 | 0.00064538 | 0.00061693 | 262.2875 | 264.2697 | 253.6004 | 278.2974 | 265.0703 | 269.442 | 250.2974 | 242.1691 | 244.5169
CDP17 | QLD | Q6 | Fitzroy | Wind | 0 | 0 | 0 | 1605.7406 | 2726.1544 | 2970.8078 | 2824.8396 | 2916.3981 | 2920.6206 | 2891.9733 | 2936.5238 | 2752.5054 | 2866.0119 | 2737.8523 | 3177.2685 | 2704.4027 | 2959.8981 | 2767.7718 | 2705.3183 | 2878.2607 | 2901.605 | 2888.6352 | 2840.5527 | 3126.1789 | 3484.8389 | 3731.0123 | 3855.5256 | 3725.4412
CDP17 | QLD | Q7 | Wide Bay | Wind | 0 | 0 | 0 | 1.3716e-05 | 2.1298e-05 | 2.1636e-05 | 1.5238e-05 | 3.0113e-05 | 6.0043e-05 | 0.00012669 | 0.00034415 | 0.00068605 | 912.9874 | 944.93 | 964.5705 | 859.7802 | 916.564 | 958.2051 | 924.149 | 930.3571 | 942.9827 | 998.065 | 1001.8243 | 926.888 | 2440.5565 | 2350.6961 | 2469.6605 | 2583.238
CDP17 | QLD | Q8 | Darling Downs | Wind | 4637.334 | 6193.0942 | 6568.0022 | 11517.3841 | 13849.6526 | 13984.3735 | 13400.0884 | 13174.4428 | 13761.3525 | 12729.5586 | 15670.5991 | 14730.7897 | 14509.6198 | 15234.9737 | 16041.7266 | 14619.6693 | 15504.7572 | 15940.7404 | 15291.9892 | 15306.8949 | 14033.2582 | 13416.9219 | 13617.9644 | 13008.5886 | 21283.5073 | 20025.2994 | 19494.6092 | 20943.6964
CDP17 | QLD | Q9 | Banana | Wind | 0 | 0 | 0 | 0 | 0 | 0 | 0 | 0 | 0 | 0 | 0 | 0 | 0 | 0 | 0 | 0 | 0 | 0 | 0 | 0 | 0 | 0 | 0 | 0 | 0 | 0 | 0 | 0
CDP17 | NSW | N0 | NSW Non-REZ | Wind | 0 | 0 | 0 | 0 | 0 | 0 | 0 | 0 | 0 | 0 | 0 | 0 | 0 | 0 | 0 | 0 | 0 | 0 | 0 | 0 | 0 | 0 | 0 | 0 | 0 | 0 | 0 | 0
CDP17 | NSW | N1 | North West NSW | Wind | 0 | 0 | 0 | 0 | 0 | 0 | 0 | 0 | 0 | 0 | 0 | 0 | 0 | 0 | 0 | 0 | 0 | 0 | 0 | 0 | 0 | 0 | 0 | 0 | 0 | 0 | 0 | 0
CDP17 | NSW | N2 | New England | Wind | 1308.8618 | 1100.5298 | 1921.6104 | 2157.6007 | 2191.0155 | 10744.4935 | 11381.5251 | 10471.2057 | 11013.0214 | 10223.3134 | 12372.0834 | 12251.7904 | 12145.5342 | 12473.5617 | 12516.0445 | 12036.9869 | 14538.431 | 20055.222 | 22397.9053 | 21750.3963 | 23599.7949 | 21420.7511 | 22092.1375 | 21173.4723 | 22214.2223 | 21996.0432 | 21485.8613 | 22800.8377
CDP17 | NSW | N3 | Central-West Orana | Wind | 659.0706 | 1205.1239 | 2051.9556 | 3438.082 | 13181.4089 | 12777.951 | 13185.093 | 12312.1727 | 12519.7646 | 11794.353 | 12499.3093 | 12063.3506 | 12035.0881 | 12834.4735 | 12795.2676 | 13019.4577 | 12924.5096 | 13261.6223 | 13027.8089 | 12259.8532 | 12920.8069 | 11980.1489 | 12099.676 | 11536.974 | 12019.5988 | 12280.0889 | 12074.1057 | 13008.1375
CDP17 | NSW | N4 | Broken Hill | Wind | 785.7953 | 609.5121 | 690.618 | 970.6496 | 943.3004 | 962.6903 | 809.3365 | 857.7829 | 829.9507 | 844.0299 | 828.5353 | 819.84 | 782.7315 | 861.2814 | 891.0138 | 776.4542 | 887.8349 | 817.2909 | 802.301 | 220.5011 | 208.5015 | 221.4437 | 222.0163 | 225.8353 | 212.0609 | 211.5467 | 198.8496 | 217.8526
CDP17 | NSW | N5 | South West NSW | Wind | 0 | 0 | 5.0951e-06 | 1191.8666 | 1145.903 | 1109.387 | 1018.0555 | 1127.3802 | 1129.1561 | 1194.8267 | 1065.4471 | 1070.2322 | 1103.4706 | 1152.8564 | 1168.7497 | 1161.7159 | 1166.1334 | 1127.8097 | 1078.4584 | 1030.7381 | 995.3178 | 1095.7822 | 1083.6601 | 1148.1115 | 1021.3572 | 1048.6071 | 1072.2199 | 1145.5451
CDP17 | NSW | N6 | Wagga Wagga | Wind | 0 | 0 | 0 | 0 | 0 | 0 | 0 | 0 | 0 | 0 | 0 | 0 | 0 | 0 | 0 | 0 | 0 | 0 | 0 | 0 | 0 | 0 | 0 | 0 | 0 | 0 | 0 | 0
CDP17 | NSW | N7 | Tumut | Wind | 0 | 201.2792 | 766.4852 | 909.2575 | 925.1104 | 818.6296 | 883.8193 | 784.5871 | 788.356 | 813.5185 | 813.7422 | 824.4767 | 790.1357 | 823.5847 | 829.2752 | 890.4283 | 849.4126 | 898.7469 | 892.89 | 804.3749 | 875.9064 | 767.6696 | 777.9451 | 806.221 | 803.6209 | 842.598 | 801.1505 | 856.2814
CDP17 | NSW | N8 | Cooma-Monaro | Wind | 369.0093 | 379.5268 | 1340.5068 | 1422.3275 | 1446.4593 | 1345.9178 | 1303.8671 | 1290.0482 | 1367.3567 | 1402.9213 | 1257.2999 | 1346.1633 | 1288.2432 | 1382.717 | 1364.1806 | 1298.0761 | 1100.2414 | 1020.8458 | 1045.843 | 970.8075 | 1009.4455 | 987.35 | 1176.1039 | 1232.6444 | 1132.4217 | 1231.7111 | 1170.6968 | 1277.3147
CDP17 | NSW | N9 | Hunter-Central Coast | Wind | 0 | 0 | 1192.2503 | 1580.6726 | 1508.7126 | 1505.699 | 1615.8233 | 1432.3254 | 1530.9296 | 1419.147 | 1438.403 | 1517.6041 | 1451.5053 | 1547.8539 | 1391.3175 | 1486.0511 | 1575.0331 | 1490.1003 | 1415.8285 | 1373.5079 | 1571.1472 | 1372.1398 | 1457.8161 | 1365.7107 | 1802.9504 | 2546.485 | 2429.9594 | 2659.2799
CDP17 | NSW | N12 | Illawarra | Wind | 0 | 0 | 0 | 0 | 0 | 0 | 0 | 0 | 0 | 0 | 0 | 0 | 0 | 0 | 0 | 0 | 0 | 0 | 0 | 0 | 0 | 0 | 0 | 0 | 0 | 0 | 0 | 0
CDP17 | VIC | V0 | VIC Non-REZ | Wind | 0 | 0 | 0 | 1.4161e-05 | 2.7881e-05 | 2.4815e-05 | 2.2186e-05 | 2.6935e-05 | 4.7319e-05 | 4.583e-05 | 7.6366e-05 | 7.4614e-05 | 8.2255e-05 | 7.5953e-05 | 9.0298e-05 | 9.2692e-05 | 9.2316e-05 | 9.4674e-05 | 8.9492e-05 | 8.7978e-05 | 9.1046e-05 | 0.00010798 | 9.9502e-05 | 0.00011079 | 9.6337e-05 | 0.00012258 | 0.00012712 | 0.00012286
CDP17 | VIC | V1 | Ovens Murray | Wind | 0 | 0 | 0 | 0 | 0 | 0 | 0 | 0 | 0 | 0 | 0 | 0 | 0 | 0 | 0 | 0 | 0 | 0 | 0 | 0 | 0 | 0 | 0 | 0 | 0 | 0 | 0 | 0
CDP17 | VIC | V2 | Murray River | Wind | 0 | 0 | 0 | 0 | 0 | 0 | 0 | 0 | 0 | 0 | 0 | 0 | 0 | 0 | 0 | 0 | 0 | 0 | 0 | 0 | 0 | 0 | 0 | 0 | 0 | 0 | 0 | 0
CDP17 | VIC | V3 | Western Victoria | Wind | 5697.1187 | 5938.2201 | 5602.3671 | 5969.8468 | 7910.3504 | 7827.0466 | 7531.0211 | 8144.9814 | 7808.6217 | 7908.9518 | 7099.1082 | 6886.1986 | 6696.0701 | 6992.6711 | 7044.5131 | 6984.3557 | 7074.1964 | 7164.4698 | 6673.1725 | 6098.7843 | 5205.0946 | 5778.3432 | 5506.4552 | 5451.2477 | 4786.2835 | 5071.1512 | 4734.9408 | 5071.7541
CDP17 | VIC | V4 | South West Victoria | Wind | 7457.1644 | 10589.4418 | 10163.2345 | 10647.4887 | 9733.5028 | 9852.0776 | 9569.826 | 10356.3327 | 9873.0013 | 10719.4688 | 9911.6091 | 9708.8438 | 9592.4837 | 9860.2321 | 8859.7464 | 8830.3495 | 8337.8191 | 8329.2635 | 7902.3122 | 7131.0022 | 7148.4374 | 4901.7028 | 4638.0819 | 4716.9067 | 6229.299 | 7917.3141 | 8121.319 | 8605.1469
CDP17 | VIC | V5 | Gippsland | Wind | 0 | 0 | 0 | 3.4215e-05 | 2078.4067 | 3326.0621 | 3323.9287 | 3391.9633 | 3285.0328 | 3275.7373 | 3316.6113 | 3084.9284 | 3054.2268 | 3000.5082 | 2985.8011 | 3049.1931 | 3240.7616 | 3074.4207 | 2950.4464 | 2947.9209 | 2984.1088 | 3112.5534 | 3028.0461 | 3319.9485 | 3028.9421 | 2956.0778 | 2988.5098 | 3068.1295
CDP17 | VIC | V6 | Central North VIC | Wind | 0 | 0 | 0 | 5.0048e-06 | 2.119e-05 | 2.6579e-05 | 2.0799e-05 | 2.3885e-05 | 4.9723e-05 | 4.2843e-05 | 8.8425e-05 | 8.1895e-05 | 6.7558e-05 | 6.9174e-05 | 9.2118e-05 | 8.8429e-05 | 9.202e-05 | 8.6327e-05 | 8.6381e-05 | 9.4747e-05 | 8.4851e-05 | 9.3846e-05 | 8.9055e-05 | 9.1038e-05 | 9.6702e-05 | 0.00011007 | 9.7553e-05 | 0.0001014
CDP17 | SA | S1 | South East SA | Wind | 749.5929 | 817.7404 | 718.2464 | 795.4367 | 2425.6028 | 2348.5775 | 2009.7098 | 2156.5695 | 2100.6061 | 2586.0862 | 2322.0234 | 2159.4933 | 2026.9969 | 2175.9189 | 1837.0015 | 1819.7396 | 1678.5054 | 1795.452 | 1723.0579 | 1641.1308 | 1572.6324 | 1748.6323 | 1638.9269 | 1826.21 | 1620.3839 | 2309.6688 | 2186.5114 | 2422.7548
CDP17 | SA | S2 | Riverland | Wind | 0 | 0 | 0 | 0 | 0 | 0 | 0 | 0 | 0 | 0 | 0 | 0 | 0 | 0 | 0 | 0 | 0 | 0 | 0 | 0 | 0 | 0 | 0 | 0 | 0 | 0 | 0 | 0
CDP17 | SA | S3 | Mid-North SA | Wind | 5244.0013 | 5499.7161 | 5296.016 | 5622.6882 | 6812.8225 | 6297.2304 | 6296.3488 | 6762.4989 | 6669.2689 | 7041.1914 | 6628.2886 | 6752.3164 | 5781.0536 | 6607.8097 | 6622.2037 | 5224.9641 | 6787.2876 | 7158.9775 | 7098.96 | 5847.2597 | 5681.3184 | 5805.676 | 5800.7278 | 8158.2092 | 8023.0089 | 7930.0813 | 7511.6592 | 8608.7517
CDP17 | SA | S4 | Yorke Peninsula | Wind | 230.408 | 242.0919 | 240.4649 | 314.8506 | 347.5826 | 204.7375 | 174.369 | 186.2934 | 183.1326 | 214.2436 | 189.0659 | 197.32 | 177.2635 | 203.9354 | 315.8657 | 300.5779 | 301.81 | 314.4754 | 301.7066 | 283.8439 | 274.1488 | 296.3048 | 278.8266 | 316.1065 | 265.9882 | 289.0928 | 258.2874 | 300.0101
CDP17 | SA | S5 | Northern SA | Wind | 1321.432 | 1375.4187 | 1328.9835 | 1380.7454 | 1288.67 | 1198.9058 | 1146.3505 | 1218.1548 | 1268.6346 | 1341.94 | 1231.1935 | 1277.0408 | 1237.9129 | 1338.1568 | 1375.495 | 1317.3512 | 1329.9238 | 1343.6379 | 1251.2947 | 1210.1 | 1132.2424 | 554.7623 | 560.8888 | 586.3837 | 537.9183 | 566.6784 | 539.2968 | 588.3051
CDP17 | SA | S6 | Leigh Creek | Wind | 0 | 0 | 0 | 0 | 0 | 0 | 0 | 0 | 0 | 0 | 0 | 0 | 0 | 0 | 0 | 0 | 0 | 0 | 0 | 0 | 0 | 0 | 0 | 0 | 0 | 0 | 0 | 0
CDP17 | SA | S7 | Roxby Downs | Wind | 0 | 0 | 0 | 0 | 0 | 0 | 0 | 0 | 0 | 0 | 0 | 0 | 0 | 0 | 0 | 0 | 0 | 0 | 0 | 0 | 0 | 0 | 0 | 0 | 0 | 0 | 0 | 0
CDP17 | SA | S8 | Eastern Eyre Peninsula | Wind | 326.7436 | 299.0348 | 304.3913 | 340.9065 | 333.8861 | 324.6032 | 162.7362 | 173.2253 | 173.2603 | 192.9375 | 179.2959 | 0.0007745 | 0.00068422 | 0.00076076 | 257.0949 | 247.2842 | 256.5042 | 260.5777 | 249.1607 | 239.076 | 233.6336 | 479.4008 | 914.9356 | 1044.1477 | 885.8839 | 915.0544 | 837.1287 | 965.3114
CDP17 | SA | S9 | Western Eyre Peninsula | Wind | 0 | 0 | 0 | 0 | 0 | 0 | 0 | 0 | 0 | 0 | 0 | 0 | 0 | 0 | 0 | 0 | 0 | 0 | 0 | 0 | 0 | 0 | 0 | 0 | 0 | 0 | 0 | 0
CDP17 | TAS | T1 | North East Tasmania | Wind | 598.3431 | 649.4845 | 548.4117 | 781.7425 | 1424.8769 | 1431.0005 | 1489.4373 | 1481.0468 | 1393.3461 | 1517.0458 | 1437.0562 | 1907.0741 | 2113.4838 | 2106.9677 | 2195.5453 | 2286.3374 | 1825.6247 | 1881.0179 | 1780.243 | 1861.6732 | 1913.042 | 1902.7383 | 1868.4247 | 2011.5381 | 1899.0863 | 1899.3183 | 1513.8117 | 1439.9924
CDP17 | TAS | T2 | North West Tasmania | Wind | 918.0816 | 973.2531 | 901.9787 | 877.1076 | 853.171 | 868.8719 | 904.398 | 903.3817 | 872.8659 | 961.0841 | 892.9047 | 873.0817 | 910.2416 | 1328.387 | 1317.4823 | 1345.3791 | 1097.4577 | 1065.8367 | 1036.149 | 1070.1327 | 1124.9951 | 1145.5472 | 1102.7716 | 1185.4448 | 1099.7562 | 1072.4689 | 648.041 | 668.6732
CDP17 | TAS | T3 | Tasmania Midlands | Wind | 458.9298 | 552.0709 | 2548.0018 | 3029.2098 | 3092.2787 | 3733.9743 | 4124.067 | 4625.1334 | 5237.2359 | 5518.4359 | 6161.526 | 6212.3758 | 6481.3811 | 6586.5678 | 7025.9186 | 7423.9699 | 6134.4317 | 6023.6818 | 5917.3117 | 6344.4381 | 6219.5672 | 6383.9538 | 6123.8629 | 6308.0513 | 6126.5649 | 5879.5005 | 6193.2139 | 6224.8441
CDP17 | NSW | N10 | Hunter Coast | Offshore Wind | 0 | 0 | 0 | 0 | 0 | 0 | 0 | 0 | 0 | 0 | 0 | 0 | 0 | 0 | 0 | 0 | 0 | 0 | 0 | 0 | 0 | 0 | 0 | 0 | 0 | 0 | 0 | 0
CDP17 | NSW | N11 | Illawarra Coast | Offshore Wind | 0 | 0 | 0 | 0 | 0 | 0 | 0 | 0 | 0 | 0 | 0 | 0 | 0 | 0 | 0 | 0 | 0 | 0 | 0 | 0 | 0 | 0 | 0 | 0 | 0 | 0 | 0 | 0
CDP17 | VIC | V7 | Gippsland Coast | Offshore Wind | 0 | 0 | 0 | 0 | 0 | 0 | 4006.9691 | 7928.3446 | 10433.5529 | 10707.1442 | 12817.4034 | 16933.59 | 20915.478 | 25647.5502 | 28669.0783 | 33615.356 | 33950.4092 | 33707.4999 | 32270.1312 | 31324.5227 | 31966.8087 | 31829.0901 | 32086.3728 | 34190.0611 | 31567.9187 | 31747.9485 | 32824.369 | 34380.6082
CDP17 | VIC | V8 | Portland Coast | Offshore Wind | 0 | 0 | 0 | 0 | 0 | 0 | 0 | 0 | 0 | 2471.2661 | 2448.264 | 2395.9366 | 2677.2002 | 2718.0378 | 2808.7169 | 2845.0137 | 2771.3309 | 2984.4631 | 2823.0117 | 2652.4107 | 2690.8699 | 3026.8016 | 2893.2443 | 3028.2074 | 2734.4327 | 2751.6328 | 2775.227 | 2913.8283
CDP17 | SA | S10 | South East SA Coast | Offshore Wind | 0 | 0 | 0 | 0 | 0 | 0 | 0 | 0 | 0 | 0 | 0 | 0 | 0 | 0 | 0 | 0 | 0 | 0 | 0 | 0 | 0 | 0 | 0 | 0 | 0 | 0 | 0 | 0
CDP17 | TAS | T4 | North West Tasmania Coast | Offshore Wind | 0 | 0 | 0 | 0 | 0 | 0 | 0 | 0 | 0 | 0 | 0 | 0 | 0 | 0 | 0 | 0 | 0 | 0 | 0 | 0 | 0 | 0 | 0 | 0 | 0 | 0 | 0 | 0
CDP17 | TAS | T5 | North East Tasmania Coast | Offshore Wind | 0 | 0 | 0 | 0 | 0 | 0 | 0 | 0 | 0 | 0 | 0 | 0 | 0 | 0 | 0 | 0 | 0 | 0 | 0 | 0 | 0 | 0 | 0 | 0 | 0 | 0 | 0 | 0
CDP18 | QLD | Q1 | Far North QLD | Solar | 0 | 0 | 0 | 0 | 0 | 0 | 0 | 0 | 0 | 0 | 0 | 0 | 0 | 0 | 0 | 0 | 0 | 0 | 0 | 0 | 0 | 0 | 0 | 0 | 0 | 0 | 0 | 0
CDP18 | QLD | Q2 | North Qld Clean Energy Hub | Solar | 183.9176 | 194.9253 | 187.429 | 179.8137 | 169.6853 | 141.4803 | 149.6938 | 163.263 | 168.4174 | 157.0311 | 164.8125 | 166.8973 | 160.4377 | 79.1584 | 81.5745 | 83.8396 | 82.2032 | 505.991 | 643.1688 | 669.6898 | 737.6061 | 801.6655 | 760.3941 | 738.3052 | 743.1308 | 1330.1697 | 1318.4057 | 1299.3299
CDP18 | QLD | Q3 | Northern Qld | Solar | 1112.0063 | 1197.7686 | 1102.6902 | 1087.0163 | 1026.4424 | 870.0039 | 877.0271 | 1010.7037 | 1059.818 | 990.5246 | 1082.6327 | 1111.3243 | 1038.6227 | 1036.5447 | 1032.2976 | 1091.852 | 1031.2399 | 1058.7002 | 741.2423 | 479.3058 | 389.2253 | 446.4472 | 453.4514 | 203.7731 | 227.8108 | 205.8485 | 0 | 0
CDP18 | QLD | Q4 | Isaac | Solar | 1599.5488 | 1680.4112 | 1568.575 | 1611.8132 | 1544.7574 | 1635.6518 | 1248.5606 | 1438.6202 | 1495.1524 | 1467.4199 | 1569.555 | 1557.5571 | 1478.5188 | 1519.6033 | 1505.4708 | 1572.2646 | 1511.7884 | 2306.2938 | 2175.0411 | 2325.6028 | 1812.9056 | 2067.2072 | 2088.3206 | 2064.6085 | 1434.1954 | 3204.6426 | 3012.796 | 3112.552
CDP18 | QLD | Q5 | Barcaldine | Solar | 40.8576 | 41.0375 | 38.5514 | 240.0627 | 228.4986 | 248.5764 | 182.0775 | 196.6026 | 205.4585 | 197.4819 | 209.9681 | 202.9633 | 190.955 | 193.4571 | 200.3771 | 200.0412 | 206.8074 | 197.7721 | 180.4296 | 164.8225 | 151.0974 | 156.1927 | 154.0288 | 148.7961 | 149.8982 | 139.9365 | 135.9806 | 138.9631
CDP18 | QLD | Q6 | Fitzroy | Solar | 211.4674 | 221.5349 | 201.4981 | 205.4401 | 197.2317 | 208.3795 | 147.263 | 189.5288 | 187.9899 | 185.4391 | 174.1772 | 182.9191 | 176.054 | 201.5839 | 172.8066 | 184.8155 | 193.108 | 191.8223 | 182.4683 | 195.9009 | 157.0115 | 164.1843 | 193.7537 | 678.5283 | 4095.6108 | 5227.8374 | 6709.905 | 8394.6211
CDP18 | QLD | Q7 | Wide Bay | Solar | 730.6264 | 902.3512 | 1109.3614 | 1092.8567 | 1055.1865 | 1116.9695 | 857.3216 | 992.6566 | 1023.5121 | 1669.852 | 5761.3277 | 5937.7319 | 5808.8321 | 5865.3558 | 5853.7708 | 6059.5554 | 5796.5817 | 5453.3416 | 5265.6505 | 5657.6149 | 4704.5071 | 5292.4982 | 5455.5404 | 5680.0635 | 5491.582 | 5311.2755 | 5236.663 | 5335.2399
CDP18 | QLD | Q8 | Darling Downs | Solar | 3857.6363 | 3898.4408 | 3666.9409 | 3535.5756 | 3500.5798 | 3621.4264 | 2941.9366 | 3285.0584 | 3488.1281 | 3840.8209 | 5814.68 | 8230.8879 | 7953.862 | 8144.9021 | 8212.8152 | 8281.057 | 7922.1462 | 7425.1783 | 10261.9596 | 11016.2147 | 9003.4724 | 11679.9541 | 11224.8373 | 12478.9385 | 12016.6727 | 16344.0248 | 16265.2794 | 16535.8712
CDP18 | QLD | Q9 | Banana | Solar | 0 | 0 | 0 | 0 | 0 | 0 | 0 | 0 | 0 | 0 | 0 | 0 | 0 | 0 | 0 | 0 | 0 | 0 | 0 | 0 | 0 | 0 | 0 | 0 | 0 | 0 | 0 | 0
CDP18 | NSW | N0 | NSW Non-REZ | Solar | 0 | 0 | 0 | 0 | 0 | 0 | 0 | 0 | 0 | 0 | 0 | 0 | 0 | 0 | 0 | 0 | 0 | 0 | 0 | 0 | 0 | 0 | 0 | 0 | 0 | 0 | 0 | 0
CDP18 | NSW | N1 | North West NSW | Solar | 463.6077 | 455.8567 | 491.768 | 483.2047 | 475.5631 | 470.2636 | 403.9822 | 425.6434 | 453.9681 | 454.0747 | 439.1194 | 448.3384 | 412.8962 | 435.0246 | 443.8472 | 425.7037 | 423.9872 | 403.8202 | 393.936 | 396.6514 | 373.5612 | 382.4102 | 352.9393 | 373.1102 | 366.7371 | 379.7734 | 385.4309 | 393.3281
CDP18 | NSW | N2 | New England | Solar | 1249.2281 | 1709.7368 | 1831.0329 | 1757.7369 | 1904.0804 | 2509.1071 | 2186.8818 | 2323.7437 | 2614.7788 | 3018.5849 | 3499.94 | 3737.5478 | 3435.9969 | 3716.7536 | 3691.77 | 3528.2312 | 3424.8564 | 5676.5156 | 6675.5867 | 8556.6914 | 7389.5219 | 7898.6818 | 8500.0492 | 8776.1238 | 8416.9964 | 8896.9861 | 8381.9554 | 9051.2003
CDP18 | NSW | N3 | Central-West Orana | Solar | 2715.5204 | 2887.4058 | 3272.7827 | 3174.3418 | 6450.2939 | 7081.5514 | 6427.0027 | 6725.3897 | 7634.5996 | 7621.3624 | 8141.9381 | 8345.906 | 7998.4491 | 8540.9015 | 8493.2352 | 8239.8842 | 8040.4514 | 7257.9423 | 7500.4926 | 9050.1556 | 7927.0614 | 8171.1547 | 9085.8984 | 12143.7449 | 12583.3618 | 15791.0612 | 15240.9203 | 16203.216
CDP18 | NSW | N4 | Broken Hill | Solar | 121.458 | 131.126 | 649.6455 | 656.668 | 635.4466 | 623.0918 | 528.8829 | 566.256 | 583.2589 | 565.7165 | 565.6752 | 546.2806 | 524.1862 | 533.7835 | 571.2579 | 595.5155 | 560.5543 | 542.7894 | 509.8218 | 508.8297 | 598.7587 | 619.3015 | 610.5142 | 576.4732 | 587.8552 | 571.6221 | 587.0645 | 606.6827
CDP18 | NSW | N5 | South West NSW | Solar | 2337.4886 | 2505.1242 | 2466.0873 | 4055.9206 | 4000.708 | 4117.9225 | 3748.733 | 4030.4713 | 4197.5629 | 3986.597 | 4168.3558 | 4144.8484 | 3906.8453 | 4139.0689 | 3918.5299 | 3858.9003 | 3851.3198 | 3580.3515 | 3513.3725 | 4780.4314 | 6117.7084 | 6353.5785 | 6369.8785 | 5880.2554 | 6946.449 | 6273.5567 | 5602.2999 | 5934.9729
CDP18 | NSW | N6 | Wagga Wagga | Solar | 1125.4852 | 1700.259 | 1873.4572 | 1757.6994 | 1756.4431 | 1822.2487 | 1647.4647 | 1762.1993 | 1894.9937 | 1778.3518 | 1836.1045 | 1827.8247 | 1666.5626 | 1911.6035 | 1886.3617 | 1890.9389 | 1827.4119 | 1685.3054 | 1710.8109 | 1782.5305 | 1610.8594 | 1741.0718 | 1837.3882 | 1713.8734 | 1837.6439 | 1838.9421 | 575.806 | 614.2932
CDP18 | NSW | N7 | Tumut | Solar | 0 | 0 | 0 | 0 | 0 | 0 | 0 | 0 | 0 | 0 | 0 | 0 | 0 | 0 | 0 | 0 | 0 | 0 | 0 | 0 | 0 | 0 | 0 | 0 | 0 | 0 | 0 | 0
CDP18 | NSW | N8 | Cooma-Monaro | Solar | 0 | 0 | 0 | 0 | 0 | 0 | 0 | 0 | 0 | 0 | 0 | 0 | 0 | 0 | 0 | 0 | 0 | 0 | 0 | 0 | 0 | 0 | 0 | 0 | 0 | 0 | 0 | 0
CDP18 | NSW | N9 | Hunter-Central Coast | Solar | 0 | 0 | 1077.4744 | 1024.0016 | 1081.183 | 1055.7165 | 917.0027 | 948.7834 | 1073.5009 | 1113.7647 | 1039.4231 | 1084.2264 | 1014.659 | 1093.6267 | 1081.2294 | 1015.5862 | 998.2218 | 923.9388 | 999.0139 | 967.4637 | 877.8699 | 907.3406 | 985.4104 | 961.404 | 901.6649 | 968.9757 | 954.1518 | 1027.3251
CDP18 | NSW | N12 | Illawarra | Solar | 0 | 0 | 0 | 0 | 0 | 0 | 0 | 0 | 0 | 0 | 0 | 0 | 0 | 0 | 0 | 0 | 0 | 0 | 0 | 0 | 0 | 0 | 0 | 0 | 0 | 0 | 0 | 0
CDP18 | VIC | V0 | VIC Non-REZ | Solar | 0 | 0 | 0 | 0 | 0 | 0 | 0 | 0 | 0 | 0 | 0 | 0 | 0 | 0 | 0 | 0 | 0 | 0 | 0 | 0 | 0 | 0 | 0 | 0 | 0 | 0 | 0 | 0
CDP18 | VIC | V1 | Ovens Murray | Solar | 0 | 0 | 2.6301e-06 | 6.7655e-06 | 9.3719e-06 | 4.0016e-05 | 3.2583e-05 | 3.9272e-05 | 7.4079e-05 | 5.8467e-05 | 7.4138e-05 | 6.2332e-05 | 5.4236e-05 | 5.4067e-05 | 6.3991e-05 | 5.9465e-05 | 6.2051e-05 | 5.9427e-05 | 6.0069e-05 | 0.00011252 | 9.9013e-05 | 0.0001117 | 0.00011253 | 9.7295e-05 | 0.00014997 | 0.0001553 | 0.00014652 | 0.00014668
CDP18 | VIC | V2 | Murray River | Solar | 1455.1344 | 1711.4992 | 1763.8833 | 1999.5577 | 1939.3365 | 1987.9882 | 1721.7137 | 1740.3452 | 1776.1824 | 1790.7747 | 2120.7723 | 1994.9847 | 1885.135 | 1928.0741 | 1981.0154 | 1866.9807 | 1883.1411 | 1852.6831 | 1831.1993 | 3463.1389 | 4979.7431 | 5276.0297 | 5353.493 | 5019.5563 | 5206.7772 | 4389.1066 | 4033.7917 | 4260.5883
CDP18 | VIC | V3 | Western Victoria | Solar | 0 | 40.179 | 237.4649 | 244.9356 | 241.3074 | 239.3798 | 204.5555 | 214.6051 | 214.2771 | 197.0864 | 257.9385 | 263.6415 | 243.042 | 250.6596 | 251.6763 | 233.6828 | 243.4424 | 227.5804 | 168.4445 | 186.8233 | 194.6954 | 220.629 | 224.6123 | 214.3924 | 242.6315 | 234.8867 | 182.1177 | 169.6529
CDP18 | VIC | V4 | South West Victoria | Solar | 0 | 0 | 0 | 0 | 0 | 0 | 0 | 0 | 0 | 0 | 0 | 0 | 0 | 0 | 0 | 0 | 0 | 0 | 0 | 0 | 0 | 0 | 0 | 0 | 0 | 0 | 0 | 0
CDP18 | VIC | V5 | Gippsland | Solar | 0 | 115.2088 | 269.2679 | 271.7404 | 286.4652 | 273.6152 | 241.349 | 236.9357 | 258.7776 | 246.9904 | 287.4326 | 265.2842 | 261.022 | 262.0504 | 260.7659 | 238.9978 | 243.061 | 230.487 | 248.3594 | 239.544 | 224.0219 | 240.7645 | 249.7757 | 231.4126 | 236.5428 | 246.2639 | 248.0956 | 254.24
CDP18 | VIC | V6 | Central North VIC | Solar | 1127.2623 | 1208.2071 | 1130.2681 | 1076.9135 | 1091.544 | 1135.3107 | 992.5597 | 1006.2301 | 1045.0602 | 1020.341 | 1202.5553 | 1139.2079 | 1072.6754 | 1137.6477 | 1079.181 | 1004.0201 | 1062.8185 | 994.1994 | 1040.3839 | 1103.7737 | 851.9807 | 877.5262 | 877.5024 | 806.847 | 873.0768 | 893.3778 | 853.0026 | 520.4282
CDP18 | SA | S1 | South East SA | Solar | 417.2048 | 420.3726 | 411.7156 | 397.6392 | 375.8744 | 349.8759 | 348.1735 | 368.7894 | 377.5824 | 374.4589 | 390.765 | 386.1157 | 369.8159 | 364.3266 | 395.8885 | 383.6558 | 377.5934 | 320.455 | 300.1569 | 298.5539 | 265.1053 | 285.2322 | 266.0841 | 254.0638 | 267.2359 | 138.8381 | 135.1983 | 133.7749
CDP18 | SA | S2 | Riverland | Solar | 103.6808 | 111.3428 | 98.8279 | 96.3454 | 92.2174 | 86.6781 | 84.2144 | 80.4276 | 84.2682 | 80.1603 | 84.907 | 83.4035 | 80.2476 | 78.5488 | 85.3454 | 84.6514 | 81.757 | 65.7013 | 60.7822 | 1184.8352 | 1968.9296 | 2039.0057 | 1932.3873 | 1907.6063 | 1980.4756 | 2060.0483 | 1973.2038 | 2033.6317
CDP18 | SA | S3 | Mid-North SA | Solar | 0 | 0 | 0 | 0 | 0 | 0 | 0 | 0 | 0 | 0 | 0 | 0 | 0 | 0 | 0 | 0 | 0 | 0 | 0 | 0 | 0 | 0 | 0 | 0 | 0 | 0 | 0 | 0
CDP18 | SA | S4 | Yorke Peninsula | Solar | 0 | 0 | 0 | 0 | 0 | 0 | 0 | 0 | 0 | 0 | 0 | 0 | 0 | 0 | 0 | 0 | 0 | 0 | 0 | 0 | 0 | 0 | 0 | 0 | 0 | 0 | 0 | 0
CDP18 | SA | S5 | Northern SA | Solar | 660.1668 | 708.7476 | 1318.5119 | 1188.1106 | 1167.81 | 1084.8306 | 1154.7439 | 1197.2372 | 1217.3664 | 1222.7131 | 1241.4642 | 1269.6969 | 1213.1253 | 1227.4474 | 1276.1858 | 1306.475 | 1266.5053 | 1230.7288 | 1229.9119 | 1191.4156 | 2360.0333 | 2453.3374 | 2333.7333 | 2134.6979 | 2214.4777 | 2304.33 | 2236.7831 | 2288.0382
CDP18 | SA | S6 | Leigh Creek | Solar | 0 | 0 | 0 | 0 | 0 | 0 | 0 | 0 | 0 | 0 | 0 | 0 | 0 | 0 | 0 | 0 | 0 | 0 | 0 | 0 | 0 | 0 | 0 | 0 | 0 | 0 | 0 | 0
CDP18 | SA | S7 | Roxby Downs | Solar | 0 | 0 | 4.7557e-06 | 6.4534e-05 | 193.2185 | 174.5879 | 177.2985 | 185.2828 | 191.2723 | 190.9274 | 782.5905 | 792.5674 | 764.5464 | 772.434 | 809.9695 | 833.6967 | 1039.0746 | 993.7563 | 1155.6095 | 1084.7556 | 1072.6567 | 1109.5771 | 1046.9308 | 1045.7955 | 1036.2878 | 1071.3917 | 1096.8933 | 1105.1718
CDP18 | SA | S8 | Eastern Eyre Peninsula | Solar | 0 | 0 | 0 | 0 | 0 | 0 | 0 | 0 | 0 | 0 | 0 | 0 | 0 | 0 | 0 | 0 | 0 | 0 | 0 | 0 | 0 | 0 | 0 | 0 | 0 | 0 | 0 | 0
CDP18 | SA | S9 | Western Eyre Peninsula | Solar | 0 | 0 | 0 | 0 | 0 | 0 | 0 | 0 | 0 | 0 | 0 | 0 | 0 | 0 | 0 | 0 | 0 | 0 | 0 | 0 | 0 | 0 | 0 | 0 | 0 | 0 | 0 | 0
CDP18 | TAS | T1 | North East Tasmania | Solar | 0 | 0 | 0 | 0 | 0 | 0 | 0 | 0 | 0 | 0 | 0 | 0 | 0 | 0 | 0 | 0 | 0 | 0 | 0 | 0 | 0 | 0 | 0 | 0 | 0 | 0 | 0 | 0
CDP18 | TAS | T2 | North West Tasmania | Solar | 0 | 0 | 0 | 0 | 0 | 0 | 0 | 0 | 0 | 0 | 0 | 0 | 0 | 0 | 0 | 0 | 0 | 0 | 0 | 0 | 0 | 0 | 0 | 0 | 0 | 0 | 0 | 0
CDP18 | TAS | T3 | Tasmania Midlands | Solar | 0 | 0 | 0 | 0 | 0 | 0 | 0 | 0 | 0 | 0 | 0 | 0 | 0 | 0 | 0 | 0 | 0 | 0 | 0 | 0 | 0 | 0 | 0 | 0 | 0 | 0 | 0 | 0
CDP18 | QLD | Q1 | Far North QLD | Wind | 923.6272 | 906.5438 | 934.3013 | 2936.647 | 3176.6389 | 3533.1955 | 3174.1268 | 3528.7584 | 3589.364 | 3662.2935 | 3610.3627 | 3304.2615 | 3456.1415 | 3610.5301 | 3543.9439 | 3426.3996 | 3310.401 | 3200.2144 | 3094.3632 | 3616.4837 | 3467.1798 | 3741.1936 | 3782.3738 | 3850.1785 | 3636.1581 | 3309.5368 | 3514.861 | 3708.7679
CDP18 | QLD | Q2 | North Qld Clean Energy Hub | Wind | 141.6081 | 129.5903 | 128.6845 | 2280.5311 | 2985.9116 | 5357.657 | 5210.111 | 5411.3403 | 5605.7095 | 6453.9533 | 6177.8155 | 5677.03 | 6651.5263 | 7001.7459 | 7190.1181 | 6729.7048 | 6635.5883 | 6186.6129 | 6388.6689 | 6991.4888 | 7786.9978 | 7889.83 | 8036.0168 | 8204.8915 | 7885.552 | 7620.6725 | 8146.6399 | 8739.1574
CDP18 | QLD | Q3 | Northern Qld | Wind | 0 | 0 | 0 | 0 | 0 | 0 | 0 | 0 | 0 | 0 | 0 | 0 | 0 | 0 | 0 | 0 | 0 | 0 | 0 | 0 | 0 | 0 | 0 | 0 | 0 | 0 | 0 | 0
CDP18 | QLD | Q4 | Isaac | Wind | 884.1352 | 1173.41 | 1292.5398 | 1261.2403 | 1465.3996 | 1548.8581 | 1353.0642 | 1408.4174 | 1486.8754 | 4366.6718 | 4187.4482 | 3968.6026 | 4094.2532 | 4063.1005 | 4701.175 | 3984.4921 | 4341.7954 | 4220.7151 | 4057.7997 | 4126.8148 | 5557.4155 | 5429.0997 | 5764.4579 | 6150.1387 | 5678.7986 | 4797.9768 | 4968.0563 | 5023.3055
CDP18 | QLD | Q5 | Barcaldine | Wind | 0 | 0 | 1.9541e-06 | 1.7142e-05 | 7.8161e-05 | 0.00018071 | 0.00014766 | 0.00015893 | 0.00020041 | 84.2792 | 88.244 | 82.3708 | 78.7858 | 78.4712 | 87.7789 | 76.7215 | 78.5523 | 76.3573 | 72.287 | 268.6782 | 277.2649 | 266.7918 | 292.3442 | 277.7301 | 283.5494 | 266.0176 | 257.5463 | 260.3007
CDP18 | QLD | Q6 | Fitzroy | Wind | 0 | 0 | 3.402e-06 | 1605.7475 | 2726.1543 | 2970.8077 | 2819.6081 | 2913.3877 | 2882.7542 | 2853.4746 | 2932.9308 | 2747.173 | 2860.271 | 2731.6888 | 3175.3112 | 2692.81 | 2917.4296 | 2769.4209 | 2703.6363 | 2882.1806 | 2894.7213 | 2885.272 | 2812.5398 | 2890.152 | 2866.5822 | 2676.7762 | 2768.7343 | 2676.5534
CDP18 | QLD | Q7 | Wide Bay | Wind | 0 | 0 | 3.1497e-06 | 3.4687e-05 | 5.02e-05 | 5.0802e-05 | 3.7954e-05 | 5.2031e-05 | 5.6921e-05 | 0.00017726 | 0.00019771 | 0.00018807 | 421.3853 | 429.074 | 448.0998 | 398.1666 | 426.794 | 441.5851 | 423.3971 | 431.6106 | 444.9055 | 760.1021 | 752.6153 | 688.5708 | 2602.196 | 2507.289 | 2465.5353 | 2577.5098
CDP18 | QLD | Q8 | Darling Downs | Wind | 4637.2395 | 6192.9456 | 6567.5979 | 11517.3841 | 13849.6458 | 13984.3665 | 13375.5139 | 13165.4418 | 13518.9548 | 13649.5961 | 16098.6175 | 15128.4212 | 14891.9352 | 15637.4523 | 16477.6089 | 15010.3601 | 15929.2234 | 16374.7141 | 15709.4974 | 15734.5197 | 14460.8864 | 13823.1918 | 14029.847 | 13400.7752 | 21254.3077 | 20001.6936 | 19468.3469 | 20904.8205
CDP18 | QLD | Q9 | Banana | Wind | 0 | 0 | 0 | 0 | 0 | 0 | 0 | 0 | 0 | 0 | 0 | 0 | 0 | 0 | 0 | 0 | 0 | 0 | 0 | 0 | 0 | 0 | 0 | 0 | 0 | 0 | 0 | 0
CDP18 | NSW | N0 | NSW Non-REZ | Wind | 0 | 0 | 0 | 0 | 0 | 0 | 0 | 0 | 0 | 0 | 0 | 0 | 0 | 0 | 0 | 0 | 0 | 0 | 0 | 0 | 0 | 0 | 0 | 0 | 0 | 0 | 0 | 0
CDP18 | NSW | N1 | North West NSW | Wind | 0 | 0 | 0 | 0 | 0 | 0 | 0 | 0 | 0 | 0 | 0 | 0 | 0 | 0 | 0 | 0 | 0 | 0 | 0 | 0 | 0 | 0 | 0 | 0 | 0 | 0 | 0 | 0
CDP18 | NSW | N2 | New England | Wind | 1309.0337 | 1100.5763 | 1921.3682 | 2157.0459 | 2190.4491 | 10744.3618 | 11380.4717 | 10470.2875 | 10962.6645 | 10180.5735 | 12438.3397 | 12309.7788 | 12198.9299 | 12527.7922 | 12577.4542 | 12096.4865 | 14466.8021 | 20556.5939 | 22404.8853 | 21820.031 | 23682.6977 | 21498.5477 | 22168.4145 | 21258.3525 | 22218.2424 | 22013.9106 | 21508.0965 | 22800.7566
CDP18 | NSW | N3 | Central-West Orana | Wind | 658.7977 | 1205.1171 | 2052.0669 | 3437.2809 | 13180.7822 | 12777.375 | 13187.8796 | 12311.1546 | 12475.5736 | 11761.5511 | 12487.6991 | 12048.9438 | 12014.0547 | 12808.7772 | 12769.2064 | 12996.0479 | 12910.7857 | 13253.6615 | 13025.2089 | 12252.0841 | 12918.277 | 11977.5687 | 12096.5996 | 11540.9138 | 12020.4326 | 12583.1858 | 12374.7052 | 13324.6672
CDP18 | NSW | N4 | Broken Hill | Wind | 782.5551 | 609.7939 | 690.7014 | 970.6491 | 943.2987 | 962.6853 | 809.5188 | 857.6932 | 828.2783 | 842.5614 | 828.0377 | 818.969 | 781.8729 | 860.9762 | 890.4913 | 775.217 | 887.855 | 816.0197 | 801.0192 | 220.4083 | 208.3831 | 221.1663 | 221.8421 | 225.4738 | 212.0176 | 211.8084 | 198.8393 | 217.939
CDP18 | NSW | N5 | South West NSW | Wind | 0 | 0 | 1.345e-05 | 1191.8521 | 1145.8799 | 1109.3622 | 1018.3795 | 1127.2687 | 1122.4902 | 1189.75 | 1064.4764 | 1068.8538 | 1101.1361 | 1150.876 | 1166.0633 | 1159.4181 | 1165.222 | 1127.1557 | 1078.4895 | 1030.2303 | 995.7412 | 1096.2005 | 1084.1109 | 1149.5601 | 1021.5226 | 1049.9468 | 1073.2984 | 1145.5881
CDP18 | NSW | N6 | Wagga Wagga | Wind | 0 | 0 | 0 | 0 | 0 | 0 | 0 | 0 | 0 | 0 | 0 | 0 | 0 | 0 | 0 | 0 | 0 | 0 | 0 | 0 | 0 | 0 | 0 | 0 | 0 | 0 | 0 | 0
CDP18 | NSW | N7 | Tumut | Wind | 0 | 201.4505 | 766.3739 | 909.2575 | 925.1104 | 818.6276 | 883.0589 | 777.7633 | 788.3885 | 820.4547 | 807.9066 | 821.6933 | 788.3289 | 822.746 | 834.8721 | 875.6262 | 848.384 | 898.3831 | 894.7568 | 803.9199 | 874.6099 | 770.2687 | 784.5574 | 783.7122 | 798.6941 | 842.1962 | 797.3213 | 858.0096
CDP18 | NSW | N8 | Cooma-Monaro | Wind | 369.6057 | 379.413 | 1340.5462 | 1422.3269 | 1446.4643 | 1345.9154 | 1303.8473 | 1290.3182 | 1355.4515 | 1395.5688 | 1253.6592 | 1343.3069 | 1284.7785 | 1378.7301 | 1360.6905 | 1295.0472 | 1164.9614 | 1079.8597 | 1106.3323 | 1026.351 | 1070.9119 | 1072.5243 | 1181.4896 | 1232.4061 | 1139.1414 | 1231.5828 | 1182.9667 | 1270.6032
CDP18 | NSW | N9 | Hunter-Central Coast | Wind | 0 | 0 | 1192.303 | 1580.6718 | 1508.6944 | 1505.6941 | 1616.0686 | 1432.1584 | 1520.7496 | 1411.0698 | 1437.0089 | 1515.0895 | 1448.4791 | 1544.1991 | 1387.3607 | 1482.7349 | 1573.7675 | 1488.5351 | 1415.618 | 1372.7825 | 1706.7582 | 1489.9112 | 1581.4976 | 1486.5577 | 2034.3218 | 2560.9143 | 2442.9217 | 2670.9214
CDP18 | NSW | N12 | Illawarra | Wind | 0 | 0 | 0 | 0 | 0 | 0 | 0 | 0 | 0 | 0 | 0 | 0 | 0 | 0 | 0 | 0 | 0 | 0 | 0 | 0 | 0 | 0 | 0 | 0 | 0 | 0 | 0 | 0
CDP18 | VIC | V0 | VIC Non-REZ | Wind | 0 | 0 | 1.0391e-06 | 3.706e-05 | 6.5253e-05 | 5.8962e-05 | 5.3048e-05 | 7.1093e-05 | 6.7642e-05 | 7.213e-05 | 7.3832e-05 | 7.1236e-05 | 6.8828e-05 | 6.4141e-05 | 6.6408e-05 | 6.9322e-05 | 6.9108e-05 | 7.1e-05 | 6.7366e-05 | 6.8506e-05 | 7.0338e-05 | 8.1672e-05 | 7.6136e-05 | 8.6161e-05 | 7.1232e-05 | 0.00010965 | 0.00011369 | 0.00010979
CDP18 | VIC | V1 | Ovens Murray | Wind | 0 | 0 | 0 | 0 | 0 | 0 | 0 | 0 | 0 | 0 | 0 | 0 | 0 | 0 | 0 | 0 | 0 | 0 | 0 | 0 | 0 | 0 | 0 | 0 | 0 | 0 | 0 | 0
CDP18 | VIC | V2 | Murray River | Wind | 0 | 0 | 0 | 0 | 0 | 0 | 0 | 0 | 0 | 0 | 0 | 0 | 0 | 0 | 0 | 0 | 0 | 0 | 0 | 0 | 0 | 0 | 0 | 0 | 0 | 0 | 0 | 0
CDP18 | VIC | V3 | Western Victoria | Wind | 5695.6486 | 5948.6932 | 5595.7995 | 5969.3303 | 7908.9807 | 7822.9238 | 7530.7214 | 8144.1844 | 7807.9799 | 7900.4316 | 7099.1548 | 6878.3138 | 6699.7152 | 6987.8311 | 6978.8709 | 6927.6246 | 7007.3707 | 7091.1748 | 6646.1166 | 6098.3035 | 5189.5021 | 5744.2246 | 5470.2858 | 5424.7065 | 4768.6519 | 5147.1649 | 4809.089 | 5156.9082
CDP18 | VIC | V4 | South West Victoria | Wind | 7457.3605 | 10583.1554 | 10159.7458 | 10647.5511 | 9733.7292 | 9852.8358 | 9571.1557 | 10354.9717 | 9872.3655 | 10690.8448 | 9911.286 | 9704.4331 | 9584.1178 | 9850.7279 | 8849.9012 | 8839.9527 | 8354.4047 | 8345.0856 | 7931.3184 | 7129.9177 | 7141.8257 | 4904.3455 | 4636.9456 | 4715.8414 | 6133.0026 | 7907.5025 | 7977.3181 | 8445.3104
CDP18 | VIC | V5 | Gippsland | Wind | 0 | 0 | 4.0027e-06 | 7.7023e-05 | 2078.3782 | 3325.999 | 3323.6075 | 3392.9398 | 3285.5725 | 3266.3306 | 3316.7419 | 3081.3126 | 3050.0496 | 2996.4655 | 2983.5952 | 3051.0276 | 3240.5936 | 3076.5827 | 2952.3428 | 2948.7803 | 2988.2892 | 3109.5267 | 3023.1234 | 3316.6726 | 3023.7105 | 2952.2366 | 2983.4119 | 3061.1789
CDP18 | VIC | V6 | Central North VIC | Wind | 0 | 0 | 9.8609e-07 | 1.6989e-05 | 4.9612e-05 | 6.0514e-05 | 4.8708e-05 | 6.1869e-05 | 6.4139e-05 | 5.7785e-05 | 7.3691e-05 | 6.8344e-05 | 5.6384e-05 | 5.8771e-05 | 6.7412e-05 | 6.5364e-05 | 6.9044e-05 | 6.4642e-05 | 6.5017e-05 | 7.1481e-05 | 6.3177e-05 | 6.761e-05 | 6.5074e-05 | 6.7137e-05 | 7.4333e-05 | 8.5087e-05 | 7.5207e-05 | 7.7787e-05
CDP18 | SA | S1 | South East SA | Wind | 748.4906 | 817.139 | 718.8694 | 795.4896 | 2425.5968 | 2348.3449 | 2008.7872 | 2156.5553 | 2092.469 | 2566.6031 | 2316.5841 | 2154.3158 | 2021.8979 | 2170.4434 | 1832.5299 | 1816.0182 | 1678.1746 | 1795.0902 | 1723.5305 | 1640.9723 | 1572.7735 | 1747.6433 | 1638.3557 | 1828.3471 | 1619.8382 | 2313.0051 | 2190.572 | 2425.612
CDP18 | SA | S2 | Riverland | Wind | 0 | 0 | 0 | 0 | 0 | 0 | 0 | 0 | 0 | 0 | 0 | 0 | 0 | 0 | 0 | 0 | 0 | 0 | 0 | 0 | 0 | 0 | 0 | 0 | 0 | 0 | 0 | 0
CDP18 | SA | S3 | Mid-North SA | Wind | 5243.077 | 5517.8419 | 5310.5239 | 5622.3006 | 6812.458 | 6297.1515 | 6302.3038 | 6758.1322 | 6641.8105 | 7454.5739 | 6759.4369 | 6895.1288 | 5913.7943 | 6758.4946 | 6771.3955 | 5366.8626 | 6819.1951 | 7184.7168 | 7114.7327 | 5864.262 | 5700.3095 | 5798.8746 | 5866.5508 | 7942.9243 | 8061.9873 | 7951.7758 | 7525.1657 | 8614.1395
CDP18 | SA | S4 | Yorke Peninsula | Wind | 227.9281 | 243.0132 | 240.5029 | 314.8027 | 347.5674 | 204.7199 | 174.3369 | 186.3204 | 181.8048 | 210.3094 | 188.4789 | 196.6563 | 176.5611 | 203.1243 | 314.2101 | 299.4301 | 301.9425 | 314.0276 | 301.7807 | 283.9199 | 274.0577 | 295.4191 | 278.2174 | 316.5619 | 265.8366 | 289.3193 | 258.4234 | 299.8629
CDP18 | SA | S5 | Northern SA | Wind | 1329.5804 | 1376.876 | 1319.2144 | 1381.1322 | 1289.0058 | 1199.1657 | 1139.4499 | 1221.0943 | 1266.9867 | 1335.3968 | 1232.0265 | 1271.7443 | 1231.3958 | 1334.2593 | 1368.7823 | 1317.336 | 1320.1423 | 1342.3214 | 1261.6758 | 1214.9752 | 1134.0166 | 554.8284 | 561.6211 | 585.6978 | 529.8013 | 562.2256 | 543.4231 | 595.6582
CDP18 | SA | S6 | Leigh Creek | Wind | 0 | 0 | 0 | 0 | 0 | 0 | 0 | 0 | 0 | 0 | 0 | 0 | 0 | 0 | 0 | 0 | 0 | 0 | 0 | 0 | 0 | 0 | 0 | 0 | 0 | 0 | 0 | 0
CDP18 | SA | S7 | Roxby Downs | Wind | 0 | 0 | 0 | 0 | 0 | 0 | 0 | 0 | 0 | 0 | 0 | 0 | 0 | 0 | 0 | 0 | 0 | 0 | 0 | 0 | 0 | 0 | 0 | 0 | 0 | 0 | 0 | 0
CDP18 | SA | S8 | Eastern Eyre Peninsula | Wind | 321.1547 | 290.5455 | 304.5225 | 340.8931 | 333.9191 | 324.6839 | 162.9971 | 174.3589 | 173.3628 | 191.2422 | 178.9763 | 0.0017524 | 0.0015604 | 0.0017305 | 239.2183 | 230.2662 | 239.6262 | 243.1098 | 232.6712 | 223.4087 | 218.1333 | 620.9089 | 913.5753 | 1047.7146 | 885.7425 | 916.6115 | 838.237 | 966.7204
CDP18 | SA | S9 | Western Eyre Peninsula | Wind | 0 | 0 | 0 | 0 | 0 | 0 | 0 | 0 | 0 | 0 | 0 | 0 | 0 | 0 | 0 | 0 | 0 | 0 | 0 | 0 | 0 | 0 | 0 | 0 | 0 | 0 | 0 | 0
CDP18 | TAS | T1 | North East Tasmania | Wind | 598.3431 | 649.4839 | 548.4117 | 781.7404 | 1424.8772 | 1429.979 | 1489.4359 | 1481.0471 | 1393.3465 | 1516.9764 | 1437.0566 | 1907.1534 | 2113.746 | 2107.8485 | 2195.5453 | 2286.3751 | 1818.9538 | 1889.8862 | 1780.1065 | 1853.9518 | 1907.408 | 1906.9466 | 1866.6468 | 2011.2015 | 1900.1644 | 1910.1351 | 1514.069 | 1439.8269
CDP18 | TAS | T2 | North West Tasmania | Wind | 918.0816 | 973.2529 | 901.9787 | 877.1093 | 853.1716 | 869.8918 | 904.3995 | 903.3825 | 872.8666 | 961.0793 | 892.9054 | 873 | 910.0744 | 1327.0576 | 1315.6877 | 1343.0274 | 1102.0516 | 1056.4469 | 1037.3226 | 1076.6448 | 1131.619 | 1138.1392 | 1104.3248 | 1182.5046 | 1101.9398 | 1073.6749 | 648.6342 | 667.8921
CDP18 | TAS | T3 | Tasmania Midlands | Wind | 458.9298 | 552.0708 | 2548.0018 | 3029.2102 | 3092.2778 | 3733.9758 | 4124.0668 | 4625.1173 | 5237.2411 | 5518.5092 | 6161.5266 | 6212.3612 | 6481.2833 | 6586.9881 | 7027.7133 | 7426.2837 | 6136.4964 | 6027.8592 | 5924.0197 | 6345.7833 | 6224.5041 | 6388.8075 | 6125.2174 | 6316.7438 | 6125.9922 | 5872.1646 | 6196.592 | 6227.1189
CDP18 | NSW | N10 | Hunter Coast | Offshore Wind | 0 | 0 | 0 | 0 | 0 | 0 | 0 | 0 | 0 | 0 | 0 | 0 | 0 | 0 | 0 | 0 | 0 | 0 | 0 | 0 | 0 | 0 | 0 | 0 | 0 | 0 | 0 | 0
CDP18 | NSW | N11 | Illawarra Coast | Offshore Wind | 0 | 0 | 0 | 0 | 0 | 0 | 0 | 0 | 0 | 0 | 0 | 0 | 0 | 0 | 0 | 0 | 0 | 0 | 0 | 0 | 0 | 0 | 0 | 0 | 0 | 0 | 0 | 0
CDP18 | VIC | V7 | Gippsland Coast | Offshore Wind | 0 | 0 | 0 | 0 | 0 | 0 | 4006.8133 | 7928.8744 | 10433.847 | 10695.32 | 12817.4834 | 16927.4893 | 20904.8 | 25633.8342 | 28665.4166 | 33620.4196 | 33955.2621 | 33723.3657 | 32284.7706 | 31331.399 | 31984.529 | 31835.4783 | 32098.6727 | 34208.0589 | 31569.6294 | 31751.4229 | 32832.8283 | 34377.3177
CDP18 | VIC | V8 | Portland Coast | Offshore Wind | 0 | 0 | 0 | 0 | 0 | 0 | 0 | 0 | 0 | 2463.5947 | 2448.3066 | 2394.0169 | 2674.6303 | 2714.0474 | 2806.8555 | 2846.7495 | 2771.9248 | 2985.9529 | 2825.4656 | 2653.2882 | 2693.3892 | 3030.0215 | 2897.1954 | 3026.0313 | 2726.2058 | 2749.813 | 2780.143 | 2919.8337
CDP18 | SA | S10 | South East SA Coast | Offshore Wind | 0 | 0 | 0 | 0 | 0 | 0 | 0 | 0 | 0 | 0 | 0 | 0 | 0 | 0 | 0 | 0 | 0 | 0 | 0 | 0 | 0 | 0 | 0 | 0 | 0 | 0 | 0 | 0
CDP18 | TAS | T4 | North West Tasmania Coast | Offshore Wind | 0 | 0 | 0 | 0 | 0 | 0 | 0 | 0 | 0 | 0 | 0 | 0 | 0 | 0 | 0 | 0 | 0 | 0 | 0 | 0 | 0 | 0 | 0 | 0 | 0 | 0 | 0 | 0
CDP18 | TAS | T5 | North East Tasmania Coast | Offshore Wind | 0 | 0 | 0 | 0 | 0 | 0 | 0 | 0 | 0 | 0 | 0 | 0 | 0 | 0 | 0 | 0 | 0 | 0 | 0 | 0 | 0 | 0 | 0 | 0 | 0 | 0 | 0 | 0
CDP19 | QLD | Q1 | Far North QLD | Solar | 0 | 0 | 0 | 0 | 0 | 0 | 0 | 0 | 0 | 0 | 0 | 0 | 0 | 0 | 0 | 0 | 0 | 0 | 0 | 0 | 0 | 0 | 0 | 0 | 0 | 0 | 0 | 0
CDP19 | QLD | Q2 | North Qld Clean Energy Hub | Solar | 183.8821 | 194.9189 | 187.4194 | 179.816 | 169.6904 | 141.4839 | 149.7244 | 163.2636 | 168.4354 | 157.0242 | 164.8097 | 166.8962 | 160.4362 | 79.1577 | 81.5617 | 83.9145 | 82.2179 | 506.136 | 643.3307 | 669.909 | 737.7451 | 801.7231 | 760.6853 | 738.5837 | 743.3781 | 1331.2332 | 1319.4615 | 1300.2168
CDP19 | QLD | Q3 | Northern Qld | Solar | 1111.736 | 1197.7102 | 1102.6315 | 1087.0138 | 1026.4376 | 869.9993 | 877.3635 | 1010.6972 | 1059.7917 | 990.513 | 1082.618 | 1111.3191 | 1038.6124 | 1036.5336 | 1032.5786 | 1088.3248 | 1034.6856 | 1048.5023 | 739.8645 | 476.9508 | 395.4883 | 441.5557 | 448.0143 | 196.7766 | 238.7977 | 236.5716 | 0 | 0
CDP19 | QLD | Q4 | Isaac | Solar | 1599.2859 | 1680.3354 | 1568.4878 | 1611.8132 | 1544.7628 | 1635.6646 | 1248.9257 | 1438.6169 | 1495.1488 | 1467.4073 | 1569.5502 | 1557.5514 | 1478.5074 | 1519.5906 | 1506.1254 | 1572.9622 | 1512.4168 | 2307.2117 | 2175.9335 | 2326.6346 | 1813.3989 | 2067.9303 | 2089.3014 | 2065.7012 | 1434.529 | 3205.9444 | 3014.0593 | 3113.3118
CDP19 | QLD | Q5 | Barcaldine | Solar | 40.851 | 41.0375 | 38.5503 | 240.0633 | 228.4967 | 248.5731 | 182.0369 | 196.6044 | 205.4584 | 197.4815 | 209.9697 | 202.9631 | 190.9549 | 193.4569 | 200.4812 | 200.108 | 206.8987 | 197.8492 | 180.4845 | 164.8982 | 151.1458 | 156.2465 | 154.075 | 148.8685 | 149.9448 | 139.995 | 136.0274 | 138.9889
CDP19 | QLD | Q6 | Fitzroy | Solar | 211.4372 | 221.5289 | 201.4507 | 205.4401 | 197.2293 | 208.3734 | 147.229 | 189.5288 | 187.9887 | 185.4344 | 174.1783 | 182.9187 | 176.0535 | 201.5834 | 191.7115 | 204.2779 | 194.9859 | 193.6156 | 178.472 | 195.9309 | 148.5327 | 176.0772 | 170.3893 | 667.5138 | 4132.8149 | 5245.6122 | 6712.6056 | 8399.7888
CDP19 | QLD | Q7 | Wide Bay | Solar | 730.3344 | 902.2747 | 1109.2345 | 1092.8098 | 1055.1537 | 1116.9144 | 857.2266 | 992.6534 | 1023.5091 | 1669.8538 | 5761.4517 | 5937.7503 | 5808.8735 | 5865.4008 | 5855.1503 | 6061.154 | 5797.8832 | 5454.6159 | 5266.8941 | 5659.0245 | 4705.2346 | 5293.0548 | 5456.624 | 5681.2819 | 5491.6656 | 5311.4242 | 5236.7589 | 5335.1846
CDP19 | QLD | Q8 | Darling Downs | Solar | 3857.5238 | 3898.3693 | 3666.7103 | 3535.6224 | 3500.6123 | 3621.4811 | 2941.9278 | 3285.0611 | 3488.1423 | 3840.8191 | 5814.8227 | 8230.9347 | 7953.9165 | 8144.9656 | 8214.5708 | 8283.1404 | 7923.814 | 7426.8323 | 10263.8322 | 11018.2497 | 9004.5189 | 11680.9825 | 11226.5772 | 12480.4149 | 12016.7009 | 16343.4764 | 16264.7884 | 16535.1946
CDP19 | QLD | Q9 | Banana | Solar | 0 | 0 | 0 | 0 | 0 | 0 | 0 | 0 | 0 | 0 | 0 | 0 | 0 | 0 | 0 | 0 | 0 | 0 | 0 | 0 | 0 | 0 | 0 | 0 | 0 | 0 | 0 | 0
CDP19 | NSW | N0 | NSW Non-REZ | Solar | 0 | 0 | 0 | 0 | 0 | 0 | 0 | 0 | 0 | 0 | 0 | 0 | 0 | 0 | 0 | 0 | 0 | 0 | 0 | 0 | 0 | 0 | 0 | 0 | 0 | 0 | 0 | 0
CDP19 | NSW | N1 | North West NSW | Solar | 463.5831 | 455.8545 | 491.8072 | 483.2087 | 475.604 | 470.3248 | 404.0519 | 425.6427 | 453.9684 | 454.0748 | 439.1205 | 448.3425 | 412.9022 | 435.0313 | 443.8869 | 425.7472 | 424.0435 | 403.824 | 393.8587 | 396.6402 | 373.5126 | 382.3536 | 352.8711 | 373.0684 | 366.6272 | 379.6398 | 385.2821 | 393.1553
CDP19 | NSW | N2 | New England | Solar | 1249.5846 | 1709.8373 | 1831.2423 | 1757.9962 | 1904.4272 | 2510.4147 | 2187.7109 | 2323.7325 | 2614.764 | 3018.482 | 3499.8299 | 3737.45 | 3435.8884 | 3716.6375 | 3691.6035 | 3528.3506 | 3424.9614 | 5675.9339 | 6673.3655 | 8555.2926 | 7388.7022 | 7897.444 | 8498.6994 | 8774.0584 | 8414.5239 | 8894.3196 | 8379.3469 | 9048.0514
CDP19 | NSW | N3 | Central-West Orana | Solar | 2715.6416 | 2887.4177 | 3272.8492 | 3174.7221 | 6450.3113 | 7078.643 | 6428.1357 | 6725.3125 | 7634.5456 | 7621.3066 | 8141.9861 | 8345.9906 | 7998.4678 | 8540.9268 | 8492.6905 | 8240.2609 | 8040.2881 | 7257.1978 | 7498.53 | 9047.9586 | 7925.2177 | 8170.0001 | 9083.9755 | 12142.4776 | 12580.3162 | 15787.1531 | 15239.2697 | 16203.2885
CDP19 | NSW | N4 | Broken Hill | Solar | 121.4597 | 131.1236 | 649.7024 | 656.5745 | 635.3304 | 622.8698 | 528.9996 | 566.2586 | 583.2606 | 565.7162 | 565.6769 | 546.2844 | 524.1863 | 533.7873 | 571.2363 | 595.5285 | 560.5428 | 542.7537 | 509.7096 | 508.7169 | 598.6359 | 619.1459 | 610.3093 | 576.3027 | 587.5869 | 571.325 | 586.7987 | 606.2979
CDP19 | NSW | N5 | South West NSW | Solar | 2337.8206 | 2505.221 | 2466.4368 | 4055.9964 | 4000.9453 | 4118.9643 | 3750.2695 | 4029.2637 | 4188.5617 | 3987.5718 | 4168.7582 | 4144.0635 | 3903.7056 | 4137.2923 | 3908.2842 | 3841.7831 | 3854.5196 | 3563.4897 | 3478.6233 | 4782.5636 | 6109.9631 | 6364.4266 | 6364.2002 | 5900.8955 | 6946.9372 | 6367.2624 | 5596.514 | 5934.8228
CDP19 | NSW | N6 | Wagga Wagga | Solar | 1125.4711 | 1700.2401 | 1873.628 | 1757.7946 | 1756.6156 | 1824.0544 | 1648.152 | 1756.168 | 1895.5951 | 1797.2038 | 1836.6997 | 1823.0826 | 1668.7204 | 1911.7296 | 1886.4276 | 1818.2212 | 1824.146 | 1667.8678 | 1785.8296 | 1802.6251 | 1694.2023 | 1738.8478 | 1851.0341 | 1697.5312 | 1819.7763 | 1791.4946 | 568.6484 | 612.5835
CDP19 | NSW | N7 | Tumut | Solar | 0 | 0 | 0 | 0 | 0 | 0 | 0 | 0 | 0 | 0 | 0 | 0 | 0 | 0 | 0 | 0 | 0 | 0 | 0 | 0 | 0 | 0 | 0 | 0 | 0 | 0 | 0 | 0
CDP19 | NSW | N8 | Cooma-Monaro | Solar | 0 | 0 | 0 | 0 | 0 | 0 | 0 | 0 | 0 | 0 | 0 | 0 | 0 | 0 | 0 | 0 | 0 | 0 | 0 | 0 | 0 | 0 | 0 | 0 | 0 | 0 | 0 | 0
CDP19 | NSW | N9 | Hunter-Central Coast | Solar | 0 | 0 | 1077.5288 | 1023.8429 | 1080.7522 | 1054.3013 | 917.0997 | 948.7852 | 1073.5027 | 1113.7628 | 1039.4279 | 1084.2304 | 1014.6663 | 1093.6333 | 1081.1568 | 1015.6213 | 998.2361 | 923.8351 | 998.7619 | 967.2055 | 877.7037 | 900.2421 | 986.2143 | 967.2288 | 922.8856 | 949.6485 | 953.9039 | 1027.5817
CDP19 | NSW | N12 | Illawarra | Solar | 0 | 0 | 0 | 0 | 0 | 0 | 0 | 0 | 0 | 0 | 0 | 0 | 0 | 0 | 0 | 0 | 0 | 0 | 0 | 0 | 0 | 0 | 0 | 0 | 0 | 0 | 0 | 0
CDP19 | VIC | V0 | VIC Non-REZ | Solar | 0 | 0 | 0 | 0 | 0 | 0 | 0 | 0 | 0 | 0 | 0 | 0 | 0 | 0 | 0 | 0 | 0 | 0 | 0 | 0 | 0 | 0 | 0 | 0 | 0 | 0 | 0 | 0
CDP19 | VIC | V1 | Ovens Murray | Solar | 0 | 0 | 1.7686e-06 | 5.2312e-06 | 7.3595e-06 | 3.1784e-05 | 2.5912e-05 | 3.1507e-05 | 9.4169e-05 | 7.4142e-05 | 9.3223e-05 | 7.7739e-05 | 6.7198e-05 | 6.6493e-05 | 8.1801e-05 | 7.6114e-05 | 7.865e-05 | 7.5383e-05 | 7.4803e-05 | 0.00011407 | 0.00010035 | 0.00011498 | 0.00011606 | 0.00010036 | 0.00016068 | 0.00016646 | 0.00015707 | 0.00015717
CDP19 | VIC | V2 | Murray River | Solar | 1455.2777 | 1712.3156 | 1763.2492 | 1999.5903 | 1939.4072 | 1988.0467 | 1721.7846 | 1740.2981 | 1776.1916 | 1790.7397 | 2120.7687 | 1994.9444 | 1885.0464 | 1927.9456 | 1980.4021 | 1866.379 | 1874.4667 | 1843.5333 | 1825.9989 | 3458.8457 | 4977.3598 | 5273.3399 | 5350.8681 | 5021.9002 | 5207.4799 | 4390.6996 | 4034.8324 | 4257.9587
CDP19 | VIC | V3 | Western Victoria | Solar | 0 | 40.179 | 237.3756 | 244.9264 | 241.2898 | 239.3562 | 204.5417 | 214.4533 | 213.9663 | 195.6911 | 257.9404 | 263.6416 | 243.1054 | 250.6479 | 248.5399 | 227.1542 | 235.4499 | 240.8652 | 227.0112 | 250.3296 | 213.389 | 221.0172 | 213.6902 | 211.5524 | 228.1936 | 220.2524 | 214.0376 | 252.1733
CDP19 | VIC | V4 | South West Victoria | Solar | 0 | 0 | 0 | 0 | 0 | 0 | 0 | 0 | 0 | 0 | 0 | 0 | 0 | 0 | 0 | 0 | 0 | 0 | 0 | 0 | 0 | 0 | 0 | 0 | 0 | 0 | 0 | 0
CDP19 | VIC | V5 | Gippsland | Solar | 0 | 115.2058 | 269.2251 | 271.7547 | 286.4643 | 273.5896 | 241.3574 | 236.943 | 258.7819 | 246.6047 | 287.4336 | 265.2822 | 261.0186 | 262.046 | 260.4549 | 238.7464 | 242.8443 | 232.406 | 248.0735 | 236.9676 | 227.3242 | 240.6054 | 251.776 | 232.6767 | 240.0005 | 249.7245 | 251.8921 | 257.8381
CDP19 | VIC | V6 | Central North VIC | Solar | 1127.046 | 1207.9816 | 1129.7215 | 1076.8751 | 1091.4913 | 1135.3003 | 992.4881 | 1006.431 | 1045.3637 | 1022.079 | 1202.5589 | 1139.1967 | 1072.6514 | 1137.61 | 1093.0983 | 1019.8334 | 1067.8086 | 992.6313 | 1029.8871 | 1064.0023 | 811.1965 | 882.1514 | 897.5751 | 836.2876 | 915.6458 | 897.6846 | 875.2891 | 502.8006
CDP19 | SA | S1 | South East SA | Solar | 417.3305 | 420.447 | 412.1464 | 397.6701 | 375.8871 | 349.8914 | 348.3406 | 368.7115 | 378.0907 | 374.8228 | 390.87 | 386.2016 | 369.392 | 364.1734 | 394.8164 | 383.7521 | 377.8853 | 320.223 | 299.6578 | 297.886 | 265.056 | 285.0959 | 266.1583 | 253.3503 | 268.576 | 138.5787 | 135.2338 | 133.608
CDP19 | SA | S2 | Riverland | Solar | 103.6334 | 111.297 | 98.8443 | 96.3442 | 92.2167 | 86.6784 | 84.2216 | 80.4602 | 84.1565 | 80.0889 | 84.6264 | 83.4973 | 80.3715 | 78.7144 | 85.0955 | 84.8824 | 81.9621 | 65.7185 | 60.9125 | 1184.7156 | 1967.6969 | 2037.5125 | 1930.6055 | 1906.056 | 1977.7534 | 2058.1037 | 1971.3427 | 2030.818
CDP19 | SA | S3 | Mid-North SA | Solar | 0 | 0 | 0 | 0 | 0 | 0 | 0 | 0 | 0 | 0 | 0 | 0 | 0 | 0 | 0 | 0 | 0 | 0 | 0 | 0 | 0 | 0 | 0 | 0 | 0 | 0 | 0 | 0
CDP19 | SA | S4 | Yorke Peninsula | Solar | 0 | 0 | 0 | 0 | 0 | 0 | 0 | 0 | 0 | 0 | 0 | 0 | 0 | 0 | 0 | 0 | 0 | 0 | 0 | 0 | 0 | 0 | 0 | 0 | 0 | 0 | 0 | 0
CDP19 | SA | S5 | Northern SA | Solar | 660.1055 | 708.7191 | 1319.6863 | 1188.0805 | 1167.8093 | 1084.8596 | 1155.0226 | 1197.2331 | 1217.3597 | 1222.6913 | 1241.4567 | 1269.6874 | 1213.1078 | 1227.4259 | 1275.8179 | 1306.3086 | 1266.1774 | 1230.3374 | 1229.4288 | 1190.9282 | 2358.1859 | 2452.0724 | 2332.5845 | 2132.8351 | 2212.4021 | 2302.8883 | 2236.0989 | 2284.8754
CDP19 | SA | S6 | Leigh Creek | Solar | 0 | 0 | 0 | 0 | 0 | 0 | 0 | 0 | 0 | 0 | 0 | 0 | 0 | 0 | 0 | 0 | 0 | 0 | 0 | 0 | 0 | 0 | 0 | 0 | 0 | 0 | 0 | 0
CDP19 | SA | S7 | Roxby Downs | Solar | 0 | 0 | 3.479e-06 | 5.1796e-05 | 193.2151 | 174.5487 | 177.2729 | 185.2867 | 191.2774 | 190.9325 | 782.6114 | 792.5895 | 764.5697 | 772.4558 | 809.7033 | 833.575 | 1039.2086 | 993.9312 | 1155.0497 | 1084.2719 | 1072.1342 | 1108.9692 | 1046.2861 | 1045.0805 | 1035.5482 | 1070.5727 | 1096.1249 | 1104.1819
CDP19 | SA | S8 | Eastern Eyre Peninsula | Solar | 0 | 0 | 0 | 0 | 0 | 0 | 0 | 0 | 0 | 0 | 0 | 0 | 0 | 0 | 0 | 0 | 0 | 0 | 0 | 0 | 0 | 0 | 0 | 0 | 0 | 0 | 0 | 0
CDP19 | SA | S9 | Western Eyre Peninsula | Solar | 0 | 0 | 0 | 0 | 0 | 0 | 0 | 0 | 0 | 0 | 0 | 0 | 0 | 0 | 0 | 0 | 0 | 0 | 0 | 0 | 0 | 0 | 0 | 0 | 0 | 0 | 0 | 0
CDP19 | TAS | T1 | North East Tasmania | Solar | 0 | 0 | 0 | 0 | 0 | 0 | 0 | 0 | 0 | 0 | 0 | 0 | 0 | 0 | 0 | 0 | 0 | 0 | 0 | 0 | 0 | 0 | 0 | 0 | 0 | 0 | 0 | 0
CDP19 | TAS | T2 | North West Tasmania | Solar | 0 | 0 | 0 | 0 | 0 | 0 | 0 | 0 | 0 | 0 | 0 | 0 | 0 | 0 | 0 | 0 | 0 | 0 | 0 | 0 | 0 | 0 | 0 | 0 | 0 | 0 | 0 | 0
CDP19 | TAS | T3 | Tasmania Midlands | Solar | 0 | 0 | 0 | 0 | 0 | 0 | 0 | 0 | 0 | 0 | 0 | 0 | 0 | 0 | 0 | 0 | 0 | 0 | 0 | 0 | 0 | 0 | 0 | 0 | 0 | 0 | 0 | 0
CDP19 | QLD | Q1 | Far North QLD | Wind | 923.561 | 906.543 | 934.2896 | 2936.6433 | 3176.6145 | 3533.0944 | 3173.7138 | 3528.7345 | 3589.3539 | 3662.2688 | 3610.3672 | 3304.2538 | 3456.1263 | 3610.5181 | 3544.7006 | 3430.7972 | 3307.9849 | 3211.2235 | 3096.3955 | 3619.496 | 3461.4603 | 3746.9849 | 3788.7637 | 3858.0459 | 3625.7093 | 3279.3056 | 3515.3348 | 3709.0361
CDP19 | QLD | Q2 | North Qld Clean Energy Hub | Wind | 141.6075 | 129.5902 | 128.6831 | 2280.5364 | 2985.9306 | 5357.7535 | 5209.4883 | 5411.3377 | 5605.7063 | 6453.9434 | 6177.8805 | 5677.0317 | 6651.6018 | 7001.8255 | 7191.3014 | 6730.6562 | 6636.7668 | 6187.3598 | 6389.5522 | 6992.3731 | 7787.7052 | 7890.7681 | 8037.4083 | 8206.5332 | 7886.6647 | 7621.8846 | 8147.8144 | 8740.2414
CDP19 | QLD | Q3 | Northern Qld | Wind | 0 | 0 | 0 | 0 | 0 | 0 | 0 | 0 | 0 | 0 | 0 | 0 | 0 | 0 | 0 | 0 | 0 | 0 | 0 | 0 | 0 | 0 | 0 | 0 | 0 | 0 | 0 | 0
CDP19 | QLD | Q4 | Isaac | Wind | 884.0641 | 1173.3984 | 1292.5047 | 1261.2403 | 1465.4087 | 1548.8676 | 1353.2147 | 1408.4203 | 1486.8768 | 4366.6747 | 4187.4641 | 3968.6011 | 4094.2537 | 4063.1026 | 4701.971 | 3985.0618 | 4342.618 | 4221.4093 | 4058.4524 | 4127.3801 | 5557.8682 | 5429.5898 | 5765.1745 | 6151.1914 | 5679.2523 | 4798.0326 | 4968.0392 | 5023.077
CDP19 | QLD | Q5 | Barcaldine | Wind | 0 | 0 | 8.8851e-07 | 1.3306e-05 | 6.2294e-05 | 0.00014453 | 0.00011809 | 0.0001239 | 0.00014902 | 84.2807 | 88.2441 | 82.3707 | 78.7859 | 78.4718 | 87.785 | 76.7255 | 78.5552 | 76.3603 | 72.2894 | 268.6937 | 277.2849 | 266.8027 | 292.3573 | 277.7446 | 283.5465 | 266.0183 | 257.548 | 260.278
CDP19 | QLD | Q6 | Fitzroy | Wind | 0 | 0 | 1.9283e-06 | 1605.738 | 2726.1543 | 2970.8077 | 2816.9265 | 2913.3938 | 2882.764 | 2853.4919 | 2932.9521 | 2747.175 | 2860.2746 | 2731.6954 | 3115.7688 | 2641.1563 | 2907.469 | 2768.4608 | 2687.1438 | 2860.1912 | 2888.3312 | 2866.7093 | 2833.082 | 2854.818 | 2804.7292 | 2632.4747 | 2740.0877 | 2643.819
CDP19 | QLD | Q7 | Wide Bay | Wind | 0 | 0 | 1.4987e-06 | 2.686e-05 | 3.9238e-05 | 3.9749e-05 | 2.967e-05 | 4.1442e-05 | 5.2118e-05 | 0.00022512 | 0.0002509 | 0.00023816 | 421.1019 | 428.7217 | 447.9346 | 397.9414 | 426.6002 | 441.2922 | 423.1611 | 431.392 | 444.7458 | 760.0797 | 752.5848 | 688.6155 | 2602.4692 | 2507.6039 | 2465.83 | 2577.7121
CDP19 | QLD | Q8 | Darling Downs | Wind | 4637.1981 | 6192.8781 | 6567.3991 | 11517.3842 | 13849.6521 | 13984.3729 | 13363.8493 | 13165.492 | 13519.0639 | 13649.9906 | 16098.7947 | 15128.4614 | 14891.9765 | 15637.5087 | 16479.4344 | 15012.2771 | 15931.0601 | 16376.4235 | 15711.1859 | 15736.3651 | 14461.9914 | 13822.761 | 14029.6232 | 13399.8931 | 21252.8084 | 20000.1812 | 19465.8907 | 20900.8582
CDP19 | QLD | Q9 | Banana | Wind | 0 | 0 | 0 | 0 | 0 | 0 | 0 | 0 | 0 | 0 | 0 | 0 | 0 | 0 | 0 | 0 | 0 | 0 | 0 | 0 | 0 | 0 | 0 | 0 | 0 | 0 | 0 | 0
CDP19 | NSW | N0 | NSW Non-REZ | Wind | 0 | 0 | 0 | 0 | 0 | 0 | 0 | 0 | 0 | 0 | 0 | 0 | 0 | 0 | 0 | 0 | 0 | 0 | 0 | 0 | 0 | 0 | 0 | 0 | 0 | 0 | 0 | 0
CDP19 | NSW | N1 | North West NSW | Wind | 0 | 0 | 0 | 0 | 0 | 0 | 0 | 0 | 0 | 0 | 0 | 0 | 0 | 0 | 0 | 0 | 0 | 0 | 0 | 0 | 0 | 0 | 0 | 0 | 0 | 0 | 0 | 0
CDP19 | NSW | N2 | New England | Wind | 1309.1132 | 1100.596 | 1921.2187 | 2156.7894 | 2190.1789 | 10744.2798 | 11379.8702 | 10470.3162 | 10962.6765 | 10180.5754 | 12438.5051 | 12309.9446 | 12199.0884 | 12527.9563 | 12577.1573 | 12096.8852 | 14466.6963 | 20555.5284 | 22404.6253 | 21818.7389 | 23681.2435 | 21497.1044 | 22166.8172 | 21256.2613 | 22216.3542 | 22013.8102 | 21508.8926 | 22800.6962
CDP19 | NSW | N3 | Central-West Orana | Wind | 658.7954 | 1205.1179 | 2052.0523 | 3436.9011 | 13180.5249 | 12777.107 | 13189.1793 | 12311.1621 | 12475.6213 | 11761.5094 | 12487.6663 | 12048.9524 | 12014.0107 | 12808.7154 | 12768.6254 | 12996.2764 | 12910.3265 | 13252.9236 | 13024.1557 | 12251.3289 | 12917.1022 | 11977.3784 | 12096.1085 | 11541.0225 | 12020.286 | 12582.2301 | 12375.6225 | 13325.8182
CDP19 | NSW | N4 | Broken Hill | Wind | 782.5436 | 609.7936 | 690.7167 | 970.6493 | 943.302 | 962.6874 | 809.6098 | 857.6929 | 828.278 | 842.5613 | 828.0379 | 818.9699 | 781.877 | 860.9766 | 890.4897 | 775.224 | 887.8487 | 816.0076 | 800.9387 | 220.4027 | 208.3695 | 221.1638 | 221.8285 | 225.4504 | 211.9966 | 211.7811 | 198.8032 | 217.8965
CDP19 | NSW | N5 | South West NSW | Wind | 0 | 0 | 1.0453e-05 | 1191.8424 | 1145.871 | 1109.3552 | 1018.5366 | 1127.2674 | 1122.4885 | 1189.7463 | 1064.4742 | 1068.8529 | 1101.1333 | 1150.8723 | 1166.0347 | 1159.4419 | 1165.2219 | 1127.1405 | 1078.4013 | 1030.178 | 995.6549 | 1096.1716 | 1084.0236 | 1149.4436 | 1021.4099 | 1049.7942 | 1073.1146 | 1145.3808
CDP19 | NSW | N6 | Wagga Wagga | Wind | 0 | 0 | 0 | 0 | 0 | 0 | 0 | 0 | 0 | 0 | 0 | 0 | 0 | 0 | 0 | 0 | 0 | 0 | 0 | 0 | 0 | 0 | 0 | 0 | 0 | 0 | 0 | 0
CDP19 | NSW | N7 | Tumut | Wind | 0 | 201.4505 | 766.374 | 909.2575 | 925.1104 | 818.6285 | 883.303 | 782.4594 | 788.1482 | 813.6606 | 807.3208 | 822.6499 | 788.767 | 824.8574 | 834.1622 | 883.8264 | 848.6667 | 902.8093 | 881.7553 | 799.2952 | 873.8596 | 765.163 | 784.9665 | 799.9353 | 798.3798 | 840.0087 | 801.0678 | 856.2253
CDP19 | NSW | N8 | Cooma-Monaro | Wind | 369.605 | 379.411 | 1340.6142 | 1422.3275 | 1446.4668 | 1345.9177 | 1304.0096 | 1290.3176 | 1355.349 | 1396.2201 | 1254.4349 | 1343.3099 | 1284.6458 | 1378.4235 | 1361.517 | 1294.0452 | 1164.3572 | 1079.5358 | 1108.1373 | 1026.3894 | 1071.9565 | 1071.0892 | 1180.0398 | 1237.5978 | 1151.4013 | 1249.4284 | 1194.0535 | 1268.886
CDP19 | NSW | N9 | Hunter-Central Coast | Wind | 0 | 0 | 1192.3307 | 1580.67 | 1508.6963 | 1505.6934 | 1616.1952 | 1432.1569 | 1520.7479 | 1411.0661 | 1437.0065 | 1515.0884 | 1448.4786 | 1544.199 | 1387.292 | 1482.7503 | 1573.6598 | 1488.4507 | 1415.4395 | 1372.6691 | 1706.7357 | 1489.9614 | 1581.872 | 1486.6275 | 2034.8157 | 2561.8135 | 2442.1079 | 2669.8573
CDP19 | NSW | N12 | Illawarra | Wind | 0 | 0 | 0 | 0 | 0 | 0 | 0 | 0 | 0 | 0 | 0 | 0 | 0 | 0 | 0 | 0 | 0 | 0 | 0 | 0 | 0 | 0 | 0 | 0 | 0 | 0 | 0 | 0
CDP19 | VIC | V0 | VIC Non-REZ | Wind | 0 | 0 | 1.6687e-07 | 2.9154e-05 | 5.1144e-05 | 4.6156e-05 | 4.1621e-05 | 5.0571e-05 | 5.4818e-05 | 5.344e-05 | 5.8683e-05 | 5.8094e-05 | 5.5446e-05 | 5.169e-05 | 6.3267e-05 | 6.6985e-05 | 6.7699e-05 | 6.9295e-05 | 6.5391e-05 | 6.5239e-05 | 6.6666e-05 | 7.7995e-05 | 7.2659e-05 | 8.2365e-05 | 6.8325e-05 | 0.00014102 | 0.00014613 | 0.0001413
CDP19 | VIC | V1 | Ovens Murray | Wind | 0 | 0 | 0 | 0 | 0 | 0 | 0 | 0 | 0 | 0 | 0 | 0 | 0 | 0 | 0 | 0 | 0 | 0 | 0 | 0 | 0 | 0 | 0 | 0 | 0 | 0 | 0 | 0
CDP19 | VIC | V2 | Murray River | Wind | 0 | 0 | 0 | 0 | 0 | 0 | 0 | 0 | 0 | 0 | 0 | 0 | 0 | 0 | 0 | 0 | 0 | 0 | 0 | 0 | 0 | 0 | 0 | 0 | 0 | 0 | 0 | 0
CDP19 | VIC | V3 | Western Victoria | Wind | 5695.1116 | 5946.879 | 5593.991 | 5969.3035 | 7908.8837 | 7822.6011 | 7530.2899 | 8144.3111 | 7807.5789 | 7898.0274 | 7099.1912 | 6878.5864 | 6699.622 | 6987.8072 | 7018.8839 | 6990.176 | 7087.8827 | 7144.9914 | 6667.3769 | 6129.3962 | 5233.7551 | 5784.1354 | 5515.3614 | 5450.6712 | 4799.0409 | 5211.1373 | 4827.156 | 5170.2183
CDP19 | VIC | V4 | South West Victoria | Wind | 7457.2882 | 10583.3239 | 10156.468 | 10647.5785 | 9733.8273 | 9853.1784 | 9571.4668 | 10355.0493 | 9872.4293 | 10692.187 | 9911.2899 | 9704.2011 | 9583.4123 | 9849.8497 | 8850.7817 | 8829.6056 | 8337.7194 | 8339.7166 | 7921.6331 | 7122.5997 | 7152.6383 | 4903.8304 | 4647.8148 | 4727.7589 | 6149.2155 | 7923.2339 | 7982.4571 | 8459.4843
CDP19 | VIC | V5 | Gippsland | Wind | 0 | 0 | 1.5551e-06 | 6.1e-05 | 2078.3855 | 3326.0103 | 3323.7008 | 3392.795 | 3285.4651 | 3266.4558 | 3316.7154 | 3081.372 | 3050.1523 | 2996.5877 | 2981.5328 | 3045.7951 | 3236.4302 | 3074.1671 | 2949.578 | 2948.3223 | 2987.8571 | 3113.1048 | 3028.8434 | 3322.0104 | 3028.3859 | 2957.9843 | 2990.1738 | 3068.3469
CDP19 | VIC | V6 | Central North VIC | Wind | 0 | 0 | 4.962e-08 | 1.2716e-05 | 3.9114e-05 | 4.7763e-05 | 3.8396e-05 | 4.4368e-05 | 5.1245e-05 | 4.4371e-05 | 7.1069e-05 | 6.5232e-05 | 5.3187e-05 | 5.4796e-05 | 7.0609e-05 | 6.8272e-05 | 7.0871e-05 | 6.6386e-05 | 6.6516e-05 | 7.2491e-05 | 6.4095e-05 | 7.1259e-05 | 6.8699e-05 | 7.0769e-05 | 7.8278e-05 | 8.8868e-05 | 7.8599e-05 | 8.1196e-05
CDP19 | SA | S1 | South East SA | Wind | 747.9403 | 816.8412 | 719.2338 | 795.5114 | 2425.6402 | 2348.4308 | 2008.3294 | 2156.5689 | 2092.4807 | 2566.5579 | 2316.5943 | 2154.3154 | 2021.8864 | 2170.4323 | 1831.8618 | 1815.3705 | 1677.6447 | 1794.4645 | 1722.8669 | 1640.4444 | 1572.4004 | 1747.2308 | 1637.8336 | 1827.6993 | 1619.2004 | 2311.7173 | 2189.3286 | 2424.133
CDP19 | SA | S2 | Riverland | Wind | 0 | 0 | 0 | 0 | 0 | 0 | 0 | 0 | 0 | 0 | 0 | 0 | 0 | 0 | 0 | 0 | 0 | 0 | 0 | 0 | 0 | 0 | 0 | 0 | 0 | 0 | 0 | 0
CDP19 | SA | S3 | Mid-North SA | Wind | 5244.2944 | 5519.319 | 5312.8548 | 5622.1884 | 6812.3324 | 6296.9874 | 6301.9175 | 6757.8222 | 6641.9624 | 7447.717 | 6765.49 | 6893.5244 | 5909.2058 | 6758.786 | 6777.3485 | 5366.7405 | 6804.1561 | 7185.6112 | 7114.6875 | 5877.4784 | 5694.8022 | 5798.7445 | 5865.0373 | 7940.4474 | 8065.5136 | 7956.8335 | 7519.7583 | 8610.8177
CDP19 | SA | S4 | Yorke Peninsula | Wind | 227.9145 | 242.9988 | 240.528 | 314.8241 | 347.5771 | 204.7533 | 174.3156 | 186.325 | 181.8094 | 210.3157 | 188.4829 | 196.6603 | 176.5653 | 203.1291 | 314.1801 | 299.4146 | 301.9062 | 313.9951 | 301.7225 | 283.9009 | 274.0207 | 295.406 | 278.1983 | 316.5131 | 265.7838 | 289.2522 | 258.3518 | 299.7688
CDP19 | SA | S5 | Northern SA | Wind | 1329.7959 | 1376.9634 | 1319.6812 | 1381.1988 | 1289.0412 | 1199.1955 | 1139.5552 | 1221.5395 | 1267.0427 | 1343.1241 | 1226.0566 | 1273.3383 | 1235.9662 | 1333.9341 | 1362.24 | 1317.1181 | 1334.354 | 1340.6682 | 1260.4865 | 1201.1534 | 1139.1633 | 554.5074 | 562.168 | 586.4171 | 525.1125 | 555.1387 | 546.1524 | 598.7411
CDP19 | SA | S6 | Leigh Creek | Wind | 0 | 0 | 0 | 0 | 0 | 0 | 0 | 0 | 0 | 0 | 0 | 0 | 0 | 0 | 0 | 0 | 0 | 0 | 0 | 0 | 0 | 0 | 0 | 0 | 0 | 0 | 0 | 0
CDP19 | SA | S7 | Roxby Downs | Wind | 0 | 0 | 0 | 0 | 0 | 0 | 0 | 0 | 0 | 0 | 0 | 0 | 0 | 0 | 0 | 0 | 0 | 0 | 0 | 0 | 0 | 0 | 0 | 0 | 0 | 0 | 0 | 0
CDP19 | SA | S8 | Eastern Eyre Peninsula | Wind | 321.1488 | 290.5425 | 304.5479 | 340.905 | 333.9494 | 324.6983 | 163.015 | 174.2383 | 173.1665 | 190.325 | 178.8915 | 0.0011887 | 0.0010545 | 0.0011716 | 239.1951 | 230.2556 | 239.5989 | 243.0874 | 232.6334 | 223.3946 | 218.1073 | 620.888 | 913.5098 | 1047.598 | 885.6108 | 916.4313 | 838.0148 | 966.476
CDP19 | SA | S9 | Western Eyre Peninsula | Wind | 0 | 0 | 0 | 0 | 0 | 0 | 0 | 0 | 0 | 0 | 0 | 0 | 0 | 0 | 0 | 0 | 0 | 0 | 0 | 0 | 0 | 0 | 0 | 0 | 0 | 0 | 0 | 0
CDP19 | TAS | T1 | North East Tasmania | Wind | 598.3431 | 649.4837 | 548.4117 | 781.7405 | 1424.8744 | 1429.9638 | 1489.4297 | 1481.0443 | 1393.3437 | 1517.0291 | 1437.0538 | 1907.154 | 2113.7473 | 2107.8456 | 2195.5453 | 2286.7856 | 1822.6987 | 1882.9201 | 1777.8349 | 1861.7756 | 1910.4237 | 1901.6902 | 1865.6726 | 2008.2956 | 1888.4115 | 1897.0041 | 1513.2207 | 1439.0319
CDP19 | TAS | T2 | North West Tasmania | Wind | 918.0816 | 973.2528 | 901.9787 | 877.1087 | 853.1713 | 869.8862 | 904.3983 | 903.3821 | 872.8663 | 961.151 | 892.905 | 873.002 | 910.0775 | 1327.0599 | 1315.6879 | 1342.8416 | 1095.2944 | 1058.1444 | 1031.8545 | 1067.0481 | 1127.6316 | 1143.519 | 1107.1944 | 1187.6591 | 1099.3249 | 1070.4891 | 648.9201 | 669.3742
CDP19 | TAS | T3 | Tasmania Midlands | Wind | 458.9298 | 552.0708 | 2548.0019 | 3029.2107 | 3092.2807 | 3733.9968 | 4124.0743 | 4625.1205 | 5237.244 | 5518.3845 | 6161.5296 | 6212.3585 | 6481.2789 | 6586.9887 | 7027.7132 | 7426.0589 | 6132.5325 | 6026.1385 | 5925.8703 | 6343.5323 | 6223.087 | 6386.7265 | 6120.9798 | 6311.4243 | 6137.4716 | 5885.4199 | 6194.2097 | 6223.3195
CDP19 | NSW | N10 | Hunter Coast | Offshore Wind | 0 | 0 | 0 | 0 | 0 | 0 | 0 | 0 | 0 | 0 | 0 | 0 | 0 | 0 | 0 | 0 | 0 | 0 | 0 | 0 | 0 | 0 | 0 | 0 | 0 | 0 | 0 | 0
CDP19 | NSW | N11 | Illawarra Coast | Offshore Wind | 0 | 0 | 0 | 0 | 0 | 0 | 0 | 0 | 0 | 0 | 0 | 0 | 0 | 0 | 0 | 0 | 0 | 0 | 0 | 0 | 0 | 0 | 0 | 0 | 0 | 0 | 0 | 0
CDP19 | VIC | V7 | Gippsland Coast | Offshore Wind | 0 | 0 | 0 | 0 | 0 | 0 | 4006.8626 | 7928.7901 | 10433.7879 | 10695.9747 | 12817.47 | 16927.9124 | 20906.0806 | 25635.6344 | 28650.7228 | 33594.8121 | 33941.8486 | 33709.3662 | 32273.6119 | 31320.5995 | 31977.0053 | 31820.1826 | 32077.3212 | 34184.5187 | 31545.9515 | 31728.2336 | 32803.8359 | 34353.4159
CDP19 | VIC | V8 | Portland Coast | Offshore Wind | 0 | 0 | 0 | 0 | 0 | 0 | 0 | 0 | 0 | 2463.7722 | 2448.2997 | 2394.121 | 2674.9111 | 2714.2398 | 2804.4798 | 2842.2777 | 2769.6326 | 2983.2332 | 2823.1026 | 2651.5501 | 2692.1712 | 3029.8508 | 2888.0356 | 3026.0078 | 2712.4542 | 2739.9677 | 2757.5636 | 2895.1891
CDP19 | SA | S10 | South East SA Coast | Offshore Wind | 0 | 0 | 0 | 0 | 0 | 0 | 0 | 0 | 0 | 0 | 0 | 0 | 0 | 0 | 0 | 0 | 0 | 0 | 0 | 0 | 0 | 0 | 0 | 0 | 0 | 0 | 0 | 0
CDP19 | TAS | T4 | North West Tasmania Coast | Offshore Wind | 0 | 0 | 0 | 0 | 0 | 0 | 0 | 0 | 0 | 0 | 0 | 0 | 0 | 0 | 0 | 0 | 0 | 0 | 0 | 0 | 0 | 0 | 0 | 0 | 0 | 0 | 0 | 0
CDP19 | TAS | T5 | North East Tasmania Coast | Offshore Wind | 0 | 0 | 0 | 0 | 0 | 0 | 0 | 0 | 0 | 0 | 0 | 0 | 0 | 0 | 0 | 0 | 0 | 0 | 0 | 0 | 0 | 0 | 0 | 0 | 0 | 0 | 0 | 0
CDP20 | QLD | Q1 | Far North QLD | Solar | 0 | 0 | 0 | 0 | 0 | 0 | 0 | 0 | 0 | 0 | 0 | 0 | 0 | 0 | 0 | 0 | 0 | 0 | 0 | 0 | 0 | 0 | 0 | 0 | 0 | 0 | 0 | 0
CDP20 | QLD | Q2 | North Qld Clean Energy Hub | Solar | 196.384 | 202.5005 | 187.43 | 179.8177 | 169.7567 | 141.2217 | 149.7346 | 163.1848 | 168.2374 | 157.0216 | 164.8148 | 166.8909 | 160.474 | 79.0254 | 81.508 | 83.8154 | 82.1619 | 495.0633 | 669.5947 | 697.7041 | 719.9264 | 784.7212 | 741.0293 | 720.2351 | 723.4839 | 1303.3125 | 1292.6015 | 1274.676
CDP20 | QLD | Q3 | Northern Qld | Solar | 1102.7579 | 1192.5531 | 1102.7043 | 1087.0182 | 1026.6456 | 869.4943 | 876.4202 | 1010.3152 | 1059.3833 | 990.703 | 1082.7624 | 1110.3922 | 1038.1978 | 1034.8216 | 1031.0687 | 1089.0025 | 1034.8304 | 1057.4044 | 736.8572 | 476.5176 | 394.0209 | 442.4211 | 452.4854 | 195.8891 | 225.2698 | 236.9127 | 0 | 0
CDP20 | QLD | Q4 | Isaac | Solar | 1590.7931 | 1679.8583 | 1568.5959 | 1611.8132 | 1544.7818 | 1635.6267 | 1248.238 | 1438.3648 | 1494.8565 | 1467.5709 | 1569.6413 | 1557.4489 | 1478.4758 | 1519.6432 | 1505.3583 | 1572.0568 | 1511.5364 | 2340.4151 | 2206.4662 | 2360.6798 | 1840.382 | 2103.2514 | 2120.6026 | 2098.2455 | 1488.9826 | 3448.8716 | 3250.3328 | 3359.256
CDP20 | QLD | Q5 | Barcaldine | Solar | 41.1194 | 40.8697 | 38.5512 | 240.0077 | 228.4475 | 248.5186 | 181.9664 | 196.4358 | 205.2804 | 197.4638 | 209.8947 | 202.9097 | 190.8834 | 193.4184 | 200.2757 | 199.9361 | 206.684 | 197.9315 | 180.3967 | 164.9746 | 151.2142 | 157.302 | 154.1643 | 149.1655 | 150.0357 | 140.0848 | 136.4081 | 139.5003
CDP20 | QLD | Q6 | Fitzroy | Solar | 212.7085 | 220.7061 | 206.4151 | 205.4401 | 197.4406 | 208.975 | 166.8569 | 175.6337 | 179.0274 | 185.0353 | 184.0391 | 193.0013 | 187.393 | 177.2991 | 202.1803 | 181.2633 | 181.5182 | 201.8312 | 141.3331 | 173.9091 | 167.5945 | 181.4746 | 151.7267 | 457.9155 | 3874.0598 | 4807.1048 | 6132.1176 | 7740.7883
CDP20 | QLD | Q7 | Wide Bay | Solar | 730.7007 | 902.3709 | 1109.3906 | 1092.8688 | 1055.0936 | 1116.6865 | 857.1561 | 992.4186 | 1023.2067 | 1687.2215 | 5761.2339 | 5937.3854 | 5808.5882 | 5865.2448 | 5853.5574 | 6058.9852 | 5796.0102 | 5454.9801 | 5266.1734 | 5660.6442 | 4706.1969 | 5302.5016 | 5459.553 | 5687.2267 | 5498.9637 | 5318.2048 | 5249.1285 | 5347.7971
CDP20 | QLD | Q8 | Darling Downs | Solar | 3857.6774 | 3898.4625 | 3666.9956 | 3535.5598 | 3499.9963 | 3620.588 | 2941.4646 | 3284.5993 | 3487.5033 | 3825.1826 | 5825.5484 | 8252.2181 | 7975.5185 | 8167.3887 | 8235.055 | 8303.3889 | 7943.1786 | 7447.5438 | 10224.1708 | 10891.516 | 8898.5686 | 11459.6564 | 11074.7096 | 12375.7231 | 11917.5366 | 16355.1085 | 16289.1502 | 16558.9763
CDP20 | QLD | Q9 | Banana | Solar | 0 | 0 | 0 | 0 | 0 | 0 | 0 | 0 | 0 | 0 | 0 | 0 | 0 | 0 | 0 | 0 | 0 | 0 | 0 | 0 | 0 | 0 | 0 | 0 | 0 | 0 | 0 | 0
CDP20 | NSW | N0 | NSW Non-REZ | Solar | 0 | 0 | 0 | 0 | 0 | 0 | 0 | 0 | 0 | 0 | 0 | 0 | 0 | 0 | 0 | 0 | 0 | 0 | 0 | 0 | 0 | 0 | 0 | 0 | 0 | 0 | 0 | 0
CDP20 | NSW | N1 | North West NSW | Solar | 450.9077 | 455.8734 | 492.595 | 484.1287 | 476.4846 | 471.0607 | 404.7756 | 426.4391 | 454.6654 | 455.1708 | 440.1064 | 449.2169 | 413.8853 | 435.9803 | 444.7049 | 426.5596 | 424.767 | 405.3034 | 394.8348 | 397.7078 | 375.309 | 385.6637 | 354.0371 | 372.483 | 365.8182 | 379.7228 | 385.6068 | 393.7501
CDP20 | NSW | N2 | New England | Solar | 1265.0636 | 1709.6913 | 1830.9594 | 1757.7407 | 1902.1569 | 2649.0416 | 2313.0485 | 2459.2216 | 2762.0596 | 3091.3382 | 3394.1973 | 3623.724 | 3331.8448 | 3603.8273 | 3579.2433 | 3421.5205 | 3319.19 | 5669.3862 | 6598.8895 | 8557.3553 | 7396.0484 | 7913.6784 | 8508.4414 | 8777.9184 | 8413.4923 | 8893.5574 | 8380.4002 | 9055.8373
CDP20 | NSW | N3 | Central-West Orana | Solar | 2714.3785 | 2887.3632 | 3271.3468 | 3172.8219 | 6440.4508 | 7025.1178 | 6363.9907 | 6659.3257 | 7559.7803 | 7548.4065 | 8235.2941 | 8439.6158 | 8090.0978 | 8639.7529 | 8589.2279 | 8333.4575 | 8130.2244 | 7346.431 | 7589.6658 | 8765.9468 | 7687.3149 | 7928.0931 | 8943.4575 | 12144.7977 | 12581.4532 | 15779.6381 | 15229.5105 | 16203.1627
CDP20 | NSW | N4 | Broken Hill | Solar | 120.0644 | 133.0302 | 649.5078 | 656.5896 | 635.5729 | 622.5376 | 528.815 | 566.0759 | 583.0091 | 565.8938 | 565.8185 | 546.3178 | 524.1973 | 533.7995 | 571.1297 | 595.3131 | 560.3124 | 543.262 | 509.746 | 508.7209 | 601.7605 | 624.3527 | 613.9672 | 578.8442 | 589.2366 | 573.4365 | 589.08 | 609.3524
CDP20 | NSW | N5 | South West NSW | Solar | 2341.4551 | 2505.3738 | 2466.7984 | 4055.0311 | 3999.434 | 4104.0875 | 3751.2649 | 4030.8601 | 4191.2936 | 3980.7904 | 4165.6274 | 4144.2201 | 3904.5531 | 4135.46 | 3909.4918 | 3853.5376 | 3859.251 | 3569.3225 | 3471.294 | 5082.761 | 6036.8002 | 6315.1218 | 6335.9674 | 5883.892 | 6931.5788 | 6166.6299 | 5584.0116 | 5891.2446
CDP20 | NSW | N6 | Wagga Wagga | Solar | 1126.482 | 1701.368 | 1873.8907 | 1754.8333 | 1757.855 | 1844.9036 | 1665.0077 | 1756.2391 | 1883.2277 | 1786.5499 | 1867.8543 | 1897.4593 | 1763.1317 | 1920.3446 | 1877.0337 | 1839.5754 | 1822.6326 | 1665.5203 | 1724.2704 | 1730.1491 | 1658.4528 | 1735.6344 | 1844.9058 | 1729.1027 | 1788.1494 | 1863.4872 | 667.2581 | 664.4817
CDP20 | NSW | N7 | Tumut | Solar | 0 | 0 | 0 | 0 | 0 | 0 | 0 | 0 | 0 | 0 | 0 | 0 | 0 | 0 | 0 | 0 | 0 | 0 | 0 | 0 | 0 | 0 | 0 | 0 | 0 | 0 | 0 | 0
CDP20 | NSW | N8 | Cooma-Monaro | Solar | 0 | 0 | 0 | 0 | 0 | 0 | 0 | 0 | 0 | 0 | 0 | 0 | 0 | 0 | 0 | 0 | 0 | 0 | 0 | 0 | 0 | 0 | 0 | 0 | 0 | 0 | 0 | 0
CDP20 | NSW | N9 | Hunter-Central Coast | Solar | 0 | 0 | 1077.4565 | 1024.2356 | 1081.4871 | 1056.9233 | 917.0897 | 948.7784 | 1073.4771 | 1114.3925 | 1039.8741 | 1084.5007 | 1015.032 | 1094.0272 | 1081.4457 | 1015.7705 | 998.3319 | 925.0001 | 999.3355 | 968.0224 | 880.2064 | 908.0368 | 984.3136 | 966.5254 | 905.44 | 957.2541 | 943.4366 | 1016.5819
CDP20 | NSW | N12 | Illawarra | Solar | 0 | 0 | 0 | 0 | 0 | 0 | 0 | 0 | 0 | 0 | 0 | 0 | 0 | 0 | 0 | 0 | 0 | 0 | 0 | 0 | 0 | 0 | 0 | 0 | 0 | 0 | 0 | 0
CDP20 | VIC | V0 | VIC Non-REZ | Solar | 0 | 0 | 0 | 0 | 0 | 0 | 0 | 0 | 0 | 0 | 0 | 0 | 0 | 0 | 0 | 0 | 0 | 0 | 0 | 0 | 0 | 0 | 0 | 0 | 0 | 0 | 0 | 0
CDP20 | VIC | V1 | Ovens Murray | Solar | 0 | 0 | 2.235e-06 | 5.7335e-06 | 8.4417e-06 | 3.4879e-05 | 2.8398e-05 | 3.4328e-05 | 7.7506e-05 | 6.1047e-05 | 7.7163e-05 | 6.4439e-05 | 5.5753e-05 | 5.5364e-05 | 6.6832e-05 | 6.244e-05 | 6.4721e-05 | 6.2158e-05 | 6.2767e-05 | 0.00011983 | 0.00010545 | 0.00012352 | 0.00012449 | 0.00010793 | 0.00017568 | 0.00018165 | 0.00017132 | 0.00017185
CDP20 | VIC | V2 | Murray River | Solar | 1450.2595 | 1712.2123 | 1763.9596 | 1999.5745 | 1940.1714 | 1989.3165 | 1722.9456 | 1741.6708 | 1777.6873 | 1790.3909 | 2121.0878 | 1998.0512 | 1894.6553 | 1939.3945 | 1985.4755 | 1862.782 | 1885.8658 | 1847.9257 | 1837.1355 | 3515.9893 | 5155.7375 | 5473.7764 | 5551.6231 | 5204.6945 | 5278.9708 | 4467.1112 | 4107.9017 | 4336.3728
CDP20 | VIC | V3 | Western Victoria | Solar | 0 | 40.179 | 238.1978 | 245.7652 | 241.7523 | 237.075 | 204.8006 | 211.2437 | 214.3286 | 200.6607 | 257.9914 | 257.8531 | 247.3647 | 253.347 | 251.0902 | 234.3778 | 226.7781 | 230.9942 | 236.7141 | 224.3616 | 201.0001 | 230.7849 | 224.163 | 185.0104 | 201.1747 | 228.8703 | 202.3315 | 170.2481
CDP20 | VIC | V4 | South West Victoria | Solar | 0 | 0 | 0 | 0 | 0 | 0 | 0 | 0 | 0 | 0 | 0 | 0 | 0 | 0 | 0 | 0 | 0 | 0 | 0 | 0 | 0 | 0 | 0 | 0 | 0 | 0 | 0 | 0
CDP20 | VIC | V5 | Gippsland | Solar | 0 | 116.3358 | 269.8567 | 271.2802 | 287.9562 | 276.0196 | 241.4565 | 237.0539 | 259.1616 | 246.7768 | 287.4925 | 264.4889 | 261.392 | 259.7443 | 260.3523 | 238.9105 | 242.4795 | 233.1594 | 248.4796 | 240.6739 | 224.3289 | 241.5562 | 250.4773 | 231.2849 | 238.1034 | 247.0963 | 249.9759 | 253.8458
CDP20 | VIC | V6 | Central North VIC | Solar | 1118.778 | 1194.7049 | 1129.0505 | 1076.5806 | 1090.3276 | 1136.1621 | 993.0737 | 1010.4125 | 1046.3147 | 1018.7431 | 1202.727 | 1138.2434 | 1059.1052 | 1072.1517 | 1075.0538 | 998.9782 | 1057.207 | 993.0142 | 1043.529 | 1102.8356 | 834.4037 | 883.0749 | 900.6889 | 803.0042 | 865.6647 | 875.3388 | 843.1904 | 521.3431
CDP20 | SA | S1 | South East SA | Solar | 414.4189 | 429.3903 | 422.1423 | 397.3594 | 376.0334 | 349.1125 | 351.7938 | 369.9435 | 373.7569 | 365.7061 | 384.301 | 384.2267 | 363.2657 | 373.3837 | 396.6989 | 382.0376 | 377.7754 | 320.776 | 299.853 | 298.1982 | 264.0267 | 284.0525 | 264.9744 | 253.0751 | 266.4857 | 138.5628 | 134.2666 | 132.7617
CDP20 | SA | S2 | Riverland | Solar | 104.7251 | 110.8486 | 98.8212 | 96.2816 | 92.2282 | 86.6616 | 84.3994 | 80.4725 | 84.1318 | 79.7582 | 84.6367 | 83.318 | 79.7671 | 77.2482 | 84.9562 | 84.3634 | 81.0685 | 65.2096 | 60.7399 | 1177.6763 | 1983.4271 | 2060.3888 | 1946.6315 | 1920.9181 | 1993.7329 | 2082.642 | 1997.2573 | 2057.8212
CDP20 | SA | S3 | Mid-North SA | Solar | 0 | 0 | 0 | 0 | 0 | 0 | 0 | 0 | 0 | 0 | 0 | 0 | 0 | 0 | 0 | 0 | 0 | 0 | 0 | 0 | 0 | 0 | 0 | 0 | 0 | 0 | 0 | 0
CDP20 | SA | S4 | Yorke Peninsula | Solar | 0 | 0 | 0 | 0 | 0 | 0 | 0 | 0 | 0 | 0 | 0 | 0 | 0 | 0 | 0 | 0 | 0 | 0 | 0 | 0 | 0 | 0 | 0 | 0 | 0 | 0 | 0 | 0
CDP20 | SA | S5 | Northern SA | Solar | 647.843 | 718.4895 | 1318.2784 | 1187.0536 | 1167.7051 | 1082.7033 | 1154.8285 | 1197.2799 | 1217.3135 | 1222.4931 | 1240.8138 | 1269.1188 | 1212.4587 | 1226.6259 | 1274.406 | 1304.5214 | 1264.8999 | 1230.3376 | 1229.4233 | 1190.5326 | 2471.7419 | 2576.0317 | 2440.4878 | 2238.5854 | 2320.8059 | 2428.8899 | 2356.1691 | 2410.5324
CDP20 | SA | S6 | Leigh Creek | Solar | 0 | 0 | 0 | 0 | 0 | 0 | 0 | 0 | 0 | 0 | 0 | 0 | 0 | 0 | 0 | 0 | 0 | 0 | 0 | 0 | 0 | 0 | 0 | 0 | 0 | 0 | 0 | 0
CDP20 | SA | S7 | Roxby Downs | Solar | 0 | 0 | 4.0961e-06 | 5.2037e-05 | 165.4716 | 149.3739 | 151.4912 | 158.3312 | 163.5006 | 162.9172 | 773.325 | 783.0777 | 755.4224 | 763.0991 | 799.4359 | 822.9787 | 1078.525 | 1032.8184 | 1155.1675 | 1084.1337 | 1066.0035 | 1106.1698 | 1040.6353 | 1039.4941 | 1029.6772 | 1069.2022 | 1086.2953 | 1094.3886
CDP20 | SA | S8 | Eastern Eyre Peninsula | Solar | 0 | 0 | 0 | 0 | 0 | 0 | 0 | 0 | 0 | 0 | 0 | 0 | 0 | 0 | 0 | 0 | 0 | 0 | 0 | 0 | 0 | 0 | 0 | 0 | 0 | 0 | 0 | 0
CDP20 | SA | S9 | Western Eyre Peninsula | Solar | 0 | 0 | 0 | 0 | 0 | 0 | 0 | 0 | 0 | 0 | 0 | 0 | 0 | 0 | 0 | 0 | 0 | 0 | 0 | 0 | 0 | 0 | 0 | 0 | 0 | 0 | 0 | 0
CDP20 | TAS | T1 | North East Tasmania | Solar | 0 | 0 | 0 | 0 | 0 | 0 | 0 | 0 | 0 | 0 | 0 | 0 | 0 | 0 | 0 | 0 | 0 | 0 | 0 | 0 | 0 | 0 | 0 | 0 | 0 | 0 | 0 | 0
CDP20 | TAS | T2 | North West Tasmania | Solar | 0 | 0 | 0 | 0 | 0 | 0 | 0 | 0 | 0 | 0 | 0 | 0 | 0 | 0 | 0 | 0 | 0 | 0 | 0 | 0 | 0 | 0 | 0 | 0 | 0 | 0 | 0 | 0
CDP20 | TAS | T3 | Tasmania Midlands | Solar | 0 | 0 | 0 | 0 | 0 | 0 | 0 | 0 | 0 | 0 | 0 | 0 | 0 | 0 | 0 | 0 | 0 | 0 | 0 | 0 | 0 | 0 | 0 | 0 | 0 | 0 | 0 | 0
CDP20 | QLD | Q1 | Far North QLD | Wind | 920.2438 | 904.3362 | 934.3037 | 2936.686 | 3176.0093 | 3530.9755 | 3172.1871 | 3526.8569 | 3587.18 | 3662.8532 | 3610.7864 | 3305.3637 | 3456.5954 | 3612.4322 | 3544.7937 | 3428.8091 | 3306.4327 | 3202.6138 | 3097.6332 | 3618.0573 | 3458.8497 | 3749.3806 | 3777.8335 | 3855.5138 | 3630.2585 | 3285.8925 | 3520.5128 | 3715.6977
CDP20 | QLD | Q2 | North Qld Clean Energy Hub | Wind | 141.8699 | 129.4549 | 128.6844 | 2290.6027 | 2985.8388 | 5377.6468 | 5229.6489 | 5431.7327 | 5626.422 | 6453.0478 | 6176.8175 | 5676.7481 | 6651.4791 | 7001.7617 | 7189.8511 | 6729.3695 | 6635.0699 | 6187.2565 | 6386.9711 | 6988.9153 | 7776.051 | 7889.4425 | 8026.7547 | 8196.3345 | 7879.7296 | 7599.2419 | 8151.0795 | 8745.6766
CDP20 | QLD | Q3 | Northern Qld | Wind | 0 | 0 | 0 | 0 | 0 | 0 | 0 | 0 | 0 | 0 | 0 | 0 | 0 | 0 | 0 | 0 | 0 | 0 | 0 | 0 | 0 | 0 | 0 | 0 | 0 | 0 | 0 | 0
CDP20 | QLD | Q4 | Isaac | Wind | 892.7537 | 1175.0755 | 1292.5471 | 1261.2403 | 1459.2692 | 1542.5624 | 1347.1629 | 1402.4504 | 1480.5284 | 4366.8858 | 4187.3964 | 3968.4882 | 4094.0941 | 4062.9963 | 4700.9467 | 3984.2019 | 4341.4108 | 4221.6746 | 4057.7677 | 4127.3232 | 6029.8036 | 5887.4479 | 6250.8741 | 6675.7544 | 6155.8722 | 5024.3378 | 5206.663 | 5268.0329
CDP20 | QLD | Q5 | Barcaldine | Wind | 0 | 0 | 1.4137e-06 | 1.4949e-05 | 6.8092e-05 | 0.00016498 | 0.0001349 | 0.00015274 | 0.00018466 | 84.3652 | 88.3263 | 82.4427 | 78.8467 | 78.5266 | 87.8552 | 76.7583 | 78.5929 | 76.509 | 72.3396 | 268.7586 | 276.7806 | 266.617 | 292.0429 | 277.2385 | 283.0239 | 266.0421 | 257.5768 | 260.4649
CDP20 | QLD | Q6 | Fitzroy | Wind | 0 | 0 | 2.6428e-06 | 1602.8099 | 2726.1543 | 2970.8077 | 2819.8243 | 2913.0759 | 2882.4337 | 2853.5427 | 2932.89 | 2747.0358 | 2860.1569 | 2731.596 | 3118.682 | 2691.8508 | 2933.5719 | 2756.2408 | 2749.8622 | 2881.1544 | 2879.3897 | 2869.7427 | 2889.2866 | 2906.1392 | 2846.1886 | 2650.4988 | 2812.0778 | 2716.7488
CDP20 | QLD | Q7 | Wide Bay | Wind | 0 | 0 | 2.214e-06 | 3.0086e-05 | 4.4417e-05 | 4.4966e-05 | 3.3666e-05 | 4.6256e-05 | 5.1268e-05 | 0.00018198 | 0.00020279 | 0.00019266 | 423.1649 | 430.879 | 449.9852 | 399.7771 | 428.52 | 443.8626 | 425.2632 | 433.6539 | 446.3808 | 695.1266 | 686.929 | 627.6515 | 2601.817 | 2508.1014 | 2467.1539 | 2579.2704
CDP20 | QLD | Q8 | Darling Downs | Wind | 4637.2535 | 6192.9656 | 6567.6451 | 11517.3841 | 13879.7325 | 14014.7967 | 13406.1169 | 13192.5757 | 13546.7884 | 13639.3379 | 16087.4439 | 15117.3001 | 14881.2969 | 15626.4666 | 16465.778 | 14999.1969 | 15917.4137 | 16366.7621 | 15699.105 | 15726.6954 | 14451.3253 | 13821.106 | 14021.569 | 13393.4212 | 21258.1979 | 20003.8167 | 19475.4451 | 20914.8508
CDP20 | QLD | Q9 | Banana | Wind | 0 | 0 | 0 | 0 | 0 | 0 | 0 | 0 | 0 | 0 | 0 | 0 | 0 | 0 | 0 | 0 | 0 | 0 | 0 | 0 | 0 | 0 | 0 | 0 | 0 | 0 | 0 | 0
CDP20 | NSW | N0 | NSW Non-REZ | Wind | 0 | 0 | 0 | 0 | 0 | 0 | 0 | 0 | 0 | 0 | 0 | 0 | 0 | 0 | 0 | 0 | 0 | 0 | 0 | 0 | 0 | 0 | 0 | 0 | 0 | 0 | 0 | 0
CDP20 | NSW | N1 | North West NSW | Wind | 0 | 0 | 0 | 0 | 0 | 0 | 0 | 0 | 0 | 0 | 0 | 0 | 0 | 0 | 0 | 0 | 0 | 0 | 0 | 0 | 0 | 0 | 0 | 0 | 0 | 0 | 0 | 0
CDP20 | NSW | N2 | New England | Wind | 1305.782 | 1100.5698 | 1921.652 | 2158.6369 | 2192.1971 | 10729.9648 | 11379.2882 | 10468.6341 | 10960.4869 | 10180.6255 | 12464.5457 | 12334.4898 | 12224.0914 | 12555.3034 | 12604.9668 | 12122.3621 | 14497.9266 | 20173.7326 | 22384.9692 | 21770.3666 | 23639.3972 | 21467.0678 | 22130.5826 | 21210.1138 | 22207.8514 | 22003.7075 | 21493.3798 | 22787.68
CDP20 | NSW | N3 | Central-West Orana | Wind | 658.7866 | 1205.117 | 2052.8382 | 3443.8656 | 13190.7697 | 12788.6297 | 13199.3974 | 12321.6845 | 12487.2563 | 11773.649 | 12496.5664 | 12056.2435 | 12022.0677 | 12818.343 | 12776.7276 | 13003.9422 | 12917.4443 | 13271.5404 | 13034.6855 | 12270.7179 | 12943.986 | 12004.5036 | 12118.4367 | 11551.8343 | 12030.3685 | 12534.4418 | 12325.4732 | 13271.0091
CDP20 | NSW | N4 | Broken Hill | Wind | 786.905 | 609.1455 | 690.7464 | 970.3748 | 943.0342 | 962.4198 | 809.1724 | 857.4126 | 827.9426 | 842.3799 | 827.8051 | 818.8203 | 781.565 | 860.6563 | 890.1944 | 774.7143 | 887.5896 | 816.8849 | 800.6662 | 220.1725 | 207.9008 | 220.9745 | 221.3827 | 224.7725 | 211.5437 | 211.4413 | 198.4977 | 217.5735
CDP20 | NSW | N5 | South West NSW | Wind | 0 | 0 | 1.1904e-05 | 1166.8098 | 1121.0865 | 1086.3926 | 995.6669 | 1102.3526 | 1097.5735 | 1163.6337 | 1041.009 | 1045.3118 | 1076.5231 | 1125.1816 | 1140.0942 | 1133.3585 | 1139.3006 | 1103.1381 | 1054.3161 | 1007.1682 | 974.0058 | 1073.4424 | 1060.6879 | 1124.3182 | 998.7928 | 1026.6526 | 1049.2987 | 1120.178
CDP20 | NSW | N6 | Wagga Wagga | Wind | 0 | 0 | 0 | 0 | 0 | 0 | 0 | 0 | 0 | 0 | 0 | 0 | 0 | 0 | 0 | 0 | 0 | 0 | 0 | 0 | 0 | 0 | 0 | 0 | 0 | 0 | 0 | 0
CDP20 | NSW | N7 | Tumut | Wind | 0 | 201.4505 | 766.5539 | 909.2576 | 926.5573 | 820.0247 | 886.4618 | 779.6137 | 783.5197 | 808.626 | 817.6171 | 825.2781 | 799.9655 | 838.7919 | 830.8377 | 866.2283 | 838.9209 | 875.6891 | 897.2509 | 785.8557 | 870.6332 | 778.1063 | 794.5436 | 823.608 | 800.6684 | 840.2214 | 742.0345 | 822.9531
CDP20 | NSW | N8 | Cooma-Monaro | Wind | 369.2005 | 379.6214 | 1340.6108 | 1422.1987 | 1446.3283 | 1345.8034 | 1304.1101 | 1289.4988 | 1356.2032 | 1396.0009 | 1255.9975 | 1345.9295 | 1284.4429 | 1381.7331 | 1359.0099 | 1293.7571 | 1223.0173 | 1135.8546 | 1162.4124 | 1076.5363 | 1123.685 | 1111.453 | 1182.5832 | 1232.7038 | 1150.0273 | 1240.2097 | 1192.3013 | 1285.6286
CDP20 | NSW | N9 | Hunter-Central Coast | Wind | 0 | 0 | 1192.2914 | 1589.289 | 1517.4449 | 1516.1405 | 1627.194 | 1442.0846 | 1531.0978 | 1421.3028 | 1447.1075 | 1526.1376 | 1458.6117 | 1554.8621 | 1397.0566 | 1493.246 | 1584.8133 | 1501.1765 | 1425.585 | 1382.3426 | 1626.869 | 1421.922 | 1508.4013 | 1415.3795 | 2033.9029 | 2560.3072 | 2442.3219 | 2671.1077
CDP20 | NSW | N12 | Illawarra | Wind | 0 | 0 | 0 | 0 | 0 | 0 | 0 | 0 | 0 | 0 | 0 | 0 | 0 | 0 | 0 | 0 | 0 | 0 | 0 | 0 | 0 | 0 | 0 | 0 | 0 | 0 | 0 | 0
CDP20 | VIC | V0 | VIC Non-REZ | Wind | 0 | 0 | 4.111e-07 | 3.2606e-05 | 5.5571e-05 | 5.0096e-05 | 4.5162e-05 | 5.5869e-05 | 5.6277e-05 | 5.6611e-05 | 5.8789e-05 | 5.8773e-05 | 5.6352e-05 | 5.2224e-05 | 5.5232e-05 | 5.7466e-05 | 5.7939e-05 | 5.932e-05 | 5.6748e-05 | 5.6154e-05 | 6.0581e-05 | 7.0665e-05 | 6.5384e-05 | 7.9188e-05 | 6.4264e-05 | 0.00011106 | 0.0001155 | 0.00011127
CDP20 | VIC | V1 | Ovens Murray | Wind | 0 | 0 | 0 | 0 | 0 | 0 | 0 | 0 | 0 | 0 | 0 | 0 | 0 | 0 | 0 | 0 | 0 | 0 | 0 | 0 | 0 | 0 | 0 | 0 | 0 | 0 | 0 | 0
CDP20 | VIC | V2 | Murray River | Wind | 0 | 0 | 0 | 0 | 0 | 0 | 0 | 0 | 0 | 0 | 0 | 0 | 0 | 0 | 0 | 0 | 0 | 0 | 0 | 0 | 0 | 0 | 0 | 0 | 0 | 0 | 0 | 0
CDP20 | VIC | V3 | Western Victoria | Wind | 5703.2703 | 5958.0198 | 5594.8159 | 5970.6277 | 7910.3124 | 7829.293 | 7540.3995 | 8152.8768 | 7812.9978 | 7900.0779 | 7101.5155 | 6882.4423 | 6723.6098 | 6970.3657 | 6960.6067 | 6927.6204 | 7054.3826 | 7123.6942 | 6590.9614 | 6050.5565 | 5207.4197 | 5745.8595 | 5465.6941 | 5452.3525 | 4797.1914 | 5098.4309 | 4762.1011 | 5104.2952
CDP20 | VIC | V4 | South West Victoria | Wind | 7458.4063 | 10583.8029 | 10159.659 | 10647.5514 | 9733.9782 | 9853.4226 | 9571.8754 | 10357.2307 | 9874.9809 | 10698.9783 | 9911.4948 | 9706.2945 | 9591.0349 | 9872.3015 | 8855.2221 | 8833.9354 | 8338.1758 | 8331.4031 | 7909.0761 | 7139.6219 | 7150.169 | 4899.6184 | 4632.2506 | 4719.4483 | 5999.4895 | 7928.929 | 8035.9861 | 8510.1657
CDP20 | VIC | V5 | Gippsland | Wind | 0 | 0 | 2.5731e-06 | 6.8373e-05 | 2050.2727 | 3292.5542 | 3290.3764 | 3358.9278 | 3252.6803 | 3233.2754 | 3283.3588 | 3050.1711 | 3018.9325 | 2965.7389 | 2952.8952 | 3019.9427 | 3207.6821 | 3047.37 | 2922.3951 | 2918.7782 | 2959.963 | 3083.5284 | 2996.7052 | 3286.2858 | 2997.7669 | 2926.7018 | 2956.9622 | 3033.0521
CDP20 | VIC | V6 | Central North VIC | Wind | 0 | 0 | 3.3881e-07 | 1.4586e-05 | 4.4314e-05 | 5.3791e-05 | 4.3293e-05 | 5.4052e-05 | 5.7649e-05 | 5.1199e-05 | 6.9245e-05 | 6.3871e-05 | 5.2252e-05 | 5.4033e-05 | 6.5272e-05 | 6.3011e-05 | 6.6115e-05 | 6.1816e-05 | 6.2268e-05 | 6.8894e-05 | 6.0692e-05 | 6.7244e-05 | 6.4394e-05 | 6.822e-05 | 7.4121e-05 | 8.5581e-05 | 7.5689e-05 | 7.7962e-05
CDP20 | SA | S1 | South East SA | Wind | 747.8171 | 814.705 | 708.516 | 795.0949 | 2422.2967 | 2345.831 | 2004.3409 | 2155.593 | 2094.7075 | 2572.3166 | 2317.7834 | 2152.4426 | 2023.6287 | 2158.0939 | 1826.4001 | 1813.6742 | 1674.4531 | 1792.438 | 1720.1805 | 1637.8672 | 1569.1414 | 1744.8759 | 1634.9024 | 1823.2994 | 1616.4056 | 2309.9385 | 2187.0218 | 2421.5831
CDP20 | SA | S2 | Riverland | Wind | 0 | 0 | 0 | 0 | 0 | 0 | 0 | 0 | 0 | 0 | 0 | 0 | 0 | 0 | 0 | 0 | 0 | 0 | 0 | 0 | 0 | 0 | 0 | 0 | 0 | 0 | 0 | 0
CDP20 | SA | S3 | Mid-North SA | Wind | 5266.3787 | 5541.8004 | 5306.6888 | 5619.6887 | 6827.4606 | 6330.6638 | 6334.2197 | 6786.6984 | 6693.2016 | 7549.0768 | 6828.9784 | 6958.4542 | 5976.1787 | 6824.5362 | 6829.2018 | 5425.5048 | 6761.636 | 7134.4685 | 7070.1021 | 5836.1614 | 5670.5162 | 5800.1924 | 5784.5053 | 7837.2311 | 7987.8923 | 7885.9278 | 7479.4822 | 8527.3995
CDP20 | SA | S4 | Yorke Peninsula | Wind | 232.1306 | 242.4878 | 240.5003 | 314.698 | 347.0701 | 159.7249 | 136.0175 | 145.4138 | 141.9574 | 163.7883 | 147.0805 | 153.372 | 137.6937 | 158.1014 | 313.3935 | 298.922 | 301.7029 | 314.4099 | 301.7051 | 283.9367 | 273.7055 | 295.501 | 277.9899 | 316.4297 | 265.6668 | 288.946 | 257.9905 | 300.6311
CDP20 | SA | S5 | Northern SA | Wind | 1310.256 | 1334.2356 | 1322.5098 | 1380.4299 | 1291.7906 | 1184.5259 | 1127.8743 | 1214.7716 | 1237.7505 | 1322.0895 | 1221.7387 | 1270.4145 | 1226.6398 | 1334.783 | 1372.056 | 1318.7276 | 1336.1076 | 1354.0354 | 1264.8514 | 1205.4574 | 1121.1092 | 551.2956 | 565.7607 | 581.9498 | 528.0925 | 553.4228 | 521.8064 | 604.5952
CDP20 | SA | S6 | Leigh Creek | Wind | 0 | 0 | 0 | 0 | 0 | 0 | 0 | 0 | 0 | 0 | 0 | 0 | 0 | 0 | 0 | 0 | 0 | 0 | 0 | 0 | 0 | 0 | 0 | 0 | 0 | 0 | 0 | 0
CDP20 | SA | S7 | Roxby Downs | Wind | 0 | 0 | 0 | 0 | 0 | 0 | 0 | 0 | 0 | 0 | 0 | 0 | 0 | 0 | 0 | 0 | 0 | 0 | 0 | 0 | 0 | 0 | 0 | 0 | 0 | 0 | 0 | 0
CDP20 | SA | S8 | Eastern Eyre Peninsula | Wind | 329.2585 | 297.4192 | 304.4734 | 340.7747 | 333.6966 | 324.6023 | 163.1187 | 173.8503 | 171.9704 | 191.2826 | 179.2353 | 0.0014007 | 0.0012459 | 0.0013825 | 277.4352 | 267.2152 | 278.2956 | 282.8601 | 270.5738 | 259.4439 | 253.1253 | 453.2387 | 910.5166 | 1045.6261 | 884.5927 | 915.7683 | 837.7892 | 966.0266
CDP20 | SA | S9 | Western Eyre Peninsula | Wind | 0 | 0 | 0 | 0 | 0 | 0 | 0 | 0 | 0 | 0 | 0 | 0 | 0 | 0 | 0 | 0 | 0 | 0 | 0 | 0 | 0 | 0 | 0 | 0 | 0 | 0 | 0 | 0
CDP20 | TAS | T1 | North East Tasmania | Wind | 598.3431 | 649.7118 | 548.4117 | 781.7957 | 1425.0479 | 1431.1313 | 1489.6301 | 1481.2251 | 1393.5147 | 1522.5688 | 1437.23 | 1906.7607 | 2113.0063 | 2107.8796 | 2195.5453 | 2294.0702 | 1820.5427 | 1885.3666 | 1781.2122 | 1861.992 | 1913.7985 | 1892.4313 | 1849.0491 | 2008.7234 | 1896.1723 | 1902.3999 | 1516.4814 | 1441.9817
CDP20 | TAS | T2 | North West Tasmania | Wind | 918.0816 | 973.0036 | 901.9787 | 877.1033 | 853.0899 | 868.0491 | 904.2939 | 903.2961 | 872.7848 | 955.4388 | 892.8225 | 873.4383 | 910.7851 | 1327.2686 | 1315.9011 | 1335.7728 | 1101.6957 | 1063.7754 | 1037.258 | 1069.9515 | 1128.1297 | 1158.9884 | 1129.0376 | 1184.913 | 1100.8227 | 1069.6374 | 650.0618 | 670.8155
CDP20 | TAS | T3 | Tasmania Midlands | Wind | 458.9298 | 552.0922 | 2548.0018 | 3029.1609 | 3092.1887 | 3734.6662 | 4123.9782 | 4625.0257 | 5237.1546 | 5518.5572 | 6161.4359 | 6212.3157 | 6481.3123 | 6586.7461 | 7027.4998 | 7425.8431 | 6137.4559 | 6030.8672 | 5925.2114 | 6348.2137 | 6229.0017 | 6395.4598 | 6128.7027 | 6325.948 | 6143.7677 | 5893.4526 | 6200.7735 | 6229.7246
CDP20 | NSW | N10 | Hunter Coast | Offshore Wind | 0 | 0 | 0 | 0 | 0 | 0 | 0 | 0 | 0 | 0 | 0 | 0 | 0 | 0 | 0 | 0 | 0 | 0 | 0 | 0 | 0 | 0 | 0 | 0 | 0 | 0 | 0 | 0
CDP20 | NSW | N11 | Illawarra Coast | Offshore Wind | 0 | 0 | 0 | 0 | 0 | 0 | 0 | 0 | 0 | 0 | 0 | 0 | 0 | 0 | 0 | 0 | 0 | 0 | 0 | 0 | 0 | 0 | 0 | 0 | 0 | 0 | 0 | 0
CDP20 | VIC | V7 | Gippsland Coast | Offshore Wind | 0 | 0 | 0 | 0 | 0 | 0 | 4006.8577 | 7928.9147 | 10433.8612 | 10695.5477 | 12817.4879 | 16923.2784 | 20902.8945 | 25631.4709 | 28667.1681 | 33624.4647 | 33958.081 | 33732.0348 | 32288.4541 | 31331.932 | 31998.2239 | 31870.8207 | 32142.3761 | 34247.1398 | 31619.8436 | 31797.7799 | 32889.3869 | 34410.6594
CDP20 | VIC | V8 | Portland Coast | Offshore Wind | 0 | 0 | 0 | 0 | 0 | 0 | 0 | 0 | 0 | 2463.6405 | 2448.5202 | 2397.4351 | 2674.2732 | 2714.166 | 2807.005 | 2847.4605 | 2772.5236 | 2988.0837 | 2826.1178 | 2653.8472 | 2695.4962 | 3029.8279 | 2894.8957 | 3026.3534 | 2735.2129 | 2742.939 | 2772.7843 | 2917.3466
CDP20 | SA | S10 | South East SA Coast | Offshore Wind | 0 | 0 | 0 | 0 | 0 | 0 | 0 | 0 | 0 | 0 | 0 | 0 | 0 | 0 | 0 | 0 | 0 | 0 | 0 | 0 | 0 | 0 | 0 | 0 | 0 | 0 | 0 | 0
CDP20 | TAS | T4 | North West Tasmania Coast | Offshore Wind | 0 | 0 | 0 | 0 | 0 | 0 | 0 | 0 | 0 | 0 | 0 | 0 | 0 | 0 | 0 | 0 | 0 | 0 | 0 | 0 | 0 | 0 | 0 | 0 | 0 | 0 | 0 | 0
CDP20 | TAS | T5 | North East Tasmania Coast | Offshore Wind | 0 | 0 | 0 | 0 | 0 | 0 | 0 | 0 | 0 | 0 | 0 | 0 | 0 | 0 | 0 | 0 | 0 | 0 | 0 | 0 | 0 | 0 | 0 | 0 | 0 | 0 | 0 | 0
CDP21 | QLD | Q1 | Far North QLD | Solar | 0 | 0 | 0 | 0 | 0 | 0 | 0 | 0 | 0 | 0 | 0 | 0 | 0 | 0 | 0 | 0 | 0 | 0 | 0 | 0 | 0 | 0 | 0 | 0 | 0 | 0 | 0 | 0
CDP21 | QLD | Q2 | North Qld Clean Energy Hub | Solar | 196.384 | 202.5005 | 187.43 | 179.8177 | 169.7567 | 141.2217 | 149.7346 | 163.1653 | 181.4763 | 162.5816 | 167.1185 | 167.4486 | 161.8175 | 80.0782 | 82.6078 | 84.8281 | 82.8878 | 594.8283 | 729.8763 | 760.0934 | 663.4857 | 723.5681 | 680.6162 | 660.5671 | 661.9633 | 1301.5867 | 1290.9847 | 1273.6972
CDP21 | QLD | Q3 | Northern Qld | Solar | 1102.7579 | 1192.5531 | 1102.7043 | 1087.0182 | 1026.6456 | 869.4943 | 876.4202 | 1010.3177 | 1106.3064 | 1014.4699 | 1092.9387 | 1113.4057 | 1043.8518 | 1039.5525 | 1040.2112 | 1092.1142 | 1037.9119 | 1056.9273 | 739.8098 | 476.5076 | 392.9067 | 442.6886 | 452.4512 | 197.1208 | 237.6293 | 236.6246 | 0 | 0
CDP21 | QLD | Q4 | Isaac | Solar | 1590.7931 | 1679.8583 | 1568.5959 | 1611.8132 | 1544.7818 | 1635.6267 | 1248.238 | 1438.3519 | 1542.8113 | 1493.6135 | 1572.161 | 1559.0387 | 1481.9384 | 1525.1352 | 1509.7928 | 1575.3756 | 1513.8408 | 2565.0809 | 2417.5258 | 2589.3349 | 2023.9586 | 2316.0894 | 2337.5543 | 2312.7487 | 1537.0516 | 3532.3352 | 3330.6946 | 3442.2493
CDP21 | QLD | Q5 | Barcaldine | Solar | 41.1194 | 40.8697 | 38.5512 | 240.0077 | 228.4475 | 248.5186 | 181.9664 | 196.4397 | 227.773 | 215.1323 | 218.4802 | 211.236 | 199.2933 | 202.9086 | 209.9005 | 209.1953 | 216.2323 | 205.4912 | 187.4343 | 172.8111 | 158.8352 | 165.4726 | 161.5007 | 156.0124 | 157.5678 | 146.9031 | 143.014 | 146.2608
CDP21 | QLD | Q6 | Fitzroy | Solar | 212.7085 | 220.7061 | 206.4151 | 205.4401 | 197.4406 | 208.975 | 166.8569 | 175.6343 | 193.3409 | 192.4869 | 184.6113 | 193.3247 | 188.0859 | 178.7417 | 202.5405 | 182.3874 | 181.9538 | 201.6122 | 140.5024 | 173.5258 | 167.5349 | 179.8613 | 154.485 | 234.633 | 3732.6179 | 4603.9629 | 5935.1745 | 7377.4147
CDP21 | QLD | Q7 | Wide Bay | Solar | 730.7007 | 902.3709 | 1109.3906 | 1092.8688 | 1055.0936 | 1116.6865 | 857.1561 | 992.428 | 1080.6896 | 4447.5962 | 5659.4651 | 5939.7566 | 5815.6909 | 5877.0313 | 5861.6567 | 6065.1311 | 5799.3152 | 5448.7442 | 5257.5715 | 5655.7822 | 4704.5674 | 5301.5343 | 5458.7419 | 5680.9794 | 5500.1852 | 5316.5496 | 5247.9538 | 5348.423
CDP21 | QLD | Q8 | Darling Downs | Solar | 3857.6774 | 3898.4625 | 3666.9956 | 3535.5598 | 3499.9963 | 3620.588 | 2941.4646 | 3284.6189 | 4064.0922 | 6254.8085 | 6066.5079 | 8429.8522 | 8159.3071 | 8362.915 | 8425.8822 | 8493.3894 | 8120.2957 | 7602.4595 | 10430.9506 | 10877.1916 | 8889.8052 | 11223.4129 | 10813.245 | 12363.0722 | 11915.2197 | 16343.2879 | 16275.2189 | 16548.7026
CDP21 | QLD | Q9 | Banana | Solar | 0 | 0 | 0 | 0 | 0 | 0 | 0 | 0 | 0 | 0 | 0 | 0 | 0 | 0 | 0 | 0 | 0 | 0 | 0 | 0 | 0 | 0 | 0 | 0 | 0 | 0 | 0 | 0
CDP21 | NSW | N0 | NSW Non-REZ | Solar | 0 | 0 | 0 | 0 | 0 | 0 | 0 | 0 | 0 | 0 | 0 | 0 | 0 | 0 | 0 | 0 | 0 | 0 | 0 | 0 | 0 | 0 | 0 | 0 | 0 | 0 | 0 | 0
CDP21 | NSW | N1 | North West NSW | Solar | 450.9077 | 455.8734 | 492.595 | 484.1287 | 476.4846 | 471.0607 | 404.7756 | 426.4314 | 464.705 | 460.4162 | 442.0355 | 450.7442 | 416.3988 | 440.0673 | 447.7536 | 428.8963 | 425.9556 | 404.6844 | 394.0371 | 397.8321 | 375.0353 | 385.7328 | 354.2985 | 371.8723 | 366.278 | 379.7079 | 385.2433 | 393.8946
CDP21 | NSW | N2 | New England | Solar | 1265.0636 | 1709.6913 | 1830.9594 | 1757.7407 | 1902.1569 | 2649.0416 | 2313.0485 | 2459.1533 | 2787.1049 | 2899.3451 | 3421.0241 | 3648.9469 | 3359.7386 | 3639.7184 | 3609.1351 | 3449.5248 | 3340.8136 | 5675.9124 | 6655.1337 | 8556.9652 | 7393.214 | 7913.1039 | 8509.8259 | 8766.2101 | 8416.3647 | 8890.2069 | 8377.4587 | 9054.9585
CDP21 | NSW | N3 | Central-West Orana | Solar | 2714.3785 | 2887.3632 | 3271.3468 | 3172.8219 | 6440.4508 | 7025.1178 | 6363.9907 | 6659.2078 | 7603.9542 | 7577.0045 | 8111.9929 | 8307.943 | 7971.0233 | 8517.1668 | 8461.7016 | 8211.1837 | 8002.5555 | 7221.4403 | 7454.6295 | 8721.173 | 7645.605 | 7888.4261 | 8892.1457 | 12139.0575 | 12589.5908 | 15784.3881 | 15233.7321 | 16208.5073
CDP21 | NSW | N4 | Broken Hill | Solar | 120.0644 | 133.0302 | 649.5078 | 656.5896 | 635.5729 | 622.5376 | 528.815 | 566.0705 | 594.6728 | 573.1835 | 568.444 | 548.2943 | 527.3159 | 539.7245 | 575.4087 | 599.2364 | 561.9315 | 542.7157 | 508.9389 | 508.7949 | 601.1547 | 624.2798 | 614.2153 | 577.7922 | 590.0483 | 573.6081 | 588.9609 | 609.8703
CDP21 | NSW | N5 | South West NSW | Solar | 2341.4551 | 2505.3738 | 2466.7984 | 4055.0311 | 3999.434 | 4104.0875 | 3751.2649 | 4026.7602 | 4235.6055 | 4013.1489 | 4178.5064 | 4147.328 | 3924.7714 | 4147.8151 | 3932.4747 | 3871.1784 | 3854.8733 | 3561.4077 | 3492.0904 | 5080.3879 | 6081.4211 | 6369.0226 | 6383.9485 | 5917.1452 | 6842.5532 | 6197.6053 | 5609.0134 | 5905.3734
CDP21 | NSW | N6 | Wagga Wagga | Solar | 1126.482 | 1701.368 | 1873.8907 | 1754.8333 | 1757.855 | 1844.9036 | 1665.0077 | 1748.1357 | 1896.9475 | 1800.0302 | 1899.147 | 1898.3442 | 1794.7103 | 1907.2973 | 1884.4015 | 1859.7812 | 1827.2904 | 1680.9804 | 1710.3085 | 1740.3699 | 1667.3979 | 1756.438 | 1852.5403 | 1733.9691 | 1801.909 | 1848.4792 | 667.6415 | 651.2897
CDP21 | NSW | N7 | Tumut | Solar | 0 | 0 | 0 | 0 | 0 | 0 | 0 | 0 | 0 | 0 | 0 | 0 | 0 | 0 | 0 | 0 | 0 | 0 | 0 | 0 | 0 | 0 | 0 | 0 | 0 | 0 | 0 | 0
CDP21 | NSW | N8 | Cooma-Monaro | Solar | 0 | 0 | 0 | 0 | 0 | 0 | 0 | 0 | 0 | 0 | 0 | 0 | 0 | 0 | 0 | 0 | 0 | 0 | 0 | 0 | 0 | 0 | 0 | 0 | 0 | 0 | 0 | 0
CDP21 | NSW | N9 | Hunter-Central Coast | Solar | 0 | 0 | 1077.4565 | 1024.2356 | 1081.4871 | 1056.9233 | 917.0897 | 948.7555 | 1085.965 | 1122.5964 | 1043.1249 | 1086.6231 | 1018.912 | 1100.2057 | 1085.4384 | 1019.3239 | 999.874 | 924.2852 | 998.0344 | 968.1857 | 879.8013 | 907.1155 | 988.2692 | 965.4843 | 903.3836 | 961.4402 | 940.7806 | 1017.9798
CDP21 | NSW | N12 | Illawarra | Solar | 0 | 0 | 0 | 0 | 0 | 0 | 0 | 0 | 0 | 0 | 0 | 0 | 0 | 0 | 0 | 0 | 0 | 0 | 0 | 0 | 0 | 0 | 0 | 0 | 0 | 0 | 0 | 0
CDP21 | VIC | V0 | VIC Non-REZ | Solar | 0 | 0 | 0 | 0 | 0 | 0 | 0 | 0 | 0 | 0 | 0 | 0 | 0 | 0 | 0 | 0 | 0 | 0 | 0 | 0 | 0 | 0 | 0 | 0 | 0 | 0 | 0 | 0
CDP21 | VIC | V1 | Ovens Murray | Solar | 0 | 0 | 2.235e-06 | 5.7335e-06 | 8.4417e-06 | 3.4879e-05 | 2.8398e-05 | 3.3844e-05 | 6.1714e-05 | 4.876e-05 | 6.097e-05 | 5.148e-05 | 4.5279e-05 | 4.5211e-05 | 5.2165e-05 | 4.8945e-05 | 5.0718e-05 | 4.8238e-05 | 4.8332e-05 | 9.679e-05 | 8.5561e-05 | 9.8327e-05 | 0.0001 | 8.6577e-05 | 0.00016251 | 0.00016837 | 0.00015848 | 0.00015897
CDP21 | VIC | V2 | Murray River | Solar | 1450.2595 | 1712.2123 | 1763.9596 | 1999.5745 | 1940.1714 | 1989.3165 | 1722.9456 | 1741.7124 | 1776.2111 | 1798.6497 | 2120.9941 | 2000.711 | 1898.8266 | 1946.0602 | 1990.5278 | 1878.5112 | 1882.6186 | 1844.96 | 1831.2474 | 3564.1494 | 5178.1498 | 5499.3991 | 5572.6037 | 5218.8246 | 5279.3607 | 4462.6215 | 4098.1896 | 4326.0651
CDP21 | VIC | V3 | Western Victoria | Solar | 0 | 40.179 | 238.1978 | 245.7652 | 241.7523 | 237.075 | 204.8006 | 213.4082 | 213.641 | 201.5329 | 257.959 | 260.4707 | 253.4412 | 262.5593 | 239.9649 | 232.7824 | 230.8906 | 222.2088 | 227.6678 | 223.0809 | 208.6629 | 229.8118 | 223.5962 | 197.008 | 208.9836 | 215.4689 | 203.2956 | 174.1562
CDP21 | VIC | V4 | South West Victoria | Solar | 0 | 0 | 0 | 0 | 0 | 0 | 0 | 0 | 0 | 0 | 0 | 0 | 0 | 0 | 0 | 0 | 0 | 0 | 0 | 0 | 0 | 0 | 0 | 0 | 0 | 0 | 0 | 0
CDP21 | VIC | V5 | Gippsland | Solar | 0 | 116.3358 | 269.8567 | 271.2802 | 287.9562 | 276.0196 | 241.4565 | 237.0567 | 258.7856 | 248.4651 | 287.4526 | 265.081 | 262.7082 | 262.7558 | 262.9778 | 240.3318 | 241.9552 | 233.2904 | 248.7163 | 241.5902 | 224.0326 | 240.9042 | 250.7147 | 228.8142 | 238.8514 | 250.3036 | 249.403 | 254.4388
CDP21 | VIC | V6 | Central North VIC | Solar | 1118.778 | 1194.7049 | 1129.0505 | 1076.5806 | 1090.3276 | 1136.1621 | 993.0737 | 1008.2513 | 1045.5812 | 1021.1669 | 1202.6587 | 1142.4938 | 1048.2337 | 1050.3759 | 1100.1572 | 1020.5875 | 1056.2286 | 1012.0761 | 1036.7728 | 1101.0511 | 831.7361 | 882.4811 | 896.0591 | 805.699 | 863.1646 | 879.142 | 846.8137 | 519.7238
CDP21 | SA | S1 | South East SA | Solar | 414.4189 | 429.3903 | 422.1423 | 397.3594 | 376.0334 | 349.1125 | 351.7938 | 369.9806 | 379.1754 | 370.5219 | 386.0134 | 388.0643 | 368.2622 | 378.7943 | 399.809 | 385.7816 | 377.9779 | 320.2701 | 299.3374 | 298.2472 | 263.985 | 284.4469 | 265.2841 | 252.8147 | 267.0131 | 138.2433 | 135.0282 | 133.056
CDP21 | SA | S2 | Riverland | Solar | 104.7251 | 110.8486 | 98.8212 | 96.2816 | 92.2282 | 86.6616 | 84.3994 | 80.7786 | 85.4674 | 80.5696 | 85.0954 | 83.9501 | 79.7913 | 78.4015 | 85.8504 | 85.6763 | 81.5242 | 65.1627 | 60.7312 | 1156.3659 | 1982.0731 | 2061.0549 | 1948.3822 | 1917.5971 | 1995.3413 | 2085.4746 | 1998.8284 | 2061.9169
CDP21 | SA | S3 | Mid-North SA | Solar | 0 | 0 | 0 | 0 | 0 | 0 | 0 | 0 | 0 | 0 | 0 | 0 | 0 | 0 | 0 | 0 | 0 | 0 | 0 | 0 | 0 | 0 | 0 | 0 | 0 | 0 | 0 | 0
CDP21 | SA | S4 | Yorke Peninsula | Solar | 0 | 0 | 0 | 0 | 0 | 0 | 0 | 0 | 0 | 0 | 0 | 0 | 0 | 0 | 0 | 0 | 0 | 0 | 0 | 0 | 0 | 0 | 0 | 0 | 0 | 0 | 0 | 0
CDP21 | SA | S5 | Northern SA | Solar | 647.843 | 718.4895 | 1318.2784 | 1187.0536 | 1167.7051 | 1082.7033 | 1154.8285 | 1197.2495 | 1228.2092 | 1236.1163 | 1252.3916 | 1278.9325 | 1223.5225 | 1241.993 | 1286.7532 | 1316.7836 | 1265.5154 | 1228.5577 | 1228.0734 | 1190.7514 | 2456.9738 | 2564.2538 | 2431.5157 | 2224.0655 | 2312.1609 | 2420.3228 | 2347.2488 | 2403.1673
CDP21 | SA | S6 | Leigh Creek | Solar | 0 | 0 | 0 | 0 | 0 | 0 | 0 | 0 | 0 | 0 | 0 | 0 | 0 | 0 | 0 | 0 | 0 | 0 | 0 | 0 | 0 | 0 | 0 | 0 | 0 | 0 | 0 | 0
CDP21 | SA | S7 | Roxby Downs | Solar | 0 | 0 | 4.0961e-06 | 5.2037e-05 | 165.4716 | 149.3739 | 151.4912 | 158.3375 | 165.5786 | 165.0838 | 496.4145 | 498.6175 | 483.6167 | 488.7243 | 510.6043 | 527.5287 | 1129.3423 | 1078.9666 | 1154.0089 | 1084.9703 | 1065.5487 | 1106.9503 | 1041.9986 | 1037.9324 | 1031.0028 | 1071.0267 | 1087.2019 | 1096.65
CDP21 | SA | S8 | Eastern Eyre Peninsula | Solar | 0 | 0 | 0 | 0 | 0 | 0 | 0 | 0 | 0 | 0 | 0 | 0 | 0 | 0 | 0 | 0 | 0 | 0 | 0 | 0 | 0 | 0 | 0 | 0 | 0 | 0 | 0 | 0
CDP21 | SA | S9 | Western Eyre Peninsula | Solar | 0 | 0 | 0 | 0 | 0 | 0 | 0 | 0 | 0 | 0 | 0 | 0 | 0 | 0 | 0 | 0 | 0 | 0 | 0 | 0 | 0 | 0 | 0 | 0 | 0 | 0 | 0 | 0
CDP21 | TAS | T1 | North East Tasmania | Solar | 0 | 0 | 0 | 0 | 0 | 0 | 0 | 0 | 0 | 0 | 0 | 0 | 0 | 0 | 0 | 0 | 0 | 0 | 0 | 0 | 0 | 0 | 0 | 0 | 0 | 0 | 0 | 0
CDP21 | TAS | T2 | North West Tasmania | Solar | 0 | 0 | 0 | 0 | 0 | 0 | 0 | 0 | 0 | 0 | 0 | 0 | 0 | 0 | 0 | 0 | 0 | 0 | 0 | 0 | 0 | 0 | 0 | 0 | 0 | 0 | 0 | 0
CDP21 | TAS | T3 | Tasmania Midlands | Solar | 0 | 0 | 0 | 0 | 0 | 0 | 0 | 0 | 0 | 0 | 0 | 0 | 0 | 0 | 0 | 0 | 0 | 0 | 0 | 0 | 0 | 0 | 0 | 0 | 0 | 0 | 0 | 0
CDP21 | QLD | Q1 | Far North QLD | Wind | 920.2438 | 904.3362 | 934.3037 | 2936.686 | 3176.0093 | 3530.9755 | 3172.1871 | 3526.8564 | 3686.1569 | 3679.4454 | 3580.167 | 3269.3668 | 3437.3309 | 3593.6581 | 3527.365 | 3411.9129 | 3293.053 | 3172.5238 | 3061.4965 | 3627.5202 | 3460.6201 | 3750.6555 | 3781.5705 | 3855.1993 | 3627.1634 | 3287.8139 | 3521.8597 | 3718.19
CDP21 | QLD | Q2 | North Qld Clean Energy Hub | Wind | 141.8699 | 129.4549 | 128.6844 | 2290.6027 | 2985.8388 | 5377.6468 | 5229.6489 | 5431.7794 | 5713.5275 | 6387.2858 | 6040.9643 | 5753.5376 | 6574.649 | 6930.4656 | 7113.1145 | 6652.6728 | 6561.4033 | 6105.845 | 6301.7146 | 7038.8181 | 7774.4315 | 7891.5167 | 8029.9046 | 8194.9955 | 7890.3875 | 7597.9333 | 8144.0754 | 8739.0191
CDP21 | QLD | Q3 | Northern Qld | Wind | 0 | 0 | 0 | 0 | 0 | 0 | 0 | 0 | 0 | 0 | 0 | 0 | 0 | 0 | 0 | 0 | 0 | 0 | 0 | 0 | 0 | 0 | 0 | 0 | 0 | 0 | 0 | 0
CDP21 | QLD | Q4 | Isaac | Wind | 892.7537 | 1175.0755 | 1292.5471 | 1261.2403 | 1459.2692 | 1542.5624 | 1347.1629 | 1402.4454 | 1515.4694 | 3790.8917 | 3591.2805 | 3397.8146 | 3714.877 | 3688.5523 | 4265.1619 | 3613.0653 | 3936.2133 | 3823.3406 | 3671.7983 | 3741.6405 | 6114.4417 | 5959.136 | 6330.5386 | 6761.9639 | 6234.2252 | 5150.9529 | 5338.7382 | 5402.9117
CDP21 | QLD | Q5 | Barcaldine | Wind | 0 | 0 | 1.4137e-06 | 1.4949e-05 | 6.8092e-05 | 0.00016498 | 0.0001349 | 0.00014597 | 0.00017231 | 0.00053722 | 16.9809 | 15.8202 | 15.0702 | 14.7968 | 16.8555 | 14.5043 | 14.8431 | 14.3843 | 13.5686 | 268.1081 | 274.1373 | 264.0226 | 289.2219 | 274.8892 | 280.9386 | 263.4452 | 255.049 | 258.0712
CDP21 | QLD | Q6 | Fitzroy | Wind | 0 | 0 | 2.6428e-06 | 1602.8099 | 2726.1543 | 2970.8077 | 2819.8243 | 2913.1353 | 2920.3628 | 2887.1962 | 2934.5519 | 2748.2157 | 2863.3135 | 2737.3904 | 3122.5606 | 2693.1374 | 2935.0765 | 2755.4239 | 2750.0881 | 2881.2624 | 2879.1201 | 2871.2561 | 2889.8321 | 2904.0358 | 2851.0745 | 2643.2929 | 2812.4547 | 2717.2612
CDP21 | QLD | Q7 | Wide Bay | Wind | 0 | 0 | 2.214e-06 | 3.0086e-05 | 4.4417e-05 | 4.4966e-05 | 3.3666e-05 | 4.6061e-05 | 5.1413e-05 | 8.9275e-05 | 0.00017093 | 0.00017783 | 0.0029044 | 0.0028476 | 0.0030443 | 0.0026675 | 0.0028689 | 0.0029925 | 0.0028811 | 0.0054311 | 0.0055397 | 505.1275 | 498.7685 | 456.2077 | 2602.5355 | 2507.7696 | 2466.9241 | 2579.1083
CDP21 | QLD | Q8 | Darling Downs | Wind | 4637.2535 | 6192.9656 | 6567.6451 | 11517.3841 | 13879.7325 | 14014.7967 | 13406.1169 | 13192.8487 | 13789.4238 | 12738.9161 | 16246.9321 | 15265.2765 | 15035.1048 | 15799.4559 | 16640.8173 | 15157.3336 | 16077.4881 | 16520.7023 | 15842.6963 | 15876.443 | 14601.7283 | 13965.6624 | 14172.4355 | 13533.5131 | 21263.3475 | 20005.632 | 19477.2331 | 20918.5796
CDP21 | QLD | Q9 | Banana | Wind | 0 | 0 | 0 | 0 | 0 | 0 | 0 | 0 | 0 | 0 | 0 | 0 | 0 | 0 | 0 | 0 | 0 | 0 | 0 | 0 | 0 | 0 | 0 | 0 | 0 | 0 | 0 | 0
CDP21 | NSW | N0 | NSW Non-REZ | Wind | 0 | 0 | 0 | 0 | 0 | 0 | 0 | 0 | 0 | 0 | 0 | 0 | 0 | 0 | 0 | 0 | 0 | 0 | 0 | 0 | 0 | 0 | 0 | 0 | 0 | 0 | 0 | 0
CDP21 | NSW | N1 | North West NSW | Wind | 0 | 0 | 0 | 0 | 0 | 0 | 0 | 0 | 0 | 0 | 0 | 0 | 0 | 0 | 0 | 0 | 0 | 0 | 0 | 0 | 0 | 0 | 0 | 0 | 0 | 0 | 0 | 0
CDP21 | NSW | N2 | New England | Wind | 1305.782 | 1100.5698 | 1921.652 | 2158.6369 | 2192.1971 | 10729.9648 | 11379.2882 | 10468.6689 | 11011.0428 | 10221.2098 | 12404.1281 | 12271.8779 | 12171.5952 | 12501.6145 | 12539.06 | 12063.5574 | 14520.9733 | 20483.3843 | 22707.4967 | 21811.9413 | 23678.5441 | 21507.3839 | 22174.6891 | 21242.9132 | 22211.2377 | 22013.8497 | 21503.0215 | 22800.1466
CDP21 | NSW | N3 | Central-West Orana | Wind | 658.7866 | 1205.117 | 2052.8382 | 3443.8656 | 13190.7697 | 12788.6297 | 13199.3974 | 12321.63 | 12531.2889 | 11805.4229 | 12508.7669 | 12066.0159 | 12038.3786 | 12843.6561 | 12794.1603 | 13021.0016 | 12927.1105 | 13269.5955 | 13030.5059 | 12272.3194 | 12943.3222 | 12006.5398 | 12122.1776 | 11549.8563 | 12032.1788 | 12539.4334 | 12330.9073 | 13277.683
CDP21 | NSW | N4 | Broken Hill | Wind | 786.905 | 609.1455 | 690.7464 | 970.3748 | 943.0342 | 962.4198 | 809.1724 | 857.4083 | 829.7283 | 843.9945 | 828.2441 | 819.1511 | 782.5779 | 861.8587 | 890.3063 | 775.0807 | 888.0067 | 816.58 | 800.2595 | 220.2647 | 207.8587 | 220.9726 | 221.3077 | 224.7391 | 211.7295 | 211.4749 | 198.5155 | 217.6173
CDP21 | NSW | N5 | South West NSW | Wind | 0 | 0 | 1.1904e-05 | 1166.8098 | 1121.0865 | 1086.3926 | 995.6669 | 1102.3405 | 1104.1249 | 1168.5908 | 1042.4438 | 1046.1818 | 1078.808 | 1128.1824 | 1141.9362 | 1135.4544 | 1140.1419 | 1102.5769 | 1053.433 | 1007.2134 | 973.673 | 1073.4352 | 1060.7199 | 1123.8407 | 999.6326 | 1026.8391 | 1049.3904 | 1120.498
CDP21 | NSW | N6 | Wagga Wagga | Wind | 0 | 0 | 0 | 0 | 0 | 0 | 0 | 0 | 0 | 0 | 0 | 0 | 0 | 0 | 0 | 0 | 0 | 0 | 0 | 0 | 0 | 0 | 0 | 0 | 0 | 0 | 0 | 0
CDP21 | NSW | N7 | Tumut | Wind | 0 | 201.4505 | 766.5539 | 909.2576 | 926.5573 | 820.0247 | 886.4618 | 781.9186 | 788.7449 | 806.4602 | 817.8421 | 825.5554 | 799.791 | 840.3193 | 829.6147 | 865.5477 | 839.4954 | 870.5369 | 893.0777 | 790.7872 | 872.3007 | 778.9815 | 794.369 | 823.1071 | 803.63 | 839.0757 | 734.969 | 825.9403
CDP21 | NSW | N8 | Cooma-Monaro | Wind | 369.2005 | 379.6214 | 1340.6108 | 1422.1987 | 1446.3283 | 1345.8034 | 1304.1101 | 1290.3024 | 1367.6127 | 1402.9134 | 1258.1494 | 1344.9147 | 1286.1355 | 1386.2265 | 1363.1143 | 1296.6076 | 1244.0338 | 1151.2398 | 1179.8642 | 1092.6869 | 1140.9242 | 1115.7654 | 1180.7299 | 1230.1601 | 1143.122 | 1245.265 | 1191.9563 | 1285.837
CDP21 | NSW | N9 | Hunter-Central Coast | Wind | 0 | 0 | 1192.2914 | 1589.289 | 1517.4449 | 1516.1405 | 1627.194 | 1442.0799 | 1541.3028 | 1429.4267 | 1449.1513 | 1528.0282 | 1462.2046 | 1560.7058 | 1400.2315 | 1496.5068 | 1586.3152 | 1500.0876 | 1424.244 | 1382.5477 | 1629.5377 | 1424.6763 | 1511.5285 | 1417.4357 | 2037.2547 | 2561.5906 | 2443.2205 | 2672.8027
CDP21 | NSW | N12 | Illawarra | Wind | 0 | 0 | 0 | 0 | 0 | 0 | 0 | 0 | 0 | 0 | 0 | 0 | 0 | 0 | 0 | 0 | 0 | 0 | 0 | 0 | 0 | 0 | 0 | 0 | 0 | 0 | 0 | 0
CDP21 | VIC | V0 | VIC Non-REZ | Wind | 0 | 0 | 4.111e-07 | 3.2606e-05 | 5.5571e-05 | 5.0096e-05 | 4.5162e-05 | 5.6095e-05 | 5.4558e-05 | 5.5461e-05 | 5.6889e-05 | 5.4564e-05 | 5.2911e-05 | 5.0264e-05 | 4.7486e-05 | 5.0416e-05 | 5.1418e-05 | 5.2649e-05 | 5.0224e-05 | 5.0015e-05 | 5.3584e-05 | 5.9843e-05 | 5.5384e-05 | 6.58e-05 | 5.385e-05 | 0.00012222 | 0.00012716 | 0.00012266
CDP21 | VIC | V1 | Ovens Murray | Wind | 0 | 0 | 0 | 0 | 0 | 0 | 0 | 0 | 0 | 0 | 0 | 0 | 0 | 0 | 0 | 0 | 0 | 0 | 0 | 0 | 0 | 0 | 0 | 0 | 0 | 0 | 0 | 0
CDP21 | VIC | V2 | Murray River | Wind | 0 | 0 | 0 | 0 | 0 | 0 | 0 | 0 | 0 | 0 | 0 | 0 | 0 | 0 | 0 | 0 | 0 | 0 | 0 | 0 | 0 | 0 | 0 | 0 | 0 | 0 | 0 | 0
CDP21 | VIC | V3 | Western Victoria | Wind | 5703.2703 | 5958.0198 | 5594.8159 | 5970.6277 | 7910.3124 | 7829.293 | 7540.3995 | 8153.1906 | 7814.3037 | 7927.9765 | 7101.4437 | 6882.4184 | 6730.9792 | 7000.4015 | 6974.973 | 6931.4086 | 7066.9852 | 7115.1083 | 6585.1846 | 6048.1861 | 5198.5545 | 5744.1702 | 5463.1054 | 5449.0661 | 4796.7847 | 5036.9718 | 4696.6334 | 5037.7571
CDP21 | VIC | V4 | South West Victoria | Wind | 7458.4063 | 10583.8029 | 10159.659 | 10647.5514 | 9733.9782 | 9853.4226 | 9571.8754 | 10357.0787 | 9874.451 | 10715.9306 | 9911.4622 | 9709.96 | 9601.0591 | 9896.623 | 8878.2767 | 8861.4412 | 8342.4688 | 8336.3331 | 7925.4952 | 7139.3142 | 7147.0585 | 4905.2511 | 4641.0555 | 4708.8643 | 6009.5749 | 7920.9463 | 8091.5606 | 8563.2809
CDP21 | VIC | V5 | Gippsland | Wind | 0 | 0 | 2.5731e-06 | 6.8373e-05 | 2050.2727 | 3292.5542 | 3290.3764 | 3358.8846 | 3252.6737 | 3243.991 | 3283.3623 | 3054.0707 | 3030.3116 | 2988.9419 | 2965.2126 | 3034.6702 | 3212.496 | 3048.8953 | 2919.1428 | 2917.4246 | 2958.4081 | 3081.2897 | 2994.1635 | 3281.8887 | 2995.9015 | 2925.0036 | 2954.031 | 3031.3156
CDP21 | VIC | V6 | Central North VIC | Wind | 0 | 0 | 3.3881e-07 | 1.4586e-05 | 4.4314e-05 | 5.3791e-05 | 4.3293e-05 | 5.3479e-05 | 5.5678e-05 | 5.096e-05 | 6.4149e-05 | 5.9381e-05 | 4.9514e-05 | 5.1535e-05 | 5.6877e-05 | 5.5064e-05 | 5.7377e-05 | 5.3659e-05 | 5.3761e-05 | 5.8782e-05 | 5.1858e-05 | 5.8979e-05 | 5.5985e-05 | 5.9298e-05 | 6.8505e-05 | 8.1141e-05 | 7.1708e-05 | 7.3925e-05
CDP21 | SA | S1 | South East SA | Wind | 747.8171 | 814.705 | 708.516 | 795.0949 | 2422.2967 | 2345.831 | 2004.3409 | 2155.1941 | 2101.4493 | 2593.2332 | 2331.9292 | 2160.8311 | 2033.1659 | 2174.5919 | 1837.2757 | 1823.521 | 1675.6211 | 1791.8977 | 1718.9277 | 1637.7326 | 1568.5488 | 1744.7699 | 1634.9138 | 1821.4141 | 1615.6036 | 2314.1392 | 2190.1268 | 2425.7598
CDP21 | SA | S2 | Riverland | Wind | 0 | 0 | 0 | 0 | 0 | 0 | 0 | 0 | 0 | 0 | 0 | 0 | 0 | 0 | 0 | 0 | 0 | 0 | 0 | 0 | 0 | 0 | 0 | 0 | 0 | 0 | 0 | 0
CDP21 | SA | S3 | Mid-North SA | Wind | 5266.3787 | 5541.8004 | 5306.6888 | 5619.6887 | 6827.4606 | 6330.6638 | 6334.2197 | 6793.4799 | 6691.8628 | 7060.694 | 6700.1243 | 6821.8888 | 5854.5959 | 6704.0479 | 6695.761 | 5294.8201 | 6685.694 | 7049.4075 | 6988.5236 | 5766.2772 | 5601.0713 | 5799.9903 | 5752.5076 | 7842.0457 | 7979.2495 | 7878.1598 | 7464.9133 | 8517.3969
CDP21 | SA | S4 | Yorke Peninsula | Wind | 232.1306 | 242.4878 | 240.5003 | 314.698 | 347.0701 | 159.7249 | 136.0175 | 145.4178 | 143.0503 | 167.1344 | 148.035 | 154.0631 | 138.5782 | 159.6246 | 315.3281 | 300.6699 | 301.7359 | 313.8922 | 301.2133 | 283.8339 | 273.3345 | 295.5707 | 278.1068 | 316.276 | 265.864 | 289.0828 | 257.939 | 300.2675
CDP21 | SA | S5 | Northern SA | Wind | 1310.256 | 1334.2356 | 1322.5098 | 1380.4299 | 1291.7906 | 1184.5259 | 1127.8743 | 1209.3778 | 1266.0212 | 1346.987 | 1235.4944 | 1280.1614 | 1236.5977 | 1329.7599 | 1375.2218 | 1320.2883 | 1336.2118 | 1352.9525 | 1265.7758 | 1205.8575 | 1121.2618 | 553.0215 | 566.1731 | 581.2849 | 527.2387 | 552.5433 | 524.7088 | 605.3485
CDP21 | SA | S6 | Leigh Creek | Wind | 0 | 0 | 0 | 0 | 0 | 0 | 0 | 0 | 0 | 0 | 0 | 0 | 0 | 0 | 0 | 0 | 0 | 0 | 0 | 0 | 0 | 0 | 0 | 0 | 0 | 0 | 0 | 0
CDP21 | SA | S7 | Roxby Downs | Wind | 0 | 0 | 0 | 0 | 0 | 0 | 0 | 0 | 0 | 0 | 0 | 0 | 0 | 0 | 0 | 0 | 0 | 0 | 0 | 0 | 0 | 0 | 0 | 0 | 0 | 0 | 0 | 0
CDP21 | SA | S8 | Eastern Eyre Peninsula | Wind | 329.2585 | 297.4192 | 304.4734 | 340.7747 | 333.6966 | 324.6023 | 163.1187 | 172.4635 | 174.4063 | 193.6603 | 179.1988 | 0.0016976 | 0.0015137 | 0.001686 | 402.2762 | 387.3062 | 401.7145 | 407.8087 | 390.7808 | 373.7244 | 365.018 | 438.0398 | 910.9777 | 1045.1641 | 885.0546 | 916.3229 | 837.9195 | 966.3681
CDP21 | SA | S9 | Western Eyre Peninsula | Wind | 0 | 0 | 0 | 0 | 0 | 0 | 0 | 0 | 0 | 0 | 0 | 0 | 0 | 0 | 0 | 0 | 0 | 0 | 0 | 0 | 0 | 0 | 0 | 0 | 0 | 0 | 0 | 0
CDP21 | TAS | T1 | North East Tasmania | Wind | 598.3431 | 649.7118 | 548.4117 | 781.7957 | 1425.0479 | 1431.1313 | 1489.6301 | 1481.2251 | 1393.5147 | 1522.5914 | 1437.23 | 1873.3975 | 2049.8191 | 1938.4685 | 2015.7137 | 2104.4014 | 1664.2427 | 1720.5209 | 1621.8268 | 1697.3589 | 1748.313 | 1726.9632 | 1685.4525 | 1833.8296 | 1727.1966 | 1741.7667 | 1336.2652 | 1270.9354
CDP21 | TAS | T2 | North West Tasmania | Wind | 918.0816 | 973.0036 | 901.9787 | 877.1033 | 853.0899 | 868.0491 | 904.2939 | 903.2961 | 872.7848 | 955.5507 | 892.8225 | 874.1538 | 913.4258 | 963.4368 | 955.9036 | 962.6426 | 798.3839 | 766.5583 | 740.2785 | 762.1546 | 803.9059 | 830.4642 | 821.1263 | 871.2918 | 785.7167 | 766.2099 | 337.9363 | 350.1668
CDP21 | TAS | T3 | Tasmania Midlands | Wind | 458.9298 | 552.0922 | 2548.0018 | 3029.1609 | 3092.1887 | 3734.6662 | 4123.9782 | 4625.0257 | 5237.1547 | 5518.4235 | 6161.436 | 6244.9634 | 6541.8588 | 7119.9891 | 7567.3293 | 7988.6472 | 6631.8611 | 6513.8685 | 6386.8762 | 6847.0404 | 6749.5476 | 6925.4656 | 6643.5211 | 6851.4253 | 6655.2372 | 6379.7554 | 6731.1095 | 6755.0086
CDP21 | NSW | N10 | Hunter Coast | Offshore Wind | 0 | 0 | 0 | 0 | 0 | 0 | 0 | 0 | 0 | 0 | 0 | 0 | 0 | 0 | 0 | 0 | 0 | 0 | 0 | 0 | 0 | 0 | 0 | 0 | 0 | 0 | 0 | 0
CDP21 | NSW | N11 | Illawarra Coast | Offshore Wind | 0 | 0 | 0 | 0 | 0 | 0 | 0 | 0 | 0 | 0 | 0 | 0 | 0 | 0 | 0 | 0 | 0 | 0 | 0 | 0 | 0 | 0 | 0 | 0 | 0 | 0 | 0 | 0
CDP21 | VIC | V7 | Gippsland Coast | Offshore Wind | 0 | 0 | 0 | 0 | 0 | 0 | 4006.8577 | 7928.8881 | 10433.8572 | 10711.9536 | 12817.4895 | 16958.9718 | 20951.8284 | 25731.368 | 28719.663 | 33703.6756 | 33970.9589 | 33736.6868 | 32277.019 | 31323.9669 | 31991.655 | 31848.7161 | 32114.2491 | 34208.4319 | 31589.9848 | 31764.7433 | 32843.0865 | 34386.239
CDP21 | VIC | V8 | Portland Coast | Offshore Wind | 0 | 0 | 0 | 0 | 0 | 0 | 0 | 0 | 0 | 2471.8518 | 2447.2092 | 2377.7777 | 2680.3225 | 2720.4922 | 2815.9868 | 2858.1737 | 2775.5167 | 2989.0373 | 2823.859 | 2652.9097 | 2694.3862 | 3028.1902 | 2898.7153 | 3026.6082 | 2735.9231 | 2755.5854 | 2760.9223 | 2917.7885
CDP21 | SA | S10 | South East SA Coast | Offshore Wind | 0 | 0 | 0 | 0 | 0 | 0 | 0 | 0 | 0 | 0 | 0 | 0 | 0 | 0 | 0 | 0 | 0 | 0 | 0 | 0 | 0 | 0 | 0 | 0 | 0 | 0 | 0 | 0
CDP21 | TAS | T4 | North West Tasmania Coast | Offshore Wind | 0 | 0 | 0 | 0 | 0 | 0 | 0 | 0 | 0 | 0 | 0 | 0 | 0 | 0 | 0 | 0 | 0 | 0 | 0 | 0 | 0 | 0 | 0 | 0 | 0 | 0 | 0 | 0
CDP21 | TAS | T5 | North East Tasmania Coast | Offshore Wind | 0 | 0 | 0 | 0 | 0 | 0 | 0 | 0 | 0 | 0 | 0 | 0 | 0 | 0 | 0 | 0 | 0 | 0 | 0 | 0 | 0 | 0 | 0 | 0 | 0 | 0 | 0 | 0
CDP22 | QLD | Q1 | Far North QLD | Solar | 0 | 0 | 0 | 0 | 0 | 0 | 0 | 0 | 0 | 0 | 0 | 0 | 0 | 0 | 0 | 0 | 0 | 0 | 0 | 0 | 0 | 0 | 0 | 0 | 0 | 0 | 0 | 0
CDP22 | QLD | Q2 | North Qld Clean Energy Hub | Solar | 195.5994 | 202.6062 | 187.4414 | 179.8238 | 169.6823 | 141.5103 | 149.8382 | 163.2328 | 180.587 | 164.2652 | 166.5342 | 289.4291 | 273.8195 | 193.1919 | 195.7281 | 202.3541 | 196.8265 | 516.4562 | 592.7473 | 619.4606 | 636.9024 | 698.7354 | 653.5161 | 631.7883 | 630.6745 | 1299.9178 | 1289.6872 | 1272.8545
CDP22 | QLD | Q3 | Northern Qld | Solar | 1107.4997 | 1191.6431 | 1102.7719 | 1087.0064 | 1026.4443 | 869.9738 | 876.3884 | 1010.7236 | 1103.7331 | 1021.2671 | 1089.8592 | 1102.4963 | 1029.0156 | 1028.5788 | 1020.5254 | 1078.2852 | 1023.695 | 1062.4695 | 737.2159 | 479.496 | 395.7875 | 443.0289 | 441.0433 | 210.6694 | 211.1072 | 206.4042 | 0 | 0
CDP22 | QLD | Q4 | Isaac | Solar | 1593.1145 | 1682.5098 | 1568.6947 | 1611.8132 | 1544.7493 | 1635.6308 | 1248.0609 | 1438.6132 | 1540.1577 | 1498.736 | 2441.3238 | 2431.0355 | 2299.7717 | 2356.956 | 2325.7603 | 2449.4336 | 2351.0512 | 2437.5477 | 2290.955 | 2455.5229 | 1910.0627 | 2196.7066 | 2211.1853 | 2180.7751 | 1493.9178 | 3522.4641 | 3322.2661 | 3434.1569
CDP22 | QLD | Q5 | Barcaldine | Solar | 40.7859 | 40.8939 | 38.5524 | 240.0627 | 228.5024 | 248.5835 | 182.1501 | 196.5793 | 226.0821 | 210.5388 | 208.6658 | 201.4656 | 186.0072 | 190.5703 | 197.3479 | 197.1005 | 200.7517 | 195.5029 | 176.8161 | 162.9394 | 148.383 | 155.9414 | 151.2817 | 146.2914 | 147.3685 | 137.5393 | 133.8799 | 137.1755
CDP22 | QLD | Q6 | Fitzroy | Solar | 213.5775 | 221.4746 | 206.5482 | 205.4401 | 197.6311 | 208.7325 | 166.5611 | 174.5511 | 191.6042 | 192.289 | 185.5741 | 192.4021 | 182.9434 | 178.6489 | 191.7946 | 184.683 | 204.1538 | 184.6955 | 155.4916 | 172.6421 | 167.6359 | 182.1887 | 158.894 | 181.5406 | 4224.9068 | 4615.9394 | 5909.704 | 7375.1479
CDP22 | QLD | Q7 | Wide Bay | Solar | 731.0153 | 902.4537 | 1109.531 | 1092.9208 | 1055.242 | 1117.0552 | 857.4649 | 992.6093 | 1078.381 | 3813.0432 | 4012.5965 | 5441.4379 | 5314.3973 | 5368.8425 | 5352.2193 | 5547.3623 | 5311.0158 | 5017.1079 | 4827.9973 | 5670.783 | 4705.6759 | 5321.7691 | 5470.1243 | 5683.9794 | 5499.993 | 5317.0489 | 5249.1 | 5350.6124
CDP22 | QLD | Q8 | Darling Downs | Solar | 3857.8168 | 3898.5466 | 3667.2521 | 3535.5115 | 3500.5246 | 3621.3412 | 2941.9181 | 3284.9767 | 4557.9931 | 6881.8434 | 6653.3186 | 6895.1145 | 7104.7004 | 7271.3616 | 7329.0376 | 7398.2574 | 7084.5136 | 6663.374 | 9994.3947 | 10305.6376 | 8398.2201 | 10453.9726 | 10019.167 | 11789.3715 | 11362.0609 | 16344.2698 | 16280.7788 | 16555.6212
CDP22 | QLD | Q9 | Banana | Solar | 0 | 0 | 0 | 0 | 0 | 0 | 0 | 0 | 0 | 0 | 0 | 0 | 0 | 0 | 0 | 0 | 0 | 0 | 0 | 0 | 0 | 0 | 0 | 0 | 0 | 0 | 0 | 0
CDP22 | NSW | N0 | NSW Non-REZ | Solar | 0 | 0 | 0 | 0 | 0 | 0 | 0 | 0 | 0 | 0 | 0 | 0 | 0 | 0 | 0 | 0 | 0 | 0 | 0 | 0 | 0 | 0 | 0 | 0 | 0 | 0 | 0 | 0
CDP22 | NSW | N1 | North West NSW | Solar | 450.9282 | 455.8754 | 491.7169 | 483.2004 | 475.5063 | 470.1835 | 403.8984 | 425.5834 | 463.5736 | 458.889 | 433.2936 | 448.0129 | 406.1132 | 426.4646 | 437.5584 | 424.721 | 423.23 | 406.0072 | 394.0789 | 398.6058 | 375.8984 | 388.196 | 356.2493 | 372.2824 | 366.8311 | 380.0285 | 385.5597 | 393.8004
CDP22 | NSW | N2 | New England | Solar | 1264.685 | 1709.5792 | 1830.7576 | 1757.367 | 1903.6064 | 2507.2725 | 2185.7233 | 2323.675 | 2636.5205 | 3060.2312 | 4283.6109 | 4627.874 | 4206.2228 | 4561.1931 | 4536.5934 | 4392.7055 | 4267.6391 | 7054.7782 | 7517.9759 | 8585.4985 | 7412.5845 | 7939.3223 | 8539.8257 | 8790.9583 | 8428.9975 | 8895.9396 | 8385.4047 | 9062.071
CDP22 | NSW | N3 | Central-West Orana | Solar | 2712.1459 | 2887.3511 | 3272.7408 | 3173.8094 | 6450.2055 | 7085.7653 | 6425.3584 | 6725.126 | 7677.4943 | 7648.4197 | 7300.2221 | 7557.8147 | 7170.1935 | 7672.1777 | 7632.8264 | 7506.0597 | 7333.1065 | 6627.0275 | 6809.2818 | 8463.165 | 7414.6565 | 7998.7059 | 8891.595 | 12153.9725 | 12599.9157 | 15785.4221 | 15239.0284 | 16212.6732
CDP22 | NSW | N4 | Broken Hill | Solar | 119.942 | 133.357 | 649.6059 | 656.7958 | 635.6174 | 623.4215 | 528.7796 | 566.1895 | 594.5154 | 573.127 | 556.7158 | 540.5237 | 510.0593 | 522.4432 | 559.5994 | 594.6936 | 561.4221 | 545.7732 | 510.2418 | 511.2152 | 609.7885 | 633.953 | 622.6849 | 584.9089 | 596.3447 | 579.5812 | 595.11 | 616.3213
CDP22 | NSW | N5 | South West NSW | Solar | 2346.2082 | 2504.9743 | 2465.3053 | 4053.7614 | 3999.2404 | 4108.8492 | 3745.7224 | 4026.7159 | 4235.0175 | 4006.8147 | 4098.492 | 4100.886 | 3827.5985 | 4053.0753 | 3860.2709 | 3816.9484 | 3846.9022 | 3571.4479 | 3497.7797 | 5081.0697 | 5840.3781 | 6119.1881 | 6137.2097 | 5660.5103 | 6837.4216 | 6225.1892 | 5462.8251 | 5895.8156
CDP22 | NSW | N6 | Wagga Wagga | Solar | 1124.4961 | 1698.1778 | 1876.0591 | 1747.3586 | 1756.2082 | 1829.6741 | 1651.5192 | 1756.9224 | 1885.6762 | 1795.239 | 1870.9548 | 1898.3494 | 1766.4887 | 1893.4311 | 1864.2505 | 1846.7916 | 1818.1525 | 1679.0529 | 1695.1545 | 1711.9918 | 1655.1668 | 1736.1416 | 1844.2579 | 1720.5707 | 1798.031 | 1822.3526 | 667.6639 | 671.1031
CDP22 | NSW | N7 | Tumut | Solar | 0 | 0 | 0 | 0 | 0 | 0 | 0 | 0 | 0 | 0 | 0 | 0 | 0 | 0 | 0 | 0 | 0 | 0 | 0 | 0 | 0 | 0 | 0 | 0 | 0 | 0 | 0 | 0
CDP22 | NSW | N8 | Cooma-Monaro | Solar | 0 | 0 | 0 | 0 | 0 | 0 | 0 | 0 | 0 | 0 | 0 | 0 | 0 | 0 | 0 | 0 | 0 | 0 | 0 | 0 | 0 | 0 | 0 | 0 | 0 | 0 | 0 | 0
CDP22 | NSW | N9 | Hunter-Central Coast | Solar | 0 | 0 | 1077.4118 | 1024.2116 | 1081.7662 | 1057.6789 | 916.8795 | 948.7037 | 1085.526 | 1121.3426 | 1019.9955 | 1074.2413 | 993.1659 | 1072.578 | 1061.0508 | 1015.4224 | 999.2196 | 927.2854 | 1000.0196 | 971.5123 | 882.2195 | 910.5544 | 987.912 | 974.5127 | 902.9835 | 958.1044 | 953.8015 | 1019.2055
CDP22 | NSW | N12 | Illawarra | Solar | 0 | 0 | 0 | 0 | 0 | 0 | 0 | 0 | 0 | 0 | 0 | 0 | 0 | 0 | 0 | 0 | 0 | 0 | 0 | 0 | 0 | 0 | 0 | 0 | 0 | 0 | 0 | 0
CDP22 | VIC | V0 | VIC Non-REZ | Solar | 0 | 0 | 0 | 0 | 0 | 0 | 0 | 0 | 0 | 0 | 0 | 0 | 0 | 0 | 0 | 0 | 0 | 0 | 0 | 0 | 0 | 0 | 0 | 0 | 0 | 0 | 0 | 0
CDP22 | VIC | V1 | Ovens Murray | Solar | 0 | 0 | 2.6569e-06 | 6.8183e-06 | 9.4325e-06 | 4.0205e-05 | 3.2764e-05 | 3.8699e-05 | 4.8902e-05 | 3.9133e-05 | 5.0102e-05 | 4.2663e-05 | 3.6093e-05 | 3.807e-05 | 4.0688e-05 | 3.9003e-05 | 4.1214e-05 | 3.9834e-05 | 4.1859e-05 | 0.0001318 | 0.00011562 | 0.00013786 | 0.00013899 | 0.00012327 | 0.00017526 | 0.00018317 | 0.00017075 | 0.00017172
CDP22 | VIC | V2 | Murray River | Solar | 1452.5884 | 1714.4804 | 1764.4727 | 1999.5023 | 1939.224 | 1987.8684 | 1721.5363 | 1740.4793 | 1775.8106 | 1796.8286 | 2121.0107 | 1988.2312 | 1876.0318 | 1925.8014 | 1967.9857 | 1865.7035 | 1884.4131 | 1850.9775 | 1832.89 | 3407.2938 | 5111.3229 | 5423.787 | 5503.3509 | 5152.0216 | 5199.8352 | 4376.8693 | 4015.9078 | 4233.9967
CDP22 | VIC | V3 | Western Victoria | Solar | 0 | 40.179 | 235.9547 | 246.8375 | 242.1009 | 237.0184 | 204.7302 | 213.4543 | 215.1526 | 215.9956 | 257.9609 | 258.846 | 250.7621 | 264.7196 | 242.996 | 229.2708 | 219.7308 | 241.3732 | 245.1375 | 241.625 | 188.0056 | 234.9425 | 232.6221 | 209.3547 | 215.4527 | 225.7326 | 203.2229 | 211.6061
CDP22 | VIC | V4 | South West Victoria | Solar | 0 | 0 | 0 | 0 | 0 | 0 | 0 | 0 | 0 | 0 | 0 | 0 | 0 | 0 | 0 | 0 | 0 | 0 | 0 | 0 | 0 | 0 | 0 | 0 | 0 | 0 | 0 | 0
CDP22 | VIC | V5 | Gippsland | Solar | 0 | 116.3173 | 269.0202 | 271.2548 | 287.0527 | 275.7692 | 241.3503 | 236.9481 | 258.6566 | 248.0766 | 287.4542 | 262.9091 | 257.8882 | 257.4766 | 259.6553 | 238.9017 | 242.7266 | 232.4088 | 249.3291 | 241.7437 | 229.1093 | 242.0818 | 252.4032 | 230.5688 | 240.5173 | 250.787 | 248.7129 | 256.6358
CDP22 | VIC | V6 | Central North VIC | Solar | 1123.1177 | 1190.408 | 1132.7944 | 1075.5522 | 1090.275 | 1135.6376 | 992.5611 | 1007.4032 | 1043.8085 | 1007.5985 | 1202.7047 | 1130.2423 | 1042.7201 | 1023.3594 | 1071.646 | 1027.9802 | 1070.7315 | 961.0256 | 1034.1263 | 1092.4059 | 844.4746 | 887.3351 | 889.4331 | 830.1237 | 869.1735 | 878.7914 | 838.3195 | 495.6549
CDP22 | SA | S1 | South East SA | Solar | 414.3626 | 428.9432 | 422.0727 | 397.536 | 375.8537 | 349.3742 | 351.7032 | 370.0323 | 377.7937 | 369.5699 | 382.1765 | 385.0632 | 359.1412 | 369.8199 | 395.1419 | 383.5627 | 378.8123 | 322.7092 | 300.895 | 299.092 | 263.7979 | 283.8638 | 264.507 | 251.0944 | 265.0301 | 138.1446 | 134.6308 | 133.392
CDP22 | SA | S2 | Riverland | Solar | 108.0508 | 110.733 | 98.8164 | 96.3494 | 92.2546 | 86.7669 | 84.389 | 80.5098 | 85.4473 | 80.523 | 84.5316 | 83.5063 | 77.9771 | 76.4904 | 84.9714 | 84.9597 | 81.5051 | 65.5174 | 60.3858 | 1319.5948 | 2076.0081 | 2149.8278 | 2035.4051 | 1995.6501 | 2066.9975 | 2161.1429 | 2080.3631 | 2143.4626
CDP22 | SA | S3 | Mid-North SA | Solar | 0 | 0 | 0 | 0 | 0 | 0 | 0 | 0 | 0 | 0 | 0 | 0 | 0 | 0 | 0 | 0 | 0 | 0 | 0 | 0 | 0 | 0 | 0 | 0 | 0 | 0 | 0 | 0
CDP22 | SA | S4 | Yorke Peninsula | Solar | 0 | 0 | 0 | 0 | 0 | 0 | 0 | 0 | 0 | 0 | 0 | 0 | 0 | 0 | 0 | 0 | 0 | 0 | 0 | 0 | 0 | 0 | 0 | 0 | 0 | 0 | 0 | 0
CDP22 | SA | S5 | Northern SA | Solar | 661.4169 | 718.2773 | 1317.1464 | 1188.1365 | 1167.7843 | 1084.773 | 1154.3832 | 1196.847 | 1227.8415 | 1234.9392 | 1233.3406 | 1267.2706 | 1201.6505 | 1217.325 | 1269.2307 | 1315.6455 | 1269.5119 | 1237.9647 | 1233.1522 | 1193.2654 | 2567.9285 | 2675.6377 | 2536.5352 | 2313.7665 | 2399.5095 | 2521.0277 | 2445.3687 | 2505
CDP22 | SA | S6 | Leigh Creek | Solar | 0 | 0 | 0 | 0 | 0 | 0 | 0 | 0 | 0 | 0 | 0 | 0 | 0 | 0 | 0 | 0 | 0 | 0 | 0 | 0 | 0 | 0 | 0 | 0 | 0 | 0 | 0 | 0
CDP22 | SA | S7 | Roxby Downs | Solar | 0 | 0 | 4.7987e-06 | 6.4927e-05 | 193.2336 | 174.6494 | 177.3452 | 185.2084 | 193.5164 | 193.1603 | 658.8055 | 667.8777 | 639.5148 | 646.4847 | 680.7897 | 710.9986 | 1069.3097 | 1026.4523 | 1172.7544 | 1099.9159 | 1071.9283 | 1111.3695 | 1045.8913 | 1038.0589 | 1027.7896 | 1071.028 | 1074.0634 | 1082.3056
CDP22 | SA | S8 | Eastern Eyre Peninsula | Solar | 0 | 0 | 0 | 0 | 0 | 0 | 0 | 0 | 0 | 0 | 0 | 0 | 0 | 0 | 0 | 0 | 0 | 0 | 0 | 0 | 0 | 0 | 0 | 0 | 0 | 0 | 0 | 0
CDP22 | SA | S9 | Western Eyre Peninsula | Solar | 0 | 0 | 0 | 0 | 0 | 0 | 0 | 0 | 0 | 0 | 0 | 0 | 0 | 0 | 0 | 0 | 0 | 0 | 0 | 0 | 0 | 0 | 0 | 0 | 0 | 0 | 0 | 0
CDP22 | TAS | T1 | North East Tasmania | Solar | 0 | 0 | 0 | 0 | 0 | 0 | 0 | 0 | 0 | 0 | 0 | 0 | 0 | 0 | 0 | 0 | 0 | 0 | 0 | 0 | 0 | 0 | 0 | 0 | 0 | 0 | 0 | 0
CDP22 | TAS | T2 | North West Tasmania | Solar | 0 | 0 | 0 | 0 | 0 | 0 | 0 | 0 | 0 | 0 | 0 | 0 | 0 | 0 | 0 | 0 | 0 | 0 | 0 | 0 | 0 | 0 | 0 | 0 | 0 | 0 | 0 | 0
CDP22 | TAS | T3 | Tasmania Midlands | Solar | 0 | 0 | 0 | 0 | 0 | 0 | 0 | 0 | 0 | 0 | 0 | 0 | 0 | 0 | 0 | 0 | 0 | 0 | 0 | 0 | 0 | 0 | 0 | 0 | 0 | 0 | 0 | 0
CDP22 | QLD | Q1 | Far North QLD | Wind | 917.2808 | 905.1485 | 934.3183 | 2936.6488 | 3176.6532 | 3533.2665 | 3174.6917 | 3528.6077 | 3681.7141 | 3696.6037 | 3590.6388 | 3239.8672 | 3389.8464 | 3554.3683 | 3463.9343 | 3359.9 | 3240.0964 | 3167.8459 | 3059.7456 | 3558.6606 | 3457.9101 | 3766.7641 | 3798.398 | 3838.3942 | 3649.7263 | 3318.7795 | 3522.7016 | 3719.86
CDP22 | QLD | Q2 | North Qld Clean Energy Hub | Wind | 141.2809 | 129.5195 | 128.686 | 2280.5332 | 2985.8986 | 5357.5908 | 5211.0157 | 5411.2562 | 5687.7637 | 6325.8719 | 5974.3949 | 5973.4028 | 6655.0711 | 7010.8735 | 7181.3882 | 6740.2799 | 6641.9966 | 6230.9131 | 6426.9306 | 7024.154 | 7772.5045 | 7905.8973 | 8036.7896 | 8194.0467 | 7889.8467 | 7599.3893 | 8148.9798 | 8745.2747
CDP22 | QLD | Q3 | Northern Qld | Wind | 0 | 0 | 0 | 0 | 0 | 0 | 0 | 0 | 0 | 0 | 0 | 0 | 0 | 0 | 0 | 0 | 0 | 0 | 0 | 0 | 0 | 0 | 0 | 0 | 0 | 0 | 0 | 0
CDP22 | QLD | Q4 | Isaac | Wind | 891.5333 | 1172.3649 | 1292.5871 | 1261.2403 | 1465.3982 | 1548.8568 | 1352.891 | 1408.3938 | 1519.6356 | 2963.7328 | 2797.2437 | 2640.354 | 3997.4839 | 3963.0525 | 4581.2244 | 3902.5655 | 4253.2083 | 4148.2192 | 3979.2329 | 4051.9688 | 6183.2273 | 6047.1081 | 6415.2876 | 6844.0079 | 6316.713 | 5117.4283 | 5304.2477 | 5368.5498
CDP22 | QLD | Q5 | Barcaldine | Wind | 0 | 0 | 1.9814e-06 | 1.7232e-05 | 7.8577e-05 | 0.00018162 | 0.00014841 | 0.00015713 | 0.00018358 | 0.00019513 | 153.9211 | 144.3436 | 139.2081 | 138.3797 | 152.2903 | 134.592 | 137.8535 | 135.1625 | 127.923 | 239.0284 | 275.9153 | 267.551 | 292.7951 | 276.3178 | 283.831 | 266.5937 | 258.109 | 261.098
CDP22 | QLD | Q6 | Fitzroy | Wind | 0 | 0 | 3.432e-06 | 1605.7295 | 2726.1543 | 2970.8077 | 2823.1089 | 2913.2483 | 2918.341 | 2891.4423 | 2922.4335 | 2736.1104 | 2847.048 | 2717.8877 | 3123.6922 | 2684.4718 | 2899.3545 | 2794.2334 | 2748.2888 | 2901.3609 | 2876.85 | 2870.9866 | 2878.1543 | 2895.4237 | 2858.0049 | 2644.4432 | 2812.9821 | 2718.0296
CDP22 | QLD | Q7 | Wide Bay | Wind | 0 | 0 | 3.1739e-06 | 3.488e-05 | 5.0405e-05 | 5.1042e-05 | 3.816e-05 | 5.0349e-05 | 5.6074e-05 | 5.278e-05 | 0.00011688 | 0.00015479 | 128.133 | 130.5634 | 134.5499 | 121.0835 | 129.7701 | 136.77 | 128.9571 | 132.4233 | 133.9665 | 139.6553 | 137.5399 | 123.8852 | 2602.8969 | 2508.2658 | 2467.5691 | 2580.2692
CDP22 | QLD | Q8 | Darling Downs | Wind | 4637.3014 | 6193.0437 | 6567.866 | 11517.3841 | 13849.6326 | 13984.3532 | 13391.8446 | 13164.7968 | 13750.9119 | 12722.6703 | 18306.6738 | 17291.8872 | 17024.4136 | 17901.218 | 18873.3123 | 17233.0252 | 18252.9424 | 18807.7509 | 17997.1816 | 18047.3602 | 16742.0633 | 16024.8842 | 16288.5204 | 15562.1306 | 21263.559 | 20003.4168 | 19476.1004 | 20918.5484
CDP22 | QLD | Q9 | Banana | Wind | 0 | 0 | 0 | 0 | 0 | 0 | 0 | 0 | 0 | 0 | 0 | 0 | 0 | 0 | 0 | 0 | 0 | 0 | 0 | 0 | 0 | 0 | 0 | 0 | 0 | 0 | 0 | 0
CDP22 | NSW | N0 | NSW Non-REZ | Wind | 0 | 0 | 0 | 0 | 0 | 0 | 0 | 0 | 0 | 0 | 0 | 0 | 0 | 0 | 0 | 0 | 0 | 0 | 0 | 0 | 0 | 0 | 0 | 0 | 0 | 0 | 0 | 0
CDP22 | NSW | N1 | North West NSW | Wind | 0 | 0 | 0 | 0 | 0 | 0 | 0 | 0 | 0 | 0 | 0 | 0 | 0 | 0 | 0 | 0 | 0 | 0 | 0 | 0 | 0 | 0 | 0 | 0 | 0 | 0 | 0 | 0
CDP22 | NSW | N2 | New England | Wind | 1305.6836 | 1100.5471 | 1921.5522 | 2157.4053 | 2190.8259 | 10744.4671 | 11381.174 | 10469.7082 | 11010.745 | 10217.7669 | 12183.3014 | 12112.8687 | 11934.0555 | 12202.1843 | 12273.0951 | 11904.733 | 13968.1548 | 18625.597 | 21827.4975 | 21614.5409 | 23457.3272 | 21321.9811 | 21983.2806 | 21057.643 | 22229.912 | 22024.4513 | 21517.0621 | 22815.7858
CDP22 | NSW | N3 | Central-West Orana | Wind | 658.1384 | 1205.1268 | 2052.0385 | 3437.814 | 13181.1847 | 12777.7421 | 13186.0147 | 12310.7804 | 12517.8628 | 11792.02 | 12416.0264 | 12017.7112 | 11919.0658 | 12707.5074 | 12677.6052 | 13005.182 | 12931.446 | 13286.6324 | 13033.8655 | 12271.7858 | 12935.4864 | 12001.1052 | 12117.1896 | 11536.5063 | 12025.3052 | 12446.4692 | 12240.6677 | 13180.6657
CDP22 | NSW | N4 | Broken Hill | Wind | 782.3672 | 609.9691 | 690.6664 | 970.6491 | 943.2971 | 962.6854 | 809.4002 | 857.6458 | 829.8989 | 843.467 | 823.8087 | 816.72 | 774.0253 | 850.2421 | 884.8755 | 773.8095 | 885.2202 | 817.7991 | 800.1637 | 220.0974 | 206.8745 | 220.8887 | 221.0459 | 223.4114 | 211.6585 | 211.4124 | 198.479 | 217.5486
CDP22 | NSW | N5 | South West NSW | Wind | 0 | 0 | 1.3537e-05 | 1191.871 | 1145.9005 | 1109.3827 | 1018.1742 | 1127.2218 | 1128.8621 | 1194.5114 | 1054.9693 | 1062.4442 | 1085.6196 | 1136.1855 | 1150.3477 | 1157.6781 | 1164.4122 | 1130.3316 | 1078.227 | 1030.5889 | 995.8904 | 1099.3937 | 1085.9538 | 1149.2155 | 1023.2045 | 1050.7926 | 1074.3048 | 1147.0121
CDP22 | NSW | N6 | Wagga Wagga | Wind | 0 | 0 | 0 | 0 | 0 | 0 | 0 | 0 | 0 | 0 | 0 | 0 | 0 | 0 | 0 | 0 | 0 | 0 | 0 | 0 | 0 | 0 | 0 | 0 | 0 | 0 | 0 | 0
CDP22 | NSW | N7 | Tumut | Wind | 0 | 201.4294 | 766.5539 | 909.2575 | 926.8126 | 820.2348 | 886.1974 | 784.0625 | 783.4777 | 804.9495 | 814.9392 | 824.4927 | 798.6301 | 838.0854 | 825.5157 | 876.2451 | 845.465 | 876.6835 | 891.8414 | 789.141 | 877.1229 | 780.1766 | 793.6204 | 825.212 | 801.5991 | 840.0644 | 773.6954 | 823.235
CDP22 | NSW | N8 | Cooma-Monaro | Wind | 370.4235 | 379.6214 | 1340.4716 | 1422.3266 | 1446.4571 | 1345.9137 | 1304.365 | 1289.361 | 1367.4973 | 1401.7612 | 1242.3675 | 1335.9011 | 1261.307 | 1358.9475 | 1340.1234 | 1291.4406 | 1097.1029 | 1025.6422 | 1046.7968 | 968.8751 | 1011.3123 | 990.9722 | 1176.6964 | 1232.0431 | 1151.9837 | 1245.0991 | 1194.2843 | 1269.5195
CDP22 | NSW | N9 | Hunter-Central Coast | Wind | 0 | 0 | 1192.27 | 1580.6748 | 1508.7021 | 1505.6971 | 1615.9097 | 1432.0582 | 1530.4627 | 1418.6897 | 1424.7538 | 1504.3324 | 1423.2909 | 1519.7133 | 1367.3013 | 1479.6449 | 1571.9353 | 1494.2325 | 1414.9847 | 1372.9733 | 1570.9628 | 1376.0603 | 1458.7902 | 1364.9942 | 2013.7527 | 2561.6641 | 2443.9227 | 2673.708
CDP22 | NSW | N12 | Illawarra | Wind | 0 | 0 | 0 | 0 | 0 | 0 | 0 | 0 | 0 | 0 | 0 | 0 | 0 | 0 | 0 | 0 | 0 | 0 | 0 | 0 | 0 | 0 | 0 | 0 | 0 | 0 | 0 | 0
CDP22 | VIC | V0 | VIC Non-REZ | Wind | 0 | 0 | 6.9782e-07 | 3.4928e-05 | 6.8394e-05 | 6.1658e-05 | 5.5611e-05 | 6.837e-05 | 6.5908e-05 | 6.7879e-05 | 7.0529e-05 | 6.6061e-05 | 6.2118e-05 | 6.0119e-05 | 5.4961e-05 | 5.9197e-05 | 5.9693e-05 | 6.125e-05 | 5.8615e-05 | 5.7461e-05 | 6.5565e-05 | 7.7443e-05 | 7.1898e-05 | 8.7117e-05 | 7.149e-05 | 0.0001516 | 0.00015648 | 0.00015142
CDP22 | VIC | V1 | Ovens Murray | Wind | 0 | 0 | 0 | 0 | 0 | 0 | 0 | 0 | 0 | 0 | 0 | 0 | 0 | 0 | 0 | 0 | 0 | 0 | 0 | 0 | 0 | 0 | 0 | 0 | 0 | 0 | 0 | 0
CDP22 | VIC | V2 | Murray River | Wind | 0 | 0 | 0 | 0 | 0 | 0 | 0 | 0 | 0 | 0 | 0 | 0 | 0 | 0 | 0 | 0 | 0 | 0 | 0 | 0 | 0 | 0 | 0 | 0 | 0 | 0 | 0 | 0
CDP22 | VIC | V3 | Western Victoria | Wind | 5696.5995 | 5965.2266 | 5596.5462 | 5970.2468 | 7909.5476 | 7829.354 | 7539.9622 | 8150.0704 | 7810.4313 | 7930.4712 | 7102.1202 | 6857.2718 | 6668.4642 | 6947.9428 | 6940.2764 | 6904.9055 | 7028.2314 | 7135.6285 | 6577.9759 | 6039.131 | 5203.6286 | 5750.7307 | 5476.5426 | 5390.9688 | 4798.3071 | 4975.8919 | 4637.6543 | 4971.7608
CDP22 | VIC | V4 | South West Victoria | Wind | 7459.258 | 10580.1062 | 10160.9297 | 10647.5099 | 9733.5904 | 9852.3585 | 9570.5154 | 10354.5764 | 9872.0609 | 10718.6402 | 9911.3727 | 9674.6477 | 9526.2092 | 9828.4014 | 8815.0528 | 8834.5014 | 8350.739 | 8346.0344 | 7922.3622 | 7151.9577 | 7162.3178 | 4908.5459 | 4646.4549 | 4729.4769 | 5938.4427 | 7950.4066 | 8167.6871 | 8640.1454
CDP22 | VIC | V5 | Gippsland | Wind | 0 | 0 | 4.1004e-06 | 7.7437e-05 | 2078.3736 | 3326.0022 | 3323.6229 | 3393.4024 | 3285.7899 | 3274.4358 | 3316.8149 | 3066.7131 | 3019.7531 | 2973.3115 | 2966.9516 | 3049.9526 | 3237.8894 | 3080.8289 | 2951.861 | 2951.7219 | 2992.4261 | 3119.4619 | 3030.2379 | 3318.3254 | 3032.6533 | 2960.4811 | 2989.2019 | 3067.9731
CDP22 | VIC | V6 | Central North VIC | Wind | 0 | 0 | 1.0239e-06 | 1.7119e-05 | 4.9892e-05 | 6.0807e-05 | 4.8989e-05 | 6.1314e-05 | 5.9882e-05 | 5.5986e-05 | 6.6966e-05 | 6.1967e-05 | 4.9403e-05 | 5.3243e-05 | 5.26e-05 | 5.2148e-05 | 5.5808e-05 | 5.207e-05 | 5.3772e-05 | 6.0139e-05 | 5.2088e-05 | 5.4102e-05 | 5.2109e-05 | 5.7248e-05 | 6.5511e-05 | 8.1746e-05 | 7.1919e-05 | 7.4171e-05
CDP22 | SA | S1 | South East SA | Wind | 749.3185 | 814.7897 | 707.796 | 795.4566 | 2425.5201 | 2348.3898 | 2005.4757 | 2154.4237 | 2103.9708 | 2594.7966 | 2303.8935 | 2151.4569 | 2009.7855 | 2151.3143 | 1826.0084 | 1825.0605 | 1679.4023 | 1801.3707 | 1725.8356 | 1643.2924 | 1573.3064 | 1749.3001 | 1639.3077 | 1823.1083 | 1617.9759 | 2240.6769 | 2120.5972 | 2348.2013
CDP22 | SA | S2 | Riverland | Wind | 0 | 0 | 0 | 0 | 0 | 0 | 0 | 0 | 0 | 0 | 0 | 0 | 0 | 0 | 0 | 0 | 0 | 0 | 0 | 0 | 0 | 0 | 0 | 0 | 0 | 0 | 0 | 0
CDP22 | SA | S3 | Mid-North SA | Wind | 5234.2154 | 5536.7646 | 5295.4336 | 5622.6166 | 6813.4488 | 6305.7333 | 6293.2207 | 6766.7528 | 6671.8411 | 7063.4737 | 6181.9989 | 6299.4652 | 5349.7097 | 6117.861 | 6113.7217 | 4771.577 | 6432.1706 | 6780.2812 | 6714.1051 | 5494.6782 | 5343.7943 | 5800.4742 | 5555.1376 | 7546.7409 | 7960.3198 | 7870.9421 | 7429.6808 | 8510.2209
CDP22 | SA | S4 | Yorke Peninsula | Wind | 231.8285 | 242.4747 | 240.4781 | 314.8122 | 347.5593 | 204.682 | 174.3664 | 186.2538 | 183.1119 | 214.0507 | 188.767 | 196.965 | 174.5202 | 200.974 | 314.1922 | 300.4398 | 302.4481 | 316.8424 | 302.3955 | 284.3782 | 273.5946 | 295.2434 | 277.16 | 314.7691 | 264.8426 | 289.3808 | 258.384 | 300.5985
CDP22 | SA | S5 | Northern SA | Wind | 1328.1209 | 1342.6073 | 1331.1798 | 1380.8781 | 1288.1246 | 1190.5064 | 1147.3091 | 1212.0037 | 1264.009 | 1346.4934 | 1223.8914 | 1275.6335 | 1210.6683 | 1306.8631 | 1372.8741 | 1322.0806 | 1324.9425 | 1362.3365 | 1263.6086 | 1217.7748 | 1122.9856 | 552.2691 | 563.1794 | 583.8907 | 528.5323 | 553.0687 | 554.9015 | 602.8464
CDP22 | SA | S6 | Leigh Creek | Wind | 0 | 0 | 0 | 0 | 0 | 0 | 0 | 0 | 0 | 0 | 0 | 0 | 0 | 0 | 0 | 0 | 0 | 0 | 0 | 0 | 0 | 0 | 0 | 0 | 0 | 0 | 0 | 0
CDP22 | SA | S7 | Roxby Downs | Wind | 0 | 0 | 0 | 0 | 0 | 0 | 0 | 0 | 0 | 0 | 0 | 0 | 0 | 0 | 0 | 0 | 0 | 0 | 0 | 0 | 0 | 0 | 0 | 0 | 0 | 0 | 0 | 0
CDP22 | SA | S8 | Eastern Eyre Peninsula | Wind | 320.4359 | 293.2321 | 304.4357 | 340.8637 | 333.9079 | 324.7559 | 164.6666 | 173.4277 | 174.328 | 193.4742 | 179.8004 | 0.0014773 | 0.0012162 | 0.0014506 | 342.5351 | 330.7933 | 343.7823 | 350.7827 | 334.5947 | 319.8661 | 312.0009 | 327.6776 | 907.0948 | 1044.0511 | 882.8815 | 915.2019 | 836.8254 | 964.7416
CDP22 | SA | S9 | Western Eyre Peninsula | Wind | 0 | 0 | 0 | 0 | 0 | 0 | 0 | 0 | 0 | 0 | 0 | 0 | 0 | 0 | 0 | 0 | 0 | 0 | 0 | 0 | 0 | 0 | 0 | 0 | 0 | 0 | 0 | 0
CDP22 | TAS | T1 | North East Tasmania | Wind | 598.3431 | 649.7118 | 548.4117 | 781.7477 | 1424.8922 | 1429.2779 | 1488.8963 | 1481.0629 | 1393.3613 | 1522.4323 | 1437.0719 | 1905.3317 | 2110.7721 | 2109.0181 | 2195.5453 | 2294.0619 | 1818.0669 | 1884.9451 | 1781.4153 | 1857.647 | 1917.0186 | 1900.0962 | 1848.4748 | 2009.083 | 1898.1705 | 1906.4499 | 1518.7303 | 1444.5786
CDP22 | TAS | T2 | North West Tasmania | Wind | 918.0816 | 973.0041 | 901.9787 | 877.1024 | 853.171 | 870.6157 | 904.9564 | 903.3819 | 872.866 | 955.5909 | 892.9048 | 872.8444 | 910.7744 | 1325.8673 | 1314.6261 | 1334.6972 | 1097.3698 | 1062.3304 | 1033.8053 | 1074.8789 | 1126.7143 | 1155.7532 | 1129.5344 | 1184.345 | 1106.6881 | 1074.7769 | 649.2151 | 670.5089
CDP22 | TAS | T3 | Tasmania Midlands | Wind | 458.9298 | 552.0922 | 2548.0019 | 3029.2097 | 3092.2634 | 3733.9533 | 4124.0496 | 4625.1023 | 5237.2269 | 5518.5427 | 6161.512 | 6214.3388 | 6483.5574 | 6587.0092 | 7028.7747 | 7426.9266 | 6130.8224 | 6030.1013 | 5923.3994 | 6354.2428 | 6235.9303 | 6398.9022 | 6129.9638 | 6315.3758 | 6139.4342 | 5884.305 | 6203.6902 | 6235.3011
CDP22 | NSW | N10 | Hunter Coast | Offshore Wind | 0 | 0 | 0 | 0 | 0 | 0 | 0 | 0 | 0 | 0 | 0 | 0 | 0 | 0 | 0 | 0 | 0 | 0 | 0 | 0 | 0 | 0 | 0 | 0 | 0 | 0 | 0 | 0
CDP22 | NSW | N11 | Illawarra Coast | Offshore Wind | 0 | 0 | 0 | 0 | 0 | 0 | 0 | 0 | 0 | 0 | 0 | 0 | 0 | 0 | 0 | 0 | 0 | 0 | 0 | 0 | 0 | 0 | 0 | 0 | 0 | 0 | 0 | 0
CDP22 | VIC | V7 | Gippsland Coast | Offshore Wind | 0 | 0 | 0 | 0 | 0 | 0 | 4006.818 | 7929.1196 | 10433.9605 | 10701.9129 | 12817.5206 | 16651.4338 | 20794.8876 | 25514.8759 | 28568.7266 | 33627.1116 | 33952.2841 | 33737.6386 | 32286.8147 | 31353.5066 | 32013.9528 | 31872.9074 | 32148.0324 | 34232.0127 | 31622.7474 | 31787.1594 | 32870.5424 | 34405.8414
CDP22 | VIC | V8 | Portland Coast | Offshore Wind | 0 | 0 | 0 | 0 | 0 | 0 | 0 | 0 | 0 | 2468.5401 | 2459.9277 | 2595.0619 | 2678.5479 | 2701.2278 | 2794.6894 | 2846.956 | 2770.383 | 2989.8756 | 2825.7564 | 2655.9708 | 2696.6528 | 3034.3919 | 2897.5359 | 3030.8822 | 2730.2222 | 2761.6361 | 2779.5941 | 2918.9561
CDP22 | SA | S10 | South East SA Coast | Offshore Wind | 0 | 0 | 0 | 0 | 0 | 0 | 0 | 0 | 0 | 0 | 0 | 0 | 0 | 0 | 0 | 0 | 0 | 0 | 0 | 0 | 0 | 0 | 0 | 0 | 0 | 0 | 0 | 0
CDP22 | TAS | T4 | North West Tasmania Coast | Offshore Wind | 0 | 0 | 0 | 0 | 0 | 0 | 0 | 0 | 0 | 0 | 0 | 0 | 0 | 0 | 0 | 0 | 0 | 0 | 0 | 0 | 0 | 0 | 0 | 0 | 0 | 0 | 0 | 0
CDP22 | TAS | T5 | North East Tasmania Coast | Offshore Wind | 0 | 0 | 0 | 0 | 0 | 0 | 0 | 0 | 0 | 0 | 0 | 0 | 0 | 0 | 0 | 0 | 0 | 0 | 0 | 0 | 0 | 0 | 0 | 0 | 0 | 0 | 0 | 0
CDP23 | QLD | Q1 | Far North QLD | Solar | 0 | 0 | 0 | 0 | 0 | 0 | 0 | 0 | 0 | 0 | 0 | 0 | 0 | 0 | 0 | 0 | 0 | 0 | 0 | 0 | 0 | 0 | 0 | 0 | 0 | 0 | 0 | 0
CDP23 | QLD | Q2 | North Qld Clean Energy Hub | Solar | 195.5994 | 202.6062 | 187.4414 | 179.8238 | 169.6823 | 141.5103 | 149.8382 | 163.2858 | 181.0163 | 164.6658 | 166.8861 | 315.1755 | 299.3225 | 218.2018 | 220.7382 | 228.2899 | 221.682 | 557.9498 | 650.0288 | 678.3581 | 620.4943 | 681.1182 | 635.5599 | 615.0229 | 613.3339 | 1297.4401 | 1287.7253 | 1270.2151
CDP23 | QLD | Q3 | Northern Qld | Solar | 1107.4997 | 1191.6431 | 1102.7719 | 1087.0064 | 1026.4443 | 869.9738 | 876.3884 | 1010.7131 | 1104.9951 | 1022.9038 | 1091.3282 | 1105.0283 | 1030.5373 | 1034.0279 | 1023.9707 | 1083.363 | 1021.7935 | 1061.18 | 743.9979 | 478.6968 | 394.1234 | 445.0137 | 439.8406 | 210.8331 | 211.8291 | 206.5885 | 0 | 0
CDP23 | QLD | Q4 | Isaac | Solar | 1593.1145 | 1682.5098 | 1568.6947 | 1611.8132 | 1544.7493 | 1635.6308 | 1248.0609 | 1438.6442 | 1541.3616 | 1500.0481 | 2389.3941 | 2378.0203 | 2252.3255 | 2309.8848 | 2278.2004 | 2398.3573 | 2299.7016 | 2440.9756 | 2292.8168 | 2455.3745 | 1912.388 | 2200.5877 | 2213.2624 | 2184.8383 | 1527.4317 | 3639.4902 | 3436.3317 | 3549.7433
CDP23 | QLD | Q5 | Barcaldine | Solar | 40.7859 | 40.8939 | 38.5524 | 240.0627 | 228.5024 | 248.5835 | 182.1501 | 196.5944 | 226.8301 | 211.0225 | 209.2401 | 201.8182 | 187.2241 | 191.9411 | 198.4204 | 198.1323 | 201.0874 | 195.7616 | 176.843 | 162.3181 | 148.3809 | 156.1329 | 151.8268 | 146.4631 | 147.8846 | 137.6294 | 134.0498 | 137.2215
CDP23 | QLD | Q6 | Fitzroy | Solar | 213.5775 | 221.4746 | 206.5482 | 205.4401 | 197.6311 | 208.7325 | 166.5611 | 174.5616 | 192.067 | 192.6582 | 185.8491 | 192.5259 | 183.4698 | 179.4345 | 192.2613 | 185.289 | 204.6637 | 184.6785 | 155.3481 | 172.235 | 167.6126 | 182.2725 | 158.7852 | 181.6604 | 4097.944 | 4416.1686 | 5668.5482 | 7045.2679
CDP23 | QLD | Q7 | Wide Bay | Solar | 731.0153 | 902.4537 | 1109.531 | 1092.9208 | 1055.242 | 1117.0552 | 857.4649 | 992.635 | 1079.4168 | 3745.5754 | 4068.2675 | 5377.0535 | 5255.1357 | 5310.9999 | 5292.2105 | 5484.2932 | 5247.6408 | 4955.9672 | 4767.0595 | 5666.6617 | 4705.3716 | 5322.6025 | 5468.3965 | 5685.8411 | 5506.3227 | 5318.0932 | 5252.6273 | 5351.8801
CDP23 | QLD | Q8 | Darling Downs | Solar | 3857.8168 | 3898.5466 | 3667.2521 | 3535.5115 | 3500.5246 | 3621.3412 | 2941.9181 | 3285.0128 | 4355.2092 | 6845.4118 | 6618.0854 | 7003.0934 | 7214.5474 | 7387.6983 | 7441.5952 | 7511.9569 | 7187.8217 | 6759.6089 | 10093.8934 | 10403.0942 | 8483.6876 | 10564.0497 | 10146.4294 | 11755.6956 | 11335.8536 | 16318.9963 | 16259.1707 | 16528.3244
CDP23 | QLD | Q9 | Banana | Solar | 0 | 0 | 0 | 0 | 0 | 0 | 0 | 0 | 0 | 0 | 0 | 0 | 0 | 0 | 0 | 0 | 0 | 0 | 0 | 0 | 0 | 0 | 0 | 0 | 0 | 0 | 0 | 0
CDP23 | NSW | N0 | NSW Non-REZ | Solar | 0 | 0 | 0 | 0 | 0 | 0 | 0 | 0 | 0 | 0 | 0 | 0 | 0 | 0 | 0 | 0 | 0 | 0 | 0 | 0 | 0 | 0 | 0 | 0 | 0 | 0 | 0 | 0
CDP23 | NSW | N1 | North West NSW | Solar | 450.9282 | 455.8754 | 491.7169 | 483.2004 | 475.5063 | 470.1835 | 403.8984 | 425.6444 | 463.7708 | 459.1396 | 434.003 | 448.7897 | 408.1012 | 429.9475 | 439.1281 | 425.9907 | 423.3439 | 406.1174 | 393.8248 | 397.984 | 375.9479 | 389.5809 | 357.1266 | 372.7425 | 368.7566 | 380.3074 | 385.6532 | 393.3509
CDP23 | NSW | N2 | New England | Solar | 1264.685 | 1709.5792 | 1830.7576 | 1757.367 | 1903.6064 | 2507.2725 | 2185.7233 | 2323.8105 | 2636.9089 | 3062.396 | 4420.1526 | 4775.2509 | 4348.0624 | 4721.9262 | 4685.9773 | 4536.0614 | 4396.4463 | 7054.2236 | 7513.1735 | 8579.4634 | 7413.6995 | 7948.618 | 8544.3597 | 8794.9987 | 8444.1522 | 8898.0153 | 8386.0302 | 9062.6154
CDP23 | NSW | N3 | Central-West Orana | Solar | 2712.1459 | 2887.3511 | 3272.7408 | 3173.8094 | 6450.2055 | 7085.7653 | 6425.3584 | 6725.3867 | 7678.0763 | 7650.0099 | 7304.2518 | 7561.2386 | 7182.4363 | 7694.9825 | 7642.1399 | 7513.5378 | 7333.7282 | 6627.893 | 6809.4841 | 8457.7187 | 7416.4879 | 7709.4235 | 8807.2329 | 12160.2216 | 12621.4606 | 15792.0279 | 15245.979 | 16220.2548
CDP23 | NSW | N4 | Broken Hill | Solar | 119.942 | 133.357 | 649.6059 | 656.7958 | 635.6174 | 623.4215 | 528.7796 | 566.2505 | 594.6916 | 573.3827 | 557.6432 | 541.4066 | 514.1936 | 528.5108 | 562.5198 | 596.3237 | 561.3927 | 546.4648 | 510.0013 | 510.3386 | 610.1443 | 635.9073 | 623.8627 | 585.5321 | 599.4119 | 579.9629 | 595.1245 | 616.2621
CDP23 | NSW | N5 | South West NSW | Solar | 2346.2082 | 2504.9743 | 2465.3053 | 4053.7614 | 3999.2404 | 4108.8492 | 3745.7224 | 4026.9879 | 4236.068 | 4015.256 | 4102.7559 | 4101.5871 | 3848.7456 | 4088.4056 | 3872.7388 | 3831.7694 | 3861.8347 | 3580.5367 | 3483.6215 | 5139.0049 | 5802.9802 | 6047.7119 | 6034.2116 | 5615.6086 | 6547.6569 | 6212.3495 | 5449.561 | 5906.4575
CDP23 | NSW | N6 | Wagga Wagga | Solar | 1124.4961 | 1698.1778 | 1876.0591 | 1747.3586 | 1756.2082 | 1829.6741 | 1651.5192 | 1752.9368 | 1882.555 | 1791.9884 | 1883.4747 | 1898.377 | 1772.2872 | 1910.0016 | 1869.6662 | 1849.0412 | 1806.4899 | 1691.6348 | 1697.0472 | 1730.6875 | 1625.9024 | 1747.7206 | 1858.5434 | 1724.5939 | 1793.5226 | 1840.94 | 668.0796 | 647.5606
CDP23 | NSW | N7 | Tumut | Solar | 0 | 0 | 0 | 0 | 0 | 0 | 0 | 0 | 0 | 0 | 0 | 0 | 0 | 0 | 0 | 0 | 0 | 0 | 0 | 0 | 0 | 0 | 0 | 0 | 0 | 0 | 0 | 0
CDP23 | NSW | N8 | Cooma-Monaro | Solar | 0 | 0 | 0 | 0 | 0 | 0 | 0 | 0 | 0 | 0 | 0 | 0 | 0 | 0 | 0 | 0 | 0 | 0 | 0 | 0 | 0 | 0 | 0 | 0 | 0 | 0 | 0 | 0
CDP23 | NSW | N9 | Hunter-Central Coast | Solar | 0 | 0 | 1077.4118 | 1024.2116 | 1081.7662 | 1057.6789 | 916.8795 | 948.7777 | 1085.7321 | 1121.7697 | 1020.9804 | 1075.1098 | 996.2769 | 1078.3018 | 1063.2945 | 1017.1806 | 999.2594 | 927.4579 | 999.5941 | 970.36 | 882.45 | 911.1808 | 983.7283 | 966.2567 | 910.1063 | 965.6351 | 952.9763 | 1019.9905
CDP23 | NSW | N12 | Illawarra | Solar | 0 | 0 | 0 | 0 | 0 | 0 | 0 | 0 | 0 | 0 | 0 | 0 | 0 | 0 | 0 | 0 | 0 | 0 | 0 | 0 | 0 | 0 | 0 | 0 | 0 | 0 | 0 | 0
CDP23 | VIC | V0 | VIC Non-REZ | Solar | 0 | 0 | 0 | 0 | 0 | 0 | 0 | 0 | 0 | 0 | 0 | 0 | 0 | 0 | 0 | 0 | 0 | 0 | 0 | 0 | 0 | 0 | 0 | 0 | 0 | 0 | 0 | 0
CDP23 | VIC | V1 | Ovens Murray | Solar | 0 | 0 | 2.6569e-06 | 6.8183e-06 | 9.4325e-06 | 4.0205e-05 | 3.2764e-05 | 3.8619e-05 | 5.1257e-05 | 4.1133e-05 | 5.2294e-05 | 4.4637e-05 | 3.8472e-05 | 4.0701e-05 | 4.2923e-05 | 4.0064e-05 | 4.1847e-05 | 4.1069e-05 | 4.0685e-05 | 0.00012103 | 0.00010657 | 0.00012327 | 0.000126 | 0.00011014 | 0.00014868 | 0.00015568 | 0.00014492 | 0.00014564
CDP23 | VIC | V2 | Murray River | Solar | 1452.5884 | 1714.4804 | 1764.4727 | 1999.5023 | 1939.224 | 1987.8684 | 1721.5363 | 1740.5199 | 1775.895 | 1798.2491 | 2120.9514 | 1990.1881 | 1882.077 | 1930.3314 | 1974.7061 | 1873.1608 | 1883.2778 | 1850.3106 | 1830.3148 | 3432.06 | 5249.0795 | 5579.2307 | 5650.5797 | 5286.6459 | 5354.5737 | 4537.3221 | 4165.2991 | 4392.7261
CDP23 | VIC | V3 | Western Victoria | Solar | 0 | 40.179 | 235.9547 | 246.8375 | 242.1009 | 237.0184 | 204.7302 | 212.3153 | 215.7831 | 198.6137 | 257.9488 | 261.6868 | 251.5573 | 264.2956 | 246.1116 | 231.9329 | 224.6996 | 241.3741 | 248.0636 | 240.0826 | 181.0634 | 234.0062 | 227.128 | 210.8121 | 212.9642 | 234.7547 | 199.3307 | 219.9699
CDP23 | VIC | V4 | South West Victoria | Solar | 0 | 0 | 0 | 0 | 0 | 0 | 0 | 0 | 0 | 0 | 0 | 0 | 0 | 0 | 0 | 0 | 0 | 0 | 0 | 0 | 0 | 0 | 0 | 0 | 0 | 0 | 0 | 0
CDP23 | VIC | V5 | Gippsland | Solar | 0 | 116.3173 | 269.0202 | 271.2548 | 287.0527 | 275.7692 | 241.3503 | 236.9349 | 258.6383 | 247.6929 | 287.4362 | 263.5269 | 259.4503 | 259.7735 | 261.5194 | 239.6696 | 243.363 | 232.8455 | 247.6665 | 241.3156 | 228.856 | 242.9824 | 252.6116 | 231.1585 | 241.5106 | 250.2634 | 247.8595 | 255.8842
CDP23 | VIC | V6 | Central North VIC | Solar | 1123.1177 | 1190.408 | 1132.7944 | 1075.5522 | 1090.275 | 1135.6376 | 992.5611 | 1008.5031 | 1043.0215 | 1024.5413 | 1202.6538 | 1130.8867 | 1044.6507 | 1031.6424 | 1076.0806 | 1025.0489 | 1056.9318 | 973.121 | 1041.3892 | 1098.019 | 839.7133 | 883.9901 | 903.2183 | 835.9614 | 882.0046 | 872.6191 | 840.6205 | 477.4907
CDP23 | SA | S1 | South East SA | Solar | 414.3626 | 428.9432 | 422.0727 | 397.536 | 375.8537 | 349.3742 | 351.7032 | 370.7548 | 378.332 | 368.8774 | 383.2002 | 387.0627 | 363.1903 | 373.8515 | 397.5966 | 387.98 | 379.7547 | 323.0492 | 300.5347 | 298.8716 | 263.6316 | 283.5382 | 264.5179 | 250.7584 | 265.3403 | 138.1086 | 134.5341 | 133.4664
CDP23 | SA | S2 | Riverland | Solar | 108.0508 | 110.733 | 98.8164 | 96.3494 | 92.2546 | 86.7669 | 84.389 | 80.4292 | 85.2429 | 80.6013 | 84.7364 | 84.1584 | 78.8156 | 77.6507 | 85.6922 | 86.0118 | 81.5491 | 65.8664 | 60.6675 | 1298.8615 | 2078.9083 | 2153.8792 | 2038.4831 | 1990.6454 | 2067.9655 | 2165.2268 | 2082.7894 | 2145.2186
CDP23 | SA | S3 | Mid-North SA | Solar | 0 | 0 | 0 | 0 | 0 | 0 | 0 | 0 | 0 | 0 | 0 | 0 | 0 | 0 | 0 | 0 | 0 | 0 | 0 | 0 | 0 | 0 | 0 | 0 | 0 | 0 | 0 | 0
CDP23 | SA | S4 | Yorke Peninsula | Solar | 0 | 0 | 0 | 0 | 0 | 0 | 0 | 0 | 0 | 0 | 0 | 0 | 0 | 0 | 0 | 0 | 0 | 0 | 0 | 0 | 0 | 0 | 0 | 0 | 0 | 0 | 0 | 0
CDP23 | SA | S5 | Northern SA | Solar | 661.4169 | 718.2773 | 1317.1464 | 1188.1365 | 1167.7843 | 1084.773 | 1154.3832 | 1197.2582 | 1228.0355 | 1235.6418 | 1241.5245 | 1274.8892 | 1211.9454 | 1231.4329 | 1278.8484 | 1325.2785 | 1271.5022 | 1239.6485 | 1232.994 | 1192.7095 | 2585.4227 | 2695.2705 | 2553.8455 | 2321.6001 | 2415.3473 | 2541.3398 | 2462.1439 | 2521.9248
CDP23 | SA | S6 | Leigh Creek | Solar | 0 | 0 | 0 | 0 | 0 | 0 | 0 | 0 | 0 | 0 | 0 | 0 | 0 | 0 | 0 | 0 | 0 | 0 | 0 | 0 | 0 | 0 | 0 | 0 | 0 | 0 | 0 | 0
CDP23 | SA | S7 | Roxby Downs | Solar | 0 | 0 | 4.7987e-06 | 6.4927e-05 | 193.2336 | 174.6494 | 177.3452 | 185.2632 | 193.5537 | 193.279 | 366.5597 | 367.9982 | 354.7747 | 357.9736 | 376.1326 | 393.7164 | 1027.9174 | 986.3145 | 1173.9331 | 1100.5965 | 1070.8306 | 1110.45 | 1045.1054 | 1033.4436 | 1026.8321 | 1070.9658 | 1072.7212 | 1080.5065
CDP23 | SA | S8 | Eastern Eyre Peninsula | Solar | 0 | 0 | 0 | 0 | 0 | 0 | 0 | 0 | 0 | 0 | 0 | 0 | 0 | 0 | 0 | 0 | 0 | 0 | 0 | 0 | 0 | 0 | 0 | 0 | 0 | 0 | 0 | 0
CDP23 | SA | S9 | Western Eyre Peninsula | Solar | 0 | 0 | 0 | 0 | 0 | 0 | 0 | 0 | 0 | 0 | 0 | 0 | 0 | 0 | 0 | 0 | 0 | 0 | 0 | 0 | 0 | 0 | 0 | 0 | 0 | 0 | 0 | 0
CDP23 | TAS | T1 | North East Tasmania | Solar | 0 | 0 | 0 | 0 | 0 | 0 | 0 | 0 | 0 | 0 | 0 | 0 | 0 | 0 | 0 | 0 | 0 | 0 | 0 | 0 | 0 | 0 | 0 | 0 | 0 | 0 | 0 | 0
CDP23 | TAS | T2 | North West Tasmania | Solar | 0 | 0 | 0 | 0 | 0 | 0 | 0 | 0 | 0 | 0 | 0 | 0 | 0 | 0 | 0 | 0 | 0 | 0 | 0 | 0 | 0 | 0 | 0 | 0 | 0 | 0 | 0 | 0
CDP23 | TAS | T3 | Tasmania Midlands | Solar | 0 | 0 | 0 | 0 | 0 | 0 | 0 | 0 | 0 | 0 | 0 | 0 | 0 | 0 | 0 | 0 | 0 | 0 | 0 | 0 | 0 | 0 | 0 | 0 | 0 | 0 | 0 | 0
CDP23 | QLD | Q1 | Far North QLD | Wind | 917.2808 | 905.1485 | 934.3183 | 2936.6488 | 3176.6532 | 3533.2665 | 3174.6917 | 3528.6791 | 3684.387 | 3701.033 | 3574.671 | 3219.6875 | 3381.6955 | 3543.8521 | 3452.8713 | 3345.8925 | 3234.3519 | 3154.361 | 3036.2604 | 3563.0829 | 3456.8836 | 3764.408 | 3798.7184 | 3838.7527 | 3651.8 | 3317.8738 | 3521.9729 | 3718.484
CDP23 | QLD | Q2 | North Qld Clean Energy Hub | Wind | 141.2809 | 129.5195 | 128.686 | 2280.5332 | 2985.8986 | 5357.5908 | 5211.0157 | 5411.3156 | 5689.4988 | 6303.3132 | 5972.4495 | 5967.9587 | 6590.1428 | 6945.5649 | 7111.4575 | 6672.4929 | 6575.3425 | 6163.7484 | 6356.9936 | 6944.0125 | 7766.8564 | 7904.2036 | 8034.5796 | 8193.2099 | 7891.4507 | 7596.7165 | 8143.8441 | 8738.4317
CDP23 | QLD | Q3 | Northern Qld | Wind | 0 | 0 | 0 | 0 | 0 | 0 | 0 | 0 | 0 | 0 | 0 | 0 | 0 | 0 | 0 | 0 | 0 | 0 | 0 | 0 | 0 | 0 | 0 | 0 | 0 | 0 | 0 | 0
CDP23 | QLD | Q4 | Isaac | Wind | 891.5333 | 1172.3649 | 1292.5871 | 1261.2403 | 1465.3982 | 1548.8568 | 1352.891 | 1408.4244 | 1520.571 | 2993.325 | 2824.7798 | 2684.9124 | 4073.4462 | 4041.6595 | 4669.1491 | 3976.7557 | 4331.417 | 4223.8889 | 4051.9209 | 4123.7674 | 6373.4582 | 6232.9777 | 6612.1195 | 7057.9264 | 6514.4627 | 5209.6194 | 5401.305 | 5466.2337
CDP23 | QLD | Q5 | Barcaldine | Wind | 0 | 0 | 1.9814e-06 | 1.7232e-05 | 7.8577e-05 | 0.00018162 | 0.00014841 | 0.00016003 | 0.00018513 | 0.00019834 | 141.8335 | 132.9457 | 128.1073 | 127.6897 | 140.5752 | 124.1254 | 126.9792 | 124.5696 | 117.6362 | 250.416 | 275.9344 | 267.6309 | 292.2132 | 276.4173 | 283.9192 | 266.6769 | 258.1582 | 261.1273
CDP23 | QLD | Q6 | Fitzroy | Wind | 0 | 0 | 3.432e-06 | 1605.7295 | 2726.1543 | 2970.8077 | 2823.1089 | 2913.2545 | 2919.2295 | 2892.244 | 2923.208 | 2736.7237 | 2849.1778 | 2721.3704 | 3125.5822 | 2685.5314 | 2899.4963 | 2794.5407 | 2748.3835 | 2901.066 | 2876.8148 | 2871.3613 | 2878.0084 | 2895.6778 | 2858.7387 | 2646.1087 | 2813.3282 | 2717.9011
CDP23 | QLD | Q7 | Wide Bay | Wind | 0 | 0 | 3.1739e-06 | 3.488e-05 | 5.0405e-05 | 5.1042e-05 | 3.816e-05 | 5.0552e-05 | 5.5371e-05 | 5.5033e-05 | 0.00012635 | 0.00017788 | 0.0032268 | 0.0032309 | 0.0034319 | 0.0030231 | 0.0032782 | 0.0034613 | 0.0032504 | 0.0034537 | 0.0034286 | 0.0037369 | 0.0035817 | 0.0031156 | 2604.3384 | 2508.431 | 2468.0882 | 2580.0563
CDP23 | QLD | Q8 | Darling Downs | Wind | 4637.3014 | 6193.0437 | 6567.866 | 11517.3841 | 13849.6326 | 13984.3532 | 13391.8446 | 13164.8147 | 13754.6557 | 12726.3023 | 18229.778 | 17129.2636 | 16871.1944 | 17744.8466 | 18699.8571 | 17074.9045 | 18080.8538 | 18627.7953 | 17824.0084 | 17870.1284 | 16570.2269 | 15863.858 | 16120.274 | 15405.0417 | 21274.9015 | 20007.71 | 19483.045 | 20924.0509
CDP23 | QLD | Q9 | Banana | Wind | 0 | 0 | 0 | 0 | 0 | 0 | 0 | 0 | 0 | 0 | 0 | 0 | 0 | 0 | 0 | 0 | 0 | 0 | 0 | 0 | 0 | 0 | 0 | 0 | 0 | 0 | 0 | 0
CDP23 | NSW | N0 | NSW Non-REZ | Wind | 0 | 0 | 0 | 0 | 0 | 0 | 0 | 0 | 0 | 0 | 0 | 0 | 0 | 0 | 0 | 0 | 0 | 0 | 0 | 0 | 0 | 0 | 0 | 0 | 0 | 0 | 0 | 0
CDP23 | NSW | N1 | North West NSW | Wind | 0 | 0 | 0 | 0 | 0 | 0 | 0 | 0 | 0 | 0 | 0 | 0 | 0 | 0 | 0 | 0 | 0 | 0 | 0 | 0 | 0 | 0 | 0 | 0 | 0 | 0 | 0 | 0
CDP23 | NSW | N2 | New England | Wind | 1305.6836 | 1100.5471 | 1921.5522 | 2157.4053 | 2190.8259 | 10744.4671 | 11381.174 | 10470.0619 | 11011.5178 | 10219.1063 | 12009.0575 | 11943.7147 | 11778.2471 | 12048.4411 | 12091.1833 | 11727.5436 | 13953.1347 | 18816.5637 | 21983.6948 | 21609.9923 | 23462.1376 | 21331.8144 | 21985.7979 | 21062.4077 | 22243.4582 | 22026.4607 | 21517.7103 | 22814.7427
CDP23 | NSW | N3 | Central-West Orana | Wind | 658.1384 | 1205.1268 | 2052.0385 | 3437.814 | 13181.1847 | 12777.7421 | 13186.0147 | 12311.2083 | 12518.5678 | 11793.2466 | 12421.0668 | 12021.9431 | 11933.9971 | 12731.6037 | 12687.2393 | 13015.5129 | 12933.5196 | 13288.6149 | 13032.7622 | 12269.8158 | 12938.2843 | 12014.5191 | 12122.4468 | 11538.6711 | 12029.4248 | 12348.0641 | 12142.6223 | 13075.1517
CDP23 | NSW | N4 | Broken Hill | Wind | 782.3672 | 609.9691 | 690.6664 | 970.6491 | 943.2971 | 962.6854 | 809.4002 | 857.6999 | 829.971 | 843.5587 | 824.1607 | 817.0595 | 773.9986 | 850.6722 | 884.5694 | 774.8082 | 885.7758 | 817.5234 | 800.1541 | 220.1248 | 206.9679 | 221.0124 | 220.6532 | 223.5559 | 211.916 | 211.4856 | 198.5322 | 217.5604
CDP23 | NSW | N5 | South West NSW | Wind | 0 | 0 | 1.3537e-05 | 1191.871 | 1145.9005 | 1109.3827 | 1018.1742 | 1127.2812 | 1128.9943 | 1194.7104 | 1055.693 | 1062.9458 | 1088.0164 | 1139.1869 | 1151.7274 | 1159.1262 | 1164.6651 | 1130.6055 | 1078.0976 | 1030.3406 | 996.3443 | 1100.2908 | 1086.4108 | 1149.7265 | 1025.5261 | 1051.1415 | 1074.4749 | 1147.0707
CDP23 | NSW | N6 | Wagga Wagga | Wind | 0 | 0 | 0 | 0 | 0 | 0 | 0 | 0 | 0 | 0 | 0 | 0 | 0 | 0 | 0 | 0 | 0 | 0 | 0 | 0 | 0 | 0 | 0 | 0 | 0 | 0 | 0 | 0
CDP23 | NSW | N7 | Tumut | Wind | 0 | 201.4294 | 766.5539 | 909.2575 | 926.8126 | 820.2348 | 886.1974 | 782.1989 | 784.5462 | 803.0402 | 815.434 | 825.3587 | 796.8386 | 828.4622 | 820.5845 | 874.0134 | 845.5568 | 867.7841 | 898.8628 | 788.7832 | 874.9292 | 778.6879 | 796.6082 | 826.0907 | 800.7884 | 838.9808 | 776.2161 | 834.2522
CDP23 | NSW | N8 | Cooma-Monaro | Wind | 370.4235 | 379.6214 | 1340.4716 | 1422.3266 | 1446.4571 | 1345.9137 | 1304.365 | 1289.9236 | 1367.8765 | 1402.4002 | 1242.8262 | 1335.6891 | 1260.9299 | 1364.3042 | 1343.7643 | 1292.7822 | 1096.6967 | 1023.6238 | 1045.3741 | 967.155 | 1008.2105 | 990.9622 | 1176.7124 | 1228.8601 | 1157.8628 | 1247.7455 | 1192.6848 | 1269.3997
CDP23 | NSW | N9 | Hunter-Central Coast | Wind | 0 | 0 | 1192.27 | 1580.6748 | 1508.7021 | 1505.6971 | 1615.9097 | 1432.1605 | 1530.653 | 1418.9285 | 1425.9585 | 1505.6351 | 1427.6458 | 1525.5261 | 1369.554 | 1481.9398 | 1572.6644 | 1494.7564 | 1414.795 | 1372.6844 | 1571.5523 | 1377.5184 | 1459.448 | 1365.7126 | 2012.9984 | 2562.4413 | 2444.2908 | 2673.6664
CDP23 | NSW | N12 | Illawarra | Wind | 0 | 0 | 0 | 0 | 0 | 0 | 0 | 0 | 0 | 0 | 0 | 0 | 0 | 0 | 0 | 0 | 0 | 0 | 0 | 0 | 0 | 0 | 0 | 0 | 0 | 0 | 0 | 0
CDP23 | VIC | V0 | VIC Non-REZ | Wind | 0 | 0 | 6.9782e-07 | 3.4928e-05 | 6.8394e-05 | 6.1658e-05 | 5.5611e-05 | 6.8373e-05 | 6.5441e-05 | 6.7409e-05 | 6.8097e-05 | 6.4304e-05 | 6.0834e-05 | 5.9289e-05 | 5.4513e-05 | 5.7254e-05 | 5.8603e-05 | 6.0622e-05 | 5.7536e-05 | 5.8762e-05 | 6.3237e-05 | 7.8314e-05 | 7.3329e-05 | 8.8746e-05 | 7.2068e-05 | 0.00012483 | 0.00013289 | 0.00012843
CDP23 | VIC | V1 | Ovens Murray | Wind | 0 | 0 | 0 | 0 | 0 | 0 | 0 | 0 | 0 | 0 | 0 | 0 | 0 | 0 | 0 | 0 | 0 | 0 | 0 | 0 | 0 | 0 | 0 | 0 | 0 | 0 | 0 | 0
CDP23 | VIC | V2 | Murray River | Wind | 0 | 0 | 0 | 0 | 0 | 0 | 0 | 0 | 0 | 0 | 0 | 0 | 0 | 0 | 0 | 0 | 0 | 0 | 0 | 0 | 0 | 0 | 0 | 0 | 0 | 0 | 0 | 0
CDP23 | VIC | V3 | Western Victoria | Wind | 5696.5995 | 5965.2266 | 5596.5462 | 5970.2468 | 7909.5476 | 7829.354 | 7539.9622 | 8152.1208 | 7809.4149 | 7924.3485 | 7101.7875 | 6858.5056 | 6686.1786 | 6965.5759 | 6946.6618 | 6924.7412 | 7048.618 | 7138.2376 | 6569.5919 | 6030.4879 | 5219.0547 | 5750.2597 | 5469.0805 | 5401.2661 | 4806.0236 | 4846.9308 | 4508.181 | 4832.117
CDP23 | VIC | V4 | South West Victoria | Wind | 7459.258 | 10580.1062 | 10160.9297 | 10647.5099 | 9733.5904 | 9852.3585 | 9570.5154 | 10354.8153 | 9872.0808 | 10719.1715 | 9911.4524 | 9679.1841 | 9540.3587 | 9852.2549 | 8836.9493 | 8863.0013 | 8359.992 | 8353.5712 | 7918.6048 | 7148.3442 | 7161.1938 | 4915.8182 | 4648.2999 | 4720.2834 | 5808.7975 | 7899.4053 | 8247.6799 | 8731.4809
CDP23 | VIC | V5 | Gippsland | Wind | 0 | 0 | 4.1004e-06 | 7.7437e-05 | 2078.3736 | 3326.0022 | 3323.6229 | 3393.2262 | 3285.6829 | 3274.6155 | 3316.7906 | 3068.8933 | 3033.4769 | 2994.922 | 2977.4318 | 3063.0015 | 3244.6264 | 3086.7972 | 2950.4717 | 2949.4518 | 2992.6346 | 3120.6143 | 3030.3311 | 3318.3715 | 3035.8804 | 2962.024 | 2988.8968 | 3067.5351
CDP23 | VIC | V6 | Central North VIC | Wind | 0 | 0 | 1.0239e-06 | 1.7119e-05 | 4.9892e-05 | 6.0807e-05 | 4.8989e-05 | 6.1142e-05 | 6.0026e-05 | 5.6135e-05 | 6.7219e-05 | 6.2518e-05 | 5.0698e-05 | 5.493e-05 | 5.2568e-05 | 5.1414e-05 | 5.4529e-05 | 5.1178e-05 | 5.1466e-05 | 5.6608e-05 | 4.9015e-05 | 5.4166e-05 | 5.2412e-05 | 5.6949e-05 | 6.3636e-05 | 7.8681e-05 | 6.9256e-05 | 7.1576e-05
CDP23 | SA | S1 | South East SA | Wind | 749.3185 | 814.7897 | 707.796 | 795.4566 | 2425.5201 | 2348.3898 | 2005.4757 | 2155.7668 | 2103.9936 | 2596.5855 | 2312.1447 | 2156.8966 | 2018.6333 | 2164.5063 | 1833.2337 | 1831.5885 | 1681.7656 | 1803.5998 | 1725.7795 | 1642.8896 | 1573.4927 | 1749.0661 | 1639.0765 | 1821.9798 | 1618.9058 | 2214.5493 | 2094.0149 | 2318.5456
CDP23 | SA | S2 | Riverland | Wind | 0 | 0 | 0 | 0 | 0 | 0 | 0 | 0 | 0 | 0 | 0 | 0 | 0 | 0 | 0 | 0 | 0 | 0 | 0 | 0 | 0 | 0 | 0 | 0 | 0 | 0 | 0 | 0
CDP23 | SA | S3 | Mid-North SA | Wind | 5234.2154 | 5536.7646 | 5295.4336 | 5622.6166 | 6813.4488 | 6305.7333 | 6293.2207 | 6765.4385 | 6680.11 | 7032.3395 | 6168.8117 | 6283.9561 | 5326.1563 | 6097.4627 | 6102.1153 | 4760.5126 | 6321.2237 | 6662.4913 | 6597.0263 | 5393.3767 | 5239.9171 | 5798.4259 | 5555.0853 | 7522.6034 | 7928.7374 | 7904.3981 | 7458.789 | 8542.5304
CDP23 | SA | S4 | Yorke Peninsula | Wind | 231.8285 | 242.4747 | 240.4781 | 314.8122 | 347.5593 | 204.682 | 174.3664 | 186.3044 | 183.1322 | 214.2634 | 189.4268 | 197.5028 | 175.5809 | 202.2459 | 315.1328 | 301.7582 | 303.0461 | 317.2742 | 302.4303 | 284.4296 | 273.6465 | 295.1095 | 277.144 | 314.7906 | 265.3663 | 289.0148 | 257.7234 | 300.8499
CDP23 | SA | S5 | Northern SA | Wind | 1328.1209 | 1342.6073 | 1331.1798 | 1380.8781 | 1288.1246 | 1190.5064 | 1147.3091 | 1214.6346 | 1256.7916 | 1350.5721 | 1227.3004 | 1278.0643 | 1231.0006 | 1325.6154 | 1373.3835 | 1321.5972 | 1328.3029 | 1365.7237 | 1262.4728 | 1211.1997 | 1122.2275 | 552.3468 | 562.9491 | 584.363 | 528.587 | 555.2427 | 555.4851 | 603.9791
CDP23 | SA | S6 | Leigh Creek | Wind | 0 | 0 | 0 | 0 | 0 | 0 | 0 | 0 | 0 | 0 | 0 | 0 | 0 | 0 | 0 | 0 | 0 | 0 | 0 | 0 | 0 | 0 | 0 | 0 | 0 | 0 | 0 | 0
CDP23 | SA | S7 | Roxby Downs | Wind | 0 | 0 | 0 | 0 | 0 | 0 | 0 | 0 | 0 | 0 | 0 | 0 | 0 | 0 | 0 | 0 | 0 | 0 | 0 | 0 | 0 | 0 | 0 | 0 | 0 | 0 | 0 | 0
CDP23 | SA | S8 | Eastern Eyre Peninsula | Wind | 320.4359 | 293.2321 | 304.4357 | 340.8637 | 333.9079 | 324.7559 | 164.6666 | 173.3059 | 173.6801 | 192.7092 | 180.0523 | 0.0014551 | 0.0012201 | 0.0014372 | 459.4226 | 444.5036 | 461.0953 | 470.1569 | 448.7592 | 427.888 | 417.8523 | 437.4563 | 904.5938 | 1043.0932 | 883.2199 | 914.0917 | 835.6579 | 965.2066
CDP23 | SA | S9 | Western Eyre Peninsula | Wind | 0 | 0 | 0 | 0 | 0 | 0 | 0 | 0 | 0 | 0 | 0 | 0 | 0 | 0 | 0 | 0 | 0 | 0 | 0 | 0 | 0 | 0 | 0 | 0 | 0 | 0 | 0 | 0
CDP23 | TAS | T1 | North East Tasmania | Wind | 598.3431 | 649.7118 | 548.4117 | 781.7477 | 1424.8922 | 1429.2779 | 1488.8963 | 1481.0629 | 1393.3613 | 1522.4412 | 1437.0719 | 1874.9246 | 2055.2177 | 1943.4861 | 2020.9458 | 2109.825 | 1668.1899 | 1728.5363 | 1627.5421 | 1696.4927 | 1758.2644 | 1742.4235 | 1693.3435 | 1841.2465 | 1742.6639 | 1748.2075 | 1346.0823 | 1280.1173
CDP23 | TAS | T2 | North West Tasmania | Wind | 918.0816 | 973.0041 | 901.9787 | 877.1024 | 853.171 | 870.6157 | 904.9564 | 903.3819 | 872.866 | 955.6136 | 892.9048 | 872.9128 | 913.5092 | 963.5239 | 955.9861 | 962.8076 | 796.6481 | 767.238 | 738.7887 | 768.0579 | 804.565 | 827.2988 | 821.7157 | 867.6368 | 790.528 | 775.3761 | 340.2462 | 351.7836
CDP23 | TAS | T3 | Tasmania Midlands | Wind | 458.9298 | 552.0922 | 2548.0019 | 3029.2097 | 3092.2634 | 3733.9533 | 4124.0496 | 4625.1024 | 5237.227 | 5518.5112 | 6161.512 | 6244.6774 | 6536.377 | 7114.8847 | 7562.0142 | 7983.0581 | 6623.944 | 6515.2308 | 6381.6332 | 6844.3807 | 6756.3886 | 6929.1578 | 6646.1594 | 6850.2258 | 6652.5355 | 6371.7729 | 6732.329 | 6758.1413
CDP23 | NSW | N10 | Hunter Coast | Offshore Wind | 0 | 0 | 0 | 0 | 0 | 0 | 0 | 0 | 0 | 0 | 0 | 0 | 0 | 0 | 0 | 0 | 0 | 0 | 0 | 0 | 0 | 0 | 0 | 0 | 0 | 0 | 0 | 0
CDP23 | NSW | N11 | Illawarra Coast | Offshore Wind | 0 | 0 | 0 | 0 | 0 | 0 | 0 | 0 | 0 | 0 | 0 | 0 | 0 | 0 | 0 | 0 | 0 | 0 | 0 | 0 | 0 | 0 | 0 | 0 | 0 | 0 | 0 | 0
CDP23 | VIC | V7 | Gippsland Coast | Offshore Wind | 0 | 0 | 0 | 0 | 0 | 0 | 4006.818 | 7929.0297 | 10433.9072 | 10701.5796 | 12817.5086 | 16668.6564 | 20852.3417 | 25610.2155 | 28616.8696 | 33697.6931 | 33972.1495 | 33756.8054 | 32281.0694 | 31339.8133 | 32012.8842 | 31875.6694 | 32148.4804 | 34230.5367 | 31634.357 | 31789.8573 | 32867.145 | 34403.4985
CDP23 | VIC | V8 | Portland Coast | Offshore Wind | 0 | 0 | 0 | 0 | 0 | 0 | 0 | 0 | 0 | 2468.6849 | 2459.9515 | 2585.961 | 2685.0028 | 2709.3479 | 2801.8963 | 2856.2214 | 2774.5556 | 2994.1786 | 2824.7388 | 2654.3598 | 2696.8357 | 3031.7086 | 2896.1089 | 3024.9972 | 2721.9492 | 2759.8414 | 2776.7669 | 2916.1929
CDP23 | SA | S10 | South East SA Coast | Offshore Wind | 0 | 0 | 0 | 0 | 0 | 0 | 0 | 0 | 0 | 0 | 0 | 0 | 0 | 0 | 0 | 0 | 0 | 0 | 0 | 0 | 0 | 0 | 0 | 0 | 0 | 0 | 0 | 0
CDP23 | TAS | T4 | North West Tasmania Coast | Offshore Wind | 0 | 0 | 0 | 0 | 0 | 0 | 0 | 0 | 0 | 0 | 0 | 0 | 0 | 0 | 0 | 0 | 0 | 0 | 0 | 0 | 0 | 0 | 0 | 0 | 0 | 0 | 0 | 0
CDP23 | TAS | T5 | North East Tasmania Coast | Offshore Wind | 0 | 0 | 0 | 0 | 0 | 0 | 0 | 0 | 0 | 0 | 0 | 0 | 0 | 0 | 0 | 0 | 0 | 0 | 0 | 0 | 0 | 0 | 0 | 0 | 0 | 0 | 0 | 0
CDP24 | QLD | Q1 | Far North QLD | Solar | 0 | 0 | 0 | 0 | 0 | 0 | 0 | 0 | 0 | 0 | 0 | 0 | 0 | 0 | 0 | 0 | 0 | 0 | 0 | 0 | 0 | 0 | 0 | 0 | 0 | 0 | 0 | 0
CDP24 | QLD | Q2 | North Qld Clean Energy Hub | Solar | 183.9176 | 194.9253 | 187.429 | 179.8137 | 169.6853 | 141.4803 | 149.6938 | 163.2966 | 168.4549 | 157.3492 | 165.0324 | 166.9095 | 161.2304 | 79.7051 | 82.1436 | 84.3503 | 82.5589 | 582.8106 | 712.8143 | 741.3946 | 737.5365 | 804.0779 | 760.9215 | 737.9569 | 743.4429 | 1315.5559 | 1304.7896 | 1285.8918
CDP24 | QLD | Q3 | Northern Qld | Solar | 1112.0063 | 1197.7686 | 1102.6902 | 1087.0163 | 1026.4424 | 870.0039 | 877.0271 | 1010.6687 | 1059.7786 | 991.8953 | 1083.597 | 1108.9957 | 1040.6249 | 1038.6131 | 1037.0484 | 1092.6179 | 1037.2622 | 1055.7737 | 741.0248 | 480.2704 | 389.0283 | 445.0936 | 452.5515 | 204.1772 | 222.4097 | 207.4429 | 0 | 0
CDP24 | QLD | Q4 | Isaac | Solar | 1599.5488 | 1680.4112 | 1568.575 | 1611.8132 | 1544.7574 | 1635.6518 | 1248.5606 | 1438.6197 | 1495.1516 | 1468.5332 | 1569.8561 | 1557.2083 | 1479.9897 | 1522.2422 | 1507.347 | 1573.2038 | 1511.8253 | 2312.4219 | 2179.4249 | 2331.6616 | 1818.9927 | 2079.6484 | 2097.173 | 2070.8699 | 1482.3511 | 3301.8674 | 3108.8075 | 3211.1396
CDP24 | QLD | Q5 | Barcaldine | Solar | 40.8576 | 41.0375 | 38.5514 | 240.0627 | 228.4986 | 248.5764 | 182.0775 | 196.6033 | 205.4594 | 198.0475 | 210.2219 | 203.1217 | 191.519 | 194.8829 | 201.6726 | 200.8891 | 208.5864 | 199.2172 | 181.6239 | 166.209 | 152.7565 | 158.8236 | 155.6477 | 150.1004 | 151.3569 | 141.2013 | 137.4398 | 140.387
CDP24 | QLD | Q6 | Fitzroy | Solar | 211.4674 | 221.5349 | 201.4981 | 205.4401 | 197.2317 | 208.3795 | 147.263 | 189.5287 | 187.9896 | 185.7588 | 174.3579 | 182.8674 | 176.3651 | 201.9585 | 173.3548 | 185.1088 | 189.43 | 190.7557 | 183.8713 | 195.8418 | 156.993 | 164.7777 | 193.8174 | 592.0968 | 3970.4781 | 5062.5987 | 6463.6347 | 8106.4171
CDP24 | QLD | Q7 | Wide Bay | Solar | 730.6264 | 902.3512 | 1109.3614 | 1092.8567 | 1055.1865 | 1116.9695 | 857.3216 | 992.656 | 1023.5117 | 1660.7861 | 5762.0469 | 5936.8296 | 5812.1916 | 5871.5383 | 5857.5564 | 6061.4022 | 5796.3633 | 5451.2562 | 5261.4172 | 5655.7611 | 4704.0563 | 5302.1779 | 5459.113 | 5679.7034 | 5494.4617 | 5312.6908 | 5242.0162 | 5339.4961
CDP24 | QLD | Q8 | Darling Downs | Solar | 3857.6363 | 3898.4408 | 3666.9409 | 3535.5756 | 3500.5798 | 3621.4264 | 2941.9366 | 3285.059 | 3488.1312 | 3828.3287 | 5897.395 | 8361.3047 | 8089.4777 | 8288.4024 | 8353.2431 | 8420.7188 | 8052.3086 | 7545.338 | 10410.547 | 11041.8143 | 9026.0348 | 11287.6756 | 11059.4021 | 12450.0524 | 11992.1914 | 16348.85 | 16278.5465 | 16547.527
CDP24 | QLD | Q9 | Banana | Solar | 0 | 0 | 0 | 0 | 0 | 0 | 0 | 0 | 0 | 0 | 0 | 0 | 0 | 0 | 0 | 0 | 0 | 0 | 0 | 0 | 0 | 0 | 0 | 0 | 0 | 0 | 0 | 0
CDP24 | NSW | N0 | NSW Non-REZ | Solar | 0 | 0 | 0 | 0 | 0 | 0 | 0 | 0 | 0 | 0 | 0 | 0 | 0 | 0 | 0 | 0 | 0 | 0 | 0 | 0 | 0 | 0 | 0 | 0 | 0 | 0 | 0 | 0
CDP24 | NSW | N1 | North West NSW | Solar | 463.6077 | 455.8567 | 491.768 | 483.2047 | 475.5631 | 470.2636 | 403.9822 | 425.6428 | 453.9693 | 454.649 | 439.9232 | 448.8616 | 414.2937 | 437.4259 | 445.3232 | 426.7925 | 424.0895 | 403.7666 | 393.577 | 396.6895 | 373.2969 | 383.4583 | 353.2218 | 371.9413 | 366.1034 | 379.4329 | 385.2908 | 393.7103
CDP24 | NSW | N2 | New England | Solar | 1249.2281 | 1709.7368 | 1831.0329 | 1757.7369 | 1904.0804 | 2509.1071 | 2186.8818 | 2323.728 | 2614.7793 | 2958.3473 | 3505.4524 | 3741.6692 | 3443.5621 | 3727.7568 | 3698.8037 | 3534.5165 | 3426.1893 | 5649.1829 | 6627.7401 | 8556.5949 | 7387.9061 | 7905.1004 | 8502.4085 | 8769.3155 | 8415.2586 | 8892.9839 | 8377.9684 | 9054.6572
CDP24 | NSW | N3 | Central-West Orana | Solar | 2715.5204 | 2887.4058 | 3272.7827 | 3174.3418 | 6450.2939 | 7081.5514 | 6427.0027 | 6725.3642 | 7634.5581 | 7625.0785 | 8151.5714 | 8353.0204 | 8010.4978 | 8558.7871 | 8504.1942 | 8251.5981 | 8045.3631 | 7262.416 | 7501.9791 | 8980.0553 | 7864.3297 | 8113.3147 | 9016.5342 | 12132.7735 | 12579.3406 | 15783.1441 | 15233.8371 | 16207.2435
CDP24 | NSW | N4 | Broken Hill | Solar | 121.458 | 131.126 | 649.6455 | 656.668 | 635.4466 | 623.0918 | 528.8829 | 566.2554 | 583.2616 | 566.6788 | 566.7394 | 547.007 | 525.67 | 537.6857 | 573.7508 | 597.7253 | 560.6746 | 542.7549 | 509.3794 | 508.8063 | 598.6374 | 621.0034 | 611.187 | 576.1105 | 588.207 | 571.7085 | 587.3536 | 607.65
CDP24 | NSW | N5 | South West NSW | Solar | 2337.4886 | 2505.1242 | 2466.0873 | 4055.9206 | 4000.708 | 4117.9225 | 3748.733 | 4022.3737 | 4195.0817 | 3986.8714 | 4163.8812 | 4144.9664 | 3899.6722 | 4145.8637 | 3933.0258 | 3865.564 | 3854.7406 | 3575.7245 | 3513.2012 | 4828.8821 | 6170.7625 | 6431.8755 | 6433.3257 | 5923.5733 | 6955.5574 | 6241.1673 | 5578.0199 | 5936.5175
CDP24 | NSW | N6 | Wagga Wagga | Solar | 1125.4852 | 1700.259 | 1873.4572 | 1757.6994 | 1756.4431 | 1822.2487 | 1647.4647 | 1757.8174 | 1898.7725 | 1796.2553 | 1840.3851 | 1827.9737 | 1684.9526 | 1910.2685 | 1890.9193 | 1872.4714 | 1830.1442 | 1683.9627 | 1733.0687 | 1781.7165 | 1628.1714 | 1744.3638 | 1844.4851 | 1718.8225 | 1824.9645 | 1855.9106 | 580.902 | 607.5657
CDP24 | NSW | N7 | Tumut | Solar | 0 | 0 | 0 | 0 | 0 | 0 | 0 | 0 | 0 | 0 | 0 | 0 | 0 | 0 | 0 | 0 | 0 | 0 | 0 | 0 | 0 | 0 | 0 | 0 | 0 | 0 | 0 | 0
CDP24 | NSW | N8 | Cooma-Monaro | Solar | 0 | 0 | 0 | 0 | 0 | 0 | 0 | 0 | 0 | 0 | 0 | 0 | 0 | 0 | 0 | 0 | 0 | 0 | 0 | 0 | 0 | 0 | 0 | 0 | 0 | 0 | 0 | 0
CDP24 | NSW | N9 | Hunter-Central Coast | Solar | 0 | 0 | 1077.4744 | 1024.0016 | 1081.183 | 1055.7165 | 917.0027 | 948.7771 | 1073.5016 | 1114.7319 | 1040.7014 | 1084.9316 | 1016.7734 | 1097.3522 | 1083.0368 | 1017.0995 | 998.2547 | 923.9136 | 998.3274 | 967.5062 | 877.4834 | 902.2479 | 987.5981 | 969.9095 | 930.5742 | 951.8801 | 950.1316 | 1016.43
CDP24 | NSW | N12 | Illawarra | Solar | 0 | 0 | 0 | 0 | 0 | 0 | 0 | 0 | 0 | 0 | 0 | 0 | 0 | 0 | 0 | 0 | 0 | 0 | 0 | 0 | 0 | 0 | 0 | 0 | 0 | 0 | 0 | 0
CDP24 | VIC | V0 | VIC Non-REZ | Solar | 0 | 0 | 0 | 0 | 0 | 0 | 0 | 0 | 0 | 0 | 0 | 0 | 0 | 0 | 0 | 0 | 0 | 0 | 0 | 0 | 0 | 0 | 0 | 0 | 0 | 0 | 0 | 0
CDP24 | VIC | V1 | Ovens Murray | Solar | 0 | 0 | 2.6301e-06 | 6.7655e-06 | 9.3719e-06 | 4.0016e-05 | 3.2583e-05 | 3.9285e-05 | 8.1426e-05 | 6.4285e-05 | 8.0821e-05 | 6.7852e-05 | 5.9682e-05 | 5.9685e-05 | 7.0303e-05 | 6.9054e-05 | 6.9493e-05 | 6.4771e-05 | 6.6675e-05 | 0.00012127 | 0.00010678 | 0.00012447 | 0.00012309 | 0.00010637 | 0.0001665 | 0.00017278 | 0.00016267 | 0.00016318
CDP24 | VIC | V2 | Murray River | Solar | 1455.1344 | 1711.4992 | 1763.8833 | 1999.5577 | 1939.3365 | 1987.9882 | 1721.7137 | 1740.1958 | 1775.6684 | 1792.2106 | 2120.7639 | 1996.6476 | 1891.193 | 1929.9484 | 1988.1596 | 1869.4991 | 1881.5791 | 1855.4193 | 1828.8688 | 3485.384 | 5026.3199 | 5332.5518 | 5404.7176 | 5070.4727 | 5161.1177 | 4344.7404 | 3989.1932 | 4212.1646
CDP24 | VIC | V3 | Western Victoria | Solar | 0 | 40.179 | 237.4649 | 244.9356 | 241.3074 | 239.3798 | 204.5555 | 212.96 | 214.2512 | 195.8929 | 257.9359 | 261.9457 | 243.1348 | 251.0668 | 248.706 | 227.4875 | 248.7247 | 232.9182 | 167.0271 | 191.9191 | 192.9233 | 216.5815 | 224.9209 | 222.4342 | 245.322 | 230.3788 | 184.5164 | 171.1161
CDP24 | VIC | V4 | South West Victoria | Solar | 0 | 0 | 0 | 0 | 0 | 0 | 0 | 0 | 0 | 0 | 0 | 0 | 0 | 0 | 0 | 0 | 0 | 0 | 0 | 0 | 0 | 0 | 0 | 0 | 0 | 0 | 0 | 0
CDP24 | VIC | V5 | Gippsland | Solar | 0 | 115.2088 | 269.2679 | 271.7404 | 286.4652 | 273.6152 | 241.349 | 236.8683 | 258.7642 | 247.1998 | 287.4291 | 265.8591 | 262.1701 | 262.3701 | 262.1912 | 239.9868 | 243.0434 | 230.8097 | 248.018 | 241.285 | 224.2276 | 238.711 | 248.2285 | 230.913 | 235.301 | 250.4248 | 249.4537 | 255.3718
CDP24 | VIC | V6 | Central North VIC | Solar | 1127.2623 | 1208.2071 | 1130.2681 | 1076.9135 | 1091.544 | 1135.3107 | 992.5597 | 1007.7371 | 1044.8171 | 1021.1379 | 1202.5528 | 1152.1006 | 1071.7399 | 1140.1313 | 1092.5696 | 1011.642 | 1063.352 | 999.7094 | 1043.2896 | 1105.1635 | 851.8013 | 873.1094 | 892.0721 | 792.2519 | 870.0374 | 891.8302 | 857.3593 | 523.3412
CDP24 | SA | S1 | South East SA | Solar | 417.2048 | 420.3726 | 411.7156 | 397.6392 | 375.8744 | 349.8759 | 348.1735 | 368.3079 | 377.4311 | 374.9826 | 393.2972 | 389.3025 | 372.9497 | 369.3561 | 399.6835 | 386.9435 | 378.4044 | 320.7176 | 300.1117 | 298.5826 | 264.203 | 284.9239 | 265.6881 | 252.6614 | 266.82 | 137.9092 | 135.3995 | 134.1415
CDP24 | SA | S2 | Riverland | Solar | 103.6808 | 111.3428 | 98.8279 | 96.3454 | 92.2174 | 86.6781 | 84.2144 | 80.3963 | 84.3106 | 80.0996 | 85.2588 | 84.1067 | 80.6436 | 78.4391 | 86.0175 | 85.4935 | 81.7249 | 65.8702 | 60.6372 | 1168.9012 | 1964.6006 | 2038.9929 | 1931.0066 | 1902.0428 | 1977.5477 | 2061.7693 | 1974.3984 | 2036.5633
CDP24 | SA | S3 | Mid-North SA | Solar | 0 | 0 | 0 | 0 | 0 | 0 | 0 | 0 | 0 | 0 | 0 | 0 | 0 | 0 | 0 | 0 | 0 | 0 | 0 | 0 | 0 | 0 | 0 | 0 | 0 | 0 | 0 | 0
CDP24 | SA | S4 | Yorke Peninsula | Solar | 0 | 0 | 0 | 0 | 0 | 0 | 0 | 0 | 0 | 0 | 0 | 0 | 0 | 0 | 0 | 0 | 0 | 0 | 0 | 0 | 0 | 0 | 0 | 0 | 0 | 0 | 0 | 0
CDP24 | SA | S5 | Northern SA | Solar | 660.1668 | 708.7476 | 1318.5119 | 1188.1106 | 1167.81 | 1084.8306 | 1154.7439 | 1197.2255 | 1217.366 | 1224.1255 | 1250.6631 | 1277.6173 | 1222.3 | 1239.9702 | 1285.8824 | 1316.3106 | 1268.0392 | 1231.9267 | 1229.2445 | 1191.5421 | 2384.69 | 2483.4352 | 2360.5501 | 2156.0023 | 2239.9057 | 2336.8288 | 2266.7594 | 2321.1445
CDP24 | SA | S6 | Leigh Creek | Solar | 0 | 0 | 0 | 0 | 0 | 0 | 0 | 0 | 0 | 0 | 0 | 0 | 0 | 0 | 0 | 0 | 0 | 0 | 0 | 0 | 0 | 0 | 0 | 0 | 0 | 0 | 0 | 0
CDP24 | SA | S7 | Roxby Downs | Solar | 0 | 0 | 4.7557e-06 | 6.4534e-05 | 193.2185 | 174.5879 | 177.2985 | 185.284 | 191.2755 | 191.1987 | 502.0458 | 504.4781 | 489.2943 | 494.0576 | 516.7956 | 534.0585 | 1018.8286 | 974.0047 | 1154.3417 | 1084.5462 | 1068.7053 | 1107.7022 | 1044.5701 | 1041.2916 | 1033.2722 | 1070.3597 | 1097.1486 | 1106.3347
CDP24 | SA | S8 | Eastern Eyre Peninsula | Solar | 0 | 0 | 0 | 0 | 0 | 0 | 0 | 0 | 0 | 0 | 0 | 0 | 0 | 0 | 0 | 0 | 0 | 0 | 0 | 0 | 0 | 0 | 0 | 0 | 0 | 0 | 0 | 0
CDP24 | SA | S9 | Western Eyre Peninsula | Solar | 0 | 0 | 0 | 0 | 0 | 0 | 0 | 0 | 0 | 0 | 0 | 0 | 0 | 0 | 0 | 0 | 0 | 0 | 0 | 0 | 0 | 0 | 0 | 0 | 0 | 0 | 0 | 0
CDP24 | TAS | T1 | North East Tasmania | Solar | 0 | 0 | 0 | 0 | 0 | 0 | 0 | 0 | 0 | 0 | 0 | 0 | 0 | 0 | 0 | 0 | 0 | 0 | 0 | 0 | 0 | 0 | 0 | 0 | 0 | 0 | 0 | 0
CDP24 | TAS | T2 | North West Tasmania | Solar | 0 | 0 | 0 | 0 | 0 | 0 | 0 | 0 | 0 | 0 | 0 | 0 | 0 | 0 | 0 | 0 | 0 | 0 | 0 | 0 | 0 | 0 | 0 | 0 | 0 | 0 | 0 | 0
CDP24 | TAS | T3 | Tasmania Midlands | Solar | 0 | 0 | 0 | 0 | 0 | 0 | 0 | 0 | 0 | 0 | 0 | 0 | 0 | 0 | 0 | 0 | 0 | 0 | 0 | 0 | 0 | 0 | 0 | 0 | 0 | 0 | 0 | 0
CDP24 | QLD | Q1 | Far North QLD | Wind | 923.6272 | 906.5438 | 934.3013 | 2936.647 | 3176.6389 | 3533.1955 | 3174.1268 | 3528.7012 | 3589.3666 | 3660.1409 | 3606.7496 | 3299.7825 | 3465.1624 | 3619.7613 | 3551.7165 | 3433.4603 | 3314.0315 | 3203.6662 | 3092.3745 | 3611.618 | 3466.5219 | 3747.5781 | 3783.0651 | 3848.5909 | 3636.4776 | 3309.9189 | 3516.3001 | 3710.5029
CDP24 | QLD | Q2 | North Qld Clean Energy Hub | Wind | 141.6081 | 129.5903 | 128.6845 | 2280.5311 | 2985.9116 | 5357.657 | 5210.111 | 5411.3981 | 5605.7065 | 6436.0271 | 6159.1173 | 5674.2843 | 6536.756 | 6884.3173 | 7067.2756 | 6611.7746 | 6520.6145 | 6074.5608 | 6270.5926 | 6983.6209 | 7783.0379 | 7893.6275 | 8034.6738 | 8201.7267 | 7884.3814 | 7609.0549 | 8148.5289 | 8741.0856
CDP24 | QLD | Q3 | Northern Qld | Wind | 0 | 0 | 0 | 0 | 0 | 0 | 0 | 0 | 0 | 0 | 0 | 0 | 0 | 0 | 0 | 0 | 0 | 0 | 0 | 0 | 0 | 0 | 0 | 0 | 0 | 0 | 0 | 0
CDP24 | QLD | Q4 | Isaac | Wind | 884.1352 | 1173.41 | 1292.5398 | 1261.2403 | 1465.3996 | 1548.8581 | 1353.0642 | 1408.4171 | 1486.8755 | 4368.7237 | 4187.884 | 3968.3377 | 4096.8347 | 4068.9147 | 4704.617 | 3986.666 | 4342.5698 | 4220.6988 | 4057.2575 | 4126.7893 | 5718.2635 | 5587.3478 | 5930.3124 | 6326.6916 | 5840.5327 | 4889.3393 | 5065.1036 | 5122.2309
CDP24 | QLD | Q5 | Barcaldine | Wind | 0 | 0 | 1.9541e-06 | 1.7142e-05 | 7.8161e-05 | 0.00018071 | 0.00014766 | 0.00016618 | 0.00018678 | 71.5632 | 74.9874 | 69.9209 | 66.9141 | 66.698 | 74.6274 | 65.1214 | 66.514 | 64.609 | 61.0891 | 268.9173 | 276.8928 | 266.366 | 291.9179 | 277.2575 | 283.1882 | 265.8659 | 257.3891 | 260.1543
CDP24 | QLD | Q6 | Fitzroy | Wind | 0 | 0 | 3.402e-06 | 1605.7475 | 2726.1543 | 2970.8077 | 2819.6081 | 2913.3881 | 2882.7551 | 2854.6119 | 2933.2591 | 2746.9835 | 2861.6978 | 2734.6358 | 3175.8992 | 2693.4691 | 2922.9256 | 2770.3212 | 2700.7956 | 2882.1235 | 2894.5968 | 2886.6389 | 2812.9871 | 2888.721 | 2866.4261 | 2676.6417 | 2769.32 | 2676.7936
CDP24 | QLD | Q7 | Wide Bay | Wind | 0 | 0 | 3.1497e-06 | 3.4687e-05 | 5.02e-05 | 5.0802e-05 | 3.7954e-05 | 5.2438e-05 | 5.7788e-05 | 0.00019312 | 0.00021466 | 0.00020386 | 179.6079 | 184.8517 | 190.2348 | 169.6753 | 181.2449 | 189.5223 | 180.2274 | 183.8976 | 187.0785 | 652.4629 | 644.9521 | 588.4285 | 2602.3755 | 2507.4449 | 2466.3882 | 2578.1183
CDP24 | QLD | Q8 | Darling Downs | Wind | 4637.2395 | 6192.9456 | 6567.5979 | 11517.3841 | 13849.6458 | 13984.3665 | 13375.5139 | 13165.4424 | 13518.9667 | 13595.3466 | 16083.0686 | 15156.0218 | 14925.0556 | 15678.2494 | 16516.1925 | 15043.4392 | 15960.2324 | 16405.1112 | 15735.374 | 15763.7825 | 14490.6956 | 13859.8025 | 14062.4832 | 13427.7023 | 21255.6823 | 20001.1895 | 19471.4991 | 20908.0224
CDP24 | QLD | Q9 | Banana | Wind | 0 | 0 | 0 | 0 | 0 | 0 | 0 | 0 | 0 | 0 | 0 | 0 | 0 | 0 | 0 | 0 | 0 | 0 | 0 | 0 | 0 | 0 | 0 | 0 | 0 | 0 | 0 | 0
CDP24 | NSW | N0 | NSW Non-REZ | Wind | 0 | 0 | 0 | 0 | 0 | 0 | 0 | 0 | 0 | 0 | 0 | 0 | 0 | 0 | 0 | 0 | 0 | 0 | 0 | 0 | 0 | 0 | 0 | 0 | 0 | 0 | 0 | 0
CDP24 | NSW | N1 | North West NSW | Wind | 0 | 0 | 0 | 0 | 0 | 0 | 0 | 0 | 0 | 0 | 0 | 0 | 0 | 0 | 0 | 0 | 0 | 0 | 0 | 0 | 0 | 0 | 0 | 0 | 0 | 0 | 0 | 0
CDP24 | NSW | N2 | New England | Wind | 1309.0337 | 1100.5763 | 1921.3682 | 2157.0459 | 2190.4491 | 10744.3618 | 11380.4717 | 10470.265 | 10962.6781 | 10184.9793 | 12395.9678 | 12266.274 | 12162.8993 | 12494.0206 | 12530.6896 | 12054.573 | 14467.5421 | 20634.3293 | 22518.5166 | 21835.78 | 23695.9162 | 21519.902 | 22186.6065 | 21265.8481 | 22215.9442 | 22010.0758 | 21503.1732 | 22798.3632
CDP24 | NSW | N3 | Central-West Orana | Wind | 658.7977 | 1205.1171 | 2052.0669 | 3437.2809 | 13180.7822 | 12777.375 | 13187.8796 | 12311.1646 | 12475.5889 | 11765.1669 | 12490.7179 | 12051.0963 | 12020.2891 | 12821.9 | 12774.2951 | 13001.0656 | 12911.1371 | 13254.339 | 13022.2784 | 12254.0369 | 12918.541 | 11983.1467 | 12100.1704 | 11539.2003 | 12020.2289 | 12576.9133 | 12369.1434 | 13319.4901
CDP24 | NSW | N4 | Broken Hill | Wind | 782.5551 | 609.7939 | 690.7014 | 970.6491 | 943.2987 | 962.6853 | 809.5188 | 857.6924 | 828.2799 | 842.5614 | 828.3189 | 819.1409 | 782.8532 | 861.3654 | 890.0203 | 775.0394 | 888.0968 | 816.3069 | 800.9038 | 220.432 | 208.2814 | 221.1701 | 221.7663 | 225.2351 | 212.0761 | 211.7837 | 198.8052 | 217.9193
CDP24 | NSW | N5 | South West NSW | Wind | 0 | 0 | 1.345e-05 | 1191.8521 | 1145.8799 | 1109.3622 | 1018.3795 | 1127.2668 | 1122.4928 | 1190.3791 | 1065.0146 | 1069.1529 | 1102.509 | 1152.7006 | 1166.8657 | 1160.4038 | 1165.36 | 1127.287 | 1078.1348 | 1030.2127 | 995.3489 | 1096.6338 | 1084.0122 | 1149.0656 | 1021.5962 | 1049.8235 | 1073.1494 | 1145.6946
CDP24 | NSW | N6 | Wagga Wagga | Wind | 0 | 0 | 0 | 0 | 0 | 0 | 0 | 0 | 0 | 0 | 0 | 0 | 0 | 0 | 0 | 0 | 0 | 0 | 0 | 0 | 0 | 0 | 0 | 0 | 0 | 0 | 0 | 0
CDP24 | NSW | N7 | Tumut | Wind | 0 | 201.4505 | 766.3739 | 909.2575 | 925.1104 | 818.6276 | 883.0589 | 782.6339 | 786.6039 | 816.5914 | 813.6866 | 823.5126 | 791.8198 | 822.9799 | 833.1371 | 878.8031 | 848.6473 | 895.4666 | 886.3685 | 802.8062 | 875.952 | 774.0895 | 783.7006 | 797.2297 | 800.9705 | 842.6845 | 800.7012 | 858.2143
CDP24 | NSW | N8 | Cooma-Monaro | Wind | 369.6057 | 379.413 | 1340.5462 | 1422.3269 | 1446.4643 | 1345.9154 | 1303.8473 | 1290.9349 | 1355.5602 | 1396.3458 | 1255.8454 | 1343.8311 | 1286.0674 | 1381.4467 | 1361.9751 | 1296.1869 | 1179.0045 | 1093.9206 | 1121.4864 | 1036.6382 | 1084.3078 | 1109.6769 | 1183.1865 | 1232.9275 | 1143.9625 | 1229.7953 | 1175.4946 | 1288.8249
CDP24 | NSW | N9 | Hunter-Central Coast | Wind | 0 | 0 | 1192.303 | 1580.6718 | 1508.6944 | 1505.6941 | 1616.0686 | 1432.1579 | 1520.7522 | 1411.8809 | 1437.9363 | 1515.9026 | 1450.7307 | 1547.7343 | 1388.7775 | 1484.3246 | 1574.1123 | 1488.792 | 1415.067 | 1372.8295 | 1708.1075 | 1492.4517 | 1583.7861 | 1487.6687 | 2043.4636 | 2561.8356 | 2442.685 | 2671.5402
CDP24 | NSW | N12 | Illawarra | Wind | 0 | 0 | 0 | 0 | 0 | 0 | 0 | 0 | 0 | 0 | 0 | 0 | 0 | 0 | 0 | 0 | 0 | 0 | 0 | 0 | 0 | 0 | 0 | 0 | 0 | 0 | 0 | 0
CDP24 | VIC | V0 | VIC Non-REZ | Wind | 0 | 0 | 1.0391e-06 | 3.706e-05 | 6.5253e-05 | 5.8962e-05 | 5.3048e-05 | 6.4504e-05 | 6.6305e-05 | 6.6306e-05 | 6.945e-05 | 6.6849e-05 | 6.733e-05 | 6.3423e-05 | 6.8177e-05 | 7.1602e-05 | 7.1321e-05 | 7.323e-05 | 6.9437e-05 | 7.1427e-05 | 7.5019e-05 | 9.1328e-05 | 8.7303e-05 | 9.7061e-05 | 8.3026e-05 | 0.00012289 | 0.00012767 | 0.00012324
CDP24 | VIC | V1 | Ovens Murray | Wind | 0 | 0 | 0 | 0 | 0 | 0 | 0 | 0 | 0 | 0 | 0 | 0 | 0 | 0 | 0 | 0 | 0 | 0 | 0 | 0 | 0 | 0 | 0 | 0 | 0 | 0 | 0 | 0
CDP24 | VIC | V2 | Murray River | Wind | 0 | 0 | 0 | 0 | 0 | 0 | 0 | 0 | 0 | 0 | 0 | 0 | 0 | 0 | 0 | 0 | 0 | 0 | 0 | 0 | 0 | 0 | 0 | 0 | 0 | 0 | 0 | 0
CDP24 | VIC | V3 | Western Victoria | Wind | 5695.6486 | 5948.6932 | 5595.7995 | 5969.3303 | 7908.9807 | 7822.9238 | 7530.7214 | 8144.8655 | 7808.4378 | 7900.9809 | 7099.1736 | 6874.5588 | 6704.2393 | 7008.6372 | 6989.7996 | 6952.9045 | 7013.6247 | 7087.2911 | 6642.9726 | 6091.6866 | 5189.5709 | 5750.1645 | 5461.8828 | 5425.334 | 4778.3961 | 5146.1961 | 4808.0274 | 5156.1111
CDP24 | VIC | V4 | South West Victoria | Wind | 7457.3605 | 10583.1554 | 10159.7458 | 10647.5511 | 9733.7292 | 9852.8358 | 9571.1557 | 10355.0545 | 9872.5218 | 10696.306 | 9911.3035 | 9708.4178 | 9599.133 | 9867.0869 | 8865.4527 | 8858.6102 | 8353.0389 | 8346.0372 | 7927.8878 | 7122.9587 | 7140.1844 | 4908.1381 | 4637.2943 | 4711.4441 | 6042.4305 | 7903.4023 | 8001.133 | 8476.8753
CDP24 | VIC | V5 | Gippsland | Wind | 0 | 0 | 4.0027e-06 | 7.7023e-05 | 2078.3782 | 3325.999 | 3323.6075 | 3392.7462 | 3285.488 | 3267.3567 | 3316.7216 | 3083.564 | 3059.524 | 3015.6345 | 2992.9859 | 3062.9609 | 3243.9736 | 3079.4136 | 2950.3198 | 2947.4579 | 2987.3457 | 3110.9907 | 3024.0008 | 3316.3779 | 3026.2237 | 2953.818 | 2984.3345 | 3062.947
CDP24 | VIC | V6 | Central North VIC | Wind | 0 | 0 | 9.8609e-07 | 1.6989e-05 | 4.9612e-05 | 6.0514e-05 | 4.8708e-05 | 6.1154e-05 | 6.5002e-05 | 5.8613e-05 | 7.4068e-05 | 6.8642e-05 | 5.7239e-05 | 6.1311e-05 | 6.9536e-05 | 6.7146e-05 | 7.0864e-05 | 6.632e-05 | 6.7287e-05 | 7.4483e-05 | 6.5752e-05 | 7.0838e-05 | 6.6956e-05 | 6.9375e-05 | 7.6525e-05 | 8.8798e-05 | 7.8643e-05 | 8.1182e-05
CDP24 | SA | S1 | South East SA | Wind | 748.4906 | 817.139 | 718.8694 | 795.4896 | 2425.5968 | 2348.3449 | 2008.7872 | 2156.5451 | 2092.4668 | 2568.8086 | 2324.969 | 2160.3055 | 2029.5109 | 2183.2802 | 1839.9304 | 1823.6199 | 1679.7845 | 1796.6155 | 1722.9577 | 1640.8167 | 1572.1017 | 1747.8731 | 1638.4087 | 1826.5922 | 1619.5365 | 2312.3662 | 2189.3795 | 2424.8353
CDP24 | SA | S2 | Riverland | Wind | 0 | 0 | 0 | 0 | 0 | 0 | 0 | 0 | 0 | 0 | 0 | 0 | 0 | 0 | 0 | 0 | 0 | 0 | 0 | 0 | 0 | 0 | 0 | 0 | 0 | 0 | 0 | 0
CDP24 | SA | S3 | Mid-North SA | Wind | 5243.077 | 5517.8419 | 5310.5239 | 5622.3006 | 6812.458 | 6297.1515 | 6302.3038 | 6757.4834 | 6652.0851 | 7399.9362 | 6674.9136 | 6802.7102 | 5838.7863 | 6676.0799 | 6673.0779 | 5276.0339 | 6672.4189 | 7040.6281 | 7020.6285 | 5790.2029 | 5616.4405 | 5799.9963 | 5825.0949 | 7889.6846 | 8041.4229 | 7931.5512 | 7506.2935 | 8592.4388
CDP24 | SA | S4 | Yorke Peninsula | Wind | 227.9281 | 243.0132 | 240.5029 | 314.8027 | 347.5674 | 204.7199 | 174.3369 | 186.3211 | 181.806 | 210.7452 | 189.4454 | 197.333 | 177.4854 | 204.5138 | 315.5441 | 300.705 | 302.4576 | 314.4611 | 301.6404 | 283.9164 | 273.796 | 295.4123 | 278.2372 | 316.4821 | 265.9885 | 289.4665 | 258.4461 | 299.8867
CDP24 | SA | S5 | Northern SA | Wind | 1329.5804 | 1376.876 | 1319.2144 | 1381.1322 | 1289.0058 | 1199.1657 | 1139.4499 | 1222.1642 | 1257.8358 | 1343.1128 | 1235.869 | 1276.4065 | 1230.3981 | 1330.955 | 1376.145 | 1318.4273 | 1329.3671 | 1341.1825 | 1264.6576 | 1207.8406 | 1135.788 | 553.5395 | 561.305 | 585.4489 | 529.6913 | 562.7781 | 543.47 | 596.975
CDP24 | SA | S6 | Leigh Creek | Wind | 0 | 0 | 0 | 0 | 0 | 0 | 0 | 0 | 0 | 0 | 0 | 0 | 0 | 0 | 0 | 0 | 0 | 0 | 0 | 0 | 0 | 0 | 0 | 0 | 0 | 0 | 0 | 0
CDP24 | SA | S7 | Roxby Downs | Wind | 0 | 0 | 0 | 0 | 0 | 0 | 0 | 0 | 0 | 0 | 0 | 0 | 0 | 0 | 0 | 0 | 0 | 0 | 0 | 0 | 0 | 0 | 0 | 0 | 0 | 0 | 0 | 0
CDP24 | SA | S8 | Eastern Eyre Peninsula | Wind | 321.1547 | 290.5455 | 304.5225 | 340.8931 | 333.9191 | 324.6839 | 162.9971 | 173.8934 | 172.2461 | 190.7723 | 179.9534 | 0.0014343 | 0.0012778 | 0.0014114 | 359.6203 | 346.1489 | 359.6137 | 364.9065 | 349.3524 | 334.1785 | 326.6894 | 609.2263 | 913.5305 | 1046.9618 | 885.6796 | 916.105 | 837.9964 | 966.5455
CDP24 | SA | S9 | Western Eyre Peninsula | Wind | 0 | 0 | 0 | 0 | 0 | 0 | 0 | 0 | 0 | 0 | 0 | 0 | 0 | 0 | 0 | 0 | 0 | 0 | 0 | 0 | 0 | 0 | 0 | 0 | 0 | 0 | 0 | 0
CDP24 | TAS | T1 | North East Tasmania | Wind | 598.3431 | 649.4839 | 548.4117 | 781.7404 | 1424.8772 | 1429.979 | 1489.4359 | 1481.0471 | 1393.3464 | 1516.8873 | 1437.0566 | 1874.4248 | 2049.749 | 1938.4033 | 2015.6457 | 2095.1653 | 1661.87 | 1725.9881 | 1621.2485 | 1689.0499 | 1742.452 | 1743.9658 | 1704.551 | 1836.0756 | 1735.4735 | 1743.745 | 1335.7498 | 1270.2946
CDP24 | TAS | T2 | North West Tasmania | Wind | 918.0816 | 973.2529 | 901.9787 | 877.1093 | 853.1716 | 869.8918 | 904.3995 | 903.3825 | 872.8666 | 960.9399 | 892.9054 | 873.2347 | 913.5098 | 963.5245 | 955.9867 | 970.9367 | 798.8129 | 760.3389 | 740.8774 | 769.34 | 808.1717 | 810.161 | 797.8279 | 863.0377 | 787.5593 | 773.3619 | 339.7425 | 350.9899
CDP24 | TAS | T3 | Tasmania Midlands | Wind | 458.9298 | 552.0708 | 2548.0018 | 3029.2102 | 3092.2778 | 3733.9758 | 4124.0668 | 4625.1173 | 5237.241 | 5518.7376 | 6161.5265 | 6244.8552 | 6541.8449 | 7119.9665 | 7567.3138 | 7989.589 | 6627.1073 | 6510.0305 | 6386.8597 | 6843.902 | 6745.8605 | 6921.0833 | 6641.0251 | 6852.9809 | 6638.5316 | 6363.4354 | 6725.1924 | 6750.042
CDP24 | NSW | N10 | Hunter Coast | Offshore Wind | 0 | 0 | 0 | 0 | 0 | 0 | 0 | 0 | 0 | 0 | 0 | 0 | 0 | 0 | 0 | 0 | 0 | 0 | 0 | 0 | 0 | 0 | 0 | 0 | 0 | 0 | 0 | 0
CDP24 | NSW | N11 | Illawarra Coast | Offshore Wind | 0 | 0 | 0 | 0 | 0 | 0 | 0 | 0 | 0 | 0 | 0 | 0 | 0 | 0 | 0 | 0 | 0 | 0 | 0 | 0 | 0 | 0 | 0 | 0 | 0 | 0 | 0 | 0
CDP24 | VIC | V7 | Gippsland Coast | Offshore Wind | 0 | 0 | 0 | 0 | 0 | 0 | 4006.8133 | 7928.7645 | 10433.8004 | 10696.893 | 12817.4722 | 16930.7846 | 20944.4952 | 25714.6719 | 28707.5232 | 33684.9254 | 33964.5254 | 33732.4771 | 32277.7185 | 31324.8358 | 31981.3578 | 31844.691 | 32108.6598 | 34212.4956 | 31586.4776 | 31765.9765 | 32849.095 | 34391.4131
CDP24 | VIC | V8 | Portland Coast | Offshore Wind | 0 | 0 | 0 | 0 | 0 | 0 | 0 | 0 | 0 | 2464.8001 | 2448.5956 | 2397.2576 | 2678.5497 | 2719.9563 | 2813.6836 | 2855.3713 | 2774.1267 | 2987.9908 | 2824.107 | 2652.4368 | 2692.7648 | 3029.5583 | 2890.2271 | 3024.723 | 2724.5099 | 2746.0151 | 2776.7062 | 2918.6353
CDP24 | SA | S10 | South East SA Coast | Offshore Wind | 0 | 0 | 0 | 0 | 0 | 0 | 0 | 0 | 0 | 0 | 0 | 0 | 0 | 0 | 0 | 0 | 0 | 0 | 0 | 0 | 0 | 0 | 0 | 0 | 0 | 0 | 0 | 0
CDP24 | TAS | T4 | North West Tasmania Coast | Offshore Wind | 0 | 0 | 0 | 0 | 0 | 0 | 0 | 0 | 0 | 0 | 0 | 0 | 0 | 0 | 0 | 0 | 0 | 0 | 0 | 0 | 0 | 0 | 0 | 0 | 0 | 0 | 0 | 0
CDP24 | TAS | T5 | North East Tasmania Coast | Offshore Wind | 0 | 0 | 0 | 0 | 0 | 0 | 0 | 0 | 0 | 0 | 0 | 0 | 0 | 0 | 0 | 0 | 0 | 0 | 0 | 0 | 0 | 0 | 0 | 0 | 0 | 0 | 0 | 0
CDP25 | QLD | Q1 | Far North QLD | Solar | 0 | 0 | 0 | 0 | 0 | 0 | 0 | 0 | 0 | 0 | 0 | 0 | 0 | 0 | 0 | 0 | 0 | 0 | 0 | 0 | 0 | 0 | 0 | 0 | 0 | 0 | 0 | 0
CDP25 | QLD | Q2 | North Qld Clean Energy Hub | Solar | 195.4003 | 202.4785 | 186.9762 | 181.2514 | 170.8878 | 139.0793 | 146.3824 | 159.4288 | 165.1408 | 157.508 | 164.6126 | 354.1683 | 337.6111 | 256.9208 | 260.2428 | 269.7453 | 261.0158 | 272.4014 | 469.0127 | 486.9941 | 725.5185 | 789.2984 | 750.6987 | 716.1756 | 731.9791 | 1379.3019 | 1364.9349 | 1340.3031
CDP25 | QLD | Q3 | Northern Qld | Solar | 1106.819 | 1192.8761 | 1101.8485 | 1093.7526 | 1030.9555 | 854.9846 | 866.7033 | 998.3133 | 1047.5055 | 993.5069 | 1080.5511 | 1094.3941 | 1027.0135 | 1029.1601 | 1018.1833 | 1080.0281 | 1016.3813 | 1065.9984 | 746.0077 | 486.4808 | 398.0993 | 442.0259 | 439.5345 | 189.5961 | 217.2276 | 236.1642 | 0 | 0
CDP25 | QLD | Q4 | Isaac | Solar | 1595.6328 | 1682.3546 | 1567.5976 | 1616.1299 | 1549.9686 | 1641.5355 | 1243.9397 | 1432.4039 | 1490.1809 | 1474.5481 | 2085.7789 | 2365.9452 | 2245.0888 | 2302.1466 | 2273.6908 | 2393.6209 | 2289.0837 | 2418.0567 | 2274.1424 | 2416.7799 | 1871.9253 | 2141.2369 | 2169.6377 | 2113.2789 | 1367.3918 | 2689.2392 | 2513.7739 | 2592.3282
CDP25 | QLD | Q5 | Barcaldine | Solar | 41.024 | 41.0302 | 38.4354 | 240.5281 | 229.0389 | 247.5195 | 177.9065 | 191.2126 | 201.5964 | 197.2964 | 206.4253 | 197.2784 | 183.8349 | 188.3275 | 195.4265 | 195.34 | 195.5836 | 202.3498 | 181.2061 | 177.6213 | 159.4128 | 164.5407 | 161.9784 | 153.3507 | 157.2491 | 146.4639 | 141.5806 | 143.9159
CDP25 | QLD | Q6 | Fitzroy | Solar | 210.1278 | 221.9265 | 206.1199 | 205.4401 | 197.382 | 209.5525 | 166.5236 | 173.9866 | 171.8674 | 185.588 | 184.6024 | 189.1553 | 181.0319 | 175.2114 | 189.7746 | 213.3711 | 172.0817 | 174.1928 | 162.064 | 188.7529 | 168.524 | 179.6029 | 166.1937 | 1271.5822 | 4608.0839 | 5859.6872 | 7532.873 | 9541.2305
CDP25 | QLD | Q7 | Wide Bay | Solar | 729.9264 | 902.164 | 1108.2945 | 1092.8196 | 1051.98 | 1113.5998 | 850.5217 | 984.552 | 1013.8344 | 1609.2788 | 4430.1484 | 5693.6653 | 5567.7184 | 5626.9517 | 5613.8957 | 5817.3746 | 5556.8224 | 5304.5477 | 5112.0524 | 5684.212 | 4707.7163 | 5311.8122 | 5479.9509 | 5658.5788 | 5498.4785 | 5318.2971 | 5236.2825 | 5324.9891
CDP25 | QLD | Q8 | Darling Downs | Solar | 3857.2496 | 3898.2057 | 3665.5452 | 3536.0127 | 3488.0769 | 3612.7066 | 2933.2878 | 3274.8247 | 3469.6816 | 3770.4466 | 6608.5316 | 6705.9179 | 6959.0408 | 7124.3751 | 7187.0224 | 7250.683 | 6929.9147 | 6591.6449 | 9309.4675 | 10774.7549 | 8772.9593 | 11261.6782 | 10619.9223 | 11960.9713 | 11558.002 | 16354.6442 | 16253.9209 | 16517.8366
CDP25 | QLD | Q9 | Banana | Solar | 0 | 0 | 0 | 0 | 0 | 0 | 0 | 0 | 0 | 0 | 0 | 0 | 0 | 0 | 0 | 0 | 0 | 0 | 0 | 0 | 0 | 0 | 0 | 0 | 0 | 0 | 0 | 0
CDP25 | NSW | N0 | NSW Non-REZ | Solar | 0 | 0 | 0 | 0 | 0 | 0 | 0 | 0 | 0 | 0 | 0 | 0 | 0 | 0 | 0 | 0 | 0 | 0 | 0 | 0 | 0 | 0 | 0 | 0 | 0 | 0 | 0 | 0
CDP25 | NSW | N1 | North West NSW | Solar | 452.5729 | 455.8725 | 484.9407 | 477.5164 | 470.4801 | 484.7756 | 392.5542 | 411.7117 | 437.7221 | 439.3633 | 429.9222 | 439.839 | 395.5855 | 416.7955 | 429.42 | 416.1345 | 406.9214 | 416.6592 | 399.1487 | 400.0993 | 370.4868 | 379.0086 | 354.8127 | 358.9217 | 353.6299 | 366.006 | 380.4586 | 397.6167
CDP25 | NSW | N2 | New England | Solar | 1260.2907 | 1710.0737 | 1835.2263 | 1784.4511 | 1946.6414 | 2309.4306 | 1947.3254 | 2081.6312 | 2484.3664 | 3014.8396 | 2832.8319 | 3020.8514 | 2740.2085 | 2969.738 | 2954.2355 | 2890.3631 | 2793.1528 | 3911.5729 | 4240.2277 | 8693.0166 | 7403.56 | 7923.0163 | 8516.922 | 8712.8301 | 8286.9551 | 8812.3676 | 8305.1046 | 9012
CDP25 | NSW | N3 | Central-West Orana | Solar | 2712.8683 | 2887.4897 | 3212.3344 | 3128.3464 | 5830.7735 | 8480.0417 | 7729.2236 | 8092.0593 | 9303.7814 | 9322.8015 | 9094.1076 | 9281.7756 | 8828.5479 | 9454.1873 | 9394.2429 | 9222.9485 | 8956.7323 | 8284.7587 | 8560.0334 | 8750.9485 | 7585.2899 | 8160.4097 | 9076.9265 | 11600.4395 | 12561.8559 | 15783.1898 | 15197.6872 | 16185.4749
CDP25 | NSW | N4 | Broken Hill | Solar | 121.0981 | 130.3219 | 626.3281 | 639.0886 | 619.911 | 635.5556 | 486.5311 | 510.713 | 555.5019 | 540.4672 | 544.2588 | 518.5788 | 491.079 | 500.1564 | 537.0224 | 575.3622 | 515.5313 | 552.1167 | 509.9489 | 489.6182 | 583.4136 | 601.1658 | 593.2189 | 550.2702 | 565.0489 | 549.5732 | 564.1565 | 584.7553
CDP25 | NSW | N5 | South West NSW | Solar | 2336.6331 | 2505.1176 | 2427.4245 | 3960.1399 | 3921.5785 | 4202.7115 | 3541.7765 | 3766.7224 | 4073.0794 | 3867.5978 | 4046.9886 | 4006.7632 | 3751.3083 | 3965.7441 | 3768.3453 | 3763.1603 | 3738.2451 | 3604.1137 | 3486.7451 | 3623.9902 | 5197.3216 | 5445.5163 | 5417.0927 | 4969.3834 | 5291.6546 | 4597.2513 | 3929.5574 | 4155.4179
CDP25 | NSW | N6 | Wagga Wagga | Solar | 1128.8392 | 1698.8737 | 2550.2471 | 2379.5074 | 2395.0635 | 2594.8495 | 2130.5075 | 2270.1657 | 2493.667 | 2407.7323 | 2505.0646 | 2494.1629 | 2336.909 | 2483.4843 | 2479.0384 | 2447.3524 | 2453.6971 | 2297.3019 | 2384.7642 | 2526.687 | 2248.8261 | 2310.8474 | 2417.9264 | 2214.2662 | 2371.3525 | 2342.2566 | 1116.0168 | 1203.8237
CDP25 | NSW | N7 | Tumut | Solar | 0 | 0 | 0 | 0 | 0 | 0 | 0 | 0 | 0 | 0 | 0 | 0 | 0 | 0 | 0 | 0 | 0 | 0 | 0 | 0 | 0 | 0 | 0 | 0 | 0 | 0 | 0 | 0
CDP25 | NSW | N8 | Cooma-Monaro | Solar | 0 | 0 | 0 | 0 | 0 | 0 | 0 | 0 | 0 | 0 | 0 | 0 | 0 | 0 | 0 | 0 | 0 | 0 | 0 | 0 | 0 | 0 | 0 | 0 | 0 | 0 | 0 | 0
CDP25 | NSW | N9 | Hunter-Central Coast | Solar | 0 | 0 | 1076.4332 | 1025.5966 | 1084.935 | 1085.7032 | 898.9949 | 940.2706 | 1058.828 | 1100.1558 | 1029.5297 | 1071.6033 | 988.2509 | 1068.0204 | 1058.2821 | 1010.401 | 984.7247 | 954.1862 | 1021.7095 | 984.7924 | 882.0606 | 907.6475 | 982.8383 | 957.7226 | 958.3372 | 970.2011 | 899.4858 | 1069.1163
CDP25 | NSW | N12 | Illawarra | Solar | 0 | 0 | 0 | 0 | 0 | 0 | 0 | 0 | 0 | 0 | 0 | 0 | 0 | 0 | 0 | 0 | 0 | 0 | 0 | 0 | 0 | 0 | 0 | 0 | 0 | 0 | 0 | 0
CDP25 | VIC | V0 | VIC Non-REZ | Solar | 0 | 0 | 0 | 0 | 0 | 0 | 0 | 0 | 0 | 0 | 0 | 0 | 0 | 0 | 0 | 0 | 0 | 0 | 0 | 0 | 0 | 0 | 0 | 0 | 0 | 0 | 0 | 0
CDP25 | VIC | V1 | Ovens Murray | Solar | 0 | 0 | 8.073e-08 | 3.6496e-06 | 3.832e-06 | 2.4887e-05 | 2.0493e-05 | 2.2765e-05 | 7.5013e-05 | 5.8772e-05 | 700.4713 | 708.0583 | 629.3889 | 653.1353 | 712.6482 | 675.0471 | 709.7657 | 673.4345 | 677.837 | 729.9889 | 652.2779 | 697.5658 | 688.2622 | 631.5006 | 684.113 | 720.8153 | 663.0898 | 724.3211
CDP25 | VIC | V2 | Murray River | Solar | 1456.3066 | 1716.358 | 1760.4776 | 2001.109 | 1955.2792 | 2084.479 | 1760.1017 | 1763.6499 | 1884.4041 | 1948.9117 | 2608.4966 | 2933.7269 | 2753.7578 | 2817.9855 | 2893.2443 | 2726.3207 | 2743.7028 | 2755.9244 | 2693.218 | 2829.9489 | 2612.6363 | 2734.3653 | 2755.6697 | 2600.5099 | 4404.7386 | 3591.4006 | 3267.6796 | 3431.3813
CDP25 | VIC | V3 | Western Victoria | Solar | 0 | 40.179 | 233.8143 | 245.8369 | 243.6363 | 232.3449 | 189.7112 | 197.777 | 204.6581 | 199.523 | 225.3953 | 255.3777 | 222.5219 | 247.3922 | 240.9461 | 222.211 | 240.6296 | 251.7947 | 249.1437 | 253.7447 | 208.6459 | 233.5928 | 224.6669 | 211.3718 | 218.6496 | 227.8017 | 187.6876 | 263.3202
CDP25 | VIC | V4 | South West Victoria | Solar | 0 | 0 | 0 | 0 | 0 | 0 | 0 | 0 | 0 | 0 | 0 | 0 | 0 | 0 | 0 | 0 | 0 | 0 | 0 | 0 | 0 | 0 | 0 | 0 | 0 | 0 | 0 | 0
CDP25 | VIC | V5 | Gippsland | Solar | 0 | 119.1342 | 267.62 | 271.9188 | 288.9026 | 255.9667 | 221.5712 | 219.7984 | 247.7924 | 243.458 | 246.2326 | 263.549 | 256.2355 | 256.4037 | 257.1657 | 236.0763 | 237.7744 | 236.1547 | 247.9188 | 241.9109 | 229.679 | 242.0716 | 253.3555 | 235.6253 | 238.9824 | 248.0578 | 250.0166 | 255.8089
CDP25 | VIC | V6 | Central North VIC | Solar | 1123.0168 | 1194.8121 | 1121.4653 | 1076.7815 | 1098.7156 | 1072.1694 | 916.3466 | 924.2934 | 997.6554 | 986.7552 | 1324.2892 | 1376.1076 | 1244.1777 | 1285.9396 | 1300.2243 | 1215.2602 | 1246.6419 | 1197.5238 | 1206.481 | 1294.0232 | 1053.1298 | 1123.6858 | 1119.8842 | 1021.8659 | 1092.9214 | 1113.7783 | 1045.4379 | 732.5996
CDP25 | SA | S1 | South East SA | Solar | 418.8185 | 426.5241 | 423.2679 | 384.6689 | 371.2563 | 320.8742 | 331.2203 | 339.2587 | 354.3841 | 356.5526 | 349.8757 | 383.0379 | 359.2918 | 358.3972 | 392.1432 | 379.0225 | 373.5395 | 335.6641 | 305.8711 | 304.6519 | 276.4446 | 294.947 | 272.7452 | 259.2486 | 271.906 | 139.2028 | 134.2829 | 135.0995
CDP25 | SA | S2 | Riverland | Solar | 103.3658 | 112.052 | 97.5763 | 93.1127 | 91.1685 | 80.1456 | 78.4446 | 75.0136 | 80.8049 | 78.0438 | 81.381 | 81.3444 | 76.0668 | 75.697 | 83.1446 | 82.9205 | 79.8709 | 68.7189 | 61.1359 | 1270.8223 | 1996.866 | 2055.1715 | 1949.9468 | 1904.0356 | 1972.1239 | 2018.6043 | 1924.045 | 1987.0838
CDP25 | SA | S3 | Mid-North SA | Solar | 0 | 0 | 0 | 0 | 0 | 0 | 0 | 0 | 0 | 0 | 0 | 0 | 0 | 0 | 0 | 0 | 0 | 0 | 0 | 0 | 0 | 0 | 0 | 0 | 0 | 0 | 0 | 0
CDP25 | SA | S4 | Yorke Peninsula | Solar | 0 | 0 | 0 | 0 | 0 | 0 | 0 | 0 | 0 | 0 | 0 | 0 | 0 | 0 | 0 | 0 | 0 | 0 | 0 | 0 | 0 | 0 | 0 | 0 | 0 | 0 | 0 | 0
CDP25 | SA | S5 | Northern SA | Solar | 675.1692 | 713.8561 | 1311.473 | 1152.4628 | 1158.5134 | 996.6274 | 1084.1793 | 1103.3992 | 1150.2182 | 1187.3652 | 1168.3636 | 1246.1235 | 1178.1768 | 1189.2718 | 1249.8501 | 1294.5459 | 1268.6834 | 1281.9746 | 1248.5227 | 1210.021 | 2072.3978 | 2132.7778 | 2015.4779 | 1851.9856 | 1917.3598 | 1952.1108 | 1896.6601 | 1938.0928
CDP25 | SA | S6 | Leigh Creek | Solar | 0 | 0 | 0 | 0 | 0 | 0 | 0 | 0 | 0 | 0 | 0 | 0 | 0 | 0 | 0 | 0 | 0 | 0 | 0 | 0 | 0 | 0 | 0 | 0 | 0 | 0 | 0 | 0
CDP25 | SA | S7 | Roxby Downs | Solar | 0 | 0 | 4.0541e-07 | 8.5781e-05 | 9.7724e-05 | 421.4993 | 442.6526 | 455.3792 | 479.9979 | 495.7424 | 486.9934 | 505.287 | 483.7786 | 486.1359 | 516.7613 | 540.6523 | 522.3297 | 528.0831 | 1130.056 | 1073.7435 | 1087.4073 | 1111.2234 | 1034.5261 | 1052.0239 | 1042.7668 | 1054.4145 | 1083.559 | 1096.7072
CDP25 | SA | S8 | Eastern Eyre Peninsula | Solar | 0 | 0 | 0 | 0 | 0 | 0 | 0 | 0 | 0 | 0 | 0 | 0 | 0 | 0 | 0 | 0 | 0 | 0 | 0 | 0 | 0 | 0 | 0 | 0 | 0 | 0 | 0 | 0
CDP25 | SA | S9 | Western Eyre Peninsula | Solar | 0 | 0 | 0 | 0 | 0 | 0 | 0 | 0 | 0 | 0 | 0 | 0 | 0 | 0 | 0 | 0 | 0 | 0 | 0 | 0 | 0 | 0 | 0 | 0 | 0 | 0 | 0 | 0
CDP25 | TAS | T1 | North East Tasmania | Solar | 0 | 0 | 5.1791e-06 | 4.9337e-06 | 5.0771e-06 | 4.2623e-06 | 8.833e-06 | 1.2084e-05 | 4.3007e-05 | 3.6129e-05 | 0.00026893 | 401.7597 | 494.079 | 569.8839 | 563.4897 | 540.8243 | 450.474 | 455.4188 | 462.4241 | 440.547 | 441.9678 | 464.1604 | 467.5188 | 419.9286 | 441.7333 | 483.7821 | 466.8711 | 490.286
CDP25 | TAS | T2 | North West Tasmania | Solar | 0 | 0 | 0 | 0 | 0 | 0 | 0 | 0 | 0 | 0 | 0 | 0 | 0 | 0 | 0 | 0 | 0 | 0 | 0 | 0 | 0 | 0 | 0 | 0 | 0 | 0 | 0 | 0
CDP25 | TAS | T3 | Tasmania Midlands | Solar | 0 | 0 | 3.2474e-06 | 2.7245e-06 | 2.8106e-06 | 2.2875e-06 | 4.947e-06 | 8.4259e-06 | 3.8209e-05 | 3.39e-05 | 192.6554 | 205.3434 | 235.3584 | 271.4612 | 284.5588 | 272.9851 | 218.7952 | 215.8679 | 222.4408 | 215.4991 | 211.1468 | 217.4304 | 226.2142 | 209.6438 | 218.3013 | 244.3008 | 219.9961 | 224.8907
CDP25 | QLD | Q1 | Far North QLD | Wind | 916.3181 | 903.7909 | 933.681 | 2940.1221 | 3174.5408 | 3507.6517 | 3121.4169 | 3479.8787 | 3546.3984 | 3658.6573 | 3577.152 | 3244.5995 | 3404.445 | 3569.5407 | 3490.6851 | 3383.3277 | 3249.393 | 3241.6977 | 3107.786 | 3496.9195 | 3431.2463 | 3712.7769 | 3768.3014 | 3807.6451 | 3542.1995 | 3270.7632 | 3509.6194 | 3693.0064
CDP25 | QLD | Q2 | North Qld Clean Energy Hub | Wind | 141.7008 | 129.5111 | 128.5438 | 2145.6182 | 2906.3338 | 5697.977 | 5512.0088 | 5733.1764 | 5941.3627 | 6483.7936 | 6161.4395 | 5915.7007 | 6659.499 | 7017.698 | 7194.3801 | 6752.8505 | 6641.1296 | 6282.2729 | 6467.6636 | 7063.14 | 7828.5427 | 7922.7515 | 8078.0588 | 8219.091 | 7934.9434 | 7585.9778 | 8086.6951 | 8693.0209
CDP25 | QLD | Q3 | Northern Qld | Wind | 0 | 0 | 0 | 0 | 0 | 0 | 0 | 0 | 0 | 0 | 0 | 0 | 0 | 0 | 0 | 0 | 0 | 0 | 0 | 0 | 0 | 0 | 0 | 0 | 0 | 0 | 0 | 0
CDP25 | QLD | Q4 | Isaac | Wind | 888.5312 | 1171.1905 | 1291.9056 | 1261.2402 | 1185.2254 | 1261.1217 | 1096.4323 | 1143.6883 | 1209.1564 | 4043.8189 | 3853.2398 | 3643.9675 | 3755.9837 | 3723.5552 | 4310.9393 | 3670.4908 | 3990.1838 | 3929.9081 | 3763.3197 | 3825.4086 | 4621.8697 | 4527.7822 | 4799.1185 | 5091.5542 | 4727.5508 | 4322.006 | 4466.4391 | 4506.7646
CDP25 | QLD | Q5 | Barcaldine | Wind | 0 | 0 | 0 | 8.3358e-06 | 1.5714e-05 | 37.0332 | 30.1802 | 30.7386 | 34.0381 | 138.2491 | 142.6223 | 133.1534 | 127.2834 | 127.4971 | 140.8571 | 124.4534 | 126.6761 | 126.4491 | 118.7245 | 143.1602 | 268.2181 | 257.8953 | 282.838 | 267.4383 | 275.0094 | 262.5781 | 254.2679 | 256.5066
CDP25 | QLD | Q6 | Fitzroy | Wind | 0 | 0 | 0 | 1295.1427 | 2726.1543 | 2970.8077 | 2797.8981 | 2902.6878 | 2875.395 | 2857.3856 | 2918.1338 | 2729.2781 | 2841.4627 | 2713.5024 | 3116.0678 | 2622.037 | 2951.4576 | 2828.1921 | 2740.0395 | 2867.8679 | 2880.5063 | 2873.7519 | 2854.5303 | 2886.0766 | 2864.6483 | 2685.4287 | 2811.0173 | 2713.3374
CDP25 | QLD | Q7 | Wide Bay | Wind | 0 | 0 | 0 | 1.8116e-05 | 1.8868e-05 | 2.4686e-05 | 1.7178e-05 | 2.5644e-05 | 3.6073e-05 | 8.2292e-05 | 0.00017346 | 0.0002443 | 390.9046 | 402.7537 | 412.6504 | 371.441 | 394.0505 | 423.1903 | 401.8974 | 407.4491 | 412.8798 | 423.6157 | 423.0653 | 386.0016 | 2603.6455 | 2509.7419 | 2465.7683 | 2574.5589
CDP25 | QLD | Q8 | Darling Downs | Wind | 4637.1311 | 6192.7402 | 6566.561 | 11517.3841 | 14474.5558 | 14618.2804 | 13918.5726 | 13733.4673 | 14088.0771 | 13100.8052 | 17299.8762 | 17114.4088 | 16852.8562 | 17723.8317 | 18693.0416 | 17065.4936 | 18052.2513 | 18702.1983 | 17893.8985 | 17899.6692 | 16581.5533 | 15850.7198 | 16128.9517 | 15376.6894 | 21252.8403 | 20003.7053 | 19456.5423 | 20882.448
CDP25 | QLD | Q9 | Banana | Wind | 0 | 0 | 0 | 0 | 0 | 0 | 0 | 0 | 0 | 0 | 0 | 0 | 0 | 0 | 0 | 0 | 0 | 0 | 0 | 0 | 0 | 0 | 0 | 0 | 0 | 0 | 0 | 0
CDP25 | NSW | N0 | NSW Non-REZ | Wind | 0 | 0 | 1.8403e-05 | 556.5865 | 552.1894 | 490.7272 | 525.5843 | 465.3626 | 466.7624 | 450.4795 | 457.5082 | 466.3723 | 435.6068 | 454.0469 | 437.5781 | 490.981 | 481.8264 | 516.3344 | 503.1503 | 443.3945 | 502.9391 | 443.6982 | 447.7625 | 433.2073 | 437.1226 | 449.7073 | 426.9389 | 454.7203
CDP25 | NSW | N1 | North West NSW | Wind | 0 | 0 | 0 | 0 | 0 | 0 | 0 | 0 | 0 | 0 | 0 | 0 | 0 | 0 | 0 | 0 | 0 | 0 | 0 | 0 | 0 | 0 | 0 | 0 | 0 | 0 | 0 | 0
CDP25 | NSW | N2 | New England | Wind | 1309.9904 | 1100.5101 | 1802.4326 | 1967.5195 | 1977.4467 | 2036.7609 | 1988.2718 | 1891.2616 | 7077.5996 | 6558.891 | 8884.4544 | 8734.0551 | 8583.1184 | 8771.9478 | 8752.6067 | 8504.2481 | 12925.2496 | 13534.6052 | 18323.8724 | 18660.6074 | 22005.472 | 20008.7945 | 20614.9936 | 19673.2926 | 22007.4078 | 21931.3587 | 21382.1645 | 22679.3187
CDP25 | NSW | N3 | Central-West Orana | Wind | 658.1358 | 1205.1257 | 2053.4433 | 3204.6554 | 13434.5849 | 14452.7361 | 15455.8913 | 14508.0736 | 14935.712 | 14100.2996 | 15004.667 | 14410.0436 | 14342.1225 | 15302.7621 | 15276.8415 | 15618.6599 | 15459.682 | 16095.0037 | 15739.8714 | 14846.8686 | 15525.812 | 14426.2112 | 14577.6881 | 13936.387 | 14594.3307 | 13632.7038 | 13404.5727 | 14443.0122
CDP25 | NSW | N4 | Broken Hill | Wind | 783.3326 | 608.8497 | 699.7958 | 949.3674 | 921.9093 | 1014.282 | 854.4456 | 903.998 | 872.0613 | 887.5441 | 869.5114 | 856.829 | 805.0694 | 889.2802 | 928.0947 | 815.3128 | 931.6816 | 865.466 | 841.2925 | 269.1291 | 250.4054 | 267.7334 | 267.0367 | 270.7361 | 256.0995 | 256.811 | 240.8289 | 263.8931
CDP25 | NSW | N5 | South West NSW | Wind | 0 | 0 | 9.5475e-06 | 1560.5279 | 1504.7668 | 1450.8809 | 1295.7017 | 1429.1206 | 1465.2853 | 1556.1089 | 1394.311 | 1392.1619 | 1424.1767 | 1489.7824 | 1511.2936 | 1517.0512 | 1515.309 | 1505.4603 | 1430.2134 | 1361.4419 | 1303.4097 | 1436.3118 | 1421.3776 | 1501.3762 | 1341.9763 | 1380.6007 | 1409.6441 | 1505.0068
CDP25 | NSW | N6 | Wagga Wagga | Wind | 0 | 0 | 6.0172e-06 | 4.9051e-05 | 4.8289e-05 | 4.7094e-05 | 4.0172e-05 | 4.4848e-05 | 4.4361e-05 | 4.6442e-05 | 4.3172e-05 | 4.173e-05 | 3.8025e-05 | 3.9925e-05 | 3.9304e-05 | 4.0837e-05 | 3.7876e-05 | 4.2357e-05 | 4.3871e-05 | 4.1692e-05 | 3.9623e-05 | 5.2642e-05 | 5.1733e-05 | 5.3141e-05 | 5.14e-05 | 6.137e-05 | 5.5835e-05 | 5.5752e-05
CDP25 | NSW | N7 | Tumut | Wind | 0 | 201.4505 | 766.5539 | 909.2575 | 923.4399 | 820.3947 | 872.1944 | 766.8436 | 788.8801 | 797.758 | 775.9178 | 797.057 | 707.1029 | 833.827 | 826.8288 | 865.4162 | 835.7493 | 885.5246 | 875.1507 | 751.1887 | 870.9352 | 769.5644 | 786.2864 | 818.6338 | 801.258 | 837.5168 | 774.9084 | 835.6356
CDP25 | NSW | N8 | Cooma-Monaro | Wind | 370.7622 | 379.3811 | 1331.9742 | 1421.5609 | 1445.4963 | 1345.4908 | 1282.509 | 1259.2783 | 1347.685 | 1390.1372 | 1253.035 | 1332.7651 | 1252.9217 | 1355.8196 | 1337.9983 | 1285.9197 | 1079.3338 | 1046.9361 | 1056.6702 | 972.9828 | 1001.7092 | 982.9579 | 1167.5649 | 1200.1439 | 1119.8634 | 1236.9583 | 1179.7249 | 1269.5922
CDP25 | NSW | N9 | Hunter-Central Coast | Wind | 0 | 0 | 1189.8898 | 1435.8173 | 1359.6663 | 1332.2912 | 1369.6371 | 1278.3213 | 1349.3549 | 1251.4833 | 1275.9143 | 1331.4105 | 1262.839 | 1351.9975 | 1216.3164 | 1307.155 | 1377.5732 | 1355.1386 | 1270.7151 | 1230.7077 | 1395.6134 | 1219.0188 | 1295.2821 | 1205.2827 | 1211.5524 | 2524.1654 | 2403.9324 | 2631.5338
CDP25 | NSW | N12 | Illawarra | Wind | 0 | 0 | 0 | 0 | 0 | 0 | 0 | 0 | 0 | 0 | 0 | 0 | 0 | 0 | 0 | 0 | 0 | 0 | 0 | 0 | 0 | 0 | 0 | 0 | 0 | 0 | 0 | 0
CDP25 | VIC | V0 | VIC Non-REZ | Wind | 0 | 0 | 0 | 1.4311e-05 | 2.7566e-05 | 2.3598e-05 | 2.0985e-05 | 2.1592e-05 | 2.8916e-05 | 3.4056e-05 | 4.0118e-05 | 4.0392e-05 | 3.9363e-05 | 3.6773e-05 | 3.5042e-05 | 3.829e-05 | 3.6916e-05 | 3.959e-05 | 3.8175e-05 | 3.8723e-05 | 4.1656e-05 | 4.9322e-05 | 4.5984e-05 | 5.4796e-05 | 4.6305e-05 | 9.9422e-05 | 0.00010282 | 9.8122e-05
CDP25 | VIC | V1 | Ovens Murray | Wind | 0 | 0 | 0 | 0 | 0 | 0 | 0 | 0 | 0 | 0 | 0 | 0 | 0 | 0 | 0 | 0 | 0 | 0 | 0 | 0 | 0 | 0 | 0 | 0 | 0 | 0 | 0 | 0
CDP25 | VIC | V2 | Murray River | Wind | 0 | 0 | 0 | 0 | 0 | 0 | 0 | 0 | 0 | 0 | 0 | 0 | 0 | 0 | 0 | 0 | 0 | 0 | 0 | 0 | 0 | 0 | 0 | 0 | 0 | 0 | 0 | 0
CDP25 | VIC | V3 | Western Victoria | Wind | 5690.2956 | 5941.5537 | 5593.9022 | 5969.7696 | 7913.2889 | 7746.257 | 7433.1658 | 7964.0882 | 7678.5584 | 7789.8306 | 6929.1363 | 6880.7829 | 6636.3845 | 6962.8795 | 6972.5883 | 6935.0814 | 7030.3757 | 7173.3779 | 6654.9676 | 6061.2281 | 5211.7255 | 5768.5292 | 5523.0791 | 5427.1706 | 4798.3802 | 3076.4555 | 2799.5689 | 2937.968
CDP25 | VIC | V4 | South West Victoria | Wind | 7457.9606 | 10590.2218 | 10156.6616 | 10647.5888 | 9737.35 | 9759.5835 | 9424.15 | 10047.8586 | 9683.2851 | 10667.2129 | 9612.27 | 9704.8045 | 9569.198 | 9859.9788 | 8821.5151 | 8801.204 | 8327.5926 | 8407.2423 | 7935.1895 | 7127.254 | 7139.1034 | 4897.7847 | 4634.2972 | 4698.3078 | 4616.7822 | 8009.6867 | 7867.4204 | 8319.0289
CDP25 | VIC | V5 | Gippsland | Wind | 0 | 0 | 0 | 2.9688e-05 | 1623.1127 | 6056.592 | 6042.7862 | 6172.8688 | 5971.9609 | 5970.0909 | 6039.8991 | 5650.1538 | 5572.8732 | 5523.9408 | 5528.969 | 5700.4331 | 5999.543 | 5799.3012 | 5516.5971 | 5501.1031 | 5528.9039 | 5756.3068 | 5616.0775 | 6153.5063 | 5627.8403 | 5480.8065 | 5540.3376 | 5716.0001
CDP25 | VIC | V6 | Central North VIC | Wind | 0 | 0 | 0 | 5.7228e-06 | 1.5512e-05 | 4.2027e-05 | 3.4378e-05 | 3.5055e-05 | 3.9745e-05 | 3.6795e-05 | 5.5102e-05 | 5.1977e-05 | 4.3217e-05 | 4.491e-05 | 4.6871e-05 | 4.7257e-05 | 4.773e-05 | 4.7637e-05 | 4.7923e-05 | 5.1554e-05 | 4.5422e-05 | 4.816e-05 | 4.6738e-05 | 4.9908e-05 | 5.5814e-05 | 7.7753e-05 | 6.8624e-05 | 6.9842e-05
CDP25 | SA | S1 | South East SA | Wind | 747.9795 | 813.1309 | 711.1698 | 786.6521 | 2451.9926 | 2201.8307 | 1832.1672 | 2028.8539 | 2014.5742 | 2567.6325 | 2048.4927 | 2167.4866 | 2012.3505 | 2162.5917 | 1842.2639 | 1837.3581 | 1702.6214 | 1859.2825 | 1764.0177 | 1673.5921 | 1605.723 | 1781.1673 | 1666.3708 | 1853.246 | 1647.4128 | 2315.1942 | 2192.3499 | 2428.156
CDP25 | SA | S2 | Riverland | Wind | 0 | 0 | 0 | 0 | 0 | 0 | 0 | 0 | 0 | 0 | 0 | 0 | 0 | 0 | 0 | 0 | 0 | 0 | 0 | 0 | 0 | 0 | 0 | 0 | 0 | 0 | 0 | 0
CDP25 | SA | S3 | Mid-North SA | Wind | 5255.5896 | 5512.8723 | 5289.8636 | 5565.1026 | 6697.9953 | 6143.6368 | 5996.4389 | 6451.4074 | 6385.2593 | 6756.7394 | 5907.7423 | 6112.6899 | 5188.9657 | 5907.9129 | 5962.4467 | 4643.6475 | 4481.8038 | 4812.2492 | 4709.1559 | 3674.9716 | 3557.0322 | 4774.1026 | 5519.6446 | 7010.5725 | 7309.7355 | 7952.8255 | 7557.7847 | 8636.6809
CDP25 | SA | S4 | Yorke Peninsula | Wind | 231.1905 | 242.7534 | 239.5991 | 261.356 | 325.2487 | 331.5556 | 274.1596 | 290.9328 | 285.9002 | 336.8781 | 297.1584 | 317.0825 | 276.4829 | 320.5495 | 321.8381 | 308.8885 | 312.3605 | 343.3409 | 319.125 | 298.6662 | 288.0409 | 308.5554 | 287.9262 | 323.9657 | 277.4133 | 296.3623 | 264.6067 | 306.6594
CDP25 | SA | S5 | Northern SA | Wind | 1302.6199 | 1374.2762 | 1324.3502 | 1367.0603 | 1285.7063 | 1147.7429 | 1112.6912 | 1148.1191 | 1216.9952 | 1315.254 | 1191.9789 | 1258.7722 | 1197.5128 | 1317.5336 | 1359.3428 | 1307.3049 | 1320.4807 | 1376.163 | 1261.7709 | 1210.5381 | 1134.1966 | 556.7976 | 554.9823 | 578.364 | 543.5908 | 564.1537 | 507.6283 | 574.875
CDP25 | SA | S6 | Leigh Creek | Wind | 0 | 0 | 0 | 0 | 0 | 0 | 0 | 0 | 0 | 0 | 0 | 0 | 0 | 0 | 0 | 0 | 0 | 0 | 0 | 0 | 0 | 0 | 0 | 0 | 0 | 0 | 0 | 0
CDP25 | SA | S7 | Roxby Downs | Wind | 0 | 0 | 0 | 0 | 0 | 0 | 0 | 0 | 0 | 0 | 0 | 0 | 0 | 0 | 0 | 0 | 0 | 0 | 0 | 0 | 0 | 0 | 0 | 0 | 0 | 0 | 0 | 0
CDP25 | SA | S8 | Eastern Eyre Peninsula | Wind | 318.1643 | 298.0273 | 303.9115 | 338.6488 | 333.4252 | 998.0229 | 763.7523 | 786.6052 | 786.4369 | 910.5369 | 810.8122 | 659.5107 | 618.3429 | 713.6305 | 706.7959 | 694.1678 | 726.261 | 763.1669 | 714.9465 | 681.2574 | 662.5693 | 683.3451 | 713.7251 | 1048.7176 | 898.3489 | 917.9458 | 838.5579 | 971.1273
CDP25 | SA | S9 | Western Eyre Peninsula | Wind | 0 | 0 | 0 | 0 | 0 | 0 | 0 | 0 | 0 | 0 | 0 | 0 | 0 | 0 | 0 | 0 | 0 | 0 | 0 | 0 | 0 | 0 | 0 | 0 | 0 | 0 | 0 | 0
CDP25 | TAS | T1 | North East Tasmania | Wind | 598.3431 | 649.7118 | 548.4117 | 779.3692 | 1567.3281 | 1583.6966 | 1632.6151 | 1615.6633 | 1432.9171 | 1576.1155 | 1419.5389 | 1504.4619 | 1655.5702 | 1654.8468 | 1748.2393 | 1837.7696 | 1390.4737 | 1489.9417 | 1376.4276 | 1434.8027 | 1492.8641 | 1515.316 | 1483.1491 | 1599.026 | 1464.5978 | 1482.9721 | 1057.4043 | 1004.3035
CDP25 | TAS | T2 | North West Tasmania | Wind | 918.0816 | 973.0028 | 901.9787 | 877.1286 | 853.8586 | 1300.6897 | 1674.2469 | 1601.3975 | 1363.1493 | 1453.8596 | 1399.6876 | 1393.8027 | 1506.1841 | 1707.6862 | 1723.843 | 1796.5666 | 1458.7103 | 1426.549 | 1389.1767 | 1412.0834 | 1488.8261 | 1488.7272 | 1419.944 | 1508.2277 | 1476.6512 | 1421.5484 | 1015.7552 | 1050.6215
CDP25 | TAS | T3 | Tasmania Midlands | Wind | 458.9298 | 552.0922 | 2548.0018 | 3031.5621 | 2949.14 | 3149.4606 | 3211.0403 | 3792.4863 | 4707.3878 | 4966.5689 | 5479.6065 | 5487.1472 | 5614.292 | 5818.0352 | 6218.8151 | 6607.5248 | 5413.8124 | 5388.3587 | 5235.3025 | 5564.2835 | 5407.7722 | 5563.6179 | 5317.8037 | 5485.5637 | 5344.5199 | 5142.7364 | 5400.7719 | 5437.138
CDP25 | NSW | N10 | Hunter Coast | Offshore Wind | 0 | 0 | 0 | 0 | 0 | 0 | 0 | 0 | 0 | 0 | 0 | 0 | 0 | 0 | 0 | 0 | 0 | 0 | 0 | 0 | 0 | 0 | 0 | 0 | 0 | 0 | 0 | 0
CDP25 | NSW | N11 | Illawarra Coast | Offshore Wind | 0 | 0 | 0 | 0 | 0 | 0 | 0 | 0 | 0 | 0 | 0 | 0 | 0 | 0 | 0 | 0 | 0 | 0 | 0 | 0 | 0 | 0 | 0 | 0 | 0 | 0 | 0 | 0
CDP25 | VIC | V7 | Gippsland Coast | Offshore Wind | 0 | 0 | 0 | 0 | 0 | 0 | 4006.6463 | 7927.115 | 10433.3572 | 11527.0207 | 13687.7249 | 17081.9567 | 20782.1152 | 25434.7157 | 28535.2039 | 33455.9056 | 33868.9956 | 33855.4518 | 32279.1322 | 31367.0379 | 31971.981 | 31884.5573 | 32160.5858 | 34261.3546 | 31576.8951 | 31806.4218 | 32908.4563 | 34428.2323
CDP25 | VIC | V8 | Portland Coast | Offshore Wind | 0 | 0 | 0 | 0 | 0 | 0 | 0 | 0 | 0 | 1602.3525 | 1638.7936 | 2253.5733 | 2664.0022 | 2689.7129 | 2792.4747 | 2831.5913 | 2753.7297 | 3012.1959 | 2825.6803 | 2645.976 | 2684.03 | 3022.2459 | 2888.6692 | 3021.866 | 2715.5485 | 2740.2215 | 2762.7273 | 2882.9049
CDP25 | SA | S10 | South East SA Coast | Offshore Wind | 0 | 0 | 0 | 0 | 0 | 0 | 0 | 0 | 0 | 0 | 0 | 0 | 0 | 0 | 0 | 0 | 0 | 0 | 0 | 0 | 0 | 0 | 0 | 0 | 0 | 0 | 0 | 0
CDP25 | TAS | T4 | North West Tasmania Coast | Offshore Wind | 0 | 0 | 0 | 0 | 0 | 0 | 0 | 0 | 0 | 0 | 0 | 0 | 0 | 0 | 0 | 0 | 0 | 0 | 0 | 0 | 0 | 0 | 0 | 0 | 0 | 0 | 0 | 0
CDP25 | TAS | T5 | North East Tasmania Coast | Offshore Wind | 0 | 0 | 0 | 0 | 0 | 0 | 0 | 0 | 0 | 0 | 0 | 0 | 0 | 0 | 0 | 0 | 0 | 0 | 0 | 0 | 0 | 0 | 0 | 0 | 0 | 0 | 0 | 0
Counterfactual | QLD | Q1 | Far North QLD | Solar | 0 | 0 | 4.1183e-06 | 4.0877e-05 | 3.94e-05 | 3.6411e-05 | 2.7115e-05 | 3.6685e-05 | 4.4084e-05 | 4.0637e-05 | 9.4585e-05 | 0.00010603 | 9.9353e-05 | 9.8297e-05 | 0.00010068 | 0.00012364 | 0.00014479 | 0.00015143 | 0.0048512 | 0.0050462 | 0.0041916 | 0.0044453 | 0.0045467 | 0.004091 | 0.0047264 | 0.0051158 | 114.1421 | 222.427
Counterfactual | QLD | Q2 | North Qld Clean Energy Hub | Solar | 193.9181 | 200.5859 | 187.0251 | 180.9838 | 170.1361 | 139.7876 | 148.2166 | 161.3185 | 166.0866 | 157.4439 | 165.0464 | 1038.7342 | 1003.945 | 921.6567 | 913.3495 | 977.2367 | 928.1497 | 1906.1357 | 1903.3328 | 1989.0217 | 3066.4732 | 3361.3303 | 3340.4416 | 3234.481 | 3399.5967 | 3449.5755 | 3461.3092 | 3237.9697
Counterfactual | QLD | Q3 | Northern Qld | Solar | 1098.7646 | 1196.2921 | 1102.1134 | 1091.7492 | 1026.1967 | 856.1731 | 871.7372 | 1005.8998 | 1052.157 | 998.1041 | 1090.6778 | 1102.3751 | 1035.7435 | 1045.9947 | 1017.9737 | 1101.6712 | 1021.1719 | 1016.0535 | 741.9993 | 488.8872 | 369.5324 | 411.5499 | 425.2173 | 190.5509 | 215.6331 | 222.7057 | 0 | 0
Counterfactual | QLD | Q4 | Isaac | Solar | 1593.689 | 1679.0933 | 1567.9714 | 1716.2959 | 1645.2041 | 1741.756 | 1319.7661 | 1521.4109 | 1578.7949 | 1562.1449 | 3380.3321 | 3378.7578 | 3233.7564 | 3320.7506 | 3243.3888 | 3504.9282 | 3279.6815 | 3847.6714 | 3720.5232 | 3970.7031 | 3029.5347 | 3538.0476 | 3624.6758 | 3574.1913 | 3813.7633 | 4430.4357 | 4259.3719 | 4293.7676
Counterfactual | QLD | Q5 | Barcaldine | Solar | 40.3381 | 40.6732 | 38.4404 | 242.7494 | 231.1956 | 251.3501 | 182.8348 | 196.0807 | 204.997 | 198.7107 | 205.1313 | 201.1216 | 188.1553 | 194.1839 | 201.4639 | 210.203 | 204.4636 | 190.0947 | 182.3362 | 172.378 | 151.7522 | 160.0948 | 164.7257 | 152.9357 | 155.9983 | 155.2803 | 151.3876 | 159.784
Counterfactual | QLD | Q6 | Fitzroy | Solar | 212.3838 | 220.9583 | 203.291 | 205.4402 | 197.4408 | 208.7222 | 159.0274 | 179.641 | 183.7724 | 190.5144 | 593.4335 | 608.0365 | 578.68 | 581.5119 | 576.7583 | 625.9435 | 775.7439 | 861.0872 | 844.2055 | 2027.5162 | 1610.7589 | 1890.4721 | 1924.4504 | 2754.1231 | 7067.9778 | 8628.5754 | 8827.872 | 13351.4736
Counterfactual | QLD | Q7 | Wide Bay | Solar | 730.9262 | 902.4294 | 1108.8223 | 1092.9817 | 1051.9014 | 1113.6392 | 858.0196 | 992.4607 | 1026.1062 | 2038.0354 | 2554.9529 | 2901.1668 | 2760.1459 | 2790.6137 | 2777.0345 | 2925.6611 | 2782.5734 | 2598.726 | 2517.4723 | 2734.2271 | 2243.1137 | 2573.0092 | 2640.2214 | 2662.9985 | 2342.5683 | 2857.254 | 2819.6559 | 2542.9488
Counterfactual | QLD | Q8 | Darling Downs | Solar | 3857.6699 | 3898.4709 | 3666.4898 | 3535.86 | 3487.1883 | 3611.5252 | 2948.2895 | 3291.6168 | 3501.5449 | 4267.5038 | 5692.4747 | 8059.0294 | 8592.6178 | 8815.1297 | 8861.4367 | 9047.636 | 9539.9207 | 9878.5391 | 10886.9755 | 11340.4793 | 11536.7072 | 12967.7813 | 12894.8286 | 14083.8857 | 13629.4655 | 14562.8986 | 14514.0195 | 14481.9701
Counterfactual | QLD | Q9 | Banana | Solar | 0 | 0 | 0 | 0 | 0 | 0 | 0 | 0 | 0 | 0 | 0 | 0 | 0 | 0 | 0 | 0 | 0 | 0 | 0 | 0 | 0 | 0 | 0 | 0 | 0 | 0 | 0 | 0
Counterfactual | NSW | N0 | NSW Non-REZ | Solar | 0 | 0 | 0.0018958 | 0.0018471 | 0.0018983 | 0.0018688 | 0.0013763 | 0.0014685 | 0.001673 | 0.0016411 | 0.0016123 | 0.0016689 | 0.0015965 | 0.0016827 | 0.0016847 | 0.0016912 | 0.0016321 | 0.0015584 | 0.0016963 | 0.0016758 | 0.001461 | 0.0014859 | 0.0016787 | 0.001645 | 1086.1754 | 2090.7505 | 2096.3953 | 2219.2434
Counterfactual | NSW | N1 | North West NSW | Solar | 462.7147 | 455.7588 | 484.1201 | 476.844 | 469.8222 | 485.697 | 402.8867 | 423.9039 | 455.0733 | 447.7531 | 442.0303 | 465.1464 | 422.8406 | 454.0666 | 460.1291 | 452.9232 | 446.0406 | 452.4243 | 454.768 | 488.6159 | 473.8432 | 479.1407 | 472.7651 | 464.309 | 440.6759 | 460.3686 | 433.5877 | 455.1018
Counterfactual | NSW | N2 | New England | Solar | 1253.9994 | 1709.7388 | 1835.488 | 1784.8898 | 1954.504 | 2336.0157 | 1984.2748 | 2131.5133 | 2351.9679 | 2385.2511 | 2310.4409 | 2483.0433 | 2247.5988 | 2434.6543 | 2472.8675 | 2423.137 | 2303.933 | 2206.6755 | 2321.5726 | 2295.8074 | 2002.6771 | 2115.1512 | 2249.7991 | 2229.2983 | 2062.2026 | 2195.881 | 2039.4218 | 2159.5908
Counterfactual | NSW | N3 | Central-West Orana | Solar | 2712.0004 | 2887.3614 | 3219.4006 | 3134.6498 | 5866.585 | 8287.3216 | 7353.7525 | 7728.0438 | 8720.2712 | 8755.3328 | 8927.2634 | 9131.9696 | 8773.0058 | 9331.5904 | 9315.7719 | 9094.8571 | 9507.6139 | 9304.2722 | 9759.6267 | 11080.9978 | 10110.2277 | 10363.9466 | 11299.5189 | 11142.8593 | 11134.5943 | 11364.2988 | 11089.9945 | 11697.1192
Counterfactual | NSW | N4 | Broken Hill | Solar | 119.7205 | 127.6341 | 619.1949 | 631.6955 | 612.4748 | 631.2873 | 492.7429 | 518.3256 | 531.0203 | 527.6103 | 537.8757 | 529.3252 | 503.3033 | 525.1084 | 564.3565 | 586.9444 | 531.2677 | 542.1846 | 523.7881 | 575.836 | 618.2976 | 640.3855 | 650.6731 | 632.9111 | 653.8927 | 669.0008 | 648.4483 | 657.8109
Counterfactual | NSW | N5 | South West NSW | Solar | 2339.4548 | 2505.3994 | 2428.3893 | 3943.1718 | 3905.8848 | 4196.1197 | 3581.1861 | 3827.6916 | 3941.988 | 3795.8077 | 3962.716 | 3993.5647 | 3733.6964 | 4021.0634 | 3789.4859 | 3714.044 | 3561.095 | 3427.7258 | 3445.0501 | 3921.9738 | 3821.9801 | 3940.7143 | 3843.0912 | 3618.1391 | 3879.1511 | 3413.2117 | 3235.4051 | 3422.7999
Counterfactual | NSW | N6 | Wagga Wagga | Solar | 1128.5603 | 1699.733 | 2545.6688 | 2374.959 | 2389.7822 | 2593.9422 | 2162.9295 | 2312.2128 | 2435.9914 | 2328.7873 | 2404.0991 | 2461.6615 | 2286.1515 | 2468.7646 | 2498.7635 | 2431.9793 | 2405.2953 | 2359.4724 | 2434.1279 | 2707.8347 | 2468.0747 | 2590.1551 | 2700.2116 | 2486.3943 | 2685.7186 | 2747.2156 | 2463.4022 | 2612.6681
Counterfactual | NSW | N7 | Tumut | Solar | 0 | 0 | 0 | 0 | 0 | 0 | 0 | 0 | 0 | 0 | 0 | 0 | 0 | 0 | 0 | 0 | 0 | 0 | 0 | 0 | 0 | 0 | 0 | 0 | 0 | 0 | 0 | 0
Counterfactual | NSW | N8 | Cooma-Monaro | Solar | 0 | 0 | 0 | 0 | 0 | 0 | 0 | 0 | 0 | 0 | 0 | 0 | 0 | 0 | 0 | 0 | 0 | 0 | 0 | 0 | 0 | 0 | 0 | 0 | 0 | 0 | 0 | 0
Counterfactual | NSW | N9 | Hunter-Central Coast | Solar | 0 | 0 | 1076.3602 | 1026.314 | 1086.2066 | 1091.2667 | 922.513 | 952.6707 | 1070.5925 | 1112.8132 | 1049.2425 | 1106.2627 | 1036.3549 | 1132.6527 | 1122.0865 | 1073.5085 | 1026.9785 | 979.8311 | 1082.365 | 1081.6148 | 945.6836 | 860.7441 | 925.2739 | 920.6572 | 914.9253 | 982.222 | 916.7485 | 979.9609
Counterfactual | NSW | N12 | Illawarra | Solar | 0 | 0 | 0 | 0 | 0 | 0 | 0 | 0 | 0 | 0 | 0 | 0 | 0 | 0 | 0 | 0 | 0 | 0 | 0 | 0 | 0 | 0 | 0 | 0 | 0 | 0 | 0 | 0
Counterfactual | VIC | V0 | VIC Non-REZ | Solar | 0 | 0 | 0 | 0 | 0 | 0 | 0 | 0 | 0 | 0 | 0 | 0 | 0 | 0 | 0 | 0 | 0 | 0 | 0 | 0 | 0 | 0 | 0 | 0 | 0 | 0 | 0 | 0
Counterfactual | VIC | V1 | Ovens Murray | Solar | 0 | 0 | 2.1611e-06 | 8.1126e-06 | 8.2762e-06 | 4.658e-05 | 3.8902e-05 | 3.9978e-05 | 0.00022721 | 583.1343 | 721.278 | 704.5662 | 622.3969 | 666.4618 | 695.5104 | 652.2775 | 673.7757 | 625.9944 | 647.7865 | 759.497 | 736.0608 | 794.0499 | 810.4997 | 719.6315 | 826.2204 | 837.4945 | 769.8015 | 811.9882
Counterfactual | VIC | V2 | Murray River | Solar | 1437.6513 | 1715.9958 | 1761.409 | 2001.0487 | 1955.4604 | 2076.5287 | 1753.9668 | 2010.4064 | 1869.1702 | 2166.9454 | 2453.739 | 2454.0384 | 2276.4978 | 2379.2312 | 2503.3036 | 2352.3655 | 2347.4813 | 2324.5337 | 2394.1563 | 2913.249 | 2955.3927 | 3088.4722 | 3063.6869 | 2855.7625 | 3059.3816 | 2843.7885 | 2956.7907 | 3051.4669
Counterfactual | VIC | V3 | Western Victoria | Solar | 0 | 40.179 | 234.7669 | 246.0536 | 242.9151 | 230.661 | 190.4048 | 216.3597 | 204.6763 | 202.9939 | 231.6019 | 214.6523 | 247.3895 | 261.3005 | 246.8446 | 219.3587 | 201.6493 | 242.4041 | 243.6353 | 732.1491 | 641.1145 | 698.2203 | 708.8276 | 646.0901 | 718.7259 | 731.6759 | 667.2659 | 700.7595
Counterfactual | VIC | V4 | South West Victoria | Solar | 0 | 0 | 0 | 0 | 0 | 0 | 0 | 0 | 0 | 0 | 0 | 0 | 0 | 0 | 0 | 0 | 0 | 0 | 0 | 0 | 0 | 0 | 0 | 0 | 0 | 0 | 0 | 0
Counterfactual | VIC | V5 | Gippsland | Solar | 0 | 117.5766 | 267.7811 | 271.8616 | 288.8803 | 257.5922 | 221.892 | 240.6248 | 247.5733 | 241.9955 | 253.2074 | 259.1351 | 249.1661 | 255.1935 | 254.5913 | 232.6064 | 227.8921 | 223.2757 | 247.1618 | 237.9416 | 695.8588 | 731.0846 | 772.3958 | 713.6581 | 733.1194 | 774.427 | 754.9845 | 773.9354
Counterfactual | VIC | V6 | Central North VIC | Solar | 1121.6605 | 1184.6731 | 1122.1373 | 1076.6797 | 1099.3802 | 1073.4952 | 917.501 | 1044.3416 | 995.3499 | 989.6427 | 1368.7589 | 1369.1872 | 1237.7492 | 1314.5592 | 1341.3297 | 1245.7966 | 1277.4976 | 1188.6543 | 1233.1491 | 1750.4581 | 1724.4657 | 1806.8725 | 1821.4154 | 1648.7568 | 2264.787 | 2203.8158 | 2189.7876 | 2150.9188
Counterfactual | SA | S1 | South East SA | Solar | 418.9508 | 438.3791 | 418.3569 | 384.2467 | 371.6471 | 327.6847 | 329.9646 | 354.2625 | 356.2897 | 361.8508 | 356.5376 | 372.5283 | 348.2988 | 350.2317 | 395.6105 | 378.8945 | 370.3644 | 306.795 | 295.8934 | 295.6639 | 311.5673 | 334.0746 | 325.0988 | 306.3568 | 430.9272 | 310.6898 | 290.772 | 291.6375
Counterfactual | SA | S2 | Riverland | Solar | 101.5854 | 102.2762 | 97.6087 | 93.0721 | 91.1503 | 82.115 | 80.9076 | 77.5603 | 80.9871 | 77.3502 | 593.6542 | 621.9413 | 580.4432 | 596.2221 | 641.7357 | 628.6955 | 613.7051 | 1862.5443 | 1959.0727 | 2107.9215 | 2369.863 | 2481.4179 | 2459.4208 | 2400.1814 | 2442.4105 | 2525.7968 | 2397.7319 | 2430.2284
Counterfactual | SA | S3 | Mid-North SA | Solar | 0 | 0 | 0 | 0 | 0 | 0 | 0 | 0 | 0 | 0 | 0 | 0 | 0 | 0 | 0 | 0 | 0 | 0 | 0 | 0 | 0 | 0 | 0 | 0 | 0 | 0 | 0 | 0
Counterfactual | SA | S4 | Yorke Peninsula | Solar | 0 | 0 | 0 | 0 | 0 | 0 | 0 | 0 | 0 | 0 | 0 | 0 | 0 | 0 | 0 | 0 | 0 | 0 | 0 | 0 | 0 | 0 | 0 | 0 | 0 | 0 | 0 | 0
Counterfactual | SA | S5 | Northern SA | Solar | 654.9738 | 717.8629 | 1309.9288 | 1152.0695 | 1159.1675 | 1013.9138 | 1110.3838 | 1152.4644 | 1152.9048 | 1196.2694 | 1147.5811 | 1236.6594 | 1175.3879 | 1207.3763 | 1266.6374 | 1289.1211 | 1237.1787 | 1174.9121 | 1194.3846 | 1831.3472 | 3597.6569 | 3631.44 | 3537.5753 | 3295.9669 | 3459.2426 | 3662.2807 | 3422.677 | 3429.9743
Counterfactual | SA | S6 | Leigh Creek | Solar | 0 | 0 | 0 | 0 | 0 | 0 | 0 | 0 | 0 | 0 | 0 | 0 | 0 | 0 | 0 | 0 | 0 | 0 | 0 | 0 | 0 | 0 | 0 | 0 | 0 | 0 | 0 | 0
Counterfactual | SA | S7 | Roxby Downs | Solar | 0 | 0 | 3.944e-06 | 0.00016298 | 0.0011934 | 80.9617 | 82.4921 | 86.4412 | 89.2849 | 117.496 | 752.2831 | 795.3016 | 761.9291 | 785.78 | 829.7472 | 848.7724 | 807.1393 | 1051.4228 | 1160.7217 | 1101.3205 | 1092.943 | 1178.9742 | 1161.2242 | 1151.0295 | 1168.083 | 1187.5166 | 1161.5668 | 1125.0231
Counterfactual | SA | S8 | Eastern Eyre Peninsula | Solar | 0 | 0 | 0 | 0 | 0 | 0 | 0 | 0 | 0 | 0 | 0 | 0 | 0 | 0 | 0 | 0 | 0 | 0 | 0 | 0 | 0 | 0 | 0 | 0 | 0 | 0 | 0 | 0
Counterfactual | SA | S9 | Western Eyre Peninsula | Solar | 0 | 0 | 0 | 0 | 0 | 0 | 0 | 0 | 0 | 0 | 0 | 0 | 0 | 0 | 0 | 0 | 0 | 0 | 0 | 0 | 0 | 0 | 0 | 0 | 0 | 0 | 0 | 0
Counterfactual | TAS | T1 | North East Tasmania | Solar | 0 | 0 | 1.0805e-05 | 1.034e-05 | 1.0494e-05 | 8.9884e-06 | 0.00020099 | 259.3913 | 423.3008 | 396.7895 | 430.2678 | 475.6064 | 428.138 | 489.3929 | 468.0275 | 391.6901 | 449.31 | 461.9147 | 490.243 | 459.278 | 443.8992 | 477.1069 | 480.6484 | 433.9659 | 455.6597 | 514.0374 | 475.1342 | 498.6682
Counterfactual | TAS | T2 | North West Tasmania | Solar | 0 | 0 | 6.5421e-06 | 6.22e-06 | 6.3737e-06 | 4.8815e-06 | 1.4181e-05 | 6.2786e-05 | 156.847 | 145.0179 | 168.9349 | 196.7231 | 173.5041 | 185.727 | 190.0998 | 158.0425 | 167.4545 | 173.1286 | 188.1829 | 168.5225 | 162.9421 | 178.8272 | 180.3614 | 165.972 | 163.4285 | 195.0934 | 170.8824 | 172.4272
Counterfactual | TAS | T3 | Tasmania Midlands | Solar | 0 | 0 | 7.4221e-06 | 6.4266e-06 | 6.4381e-06 | 5.4145e-06 | 1.6424e-05 | 2.4346e-05 | 176.406 | 170.5818 | 310.3596 | 464.4192 | 425.7581 | 477.3619 | 457.3671 | 388.9254 | 475.614 | 481.0222 | 510.8299 | 492.5123 | 471.4574 | 476.7429 | 498.7416 | 468.712 | 491.9521 | 554.9289 | 504.8602 | 522.1435
Counterfactual | QLD | Q1 | Far North QLD | Wind | 927.0196 | 903.5156 | 933.7359 | 2939.19 | 3174.5355 | 3516.2303 | 3147.8394 | 3504.4989 | 3560.811 | 3637.5561 | 3537.9848 | 3221.1512 | 3408.0642 | 3574.1204 | 3445.2673 | 3390.2397 | 3249.059 | 3100.726 | 3015.4817 | 3594.9762 | 3363.2904 | 3617.3251 | 3684.9397 | 3736.1796 | 3428.7109 | 3132.5218 | 3384.0224 | 3513.0104
Counterfactual | QLD | Q2 | North Qld Clean Energy Hub | Wind | 141.8249 | 128.4895 | 128.5504 | 2137.3991 | 2929.0731 | 5619.6445 | 5454.5063 | 5669.3107 | 5867.9484 | 6476.417 | 6145.1836 | 5771.7696 | 6149.619 | 6655.8667 | 6781.8462 | 6422.4004 | 6286.3399 | 5818.8686 | 6066.3398 | 6785.6279 | 7289.0918 | 7392.5963 | 7488.9743 | 7635.3758 | 7320.8798 | 6807.5119 | 7228.7834 | 7738.507
Counterfactual | QLD | Q3 | Northern Qld | Wind | 0 | 0 | 0 | 0 | 0 | 0 | 0 | 0 | 0 | 0 | 0 | 0 | 0 | 0 | 0 | 0 | 0 | 0 | 0 | 0 | 0 | 0 | 0 | 0 | 0 | 0 | 0 | 0
Counterfactual | QLD | Q4 | Isaac | Wind | 890.1755 | 1174.5917 | 1292.0561 | 1261.2403 | 1185.2255 | 1261.1218 | 1100.3167 | 1147.8599 | 1211.4435 | 3231.6185 | 3060.927 | 2911.5058 | 4052.2991 | 4019.2028 | 4628.207 | 3980.5606 | 4311.1901 | 4174.7558 | 4049.3683 | 4100.2956 | 3867.3237 | 3836.016 | 4077.3169 | 4322.0917 | 4001.9192 | 4113.2704 | 4262.6618 | 4225.4676
Counterfactual | QLD | Q5 | Barcaldine | Wind | 0 | 0 | 1.4029e-06 | 1.7151e-05 | 3.4949e-05 | 0.0057784 | 0.0047296 | 0.0047785 | 4.0695 | 82.6297 | 82.8022 | 118.6526 | 113.8697 | 115.0069 | 123.7685 | 112.5349 | 115.6089 | 111.2372 | 108.2809 | 259.4257 | 282.7881 | 275.7059 | 302.9013 | 290.7589 | 293.1943 | 280.6858 | 273.8371 | 286.054
Counterfactual | QLD | Q6 | Fitzroy | Wind | 0 | 0 | 3.7053e-06 | 1229.1734 | 2726.1543 | 2970.8077 | 2818.2527 | 2909.8033 | 2880.1244 | 2860.1166 | 2908.8986 | 2731.779 | 2845.3219 | 2719.5159 | 3123.0184 | 2675.675 | 2921.5061 | 2815.9436 | 2722.7015 | 2887.1857 | 2923.646 | 3065.955 | 3049.5366 | 3065.9879 | 2997.9701 | 2896.1594 | 3589.1681 | 3382.7063
Counterfactual | QLD | Q7 | Wide Bay | Wind | 0 | 0 | 2.2209e-06 | 3.8267e-05 | 4.2279e-05 | 4.7946e-05 | 3.5484e-05 | 5.0988e-05 | 7.4718e-05 | 9.0259e-05 | 0.00057051 | 0.00055849 | 1015.3569 | 1052.1463 | 1060.8572 | 962.5303 | 1020.8691 | 1074.5666 | 1045.1669 | 1586.9089 | 2391.1527 | 2465.699 | 2461.6808 | 2245.6001 | 2275.8152 | 2398.0227 | 2385.2598 | 2451.0427
Counterfactual | QLD | Q8 | Darling Downs | Wind | 4637.2783 | 6192.9871 | 6567.358 | 11517.3841 | 14516.5471 | 14660.751 | 14067.1633 | 13816.4837 | 14212.991 | 13978.5844 | 19090.9143 | 18013.0802 | 17616.3827 | 18516.6412 | 19515.161 | 17903.3067 | 18904.4916 | 19377.8559 | 18646.0597 | 18726.0836 | 17262.8744 | 16611.4749 | 16937.2842 | 16562.9948 | 20767.8667 | 19616.7374 | 19130.7871 | 20509.5205
Counterfactual | QLD | Q9 | Banana | Wind | 0 | 0 | 0 | 0 | 0 | 0 | 0 | 0 | 0 | 0 | 0 | 0 | 0 | 0 | 0 | 0 | 0 | 0 | 0 | 0 | 0 | 0 | 0 | 0 | 0 | 0 | 0 | 0
Counterfactual | NSW | N0 | NSW Non-REZ | Wind | 0 | 0 | 4.0466e-05 | 556.5864 | 552.1848 | 490.727 | 537.5968 | 475.1081 | 482.2694 | 462.4544 | 472.1408 | 486.606 | 467.2071 | 492.9142 | 470.649 | 522.0441 | 1943.028 | 2085.9546 | 2094.3354 | 1855.0251 | 2127.6909 | 1840.0034 | 1899.7007 | 1845.1622 | 1858.2426 | 1918.305 | 1863.651 | 1983.5549
Counterfactual | NSW | N1 | North West NSW | Wind | 0 | 0 | 0 | 0 | 0 | 0 | 0 | 0 | 0 | 0 | 0 | 0 | 0 | 0 | 0 | 0 | 0 | 0 | 0 | 0 | 0 | 0 | 0 | 0 | 0 | 0 | 0 | 0
Counterfactual | NSW | N2 | New England | Wind | 1304.7305 | 1100.5544 | 1789.6281 | 1954.8116 | 1962.8347 | 2024.6104 | 1993.0858 | 1882.3826 | 1853.703 | 1725.0994 | 1865.9408 | 1759.5066 | 1821.1 | 1823.1308 | 1579.456 | 1577.0733 | 1969.5491 | 2033.5491 | 1939.332 | 1867.8624 | 2109.8977 | 1950.6552 | 1929.6653 | 1892.3206 | 1955.3458 | 1890.3623 | 1877.4521 | 1935.2802
Counterfactual | NSW | N3 | Central-West Orana | Wind | 659.6944 | 1205.2075 | 2051.9206 | 3204.1585 | 13482.6716 | 13619.6308 | 13639.8907 | 12852.4577 | 12985.4701 | 12348.0161 | 12983.9147 | 12391.7084 | 12345.5413 | 13231.953 | 13121.7998 | 13350.5307 | 13160.8886 | 13795.4939 | 13524.0933 | 12803.7086 | 13080.7481 | 12458.1651 | 12554.4174 | 12368.6156 | 12708.4524 | 12096.9148 | 11899.0652 | 12731.9197
Counterfactual | NSW | N4 | Broken Hill | Wind | 786.4758 | 610.1915 | 702.8119 | 954.9487 | 927.3456 | 998.1981 | 855.5501 | 903.008 | 878.1912 | 889.2214 | 868.0435 | 856.9327 | 827.1827 | 913.3282 | 939.239 | 827.7981 | 938.8166 | 871.3636 | 858.9898 | 787.3486 | 752.6019 | 779.5376 | 778.8524 | 797.6088 | 774.7415 | 759.6138 | 748.1033 | 812.1716
Counterfactual | NSW | N5 | South West NSW | Wind | 0 | 0 | 2.2687e-05 | 1594.1782 | 1537.4781 | 1480.6993 | 1341.849 | 1474.1723 | 1459.9139 | 1559.7052 | 1394.4988 | 1402.3888 | 1454.0286 | 1542.4805 | 1538.8846 | 1535.0572 | 2470.2444 | 2643.6136 | 2573.0792 | 2512.6826 | 2383.7002 | 2542.6076 | 2536.0224 | 2907.6521 | 2762.1308 | 2850.8371 | 2883.9515 | 3160.9485
Counterfactual | NSW | N6 | Wagga Wagga | Wind | 0 | 0 | 1.5011e-05 | 0.00010008 | 9.8739e-05 | 9.6154e-05 | 8.4759e-05 | 9.6111e-05 | 9.7388e-05 | 0.00010469 | 0.00010675 | 0.00010929 | 9.9391e-05 | 0.00010764 | 0.0001163 | 0.00011269 | 0.00017358 | 667.55 | 829.3891 | 1335.8584 | 1355.1633 | 1364.6924 | 1334.1578 | 2155.7941 | 2498.6428 | 2516.1312 | 2502.3287 | 2709.2596
Counterfactual | NSW | N7 | Tumut | Wind | 0 | 201.1336 | 764.8632 | 909.2575 | 925.1372 | 820.3946 | 883.7501 | 780.1419 | 787.5396 | 819.305 | 811.5997 | 821.637 | 755.1101 | 827.5602 | 832.9191 | 892.2636 | 849.4766 | 904.0118 | 915.3705 | 803.6025 | 878.6912 | 778.6955 | 801.2644 | 821.0887 | 809.4478 | 840.6597 | 801.1684 | 859.2847
Counterfactual | NSW | N8 | Cooma-Monaro | Wind | 364.5283 | 379.6214 | 1331.6515 | 1411.5741 | 1434.6381 | 1336.0969 | 1297.487 | 1266.8068 | 1328.0747 | 1377.8713 | 1255.1464 | 1348.9444 | 1298.8285 | 1401.5474 | 1380.2669 | 1320.7353 | 1339.8967 | 1308.5187 | 1393.9829 | 1301.8005 | 1359.7919 | 1315.5715 | 1398.0056 | 1442.7019 | 1386.3202 | 1488.542 | 1440.0945 | 1533.7268
Counterfactual | NSW | N9 | Hunter-Central Coast | Wind | 0 | 0 | 1189.8738 | 1432.2193 | 1355.5823 | 1327.7937 | 1395.3785 | 1251.456 | 1304.2252 | 1212.8597 | 1230.8905 | 1298.0315 | 1261.3611 | 1340.5296 | 1219.8488 | 1296.0585 | 1485.5587 | 1434.1547 | 1394.2822 | 1364.4938 | 1738.543 | 1351.2159 | 1424.4967 | 1350.2714 | 1346.0196 | 1364.1391 | 1378.5047 | 1449.0001
Counterfactual | NSW | N12 | Illawarra | Wind | 0 | 0 | 0 | 0 | 0 | 0 | 0 | 0 | 0 | 0 | 0 | 0 | 0 | 0 | 0 | 0 | 0 | 0 | 0 | 0 | 0 | 0 | 0 | 0 | 0 | 0 | 0 | 0
Counterfactual | VIC | V0 | VIC Non-REZ | Wind | 0 | 0 | 5.8796e-07 | 3.0982e-05 | 5.9082e-05 | 5.0581e-05 | 4.671e-05 | 5.3241e-05 | 5.6347e-05 | 6.6953e-05 | 6.0834e-05 | 5.9016e-05 | 5.8833e-05 | 5.8204e-05 | 5.5973e-05 | 6.2676e-05 | 6.6274e-05 | 7.9681e-05 | 9.487e-05 | 8.1901e-05 | 0.0022885 | 0.0025969 | 0.0023428 | 0.002637 | 0.0022189 | 0.0025087 | 0.0025368 | 0.0025537
Counterfactual | VIC | V1 | Ovens Murray | Wind | 0 | 0 | 0 | 0 | 0 | 0 | 0 | 0 | 0 | 0 | 0 | 0 | 0 | 0 | 0 | 0 | 0 | 0 | 0 | 0 | 0 | 0 | 0 | 0 | 0 | 0 | 0 | 0
Counterfactual | VIC | V2 | Murray River | Wind | 0 | 0 | 0 | 0 | 0 | 0 | 0 | 0 | 0 | 0 | 0 | 0 | 0 | 0 | 0 | 0 | 0 | 0 | 0 | 0 | 0 | 0 | 0 | 0 | 0 | 0 | 0 | 0
Counterfactual | VIC | V3 | Western Victoria | Wind | 5714.8528 | 5984.4874 | 5590.7963 | 5971.5038 | 7913.514 | 7750.1698 | 7446.7441 | 7703.1744 | 7675.0175 | 7817.2615 | 6998.2315 | 6664.5622 | 6471.2317 | 6815.219 | 6999.4395 | 7150.487 | 7088.3191 | 7192.2295 | 6606.5364 | 6093.6903 | 6759.8859 | 7413.0446 | 7092.5388 | 7546.5496 | 7793.1079 | 7655.6239 | 7283.8834 | 7796.1786
Counterfactual | VIC | V4 | South West Victoria | Wind | 7458.0597 | 10578.5885 | 10159.4172 | 10647.655 | 9736.9769 | 9759.5935 | 9431.8868 | 10129.7087 | 9700.6852 | 10687.4968 | 9729.419 | 9475.9188 | 9374.9377 | 9793.6504 | 8980.8387 | 9172.6235 | 8432.9963 | 8475.1054 | 9697.6192 | 8831.94 | 9619.9095 | 8642.116 | 8252.687 | 10206.7782 | 8865.5704 | 10098.6398 | 10023.8711 | 10526.144
Counterfactual | VIC | V5 | Gippsland | Wind | 0 | 0 | 2.6035e-06 | 5.9768e-05 | 1623.1038 | 6007.7318 | 5994.0004 | 5697.0845 | 5922.0918 | 5978.453 | 5989.8751 | 5418.9455 | 4949.1077 | 4548.0435 | 4262.982 | 4271.3051 | 4356.6203 | 4202.1143 | 4046.6053 | 4072.1458 | 3942.5517 | 4205.2543 | 3870.0872 | 4181.3686 | 3918.3807 | 3828.3535 | 3860.7271 | 3923.3477
Counterfactual | VIC | V6 | Central North VIC | Wind | 0 | 0 | 2.6704e-07 | 1.5693e-05 | 3.6294e-05 | 8.7451e-05 | 7.4501e-05 | 7.998e-05 | 8.8212e-05 | 9.1919e-05 | 0.00011133 | 0.00010429 | 8.8686e-05 | 9.5548e-05 | 0.00010664 | 0.00010377 | 0.00010855 | 0.00010896 | 0.00013486 | 0.00014869 | 0.00013568 | 0.00016298 | 0.00015364 | 0.0001687 | 961.0535 | 2025.5655 | 1862.2455 | 2086.0935
Counterfactual | SA | S1 | South East SA | Wind | 747.8281 | 807.2969 | 713.5743 | 786.4041 | 2429.9271 | 2187.5586 | 1850.3185 | 2155.2468 | 2022.7884 | 2544.5257 | 2049.8713 | 2082.9722 | 1967.6032 | 2140.3475 | 1852.9261 | 1851.3839 | 1685.7262 | 2013.8008 | 1928.1063 | 1833.707 | 1764.0186 | 2411.5948 | 2289.3265 | 2504.4125 | 2222.35 | 2296.8959 | 2180.5162 | 2392.3628
Counterfactual | SA | S2 | Riverland | Wind | 0 | 0 | 5.7346e-07 | 2.1672e-05 | 3.184e-05 | 4.1683e-05 | 3.198e-05 | 4.8455e-05 | 5.4892e-05 | 8.6845e-05 | 8.7161e-05 | 9.0048e-05 | 8.1602e-05 | 9.4968e-05 | 0.00010976 | 0.00011431 | 0.00012659 | 0.00031476 | 0.00030714 | 0.00029438 | 0.00026348 | 0.00033008 | 0.00033122 | 373.6932 | 905.4407 | 1061.8347 | 1003.837 | 1157.9885
Counterfactual | SA | S3 | Mid-North SA | Wind | 5300.1052 | 5565.2683 | 5293.7933 | 5564.3336 | 6647.0135 | 6082.1598 | 6013.2864 | 6505.4325 | 6377.9766 | 6939.8621 | 5986.6021 | 6197.7052 | 5344.5906 | 6114.7293 | 6168.3755 | 5376.054 | 6132.3236 | 6874.4154 | 6778.6103 | 5798.8771 | 5536.4094 | 5622.0575 | 5708.9821 | 6439.7482 | 5889.0654 | 5693.5603 | 5430.5952 | 6118.7256
Counterfactual | SA | S4 | Yorke Peninsula | Wind | 230.4634 | 242.3286 | 239.5934 | 261.292 | 332.5254 | 330.7245 | 279.155 | 302.1506 | 293.322 | 348.9488 | 305.436 | 322.9324 | 293.9462 | 342.1455 | 339.4143 | 323.1883 | 328.1714 | 347.9019 | 338.7577 | 319.4438 | 313.3097 | 333.9544 | 319.3445 | 375.4163 | 323.7263 | 352.9287 | 317.6458 | 365.2044
Counterfactual | SA | S5 | Northern SA | Wind | 1273.3198 | 1320.4307 | 1317.8834 | 1366.1018 | 1282.0644 | 1175.0758 | 1141.1532 | 1193.242 | 1211.1026 | 1299.8208 | 1191.3789 | 1257.9372 | 1205.0379 | 1322.9802 | 1363.2478 | 1307.2674 | 1300.1887 | 1312.9669 | 1246.4966 | 1203.6319 | 1084.3526 | 535.7282 | 551.9136 | 559.0011 | 529.3559 | 570.3453 | 556.052 | 586.7723
Counterfactual | SA | S6 | Leigh Creek | Wind | 0 | 0 | 0 | 0 | 0 | 0 | 0 | 0 | 0 | 0 | 0 | 0 | 0 | 0 | 0 | 0 | 0 | 0 | 0 | 0 | 0 | 0 | 0 | 0 | 0 | 0 | 0 | 0
Counterfactual | SA | S7 | Roxby Downs | Wind | 0 | 0 | 0 | 0 | 0 | 0 | 0 | 0 | 0 | 0 | 0 | 0 | 0 | 0 | 0 | 0 | 0 | 0 | 0 | 0 | 0 | 0 | 0 | 0 | 0 | 0 | 0 | 0
Counterfactual | SA | S8 | Eastern Eyre Peninsula | Wind | 325.3319 | 293.693 | 303.804 | 338.5402 | 333.7857 | 1000.2685 | 770.0543 | 801.154 | 791.3564 | 902.933 | 793.7486 | 641.3469 | 615.1263 | 712.1308 | 700.4137 | 686.0499 | 745.2267 | 726.206 | 693.6116 | 939.0413 | 884.7684 | 973.2993 | 943.2426 | 1052.5247 | 905.6914 | 949.3731 | 876.7737 | 989.7304
Counterfactual | SA | S9 | Western Eyre Peninsula | Wind | 0 | 0 | 0 | 0 | 0 | 0 | 0 | 0 | 0 | 0 | 0 | 0 | 0 | 0 | 0 | 0 | 0 | 0 | 0 | 0 | 0 | 0 | 0 | 0 | 0 | 0 | 0 | 0
Counterfactual | TAS | T1 | North East Tasmania | Wind | 598.3431 | 649.7118 | 548.4117 | 779.3769 | 1591.2674 | 1985.2957 | 2185.4662 | 2165.8921 | 2144.7951 | 2353.1094 | 2243.6872 | 2281.9191 | 2479.5781 | 2348.9845 | 2442.7201 | 2467.7218 | 1779.0523 | 1852.7287 | 1770.7753 | 1837.568 | 1796.575 | 1723.5557 | 1618.6345 | 1670.3373 | 1661.6006 | 1692.6156 | 1463.7742 | 1377.9636
Counterfactual | TAS | T2 | North West Tasmania | Wind | 918.0816 | 973.0038 | 901.9787 | 877.1289 | 839.109 | 876.9933 | 988.8646 | 1049.4758 | 1137.8027 | 1227.2338 | 1148.164 | 1105.4131 | 1145.9261 | 1192.2913 | 1165.2424 | 1126.8212 | 818.8622 | 796.3544 | 809.5463 | 826.6291 | 815.9874 | 971.7295 | 977.929 | 1016.4372 | 985.1072 | 972.469 | 532.3377 | 538.2459
Counterfactual | TAS | T3 | Tasmania Midlands | Wind | 458.9298 | 552.0922 | 2548.0018 | 3031.5541 | 2939.9502 | 3171.5578 | 3343.5713 | 3534.7878 | 3464.3025 | 3631.459 | 3571.6424 | 3479.1245 | 3545.9658 | 3599.8348 | 3666.0345 | 3870.7468 | 3019.5032 | 3014.2716 | 2969.0424 | 3130.6446 | 3055.8188 | 3198.0446 | 2996.759 | 3060.4872 | 3043.0136 | 2921.6634 | 3077.0167 | 3119.0166
Counterfactual | NSW | N10 | Hunter Coast | Offshore Wind | 0 | 0 | 0 | 0 | 0 | 0 | 0 | 0 | 0 | 0 | 0 | 0 | 0 | 0 | 0 | 0 | 0 | 0 | 0 | 0 | 0 | 0 | 0 | 0 | 0 | 0 | 0 | 0
Counterfactual | NSW | N11 | Illawarra Coast | Offshore Wind | 0 | 0 | 0 | 0 | 0 | 0 | 0 | 0 | 0 | 3.8471e-06 | 4.3749e-06 | 5.7724e-06 | 4.9367e-06 | 6.0061e-06 | 5.6142e-06 | 6.2147e-06 | 1.8373e-05 | 1.8194e-05 | 2.3284e-05 | 3.1131e-05 | 539.0304 | 492.8931 | 523.316 | 529.9078 | 510.1597 | 521.6362 | 515.2206 | 545.6313
Counterfactual | VIC | V7 | Gippsland Coast | Offshore Wind | 0 | 0 | 0 | 0 | 0 | 0 | 4006.5308 | 7566.6936 | 10432.3277 | 10674.0664 | 12379.7018 | 16308.2422 | 19958.6194 | 23407.3048 | 24567.5208 | 26594.8222 | 27835.8563 | 27925.8321 | 26799.6955 | 26001.6025 | 26123.5957 | 26611.7838 | 26519.5378 | 28554.9893 | 26505.1577 | 26948.6503 | 27748.9122 | 29013.4483
Counterfactual | VIC | V8 | Portland Coast | Offshore Wind | 0 | 0 | 0 | 0 | 0 | 0 | 0 | 0 | 0 | 2458.8242 | 2866.3624 | 2626.2582 | 2648.4432 | 2703.9048 | 2855.5645 | 2974.8345 | 2807.1581 | 3056.4404 | 2854.6651 | 2690.0308 | 2672.8921 | 2998.4316 | 2881.3619 | 2941.214 | 2607.233 | 2571.742 | 2622.0179 | 2709.4777
Counterfactual | SA | S10 | South East SA Coast | Offshore Wind | 0 | 0 | 0 | 0 | 0 | 0 | 0 | 0 | 0 | 0 | 0 | 0 | 0 | 0 | 0 | 0 | 0 | 0 | 0 | 0 | 0 | 0 | 0 | 0 | 0 | 0 | 0 | 0
Counterfactual | TAS | T4 | North West Tasmania Coast | Offshore Wind | 0 | 0 | 0 | 0 | 0 | 0 | 0 | 0 | 0 | 0 | 0 | 0 | 0 | 0 | 0 | 0 | 0 | 0 | 0 | 0 | 0 | 0 | 0 | 0 | 0 | 0 | 0 | 0
Counterfactual | TAS | T5 | North East Tasmania Coast | Offshore Wind | 0 | 0 | 0 | 0 | 0 | 0 | 0 | 0 | 0 | 72.3527 | 618.4328 | 989.3094 | 1306.2336 | 1728.3021 | 2149.4549 | 2651.7181 | 2024.6915 | 2059.7165 | 1989.346 | 1997.6296 | 1976.6284 | 2049.8366 | 1967.8641 | 2078.6273 | 1982.617 | 2010.4261 | 2230.0795 | 2241.093

## Emissions (hidden)
NEM Emissions (Mt CO2-e)
CDP | Region | Total | 2024-25 | 2025-26 | 2026-27 | 2027-28 | 2028-29 | 2029-30 | 2030-31 | 2031-32 | 2032-33 | 2033-34 | 2034-35 | 2035-36 | 2036-37 | 2037-38 | 2038-39 | 2039-40 | 2040-41 | 2041-42 | 2042-43 | 2043-44 | 2044-45 | 2045-46 | 2046-47 | 2047-48 | 2048-49 | 2049-50 | 2050-51 | 2051-52
CDP1 | NSW | 221.9747 | 34.6242 | 31.2722 | 27.2623 | 25.106 | 16.3913 | 5.3505 | 5.2266 | 7.6457 | 8.1816 | 6.9354 | 7.9493 | 8.2171 | 7.864 | 7.2196 | 5.1867 | 6.3455 | 1.0602 | 0.98986 | 1.1637 | 0.95501 | 0.85252 | 1.2144 | 1.3504 | 1.3642 | 0.54953 | 0.39622 | 0.77267 | 0.52792
CDP1 | QLD | 393.7344 | 33.0207 | 33.8855 | 34.8115 | 23.3911 | 21.1667 | 14.51 | 18.4409 | 17.1087 | 15.6499 | 11.4322 | 9.1997 | 9.3113 | 9.4009 | 7.8973 | 8.2653 | 9.5555 | 11.7231 | 10.5244 | 10.9358 | 11.3343 | 10.7013 | 10.8948 | 11.3369 | 10.6015 | 9.0695 | 8.9646 | 9.2211 | 1.3798
CDP1 | VIC | 274.1552 | 38.339 | 33.4734 | 32.6318 | 28.5068 | 21.1818 | 17.3816 | 18.7203 | 15.2663 | 11.4005 | 6.9119 | 3.1901 | 3.8883 | 3.8932 | 3.3864 | 4.0139 | 3.742 | 3.9004 | 3.8011 | 3.879 | 4.0349 | 3.6891 | 3.934 | 4.0269 | 0.22536 | 0.19287 | 0.067787 | 0.23272 | 0.24403
CDP1 | SA | 13.6277 | 0.77395 | 0.99149 | 0.51855 | 0.40727 | 0.65506 | 0.42226 | 0.16688 | 0.13401 | 0.27359 | 0.4595 | 0.39981 | 0.4283 | 0.7206 | 0.34821 | 0.23497 | 0.42419 | 0.64244 | 0.55531 | 0.68453 | 1.077 | 0.661 | 0.71677 | 0.6602 | 0.34078 | 0.32259 | 0.152 | 0.29845 | 0.15798
CDP1 | TAS | 0.014644 | 0 | 0 | 3.2049e-13 | 0 | 0 | 0 | 1.1384e-10 | 3.7518e-10 | 1.6059e-09 | 0.00011812 | 0.00010551 | 4.9894e-10 | 0.0041796 | 0.0046566 | 6.1843e-10 | 1.0169e-05 | 0.00045392 | 0.00062668 | 0.0004689 | 0.0018414 | 0.001039 | 3.3988e-10 | 1.0653e-09 | 5.0694e-10 | 0.0011437 | 3.5009e-10 | 3.1956e-10 | 3.7424e-10
CDP2 | NSW | 221.2149 | 34.6237 | 31.2722 | 27.2589 | 25.0957 | 16.3525 | 5.3443 | 5.2996 | 8.0209 | 8.3917 | 7.4318 | 7.639 | 7.9417 | 7.6912 | 6.754 | 4.752 | 6.2245 | 0.94441 | 1.0031 | 1.1452 | 0.94443 | 0.82459 | 1.2165 | 1.2733 | 1.3955 | 0.57718 | 0.41541 | 0.82476 | 0.55682
CDP2 | QLD | 390.8271 | 33.0207 | 33.8855 | 34.8101 | 23.3761 | 21.1709 | 14.5764 | 18.5075 | 16.6697 | 15.4801 | 12.9341 | 8.7175 | 9.0961 | 9.1883 | 7.9142 | 7.7516 | 9.0035 | 11.0548 | 10.4194 | 10.6665 | 11.0308 | 10.329 | 10.7033 | 11.0551 | 10.3635 | 9.1072 | 9.0747 | 9.4054 | 1.5149
CDP2 | VIC | 272.853 | 38.339 | 33.4734 | 32.6316 | 28.5223 | 21.2173 | 17.2095 | 18.7618 | 15.2984 | 11.4817 | 6.9697 | 3.1972 | 3.8618 | 3.8983 | 3.2295 | 3.6801 | 3.6598 | 3.7678 | 3.8272 | 3.8426 | 3.9438 | 3.6073 | 3.7595 | 3.8424 | 0.18596 | 0.17361 | 0.055523 | 0.19426 | 0.22192
CDP2 | SA | 14.3755 | 0.77395 | 0.99149 | 0.51852 | 0.40801 | 0.65557 | 0.42118 | 0.17302 | 0.16284 | 0.38309 | 0.56625 | 0.60283 | 0.51877 | 0.74573 | 0.34852 | 0.24273 | 0.40433 | 0.67959 | 0.60943 | 0.75165 | 1.1303 | 0.65591 | 0.74867 | 0.62591 | 0.36209 | 0.32054 | 0.14495 | 0.28119 | 0.14846
CDP2 | TAS | 0.018049 | 0 | 0 | 3.4095e-13 | 0 | 0 | 0 | 1.3402e-10 | 3.1841e-10 | 1.569e-09 | 0.00013477 | 0.00010553 | 4.1164e-10 | 0.0067717 | 0.0047919 | 6.5005e-10 | 8.0582e-10 | 0.00042878 | 0.0011051 | 0.00064317 | 0.001946 | 0.001039 | 1.3889e-10 | 4.2185e-10 | 1.9564e-10 | 0.0010827 | 1.0417e-10 | 8.5618e-11 | 2.0464e-10
CDP3 | NSW | 221.4766 | 34.6243 | 31.2722 | 27.2624 | 25.0928 | 16.3879 | 5.3446 | 5.216 | 7.7027 | 8.2193 | 7.057 | 7.8448 | 8.1552 | 7.7045 | 6.7905 | 5.128 | 6.3057 | 1.0649 | 1.0064 | 1.1656 | 0.95306 | 0.86961 | 1.2266 | 1.3856 | 1.3855 | 0.56773 | 0.39229 | 0.80648 | 0.54506
CDP3 | QLD | 395.367 | 33.0207 | 33.8855 | 34.8115 | 23.3987 | 21.2001 | 14.4914 | 18.4304 | 17.0663 | 15.5609 | 11.4451 | 9.0896 | 9.2246 | 9.5621 | 8.0513 | 8.1474 | 9.5269 | 11.7125 | 10.5529 | 11.0536 | 11.4642 | 11.035 | 11.2132 | 11.5397 | 10.7866 | 9.1403 | 9.0586 | 9.4201 | 1.4776
CDP3 | VIC | 273.916 | 38.339 | 33.4734 | 32.6318 | 28.5143 | 21.1446 | 17.3168 | 18.7391 | 15.2712 | 11.3916 | 6.9368 | 3.186 | 3.8835 | 3.8632 | 3.4041 | 3.9343 | 3.7418 | 3.8845 | 3.7971 | 3.8744 | 4.0221 | 3.6834 | 3.932 | 3.9865 | 0.22691 | 0.19619 | 0.067135 | 0.23326 | 0.24098
CDP3 | SA | 13.7887 | 0.77395 | 0.99149 | 0.51853 | 0.40757 | 0.65507 | 0.42171 | 0.16676 | 0.14006 | 0.28351 | 0.48977 | 0.42404 | 0.4636 | 0.80268 | 0.45564 | 0.23721 | 0.42031 | 0.64947 | 0.55521 | 0.68733 | 1.0754 | 0.649 | 0.68622 | 0.62521 | 0.33281 | 0.30786 | 0.14172 | 0.27976 | 0.14679
CDP3 | TAS | 0.0081241 | 1.1878e-10 | 1.3809e-10 | 2.9833e-10 | 0 | 0 | 0 | 5.0788e-10 | 1.7104e-09 | 4.9814e-09 | 0.00011816 | 0.00010553 | 2.1902e-09 | 1.4923e-09 | 0.00057573 | 5.9705e-10 | 0.00011565 | 0.00051124 | 0.0018635 | 0.00062668 | 0.002012 | 0.001039 | 3.1459e-10 | 1.0049e-09 | 4.8425e-10 | 0.0011566 | 3.3588e-10 | 3.7619e-10 | 1.3428e-09
CDP4 | NSW | 221.6949 | 34.6242 | 31.2722 | 27.2622 | 25.0848 | 16.3912 | 5.3379 | 5.367 | 7.753 | 8.2152 | 7.0553 | 7.837 | 8.1538 | 7.7051 | 6.7954 | 5.1273 | 6.3088 | 1.0627 | 1.0128 | 1.1687 | 0.96586 | 0.86789 | 1.2274 | 1.3804 | 1.3924 | 0.57055 | 0.3966 | 0.8129 | 0.54635
CDP4 | QLD | 395.2496 | 33.0207 | 33.8855 | 34.8114 | 23.4031 | 21.1915 | 14.4977 | 18.376 | 16.984 | 15.5974 | 11.4452 | 9.0966 | 9.2376 | 9.5771 | 8.062 | 8.1666 | 9.5413 | 11.7242 | 10.5715 | 11.0553 | 11.4936 | 10.9733 | 11.1733 | 11.5263 | 10.7522 | 9.1256 | 9.0646 | 9.4182 | 1.4774
CDP4 | VIC | 273.8574 | 38.339 | 33.4734 | 32.6318 | 28.5203 | 21.149 | 17.3212 | 18.776 | 15.2977 | 11.3984 | 6.9243 | 3.1897 | 3.8674 | 3.8624 | 3.3966 | 3.9378 | 3.7421 | 3.8829 | 3.7967 | 3.8617 | 4.0166 | 3.6738 | 3.9019 | 3.9661 | 0.21003 | 0.19214 | 0.064263 | 0.2234 | 0.24074
CDP4 | SA | 13.7685 | 0.77395 | 0.99149 | 0.51853 | 0.40769 | 0.65508 | 0.4216 | 0.16612 | 0.1494 | 0.28289 | 0.4882 | 0.42635 | 0.46573 | 0.80375 | 0.45601 | 0.23841 | 0.42383 | 0.64763 | 0.55722 | 0.69076 | 1.0744 | 0.63277 | 0.68899 | 0.61723 | 0.32909 | 0.30392 | 0.13782 | 0.27623 | 0.14342
CDP4 | TAS | 0.0087933 | 9.3998e-13 | 8.9897e-12 | 2.5442e-10 | 0 | 0 | 0 | 3.324e-10 | 1.3074e-09 | 3.9597e-09 | 0.00011815 | 0.00010552 | 1.6635e-09 | 1.0082e-09 | 0.00057573 | 6.2349e-10 | 0.00011566 | 0.00051124 | 0.0018636 | 0.00062668 | 0.002128 | 0.001039 | 8.8127e-11 | 3.3426e-10 | 1.7876e-10 | 0.0017097 | 8.7342e-11 | 1.2239e-10 | 1.6748e-10
CDP5 | NSW | 221.1857 | 34.6237 | 31.2722 | 27.2589 | 25.1276 | 16.3602 | 5.3362 | 5.2115 | 7.692 | 8.1742 | 6.9769 | 7.8466 | 8.1731 | 7.7097 | 6.8027 | 5.0649 | 6.256 | 1.0584 | 1.0209 | 1.1762 | 0.95437 | 0.84177 | 1.2231 | 1.3046 | 1.3886 | 0.56549 | 0.40433 | 0.81178 | 0.55005
CDP5 | QLD | 394.2512 | 33.0207 | 33.8855 | 34.8102 | 23.3753 | 21.1717 | 14.5761 | 18.4214 | 17.031 | 15.5172 | 11.4432 | 9.1134 | 9.2338 | 9.5962 | 8.0652 | 7.9842 | 9.4244 | 11.6954 | 10.5904 | 11.0229 | 11.4696 | 10.7209 | 11.0275 | 11.3903 | 10.6823 | 9.0767 | 9.0554 | 9.352 | 1.4984
CDP5 | VIC | 273.4444 | 38.339 | 33.4734 | 32.6317 | 28.4879 | 21.2068 | 17.2195 | 18.7311 | 15.2674 | 11.396 | 6.9139 | 3.188 | 3.905 | 3.861 | 3.4052 | 3.8952 | 3.7203 | 3.8885 | 3.816 | 3.8461 | 4.0045 | 3.6506 | 3.8146 | 3.9154 | 0.19363 | 0.17833 | 0.059314 | 0.20639 | 0.22965
CDP5 | SA | 13.7399 | 0.77395 | 0.99149 | 0.51854 | 0.40799 | 0.6555 | 0.42124 | 0.17196 | 0.13855 | 0.28338 | 0.46896 | 0.41222 | 0.4479 | 0.79396 | 0.44112 | 0.22971 | 0.40595 | 0.64625 | 0.56164 | 0.69945 | 1.0975 | 0.63406 | 0.6996 | 0.59857 | 0.34491 | 0.31669 | 0.14596 | 0.28415 | 0.14876
CDP5 | TAS | 0.0087186 | 0 | 0 | 3.3345e-13 | 0 | 0 | 0 | 1.2793e-10 | 9.5461e-10 | 3.4268e-09 | 0.00013477 | 0.00010553 | 1.4458e-09 | 7.1722e-10 | 0.00057572 | 6.2414e-10 | 0.00011564 | 0.00051124 | 0.0017976 | 0.00062668 | 0.0022495 | 0.001039 | 3.1814e-10 | 9.2732e-10 | 4.5101e-10 | 0.0015629 | 2.8573e-10 | 1.7175e-10 | 3.3553e-10
CDP6 | NSW | 220.9508 | 34.6196 | 31.2722 | 27.2431 | 25.1771 | 16.3012 | 5.2953 | 5.3622 | 7.7234 | 8.077 | 6.9233 | 7.8231 | 8.1449 | 7.7219 | 6.791 | 5.0668 | 6.2622 | 1.0513 | 1.0877 | 1.2032 | 0.9134 | 0.81621 | 1.1834 | 1.2579 | 1.3728 | 0.55455 | 0.3889 | 0.78337 | 0.53375
CDP6 | QLD | 393.5988 | 33.0207 | 33.8855 | 34.8306 | 23.3436 | 21.1581 | 14.538 | 18.3829 | 16.9655 | 15.5214 | 11.4328 | 9.1361 | 9.2364 | 9.6224 | 8.0853 | 8.0286 | 9.4439 | 11.7196 | 10.4987 | 11.02 | 11.4706 | 10.5872 | 10.8536 | 11.3015 | 10.6314 | 9.0518 | 9.0419 | 9.3059 | 1.4845
CDP6 | VIC | 273.5133 | 38.339 | 33.4734 | 32.6372 | 28.4301 | 21.283 | 17.3101 | 18.767 | 15.2939 | 11.4251 | 6.8868 | 3.1946 | 3.8923 | 3.8544 | 3.3894 | 3.9094 | 3.7193 | 3.8912 | 3.8382 | 3.8241 | 3.9661 | 3.6403 | 3.7781 | 3.9002 | 0.19807 | 0.17423 | 0.060205 | 0.21053 | 0.22707
CDP6 | SA | 14.311 | 0.77395 | 0.99149 | 0.53007 | 0.41002 | 0.65739 | 0.42983 | 0.17368 | 0.1496 | 0.30456 | 0.46567 | 0.41971 | 0.46093 | 0.78522 | 0.44271 | 0.25392 | 0.43396 | 0.6705 | 0.58137 | 0.69904 | 1.1469 | 0.70872 | 0.75619 | 0.67385 | 0.38075 | 0.35393 | 0.16976 | 0.32142 | 0.16583
CDP6 | TAS | 0.0073245 | 0 | 0 | 3.1536e-13 | 0 | 0 | 0 | 1.1113e-10 | 4.5826e-10 | 2.3089e-09 | 0.00013477 | 0.00010553 | 7.9768e-10 | 4.8594e-10 | 0.00057571 | 5.7158e-10 | 8.0428e-10 | 0.0003958 | 0.00098949 | 0.00062668 | 0.0017297 | 0.001039 | 2.8498e-10 | 8.863e-10 | 3.9562e-10 | 0.0017278 | 2.7637e-10 | 1.7744e-10 | 2.9046e-10
CDP7 | NSW | 221.6536 | 34.6237 | 31.2722 | 27.2589 | 25.1148 | 16.3242 | 5.292 | 5.9826 | 7.6005 | 8.1286 | 6.9652 | 7.8215 | 8.1132 | 7.7104 | 6.7107 | 5.0609 | 6.2684 | 1.0556 | 1.0981 | 1.191 | 0.89925 | 0.8539 | 1.234 | 1.3365 | 1.4167 | 0.58543 | 0.39636 | 0.80294 | 0.53595
CDP7 | QLD | 393.4156 | 33.0207 | 33.8855 | 34.8101 | 23.3739 | 21.2139 | 14.4767 | 19.1453 | 17.6229 | 15.3899 | 11.3924 | 9.0022 | 9.1399 | 9.4599 | 7.9928 | 7.8586 | 9.3505 | 11.6341 | 10.4148 | 10.9416 | 11.3711 | 10.464 | 10.7979 | 11.2281 | 10.5464 | 9.0325 | 9.0602 | 9.2957 | 1.4939
CDP7 | VIC | 273.688 | 38.339 | 33.4734 | 32.6317 | 28.509 | 21.1811 | 17.382 | 18.8136 | 15.3905 | 11.4093 | 6.88 | 3.1996 | 3.8458 | 3.8453 | 3.3659 | 3.8459 | 3.7218 | 3.8667 | 3.8131 | 3.8313 | 4.0008 | 3.6597 | 3.82 | 3.9347 | 0.21587 | 0.187 | 0.064745 | 0.22537 | 0.23473
CDP7 | SA | 13.7389 | 0.77395 | 0.99149 | 0.51854 | 0.40789 | 0.65458 | 0.42212 | 0.20527 | 0.1823 | 0.28948 | 0.47448 | 0.41048 | 0.4589 | 0.77116 | 0.43968 | 0.2186 | 0.39638 | 0.62842 | 0.5365 | 0.65836 | 1.0794 | 0.64813 | 0.71019 | 0.62024 | 0.33761 | 0.32211 | 0.14677 | 0.28668 | 0.14921
CDP7 | TAS | 0.0074415 | 2.5497e-10 | 2.7648e-10 | 3.4019e-10 | 1.3263e-10 | 0 | 0 | 5.8995e-10 | 8.9645e-10 | 3.1875e-09 | 0.00013465 | 0.00010546 | 1.411e-09 | 6.9838e-10 | 0.00057573 | 5.5664e-10 | 0.00011567 | 0.00024737 | 0.00098949 | 0.00085756 | 0.001709 | 0.001039 | 2.332e-10 | 7.0668e-10 | 3.6455e-10 | 0.0016676 | 2.6628e-10 | 2.1309e-10 | 2.6179e-10
CDP8 | NSW | 221.1125 | 34.6239 | 31.2722 | 27.2602 | 25.0986 | 16.3826 | 5.3452 | 5.167 | 7.599 | 8.2016 | 7.0222 | 7.7625 | 8.0098 | 7.6824 | 6.6974 | 5.1244 | 6.2983 | 1.0545 | 0.99141 | 1.2075 | 0.93835 | 0.89432 | 1.2337 | 1.4084 | 1.4277 | 0.61712 | 0.4026 | 0.82835 | 0.56093
CDP8 | QLD | 395.719 | 33.0207 | 33.8855 | 34.8107 | 23.4038 | 21.2019 | 14.475 | 18.3887 | 17.0033 | 15.5882 | 11.4613 | 9.0685 | 9.1778 | 9.6157 | 8.0852 | 8.1254 | 9.5011 | 11.857 | 10.5841 | 11.093 | 11.504 | 11.0926 | 11.1863 | 11.6145 | 10.8531 | 9.187 | 9.0517 | 9.4073 | 1.4754
CDP8 | VIC | 273.6933 | 38.339 | 33.4734 | 32.6317 | 28.4988 | 21.148 | 17.3412 | 18.8641 | 15.321 | 11.368 | 6.9623 | 3.1336 | 3.9021 | 3.8565 | 3.3929 | 3.8919 | 3.7213 | 3.8797 | 3.7807 | 3.8113 | 3.9722 | 3.6845 | 3.888 | 3.9508 | 0.18367 | 0.18713 | 0.061271 | 0.20995 | 0.23807
CDP8 | SA | 13.6353 | 0.77395 | 0.99149 | 0.51853 | 0.40728 | 0.65545 | 0.42162 | 0.16707 | 0.13903 | 0.29793 | 0.47198 | 0.61193 | 0.39736 | 0.72603 | 0.40025 | 0.21129 | 0.38411 | 0.64572 | 0.54716 | 0.67243 | 1.0416 | 0.64844 | 0.68701 | 0.621 | 0.32266 | 0.30085 | 0.1456 | 0.28201 | 0.1455
CDP8 | TAS | 0.0064237 | 6.2513e-13 | 7.0808e-12 | 1.3513e-10 | 0 | 0 | 0 | 3.2979e-10 | 6.4052e-10 | 2.9335e-09 | 6.961e-05 | 6.8313e-05 | 8.7784e-10 | 5.2481e-10 | 0.00012591 | 7.8127e-10 | 1.058e-09 | 0.0003958 | 0.00062668 | 0.00062668 | 0.0016986 | 0.001039 | 4.0789e-10 | 1.6272e-05 | 6.1962e-10 | 0.0017569 | 3.9836e-10 | 3.8634e-10 | 4.0078e-10
CDP9 | NSW | 220.1717 | 34.6321 | 31.2722 | 27.1435 | 24.5831 | 16.2189 | 5.7474 | 5.7932 | 7.8715 | 8.2218 | 7.1384 | 7.6039 | 7.8204 | 7.6411 | 6.6097 | 5.1176 | 6.2336 | 0.94254 | 0.95459 | 1.1402 | 0.85495 | 0.79052 | 1.1299 | 1.2294 | 1.3338 | 0.52071 | 0.37496 | 0.73792 | 0.51399
CDP9 | QLD | 394.6572 | 33.0207 | 33.8855 | 34.696 | 23.7647 | 21.2663 | 14.4808 | 17.9495 | 16.4753 | 15.6921 | 11.7256 | 9.0557 | 9.2407 | 9.6761 | 8.1345 | 8.1784 | 9.5222 | 11.3964 | 10.6559 | 11.0897 | 11.4149 | 10.9641 | 11.1485 | 11.4801 | 10.7892 | 9.0845 | 9.0174 | 9.3925 | 1.4598
CDP9 | VIC | 273.9525 | 38.339 | 33.4734 | 32.5124 | 28.7662 | 21.3096 | 17.0232 | 19.5463 | 15.8287 | 11.6588 | 6.6612 | 3.2817 | 3.6563 | 3.6485 | 3.2014 | 3.801 | 3.6736 | 3.6898 | 3.7578 | 3.7992 | 3.9492 | 3.6321 | 3.7904 | 3.9662 | 0.22004 | 0.19885 | 0.070818 | 0.24755 | 0.24909
CDP9 | SA | 13.7294 | 0.77395 | 0.99149 | 0.52209 | 0.41256 | 0.65848 | 0.43455 | 0.17694 | 0.16765 | 0.23323 | 0.40329 | 0.37739 | 0.40504 | 0.76764 | 0.43461 | 0.23418 | 0.40669 | 0.64401 | 0.59566 | 0.70159 | 1.0984 | 0.67785 | 0.69512 | 0.66439 | 0.35826 | 0.30124 | 0.14659 | 0.29467 | 0.15186
CDP9 | TAS | 0.0070212 | 0 | 0 | 0 | 0 | 0 | 0 | 7.0913e-13 | 1.2939e-09 | 3.3239e-09 | 0.00013451 | 0.00010538 | 1.6864e-09 | 1.1567e-09 | 0.00055346 | 5.3593e-10 | 7.085e-10 | 0.00026386 | 0.0013193 | 0.00062668 | 0.0017881 | 0.001039 | 4.3592e-10 | 1.2773e-09 | 8.1974e-10 | 0.0011909 | 5.2429e-10 | 5.5339e-10 | 1.6663e-09
CDP10 | NSW | 219.7733 | 34.6243 | 31.2722 | 27.2624 | 25.0928 | 16.3879 | 5.3446 | 5.216 | 7.6372 | 8.1814 | 7.0133 | 7.6756 | 7.9025 | 7.548 | 6.6236 | 4.84 | 6.0242 | 0.83752 | 0.95118 | 1.1927 | 0.95242 | 0.87109 | 1.2294 | 1.3837 | 1.3874 | 0.57095 | 0.39597 | 0.80944 | 0.54546
CDP10 | QLD | 395.2785 | 33.0207 | 33.8855 | 34.8115 | 23.3987 | 21.2001 | 14.4914 | 18.4304 | 17.0634 | 15.6926 | 11.5316 | 9.01 | 9.1393 | 9.5064 | 8.0567 | 7.958 | 9.4159 | 11.346 | 10.8572 | 11.1943 | 11.5606 | 11.0726 | 11.2073 | 11.5701 | 10.798 | 9.1144 | 9.0601 | 9.4017 | 1.4839
CDP10 | VIC | 273.5407 | 38.339 | 33.4734 | 32.6318 | 28.5143 | 21.1446 | 17.3168 | 18.7391 | 15.2777 | 11.4085 | 6.9544 | 3.1794 | 3.8635 | 3.8463 | 3.4067 | 3.8055 | 3.6919 | 3.6634 | 3.8354 | 3.8426 | 4.0411 | 3.7029 | 3.9228 | 3.9846 | 0.21992 | 0.19678 | 0.06639 | 0.23127 | 0.24064
CDP10 | SA | 13.6497 | 0.77395 | 0.99149 | 0.51853 | 0.40757 | 0.65507 | 0.42171 | 0.16676 | 0.12735 | 0.26922 | 0.45826 | 0.40162 | 0.41072 | 0.77763 | 0.46058 | 0.24101 | 0.39713 | 0.66051 | 0.62132 | 0.68566 | 1.0687 | 0.63537 | 0.68409 | 0.61642 | 0.32987 | 0.30568 | 0.13959 | 0.27824 | 0.14558
CDP10 | TAS | 0.0068744 | 1.1878e-10 | 1.3809e-10 | 2.9833e-10 | 0 | 0 | 0 | 5.0788e-10 | 6.3004e-10 | 2.6219e-09 | 0.00011816 | 0.00010553 | 8.5328e-10 | 5.0618e-10 | 0.00057574 | 5.9272e-10 | 0.00011115 | 0.00028036 | 0.00090387 | 0.00054594 | 0.001935 | 0.001039 | 4.0525e-10 | 1.1774e-09 | 6.3212e-10 | 0.0012597 | 3.9604e-10 | 4.0826e-10 | 1.4753e-09
CDP11 | NSW | 222.1993 | 34.6243 | 31.2722 | 27.2624 | 25.0813 | 16.3734 | 5.3507 | 5.2983 | 7.8054 | 8.3014 | 7.1174 | 7.9345 | 8.2136 | 7.7838 | 6.823 | 5.2152 | 6.3794 | 1.0401 | 1.0133 | 1.1572 | 0.96113 | 0.86713 | 1.2277 | 1.3809 | 1.3908 | 0.56865 | 0.39558 | 0.81239 | 0.54778
CDP11 | QLD | 394.2309 | 33.0207 | 33.8855 | 34.8115 | 23.406 | 21.1981 | 14.4904 | 18.5065 | 17.1448 | 15.5381 | 11.4119 | 9.0528 | 9.2022 | 9.614 | 8.0361 | 8.1493 | 9.4432 | 11.265 | 10.4601 | 10.9193 | 11.3128 | 10.885 | 11.1573 | 11.4651 | 10.703 | 9.1622 | 9.0777 | 9.4309 | 1.4811
CDP11 | VIC | 273.7717 | 38.339 | 33.4734 | 32.6318 | 28.5206 | 21.1663 | 17.3103 | 18.7598 | 15.2862 | 11.3944 | 6.9299 | 3.1923 | 3.8764 | 3.8659 | 3.3913 | 3.9736 | 3.7458 | 3.8254 | 3.8064 | 3.8623 | 3.9944 | 3.6581 | 3.8846 | 3.9556 | 0.21128 | 0.18992 | 0.064612 | 0.22328 | 0.2388
CDP11 | SA | 13.8924 | 0.77395 | 0.99149 | 0.51852 | 0.40756 | 0.65504 | 0.42197 | 0.167 | 0.15142 | 0.3056 | 0.51324 | 0.44449 | 0.47498 | 0.81101 | 0.44997 | 0.23385 | 0.41344 | 0.6413 | 0.56296 | 0.69368 | 1.0816 | 0.64723 | 0.69885 | 0.62673 | 0.33474 | 0.306 | 0.1407 | 0.27907 | 0.14598
CDP11 | TAS | 0.0087828 | 1.4985e-10 | 2.6444e-10 | 3.2537e-10 | 1.2671e-10 | 0 | 0 | 5.5822e-10 | 6.3764e-10 | 2.8532e-09 | 0.00013477 | 0.00010552 | 8.5742e-10 | 4.8882e-10 | 0.00057572 | 4.0345e-10 | 0.00011568 | 0.00051124 | 0.0018635 | 0.00062668 | 0.002101 | 0.001039 | 2.3556e-10 | 7.053e-10 | 3.4716e-10 | 0.0017097 | 2.5665e-10 | 2.0076e-10 | 2.6427e-10
CDP12 | NSW | 221.4514 | 34.6247 | 31.2722 | 27.2651 | 25.1071 | 16.3763 | 5.3576 | 5.2296 | 7.6673 | 8.2065 | 7.0509 | 7.8333 | 8.1556 | 7.7059 | 6.788 | 5.1253 | 6.3093 | 1.0669 | 1.0136 | 1.1687 | 0.96473 | 0.86328 | 1.2206 | 1.3734 | 1.3879 | 0.5672 | 0.39484 | 0.81048 | 0.54498
CDP12 | QLD | 395.2311 | 33.0207 | 33.8855 | 34.8123 | 23.399 | 21.1873 | 14.4781 | 18.4068 | 17.0297 | 15.552 | 11.4514 | 9.0859 | 9.2345 | 9.5827 | 8.0637 | 8.1524 | 9.533 | 11.731 | 10.5647 | 11.0602 | 11.4913 | 10.9716 | 11.1806 | 11.5191 | 10.7519 | 9.1259 | 9.0625 | 9.4221 | 1.4751
CDP12 | VIC | 273.8191 | 38.339 | 33.4734 | 32.6319 | 28.4757 | 21.1667 | 17.3211 | 18.7523 | 15.2807 | 11.3945 | 6.9334 | 3.1881 | 3.8753 | 3.8611 | 3.4035 | 3.9318 | 3.7421 | 3.8837 | 3.7972 | 3.8675 | 4.0157 | 3.6713 | 3.9061 | 3.9693 | 0.21386 | 0.19185 | 0.064806 | 0.22543 | 0.24166
CDP12 | SA | 13.7767 | 0.77395 | 0.99149 | 0.51858 | 0.40731 | 0.65546 | 0.42207 | 0.16743 | 0.13971 | 0.28261 | 0.49106 | 0.42559 | 0.46203 | 0.80393 | 0.45588 | 0.23783 | 0.42133 | 0.64973 | 0.55505 | 0.68918 | 1.0765 | 0.63572 | 0.69462 | 0.62123 | 0.33118 | 0.30473 | 0.13904 | 0.27816 | 0.14525
CDP12 | TAS | 0.0087526 | 0 | 0 | 0 | 0 | 0 | 0 | 2.6718e-12 | 9.3686e-10 | 3.344e-09 | 0.00013477 | 0.00010552 | 1.268e-09 | 6.7303e-10 | 0.00057571 | 5.0348e-10 | 0.00011565 | 0.00051124 | 0.001867 | 0.00062668 | 0.0020673 | 0.001039 | 1.8373e-10 | 5.5806e-10 | 2.8058e-10 | 0.0017097 | 1.7835e-10 | 1.9562e-10 | 9.8599e-10
CDP13 | NSW | 221.4244 | 34.6243 | 31.2722 | 27.2625 | 25.0927 | 16.3378 | 5.333 | 6.1587 | 7.9671 | 7.9954 | 7.1938 | 7.8167 | 7.9593 | 7.6258 | 6.5253 | 4.8245 | 6.0233 | 1.0233 | 0.98066 | 1.2026 | 0.95152 | 0.85355 | 1.2306 | 1.3693 | 1.4334 | 0.59017 | 0.40335 | 0.8273 | 0.54626
CDP13 | QLD | 393.7123 | 33.0207 | 33.8855 | 34.8116 | 23.4016 | 21.221 | 14.5528 | 19.405 | 17.8268 | 14.9047 | 11.586 | 9.0836 | 9.4929 | 9.3219 | 7.7841 | 7.2684 | 9.0154 | 11.3907 | 10.5209 | 10.8979 | 11.3283 | 10.7542 | 11.0895 | 11.4031 | 10.7205 | 9.0724 | 9.0547 | 9.4116 | 1.4866
CDP13 | VIC | 272.8443 | 38.339 | 33.4734 | 32.6318 | 28.5119 | 21.1501 | 17.25 | 18.9733 | 15.4931 | 11.7386 | 7.1674 | 3.2277 | 3.8202 | 3.4675 | 3.022 | 3.554 | 3.5632 | 3.7763 | 3.7817 | 3.8022 | 3.9212 | 3.6553 | 3.7991 | 3.903 | 0.17643 | 0.16933 | 0.053935 | 0.19996 | 0.22257
CDP13 | SA | 14.8426 | 0.77395 | 0.99149 | 0.51853 | 0.40769 | 0.65412 | 0.41966 | 0.17278 | 0.41515 | 0.73048 | 0.6449 | 0.73171 | 0.69699 | 0.7311 | 0.3982 | 0.18151 | 0.32799 | 0.62658 | 0.55016 | 0.65426 | 1.0534 | 0.63348 | 0.69912 | 0.61917 | 0.33809 | 0.30951 | 0.13985 | 0.27762 | 0.14515
CDP13 | TAS | 0.0048081 | 0 | 0 | 0 | 0 | 0 | 0 | 0 | 3.5025e-10 | 3.7827e-10 | 3.9372e-10 | 3.6678e-10 | 3.6474e-10 | 4.7766e-10 | 5.8017e-10 | 4.1443e-10 | 5.459e-10 | 0.00014842 | 0.00024737 | 0.00044527 | 0.0018079 | 0.001039 | 2.3939e-10 | 7.7401e-10 | 3.7458e-10 | 0.0011201 | 2.4697e-10 | 1.4045e-10 | 2.4743e-10
CDP14 | NSW | 222.291 | 34.6243 | 31.2722 | 27.2624 | 25.0928 | 16.3879 | 5.3446 | 5.216 | 7.6502 | 8.1964 | 7.046 | 7.914 | 8.2119 | 7.8646 | 7.273 | 5.1842 | 6.3335 | 1.0648 | 1.0077 | 1.1751 | 0.97499 | 0.86724 | 1.2294 | 1.381 | 1.3928 | 0.57296 | 0.3962 | 0.81019 | 0.54434
CDP14 | QLD | 395.9772 | 33.0207 | 33.8855 | 34.8115 | 23.3987 | 21.2001 | 14.4914 | 18.4304 | 17.0654 | 15.6 | 11.4462 | 9.1144 | 9.2654 | 9.4935 | 8.0152 | 8.2912 | 9.6325 | 11.8233 | 10.6015 | 11.0971 | 11.5494 | 11.0383 | 11.2308 | 11.563 | 10.8068 | 9.135 | 9.0702 | 9.4164 | 1.4831
CDP14 | VIC | 273.9603 | 38.339 | 33.4734 | 32.6318 | 28.5143 | 21.1446 | 17.3168 | 18.7391 | 15.279 | 11.4037 | 6.9108 | 3.1935 | 3.8682 | 3.8932 | 3.3881 | 3.9844 | 3.7478 | 3.8903 | 3.7996 | 3.8673 | 4.0325 | 3.674 | 3.9187 | 3.9872 | 0.22372 | 0.19723 | 0.067066 | 0.23327 | 0.24196
CDP14 | SA | 13.4921 | 0.77395 | 0.99149 | 0.51853 | 0.40757 | 0.65507 | 0.42171 | 0.16676 | 0.13478 | 0.27159 | 0.45842 | 0.39704 | 0.43414 | 0.72509 | 0.35409 | 0.24013 | 0.4269 | 0.65052 | 0.55772 | 0.68546 | 1.0698 | 0.64191 | 0.68576 | 0.61892 | 0.33207 | 0.30803 | 0.14091 | 0.27775 | 0.14599
CDP14 | TAS | 0.016397 | 1.1878e-10 | 1.3809e-10 | 2.9833e-10 | 0 | 0 | 0 | 5.0788e-10 | 4.2542e-10 | 2.0116e-09 | 0.00011816 | 0.00010553 | 5.5127e-10 | 0.0043258 | 0.0046211 | 8.5763e-10 | 1.225e-09 | 0.00052773 | 0.0018635 | 0.00064027 | 0.002012 | 0.001039 | 1.828e-10 | 5.7604e-10 | 2.4854e-10 | 0.0011437 | 1.6206e-10 | 1.1025e-10 | 2.369e-10
CDP15 | NSW | 221.4647 | 34.6243 | 31.2722 | 27.2624 | 25.0936 | 16.3879 | 5.3464 | 5.2165 | 7.7089 | 8.2148 | 7.0581 | 7.829 | 8.1488 | 7.7054 | 6.7893 | 5.1296 | 6.3084 | 1.0652 | 1.0026 | 1.1678 | 0.94876 | 0.87056 | 1.2274 | 1.3864 | 1.3866 | 0.56923 | 0.39251 | 0.80668 | 0.54552
CDP15 | QLD | 395.3905 | 33.0207 | 33.8855 | 34.8115 | 23.3983 | 21.2077 | 14.4917 | 18.4277 | 17.0708 | 15.5656 | 11.4439 | 9.0814 | 9.2242 | 9.5651 | 8.049 | 8.1478 | 9.5262 | 11.7171 | 10.5594 | 11.0546 | 11.4605 | 11.0337 | 11.2167 | 11.5416 | 10.7869 | 9.1415 | 9.0585 | 9.4226 | 1.4801
CDP15 | VIC | 273.8991 | 38.339 | 33.4734 | 32.6318 | 28.5139 | 21.133 | 17.3144 | 18.7442 | 15.2696 | 11.3916 | 6.9393 | 3.186 | 3.8798 | 3.8633 | 3.4069 | 3.934 | 3.7437 | 3.8829 | 3.7981 | 3.8761 | 4.0194 | 3.6768 | 3.9315 | 3.9874 | 0.22642 | 0.19619 | 0.067093 | 0.23311 | 0.24011
CDP15 | SA | 13.7953 | 0.77395 | 0.99149 | 0.51853 | 0.40757 | 0.65547 | 0.42168 | 0.16669 | 0.14014 | 0.28509 | 0.48959 | 0.42422 | 0.46196 | 0.80247 | 0.45582 | 0.23744 | 0.42009 | 0.64869 | 0.55506 | 0.68704 | 1.0755 | 0.64989 | 0.68797 | 0.62692 | 0.33412 | 0.30853 | 0.14195 | 0.28032 | 0.14715
CDP15 | TAS | 0.0081157 | 0 | 0 | 3.2158e-13 | 0 | 0 | 0 | 1.139e-10 | 9.204e-10 | 3.3224e-09 | 0.00013813 | 0.00010773 | 1.1739e-09 | 5.8678e-10 | 0.00061089 | 6.44e-10 | 0.00012409 | 0.00051124 | 0.0018635 | 0.00062668 | 0.0019507 | 0.001039 | 1.5395e-10 | 4.7026e-10 | 2.55e-10 | 0.0011437 | 1.4062e-10 | 1.7823e-10 | 9.4692e-10
CDP16 | NSW | 221.5373 | 34.6243 | 31.2722 | 27.2624 | 25.0919 | 16.386 | 5.3447 | 5.2197 | 7.7155 | 8.2249 | 7.0653 | 7.8673 | 8.175 | 7.7079 | 6.8059 | 5.1391 | 6.31 | 1.0667 | 0.99979 | 1.1648 | 0.98139 | 0.85777 | 1.2039 | 1.368 | 1.3742 | 0.5673 | 0.39295 | 0.80573 | 0.54277
CDP16 | QLD | 395.3945 | 33.0207 | 33.8855 | 34.8115 | 23.4003 | 21.1967 | 14.4907 | 18.438 | 17.0709 | 15.5508 | 11.4383 | 9.0632 | 9.221 | 9.5908 | 8.065 | 8.1552 | 9.5488 | 11.7793 | 10.5629 | 11.0479 | 11.5042 | 11.0133 | 11.1841 | 11.5252 | 10.7281 | 9.1399 | 9.0621 | 9.4238 | 1.4762
CDP16 | VIC | 273.8847 | 38.339 | 33.4734 | 32.6318 | 28.5143 | 21.1516 | 17.3179 | 18.744 | 15.2748 | 11.3862 | 6.9325 | 3.1878 | 3.8878 | 3.8693 | 3.3981 | 3.9601 | 3.7427 | 3.8967 | 3.826 | 3.8881 | 4.0196 | 3.6766 | 3.8797 | 3.9585 | 0.20776 | 0.19155 | 0.065092 | 0.22578 | 0.23821
CDP16 | SA | 14.283 | 0.77395 | 0.99149 | 0.51853 | 0.40746 | 0.65508 | 0.42167 | 0.16685 | 0.14281 | 0.29977 | 0.49336 | 0.44724 | 0.482 | 0.82615 | 0.47399 | 0.24775 | 0.4405 | 0.68949 | 0.59343 | 0.75063 | 1.1347 | 0.69603 | 0.7144 | 0.67236 | 0.34093 | 0.31661 | 0.14629 | 0.28818 | 0.15132
CDP16 | TAS | 0.0077517 | 0 | 0 | 3.3558e-13 | 0 | 0 | 0 | 1.2956e-10 | 9.0474e-10 | 3.2185e-09 | 0.00011812 | 0.00010551 | 1.1297e-09 | 5.3896e-10 | 0.00057571 | 7.0481e-10 | 0.00011565 | 0.00051124 | 0.0016162 | 0.00046176 | 0.0020407 | 0.001039 | 2.313e-10 | 7.7945e-10 | 3.6761e-10 | 0.0011678 | 2.808e-10 | 2.5784e-10 | 2.6966e-10
CDP17 | NSW | 221.2765 | 34.6243 | 31.2722 | 27.2624 | 25.0928 | 16.3879 | 5.3446 | 5.216 | 7.6683 | 8.1983 | 6.985 | 7.9082 | 8.1971 | 7.7111 | 6.8031 | 5.1343 | 6.3114 | 1.059 | 0.99243 | 1.1571 | 0.94988 | 0.85581 | 1.2128 | 1.3493 | 1.3538 | 0.54464 | 0.39033 | 0.76731 | 0.52709
CDP17 | QLD | 393.2968 | 33.0207 | 33.8855 | 34.8115 | 23.3987 | 21.2001 | 14.4914 | 18.4303 | 17.0948 | 15.6321 | 11.391 | 9.1291 | 9.2739 | 9.5003 | 7.9789 | 8.1775 | 9.4755 | 11.6323 | 10.5039 | 10.9 | 11.2893 | 10.6729 | 10.8922 | 11.3414 | 10.578 | 9.0448 | 8.9437 | 9.2207 | 1.3863
CDP17 | VIC | 274.0332 | 38.339 | 33.4734 | 32.6318 | 28.5143 | 21.1446 | 17.3168 | 18.7391 | 15.2732 | 11.3952 | 6.9309 | 3.186 | 3.8934 | 3.8581 | 3.3996 | 3.9716 | 3.7369 | 3.8954 | 3.7989 | 3.8763 | 4.0274 | 3.6905 | 3.9327 | 4.0304 | 0.23183 | 0.19524 | 0.068958 | 0.23768 | 0.24388
CDP17 | SA | 13.8642 | 0.77395 | 0.99149 | 0.51853 | 0.40757 | 0.65507 | 0.42171 | 0.16676 | 0.13748 | 0.28048 | 0.48106 | 0.41285 | 0.45984 | 0.79157 | 0.44788 | 0.23451 | 0.41454 | 0.64642 | 0.55286 | 0.68355 | 1.0733 | 0.66312 | 0.71594 | 0.66399 | 0.34052 | 0.32183 | 0.15047 | 0.2989 | 0.15801
CDP17 | TAS | 0.0069774 | 0 | 0 | 0 | 0 | 0 | 0 | 3.3845e-13 | 2.3898e-09 | 6.1969e-09 | 0.00011816 | 0.00010553 | 3.0579e-09 | 1.8556e-09 | 0.00057568 | 5.7077e-10 | 0.00011571 | 0.00042198 | 0.0011074 | 0.00046176 | 0.0018885 | 0.001039 | 1.8859e-10 | 6.8761e-10 | 3.431e-10 | 0.0011437 | 2.6162e-10 | 2.8985e-10 | 1.1216e-09
CDP18 | NSW | 221.605 | 34.6243 | 31.2722 | 27.2624 | 25.0928 | 16.3879 | 5.3446 | 5.216 | 7.806 | 8.2663 | 7.2296 | 7.8182 | 8.1202 | 7.7083 | 6.7553 | 5.0729 | 6.2641 | 1.0634 | 1.0021 | 1.1681 | 0.9526 | 0.86789 | 1.2258 | 1.3811 | 1.3865 | 0.56942 | 0.39353 | 0.80858 | 0.54504
CDP18 | QLD | 394.7141 | 33.0207 | 33.8855 | 34.8115 | 23.3987 | 21.2001 | 14.4914 | 18.4304 | 16.846 | 15.5339 | 12.5229 | 8.8135 | 9.0115 | 9.3992 | 7.873 | 7.9119 | 9.3856 | 11.573 | 10.5259 | 11.0184 | 11.397 | 11.0283 | 11.2051 | 11.5473 | 10.7934 | 9.1317 | 9.0608 | 9.4224 | 1.4752
CDP18 | VIC | 273.7849 | 38.339 | 33.4734 | 32.6318 | 28.5143 | 21.1446 | 17.3168 | 18.7391 | 15.2712 | 11.4579 | 6.9373 | 3.1804 | 3.8418 | 3.8637 | 3.3842 | 3.8923 | 3.7164 | 3.8785 | 3.7975 | 3.8697 | 4.0154 | 3.6741 | 3.9139 | 3.9797 | 0.21979 | 0.19533 | 0.066127 | 0.22938 | 0.24129
CDP18 | SA | 13.9832 | 0.77395 | 0.99149 | 0.51853 | 0.40757 | 0.65507 | 0.42171 | 0.16676 | 0.15641 | 0.38415 | 0.54462 | 0.48211 | 0.4627 | 0.79693 | 0.45596 | 0.23335 | 0.41044 | 0.64785 | 0.5527 | 0.68607 | 1.0751 | 0.64481 | 0.68873 | 0.62259 | 0.33169 | 0.30668 | 0.1404 | 0.279 | 0.14577
CDP18 | TAS | 0.0084244 | 1.1878e-10 | 1.3809e-10 | 2.9833e-10 | 0 | 0 | 0 | 5.0788e-10 | 6.0728e-10 | 2.8636e-09 | 0.00013477 | 0.00010553 | 7.9719e-10 | 4.6406e-10 | 0.0005757 | 6.2001e-10 | 0.00011568 | 0.00051124 | 0.0018635 | 0.00062668 | 0.002036 | 0.001039 | 1.683e-10 | 5.341e-10 | 2.742e-10 | 0.0014163 | 1.5358e-10 | 2.1151e-10 | 9.7677e-10
CDP19 | NSW | 221.6051 | 34.6243 | 31.2722 | 27.2624 | 25.0928 | 16.3879 | 5.3446 | 5.216 | 7.806 | 8.2663 | 7.2296 | 7.8181 | 8.1202 | 7.7082 | 6.7552 | 5.0729 | 6.2641 | 1.0634 | 1.0022 | 1.1681 | 0.95264 | 0.86792 | 1.2258 | 1.3811 | 1.3865 | 0.56943 | 0.39355 | 0.80863 | 0.54504
CDP19 | QLD | 394.7151 | 33.0207 | 33.8855 | 34.8115 | 23.3987 | 21.2001 | 14.4914 | 18.4304 | 16.846 | 15.5339 | 12.5229 | 8.8134 | 9.0115 | 9.3992 | 7.8731 | 7.9119 | 9.3856 | 11.5731 | 10.526 | 11.0184 | 11.3972 | 11.0281 | 11.2055 | 11.5472 | 10.7936 | 9.1317 | 9.0609 | 9.4226 | 1.475
CDP19 | VIC | 273.7837 | 38.339 | 33.4734 | 32.6318 | 28.5143 | 21.1446 | 17.3168 | 18.7391 | 15.2712 | 11.4579 | 6.9373 | 3.1804 | 3.8418 | 3.8637 | 3.3842 | 3.8922 | 3.7164 | 3.8785 | 3.7975 | 3.8696 | 4.0153 | 3.674 | 3.9138 | 3.9795 | 0.21965 | 0.19521 | 0.066092 | 0.22926 | 0.24128
CDP19 | SA | 13.9834 | 0.77395 | 0.99149 | 0.51853 | 0.40757 | 0.65507 | 0.42171 | 0.16676 | 0.15641 | 0.38415 | 0.54462 | 0.48211 | 0.46269 | 0.79691 | 0.45597 | 0.23335 | 0.41044 | 0.64784 | 0.55268 | 0.68613 | 1.0752 | 0.64473 | 0.68879 | 0.62259 | 0.33174 | 0.30671 | 0.14042 | 0.27903 | 0.14579
CDP19 | TAS | 0.0084291 | 0 | 4.2686e-12 | 1.2383e-10 | 0 | 0 | 0 | 3.0639e-10 | 1.2827e-09 | 4.3499e-09 | 0.00013477 | 0.00010553 | 1.5606e-09 | 9.6218e-10 | 0.0005757 | 6.5477e-10 | 0.00011568 | 0.00051124 | 0.0018635 | 0.00062668 | 0.0020373 | 0.001039 | 1.9817e-10 | 6.2858e-10 | 3.164e-10 | 0.0014197 | 2.3806e-10 | 2.4659e-10 | 1.0539e-09
CDP20 | NSW | 221.6344 | 34.6242 | 31.2722 | 27.2619 | 25.1099 | 16.3878 | 5.3519 | 5.2137 | 7.7988 | 8.2517 | 7.2327 | 7.8186 | 8.1253 | 7.7083 | 6.7512 | 5.0637 | 6.2574 | 1.0574 | 1.0144 | 1.1715 | 0.96271 | 0.86573 | 1.2353 | 1.374 | 1.3966 | 0.56849 | 0.3979 | 0.81403 | 0.5467
CDP20 | QLD | 394.4371 | 33.0207 | 33.8855 | 34.8112 | 23.3847 | 21.1783 | 14.5858 | 18.4177 | 16.8425 | 15.5131 | 12.5308 | 8.8191 | 9.0138 | 9.4069 | 7.8739 | 7.8912 | 9.3637 | 11.5547 | 10.5512 | 11.0074 | 11.4173 | 10.9179 | 11.1517 | 11.5105 | 10.7361 | 9.1001 | 9.064 | 9.409 | 1.4783
CDP20 | VIC | 273.521 | 38.339 | 33.4734 | 32.6318 | 28.5107 | 21.1653 | 17.1893 | 18.7253 | 15.2614 | 11.4555 | 6.9429 | 3.1787 | 3.847 | 3.866 | 3.385 | 3.8765 | 3.7115 | 3.8778 | 3.8098 | 3.855 | 4.006 | 3.6625 | 3.8884 | 3.9542 | 0.20293 | 0.18677 | 0.062299 | 0.21633 | 0.23952
CDP20 | SA | 13.988 | 0.77395 | 0.99149 | 0.51854 | 0.40733 | 0.65504 | 0.41822 | 0.16819 | 0.15779 | 0.38952 | 0.54977 | 0.48451 | 0.46374 | 0.7989 | 0.45669 | 0.2322 | 0.4102 | 0.6459 | 0.55884 | 0.69197 | 1.0778 | 0.63077 | 0.69571 | 0.61701 | 0.33007 | 0.30495 | 0.13887 | 0.27618 | 0.1438
CDP20 | TAS | 0.0089028 | 1.224e-11 | 1.3737e-11 | 2.6417e-10 | 0 | 0 | 0 | 3.4948e-10 | 6.2991e-10 | 3.0817e-09 | 0.00013479 | 0.00010554 | 8.2908e-10 | 4.7758e-10 | 0.0005757 | 7.2761e-10 | 0.00011569 | 0.00051124 | 0.0018635 | 0.00062668 | 0.002221 | 0.001039 | 2.6235e-10 | 8.4162e-10 | 3.4372e-10 | 0.0017097 | 2.5638e-10 | 1.6281e-10 | 2.7334e-10
CDP21 | NSW | 222.2883 | 34.6242 | 31.2722 | 27.2619 | 25.1099 | 16.3878 | 5.3519 | 5.2137 | 7.6473 | 8.184 | 7.0333 | 7.912 | 8.2108 | 7.8636 | 7.2664 | 5.1698 | 6.3252 | 1.0581 | 1.0143 | 1.1738 | 1.0062 | 0.86586 | 1.2336 | 1.3673 | 1.3993 | 0.57492 | 0.39992 | 0.81511 | 0.54569
CDP21 | QLD | 395.5966 | 33.0207 | 33.8855 | 34.8112 | 23.3847 | 21.1783 | 14.5858 | 18.4177 | 17.051 | 15.6021 | 11.4497 | 9.1182 | 9.2679 | 9.4944 | 8.0167 | 8.2616 | 9.605 | 11.8081 | 10.6197 | 11.085 | 11.5612 | 10.9293 | 11.1395 | 11.498 | 10.7386 | 9.1083 | 9.0711 | 9.3989 | 1.4883
CDP21 | VIC | 273.7012 | 38.339 | 33.4734 | 32.6318 | 28.5107 | 21.1653 | 17.1893 | 18.7253 | 15.2702 | 11.4005 | 6.913 | 3.1911 | 3.8701 | 3.9032 | 3.3884 | 3.9768 | 3.7465 | 3.8907 | 3.809 | 3.8553 | 4.0255 | 3.6687 | 3.8854 | 3.956 | 0.20262 | 0.18846 | 0.064055 | 0.22101 | 0.23975
CDP21 | SA | 13.4882 | 0.77395 | 0.99149 | 0.51854 | 0.40733 | 0.65504 | 0.41822 | 0.16819 | 0.13598 | 0.27698 | 0.46323 | 0.39751 | 0.43509 | 0.72638 | 0.35401 | 0.23888 | 0.42533 | 0.6455 | 0.56046 | 0.69607 | 1.0738 | 0.62562 | 0.69394 | 0.61474 | 0.32968 | 0.30587 | 0.13859 | 0.27431 | 0.14343
CDP21 | TAS | 0.016947 | 1.224e-11 | 1.3737e-11 | 2.6417e-10 | 0 | 0 | 0 | 3.4948e-10 | 5.2231e-10 | 2.1581e-09 | 0.00013479 | 0.00010554 | 7.4968e-10 | 0.004323 | 0.0045285 | 4.1014e-10 | 6.4174e-10 | 0.00052773 | 0.0018993 | 0.00064317 | 0.0020572 | 0.001039 | 2.5881e-10 | 8.1232e-10 | 3.1943e-10 | 0.0016888 | 2.4911e-10 | 1.5316e-10 | 2.7509e-10
CDP22 | NSW | 219.3976 | 34.6243 | 31.2722 | 27.2624 | 25.0928 | 16.3879 | 5.3446 | 5.216 | 7.7563 | 8.2828 | 7.1204 | 7.4316 | 7.704 | 7.4679 | 6.2449 | 4.6777 | 6.2098 | 0.98558 | 1.0104 | 1.1619 | 0.95021 | 0.85597 | 1.244 | 1.3538 | 1.397 | 0.57287 | 0.40339 | 0.81859 | 0.54831
CDP22 | QLD | 392.095 | 33.0207 | 33.8855 | 34.8115 | 23.3987 | 21.2001 | 14.4914 | 18.4304 | 16.9338 | 15.2518 | 11.6454 | 8.905 | 9.3488 | 9.5463 | 8.3689 | 7.8526 | 9.0928 | 11.3313 | 10.4632 | 10.7374 | 11.0813 | 10.5816 | 10.8777 | 11.2469 | 10.4907 | 9.1043 | 9.0867 | 9.4146 | 1.4955
CDP22 | VIC | 273.086 | 38.339 | 33.4734 | 32.6318 | 28.5143 | 21.1446 | 17.3168 | 18.7391 | 15.2789 | 11.3913 | 6.9909 | 3.184 | 3.9373 | 3.8056 | 3.3486 | 3.6648 | 3.6748 | 3.8297 | 3.8127 | 3.8468 | 3.963 | 3.6346 | 3.7728 | 3.8987 | 0.19894 | 0.18462 | 0.061117 | 0.21279 | 0.23516
CDP22 | SA | 13.9798 | 0.77395 | 0.99149 | 0.51853 | 0.40757 | 0.65507 | 0.42171 | 0.16676 | 0.14518 | 0.28676 | 0.52672 | 0.52186 | 0.49549 | 0.86128 | 0.46128 | 0.24253 | 0.4152 | 0.63571 | 0.56321 | 0.69847 | 1.0709 | 0.62434 | 0.68783 | 0.6135 | 0.33674 | 0.30271 | 0.1393 | 0.27264 | 0.14314
CDP22 | TAS | 0.0085434 | 1.1929e-10 | 1.393e-10 | 2.9962e-10 | 0 | 0 | 0 | 5.1007e-10 | 2.9007e-10 | 1.161e-09 | 0.00011816 | 0.00010553 | 2.8171e-10 | 2.0997e-10 | 0.00057573 | 9.3946e-10 | 0.00011569 | 0.00042878 | 0.001826 | 0.00062668 | 0.0022065 | 0.001039 | 2.5292e-10 | 8.9346e-10 | 3.4809e-10 | 0.0015014 | 2.5575e-10 | 1.5704e-10 | 2.847e-10
CDP23 | NSW | 220.101 | 34.6243 | 31.2722 | 27.2624 | 25.0928 | 16.3879 | 5.3446 | 5.216 | 7.6934 | 8.2346 | 7.1087 | 7.5132 | 7.8643 | 7.5821 | 6.638 | 4.7057 | 6.2429 | 0.98377 | 1.0066 | 1.1628 | 0.9552 | 0.85441 | 1.2553 | 1.351 | 1.3966 | 0.57461 | 0.40756 | 0.82096 | 0.54905
CDP23 | QLD | 392.5224 | 33.0207 | 33.8855 | 34.8115 | 23.3987 | 21.2001 | 14.4914 | 18.4304 | 16.9634 | 15.3834 | 11.6796 | 8.9626 | 9.4162 | 9.4306 | 8.1643 | 7.9713 | 9.1758 | 11.3989 | 10.4818 | 10.7752 | 11.1195 | 10.5747 | 10.8979 | 11.2595 | 10.5299 | 9.1078 | 9.0975 | 9.395 | 1.4994
CDP23 | VIC | 273.1774 | 38.339 | 33.4734 | 32.6318 | 28.5143 | 21.1446 | 17.3168 | 18.7391 | 15.2796 | 11.4043 | 6.9827 | 3.1913 | 3.9014 | 3.9023 | 3.2748 | 3.7163 | 3.6834 | 3.835 | 3.8077 | 3.8533 | 3.9721 | 3.6343 | 3.774 | 3.9061 | 0.20094 | 0.18567 | 0.062241 | 0.214 | 0.23693
CDP23 | SA | 13.5961 | 0.77395 | 0.99149 | 0.51853 | 0.40757 | 0.65507 | 0.42171 | 0.16676 | 0.13559 | 0.27643 | 0.46252 | 0.48246 | 0.47838 | 0.7258 | 0.3537 | 0.24475 | 0.42206 | 0.63456 | 0.56733 | 0.69835 | 1.0717 | 0.62038 | 0.67863 | 0.60876 | 0.34042 | 0.30681 | 0.1387 | 0.27085 | 0.1429
CDP23 | TAS | 0.017301 | 1.1929e-10 | 1.393e-10 | 2.9962e-10 | 0 | 0 | 0 | 5.1007e-10 | 3.1575e-10 | 1.286e-09 | 0.00011816 | 0.00010553 | 3.7475e-10 | 0.0053607 | 0.0045939 | 7.9177e-10 | 1.0189e-09 | 0.00042878 | 0.001674 | 0.00064317 | 0.0021946 | 0.001039 | 2.0139e-10 | 6.9252e-10 | 2.888e-10 | 0.0011437 | 2.0965e-10 | 1.2568e-10 | 2.7118e-10
CDP24 | NSW | 222.4164 | 34.6243 | 31.2722 | 27.2624 | 25.0928 | 16.3879 | 5.3446 | 5.216 | 7.7577 | 8.2477 | 7.1864 | 7.8863 | 8.1939 | 7.8646 | 7.2737 | 5.1169 | 6.2925 | 1.0612 | 1.0099 | 1.1735 | 0.96358 | 0.8669 | 1.228 | 1.3752 | 1.3905 | 0.57389 | 0.39663 | 0.81202 | 0.54501
CDP24 | QLD | 395.1569 | 33.0207 | 33.8855 | 34.8115 | 23.3987 | 21.2001 | 14.4914 | 18.4304 | 16.8865 | 15.538 | 12.5755 | 8.8754 | 9.0735 | 9.2995 | 7.7515 | 8.0397 | 9.4712 | 11.6524 | 10.5601 | 11.0479 | 11.4624 | 11.0229 | 11.2256 | 11.5444 | 10.7889 | 9.1284 | 9.0693 | 9.4226 | 1.4826
CDP24 | VIC | 273.8299 | 38.339 | 33.4734 | 32.6318 | 28.5143 | 21.1446 | 17.3168 | 18.7391 | 15.2754 | 11.4757 | 6.9243 | 3.1887 | 3.8091 | 3.8862 | 3.3771 | 3.9267 | 3.7267 | 3.8839 | 3.7974 | 3.8682 | 4.0209 | 3.6718 | 3.9078 | 3.9768 | 0.21974 | 0.19611 | 0.066706 | 0.23063 | 0.24102
CDP24 | SA | 13.6529 | 0.77395 | 0.99149 | 0.51853 | 0.40757 | 0.65507 | 0.42171 | 0.16676 | 0.14932 | 0.34246 | 0.4955 | 0.43246 | 0.46362 | 0.72122 | 0.35456 | 0.23562 | 0.41854 | 0.64922 | 0.55663 | 0.68567 | 1.0714 | 0.63507 | 0.68672 | 0.61942 | 0.332 | 0.30698 | 0.13981 | 0.27646 | 0.14511
CDP24 | TAS | 0.016463 | 1.1878e-10 | 1.3809e-10 | 2.9833e-10 | 0 | 0 | 0 | 5.0788e-10 | 9.0636e-10 | 3.5213e-09 | 0.00013477 | 0.00010553 | 1.2505e-09 | 0.0042745 | 0.0046136 | 7.1372e-10 | 9.4221e-10 | 0.00051124 | 0.0018635 | 0.00064317 | 0.002012 | 0.001039 | 2.1596e-10 | 6.7562e-10 | 2.7859e-10 | 0.0012659 | 2.0137e-10 | 1.3162e-10 | 2.6131e-10
CDP25 | NSW | 218.9437 | 34.6264 | 31.2722 | 27.1395 | 24.5712 | 16.2088 | 5.8177 | 7.2316 | 8.5699 | 7.3421 | 7.4158 | 7.0431 | 7.7466 | 7.0831 | 5.9108 | 4.4116 | 5.9476 | 0.8492 | 1.0168 | 1.0949 | 0.82214 | 0.69118 | 1.0926 | 1.245 | 1.4524 | 0.58877 | 0.39914 | 0.77968 | 0.57385
CDP25 | QLD | 389.4444 | 33.0207 | 33.8855 | 34.7382 | 23.7657 | 21.2419 | 14.6557 | 19.0991 | 17.4226 | 14.7282 | 12.9662 | 8.7038 | 9.2091 | 9.063 | 7.9071 | 7.3093 | 8.4402 | 10.2468 | 10.1509 | 10.4845 | 10.772 | 10.5846 | 10.8552 | 10.9783 | 10.4271 | 9.0907 | 8.9546 | 9.3318 | 1.4116
CDP25 | VIC | 271.3694 | 38.339 | 33.4734 | 32.5296 | 28.7457 | 21.3341 | 16.5984 | 19.8663 | 16.1765 | 11.9353 | 7.0097 | 3.3057 | 3.4873 | 3.2095 | 2.8124 | 2.9202 | 3.2058 | 3.4269 | 3.6672 | 3.7429 | 3.7943 | 3.5864 | 3.7483 | 3.8129 | 0.1156 | 0.12818 | 0.04084 | 0.15309 | 0.20376
CDP25 | SA | 15.3027 | 0.77395 | 0.99149 | 0.52108 | 0.41265 | 0.65774 | 0.4166 | 0.47547 | 0.43568 | 0.65485 | 0.6448 | 1.1884 | 0.58089 | 0.61855 | 0.33876 | 0.15922 | 0.27269 | 0.57014 | 0.51246 | 0.62241 | 1.0462 | 0.70219 | 0.75286 | 0.66535 | 0.34558 | 0.33303 | 0.14993 | 0.30459 | 0.15507
CDP25 | TAS | 0.003505 | 0 | 0 | 0 | 0 | 0 | 0 | 0 | 2.5325e-10 | 2.1792e-10 | 2.0963e-10 | 2.1237e-10 | 2.2241e-10 | 3.0157e-10 | 4.4637e-10 | 5.8698e-10 | 8.6466e-10 | 0.00018617 | 1.3813e-09 | 1.6494e-05 | 0.00049475 | 0.001039 | 5.6653e-10 | 1.1997e-09 | 1.0774e-09 | 0.0017687 | 5.9183e-10 | 1.8467e-09 | 1.4001e-09
Counterfactual | NSW | 317.2343 | 34.6275 | 31.2722 | 27.1466 | 24.5681 | 16.254 | 6.0406 | 8.676 | 9.2611 | 10.1346 | 11.0027 | 11.3784 | 11.6105 | 12.2719 | 11.0054 | 9.6766 | 10.4502 | 5.7781 | 5.4976 | 7.2314 | 7.2079 | 7.1137 | 7.866 | 8.0902 | 7.0007 | 4.3306 | 4.0011 | 4.8032 | 2.9374
Counterfactual | QLD | 398.8149 | 33.0207 | 33.8855 | 34.7427 | 23.7756 | 21.1663 | 14.5854 | 19.5971 | 17.5933 | 15.6453 | 12.7223 | 8.7134 | 8.8498 | 8.5306 | 7.9453 | 9.1129 | 10.5362 | 11.148 | 11.0621 | 11.4194 | 10.8985 | 11.9189 | 11.0214 | 11.1568 | 10.7035 | 9.3905 | 9.1488 | 9.3971 | 1.1273
Counterfactual | VIC | 281.569 | 38.339 | 33.4734 | 32.5308 | 28.7442 | 21.353 | 16.1843 | 19.5078 | 15.9403 | 12.015 | 6.732 | 3.3217 | 3.4662 | 3.4159 | 3.0453 | 3.8876 | 3.7949 | 4.568 | 4.0145 | 4.6764 | 5.0559 | 4.7039 | 3.9935 | 4.7926 | 1.2191 | 0.7491 | 0.33393 | 0.97084 | 0.73981
Counterfactual | SA | 25.0316 | 0.77395 | 0.99149 | 0.52102 | 0.41268 | 0.67771 | 0.4226 | 0.65644 | 0.63232 | 1.0825 | 1.2718 | 1.627 | 1.4742 | 2.0545 | 1.3268 | 0.78313 | 1.0869 | 1.553 | 1.1898 | 1.3951 | 1.5632 | 0.78394 | 0.71086 | 0.65132 | 0.38238 | 0.35242 | 0.20007 | 0.30301 | 0.15156
Counterfactual | TAS | 1.0992e-08 | 1.3973e-11 | 1.5803e-11 | 2.6816e-10 | 0 | 0 | 0 | 3.6515e-10 | 3.1841e-10 | 3.3884e-10 | 3.3415e-10 | 3.4777e-10 | 3.4139e-10 | 4.4404e-10 | 4.8019e-10 | 5.2429e-10 | 6.221e-10 | 7.8079e-10 | 8.2152e-10 | 1.0907e-09 | 1.3638e-09 | 1.4019e-09 | 2.005e-10 | 2.1001e-10 | 1.7062e-10 | 1.8678e-10 | 1.9571e-10 | 7.5757e-11 | 7.9527e-11

## Imports and Exports (hidden)
Regional imports and exports (GWh)
CDP | Region | Flow | 2024-25 | 2025-26 | 2026-27 | 2027-28 | 2028-29 | 2029-30 | 2030-31 | 2031-32 | 2032-33 | 2033-34 | 2034-35 | 2035-36 | 2036-37 | 2037-38 | 2038-39 | 2039-40 | 2040-41 | 2041-42 | 2042-43 | 2043-44 | 2044-45 | 2045-46 | 2046-47 | 2047-48 | 2048-49 | 2049-50 | 2050-51 | 2051-52
CDP1 | NSW | Imports | 10333.5341 | 13471.1916 | 14118.9404 | 12736.2273 | 11542.3129 | 9492.6354 | 11900.5296 | 11079.4378 | 8637.8853 | 10317.5411 | 13118.3379 | 13287.4681 | 15375.5008 | 15629.3099 | 18616.0156 | 19303.8678 | 21547.02 | 18284.3204 | 15968.3842 | 16273.3687 | 16704.8091 | 15807.2753 | 14842.5012 | 16015.2326 | 17119.5675 | 17297.1478 | 19125.1049 | 17414.4216
CDP1 | NSW | Exports | -1621.1415 | -712.3968 | -963.689 | -2525.5168 | -2763.1164 | -5952.3634 | -4529.0844 | -5054.6209 | -7538.1202 | -5661.5171 | -11863.8836 | -11381.3281 | -11456.5205 | -11553.789 | -10253.9618 | -11201.687 | -9644.8559 | -11668.646 | -12105.9324 | -12413.7345 | -13391.122 | -11010.631 | -12354.0808 | -11782.7185 | -11064.5619 | -10531.7544 | -10036.0231 | -10524.053
CDP1 | NSW | Net Imports | 8712.3926 | 12758.7948 | 13155.2514 | 10210.7105 | 8779.1965 | 3540.272 | 7371.4452 | 6024.8169 | 1099.7651 | 4656.024 | 1254.4543 | 1906.14 | 3918.9803 | 4075.5209 | 8362.0539 | 8102.1808 | 11902.1641 | 6615.6744 | 3862.4518 | 3859.6342 | 3313.6871 | 4796.6443 | 2488.4205 | 4232.5141 | 6055.0057 | 6765.3935 | 9089.0818 | 6890.3686
CDP1 | QLD | Imports | 1333.2417 | 419.2078 | 595.5239 | 1273.1024 | 1438.7546 | 2340.6165 | 1644.2747 | 2159.0501 | 2785.563 | 2580.4233 | 4282.8214 | 4725.0097 | 5758.7216 | 6380.8507 | 5985.7419 | 7664.8668 | 6228.3223 | 7273.1969 | 6912.914 | 6059.9335 | 8056.5484 | 5781.5548 | 6227.2968 | 6349.9799 | 4311.7253 | 3426.336 | 3729.5989 | 4409.4441
CDP1 | QLD | Exports | -2886.0564 | -5056.0234 | -4945.4928 | -3935.5196 | -4441.0239 | -4441.8401 | -5732.4176 | -4754.8352 | -3871.8363 | -4293.0601 | -5752.829 | -5032.1511 | -4707.9016 | -3435.2203 | -4002.32 | -3041.3242 | -5311.0589 | -3783.2142 | -4027.1896 | -5346.0689 | -4084.2402 | -4559.2461 | -4478.1013 | -4493.8951 | -7106.7341 | -7562.3495 | -8529.9242 | -6221.9058
CDP1 | QLD | Net Imports | -1552.8148 | -4636.8156 | -4349.9689 | -2662.4172 | -3002.2692 | -2101.2236 | -4088.1429 | -2595.7851 | -1086.2733 | -1712.6368 | -1470.0077 | -307.1415 | 1050.82 | 2945.6304 | 1983.4219 | 4623.5426 | 917.2634 | 3489.9827 | 2885.7244 | 713.8646 | 3972.3082 | 1222.3087 | 1749.1955 | 1856.0848 | -2795.0089 | -4136.0135 | -4800.3253 | -1812.4616
CDP1 | VIC | Imports | 2912.8587 | 4207.3147 | 3731.6562 | 4106.5507 | 4731.7076 | 5762.5819 | 7505.8045 | 8979.4865 | 10000.7806 | 10036.4312 | 14526.7575 | 13279.1696 | 13740.4808 | 12554.8875 | 12916.7197 | 12169.9122 | 10611.672 | 11342.4908 | 12443.7413 | 12137.8416 | 14057.738 | 14076.9824 | 13466.4556 | 14755.1862 | 15063.0551 | 15588.2437 | 14765.3517 | 14121.9301
CDP1 | VIC | Exports | -10436.5624 | -10105.2016 | -12222.2824 | -12097.0517 | -7585.8286 | -5999.35 | -8269.0277 | -8531.4263 | -6581.3825 | -6612.355 | -8184.884 | -9423.373 | -12574.865 | -14318.4382 | -16808.1497 | -19380.5992 | -18619.627 | -16974.427 | -14642.3494 | -13508.8193 | -15055.9356 | -13869.8822 | -13150.7889 | -13141.7821 | -11869.4231 | -11670.7685 | -12357.3257 | -12866.7353
CDP1 | VIC | Net Imports | -7523.7037 | -5897.8869 | -8490.6262 | -7990.501 | -2854.121 | -236.7681 | -763.2231 | 448.0602 | 3419.3981 | 3424.0762 | 6341.8735 | 3855.7965 | 1165.6158 | -1763.5507 | -3891.43 | -7210.687 | -8007.955 | -5631.9361 | -2198.6081 | -1370.9777 | -998.1976 | 207.1002 | 315.6667 | 1613.4041 | 3193.6319 | 3917.4752 | 2408.026 | 1255.1948
CDP1 | SA | Imports | 1874.3189 | 2299.3716 | 4314.9228 | 5851.2843 | 3024.8983 | 4746.375 | 5513.029 | 5289.367 | 5760.852 | 4293.2894 | 4484.1616 | 4496.0035 | 5129.155 | 5119.5231 | 5358.8223 | 6132.2672 | 5089.7625 | 5047.4567 | 5039.4264 | 5047.2459 | 4920.7169 | 4665.7567 | 4596.0479 | 3428.618 | 3738.4984 | 3794.0132 | 3773.0828 | 3348.0579
CDP1 | SA | Exports | -1264.0146 | -1737.909 | -1443.4137 | -1677.1955 | -2247.2681 | -2235.5692 | -2078.3831 | -2465.6455 | -3080.0765 | -2828.0698 | -2487.5837 | -2178.1504 | -1805.5052 | -1934.8342 | -2098.5619 | -1541.8473 | -2496.1092 | -2368.8407 | -2030.097 | -2277.5919 | -2923.6591 | -2956.8055 | -2959.0394 | -3733.1841 | -3748.3831 | -3675.8259 | -3397.09 | -4034.2783
CDP1 | SA | Net Imports | 610.3043 | 561.4626 | 2871.5092 | 4174.0889 | 777.6301 | 2510.8058 | 3434.6459 | 2823.7215 | 2680.7755 | 1465.2196 | 1996.5779 | 2317.853 | 3323.6498 | 3184.6888 | 3260.2603 | 4590.4199 | 2593.6533 | 2678.616 | 3009.3294 | 2769.654 | 1997.0577 | 1708.9512 | 1637.0084 | -304.5661 | -9.8847 | 118.1874 | 375.9928 | -686.2204
CDP1 | TAS | Imports | 1677.5272 | 530.5544 | 235.5012 | 65.9324 | 68.7069 | 61.2778 | 262.3948 | 593.0089 | 621.753 | 214.9856 | 214.2754 | 405.4791 | 326.9469 | 521.3643 | 366.1677 | 243.2249 | 618.6747 | 702.8687 | 833.5266 | 1008.2548 | 1279.6008 | 1561.2974 | 1869.7777 | 1645.3246 | 1757.343 | 1902.5242 | 1643.2369 | 2050.7097
CDP1 | TAS | Exports | -1923.7057 | -3316.1093 | -3421.6665 | -3797.8137 | -3769.1433 | -3774.364 | -6217.1199 | -7293.8224 | -6735.4183 | -8047.6687 | -8337.1734 | -8178.1272 | -9786.0128 | -8963.6538 | -10080.4738 | -10348.6811 | -8023.8006 | -7855.2057 | -8392.4241 | -6980.4298 | -9564.4563 | -9496.3018 | -8060.0689 | -9042.7614 | -8201.0871 | -8567.5668 | -8716.0122 | -7697.5911
CDP1 | TAS | Net Imports | -246.1785 | -2785.5548 | -3186.1653 | -3731.8812 | -3700.4364 | -3713.0862 | -5954.7251 | -6700.8135 | -6113.6653 | -7832.683 | -8122.8981 | -7772.6481 | -9459.0659 | -8442.2895 | -9714.3061 | -10105.4563 | -7405.1259 | -7152.337 | -7558.8975 | -5972.1751 | -8284.8555 | -7935.0044 | -6190.2912 | -7397.4368 | -6443.7441 | -6665.0426 | -7072.7753 | -5646.8813
CDP2 | NSW | Imports | 10333.5151 | 13470.6466 | 14114.5858 | 12735.5133 | 11487.6687 | 9636.2228 | 12075.8383 | 10924.3193 | 8444.3481 | 9858.0234 | 12401.4634 | 12492.0741 | 14243.948 | 14833.799 | 17627.2045 | 19830.3048 | 21416.7419 | 18649.2208 | 15961.6074 | 16368.428 | 16916.4274 | 16061.0761 | 15230.8625 | 16291.6133 | 17009.977 | 17034.9615 | 18831.9089 | 17442.3205
CDP2 | NSW | Exports | -1624.3045 | -712.7738 | -964.8405 | -2528.2834 | -2786.3547 | -5846.6836 | -4396.071 | -5133.4389 | -7154.1559 | -5905.7403 | -9549.746 | -9090.1636 | -8475.5462 | -8639.7901 | -7343.0905 | -10538.3978 | -9598.1311 | -10862.7982 | -11967.0363 | -12389.1554 | -12788.5409 | -10761.388 | -11960.7577 | -11302.3492 | -11116.3125 | -10377.8452 | -9936.5482 | -10486.1216
CDP2 | NSW | Net Imports | 8709.2107 | 12757.8728 | 13149.7452 | 10207.2299 | 8701.314 | 3789.5392 | 7679.7673 | 5790.8804 | 1290.1923 | 3952.2831 | 2851.7174 | 3401.9104 | 5768.4018 | 6194.0089 | 10284.114 | 9291.9069 | 11818.6108 | 7786.4225 | 3994.5711 | 3979.2726 | 4127.8865 | 5299.6881 | 3270.1048 | 4989.2641 | 5893.6645 | 6657.1162 | 8895.3606 | 6956.199
CDP2 | QLD | Imports | 1336.5682 | 419.6252 | 596.4235 | 1268.3837 | 1443.6161 | 2157.8949 | 1569.9976 | 2239.5819 | 2707.5889 | 3050.9006 | 2295.5217 | 2460.0956 | 2743.1134 | 3261.9583 | 3046.4387 | 6767.7465 | 5508.9861 | 6023.3033 | 6224.904 | 5658.139 | 7124.1854 | 5317.2685 | 5762.3901 | 5804.8004 | 4462.8694 | 3550.1976 | 3884.2913 | 4516.3154
CDP2 | QLD | Exports | -2885.2532 | -5055.2166 | -4943.341 | -3934.6917 | -4416.4182 | -4666.9526 | -5833.3105 | -4531.9747 | -3589.4263 | -3638.5353 | -5283.7058 | -4615.4313 | -4275.9135 | -3193.6887 | -3646.0408 | -3816.5654 | -6128.2058 | -4540.7145 | -4513.5003 | -5672.4334 | -4602.4903 | -4808.5363 | -4805.0754 | -4888.9354 | -7005.6268 | -7256.5299 | -8224.4217 | -6203.3075
CDP2 | QLD | Net Imports | -1548.685 | -4635.5914 | -4346.9175 | -2666.308 | -2972.8021 | -2509.0577 | -4263.3129 | -2292.3928 | -881.8374 | -587.6346 | -2988.1842 | -2155.3358 | -1532.8 | 68.2697 | -599.6021 | 2951.181 | -619.2197 | 1482.5888 | 1711.4037 | -14.2945 | 2521.6951 | 508.7322 | 957.3147 | 915.865 | -2542.7574 | -3706.3323 | -4340.1304 | -1686.9921
CDP2 | VIC | Imports | 2913.6897 | 4208.4466 | 3734.8911 | 4121.3119 | 4724.0583 | 5779.1994 | 7480.718 | 8949.1365 | 9797.5373 | 10203.3157 | 14197.5109 | 13176.5 | 13547.4891 | 12526.347 | 12797.0259 | 12169.1059 | 10528.4299 | 11222.3372 | 12390.0393 | 12190.7968 | 13836.7273 | 14082.5749 | 13510.5905 | 14619.2057 | 15301.5455 | 15622.3042 | 14796.4237 | 14229.2086
CDP2 | VIC | Exports | -10435.3736 | -10102.439 | -12207.5167 | -12111.5757 | -7637.5511 | -5971.9589 | -8366.6487 | -8621.3945 | -6740.3048 | -6718.9497 | -8108.9053 | -9270.3701 | -12217.9316 | -14063.1449 | -16353.1165 | -19295.5724 | -18507.358 | -17266.0667 | -14686.9239 | -13523.7595 | -15402.0816 | -14396.1447 | -13652.2282 | -13604.052 | -12131.3048 | -11913.4514 | -12582.1985 | -13172.8901
CDP2 | VIC | Net Imports | -7521.6839 | -5893.9924 | -8472.6257 | -7990.2638 | -2913.4928 | -192.7595 | -885.9307 | 327.7421 | 3057.2325 | 3484.3659 | 6088.6056 | 3906.1299 | 1329.5575 | -1536.7979 | -3556.0907 | -7126.4665 | -7978.9282 | -6043.7295 | -2296.8846 | -1332.9626 | -1565.3543 | -313.5698 | -141.6378 | 1015.1537 | 3170.2407 | 3708.8528 | 2214.2253 | 1056.3185
CDP2 | SA | Imports | 1872.2823 | 2296.4268 | 4302.7054 | 5857.1831 | 3102.1113 | 4845.6179 | 5527.2356 | 5332.1373 | 5602.2207 | 4119.0672 | 4481.724 | 4621.4307 | 5311.945 | 5355.5031 | 5406.4117 | 6279.7706 | 5829.6705 | 5801.0434 | 5650.3181 | 5424.1327 | 5470.9205 | 5076.5373 | 4812.8303 | 3749.7655 | 3744.0657 | 3660.1078 | 3663.2921 | 3242.885
CDP2 | SA | Exports | -1264.9455 | -1739.1622 | -1446.6624 | -1688.0907 | -2218.0095 | -2229.2379 | -2035.4842 | -2458.493 | -2955.1051 | -3082.5181 | -2334.3581 | -2005.3693 | -1543.9079 | -1648.3953 | -1905.9708 | -1485.8208 | -1814.8086 | -1802.3587 | -1577.2628 | -2107.4602 | -2694.8889 | -2849.425 | -2882.6892 | -3464.3278 | -3852.1744 | -3735.1147 | -3435.5348 | -4088.1223
CDP2 | SA | Net Imports | 607.3368 | 557.2645 | 2856.043 | 4169.0924 | 884.1017 | 2616.38 | 3491.7514 | 2873.6443 | 2647.1157 | 1036.549 | 2147.3659 | 2616.0614 | 3768.0371 | 3707.1078 | 3500.4408 | 4793.9499 | 4014.8619 | 3998.6847 | 4073.0554 | 3316.6725 | 2776.0316 | 2227.1123 | 1930.1411 | 285.4377 | -108.1087 | -75.0069 | 227.7573 | -845.2373
CDP2 | TAS | Imports | 1677.5273 | 530.5557 | 235.4863 | 72.2974 | 68.9277 | 62.4556 | 255.7641 | 607.0086 | 631.8193 | 217.4956 | 211.4778 | 415.1572 | 424.925 | 551.436 | 397.9592 | 314.6263 | 700.1952 | 700.0138 | 863.735 | 994.2643 | 1535.8844 | 1856.2584 | 2163.0939 | 1923.5872 | 2057.7446 | 2157.1852 | 1905.3833 | 2381.4219
CDP2 | TAS | Exports | -1923.7057 | -3316.1092 | -3421.7314 | -3792.0478 | -3768.0486 | -3766.5576 | -6278.0392 | -7306.8826 | -6744.5222 | -8103.059 | -8310.9825 | -8183.9232 | -9758.1213 | -8984.0245 | -10026.8212 | -10225.1976 | -7935.52 | -7923.9803 | -8345.8806 | -6942.9524 | -9396.1433 | -9578.2213 | -8179.0168 | -9129.3077 | -8470.7837 | -8741.815 | -8902.5961 | -7861.71
CDP2 | TAS | Net Imports | -246.1785 | -2785.5536 | -3186.2451 | -3719.7504 | -3699.1208 | -3704.1021 | -6022.2751 | -6699.874 | -6112.7029 | -7885.5634 | -8099.5047 | -7768.766 | -9333.1963 | -8432.5885 | -9628.862 | -9910.5713 | -7235.3248 | -7223.9665 | -7482.1456 | -5948.688 | -7860.2589 | -7721.9629 | -6015.9229 | -7205.7205 | -6413.0392 | -6584.6298 | -6997.2128 | -5480.288
CDP3 | NSW | Imports | 10333.4994 | 13471.0097 | 14118.068 | 12743.5304 | 11542.172 | 9630.9128 | 11910.3058 | 11088.2521 | 8670.0692 | 10178.4373 | 13113.6501 | 13341.3496 | 15476.827 | 16013.5433 | 18617.5545 | 19314.9455 | 21487.3475 | 18348.713 | 16053.6813 | 16150.3237 | 16701.3021 | 15827.8098 | 14838.2003 | 16068.4522 | 16979.3179 | 17003.5512 | 18772.1752 | 17353.1869
CDP3 | NSW | Exports | -1622.1214 | -712.5103 | -963.9405 | -2524.8355 | -2776.164 | -5845.5566 | -4495.4859 | -5036.415 | -7563.8709 | -5708.7099 | -11842.6007 | -11286.917 | -11554.0685 | -11509.1055 | -10203.7367 | -11203.525 | -9677.6324 | -11624.7231 | -12032.9431 | -12445.8687 | -13489.4243 | -11110.5439 | -12341.1371 | -11742.9329 | -11123.1494 | -10622.0013 | -10143.3683 | -10688.2338
CDP3 | NSW | Net Imports | 8711.378 | 12758.4994 | 13154.1275 | 10218.6949 | 8766.008 | 3785.3562 | 7414.8199 | 6051.8371 | 1106.1983 | 4469.7273 | 1271.0493 | 2054.4326 | 3922.7585 | 4504.4378 | 8413.8178 | 8111.4206 | 11809.7151 | 6723.9898 | 4020.7382 | 3704.455 | 3211.8778 | 4717.2659 | 2497.0632 | 4325.5193 | 5856.1685 | 6381.5499 | 8628.8069 | 6664.9531
CDP3 | QLD | Imports | 1334.2752 | 419.3345 | 595.7625 | 1270.9514 | 1453.7767 | 2203.8663 | 1621.3844 | 2148.5543 | 2773.2251 | 2641.5391 | 4396.5527 | 4820.6856 | 5714.9839 | 6454.1567 | 5952.8489 | 7699.4021 | 6259.7552 | 7211.9325 | 6863.8157 | 6045.2195 | 8156.226 | 5960.4472 | 6237.4463 | 6331.012 | 4427.5167 | 3663.0298 | 3957.9331 | 4604.9611
CDP3 | QLD | Exports | -2885.7714 | -5055.7603 | -4945.1897 | -3938.7107 | -4425.7522 | -4595.1302 | -5711.6831 | -4742.223 | -3903.266 | -4185.1031 | -5620.7391 | -4952.7688 | -5027.743 | -3634.1874 | -3979.8287 | -3026.5634 | -5252.6752 | -3808.4563 | -4072.3581 | -5270.1273 | -4028.1776 | -4421.8296 | -4404.2143 | -4511.6833 | -6880.7764 | -7100.8456 | -8128.3316 | -6099.1927
CDP3 | QLD | Net Imports | -1551.4963 | -4636.4258 | -4349.4273 | -2667.7593 | -2971.9755 | -2391.2639 | -4090.2988 | -2593.6687 | -1130.0408 | -1543.5641 | -1224.1864 | -132.0831 | 687.241 | 2819.9693 | 1973.0202 | 4672.8386 | 1007.08 | 3403.4762 | 2791.4576 | 775.0922 | 4128.0484 | 1538.6176 | 1833.232 | 1819.3288 | -2453.2598 | -3437.8158 | -4170.3985 | -1494.2316
CDP3 | VIC | Imports | 2913.0714 | 4207.6233 | 3732.3845 | 4108.5041 | 4722.4728 | 5786.3581 | 7494.1702 | 8988.1157 | 10042.3968 | 10101.2716 | 14634.9073 | 13410.5796 | 12891.4763 | 12167.0892 | 12982.2412 | 12222.8295 | 10591.4206 | 11317.6145 | 12391.9372 | 12148.6318 | 14017.5998 | 14094.2284 | 13416.0679 | 14652.3028 | 14973.8762 | 15450.7526 | 14621.5343 | 14102.7528
CDP3 | VIC | Exports | -10436.1535 | -10104.2979 | -12217.9704 | -12102.1672 | -7602.8384 | -6019.4166 | -8305.6036 | -8549.083 | -6551.6296 | -6564.8546 | -8199.4382 | -9434.4644 | -12052.6053 | -14076.3703 | -16710.9508 | -19291.6415 | -18599.72 | -16977.801 | -14666.8755 | -13458.8792 | -15094.4469 | -13939.6148 | -13160.827 | -13219.052 | -11947.1294 | -11803.4672 | -12377.8043 | -12895.1005
CDP3 | VIC | Net Imports | -7523.0821 | -5896.6745 | -8485.5858 | -7993.6631 | -2880.3656 | -233.0585 | -811.4334 | 439.0327 | 3490.7671 | 3536.417 | 6435.469 | 3976.1152 | 838.871 | -1909.2811 | -3728.7095 | -7068.8119 | -8008.2994 | -5660.1865 | -2274.9383 | -1310.2474 | -1076.8471 | 154.6136 | 255.2409 | 1433.2508 | 3026.7469 | 3647.2854 | 2243.73 | 1207.6523
CDP3 | SA | Imports | 1873.636 | 2298.4111 | 4311.2234 | 5856.6825 | 3028.7854 | 4785.967 | 5520.1602 | 5288.7943 | 5752.9129 | 4275.1778 | 4367.0001 | 4333.5256 | 4839.019 | 4867.7267 | 5262.3926 | 6025.0784 | 5091.1737 | 5056.9129 | 5031.7889 | 5057.537 | 4932.8681 | 4580.5394 | 4573.9965 | 3494.4814 | 3740.4146 | 3761.0319 | 3731.8743 | 3318.8507
CDP3 | SA | Exports | -1264.2572 | -1738.2557 | -1444.1532 | -1682.3412 | -2242.5457 | -2242.1192 | -2093.0115 | -2488.5724 | -3106.9908 | -2905.2796 | -2697.8424 | -2386.2577 | -1949.1359 | -2138.0144 | -2179.9247 | -1613.5091 | -2496.0091 | -2371.5041 | -2036.5852 | -2278.2368 | -2946.4874 | -3059.0361 | -3006.8359 | -3646.2501 | -3747.6146 | -3687.1928 | -3384.7612 | -4032.557
CDP3 | SA | Net Imports | 609.3789 | 560.1554 | 2867.0702 | 4174.3413 | 786.2397 | 2543.8477 | 3427.1487 | 2800.2219 | 2645.9222 | 1369.8981 | 1669.1577 | 1947.2679 | 2889.8831 | 2729.7123 | 3082.468 | 4411.5693 | 2595.1646 | 2685.4088 | 2995.2037 | 2779.3002 | 1986.3807 | 1521.5032 | 1567.1606 | -151.7687 | -7.2 | 73.8391 | 347.113 | -713.7063
CDP3 | TAS | Imports | 1677.5274 | 530.5548 | 235.4907 | 66.0636 | 68.8189 | 63.4756 | 265.2879 | 597.9119 | 613.8191 | 216.094 | 216.4181 | 399.2759 | 292.9948 | 314.933 | 335.7994 | 233.9777 | 589.807 | 669.3527 | 825.0219 | 1001.1233 | 1265.9404 | 1559.0313 | 1849.9777 | 1614.5965 | 1748.0213 | 1877.7119 | 1621.0796 | 2029.8642
CDP3 | TAS | Exports | -1923.7058 | -3316.1092 | -3421.6753 | -3797.6774 | -3768.7255 | -3768.3572 | -6205.5244 | -7295.3349 | -6726.6658 | -8048.5725 | -8367.9077 | -8245.0084 | -8631.7483 | -8459.7713 | -10076.3959 | -10360.9943 | -7993.4673 | -7822.0411 | -8357.4832 | -6949.7234 | -9515.4002 | -9491.0316 | -8002.6744 | -9040.9267 | -8170.477 | -8542.5705 | -8670.3311 | -7694.5317
CDP3 | TAS | Net Imports | -246.1785 | -2785.5544 | -3186.1846 | -3731.6138 | -3699.9066 | -3704.8816 | -5940.2364 | -6697.423 | -6112.8468 | -7832.4784 | -8151.4896 | -7845.7326 | -8338.7535 | -8144.8383 | -9740.5965 | -10127.0166 | -7403.6603 | -7152.6884 | -7532.4613 | -5948.6001 | -8249.4598 | -7932.0003 | -6152.6967 | -7426.3302 | -6422.4556 | -6664.8586 | -7049.2515 | -5664.6675
CDP4 | NSW | Imports | 10333.501 | 13471.0285 | 14117.9999 | 12748.3756 | 11515.9542 | 9646.7317 | 11930.2353 | 11062.1068 | 8680.1608 | 10191.8829 | 13122.5139 | 13349.0277 | 15481.2106 | 16010.1129 | 18607.0808 | 19306.7973 | 21511.4153 | 18388.6535 | 16058.6224 | 16146.0772 | 16841.3541 | 15952.265 | 14965.7491 | 16113.9693 | 16960.8319 | 17017.2192 | 18793.3821 | 17364.3737
CDP4 | NSW | Exports | -1622.0282 | -712.5029 | -963.9502 | -2527.2972 | -2777.9887 | -5838.1485 | -4378.389 | -4934.1726 | -7545.9026 | -5711.1475 | -11841.5581 | -11289.4518 | -11563.4791 | -11524.8531 | -10208.5983 | -11220.7038 | -9687.2887 | -11590.5954 | -12049.3264 | -12447.7581 | -13416.9172 | -11038.7361 | -12263.4591 | -11707.2625 | -11120.1166 | -10570.6558 | -10120.4392 | -10659.4042
CDP4 | NSW | Net Imports | 8711.4729 | 12758.5256 | 13154.0497 | 10221.0784 | 8737.9655 | 3808.5832 | 7551.8463 | 6127.9342 | 1134.2582 | 4480.7354 | 1280.9559 | 2059.5759 | 3917.7315 | 4485.2598 | 8398.4825 | 8086.0935 | 11824.1266 | 6798.0581 | 4009.2959 | 3698.3191 | 3424.4369 | 4913.5288 | 2702.29 | 4406.7068 | 5840.7153 | 6446.5634 | 8672.9429 | 6704.9695
CDP4 | QLD | Imports | 1334.1772 | 419.326 | 595.7508 | 1271.2258 | 1455.6578 | 2210.0548 | 1595.1099 | 2124.179 | 2779.1455 | 2647.172 | 4409.5325 | 4829.7161 | 5732.5459 | 6471.9542 | 5958.2644 | 7715.059 | 6282.8256 | 7209.5341 | 6876.964 | 6059.434 | 8153.3904 | 5917.9225 | 6213.5505 | 6337.6423 | 4402.5851 | 3650.7714 | 3961.1566 | 4608.5545
CDP4 | QLD | Exports | -2885.7943 | -5055.7858 | -4945.1044 | -3941.6937 | -4401.9104 | -4587.4931 | -5626.4498 | -4630.736 | -3896.2885 | -4174.4715 | -5605.8609 | -4950.5608 | -5016.266 | -3616.6117 | -3965.1843 | -3016.2658 | -5243.9689 | -3793.2251 | -4065.3136 | -5246.1045 | -4054.768 | -4468.2706 | -4435.1532 | -4501.0325 | -6924.0924 | -7104.3604 | -8128.3273 | -6080.533
CDP4 | QLD | Net Imports | -1551.6171 | -4636.4598 | -4349.3535 | -2670.4679 | -2946.2526 | -2377.4382 | -4031.3399 | -2506.557 | -1117.143 | -1527.2995 | -1196.3284 | -120.8447 | 716.2798 | 2855.3426 | 1993.0801 | 4698.7932 | 1038.8566 | 3416.3091 | 2811.6504 | 813.3295 | 4098.6225 | 1449.652 | 1778.3973 | 1836.6098 | -2521.5073 | -3453.589 | -4167.1707 | -1471.9785
CDP4 | VIC | Imports | 2913.056 | 4207.5996 | 3732.3611 | 4109.3173 | 4718.3278 | 5772.0873 | 7470.9418 | 8951.0677 | 10028.8771 | 10088.8141 | 14615.3872 | 13395.6518 | 12874.2872 | 12155.2398 | 12965.0538 | 12212.8173 | 10584.3659 | 11307.0017 | 12384.3347 | 12140.9323 | 13970.9906 | 14034.3504 | 13359.7373 | 14587.9602 | 15044.0698 | 15446.6249 | 14633.81 | 14103.6128
CDP4 | VIC | Exports | -10436.1879 | -10104.3733 | -12218.2092 | -12103.186 | -7614.041 | -6045.7608 | -8387.1901 | -8610.2421 | -6570.779 | -6598.8957 | -8239.2909 | -9459.6499 | -12087.4546 | -14109.8909 | -16748.9644 | -19325.8616 | -18634.4597 | -17026.6256 | -14693.2158 | -13496.2975 | -15219.9887 | -14071.5706 | -13300.4926 | -13330.4175 | -11899.7494 | -11816.6865 | -12400.1121 | -12942.0717
CDP4 | VIC | Net Imports | -7523.1319 | -5896.7737 | -8485.8481 | -7993.8687 | -2895.7132 | -273.6735 | -916.2484 | 340.8256 | 3458.0981 | 3489.9184 | 6376.0963 | 3936.0019 | 786.8326 | -1954.651 | -3783.9105 | -7113.0443 | -8050.0938 | -5719.6239 | -2308.881 | -1355.3652 | -1248.9982 | -37.2202 | 59.2448 | 1257.5427 | 3144.3204 | 3629.9384 | 2233.6979 | 1161.5411
CDP4 | SA | Imports | 1873.6937 | 2298.4906 | 4311.4631 | 5859.4052 | 3038.0738 | 4792.9677 | 5491.8676 | 5252.6384 | 5755.2452 | 4288.2587 | 4382.0689 | 4349.3416 | 4856.316 | 4889.7777 | 5296.4813 | 6053.9747 | 5092.0795 | 5048.8267 | 5046.1266 | 5075.9247 | 4929.9352 | 4632.8421 | 4608.0458 | 3519.585 | 3733.8605 | 3733.2342 | 3712.031 | 3298.2041
CDP4 | SA | Exports | -1264.2391 | -1738.2284 | -1444.1179 | -1684.5743 | -2233.9457 | -2246.0052 | -2123.3124 | -2514.7078 | -3119.2546 | -2904.1007 | -2691.2515 | -2379.0542 | -1941.6054 | -2131.9764 | -2163.6166 | -1596.3855 | -2508.5062 | -2386.4716 | -2036.5594 | -2285.5522 | -2978.4647 | -3049.4959 | -3005.6672 | -3619.0525 | -3765.2112 | -3708.4838 | -3408.0964 | -4052.5881
CDP4 | SA | Net Imports | 609.4546 | 560.2622 | 2867.3452 | 4174.8309 | 804.1281 | 2546.9625 | 3368.5553 | 2737.9306 | 2635.9906 | 1384.1579 | 1690.8175 | 1970.2874 | 2914.7105 | 2757.8014 | 3132.8646 | 4457.5892 | 2583.5733 | 2662.3551 | 3009.5671 | 2790.3725 | 1951.4705 | 1583.3462 | 1602.3786 | -99.4675 | -31.3507 | 24.7505 | 303.9347 | -754.384
CDP4 | TAS | Imports | 1677.5273 | 530.5548 | 235.4907 | 66.0806 | 68.7884 | 63.37 | 257.1163 | 604.052 | 615.6409 | 217.569 | 216.6264 | 399.5956 | 292.3511 | 314.8832 | 333.7567 | 231.3759 | 590.8952 | 669.4441 | 826.7694 | 1005.134 | 1287.4267 | 1581.2883 | 1867.313 | 1639.6294 | 1765.1697 | 1896.4108 | 1638.7076 | 2062.2459
CDP4 | TAS | Exports | -1923.7058 | -3316.1092 | -3421.684 | -3797.6533 | -3768.9162 | -3767.8039 | -6229.9296 | -7304.1854 | -6726.8448 | -8045.0813 | -8368.1676 | -8244.6161 | -8627.9055 | -8458.636 | -10074.2733 | -10360.8075 | -7987.3579 | -7826.5424 | -8348.4018 | -6951.7899 | -9512.9584 | -9490.5952 | -8009.6236 | -9041.0212 | -8197.3473 | -8544.074 | -8682.1123 | -7702.394
CDP4 | TAS | Net Imports | -246.1785 | -2785.5544 | -3186.1933 | -3731.5727 | -3700.1278 | -3704.4339 | -5972.8133 | -6700.1334 | -6111.2039 | -7827.5123 | -8151.5412 | -7845.0205 | -8335.5544 | -8143.7527 | -9740.5166 | -10129.4316 | -7396.4627 | -7157.0983 | -7521.6324 | -5946.6559 | -8225.5316 | -7909.3068 | -6142.3106 | -7401.3918 | -6432.1776 | -6647.6632 | -7043.4047 | -5640.1481
CDP5 | NSW | Imports | 10333.5758 | 13471.008 | 14116.7005 | 12717.0211 | 11491.72 | 9598.2391 | 11877.062 | 11043.897 | 8631.7276 | 10199.0927 | 12970.0383 | 13179.3814 | 15363.1421 | 15905.721 | 18610.6818 | 19386.0065 | 21463.4143 | 18429.0929 | 16044.9695 | 16051.7119 | 16874.7883 | 16001.4394 | 15096.0599 | 15969.3829 | 17019.0894 | 17083.8024 | 18858.2534 | 17434.5384
CDP5 | NSW | Exports | -1622.1873 | -712.525 | -964.3471 | -2526.1233 | -2788.2934 | -5870.4897 | -4552.0863 | -5115.0917 | -7599.8964 | -5682.3212 | -11865.4896 | -11383.0801 | -11599.8751 | -11518.4684 | -10256.8332 | -11274.8615 | -9736.5299 | -11487.0884 | -12049.3447 | -12546.8562 | -13268.9456 | -10977.6517 | -12144.2224 | -11769.6838 | -11119.181 | -10487.8189 | -9984.0355 | -10570.4458
CDP5 | NSW | Net Imports | 8711.3885 | 12758.483 | 13152.3535 | 10190.8979 | 8703.4266 | 3727.7495 | 7324.9757 | 5928.8053 | 1031.8312 | 4516.7715 | 1104.5486 | 1796.3013 | 3763.2671 | 4387.2526 | 8353.8486 | 8111.145 | 11726.8844 | 6942.0046 | 3995.6248 | 3504.8557 | 3605.8427 | 5023.7877 | 2951.8376 | 4199.6991 | 5899.9083 | 6595.9835 | 8874.2179 | 6864.0927
CDP5 | QLD | Imports | 1334.3442 | 419.35 | 595.9705 | 1268.2462 | 1447.8518 | 2162.0683 | 1617.9158 | 2151.4905 | 2762.405 | 2711.5961 | 4386.1718 | 4846.1663 | 5693.505 | 6429.7325 | 6086.5346 | 7833.5022 | 6315.6543 | 7127.5672 | 6877.3131 | 6159.0311 | 7975.9314 | 5839.0508 | 6257.0426 | 6338.8818 | 4394.3878 | 3573.08 | 3834.8267 | 4513.1301
CDP5 | QLD | Exports | -2885.7696 | -5055.7513 | -4944.0059 | -3936.9944 | -4403.7944 | -4657.6531 | -5717.3904 | -4734.4868 | -3876.3778 | -4063.88 | -5565.9661 | -4863.5061 | -5019.6171 | -3601.8305 | -3854.0383 | -2952.9689 | -5220.1618 | -3795.9082 | -4062.5228 | -5173.3205 | -4181.1485 | -4532.872 | -4385.3041 | -4487.9085 | -7035.9471 | -7280.0686 | -8270.5035 | -6199.6575
CDP5 | QLD | Net Imports | -1551.4254 | -4636.4013 | -4348.0354 | -2668.7482 | -2955.9426 | -2495.5848 | -4099.4746 | -2582.9963 | -1113.9729 | -1352.2838 | -1179.7942 | -17.3398 | 673.8879 | 2827.9019 | 2232.4963 | 4880.5334 | 1095.4926 | 3331.6591 | 2814.7903 | 985.7106 | 3794.7829 | 1306.1788 | 1871.7384 | 1850.9733 | -2641.5593 | -3706.9887 | -4435.6768 | -1686.5274
CDP5 | VIC | Imports | 2913.0922 | 4207.6505 | 3732.6729 | 4120.9569 | 4722.9779 | 5792.6783 | 7514.0941 | 8995.4403 | 10018.0763 | 10141.5935 | 14589.7974 | 13376.5853 | 12891.5303 | 12126.5167 | 13004.6683 | 12228.7192 | 10603.1859 | 11322.556 | 12409.14 | 12102.6869 | 14066.2477 | 14219.7325 | 13565.284 | 14740.6883 | 15159.4925 | 15570.4448 | 14713.2312 | 14182.3693
CDP5 | VIC | Exports | -10436.1879 | -10104.2373 | -12216.9567 | -12087.9161 | -7649.6034 | -5937.4713 | -8303.359 | -8544.4815 | -6572.0429 | -6467.3074 | -8156.0593 | -9409.4975 | -12014.9757 | -14046.1718 | -16642.4584 | -19260.2257 | -18591.1057 | -17031.0056 | -14638.8219 | -13466.9508 | -15226.1433 | -14076.5795 | -13318.1361 | -13335.7894 | -11988.4065 | -11841.8324 | -12469.1613 | -13056.203
CDP5 | VIC | Net Imports | -7523.0958 | -5896.5868 | -8484.2838 | -7966.9593 | -2926.6255 | -144.793 | -789.2649 | 450.9587 | 3446.0334 | 3674.2861 | 6433.7381 | 3967.0877 | 876.5546 | -1919.6551 | -3637.7901 | -7031.5065 | -7987.9198 | -5708.4496 | -2229.6819 | -1364.2639 | -1159.8956 | 143.153 | 247.1479 | 1404.8989 | 3171.0861 | 3728.6123 | 2244.07 | 1126.1663
CDP5 | SA | Imports | 1873.5909 | 2298.3446 | 4310.6481 | 5830.6764 | 3101.5239 | 4844.0071 | 5594.0975 | 5375.8301 | 5812.7226 | 4061.6099 | 4444.7808 | 4432.2836 | 4933.3141 | 4940.0442 | 5123.7747 | 5919.7336 | 5100.5565 | 5057.7545 | 5031.2221 | 5105.6522 | 4959.0818 | 4599.0261 | 4373.2036 | 3536.3476 | 3756.8366 | 3717.9713 | 3715.4638 | 3307.8963
CDP5 | SA | Exports | -1264.2798 | -1738.2852 | -1444.467 | -1665.7476 | -2223.5402 | -2225.2483 | -2085.3486 | -2474.7912 | -3063.3534 | -3112.0011 | -2637.0809 | -2338.2383 | -1916.1458 | -2086.2542 | -2332.6058 | -1777.8834 | -2522.8182 | -2416.9138 | -2066.1347 | -2260.7143 | -3031.2996 | -3170.6793 | -3361.255 | -3647.5959 | -3784.2918 | -3699.0988 | -3390.3445 | -4044.4107
CDP5 | SA | Net Imports | 609.3111 | 560.0594 | 2866.181 | 4164.9288 | 877.9837 | 2618.7588 | 3508.749 | 2901.0389 | 2749.3692 | 949.6088 | 1807.6999 | 2094.0453 | 3017.1683 | 2853.79 | 2791.1689 | 4141.8501 | 2577.7383 | 2640.8407 | 2965.0874 | 2844.9379 | 1927.7822 | 1428.3468 | 1011.9486 | -111.2483 | -27.4552 | 18.8725 | 325.1193 | -736.5144
CDP5 | TAS | Imports | 1677.5273 | 530.5549 | 235.4969 | 72.1381 | 69.0383 | 62.2697 | 265.2914 | 597.3736 | 623.5216 | 220.4843 | 212.4724 | 396.7624 | 291.5912 | 311.8437 | 339.68 | 244.0379 | 584.0171 | 647.1621 | 815.0458 | 970.4493 | 1389.7425 | 1683.209 | 1985.2217 | 1773.1757 | 1896.5 | 2023.6758 | 1766.8364 | 2216.996
CDP5 | TAS | Exports | -1923.7057 | -3316.1093 | -3421.7122 | -3792.2573 | -3767.8804 | -3768.4001 | -6210.2766 | -7295.1802 | -6736.7825 | -8008.8669 | -8378.6647 | -8236.857 | -8622.4691 | -8461.1331 | -10079.4036 | -10346.0598 | -7996.2126 | -7853.2168 | -8360.8665 | -6941.6896 | -9558.2547 | -9584.6753 | -8067.8942 | -9117.4988 | -8298.4798 | -8660.1555 | -8774.5668 | -7784.2132
CDP5 | TAS | Net Imports | -246.1785 | -2785.5544 | -3186.2153 | -3720.1192 | -3698.8422 | -3706.1304 | -5944.9852 | -6697.8066 | -6113.2609 | -7788.3826 | -8166.1923 | -7840.0945 | -8330.8779 | -8149.2893 | -9739.7237 | -10102.0219 | -7412.1955 | -7206.0548 | -7545.8207 | -5971.2403 | -8168.5122 | -7901.4663 | -6082.6725 | -7344.323 | -6401.9799 | -6636.4797 | -7007.7304 | -5567.2172
CDP6 | NSW | Imports | 10331.6772 | 13471.0843 | 14114.8893 | 12680.5499 | 11462.6178 | 9598.5755 | 11867.0167 | 11038.2671 | 8605.3662 | 10101.7478 | 12786.1672 | 13053.2191 | 15242.1884 | 15838.1325 | 18506.1824 | 19305.7658 | 21385.6563 | 18328.8701 | 15956.5653 | 15930.3378 | 17073.9376 | 16189.6446 | 15194.4341 | 16218.691 | 17134.4013 | 17169.8836 | 18947.8963 | 17443.686
CDP6 | NSW | Exports | -1621.8334 | -712.4648 | -943.2667 | -2534.9927 | -2778.0754 | -5874.6479 | -4567.461 | -5169.5211 | -7664.987 | -5760.55 | -11965.7354 | -11495.4897 | -11780.4002 | -11700.3808 | -10444.9146 | -11444.104 | -9890.2025 | -11538.2775 | -12209.677 | -12665.0853 | -13255.6025 | -11003.2027 | -12149.3241 | -11697.8979 | -11152.8265 | -10566.7307 | -10024.8128 | -10646.5547
CDP6 | NSW | Net Imports | 8709.8438 | 12758.6195 | 13171.6226 | 10145.5572 | 8684.5424 | 3723.9276 | 7299.5557 | 5868.746 | 940.3792 | 4341.1977 | 820.4318 | 1557.7295 | 3461.7882 | 4137.7517 | 8061.2678 | 7861.6618 | 11495.4538 | 6790.5927 | 3746.8883 | 3265.2525 | 3818.3351 | 5186.4418 | 3045.11 | 4520.7931 | 5981.5748 | 6603.153 | 8923.0835 | 6797.1313
CDP6 | QLD | Imports | 1333.9661 | 419.2839 | 572.4066 | 1252.9554 | 1436.44 | 2176.8388 | 1596.6489 | 2141.9294 | 2813.7768 | 2761.0205 | 4467.1956 | 4930.2802 | 5826.771 | 6584.4099 | 6200.2889 | 7965.0098 | 6445.3955 | 7203.2398 | 7033.3778 | 6245.7009 | 7850.5798 | 5842.7909 | 6239.3654 | 6278.3245 | 4375.0453 | 3581.0018 | 3798.6064 | 4504.5939
CDP6 | QLD | Exports | -2885.986 | -5055.8664 | -4954.1124 | -3935.1803 | -4391.8538 | -4627.6926 | -5642.2875 | -4684.4689 | -3820.8164 | -3970.4554 | -5434.9552 | -4780.4472 | -4930.7947 | -3527.2045 | -3753.3053 | -2879.6094 | -5120.4519 | -3588.9551 | -3910.9255 | -5060.6329 | -4353.3289 | -4535.7187 | -4458.0474 | -4619.7676 | -7113.6412 | -7323.8764 | -8378.2066 | -6270.3847
CDP6 | QLD | Net Imports | -1552.0199 | -4636.5825 | -4381.7058 | -2682.2249 | -2955.4138 | -2450.8538 | -4045.6386 | -2542.5394 | -1007.0395 | -1209.4349 | -967.7596 | 149.833 | 895.9763 | 3057.2054 | 2446.9836 | 5085.4005 | 1324.9436 | 3614.2848 | 3122.4522 | 1185.068 | 3497.2509 | 1307.0723 | 1781.3181 | 1658.5569 | -2738.5959 | -3742.8746 | -4579.6002 | -1765.7908
CDP6 | VIC | Imports | 2912.9869 | 4207.4948 | 3755.4722 | 4163.7664 | 4746.2504 | 5790.3221 | 7521.0124 | 8987.6583 | 9937.4823 | 10113.1178 | 14551.1848 | 13362.6171 | 12862.5557 | 12114.795 | 13003.926 | 12218.139 | 10607.4129 | 11326.7459 | 12451.1198 | 12023.2192 | 13947.8996 | 14150.9641 | 13411.44 | 14616.2633 | 14993.2678 | 15494.3651 | 14688.2634 | 14154.0817
CDP6 | VIC | Exports | -10434.381 | -10104.6595 | -12216.2801 | -12056.1545 | -7743.127 | -6062.4441 | -8408.877 | -8635.476 | -6648.6628 | -6467.1772 | -8165.1825 | -9432.216 | -12048.5675 | -14110.0209 | -16724.4626 | -19361.0105 | -18638.5286 | -17138.7005 | -14610.5951 | -13479.7194 | -15229.7214 | -14114.5552 | -13282.9571 | -13382.4171 | -12019.4856 | -11809.4343 | -12376.0971 | -12903.1379
CDP6 | VIC | Net Imports | -7521.3941 | -5897.1647 | -8460.8079 | -7892.3881 | -2996.8766 | -272.122 | -887.8646 | 352.1823 | 3288.8195 | 3645.9406 | 6386.0023 | 3930.4011 | 813.9882 | -1995.2259 | -3720.5366 | -7142.8715 | -8031.1157 | -5811.9546 | -2159.4753 | -1456.5002 | -1281.8217 | 36.4089 | 128.4829 | 1233.8462 | 2973.7822 | 3684.9308 | 2312.1663 | 1250.9438
CDP6 | SA | Imports | 1873.9096 | 2298.794 | 4305.5303 | 5813.5372 | 3212.1499 | 4943.2977 | 5732.3028 | 5555.9384 | 5922.1701 | 4093.523 | 4578.2727 | 4554.6284 | 5060.658 | 5064.0772 | 5290.3041 | 6076.4109 | 5189.1638 | 5128.8188 | 5028.3233 | 5201.3019 | 5117.7294 | 4597.6942 | 4408.5308 | 3594.3215 | 3849.2448 | 3793.4511 | 3752.8948 | 3367.7138
CDP6 | SA | Exports | -1264.1609 | -1738.1115 | -1456.6814 | -1680.6974 | -2250.282 | -2244.9589 | -2122.5887 | -2532.0936 | -3033.5112 | -3122.6551 | -2651.1611 | -2350.4255 | -1915.945 | -2112.3261 | -2338.2019 | -1774.8658 | -2547.4062 | -2449.7114 | -2167.8307 | -2207.3682 | -3012.8034 | -3255.8797 | -3292.7949 | -3604.9929 | -3657.7662 | -3659.6569 | -3362.5625 | -4003.5436
CDP6 | SA | Net Imports | 609.7487 | 560.6824 | 2848.8489 | 4132.8398 | 961.8679 | 2698.3388 | 3609.7141 | 3023.8447 | 2888.659 | 970.8679 | 1927.1116 | 2204.2029 | 3144.7129 | 2951.7511 | 2952.1022 | 4301.5451 | 2641.7576 | 2679.1074 | 2860.4926 | 2993.9337 | 2104.9259 | 1341.8145 | 1115.7359 | -10.6715 | 191.4786 | 133.7943 | 390.3323 | -635.8297
CDP6 | TAS | Imports | 1677.5272 | 530.5546 | 240.3305 | 79.7319 | 70.0109 | 65.8971 | 259.3845 | 602.8248 | 618.9353 | 225.8927 | 207.3418 | 395.1757 | 293.4632 | 309.8322 | 341.073 | 231.6911 | 579.0834 | 630.9311 | 795.2756 | 916.2618 | 1293.8473 | 1591.2606 | 1876.2396 | 1661.0898 | 1795.9362 | 1918.6428 | 1661.2624 | 2084.9212
CDP6 | TAS | Exports | -1923.7057 | -3316.1093 | -3418.2883 | -3783.5159 | -3764.1309 | -3765.1877 | -6235.151 | -7305.0584 | -6729.7534 | -7974.4641 | -8373.1279 | -8237.3421 | -8609.9288 | -8461.3146 | -10080.89 | -10337.427 | -8010.1227 | -7902.9614 | -8365.6334 | -6904.0157 | -9432.5375 | -9462.998 | -7946.8865 | -9063.6144 | -8204.176 | -8597.6463 | -8707.2443 | -7731.3758
CDP6 | TAS | Net Imports | -246.1785 | -2785.5547 | -3177.9578 | -3703.784 | -3694.12 | -3699.2906 | -5975.7666 | -6702.2336 | -6110.8182 | -7748.5714 | -8165.786 | -7842.1665 | -8316.4656 | -8151.4823 | -9739.817 | -10105.7359 | -7431.0393 | -7272.0303 | -7570.3578 | -5987.7539 | -8138.6902 | -7871.7375 | -6070.6469 | -7402.5247 | -6408.2397 | -6679.0035 | -7045.9819 | -5646.4546
CDP7 | NSW | Imports | 10333.5939 | 13471.0689 | 14117.0932 | 12730.9202 | 11426.6034 | 9529.3482 | 11942.0928 | 11202.8198 | 8539.614 | 10085.5737 | 13079.1136 | 13377.0314 | 15505.0137 | 16084.6575 | 18695.4708 | 19470.2983 | 21560.5642 | 18509.1133 | 15989.4174 | 15933.4907 | 17160.3471 | 16046.6322 | 15188.7528 | 16311.9245 | 17262.5575 | 17167.3482 | 18890.9818 | 17452.835
CDP7 | NSW | Exports | -1621.8057 | -712.4752 | -964.2884 | -2527.3948 | -2800.5054 | -5905.1215 | -4711.1415 | -4869.0562 | -7657.484 | -5734.6058 | -11906.0592 | -11413.2073 | -11760.1601 | -11644.0486 | -10389.2791 | -11383.9675 | -9814.9836 | -11434.4004 | -12273.1088 | -12775.7036 | -13127.9114 | -10989.9718 | -12144.4102 | -11599.8241 | -11067.8239 | -10566.462 | -10058.35 | -10640.6001
CDP7 | NSW | Net Imports | 8711.7882 | 12758.5937 | 13152.8048 | 10203.5254 | 8626.098 | 3624.2267 | 7230.9513 | 6333.7636 | 882.13 | 4350.9679 | 1173.0543 | 1963.8241 | 3744.8537 | 4440.6089 | 8306.1918 | 8086.3308 | 11745.5806 | 7074.7128 | 3716.3086 | 3157.7871 | 4032.4357 | 5056.6605 | 3044.3425 | 4712.1004 | 6194.7336 | 6600.8862 | 8832.6318 | 6812.235
CDP7 | QLD | Imports | 1333.9423 | 419.2953 | 595.922 | 1269.2279 | 1473.31 | 2249.8495 | 1625.3368 | 2060.5164 | 2837.4876 | 2742.2362 | 4440.816 | 4895.7255 | 5811.0031 | 6523.4831 | 6182.6118 | 7924.201 | 6351.4228 | 7092.3569 | 7000.724 | 6263.3713 | 7701.207 | 5702.9785 | 6091.7391 | 6135.3353 | 4322.4163 | 3554.9887 | 3842.8231 | 4513.0779
CDP7 | QLD | Exports | -2885.8666 | -5055.8454 | -4944.08 | -3936.2044 | -4308.0102 | -4464.8609 | -5791.6642 | -4794.6591 | -3740.5237 | -3943.8805 | -5496.701 | -4875.1401 | -4933.4983 | -3604.5768 | -3805.7184 | -2939.9921 | -5203.9616 | -3618.2016 | -3893.5294 | -5047.4751 | -4491.6638 | -4657.9615 | -4579.535 | -4754.1351 | -7203.3067 | -7331.6606 | -8296.5423 | -6245.0442
CDP7 | QLD | Net Imports | -1551.9243 | -4636.5501 | -4348.158 | -2666.9764 | -2834.7002 | -2215.0114 | -4166.3274 | -2734.1427 | -903.0361 | -1201.6443 | -1055.885 | 20.5854 | 877.5048 | 2918.9063 | 2376.8934 | 4984.2089 | 1147.4612 | 3474.1553 | 3107.1946 | 1215.8962 | 3209.5431 | 1045.017 | 1512.2041 | 1381.2002 | -2880.8904 | -3776.6719 | -4453.7191 | -1731.9664
CDP7 | VIC | Imports | 2913.0022 | 4207.5156 | 3732.2223 | 4120.2886 | 4688.6587 | 5706.8813 | 7427.8281 | 8811.5793 | 9975.3976 | 10078.6856 | 14568.1573 | 13418.3416 | 12892.8498 | 12164.2297 | 13030.0483 | 12219.8581 | 10601.5321 | 11351.4056 | 12431.3124 | 12145.1537 | 14038.3922 | 14160.9949 | 13482.313 | 14735.3463 | 14974.5291 | 15534.9633 | 14685.4039 | 14167.6772
CDP7 | VIC | Exports | -10436.3693 | -10104.5957 | -12219.177 | -12103.0866 | -7767.433 | -6152.2711 | -8622.1877 | -8955.9374 | -6620.6529 | -6539.701 | -8345.2955 | -9627.2425 | -12261.2782 | -14248.4183 | -16833.6263 | -19410.9258 | -18725.1691 | -17309.1725 | -14815.0158 | -13468.6542 | -15123.795 | -13945.0534 | -13169.8877 | -13256.7278 | -12034.4594 | -11766.1323 | -12372.1912 | -12897.7499
CDP7 | VIC | Net Imports | -7523.3671 | -5897.0801 | -8486.9548 | -7982.7981 | -3078.7743 | -445.3898 | -1194.3596 | -144.358 | 3354.7447 | 3538.9845 | 6222.8618 | 3791.0991 | 631.5716 | -2084.1886 | -3803.578 | -7191.0677 | -8123.637 | -5957.767 | -2383.7033 | -1323.5004 | -1085.4028 | 215.9414 | 312.4253 | 1478.6185 | 2940.0697 | 3768.831 | 2313.2127 | 1269.9273
CDP7 | SA | Imports | 1873.8597 | 2298.726 | 4312.5384 | 5845.6943 | 3166.0465 | 4920.5137 | 5915.6372 | 5542.9537 | 5844.8866 | 4137.0736 | 4465.2881 | 4454.6838 | 5007.3902 | 5008.1441 | 5221.8448 | 5991.5229 | 5174.5802 | 5135.2238 | 5165.9824 | 5182.399 | 5055.2304 | 4710.9335 | 4482.2373 | 3528.7259 | 3836.2062 | 3769.4421 | 3743.8923 | 3335.368
CDP7 | SA | Exports | -1264.178 | -1738.135 | -1444.0214 | -1678.3222 | -2179.3682 | -2182.9497 | -2038.7157 | -2342.8321 | -3066.5857 | -3129.2253 | -2656.9232 | -2378.0935 | -1944.691 | -2148.4604 | -2360.7475 | -1784.592 | -2569.6412 | -2480.8823 | -2038.999 | -2259.7283 | -3016.433 | -3118.074 | -3260.7715 | -3671.5665 | -3670.0166 | -3682.7486 | -3386.4179 | -4030.7916
CDP7 | SA | Net Imports | 609.6817 | 560.591 | 2868.517 | 4167.3722 | 986.6783 | 2737.564 | 3876.9215 | 3200.1216 | 2778.3009 | 1007.8483 | 1808.3649 | 2076.5902 | 3062.6993 | 2859.6837 | 2861.0973 | 4206.9309 | 2604.939 | 2654.3415 | 3126.9834 | 2922.6707 | 2038.7974 | 1592.8596 | 1221.4658 | -142.8406 | 166.1896 | 86.6935 | 357.4744 | -695.4236
CDP7 | TAS | Imports | 1677.5274 | 530.5547 | 235.4993 | 71.6664 | 69.02 | 64.0402 | 328.8379 | 634.9191 | 611.7458 | 230.3442 | 213.5116 | 405.7006 | 292.6108 | 311.5978 | 336.9381 | 240.4458 | 579.4568 | 631.2967 | 788.2263 | 927.5163 | 1260.7376 | 1556.5624 | 1849.544 | 1635.9644 | 1776.7071 | 1896.0417 | 1641.7826 | 2065.0206
CDP7 | TAS | Exports | -1923.7058 | -3316.1092 | -3421.7083 | -3792.7895 | -3768.3218 | -3765.4298 | -6076.0237 | -7290.3036 | -6723.8854 | -7926.5007 | -8361.9076 | -8257.7995 | -8609.2401 | -8446.6081 | -10077.5425 | -10326.8487 | -7953.8007 | -7876.7394 | -8355.0096 | -6900.3698 | -9456.1111 | -9467.041 | -7939.9817 | -9065.0429 | -8196.8096 | -8575.7804 | -8691.3824 | -7719.7929
CDP7 | TAS | Net Imports | -246.1784 | -2785.5545 | -3186.209 | -3721.1231 | -3699.3018 | -3701.3895 | -5747.1858 | -6655.3845 | -6112.1396 | -7696.1565 | -8148.396 | -7852.0989 | -8316.6293 | -8135.0103 | -9740.6044 | -10086.4029 | -7374.3439 | -7245.4427 | -7566.7833 | -5972.8535 | -8195.3735 | -7910.4785 | -6090.4378 | -7429.0785 | -6420.1025 | -6679.7387 | -7049.5998 | -5654.7723
CDP8 | NSW | Imports | 10333.552 | 13470.9313 | 14117.7951 | 12721.4347 | 11550.1289 | 9611.6635 | 11939.3667 | 11161.5998 | 8651.7858 | 10143.9042 | 10051.3377 | 13536.1438 | 15652.4698 | 16347.5517 | 18877.2192 | 19753.9435 | 21678.5091 | 18285.932 | 16046.5828 | 16033.6951 | 16720.8748 | 15933.2361 | 14861.9759 | 16027.4555 | 17090.4444 | 17029.0703 | 18783.7606 | 17412.0236
CDP8 | NSW | Exports | -1622.6024 | -712.5734 | -964.3053 | -2527.5736 | -2770.5535 | -5839.4304 | -4452.8949 | -5005.0176 | -7587.9515 | -5719.1183 | -8866.3513 | -10870.184 | -11338.1408 | -11294.2784 | -10084.0607 | -11157.6424 | -9553.0752 | -11683.1024 | -12096.2671 | -12512.7677 | -13593.5351 | -11209.023 | -12462.5366 | -11884.1511 | -11094.5522 | -10565.0801 | -10144.1433 | -10653.1844
CDP8 | NSW | Net Imports | 8710.9496 | 12758.3579 | 13153.4898 | 10193.8612 | 8779.5754 | 3772.2331 | 7486.4718 | 6156.5823 | 1063.8343 | 4424.7859 | 1184.9864 | 2665.9598 | 4314.329 | 5053.2733 | 8793.1586 | 8596.3011 | 12125.434 | 6602.8295 | 3950.3157 | 3520.9274 | 3127.3396 | 4724.2131 | 2399.4393 | 4143.3043 | 5995.8922 | 6463.9902 | 8639.6173 | 6758.8391
CDP8 | QLD | Imports | 1334.7823 | 419.4037 | 596.0034 | 1274.9898 | 1448.942 | 2200.6714 | 1627.7898 | 2170.72 | 2766.5422 | 2688.9163 | 4357.4063 | 5102.7502 | 5985.2795 | 6793.7585 | 6326.1206 | 8101.8247 | 6440.1189 | 7468.3891 | 7081.8409 | 6199.3824 | 8264.1793 | 6028.3066 | 6346.9443 | 6441.0097 | 4410.7554 | 3689.4103 | 3978.7218 | 4640.2003
CDP8 | QLD | Exports | -2885.6437 | -5055.6382 | -4944.4044 | -3928.7212 | -4440.577 | -4598.7507 | -5695.3896 | -4723.94 | -3911.9242 | -4118.8975 | -5067.2562 | -4690.5896 | -4854.5218 | -3441.9747 | -3680.0743 | -2832.5271 | -5133.497 | -3611.992 | -3884.8915 | -5134.1164 | -3990.6382 | -4447.1779 | -4369.8171 | -4447.7039 | -6943.2166 | -7076.6441 | -8091.7506 | -6062.329
CDP8 | QLD | Net Imports | -1550.8614 | -4636.2345 | -4348.401 | -2653.7314 | -2991.635 | -2398.0793 | -4067.5998 | -2553.22 | -1145.382 | -1429.9812 | -709.8499 | 412.1606 | 1130.7577 | 3351.7837 | 2646.0463 | 5269.2976 | 1306.6219 | 3856.3972 | 3196.9494 | 1065.266 | 4273.541 | 1581.1287 | 1977.1272 | 1993.3058 | -2532.4611 | -3387.2338 | -4113.0288 | -1422.1286
CDP8 | VIC | Imports | 2913.1856 | 4207.7872 | 3732.303 | 4103.8168 | 4706.9388 | 5810.6632 | 7361.5184 | 8949.6486 | 10080.6265 | 10146.9189 | 12168.5405 | 13142.6484 | 12680.2338 | 11916.8163 | 12775.226 | 12051.2918 | 10462.9109 | 11160.4382 | 12330.8262 | 12097.3142 | 14064.5062 | 14185.9582 | 13451.9226 | 14759.6123 | 15154.4266 | 15411.3567 | 14610.4657 | 14049.2897
CDP8 | VIC | Exports | -10436.0033 | -10103.8519 | -12222.1164 | -12090.4532 | -7567.5088 | -5989.7987 | -8534.6983 | -8678.205 | -6482.1828 | -6617.0507 | -5847.5222 | -9577.105 | -12134.3223 | -14236.6698 | -16967.1026 | -19679.0463 | -18994.8076 | -17248.0515 | -14868.6115 | -13464.5037 | -15196.1792 | -14045.9481 | -13244.2436 | -13230.577 | -11994.9678 | -11842.0693 | -12434.7355 | -12951.2788
CDP8 | VIC | Net Imports | -7522.8177 | -5896.0647 | -8489.8134 | -7986.6364 | -2860.57 | -179.1355 | -1173.1799 | 271.4436 | 3598.4437 | 3529.8682 | 6321.0183 | 3565.5434 | 545.9115 | -2319.8535 | -4191.8767 | -7627.7545 | -8531.8967 | -6087.6133 | -2537.7853 | -1367.1895 | -1131.673 | 140.0101 | 207.679 | 1529.0353 | 3159.4588 | 3569.2874 | 2175.7302 | 1098.0109
CDP8 | SA | Imports | 1873.294 | 2297.9344 | 4314.9845 | 5848.1796 | 3009.3583 | 4779.766 | 5535.1099 | 5314.4767 | 5723.5869 | 4261.4493 | 5178.2061 | 3977.5071 | 4479.4251 | 4495.1296 | 4960.6269 | 5753.2882 | 5158.0051 | 5118.4413 | 5087.3402 | 5127.2613 | 5003.6417 | 4630.6458 | 4632.5133 | 3459.5896 | 3694.1591 | 3736.9259 | 3727.8787 | 3316.5467
CDP8 | SA | Exports | -1264.3861 | -1738.4384 | -1444.0538 | -1673.6115 | -2258.318 | -2248.2939 | -2109.4585 | -2503.1482 | -3115.5127 | -2918.6245 | -3946.9845 | -2692.6948 | -2189.6092 | -2464.8216 | -2468.365 | -1901.3694 | -2428.4463 | -2263.8467 | -1935.7605 | -2230.6299 | -2901.985 | -3048.4679 | -3009.7409 | -3700.7903 | -3794.8553 | -3710.9536 | -3409.9089 | -4031.6828
CDP8 | SA | Net Imports | 608.908 | 559.496 | 2870.9307 | 4174.5682 | 751.0403 | 2531.4721 | 3425.6514 | 2811.3285 | 2608.0743 | 1342.8248 | 1231.2216 | 1284.8122 | 2289.816 | 2030.308 | 2492.2619 | 3851.9188 | 2729.5588 | 2854.5946 | 3151.5798 | 2896.6314 | 2101.6568 | 1582.1779 | 1622.7723 | -241.2007 | -100.6962 | 25.9723 | 317.9698 | -715.1361
CDP8 | TAS | Imports | 1677.5273 | 530.5547 | 235.4933 | 66.3548 | 63.7064 | 57.1681 | 419.3228 | 630.2115 | 614.0592 | 221.6105 | 268.0419 | 378.9294 | 307.4935 | 318.0302 | 330.0193 | 269.9945 | 550.4546 | 701.6623 | 761.1741 | 906.8566 | 1241.6784 | 1551.918 | 1829.5333 | 1638.565 | 1781.6201 | 1885.7942 | 1639.1666 | 2005.6993
CDP8 | TAS | Exports | -1923.7058 | -3316.1095 | -3421.6993 | -3794.4164 | -3742.1171 | -3783.6585 | -6090.6663 | -7316.3458 | -6739.0295 | -8089.1081 | -8295.4184 | -8307.4055 | -8588.3076 | -8433.5418 | -10069.6093 | -10359.7575 | -8180.1726 | -7927.8704 | -8522.2336 | -7022.4918 | -9612.5429 | -9579.4478 | -8036.5512 | -9063.0097 | -8303.8139 | -8557.8104 | -8659.4551 | -7725.2846
CDP8 | TAS | Net Imports | -246.1785 | -2785.5548 | -3186.2061 | -3728.0616 | -3678.4107 | -3726.4904 | -5671.3435 | -6686.1343 | -6124.9703 | -7867.4977 | -8027.3765 | -7928.4761 | -8280.8141 | -8115.5116 | -9739.59 | -10089.763 | -7629.718 | -7226.208 | -7761.0596 | -6115.6352 | -8370.8645 | -8027.5298 | -6207.0178 | -7424.4446 | -6522.1938 | -6672.0162 | -7020.2885 | -5719.5853
CDP9 | NSW | Imports | 10333.2215 | 13471.2269 | 13880.5122 | 12708.2703 | 11470.9736 | 10938.105 | 13386.723 | 12244.7328 | 9752.0149 | 11153.6927 | 13415.2934 | 13566.1294 | 15679.5804 | 16177.3495 | 18642.3056 | 19292.7692 | 20392.9619 | 18005.4145 | 15990.4536 | 15976.0833 | 16227.5293 | 15638.8893 | 14354.5477 | 15606.1363 | 16444.5404 | 16832.2061 | 18620.4211 | 17208.3797
CDP9 | NSW | Exports | -1620.8223 | -712.3707 | -1049.7136 | -2704.3726 | -2905.5106 | -4617.4393 | -3249.6517 | -3901.5906 | -6694.1559 | -5167.2423 | -12060.534 | -11598.4329 | -12061.7575 | -12057.2873 | -10848.9817 | -11955.3703 | -11568.7631 | -12441.8382 | -12736.0056 | -13310.0027 | -14557.0636 | -12109.8408 | -13267.3502 | -12571.7876 | -11659.0718 | -11007.8544 | -10409.5004 | -11062.2169
CDP9 | NSW | Net Imports | 8712.3992 | 12758.8563 | 12830.7986 | 10003.8977 | 8565.463 | 6320.6658 | 10137.0713 | 8343.1422 | 3057.859 | 5986.4504 | 1354.7594 | 1967.6965 | 3617.8229 | 4120.0623 | 7793.3238 | 7337.3988 | 8824.1988 | 5563.5763 | 3254.448 | 2666.0806 | 1670.4657 | 3529.0485 | 1087.1975 | 3034.3487 | 4785.4686 | 5824.3517 | 8210.9207 | 6146.1628
CDP9 | QLD | Imports | 1332.9108 | 419.1781 | 658.5877 | 1306.5687 | 1425.072 | 1921.9645 | 1404.6463 | 2080.8541 | 2670.3 | 2585.4472 | 5137.2489 | 5441.4915 | 6336.9201 | 7140.1566 | 6681.1254 | 8492.477 | 7475.6588 | 7678.8834 | 7403.96 | 6534.5676 | 8755.9753 | 6595.2082 | 6921.4515 | 6906.1644 | 4683.5647 | 3853.8466 | 4040.22 | 4741.6399
CDP9 | QLD | Exports | -2886.0052 | -5056.076 | -4866.4302 | -3932.9363 | -4620.6969 | -4901.9129 | -5376.2646 | -4460.9263 | -4148.4286 | -4233.6405 | -5092.0819 | -4467.3456 | -4625.2438 | -3201.9197 | -3514.6812 | -2663.4 | -4626.8376 | -3481.9739 | -3726.6325 | -5009.1252 | -3705.7509 | -4043.381 | -3829.5143 | -4115.1961 | -6500.3857 | -6978.4188 | -8014.4918 | -6085.4563
CDP9 | QLD | Net Imports | -1553.0944 | -4636.8979 | -4207.8426 | -2626.3676 | -3195.6249 | -2979.9485 | -3971.6183 | -2380.0722 | -1478.1286 | -1648.1933 | 45.1671 | 974.1459 | 1711.6763 | 3938.237 | 3166.4442 | 5829.0769 | 2848.8212 | 4196.9096 | 3677.3275 | 1525.4423 | 5050.2244 | 2551.8272 | 3091.9372 | 2790.9683 | -1816.821 | -3124.5722 | -3974.2718 | -1343.8163
CDP9 | VIC | Imports | 2912.8078 | 4207.2467 | 3729.4908 | 4160.2221 | 4777.9397 | 5323.8814 | 7116.1344 | 8509.4158 | 9776.0257 | 9839.9605 | 14011.7966 | 12933.9545 | 12505.0775 | 11835.1433 | 12694.946 | 12018.0714 | 10212.7789 | 10858.2519 | 11965.8377 | 12079.9035 | 13892.0169 | 14069.3849 | 13206.985 | 14362.3612 | 15129.0902 | 15648.4124 | 14754.2968 | 14256.7006
CDP9 | VIC | Exports | -10436.4485 | -10105.4135 | -12088.6045 | -12209.2125 | -7413.0474 | -6874.8048 | -10007.2906 | -9908.0907 | -7382.1627 | -7233.9796 | -9238.836 | -10263.0153 | -12843.7842 | -14781.96 | -17473.6892 | -19970.8599 | -19099.1301 | -17749.741 | -15355.6459 | -13731.4927 | -15273.1692 | -14164.4289 | -13383.0656 | -13464.0253 | -11801.2574 | -11712.2048 | -12284.1155 | -12733.5799
CDP9 | VIC | Net Imports | -7523.6407 | -5898.1667 | -8359.1137 | -8048.9904 | -2635.1077 | -1550.9234 | -2891.1562 | -1398.6749 | 2393.863 | 2605.9809 | 4772.9606 | 2670.9392 | -338.7067 | -2946.8168 | -4778.7432 | -7952.7885 | -8886.3513 | -6891.4891 | -3389.8081 | -1651.5893 | -1381.1522 | -95.0441 | -176.0806 | 898.3358 | 3327.8328 | 3936.2075 | 2470.1813 | 1523.1207
CDP9 | SA | Imports | 1874.4713 | 2299.5963 | 4293.8395 | 6145.1214 | 3129.1896 | 4357.7635 | 5394.4908 | 5008.9467 | 5516.2752 | 4009.2459 | 4537.5051 | 4473.9359 | 5003.0187 | 5005.2554 | 5544.954 | 6333.5819 | 5996.197 | 5911.1013 | 5482.5162 | 5462.3751 | 5449.8513 | 4793.5336 | 4876.5049 | 3839.3597 | 3850.9651 | 3818.6347 | 3796.3828 | 3394.3124
CDP9 | SA | Exports | -1263.9569 | -1737.8329 | -1402.477 | -1782.9348 | -2165.88 | -2489.3643 | -2656.5638 | -2939.7693 | -3447.6345 | -3278.0249 | -2569.2109 | -2285.0593 | -1901.3661 | -2119.1617 | -2031.0396 | -1460.0814 | -1747.6671 | -1729.219 | -1730.3186 | -2105.6274 | -2717.0374 | -3026.4564 | -2901.714 | -3329.3226 | -3728.2492 | -3737.902 | -3429.8208 | -4066.6847
CDP9 | SA | Net Imports | 610.5144 | 561.7634 | 2891.3624 | 4362.1866 | 963.3096 | 1868.3992 | 2737.927 | 2069.1774 | 2068.6407 | 731.2211 | 1968.2942 | 2188.8766 | 3101.6526 | 2886.0937 | 3513.9144 | 4873.5005 | 4248.5299 | 4181.8823 | 3752.1977 | 3356.7476 | 2732.8138 | 1767.0772 | 1974.7909 | 510.0371 | 122.7159 | 80.7327 | 366.562 | -672.3723
CDP9 | TAS | Imports | 1677.5272 | 530.5542 | 248.8297 | 84.718 | 69.3868 | 73.0975 | 321.7165 | 686.9206 | 668.9737 | 237.6573 | 220.1146 | 382.6135 | 319.9029 | 328.3937 | 335.7234 | 247.7836 | 676.4182 | 655.0285 | 847.506 | 902.5596 | 1214.5701 | 1498.8156 | 1755.9384 | 1528.1606 | 1673.5958 | 1807.2387 | 1541.7902 | 1954.5635
CDP9 | TAS | Exports | -1923.7057 | -3316.1093 | -3404.0344 | -3775.4443 | -3767.4268 | -3731.2906 | -6333.9403 | -7320.493 | -6711.2078 | -7913.1163 | -8361.2958 | -8184.2717 | -8412.3481 | -8325.9698 | -10030.6627 | -10334.9713 | -7711.6167 | -7705.9076 | -8141.6711 | -6799.2409 | -9286.9217 | -9251.7244 | -7733.7833 | -8761.8505 | -8092.7921 | -8523.9585 | -8615.1824 | -7607.6583
CDP9 | TAS | Net Imports | -246.1785 | -2785.555 | -3155.2047 | -3690.7263 | -3698.04 | -3658.1931 | -6012.2238 | -6633.5725 | -6042.2341 | -7675.4591 | -8141.1812 | -7801.6582 | -8092.4452 | -7997.5761 | -9694.9392 | -10087.1877 | -7035.1986 | -7050.8791 | -7294.165 | -5896.6813 | -8072.3517 | -7752.9089 | -5977.845 | -7233.6899 | -6419.1963 | -6716.7198 | -7073.3922 | -5653.0948
CDP10 | NSW | Imports | 10333.4994 | 13471.0097 | 14118.068 | 12743.5304 | 11542.172 | 9630.9128 | 11910.3058 | 11080.1608 | 8617.3687 | 10206.921 | 11549.1064 | 11958.0114 | 13932.1519 | 14634.0386 | 17212.9758 | 18104.3216 | 18726.2074 | 16891.3231 | 15857.035 | 16120.9427 | 16711.4386 | 15817.4238 | 14773.6938 | 15962.3332 | 16978.5995 | 17027.0205 | 18793.6138 | 17335.8823
CDP10 | NSW | Exports | -1622.1214 | -712.5103 | -963.9405 | -2524.8355 | -2776.164 | -5845.5566 | -4495.4859 | -5032.3382 | -7516.2815 | -5728.5074 | -13651.4895 | -13087.4681 | -13239.1968 | -13375.632 | -12091.6337 | -13016.1403 | -13046.9996 | -13291.5784 | -12299.7855 | -12517.8305 | -13581.5468 | -11160.7271 | -12412.609 | -11876.7608 | -11135.0617 | -10605.4641 | -10120.6256 | -10688.3865
CDP10 | NSW | Net Imports | 8711.378 | 12758.4994 | 13154.1275 | 10218.6949 | 8766.008 | 3785.3562 | 7414.8199 | 6047.8226 | 1101.0873 | 4478.4136 | -2102.3831 | -1129.4567 | 692.9551 | 1258.4066 | 5121.3421 | 5088.1812 | 5679.2078 | 3599.7447 | 3557.2495 | 3603.1122 | 3129.8918 | 4656.6967 | 2361.0849 | 4085.5724 | 5843.5378 | 6421.5565 | 8672.9881 | 6647.4958
CDP10 | QLD | Imports | 1334.2752 | 419.3345 | 595.7625 | 1270.9514 | 1453.7767 | 2203.8663 | 1621.3844 | 2149.7856 | 2784.8593 | 2679.8107 | 5536.9219 | 5852.4751 | 6719.6786 | 7736.8216 | 7347.8147 | 9079.2371 | 8019.6938 | 7928.2286 | 7182.3869 | 6219.2208 | 8299.6114 | 5976.1859 | 6309.6516 | 6438.4635 | 4388.1166 | 3633.508 | 3921.6809 | 4602.3234
CDP10 | QLD | Exports | -2885.7714 | -5055.7603 | -4945.1897 | -3938.7107 | -4425.7522 | -4595.1302 | -5711.6831 | -4734.1111 | -3838.8937 | -4110.2172 | -4539.8662 | -4181.4511 | -4286.0595 | -3047.2013 | -3237.6039 | -2509.4798 | -4396.8232 | -3280.8884 | -3824.3011 | -5158.047 | -3994.053 | -4472.7353 | -4363.3245 | -4458.864 | -6958.0953 | -7144.5117 | -8172.7133 | -6085.8697
CDP10 | QLD | Net Imports | -1551.4963 | -4636.4258 | -4349.4273 | -2667.7593 | -2971.9755 | -2391.2639 | -4090.2988 | -2584.3255 | -1054.0344 | -1430.4065 | 997.0557 | 1671.024 | 2433.6191 | 4689.6204 | 4110.2108 | 6569.7574 | 3622.8705 | 4647.3402 | 3358.0858 | 1061.1738 | 4305.5585 | 1503.4505 | 1946.3271 | 1979.5995 | -2569.9787 | -3511.0037 | -4251.0324 | -1483.5463
CDP10 | VIC | Imports | 2913.0714 | 4207.6233 | 3732.3845 | 4108.5041 | 4722.4728 | 5786.3581 | 7494.1702 | 8972.1626 | 9995.6309 | 10030.1359 | 14662.4824 | 13440.6698 | 12854.6294 | 12113.5702 | 13028.1752 | 12260.6404 | 10721.2676 | 11304.1011 | 12420.7853 | 12121.7523 | 14011.0722 | 14098.7511 | 13415.6672 | 14673.6278 | 15021.4746 | 15443.5954 | 14616.9416 | 14098.0952
CDP10 | VIC | Exports | -10436.1535 | -10104.2979 | -12217.9704 | -12102.1672 | -7602.8384 | -6019.4166 | -8305.6036 | -8557.9059 | -6601.8209 | -6685.8789 | -8132.9184 | -9289.5457 | -11772.8779 | -13831.6424 | -16503.3439 | -19108.295 | -18067.8656 | -17037.0037 | -14631.2307 | -13539.7425 | -15128.259 | -13943.7007 | -13173.9752 | -13211.7383 | -11903.8255 | -11816.564 | -12387.1123 | -12912.5815
CDP10 | VIC | Net Imports | -7523.0821 | -5896.6745 | -8485.5858 | -7993.6631 | -2880.3656 | -233.0585 | -811.4334 | 414.2567 | 3393.81 | 3344.257 | 6529.564 | 4151.1241 | 1081.7515 | -1718.0722 | -3475.1688 | -6847.6545 | -7346.598 | -5732.9026 | -2210.4453 | -1417.9902 | -1117.1868 | 155.0504 | 241.692 | 1461.8895 | 3117.6491 | 3627.0314 | 2229.8293 | 1185.5137
CDP10 | SA | Imports | 1873.636 | 2298.4111 | 4311.2234 | 5856.6825 | 3028.7854 | 4785.967 | 5520.1602 | 5304.7614 | 5755.4921 | 4297.7924 | 4902.057 | 4953.878 | 5481.8979 | 5446.2358 | 5698.9746 | 6550.132 | 6563.5609 | 6244.9499 | 4951.0629 | 5017.0137 | 4894.6742 | 4612.1264 | 4591.408 | 3512.5965 | 3759.6608 | 3783.896 | 3754.091 | 3332.9168
CDP10 | SA | Exports | -1264.2572 | -1738.2557 | -1444.1532 | -1682.3412 | -2242.5457 | -2242.1192 | -2093.0115 | -2482.8022 | -3084.3776 | -2848.3937 | -2169.9349 | -1830.2609 | -1500.0825 | -1621.3286 | -1774.1907 | -1231.2328 | -1358.6777 | -1473.1796 | -2096.4464 | -2306.8601 | -2954.7933 | -3007.595 | -2990.2028 | -3617.2888 | -3725.1444 | -3661.4585 | -3358.7382 | -4017.6452
CDP10 | SA | Net Imports | 609.3789 | 560.1554 | 2867.0702 | 4174.3413 | 786.2397 | 2543.8477 | 3427.1487 | 2821.9592 | 2671.1145 | 1449.3987 | 2732.1221 | 3123.6171 | 3981.8154 | 3824.9071 | 3924.7839 | 5318.8992 | 5204.8832 | 4771.7704 | 2854.6165 | 2710.1536 | 1939.8809 | 1604.5314 | 1601.2052 | -104.6923 | 34.5164 | 122.4375 | 395.3528 | -684.7284
CDP10 | TAS | Imports | 1677.5274 | 530.5548 | 235.4907 | 66.0636 | 68.8189 | 63.4756 | 265.2879 | 598.1551 | 623.9796 | 214.2265 | 219.7429 | 405.1421 | 305.648 | 319.1771 | 354.5696 | 249.7611 | 691.9869 | 625.9397 | 811.8448 | 1025.4864 | 1271.7773 | 1577.1221 | 1863.3031 | 1630.6113 | 1760.1189 | 1888.0269 | 1632.1712 | 2039.2764
CDP10 | TAS | Exports | -1923.7058 | -3316.1092 | -3421.6753 | -3797.6774 | -3768.7255 | -3768.3572 | -6205.5244 | -7297.8682 | -6735.957 | -8055.8893 | -8376.1016 | -8221.4506 | -8495.7892 | -8374.039 | -10035.7377 | -10378.9444 | -7852.3505 | -7911.8924 | -8371.3513 | -6981.9359 | -9529.9216 | -9496.8512 | -8013.6123 | -9052.9804 | -8185.8435 | -8548.0485 | -8679.309 | -7704.0111
CDP10 | TAS | Net Imports | -246.1785 | -2785.5544 | -3186.1846 | -3731.6138 | -3699.9066 | -3704.8816 | -5940.2364 | -6699.7131 | -6111.9774 | -7841.6628 | -8156.3588 | -7816.3086 | -8190.1411 | -8054.8619 | -9681.1681 | -10129.1832 | -7160.3636 | -7285.9527 | -7559.5065 | -5956.4495 | -8258.1443 | -7919.7291 | -6150.3092 | -7422.3691 | -6425.7246 | -6660.0216 | -7047.1378 | -5664.7347
CDP11 | NSW | Imports | 10333.5412 | 13471.0889 | 14118.4488 | 12748.5925 | 11541.8568 | 9674.0068 | 12148.2649 | 11282.7828 | 8804.1301 | 10378.2013 | 14275.3069 | 14428.094 | 16473.2442 | 16975.0631 | 19578.3917 | 20044.0204 | 21411.8036 | 18633.808 | 16182.4189 | 16403.3913 | 16905.0627 | 15908.8716 | 14940.5706 | 16127.0881 | 16863.6454 | 16930.8036 | 18719.3079 | 17310.4749
CDP11 | NSW | Exports | -1621.6814 | -712.4614 | -963.8652 | -2526.3645 | -2775.1818 | -5814.6989 | -4336.6173 | -4933.2441 | -7413.4211 | -5591.5126 | -11060.6034 | -10480.5458 | -10721.2458 | -10610.5994 | -9322.8577 | -10457.5346 | -9661.0401 | -11157.1467 | -11880.4817 | -12259.0913 | -13111.3161 | -10948.1927 | -12187.1956 | -11552.7879 | -11173.9656 | -10606.9686 | -10159.9414 | -10692.9527
CDP11 | NSW | Net Imports | 8711.8598 | 12758.6276 | 13154.5835 | 10222.2279 | 8766.675 | 3859.3079 | 7811.6476 | 6349.5388 | 1390.709 | 4786.6888 | 3214.7035 | 3947.5481 | 5751.9983 | 6364.4637 | 10255.534 | 9586.4858 | 11750.7635 | 7476.6613 | 4301.9372 | 4144.3 | 3793.7465 | 4960.6789 | 2753.375 | 4574.3002 | 5689.6799 | 6323.835 | 8559.3665 | 6617.5222
CDP11 | QLD | Imports | 1333.8114 | 419.2799 | 595.6724 | 1269.59 | 1447.8808 | 2196.2749 | 1562.6075 | 2096.2644 | 2689.0958 | 2581.0275 | 3895.9411 | 4252.5244 | 5101.7297 | 5769.698 | 5267.7068 | 7086.5617 | 6023.0769 | 6638.8199 | 6596.2914 | 5750.6485 | 7779.6098 | 5767.9956 | 6097.3389 | 6152.5538 | 4483.4949 | 3697.149 | 4009.9391 | 4643.2312
CDP11 | QLD | Exports | -2885.8939 | -5055.8753 | -4945.3076 | -3941.9239 | -4438.9427 | -4608.6809 | -5834.6431 | -4845.5298 | -3983.9344 | -4287.8819 | -6518.1989 | -5736.2119 | -5710.1103 | -4259.4364 | -4662.581 | -3490.3506 | -5493.9797 | -4197.3071 | -4283.6778 | -5573.0073 | -4207.4977 | -4465.8641 | -4468.1247 | -4569.4036 | -6795.1886 | -7037.281 | -8077.7898 | -6058.6707
CDP11 | QLD | Net Imports | -1552.0826 | -4636.5954 | -4349.6352 | -2672.334 | -2991.0619 | -2412.406 | -4272.0355 | -2749.2654 | -1294.8386 | -1706.8544 | -2622.2578 | -1483.6874 | -608.3806 | 1510.2617 | 605.1258 | 3596.211 | 529.0972 | 2441.5127 | 2312.6136 | 177.6412 | 3572.112 | 1302.1315 | 1629.2141 | 1583.1502 | -2311.6937 | -3340.132 | -4067.8506 | -1415.4395
CDP11 | VIC | Imports | 2912.9756 | 4207.4776 | 3732.0363 | 4110.0654 | 4725.5604 | 5783.8145 | 7484.0362 | 8976.2194 | 10022.2397 | 10160.4262 | 14612.1114 | 13436.8912 | 12932.736 | 12188.4234 | 12943.404 | 12237.0447 | 10552.8268 | 11293.3687 | 12415.4971 | 12183.7014 | 13949.5438 | 14077.5834 | 13384.5156 | 14611.1888 | 15062.2258 | 15473.6674 | 14648.3468 | 14107.3092
CDP11 | VIC | Exports | -10436.3695 | -10104.7031 | -12219.8272 | -12103.908 | -7603.0248 | -6042.4296 | -8362.4386 | -8598.1747 | -6551.0798 | -6614.6326 | -8277.5861 | -9532.3826 | -12140.136 | -14148.9345 | -16763.7985 | -19347.7878 | -18493.1028 | -17031.2238 | -14678.1578 | -13427.9148 | -15144.2589 | -14032.3773 | -13244.7009 | -13268.5595 | -11901.0812 | -11783.8486 | -12366.8392 | -12902.3702
CDP11 | VIC | Net Imports | -7523.3939 | -5897.2255 | -8487.7909 | -7993.8426 | -2877.4644 | -258.6151 | -878.4024 | 378.0447 | 3471.1599 | 3545.7936 | 6334.5253 | 3904.5086 | 792.6 | -1960.5111 | -3820.3945 | -7110.7431 | -7940.276 | -5737.8551 | -2262.6608 | -1244.2134 | -1194.7151 | 45.2061 | 139.8147 | 1342.6293 | 3161.1446 | 3689.8188 | 2281.5076 | 1204.939
CDP11 | SA | Imports | 1873.943 | 2298.8406 | 4312.8457 | 5860.131 | 3038.8467 | 4775.6783 | 5450.3425 | 5250.665 | 5691.1557 | 4225.3131 | 4146.3988 | 4101.59 | 4601.0616 | 4641.5653 | 5081.3629 | 5847.7743 | 5275.8075 | 5222.2117 | 5120.1952 | 5118.6405 | 4963.0617 | 4653.6027 | 4618.5829 | 3511.513 | 3700.8576 | 3714.9443 | 3694.1076 | 3284.2564
CDP11 | SA | Exports | -1264.148 | -1738.0927 | -1443.8061 | -1685.0825 | -2236.6869 | -2260.2135 | -2098.2795 | -2525.1108 | -3145.7395 | -2998.5056 | -2931.6047 | -2628.1164 | -2154.8895 | -2392.5592 | -2371.7308 | -1792.7478 | -2320.3894 | -2249.3566 | -1983.3616 | -2249.4636 | -2964.8514 | -3045.9547 | -3011.9028 | -3623.3152 | -3806.3555 | -3734.2611 | -3426.748 | -4065.4802
CDP11 | SA | Net Imports | 609.795 | 560.7478 | 2869.0396 | 4175.0485 | 802.1598 | 2515.4648 | 3352.063 | 2725.5542 | 2545.4162 | 1226.8075 | 1214.7941 | 1473.4736 | 2446.1721 | 2249.0061 | 2709.6322 | 4055.0265 | 2955.4181 | 2972.855 | 3136.8335 | 2869.1769 | 1998.2103 | 1607.6479 | 1606.6801 | -111.8022 | -105.4979 | -19.3168 | 267.3597 | -781.2238
CDP11 | TAS | Imports | 1677.5274 | 530.5546 | 235.487 | 66.316 | 68.7136 | 63.6177 | 256.5302 | 591.6212 | 617.4629 | 220.6949 | 208.7204 | 400.7965 | 281.5255 | 309.2127 | 324.5784 | 237.7178 | 617.9712 | 669.2736 | 838.7174 | 989.501 | 1293.4105 | 1580.0357 | 1874.1229 | 1641.5882 | 1773.4456 | 1901.414 | 1646.2309 | 2066.4794
CDP11 | TAS | Exports | -1923.7058 | -3316.1092 | -3421.6841 | -3797.4159 | -3769.022 | -3767.3693 | -6269.8028 | -7295.4935 | -6729.9094 | -8073.1303 | -8350.4855 | -8242.6394 | -8663.9153 | -8472.4331 | -10074.4758 | -10364.6981 | -7912.9739 | -7822.4476 | -8327.441 | -6936.4058 | -9462.7643 | -9495.7001 | -8003.2069 | -9029.8657 | -8207.0784 | -8555.6191 | -8686.614 | -7692.2773
CDP11 | TAS | Net Imports | -246.1784 | -2785.5545 | -3186.1971 | -3731.0999 | -3700.3085 | -3703.7516 | -6013.2726 | -6703.8723 | -6112.4465 | -7852.4354 | -8141.7651 | -7841.843 | -8382.3899 | -8163.2204 | -9749.8974 | -10126.9802 | -7295.0028 | -7153.174 | -7488.7235 | -5946.9048 | -8169.3538 | -7915.6644 | -6129.084 | -7388.2775 | -6433.6329 | -6654.205 | -7040.3831 | -5625.7979
CDP12 | NSW | Imports | 10333.2721 | 13470.4762 | 14115.4406 | 12715.2185 | 11512.4109 | 9677.1433 | 11955.7978 | 11120.076 | 8686.6646 | 10188.1946 | 13134.8952 | 13363.3823 | 15487.7567 | 16018.3635 | 18616.25 | 19324.763 | 21509.8051 | 18393.8065 | 16045.845 | 16132.6555 | 16788.0606 | 15900.2754 | 14912.8594 | 16077.9892 | 16911.7499 | 17003.0624 | 18767.0887 | 17341.9607
CDP12 | NSW | Exports | -1625.2705 | -712.8836 | -964.3476 | -2516.1786 | -2766.313 | -5808.4779 | -4489.7679 | -5020.2673 | -7556.6837 | -5703.7182 | -11832.0513 | -11281.0621 | -11560.8401 | -11510.9496 | -10216.724 | -11215.8268 | -9671.2338 | -11600.9212 | -12060.7323 | -12452.4885 | -13461.7122 | -11096.7247 | -12309.1838 | -11728.7275 | -11165.7057 | -10596.7325 | -10132.0188 | -10675.1657
CDP12 | NSW | Net Imports | 8708.0016 | 12757.5926 | 13151.0931 | 10199.0399 | 8746.0979 | 3868.6654 | 7466.0299 | 6099.8087 | 1129.9808 | 4484.4764 | 1302.8439 | 2082.3202 | 3926.9165 | 4507.4139 | 8399.526 | 8108.9362 | 11838.5713 | 6792.8853 | 3985.1126 | 3680.167 | 3326.3484 | 4803.5507 | 2603.6756 | 4349.2618 | 5746.0442 | 6406.3299 | 8635.0698 | 6666.795
CDP12 | QLD | Imports | 1337.5795 | 419.7474 | 596.2263 | 1264.2822 | 1446.853 | 2185.9134 | 1635.7162 | 2150.5286 | 2772.5111 | 2643.7626 | 4394.8719 | 4820.4835 | 5721.8551 | 6461.6565 | 5967.2221 | 7716.5618 | 6266.6356 | 7205.8582 | 6896.0841 | 6055.4283 | 8169.9954 | 5939.4296 | 6246.6227 | 6340.4997 | 4428.9198 | 3658.4272 | 3958.9333 | 4608.2666
CDP12 | QLD | Exports | -2885.0256 | -5054.9688 | -4944.7873 | -3941.3091 | -4439.6675 | -4608.1984 | -5710.0356 | -4748.2892 | -3899.5399 | -4179.7162 | -5620.7042 | -4963.5154 | -5023.8632 | -3625.1314 | -3961.6751 | -3019.9574 | -5247.3265 | -3805.5188 | -4045.7445 | -5246.4546 | -4036.4527 | -4452.496 | -4410.835 | -4500.6144 | -6893.2498 | -7105.8856 | -8128.3576 | -6089.059
CDP12 | QLD | Net Imports | -1547.4461 | -4635.2214 | -4348.5609 | -2677.0269 | -2992.8145 | -2422.2849 | -4074.3194 | -2597.7606 | -1127.0288 | -1535.9536 | -1225.8323 | -143.0319 | 697.9919 | 2836.5251 | 2005.5471 | 4696.6044 | 1019.3091 | 3400.3395 | 2850.3396 | 808.9737 | 4133.5428 | 1486.9336 | 1835.7877 | 1839.8854 | -2464.33 | -3447.4584 | -4169.4243 | -1480.7924
CDP12 | VIC | Imports | 2914.0173 | 4208.8767 | 3735.8774 | 4107.2096 | 4729.0157 | 5784.4695 | 7494.1814 | 8983.371 | 10050.8398 | 10093.8854 | 14624.5874 | 13398.5152 | 12889.1955 | 12160.1539 | 12978.7428 | 12219.7449 | 10588.5698 | 11322.9572 | 12390.547 | 12145.73 | 13976.7771 | 14040.8342 | 13362.6894 | 14585.3594 | 15035.3868 | 15447.2474 | 14623.5314 | 14098.7513
CDP12 | VIC | Exports | -10434.8235 | -10101.6711 | -12203.7936 | -12072.3571 | -7575.2109 | -6046.4092 | -8343.3732 | -8575.1519 | -6569.3493 | -6581.3729 | -8224.5302 | -9449.1314 | -12072.5929 | -14096.1644 | -16726.485 | -19308.0337 | -18613.6606 | -17012.6752 | -14683.6187 | -13473.6067 | -15177.1948 | -14030.5257 | -13259.3144 | -13283.125 | -11873.5126 | -11803.3502 | -12375.0183 | -12912.3536
CDP12 | VIC | Net Imports | -7520.8061 | -5892.7944 | -8467.9162 | -7965.1475 | -2846.1952 | -261.9397 | -849.1918 | 408.2191 | 3481.4905 | 3512.5125 | 6400.0572 | 3949.3838 | 816.6025 | -1936.0105 | -3747.7422 | -7088.2889 | -8025.0908 | -5689.718 | -2293.0717 | -1327.8766 | -1200.4178 | 10.3085 | 103.375 | 1302.2344 | 3161.8742 | 3643.8972 | 2248.5131 | 1186.3977
CDP12 | SA | Imports | 1871.7367 | 2295.6064 | 4299.0614 | 5834.7077 | 3027.2207 | 4773.3428 | 5520.1026 | 5297.0445 | 5751.796 | 4274.6191 | 4374.8923 | 4341.4726 | 4848.7614 | 4877.3645 | 5266.55 | 6027.2049 | 5081.1386 | 5048.4702 | 5027.9338 | 5067.7373 | 4940.0909 | 4641.4841 | 4608.4354 | 3517.2495 | 3737.5574 | 3751.3963 | 3723.7417 | 3312.4206
CDP12 | SA | Exports | -1265.3076 | -1739.6301 | -1447.5417 | -1661.0304 | -2234.2902 | -2252.7974 | -2120.2818 | -2512.207 | -3122.5607 | -2907.0659 | -2698.3441 | -2385.7138 | -1951.8495 | -2139.656 | -2183.2481 | -1615.9093 | -2516.0751 | -2395.7017 | -2044.3314 | -2283.4328 | -2965.8517 | -3026.1301 | -3005.3037 | -3605.3683 | -3753.911 | -3694.2518 | -3390.9609 | -4036.096
CDP12 | SA | Net Imports | 606.4291 | 555.9763 | 2851.5197 | 4173.6773 | 792.9305 | 2520.5454 | 3399.8207 | 2784.8376 | 2629.2354 | 1367.5533 | 1676.5482 | 1955.7588 | 2896.9119 | 2737.7085 | 3083.3019 | 4411.2955 | 2565.0635 | 2652.7685 | 2983.6025 | 2784.3045 | 1974.2392 | 1615.3541 | 1603.1317 | -88.1188 | -16.3537 | 57.1444 | 332.7807 | -723.6753
CDP12 | TAS | Imports | 1677.5272 | 530.5561 | 235.507 | 66.3779 | 68.802 | 63.091 | 266.3499 | 602.2488 | 614.6915 | 217.512 | 216.064 | 398.8317 | 292.6181 | 314.5298 | 334.5176 | 232.1013 | 589.6243 | 669.304 | 826.3453 | 1004.9344 | 1276.3181 | 1569.8658 | 1857.7628 | 1627.0949 | 1755.2192 | 1885.7868 | 1628.0975 | 2050.6157
CDP12 | TAS | Exports | -1923.7057 | -3316.1093 | -3421.6426 | -3796.9207 | -3768.8207 | -3768.0772 | -6208.6894 | -7297.3535 | -6728.3693 | -8046.1005 | -8369.6811 | -8243.2626 | -8631.041 | -8460.1669 | -10075.1504 | -10360.6487 | -7987.4774 | -7825.5792 | -8352.3284 | -6950.5029 | -9510.0306 | -9486.0126 | -8003.7328 | -9030.3576 | -8182.4539 | -8545.6999 | -8675.0369 | -7699.3407
CDP12 | TAS | Net Imports | -246.1785 | -2785.5532 | -3186.1356 | -3730.5428 | -3700.0187 | -3704.9861 | -5942.3395 | -6695.1047 | -6113.6779 | -7828.5886 | -8153.6171 | -7844.431 | -8338.4229 | -8145.6371 | -9740.6327 | -10128.5473 | -7397.8531 | -7156.2753 | -7525.9831 | -5945.5685 | -8233.7126 | -7916.1468 | -6145.97 | -7403.2627 | -6427.2347 | -6659.9131 | -7046.9394 | -5648.725
CDP13 | NSW | Imports | 10333.481 | 13470.9656 | 14117.9755 | 12744.6204 | 11448.2374 | 9701.1019 | 11389.4949 | 10757.1587 | 8840.9894 | 10082.3923 | 13236.4931 | 13004.7289 | 14859.3619 | 15684.9404 | 18253.3136 | 19296.2658 | 21014.5886 | 18376.5285 | 15965.8381 | 15925.1971 | 16824.0493 | 15953.9966 | 14862.0621 | 16007.0806 | 17056.9047 | 17061.2243 | 18775.8459 | 17403.977
CDP13 | NSW | Exports | -1622.2042 | -712.512 | -963.9342 | -2527.2612 | -2792.9954 | -5807.4983 | -5073.7254 | -5835.2558 | -7499.0178 | -6353.2356 | -12904.2359 | -12052.5986 | -11682.2834 | -11783.6968 | -10548.448 | -11634.3515 | -9957.7227 | -11349.3243 | -11991.3655 | -12444.9071 | -13173.9163 | -10968.9406 | -12220.2141 | -11677.4999 | -11026.5555 | -10447.3654 | -10024.9774 | -10572.2572
CDP13 | NSW | Net Imports | 8711.2767 | 12758.4536 | 13154.0413 | 10217.3592 | 8655.242 | 3893.6036 | 6315.7695 | 4921.9029 | 1341.9716 | 3729.1567 | 332.2572 | 952.1303 | 3177.0784 | 3901.2437 | 7704.8656 | 7661.9143 | 11056.8658 | 7027.2042 | 3974.4725 | 3480.29 | 3650.133 | 4985.056 | 2641.848 | 4329.5807 | 6030.3492 | 6613.8588 | 8750.8685 | 6831.7198
CDP13 | QLD | Imports | 1334.366 | 419.3379 | 595.7436 | 1271.4093 | 1473.1717 | 2238.5506 | 1450.0841 | 2009.246 | 2823.0669 | 2507.888 | 3953.8171 | 4484.1854 | 5929.7868 | 6808.2365 | 6667.5902 | 8357.3198 | 6568.5921 | 7115.8564 | 6919.7148 | 6035.7828 | 7917.4334 | 5817.0921 | 6146.3732 | 6278.5407 | 4391.0489 | 3687.5008 | 3944.6854 | 4633.2162
CDP13 | QLD | Exports | -2885.73 | -5055.7005 | -4945.2269 | -3941.1241 | -4308.84 | -4511.1914 | -6267.1983 | -5245.7 | -4071.4224 | -4626.8774 | -6596.6616 | -5653.1385 | -4680.547 | -3291.1585 | -3376.8814 | -2630.6619 | -4977.0552 | -3764.7003 | -3936.3532 | -5197.4902 | -4108.808 | -4515.7519 | -4411.2683 | -4460.5838 | -6963.8473 | -7074.9992 | -8101.8334 | -6031.3828
CDP13 | QLD | Net Imports | -1551.364 | -4636.3625 | -4349.4832 | -2669.7148 | -2835.6683 | -2272.6408 | -4817.1142 | -3236.454 | -1248.3555 | -2118.9894 | -2642.8444 | -1168.9531 | 1249.2398 | 3517.078 | 3290.7088 | 5726.6579 | 1591.5368 | 3351.1561 | 2983.3616 | 838.2925 | 3808.6255 | 1301.3402 | 1735.105 | 1817.9569 | -2572.7984 | -3387.4985 | -4157.148 | -1398.1666
CDP13 | VIC | Imports | 2913.0956 | 4207.6546 | 3732.598 | 4108.0595 | 4676.2044 | 5644.575 | 5269.3955 | 6057.2596 | 7484.8242 | 7395.8703 | 12195.4533 | 10601.4653 | 12269.6095 | 11702.4288 | 12598.1912 | 11787.6282 | 10004.6386 | 10731.9517 | 11923.4717 | 11809.8835 | 13840.7384 | 13977.2855 | 13233.1315 | 14484.1034 | 14859.7779 | 15264.5057 | 14490.3669 | 13951.3135
CDP13 | VIC | Exports | -10436.1217 | -10104.2283 | -12217.0495 | -12097.538 | -7757.3966 | -6265.992 | -6929.9037 | -6679.2866 | -5800.9552 | -5335.7006 | -6830.81 | -7660.8705 | -11585.155 | -13767.081 | -16754.9718 | -19558.3907 | -18933.6164 | -17517.5836 | -14923.8975 | -13293.7103 | -15379.7271 | -14150.3869 | -13320.478 | -13392.9905 | -12090.8907 | -11872.4434 | -12450.4934 | -13025.2747
CDP13 | VIC | Net Imports | -7523.0261 | -5896.5738 | -8484.4515 | -7989.4785 | -3081.1923 | -621.417 | -1660.5082 | -622.027 | 1683.869 | 2060.1698 | 5364.6434 | 2940.5948 | 684.4545 | -2064.6522 | -4156.7806 | -7770.7625 | -8928.9778 | -6785.6319 | -3000.4258 | -1483.8268 | -1538.9887 | -173.1013 | -87.3465 | 1091.1129 | 2768.8872 | 3392.0623 | 2039.8734 | 926.0389
CDP13 | SA | Imports | 1873.5805 | 2298.3306 | 4310.4454 | 5855.1126 | 3128.607 | 4898.8042 | 5580.9514 | 5178.4136 | 5381.9246 | 4038.423 | 4107.3365 | 3901.735 | 4596.3994 | 4602.4724 | 5054.1822 | 5936.7791 | 5514.8889 | 5460.6478 | 5302.0583 | 5225.3132 | 5097.825 | 4741.3391 | 4713.146 | 3577.6837 | 3793.6099 | 3693.7445 | 3697.3423 | 3267.8375
CDP13 | SA | Exports | -1264.2886 | -1738.2936 | -1444.3621 | -1681.2167 | -2165.6906 | -2203.7337 | -2067.8565 | -2776.2916 | -3622.5971 | -4184.0767 | -3539.079 | -2992.7117 | -2100.9573 | -2373.6141 | -2324.2924 | -1791.2833 | -2057.1563 | -1999.1549 | -1793.2522 | -2158.2122 | -2907.3976 | -3015.6608 | -2984.799 | -3617.8433 | -3750.2445 | -3718.6123 | -3442.5744 | -4083.7887
CDP13 | SA | Net Imports | 609.2919 | 560.037 | 2866.0834 | 4173.8959 | 962.9164 | 2695.0705 | 3513.0949 | 2402.122 | 1759.3275 | -145.6537 | 568.2575 | 909.0233 | 2495.4421 | 2228.8584 | 2729.8898 | 4145.4958 | 3457.7325 | 3461.493 | 3508.8062 | 3067.101 | 2190.4274 | 1725.6783 | 1728.347 | -40.1596 | 43.3654 | -24.8678 | 254.7679 | -815.9513
CDP13 | TAS | Imports | 1677.5272 | 530.5549 | 235.4904 | 65.8445 | 68.6405 | 65.5965 | 152.8035 | 125.6248 | 152.8833 | 153.933 | 100.453 | 97.8704 | 300.6334 | 287.2578 | 301.7314 | 268.5297 | 604.6473 | 677.9315 | 753.214 | 820.6485 | 1368.5788 | 1604.198 | 1878.3753 | 1722.4401 | 1852.2327 | 1881.3561 | 1692.8001 | 2080.8812
CDP13 | TAS | Exports | -1923.7057 | -3316.1093 | -3421.6804 | -3797.9064 | -3769.9384 | -3760.2129 | -3504.0455 | -3591.1688 | -3689.696 | -3678.6163 | -3722.7666 | -3730.6655 | -7906.8482 | -7869.7857 | -9870.4151 | -10031.8352 | -7781.8047 | -7732.1529 | -8219.4285 | -6722.5052 | -9478.7759 | -9443.1712 | -7896.3287 | -8920.931 | -8122.036 | -8474.911 | -8581.162 | -7624.5221
CDP13 | TAS | Net Imports | -246.1785 | -2785.5544 | -3186.19 | -3732.0619 | -3701.2979 | -3694.6164 | -3351.242 | -3465.5439 | -3536.8126 | -3524.6833 | -3622.3136 | -3632.7952 | -7606.2148 | -7582.5279 | -9568.6836 | -9763.3055 | -7177.1574 | -7054.2214 | -7466.2145 | -5901.8567 | -8110.1972 | -7838.9731 | -6017.9535 | -7198.491 | -6269.8033 | -6593.5549 | -6888.3618 | -5543.6409
CDP14 | NSW | Imports | 10333.4994 | 13471.0097 | 14118.068 | 12743.5304 | 11542.172 | 9630.9128 | 11910.3058 | 11097.5065 | 8639.5911 | 10199.0013 | 13093.9511 | 13342.8489 | 15279.1968 | 15591.8461 | 18528.9508 | 19278.3632 | 21488.5653 | 18258.1059 | 15973.6601 | 16144.7146 | 16705.8121 | 15795.3335 | 14812.5149 | 15988.2099 | 16909.8814 | 16914.9107 | 18675.1128 | 17258.6378
CDP14 | NSW | Exports | -1622.1214 | -712.5103 | -963.9405 | -2524.8355 | -2776.164 | -5845.5566 | -4495.4859 | -5027.2032 | -7527.1862 | -5707.2332 | -11875.3424 | -11370.12 | -11374.9301 | -11570.6211 | -10152.7601 | -11219.1232 | -9654.0352 | -11656.6991 | -12115.1337 | -12426.6793 | -13495.0048 | -11126.6664 | -12352.4727 | -11797.7122 | -11172.8024 | -10649.2937 | -10168.92 | -10713.6795
CDP14 | NSW | Net Imports | 8711.378 | 12758.4994 | 13154.1275 | 10218.6949 | 8766.008 | 3785.3562 | 7414.8199 | 6070.3032 | 1112.4049 | 4491.768 | 1218.6087 | 1972.7289 | 3904.2667 | 4021.225 | 8376.1907 | 8059.2399 | 11834.5302 | 6601.4068 | 3858.5264 | 3718.0353 | 3210.8073 | 4668.6671 | 2460.0422 | 4190.4977 | 5737.0791 | 6265.617 | 8506.1928 | 6544.9584
CDP14 | QLD | Imports | 1334.2752 | 419.3345 | 595.7625 | 1270.9514 | 1453.7767 | 2203.8663 | 1621.3844 | 2146.7232 | 2777.3503 | 2648.0879 | 4315.146 | 4717.3663 | 5692.8329 | 6423.3848 | 5905.0698 | 7703.9891 | 6264.2657 | 7258.1787 | 6943.7644 | 6061.9054 | 8193.9112 | 5991.5281 | 6266.3498 | 6371.48 | 4422.4899 | 3667.921 | 3968.2399 | 4619.4082
CDP14 | QLD | Exports | -2885.7714 | -5055.7603 | -4945.1897 | -3938.7107 | -4425.7522 | -4595.1302 | -5711.6831 | -4738.1712 | -3857.5811 | -4157.7993 | -5681.9425 | -5077.2129 | -4628.8421 | -3385.6374 | -3957.0888 | -3036.4085 | -5243.6687 | -3755.981 | -3997.3347 | -5243.6667 | -4008.1427 | -4410.4521 | -4383.8988 | -4480.5989 | -6927.5418 | -7112.4285 | -8118.3636 | -6077.8116
CDP14 | QLD | Net Imports | -1551.4963 | -4636.4258 | -4349.4273 | -2667.7593 | -2971.9755 | -2391.2639 | -4090.2988 | -2591.4481 | -1080.2308 | -1509.7114 | -1366.7965 | -359.8467 | 1063.9908 | 3037.7474 | 1947.9809 | 4667.5805 | 1020.597 | 3502.1977 | 2946.4298 | 818.2387 | 4185.7685 | 1581.076 | 1882.451 | 1890.8811 | -2505.0519 | -3444.5075 | -4150.1237 | -1458.4034
CDP14 | VIC | Imports | 2913.0714 | 4207.6233 | 3732.3845 | 4108.5041 | 4722.4728 | 5786.3581 | 7494.1702 | 8973.9988 | 10006.9584 | 10038.9066 | 14511.1401 | 13298.1608 | 13716.6325 | 12545.4569 | 12888.8572 | 12156.0543 | 10615.3716 | 11328.0485 | 12444.3271 | 12159.8706 | 14038.305 | 14101.3132 | 13447.4004 | 14696.5069 | 15077.0226 | 15498.7055 | 14670.6576 | 14144.2047
CDP14 | VIC | Exports | -10436.1535 | -10104.2979 | -12217.9704 | -12102.1672 | -7602.8384 | -6019.4166 | -8305.6036 | -8565.7662 | -6592.8083 | -6636.3497 | -8235.3632 | -9439.1667 | -12567.4584 | -14328.4649 | -16765.295 | -19376.9377 | -18637.3691 | -16982.3768 | -14641.5746 | -13473.4105 | -15119.5728 | -13940.1393 | -13180.4047 | -13197.7115 | -11844.8093 | -11718.9116 | -12297.9764 | -12840.5424
CDP14 | VIC | Net Imports | -7523.0821 | -5896.6745 | -8485.5858 | -7993.6631 | -2880.3656 | -233.0585 | -811.4334 | 408.2326 | 3414.1501 | 3402.5569 | 6275.7769 | 3858.9941 | 1149.174 | -1783.008 | -3876.4378 | -7220.8833 | -8021.9975 | -5654.3283 | -2197.2475 | -1313.5399 | -1081.2678 | 161.1739 | 266.9956 | 1498.7954 | 3232.2134 | 3779.7939 | 2372.6812 | 1303.6623
CDP14 | SA | Imports | 1873.636 | 2298.4111 | 4311.2234 | 5856.6825 | 3028.7854 | 4785.967 | 5520.1602 | 5296.3426 | 5759.1263 | 4291.8191 | 4492.0536 | 4507.0095 | 5122.0931 | 5102.3908 | 5348.1521 | 6123.6766 | 5086.392 | 5050.4957 | 5003.1618 | 5047.3188 | 4905.7794 | 4582.8685 | 4582.1144 | 3503.3601 | 3743.0136 | 3757.94 | 3732.4824 | 3315.2027
CDP14 | SA | Exports | -1264.2572 | -1738.2557 | -1444.1532 | -1682.3412 | -2242.5457 | -2242.1192 | -2093.0115 | -2486.5622 | -3091.9099 | -2845.0719 | -2497.5202 | -2198.2756 | -1804.4945 | -1934.382 | -2084.2795 | -1529.9529 | -2493.1944 | -2358.0248 | -2065.1997 | -2294.7871 | -2962.2153 | -3052.9612 | -3008.6569 | -3650.5143 | -3762.262 | -3688.8622 | -3383.5273 | -4037.8293
CDP14 | SA | Net Imports | 609.3789 | 560.1554 | 2867.0702 | 4174.3413 | 786.2397 | 2543.8477 | 3427.1487 | 2809.7804 | 2667.2164 | 1446.7471 | 1994.5334 | 2308.7339 | 3317.5986 | 3168.0088 | 3263.8727 | 4593.7237 | 2593.1976 | 2692.4708 | 2937.9621 | 2752.5317 | 1943.5641 | 1529.9073 | 1573.4575 | -147.1541 | -19.2484 | 69.0777 | 348.9551 | -722.6266
CDP14 | TAS | Imports | 1677.5274 | 530.5548 | 235.4907 | 66.0636 | 68.8189 | 63.4756 | 265.2879 | 598.1783 | 622.4002 | 216.4776 | 223.4579 | 410.7403 | 340.2623 | 520.7753 | 361.203 | 261.4142 | 617.4287 | 707.0664 | 836.2776 | 1002.8342 | 1281.552 | 1571.7097 | 1864.7775 | 1637.404 | 1764.566 | 1895.1748 | 1629.3716 | 2054.0132
CDP14 | TAS | Exports | -1923.7058 | -3316.1092 | -3421.6753 | -3797.6774 | -3768.7255 | -3768.3572 | -6205.5244 | -7295.0464 | -6735.9408 | -8047.8383 | -8345.5805 | -8191.3505 | -9775.2925 | -8964.7486 | -10072.8095 | -10361.075 | -8043.7559 | -7848.8134 | -8381.9483 | -6978.0999 | -9540.4242 | -9512.534 | -8047.7238 | -9070.4241 | -8209.5581 | -8565.1559 | -8707.077 | -7721.6039
CDP14 | TAS | Net Imports | -246.1785 | -2785.5544 | -3186.1846 | -3731.6138 | -3699.9066 | -3704.8816 | -5940.2364 | -6696.8682 | -6113.5406 | -7831.3607 | -8122.1226 | -7780.6102 | -9435.0302 | -8443.9732 | -9711.6065 | -10099.6608 | -7426.3272 | -7141.7471 | -7545.6708 | -5975.2657 | -8258.8722 | -7940.8243 | -6182.9463 | -7433.0201 | -6444.9922 | -6669.9811 | -7077.7054 | -5667.5907
CDP15 | NSW | Imports | 10333.4412 | 13470.6748 | 14115.9915 | 12743.2619 | 11551.4587 | 9630.3389 | 11899.5661 | 11086.7828 | 8671.7803 | 10177.9334 | 13120.4195 | 13351.8259 | 15475.3746 | 16016.0859 | 18615.8026 | 19299.0021 | 21497.6472 | 18364.7705 | 16078.5467 | 16177.3916 | 16712.9686 | 15830.3017 | 14844.6342 | 16074.9684 | 16958.9531 | 17002.2337 | 18754.7408 | 17329.1609
CDP15 | NSW | Exports | -1624.1263 | -712.7545 | -964.3768 | -2525.1813 | -2778.8711 | -5849.875 | -4507.2763 | -5042.9131 | -7560.7904 | -5712.2418 | -11838.999 | -11295.1028 | -11558.2266 | -11515.6104 | -10213.0334 | -11201.3473 | -9674.4191 | -11615.5813 | -12019.7438 | -12421.5068 | -13477.1623 | -11100.8735 | -12331.6461 | -11719.9479 | -11129.3299 | -10618.5201 | -10144.7262 | -10692.5378
CDP15 | NSW | Net Imports | 8709.315 | 12757.9203 | 13151.6147 | 10218.0806 | 8772.5877 | 3780.4639 | 7392.2898 | 6043.8696 | 1110.99 | 4465.6917 | 1281.4206 | 2056.7232 | 3917.1481 | 4500.4755 | 8402.7692 | 8097.6547 | 11823.2281 | 6749.1893 | 4058.803 | 3755.8849 | 3235.8063 | 4729.4282 | 2512.9881 | 4355.0205 | 5829.6232 | 6383.7136 | 8610.0145 | 6636.6231
CDP15 | QLD | Imports | 1336.382 | 419.604 | 596.1639 | 1271.1932 | 1453.4479 | 2205.1808 | 1635.5401 | 2145.3132 | 2770.4428 | 2640.2351 | 4398.46 | 4820.9522 | 5717.1065 | 6460.8417 | 5959.9738 | 7701.3462 | 6262.5921 | 7207.1735 | 6858.9062 | 6039.2971 | 8150.5193 | 5960.0842 | 6230.0911 | 6311.6097 | 4424.4478 | 3664.6652 | 3958.3746 | 4617.0648
CDP15 | QLD | Exports | -2885.2824 | -5055.2594 | -4944.5764 | -3938.7515 | -4432.9392 | -4595.9202 | -5702.2882 | -4746.1874 | -3903.9167 | -4190.4522 | -5623.444 | -4956.3189 | -5024.4397 | -3629.6608 | -3977.8101 | -3019.1788 | -5253.9088 | -3813.2477 | -4078.6036 | -5271.5034 | -4029.9369 | -4416.5345 | -4411.9434 | -4525.7004 | -6877.6281 | -7102.692 | -8130.7751 | -6085.8342
CDP15 | QLD | Net Imports | -1548.9004 | -4635.6554 | -4348.4125 | -2667.5583 | -2979.4913 | -2390.7394 | -4066.7482 | -2600.8742 | -1133.4739 | -1550.2171 | -1224.984 | -135.3667 | 692.6668 | 2831.1809 | 1982.1637 | 4682.1674 | 1008.6833 | 3393.9258 | 2780.3026 | 767.7936 | 4120.5825 | 1543.5497 | 1818.1477 | 1785.9093 | -2453.1803 | -3438.0268 | -4172.4005 | -1468.7695
CDP15 | VIC | Imports | 2913.6306 | 4208.3691 | 3734.6247 | 4108.4996 | 4729.0883 | 5783.6906 | 7477.3265 | 8982.7678 | 10027.7873 | 10092.2199 | 14627.413 | 13417.4236 | 12906.6165 | 12169.5687 | 12976.6885 | 12226.5215 | 10593.8273 | 11321.8365 | 12397.1484 | 12156.9782 | 14042.5421 | 14109.1941 | 13429.3758 | 14660.748 | 15012.1879 | 15450.4058 | 14620.3941 | 14107.9574
CDP15 | VIC | Exports | -10435.3631 | -10102.5713 | -12208.4558 | -12101.9141 | -7613.1149 | -6018.8339 | -8306.5974 | -8536.722 | -6537.3802 | -6560.2221 | -8193.1104 | -9436.6942 | -12053.3663 | -14087.6362 | -16713.074 | -19300.7383 | -18608.0976 | -17003.9582 | -14695.2204 | -13510.6321 | -15122.0927 | -13958.8758 | -13180.1246 | -13230.0488 | -11956.2512 | -11816.7346 | -12377.4021 | -12900.9281
CDP15 | VIC | Net Imports | -7521.7324 | -5894.2022 | -8473.8311 | -7993.4145 | -2884.0267 | -235.1433 | -829.271 | 446.0458 | 3490.4071 | 3531.9978 | 6434.3026 | 3980.7294 | 853.2502 | -1918.0675 | -3736.3856 | -7074.2167 | -8014.2703 | -5682.1217 | -2298.072 | -1353.6539 | -1079.5506 | 150.3183 | 249.2512 | 1430.6992 | 3055.9367 | 3633.6712 | 2242.992 | 1207.0293
CDP15 | SA | Imports | 1872.3769 | 2296.5693 | 4303.1857 | 5856.3905 | 3038.983 | 4790.6997 | 5520.0419 | 5291.9963 | 5753.7866 | 4281.991 | 4367.4041 | 4341.382 | 4846.3759 | 4872.0709 | 5271.0142 | 6032.4335 | 5092.1416 | 5055.0138 | 5036.9082 | 5058.6309 | 4933.2773 | 4581.2491 | 4577.1837 | 3486.1159 | 3742.4804 | 3760.3961 | 3728.9049 | 3315.134
CDP15 | SA | Exports | -1264.8806 | -1739.0784 | -1446.3647 | -1681.8831 | -2242.9313 | -2242.4913 | -2090.9384 | -2487.5261 | -3104.7552 | -2904.3534 | -2695.5103 | -2385.7516 | -1949.5708 | -2136.9037 | -2179.0969 | -1611.4376 | -2499.4646 | -2376.8488 | -2036.5641 | -2281.2737 | -2946.7256 | -3060.6597 | -3007.928 | -3652.1589 | -3750.4082 | -3690.2957 | -3390.9731 | -4033.2097
CDP15 | SA | Net Imports | 607.4963 | 557.4909 | 2856.8209 | 4174.5074 | 796.0516 | 2548.2084 | 3429.1035 | 2804.4702 | 2649.0314 | 1377.6377 | 1671.8938 | 1955.6304 | 2896.805 | 2735.1673 | 3091.9173 | 4420.9959 | 2592.6769 | 2678.165 | 3000.3441 | 2777.3572 | 1986.5518 | 1520.5894 | 1569.2557 | -166.043 | -7.9277 | 70.1005 | 337.9319 | -718.0757
CDP15 | TAS | Imports | 1677.5272 | 530.5557 | 235.4877 | 66.0635 | 68.3934 | 61.6273 | 267.1959 | 587.3129 | 597.2642 | 211.6764 | 205.2047 | 394.804 | 284.9552 | 313.3958 | 329.8342 | 243.5676 | 588.0334 | 684.7637 | 830.9642 | 1025.6074 | 1280.8368 | 1571.0115 | 1866.4322 | 1638.0117 | 1772.2203 | 1895.3349 | 1645.6679 | 2049.404
CDP15 | TAS | Exports | -1923.7057 | -3316.1092 | -3421.6796 | -3797.6787 | -3773.5148 | -3764.4169 | -6192.57 | -7280.8243 | -6714.2188 | -8036.7864 | -8367.8376 | -8252.5202 | -8644.8253 | -8462.152 | -10070.2989 | -10370.1689 | -7998.3515 | -7823.9221 | -8372.3418 | -6972.9893 | -9544.2268 | -9514.8971 | -8016.0749 | -9043.5977 | -8196.6722 | -8544.7933 | -8664.2058 | -7706.2113
CDP15 | TAS | Net Imports | -246.1785 | -2785.5536 | -3186.1919 | -3731.6152 | -3705.1213 | -3702.7896 | -5925.3742 | -6693.5114 | -6116.9546 | -7825.11 | -8162.6329 | -7857.7162 | -8359.8701 | -8148.7562 | -9740.4646 | -10126.6013 | -7410.3181 | -7139.1584 | -7541.3776 | -5947.3818 | -8263.3899 | -7943.8856 | -6149.6427 | -7405.586 | -6424.4519 | -6649.4584 | -7018.5379 | -5656.8073
CDP16 | NSW | Imports | 10333.5236 | 13471.0727 | 14118.3306 | 12744.6326 | 11533.9218 | 9629.9059 | 11892.7178 | 11070.1522 | 8649.3051 | 10167.733 | 12922.7385 | 13110.7939 | 15232.2226 | 15718.8885 | 18317.8367 | 19010.5906 | 21122.159 | 17913.0082 | 15677.5926 | 16095.8285 | 16421.4726 | 15627.5917 | 14576.4516 | 15866.0262 | 16932.6667 | 16992.6127 | 18762.2703 | 17334.2078
CDP16 | NSW | Exports | -1621.792 | -712.4733 | -963.8689 | -2525.6927 | -2779.666 | -5847.2276 | -4494.0356 | -5043.956 | -7552.956 | -5715.0812 | -12086.8228 | -11542.2278 | -11738.6962 | -11708.268 | -10374.7434 | -11370.6984 | -9866.2109 | -11934.9011 | -12351.253 | -12489.4646 | -13730.702 | -11287.8777 | -12544.2563 | -11913.3649 | -11142.9233 | -10622.1545 | -10142.5162 | -10690.9463
CDP16 | NSW | Net Imports | 8711.7316 | 12758.5994 | 13154.4617 | 10218.9398 | 8754.2558 | 3782.6783 | 7398.6822 | 6026.1962 | 1096.3491 | 4452.6519 | 835.9157 | 1568.5662 | 3493.5264 | 4010.6205 | 7943.0933 | 7639.8922 | 11255.9481 | 5978.1071 | 3326.3395 | 3606.3639 | 2690.7706 | 4339.714 | 2032.1953 | 3952.6613 | 5789.7434 | 6370.4582 | 8619.7542 | 6643.2615
CDP16 | QLD | Imports | 1333.9277 | 419.2933 | 595.6825 | 1271.0535 | 1453.8037 | 2202.9303 | 1614.8294 | 2144.144 | 2763.9663 | 2627.8397 | 4328.814 | 4756.9638 | 5617.675 | 6392.926 | 5892.0006 | 7629.7946 | 6168.8432 | 7140.5608 | 6769.0372 | 5956.2026 | 8124.5765 | 6015.763 | 6304.5879 | 6498.5061 | 4426.697 | 3649.0413 | 3951.4402 | 4601.5774
CDP16 | QLD | Exports | -2885.8665 | -5055.8504 | -4945.2812 | -3940.0671 | -4426.3769 | -4596.8244 | -5722.2006 | -4747.5333 | -3921.2348 | -4206.748 | -5719.8627 | -5016.0064 | -5061.53 | -3666.8725 | -4017.3304 | -3057.8182 | -5357.6408 | -3846.4576 | -4153.5572 | -5354.9407 | -4067.3616 | -4354.953 | -4364.4848 | -4344.2151 | -6891.1184 | -7129.5447 | -8139.5764 | -6109.683
CDP16 | QLD | Net Imports | -1551.9388 | -4636.5571 | -4349.5987 | -2669.0137 | -2972.5731 | -2393.8941 | -4107.3712 | -2603.3893 | -1157.2685 | -1578.9083 | -1391.0487 | -259.0426 | 556.145 | 2726.0535 | 1874.6702 | 4571.9764 | 811.2024 | 3294.1032 | 2615.48 | 601.2619 | 4057.2148 | 1660.81 | 1940.1032 | 2154.291 | -2464.4214 | -3480.5034 | -4188.1362 | -1508.1056
CDP16 | VIC | Imports | 2912.9985 | 4207.5137 | 3732.1679 | 4108.3796 | 4722.7412 | 5780.3393 | 7477.4609 | 8970.0852 | 10031.173 | 10098.2944 | 14580.2001 | 13344.7888 | 12900.9545 | 12119.7855 | 12931.4013 | 12215.5951 | 10494.8033 | 11277.7002 | 12364.2657 | 12162.5001 | 13877.7135 | 13968.0646 | 13265.1267 | 14550.5213 | 14990.0991 | 15409.4008 | 14592.0052 | 14057.2582
CDP16 | VIC | Exports | -10436.3085 | -10104.6063 | -12219.1817 | -12101.0488 | -7593.1839 | -6023.5037 | -8306.0946 | -8548.4427 | -6519.523 | -6585.1814 | -8196.0876 | -9433.3213 | -12067.8475 | -14089.2854 | -16722.2541 | -19322.2926 | -18651.3367 | -17039.75 | -14640.5432 | -13550.669 | -15273.1893 | -14078.8885 | -13300.3892 | -13285.6524 | -11937.0935 | -11834.4709 | -12415.7135 | -12934.4267
CDP16 | VIC | Net Imports | -7523.31 | -5897.0926 | -8487.0137 | -7992.6692 | -2870.4426 | -243.1643 | -828.6336 | 421.6425 | 3511.6501 | 3513.113 | 6384.1125 | 3911.4675 | 833.1071 | -1969.4999 | -3790.8527 | -7106.6975 | -8156.5334 | -5762.0498 | -2276.2775 | -1388.1689 | -1395.4758 | -110.824 | -35.2625 | 1264.8689 | 3053.0056 | 3574.9299 | 2176.2917 | 1122.8315
CDP16 | SA | Imports | 1873.8697 | 2298.7375 | 4312.2696 | 5856.5918 | 3027.6615 | 4792.781 | 5529.6826 | 5299.1193 | 5728.2092 | 4305.9035 | 4649.5194 | 4664.3242 | 5168.7845 | 5199.8252 | 5580.2505 | 6362.7055 | 5527.9679 | 5574.7959 | 5500.6676 | 5254.3956 | 5394.698 | 4766.3255 | 4853.0277 | 3534.908 | 3765.4478 | 3814.1082 | 3764.3166 | 3361.8267
CDP16 | SA | Exports | -1264.174 | -1738.1328 | -1443.9322 | -1682.0604 | -2238.9621 | -2233.4946 | -2049.4611 | -2447.5787 | -3059.232 | -2858.4971 | -2321.8307 | -2040.8982 | -1684.5307 | -1812.6059 | -1865.6553 | -1345.2125 | -2013.9749 | -1916.1391 | -1632.1584 | -2128.7606 | -2509.8694 | -2769.0303 | -2643.371 | -3551.8034 | -3708.0084 | -3621.9846 | -3326.7604 | -3978.0852
CDP16 | SA | Net Imports | 609.6957 | 560.6047 | 2868.3374 | 4174.5314 | 788.6994 | 2559.2864 | 3480.2215 | 2851.5406 | 2668.9771 | 1447.4064 | 2327.6887 | 2623.426 | 3484.2537 | 3387.2193 | 3714.5952 | 5017.493 | 3513.9929 | 3658.6568 | 3868.5092 | 3125.635 | 2884.8285 | 1997.2952 | 2209.6567 | -16.8954 | 57.4394 | 192.1236 | 437.5562 | -616.2585
CDP16 | TAS | Imports | 1677.5273 | 530.5548 | 235.4906 | 65.977 | 68.8396 | 63.3197 | 264.6792 | 597.2157 | 611.3234 | 216.6004 | 211.533 | 396.6338 | 286.8548 | 313.3369 | 332.0145 | 240.2089 | 597.7769 | 687.7399 | 835.4035 | 1047.346 | 1293.8923 | 1600.2228 | 1880.2283 | 1648.9186 | 1766.1662 | 1896.8969 | 1638.1612 | 2058.4663
CDP16 | TAS | Exports | -1923.7057 | -3316.1092 | -3421.6773 | -3797.7654 | -3768.779 | -3768.2259 | -6207.5781 | -7293.2058 | -6731.0313 | -8050.8633 | -8368.2012 | -8241.0508 | -8653.887 | -8467.7302 | -10073.5206 | -10362.873 | -8022.3869 | -7856.5572 | -8369.4547 | -6992.4378 | -9531.2305 | -9487.2181 | -8026.9211 | -9003.8444 | -8201.9332 | -8553.9053 | -8683.6271 | -7700.1953
CDP16 | TAS | Net Imports | -246.1785 | -2785.5545 | -3186.1866 | -3731.7884 | -3699.9394 | -3704.9063 | -5942.8988 | -6695.9901 | -6119.7078 | -7834.2629 | -8156.6682 | -7844.417 | -8367.0322 | -8154.3934 | -9741.506 | -10122.6641 | -7424.61 | -7168.8173 | -7534.0512 | -5945.0918 | -8237.3382 | -7886.9953 | -6146.6927 | -7354.9258 | -6435.767 | -6657.0083 | -7045.4659 | -5641.729
CDP17 | NSW | Imports | 10333.6326 | 13471.363 | 14119.8319 | 12743.4657 | 11542.4765 | 9631.4704 | 11918.9625 | 11102.269 | 8673.0241 | 10289.2414 | 13116.6749 | 13280.4756 | 15494.3687 | 15991.8443 | 18616.8533 | 19305.0513 | 21531.0693 | 18336.7 | 16034.0216 | 16279.0776 | 16746.456 | 15840.3429 | 14893.9147 | 16053.0169 | 17193.6266 | 17347.5782 | 19175.2974 | 17434.3904
CDP17 | NSW | Exports | -1620.2198 | -712.2933 | -963.5117 | -2524.7197 | -2775.6836 | -5844.4565 | -4485.0452 | -5037.2358 | -7569.5535 | -5679.0826 | -11875.8746 | -11373.4359 | -11627.0414 | -11520.6068 | -10276.8249 | -11239.8008 | -9680.4267 | -11668.1399 | -12065.4925 | -12407.3105 | -13383.1532 | -10977.1124 | -12313.6185 | -11767.1405 | -11039.4408 | -10521.0779 | -10019.4373 | -10507.111
CDP17 | NSW | Net Imports | 8713.4128 | 12759.0697 | 13156.3202 | 10218.746 | 8766.7929 | 3787.0139 | 7433.9173 | 6065.0332 | 1103.4706 | 4610.1588 | 1240.8003 | 1907.0397 | 3867.3274 | 4471.2375 | 8340.0284 | 8065.2505 | 11850.6426 | 6668.56 | 3968.5291 | 3871.7671 | 3363.3028 | 4863.2305 | 2580.2962 | 4285.8764 | 6154.1858 | 6826.5004 | 9155.8601 | 6927.2794
CDP17 | QLD | Imports | 1332.2694 | 419.0887 | 595.3541 | 1270.7952 | 1453.3182 | 2202.9076 | 1609.7328 | 2147.4776 | 2782.8977 | 2584.3238 | 4382.3351 | 4880.8055 | 5788.9184 | 6430.1383 | 6030.6845 | 7697.7238 | 6262.0967 | 7275.0669 | 6885.5287 | 6024.6479 | 8037.9873 | 5755.7609 | 6194.8701 | 6353.9914 | 4283.5341 | 3414.9821 | 3705.9497 | 4391.2915
CDP17 | QLD | Exports | -2886.3253 | -5056.2686 | -4945.7631 | -3938.6951 | -4425.9256 | -4595.9215 | -5723.004 | -4751.3369 | -3893.5575 | -4325.1142 | -5651.2048 | -4875.1052 | -5040.7349 | -3643.7574 | -3965.966 | -3004.4085 | -5286.6603 | -3784.5407 | -4062.6529 | -5365.0824 | -4111.3727 | -4573.1205 | -4512.1811 | -4500.8362 | -7169.2808 | -7586.3977 | -8590.1326 | -6241.8308
CDP17 | QLD | Net Imports | -1554.056 | -4637.1799 | -4350.409 | -2667.8999 | -2972.6073 | -2393.0139 | -4113.2712 | -2603.8593 | -1110.6598 | -1740.7904 | -1268.8697 | 5.7002 | 748.1835 | 2786.3809 | 2064.7186 | 4693.3153 | 975.4363 | 3490.5262 | 2822.8759 | 659.5655 | 3926.6146 | 1182.6404 | 1682.689 | 1853.1552 | -2885.7466 | -4171.4157 | -4884.1828 | -1850.5392
CDP17 | VIC | Imports | 2912.6588 | 4207.0606 | 3730.971 | 4108.4886 | 4722.3358 | 5786.0325 | 7494.2654 | 8987.7758 | 10038.1748 | 10084.4288 | 14636.7059 | 13392.3361 | 12894.8508 | 12162.3434 | 12961.0341 | 12243.5439 | 10565.712 | 11311.173 | 12389.3692 | 12115.0504 | 14029.4971 | 14042.4583 | 13417.8577 | 14691.3926 | 15017.8793 | 15561.8175 | 14735.8789 | 14101.3451
CDP17 | VIC | Exports | -10437.0117 | -10106.0889 | -12226.6733 | -12102.2429 | -7602.8726 | -6019.2621 | -8304.4718 | -8557.0138 | -6567.8513 | -6527.7289 | -8198.9886 | -9464.8599 | -12066.2883 | -14081.63 | -16750.5722 | -19334.341 | -18609.0997 | -16995.3677 | -14666.5111 | -13506.9721 | -15070.2143 | -13876.6497 | -13149.7115 | -13160.1837 | -11875.8561 | -11684.4216 | -12339.0668 | -12845.4446
CDP17 | VIC | Net Imports | -7524.3529 | -5899.0283 | -8495.7023 | -7993.7544 | -2880.5368 | -233.2295 | -810.2064 | 430.762 | 3470.3235 | 3556.6999 | 6437.7173 | 3927.4762 | 828.5625 | -1919.2866 | -3789.5382 | -7090.7972 | -8043.3877 | -5684.1947 | -2277.1419 | -1391.9217 | -1040.7171 | 165.8086 | 268.1463 | 1531.2089 | 3142.0232 | 3877.3958 | 2396.812 | 1255.9005
CDP17 | SA | Imports | 1874.9611 | 2300.3162 | 4318.7266 | 5856.7911 | 3028.737 | 4785.9257 | 5520.9195 | 5293.4251 | 5758.4498 | 4276.4438 | 4386.7237 | 4352.6198 | 4889.6811 | 4901.3926 | 5289.5511 | 6066.7325 | 5092.3175 | 5055.9289 | 5049.6057 | 5064.111 | 4933.8681 | 4660.749 | 4582.0817 | 3423.2795 | 3746.1972 | 3797.6777 | 3772.1246 | 3344.2398
CDP17 | SA | Exports | -1263.7865 | -1737.6224 | -1442.7538 | -1682.2692 | -2242.4791 | -2241.8142 | -2091.1064 | -2489.531 | -3107.0583 | -2870.1108 | -2647.6905 | -2350.7822 | -1936.9473 | -2104.0821 | -2162.4082 | -1602.4036 | -2495.4974 | -2373.2533 | -2028.3133 | -2263.8974 | -2917.3713 | -2962.052 | -2961.9172 | -3716.9288 | -3731.3866 | -3670.0167 | -3395.2658 | -4029.7875
CDP17 | SA | Net Imports | 611.1746 | 562.6937 | 2875.9728 | 4174.522 | 786.2578 | 2544.1115 | 3429.8131 | 2803.8941 | 2651.3915 | 1406.333 | 1739.0333 | 2001.8376 | 2952.7339 | 2797.3105 | 3127.1429 | 4464.3289 | 2596.8202 | 2682.6756 | 3021.2924 | 2800.2137 | 2016.4968 | 1698.697 | 1620.1644 | -293.6493 | 14.8106 | 127.661 | 376.8588 | -685.5477
CDP17 | TAS | Imports | 1677.5272 | 530.554 | 235.4919 | 66.0632 | 68.8189 | 63.472 | 265.2401 | 598.301 | 613.2023 | 211.3435 | 211.9652 | 385.3936 | 275.9407 | 314.9159 | 331.9957 | 231.7362 | 594.0235 | 671.7619 | 821.6723 | 1012.3985 | 1271.5314 | 1555.3961 | 1862.8659 | 1633.1229 | 1744.8965 | 1891.2157 | 1638.9103 | 2030.4327
CDP17 | TAS | Exports | -1923.7057 | -3316.1093 | -3421.6736 | -3797.6769 | -3768.7255 | -3768.3539 | -6205.4928 | -7294.1311 | -6727.7282 | -8043.7447 | -8360.6463 | -8227.4474 | -8672.7479 | -8450.5582 | -10074.3475 | -10363.8337 | -7973.5349 | -7829.329 | -8357.2278 | -6952.023 | -9537.2284 | -9465.7725 | -8014.1618 | -9009.7141 | -8170.1696 | -8551.3573 | -8684.2583 | -7677.5257
CDP17 | TAS | Net Imports | -246.1785 | -2785.5552 | -3186.1817 | -3731.6137 | -3699.9066 | -3704.8819 | -5940.2528 | -6695.8301 | -6114.5259 | -7832.4013 | -8148.6811 | -7842.0538 | -8396.8072 | -8135.6423 | -9742.3517 | -10132.0976 | -7379.5113 | -7157.5671 | -7535.5555 | -5939.6245 | -8265.697 | -7910.3765 | -6151.2959 | -7376.5912 | -6425.273 | -6660.1416 | -7045.348 | -5647.093
CDP18 | NSW | Imports | 10333.4994 | 13471.0097 | 14118.068 | 12743.5304 | 11542.172 | 9630.9128 | 11910.3058 | 10965.5054 | 8418.8359 | 10049.6174 | 13297.7955 | 13432.1097 | 15507.3599 | 16010.6454 | 18659.1226 | 19330.9822 | 21495.8524 | 18406.7144 | 16099.1689 | 16150.9709 | 16710.6897 | 15864.3559 | 14812.8363 | 16013.0177 | 16952.4518 | 16973.9661 | 18738.6201 | 17315.2195
CDP18 | NSW | Exports | -1622.1214 | -712.5103 | -963.9405 | -2524.8355 | -2776.164 | -5845.5566 | -4495.4859 | -5103.3379 | -7204.1022 | -5836.1771 | -11814.7999 | -11265.8491 | -11598.4195 | -11450.2282 | -10193.7022 | -11168.0674 | -9626.9544 | -11566.0912 | -11993.4173 | -12488.9225 | -13481.0271 | -11085.1793 | -12343.0622 | -11777.0037 | -11121.0481 | -10612.0481 | -10149.5302 | -10690.4145
CDP18 | NSW | Net Imports | 8711.378 | 12758.4994 | 13154.1275 | 10218.6949 | 8766.008 | 3785.3562 | 7414.8199 | 5862.1675 | 1214.7336 | 4213.4403 | 1482.9956 | 2166.2605 | 3908.9404 | 4560.4172 | 8465.4203 | 8162.9149 | 11868.898 | 6840.6232 | 4105.7516 | 3662.0484 | 3229.6626 | 4779.1766 | 2469.7741 | 4236.0139 | 5831.4037 | 6361.918 | 8589.0899 | 6624.805
CDP18 | QLD | Imports | 1334.2752 | 419.3345 | 595.7625 | 1270.9514 | 1453.7767 | 2203.8663 | 1621.3844 | 2225.7308 | 2752.3816 | 2871.2968 | 4383.7984 | 4761.4625 | 5677.669 | 6394.144 | 5928.8425 | 7630.9325 | 6186.8254 | 7137.172 | 6805.5292 | 6061.0469 | 8165.876 | 5910.3518 | 6249.6337 | 6377.1396 | 4401.1523 | 3650.821 | 3956.9621 | 4600.5668
CDP18 | QLD | Exports | -2885.7714 | -5055.7603 | -4945.1897 | -3938.7107 | -4425.7522 | -4595.1302 | -5711.6831 | -4605.6484 | -3579.7452 | -3892.3793 | -5785.1196 | -5042.9612 | -5099.4798 | -3660.9071 | -4057.9902 | -3081.2763 | -5326.4638 | -3872.8944 | -4129.7435 | -5297.4124 | -4020.7074 | -4484.3949 | -4387.4456 | -4472.7532 | -6918.8107 | -7110.7648 | -8139.0756 | -6099.6099
CDP18 | QLD | Net Imports | -1551.4963 | -4636.4258 | -4349.4273 | -2667.7593 | -2971.9755 | -2391.2639 | -4090.2988 | -2379.9177 | -827.3636 | -1021.0825 | -1401.3212 | -281.4988 | 578.1892 | 2733.2369 | 1870.8523 | 4549.6561 | 860.3617 | 3264.2776 | 2675.7857 | 763.6345 | 4145.1686 | 1425.9569 | 1862.1881 | 1904.3863 | -2517.6585 | -3459.9438 | -4182.1135 | -1499.043
CDP18 | VIC | Imports | 2913.0714 | 4207.6233 | 3732.3845 | 4108.5041 | 4722.4728 | 5786.3581 | 7494.1702 | 8987.9505 | 9842.2536 | 10262.1794 | 14734.0575 | 13486.4034 | 12943.5265 | 12169.417 | 13022.6255 | 12246.8875 | 10583.6376 | 11332.3328 | 12417.792 | 12168.2993 | 13997.9943 | 14086.2264 | 13391.3106 | 14636.4196 | 15010.4477 | 15465.309 | 14636.5 | 14118.1565
CDP18 | VIC | Exports | -10436.1535 | -10104.2979 | -12217.9704 | -12102.1672 | -7602.8384 | -6019.4166 | -8305.6036 | -8548.4114 | -6667.4668 | -6593.5856 | -8182.4476 | -9408.2561 | -11991.2119 | -14013.7705 | -16650.7553 | -19239.3882 | -18555.1462 | -16979.7229 | -14664.4 | -13426.8979 | -15123.9586 | -13953.5643 | -13170.8408 | -13209.845 | -11878.8485 | -11757.0387 | -12321.4554 | -12854.1727
CDP18 | VIC | Net Imports | -7523.0821 | -5896.6745 | -8485.5858 | -7993.6631 | -2880.3656 | -233.0585 | -811.4334 | 439.5391 | 3174.7868 | 3668.5938 | 6551.6098 | 4078.1473 | 952.3146 | -1844.3535 | -3628.1298 | -6992.5007 | -7971.5086 | -5647.3901 | -2246.6081 | -1258.5986 | -1125.9643 | 132.6621 | 220.4698 | 1426.5747 | 3131.5992 | 3708.2703 | 2315.0446 | 1263.9838
CDP18 | SA | Imports | 1873.636 | 2298.4111 | 4311.2234 | 5856.6825 | 3028.7854 | 4785.967 | 5520.1602 | 5273.1007 | 5540.2478 | 4110.7809 | 4290.1149 | 4297.0951 | 4809.4903 | 4822.1778 | 5229.7678 | 6009.8169 | 5104.7798 | 5073.1715 | 5040.0004 | 5067.2168 | 4943.6618 | 4611.0888 | 4590.3691 | 3487.0314 | 3733.441 | 3752.2676 | 3722.0116 | 3309.5171
CDP18 | SA | Exports | -1264.2572 | -1738.2557 | -1444.1532 | -1682.3412 | -2242.5457 | -2242.1192 | -2093.0115 | -2499.0413 | -3007.2071 | -3139.7536 | -2783.644 | -2421.1984 | -1972.0101 | -2163.4761 | -2200.0396 | -1640.766 | -2477.9419 | -2367.7264 | -2036.092 | -2277.9237 | -2944.009 | -3030.3982 | -2994.269 | -3634.3279 | -3755.035 | -3695.4136 | -3392.9113 | -4040.492
CDP18 | SA | Net Imports | 609.3789 | 560.1554 | 2867.0702 | 4174.3413 | 786.2397 | 2543.8477 | 3427.1487 | 2774.0594 | 2533.0407 | 971.0274 | 1506.4709 | 1875.8967 | 2837.4802 | 2658.7017 | 3029.7283 | 4369.0509 | 2626.8379 | 2705.4451 | 3003.9084 | 2789.2931 | 1999.6527 | 1580.6906 | 1596.1001 | -147.2965 | -21.5939 | 56.854 | 329.1003 | -730.9749
CDP18 | TAS | Imports | 1677.5274 | 530.5548 | 235.4907 | 66.0636 | 68.8189 | 63.4756 | 265.2879 | 603.3715 | 628.6625 | 216.849 | 216.4109 | 398.1294 | 305.3069 | 318.5145 | 340.8088 | 252.2919 | 592.1766 | 671.3844 | 826.8658 | 994.0379 | 1269.5894 | 1570.5647 | 1853.7624 | 1619.2228 | 1749.3718 | 1877.6468 | 1619.9016 | 2038.1847
CDP18 | TAS | Exports | -1923.7058 | -3316.1092 | -3421.6753 | -3797.6774 | -3768.7255 | -3768.3572 | -6205.5244 | -7299.2198 | -6723.8601 | -8048.8279 | -8356.166 | -8236.9351 | -8582.2313 | -8426.5169 | -10078.6798 | -10341.4132 | -7976.7656 | -7834.3402 | -8365.7033 | -6950.4153 | -9518.1091 | -9489.0509 | -8002.2943 | -9038.9013 | -8173.1223 | -8544.7453 | -8671.0228 | -7696.9556
CDP18 | TAS | Net Imports | -246.1785 | -2785.5544 | -3186.1846 | -3731.6138 | -3699.9066 | -3704.8816 | -5940.2364 | -6695.8483 | -6095.1976 | -7831.9789 | -8139.7551 | -7838.8058 | -8276.9244 | -8108.0024 | -9737.8711 | -10089.1213 | -7384.589 | -7162.9558 | -7538.8375 | -5956.3774 | -8248.5196 | -7918.4862 | -6148.532 | -7419.6785 | -6423.7505 | -6667.0984 | -7051.1212 | -5658.7709
CDP19 | NSW | Imports | 10333.4471 | 13470.8514 | 14117.0585 | 12743.5691 | 11542.0604 | 9630.6793 | 11907.2514 | 10965.5197 | 8418.8824 | 10049.8427 | 13297.7026 | 13432.1002 | 15507.5422 | 16010.8941 | 18666.8164 | 19336.5648 | 21503.8582 | 18417.5396 | 16111.7739 | 16163.143 | 16720.4975 | 15870.369 | 14824.0968 | 16022.4296 | 16957.5406 | 16972.8791 | 18738.5253 | 17318.5955
CDP19 | NSW | Exports | -1623.0554 | -712.6274 | -964.1553 | -2524.8976 | -2776.3969 | -5846.0857 | -4501.2357 | -5103.2858 | -7203.9935 | -5836.0448 | -11814.58 | -11265.8745 | -11598.3952 | -11450.2374 | -10198.83 | -11174.759 | -9633.9697 | -11571.5654 | -11996.785 | -12491.838 | -13482.5846 | -11082.5757 | -12346.7358 | -11777.4202 | -11115.2512 | -10602.7576 | -10143.6425 | -10683.0249
CDP19 | NSW | Net Imports | 8710.3917 | 12758.224 | 13152.9031 | 10218.6715 | 8765.6635 | 3784.5936 | 7406.0156 | 5862.2339 | 1214.8889 | 4213.7978 | 1483.1226 | 2166.2257 | 3909.147 | 4560.6567 | 8467.9863 | 8161.8058 | 11869.8885 | 6845.9742 | 4114.9889 | 3671.3051 | 3237.9129 | 4787.7933 | 2477.361 | 4245.0094 | 5842.2894 | 6370.1215 | 8594.8829 | 6635.5706
CDP19 | QLD | Imports | 1335.2597 | 419.4636 | 595.9516 | 1271.0333 | 1453.9924 | 2204.315 | 1627.7023 | 2225.6719 | 2752.2646 | 2871.1579 | 4383.5555 | 4761.447 | 5677.6561 | 6394.1543 | 5938.1241 | 7639.9888 | 6196.3636 | 7147.1603 | 6817.4578 | 6071.1436 | 8172.1908 | 5917.7361 | 6262.2167 | 6393.2319 | 4409.3635 | 3658.1222 | 3963.5012 | 4609.6511
CDP19 | QLD | Exports | -2885.5128 | -5055.5216 | -4944.8916 | -3938.7259 | -4425.7031 | -4594.7924 | -5707.3104 | -4605.6809 | -3579.8199 | -3892.5593 | -5785.208 | -5042.9856 | -5099.4235 | -3660.8561 | -4050.2367 | -3075.1526 | -5321.7084 | -3868.0736 | -4122.2643 | -5291.2355 | -4016.4513 | -4477.0411 | -4381.3354 | -4463.4462 | -6906.5269 | -7097.6938 | -8125.5059 | -6082.9345
CDP19 | QLD | Net Imports | -1550.2531 | -4636.058 | -4348.94 | -2667.6926 | -2971.7107 | -2390.4774 | -4079.6081 | -2380.0089 | -827.5553 | -1021.4014 | -1401.6525 | -281.5386 | 578.2326 | 2733.2982 | 1887.8873 | 4564.8361 | 874.6552 | 3279.0866 | 2695.1935 | 779.9082 | 4155.7395 | 1440.695 | 1880.8813 | 1929.7857 | -2497.1635 | -3439.5716 | -4162.0047 | -1473.2834
CDP19 | VIC | Imports | 2913.2883 | 4207.9573 | 3733.4965 | 4108.5168 | 4722.5443 | 5786.5171 | 7494.1355 | 8987.9523 | 9842.2559 | 10262.1614 | 14734.0626 | 13486.4296 | 12943.5164 | 12169.4456 | 13018.1267 | 12244.7986 | 10574.4767 | 11320.7632 | 12403.6331 | 12157.2338 | 13990.1192 | 14073.8787 | 13378.9999 | 14615.5092 | 14991.9948 | 15443.0713 | 14618.7978 | 14095.8678
CDP19 | VIC | Exports | -10435.7265 | -10103.4507 | -12213.1986 | -12102.1308 | -7602.8295 | -6019.5015 | -8306.1891 | -8548.3884 | -6667.4416 | -6593.7661 | -8182.2572 | -9408.2472 | -11991.5416 | -14014.1631 | -16668.7234 | -19253.4289 | -18570.8767 | -16997.7352 | -14688.7804 | -13448.5966 | -15142.637 | -13971.1076 | -13192.7902 | -13234.3047 | -11901.1746 | -11775.2027 | -12340.2356 | -12881.6437
CDP19 | VIC | Net Imports | -7522.4382 | -5895.4934 | -8479.7021 | -7993.614 | -2880.2852 | -232.9844 | -812.0536 | 439.564 | 3174.8143 | 3668.3953 | 6551.8054 | 4078.1824 | 951.9747 | -1844.7175 | -3650.5967 | -7008.6303 | -7996.4 | -5676.972 | -2285.1473 | -1291.3628 | -1152.5178 | 102.7711 | 186.2097 | 1381.2045 | 3090.8202 | 3667.8687 | 2278.5622 | 1214.2241
CDP19 | SA | Imports | 1872.9809 | 2297.5076 | 4307.1745 | 5856.6321 | 3028.8142 | 4786.0019 | 5519.823 | 5273.0934 | 5540.2424 | 4110.9135 | 4290.0869 | 4297.099 | 4809.5765 | 4822.2643 | 5232.5515 | 6012.1692 | 5107.421 | 5075.3687 | 5042.9734 | 5069.0605 | 4946.2164 | 4612.4898 | 4591.9933 | 3489.6511 | 3735.7242 | 3754.5469 | 3724.7274 | 3312.4526
CDP19 | SA | Exports | -1264.5028 | -1738.6262 | -1445.2466 | -1682.3833 | -2242.5752 | -2242.2518 | -2093.9453 | -2499.034 | -3007.1925 | -3139.7258 | -2783.6096 | -2421.169 | -1972.0027 | -2163.4842 | -2200.0675 | -1641.1888 | -2477.9846 | -2367.5018 | -2035.1121 | -2276.5588 | -2941.6616 | -3027.3493 | -2990.599 | -3629.2673 | -3750.8475 | -3689.3515 | -3388.0178 | -4033.9055
CDP19 | SA | Net Imports | 608.4781 | 558.8814 | 2861.9279 | 4174.2489 | 786.239 | 2543.7501 | 3425.8778 | 2774.0594 | 2533.0499 | 971.1877 | 1506.4772 | 1875.9299 | 2837.5738 | 2658.7801 | 3032.484 | 4370.9804 | 2629.4364 | 2707.8668 | 3007.8614 | 2792.5017 | 2004.5548 | 1585.1406 | 1601.3943 | -139.6162 | -15.1233 | 65.1954 | 336.7096 | -721.4529
CDP19 | TAS | Imports | 1677.5273 | 530.5553 | 235.4889 | 66.0638 | 68.8188 | 63.4764 | 265.2973 | 603.3707 | 628.6616 | 216.8506 | 216.4111 | 398.1302 | 305.3078 | 318.5149 | 340.82 | 252.3304 | 592.8108 | 671.7094 | 827.6251 | 995.1511 | 1271.5177 | 1572.5873 | 1855.9946 | 1621.5853 | 1751.2556 | 1879.9327 | 1621.443 | 2040.9953
CDP19 | TAS | Exports | -1923.7058 | -3316.1092 | -3421.6779 | -3797.6776 | -3768.7254 | -3768.3582 | -6205.529 | -7299.2191 | -6723.8594 | -8048.83 | -8356.1639 | -8236.9297 | -8582.2359 | -8426.5324 | -10078.581 | -10341.3224 | -7970.3909 | -7827.665 | -8360.5216 | -6947.5033 | -9517.2072 | -9488.9872 | -8001.8409 | -9037.9687 | -8172.0784 | -8543.5467 | -8669.593 | -7696.0536
CDP19 | TAS | Net Imports | -246.1785 | -2785.554 | -3186.189 | -3731.6138 | -3699.9066 | -3704.8818 | -5940.2317 | -6695.8484 | -6095.1977 | -7831.9794 | -8139.7528 | -7838.7994 | -8276.9281 | -8108.0175 | -9737.761 | -10088.992 | -7377.5801 | -7155.9557 | -7532.8964 | -5952.3521 | -8245.6895 | -7916.3999 | -6145.8463 | -7416.3834 | -6420.8228 | -6663.614 | -7048.15 | -5655.0583
CDP20 | NSW | Imports | 10333.5074 | 13471.0546 | 14117.9412 | 12736.4226 | 11527.8576 | 9602.0989 | 11888.9578 | 10944.9974 | 8406.8366 | 10048.2558 | 13293.756 | 13432.8385 | 15506.4127 | 16011.9047 | 18674.0856 | 19356.666 | 21489.1189 | 18474.0277 | 16079.9998 | 16124.4783 | 16867.3851 | 15992.9374 | 14991.4194 | 16069.702 | 16973.2016 | 16987.6176 | 18764.3884 | 17339.4191
CDP20 | NSW | Exports | -1621.8734 | -712.4831 | -963.9484 | -2525.9487 | -2777.6212 | -5860.7424 | -4522.2816 | -5126.1476 | -7227.4425 | -5837.5545 | -11816.085 | -11268.6704 | -11592.2444 | -11448.6436 | -10188.441 | -11172.8836 | -9654.2164 | -11470.4099 | -12012.5197 | -12489.1867 | -13312.5661 | -10967.9912 | -12196.6688 | -11700.5463 | -11115.9051 | -10560.0071 | -10112.8198 | -10653.4701
CDP20 | NSW | Net Imports | 8711.634 | 12758.5714 | 13153.9928 | 10210.4739 | 8750.2364 | 3741.3565 | 7366.6762 | 5818.8499 | 1179.3941 | 4210.7012 | 1477.671 | 2164.1681 | 3914.1683 | 4563.2611 | 8485.6446 | 8183.7824 | 11834.9024 | 7003.6178 | 4067.48 | 3635.2916 | 3554.8191 | 5024.9462 | 2794.7505 | 4369.1557 | 5857.2965 | 6427.6105 | 8651.5686 | 6685.9489
CDP20 | QLD | Imports | 1334.0141 | 419.3043 | 595.7512 | 1274.1272 | 1447.138 | 2155.4934 | 1614.269 | 2218.5968 | 2748.646 | 2874.1715 | 4379.3166 | 4756.9673 | 5664.2168 | 6387.5207 | 5937.2032 | 7652.3423 | 6205.9509 | 7079.1822 | 6812.6184 | 6060.8873 | 8077.9835 | 5843.0925 | 6146.3853 | 6331.0875 | 4378.2976 | 3638.2624 | 3956.0244 | 4601.1416
CDP20 | QLD | Exports | -2885.8405 | -5055.8244 | -4944.9657 | -3934.7941 | -4420.3925 | -4669.6616 | -5723.7696 | -4622.5602 | -3584.0156 | -3898.9398 | -5786.8308 | -5048.9428 | -5110.1309 | -3667.7871 | -4051.1634 | -3078.2049 | -5325.9472 | -3887.7309 | -4127.2422 | -5275.3206 | -4093.4813 | -4533.1848 | -4478.2136 | -4487.7102 | -6988.872 | -7133.2754 | -8136.9536 | -6080.6067
CDP20 | QLD | Net Imports | -1551.8264 | -4636.5201 | -4349.2145 | -2660.667 | -2973.2545 | -2514.1682 | -4109.5006 | -2403.9635 | -835.3696 | -1024.7683 | -1407.5143 | -291.9755 | 554.086 | 2719.7336 | 1886.0398 | 4574.1374 | 880.0038 | 3191.4513 | 2685.3762 | 785.5667 | 3984.5022 | 1309.9077 | 1668.1716 | 1843.3773 | -2610.5744 | -3495.013 | -4180.9292 | -1479.4652
CDP20 | VIC | Imports | 2913.021 | 4207.5447 | 3732.2462 | 4108.3308 | 4728.284 | 5789.938 | 7507.6304 | 8990.3187 | 9847.2968 | 10269.0099 | 14746.1276 | 13495.5074 | 12954.6538 | 12178.6471 | 13037.2338 | 12254.0379 | 10591.2481 | 11346.3188 | 12429.9742 | 12176.8341 | 13970.3971 | 14057.3936 | 13393.738 | 14632.0433 | 15090.8198 | 15486.3265 | 14657.7113 | 14128.8909
CDP20 | VIC | Exports | -10436.2544 | -10104.5218 | -12218.9041 | -12101.1018 | -7596.4256 | -5901.1171 | -8282.6395 | -8519.7603 | -6661.1103 | -6575.8587 | -8168.2732 | -9394.5121 | -11969.5647 | -13998.3061 | -16622.2436 | -19213.6822 | -18529.516 | -17005.2428 | -14644.3453 | -13438.6941 | -15207.4733 | -14071.4549 | -13290.8921 | -13305.4588 | -11862.011 | -11770.5735 | -12378.1034 | -12939.0842
CDP20 | VIC | Net Imports | -7523.2334 | -5896.9771 | -8486.6579 | -7992.771 | -2868.1415 | -111.1792 | -775.0091 | 470.5584 | 3186.1865 | 3693.1512 | 6577.8544 | 4100.9953 | 985.0891 | -1819.6591 | -3585.0099 | -6959.6443 | -7938.2679 | -5658.924 | -2214.371 | -1261.86 | -1237.0762 | -14.0613 | 102.8459 | 1326.5845 | 3228.8088 | 3715.753 | 2279.6079 | 1189.8066
CDP20 | SA | Imports | 1873.8035 | 2298.6473 | 4312.0626 | 5851.2071 | 3036.8431 | 4802.7507 | 5542.3426 | 5293.2591 | 5559.9234 | 4102.7087 | 4285.8961 | 4293.9933 | 4801.976 | 4818.0887 | 5185.9139 | 5968.1782 | 5094.7574 | 5044.112 | 5040.6232 | 5075.3164 | 4914.5948 | 4648.2879 | 4602.4102 | 3501.5835 | 3726.8763 | 3713.5962 | 3699.6962 | 3290.9139
CDP20 | SA | Exports | -1264.1992 | -1738.1671 | -1443.9953 | -1677.7538 | -2245.5908 | -2210.8711 | -2079.666 | -2481.8755 | -2994.1571 | -3147.0433 | -2792.732 | -2428.4808 | -1977.8893 | -2172.5249 | -2235.4675 | -1677.7507 | -2496.4814 | -2392.9977 | -2042.9822 | -2282.3189 | -2996.3783 | -3050.2544 | -3027.2989 | -3642.9306 | -3780.9979 | -3709.6596 | -3410.5793 | -4059.7589
CDP20 | SA | Net Imports | 609.6042 | 560.4803 | 2868.0673 | 4173.4533 | 791.2523 | 2591.8796 | 3462.6767 | 2811.3837 | 2565.7662 | 955.6654 | 1493.164 | 1865.5125 | 2824.0867 | 2645.5638 | 2950.4464 | 4290.4276 | 2598.276 | 2651.1143 | 2997.6411 | 2792.9974 | 1918.2165 | 1598.0335 | 1575.1114 | -141.3471 | -54.1216 | 3.9366 | 289.1169 | -768.845
CDP20 | TAS | Imports | 1677.5273 | 530.5548 | 235.4945 | 66.6277 | 68.7417 | 62.1301 | 264.2592 | 600.5282 | 628.4798 | 215.9189 | 215.5037 | 396.9172 | 304.805 | 318.5431 | 340.0045 | 251.4051 | 593.2487 | 664.635 | 828.4975 | 1007.8985 | 1306.1169 | 1599.2047 | 1890.0607 | 1666.931 | 1791.1208 | 1917.8034 | 1661.3181 | 2092.0976
CDP20 | TAS | Exports | -1923.7058 | -3316.1092 | -3421.6823 | -3797.117 | -3768.8344 | -3770.0188 | -6209.1024 | -7297.3567 | -6724.4571 | -8050.6684 | -8356.6789 | -8235.6176 | -8582.2352 | -8427.4425 | -10077.1254 | -10340.1081 | -7968.163 | -7851.8943 | -8364.6238 | -6959.8942 | -9526.5784 | -9518.0307 | -8030.9402 | -9064.7014 | -8212.5301 | -8570.0905 | -8700.6824 | -7719.543
CDP20 | TAS | Net Imports | -246.1785 | -2785.5545 | -3186.1877 | -3730.4893 | -3700.0927 | -3707.8887 | -5944.8432 | -6696.8285 | -6095.9773 | -7834.7495 | -8141.1752 | -7838.7004 | -8277.4302 | -8108.8993 | -9737.1209 | -10088.703 | -7374.9143 | -7187.2593 | -7536.1263 | -5951.9957 | -8220.4615 | -7918.8261 | -6140.8794 | -7397.7704 | -6421.4093 | -6652.2871 | -7039.3642 | -5627.4454
CDP21 | NSW | Imports | 10333.5074 | 13471.0546 | 14117.9412 | 12736.4226 | 11527.8576 | 9602.0989 | 11888.9578 | 11067.5281 | 8622.264 | 10179.924 | 13081.1931 | 13324.6813 | 15259.694 | 15573.7842 | 18529.6102 | 19288.4497 | 21500.3281 | 18344.7946 | 15946.6028 | 16095.9872 | 16853.8327 | 15976.4127 | 14981.5315 | 16039.0157 | 16991.7904 | 16958.386 | 18733.0364 | 17305.6338
CDP21 | NSW | Exports | -1621.8734 | -712.4831 | -963.9484 | -2525.9487 | -2777.6212 | -5860.7424 | -4522.2816 | -5046.517 | -7550.992 | -5733.1524 | -11889.639 | -11381.6081 | -11388.6496 | -11580.6416 | -10162.5603 | -11235.1221 | -9660.1165 | -11540.349 | -12121.4031 | -12470.7039 | -13348.6138 | -11014.2842 | -12244.9071 | -11735.7107 | -11126.3145 | -10582.0065 | -10122.2085 | -10660.9465
CDP21 | NSW | Net Imports | 8711.634 | 12758.5714 | 13153.9928 | 10210.4739 | 8750.2364 | 3741.3565 | 7366.6762 | 6021.0111 | 1071.272 | 4446.7716 | 1191.5541 | 1943.0732 | 3871.0445 | 3993.1427 | 8367.0499 | 8053.3277 | 11840.2116 | 6804.4456 | 3825.1997 | 3625.2833 | 3505.2189 | 4962.1284 | 2736.6244 | 4303.3049 | 5865.4759 | 6376.3794 | 8610.8279 | 6644.6873
CDP21 | QLD | Imports | 1334.0141 | 419.3043 | 595.7512 | 1274.1272 | 1447.138 | 2155.4934 | 1614.269 | 2138.7408 | 2778.5298 | 2652.9004 | 4311.0766 | 4721.132 | 5697.8005 | 6431.9591 | 5935.8468 | 7738.286 | 6292.1698 | 7208.8304 | 6925.2592 | 6093.5062 | 8131.5769 | 5882.5543 | 6194.5929 | 6353.7913 | 4403.8988 | 3646.2058 | 3959.1472 | 4611.4774
CDP21 | QLD | Exports | -2885.8405 | -5055.8244 | -4944.9657 | -3934.7941 | -4420.3925 | -4669.6616 | -5723.7696 | -4746.3861 | -3858.2891 | -4148.571 | -5680.8345 | -5064.1337 | -4618.0618 | -3381.8562 | -3934.2576 | -3011.9245 | -5230.0837 | -3758.9889 | -4004.5529 | -5204.5976 | -4063.6792 | -4508.3506 | -4455.027 | -4481.0823 | -6990.1043 | -7150.2951 | -8131.7478 | -6070.181
CDP21 | QLD | Net Imports | -1551.8264 | -4636.5201 | -4349.2145 | -2660.667 | -2973.2545 | -2514.1682 | -4109.5006 | -2607.6454 | -1079.7592 | -1495.6706 | -1369.7579 | -343.0017 | 1079.7387 | 3050.1029 | 2001.5892 | 4726.3615 | 1062.0861 | 3449.8415 | 2920.7063 | 888.9086 | 4067.8977 | 1374.2037 | 1739.5659 | 1872.709 | -2586.2055 | -3504.0893 | -4172.6007 | -1458.7036
CDP21 | VIC | Imports | 2913.021 | 4207.5447 | 3732.2462 | 4108.3308 | 4728.284 | 5789.938 | 7507.6304 | 8980.3758 | 10007.3314 | 10043.7567 | 14532.4369 | 13308.4877 | 13732.3307 | 12545.6074 | 12900.3252 | 12162.4198 | 10627.4643 | 11337.8443 | 12456.8546 | 12165.9364 | 13981.6138 | 14063.7454 | 13411.9068 | 14651.5935 | 15100.79 | 15514.9778 | 14683.1797 | 14148.2649
CDP21 | VIC | Exports | -10436.2544 | -10104.5218 | -12218.9041 | -12101.1018 | -7596.4256 | -5901.1171 | -8282.6395 | -8543.3551 | -6584.2562 | -6645.2728 | -8217.7794 | -9427.0087 | -12553.7885 | -14308.9925 | -16745.9108 | -19366.7752 | -18618.1416 | -17004.8846 | -14621.4862 | -13481.7319 | -15229.7161 | -14090.3766 | -13325.6829 | -13300.3549 | -11888.3428 | -11736.0961 | -12362.0592 | -12923.9466
CDP21 | VIC | Net Imports | -7523.2334 | -5896.9771 | -8486.6579 | -7992.771 | -2868.1415 | -111.1792 | -775.0091 | 437.0207 | 3423.0751 | 3398.4839 | 6314.6575 | 3881.479 | 1178.5423 | -1763.3851 | -3845.5855 | -7204.3555 | -7990.6773 | -5667.0403 | -2164.6316 | -1315.7955 | -1248.1024 | -26.6312 | 86.2239 | 1351.2386 | 3212.4472 | 3778.8817 | 2321.1206 | 1224.3183
CDP21 | SA | Imports | 1873.8035 | 2298.6473 | 4312.0626 | 5851.2071 | 3036.8431 | 4802.7507 | 5542.3426 | 5314.9417 | 5776.7242 | 4311.8909 | 4490.5055 | 4504.2972 | 5116.5846 | 5097.2308 | 5305.6689 | 6083.301 | 5040.6994 | 4986.0691 | 5014.0727 | 5063.8347 | 4897.7214 | 4661.5153 | 4621.4708 | 3510.833 | 3734.47 | 3717.279 | 3709.4413 | 3292.5527
CDP21 | SA | Exports | -1264.1992 | -1738.1671 | -1443.9953 | -1677.7538 | -2245.5908 | -2210.8711 | -2079.666 | -2467.4432 | -3076.7612 | -2826.4897 | -2504.1504 | -2205.4846 | -1809.7217 | -1941.5075 | -2123.6731 | -1568.1845 | -2539.5388 | -2416.0913 | -2056.2197 | -2287.9735 | -2994.7511 | -3038.4186 | -3007.1844 | -3637.8643 | -3781.9828 | -3707.2582 | -3401.4392 | -4057.2827
CDP21 | SA | Net Imports | 609.6042 | 560.4803 | 2868.0673 | 4173.4533 | 791.2523 | 2591.8796 | 3462.6767 | 2847.4986 | 2699.963 | 1485.4012 | 1986.3551 | 2298.8126 | 3306.8628 | 3155.7233 | 3181.9958 | 4515.1166 | 2501.1606 | 2569.9779 | 2957.853 | 2775.8612 | 1902.9703 | 1623.0967 | 1614.2864 | -127.0313 | -47.5128 | 10.0208 | 308.0021 | -764.73
CDP21 | TAS | Imports | 1677.5273 | 530.5548 | 235.4945 | 66.6277 | 68.7417 | 62.1301 | 264.2592 | 595.3115 | 620.3061 | 217.6421 | 222.7487 | 409.6103 | 341.1996 | 525.117 | 369.0019 | 265.1362 | 624.3325 | 707.2887 | 841.2489 | 1012.0427 | 1314.9488 | 1600.7539 | 1892.543 | 1677.1795 | 1798.7975 | 1928.5359 | 1665.1163 | 2099.4861
CDP21 | TAS | Exports | -1923.7058 | -3316.1092 | -3421.6823 | -3797.117 | -3768.8344 | -3770.0188 | -6209.1024 | -7293.1965 | -6734.857 | -8052.6281 | -8345.5574 | -8189.9735 | -9777.3879 | -8960.7008 | -10074.0513 | -10355.5865 | -8037.1135 | -7864.5134 | -8380.3763 | -6986.3003 | -9542.9332 | -9533.5516 | -8069.2436 | -9077.4008 | -8243.0023 | -8589.7285 | -8732.4662 | -7745.058
CDP21 | TAS | Net Imports | -246.1785 | -2785.5545 | -3186.1877 | -3730.4893 | -3700.0927 | -3707.8887 | -5944.8432 | -6697.885 | -6114.5508 | -7834.986 | -8122.8088 | -7780.3632 | -9436.1883 | -8435.5838 | -9705.0493 | -10090.4503 | -7412.781 | -7157.2247 | -7539.1274 | -5974.2576 | -8227.9844 | -7932.7977 | -6176.7005 | -7400.2213 | -6444.2048 | -6661.1926 | -7067.3499 | -5645.5719
CDP22 | NSW | Imports | 10333.582 | 13471.2412 | 14119.2352 | 12743.4847 | 11542.3426 | 9631.2485 | 11915.6307 | 11026.9003 | 8631.3724 | 9901.0975 | 11967.916 | 11861.1136 | 13666.9126 | 14446.0869 | 17114.3289 | 19338.3967 | 21911.6503 | 18724.8182 | 16283.1316 | 16443.7948 | 17054.5974 | 16102.5359 | 15132.6699 | 16170.4318 | 16958.1462 | 16934.4053 | 18716.3036 | 17293.6856
CDP22 | NSW | Exports | -1620.8598 | -712.3653 | -963.6562 | -2524.7594 | -2775.8461 | -5844.8508 | -4488.2493 | -5074.7346 | -7563.4504 | -5835.286 | -9966.3448 | -9238.3064 | -8976.3805 | -8804.2936 | -7854.1222 | -10941.4802 | -9336.8158 | -10921.8469 | -11616.1611 | -12244.9118 | -12718.1048 | -10727.9892 | -11947.9026 | -11439.6076 | -11148.9623 | -10545.5455 | -10106.963 | -10658.1925
CDP22 | NSW | Net Imports | 8712.7222 | 12758.8759 | 13155.579 | 10218.7253 | 8766.4965 | 3786.3977 | 7427.3814 | 5952.1657 | 1067.922 | 4065.8116 | 2001.5712 | 2622.8072 | 4690.5321 | 5641.7932 | 9260.2067 | 8396.9165 | 12574.8346 | 7802.9713 | 4666.9704 | 4198.883 | 4336.4925 | 5374.5467 | 3184.7673 | 4730.8242 | 5809.184 | 6388.8597 | 8609.3406 | 6635.4932
CDP22 | QLD | Imports | 1332.9448 | 419.1715 | 595.4901 | 1270.8491 | 1453.4807 | 2203.2576 | 1613.3491 | 2198.1825 | 2780.9764 | 2800.8226 | 2451.4114 | 2716.9791 | 2899.5945 | 3378.1408 | 3299.4892 | 7096.6182 | 5656.0199 | 6441.1169 | 6261.5546 | 5673.9537 | 7363.887 | 5492.77 | 5809.5437 | 5960.1348 | 4422.6911 | 3624.0881 | 3958.382 | 4612.623
CDP22 | QLD | Exports | -2886.1309 | -5056.0955 | -4945.5691 | -3938.6967 | -4425.8381 | -4595.6154 | -5718.772 | -4662.4961 | -3870.5191 | -3856.6444 | -4855.0026 | -4003.8251 | -4189.1715 | -3057.2535 | -3305.7551 | -3485.6706 | -5947.7412 | -4191.6898 | -4454.148 | -5686.9686 | -4441.2577 | -4662.5016 | -4690.3385 | -4718.1793 | -6954.4785 | -7146.377 | -8129.4192 | -6070.6669
CDP22 | QLD | Net Imports | -1553.1861 | -4636.924 | -4350.079 | -2667.8476 | -2972.3574 | -2392.3578 | -4105.4229 | -2464.3136 | -1089.5426 | -1055.8219 | -2403.5912 | -1286.8461 | -1289.5771 | 320.8873 | -6.2659 | 3610.9476 | -291.7212 | 2249.4272 | 1807.4065 | -13.0149 | 2922.6293 | 830.2683 | 1119.2052 | 1241.9555 | -2531.7874 | -3522.2889 | -4171.0372 | -1458.0439
CDP22 | VIC | Imports | 2912.7973 | 4207.2316 | 3731.4042 | 4108.4954 | 4722.385 | 5786.1448 | 7494.2307 | 8981.3231 | 10038.7761 | 10166.164 | 14429.0991 | 13175.0941 | 12643.8172 | 11899.1097 | 12971.3694 | 12250.1307 | 10630.5648 | 11314.5957 | 12423.8648 | 12222.7269 | 13931.8983 | 14167.3265 | 13487.8333 | 14681.0099 | 15234.585 | 15616.7397 | 14757.1548 | 14219.6257
CDP22 | VIC | Exports | -10436.7245 | -10105.4694 | -12223.6594 | -12102.2155 | -7602.8623 | -6019.3081 | -8304.8417 | -8566.6631 | -6548.7109 | -6622.5005 | -8075.3091 | -9166.2129 | -11423.7935 | -13500.1711 | -16244.0892 | -19176.521 | -18503.6725 | -17061.5101 | -14656.8097 | -13421.2558 | -15157.0937 | -14084.8305 | -13350.6451 | -13328.9177 | -11925.9588 | -11779.155 | -12405.4623 | -12982.0483
CDP22 | VIC | Net Imports | -7523.9272 | -5898.2378 | -8492.2553 | -7993.7201 | -2880.4773 | -233.1633 | -810.611 | 414.6599 | 3490.0652 | 3543.6635 | 6353.7901 | 4008.8813 | 1220.0237 | -1601.0614 | -3272.7198 | -6926.3903 | -7873.1077 | -5746.9143 | -2232.9449 | -1198.5289 | -1225.1954 | 82.4959 | 137.1881 | 1352.0922 | 3308.6262 | 3837.5846 | 2351.6925 | 1237.5773
CDP22 | SA | Imports | 1874.5141 | 2299.6567 | 4316.1189 | 5856.7503 | 3028.7488 | 4785.9311 | 5520.6547 | 5282.7071 | 5742.6814 | 4281.8225 | 4517.9482 | 4535.3856 | 5084.4 | 5144.8541 | 5520.5642 | 6335.1973 | 5270.0649 | 5194.8384 | 5185.2632 | 5163.3197 | 5006.909 | 4673.6865 | 4669.2988 | 3577.2024 | 3692.4378 | 3673.507 | 3674.902 | 3263.0457
CDP22 | SA | Exports | -1263.9446 | -1737.8158 | -1443.181 | -1682.2946 | -2242.5037 | -2241.9262 | -2091.7551 | -2486.919 | -3100.8197 | -2972.2699 | -2380.9243 | -2017.0758 | -1618.3344 | -1685.9034 | -1836.7004 | -1396.2991 | -2380.2803 | -2299.5248 | -1935.7575 | -2257.29 | -3005.1031 | -3129.3665 | -3038.712 | -3600.8184 | -3873.2345 | -3760.2561 | -3453.4509 | -4106.4582
CDP22 | SA | Net Imports | 610.5695 | 561.8409 | 2872.9379 | 4174.4558 | 786.2451 | 2544.0049 | 3428.8996 | 2795.7881 | 2641.8617 | 1309.5527 | 2137.0239 | 2518.3098 | 3466.0656 | 3458.9507 | 3683.8638 | 4938.8982 | 2889.7846 | 2895.3136 | 3249.5057 | 2906.0297 | 2001.8059 | 1544.32 | 1630.5868 | -23.616 | -180.7966 | -86.7491 | 221.4511 | -843.4126
CDP22 | TAS | Imports | 1677.5274 | 530.5543 | 235.4916 | 66.0635 | 68.8189 | 63.4731 | 265.2551 | 596.9361 | 614.3085 | 216.6086 | 218.8215 | 361.9622 | 332.9574 | 357.5585 | 368.883 | 265.2613 | 626.4024 | 644.1255 | 839.7307 | 1035.2911 | 1382.4173 | 1679.7054 | 1993.1523 | 1758.637 | 1890.8559 | 2020.4265 | 1751.6448 | 2198.9837
CDP22 | TAS | Exports | -1923.7058 | -3316.1092 | -3421.6742 | -3797.6769 | -3768.7258 | -3768.3546 | -6205.5021 | -7295.2361 | -6724.6147 | -8079.8145 | -8307.6154 | -8225.1145 | -8420.0017 | -8178.1283 | -10033.9677 | -10285.6333 | -7926.1925 | -7844.9232 | -8330.6685 | -6928.6599 | -9418.1496 | -9511.3363 | -8064.8998 | -9059.8929 | -8296.082 | -8637.8329 | -8763.0918 | -7770.5976
CDP22 | TAS | Net Imports | -246.1785 | -2785.5549 | -3186.1826 | -3731.6133 | -3699.9069 | -3704.8815 | -5940.247 | -6698.3001 | -6110.3062 | -7863.2059 | -8088.7939 | -7863.1523 | -8087.0443 | -7820.5698 | -9665.0847 | -10020.372 | -7299.7902 | -7200.7977 | -7490.9378 | -5893.3688 | -8035.7323 | -7831.631 | -6071.7474 | -7301.2559 | -6405.2261 | -6617.4064 | -7011.447 | -5571.6139
CDP23 | NSW | Imports | 10333.582 | 13471.2412 | 14119.2352 | 12743.4847 | 11542.3426 | 9631.2485 | 11915.6307 | 11036.0672 | 8604.9436 | 9894.4254 | 11874.3821 | 11732.4184 | 13676.8974 | 14248.3807 | 17008.184 | 19271.4072 | 21820.633 | 18614.6367 | 16211.8594 | 16400.1271 | 17123.4963 | 16274.8069 | 15248.1436 | 16222.5658 | 17091.6923 | 16959.498 | 18738.5323 | 17342.0682
CDP23 | NSW | Exports | -1620.8598 | -712.3653 | -963.6562 | -2524.7594 | -2775.8461 | -5844.8508 | -4488.2493 | -5055.6161 | -7518.6742 | -5843.666 | -10063.4596 | -9492.1727 | -8959.4887 | -9043.2846 | -7837.8291 | -10992.5251 | -9378.3901 | -11009.8353 | -11697.4727 | -12262.338 | -12718.3579 | -10620.3634 | -11902.659 | -11441.1203 | -11079.7794 | -10512.9825 | -10052.9774 | -10623.3512
CDP23 | NSW | Net Imports | 8712.7222 | 12758.8759 | 13155.579 | 10218.7253 | 8766.4965 | 3786.3977 | 7427.3814 | 5980.4512 | 1086.2694 | 4050.7594 | 1810.9226 | 2240.2456 | 4717.4087 | 5205.0961 | 9170.3549 | 8278.8821 | 12442.2429 | 7604.8014 | 4514.3867 | 4137.7891 | 4405.1384 | 5654.4436 | 3345.4847 | 4781.4455 | 6011.9129 | 6446.5155 | 8685.5549 | 6718.717
CDP23 | QLD | Imports | 1332.9448 | 419.1715 | 595.4901 | 1270.8491 | 1453.4807 | 2203.2576 | 1613.3491 | 2180.8647 | 2776.6693 | 2816.9495 | 2452.5552 | 2741.4113 | 3013.3778 | 3524.5161 | 3305.4838 | 7153.3046 | 5737.9454 | 6555.2743 | 6344.0775 | 5703.3442 | 7414.5373 | 5498.2595 | 5818.3079 | 5995.6955 | 4402.9738 | 3615.9863 | 3963.6748 | 4606.4336
CDP23 | QLD | Exports | -2886.1309 | -5056.0955 | -4945.5691 | -3938.6967 | -4425.8381 | -4595.6154 | -5718.772 | -4673.8272 | -3826.5912 | -3828.1389 | -4830.2409 | -3978.3468 | -3856.0017 | -2769.3176 | -3228.1041 | -3438.1624 | -5869.5592 | -4103.3562 | -4384.9165 | -5629.0536 | -4426.6155 | -4688.2383 | -4696.3131 | -4702.6671 | -7034.7391 | -7171.5994 | -8094.7101 | -6084.479
CDP23 | QLD | Net Imports | -1553.1861 | -4636.924 | -4350.079 | -2667.8476 | -2972.3574 | -2392.3578 | -4105.4229 | -2492.9626 | -1049.9219 | -1011.1894 | -2377.6857 | -1236.9355 | -842.6239 | 755.1984 | 77.3796 | 3715.1422 | -131.6138 | 2451.9181 | 1959.161 | 74.2906 | 2987.9218 | 810.0212 | 1121.9948 | 1293.0284 | -2631.7653 | -3555.6132 | -4131.0353 | -1478.0454
CDP23 | VIC | Imports | 2912.7973 | 4207.2316 | 3731.4042 | 4108.4954 | 4722.385 | 5786.1448 | 7494.2307 | 8971.311 | 10008.3633 | 10046.0457 | 14309.978 | 13135.4405 | 13617.3236 | 12580.1341 | 12867.7013 | 12153.1183 | 10610.7487 | 11306.1645 | 12444.7949 | 12222.1855 | 13948.8149 | 14155.6017 | 13523.5892 | 14696.1773 | 15275.5003 | 15663.9929 | 14787.3703 | 14233.1215
CDP23 | VIC | Exports | -10436.7245 | -10105.4694 | -12223.6594 | -12102.2155 | -7602.8623 | -6019.3081 | -8304.8417 | -8565.3137 | -6594.4452 | -6668.9557 | -8118.4848 | -9209.0453 | -12163.5897 | -13977.6812 | -16325.1882 | -19262.193 | -18546.9261 | -17105.2431 | -14669.4537 | -13433.7608 | -15306.8969 | -14234.1661 | -13522.9955 | -13476.927 | -12046.1762 | -11833.3213 | -12524.4346 | -13091.629
CDP23 | VIC | Net Imports | -7523.9272 | -5898.2378 | -8492.2553 | -7993.7201 | -2880.4773 | -233.1633 | -810.611 | 405.9973 | 3413.9181 | 3377.09 | 6191.4932 | 3926.3951 | 1453.734 | -1397.5471 | -3457.4869 | -7109.0746 | -7936.1774 | -5799.0787 | -2224.6588 | -1211.5753 | -1358.082 | -78.5645 | 0.59371 | 1219.2503 | 3229.3241 | 3830.6716 | 2262.9357 | 1141.4925
CDP23 | SA | Imports | 1874.5141 | 2299.6567 | 4316.1189 | 5856.7503 | 3028.7488 | 4785.9311 | 5520.6547 | 5282.1481 | 5753.2107 | 4295.2599 | 4654.3677 | 4732.1407 | 5427.6613 | 5446.4696 | 5593.1069 | 6430.8026 | 5266.5917 | 5194.7944 | 5185.0316 | 5168.2564 | 4996.1399 | 4615.4061 | 4671.2936 | 3597.3454 | 3700.6577 | 3655.5345 | 3667.4623 | 3254.1039
CDP23 | SA | Exports | -1263.9446 | -1737.8158 | -1443.181 | -1682.2946 | -2242.5037 | -2241.9262 | -2091.7551 | -2475.0526 | -3093.3857 | -2850.9146 | -2180.6238 | -1895.8545 | -1453.6684 | -1557.3903 | -1749.9703 | -1327.0836 | -2353.998 | -2280.1291 | -1932.7051 | -2242.5037 | -3006.9101 | -3181.4896 | -3047.0878 | -3612.5328 | -3892.4836 | -3771.1845 | -3457.5981 | -4113.9754
CDP23 | SA | Net Imports | 610.5695 | 561.8409 | 2872.9379 | 4174.4558 | 786.2451 | 2544.0049 | 3428.8996 | 2807.0955 | 2659.825 | 1444.3453 | 2473.7439 | 2836.2862 | 3973.9929 | 3889.0793 | 3843.1366 | 5103.719 | 2912.5937 | 2914.6653 | 3252.3265 | 2925.7527 | 1989.2299 | 1433.9164 | 1624.2058 | -15.1874 | -191.8259 | -115.6501 | 209.8642 | -859.8716
CDP23 | TAS | Imports | 1677.5274 | 530.5543 | 235.4916 | 66.0635 | 68.8189 | 63.4731 | 265.2551 | 598.2222 | 624.4633 | 216.149 | 214.2349 | 397.3141 | 428.9785 | 542.9182 | 406.7289 | 280.2609 | 666.3925 | 698.6311 | 853.5641 | 1027.0988 | 1454.3136 | 1738.6639 | 2064.4964 | 1833.6276 | 1965.6688 | 2086.0197 | 1817.3019 | 2283.1023
CDP23 | TAS | Exports | -1923.7058 | -3316.1092 | -3421.6742 | -3797.6769 | -3768.7258 | -3768.3546 | -6205.5021 | -7298.8035 | -6734.5539 | -8077.1543 | -8312.7088 | -8163.3056 | -9731.49 | -8994.7449 | -10040.1131 | -10268.9296 | -7953.4378 | -7870.9372 | -8354.7795 | -6953.3558 | -9478.5218 | -9558.4806 | -8156.7754 | -9112.1644 | -8383.3147 | -8691.9436 | -8844.6214 | -7805.3949
CDP23 | TAS | Net Imports | -246.1785 | -2785.5549 | -3186.1826 | -3731.6133 | -3699.9069 | -3704.8815 | -5940.247 | -6700.5814 | -6110.0907 | -7861.0053 | -8098.4739 | -7765.9915 | -9302.5116 | -8451.8267 | -9633.3842 | -9988.6687 | -7287.0454 | -7172.3061 | -7501.2155 | -5926.257 | -8024.2081 | -7819.8167 | -6092.279 | -7278.5368 | -6417.6458 | -6605.9239 | -7027.3195 | -5522.2926
CDP24 | NSW | Imports | 10333.4994 | 13471.0097 | 14118.068 | 12743.5304 | 11542.172 | 9630.9128 | 11910.3058 | 10986.2848 | 8418.0871 | 10103.6668 | 13224.1104 | 13384.0431 | 15248.4803 | 15613.8227 | 18556.5605 | 19261.5261 | 21466.0786 | 18334.1495 | 16059.6662 | 16132.9046 | 16716.9391 | 15805.7525 | 14831.2501 | 15995.131 | 16952.9647 | 16970.391 | 18746.3898 | 17312.8907
CDP24 | NSW | Exports | -1622.1214 | -712.5103 | -963.9405 | -2524.8355 | -2776.164 | -5845.5566 | -4495.4859 | -5081.0724 | -7199.1141 | -5835.9927 | -11901.6799 | -11372.4306 | -11385.1337 | -11660.207 | -10185.2027 | -11190.4924 | -9630.5242 | -11587.8371 | -12032.8921 | -12452.6097 | -13505.0233 | -11149.4572 | -12372.2537 | -11810.4297 | -11145.1283 | -10612.602 | -10155.1828 | -10696.4864
CDP24 | NSW | Net Imports | 8711.378 | 12758.4994 | 13154.1275 | 10218.6949 | 8766.008 | 3785.3562 | 7414.8199 | 5905.2124 | 1218.973 | 4267.6742 | 1322.4306 | 2011.6124 | 3863.3466 | 3953.6157 | 8371.3578 | 8071.0338 | 11835.5544 | 6746.3125 | 4026.7741 | 3680.2949 | 3211.9158 | 4656.2953 | 2458.9964 | 4184.7013 | 5807.8364 | 6357.789 | 8591.207 | 6616.4043
CDP24 | QLD | Imports | 1334.2752 | 419.3345 | 595.7625 | 1270.9514 | 1453.7767 | 2203.8663 | 1621.3844 | 2210.1488 | 2751.8479 | 2883.9818 | 4315.37 | 4668.762 | 5645.1486 | 6452.0461 | 5899.9779 | 7643.9256 | 6211.3845 | 7173.7888 | 6845.9813 | 6048.0513 | 8201.469 | 6007.0194 | 6288.3935 | 6390.5949 | 4390.1085 | 3642.8249 | 3964.8633 | 4612.4054
CDP24 | QLD | Exports | -2885.7714 | -5055.7603 | -4945.1897 | -3938.7107 | -4425.7522 | -4595.1302 | -5711.6831 | -4628.5567 | -3573.0885 | -3879.502 | -5824.4222 | -5143.446 | -4677.2582 | -3432.1313 | -4037.8556 | -3073.7103 | -5301.5174 | -3828.6388 | -4091.6414 | -5259.8866 | -3997.7413 | -4377.4844 | -4365.0341 | -4460.7242 | -6951.6207 | -7124.7866 | -8128.4281 | -6089.4237
CDP24 | QLD | Net Imports | -1551.4963 | -4636.4258 | -4349.4273 | -2667.7593 | -2971.9755 | -2391.2639 | -4090.2988 | -2418.4078 | -821.2405 | -995.5202 | -1509.0522 | -474.684 | 967.8904 | 3019.9148 | 1862.1223 | 4570.2154 | 909.8671 | 3345.1501 | 2754.3399 | 788.1647 | 4203.7277 | 1629.5351 | 1923.3594 | 1929.8707 | -2561.5122 | -3481.9618 | -4163.5649 | -1477.0184
CDP24 | VIC | Imports | 2913.0714 | 4207.6233 | 3732.3845 | 4108.5041 | 4722.4728 | 5786.3581 | 7494.1702 | 8978.0694 | 9806.6022 | 10147.6155 | 14589.3903 | 13421.109 | 13740.8346 | 12610.8055 | 12937.9549 | 12144.9728 | 10588.9775 | 11332.337 | 12441.2746 | 12175.1764 | 14015.4016 | 14089.413 | 13420.3105 | 14663.1112 | 15097.0849 | 15501.8453 | 14677.8827 | 14150.1249
CDP24 | VIC | Exports | -10436.1535 | -10104.2979 | -12217.9704 | -12102.1672 | -7602.8384 | -6019.4166 | -8305.6036 | -8554.1155 | -6717.5956 | -6679.6504 | -8207.5404 | -9403.0676 | -12492.7899 | -14296.5724 | -16714.8526 | -19312.7652 | -18594.0201 | -17007.2122 | -14662.0323 | -13448.7814 | -15162.7504 | -14009.6471 | -13243.2804 | -13254.4098 | -11866.4917 | -11761.8009 | -12357.0572 | -12884.1335
CDP24 | VIC | Net Imports | -7523.0821 | -5896.6745 | -8485.5858 | -7993.6631 | -2880.3656 | -233.0585 | -811.4334 | 423.9538 | 3089.0065 | 3467.9651 | 6381.8499 | 4018.0413 | 1248.0447 | -1685.7669 | -3776.8976 | -7167.7924 | -8005.0426 | -5674.8752 | -2220.7577 | -1273.605 | -1147.3488 | 79.7658 | 177.03 | 1408.7014 | 3230.5932 | 3740.0445 | 2320.8255 | 1265.9913
CDP24 | SA | Imports | 1873.636 | 2298.4111 | 4311.2234 | 5856.6825 | 3028.7854 | 4785.967 | 5520.1602 | 5278.5387 | 5585.2368 | 4142.5791 | 4463.4942 | 4477.1061 | 5116.0795 | 5095.2424 | 5338.7316 | 6124.8844 | 5111.26 | 5078.6997 | 5029.9818 | 5067.0316 | 4927.3101 | 4611.4319 | 4606.8452 | 3522.9616 | 3741.2768 | 3748.7448 | 3724.2617 | 3307.1737
CDP24 | SA | Exports | -1264.2572 | -1738.2557 | -1444.1532 | -1682.3412 | -2242.5457 | -2242.1192 | -2093.0115 | -2492.7029 | -2976.7814 | -3046.4131 | -2551.5415 | -2259.6018 | -1814.494 | -1950.1896 | -2088.606 | -1538.0069 | -2457.023 | -2344.6562 | -2046.5289 | -2284.1526 | -2949.9862 | -3042.9882 | -2985.5963 | -3630.498 | -3768.6205 | -3699.1274 | -3395.9044 | -4049.6557
CDP24 | SA | Net Imports | 609.3789 | 560.1554 | 2867.0702 | 4174.3413 | 786.2397 | 2543.8477 | 3427.1487 | 2785.8358 | 2608.4553 | 1096.166 | 1911.9527 | 2217.5043 | 3301.5855 | 3145.0528 | 3250.1257 | 4586.8775 | 2654.2369 | 2734.0435 | 2983.4529 | 2782.8789 | 1977.324 | 1568.4437 | 1621.249 | -107.5363 | -27.3437 | 49.6174 | 328.3573 | -742.4819
CDP24 | TAS | Imports | 1677.5274 | 530.5548 | 235.4907 | 66.0636 | 68.8189 | 63.4756 | 265.2879 | 597.7829 | 627.8821 | 216.5451 | 222.3475 | 409.8759 | 360.1562 | 523.3692 | 375.4883 | 257.7956 | 619.6644 | 707.0379 | 839.3129 | 995.8491 | 1290.519 | 1582.9932 | 1868.9041 | 1645.2467 | 1769.6546 | 1900.8787 | 1635.0014 | 2061.5859
CDP24 | TAS | Exports | -1923.7058 | -3316.1092 | -3421.6753 | -3797.6774 | -3768.7255 | -3768.3572 | -6205.5244 | -7294.3771 | -6723.0763 | -8052.8302 | -8329.5285 | -8182.35 | -9741.0234 | -8956.1856 | -10082.1965 | -10318.1299 | -8014.2802 | -7857.6687 | -8383.1222 | -6973.5826 | -9536.1377 | -9517.0331 | -8049.5389 | -9060.9838 | -8219.2282 | -8566.3678 | -8711.8263 | -7724.4812
CDP24 | TAS | Net Imports | -246.1785 | -2785.5544 | -3186.1846 | -3731.6138 | -3699.9066 | -3704.8816 | -5940.2364 | -6696.5942 | -6095.1943 | -7836.2851 | -8107.1809 | -7772.4741 | -9380.8673 | -8432.8164 | -9706.7081 | -10060.3343 | -7394.6159 | -7150.6308 | -7543.8093 | -5977.7335 | -8245.6187 | -7934.0399 | -6180.6348 | -7415.7371 | -6449.5737 | -6665.4891 | -7076.8249 | -5662.8953
CDP25 | NSW | Imports | 10334.614 | 13470.5497 | 13928.9992 | 12692.0715 | 11459.9169 | 11326.7208 | 13147.715 | 11851.1418 | 8623.8293 | 9315.6441 | 9241.5826 | 12001.3791 | 14209.2589 | 14785.1074 | 17389.203 | 20174.4295 | 21149.4396 | 19935.2215 | 17064.8077 | 16762.4672 | 16201.2207 | 15540.1605 | 14363.0609 | 15566.1115 | 16098.8089 | 16611.9054 | 18238.3423 | 17056.6973
CDP25 | NSW | Exports | -1624.4176 | -712.7677 | -1013.5481 | -2669.7059 | -2869.4551 | -4305.9851 | -3265.6652 | -4028.0733 | -7201.7418 | -6744.0398 | -7407.0169 | -9364.415 | -8549.5599 | -8392.6539 | -7735.7132 | -11214.6888 | -10326.8485 | -10312.4843 | -11402.7636 | -12253.3062 | -13788.3506 | -11572.248 | -12770.1815 | -12045.5584 | -11729.4168 | -10894.4739 | -10420.1851 | -11015.2163
CDP25 | NSW | Net Imports | 8710.1964 | 12757.782 | 12915.451 | 10022.3656 | 8590.4618 | 7020.7357 | 9882.0498 | 7823.0685 | 1422.0875 | 2571.6042 | 1834.5658 | 2636.9641 | 5659.699 | 6392.4535 | 9653.4898 | 8959.7407 | 10822.5911 | 9622.7373 | 5662.0441 | 4509.161 | 2412.8701 | 3967.9125 | 1592.8794 | 3520.5531 | 4369.3921 | 5717.4315 | 7818.1572 | 6041.481
CDP25 | QLD | Imports | 1336.6954 | 419.6223 | 626.6419 | 1280.4949 | 1401.0027 | 1776.93 | 1065.4779 | 1629.5649 | 2992.8689 | 2981.9805 | 2402.2502 | 2547.8022 | 3154.6585 | 3608.2186 | 3646.8779 | 7758.2383 | 6473.8884 | 6416.1466 | 6587.1586 | 5770.0792 | 7778.6633 | 5883.4422 | 6341.6091 | 6228.8282 | 4786.7655 | 3935.0532 | 4060.3665 | 4841.3043
CDP25 | QLD | Exports | -2885.1215 | -5055.0963 | -4892.582 | -3936.6554 | -4643.1956 | -5099.8765 | -6127.0263 | -5100.722 | -3469.8542 | -3828.5925 | -4784.0645 | -4401.7458 | -3796.8015 | -2669.8584 | -2883.0471 | -3081.9169 | -4965.554 | -4026.2959 | -4052.7101 | -5456.3399 | -3987.0687 | -4396.4118 | -4082.0371 | -4329.0973 | -6237.36 | -6739.4968 | -7773.0091 | -5915.5336
CDP25 | QLD | Net Imports | -1548.4261 | -4635.474 | -4265.9401 | -2656.1605 | -3242.1928 | -3322.9464 | -5061.5484 | -3471.1571 | -476.9853 | -846.612 | -2381.8143 | -1853.9436 | -642.143 | 938.3602 | 763.8308 | 4676.3214 | 1508.3344 | 2389.8507 | 2534.4485 | 313.7393 | 3791.5946 | 1487.0303 | 2259.5721 | 1899.7309 | -1450.5945 | -2804.4435 | -3712.6426 | -1074.2293
CDP25 | VIC | Imports | 2913.7419 | 4208.5163 | 3728.8689 | 4162.896 | 4769.0782 | 5170.701 | 4597.1193 | 5156.6326 | 7230.0401 | 7037.2152 | 8335.902 | 8954.6994 | 11161.321 | 9955.9097 | 11152.2549 | 11045.8122 | 9278.9179 | 9827.5811 | 10855.0594 | 10976.6467 | 13352.3877 | 13363.2482 | 12550.226 | 13918.3914 | 14393.7349 | 14933.9287 | 14293.4293 | 13727.4407
CDP25 | VIC | Exports | -10436.5148 | -10102.3173 | -12100.6077 | -12194.7776 | -7435.3011 | -7198.7591 | -8767.903 | -8213.4343 | -6300.7695 | -5694.3135 | -5566.7196 | -8581.4072 | -12459.7417 | -14237.9815 | -17134.0649 | -20708.7873 | -20101.0814 | -19570.9638 | -16643.2948 | -14347.1681 | -15154.9788 | -13776.0408 | -12841.8677 | -13248.876 | -11896.6726 | -11580.6685 | -12082.6258 | -12584.704
CDP25 | VIC | Net Imports | -7522.773 | -5893.801 | -8371.7388 | -8031.8816 | -2666.2229 | -2028.0581 | -4170.7836 | -3056.8017 | 929.2706 | 1342.9017 | 2769.1824 | 373.2922 | -1298.4206 | -4282.0718 | -5981.81 | -9662.9752 | -10822.1635 | -9743.3826 | -5788.2355 | -3370.5214 | -1802.591 | -412.7926 | -291.6417 | 669.5154 | 2497.0623 | 3353.2601 | 2210.8035 | 1142.7367
CDP25 | SA | Imports | 1872.1927 | 2296.2909 | 4291.8866 | 6117.8123 | 3153.1328 | 4383.2924 | 5049.2106 | 4824.5993 | 5325.7573 | 4229.2464 | 5572.1206 | 4299.3489 | 5175.5358 | 5035.1948 | 5640.2261 | 6591.2674 | 6481.9616 | 6304.8175 | 6112.1513 | 5977.6123 | 6040.0495 | 5232.4377 | 4986.1446 | 4070.346 | 4157.5207 | 3917.529 | 3882.5059 | 3460.6268
CDP25 | SA | Exports | -1265.0115 | -1739.2443 | -1408.3495 | -1762.5762 | -2131.2951 | -2417.6064 | -2440.7937 | -2832.2441 | -3774.699 | -3872.7911 | -4404.4092 | -2350.0648 | -1601.7511 | -1791.1265 | -1845.4791 | -1444.2439 | -1409.9636 | -1547.7673 | -1225.1278 | -1638.9097 | -2351.7085 | -2635.3031 | -2699.7681 | -3082.4661 | -3287.3438 | -3537.098 | -3286.9986 | -3879.6625
CDP25 | SA | Net Imports | 607.1812 | 557.0466 | 2883.5371 | 4355.2361 | 1021.8378 | 1965.6861 | 2608.4169 | 1992.3552 | 1551.0583 | 356.4553 | 1167.7114 | 1949.2841 | 3573.7847 | 3244.0683 | 3794.747 | 5147.0235 | 5071.998 | 4757.0501 | 4887.0235 | 4338.7026 | 3688.341 | 2597.1346 | 2286.3765 | 987.8799 | 870.1769 | 380.431 | 595.5073 | -419.0357
CDP25 | TAS | Imports | 1677.5272 | 530.5558 | 245.3278 | 85.6021 | 68.8876 | 77.1744 | 183.5022 | 174.3304 | 187.834 | 181.9048 | 163.7765 | 285.1139 | 334.3449 | 452.2176 | 455.602 | 345.5571 | 734.7534 | 638.0149 | 730.9578 | 648.0886 | 895.6426 | 1114.266 | 1272.4882 | 1302.0459 | 1455.3522 | 1529.0057 | 1355.172 | 1657.2446
CDP25 | TAS | Exports | -1923.7057 | -3316.1093 | -3406.637 | -3775.1616 | -3772.7714 | -3712.5916 | -3441.6369 | -3461.7953 | -3613.2651 | -3606.254 | -3553.4218 | -3390.7108 | -7627.2649 | -6745.0278 | -8685.8596 | -9465.6676 | -7315.5135 | -7664.2704 | -8026.2385 | -6439.1702 | -8985.8573 | -8753.5509 | -7119.6744 | -8379.7252 | -7741.389 | -8175.6848 | -8266.9974 | -7348.1973
CDP25 | TAS | Net Imports | -246.1785 | -2785.5535 | -3161.3093 | -3689.5595 | -3703.8838 | -3635.4173 | -3258.1346 | -3287.4649 | -3425.4311 | -3424.3492 | -3389.6453 | -3105.5968 | -7292.92 | -6292.8102 | -8230.2576 | -9120.1105 | -6580.7601 | -7026.2555 | -7295.2807 | -5791.0816 | -8090.2147 | -7639.2849 | -5847.1862 | -7077.6793 | -6286.0368 | -6646.6791 | -6911.8254 | -5690.9527
Counterfactual | NSW | Imports | 10334.2821 | 13471.1421 | 13936.2893 | 12706.9021 | 11380.9529 | 11194.2285 | 13242.7642 | 11784.0639 | 8795.6979 | 9153.0267 | 9254.2581 | 9696.1844 | 10296.3376 | 11020.6713 | 12706.6739 | 11902.8425 | 12756.482 | 13100.645 | 11536.9133 | 12692.9616 | 13152.561 | 12855.9236 | 12386.8687 | 13318.3016 | 14192.7103 | 14052.1629 | 14545.9585 | 15170.3091
Counterfactual | NSW | Exports | -1621.1472 | -712.4056 | -1011.7215 | -2665.5407 | -2901.114 | -4133.2759 | -3117.5638 | -3625.9934 | -5004.0013 | -5111.5458 | -5537.5399 | -5116.6092 | -4869.8612 | -4605.2573 | -3340.197 | -3555.6061 | -2605.2793 | -2498.4585 | -2907.7482 | -3034.4516 | -3355.7843 | -2836.4055 | -3342.5314 | -2723.5318 | -2461.2483 | -2337.6601 | -2879.2029 | -2678.9573
Counterfactual | NSW | Net Imports | 8713.1348 | 12758.7364 | 12924.5679 | 10041.3614 | 8479.8389 | 7060.9525 | 10125.2005 | 8158.0705 | 3791.6966 | 4041.481 | 3716.7182 | 4579.5752 | 5426.4764 | 6415.4141 | 9366.477 | 8347.2363 | 10151.2027 | 10602.1865 | 8629.1651 | 9658.51 | 9796.7766 | 10019.5181 | 9044.3373 | 10594.7698 | 11731.462 | 11714.5028 | 11666.7555 | 12491.3518
Counterfactual | QLD | Imports | 1333.2559 | 419.2189 | 624.8705 | 1275.4335 | 1395.4126 | 1677.8658 | 803.7693 | 1390.7359 | 2226.7519 | 2647.2312 | 2008.7854 | 2092.1621 | 2276.7116 | 2285.8824 | 1474.3119 | 2104.1567 | 1443.41 | 1310.6723 | 1481.8404 | 1045.3456 | 1297.0215 | 1099.5194 | 1134.19 | 1094.6108 | 718.9042 | 805.2886 | 896.9607 | 1161.9828
Counterfactual | QLD | Exports | -2885.9456 | -5055.9584 | -4897.5406 | -3953.8393 | -4676.3134 | -5040.0046 | -6612.927 | -5245.2563 | -3781.5363 | -3546.4586 | -4478.5487 | -4390.9238 | -4209.134 | -3955.5573 | -5192.0626 | -4028.5019 | -4903.1051 | -5213.0534 | -4720.3466 | -5812.8994 | -5515.358 | -5295.9286 | -5257.5071 | -5445.7763 | -6597.7951 | -6405.1571 | -6303.457 | -5980.2012
Counterfactual | QLD | Net Imports | -1552.6897 | -4636.7396 | -4272.6701 | -2678.4058 | -3280.9008 | -3362.1388 | -5809.1578 | -3854.5203 | -1554.7844 | -899.2274 | -2469.7633 | -2298.7617 | -1932.4224 | -1669.675 | -3717.7507 | -1924.3453 | -3459.6951 | -3902.3811 | -3238.5062 | -4767.5538 | -4218.3365 | -4196.4092 | -4123.317 | -4351.1656 | -5878.8909 | -5599.8685 | -5406.4963 | -4818.2184
Counterfactual | VIC | Imports | 2912.8709 | 4207.325 | 3728.1351 | 4165.6838 | 4761.8611 | 5040.5776 | 4737.2387 | 5029.8668 | 6038.919 | 6374.6792 | 8114.3762 | 7206.7929 | 6601.7149 | 5900.9925 | 4908.7912 | 4539.7315 | 3092.0678 | 3786.7203 | 4244.3725 | 4577.1269 | 4646.434 | 4234.2061 | 4551.0048 | 4178.3122 | 4312.828 | 4333.3026 | 4031.6241 | 4046.4142
Counterfactual | VIC | Exports | -10437.3917 | -10105.1732 | -12108.1378 | -12192.0584 | -7304.7968 | -7390.2333 | -8189.8202 | -7553.1857 | -5814.4425 | -5454.6549 | -5157.6588 | -5414.8756 | -6773.9135 | -7890.8559 | -8886.4803 | -9617.319 | -9333.1758 | -8365.7331 | -7524.5596 | -7130.2508 | -7911.1368 | -7572.685 | -7197.5643 | -7524.1538 | -7176.2947 | -7179.9013 | -8031.6188 | -8709.4735
Counterfactual | VIC | Net Imports | -7524.5208 | -5897.8482 | -8380.0027 | -8026.3747 | -2542.9358 | -2349.6557 | -3452.5815 | -2523.3189 | 224.4765 | 920.0243 | 2956.7174 | 1791.9173 | -172.1986 | -1989.8634 | -3977.689 | -5077.5874 | -6241.108 | -4579.0129 | -3280.1871 | -2553.1239 | -3264.7028 | -3338.479 | -2646.5595 | -3345.8416 | -2863.4668 | -2846.5987 | -3999.9947 | -4663.0593
Counterfactual | SA | Imports | 1874.2897 | 2299.332 | 4297.8935 | 6115.0413 | 3137.689 | 4534.2539 | 4849.4871 | 4234.9661 | 3942.2692 | 3014.7913 | 3921.0246 | 3467.5492 | 3828.7636 | 4225.6584 | 4555.2154 | 4692.9281 | 4027.4866 | 3320.8537 | 3206.1288 | 3430.6414 | 3744.2099 | 3402.0335 | 3513.5806 | 3093.3436 | 3149.7825 | 3071.9585 | 3619.4746 | 3310.7045
Counterfactual | SA | Exports | -1264.0356 | -1737.9261 | -1408.2153 | -1762.2307 | -2089.646 | -2234.8897 | -2389.3738 | -2678.9748 | -2895.4717 | -3643.5546 | -4442.6599 | -3902.8104 | -3721.6833 | -3667.8884 | -2950.407 | -2553.5596 | -3024.2952 | -3845.2898 | -3646.0317 | -3894.6854 | -4130.5505 | -4167.8927 | -4125.0903 | -4475.1416 | -4468.1165 | -4570.3161 | -4478.3299 | -5081.9777
Counterfactual | SA | Net Imports | 610.2542 | 561.4059 | 2889.6783 | 4352.8106 | 1048.043 | 2299.3643 | 2460.1133 | 1555.9913 | 1046.7974 | -628.7634 | -521.6353 | -435.2611 | 107.0803 | 557.77 | 1604.8084 | 2139.3685 | 1003.1913 | -524.4361 | -439.903 | -464.044 | -386.3406 | -765.8592 | -611.5096 | -1381.798 | -1318.334 | -1498.3576 | -858.8552 | -1771.2732
Counterfactual | TAS | Imports | 1677.5273 | 530.5546 | 245.1848 | 85.499 | 69.1089 | 73.6714 | 155.3164 | 134.4862 | 91.7557 | 102.8352 | 38.1633 | 62.3371 | 120.4744 | 112.1739 | 158.3665 | 79.2226 | 459.1474 | 434.2048 | 412.7949 | 363.3346 | 333.2479 | 440.3677 | 456.596 | 447.6483 | 430.7442 | 444.8437 | 546.814 | 599.4985
Counterfactual | TAS | Exports | -1923.7058 | -3316.1092 | -3406.7582 | -3774.8905 | -3773.1543 | -3722.1936 | -3478.891 | -3470.7087 | -3599.9419 | -3536.3497 | -3720.2003 | -3699.8068 | -3549.4102 | -3425.8196 | -3434.2121 | -3563.8948 | -1912.7383 | -2030.5612 | -2083.3638 | -2237.1228 | -2260.6447 | -2159.1384 | -2119.5472 | -1963.6129 | -2101.5146 | -2214.5216 | -1948.2233 | -1838.2994
Counterfactual | TAS | Net Imports | -246.1784 | -2785.5546 | -3161.5734 | -3689.3916 | -3704.0453 | -3648.5222 | -3323.5745 | -3336.2225 | -3508.1862 | -3433.5145 | -3682.037 | -3637.4697 | -3428.9358 | -3313.6458 | -3275.8456 | -3484.6721 | -1453.5909 | -1596.3564 | -1670.5688 | -1873.7882 | -1927.3968 | -1718.7707 | -1662.9512 | -1515.9646 | -1670.7703 | -1769.678 | -1401.4094 | -1238.8009

## Costs (hidden)
Annual costs by class ($000s)
Real July 2023 dollars. Flow path augmentation costs include capital and operating expenditure. Capital costs are annualised for modelling purposes. Some rounding errors may be present.
CDP | Category | 2024-25 | 2025-26 | 2026-27 | 2027-28 | 2028-29 | 2029-30 | 2030-31 | 2031-32 | 2032-33 | 2033-34 | 2034-35 | 2035-36 | 2036-37 | 2037-38 | 2038-39 | 2039-40 | 2040-41 | 2041-42 | 2042-43 | 2043-44 | 2044-45 | 2045-46 | 2046-47 | 2047-48 | 2048-49 | 2049-50 | 2050-51 | 2051-52
CDP1 | Generator capital | 0 | 731784.0878 | 931746.5758 | 2348418.7468 | 4595006.5011 | 5592571.1706 | 5812754.0848 | 6149846.9192 | 6719795.2977 | 7893259.7307 | 8449541.7435 | 8812793.7247 | 9436134.8544 | 9980838.2971 | 10435842.3073 | 10975701.7335 | 11498352.4247 | 11759631.9922 | 12178441.1788 | 12848730.3615 | 13949795.5471 | 13908278.7887 | 13998581.8675 | 14521677.9001 | 15416103.0987 | 16502784.8843 | 16817891.2577 | 17262090.5498
CDP1 | FOM | 3126578.2219 | 3105908.2422 | 3195313.4996 | 3253360.0423 | 3112260.1022 | 3101377.98 | 3205991.0167 | 3414793.9177 | 3464534.8698 | 3226994.6109 | 3272842.2461 | 3466958.3677 | 3626795.668 | 3786605.5658 | 3940515.6608 | 4107583.9142 | 4025188.1221 | 4105343.4651 | 4155981.5297 | 4227109.2504 | 4302009.3614 | 4231148.5879 | 4189723.49 | 4164093.5061 | 4277291.7562 | 4411226.0511 | 4426118.0112 | 4446697.3265
CDP1 | Fuel | 3278686.5773 | 2992373.7511 | 2673193.8809 | 2178694.4027 | 1948143.1369 | 1111378.5433 | 983579.5696 | 978868.6876 | 989551.4794 | 986411.7729 | 1057316.4241 | 1012057.4952 | 1245449.8801 | 939961.5939 | 713784.1031 | 1106800.0352 | 1674069.4706 | 1305294.6316 | 1369029.4175 | 1671859.9656 | 1435587.296 | 1542874.7341 | 1815740.7706 | 1942907.4466 | 1377542.7467 | 1026007.5307 | 2158955.8068 | 1993223.1174
CDP1 | VOM | 676771.3205 | 630099.2529 | 570102.5625 | 533936.7019 | 444394.26 | 363616.0518 | 326796.526 | 316245.6379 | 319323.6078 | 303863.4395 | 287652.6846 | 273974.5729 | 295549.7764 | 235214.3485 | 232316.6572 | 264455.5267 | 291473.0959 | 247977.1925 | 257502.8284 | 254760.4463 | 247176.3811 | 252541.773 | 257180.115 | 245465.7122 | 215569.896 | 204904.1028 | 271948.7244 | 185837.7742
CDP1 | DSP+USE | 63.6023 | 24571.1963 | 0.0025699 | 354.4529 | 5327.5764 | 40751.6297 | 25670.3455 | 168.9131 | 0.004503 | 5488.0191 | 15815.6489 | 8008.4548 | 19933.5871 | 12000.4072 | 7169.4512 | 10247.7404 | 72275.9539 | 24292.6339 | 9264.0598 | 16933.1845 | 13049.7519 | 2124.1519 | 15599.641 | 17835.2906 | 32885.665 | 9307.4259 | 85111.9351 | 81509.3604
CDP1 | REZ augmentation | 0 | 0 | 0 | 0 | 0 | 42234.3294 | 112044.3765 | 112044.3765 | 112044.3765 | 112044.3765 | 117562.2014 | 133658.7555 | 149994.0791 | 161834.8493 | 169961.4314 | 179740.1635 | 180774.3098 | 184117.296 | 184336.7033 | 184336.7033 | 218057.7911 | 220087.0453 | 221511.7606 | 221511.7606 | 225040.816 | 234811.5677 | 238022.1221 | 238022.1221
CDP1 | Flow path augmentation | 0 | 0 | 0 | 0 | 0 | 254724.3146 | 1170798.8974 | 1282019.1576 | 1573237.2076 | 1573237.2076 | 2120153.7002 | 2120153.7002 | 2344693.5712 | 2344693.5712 | 2344693.5712 | 2344693.5712 | 2344693.5712 | 2479331.0287 | 2479331.0287 | 2479331.0287 | 2479331.0287 | 2479331.0287 | 2479331.0287 | 2479331.0287 | 2479331.0287 | 2474425.0702 | 2470521.0014 | 2467021.0014
CDP1 | Emissions cost | 7739949.4244 | 7720755.3905 | 7808384.7414 | 6696065.3635 | 5464328.7659 | 3766437.233 | 4659733.4301 | 4778402.3755 | 4597967.4992 | 3616341.6756 | 3141956.5359 | 3560721.6671 | 3829501.5119 | 3535530.7814 | 3549010.3736 | 4294387.42 | 3959117.2411 | 3872617.0864 | 4332516.6322 | 4820655.0596 | 4699912.5429 | 5279367.6003 | 5829138.2769 | 4480136.2988 | 3861678.0571 | 3894499.5279 | 4420470.8997 | 970085.8719
CDP2 | Generator capital | 0 | 731783.8134 | 932015.7731 | 2349126.1175 | 4597441.1049 | 5591867.4705 | 5812002.5143 | 6149072.1982 | 6703445.4982 | 7791326.7545 | 8603181.4158 | 9020901.3721 | 9683852.4799 | 10235049.6433 | 10715460.3469 | 11220263.0488 | 11704988.8727 | 11736526.1491 | 12270321.2819 | 12928304.1465 | 14203459.7541 | 14115768.3513 | 14226143.7978 | 14646581.6403 | 15463889.4912 | 16507032.8156 | 16815601.9794 | 17288089.3867
CDP2 | FOM | 3126578.2219 | 3105908.2189 | 3195334.1507 | 3253562.3535 | 3112707.1277 | 3101269.7592 | 3205876.7933 | 3414676.4633 | 3461498.042 | 3203910.0758 | 3295241.3541 | 3495767.0401 | 3661749.4491 | 3822636.5684 | 3980027.8223 | 4142578.9918 | 4054446.4633 | 4098463.1343 | 4166367.9384 | 4234236.8977 | 4328718.9766 | 4247735.7867 | 4209046.8857 | 4167231.2612 | 4272669.7887 | 4409198.4097 | 4422631.5639 | 4475291.5925
CDP2 | Fuel | 3278652.9806 | 2992373.7734 | 2672999.3565 | 2177653.2042 | 1945840.9029 | 1120097.4882 | 994247.2844 | 1010084.7001 | 1136128.5187 | 1369768.2796 | 1134784.689 | 1082291.9544 | 1355825.4112 | 1024077.1052 | 762314.9531 | 1028447.693 | 1578693.0391 | 1305973.8131 | 1338559.5539 | 1625383.3997 | 1367810.0653 | 1517084.0507 | 1734067.2005 | 1938787.5027 | 1412869.5797 | 1119053.5342 | 2260325.1202 | 2098929.0907
CDP2 | VOM | 676773.7407 | 630099.2607 | 570069.051 | 533736.0228 | 444194.7013 | 364648.6975 | 328649.2348 | 318837.2414 | 337220.189 | 336348.4538 | 287645.7005 | 272438.279 | 293141.7657 | 234396.1463 | 223728.2348 | 251822.5222 | 279110.2352 | 251233.6001 | 255470.0548 | 251111.168 | 238402.1254 | 246984.1027 | 248531.3737 | 242603.4988 | 216757.3288 | 207341.8714 | 275468.8484 | 187952.2869
CDP2 | DSP+USE | 63.6024 | 24571.4016 | 0.0027313 | 354.4531 | 5309.14 | 44647.5506 | 26204.5084 | 225.7042 | 1705.3961 | 7830.9168 | 45389.6614 | 22423.1015 | 37554.396 | 16120.0936 | 7806.4716 | 4930.5446 | 66123.2893 | 27701.383 | 9363.5487 | 18671.2128 | 13300.2276 | 2103.4311 | 16101.7089 | 17299.4656 | 33848.6685 | 8572.6282 | 89234.7641 | 80621.9578
CDP2 | REZ augmentation | 0 | 0 | 0 | 0 | 0 | 42234.3294 | 42234.3294 | 42234.3294 | 42270.3031 | 42270.3031 | 42270.3031 | 47748.5864 | 69085.561 | 80622.0505 | 88808.2255 | 149748.4006 | 151233.0294 | 151233.0294 | 154570.2967 | 154570.2967 | 174622.9414 | 175142.8814 | 175142.8814 | 207564.2426 | 208046.224 | 217454.4294 | 218789.9531 | 218789.9531
CDP2 | Flow path augmentation | 0 | 0 | 0 | 0 | 0 | 161931.1894 | 964818.2308 | 964818.2308 | 964818.2308 | 964818.2308 | 1689642.7502 | 1689642.7502 | 1914182.6213 | 1914182.6213 | 1934761.4493 | 2166092.8931 | 2166092.8931 | 2300730.3506 | 2300730.3506 | 2300730.3506 | 2300730.3506 | 2300730.3506 | 2300730.3506 | 2300730.3506 | 2300730.3506 | 2298324.3921 | 2294420.3233 | 2294420.3233
CDP2 | Emissions cost | 7739909.4356 | 7720755.3968 | 7807972.5835 | 6695273.7885 | 5464460.9592 | 3755134.8047 | 4680245.9435 | 4778066.1144 | 4627896.9061 | 3920226.0404 | 3053728.3236 | 3491190.6469 | 3767792.4825 | 3422070.8687 | 3293507.4357 | 4128506.1417 | 3758143.593 | 3869885.9113 | 4265685.4768 | 4723182.3579 | 4555968.3426 | 5174804.3073 | 5635298.296 | 4399781.2998 | 3878429.1072 | 3939225.7995 | 4496372.2105 | 1025676.1102
CDP3 | Generator capital | 0 | 731784.0054 | 931746.441 | 2348464.0065 | 4598444.3277 | 5592882.0695 | 5813092.5745 | 6150158.8872 | 6727770.1836 | 7878561.5906 | 8476668.2462 | 8834302.7743 | 9453552.8521 | 10004250.2817 | 10451355.4982 | 10990386.1996 | 11492976.9503 | 11737296.8006 | 12175952.8046 | 12852327.1259 | 13961733.4559 | 13923751.9795 | 14018038.3865 | 14517232.8843 | 15431478.3342 | 16490715.1898 | 16789284.4698 | 17276579.6531
CDP3 | FOM | 3126578.2219 | 3105908.2352 | 3195312.7944 | 3253378.4842 | 3112713.9051 | 3101251.2553 | 3205867.7514 | 3414666.9717 | 3465825.2597 | 3226320.4571 | 3277664.8763 | 3471506.7536 | 3630576.5017 | 3791598.4946 | 3944404.3823 | 4111373.9492 | 4024890.6972 | 4100131.7771 | 4155335.754 | 4227641.5785 | 4302856.9831 | 4230754.5852 | 4191780.4002 | 4161462.2168 | 4278749.1377 | 4408751.1067 | 4421681.8346 | 4472341.4608
CDP3 | Fuel | 3278688.985 | 2992373.7585 | 2673192.9258 | 2178475.3281 | 1948477.0365 | 1112523.0328 | 982237.6523 | 989221.7923 | 996350.1895 | 1046517.7332 | 1068520.5966 | 1033621.7937 | 1399899.3293 | 1055115.4486 | 725530.9201 | 1115508.6324 | 1698166.5951 | 1319291.6582 | 1401407.0282 | 1708485.0956 | 1501717.4151 | 1615342.8397 | 1864636.1896 | 2016972.548 | 1427716.4754 | 1096667.0795 | 2267379.2894 | 2082021.5934
CDP3 | VOM | 676771.2088 | 630099.2581 | 570102.6486 | 533930.248 | 444254.0076 | 364113.6217 | 326536.1738 | 316272.909 | 318571.4752 | 306313.8713 | 287064.2672 | 273710.1225 | 297270.6034 | 240959.8714 | 231953.7915 | 264505.6595 | 292330.8508 | 248831.6801 | 259129.7661 | 255578.0881 | 251063.5472 | 255950.2427 | 259717.6873 | 249574.8365 | 217548.1301 | 207270.6145 | 277072.8154 | 188542.1753
CDP3 | DSP+USE | 63.6038 | 24571.259 | 0.0042671 | 354.4549 | 5320.9466 | 41069.5628 | 25623.9448 | 131.4418 | 0.008255 | 5469.6129 | 15772.8811 | 8226.0939 | 40954.4666 | 23097.0907 | 7571.5908 | 10639.8876 | 73429.3084 | 25534.0477 | 8551.9491 | 16672.1709 | 13102.3516 | 2251.953 | 16784.1525 | 18527.6209 | 33514.1115 | 9367.2553 | 93110.4912 | 81454.8268
CDP3 | REZ augmentation | 0 | 0 | 0 | 0 | 0 | 42234.3294 | 112044.3765 | 112044.3765 | 112044.3765 | 112044.3765 | 117354.3633 | 131829.6717 | 141027.5986 | 151426.7006 | 166762.0213 | 178415.3067 | 179511.3265 | 183830.4788 | 183830.4789 | 183830.4789 | 192807.389 | 192807.389 | 192807.389 | 192807.389 | 193455.1382 | 203090.6851 | 204155.3927 | 204155.3927
CDP3 | Flow path augmentation | 0 | 0 | 0 | 0 | 0 | 181066.0649 | 1097140.6478 | 1097140.6478 | 1388358.6978 | 1388358.6978 | 1935275.1904 | 1935275.1904 | 1935275.1904 | 1935275.1904 | 2160474.7402 | 2160474.7402 | 2160474.7402 | 2295112.1977 | 2295112.1977 | 2295112.1977 | 2295112.1977 | 2295112.1977 | 2295112.1977 | 2295112.1977 | 2295112.1977 | 2292706.2391 | 2288802.1704 | 2288802.1704
CDP3 | Emissions cost | 7739952.2845 | 7720755.398 | 7808385.9821 | 6696261.9874 | 5463663.6401 | 3757448.4909 | 4659463.5579 | 4781447.9216 | 4591473.3771 | 3642997.582 | 3112505.7611 | 3541481.1843 | 3838189.6375 | 3506658.6378 | 3498091.7419 | 4278895.6179 | 3955774.8743 | 3882881.3035 | 4363204.5754 | 4852146.4327 | 4798353.1569 | 5373270.7474 | 5883675.0743 | 4551642.2144 | 3891224.7776 | 3926675.7085 | 4510643.4655 | 1012400.1774
CDP4 | Generator capital | 0 | 731783.9415 | 931767.465 | 2348735.2045 | 4596422.0738 | 5597064.696 | 5817206.6054 | 6154320.2874 | 6730063.179 | 7881643.8211 | 8477379.1126 | 8835546.6933 | 9453042.0673 | 10003725.107 | 10448977.8654 | 10988008.323 | 11495445.6125 | 11725717.2393 | 12172644.7546 | 12844048.0195 | 13992622.451 | 13943690.5916 | 14038687.3032 | 14535201.5375 | 15440025.0837 | 16498210.8236 | 16794254.3411 | 17280527.2105
CDP4 | FOM | 3126578.2219 | 3105908.2298 | 3195316.1826 | 3253411.358 | 3112503.7365 | 3101692.9466 | 3206300.8414 | 3415107.2188 | 3465918.8305 | 3226553.4389 | 3277619.7475 | 3471562.2123 | 3630327.8754 | 3791347.9545 | 3943892.0498 | 4110860.1809 | 4025041.8482 | 4098767.587 | 4154941.5355 | 4226391.6368 | 4305983.514 | 4232577.6835 | 4193593.0039 | 4163122.8296 | 4279440.7537 | 4408957.1259 | 4421268.2559 | 4472668.0873
CDP4 | Fuel | 3278685.5971 | 2992373.7674 | 2673181.0942 | 2178375.98 | 1948376.4824 | 1111898.5238 | 992754.6552 | 996490.2774 | 998211.7313 | 1045372.1248 | 1069352.9054 | 1034582.8271 | 1402553.0513 | 1056277.0077 | 726755.4551 | 1117540.4642 | 1699999.8268 | 1321315.63 | 1400753.4248 | 1715885.9042 | 1484693.0585 | 1605910.8525 | 1854023.3845 | 2003450.9387 | 1420516.9365 | 1096341.9102 | 2263680.2314 | 2079423.5653
CDP4 | VOM | 676771.4376 | 630099.2598 | 570100.8019 | 533896.5826 | 444468.5052 | 363855.4326 | 327779.1405 | 317162.6344 | 318614.9302 | 305969.677 | 286994.0046 | 273688.6362 | 297388.8991 | 241056.7346 | 232246.1885 | 264841.7402 | 292370.9308 | 249433.5927 | 259200.6943 | 255928.558 | 249591.6312 | 255068.3316 | 258911.7893 | 248606.9427 | 217276.0342 | 207068.3768 | 276689.8082 | 188306.7938
CDP4 | DSP+USE | 63.6032 | 24571.3069 | 0.0036622 | 354.4542 | 5321.6193 | 41104.2059 | 27284.1661 | 132.7084 | 0.0072243 | 5452.6419 | 15754.2757 | 8244.5439 | 41106.4451 | 23051.3469 | 7588.4041 | 10637.8966 | 73003.2839 | 25539.3466 | 8496.2292 | 16740.1811 | 12829.1257 | 2295.8789 | 16536.1749 | 18089.3507 | 33396.8758 | 8487.7763 | 92600.9653 | 81988.7253
CDP4 | REZ augmentation | 0 | 0 | 0 | 0 | 0 | 42234.3294 | 112044.3765 | 112044.3765 | 112044.3765 | 112044.3765 | 117311.3611 | 131871.4179 | 141275.6377 | 151624.0078 | 166892.7388 | 178703.548 | 179747.4258 | 184002.5915 | 184002.5916 | 184002.5916 | 195032.0152 | 195032.0152 | 195032.0152 | 195032.0152 | 195300.4413 | 204786.5145 | 205945.9991 | 205945.9991
CDP4 | Flow path augmentation | 0 | 0 | 0 | 0 | 0 | 181066.0649 | 999980.7173 | 999980.7173 | 1388760.412 | 1388760.412 | 1935676.9046 | 1935676.9046 | 1935676.9046 | 1935676.9046 | 2160876.4544 | 2160876.4544 | 2160876.4544 | 2295513.9119 | 2295513.9119 | 2295513.9119 | 2295513.9119 | 2295513.9119 | 2295513.9119 | 2295513.9119 | 2295513.9119 | 2293107.9533 | 2289989.8311 | 2289989.8311
CDP4 | Emissions cost | 7739948.2608 | 7720755.408 | 7808358.6244 | 6696475.3161 | 5463587.1995 | 3757837.5704 | 4674022.4364 | 4781919.0766 | 4596457.8251 | 3640802.4475 | 3113280.2051 | 3541109.339 | 3840971.6478 | 3508224.6477 | 3502737.7232 | 4283442.4989 | 3957154.0126 | 3889373.4352 | 4362054.2635 | 4862071.4159 | 4771974.4496 | 5352350.3212 | 5867938.2194 | 4534428.2693 | 3883896.8118 | 3928140.8424 | 4506909.8257 | 1011326.0011
CDP5 | Generator capital | 0 | 731783.9206 | 931994.973 | 2348712.6063 | 4595999.7411 | 5593875.4988 | 5814018.9329 | 6151070.5054 | 6728877.2411 | 7925837.3988 | 8481416.1305 | 8836457.7566 | 9463747.429 | 10014486.4014 | 10495888.3222 | 11034919.6663 | 11504390.9246 | 11701618.6059 | 12167606.5596 | 12833796.3917 | 14071052.6502 | 14008405.9154 | 14133620.4149 | 14560827.0493 | 15469428.6043 | 16498172.4146 | 16811974.8701 | 17271061.9923
CDP5 | FOM | 3126578.2219 | 3105908.228 | 3195329.4173 | 3253500.0331 | 3112592.212 | 3101427.6823 | 3206035.7685 | 3414833.591 | 3466027.5658 | 3231215.6367 | 3277312.8703 | 3470627.3307 | 3630741.1749 | 3791768.0129 | 3949366.4787 | 4116349.725 | 4026218.5664 | 4096070.8468 | 4154166.2409 | 4224440.6351 | 4313325.134 | 4238100.9903 | 4201317.2739 | 4162707.5104 | 4279370.326 | 4408050.4325 | 4422843.6424 | 4467877.3257
CDP5 | Fuel | 3278654.2624 | 2992373.7664 | 2673003.8764 | 2178624.1879 | 1946176.549 | 1119346.1261 | 986683.4173 | 987713.6873 | 993415.9634 | 1026927.2474 | 1070832.8344 | 1035790.1979 | 1404661.7093 | 1059663.4408 | 710579.6094 | 1096155.7639 | 1694180.0556 | 1322071.7235 | 1394411.4981 | 1707227.0531 | 1431668.2632 | 1569140.4814 | 1788190.9634 | 1981510.6361 | 1397555.8089 | 1097987.7942 | 2241461.1269 | 2089907.576
CDP5 | VOM | 676773.6518 | 630099.258 | 570069.1445 | 534049.911 | 444248.3952 | 364559.7132 | 326600.6965 | 316166.6252 | 318379.785 | 302532.7392 | 287005.0469 | 273692.8348 | 296931.7852 | 240733.1791 | 229246.3357 | 261468.5876 | 291938.9339 | 250723.2133 | 258959.2647 | 256343.4614 | 245706.8599 | 251781.3434 | 253510.0491 | 246908.1594 | 215758.3309 | 207124.5535 | 275084.1776 | 188552.7918
CDP5 | DSP+USE | 63.6024 | 24571.3214 | 0.0026714 | 354.453 | 5308.669 | 43797.1113 | 25551.056 | 127.9404 | 153.9651 | 5235.9768 | 15851.1223 | 8679.5263 | 40820.2811 | 28005.0626 | 7369.3278 | 10435.682 | 72619.3566 | 26595.601 | 8881.329 | 17045.7983 | 13040.5998 | 4194.8319 | 15766.5725 | 16587.7648 | 33546.8269 | 8101.5994 | 91127.0751 | 81528.5697
CDP5 | REZ augmentation | 0 | 0 | 0 | 0 | 0 | 42234.3294 | 112044.3765 | 112044.3765 | 112044.3765 | 112044.3765 | 117132.2288 | 131370.9002 | 140702.6018 | 151112.1104 | 166336.3561 | 178571.8369 | 179811.2372 | 183142.2493 | 183529.3824 | 183529.3824 | 202936.3796 | 202936.3796 | 202936.3796 | 202936.3796 | 203456.7644 | 212789.1736 | 213255.0404 | 213255.0404
CDP5 | Flow path augmentation | 0 | 0 | 0 | 0 | 0 | 161931.1894 | 1078005.7722 | 1078005.7722 | 1369223.8222 | 1369223.8222 | 1916140.3148 | 1916140.3148 | 1916140.3148 | 1916140.3148 | 2161918.6927 | 2161918.6927 | 2161918.6927 | 2296556.1502 | 2296556.1502 | 2296556.1502 | 2296556.1502 | 2296556.1502 | 2296556.1502 | 2296556.1502 | 2296556.1502 | 2294150.1916 | 2290246.1229 | 2290246.1229
CDP5 | Emissions cost | 7739910.9612 | 7720755.3987 | 7807982.8684 | 6694993.5386 | 5464268.7909 | 3755304.9883 | 4657678.9142 | 4775333.3335 | 4580513.6578 | 3625333.7553 | 3114876.9849 | 3546851.434 | 3843153.9705 | 3509010.4727 | 3443387.5841 | 4238642.4598 | 3950561.2999 | 3901755.852 | 4353765.5631 | 4855302.3283 | 4683178.2481 | 5280899.4098 | 5773573.618 | 4507857.2429 | 3862861.7786 | 3928810.0916 | 4474825.5153 | 1019284.7374
CDP6 | Generator capital | 0 | 731784.1884 | 931266.2656 | 2349311.5507 | 4593461.323 | 5600621.2924 | 5860302.5546 | 6197386.428 | 6770602.1429 | 8021553.7489 | 8555803.1702 | 8912315.2373 | 9535895.472 | 10086508.6528 | 10572105.0287 | 11111169.3478 | 11587860.3538 | 11717357.621 | 12201690.2931 | 12871319.7558 | 14088570.4048 | 14062177.3101 | 14161337.9032 | 14549309.1418 | 15459646.8958 | 16481202.3913 | 16805516.8689 | 17262596.0273
CDP6 | FOM | 3126578.2219 | 3105908.2507 | 3195386.4279 | 3253786.8923 | 3112753.9022 | 3102979.1846 | 3212284.4122 | 3421103.4257 | 3471431.3685 | 3241539.4784 | 3284952.2915 | 3478841.8867 | 3638244.4904 | 3799254.7004 | 3956998.7284 | 4124007.2355 | 4034881.8705 | 4096596.0005 | 4157902.0674 | 4229305.678 | 4315522.1931 | 4244595.5207 | 4204042.0403 | 4158861.9214 | 4277265.7398 | 4404407.5463 | 4420550.9958 | 4465213.5321
CDP6 | Fuel | 3278403.0628 | 2992373.7439 | 2674612.8526 | 2179357.7859 | 1942912.6982 | 1117404.9076 | 1008548.0595 | 1003705.5878 | 989467.1428 | 1012612.271 | 1068485.9274 | 1032150.1074 | 1401133.3174 | 1057325.0183 | 711820.7509 | 1102430.8874 | 1699141.7316 | 1320916.0397 | 1397661.4756 | 1702237.4538 | 1421167.3772 | 1531006.0359 | 1776832.9418 | 1971117.5978 | 1398497.9273 | 1099337.8513 | 2238021.8767 | 2077055.6793
CDP6 | VOM | 676787.4786 | 630099.25 | 569881.9303 | 534223.6616 | 444303.4156 | 364221.7553 | 327818.7417 | 316910.5386 | 318332.5248 | 299396.7229 | 286211.7046 | 272669.6901 | 296097.4976 | 239994.7921 | 229609.7153 | 261702.5045 | 291322.8703 | 252458.3633 | 258529.8415 | 255383.6019 | 244747.8682 | 248846.3703 | 252301.9238 | 246814.778 | 215969.4532 | 207682.0137 | 274856.4655 | 188651.0841
CDP6 | DSP+USE | 63.6022 | 24571.1213 | 0.0025291 | 0.0028933 | 5160.2505 | 43223.7824 | 25663.0118 | 119.408 | 271.5321 | 4960.8118 | 15979.9709 | 8632.8845 | 39235.1225 | 26412.562 | 39600.9695 | 9717.8024 | 73771.39 | 28921.6147 | 8360.4749 | 17534.2505 | 13444.6845 | 5126.5061 | 16084.3964 | 17914.3339 | 33143.5139 | 9684.441 | 90804.9635 | 81755.187
CDP6 | REZ augmentation | 0 | 0 | 0 | 0 | 0 | 42234.3294 | 112044.3765 | 112044.3765 | 112044.3765 | 112044.3765 | 117013.1936 | 131118.2372 | 141038.8231 | 151481.8928 | 166823.5253 | 178988.6178 | 180130.0479 | 183590.5042 | 183889.2458 | 183889.2458 | 210299.4984 | 210299.4984 | 210299.4984 | 210299.4984 | 210713.0314 | 220068.578 | 221083.543 | 221083.543
CDP6 | Flow path augmentation | 0 | 0 | 0 | 0 | 0 | 161931.1894 | 980845.8417 | 980845.8417 | 1369625.5364 | 1369625.5364 | 1916542.029 | 1916542.029 | 1916542.029 | 1916542.029 | 2162320.4069 | 2162320.4069 | 2162320.4069 | 2296957.8644 | 2296957.8644 | 2296957.8644 | 2296957.8644 | 2296957.8644 | 2296957.8644 | 2296957.8644 | 2296957.8644 | 2294551.9058 | 2291433.7835 | 2291433.7835
CDP6 | Emissions cost | 7739611.9149 | 7720755.3905 | 7809763.7206 | 6691707.8155 | 5464774.7528 | 3757319.2946 | 4674101.6091 | 4775759.7409 | 4574980.6873 | 3612081.1205 | 3116900.5636 | 3542732.4314 | 3847189.7287 | 3507931.1611 | 3460383.3155 | 4249895.3019 | 3960578.0079 | 3905706.4641 | 4354219.3359 | 4847131.0887 | 4655142.7681 | 5219932.727 | 5748277.4468 | 4498441.9981 | 3861922.0133 | 3927120.9396 | 4460930.7595 | 1012698.382
CDP7 | Generator capital | 0 | 731783.9775 | 931990.482 | 2349171.2344 | 4586474.5648 | 5598633.7466 | 5962821.3784 | 6299540.3154 | 6883482.132 | 8080372.041 | 8634882.6963 | 8989394.1379 | 9614036.5548 | 10164647.9179 | 10641693.5311 | 11180772.4218 | 11649809.3365 | 11764287.4529 | 12256037.5355 | 12923605.8374 | 14128139.358 | 14074047.0458 | 14182061.5861 | 14586599.0744 | 15486233.5746 | 16518239.1173 | 16836801.4083 | 17291948.5344
CDP7 | FOM | 3126578.2219 | 3105908.2328 | 3195328.3343 | 3253503.0529 | 3111360.6143 | 3102384.6167 | 3220060.6178 | 3428854.9382 | 3481144.7608 | 3245943.6995 | 3292132.9846 | 3485793.1725 | 3645440.099 | 3806450.2992 | 3963439.1435 | 4130467.2183 | 4040420.8225 | 4099035.1267 | 4161145.2847 | 4232958.2882 | 4316704.7317 | 4242738.0575 | 4203140.6751 | 4161781.3876 | 4278553.4881 | 4407414.768 | 4422043.4244 | 4467836.9443
CDP7 | Fuel | 3278654.0418 | 2992373.7599 | 2672998.7638 | 2178298.8079 | 1945001.1505 | 1102774.1663 | 1160454.6813 | 1034743.6945 | 981106.3896 | 1015297.4276 | 1048309.9854 | 1008574.3301 | 1360410.2981 | 1026869.37 | 687149.2493 | 1073552.9889 | 1672663.9415 | 1297138.8835 | 1364592.1315 | 1665192.5362 | 1398950.6102 | 1524866.0641 | 1778289.8351 | 1956827.0808 | 1397798.2956 | 1097408.4762 | 2231977.0083 | 2080602.9175
CDP7 | VOM | 676773.6677 | 630099.2598 | 570068.3174 | 533967.8732 | 444762.1751 | 362062.825 | 346548.2722 | 332470.8245 | 314538.0192 | 297541.3634 | 282903.5595 | 270122.8088 | 293041.2758 | 237049.2511 | 226646.6407 | 259193.5357 | 288661.8772 | 250370.4377 | 256795.5859 | 253335.4711 | 243731.5134 | 249497.6079 | 252555.6196 | 246508.661 | 216383.7774 | 207422.1454 | 274573.2532 | 188779.5005
CDP7 | DSP+USE | 63.6043 | 24571.2805 | 0.0048655 | 354.4555 | 5280.0063 | 37189.0415 | 29057.6818 | 96.9175 | 162.468 | 5314.739 | 13354.5102 | 6307.2723 | 37943.2545 | 28838.8095 | 7338.8027 | 6270.9584 | 71943.5772 | 27050.679 | 8185.1677 | 17479.4529 | 13481.3914 | 6252.027 | 16315.1691 | 18561.9768 | 33222.5149 | 9585.0336 | 91855.8281 | 81948.5565
CDP7 | REZ augmentation | 0 | 0 | 0 | 0 | 0 | 42234.3294 | 112044.3765 | 112044.3765 | 112142.0333 | 112142.0333 | 117174.0225 | 131460.8475 | 141401.1127 | 151791.0894 | 166344.6673 | 179331.5682 | 180333.0449 | 183076.7439 | 183987.1813 | 183987.1813 | 213848.9431 | 213848.9431 | 213848.9431 | 213848.9431 | 214287.9308 | 223646.6028 | 225162.1011 | 225162.1011
CDP7 | Flow path augmentation | 0 | 0 | 0 | 0 | 0 | 181066.0649 | 688044.3893 | 688044.3893 | 1389730.4745 | 1389730.4745 | 1936646.9671 | 1936646.9671 | 1936646.9671 | 1936646.9671 | 2161846.5169 | 2161846.5169 | 2161846.5169 | 2296483.9744 | 2296483.9744 | 2296483.9744 | 2296483.9744 | 2296483.9744 | 2296483.9744 | 2296483.9744 | 2296483.9744 | 2294078.0159 | 2293292.0694 | 2293292.0694
CDP7 | Emissions cost | 7739910.6836 | 7720755.3971 | 7807970.4143 | 6695585.5819 | 5462385.8492 | 3757281.3721 | 4834069.4083 | 4854750.0901 | 4560646.3495 | 3612554.9718 | 3095736.0225 | 3513927.9603 | 3812683.7486 | 3470571.0052 | 3405296.1653 | 4223746.9466 | 3926793.0583 | 3870701.1705 | 4322027.7202 | 4806582.608 | 4617707.8114 | 5217036.9249 | 5743629.3608 | 4474665.4723 | 3859032.5729 | 3930072.5346 | 4456494.4559 | 1013787.7324
CDP8 | Generator capital | 0 | 731787.084 | 931924.3553 | 2349583.2257 | 4654216.0608 | 5632937.5957 | 5839075.5255 | 6158939.3229 | 6721172.0907 | 7895612.4681 | 8561764.4113 | 8920181.7075 | 9543220.0214 | 10085210.7081 | 10523687.2033 | 11062790.7567 | 11514678.0592 | 11786551.2151 | 12205977.7487 | 12897842.3306 | 13936314.4285 | 13921735.4906 | 14006241.3749 | 14496030.4196 | 15381332.8737 | 16478042.7089 | 16780432.5957 | 17270636.5531
CDP8 | FOM | 3126578.2219 | 3105908.4962 | 3195325.7261 | 3253520.8863 | 3119837.5428 | 3106361.6308 | 3209213.5141 | 3415853.6387 | 3464917.9463 | 3224265.6881 | 3283470.8818 | 3479078.3599 | 3638640.1257 | 3798587.5505 | 3950128.6811 | 4117123.5423 | 4023413.8531 | 4103716.3226 | 4156551.0274 | 4230334.8773 | 4301740.9534 | 4233042.5024 | 4191515.7462 | 4161875.0622 | 4273815.4172 | 4407911.7195 | 4421168.8812 | 4473375.4112
CDP8 | Fuel | 3278665.0292 | 2992373.5732 | 2673071.8712 | 2178670.9306 | 1948501.1021 | 1112422.7705 | 979807.2839 | 978664.3796 | 999176.5737 | 1039901.1865 | 1177366.39 | 1007809.5408 | 1375232.8392 | 1025210.8379 | 706994.1736 | 1099367.3105 | 1709684.6275 | 1313515.138 | 1397099.0264 | 1677203.7162 | 1512332.0061 | 1608663.3597 | 1872594.9929 | 2022214.4137 | 1460405.2841 | 1104192.5663 | 2268414.4085 | 2095963.3847
CDP8 | VOM | 676772.9412 | 630099.1842 | 570081.4851 | 533953.8072 | 443976.2067 | 361111.5005 | 324139.9538 | 315385.0094 | 319003.5265 | 305283.039 | 293194.8204 | 269793.0902 | 293425.9508 | 236914.4661 | 229855.9142 | 261910.1053 | 293419.0605 | 247264.5256 | 259052.92 | 254537.8501 | 251811.1631 | 255681.7176 | 260430.0094 | 250284.2023 | 219048.7977 | 207703.8292 | 277170.2442 | 188437.1426
CDP8 | DSP+USE | 63.6032 | 24568.9617 | 0.0036365 | 354.4541 | 5320.8906 | 41332.5922 | 26082.7708 | 125.5576 | 0.0059211 | 4474.2231 | 31401.1271 | 7024.2719 | 37447.744 | 16197.2349 | 6597.8236 | 6394.8788 | 73190.0943 | 23530.8586 | 7338.0305 | 16181.7319 | 12993.1022 | 2192.1054 | 17252.4407 | 18808.5327 | 37249.0053 | 10036.9882 | 93333.8291 | 82219.0381
CDP8 | REZ augmentation | 0 | 0 | 0 | 0 | 0 | 42234.3294 | 113396.3296 | 116457.0296 | 116913.793 | 116913.793 | 122410.3503 | 140776.6493 | 150613.3892 | 161436.5919 | 177794.4651 | 190113.6818 | 190190.5007 | 193781.842 | 193781.8421 | 193781.8421 | 203320.3059 | 203320.3059 | 203320.3059 | 203320.3059 | 204396.3144 | 213780.9279 | 214884.8158 | 214884.8158
CDP8 | Flow path augmentation | 0 | 0 | 0 | 0 | 0 | 181066.0649 | 1097140.6478 | 1097140.6478 | 1388358.6978 | 1388358.6978 | 1616247.9156 | 1935644.286 | 1935644.286 | 1935644.286 | 2160843.8359 | 2160843.8359 | 2160843.8359 | 2295481.2933 | 2295481.2933 | 2295481.2933 | 2295481.2933 | 2295481.2933 | 2295481.2933 | 2295481.2933 | 2295481.2933 | 2293075.3348 | 2289171.266 | 2289171.266
CDP8 | Emissions cost | 7739923.777 | 7720755.4958 | 7808133.716 | 6695833.8487 | 5463700.0488 | 3758304.1003 | 4663256.6316 | 4767410.6431 | 4591517.903 | 3641469.3941 | 3117364.1063 | 3502394.1912 | 3829122.6388 | 3482993.8567 | 3479275.7715 | 4259642.2866 | 3984439.6107 | 3880584.7923 | 4364076.1697 | 4835840.1108 | 4822825.7033 | 5353419.0275 | 5903036.2052 | 4571416.1172 | 3921946.2675 | 3927284.3376 | 4505592.4015 | 1016338.4067
CDP9 | Generator capital | 0 | 731784.0746 | 931817.1469 | 2331725.4706 | 4638629.068 | 5724713.5422 | 5945088.1373 | 6282155.6513 | 6906018.8359 | 8015694.92 | 8660532.8629 | 9023748.1149 | 9651052.1597 | 10204404.5932 | 10622603.5395 | 11161652.7671 | 11747419.49 | 11892612.644 | 12358386.2964 | 13028842.0261 | 14121792.7914 | 14116600.7792 | 14178203.8337 | 14655959.2297 | 15553624.136 | 16546753.5218 | 16856381.1138 | 17377091.5703
CDP9 | FOM | 3126578.2219 | 3105908.2411 | 3195305.1139 | 3249758.7983 | 3115290.642 | 3119456.9877 | 3224094.0602 | 3432943.3664 | 3489921.5002 | 3244698.2173 | 3299333.006 | 3493236.894 | 3652998.8679 | 3814367.948 | 3963152.4313 | 4130175.8078 | 4055305.658 | 4115391.2261 | 4174266.556 | 4239716.6396 | 4313293.0039 | 4246682.3863 | 4201200.9601 | 4169243.5431 | 4284103.6169 | 4408595.7867 | 4422703.4951 | 4473925.4459
CDP9 | Fuel | 3279163.7521 | 2992373.7483 | 2664598.8416 | 2170016.2644 | 1946313.2655 | 1218901.9664 | 1070738.9444 | 999827.5698 | 994811.1899 | 1040515.7595 | 1038471.6346 | 991955.1391 | 1375426.549 | 1021077.4035 | 727633.4502 | 1119119.7863 | 1605724.3299 | 1327300.1612 | 1390907.3326 | 1678352.3895 | 1478435.0978 | 1555879.1868 | 1828403.3716 | 2006385.8083 | 1388532.1176 | 1068814.1313 | 2236640.0045 | 2048973.4798
CDP9 | VOM | 676738.8282 | 630099.2514 | 571177.8784 | 532385.9159 | 441903.0969 | 382248.3236 | 333974.8732 | 321882.9939 | 317923.5547 | 305717.502 | 280146.3486 | 268414.3351 | 292079.6944 | 236339.6926 | 230942.4667 | 262857.6534 | 282300.8676 | 249256.5783 | 257434.2486 | 252634.6214 | 247936.7342 | 249878.8846 | 255141.4256 | 246971.7773 | 214822.2955 | 207207.4893 | 275610.6903 | 187551.1741
CDP9 | DSP+USE | 63.6019 | 24571.2057 | 0.0021493 | 354.4524 | 6303.4071 | 55789.7917 | 33333.5173 | 109.825 | 191.2572 | 4955.4839 | 14712.4816 | 6653.9191 | 39093.9904 | 25433.8694 | 7285.1872 | 6936.83 | 58411.7547 | 22438.6453 | 8895.4995 | 16918.3943 | 10903.0941 | 2125.4745 | 16037.7964 | 18044.8649 | 30735.1435 | 9053.684 | 91059.9724 | 81098.8675
CDP9 | REZ augmentation | 0 | 0 | 0 | 0 | 0 | 42234.3294 | 72584.8091 | 72584.8091 | 72584.8091 | 72584.8091 | 78793.8362 | 96995.8404 | 107966.2803 | 116659.5375 | 130959.5156 | 182215.53 | 187199.9942 | 187199.9943 | 187497.4109 | 187497.4109 | 192555.0006 | 194803.1998 | 194803.1998 | 195058.8592 | 196209.6209 | 207559.0779 | 208374.9421 | 208374.9421
CDP9 | Flow path augmentation | 0 | 0 | 0 | 0 | 0 | 19134.8756 | 935209.4584 | 935209.4584 | 1388888.4768 | 1388888.4768 | 1935804.9694 | 1935804.9694 | 1935804.9694 | 1935804.9694 | 2161004.5193 | 2161004.5193 | 2161004.5193 | 2295641.9767 | 2295641.9767 | 2295641.9767 | 2295641.9767 | 2295641.9767 | 2295641.9767 | 2295641.9767 | 2295641.9767 | 2295641.9767 | 2291737.908 | 2291737.908
CDP9 | Emissions cost | 7740517.4728 | 7720755.3793 | 7779666.827 | 6706058.4059 | 5469707.5728 | 3768598.402 | 4759522.0882 | 4800831.7255 | 4636867.6678 | 3642964.9565 | 3078286.549 | 3442949.353 | 3803326.725 | 3446397.3443 | 3474914.7223 | 4244939.3014 | 3809779.6387 | 3895523.7147 | 4350132.1106 | 4797422.3221 | 4747374.2114 | 5280623.8702 | 5817597.7044 | 4540694.7299 | 3850559.2554 | 3906354.858 | 4482527.2067 | 997404.7161
CDP10 | Generator capital | 0 | 731784.0054 | 931746.441 | 2348464.0065 | 4598444.3277 | 5592882.0695 | 5813092.5745 | 6150158.8765 | 6717931.2311 | 7859570.3042 | 8505752.1427 | 8878891.7645 | 9514646.267 | 10064413.223 | 10530284.0498 | 11069485.3006 | 11640082.612 | 11624374.1531 | 12118961.1951 | 12806820.6634 | 13946936.073 | 13918397.5777 | 14010773.281 | 14505423.287 | 15427473.9773 | 16477869.6863 | 16778982.6869 | 17258737.0351
CDP10 | FOM | 3126578.2219 | 3105908.2352 | 3195312.7944 | 3253378.4842 | 3112713.9051 | 3101251.2553 | 3205867.7514 | 3414666.9703 | 3464005.9888 | 3223762.1324 | 3278650.0262 | 3475087.1959 | 3635776.1492 | 3796675.4478 | 3952103.9408 | 4119117.104 | 4042426.1513 | 4085857.6312 | 4150243.344 | 4224231.6003 | 4302783.0011 | 4232646.6843 | 4192127.6938 | 4161494.9894 | 4279242.006 | 4407494.8613 | 4420885.9069 | 4470042.2957
CDP10 | Fuel | 3278688.985 | 2992373.7585 | 2673192.9258 | 2178475.3281 | 1948477.0365 | 1112523.0328 | 982237.6523 | 975011.5061 | 987090.958 | 1030610.0554 | 1032481.6431 | 973330.7561 | 1332825.8186 | 1013457.7153 | 689302.6313 | 1080359.1137 | 1516822.0487 | 1329205.4494 | 1428180.9556 | 1718995.9479 | 1499740.7623 | 1612491.9244 | 1861747.8099 | 2014975.5546 | 1419422.6167 | 1097723.8196 | 2263063.7905 | 2086141.4688
CDP10 | VOM | 676771.2088 | 630099.2581 | 570102.6486 | 533930.248 | 444254.0076 | 364113.6217 | 326536.1738 | 315773.1293 | 319309.7783 | 307465.3757 | 281939.0839 | 266395.8108 | 290837.736 | 236089.4205 | 225449.8722 | 258702.1239 | 275458.1851 | 255022.0408 | 261874.1819 | 258121.9772 | 251296.5566 | 255770.0478 | 259802.3139 | 249498.6362 | 217125.204 | 207259.8668 | 276783.2521 | 188686.3877
CDP10 | DSP+USE | 63.6038 | 24571.259 | 0.0042671 | 354.4549 | 5320.9466 | 41069.5628 | 25623.9448 | 131.4396 | 0.0058333 | 5487.7553 | 13062.456 | 5685.1687 | 21902.5063 | 23293.0371 | 7272.481 | 5064.7207 | 44346.1156 | 20826.7021 | 8346.6448 | 16760.4495 | 13049.6637 | 2081.049 | 16778.6127 | 18501.0413 | 33926.3857 | 9314.2532 | 93038.4019 | 82253.6123
CDP10 | REZ augmentation | 0 | 0 | 0 | 0 | 0 | 42234.3294 | 112044.3765 | 112044.3765 | 112044.3765 | 112044.3765 | 119171.8008 | 132264.41 | 143078.0187 | 153483.6171 | 168158.0421 | 180054.7509 | 183285.5652 | 183285.5652 | 183285.5652 | 183285.5652 | 196123.0718 | 196123.0718 | 196123.0718 | 196123.0718 | 196785.9397 | 206302.7144 | 207349.7073 | 207349.7073
CDP10 | Flow path augmentation | 0 | 0 | 0 | 0 | 0 | 181066.0649 | 1097140.6478 | 1097140.6478 | 1388358.6978 | 1521478.4243 | 2068394.9169 | 2068394.9169 | 2068394.9169 | 2068394.9169 | 2293594.4668 | 2293594.4668 | 2293594.4668 | 2293594.4668 | 2293594.4668 | 2293594.4668 | 2293594.4668 | 2293594.4668 | 2293594.4668 | 2293594.4668 | 2293594.4668 | 2291188.5082 | 2287284.4395 | 2287284.4395
CDP10 | Emissions cost | 7739952.2845 | 7720755.398 | 7808385.9821 | 6696261.9874 | 5463663.6401 | 3757448.4909 | 4659463.5579 | 4772569.1404 | 4603948.3218 | 3647058.3168 | 3070412.7885 | 3474512.1812 | 3793716.4739 | 3477774.5469 | 3377334.7116 | 4179247.4724 | 3772026.1596 | 3968900.3602 | 4398123.0336 | 4882053.7769 | 4811642.995 | 5368722.5154 | 5889628.6607 | 4552829.6023 | 3882053.899 | 3927640.8152 | 4502658.1472 | 1014536.0006
CDP11 | Generator capital | 0 | 731783.9284 | 931757.906 | 2348713.7048 | 4599114.0604 | 5591207.3544 | 5811397.1212 | 6148490.4021 | 6733521.3304 | 7891599.6654 | 8499262.5549 | 8853232.7252 | 9458988.0723 | 10007667.2917 | 10448233.5755 | 10987206.741 | 11567412.3936 | 11745959.6582 | 12218459.8034 | 12884183.9649 | 14010826.7622 | 13945730.6756 | 14041196.1305 | 14546369.4301 | 15433615.6242 | 16496982.8922 | 16797579.6344 | 17286732.822
CDP11 | FOM | 3126578.2219 | 3105908.2287 | 3195315.3845 | 3253415.3524 | 3112769.0148 | 3101153.8612 | 3205767.7567 | 3414570.1023 | 3467100.5911 | 3228430.1395 | 3282109.1787 | 3475195.3002 | 3632662.0436 | 3793419.4858 | 3945307.1723 | 4112271.6214 | 4036330.1669 | 4101983.1538 | 4159669.2938 | 4231041.9367 | 4307630.197 | 4232192.4672 | 4193387.5293 | 4164542.5323 | 4278697.4055 | 4408675.6006 | 4421787.1904 | 4473716.2056
CDP11 | Fuel | 3278688.6006 | 2992373.7636 | 2673190.6734 | 2178266.7425 | 1947988.427 | 1112718.6733 | 988774.6512 | 1000770.7282 | 1007284.2142 | 1053729.7893 | 1079704.0173 | 1051532.2839 | 1436943.1964 | 1066911.0267 | 737831.1682 | 1106821.1817 | 1632904.4551 | 1318020.1994 | 1377456.6355 | 1689323.5966 | 1476598.7909 | 1608088.898 | 1849772.6608 | 2003944.3952 | 1432112.735 | 1100653.8934 | 2268337.4251 | 2084372.4098
CDP11 | VOM | 676771.2569 | 630099.2605 | 570102.4719 | 533869.2836 | 444245.8015 | 364149.2629 | 328432.9013 | 317934.1479 | 319833.2657 | 306924.0965 | 287986.2983 | 275360.0383 | 300089.4064 | 242191.0848 | 233791.1098 | 264730.3953 | 286446.3245 | 248578.3774 | 257014.33 | 253252.8155 | 248293.7655 | 254804.3404 | 258326.2493 | 248285.4756 | 217757.9596 | 207385.1055 | 276935.3862 | 188310.2523
CDP11 | DSP+USE | 63.6041 | 24571.318 | 0.0046558 | 354.4553 | 5316.1802 | 42045.5544 | 26386.0622 | 133.518 | 0.0057853 | 5398.2607 | 19570.6931 | 8528.643 | 48751.9394 | 24668.1149 | 7715.5324 | 11749.5275 | 73911.8143 | 25715.2597 | 8965.0347 | 16954.9236 | 13072.8794 | 2309.1421 | 16917.7063 | 18357.3125 | 32872.242 | 8599.0315 | 93010.2118 | 81444.9049
CDP11 | REZ augmentation | 0 | 0 | 0 | 0 | 0 | 42234.3294 | 72584.8091 | 72584.8091 | 72886.3318 | 72886.3318 | 77898.2588 | 92407.7972 | 101478.4257 | 111786.1686 | 127112.7345 | 180364.5702 | 181532.4111 | 183316.2235 | 184664.9941 | 184664.9941 | 190222.6944 | 190222.6944 | 190222.6944 | 190222.6944 | 191225.7282 | 200903.8839 | 201906.7123 | 201906.7123
CDP11 | Flow path augmentation | 0 | 0 | 0 | 0 | 0 | 181066.0649 | 1097140.6478 | 1097140.6478 | 1388358.6978 | 1388358.6978 | 1935275.1904 | 1935275.1904 | 1935275.1904 | 1935275.1904 | 2160474.7402 | 2160474.7402 | 2160474.7402 | 2295112.1977 | 2295112.1977 | 2295112.1977 | 2295112.1977 | 2295112.1977 | 2295112.1977 | 2295112.1977 | 2295112.1977 | 2292706.2391 | 2288802.1704 | 2288802.1704
CDP11 | Emissions cost | 7739951.8237 | 7720755.3964 | 7808381.4082 | 6696442.5088 | 5464140.2821 | 3757337.4235 | 4679112.8755 | 4806155.855 | 4602370.7426 | 3649162.5404 | 3124574.7646 | 3548060.8549 | 3863064.6651 | 3506439.91 | 3523181.8365 | 4276141.4264 | 3832477.8446 | 3866095.9779 | 4324621.2871 | 4806519.5136 | 4745282.6206 | 5345061.5918 | 5847208.3658 | 4518746.0676 | 3897056.2983 | 3934359.1471 | 4513153.5613 | 1013762.2451
CDP12 | Generator capital | 0 | 731783.8976 | 931507.4306 | 2349557.2729 | 4595813.3448 | 5601542.5299 | 5821658.2514 | 6158734.4351 | 6734221.7816 | 7882943.0534 | 8479024.0067 | 8835929.4571 | 9452630.8179 | 10003393.0164 | 10451164.9254 | 10990196.7326 | 11494988.8636 | 11729138.3746 | 12173291.5194 | 12846333.7609 | 13994961.2075 | 13942747.6461 | 14039269.3633 | 14534552.959 | 15444233.3875 | 16495764.29 | 16792756.4218 | 17279607.0144
CDP12 | FOM | 3126578.2219 | 3105908.2261 | 3195292.9507 | 3253658.8323 | 3112497.1262 | 3102387.2465 | 3206991.8578 | 3415795.4016 | 3466557.881 | 3226771.6644 | 3278031.7587 | 3471751.8844 | 3630440.802 | 3791470.8372 | 3944366.6422 | 4111336.2516 | 4025217.8814 | 4099319.8291 | 4155058.0045 | 4226989.9912 | 4306165.8905 | 4232306.4762 | 4193353.306 | 4162861.8689 | 4280037.9209 | 4408728.2469 | 4421288.2546 | 4473163.9103
CDP12 | Fuel | 3278716.8731 | 2992373.7664 | 2673342.881 | 2178804.2638 | 1947970.0459 | 1113041.7 | 982688.8166 | 984169.5949 | 995059.3289 | 1046307.8581 | 1068426.9301 | 1035065.3167 | 1402936.0358 | 1056368.8921 | 726086.268 | 1117917.0499 | 1703675.4904 | 1322527.5227 | 1402234.9411 | 1715837.502 | 1484380.1321 | 1607808.5764 | 1853936.0523 | 2005583.4735 | 1419021.1463 | 1095869.1294 | 2264795.1561 | 2079535.7316
CDP12 | VOM | 676769.0991 | 630099.2573 | 570126.699 | 534052.8422 | 444344.7243 | 364041.7281 | 326623.6356 | 315692.7287 | 318223.158 | 305983.8444 | 286924.782 | 273808.4066 | 297531.6264 | 241075.0809 | 231961.5351 | 264707.832 | 292477.4241 | 249247.7577 | 259264.349 | 255845.882 | 249692.9725 | 255140.7691 | 258839.932 | 248626.9143 | 217046.9156 | 207162.7377 | 276899.2811 | 188346.2535
CDP12 | DSP+USE | 63.602 | 24571.3385 | 0.0022774 | 354.4526 | 5311.3821 | 40676.3762 | 25574.0026 | 126.3566 | 6.8265 | 5480.2191 | 15900.2911 | 8301.8854 | 41183.6949 | 24089.5885 | 7546.2944 | 10696.9226 | 73001.9933 | 25541.5804 | 8478.4861 | 16729.0286 | 12917.8885 | 2219.5608 | 16526.1655 | 18197.8516 | 33349.5883 | 8781.3734 | 92736.906 | 81795.9961
CDP12 | REZ augmentation | 0 | 0 | 0 | 0 | 0 | 32674.8951 | 102484.9422 | 112045.6913 | 112121.2688 | 112121.2688 | 117425.9623 | 131950.6941 | 141286.7346 | 151621.1524 | 166926.0107 | 178659.284 | 179739.2289 | 184037.1227 | 184059.1206 | 184059.1206 | 194487.4913 | 194487.4913 | 194487.4913 | 194487.4913 | 194849.3728 | 204224.7006 | 205356.7329 | 205356.7329
CDP12 | Flow path augmentation | 0 | 0 | 0 | 0 | 0 | 181066.0649 | 1097140.6478 | 1097140.6478 | 1388358.6978 | 1388358.6978 | 1935275.1904 | 1935275.1904 | 1935275.1904 | 1935275.1904 | 2160474.7402 | 2160474.7402 | 2160474.7402 | 2295112.1977 | 2295112.1977 | 2295112.1977 | 2295112.1977 | 2295112.1977 | 2295112.1977 | 2295112.1977 | 2295112.1977 | 2292706.2391 | 2288802.1704 | 2288802.1704
CDP12 | Emissions cost | 7739985.495 | 7720755.393 | 7808682.5358 | 6694162.1687 | 5463486.1587 | 3757886.6019 | 4659887.6798 | 4773969.1666 | 4588912.4764 | 3642731.7579 | 3110761.1168 | 3541579.4321 | 3841873.1558 | 3508437.5427 | 3498198.2035 | 4281265.951 | 3960314.364 | 3887520.0823 | 4364430.8504 | 4861437.2275 | 4770227.5163 | 5355620.9783 | 5865549.5621 | 4534818.8095 | 3882927.5725 | 3927254.0895 | 4509199.522 | 1010947.8417
CDP13 | Generator capital | 0 | 731784.0646 | 931756.4474 | 2348632.9098 | 4582964.9572 | 5612532.2507 | 5834271.168 | 6175109.6449 | 6868684.5382 | 8216548.8678 | 8896660.2314 | 9238137.5233 | 9782177.0979 | 10301674.1476 | 10737940.4799 | 11276918.625 | 11640142.0504 | 11830743.5936 | 12297801.3637 | 12953383.7351 | 14093011.6814 | 14040868.7681 | 14142619.7323 | 14580546.0163 | 15512600.096 | 16563877.6513 | 16855926.4097 | 17331121.5007
CDP13 | FOM | 3126578.2219 | 3105908.2402 | 3195315.3616 | 3253388.3324 | 3110761.7925 | 3104157.0596 | 3195238.4127 | 3394550.2223 | 3463965.8174 | 3246243.1827 | 3310116.6827 | 3498802.1832 | 3671632.4098 | 3828650.1601 | 3979947.1651 | 4147007.1751 | 4040997.2709 | 4105990.2921 | 4166018.4048 | 4234468.7178 | 4315199.7473 | 4243263.3562 | 4204484.0214 | 4166010.3192 | 4284886.8139 | 4414799.4481 | 4426373.8031 | 4479539.2309
CDP13 | Fuel | 3278688.58 | 2992373.7506 | 2673199.5243 | 2178591.1327 | 1946479.7753 | 1107418.2827 | 1068400.7058 | 1137605.9299 | 1118041.9369 | 1245921.269 | 1261756.1003 | 1244469.8914 | 1337963.465 | 997790.303 | 634797.717 | 987506.051 | 1615064.7322 | 1293564.6657 | 1343932.3424 | 1634997.765 | 1432437.5609 | 1585651.9845 | 1816296.8953 | 1997782.0725 | 1400938.8314 | 1073261.8368 | 2242506.5679 | 2069768.1166
CDP13 | VOM | 676771.2304 | 630099.2526 | 570103.5146 | 533937.8145 | 444971.1229 | 361888.7254 | 318446.9465 | 313244.46 | 311527.9962 | 281699.819 | 258748.9493 | 248421.6725 | 278997.7503 | 224625.5036 | 214392.9659 | 246517.9852 | 285617.4265 | 247172.8116 | 255606.4038 | 252660.3942 | 247302.4963 | 252984.3897 | 256169.4652 | 248445.16 | 215876.8199 | 206656.1371 | 275997.155 | 187914.7518
CDP13 | DSP+USE | 63.6021 | 24571.2135 | 0.0023731 | 354.4527 | 5295.4625 | 35903.8984 | 23767.8514 | 1558.4792 | 327.3698 | 38723.9531 | 38682.9634 | 15638.5374 | 39836.7132 | 17406.6328 | 6154.1986 | 3514.6261 | 68608.6909 | 22518.4888 | 6938.9357 | 16142.8916 | 12638.9125 | 3586.4895 | 16899.4114 | 18416.95 | 31659.2676 | 8261.8403 | 92274.8706 | 81734.9477
CDP13 | REZ augmentation | 0 | 0 | 0 | 0 | 0 | 42234.3294 | 112044.3765 | 112044.3765 | 112381.3735 | 112381.3735 | 118213.2908 | 126238.5183 | 143389.8417 | 150335.8695 | 168169.9779 | 180740.8489 | 181351.7623 | 183726.9384 | 184288.8141 | 184288.8141 | 199677.9396 | 199998.7661 | 199998.7661 | 199998.7661 | 199998.7661 | 209390.9075 | 210458.7935 | 210590.0119
CDP13 | Flow path augmentation | 0 | 0 | 0 | 0 | 0 | 181066.0649 | 800509.7952 | 800509.7952 | 1091727.8452 | 1091727.8452 | 1638644.3378 | 1638644.3378 | 1943277.5473 | 1943277.5473 | 2149428.8719 | 2149428.8719 | 2149428.8719 | 2284066.3294 | 2284066.3294 | 2284066.3294 | 2284066.3294 | 2284066.3294 | 2284066.3294 | 2284066.3294 | 2284066.3294 | 2281660.3708 | 2277756.3021 | 2277756.3021
CDP13 | Emissions cost | 7739951.8072 | 7720755.3846 | 7808401.2925 | 6696309.8869 | 5461395.6113 | 3755547.6779 | 4895718.3842 | 4962559.7924 | 4580302.0835 | 3736179.3072 | 3160246.9515 | 3581009.1976 | 3700613.7705 | 3324300.515 | 3173596.4324 | 4050999.3499 | 3842685.0532 | 3863434.4639 | 4304930.4891 | 4779958.4896 | 4697719.2836 | 5297763.9501 | 5802327.7935 | 4528966.4649 | 3864289.3797 | 3923482.3102 | 4500903.6978 | 1008227.6377
CDP14 | Generator capital | 0 | 731784.0054 | 931746.441 | 2348464.0065 | 4598444.3277 | 5592882.0695 | 5813092.5745 | 6150158.8802 | 6723890.58 | 7875593.9384 | 8457857.7885 | 8818170.3413 | 9405558.0098 | 9962541.6065 | 10417188.518 | 10956269.802 | 11468104.658 | 11722664.7779 | 12161214.0267 | 12835046.3608 | 13965695.3479 | 13922745.1494 | 14017333.9749 | 14508562.1277 | 15429134.4718 | 16484907.4505 | 16786151.1772 | 17274578.7157
CDP14 | FOM | 3126578.2219 | 3105908.2352 | 3195312.7944 | 3253378.4842 | 3112713.9051 | 3101251.2553 | 3205867.7514 | 3414666.9708 | 3465107.9046 | 3225904.5441 | 3274557.3342 | 3469017.7345 | 3623531.5958 | 3784959.5733 | 3938817.5715 | 4105778.5046 | 4021583.0292 | 4098666.6133 | 4153855.1178 | 4225606.5819 | 4303786.9899 | 4230840.4011 | 4191804.5149 | 4160632.0027 | 4278139.7794 | 4406654.8998 | 4419809.5089 | 4471592.8597
CDP14 | Fuel | 3278688.985 | 2992373.7585 | 2673192.9258 | 2178475.3281 | 1948477.0365 | 1112523.0328 | 982237.6523 | 978172.4372 | 988231.5446 | 1027377.6052 | 1064130.8094 | 1021055.2711 | 1289265.9363 | 977597.4758 | 737452.6723 | 1131010.7497 | 1717641.8931 | 1327300.6188 | 1411722.1309 | 1732564.8544 | 1498738.8973 | 1620687.9461 | 1863310.7337 | 2023089.9418 | 1429069.9698 | 1101320.6591 | 2270047.5067 | 2084861.555
CDP14 | VOM | 676771.2088 | 630099.2581 | 570102.6486 | 533930.248 | 444254.0076 | 364113.6217 | 326536.1738 | 315931.9803 | 318698.0109 | 306277.7145 | 288053.531 | 274158.6644 | 298347.9352 | 238134.7343 | 233862.9996 | 266495.0122 | 293815.7223 | 249317.015 | 259617.6873 | 256426.9339 | 250701.2315 | 256028.958 | 259710.4461 | 249651.8004 | 217668.519 | 207545.8709 | 277139.9153 | 188449.8428
CDP14 | DSP+USE | 63.6038 | 24571.259 | 0.0042671 | 354.4549 | 5320.9466 | 41069.5628 | 25623.9448 | 131.4387 | 0.0048497 | 5487.7555 | 16034.8287 | 7984.2992 | 20748.4163 | 12053.5917 | 7579.8626 | 10397.7353 | 72484.0609 | 25486.1004 | 8557.4571 | 16648.4213 | 13071.5606 | 2013.1835 | 16786.7183 | 18677.2833 | 34090.8109 | 9649.719 | 92951.6831 | 81786.3024
CDP14 | REZ augmentation | 0 | 0 | 0 | 0 | 0 | 42234.3294 | 112044.3765 | 112044.3765 | 112044.3765 | 112044.3765 | 117390.2571 | 131508.4507 | 147765.318 | 159533.3048 | 168007.19 | 180204.9981 | 181404.3828 | 186113.0499 | 186113.0499 | 186113.0499 | 197038.2814 | 197038.2814 | 197038.2814 | 197038.2814 | 197038.2814 | 206740.6709 | 207454.0612 | 207454.0612
CDP14 | Flow path augmentation | 0 | 0 | 0 | 0 | 0 | 181066.0649 | 1097140.6478 | 1097140.6478 | 1388358.6978 | 1388358.6978 | 1935275.1904 | 1935275.1904 | 2159815.0614 | 2159815.0614 | 2159815.0614 | 2159815.0614 | 2159815.0614 | 2294452.5189 | 2294452.5189 | 2294452.5189 | 2294452.5189 | 2294452.5189 | 2294452.5189 | 2294452.5189 | 2294452.5189 | 2292046.5603 | 2288142.4916 | 2288142.4916
CDP14 | Emissions cost | 7739952.2845 | 7720755.398 | 7808385.9821 | 6696261.9874 | 5463663.6401 | 3757448.4909 | 4659463.5579 | 4775402.227 | 4593582.0764 | 3633537.547 | 3123787.5205 | 3550073.2521 | 3846627.6943 | 3569087.7937 | 3548847.9394 | 4310103.8993 | 3982637.8097 | 3896277.8281 | 4374638.7484 | 4883158.2078 | 4793744.2618 | 5375358.0096 | 5888087.6041 | 4560064.8819 | 3891672.8549 | 3932643.3162 | 4509815.3349 | 1014482.1091
CDP15 | Generator capital | 0 | 731783.8271 | 931746.3777 | 2348439.7077 | 4597060.8352 | 5600193.0746 | 5823515.749 | 6158614.8474 | 6733603.2269 | 7884570.6132 | 8481281.8193 | 8835678.3966 | 9454489.9549 | 10002432.9956 | 10450417.6415 | 10989446.5115 | 11491385.0301 | 11736793.8171 | 12173567.5381 | 12852459.5993 | 13959981.7386 | 13920717.0214 | 14015298.1374 | 14515771.5434 | 15428561.3852 | 16491792.4821 | 16789047.9455 | 17276730.8121
CDP15 | FOM | 3126578.2219 | 3105908.2201 | 3195312.7851 | 3253375.4842 | 3112493.1298 | 3102263.4694 | 3207337.6516 | 3415892.9446 | 3466699.1757 | 3227272.3973 | 3278425.5138 | 3471934.9767 | 3630932.3553 | 3791549.47 | 3944461.8114 | 4111431.2932 | 4024917.2697 | 4100260.0068 | 4155045.196 | 4227732.6042 | 4302754.7103 | 4230410.8719 | 4191733.4467 | 4161459.1275 | 4278554.1168 | 4408440.8186 | 4421178.7231 | 4471976.9614
CDP15 | Fuel | 3278689.0036 | 2992373.7713 | 2673192.8444 | 2178492.2593 | 1948685.2954 | 1112639.0374 | 982185.2337 | 989669.7473 | 996656.5393 | 1046521.55 | 1067104.9535 | 1032432.7613 | 1400011.4276 | 1055044.431 | 725430.9362 | 1115599.367 | 1698454.917 | 1318976.806 | 1402027.4579 | 1705517.5726 | 1501913.9228 | 1617196.7306 | 1866099.4028 | 2017730.2131 | 1428710.9048 | 1096564.8991 | 2268358.1148 | 2083813.6961
CDP15 | VOM | 676771.21 | 630099.2597 | 570102.6493 | 533936.0551 | 444287.0624 | 364117.4443 | 326416.189 | 316271.3034 | 318693.4316 | 306228.3907 | 287081.1228 | 273672.7731 | 297479.3549 | 240976.4489 | 231976.4208 | 264498.7976 | 292350.6314 | 248863.6352 | 259192.4225 | 255540.2353 | 251023.744 | 256034.8223 | 259825.3738 | 249587.6321 | 217553.0452 | 207291.5096 | 277170.275 | 188508.6964
CDP15 | DSP+USE | 63.6023 | 24571.3911 | 0.0025767 | 354.4529 | 5320.6066 | 41138.8994 | 25597.8423 | 132.0944 | 0.0063242 | 5473.034 | 15770.8151 | 8233.1632 | 41025.1399 | 23023.073 | 7542.6524 | 10624.3739 | 72939.3436 | 25547.5762 | 8411.0321 | 16662.597 | 12938.8187 | 2249.9279 | 16786.6777 | 18615.065 | 33751.7405 | 9258.4919 | 93027.3859 | 81240.3779
CDP15 | REZ augmentation | 0 | 0 | 0 | 0 | 0 | 12263.7458 | 84026.8794 | 99135.1628 | 99135.1628 | 99135.1628 | 104463.6769 | 118830.4317 | 128121.923 | 136275.1377 | 151681.7285 | 163397.5103 | 164551.4061 | 168800.0011 | 168856.0918 | 168856.0918 | 177663.0006 | 177663.0006 | 177663.0006 | 177663.0006 | 178315.1021 | 187974.5542 | 189048.0715 | 189048.0715
CDP15 | Flow path augmentation | 0 | 0 | 0 | 0 | 0 | 181066.0649 | 1119053.8947 | 1119053.8947 | 1410271.9447 | 1410271.9447 | 1957188.4373 | 1957188.4373 | 1957188.4373 | 1957188.4373 | 2182387.9872 | 2182387.9872 | 2182387.9872 | 2317025.4446 | 2317025.4446 | 2317025.4446 | 2317025.4446 | 2317025.4446 | 2317025.4446 | 2317025.4446 | 2317025.4446 | 2314619.4861 | 2310715.4173 | 2310715.4173
CDP15 | Emissions cost | 7739952.3171 | 7720755.3932 | 7808385.8286 | 6696255.6097 | 5463334.0176 | 3757416.755 | 4659779.1146 | 4782541.3556 | 4591688.7525 | 3643312.4364 | 3108891.7451 | 3539513.9041 | 3838841.9707 | 3506549.9136 | 3498499.7493 | 4279677.6623 | 3956344.7052 | 3883738.4294 | 4364389.3942 | 4849189.2478 | 4796559.4197 | 5375069.7417 | 5885450.4178 | 4552430.0747 | 3892521.6808 | 3926808.7214 | 4511928.5704 | 1013404.1355
CDP16 | Generator capital | 0 | 731783.8432 | 931749.7155 | 2348553.5331 | 4597986.659 | 5593140.3067 | 5813351.4954 | 6150418.7178 | 6729436.1552 | 7879885.3281 | 8470748.9878 | 8824953.3609 | 9439923.4431 | 9990767.9861 | 10440524.761 | 10979536.834 | 11470143.8426 | 11719259.7015 | 12165740.3225 | 12833116.8654 | 13960945.5852 | 13949552.9357 | 14022166.6855 | 14552206.7028 | 15426753.2895 | 16489358.6017 | 16790351.9488 | 17279120.0924
CDP16 | FOM | 3126578.2219 | 3105908.2215 | 3195313.6231 | 3253384.9228 | 3112670.6113 | 3101279.0979 | 3205895.6801 | 3414695.0913 | 3466113.2274 | 3226547.1003 | 3277509.2907 | 3470675.2286 | 3629223.3359 | 3790264.6554 | 3943432.5678 | 4110397.0138 | 4022261.4327 | 4098555.2938 | 4155335.938 | 4226957.6356 | 4303666.0451 | 4234714.0259 | 4192767.7662 | 4165905.7718 | 4276678.5376 | 4406980.9188 | 4420257.9564 | 4471791.5105
CDP16 | Fuel | 3278688.5505 | 2992373.7646 | 2673192.0519 | 2178480.3754 | 1948367.2624 | 1112560.1849 | 982658.8282 | 990779.5806 | 1001274.3482 | 1048065.7329 | 1076066.7139 | 1040510.8542 | 1418292.4406 | 1064610.3731 | 731128.7981 | 1121496.8861 | 1730772.6352 | 1331506.8442 | 1423030.695 | 1743202.8782 | 1505983.5633 | 1606388.1223 | 1865511.3696 | 2002462.09 | 1429949.2962 | 1100985.4079 | 2268430.3208 | 2080341.1389
CDP16 | VOM | 676771.2389 | 630099.2585 | 570102.55 | 533927.0604 | 444282.9943 | 364100.6937 | 326641.0226 | 316453.4155 | 318790.882 | 306455.9117 | 287949.1801 | 274663.8442 | 298521.8318 | 242134.7391 | 232722.6309 | 265503.2296 | 294657.9581 | 250412.9309 | 260921.953 | 257644.5598 | 251283.3507 | 254876.1358 | 259972.9979 | 247745.8412 | 217812.3096 | 207415.1635 | 277225.5944 | 188397.1068
CDP16 | DSP+USE | 63.6024 | 24571.3794 | 0.0026916 | 354.4531 | 5324.927 | 41084.6385 | 25632.7712 | 130.5181 | 0.0062631 | 5509.3 | 17779.2543 | 8601.6097 | 41635.7319 | 25053.7171 | 7814.4828 | 10885.4583 | 73516.3712 | 25738.6225 | 8728.7468 | 17249.6185 | 13223.5575 | 2425.2298 | 16857.633 | 18329.3394 | 34433.6303 | 9167.9298 | 93116.0664 | 81505.2128
CDP16 | REZ augmentation | 0 | 0 | 0 | 0 | 0 | 42234.3294 | 81693.8968 | 81693.8968 | 81722.6228 | 81722.6228 | 87156.3494 | 101270.172 | 110666.6978 | 120975.6761 | 136265.5906 | 148166.9335 | 149012.8107 | 153224.234 | 153479.2041 | 153479.2041 | 162930.1354 | 162930.1354 | 162930.1354 | 195351.4966 | 195681.0044 | 205313.0843 | 206466.2595 | 206466.2595
CDP16 | Flow path augmentation | 0 | 0 | 0 | 0 | 0 | 181066.0649 | 1097140.6478 | 1097140.6478 | 1388358.6978 | 1388358.6978 | 1935275.1904 | 1935275.1904 | 1935275.1904 | 1935275.1904 | 2160474.7402 | 2160474.7402 | 2160474.7402 | 2295112.1977 | 2295112.1977 | 2295112.1977 | 2295112.1977 | 2295112.1977 | 2295112.1977 | 2295112.1977 | 2295112.1977 | 2292706.2391 | 2288802.1704 | 2288802.1704
CDP16 | Emissions cost | 7739951.7704 | 7720755.3799 | 7808383.7034 | 6696310.1598 | 5463822.9114 | 3757489.7408 | 4661260.8326 | 4784284.5413 | 4592297.1331 | 3643111.1228 | 3115686.083 | 3547814.5004 | 3848988.5967 | 3514414.7385 | 3509187.9719 | 4289004.4177 | 3983360.6356 | 3900012.0065 | 4381473.4811 | 4886830.6989 | 4800327.3249 | 5349319.8902 | 5879313.2905 | 4522700.6293 | 3892506.4743 | 3929405.626 | 4512283.2106 | 1011582.3279
CDP17 | Generator capital | 0 | 731783.956 | 931746.4782 | 2348463.9608 | 4598444.3782 | 5592881.9321 | 5813092.4344 | 6150159.436 | 6722571.7225 | 7899132.6913 | 8469027.3023 | 8818029.232 | 9468374.0292 | 10010814.3361 | 10457687.4599 | 10996674.7626 | 11514917.243 | 11760096.848 | 12186613.0285 | 12856240.1408 | 13947771.3088 | 13903683.7134 | 13993463.8745 | 14527829.3339 | 15420313.6414 | 16503748.4362 | 16816409.125 | 17250196.2126
CDP17 | FOM | 3126578.2219 | 3105908.231 | 3195312.7897 | 3253378.4804 | 3112713.9238 | 3101251.2348 | 3205867.7311 | 3414667.0375 | 3464864.0644 | 3227720.4737 | 3275860.1666 | 3468067.1899 | 3631639.9955 | 3791579.1194 | 3944356.0238 | 4111319.7317 | 4027174.3936 | 4104774.0462 | 4156769.6181 | 4227773.709 | 4301124.2416 | 4230432.607 | 4188866.5708 | 4163878.0725 | 4276839.2923 | 4411018.9751 | 4425674.2958 | 4444392.1371
CDP17 | Fuel | 3278689.0085 | 2992373.759 | 2673192.7721 | 2178475.316 | 1948477.0865 | 1112523.0488 | 982237.3941 | 983946.1287 | 993180.4654 | 1005686.5724 | 1057504.2342 | 1028336.9415 | 1362366.8011 | 1018935.7656 | 705147.0764 | 1088637.2406 | 1658570.7028 | 1300450.526 | 1358919.3797 | 1659612.3879 | 1431501.3479 | 1538665.2563 | 1818153.4573 | 1934623.9064 | 1366441.8556 | 1018984.0843 | 2158350.6012 | 1997083.138
CDP17 | VOM | 676771.2097 | 630099.255 | 570102.6468 | 533930.2573 | 444253.9994 | 364113.6315 | 326536.1977 | 316141.6361 | 318923.8506 | 303072.0226 | 286047.5341 | 274002.6377 | 295230.6702 | 238383.4273 | 230917.5433 | 262872.0932 | 290305.6566 | 247965.2521 | 256867.1163 | 253850.8852 | 246974.8115 | 252491.6049 | 257200.7741 | 244931.536 | 215037.0186 | 204683.2124 | 271881.2576 | 186178.7422
CDP17 | DSP+USE | 63.6018 | 24571.2944 | 0.0019973 | 354.4523 | 5320.9452 | 41069.5441 | 25623.8935 | 152.1046 | 0.0092442 | 5463.5368 | 15649.1874 | 7810.931 | 40867.2714 | 21646.3065 | 7170.9708 | 10316.6002 | 72037.2736 | 24681.0022 | 9098.989 | 16935.5989 | 13048.3341 | 2108.4786 | 15171.366 | 17077.0452 | 32763.3461 | 9129.9918 | 84969.9853 | 81196.5724
CDP17 | REZ augmentation | 0 | 0 | 0 | 0 | 0 | 42234.3294 | 112044.3765 | 112044.3765 | 112044.3765 | 112044.3765 | 117036.7023 | 132975.9829 | 142217.6609 | 152640.3467 | 167621.0367 | 178377.1869 | 179232.9052 | 181983.6773 | 182538.7165 | 183235.5851 | 216090.8942 | 218220.0875 | 219623.9137 | 219623.9137 | 223010.6321 | 232840.6953 | 236221.3683 | 236221.3683
CDP17 | Flow path augmentation | 0 | 0 | 0 | 0 | 0 | 181066.0649 | 1097140.6478 | 1208360.908 | 1499578.958 | 1499578.958 | 2046495.4506 | 2046495.4506 | 2046495.4506 | 2046495.4506 | 2271695.0004 | 2271695.0004 | 2271695.0004 | 2406332.4579 | 2406332.4579 | 2406332.4579 | 2406332.4579 | 2406332.4579 | 2406332.4579 | 2406332.4579 | 2406332.4579 | 2403926.4993 | 2400022.4306 | 2396522.4306
CDP17 | Emissions cost | 7739952.3212 | 7720755.3848 | 7808385.7064 | 6696262.0343 | 5463663.6854 | 3757448.5445 | 4659463.9885 | 4780680.0717 | 4598025.7919 | 3623234.1078 | 3126400.2726 | 3557346.2783 | 3825681.2034 | 3493138.8864 | 3512345.6366 | 4266846.884 | 3937857.6089 | 3867193.6791 | 4320517.8066 | 4803658.3832 | 4693543.5453 | 5277386.6101 | 5832696.6968 | 4470246.8292 | 3851021.9882 | 3883490.371 | 4420319.7755 | 972403.3547
CDP18 | Generator capital | 0 | 731784.0054 | 931746.441 | 2348464.0065 | 4598444.3277 | 5592882.0695 | 5813092.5745 | 6150158.8783 | 6702179.3269 | 7852745.4435 | 8534929.8422 | 8877233.3204 | 9488450.0508 | 10039410.8556 | 10485360.153 | 11024367.5763 | 11512470.211 | 11742603.2457 | 12182149.6643 | 12856731.2432 | 13966100.2578 | 13926101.6285 | 14018595.5321 | 14517044.6058 | 15431528.8349 | 16490429.6209 | 16788630.359 | 17276563.2901
CDP18 | FOM | 3126578.2219 | 3105908.2352 | 3195312.7944 | 3253378.4842 | 3112713.9051 | 3101251.2553 | 3205867.7514 | 3414666.9705 | 3461093.377 | 3213052.0367 | 3285789.581 | 3477765.9737 | 3635738.1025 | 3796794.7865 | 3949440.2848 | 4116420.5771 | 4027805.8572 | 4100645.6039 | 4155852.6833 | 4228298.1824 | 4303158.7474 | 4232139.4778 | 4192008.6533 | 4161327.2491 | 4278892.4927 | 4408089.4194 | 4420942.3312 | 4473179.6009
CDP18 | Fuel | 3278688.985 | 2992373.7585 | 2673192.9258 | 2178475.3281 | 1948477.0365 | 1112523.0328 | 982237.6523 | 995668.118 | 1117363.2573 | 1308475.6438 | 1067163.9122 | 1024179.0616 | 1385545.6453 | 1041611.4378 | 710912.14 | 1091492.6794 | 1677923.1763 | 1312145.1998 | 1394041.8168 | 1692451.8237 | 1498285.3834 | 1615556.9614 | 1862901.6413 | 2017963.8344 | 1426522.9751 | 1097027.1752 | 2266028.1329 | 2079361.9553
CDP18 | VOM | 676771.2088 | 630099.2581 | 570102.6486 | 533930.248 | 444254.0076 | 364113.6217 | 326536.1738 | 316746.2963 | 335309.7508 | 329035.5144 | 282776.9675 | 270673.3765 | 294278.4193 | 238601.675 | 229050.3273 | 261698.3749 | 290615.1101 | 248473.8261 | 258789.5657 | 255067.3509 | 250837.7529 | 255678.0003 | 259648.8956 | 249533.6968 | 217442.2985 | 207264.6659 | 277012.7424 | 188388.5054
CDP18 | DSP+USE | 63.6038 | 24571.259 | 0.0042671 | 354.4549 | 5320.9466 | 41069.5628 | 25623.9448 | 145.838 | 761.1679 | 7318.5023 | 16213.4939 | 8383.2301 | 41151.5442 | 24311.5241 | 7475.6071 | 10617.7949 | 73144.4224 | 25544.3385 | 8695.3476 | 16619.447 | 12997.0726 | 1989.5533 | 16794.3502 | 18480.0507 | 33406.1875 | 9100.3891 | 92906.0119 | 81483.5879
CDP18 | REZ augmentation | 0 | 0 | 0 | 0 | 0 | 42234.3294 | 112044.3765 | 112044.3765 | 112073.1177 | 112073.1177 | 117220.25 | 130891.2572 | 140457.8984 | 150869.1007 | 166167.8627 | 178416.4101 | 179641.4919 | 183773.9901 | 183773.9901 | 183773.9901 | 192836.2888 | 192836.2888 | 192836.2888 | 192836.2888 | 193461.0972 | 203091.9225 | 204350.5 | 204350.5
CDP18 | Flow path augmentation | 0 | 0 | 0 | 0 | 0 | 181066.0649 | 1097140.6478 | 1097140.6478 | 1097140.6478 | 1097140.6478 | 1936022.2687 | 1936022.2687 | 1936022.2687 | 1936022.2687 | 2161221.8185 | 2161221.8185 | 2161221.8185 | 2295859.276 | 2295859.276 | 2295859.276 | 2295859.276 | 2295859.276 | 2295859.276 | 2295859.276 | 2295859.276 | 2293453.3175 | 2289549.2487 | 2289549.2487
CDP18 | Emissions cost | 7739952.2845 | 7720755.398 | 7808385.9821 | 6696261.9874 | 5463663.6401 | 3757448.4909 | 4659463.5579 | 4769471.3045 | 4615664.9663 | 3826460.6736 | 3074574.5519 | 3494121.3867 | 3809407.4407 | 3462933.2832 | 3430651.3947 | 4232192.0737 | 3921779.5135 | 3874745.9601 | 4353163.0822 | 4831489.0225 | 4791859.5985 | 5365570.967 | 5881575.5953 | 4551440.8853 | 3887917.1966 | 3927134.0691 | 4510513.9015 | 1011063.7015
CDP19 | Generator capital | 0 | 731783.9827 | 931746.4991 | 2348463.9065 | 4598444.4034 | 5592881.9354 | 5813092.4312 | 6150158.7384 | 6702179.1886 | 7852759.2492 | 8534941.6572 | 8877245.1774 | 9488440.2286 | 10039400.1221 | 10485347.6934 | 11024352.9985 | 11512450.0305 | 11742565.081 | 12182126.3413 | 12856662.8905 | 13966252.2524 | 13926063.2536 | 14018798.6096 | 14517030.5406 | 15431592.7981 | 16490473.8843 | 16788630.8866 | 17276641.6791
CDP19 | FOM | 3126578.2219 | 3105908.2333 | 3195312.793 | 3253378.4782 | 3112713.9288 | 3101251.2239 | 3205867.719 | 3414666.9383 | 3461093.3435 | 3213053.8109 | 3285791.3137 | 3477767.7075 | 3635736.6384 | 3796793.2017 | 3949438.4792 | 4116418.4869 | 4027804.6534 | 4100641.8458 | 4155847.0249 | 4228290.102 | 4303181.2086 | 4232137.0351 | 4192034.1944 | 4161320.7009 | 4278894.7012 | 4408086.9271 | 4420931.1437 | 4473224.6031
CDP19 | Fuel | 3278689.0224 | 2992373.7658 | 2673192.8037 | 2178475.4146 | 1948477.1045 | 1112523.0144 | 982237.6851 | 995668.1159 | 1117363.196 | 1308466.991 | 1067158.1527 | 1024174.0016 | 1385545.8493 | 1041612.8938 | 710916.3473 | 1091501.0291 | 1677942.8825 | 1312149.9099 | 1394024.1744 | 1692491.404 | 1498202.8653 | 1615612.2942 | 1862812.3346 | 2017988.7652 | 1426485.9978 | 1097048.9102 | 2266062.0184 | 2079222.7559
CDP19 | VOM | 676771.21 | 630099.2584 | 570102.6492 | 533930.2593 | 444253.9961 | 364113.6267 | 326536.1748 | 316746.2961 | 335309.7464 | 329034.6211 | 282776.1187 | 270672.3187 | 294278.3815 | 238601.7997 | 229050.3558 | 261698.6173 | 290616.4079 | 248475.0817 | 258789.4145 | 255070.548 | 250830.2192 | 255683.024 | 259639.6233 | 249535.4692 | 217439.5576 | 207262.3089 | 277013.8925 | 188381.8257
CDP19 | DSP+USE | 63.603 | 24571.2759 | 0.0033964 | 354.4539 | 5320.9484 | 41069.6475 | 25623.9591 | 145.8363 | 761.1684 | 7318.4307 | 16213.4554 | 8383.228 | 41152.2807 | 24311.5121 | 7475.6636 | 10617.9171 | 73144.1947 | 25544.3302 | 8694.9132 | 16619.1521 | 12992.7395 | 1986.2866 | 16794.5134 | 18477.0246 | 33400.6397 | 9091.3237 | 92904.5944 | 81482.6962
CDP19 | REZ augmentation | 0 | 0 | 0 | 0 | 0 | 42234.3294 | 112044.3765 | 112044.3765 | 112072.988 | 112072.988 | 117220.1481 | 130889.0329 | 140457.7347 | 150868.9246 | 166167.7015 | 178412.7606 | 179637.9252 | 183774.1881 | 183774.1881 | 183774.1881 | 192832.5803 | 192832.5803 | 192832.5803 | 192832.5803 | 193457.7534 | 203087.5611 | 204345.96 | 204345.96
CDP19 | Flow path augmentation | 0 | 0 | 0 | 0 | 0 | 181066.0649 | 983953.1064 | 983953.1064 | 983953.1064 | 983953.1064 | 1936666.8436 | 1936666.8436 | 1936666.8436 | 1936666.8436 | 2161866.3935 | 2161866.3935 | 2161866.3935 | 2296503.851 | 2296503.851 | 2296503.851 | 2296503.851 | 2296503.851 | 2296503.851 | 2296503.851 | 2296503.851 | 2294097.8924 | 2290193.8237 | 2290193.8237
CDP19 | Emissions cost | 7739952.3408 | 7720755.4107 | 7808385.7831 | 6696261.8271 | 5463663.7315 | 3757448.5481 | 4659463.5258 | 4769471.0237 | 4615664.8245 | 3826447.6752 | 3074563.5219 | 3494102.6763 | 3809421.9824 | 3462936.1938 | 3430649.1772 | 4232198.8597 | 3921804.7026 | 3874758.3423 | 4353145.6785 | 4831543.3521 | 4791754.0072 | 5365679.8547 | 5881433.6503 | 4551515.3605 | 3887895.489 | 3927187.3611 | 4510600.0848 | 1010986.571
CDP20 | Generator capital | 0 | 731783.9316 | 931766.6082 | 2348521.3334 | 4596412.7266 | 5593452.4289 | 5813610.7042 | 6150677.0162 | 6702697.1662 | 7851020.5262 | 8533114.6659 | 8875859.3786 | 9487183.903 | 10038154.5737 | 10489732.4069 | 11028741.42 | 11517376.0133 | 11719923.5711 | 12174649.7032 | 12848504.6815 | 14008205.1095 | 13948085.5544 | 14048567.6122 | 14538724.0664 | 15453880.9435 | 16497419.7528 | 16797582.8015 | 17279185.6786
CDP20 | FOM | 3126578.2219 | 3105908.229 | 3195315.6296 | 3253368.0813 | 3112372.8122 | 3101179.8713 | 3205789.8182 | 3414588.8249 | 3461015.4068 | 3212457.1415 | 3285262.9415 | 3477324.6364 | 3635309.5567 | 3796367.5838 | 3949803.181 | 4116784.6766 | 4028373.1712 | 4097752.9076 | 4154807.9486 | 4227256.9207 | 4306959.967 | 4232669.3971 | 4194592.6857 | 4162928.1524 | 4280705.7426 | 4408772.427 | 4421489.8893 | 4473390.1772
CDP20 | Fuel | 3278683.5137 | 2992373.7662 | 2673166.9644 | 2178665.6665 | 1948110.4072 | 1120020.9164 | 981648.3843 | 994912.4409 | 1116090.9154 | 1310590.176 | 1067782.6909 | 1025050.6516 | 1387505.3612 | 1041186.6327 | 707879.9095 | 1087427.9748 | 1673408.9604 | 1316832.1523 | 1389963.5279 | 1699095.2302 | 1471665.6899 | 1603310.9183 | 1845362.1674 | 1998508.9873 | 1408694.6161 | 1097928.3713 | 2257618.1459 | 2079477.7264
CDP20 | VOM | 676771.568 | 630099.2601 | 570098.0324 | 534013.207 | 444285.1267 | 364591.6926 | 326462.6078 | 316625.2592 | 335287.767 | 329097.6018 | 282923.1596 | 270765.7409 | 294356.8344 | 238612.7032 | 228734.6706 | 261303.915 | 290181.5391 | 249648.4879 | 258827.3554 | 255133.1928 | 248751.5671 | 254919.2294 | 258319.3749 | 248311.6513 | 216462.3114 | 207112.4483 | 276246.1727 | 188213.3369
CDP20 | DSP+USE | 63.6034 | 24571.3141 | 0.0038041 | 354.4543 | 5318.7151 | 44234.9407 | 25509.9901 | 145.694 | 774.9021 | 7369.0818 | 16238.7522 | 8446.6989 | 41039.2598 | 25138.0009 | 7486.3903 | 10516.9335 | 72877.5047 | 25679.5584 | 8731.9161 | 16869.2507 | 12853.148 | 2456.519 | 16583.5477 | 17903.1998 | 33175.0958 | 8091.0947 | 92231.4201 | 82305.9129
CDP20 | REZ augmentation | 0 | 0 | 0 | 0 | 0 | 42234.3294 | 112044.3765 | 112044.3765 | 112068.1696 | 112068.1696 | 117211.53 | 130884.3195 | 140358.4145 | 150789.5862 | 166143.3849 | 178533.8612 | 179771.8829 | 183232.4588 | 183489.3551 | 183489.3551 | 196373.2116 | 196373.2116 | 196373.2116 | 196373.2116 | 196999.9333 | 206485.4044 | 207715.7842 | 207715.7842
CDP20 | Flow path augmentation | 0 | 0 | 0 | 0 | 0 | 161931.1894 | 1097946.9515 | 1097946.9515 | 1097946.9515 | 1097946.9515 | 1936828.5724 | 1936828.5724 | 1936828.5724 | 1936828.5724 | 2162028.1223 | 2162028.1223 | 2162028.1223 | 2296665.5798 | 2296665.5798 | 2296665.5798 | 2296665.5798 | 2296665.5798 | 2296665.5798 | 2296665.5798 | 2296665.5798 | 2294259.6212 | 2290355.5525 | 2290355.5525
CDP20 | Emissions cost | 7739945.779 | 7720755.4035 | 7808323.1665 | 6696192.2293 | 5463563.273 | 3754526.0729 | 4656475.449 | 4767201.6301 | 4611469.3879 | 3829508.4787 | 3075611.2507 | 3496322.1068 | 3811515.4701 | 3462630.1126 | 3421246.4889 | 4224993.1253 | 3915661.9798 | 3888406.3306 | 4348902.3892 | 4838110.5529 | 4751040.0862 | 5345913.0604 | 5856391.841 | 4528012.1913 | 3871722.0366 | 3928037.6817 | 4500513.1537 | 1011475.6899
CDP21 | Generator capital | 0 | 731783.9316 | 931766.6082 | 2348521.3334 | 4596412.7266 | 5593452.4289 | 5813610.7042 | 6150677.0151 | 6722631.4468 | 7874437.5582 | 8457051.3751 | 8817099.7456 | 9404631.7947 | 9963233.5373 | 10423558.4045 | 10962638.6098 | 11474446.6155 | 11702972.5527 | 12154228.3351 | 12822690.0053 | 14009354.5246 | 13955159.1892 | 14053726.5753 | 14539561.8875 | 15448518.3253 | 16493792.8991 | 16797336.6071 | 17275350.7118
CDP21 | FOM | 3126578.2219 | 3105908.229 | 3195315.6296 | 3253368.0813 | 3112372.8122 | 3101179.8713 | 3205789.8182 | 3414588.8247 | 3464701.3621 | 3225485.8644 | 3274272.3719 | 3468645.4422 | 3623197.8989 | 3784775.1837 | 3939430.2041 | 4106392.6746 | 4022365.328 | 4096127.4411 | 4153053.9095 | 4224069.6425 | 4307498.7369 | 4233212.8087 | 4194771.9721 | 4163008.2121 | 4278962.767 | 4407722.1573 | 4420912.4754 | 4472491.8304
CDP21 | Fuel | 3278683.5137 | 2992373.7662 | 2673166.9644 | 2178665.6665 | 1948110.4072 | 1120020.9164 | 981648.3843 | 977607.1209 | 988289.0573 | 1025433.7074 | 1065213.2177 | 1021428.0142 | 1292145.1586 | 976927.8774 | 733554.7952 | 1126208.3089 | 1711400.1746 | 1328144.7604 | 1409137.369 | 1742095.2444 | 1472488.1682 | 1602057.3606 | 1840690.8334 | 1999631.458 | 1413389.7245 | 1101521.1132 | 2258115.2562 | 2085120.2233
CDP21 | VOM | 676771.568 | 630099.2601 | 570098.0324 | 534013.207 | 444285.1267 | 364591.6926 | 326462.6078 | 315855.2614 | 318866.48 | 306459.7082 | 288056.1212 | 274250.7354 | 298429.2343 | 237997.268 | 233437.6781 | 265982.6752 | 293381.7858 | 250371.2221 | 259705.5838 | 256827.3731 | 248651.6242 | 254491.2325 | 258116.42 | 248014.7241 | 216859.464 | 207328.3112 | 276227.0828 | 188386.3126
CDP21 | DSP+USE | 63.6034 | 24571.3141 | 0.0038041 | 354.4543 | 5318.7151 | 44234.9407 | 25509.9901 | 127.4281 | 4.367 | 5557.782 | 16078.0764 | 7980.9232 | 20727.0352 | 12073.1638 | 7579.4135 | 10368.2944 | 72290.2942 | 25476.4802 | 8654.7635 | 16826.4162 | 12892.5788 | 2634.0235 | 16631.0475 | 18313.584 | 33668.3404 | 8857.7529 | 92369.2496 | 82482.4582
CDP21 | REZ augmentation | 0 | 0 | 0 | 0 | 0 | 42234.3294 | 112044.3765 | 112044.3765 | 112044.3765 | 112044.3765 | 117395.3134 | 131368.6735 | 147680.3978 | 159471.7001 | 167904.3916 | 180256.9089 | 181494.6979 | 185770.4537 | 185770.4537 | 185770.4537 | 200257.3638 | 200257.3638 | 200257.3638 | 200257.3638 | 200257.3638 | 209746.1407 | 210535.8986 | 210535.8986
CDP21 | Flow path augmentation | 0 | 0 | 0 | 0 | 0 | 161931.1894 | 1097946.9515 | 1097946.9515 | 1389165.0015 | 1389165.0015 | 1936081.4941 | 1936081.4941 | 2160621.3652 | 2160621.3652 | 2160621.3652 | 2160621.3652 | 2160621.3652 | 2295258.8226 | 2295258.8226 | 2295258.8226 | 2295258.8226 | 2295258.8226 | 2295258.8226 | 2295258.8226 | 2295258.8226 | 2292852.8641 | 2288948.7953 | 2288948.7953
CDP21 | Emissions cost | 7739945.779 | 7720755.4035 | 7808323.1665 | 6696192.2293 | 5463563.273 | 3754526.0729 | 4656475.449 | 4772434.5121 | 4592534.9158 | 3633224.5389 | 3123766.3669 | 3550764.9317 | 3848589.3651 | 3568138.1804 | 3538255.0937 | 4301845.5695 | 3976565.0196 | 3905309.5609 | 4370815.3444 | 4894241.2752 | 4754746.2789 | 5340036.0711 | 5849783.0179 | 4529601.004 | 3878297.1039 | 3932362.5494 | 4497908.1936 | 1015201.4598
CDP22 | Generator capital | 0 | 731783.9458 | 931746.4497 | 2348463.8285 | 4598444.3517 | 5592882.5419 | 5813093.048 | 6150159.3476 | 6742807.0549 | 7834969.0056 | 8594914.9263 | 8979059.3701 | 9677089.2887 | 10228368.9384 | 10681596.7047 | 11186399.4085 | 11646257.8251 | 11733685.0714 | 12243014.8506 | 12919833.222 | 14113081.3345 | 14038934.5595 | 14112887.1283 | 14598154.8942 | 15461045.2258 | 16500888.2557 | 16805287.5386 | 17283126.6587
CDP22 | FOM | 3126578.2219 | 3105908.2302 | 3195312.7918 | 3253378.4902 | 3112713.8585 | 3101251.3492 | 3205867.8453 | 3414667.0643 | 3468605.6717 | 3220962.8688 | 3293730.5931 | 3489672.2814 | 3659841.31 | 3820885.9579 | 3974547.7584 | 4137083.9131 | 4045140.6647 | 4098222.7619 | 4162778.4065 | 4234595.36 | 4318114.4761 | 4241352.3113 | 4198944.3965 | 4167760.8035 | 4279361.4832 | 4409452.7929 | 4422535.296 | 4474191.8212
CDP22 | Fuel | 3278689.0143 | 2992373.7635 | 2673192.8606 | 2178475.3567 | 1948476.9197 | 1112523.0453 | 982237.5016 | 990991.3034 | 991957.3508 | 1083832.5818 | 1088869.6819 | 1067284.6172 | 1471929.8359 | 1097923.4707 | 770411.1502 | 1043826.1358 | 1615411.1282 | 1303090.5667 | 1343185.8616 | 1626769.6121 | 1411115.4082 | 1545680.5725 | 1794965.5806 | 1960353.4422 | 1408049.6103 | 1107808.1634 | 2259440.2731 | 2087095.5516
CDP22 | VOM | 676771.2082 | 630099.2601 | 570102.6496 | 533930.2662 | 444254.0249 | 364113.6092 | 326536.1578 | 316442.0445 | 317330.8775 | 310536.665 | 284382.9371 | 272565.4685 | 291099.2721 | 234958.605 | 224211.0723 | 254290.0756 | 282379.2071 | 249904.2192 | 255457.6006 | 250425.1743 | 242750.5612 | 249487.1733 | 253918.5513 | 245034.692 | 216414.0667 | 207405.7463 | 276016.2988 | 188215.6679
CDP22 | DSP+USE | 63.6038 | 24571.3037 | 0.0042805 | 354.4549 | 5320.9378 | 41069.4602 | 25623.9296 | 131.4409 | 0.0037296 | 5485.1455 | 42640.3895 | 17313.287 | 48230.0891 | 23663.7245 | 7760.4744 | 5006.8126 | 65417.839 | 25856.7055 | 8896.2603 | 17291.3932 | 13084.8821 | 1794.4549 | 16726.2555 | 17805.3404 | 33203.388 | 7888.0391 | 91480.5451 | 81578.2417
CDP22 | REZ augmentation | 0 | 0 | 0 | 0 | 0 | 42234.3294 | 112044.3765 | 112044.3765 | 112044.3765 | 112044.3765 | 112044.3765 | 118232.8111 | 132979.8622 | 143211.2389 | 157932.3931 | 179334.5356 | 180563.8541 | 181065.7396 | 183768.0237 | 184047.6648 | 198002.5683 | 198002.5683 | 198002.5683 | 198002.5683 | 198002.5683 | 207378.0284 | 208747.6175 | 208747.6175
CDP22 | Flow path augmentation | 0 | 0 | 0 | 0 | 0 | 181066.0649 | 1097140.6478 | 1097140.6478 | 1388358.6978 | 1388358.6978 | 1707385.9725 | 1707385.9725 | 1707385.9725 | 1707385.9725 | 1932585.5224 | 2163916.9662 | 2163916.9662 | 2298554.4237 | 2298554.4237 | 2298554.4237 | 2298554.4237 | 2298554.4237 | 2298554.4237 | 2298554.4237 | 2298554.4237 | 2296148.4651 | 2292244.3964 | 2292244.3964
CDP22 | Emissions cost | 7739952.3217 | 7720755.3998 | 7808385.8778 | 6696261.875 | 5463663.597 | 3757448.4854 | 4659463.2657 | 4773578.0833 | 4560035.8461 | 3692840.7854 | 3036435.3387 | 3502147.7709 | 3794185.9864 | 3454558.7679 | 3295750.3036 | 4150040.3915 | 3834843.0066 | 3867721.0582 | 4275751.186 | 4727743.0699 | 4638627.6681 | 5223429.8385 | 5741391.5317 | 4441362.8296 | 3873257.6729 | 3939192.6652 | 4501821.3074 | 1017276.7798
CDP23 | Generator capital | 0 | 731783.9458 | 931746.4497 | 2348463.8285 | 4598444.3517 | 5592882.5419 | 5813093.048 | 6150159.3498 | 6734310.8859 | 7829493.8792 | 8565170.9781 | 8945637.4532 | 9644322.7886 | 10192175.065 | 10653613.5911 | 11158416.2939 | 11635192.2132 | 11730431.6531 | 12229695.028 | 12904047.79 | 14116245.0403 | 14039090.275 | 14114819.4705 | 14589193.6695 | 15452564.9594 | 16491641.4403 | 16803504.2584 | 17283948.6408
CDP23 | FOM | 3126578.2219 | 3105908.2302 | 3195312.7918 | 3253378.4902 | 3112713.8585 | 3101251.3492 | 3205867.8453 | 3414667.0645 | 3467034.6847 | 3220014.4062 | 3289255.1969 | 3484797.5383 | 3654488.2152 | 3815037.5286 | 3969844.6632 | 4132367.9334 | 4043561.8392 | 4097482.7346 | 4161348.7909 | 4233439.5972 | 4319261.5448 | 4240775.6767 | 4199533.3354 | 4166465.4889 | 4276824.8119 | 4409011.0512 | 4422941.0376 | 4477114.67
CDP23 | Fuel | 3278689.0143 | 2992373.7635 | 2673192.8606 | 2178475.3567 | 1948476.9197 | 1112523.0453 | 982237.5016 | 978807.6716 | 984649.6456 | 1061642.7742 | 1088379.395 | 1064365.775 | 1321931.2679 | 1017325.9419 | 780275.8602 | 1058528.383 | 1624654.5736 | 1300673.8293 | 1352478.2818 | 1638559.7761 | 1410740.8221 | 1553919.6589 | 1794634.1208 | 1968599.0009 | 1413130.9388 | 1117686.3388 | 2261845.6026 | 2090805.9337
CDP23 | VOM | 676771.2082 | 630099.2601 | 570102.6496 | 533930.2662 | 444254.0249 | 364113.6092 | 326536.1578 | 315971.8654 | 317847.5562 | 310399.0558 | 286154.2863 | 273996.1428 | 292443.9161 | 234899.5195 | 226102.3023 | 256096.3426 | 282933.2736 | 249712.1511 | 255895.8761 | 251198.4397 | 242494.3508 | 249364.1411 | 253745.6482 | 245181.5731 | 216799.1617 | 207713.8403 | 275909.3909 | 187878.4235
CDP23 | DSP+USE | 63.6038 | 24571.3037 | 0.0042805 | 354.4549 | 5320.9378 | 41069.4602 | 25623.9296 | 131.4411 | 0.0040053 | 5493.322 | 43263.1174 | 17278.3904 | 30540.6659 | 14624.3358 | 7521.1573 | 4678.7858 | 64605.4924 | 25223.2208 | 8989.5928 | 17303.3553 | 13089.4688 | 1793.7047 | 16759.1839 | 17998.6607 | 33981.2904 | 8177.7834 | 90927.4054 | 81488.2783
CDP23 | REZ augmentation | 0 | 0 | 0 | 0 | 0 | 42234.3294 | 112044.3765 | 112044.3765 | 112044.3765 | 112044.3765 | 112044.3765 | 117935.5051 | 139187.2214 | 150896.9879 | 158714.7639 | 180670.3128 | 181899.6314 | 183007.6707 | 185463.5097 | 185463.5097 | 201040.5277 | 201040.5277 | 201040.5277 | 201040.5277 | 201040.5277 | 210393.1726 | 211475.6055 | 211524.6058
CDP23 | Flow path augmentation | 0 | 0 | 0 | 0 | 0 | 181066.0649 | 1097140.6478 | 1097140.6478 | 1388358.6978 | 1388358.6978 | 1707385.9725 | 1707385.9725 | 1931925.8436 | 1931925.8436 | 1931925.8436 | 2163257.2874 | 2163257.2874 | 2297894.7449 | 2297894.7449 | 2297894.7449 | 2297894.7449 | 2297894.7449 | 2297894.7449 | 2297894.7449 | 2297894.7449 | 2295488.7863 | 2291584.7176 | 2291584.7176
CDP23 | Emissions cost | 7739952.3217 | 7720755.3998 | 7808385.8778 | 6696261.875 | 5463663.597 | 3757448.4854 | 4659463.2657 | 4768558.7098 | 4571189.8944 | 3685835.7125 | 3052672.5568 | 3530631.076 | 3788083.0322 | 3456637.6153 | 3335920.9706 | 4178150.8715 | 3850821.0029 | 3871073.9716 | 4287480.8168 | 4742422.074 | 4634871.8487 | 5230842.5934 | 5745559.7345 | 4457259.591 | 3877079.9786 | 3945471.1643 | 4494320.3635 | 1019873.4435
CDP24 | Generator capital | 0 | 731784.0054 | 931746.441 | 2348464.0065 | 4598444.3277 | 5592882.0695 | 5813092.5745 | 6150158.8792 | 6702179.3128 | 7839405.9688 | 8510930.0185 | 8859185.675 | 9447410.2222 | 10003211.5604 | 10457665.4828 | 10996707.4407 | 11493958.4186 | 11730380.6853 | 12171147.2714 | 12845181.4772 | 13973519.7862 | 13929619.8732 | 14023919.8841 | 14517791.1891 | 15427632.6185 | 16485799.5259 | 16784933.944 | 17273372.9175
CDP24 | FOM | 3126578.2219 | 3105908.2352 | 3195312.7944 | 3253378.4842 | 3112713.9051 | 3101251.2553 | 3205867.7514 | 3414666.9706 | 3461093.3744 | 3211031.5306 | 3282117.3186 | 3475011.1486 | 3629690.039 | 3791016.2295 | 3944847.3789 | 4111819.6439 | 4025447.1243 | 4099250.0882 | 4154967.7562 | 4226863.7225 | 4304503.193 | 4231299.8537 | 4192418.3606 | 4161634.9908 | 4277934.9281 | 4407219.0242 | 4419927.8812 | 4472074.0547
CDP24 | Fuel | 3278688.985 | 2992373.7585 | 2673192.9258 | 2178475.3281 | 1948477.0365 | 1112523.0328 | 982237.6523 | 989023.2704 | 1104298.6519 | 1282124.2673 | 1057623.0488 | 1021327.5618 | 1274101.3471 | 967557.559 | 720064.1347 | 1106719.9087 | 1691273.5235 | 1320291.1584 | 1401133.712 | 1708926.9093 | 1494214.2104 | 1617624.3296 | 1858725.3931 | 2017443.86 | 1427040.5417 | 1100729.3367 | 2269788.9116 | 2083480.5249
CDP24 | VOM | 676771.2088 | 630099.2581 | 570102.6486 | 533930.248 | 444254.0076 | 364113.6217 | 326536.1738 | 316421.6948 | 334825.8854 | 329262.916 | 284485.1401 | 271237.6644 | 294994.7886 | 235587.256 | 230881.9872 | 263425.4313 | 291550.612 | 248921.9107 | 259134.8095 | 255664.5487 | 250269.973 | 255646.7057 | 259326.6167 | 249211.6338 | 217636.3685 | 207433.7179 | 277109.491 | 188402.5474
CDP24 | DSP+USE | 63.6038 | 24571.259 | 0.0042671 | 354.4549 | 5320.9466 | 41069.5628 | 25623.9448 | 131.4401 | 761.1658 | 7344.9478 | 16561.7299 | 8645.9948 | 19666.109 | 14986.9629 | 7464.7739 | 10439.0692 | 72896.56 | 25531.4072 | 8718.1907 | 16643.0919 | 12932.1856 | 2027.5418 | 16821.6063 | 18572.4845 | 33910.6605 | 9473.6399 | 92838.8663 | 81879.4635
CDP24 | REZ augmentation | 0 | 0 | 0 | 0 | 0 | 42234.3294 | 112044.3765 | 112044.3765 | 112044.3765 | 112044.3765 | 117100.3429 | 130217.8202 | 146888.0816 | 158655.3166 | 166955.8419 | 179714.6552 | 180943.9753 | 185460.8956 | 185460.8956 | 185460.8956 | 196025.617 | 196025.617 | 196025.617 | 196025.617 | 196077.5558 | 205693.2008 | 207032.7248 | 207032.7248
CDP24 | Flow path augmentation | 0 | 0 | 0 | 0 | 0 | 181066.0649 | 1097140.6478 | 1097140.6478 | 1097140.6478 | 1097140.6478 | 1936022.2687 | 1936022.2687 | 2160562.1397 | 2160562.1397 | 2160562.1397 | 2160562.1397 | 2160562.1397 | 2295199.5972 | 2295199.5972 | 2295199.5972 | 2295199.5972 | 2295199.5972 | 2295199.5972 | 2295199.5972 | 2295199.5972 | 2292793.6387 | 2288889.5699 | 2288889.5699
CDP24 | Emissions cost | 7739952.2845 | 7720755.398 | 7808385.9821 | 6696261.9874 | 5463663.6401 | 3757448.4909 | 4659463.5579 | 4768207.5575 | 4610695.8266 | 3819048.6741 | 3088024.501 | 3511039.2244 | 3810768.665 | 3517787.8608 | 3472466.1889 | 4260515.9567 | 3941007.9098 | 3885924.5234 | 4361735.0834 | 4853130.6423 | 4786433.3049 | 5370133.2248 | 5876552.2611 | 4551401.0894 | 3888722.932 | 3931851.2275 | 4511526.4103 | 1013790.7533
CDP25 | Generator capital | 0 | 731783.9488 | 932320.3556 | 2337566.2368 | 4635422.152 | 5768660.5297 | 6161979.9653 | 6501767.6349 | 7394062.9359 | 8486813.5008 | 9508193.0357 | 9950927.3596 | 10584618.6258 | 11104754.2786 | 11525312.2245 | 12030114.9203 | 12494514.8581 | 12261849.5707 | 12799358.9782 | 13404875.3134 | 14312386.1963 | 14310831.995 | 14413572.8826 | 14765934.697 | 15584779.2093 | 16669222.4766 | 16958839.2706 | 17455492.6091
CDP25 | FOM | 3126578.2219 | 3105908.2304 | 3195489.6345 | 3250536.0916 | 3115234.9066 | 3124833.8691 | 3232178.3503 | 3431458.9143 | 3522171.7931 | 3259010.082 | 3369735.0542 | 3574932.9877 | 3760635.7876 | 3917683.636 | 4066741.1144 | 4229529.8521 | 4137818.7288 | 4139325.0408 | 4210830.5031 | 4272897.6978 | 4326461.0867 | 4260936.1092 | 4221541.3443 | 4175309.7835 | 4282382.1483 | 4418583.8774 | 4431171.1384 | 4473132.792
CDP25 | Fuel | 3278820.4444 | 2992373.7571 | 2665367.4204 | 2169282.3197 | 1944396.3539 | 1199776.8152 | 1424964.3515 | 1258243.3305 | 1160109.5518 | 1512844.4779 | 1415829.5068 | 1184639.4909 | 1267157.1882 | 956604.5603 | 643177.9095 | 850539.0267 | 1332806.1414 | 1207956.1712 | 1209502.8113 | 1465158.2557 | 1372765.5851 | 1504954.1962 | 1719947.3796 | 1945788.3812 | 1412646.9437 | 1037148.4965 | 2162780.732 | 2042255.5786
CDP25 | VOM | 676764.2762 | 630099.2545 | 571256.6016 | 532308.0313 | 441603.8685 | 376514.4267 | 350844.4001 | 335315.8548 | 307651.399 | 300216.1433 | 252020.0232 | 226078.3088 | 258705.8263 | 199919.0209 | 192050.9652 | 223016.16 | 253722.1252 | 242188.6887 | 245519.5641 | 240999.5022 | 244953.8658 | 244882.1082 | 247248.343 | 244483.0279 | 216156.4287 | 205478.3012 | 274857.7848 | 187553.7524
CDP25 | DSP+USE | 63.6018 | 24571.2996 | 0.0020381 | 354.4523 | 5994.4784 | 58193.3967 | 30546.213 | 39908.1827 | 1742.8755 | 17642.1614 | 69852.6625 | 28342.8776 | 39584.845 | 15401.0612 | 4139.4057 | 865.506 | 38395.6153 | 19871.5282 | 4679.1392 | 13043.2023 | 10615.0878 | 965.5956 | 16744.7137 | 18130.8869 | 31864.1388 | 9241.6582 | 93874.3105 | 82538.014
CDP25 | REZ augmentation | 0 | 0 | 0 | 0 | 0 | 2749.1975 | 15186.9017 | 57422.5459 | 57515.8323 | 57515.8323 | 57515.8323 | 62961.9907 | 84488.7735 | 90542.2305 | 100613.1015 | 164204.6467 | 164778.7974 | 164778.7974 | 167871.6812 | 167871.6812 | 167871.6812 | 169443.5794 | 169443.5794 | 202212.7367 | 203644.597 | 204468.2847 | 207580.8657 | 207580.8657
CDP25 | Flow path augmentation | 0 | 0 | 0 | 0 | 0 | 0 | 0 | 0 | 670490.6483 | 670490.6483 | 1076287.8929 | 1395684.2633 | 1700317.4728 | 1700317.4728 | 1927047.6254 | 2158379.0692 | 2158379.0692 | 2293016.5267 | 2293016.5267 | 2293016.5267 | 2293016.5267 | 2293016.5267 | 2293016.5267 | 2293016.5267 | 2293016.5267 | 2293016.5267 | 2293016.5267 | 2293016.5267
CDP25 | Emissions cost | 7740108.7853 | 7720755.3782 | 7784134.316 | 6703345.1268 | 5468709.4375 | 3748834.7231 | 5110642.8619 | 5069958.0503 | 4488533.8669 | 3939134.3287 | 3066517.7168 | 3426898.2135 | 3495469.8477 | 3181700.645 | 2967463.4123 | 3823367.3359 | 3448789.6602 | 3744756.631 | 4145622.8215 | 4552529.5631 | 4599603.0516 | 5181405.844 | 5603397.8255 | 4411791.5261 | 3864268.0723 | 3879858.6901 | 4439028.6488 | 984595.3255
Counterfactual | Generator capital | 0 | 731783.935 | 931998.9746 | 2337935.9428 | 4646149.9504 | 5615782.564 | 6016946.7983 | 6387968.2478 | 7032701.5491 | 8304342.6324 | 9615425.2767 | 10162671.0816 | 10965093.0382 | 11642774.7894 | 12099115.2811 | 12741206.8989 | 13517406.855 | 13680808.6774 | 13954261.1937 | 14774531.9901 | 16124214.0975 | 16195400.8434 | 16149537.9731 | 16746415.5741 | 18035744.8641 | 18846154.0662 | 19285314.7055 | 20509432.6906
Counterfactual | FOM | 3126578.2219 | 3105908.2292 | 3195496.1574 | 3250776.7747 | 3116794.0272 | 3103424.0577 | 3211536.4832 | 3414083.679 | 3471638.948 | 3233503.472 | 3371827.6255 | 3596128.8446 | 3785728.5451 | 3970751.6018 | 4134615.679 | 4324942.7627 | 4273540.3216 | 4337429.6009 | 4362395.873 | 4445077.6619 | 4588643.2254 | 4524234.7359 | 4465812.3882 | 4456025.3702 | 4691729.6705 | 4806762.9699 | 4849997.1727 | 5121459.9949
Counterfactual | Fuel | 3278883.6729 | 2992373.7529 | 2665812.0312 | 2169559.8553 | 1955285.1901 | 1193972.1979 | 1561728.7541 | 1382816.2365 | 1687406.082 | 2006578.8675 | 2083897.7826 | 2115841.0816 | 2587197.1431 | 2115403.6967 | 1675315.5801 | 2238214.9443 | 3175008.001 | 2800026.2184 | 3665677.7089 | 3778759.2852 | 3675117.6274 | 3451404.9849 | 3941942.2604 | 4306783.8452 | 3566054.4571 | 3844615.5257 | 5516982.8579 | 4154515.6696
Counterfactual | VOM | 676759.3094 | 630099.2568 | 571320.0226 | 532339.694 | 442164.221 | 381700.2756 | 365403.7108 | 344545.934 | 367354.7834 | 343990.4352 | 324344.1335 | 301287.106 | 320764.3059 | 266508.599 | 263085.9874 | 296633.757 | 329315.6606 | 300509.8738 | 317582.5068 | 316000.7896 | 302953.3553 | 292036.2364 | 307179.6038 | 286492.3135 | 273520.0378 | 277583.2543 | 327753.2827 | 212162.8525
Counterfactual | DSP+USE | 63.6034 | 24571.3109 | 0.0038753 | 354.4543 | 476.765 | 41310.7342 | 1091.5284 | 46478.3547 | 720.0052 | 448.6532 | 14211.2223 | 8172.3065 | 15594.2082 | 3764.7075 | 103.3585 | 1204.5717 | 18612.412 | 5820.6018 | 975.3755 | 21544.835 | 8496.9904 | 22222.5068 | 3157.5075 | 1161.4246 | 8845.5571 | 24547.1054 | 37068.7782 | 38699.978
Counterfactual | REZ augmentation | 0 | 0 | 0 | 0 | 0 | 0 | 0 | 0 | 0 | 0 | 0 | 0 | 0 | 0 | 0 | 0 | 0 | 0 | 0 | 0 | 0 | 0 | 0 | 0 | 0 | 0 | 0 | 0
Counterfactual | Flow path augmentation | 0 | 0 | 0 | 0 | 0 | 0 | 0 | 0 | 0 | 0 | 0 | 0 | 0 | 0 | 0 | 0 | 0 | 0 | 0 | 0 | 0 | 0 | 0 | 0 | 0 | 0 | 0 | 0
Counterfactual | Emissions cost | 7740184.0396 | 7720755.369 | 7785169.696 | 6703790.3505 | 5469490.7429 | 3723295.8166 | 5303887.94 | 5167824.4487 | 5034619.8961 | 4457908.0014 | 3793650.1467 | 4140318.3409 | 4597748.4379 | 4373022.2161 | 4703756.5976 | 5535784.3728 | 5266258.0519 | 5310410.231 | 6427806.055 | 6848963.347 | 7245814.0374 | 7431397.0309 | 8283794.259 | 6901771.4184 | 5647429.8799 | 5562502.572 | 6499178.118 | 2081543.4322

## Flow path augmentations (hidden)
Flow path augmentation timings by CDP
Project | CDP1 | CDP2 | CDP3 | CDP4 | CDP5 | CDP6 | CDP7 | CDP8 | CDP9 | CDP10 | CDP11 | CDP12 | CDP13 | CDP14 | CDP15 | CDP16 | CDP17 | CDP18 | CDP19 | CDP20 | CDP21 | CDP22 | CDP23 | CDP24 | CDP25 | Counterfactual
New England REZ Transmission Link 1 | 2029-30 | 2029-30 | 2029-30 | 2029-30 | 2029-30 | 2029-30 | 2029-30 | 2029-30 | 2032-33 | 2029-30 | 2029-30 | 2029-30 | 2029-30 | 2029-30 | 2029-30 | 2029-30 | 2029-30 | 2029-30 | 2029-30 | 2029-30 | 2029-30 | 2029-30 | 2029-30 | 2029-30 | 2032-33 | -
New England REZ Transmission Link 2 | 2041-42 | 2041-42 | 2041-42 | 2041-42 | 2041-42 | 2041-42 | 2041-42 | 2041-42 | 2041-42 | 2033-34 | 2041-42 | 2041-42 | 2041-42 | 2041-42 | 2041-42 | 2041-42 | 2041-42 | 2041-42 | 2041-42 | 2041-42 | 2041-42 | 2041-42 | 2041-42 | 2041-42 | 2041-42 | -
Hunter Transmission Project | 2030-31 | 2030-31 | 2030-31 | 2032-33 | 2030-31 | 2032-33 | 2030-31 | 2030-31 | 2030-31 | 2030-31 | 2030-31 | 2030-31 | 2030-31 | 2030-31 | 2030-31 | 2030-31 | 2030-31 | 2030-31 | 2030-31 | 2030-31 | 2030-31 | 2030-31 | 2030-31 | 2030-31 | 2032-33 | -
Sydney Ring South Option 2b | [25 empty] | - | bar: CDP1 to CDP25
Sydney Ring South Option 2d | 2029-30 | 2038-39 | 2029-30 | 2029-30 | 2038-39 | 2038-39 | 2029-30 | 2029-30 | 2029-30 | 2029-30 | 2029-30 | 2029-30 | 2029-30 | 2029-30 | 2029-30 | 2029-30 | 2029-30 | 2029-30 | 2029-30 | 2030-31 | 2030-31 | 2029-30 | 2029-30 | 2029-30 | 2038-39 | -
HumeLink | 2030-31 | 2030-31 | 2030-31 | 2030-31 | 2030-31 | 2030-31 | 2032-33 | 2030-31 | 2030-31 | 2030-31 | 2030-31 | 2030-31 | 2030-31 | 2030-31 | 2030-31 | 2030-31 | 2030-31 | 2030-31 | 2030-31 | 2030-31 | 2030-31 | 2030-31 | 2030-31 | 2030-31 | 2032-33 | -
Gladstone Grid Reinforcement | 2030-31 | 2034-35 | 2030-31 | 2030-31 | 2030-31 | 2030-31 | 2030-31 | 2030-31 | 2030-31 | 2030-31 | 2030-31 | 2030-31 | 2030-31 | 2030-31 | 2030-31 | 2030-31 | 2030-31 | 2030-31 | 2034-35 | 2030-31 | 2030-31 | 2030-31 | 2030-31 | 2030-31 | 2034-35 | -
Queensland SuperGrid North Option 1 | 2031-32 | - | - | - | - | - | - | - | - | - | - | - | - | - | - | - | 2031-32 | - | - | - | - | - | - | - | - | -
Queensland SuperGrid South Option 1 | 2029-30 | - | - | - | - | - | - | - | - | - | - | - | - | - | - | - | - | - | - | - | - | - | - | - | - | -
Queensland SuperGrid South Option 5 | 2032-33 | 2034-35 | 2032-33 | 2032-33 | 2032-33 | 2032-33 | 2032-33 | 2032-33 | 2032-33 | 2032-33 | 2032-33 | 2032-33 | 2032-33 | 2032-33 | 2032-33 | 2032-33 | 2032-33 | 2034-35 | 2034-35 | 2034-35 | 2032-33 | 2032-33 | 2032-33 | 2034-35 | 2034-35 | -
QNI Connect Option 2 | 2034-35 | 2039-40 | 2034-35 | 2034-35 | 2034-35 | 2034-35 | 2034-35 | 2034-35 | 2034-35 | 2034-35 | 2034-35 | 2034-35 | 2034-35 | 2034-35 | 2034-35 | 2034-35 | 2034-35 | 2034-35 | 2034-35 | 2034-35 | 2034-35 | 2039-40 | 2039-40 | 2034-35 | 2039-40 | -
Project Marinus Stage 1 | 2030-31 | 2030-31 | 2030-31 | 2030-31 | 2030-31 | 2030-31 | 2030-31 | 2030-31 | 2030-31 | 2030-31 | 2030-31 | 2030-31 | 2036-37 | 2030-31 | 2030-31 | 2030-31 | 2030-31 | 2030-31 | 2030-31 | 2030-31 | 2030-31 | 2030-31 | 2030-31 | 2030-31 | 2036-37 | -
Project Marinus Stage 2 | 2036-37 | 2036-37 | 2038-39 | 2038-39 | 2038-39 | 2038-39 | 2038-39 | 2038-39 | 2038-39 | 2038-39 | 2038-39 | 2038-39 | 2038-39 | 2036-37 | 2038-39 | 2038-39 | 2038-39 | 2038-39 | 2038-39 | 2038-39 | 2036-37 | 2038-39 | 2036-37 | 2036-37 | 2038-39 | -
VNI West | 2034-35 | 2034-35 | 2034-35 | 2034-35 | 2034-35 | 2034-35 | 2034-35 | 2035-36 | 2034-35 | 2034-35 | 2034-35 | 2034-35 | 2034-35 | 2034-35 | 2034-35 | 2034-35 | 2034-35 | 2034-35 | 2034-35 | 2034-35 | 2034-35 | 2034-35 | 2034-35 | 2034-35 | 2035-36 | -
Mid North South Australia REZ Expansion | 2030-31 | 2047-48 | 2030-31 | 2030-31 | 2030-31 | 2030-31 | 2030-31 | 2030-31 | 2030-31 | 2030-31 | 2030-31 | 2030-31 | 2030-31 | 2030-31 | 2030-31 | 2047-48 | 2030-31 | 2030-31 | 2030-31 | 2030-31 | 2030-31 | 2030-31 | 2030-31 | 2030-31 | 2047-48 | -
New England REZ Extension | 2030-31 | 2039-40 | 2030-31 | 2030-31 | 2030-31 | 2030-31 | 2030-31 | 2030-31 | 2039-40 | 2030-31 | 2039-40 | 2030-31 | 2030-31 | 2030-31 | 2030-31 | 2030-31 | 2030-31 | 2030-31 | 2030-31 | 2030-31 | 2030-31 | 2030-31 | 2030-31 | 2030-31 | 2039-40 | -
Hunter-Central Coast REZ Network Infrastructure Project | 2029-30 | 2029-30 | 2029-30 | 2029-30 | 2029-30 | 2029-30 | 2029-30 | 2029-30 | 2029-30 | 2029-30 | 2029-30 | 2031-32 | 2029-30 | 2029-30 | 2029-30 | 2029-30 | 2029-30 | 2029-30 | 2029-30 | 2029-30 | 2029-30 | 2029-30 | 2029-30 | 2029-30 | 2031-32 | -
Waddamana to Palmerston transfer capability upgrade | 2029-30 | 2029-30 | 2029-30 | 2029-30 | 2029-30 | 2029-30 | 2029-30 | 2029-30 | 2029-30 | 2029-30 | 2029-30 | 2029-30 | 2029-30 | 2029-30 | 2031-32 | 2029-30 | 2029-30 | 2029-30 | 2029-30 | 2029-30 | 2029-30 | 2029-30 | 2029-30 | 2029-30 | 2031-32 | -

## Actionable Windows (hidden)
Flow Path Actionable Windows
Project | Starting of actionable window | Ending of actionable window | Forward direction MW | Reverse direction MW
New England REZ Transmission Link 1 | 2028-29 | 2031-32 | 3000 | 3000
New England REZ Transmission Link 2 | 2032-33 | 2033-34 | 3000 | 3000
Hunter Transmission Project | 2028-29 | 2031-32 | 5000 | 0
Sydney Ring South Option 2b | 2030-31 | 2031-32 | 4500 | 0
Sydney Ring South Option 2d | 2028-29 | 2029-30 | 0 | 0
HumeLink | 2026-27 | 2031-32 | 2200 | 2200
Gladstone Grid Reinforcement | 2029-30 | 2030-31 | 2600 | 500
Queensland SuperGrid North Option 1 | 2030-31 | 2031-32 | 1100 | 1100
Queensland SuperGrid South Option 1 | 2028-29 | 2029-30 | 900 | 900
Queensland SuperGrid South Option 5 | 2031-32 | 2032-33 | 3150 | 3150
QNI Connect Option 2 | 2033-34 | 2034-35 | 1260 | 1700
Project Marinus Stage 1 | 2030-31 | 2035-36 | 750 | 750
Project Marinus Stage 2 | 2032-33 | 2037-38 | 750 | 750
VNI West | 2029-30 | 2034-35 | 1935 | 1669
Mid North South Australia REZ Expansion | 2029-30 | 2030-31
New England REZ Extension | 2028-29 | 2031-32
Hunter-Central Coast REZ Network Infrastructure Project | 2029-30 | 2030-31
Waddamana to Palmerston transfer capability upgrade | 2029-30 | 2030-31

## Timings (hidden)
Scenario | CDP | SensitivityName | Line | StartFYE | LineName
Progressive Change - Final | CDP1 | FZ2161_240531a | CNSW-NNSW1 | 2030 | New England REZ Transmission Link 1
Progressive Change - Final | CDP1 | FZ2161_240531a | CNSW-NNSW2 | 2042 | New England REZ Transmission Link 2
Progressive Change - Final | CDP1 | FZ2161_240531a | CNSW-SNW1 | 2031 | Hunter Transmission Project
Progressive Change - Final | CDP1 | FZ2161_240531a | CNSW-SNW2d | 2030 | Sydney Ring South Option 2d
Progressive Change - Final | CDP1 | FZ2161_240531a | CQ-GG1 | 2031 | Gladstone Grid Reinforcement
Progressive Change - Final | CDP1 | FZ2161_240531a | CQ-NQ1 | 2032 | Queensland SuperGrid North Option 1
Progressive Change - Final | CDP1 | FZ2161_240531a | HL | 2031 | HumeLink
Progressive Change - Final | CDP1 | FZ2161_240531a | ML1 | 2031 | Project Marinus Stage 1
Progressive Change - Final | CDP1 | FZ2161_240531a | ML2 | 2037 | Project Marinus Stage 2
Progressive Change - Final | CDP1 | FZ2161_240531a | MN1_1 | 2031 | Mid North South Australia REZ Expansion
Progressive Change - Final | CDP1 | FZ2161_240531a | N2_1 | 2031 | New England REZ Extension
Progressive Change - Final | CDP1 | FZ2161_240531a | N9_2 | 2030 | Hunter-Central Coast REZ Expansion
Progressive Change - Final | CDP1 | FZ2161_240531a | NNSW-SQ2 | 2035 | QNI Connect Option 2
Progressive Change - Final | CDP1 | FZ2161_240531a | SQ-CQ1 | 2030 | Queensland SuperGrid South Option 1
Progressive Change - Final | CDP1 | FZ2161_240531a | SQ-CQ5 | 2033 | Queensland SuperGrid South Option 5
Progressive Change - Final | CDP1 | FZ2161_240531a | T3_1 | 2030 | Waddamana to Palmerston transfer capability upgrade
Progressive Change - Final | CDP1 | FZ2161_240531a | VNIWK | 2035 | VNI West
Progressive Change - Final | CDP10 | FZ2170_240531a | CNSW-NNSW1 | 2030 | New England REZ Transmission Link 1
Progressive Change - Final | CDP10 | FZ2170_240531a | CNSW-NNSW2 | 2034 | New England REZ Transmission Link 2
Progressive Change - Final | CDP10 | FZ2170_240531a | CNSW-SNW1 | 2031 | Hunter Transmission Project
Progressive Change - Final | CDP10 | FZ2170_240531a | CNSW-SNW2d | 2030 | Sydney Ring South Option 2d
Progressive Change - Final | CDP10 | FZ2170_240531a | CQ-GG1 | 2031 | Gladstone Grid Reinforcement
Progressive Change - Final | CDP10 | FZ2170_240531a | HL | 2031 | HumeLink
Progressive Change - Final | CDP10 | FZ2170_240531a | ML1 | 2031 | Project Marinus Stage 1
Progressive Change - Final | CDP10 | FZ2170_240531a | ML2 | 2039 | Project Marinus Stage 2
Progressive Change - Final | CDP10 | FZ2170_240531a | MN1_1 | 2031 | Mid North South Australia REZ Expansion
Progressive Change - Final | CDP10 | FZ2170_240531a | N2_1 | 2031 | New England REZ Extension
Progressive Change - Final | CDP10 | FZ2170_240531a | N9_2 | 2030 | Hunter-Central Coast REZ Expansion
Progressive Change - Final | CDP10 | FZ2170_240531a | NNSW-SQ2 | 2035 | QNI Connect Option 2
Progressive Change - Final | CDP10 | FZ2170_240531a | SQ-CQ5 | 2033 | Queensland SuperGrid South Option 5
Progressive Change - Final | CDP10 | FZ2170_240531a | T3_1 | 2030 | Waddamana to Palmerston transfer capability upgrade
Progressive Change - Final | CDP10 | FZ2170_240531a | VNIWK | 2035 | VNI West
Progressive Change - Final | CDP11 | FZ2171_240531a | CNSW-NNSW1 | 2030 | New England REZ Transmission Link 1
Progressive Change - Final | CDP11 | FZ2171_240531a | CNSW-NNSW2 | 2042 | New England REZ Transmission Link 2
Progressive Change - Final | CDP11 | FZ2171_240531a | CNSW-SNW1 | 2031 | Hunter Transmission Project
Progressive Change - Final | CDP11 | FZ2171_240531a | CNSW-SNW2d | 2030 | Sydney Ring South Option 2d
Progressive Change - Final | CDP11 | FZ2171_240531a | CQ-GG1 | 2031 | Gladstone Grid Reinforcement
Progressive Change - Final | CDP11 | FZ2171_240531a | HL | 2031 | HumeLink
Progressive Change - Final | CDP11 | FZ2171_240531a | ML1 | 2031 | Project Marinus Stage 1
Progressive Change - Final | CDP11 | FZ2171_240531a | ML2 | 2039 | Project Marinus Stage 2
Progressive Change - Final | CDP11 | FZ2171_240531a | MN1_1 | 2031 | Mid North South Australia REZ Expansion
Progressive Change - Final | CDP11 | FZ2171_240531a | N2_1 | 2040 | New England REZ Extension
Progressive Change - Final | CDP11 | FZ2171_240531a | N9_2 | 2030 | Hunter-Central Coast REZ Expansion
Progressive Change - Final | CDP11 | FZ2171_240531a | NNSW-SQ2 | 2035 | QNI Connect Option 2
Progressive Change - Final | CDP11 | FZ2171_240531a | SQ-CQ5 | 2033 | Queensland SuperGrid South Option 5
Progressive Change - Final | CDP11 | FZ2171_240531a | T3_1 | 2030 | Waddamana to Palmerston transfer capability upgrade
Progressive Change - Final | CDP11 | FZ2171_240531a | VNIWK | 2035 | VNI West
Progressive Change - Final | CDP12 | FZ2172_240531a | CNSW-NNSW1 | 2030 | New England REZ Transmission Link 1
Progressive Change - Final | CDP12 | FZ2172_240531a | CNSW-NNSW2 | 2042 | New England REZ Transmission Link 2
Progressive Change - Final | CDP12 | FZ2172_240531a | CNSW-SNW1 | 2031 | Hunter Transmission Project
Progressive Change - Final | CDP12 | FZ2172_240531a | CNSW-SNW2d | 2030 | Sydney Ring South Option 2d
Progressive Change - Final | CDP12 | FZ2172_240531a | CQ-GG1 | 2031 | Gladstone Grid Reinforcement
Progressive Change - Final | CDP12 | FZ2172_240531a | HL | 2031 | HumeLink
Progressive Change - Final | CDP12 | FZ2172_240531a | ML1 | 2031 | Project Marinus Stage 1
Progressive Change - Final | CDP12 | FZ2172_240531a | ML2 | 2039 | Project Marinus Stage 2
Progressive Change - Final | CDP12 | FZ2172_240531a | MN1_1 | 2031 | Mid North South Australia REZ Expansion
Progressive Change - Final | CDP12 | FZ2172_240531a | N2_1 | 2031 | New England REZ Extension
Progressive Change - Final | CDP12 | FZ2172_240531a | N9_2 | 2032 | Hunter-Central Coast REZ Expansion
Progressive Change - Final | CDP12 | FZ2172_240531a | NNSW-SQ2 | 2035 | QNI Connect Option 2
Progressive Change - Final | CDP12 | FZ2172_240531a | SQ-CQ5 | 2033 | Queensland SuperGrid South Option 5
Progressive Change - Final | CDP12 | FZ2172_240531a | T3_1 | 2030 | Waddamana to Palmerston transfer capability upgrade
Progressive Change - Final | CDP12 | FZ2172_240531a | VNIWK | 2035 | VNI West
Progressive Change - Final | CDP13 | FZ2173_240531a | CNSW-NNSW1 | 2030 | New England REZ Transmission Link 1
Progressive Change - Final | CDP13 | FZ2173_240531a | CNSW-NNSW2 | 2042 | New England REZ Transmission Link 2
Progressive Change - Final | CDP13 | FZ2173_240531a | CNSW-SNW1 | 2031 | Hunter Transmission Project
Progressive Change - Final | CDP13 | FZ2173_240531a | CNSW-SNW2d | 2030 | Sydney Ring South Option 2d
Progressive Change - Final | CDP13 | FZ2173_240531a | CQ-GG1 | 2031 | Gladstone Grid Reinforcement
Progressive Change - Final | CDP13 | FZ2173_240531a | HL | 2031 | HumeLink
Progressive Change - Final | CDP13 | FZ2173_240531a | ML1 | 2037 | Project Marinus Stage 1
Progressive Change - Final | CDP13 | FZ2173_240531a | ML2 | 2039 | Project Marinus Stage 2
Progressive Change - Final | CDP13 | FZ2173_240531a | MN1_1 | 2031 | Mid North South Australia REZ Expansion
Progressive Change - Final | CDP13 | FZ2173_240531a | N2_1 | 2031 | New England REZ Extension
Progressive Change - Final | CDP13 | FZ2173_240531a | N9_2 | 2030 | Hunter-Central Coast REZ Expansion
Progressive Change - Final | CDP13 | FZ2173_240531a | NNSW-SQ2 | 2035 | QNI Connect Option 2
Progressive Change - Final | CDP13 | FZ2173_240531a | SQ-CQ5 | 2033 | Queensland SuperGrid South Option 5
Progressive Change - Final | CDP13 | FZ2173_240531a | T3_1 | 2030 | Waddamana to Palmerston transfer capability upgrade
Progressive Change - Final | CDP13 | FZ2173_240531a | VNIWK | 2035 | VNI West
Progressive Change - Final | CDP14 | FZ2174_240531a | CNSW-NNSW1 | 2030 | New England REZ Transmission Link 1
Progressive Change - Final | CDP14 | FZ2174_240531a | CNSW-NNSW2 | 2042 | New England REZ Transmission Link 2
Progressive Change - Final | CDP14 | FZ2174_240531a | CNSW-SNW1 | 2031 | Hunter Transmission Project
Progressive Change - Final | CDP14 | FZ2174_240531a | CNSW-SNW2d | 2030 | Sydney Ring South Option 2d
Progressive Change - Final | CDP14 | FZ2174_240531a | CQ-GG1 | 2031 | Gladstone Grid Reinforcement
Progressive Change - Final | CDP14 | FZ2174_240531a | HL | 2031 | HumeLink
Progressive Change - Final | CDP14 | FZ2174_240531a | ML1 | 2031 | Project Marinus Stage 1
Progressive Change - Final | CDP14 | FZ2174_240531a | ML2 | 2037 | Project Marinus Stage 2
Progressive Change - Final | CDP14 | FZ2174_240531a | MN1_1 | 2031 | Mid North South Australia REZ Expansion
Progressive Change - Final | CDP14 | FZ2174_240531a | N2_1 | 2031 | New England REZ Extension
Progressive Change - Final | CDP14 | FZ2174_240531a | N9_2 | 2030 | Hunter-Central Coast REZ Expansion
Progressive Change - Final | CDP14 | FZ2174_240531a | NNSW-SQ2 | 2035 | QNI Connect Option 2
Progressive Change - Final | CDP14 | FZ2174_240531a | SQ-CQ5 | 2033 | Queensland SuperGrid South Option 5
Progressive Change - Final | CDP14 | FZ2174_240531a | T3_1 | 2030 | Waddamana to Palmerston transfer capability upgrade
Progressive Change - Final | CDP14 | FZ2174_240531a | VNIWK | 2035 | VNI West
Progressive Change - Final | CDP15 | FZ2175_240531a | CNSW-NNSW1 | 2030 | New England REZ Transmission Link 1
Progressive Change - Final | CDP15 | FZ2175_240531a | CNSW-NNSW2 | 2042 | New England REZ Transmission Link 2
Progressive Change - Final | CDP15 | FZ2175_240531a | CNSW-SNW1 | 2031 | Hunter Transmission Project
Progressive Change - Final | CDP15 | FZ2175_240531a | CNSW-SNW2d | 2030 | Sydney Ring South Option 2d
Progressive Change - Final | CDP15 | FZ2175_240531a | CQ-GG1 | 2031 | Gladstone Grid Reinforcement
Progressive Change - Final | CDP15 | FZ2175_240531a | HL | 2031 | HumeLink
Progressive Change - Final | CDP15 | FZ2175_240531a | ML1 | 2031 | Project Marinus Stage 1
Progressive Change - Final | CDP15 | FZ2175_240531a | ML2 | 2039 | Project Marinus Stage 2
Progressive Change - Final | CDP15 | FZ2175_240531a | MN1_1 | 2031 | Mid North South Australia REZ Expansion
Progressive Change - Final | CDP15 | FZ2175_240531a | N2_1 | 2031 | New England REZ Extension
Progressive Change - Final | CDP15 | FZ2175_240531a | N9_2 | 2030 | Hunter-Central Coast REZ Expansion
Progressive Change - Final | CDP15 | FZ2175_240531a | NNSW-SQ2 | 2035 | QNI Connect Option 2
Progressive Change - Final | CDP15 | FZ2175_240531a | SQ-CQ5 | 2033 | Queensland SuperGrid South Option 5
Progressive Change - Final | CDP15 | FZ2175_240531a | T3_1 | 2032 | Waddamana to Palmerston transfer capability upgrade
Progressive Change - Final | CDP15 | FZ2175_240531a | VNIWK | 2035 | VNI West
Progressive Change - Final | CDP16 | FZ2176_240531a | CNSW-NNSW1 | 2030 | New England REZ Transmission Link 1
Progressive Change - Final | CDP16 | FZ2176_240531a | CNSW-NNSW2 | 2042 | New England REZ Transmission Link 2
Progressive Change - Final | CDP16 | FZ2176_240531a | CNSW-SNW1 | 2031 | Hunter Transmission Project
Progressive Change - Final | CDP16 | FZ2176_240531a | CNSW-SNW2d | 2030 | Sydney Ring South Option 2d
Progressive Change - Final | CDP16 | FZ2176_240531a | CQ-GG1 | 2031 | Gladstone Grid Reinforcement
Progressive Change - Final | CDP16 | FZ2176_240531a | HL | 2031 | HumeLink
Progressive Change - Final | CDP16 | FZ2176_240531a | ML1 | 2031 | Project Marinus Stage 1
Progressive Change - Final | CDP16 | FZ2176_240531a | ML2 | 2039 | Project Marinus Stage 2
Progressive Change - Final | CDP16 | FZ2176_240531a | MN1_1 | 2048 | Mid North South Australia REZ Expansion
Progressive Change - Final | CDP16 | FZ2176_240531a | N2_1 | 2031 | New England REZ Extension
Progressive Change - Final | CDP16 | FZ2176_240531a | N9_2 | 2030 | Hunter-Central Coast REZ Expansion
Progressive Change - Final | CDP16 | FZ2176_240531a | NNSW-SQ2 | 2035 | QNI Connect Option 2
Progressive Change - Final | CDP16 | FZ2176_240531a | SQ-CQ5 | 2033 | Queensland SuperGrid South Option 5
Progressive Change - Final | CDP16 | FZ2176_240531a | T3_1 | 2030 | Waddamana to Palmerston transfer capability upgrade
Progressive Change - Final | CDP16 | FZ2176_240531a | VNIWK | 2035 | VNI West
Progressive Change - Final | CDP17 | FZ2177_240531a | CNSW-NNSW1 | 2030 | New England REZ Transmission Link 1
Progressive Change - Final | CDP17 | FZ2177_240531a | CNSW-NNSW2 | 2042 | New England REZ Transmission Link 2
Progressive Change - Final | CDP17 | FZ2177_240531a | CNSW-SNW1 | 2031 | Hunter Transmission Project
Progressive Change - Final | CDP17 | FZ2177_240531a | CNSW-SNW2d | 2030 | Sydney Ring South Option 2d
Progressive Change - Final | CDP17 | FZ2177_240531a | CQ-GG1 | 2031 | Gladstone Grid Reinforcement
Progressive Change - Final | CDP17 | FZ2177_240531a | CQ-NQ1 | 2032 | Queensland SuperGrid North Option 1
Progressive Change - Final | CDP17 | FZ2177_240531a | HL | 2031 | HumeLink
Progressive Change - Final | CDP17 | FZ2177_240531a | ML1 | 2031 | Project Marinus Stage 1
Progressive Change - Final | CDP17 | FZ2177_240531a | ML2 | 2039 | Project Marinus Stage 2
Progressive Change - Final | CDP17 | FZ2177_240531a | MN1_1 | 2031 | Mid North South Australia REZ Expansion
Progressive Change - Final | CDP17 | FZ2177_240531a | N2_1 | 2031 | New England REZ Extension
Progressive Change - Final | CDP17 | FZ2177_240531a | N9_2 | 2030 | Hunter-Central Coast REZ Expansion
Progressive Change - Final | CDP17 | FZ2177_240531a | NNSW-SQ2 | 2035 | QNI Connect Option 2
Progressive Change - Final | CDP17 | FZ2177_240531a | SQ-CQ5 | 2033 | Queensland SuperGrid South Option 5
Progressive Change - Final | CDP17 | FZ2177_240531a | T3_1 | 2030 | Waddamana to Palmerston transfer capability upgrade
Progressive Change - Final | CDP17 | FZ2177_240531a | VNIWK | 2035 | VNI West
Progressive Change - Final | CDP18 | FZ2178_240531a | CNSW-NNSW1 | 2030 | New England REZ Transmission Link 1
Progressive Change - Final | CDP18 | FZ2178_240531a | CNSW-NNSW2 | 2042 | New England REZ Transmission Link 2
Progressive Change - Final | CDP18 | FZ2178_240531a | CNSW-SNW1 | 2031 | Hunter Transmission Project
Progressive Change - Final | CDP18 | FZ2178_240531a | CNSW-SNW2d | 2030 | Sydney Ring South Option 2d
Progressive Change - Final | CDP18 | FZ2178_240531a | CQ-GG1 | 2031 | Gladstone Grid Reinforcement
Progressive Change - Final | CDP18 | FZ2178_240531a | HL | 2031 | HumeLink
Progressive Change - Final | CDP18 | FZ2178_240531a | ML1 | 2031 | Project Marinus Stage 1
Progressive Change - Final | CDP18 | FZ2178_240531a | ML2 | 2039 | Project Marinus Stage 2
Progressive Change - Final | CDP18 | FZ2178_240531a | MN1_1 | 2031 | Mid North South Australia REZ Expansion
Progressive Change - Final | CDP18 | FZ2178_240531a | N2_1 | 2031 | New England REZ Extension
Progressive Change - Final | CDP18 | FZ2178_240531a | N9_2 | 2030 | Hunter-Central Coast REZ Expansion
Progressive Change - Final | CDP18 | FZ2178_240531a | NNSW-SQ2 | 2035 | QNI Connect Option 2
Progressive Change - Final | CDP18 | FZ2178_240531a | SQ-CQ5 | 2035 | Queensland SuperGrid South Option 5
Progressive Change - Final | CDP18 | FZ2178_240531a | T3_1 | 2030 | Waddamana to Palmerston transfer capability upgrade
Progressive Change - Final | CDP18 | FZ2178_240531a | VNIWK | 2035 | VNI West
Progressive Change - Final | CDP19 | FZ2179_240531a | CNSW-NNSW1 | 2030 | New England REZ Transmission Link 1
Progressive Change - Final | CDP19 | FZ2179_240531a | CNSW-NNSW2 | 2042 | New England REZ Transmission Link 2
Progressive Change - Final | CDP19 | FZ2179_240531a | CNSW-SNW1 | 2031 | Hunter Transmission Project
Progressive Change - Final | CDP19 | FZ2179_240531a | CNSW-SNW2d | 2030 | Sydney Ring South Option 2d
Progressive Change - Final | CDP19 | FZ2179_240531a | CQ-GG1 | 2035 | Gladstone Grid Reinforcement
Progressive Change - Final | CDP19 | FZ2179_240531a | HL | 2031 | HumeLink
Progressive Change - Final | CDP19 | FZ2179_240531a | ML1 | 2031 | Project Marinus Stage 1
Progressive Change - Final | CDP19 | FZ2179_240531a | ML2 | 2039 | Project Marinus Stage 2
Progressive Change - Final | CDP19 | FZ2179_240531a | MN1_1 | 2031 | Mid North South Australia REZ Expansion
Progressive Change - Final | CDP19 | FZ2179_240531a | N2_1 | 2031 | New England REZ Extension
Progressive Change - Final | CDP19 | FZ2179_240531a | N9_2 | 2030 | Hunter-Central Coast REZ Expansion
Progressive Change - Final | CDP19 | FZ2179_240531a | NNSW-SQ2 | 2035 | QNI Connect Option 2
Progressive Change - Final | CDP19 | FZ2179_240531a | SQ-CQ5 | 2035 | Queensland SuperGrid South Option 5
Progressive Change - Final | CDP19 | FZ2179_240531a | T3_1 | 2030 | Waddamana to Palmerston transfer capability upgrade
Progressive Change - Final | CDP19 | FZ2179_240531a | VNIWK | 2035 | VNI West
Progressive Change - Final | CDP2 | FZ2162_240531a | CNSW-NNSW1 | 2030 | New England REZ Transmission Link 1
Progressive Change - Final | CDP2 | FZ2162_240531a | CNSW-NNSW2 | 2042 | New England REZ Transmission Link 2
Progressive Change - Final | CDP2 | FZ2162_240531a | CNSW-SNW1 | 2031 | Hunter Transmission Project
Progressive Change - Final | CDP2 | FZ2162_240531a | CNSW-SNW2d | 2039 | Sydney Ring South Option 2d
Progressive Change - Final | CDP2 | FZ2162_240531a | CQ-GG1 | 2035 | Gladstone Grid Reinforcement
Progressive Change - Final | CDP2 | FZ2162_240531a | HL | 2031 | HumeLink
Progressive Change - Final | CDP2 | FZ2162_240531a | ML1 | 2031 | Project Marinus Stage 1
Progressive Change - Final | CDP2 | FZ2162_240531a | ML2 | 2037 | Project Marinus Stage 2
Progressive Change - Final | CDP2 | FZ2162_240531a | MN1_1 | 2048 | Mid North South Australia REZ Expansion
Progressive Change - Final | CDP2 | FZ2162_240531a | N2_1 | 2040 | New England REZ Extension
Progressive Change - Final | CDP2 | FZ2162_240531a | N9_2 | 2030 | Hunter-Central Coast REZ Expansion
Progressive Change - Final | CDP2 | FZ2162_240531a | NNSW-SQ2 | 2040 | QNI Connect Option 2
Progressive Change - Final | CDP2 | FZ2162_240531a | SQ-CQ5 | 2035 | Queensland SuperGrid South Option 5
Progressive Change - Final | CDP2 | FZ2162_240531a | T3_1 | 2030 | Waddamana to Palmerston transfer capability upgrade
Progressive Change - Final | CDP2 | FZ2162_240531a | VNIWK | 2035 | VNI West
Progressive Change - Final | CDP20 | FZ2180_240531a | CNSW-NNSW1 | 2030 | New England REZ Transmission Link 1
Progressive Change - Final | CDP20 | FZ2180_240531a | CNSW-NNSW2 | 2042 | New England REZ Transmission Link 2
Progressive Change - Final | CDP20 | FZ2180_240531a | CNSW-SNW1 | 2031 | Hunter Transmission Project
Progressive Change - Final | CDP20 | FZ2180_240531a | CNSW-SNW2d | 2031 | Sydney Ring South Option 2d
Progressive Change - Final | CDP20 | FZ2180_240531a | CQ-GG1 | 2031 | Gladstone Grid Reinforcement
Progressive Change - Final | CDP20 | FZ2180_240531a | HL | 2031 | HumeLink
Progressive Change - Final | CDP20 | FZ2180_240531a | ML1 | 2031 | Project Marinus Stage 1
Progressive Change - Final | CDP20 | FZ2180_240531a | ML2 | 2039 | Project Marinus Stage 2
Progressive Change - Final | CDP20 | FZ2180_240531a | MN1_1 | 2031 | Mid North South Australia REZ Expansion
Progressive Change - Final | CDP20 | FZ2180_240531a | N2_1 | 2031 | New England REZ Extension
Progressive Change - Final | CDP20 | FZ2180_240531a | N9_2 | 2030 | Hunter-Central Coast REZ Expansion
Progressive Change - Final | CDP20 | FZ2180_240531a | NNSW-SQ2 | 2035 | QNI Connect Option 2
Progressive Change - Final | CDP20 | FZ2180_240531a | SQ-CQ5 | 2035 | Queensland SuperGrid South Option 5
Progressive Change - Final | CDP20 | FZ2180_240531a | T3_1 | 2030 | Waddamana to Palmerston transfer capability upgrade
Progressive Change - Final | CDP20 | FZ2180_240531a | VNIWK | 2035 | VNI West
Progressive Change - Final | CDP21 | FZ2181_240531a | CNSW-NNSW1 | 2030 | New England REZ Transmission Link 1
Progressive Change - Final | CDP21 | FZ2181_240531a | CNSW-NNSW2 | 2042 | New England REZ Transmission Link 2
Progressive Change - Final | CDP21 | FZ2181_240531a | CNSW-SNW1 | 2031 | Hunter Transmission Project
Progressive Change - Final | CDP21 | FZ2181_240531a | CNSW-SNW2d | 2031 | Sydney Ring South Option 2d
Progressive Change - Final | CDP21 | FZ2181_240531a | CQ-GG1 | 2031 | Gladstone Grid Reinforcement
Progressive Change - Final | CDP21 | FZ2181_240531a | HL | 2031 | HumeLink
Progressive Change - Final | CDP21 | FZ2181_240531a | ML1 | 2031 | Project Marinus Stage 1
Progressive Change - Final | CDP21 | FZ2181_240531a | ML2 | 2037 | Project Marinus Stage 2
Progressive Change - Final | CDP21 | FZ2181_240531a | MN1_1 | 2031 | Mid North South Australia REZ Expansion
Progressive Change - Final | CDP21 | FZ2181_240531a | N2_1 | 2031 | New England REZ Extension
Progressive Change - Final | CDP21 | FZ2181_240531a | N9_2 | 2030 | Hunter-Central Coast REZ Expansion
Progressive Change - Final | CDP21 | FZ2181_240531a | NNSW-SQ2 | 2035 | QNI Connect Option 2
Progressive Change - Final | CDP21 | FZ2181_240531a | SQ-CQ5 | 2033 | Queensland SuperGrid South Option 5
Progressive Change - Final | CDP21 | FZ2181_240531a | T3_1 | 2030 | Waddamana to Palmerston transfer capability upgrade
Progressive Change - Final | CDP21 | FZ2181_240531a | VNIWK | 2035 | VNI West
Progressive Change - Final | CDP22 | FZ2182_240531a | CNSW-NNSW1 | 2030 | New England REZ Transmission Link 1
Progressive Change - Final | CDP22 | FZ2182_240531a | CNSW-NNSW2 | 2042 | New England REZ Transmission Link 2
Progressive Change - Final | CDP22 | FZ2182_240531a | CNSW-SNW1 | 2031 | Hunter Transmission Project
Progressive Change - Final | CDP22 | FZ2182_240531a | CNSW-SNW2d | 2030 | Sydney Ring South Option 2d
Progressive Change - Final | CDP22 | FZ2182_240531a | CQ-GG1 | 2031 | Gladstone Grid Reinforcement
Progressive Change - Final | CDP22 | FZ2182_240531a | HL | 2031 | HumeLink
Progressive Change - Final | CDP22 | FZ2182_240531a | ML1 | 2031 | Project Marinus Stage 1
Progressive Change - Final | CDP22 | FZ2182_240531a | ML2 | 2039 | Project Marinus Stage 2
Progressive Change - Final | CDP22 | FZ2182_240531a | MN1_1 | 2031 | Mid North South Australia REZ Expansion
Progressive Change - Final | CDP22 | FZ2182_240531a | N2_1 | 2031 | New England REZ Extension
Progressive Change - Final | CDP22 | FZ2182_240531a | N9_2 | 2030 | Hunter-Central Coast REZ Expansion
Progressive Change - Final | CDP22 | FZ2182_240531a | NNSW-SQ2 | 2040 | QNI Connect Option 2
Progressive Change - Final | CDP22 | FZ2182_240531a | SQ-CQ5 | 2033 | Queensland SuperGrid South Option 5
Progressive Change - Final | CDP22 | FZ2182_240531a | T3_1 | 2030 | Waddamana to Palmerston transfer capability upgrade
Progressive Change - Final | CDP22 | FZ2182_240531a | VNIWK | 2035 | VNI West
Progressive Change - Final | CDP23 | FZ2183_240531a | CNSW-NNSW1 | 2030 | New England REZ Transmission Link 1
Progressive Change - Final | CDP23 | FZ2183_240531a | CNSW-NNSW2 | 2042 | New England REZ Transmission Link 2
Progressive Change - Final | CDP23 | FZ2183_240531a | CNSW-SNW1 | 2031 | Hunter Transmission Project
Progressive Change - Final | CDP23 | FZ2183_240531a | CNSW-SNW2d | 2030 | Sydney Ring South Option 2d
Progressive Change - Final | CDP23 | FZ2183_240531a | CQ-GG1 | 2031 | Gladstone Grid Reinforcement
Progressive Change - Final | CDP23 | FZ2183_240531a | HL | 2031 | HumeLink
Progressive Change - Final | CDP23 | FZ2183_240531a | ML1 | 2031 | Project Marinus Stage 1
Progressive Change - Final | CDP23 | FZ2183_240531a | ML2 | 2037 | Project Marinus Stage 2
Progressive Change - Final | CDP23 | FZ2183_240531a | MN1_1 | 2031 | Mid North South Australia REZ Expansion
Progressive Change - Final | CDP23 | FZ2183_240531a | N2_1 | 2031 | New England REZ Extension
Progressive Change - Final | CDP23 | FZ2183_240531a | N9_2 | 2030 | Hunter-Central Coast REZ Expansion
Progressive Change - Final | CDP23 | FZ2183_240531a | NNSW-SQ2 | 2040 | QNI Connect Option 2
Progressive Change - Final | CDP23 | FZ2183_240531a | SQ-CQ5 | 2033 | Queensland SuperGrid South Option 5
Progressive Change - Final | CDP23 | FZ2183_240531a | T3_1 | 2030 | Waddamana to Palmerston transfer capability upgrade
Progressive Change - Final | CDP23 | FZ2183_240531a | VNIWK | 2035 | VNI West
Progressive Change - Final | CDP24 | FZ2186_240531a | CNSW-NNSW1 | 2030 | New England REZ Transmission Link 1
Progressive Change - Final | CDP24 | FZ2186_240531a | CNSW-NNSW2 | 2042 | New England REZ Transmission Link 2
Progressive Change - Final | CDP24 | FZ2186_240531a | CNSW-SNW1 | 2031 | Hunter Transmission Project
Progressive Change - Final | CDP24 | FZ2186_240531a | CNSW-SNW2d | 2030 | Sydney Ring South Option 2d
Progressive Change - Final | CDP24 | FZ2186_240531a | CQ-GG1 | 2031 | Gladstone Grid Reinforcement
Progressive Change - Final | CDP24 | FZ2186_240531a | HL | 2031 | HumeLink
Progressive Change - Final | CDP24 | FZ2186_240531a | ML1 | 2031 | Project Marinus Stage 1
Progressive Change - Final | CDP24 | FZ2186_240531a | ML2 | 2037 | Project Marinus Stage 2
Progressive Change - Final | CDP24 | FZ2186_240531a | MN1_1 | 2031 | Mid North South Australia REZ Expansion
Progressive Change - Final | CDP24 | FZ2186_240531a | N2_1 | 2031 | New England REZ Extension
Progressive Change - Final | CDP24 | FZ2186_240531a | N9_2 | 2030 | Hunter-Central Coast REZ Expansion
Progressive Change - Final | CDP24 | FZ2186_240531a | NNSW-SQ2 | 2035 | QNI Connect Option 2
Progressive Change - Final | CDP24 | FZ2186_240531a | SQ-CQ5 | 2035 | Queensland SuperGrid South Option 5
Progressive Change - Final | CDP24 | FZ2186_240531a | T3_1 | 2030 | Waddamana to Palmerston transfer capability upgrade
Progressive Change - Final | CDP24 | FZ2186_240531a | VNIWK | 2035 | VNI West
Progressive Change - Final | CDP25 | FZ2184_240531a | CNSW-NNSW1 | 2033 | New England REZ Transmission Link 1
Progressive Change - Final | CDP25 | FZ2184_240531a | CNSW-NNSW2 | 2042 | New England REZ Transmission Link 2
Progressive Change - Final | CDP25 | FZ2184_240531a | CNSW-SNW1 | 2033 | Hunter Transmission Project
Progressive Change - Final | CDP25 | FZ2184_240531a | CNSW-SNW2d | 2039 | Sydney Ring South Option 2d
Progressive Change - Final | CDP25 | FZ2184_240531a | CQ-GG1 | 2035 | Gladstone Grid Reinforcement
Progressive Change - Final | CDP25 | FZ2184_240531a | HL | 2033 | HumeLink
Progressive Change - Final | CDP25 | FZ2184_240531a | ML1 | 2037 | Project Marinus Stage 1
Progressive Change - Final | CDP25 | FZ2184_240531a | ML2 | 2039 | Project Marinus Stage 2
Progressive Change - Final | CDP25 | FZ2184_240531a | MN1_1 | 2048 | Mid North South Australia REZ Expansion
Progressive Change - Final | CDP25 | FZ2184_240531a | N2_1 | 2040 | New England REZ Extension
Progressive Change - Final | CDP25 | FZ2184_240531a | N9_2 | 2032 | Hunter-Central Coast REZ Expansion
Progressive Change - Final | CDP25 | FZ2184_240531a | NNSW-SQ2 | 2040 | QNI Connect Option 2
Progressive Change - Final | CDP25 | FZ2184_240531a | SQ-CQ5 | 2035 | Queensland SuperGrid South Option 5
Progressive Change - Final | CDP25 | FZ2184_240531a | T3_1 | 2032 | Waddamana to Palmerston transfer capability upgrade
Progressive Change - Final | CDP25 | FZ2184_240531a | VNIWK | 2036 | VNI West
Progressive Change - Final | CDP3 | FZ2163_240531a | CNSW-NNSW1 | 2030 | New England REZ Transmission Link 1
Progressive Change - Final | CDP3 | FZ2163_240531a | CNSW-NNSW2 | 2042 | New England REZ Transmission Link 2
Progressive Change - Final | CDP3 | FZ2163_240531a | CNSW-SNW1 | 2031 | Hunter Transmission Project
Progressive Change - Final | CDP3 | FZ2163_240531a | CNSW-SNW2d | 2030 | Sydney Ring South Option 2d
Progressive Change - Final | CDP3 | FZ2163_240531a | CQ-GG1 | 2031 | Gladstone Grid Reinforcement
Progressive Change - Final | CDP3 | FZ2163_240531a | HL | 2031 | HumeLink
Progressive Change - Final | CDP3 | FZ2163_240531a | ML1 | 2031 | Project Marinus Stage 1
Progressive Change - Final | CDP3 | FZ2163_240531a | ML2 | 2039 | Project Marinus Stage 2
Progressive Change - Final | CDP3 | FZ2163_240531a | MN1_1 | 2031 | Mid North South Australia REZ Expansion
Progressive Change - Final | CDP3 | FZ2163_240531a | N2_1 | 2031 | New England REZ Extension
Progressive Change - Final | CDP3 | FZ2163_240531a | N9_2 | 2030 | Hunter-Central Coast REZ Expansion
Progressive Change - Final | CDP3 | FZ2163_240531a | NNSW-SQ2 | 2035 | QNI Connect Option 2
Progressive Change - Final | CDP3 | FZ2163_240531a | SQ-CQ5 | 2033 | Queensland SuperGrid South Option 5
Progressive Change - Final | CDP3 | FZ2163_240531a | T3_1 | 2030 | Waddamana to Palmerston transfer capability upgrade
Progressive Change - Final | CDP3 | FZ2163_240531a | VNIWK | 2035 | VNI West
Progressive Change - Final | CDP4 | FZ2164_240531a | CNSW-NNSW1 | 2030 | New England REZ Transmission Link 1
Progressive Change - Final | CDP4 | FZ2164_240531a | CNSW-NNSW2 | 2042 | New England REZ Transmission Link 2
Progressive Change - Final | CDP4 | FZ2164_240531a | CNSW-SNW1 | 2033 | Hunter Transmission Project
Progressive Change - Final | CDP4 | FZ2164_240531a | CNSW-SNW2d | 2030 | Sydney Ring South Option 2d
Progressive Change - Final | CDP4 | FZ2164_240531a | CQ-GG1 | 2031 | Gladstone Grid Reinforcement
Progressive Change - Final | CDP4 | FZ2164_240531a | HL | 2031 | HumeLink
Progressive Change - Final | CDP4 | FZ2164_240531a | ML1 | 2031 | Project Marinus Stage 1
Progressive Change - Final | CDP4 | FZ2164_240531a | ML2 | 2039 | Project Marinus Stage 2
Progressive Change - Final | CDP4 | FZ2164_240531a | MN1_1 | 2031 | Mid North South Australia REZ Expansion
Progressive Change - Final | CDP4 | FZ2164_240531a | N2_1 | 2031 | New England REZ Extension
Progressive Change - Final | CDP4 | FZ2164_240531a | N9_2 | 2030 | Hunter-Central Coast REZ Expansion
Progressive Change - Final | CDP4 | FZ2164_240531a | NNSW-SQ2 | 2035 | QNI Connect Option 2
Progressive Change - Final | CDP4 | FZ2164_240531a | SQ-CQ5 | 2033 | Queensland SuperGrid South Option 5
Progressive Change - Final | CDP4 | FZ2164_240531a | T3_1 | 2030 | Waddamana to Palmerston transfer capability upgrade
Progressive Change - Final | CDP4 | FZ2164_240531a | VNIWK | 2035 | VNI West
Progressive Change - Final | CDP5 | FZ2165_240531a | CNSW-NNSW1 | 2030 | New England REZ Transmission Link 1
Progressive Change - Final | CDP5 | FZ2165_240531a | CNSW-NNSW2 | 2042 | New England REZ Transmission Link 2
Progressive Change - Final | CDP5 | FZ2165_240531a | CNSW-SNW1 | 2031 | Hunter Transmission Project
Progressive Change - Final | CDP5 | FZ2165_240531a | CNSW-SNW2d | 2039 | Sydney Ring South Option 2d
Progressive Change - Final | CDP5 | FZ2165_240531a | CQ-GG1 | 2031 | Gladstone Grid Reinforcement
Progressive Change - Final | CDP5 | FZ2165_240531a | HL | 2031 | HumeLink
Progressive Change - Final | CDP5 | FZ2165_240531a | ML1 | 2031 | Project Marinus Stage 1
Progressive Change - Final | CDP5 | FZ2165_240531a | ML2 | 2039 | Project Marinus Stage 2
Progressive Change - Final | CDP5 | FZ2165_240531a | MN1_1 | 2031 | Mid North South Australia REZ Expansion
Progressive Change - Final | CDP5 | FZ2165_240531a | N2_1 | 2031 | New England REZ Extension
Progressive Change - Final | CDP5 | FZ2165_240531a | N9_2 | 2030 | Hunter-Central Coast REZ Expansion
Progressive Change - Final | CDP5 | FZ2165_240531a | NNSW-SQ2 | 2035 | QNI Connect Option 2
Progressive Change - Final | CDP5 | FZ2165_240531a | SQ-CQ5 | 2033 | Queensland SuperGrid South Option 5
Progressive Change - Final | CDP5 | FZ2165_240531a | T3_1 | 2030 | Waddamana to Palmerston transfer capability upgrade
Progressive Change - Final | CDP5 | FZ2165_240531a | VNIWK | 2035 | VNI West
Progressive Change - Final | CDP6 | FZ2166_240531a | CNSW-NNSW1 | 2030 | New England REZ Transmission Link 1
Progressive Change - Final | CDP6 | FZ2166_240531a | CNSW-NNSW2 | 2042 | New England REZ Transmission Link 2
Progressive Change - Final | CDP6 | FZ2166_240531a | CNSW-SNW1 | 2033 | Hunter Transmission Project
Progressive Change - Final | CDP6 | FZ2166_240531a | CNSW-SNW2d | 2039 | Sydney Ring South Option 2d
Progressive Change - Final | CDP6 | FZ2166_240531a | CQ-GG1 | 2031 | Gladstone Grid Reinforcement
Progressive Change - Final | CDP6 | FZ2166_240531a | HL | 2031 | HumeLink
Progressive Change - Final | CDP6 | FZ2166_240531a | ML1 | 2031 | Project Marinus Stage 1
Progressive Change - Final | CDP6 | FZ2166_240531a | ML2 | 2039 | Project Marinus Stage 2
Progressive Change - Final | CDP6 | FZ2166_240531a | MN1_1 | 2031 | Mid North South Australia REZ Expansion
Progressive Change - Final | CDP6 | FZ2166_240531a | N2_1 | 2031 | New England REZ Extension
Progressive Change - Final | CDP6 | FZ2166_240531a | N9_2 | 2030 | Hunter-Central Coast REZ Expansion
Progressive Change - Final | CDP6 | FZ2166_240531a | NNSW-SQ2 | 2035 | QNI Connect Option 2
Progressive Change - Final | CDP6 | FZ2166_240531a | SQ-CQ5 | 2033 | Queensland SuperGrid South Option 5
Progressive Change - Final | CDP6 | FZ2166_240531a | T3_1 | 2030 | Waddamana to Palmerston transfer capability upgrade
Progressive Change - Final | CDP6 | FZ2166_240531a | VNIWK | 2035 | VNI West
Progressive Change - Final | CDP7 | FZ2167_240531a | CNSW-NNSW1 | 2030 | New England REZ Transmission Link 1
Progressive Change - Final | CDP7 | FZ2167_240531a | CNSW-NNSW2 | 2042 | New England REZ Transmission Link 2
Progressive Change - Final | CDP7 | FZ2167_240531a | CNSW-SNW1 | 2031 | Hunter Transmission Project
Progressive Change - Final | CDP7 | FZ2167_240531a | CNSW-SNW2d | 2030 | Sydney Ring South Option 2d
Progressive Change - Final | CDP7 | FZ2167_240531a | CQ-GG1 | 2031 | Gladstone Grid Reinforcement
Progressive Change - Final | CDP7 | FZ2167_240531a | HL | 2033 | HumeLink
Progressive Change - Final | CDP7 | FZ2167_240531a | ML1 | 2031 | Project Marinus Stage 1
Progressive Change - Final | CDP7 | FZ2167_240531a | ML2 | 2039 | Project Marinus Stage 2
Progressive Change - Final | CDP7 | FZ2167_240531a | MN1_1 | 2031 | Mid North South Australia REZ Expansion
Progressive Change - Final | CDP7 | FZ2167_240531a | N2_1 | 2031 | New England REZ Extension
Progressive Change - Final | CDP7 | FZ2167_240531a | N9_2 | 2030 | Hunter-Central Coast REZ Expansion
Progressive Change - Final | CDP7 | FZ2167_240531a | NNSW-SQ2 | 2035 | QNI Connect Option 2
Progressive Change - Final | CDP7 | FZ2167_240531a | SQ-CQ5 | 2033 | Queensland SuperGrid South Option 5
Progressive Change - Final | CDP7 | FZ2167_240531a | T3_1 | 2030 | Waddamana to Palmerston transfer capability upgrade
Progressive Change - Final | CDP7 | FZ2167_240531a | VNIWK | 2035 | VNI West
Progressive Change - Final | CDP8 | FZ2168_240531a | CNSW-NNSW1 | 2030 | New England REZ Transmission Link 1
Progressive Change - Final | CDP8 | FZ2168_240531a | CNSW-NNSW2 | 2042 | New England REZ Transmission Link 2
Progressive Change - Final | CDP8 | FZ2168_240531a | CNSW-SNW1 | 2031 | Hunter Transmission Project
Progressive Change - Final | CDP8 | FZ2168_240531a | CNSW-SNW2d | 2030 | Sydney Ring South Option 2d
Progressive Change - Final | CDP8 | FZ2168_240531a | CQ-GG1 | 2031 | Gladstone Grid Reinforcement
Progressive Change - Final | CDP8 | FZ2168_240531a | HL | 2031 | HumeLink
Progressive Change - Final | CDP8 | FZ2168_240531a | ML1 | 2031 | Project Marinus Stage 1
Progressive Change - Final | CDP8 | FZ2168_240531a | ML2 | 2039 | Project Marinus Stage 2
Progressive Change - Final | CDP8 | FZ2168_240531a | MN1_1 | 2031 | Mid North South Australia REZ Expansion
Progressive Change - Final | CDP8 | FZ2168_240531a | N2_1 | 2031 | New England REZ Extension
Progressive Change - Final | CDP8 | FZ2168_240531a | N9_2 | 2030 | Hunter-Central Coast REZ Expansion
Progressive Change - Final | CDP8 | FZ2168_240531a | NNSW-SQ2 | 2035 | QNI Connect Option 2
Progressive Change - Final | CDP8 | FZ2168_240531a | SQ-CQ5 | 2033 | Queensland SuperGrid South Option 5
Progressive Change - Final | CDP8 | FZ2168_240531a | T3_1 | 2030 | Waddamana to Palmerston transfer capability upgrade
Progressive Change - Final | CDP8 | FZ2168_240531a | VNIWK | 2036 | VNI West
Progressive Change - Final | CDP9 | FZ2169_240531a | CNSW-NNSW1 | 2033 | New England REZ Transmission Link 1
Progressive Change - Final | CDP9 | FZ2169_240531a | CNSW-NNSW2 | 2042 | New England REZ Transmission Link 2
Progressive Change - Final | CDP9 | FZ2169_240531a | CNSW-SNW1 | 2031 | Hunter Transmission Project
Progressive Change - Final | CDP9 | FZ2169_240531a | CNSW-SNW2d | 2030 | Sydney Ring South Option 2d
Progressive Change - Final | CDP9 | FZ2169_240531a | CQ-GG1 | 2031 | Gladstone Grid Reinforcement
Progressive Change - Final | CDP9 | FZ2169_240531a | HL | 2031 | HumeLink
Progressive Change - Final | CDP9 | FZ2169_240531a | ML1 | 2031 | Project Marinus Stage 1
Progressive Change - Final | CDP9 | FZ2169_240531a | ML2 | 2039 | Project Marinus Stage 2
Progressive Change - Final | CDP9 | FZ2169_240531a | MN1_1 | 2031 | Mid North South Australia REZ Expansion
Progressive Change - Final | CDP9 | FZ2169_240531a | N2_1 | 2040 | New England REZ Extension
Progressive Change - Final | CDP9 | FZ2169_240531a | N9_2 | 2030 | Hunter-Central Coast REZ Expansion
Progressive Change - Final | CDP9 | FZ2169_240531a | NNSW-SQ2 | 2035 | QNI Connect Option 2
Progressive Change - Final | CDP9 | FZ2169_240531a | SQ-CQ5 | 2033 | Queensland SuperGrid South Option 5
Progressive Change - Final | CDP9 | FZ2169_240531a | T3_1 | 2030 | Waddamana to Palmerston transfer capability upgrade
Progressive Change - Final | CDP9 | FZ2169_240531a | VNIWK | 2035 | VNI West
Progressive Change - Final | Counterfactual | FZ0000_CF_240531a | NL | 2100 | #N/A

## H2_load_capacity (hidden)
SensitivityName | Scenario | CDP | H2_load | FinancialYear | Region | Zone | Load | BidQuantity | Capacity | ElectrolyzerType
FZ2161_240531a | Progressive Change - Final | CDP1 | H2 Domestic Fixed_SNSW | 2025 | NSW | SNSW | 1.3276 | 1.3276 | 0.15156 | Fixed domestic
FZ2161_240531a | Progressive Change - Final | CDP1 | H2 Domestic Fixed_SNSW | 2026 | NSW | SNSW | 3.1853 | 3.1853 | 0.36362 | Fixed domestic
FZ2161_240531a | Progressive Change - Final | CDP1 | H2 Domestic Fixed_SNSW | 2027 | NSW | SNSW | 6.3084 | 6.3084 | 0.72014 | Fixed domestic
FZ2161_240531a | Progressive Change - Final | CDP1 | H2 Domestic Fixed_SNSW | 2028 | NSW | SNSW | 10.9957 | 10.9957 | 1.2518 | Fixed domestic
FZ2161_240531a | Progressive Change - Final | CDP1 | H2 Domestic Fixed_SNSW | 2029 | NSW | SNSW | 27.192 | 27.192 | 3.1041 | Fixed domestic
FZ2161_240531a | Progressive Change - Final | CDP1 | H2 Domestic Fixed_SNSW | 2030 | NSW | SNSW | 27.192 | 27.192 | 3.1041 | Fixed domestic
FZ2161_240531a | Progressive Change - Final | CDP1 | H2 Domestic Fixed_SNSW | 2031 | NSW | SNSW | 27.192 | 27.192 | 3.1041 | Fixed domestic
FZ2161_240531a | Progressive Change - Final | CDP1 | H2 Domestic Fixed_SNSW | 2032 | NSW | SNSW | 27.2665 | 27.2665 | 3.1041 | Fixed domestic
FZ2161_240531a | Progressive Change - Final | CDP1 | H2 Domestic Fixed_SNSW | 2033 | NSW | SNSW | 27.192 | 27.192 | 3.1041 | Fixed domestic
FZ2161_240531a | Progressive Change - Final | CDP1 | H2 Domestic Fixed_SNSW | 2034 | NSW | SNSW | 27.6335 | 27.6335 | 3.1545 | Fixed domestic
FZ2161_240531a | Progressive Change - Final | CDP1 | H2 Domestic Fixed_SNSW | 2035 | NSW | SNSW | 27.6335 | 27.6335 | 3.1545 | Fixed domestic
FZ2161_240531a | Progressive Change - Final | CDP1 | H2 Domestic Fixed_SNSW | 2036 | NSW | SNSW | 38.1133 | 38.1133 | 4.3389 | Fixed domestic
FZ2161_240531a | Progressive Change - Final | CDP1 | H2 Domestic Fixed_SNSW | 2037 | NSW | SNSW | 38.0092 | 38.0092 | 4.3389 | Fixed domestic
FZ2161_240531a | Progressive Change - Final | CDP1 | H2 Domestic Fixed_SNSW | 2038 | NSW | SNSW | 40.1835 | 40.1835 | 4.5872 | Fixed domestic
FZ2161_240531a | Progressive Change - Final | CDP1 | H2 Domestic Fixed_SNSW | 2039 | NSW | SNSW | 40.1835 | 40.1835 | 4.5872 | Fixed domestic
FZ2161_240531a | Progressive Change - Final | CDP1 | H2 Domestic Fixed_SNSW | 2040 | NSW | SNSW | 40.2935 | 40.2935 | 4.5872 | Fixed domestic
FZ2161_240531a | Progressive Change - Final | CDP1 | H2 Domestic Fixed_SNSW | 2041 | NSW | SNSW | 40.1835 | 40.1835 | 4.5872 | Fixed domestic
FZ2161_240531a | Progressive Change - Final | CDP1 | H2 Domestic Fixed_SNSW | 2042 | NSW | SNSW | 40.1835 | 40.1835 | 4.5872 | Fixed domestic
FZ2161_240531a | Progressive Change - Final | CDP1 | H2 Domestic Fixed_SNSW | 2043 | NSW | SNSW | 40.1835 | 40.1835 | 4.5872 | Fixed domestic
FZ2161_240531a | Progressive Change - Final | CDP1 | H2 Domestic Fixed_SNSW | 2044 | NSW | SNSW | 54.9452 | 54.9452 | 6.2551 | Fixed domestic
FZ2161_240531a | Progressive Change - Final | CDP1 | H2 Domestic Fixed_SNSW | 2045 | NSW | SNSW | 54.7951 | 54.7951 | 6.2551 | Fixed domestic
FZ2161_240531a | Progressive Change - Final | CDP1 | H2 Domestic Fixed_SNSW | 2046 | NSW | SNSW | 55.31 | 55.31 | 6.3139 | Fixed domestic
FZ2161_240531a | Progressive Change - Final | CDP1 | H2 Domestic Fixed_SNSW | 2047 | NSW | SNSW | 55.736 | 55.736 | 6.3626 | Fixed domestic
FZ2161_240531a | Progressive Change - Final | CDP1 | H2 Domestic Fixed_SNSW | 2048 | NSW | SNSW | 55.8887 | 55.8887 | 6.3626 | Fixed domestic
FZ2161_240531a | Progressive Change - Final | CDP1 | H2 Domestic Fixed_SNSW | 2049 | NSW | SNSW | 107.1346 | 107.1346 | 12.23 | Fixed domestic
FZ2161_240531a | Progressive Change - Final | CDP1 | H2 Domestic Fixed_SNSW | 2050 | NSW | SNSW | 206.5924 | 206.5924 | 23.5836 | Fixed domestic
FZ2161_240531a | Progressive Change - Final | CDP1 | H2 Domestic Fixed_SNSW | 2051 | NSW | SNSW | 208.9276 | 208.9276 | 23.8502 | Fixed domestic
FZ2161_240531a | Progressive Change - Final | CDP1 | H2 Domestic Fixed_SNSW | 2052 | NSW | SNSW | 206.3684 | 206.3684 | 23.4937 | Fixed domestic
FZ2161_240531a | Progressive Change - Final | CDP1 | H2 Domestic Flex_SNSW | 2025 | NSW | SNSW | 25.6001 | 29.5027 | 3.3679 | Flexible domestic
FZ2161_240531a | Progressive Change - Final | CDP1 | H2 Domestic Flex_SNSW | 2026 | NSW | SNSW | 61.376 | 70.7839 | 8.0803 | Flexible domestic
FZ2161_240531a | Progressive Change - Final | CDP1 | H2 Domestic Flex_SNSW | 2027 | NSW | SNSW | 120.043 | 140.1867 | 16.003 | Flexible domestic
FZ2161_240531a | Progressive Change - Final | CDP1 | H2 Domestic Flex_SNSW | 2028 | NSW | SNSW | 210.6775 | 244.3483 | 27.8174 | Flexible domestic
FZ2161_240531a | Progressive Change - Final | CDP1 | H2 Domestic Flex_SNSW | 2029 | NSW | SNSW | 349.4215 | 604.2666 | 68.9802 | Flexible domestic
FZ2161_240531a | Progressive Change - Final | CDP1 | H2 Domestic Flex_SNSW | 2030 | NSW | SNSW | 534.1801 | 604.2666 | 68.9802 | Flexible domestic
FZ2161_240531a | Progressive Change - Final | CDP1 | H2 Domestic Flex_SNSW | 2031 | NSW | SNSW | 492.3807 | 604.2666 | 68.9802 | Flexible domestic
FZ2161_240531a | Progressive Change - Final | CDP1 | H2 Domestic Flex_SNSW | 2032 | NSW | SNSW | 476.0745 | 605.9221 | 68.9802 | Flexible domestic
FZ2161_240531a | Progressive Change - Final | CDP1 | H2 Domestic Flex_SNSW | 2033 | NSW | SNSW | 481.2264 | 604.2666 | 68.9802 | Flexible domestic
FZ2161_240531a | Progressive Change - Final | CDP1 | H2 Domestic Flex_SNSW | 2034 | NSW | SNSW | 552.3411 | 614.0776 | 70.1002 | Flexible domestic
FZ2161_240531a | Progressive Change - Final | CDP1 | H2 Domestic Flex_SNSW | 2035 | NSW | SNSW | 545.5686 | 614.0776 | 70.1002 | Flexible domestic
FZ2161_240531a | Progressive Change - Final | CDP1 | H2 Domestic Flex_SNSW | 2036 | NSW | SNSW | 533.4557 | 846.9629 | 96.4211 | Flexible domestic
FZ2161_240531a | Progressive Change - Final | CDP1 | H2 Domestic Flex_SNSW | 2037 | NSW | SNSW | 521.5747 | 844.6488 | 96.4211 | Flexible domestic
FZ2161_240531a | Progressive Change - Final | CDP1 | H2 Domestic Flex_SNSW | 2038 | NSW | SNSW | 513.1738 | 892.9657 | 101.9367 | Flexible domestic
FZ2161_240531a | Progressive Change - Final | CDP1 | H2 Domestic Flex_SNSW | 2039 | NSW | SNSW | 505.0727 | 892.9657 | 101.9367 | Flexible domestic
FZ2161_240531a | Progressive Change - Final | CDP1 | H2 Domestic Flex_SNSW | 2040 | NSW | SNSW | 495.9991 | 895.4122 | 101.9367 | Flexible domestic
FZ2161_240531a | Progressive Change - Final | CDP1 | H2 Domestic Flex_SNSW | 2041 | NSW | SNSW | 490.409 | 892.9657 | 101.9367 | Flexible domestic
FZ2161_240531a | Progressive Change - Final | CDP1 | H2 Domestic Flex_SNSW | 2042 | NSW | SNSW | 493.7656 | 892.9657 | 101.9367 | Flexible domestic
FZ2161_240531a | Progressive Change - Final | CDP1 | H2 Domestic Flex_SNSW | 2043 | NSW | SNSW | 497.5281 | 892.9657 | 101.9367 | Flexible domestic
FZ2161_240531a | Progressive Change - Final | CDP1 | H2 Domestic Flex_SNSW | 2044 | NSW | SNSW | 500.06 | 1221.0051 | 139.0033 | Flexible domestic
FZ2161_240531a | Progressive Change - Final | CDP1 | H2 Domestic Flex_SNSW | 2045 | NSW | SNSW | 501.0179 | 1217.6691 | 139.0033 | Flexible domestic
FZ2161_240531a | Progressive Change - Final | CDP1 | H2 Domestic Flex_SNSW | 2046 | NSW | SNSW | 502.8628 | 1229.1104 | 140.3094 | Flexible domestic
FZ2161_240531a | Progressive Change - Final | CDP1 | H2 Domestic Flex_SNSW | 2047 | NSW | SNSW | 503.9421 | 1238.5783 | 141.3902 | Flexible domestic
FZ2161_240531a | Progressive Change - Final | CDP1 | H2 Domestic Flex_SNSW | 2048 | NSW | SNSW | 837.0633 | 1241.9717 | 141.3902 | Flexible domestic
FZ2161_240531a | Progressive Change - Final | CDP1 | H2 Domestic Flex_SNSW | 2049 | NSW | SNSW | 1166.1951 | 2380.768 | 271.7772 | Flexible domestic
FZ2161_240531a | Progressive Change - Final | CDP1 | H2 Domestic Flex_SNSW | 2050 | NSW | SNSW | 1495.0574 | 4590.9422 | 524.0802 | Flexible domestic
FZ2161_240531a | Progressive Change - Final | CDP1 | H2 Domestic Flex_SNSW | 2051 | NSW | SNSW | 1496.3303 | 4642.8363 | 530.0041 | Flexible domestic
FZ2161_240531a | Progressive Change - Final | CDP1 | H2 Domestic Flex_SNSW | 2052 | NSW | SNSW | 1495.761 | 4585.9634 | 522.0814 | Flexible domestic
FZ2161_240531a | Progressive Change - Final | CDP1 | H2 Domestic Fixed_SNW | 2025 | NSW | SNW | 6.7088 | 6.7088 | 0.76584 | Fixed domestic
FZ2161_240531a | Progressive Change - Final | CDP1 | H2 Domestic Fixed_SNW | 2026 | NSW | SNW | 16.2535 | 16.2535 | 1.8554 | Fixed domestic
FZ2161_240531a | Progressive Change - Final | CDP1 | H2 Domestic Fixed_SNW | 2027 | NSW | SNW | 32.1809 | 32.1809 | 3.6736 | Fixed domestic
FZ2161_240531a | Progressive Change - Final | CDP1 | H2 Domestic Fixed_SNW | 2028 | NSW | SNW | 56.1933 | 56.1933 | 6.3972 | Fixed domestic
FZ2161_240531a | Progressive Change - Final | CDP1 | H2 Domestic Fixed_SNW | 2029 | NSW | SNW | 129.4112 | 129.4112 | 14.773 | Fixed domestic
FZ2161_240531a | Progressive Change - Final | CDP1 | H2 Domestic Fixed_SNW | 2030 | NSW | SNW | 129.4112 | 129.4112 | 14.773 | Fixed domestic
FZ2161_240531a | Progressive Change - Final | CDP1 | H2 Domestic Fixed_SNW | 2031 | NSW | SNW | 129.4112 | 129.4112 | 14.773 | Fixed domestic
FZ2161_240531a | Progressive Change - Final | CDP1 | H2 Domestic Fixed_SNW | 2032 | NSW | SNW | 129.7658 | 129.7658 | 14.773 | Fixed domestic
FZ2161_240531a | Progressive Change - Final | CDP1 | H2 Domestic Fixed_SNW | 2033 | NSW | SNW | 129.4112 | 129.4112 | 14.773 | Fixed domestic
FZ2161_240531a | Progressive Change - Final | CDP1 | H2 Domestic Fixed_SNW | 2034 | NSW | SNW | 145.2244 | 145.2244 | 16.5781 | Fixed domestic
FZ2161_240531a | Progressive Change - Final | CDP1 | H2 Domestic Fixed_SNW | 2035 | NSW | SNW | 146.2042 | 146.2042 | 16.69 | Fixed domestic
FZ2161_240531a | Progressive Change - Final | CDP1 | H2 Domestic Fixed_SNW | 2036 | NSW | SNW | 224.5534 | 224.5534 | 25.5639 | Fixed domestic
FZ2161_240531a | Progressive Change - Final | CDP1 | H2 Domestic Fixed_SNW | 2037 | NSW | SNW | 223.9399 | 223.9399 | 25.5639 | Fixed domestic
FZ2161_240531a | Progressive Change - Final | CDP1 | H2 Domestic Fixed_SNW | 2038 | NSW | SNW | 237.2413 | 237.2413 | 27.0823 | Fixed domestic
FZ2161_240531a | Progressive Change - Final | CDP1 | H2 Domestic Fixed_SNW | 2039 | NSW | SNW | 237.2413 | 237.2413 | 27.0823 | Fixed domestic
FZ2161_240531a | Progressive Change - Final | CDP1 | H2 Domestic Fixed_SNW | 2040 | NSW | SNW | 237.8913 | 237.8913 | 27.0823 | Fixed domestic
FZ2161_240531a | Progressive Change - Final | CDP1 | H2 Domestic Fixed_SNW | 2041 | NSW | SNW | 237.2413 | 237.2413 | 27.0823 | Fixed domestic
FZ2161_240531a | Progressive Change - Final | CDP1 | H2 Domestic Fixed_SNW | 2042 | NSW | SNW | 237.2413 | 237.2413 | 27.0823 | Fixed domestic
FZ2161_240531a | Progressive Change - Final | CDP1 | H2 Domestic Fixed_SNW | 2043 | NSW | SNW | 237.2413 | 237.2413 | 27.0823 | Fixed domestic
FZ2161_240531a | Progressive Change - Final | CDP1 | H2 Domestic Fixed_SNW | 2044 | NSW | SNW | 282.9542 | 282.9542 | 32.2124 | Fixed domestic
FZ2161_240531a | Progressive Change - Final | CDP1 | H2 Domestic Fixed_SNW | 2045 | NSW | SNW | 282.1811 | 282.1811 | 32.2124 | Fixed domestic
FZ2161_240531a | Progressive Change - Final | CDP1 | H2 Domestic Fixed_SNW | 2046 | NSW | SNW | 284.5993 | 284.5993 | 32.4885 | Fixed domestic
FZ2161_240531a | Progressive Change - Final | CDP1 | H2 Domestic Fixed_SNW | 2047 | NSW | SNW | 294.7233 | 294.7233 | 33.6442 | Fixed domestic
FZ2161_240531a | Progressive Change - Final | CDP1 | H2 Domestic Fixed_SNW | 2048 | NSW | SNW | 345.9221 | 345.9221 | 39.3809 | Fixed domestic
FZ2161_240531a | Progressive Change - Final | CDP1 | H2 Domestic Fixed_SNW | 2049 | NSW | SNW | 556.9871 | 556.9871 | 63.583 | Fixed domestic
FZ2161_240531a | Progressive Change - Final | CDP1 | H2 Domestic Fixed_SNW | 2050 | NSW | SNW | 1043.5648 | 1043.5648 | 119.1284 | Fixed domestic
FZ2161_240531a | Progressive Change - Final | CDP1 | H2 Domestic Fixed_SNW | 2051 | NSW | SNW | 1075.8589 | 1075.8589 | 122.8149 | Fixed domestic
FZ2161_240531a | Progressive Change - Final | CDP1 | H2 Domestic Fixed_SNW | 2052 | NSW | SNW | 1062.8354 | 1062.8354 | 120.9967 | Fixed domestic
FZ2161_240531a | Progressive Change - Final | CDP1 | H2 Domestic Flex_SNW | 2025 | NSW | SNW | 129.3626 | 149.0835 | 17.0187 | Flexible domestic
FZ2161_240531a | Progressive Change - Final | CDP1 | H2 Domestic Flex_SNW | 2026 | NSW | SNW | 313.1838 | 361.189 | 41.2316 | Flexible domestic
FZ2161_240531a | Progressive Change - Final | CDP1 | H2 Domestic Flex_SNW | 2027 | NSW | SNW | 612.3729 | 715.1317 | 81.636 | Flexible domestic
FZ2161_240531a | Progressive Change - Final | CDP1 | H2 Domestic Flex_SNW | 2028 | NSW | SNW | 1076.6655 | 1248.7402 | 142.1608 | Flexible domestic
FZ2161_240531a | Progressive Change - Final | CDP1 | H2 Domestic Flex_SNW | 2029 | NSW | SNW | 1746.9973 | 2875.8056 | 328.2883 | Flexible domestic
FZ2161_240531a | Progressive Change - Final | CDP1 | H2 Domestic Flex_SNW | 2030 | NSW | SNW | 2542.2524 | 2875.8056 | 328.2883 | Flexible domestic
FZ2161_240531a | Progressive Change - Final | CDP1 | H2 Domestic Flex_SNW | 2031 | NSW | SNW | 2515.4538 | 2875.8056 | 328.2883 | Flexible domestic
FZ2161_240531a | Progressive Change - Final | CDP1 | H2 Domestic Flex_SNW | 2032 | NSW | SNW | 2464.6917 | 2883.6845 | 328.2883 | Flexible domestic
FZ2161_240531a | Progressive Change - Final | CDP1 | H2 Domestic Flex_SNW | 2033 | NSW | SNW | 2494.3597 | 2875.8056 | 328.2883 | Flexible domestic
FZ2161_240531a | Progressive Change - Final | CDP1 | H2 Domestic Flex_SNW | 2034 | NSW | SNW | 2885.4333 | 3227.2093 | 368.4029 | Flexible domestic
FZ2161_240531a | Progressive Change - Final | CDP1 | H2 Domestic Flex_SNW | 2035 | NSW | SNW | 2849.6575 | 3248.9813 | 370.8883 | Flexible domestic
FZ2161_240531a | Progressive Change - Final | CDP1 | H2 Domestic Flex_SNW | 2036 | NSW | SNW | 2786.0641 | 4990.0761 | 568.087 | Flexible domestic
FZ2161_240531a | Progressive Change - Final | CDP1 | H2 Domestic Flex_SNW | 2037 | NSW | SNW | 2723.9268 | 4976.442 | 568.087 | Flexible domestic
FZ2161_240531a | Progressive Change - Final | CDP1 | H2 Domestic Flex_SNW | 2038 | NSW | SNW | 2663.3638 | 5272.0299 | 601.8299 | Flexible domestic
FZ2161_240531a | Progressive Change - Final | CDP1 | H2 Domestic Flex_SNW | 2039 | NSW | SNW | 2620.6811 | 5272.0299 | 601.8299 | Flexible domestic
FZ2161_240531a | Progressive Change - Final | CDP1 | H2 Domestic Flex_SNW | 2040 | NSW | SNW | 2572.9575 | 5286.4738 | 601.8299 | Flexible domestic
FZ2161_240531a | Progressive Change - Final | CDP1 | H2 Domestic Flex_SNW | 2041 | NSW | SNW | 2543.9462 | 5272.0299 | 601.8299 | Flexible domestic
FZ2161_240531a | Progressive Change - Final | CDP1 | H2 Domestic Flex_SNW | 2042 | NSW | SNW | 2561.6328 | 5272.0299 | 601.8299 | Flexible domestic
FZ2161_240531a | Progressive Change - Final | CDP1 | H2 Domestic Flex_SNW | 2043 | NSW | SNW | 2563.6656 | 5272.0299 | 601.8299 | Flexible domestic
FZ2161_240531a | Progressive Change - Final | CDP1 | H2 Domestic Flex_SNW | 2044 | NSW | SNW | 2575.1833 | 6287.87 | 715.8322 | Flexible domestic
FZ2161_240531a | Progressive Change - Final | CDP1 | H2 Domestic Flex_SNW | 2045 | NSW | SNW | 2578.8465 | 6270.69 | 715.8322 | Flexible domestic
FZ2161_240531a | Progressive Change - Final | CDP1 | H2 Domestic Flex_SNW | 2046 | NSW | SNW | 2587.4979 | 6324.4299 | 721.9669 | Flexible domestic
FZ2161_240531a | Progressive Change - Final | CDP1 | H2 Domestic Flex_SNW | 2047 | NSW | SNW | 2592.1994 | 6549.4067 | 747.6492 | Flexible domestic
FZ2161_240531a | Progressive Change - Final | CDP1 | H2 Domestic Flex_SNW | 2048 | NSW | SNW | 4305.0496 | 7687.1567 | 875.1317 | Flexible domestic
FZ2161_240531a | Progressive Change - Final | CDP1 | H2 Domestic Flex_SNW | 2049 | NSW | SNW | 6005.5935 | 12377.4907 | 1412.9556 | Flexible domestic
FZ2161_240531a | Progressive Change - Final | CDP1 | H2 Domestic Flex_SNW | 2050 | NSW | SNW | 7706.5765 | 23190.3297 | 2647.2979 | Flexible domestic
FZ2161_240531a | Progressive Change - Final | CDP1 | H2 Domestic Flex_SNW | 2051 | NSW | SNW | 7705.3035 | 23907.9758 | 2729.221 | Flexible domestic
FZ2161_240531a | Progressive Change - Final | CDP1 | H2 Domestic Flex_SNW | 2052 | NSW | SNW | 7705.8728 | 23618.5647 | 2688.8166 | Flexible domestic
FZ2161_240531a | Progressive Change - Final | CDP1 | H2 Domestic Fixed_CQ | 2025 | QLD | CQ | 0.57346 | 0.57346 | 0.065464 | Fixed domestic
FZ2161_240531a | Progressive Change - Final | CDP1 | H2 Domestic Fixed_CQ | 2026 | QLD | CQ | 0.62369 | 0.62369 | 0.071197 | Fixed domestic
FZ2161_240531a | Progressive Change - Final | CDP1 | H2 Domestic Fixed_CQ | 2027 | QLD | CQ | 0.62369 | 0.62369 | 0.071197 | Fixed domestic
FZ2161_240531a | Progressive Change - Final | CDP1 | H2 Domestic Fixed_CQ | 2028 | QLD | CQ | 0.6254 | 0.6254 | 0.071197 | Fixed domestic
FZ2161_240531a | Progressive Change - Final | CDP1 | H2 Domestic Fixed_CQ | 2029 | QLD | CQ | 17.067 | 17.067 | 1.9483 | Fixed domestic
FZ2161_240531a | Progressive Change - Final | CDP1 | H2 Domestic Fixed_CQ | 2030 | QLD | CQ | 63.9795 | 63.9795 | 7.3036 | Fixed domestic
FZ2161_240531a | Progressive Change - Final | CDP1 | H2 Domestic Fixed_CQ | 2031 | QLD | CQ | 63.9795 | 63.9795 | 7.3036 | Fixed domestic
FZ2161_240531a | Progressive Change - Final | CDP1 | H2 Domestic Fixed_CQ | 2032 | QLD | CQ | 64.1548 | 64.1548 | 7.3036 | Fixed domestic
FZ2161_240531a | Progressive Change - Final | CDP1 | H2 Domestic Fixed_CQ | 2033 | QLD | CQ | 69.1223 | 69.1223 | 7.8907 | Fixed domestic
FZ2161_240531a | Progressive Change - Final | CDP1 | H2 Domestic Fixed_CQ | 2034 | QLD | CQ | 76.3225 | 76.3225 | 8.7126 | Fixed domestic
FZ2161_240531a | Progressive Change - Final | CDP1 | H2 Domestic Fixed_CQ | 2035 | QLD | CQ | 96.5362 | 96.5362 | 11.0201 | Fixed domestic
FZ2161_240531a | Progressive Change - Final | CDP1 | H2 Domestic Fixed_CQ | 2036 | QLD | CQ | 96.8007 | 96.8007 | 11.0201 | Fixed domestic
FZ2161_240531a | Progressive Change - Final | CDP1 | H2 Domestic Fixed_CQ | 2037 | QLD | CQ | 96.5362 | 96.5362 | 11.0201 | Fixed domestic
FZ2161_240531a | Progressive Change - Final | CDP1 | H2 Domestic Fixed_CQ | 2038 | QLD | CQ | 103.6866 | 103.6866 | 11.8364 | Fixed domestic
FZ2161_240531a | Progressive Change - Final | CDP1 | H2 Domestic Fixed_CQ | 2039 | QLD | CQ | 110.0706 | 110.0706 | 12.5651 | Fixed domestic
FZ2161_240531a | Progressive Change - Final | CDP1 | H2 Domestic Fixed_CQ | 2040 | QLD | CQ | 110.3721 | 110.3721 | 12.5651 | Fixed domestic
FZ2161_240531a | Progressive Change - Final | CDP1 | H2 Domestic Fixed_CQ | 2041 | QLD | CQ | 110.0706 | 110.0706 | 12.5651 | Fixed domestic
FZ2161_240531a | Progressive Change - Final | CDP1 | H2 Domestic Fixed_CQ | 2042 | QLD | CQ | 110.0706 | 110.0706 | 12.5651 | Fixed domestic
FZ2161_240531a | Progressive Change - Final | CDP1 | H2 Domestic Fixed_CQ | 2043 | QLD | CQ | 110.0706 | 110.0706 | 12.5651 | Fixed domestic
FZ2161_240531a | Progressive Change - Final | CDP1 | H2 Domestic Fixed_CQ | 2044 | QLD | CQ | 143.7307 | 143.7307 | 16.3628 | Fixed domestic
FZ2161_240531a | Progressive Change - Final | CDP1 | H2 Domestic Fixed_CQ | 2045 | QLD | CQ | 143.338 | 143.338 | 16.3628 | Fixed domestic
FZ2161_240531a | Progressive Change - Final | CDP1 | H2 Domestic Fixed_CQ | 2046 | QLD | CQ | 159.0865 | 159.0865 | 18.1606 | Fixed domestic
FZ2161_240531a | Progressive Change - Final | CDP1 | H2 Domestic Fixed_CQ | 2047 | QLD | CQ | 159.0865 | 159.0865 | 18.1606 | Fixed domestic
FZ2161_240531a | Progressive Change - Final | CDP1 | H2 Domestic Fixed_CQ | 2048 | QLD | CQ | 159.5223 | 159.5223 | 18.1606 | Fixed domestic
FZ2161_240531a | Progressive Change - Final | CDP1 | H2 Domestic Fixed_CQ | 2049 | QLD | CQ | 191.0077 | 191.0077 | 21.8045 | Fixed domestic
FZ2161_240531a | Progressive Change - Final | CDP1 | H2 Domestic Fixed_CQ | 2050 | QLD | CQ | 190.4343 | 190.4343 | 21.7391 | Fixed domestic
FZ2161_240531a | Progressive Change - Final | CDP1 | H2 Domestic Fixed_CQ | 2051 | QLD | CQ | 200.799 | 200.799 | 22.9223 | Fixed domestic
FZ2161_240531a | Progressive Change - Final | CDP1 | H2 Domestic Fixed_CQ | 2052 | QLD | CQ | 259.1106 | 259.1106 | 29.498 | Fixed domestic
FZ2161_240531a | Progressive Change - Final | CDP1 | H2 Domestic Flex_CQ | 2025 | QLD | CQ | 11.0579 | 12.7437 | 1.4548 | Flexible domestic
FZ2161_240531a | Progressive Change - Final | CDP1 | H2 Domestic Flex_CQ | 2026 | QLD | CQ | 12.0177 | 13.8598 | 1.5822 | Flexible domestic
FZ2161_240531a | Progressive Change - Final | CDP1 | H2 Domestic Flex_CQ | 2027 | QLD | CQ | 11.7569 | 13.8598 | 1.5822 | Flexible domestic
FZ2161_240531a | Progressive Change - Final | CDP1 | H2 Domestic Flex_CQ | 2028 | QLD | CQ | 10.2983 | 13.8977 | 1.5822 | Flexible domestic
FZ2161_240531a | Progressive Change - Final | CDP1 | H2 Domestic Flex_CQ | 2029 | QLD | CQ | 327.7287 | 379.2661 | 43.2952 | Flexible domestic
FZ2161_240531a | Progressive Change - Final | CDP1 | H2 Domestic Flex_CQ | 2030 | QLD | CQ | 1134.0005 | 1421.7669 | 162.3022 | Flexible domestic
FZ2161_240531a | Progressive Change - Final | CDP1 | H2 Domestic Flex_CQ | 2031 | QLD | CQ | 900.3638 | 1421.7669 | 162.3022 | Flexible domestic
FZ2161_240531a | Progressive Change - Final | CDP1 | H2 Domestic Flex_CQ | 2032 | QLD | CQ | 1081.8579 | 1425.6622 | 162.3022 | Flexible domestic
FZ2161_240531a | Progressive Change - Final | CDP1 | H2 Domestic Flex_CQ | 2033 | QLD | CQ | 1380.0604 | 1536.051 | 175.3483 | Flexible domestic
FZ2161_240531a | Progressive Change - Final | CDP1 | H2 Domestic Flex_CQ | 2034 | QLD | CQ | 1525.5419 | 1696.0553 | 193.6136 | Flexible domestic
FZ2161_240531a | Progressive Change - Final | CDP1 | H2 Domestic Flex_CQ | 2035 | QLD | CQ | 1607.3919 | 2145.2487 | 244.8914 | Flexible domestic
FZ2161_240531a | Progressive Change - Final | CDP1 | H2 Domestic Flex_CQ | 2036 | QLD | CQ | 1587.6047 | 2151.1261 | 244.8914 | Flexible domestic
FZ2161_240531a | Progressive Change - Final | CDP1 | H2 Domestic Flex_CQ | 2037 | QLD | CQ | 1567.6516 | 2145.2487 | 244.8914 | Flexible domestic
FZ2161_240531a | Progressive Change - Final | CDP1 | H2 Domestic Flex_CQ | 2038 | QLD | CQ | 1547.4387 | 2304.1464 | 263.0304 | Flexible domestic
FZ2161_240531a | Progressive Change - Final | CDP1 | H2 Domestic Flex_CQ | 2039 | QLD | CQ | 1531.3744 | 2446.0128 | 279.2252 | Flexible domestic
FZ2161_240531a | Progressive Change - Final | CDP1 | H2 Domestic Flex_CQ | 2040 | QLD | CQ | 1519.6012 | 2452.7142 | 279.2252 | Flexible domestic
FZ2161_240531a | Progressive Change - Final | CDP1 | H2 Domestic Flex_CQ | 2041 | QLD | CQ | 1513.8836 | 2446.0128 | 279.2252 | Flexible domestic
FZ2161_240531a | Progressive Change - Final | CDP1 | H2 Domestic Flex_CQ | 2042 | QLD | CQ | 1531.661 | 2446.0128 | 279.2252 | Flexible domestic
FZ2161_240531a | Progressive Change - Final | CDP1 | H2 Domestic Flex_CQ | 2043 | QLD | CQ | 1551.8681 | 2446.0128 | 279.2252 | Flexible domestic
FZ2161_240531a | Progressive Change - Final | CDP1 | H2 Domestic Flex_CQ | 2044 | QLD | CQ | 1569.722 | 3194.0146 | 363.6173 | Flexible domestic
FZ2161_240531a | Progressive Change - Final | CDP1 | H2 Domestic Flex_CQ | 2045 | QLD | CQ | 1589.3224 | 3185.2878 | 363.6173 | Flexible domestic
FZ2161_240531a | Progressive Change - Final | CDP1 | H2 Domestic Flex_CQ | 2046 | QLD | CQ | 1606.9562 | 3535.2551 | 403.5679 | Flexible domestic
FZ2161_240531a | Progressive Change - Final | CDP1 | H2 Domestic Flex_CQ | 2047 | QLD | CQ | 1623.1005 | 3535.2551 | 403.5679 | Flexible domestic
FZ2161_240531a | Progressive Change - Final | CDP1 | H2 Domestic Flex_CQ | 2048 | QLD | CQ | 1643.5557 | 3544.9408 | 403.5679 | Flexible domestic
FZ2161_240531a | Progressive Change - Final | CDP1 | H2 Domestic Flex_CQ | 2049 | QLD | CQ | 1667.5906 | 4244.6163 | 484.5452 | Flexible domestic
FZ2161_240531a | Progressive Change - Final | CDP1 | H2 Domestic Flex_CQ | 2050 | QLD | CQ | 1667.5906 | 4231.8726 | 483.0905 | Flexible domestic
FZ2161_240531a | Progressive Change - Final | CDP1 | H2 Domestic Flex_CQ | 2051 | QLD | CQ | 1667.5906 | 4462.2009 | 509.3837 | Flexible domestic
FZ2161_240531a | Progressive Change - Final | CDP1 | H2 Domestic Flex_CQ | 2052 | QLD | CQ | 2319.4322 | 5758.0132 | 655.5115 | Flexible domestic
FZ2161_240531a | Progressive Change - Final | CDP1 | H2 Domestic Fixed_SQ | 2025 | QLD | SQ | 0.30474 | 0.30474 | 0.034787 | Fixed domestic
FZ2161_240531a | Progressive Change - Final | CDP1 | H2 Domestic Fixed_SQ | 2026 | QLD | SQ | 0.30474 | 0.30474 | 0.034787 | Fixed domestic
FZ2161_240531a | Progressive Change - Final | CDP1 | H2 Domestic Fixed_SQ | 2027 | QLD | SQ | 0.30474 | 0.30474 | 0.034787 | Fixed domestic
FZ2161_240531a | Progressive Change - Final | CDP1 | H2 Domestic Fixed_SQ | 2028 | QLD | SQ | 0.30557 | 0.30557 | 0.034787 | Fixed domestic
FZ2161_240531a | Progressive Change - Final | CDP1 | H2 Domestic Fixed_SQ | 2029 | QLD | SQ | 6.8926 | 6.8926 | 0.78682 | Fixed domestic
FZ2161_240531a | Progressive Change - Final | CDP1 | H2 Domestic Fixed_SQ | 2030 | QLD | SQ | 29.464 | 29.464 | 3.3635 | Fixed domestic
FZ2161_240531a | Progressive Change - Final | CDP1 | H2 Domestic Fixed_SQ | 2031 | QLD | SQ | 29.464 | 29.464 | 3.3635 | Fixed domestic
FZ2161_240531a | Progressive Change - Final | CDP1 | H2 Domestic Fixed_SQ | 2032 | QLD | SQ | 56.5148 | 56.5148 | 6.4338 | Fixed domestic
FZ2161_240531a | Progressive Change - Final | CDP1 | H2 Domestic Fixed_SQ | 2033 | QLD | SQ | 86.0449 | 86.0449 | 9.8225 | Fixed domestic
FZ2161_240531a | Progressive Change - Final | CDP1 | H2 Domestic Fixed_SQ | 2034 | QLD | SQ | 104.4069 | 104.4069 | 11.9186 | Fixed domestic
FZ2161_240531a | Progressive Change - Final | CDP1 | H2 Domestic Fixed_SQ | 2035 | QLD | SQ | 157.3558 | 157.3558 | 17.963 | Fixed domestic
FZ2161_240531a | Progressive Change - Final | CDP1 | H2 Domestic Fixed_SQ | 2036 | QLD | SQ | 159.8818 | 159.8818 | 18.2015 | Fixed domestic
FZ2161_240531a | Progressive Change - Final | CDP1 | H2 Domestic Fixed_SQ | 2037 | QLD | SQ | 160.7371 | 160.7371 | 18.349 | Fixed domestic
FZ2161_240531a | Progressive Change - Final | CDP1 | H2 Domestic Fixed_SQ | 2038 | QLD | SQ | 160.7371 | 160.7371 | 18.349 | Fixed domestic
FZ2161_240531a | Progressive Change - Final | CDP1 | H2 Domestic Fixed_SQ | 2039 | QLD | SQ | 169.5005 | 169.5005 | 19.3494 | Fixed domestic
FZ2161_240531a | Progressive Change - Final | CDP1 | H2 Domestic Fixed_SQ | 2040 | QLD | SQ | 178.0107 | 178.0107 | 20.2653 | Fixed domestic
FZ2161_240531a | Progressive Change - Final | CDP1 | H2 Domestic Fixed_SQ | 2041 | QLD | SQ | 184.9934 | 184.9934 | 21.118 | Fixed domestic
FZ2161_240531a | Progressive Change - Final | CDP1 | H2 Domestic Fixed_SQ | 2042 | QLD | SQ | 184.9934 | 184.9934 | 21.118 | Fixed domestic
FZ2161_240531a | Progressive Change - Final | CDP1 | H2 Domestic Fixed_SQ | 2043 | QLD | SQ | 184.9934 | 184.9934 | 21.118 | Fixed domestic
FZ2161_240531a | Progressive Change - Final | CDP1 | H2 Domestic Fixed_SQ | 2044 | QLD | SQ | 256.1772 | 256.1772 | 29.1641 | Fixed domestic
FZ2161_240531a | Progressive Change - Final | CDP1 | H2 Domestic Fixed_SQ | 2045 | QLD | SQ | 255.4773 | 255.4773 | 29.1641 | Fixed domestic
FZ2161_240531a | Progressive Change - Final | CDP1 | H2 Domestic Fixed_SQ | 2046 | QLD | SQ | 264.0083 | 264.0083 | 30.1379 | Fixed domestic
FZ2161_240531a | Progressive Change - Final | CDP1 | H2 Domestic Fixed_SQ | 2047 | QLD | SQ | 264.0083 | 264.0083 | 30.1379 | Fixed domestic
FZ2161_240531a | Progressive Change - Final | CDP1 | H2 Domestic Fixed_SQ | 2048 | QLD | SQ | 264.7316 | 264.7316 | 30.1379 | Fixed domestic
FZ2161_240531a | Progressive Change - Final | CDP1 | H2 Domestic Fixed_SQ | 2049 | QLD | SQ | 286.5764 | 286.5764 | 32.7142 | Fixed domestic
FZ2161_240531a | Progressive Change - Final | CDP1 | H2 Domestic Fixed_SQ | 2050 | QLD | SQ | 286.2716 | 286.2716 | 32.6794 | Fixed domestic
FZ2161_240531a | Progressive Change - Final | CDP1 | H2 Domestic Fixed_SQ | 2051 | QLD | SQ | 315.3975 | 315.3975 | 36.0043 | Fixed domestic
FZ2161_240531a | Progressive Change - Final | CDP1 | H2 Domestic Fixed_SQ | 2052 | QLD | SQ | 407.2524 | 407.2524 | 46.363 | Fixed domestic
FZ2161_240531a | Progressive Change - Final | CDP1 | H2 Domestic Flex_SQ | 2025 | QLD | SQ | 5.8761 | 6.7719 | 0.77305 | Flexible domestic
FZ2161_240531a | Progressive Change - Final | CDP1 | H2 Domestic Flex_SQ | 2026 | QLD | SQ | 4.5388 | 6.7719 | 0.77305 | Flexible domestic
FZ2161_240531a | Progressive Change - Final | CDP1 | H2 Domestic Flex_SQ | 2027 | QLD | SQ | 4.4304 | 6.7719 | 0.77305 | Flexible domestic
FZ2161_240531a | Progressive Change - Final | CDP1 | H2 Domestic Flex_SQ | 2028 | QLD | SQ | 5.5281 | 6.7905 | 0.77305 | Flexible domestic
FZ2161_240531a | Progressive Change - Final | CDP1 | H2 Domestic Flex_SQ | 2029 | QLD | SQ | 132.3544 | 153.1679 | 17.4849 | Flexible domestic
FZ2161_240531a | Progressive Change - Final | CDP1 | H2 Domestic Flex_SQ | 2030 | QLD | SQ | 277.6234 | 654.7545 | 74.7437 | Flexible domestic
FZ2161_240531a | Progressive Change - Final | CDP1 | H2 Domestic Flex_SQ | 2031 | QLD | SQ | 533.7942 | 654.7545 | 74.7437 | Flexible domestic
FZ2161_240531a | Progressive Change - Final | CDP1 | H2 Domestic Flex_SQ | 2032 | QLD | SQ | 1111.7142 | 1255.8837 | 142.974 | Flexible domestic
FZ2161_240531a | Progressive Change - Final | CDP1 | H2 Domestic Flex_SQ | 2033 | QLD | SQ | 1717.929 | 1912.1095 | 218.2773 | Flexible domestic
FZ2161_240531a | Progressive Change - Final | CDP1 | H2 Domestic Flex_SQ | 2034 | QLD | SQ | 2086.8953 | 2320.1526 | 264.8576 | Flexible domestic
FZ2161_240531a | Progressive Change - Final | CDP1 | H2 Domestic Flex_SQ | 2035 | QLD | SQ | 2320.777 | 3496.7954 | 399.1776 | Flexible domestic
FZ2161_240531a | Progressive Change - Final | CDP1 | H2 Domestic Flex_SQ | 2036 | QLD | SQ | 2301.9489 | 3552.9295 | 404.4774 | Flexible domestic
FZ2161_240531a | Progressive Change - Final | CDP1 | H2 Domestic Flex_SQ | 2037 | QLD | SQ | 2282.232 | 3571.9357 | 407.7552 | Flexible domestic
FZ2161_240531a | Progressive Change - Final | CDP1 | H2 Domestic Flex_SQ | 2038 | QLD | SQ | 2261.8401 | 3571.9357 | 407.7552 | Flexible domestic
FZ2161_240531a | Progressive Change - Final | CDP1 | H2 Domestic Flex_SQ | 2039 | QLD | SQ | 2246.434 | 3766.6783 | 429.9861 | Flexible domestic
FZ2161_240531a | Progressive Change - Final | CDP1 | H2 Domestic Flex_SQ | 2040 | QLD | SQ | 2236.3443 | 3955.7937 | 450.3408 | Flexible domestic
FZ2161_240531a | Progressive Change - Final | CDP1 | H2 Domestic Flex_SQ | 2041 | QLD | SQ | 2233.9511 | 4110.9646 | 469.2882 | Flexible domestic
FZ2161_240531a | Progressive Change - Final | CDP1 | H2 Domestic Flex_SQ | 2042 | QLD | SQ | 2265.7026 | 4110.9646 | 469.2882 | Flexible domestic
FZ2161_240531a | Progressive Change - Final | CDP1 | H2 Domestic Flex_SQ | 2043 | QLD | SQ | 2302.2811 | 4110.9646 | 469.2882 | Flexible domestic
FZ2161_240531a | Progressive Change - Final | CDP1 | H2 Domestic Flex_SQ | 2044 | QLD | SQ | 2336.026 | 5692.8272 | 648.0905 | Flexible domestic
FZ2161_240531a | Progressive Change - Final | CDP1 | H2 Domestic Flex_SQ | 2045 | QLD | SQ | 2372.346 | 5677.2731 | 648.0905 | Flexible domestic
FZ2161_240531a | Progressive Change - Final | CDP1 | H2 Domestic Flex_SQ | 2046 | QLD | SQ | 2405.1384 | 5866.8517 | 669.7319 | Flexible domestic
FZ2161_240531a | Progressive Change - Final | CDP1 | H2 Domestic Flex_SQ | 2047 | QLD | SQ | 2433.1581 | 5866.8517 | 669.7319 | Flexible domestic
FZ2161_240531a | Progressive Change - Final | CDP1 | H2 Domestic Flex_SQ | 2048 | QLD | SQ | 2470.9132 | 5882.9253 | 669.7319 | Flexible domestic
FZ2161_240531a | Progressive Change - Final | CDP1 | H2 Domestic Flex_SQ | 2049 | QLD | SQ | 2507.0472 | 6368.3638 | 726.9822 | Flexible domestic
FZ2161_240531a | Progressive Change - Final | CDP1 | H2 Domestic Flex_SQ | 2050 | QLD | SQ | 2507.0472 | 6361.5919 | 726.2091 | Flexible domestic
FZ2161_240531a | Progressive Change - Final | CDP1 | H2 Domestic Flex_SQ | 2051 | QLD | SQ | 2507.0472 | 7008.8326 | 800.095 | Flexible domestic
FZ2161_240531a | Progressive Change - Final | CDP1 | H2 Domestic Flex_SQ | 2052 | QLD | SQ | 2992.4706 | 9050.0538 | 1030.2885 | Flexible domestic
FZ2161_240531a | Progressive Change - Final | CDP1 | H2 Domestic Fixed_CSA | 2025 | SA | CSA | 0.023265 | 0.023265 | 0.0026558 | Fixed domestic
FZ2161_240531a | Progressive Change - Final | CDP1 | H2 Domestic Fixed_CSA | 2026 | SA | CSA | 0.023265 | 0.023265 | 0.0026558 | Fixed domestic
FZ2161_240531a | Progressive Change - Final | CDP1 | H2 Domestic Fixed_CSA | 2027 | SA | CSA | 0.023265 | 0.023265 | 0.0026558 | Fixed domestic
FZ2161_240531a | Progressive Change - Final | CDP1 | H2 Domestic Fixed_CSA | 2028 | SA | CSA | 0.023329 | 0.023329 | 0.0026558 | Fixed domestic
FZ2161_240531a | Progressive Change - Final | CDP1 | H2 Domestic Fixed_CSA | 2029 | SA | CSA | 0.027259 | 0.027259 | 0.0031118 | Fixed domestic
FZ2161_240531a | Progressive Change - Final | CDP1 | H2 Domestic Fixed_CSA | 2030 | SA | CSA | 0.027259 | 0.027259 | 0.0031118 | Fixed domestic
FZ2161_240531a | Progressive Change - Final | CDP1 | H2 Domestic Fixed_CSA | 2031 | SA | CSA | 0.027259 | 0.027259 | 0.0031118 | Fixed domestic
FZ2161_240531a | Progressive Change - Final | CDP1 | H2 Domestic Fixed_CSA | 2032 | SA | CSA | 0.027334 | 0.027334 | 0.0031118 | Fixed domestic
FZ2161_240531a | Progressive Change - Final | CDP1 | H2 Domestic Fixed_CSA | 2033 | SA | CSA | 0.027259 | 0.027259 | 0.0031118 | Fixed domestic
FZ2161_240531a | Progressive Change - Final | CDP1 | H2 Domestic Fixed_CSA | 2034 | SA | CSA | 0.027259 | 0.027259 | 0.0031118 | Fixed domestic
FZ2161_240531a | Progressive Change - Final | CDP1 | H2 Domestic Fixed_CSA | 2035 | SA | CSA | 0.027862 | 0.027862 | 0.0031806 | Fixed domestic
FZ2161_240531a | Progressive Change - Final | CDP1 | H2 Domestic Fixed_CSA | 2036 | SA | CSA | 0.032939 | 0.032939 | 0.0037499 | Fixed domestic
FZ2161_240531a | Progressive Change - Final | CDP1 | H2 Domestic Fixed_CSA | 2037 | SA | CSA | 0.032849 | 0.032849 | 0.0037499 | Fixed domestic
FZ2161_240531a | Progressive Change - Final | CDP1 | H2 Domestic Fixed_CSA | 2038 | SA | CSA | 0.036308 | 0.036308 | 0.0041448 | Fixed domestic
FZ2161_240531a | Progressive Change - Final | CDP1 | H2 Domestic Fixed_CSA | 2039 | SA | CSA | 0.036308 | 0.036308 | 0.0041448 | Fixed domestic
FZ2161_240531a | Progressive Change - Final | CDP1 | H2 Domestic Fixed_CSA | 2040 | SA | CSA | 0.036408 | 0.036408 | 0.0041448 | Fixed domestic
FZ2161_240531a | Progressive Change - Final | CDP1 | H2 Domestic Fixed_CSA | 2041 | SA | CSA | 0.036308 | 0.036308 | 0.0041448 | Fixed domestic
FZ2161_240531a | Progressive Change - Final | CDP1 | H2 Domestic Fixed_CSA | 2042 | SA | CSA | 0.036308 | 0.036308 | 0.0041448 | Fixed domestic
FZ2161_240531a | Progressive Change - Final | CDP1 | H2 Domestic Fixed_CSA | 2043 | SA | CSA | 11.0969 | 11.0969 | 1.2668 | Fixed domestic
FZ2161_240531a | Progressive Change - Final | CDP1 | H2 Domestic Fixed_CSA | 2044 | SA | CSA | 18.3039 | 18.3039 | 2.0838 | Fixed domestic
FZ2161_240531a | Progressive Change - Final | CDP1 | H2 Domestic Fixed_CSA | 2045 | SA | CSA | 18.2539 | 18.2539 | 2.0838 | Fixed domestic
FZ2161_240531a | Progressive Change - Final | CDP1 | H2 Domestic Fixed_CSA | 2046 | SA | CSA | 25.6896 | 25.6896 | 2.9326 | Fixed domestic
FZ2161_240531a | Progressive Change - Final | CDP1 | H2 Domestic Fixed_CSA | 2047 | SA | CSA | 25.7861 | 25.7861 | 2.9436 | Fixed domestic
FZ2161_240531a | Progressive Change - Final | CDP1 | H2 Domestic Fixed_CSA | 2048 | SA | CSA | 25.8568 | 25.8568 | 2.9436 | Fixed domestic
FZ2161_240531a | Progressive Change - Final | CDP1 | H2 Domestic Fixed_CSA | 2049 | SA | CSA | 31.6891 | 31.6891 | 3.6175 | Fixed domestic
FZ2161_240531a | Progressive Change - Final | CDP1 | H2 Domestic Fixed_CSA | 2050 | SA | CSA | 69.0198 | 69.0198 | 7.879 | Fixed domestic
FZ2161_240531a | Progressive Change - Final | CDP1 | H2 Domestic Fixed_CSA | 2051 | SA | CSA | 69.0198 | 69.0198 | 7.879 | Fixed domestic
FZ2161_240531a | Progressive Change - Final | CDP1 | H2 Domestic Fixed_CSA | 2052 | SA | CSA | 73.6052 | 73.6052 | 8.3795 | Fixed domestic
FZ2161_240531a | Progressive Change - Final | CDP1 | H2 Domestic Flex_CSA | 2025 | SA | CSA | 0 | 0.517 | 0.059018 | Flexible domestic
FZ2161_240531a | Progressive Change - Final | CDP1 | H2 Domestic Flex_CSA | 2026 | SA | CSA | 0 | 0.517 | 0.059018 | Flexible domestic
FZ2161_240531a | Progressive Change - Final | CDP1 | H2 Domestic Flex_CSA | 2027 | SA | CSA | 0 | 0.517 | 0.059018 | Flexible domestic
FZ2161_240531a | Progressive Change - Final | CDP1 | H2 Domestic Flex_CSA | 2028 | SA | CSA | 0 | 0.51842 | 0.059018 | Flexible domestic
FZ2161_240531a | Progressive Change - Final | CDP1 | H2 Domestic Flex_CSA | 2029 | SA | CSA | 0 | 0.60576 | 0.06915 | Flexible domestic
FZ2161_240531a | Progressive Change - Final | CDP1 | H2 Domestic Flex_CSA | 2030 | SA | CSA | 0 | 0.60576 | 0.06915 | Flexible domestic
FZ2161_240531a | Progressive Change - Final | CDP1 | H2 Domestic Flex_CSA | 2031 | SA | CSA | 0 | 0.60576 | 0.06915 | Flexible domestic
FZ2161_240531a | Progressive Change - Final | CDP1 | H2 Domestic Flex_CSA | 2032 | SA | CSA | 0 | 0.60742 | 0.06915 | Flexible domestic
FZ2161_240531a | Progressive Change - Final | CDP1 | H2 Domestic Flex_CSA | 2033 | SA | CSA | 0 | 0.60576 | 0.06915 | Flexible domestic
FZ2161_240531a | Progressive Change - Final | CDP1 | H2 Domestic Flex_CSA | 2034 | SA | CSA | 0 | 0.60576 | 0.06915 | Flexible domestic
FZ2161_240531a | Progressive Change - Final | CDP1 | H2 Domestic Flex_CSA | 2035 | SA | CSA | 0 | 0.61916 | 0.07068 | Flexible domestic
FZ2161_240531a | Progressive Change - Final | CDP1 | H2 Domestic Flex_CSA | 2036 | SA | CSA | 0 | 0.73198 | 0.083331 | Flexible domestic
FZ2161_240531a | Progressive Change - Final | CDP1 | H2 Domestic Flex_CSA | 2037 | SA | CSA | 0 | 0.72998 | 0.083331 | Flexible domestic
FZ2161_240531a | Progressive Change - Final | CDP1 | H2 Domestic Flex_CSA | 2038 | SA | CSA | 0 | 0.80685 | 0.092106 | Flexible domestic
FZ2161_240531a | Progressive Change - Final | CDP1 | H2 Domestic Flex_CSA | 2039 | SA | CSA | 0 | 0.80685 | 0.092106 | Flexible domestic
FZ2161_240531a | Progressive Change - Final | CDP1 | H2 Domestic Flex_CSA | 2040 | SA | CSA | 0 | 0.80906 | 0.092106 | Flexible domestic
FZ2161_240531a | Progressive Change - Final | CDP1 | H2 Domestic Flex_CSA | 2041 | SA | CSA | 0 | 0.80685 | 0.092106 | Flexible domestic
FZ2161_240531a | Progressive Change - Final | CDP1 | H2 Domestic Flex_CSA | 2042 | SA | CSA | 0 | 0.80685 | 0.092106 | Flexible domestic
FZ2161_240531a | Progressive Change - Final | CDP1 | H2 Domestic Flex_CSA | 2043 | SA | CSA | 161.764 | 246.5984 | 28.1505 | Flexible domestic
FZ2161_240531a | Progressive Change - Final | CDP1 | H2 Domestic Flex_CSA | 2044 | SA | CSA | 166.0568 | 406.7536 | 46.3062 | Flexible domestic
FZ2161_240531a | Progressive Change - Final | CDP1 | H2 Domestic Flex_CSA | 2045 | SA | CSA | 166.0758 | 405.6423 | 46.3062 | Flexible domestic
FZ2161_240531a | Progressive Change - Final | CDP1 | H2 Domestic Flex_CSA | 2046 | SA | CSA | 233.5625 | 570.8795 | 65.1689 | Flexible domestic
FZ2161_240531a | Progressive Change - Final | CDP1 | H2 Domestic Flex_CSA | 2047 | SA | CSA | 234.2914 | 573.0248 | 65.4138 | Flexible domestic
FZ2161_240531a | Progressive Change - Final | CDP1 | H2 Domestic Flex_CSA | 2048 | SA | CSA | 233.744 | 574.5947 | 65.4138 | Flexible domestic
FZ2161_240531a | Progressive Change - Final | CDP1 | H2 Domestic Flex_CSA | 2049 | SA | CSA | 343.4483 | 704.203 | 80.3885 | Flexible domestic
FZ2161_240531a | Progressive Change - Final | CDP1 | H2 Domestic Flex_CSA | 2050 | SA | CSA | 618.0921 | 1533.774 | 175.0884 | Flexible domestic
FZ2161_240531a | Progressive Change - Final | CDP1 | H2 Domestic Flex_CSA | 2051 | SA | CSA | 620.1975 | 1533.774 | 175.0884 | Flexible domestic
FZ2161_240531a | Progressive Change - Final | CDP1 | H2 Domestic Flex_CSA | 2052 | SA | CSA | 620.6331 | 1635.6711 | 186.2103 | Flexible domestic
FZ2161_240531a | Progressive Change - Final | CDP1 | Whyalla H2 load_fixed | 2025 | SA | CSA | 0 | 0 | 0 | Fixed domestic
FZ2161_240531a | Progressive Change - Final | CDP1 | Whyalla H2 load_fixed | 2026 | SA | CSA | 24.6375 | 24.6375 | 2.8125 | Fixed domestic
FZ2161_240531a | Progressive Change - Final | CDP1 | Whyalla H2 load_fixed | 2027 | SA | CSA | 73.9125 | 73.9125 | 8.4375 | Fixed domestic
FZ2161_240531a | Progressive Change - Final | CDP1 | Whyalla H2 load_fixed | 2028 | SA | CSA | 98.82 | 98.82 | 11.25 | Fixed domestic
FZ2161_240531a | Progressive Change - Final | CDP1 | Whyalla H2 load_fixed | 2029 | SA | CSA | 98.55 | 98.55 | 11.25 | Fixed domestic
FZ2161_240531a | Progressive Change - Final | CDP1 | Whyalla H2 load_fixed | 2030 | SA | CSA | 98.55 | 98.55 | 11.25 | Fixed domestic
FZ2161_240531a | Progressive Change - Final | CDP1 | Whyalla H2 load_fixed | 2031 | SA | CSA | 98.55 | 98.55 | 11.25 | Fixed domestic
FZ2161_240531a | Progressive Change - Final | CDP1 | Whyalla H2 load_fixed | 2032 | SA | CSA | 98.82 | 98.82 | 11.25 | Fixed domestic
FZ2161_240531a | Progressive Change - Final | CDP1 | Whyalla H2 load_fixed | 2033 | SA | CSA | 98.55 | 98.55 | 11.25 | Fixed domestic
FZ2161_240531a | Progressive Change - Final | CDP1 | Whyalla H2 load_fixed | 2034 | SA | CSA | 98.55 | 98.55 | 11.25 | Fixed domestic
FZ2161_240531a | Progressive Change - Final | CDP1 | Whyalla H2 load_fixed | 2035 | SA | CSA | 98.55 | 98.55 | 11.25 | Fixed domestic
FZ2161_240531a | Progressive Change - Final | CDP1 | Whyalla H2 load_fixed | 2036 | SA | CSA | 98.82 | 98.82 | 11.25 | Fixed domestic
FZ2161_240531a | Progressive Change - Final | CDP1 | Whyalla H2 load_fixed | 2037 | SA | CSA | 98.55 | 98.55 | 11.25 | Fixed domestic
FZ2161_240531a | Progressive Change - Final | CDP1 | Whyalla H2 load_fixed | 2038 | SA | CSA | 98.55 | 98.55 | 11.25 | Fixed domestic
FZ2161_240531a | Progressive Change - Final | CDP1 | Whyalla H2 load_fixed | 2039 | SA | CSA | 98.55 | 98.55 | 11.25 | Fixed domestic
FZ2161_240531a | Progressive Change - Final | CDP1 | Whyalla H2 load_fixed | 2040 | SA | CSA | 98.82 | 98.82 | 11.25 | Fixed domestic
FZ2161_240531a | Progressive Change - Final | CDP1 | Whyalla H2 load_fixed | 2041 | SA | CSA | 98.55 | 98.55 | 11.25 | Fixed domestic
FZ2161_240531a | Progressive Change - Final | CDP1 | Whyalla H2 load_fixed | 2042 | SA | CSA | 98.55 | 98.55 | 11.25 | Fixed domestic
FZ2161_240531a | Progressive Change - Final | CDP1 | Whyalla H2 load_fixed | 2043 | SA | CSA | 98.55 | 98.55 | 11.25 | Fixed domestic
FZ2161_240531a | Progressive Change - Final | CDP1 | Whyalla H2 load_fixed | 2044 | SA | CSA | 98.82 | 98.82 | 11.25 | Fixed domestic
FZ2161_240531a | Progressive Change - Final | CDP1 | Whyalla H2 load_fixed | 2045 | SA | CSA | 98.55 | 98.55 | 11.25 | Fixed domestic
FZ2161_240531a | Progressive Change - Final | CDP1 | Whyalla H2 load_fixed | 2046 | SA | CSA | 98.55 | 98.55 | 11.25 | Fixed domestic
FZ2161_240531a | Progressive Change - Final | CDP1 | Whyalla H2 load_fixed | 2047 | SA | CSA | 98.55 | 98.55 | 11.25 | Fixed domestic
FZ2161_240531a | Progressive Change - Final | CDP1 | Whyalla H2 load_fixed | 2048 | SA | CSA | 98.82 | 98.82 | 11.25 | Fixed domestic
FZ2161_240531a | Progressive Change - Final | CDP1 | Whyalla H2 load_fixed | 2049 | SA | CSA | 98.55 | 98.55 | 11.25 | Fixed domestic
FZ2161_240531a | Progressive Change - Final | CDP1 | Whyalla H2 load_fixed | 2050 | SA | CSA | 98.55 | 98.55 | 11.25 | Fixed domestic
FZ2161_240531a | Progressive Change - Final | CDP1 | Whyalla H2 load_fixed | 2051 | SA | CSA | 98.55 | 98.55 | 11.25 | Fixed domestic
FZ2161_240531a | Progressive Change - Final | CDP1 | Whyalla H2 load_fixed | 2052 | SA | CSA | 98.82 | 98.82 | 11.25 | Fixed domestic
FZ2161_240531a | Progressive Change - Final | CDP1 | Whyalla H2 load_flex | 2025 | SA | CSA | 0 | 0 | 0 | Flexible domestic
FZ2161_240531a | Progressive Change - Final | CDP1 | Whyalla H2 load_flex | 2026 | SA | CSA | 344.5504 | 547.5 | 62.5 | Flexible domestic
FZ2161_240531a | Progressive Change - Final | CDP1 | Whyalla H2 load_flex | 2027 | SA | CSA | 1027.5222 | 1642.5 | 187.5 | Flexible domestic
FZ2161_240531a | Progressive Change - Final | CDP1 | Whyalla H2 load_flex | 2028 | SA | CSA | 1369.3318 | 2196 | 250 | Flexible domestic
FZ2161_240531a | Progressive Change - Final | CDP1 | Whyalla H2 load_flex | 2029 | SA | CSA | 1381.7932 | 2190 | 250 | Flexible domestic
FZ2161_240531a | Progressive Change - Final | CDP1 | Whyalla H2 load_flex | 2030 | SA | CSA | 1380.6196 | 2190 | 250 | Flexible domestic
FZ2161_240531a | Progressive Change - Final | CDP1 | Whyalla H2 load_flex | 2031 | SA | CSA | 1379.039 | 2190 | 250 | Flexible domestic
FZ2161_240531a | Progressive Change - Final | CDP1 | Whyalla H2 load_flex | 2032 | SA | CSA | 1304.129 | 2196 | 250 | Flexible domestic
FZ2161_240531a | Progressive Change - Final | CDP1 | Whyalla H2 load_flex | 2033 | SA | CSA | 1295.4086 | 2190 | 250 | Flexible domestic
FZ2161_240531a | Progressive Change - Final | CDP1 | Whyalla H2 load_flex | 2034 | SA | CSA | 1295.8947 | 2190 | 250 | Flexible domestic
FZ2161_240531a | Progressive Change - Final | CDP1 | Whyalla H2 load_flex | 2035 | SA | CSA | 1296.1512 | 2190 | 250 | Flexible domestic
FZ2161_240531a | Progressive Change - Final | CDP1 | Whyalla H2 load_flex | 2036 | SA | CSA | 1296.4087 | 2196 | 250 | Flexible domestic
FZ2161_240531a | Progressive Change - Final | CDP1 | Whyalla H2 load_flex | 2037 | SA | CSA | 1298.9976 | 2190 | 250 | Flexible domestic
FZ2161_240531a | Progressive Change - Final | CDP1 | Whyalla H2 load_flex | 2038 | SA | CSA | 1298.9976 | 2190 | 250 | Flexible domestic
FZ2161_240531a | Progressive Change - Final | CDP1 | Whyalla H2 load_flex | 2039 | SA | CSA | 1298.9976 | 2190 | 250 | Flexible domestic
FZ2161_240531a | Progressive Change - Final | CDP1 | Whyalla H2 load_flex | 2040 | SA | CSA | 1298.9976 | 2196 | 250 | Flexible domestic
FZ2161_240531a | Progressive Change - Final | CDP1 | Whyalla H2 load_flex | 2041 | SA | CSA | 1298.9976 | 2190 | 250 | Flexible domestic
FZ2161_240531a | Progressive Change - Final | CDP1 | Whyalla H2 load_flex | 2042 | SA | CSA | 1298.9976 | 2190 | 250 | Flexible domestic
FZ2161_240531a | Progressive Change - Final | CDP1 | Whyalla H2 load_flex | 2043 | SA | CSA | 1298.9976 | 2190 | 250 | Flexible domestic
FZ2161_240531a | Progressive Change - Final | CDP1 | Whyalla H2 load_flex | 2044 | SA | CSA | 1298.9976 | 2196 | 250 | Flexible domestic
FZ2161_240531a | Progressive Change - Final | CDP1 | Whyalla H2 load_flex | 2045 | SA | CSA | 1298.9976 | 2190 | 250 | Flexible domestic
FZ2161_240531a | Progressive Change - Final | CDP1 | Whyalla H2 load_flex | 2046 | SA | CSA | 1298.9976 | 2190 | 250 | Flexible domestic
FZ2161_240531a | Progressive Change - Final | CDP1 | Whyalla H2 load_flex | 2047 | SA | CSA | 1298.9976 | 2190 | 250 | Flexible domestic
FZ2161_240531a | Progressive Change - Final | CDP1 | Whyalla H2 load_flex | 2048 | SA | CSA | 1298.9976 | 2196 | 250 | Flexible domestic
FZ2161_240531a | Progressive Change - Final | CDP1 | Whyalla H2 load_flex | 2049 | SA | CSA | 1298.9976 | 2190 | 250 | Flexible domestic
FZ2161_240531a | Progressive Change - Final | CDP1 | Whyalla H2 load_flex | 2050 | SA | CSA | 1298.9976 | 2190 | 250 | Flexible domestic
FZ2161_240531a | Progressive Change - Final | CDP1 | Whyalla H2 load_flex | 2051 | SA | CSA | 1298.9976 | 2190 | 250 | Flexible domestic
FZ2161_240531a | Progressive Change - Final | CDP1 | Whyalla H2 load_flex | 2052 | SA | CSA | 1298.9976 | 2196 | 250 | Flexible domestic
FZ2161_240531a | Progressive Change - Final | CDP1 | H2 Domestic Fixed_SESA | 2025 | SA | SESA | 0.061378 | 0.061378 | 0.0070066 | Fixed domestic
FZ2161_240531a | Progressive Change - Final | CDP1 | H2 Domestic Fixed_SESA | 2026 | SA | SESA | 2.6667 | 2.6667 | 0.30441 | Fixed domestic
FZ2161_240531a | Progressive Change - Final | CDP1 | H2 Domestic Fixed_SESA | 2027 | SA | SESA | 7.7174 | 7.7174 | 0.88098 | Fixed domestic
FZ2161_240531a | Progressive Change - Final | CDP1 | H2 Domestic Fixed_SESA | 2028 | SA | SESA | 9.8546 | 9.8546 | 1.1219 | Fixed domestic
FZ2161_240531a | Progressive Change - Final | CDP1 | H2 Domestic Fixed_SESA | 2029 | SA | SESA | 10.7301 | 10.7301 | 1.2249 | Fixed domestic
FZ2161_240531a | Progressive Change - Final | CDP1 | H2 Domestic Fixed_SESA | 2030 | SA | SESA | 10.7301 | 10.7301 | 1.2249 | Fixed domestic
FZ2161_240531a | Progressive Change - Final | CDP1 | H2 Domestic Fixed_SESA | 2031 | SA | SESA | 10.7301 | 10.7301 | 1.2249 | Fixed domestic
FZ2161_240531a | Progressive Change - Final | CDP1 | H2 Domestic Fixed_SESA | 2032 | SA | SESA | 10.7595 | 10.7595 | 1.2249 | Fixed domestic
FZ2161_240531a | Progressive Change - Final | CDP1 | H2 Domestic Fixed_SESA | 2033 | SA | SESA | 13.2571 | 13.2571 | 1.5134 | Fixed domestic
FZ2161_240531a | Progressive Change - Final | CDP1 | H2 Domestic Fixed_SESA | 2034 | SA | SESA | 13.952 | 13.952 | 1.5927 | Fixed domestic
FZ2161_240531a | Progressive Change - Final | CDP1 | H2 Domestic Fixed_SESA | 2035 | SA | SESA | 15.1552 | 15.1552 | 1.73 | Fixed domestic
FZ2161_240531a | Progressive Change - Final | CDP1 | H2 Domestic Fixed_SESA | 2036 | SA | SESA | 16.268 | 16.268 | 1.852 | Fixed domestic
FZ2161_240531a | Progressive Change - Final | CDP1 | H2 Domestic Fixed_SESA | 2037 | SA | SESA | 16.2235 | 16.2235 | 1.852 | Fixed domestic
FZ2161_240531a | Progressive Change - Final | CDP1 | H2 Domestic Fixed_SESA | 2038 | SA | SESA | 18.4317 | 18.4317 | 2.1041 | Fixed domestic
FZ2161_240531a | Progressive Change - Final | CDP1 | H2 Domestic Fixed_SESA | 2039 | SA | SESA | 18.4317 | 18.4317 | 2.1041 | Fixed domestic
FZ2161_240531a | Progressive Change - Final | CDP1 | H2 Domestic Fixed_SESA | 2040 | SA | SESA | 18.4822 | 18.4822 | 2.1041 | Fixed domestic
FZ2161_240531a | Progressive Change - Final | CDP1 | H2 Domestic Fixed_SESA | 2041 | SA | SESA | 18.4317 | 18.4317 | 2.1041 | Fixed domestic
FZ2161_240531a | Progressive Change - Final | CDP1 | H2 Domestic Fixed_SESA | 2042 | SA | SESA | 18.4317 | 18.4317 | 2.1041 | Fixed domestic
FZ2161_240531a | Progressive Change - Final | CDP1 | H2 Domestic Fixed_SESA | 2043 | SA | SESA | 18.4317 | 18.4317 | 2.1041 | Fixed domestic
FZ2161_240531a | Progressive Change - Final | CDP1 | H2 Domestic Fixed_SESA | 2044 | SA | SESA | 24.5855 | 24.5855 | 2.7989 | Fixed domestic
FZ2161_240531a | Progressive Change - Final | CDP1 | H2 Domestic Fixed_SESA | 2045 | SA | SESA | 24.5183 | 24.5183 | 2.7989 | Fixed domestic
FZ2161_240531a | Progressive Change - Final | CDP1 | H2 Domestic Fixed_SESA | 2046 | SA | SESA | 24.5183 | 24.5183 | 2.7989 | Fixed domestic
FZ2161_240531a | Progressive Change - Final | CDP1 | H2 Domestic Fixed_SESA | 2047 | SA | SESA | 24.5183 | 24.5183 | 2.7989 | Fixed domestic
FZ2161_240531a | Progressive Change - Final | CDP1 | H2 Domestic Fixed_SESA | 2048 | SA | SESA | 24.5855 | 24.5855 | 2.7989 | Fixed domestic
FZ2161_240531a | Progressive Change - Final | CDP1 | H2 Domestic Fixed_SESA | 2049 | SA | SESA | 24.5183 | 24.5183 | 2.7989 | Fixed domestic
FZ2161_240531a | Progressive Change - Final | CDP1 | H2 Domestic Fixed_SESA | 2050 | SA | SESA | 38.2178 | 38.2178 | 4.3628 | Fixed domestic
FZ2161_240531a | Progressive Change - Final | CDP1 | H2 Domestic Fixed_SESA | 2051 | SA | SESA | 35.6125 | 35.6125 | 4.0654 | Fixed domestic
FZ2161_240531a | Progressive Change - Final | CDP1 | H2 Domestic Fixed_SESA | 2052 | SA | SESA | 38.3844 | 38.3844 | 4.3698 | Fixed domestic
FZ2161_240531a | Progressive Change - Final | CDP1 | H2 Domestic Flex_SESA | 2025 | SA | SESA | 1.1835 | 1.3639 | 0.1557 | Flexible domestic
FZ2161_240531a | Progressive Change - Final | CDP1 | H2 Domestic Flex_SESA | 2026 | SA | SESA | 51.3833 | 59.2594 | 6.7648 | Flexible domestic
FZ2161_240531a | Progressive Change - Final | CDP1 | H2 Domestic Flex_SESA | 2027 | SA | SESA | 146.4943 | 171.497 | 19.5773 | Flexible domestic
FZ2161_240531a | Progressive Change - Final | CDP1 | H2 Domestic Flex_SESA | 2028 | SA | SESA | 188.8144 | 218.9911 | 24.9307 | Flexible domestic
FZ2161_240531a | Progressive Change - Final | CDP1 | H2 Domestic Flex_SESA | 2029 | SA | SESA | 169.2015 | 238.4458 | 27.2198 | Flexible domestic
FZ2161_240531a | Progressive Change - Final | CDP1 | H2 Domestic Flex_SESA | 2030 | SA | SESA | 148.0694 | 238.4458 | 27.2198 | Flexible domestic
FZ2161_240531a | Progressive Change - Final | CDP1 | H2 Domestic Flex_SESA | 2031 | SA | SESA | 146.0958 | 238.4458 | 27.2198 | Flexible domestic
FZ2161_240531a | Progressive Change - Final | CDP1 | H2 Domestic Flex_SESA | 2032 | SA | SESA | 167.3429 | 239.0991 | 27.2198 | Flexible domestic
FZ2161_240531a | Progressive Change - Final | CDP1 | H2 Domestic Flex_SESA | 2033 | SA | SESA | 199.5319 | 294.6023 | 33.6304 | Flexible domestic
FZ2161_240531a | Progressive Change - Final | CDP1 | H2 Domestic Flex_SESA | 2034 | SA | SESA | 206.0828 | 310.0448 | 35.3932 | Flexible domestic
FZ2161_240531a | Progressive Change - Final | CDP1 | H2 Domestic Flex_SESA | 2035 | SA | SESA | 201.66 | 336.7813 | 38.4454 | Flexible domestic
FZ2161_240531a | Progressive Change - Final | CDP1 | H2 Domestic Flex_SESA | 2036 | SA | SESA | 197.2612 | 361.511 | 41.1556 | Flexible domestic
FZ2161_240531a | Progressive Change - Final | CDP1 | H2 Domestic Flex_SESA | 2037 | SA | SESA | 192.9695 | 360.5233 | 41.1556 | Flexible domestic
FZ2161_240531a | Progressive Change - Final | CDP1 | H2 Domestic Flex_SESA | 2038 | SA | SESA | 188.9449 | 409.594 | 46.7573 | Flexible domestic
FZ2161_240531a | Progressive Change - Final | CDP1 | H2 Domestic Flex_SESA | 2039 | SA | SESA | 184.9592 | 409.594 | 46.7573 | Flexible domestic
FZ2161_240531a | Progressive Change - Final | CDP1 | H2 Domestic Flex_SESA | 2040 | SA | SESA | 181.0498 | 410.7162 | 46.7573 | Flexible domestic
FZ2161_240531a | Progressive Change - Final | CDP1 | H2 Domestic Flex_SESA | 2041 | SA | SESA | 179.2508 | 409.594 | 46.7573 | Flexible domestic
FZ2161_240531a | Progressive Change - Final | CDP1 | H2 Domestic Flex_SESA | 2042 | SA | SESA | 179.4237 | 409.594 | 46.7573 | Flexible domestic
FZ2161_240531a | Progressive Change - Final | CDP1 | H2 Domestic Flex_SESA | 2043 | SA | SESA | 222.1558 | 409.594 | 46.7573 | Flexible domestic
FZ2161_240531a | Progressive Change - Final | CDP1 | H2 Domestic Flex_SESA | 2044 | SA | SESA | 223.2297 | 546.3436 | 62.1976 | Flexible domestic
FZ2161_240531a | Progressive Change - Final | CDP1 | H2 Domestic Flex_SESA | 2045 | SA | SESA | 224.4286 | 544.8509 | 62.1976 | Flexible domestic
FZ2161_240531a | Progressive Change - Final | CDP1 | H2 Domestic Flex_SESA | 2046 | SA | SESA | 238.1929 | 544.8509 | 62.1976 | Flexible domestic
FZ2161_240531a | Progressive Change - Final | CDP1 | H2 Domestic Flex_SESA | 2047 | SA | SESA | 237.464 | 544.8509 | 62.1976 | Flexible domestic
FZ2161_240531a | Progressive Change - Final | CDP1 | H2 Domestic Flex_SESA | 2048 | SA | SESA | 238.0114 | 546.3436 | 62.1976 | Flexible domestic
FZ2161_240531a | Progressive Change - Final | CDP1 | H2 Domestic Flex_SESA | 2049 | SA | SESA | 262.6572 | 544.8509 | 62.1976 | Flexible domestic
FZ2161_240531a | Progressive Change - Final | CDP1 | H2 Domestic Flex_SESA | 2050 | SA | SESA | 320.6611 | 849.2843 | 96.9503 | Flexible domestic
FZ2161_240531a | Progressive Change - Final | CDP1 | H2 Domestic Flex_SESA | 2051 | SA | SESA | 321.0201 | 791.3889 | 90.3412 | Flexible domestic
FZ2161_240531a | Progressive Change - Final | CDP1 | H2 Domestic Flex_SESA | 2052 | SA | SESA | 320.5845 | 852.9872 | 97.1069 | Flexible domestic
FZ2161_240531a | Progressive Change - Final | CDP1 | H2 Domestic Fixed_TAS | 2025 | TAS | TAS | 0 | 0 | 0 | Fixed domestic
FZ2161_240531a | Progressive Change - Final | CDP1 | H2 Domestic Fixed_TAS | 2026 | TAS | TAS | 0 | 0 | 0 | Fixed domestic
FZ2161_240531a | Progressive Change - Final | CDP1 | H2 Domestic Fixed_TAS | 2027 | TAS | TAS | 0 | 0 | 0 | Fixed domestic
FZ2161_240531a | Progressive Change - Final | CDP1 | H2 Domestic Fixed_TAS | 2028 | TAS | TAS | 0 | 0 | 0 | Fixed domestic
FZ2161_240531a | Progressive Change - Final | CDP1 | H2 Domestic Fixed_TAS | 2029 | TAS | TAS | 0.30059 | 0.30059 | 0.034314 | Fixed domestic
FZ2161_240531a | Progressive Change - Final | CDP1 | H2 Domestic Fixed_TAS | 2030 | TAS | TAS | 1.2354 | 1.2354 | 0.14103 | Fixed domestic
FZ2161_240531a | Progressive Change - Final | CDP1 | H2 Domestic Fixed_TAS | 2031 | TAS | TAS | 2.5762 | 2.5762 | 0.29408 | Fixed domestic
FZ2161_240531a | Progressive Change - Final | CDP1 | H2 Domestic Fixed_TAS | 2032 | TAS | TAS | 3.3595 | 3.3595 | 0.38245 | Fixed domestic
FZ2161_240531a | Progressive Change - Final | CDP1 | H2 Domestic Fixed_TAS | 2033 | TAS | TAS | 4.7729 | 4.7729 | 0.54485 | Fixed domestic
FZ2161_240531a | Progressive Change - Final | CDP1 | H2 Domestic Fixed_TAS | 2034 | TAS | TAS | 4.7729 | 4.7729 | 0.54485 | Fixed domestic
FZ2161_240531a | Progressive Change - Final | CDP1 | H2 Domestic Fixed_TAS | 2035 | TAS | TAS | 4.9175 | 4.9175 | 0.56136 | Fixed domestic
FZ2161_240531a | Progressive Change - Final | CDP1 | H2 Domestic Fixed_TAS | 2036 | TAS | TAS | 5.8898 | 5.8898 | 0.67051 | Fixed domestic
FZ2161_240531a | Progressive Change - Final | CDP1 | H2 Domestic Fixed_TAS | 2037 | TAS | TAS | 5.8737 | 5.8737 | 0.67051 | Fixed domestic
FZ2161_240531a | Progressive Change - Final | CDP1 | H2 Domestic Fixed_TAS | 2038 | TAS | TAS | 9.7586 | 9.7586 | 1.114 | Fixed domestic
FZ2161_240531a | Progressive Change - Final | CDP1 | H2 Domestic Fixed_TAS | 2039 | TAS | TAS | 9.7586 | 9.7586 | 1.114 | Fixed domestic
FZ2161_240531a | Progressive Change - Final | CDP1 | H2 Domestic Fixed_TAS | 2040 | TAS | TAS | 9.7853 | 9.7853 | 1.114 | Fixed domestic
FZ2161_240531a | Progressive Change - Final | CDP1 | H2 Domestic Fixed_TAS | 2041 | TAS | TAS | 14.0639 | 14.0639 | 1.6055 | Fixed domestic
FZ2161_240531a | Progressive Change - Final | CDP1 | H2 Domestic Fixed_TAS | 2042 | TAS | TAS | 14.0639 | 14.0639 | 1.6055 | Fixed domestic
FZ2161_240531a | Progressive Change - Final | CDP1 | H2 Domestic Fixed_TAS | 2043 | TAS | TAS | 14.0639 | 14.0639 | 1.6055 | Fixed domestic
FZ2161_240531a | Progressive Change - Final | CDP1 | H2 Domestic Fixed_TAS | 2044 | TAS | TAS | 14.1025 | 14.1025 | 1.6055 | Fixed domestic
FZ2161_240531a | Progressive Change - Final | CDP1 | H2 Domestic Fixed_TAS | 2045 | TAS | TAS | 14.0639 | 14.0639 | 1.6055 | Fixed domestic
FZ2161_240531a | Progressive Change - Final | CDP1 | H2 Domestic Fixed_TAS | 2046 | TAS | TAS | 14.0639 | 14.0639 | 1.6055 | Fixed domestic
FZ2161_240531a | Progressive Change - Final | CDP1 | H2 Domestic Fixed_TAS | 2047 | TAS | TAS | 15.9975 | 15.9975 | 1.8262 | Fixed domestic
FZ2161_240531a | Progressive Change - Final | CDP1 | H2 Domestic Fixed_TAS | 2048 | TAS | TAS | 16.0413 | 16.0413 | 1.8262 | Fixed domestic
FZ2161_240531a | Progressive Change - Final | CDP1 | H2 Domestic Fixed_TAS | 2049 | TAS | TAS | 15.9975 | 15.9975 | 1.8262 | Fixed domestic
FZ2161_240531a | Progressive Change - Final | CDP1 | H2 Domestic Fixed_TAS | 2050 | TAS | TAS | 16.1036 | 16.1036 | 1.8383 | Fixed domestic
FZ2161_240531a | Progressive Change - Final | CDP1 | H2 Domestic Fixed_TAS | 2051 | TAS | TAS | 16.1036 | 16.1036 | 1.8383 | Fixed domestic
FZ2161_240531a | Progressive Change - Final | CDP1 | H2 Domestic Fixed_TAS | 2052 | TAS | TAS | 16.1788 | 16.1788 | 1.8419 | Fixed domestic
FZ2161_240531a | Progressive Change - Final | CDP1 | H2 Domestic Flex_TAS | 2025 | TAS | TAS | 0 | 0 | 0 | Flexible domestic
FZ2161_240531a | Progressive Change - Final | CDP1 | H2 Domestic Flex_TAS | 2026 | TAS | TAS | 0 | 0 | 0 | Flexible domestic
FZ2161_240531a | Progressive Change - Final | CDP1 | H2 Domestic Flex_TAS | 2027 | TAS | TAS | 0 | 0 | 0 | Flexible domestic
FZ2161_240531a | Progressive Change - Final | CDP1 | H2 Domestic Flex_TAS | 2028 | TAS | TAS | 0 | 0 | 0 | Flexible domestic
FZ2161_240531a | Progressive Change - Final | CDP1 | H2 Domestic Flex_TAS | 2029 | TAS | TAS | 5.7721 | 6.6798 | 0.76253 | Flexible domestic
FZ2161_240531a | Progressive Change - Final | CDP1 | H2 Domestic Flex_TAS | 2030 | TAS | TAS | 24.2692 | 27.4534 | 3.134 | Flexible domestic
FZ2161_240531a | Progressive Change - Final | CDP1 | H2 Domestic Flex_TAS | 2031 | TAS | TAS | 50.4074 | 57.2484 | 6.5352 | Flexible domestic
FZ2161_240531a | Progressive Change - Final | CDP1 | H2 Domestic Flex_TAS | 2032 | TAS | TAS | 66.0847 | 74.6547 | 8.4989 | Flexible domestic
FZ2161_240531a | Progressive Change - Final | CDP1 | H2 Domestic Flex_TAS | 2033 | TAS | TAS | 95.2936 | 106.0648 | 12.1079 | Flexible domestic
FZ2161_240531a | Progressive Change - Final | CDP1 | H2 Domestic Flex_TAS | 2034 | TAS | TAS | 93.8191 | 106.0648 | 12.1079 | Flexible domestic
FZ2161_240531a | Progressive Change - Final | CDP1 | H2 Domestic Flex_TAS | 2035 | TAS | TAS | 98.1518 | 109.2787 | 12.4747 | Flexible domestic
FZ2161_240531a | Progressive Change - Final | CDP1 | H2 Domestic Flex_TAS | 2036 | TAS | TAS | 99.4811 | 130.8837 | 14.9002 | Flexible domestic
FZ2161_240531a | Progressive Change - Final | CDP1 | H2 Domestic Flex_TAS | 2037 | TAS | TAS | 97.2629 | 130.5261 | 14.9002 | Flexible domestic
FZ2161_240531a | Progressive Change - Final | CDP1 | H2 Domestic Flex_TAS | 2038 | TAS | TAS | 174.1542 | 216.8567 | 24.7553 | Flexible domestic
FZ2161_240531a | Progressive Change - Final | CDP1 | H2 Domestic Flex_TAS | 2039 | TAS | TAS | 170.2738 | 216.8567 | 24.7553 | Flexible domestic
FZ2161_240531a | Progressive Change - Final | CDP1 | H2 Domestic Flex_TAS | 2040 | TAS | TAS | 167.28 | 217.4508 | 24.7553 | Flexible domestic
FZ2161_240531a | Progressive Change - Final | CDP1 | H2 Domestic Flex_TAS | 2041 | TAS | TAS | 165.4189 | 312.5319 | 35.6772 | Flexible domestic
FZ2161_240531a | Progressive Change - Final | CDP1 | H2 Domestic Flex_TAS | 2042 | TAS | TAS | 169.1686 | 312.5319 | 35.6772 | Flexible domestic
FZ2161_240531a | Progressive Change - Final | CDP1 | H2 Domestic Flex_TAS | 2043 | TAS | TAS | 170.1358 | 312.5319 | 35.6772 | Flexible domestic
FZ2161_240531a | Progressive Change - Final | CDP1 | H2 Domestic Flex_TAS | 2044 | TAS | TAS | 173.9124 | 313.3881 | 35.6772 | Flexible domestic
FZ2161_240531a | Progressive Change - Final | CDP1 | H2 Domestic Flex_TAS | 2045 | TAS | TAS | 175.0212 | 312.5319 | 35.6772 | Flexible domestic
FZ2161_240531a | Progressive Change - Final | CDP1 | H2 Domestic Flex_TAS | 2046 | TAS | TAS | 175.0212 | 312.5319 | 35.6772 | Flexible domestic
FZ2161_240531a | Progressive Change - Final | CDP1 | H2 Domestic Flex_TAS | 2047 | TAS | TAS | 175.0212 | 355.5001 | 40.5822 | Flexible domestic
FZ2161_240531a | Progressive Change - Final | CDP1 | H2 Domestic Flex_TAS | 2048 | TAS | TAS | 175.0212 | 356.4741 | 40.5822 | Flexible domestic
FZ2161_240531a | Progressive Change - Final | CDP1 | H2 Domestic Flex_TAS | 2049 | TAS | TAS | 175.0212 | 355.5001 | 40.5822 | Flexible domestic
FZ2161_240531a | Progressive Change - Final | CDP1 | H2 Domestic Flex_TAS | 2050 | TAS | TAS | 175.0212 | 357.8573 | 40.8513 | Flexible domestic
FZ2161_240531a | Progressive Change - Final | CDP1 | H2 Domestic Flex_TAS | 2051 | TAS | TAS | 175.0212 | 357.8573 | 40.8513 | Flexible domestic
FZ2161_240531a | Progressive Change - Final | CDP1 | H2 Domestic Flex_TAS | 2052 | TAS | TAS | 175.0212 | 359.53 | 40.9301 | Flexible domestic
FZ2161_240531a | Progressive Change - Final | CDP1 | H2 Domestic Fixed_VIC | 2025 | VIC | VIC | 2.5574 | 2.5574 | 0.29194 | Fixed domestic
FZ2161_240531a | Progressive Change - Final | CDP1 | H2 Domestic Fixed_VIC | 2026 | VIC | VIC | 4.0307 | 4.0307 | 0.46013 | Fixed domestic
FZ2161_240531a | Progressive Change - Final | CDP1 | H2 Domestic Fixed_VIC | 2027 | VIC | VIC | 4.0307 | 4.0307 | 0.46013 | Fixed domestic
FZ2161_240531a | Progressive Change - Final | CDP1 | H2 Domestic Fixed_VIC | 2028 | VIC | VIC | 4.0418 | 4.0418 | 0.46013 | Fixed domestic
FZ2161_240531a | Progressive Change - Final | CDP1 | H2 Domestic Fixed_VIC | 2029 | VIC | VIC | 50.4395 | 50.4395 | 5.7579 | Fixed domestic
FZ2161_240531a | Progressive Change - Final | CDP1 | H2 Domestic Fixed_VIC | 2030 | VIC | VIC | 139.1119 | 139.1119 | 15.8804 | Fixed domestic
FZ2161_240531a | Progressive Change - Final | CDP1 | H2 Domestic Fixed_VIC | 2031 | VIC | VIC | 139.1119 | 139.1119 | 15.8804 | Fixed domestic
FZ2161_240531a | Progressive Change - Final | CDP1 | H2 Domestic Fixed_VIC | 2032 | VIC | VIC | 204.8376 | 204.8376 | 23.3194 | Fixed domestic
FZ2161_240531a | Progressive Change - Final | CDP1 | H2 Domestic Fixed_VIC | 2033 | VIC | VIC | 420.9245 | 420.9245 | 48.0507 | Fixed domestic
FZ2161_240531a | Progressive Change - Final | CDP1 | H2 Domestic Fixed_VIC | 2034 | VIC | VIC | 420.9245 | 420.9245 | 48.0507 | Fixed domestic
FZ2161_240531a | Progressive Change - Final | CDP1 | H2 Domestic Fixed_VIC | 2035 | VIC | VIC | 489.2586 | 489.2586 | 55.8514 | Fixed domestic
FZ2161_240531a | Progressive Change - Final | CDP1 | H2 Domestic Fixed_VIC | 2036 | VIC | VIC | 549.27 | 549.27 | 62.5307 | Fixed domestic
FZ2161_240531a | Progressive Change - Final | CDP1 | H2 Domestic Fixed_VIC | 2037 | VIC | VIC | 547.7692 | 547.7692 | 62.5307 | Fixed domestic
FZ2161_240531a | Progressive Change - Final | CDP1 | H2 Domestic Fixed_VIC | 2038 | VIC | VIC | 576.3117 | 576.3117 | 65.789 | Fixed domestic
FZ2161_240531a | Progressive Change - Final | CDP1 | H2 Domestic Fixed_VIC | 2039 | VIC | VIC | 576.3117 | 576.3117 | 65.789 | Fixed domestic
FZ2161_240531a | Progressive Change - Final | CDP1 | H2 Domestic Fixed_VIC | 2040 | VIC | VIC | 577.8906 | 577.8906 | 65.789 | Fixed domestic
FZ2161_240531a | Progressive Change - Final | CDP1 | H2 Domestic Fixed_VIC | 2041 | VIC | VIC | 576.3117 | 576.3117 | 65.789 | Fixed domestic
FZ2161_240531a | Progressive Change - Final | CDP1 | H2 Domestic Fixed_VIC | 2042 | VIC | VIC | 576.3117 | 576.3117 | 65.789 | Fixed domestic
FZ2161_240531a | Progressive Change - Final | CDP1 | H2 Domestic Fixed_VIC | 2043 | VIC | VIC | 576.3117 | 576.3117 | 65.789 | Fixed domestic
FZ2161_240531a | Progressive Change - Final | CDP1 | H2 Domestic Fixed_VIC | 2044 | VIC | VIC | 598.902 | 598.902 | 68.181 | Fixed domestic
FZ2161_240531a | Progressive Change - Final | CDP1 | H2 Domestic Fixed_VIC | 2045 | VIC | VIC | 597.2657 | 597.2657 | 68.181 | Fixed domestic
FZ2161_240531a | Progressive Change - Final | CDP1 | H2 Domestic Fixed_VIC | 2046 | VIC | VIC | 597.2657 | 597.2657 | 68.181 | Fixed domestic
FZ2161_240531a | Progressive Change - Final | CDP1 | H2 Domestic Fixed_VIC | 2047 | VIC | VIC | 678.099 | 678.099 | 77.4086 | Fixed domestic
FZ2161_240531a | Progressive Change - Final | CDP1 | H2 Domestic Fixed_VIC | 2048 | VIC | VIC | 679.9568 | 679.9568 | 77.4086 | Fixed domestic
FZ2161_240531a | Progressive Change - Final | CDP1 | H2 Domestic Fixed_VIC | 2049 | VIC | VIC | 678.099 | 678.099 | 77.4086 | Fixed domestic
FZ2161_240531a | Progressive Change - Final | CDP1 | H2 Domestic Fixed_VIC | 2050 | VIC | VIC | 826.558 | 826.558 | 94.3559 | Fixed domestic
FZ2161_240531a | Progressive Change - Final | CDP1 | H2 Domestic Fixed_VIC | 2051 | VIC | VIC | 825.0847 | 825.0847 | 94.1877 | Fixed domestic
FZ2161_240531a | Progressive Change - Final | CDP1 | H2 Domestic Fixed_VIC | 2052 | VIC | VIC | 867.8842 | 867.8842 | 98.8028 | Fixed domestic
FZ2161_240531a | Progressive Change - Final | CDP1 | H2 Domestic Flex_VIC | 2025 | VIC | VIC | 49.3127 | 56.8302 | 6.4875 | Flexible domestic
FZ2161_240531a | Progressive Change - Final | CDP1 | H2 Domestic Flex_VIC | 2026 | VIC | VIC | 77.6668 | 89.5717 | 10.2251 | Flexible domestic
FZ2161_240531a | Progressive Change - Final | CDP1 | H2 Domestic Flex_VIC | 2027 | VIC | VIC | 75.935 | 89.5717 | 10.2251 | Flexible domestic
FZ2161_240531a | Progressive Change - Final | CDP1 | H2 Domestic Flex_VIC | 2028 | VIC | VIC | 74.2418 | 89.8171 | 10.2251 | Flexible domestic
FZ2161_240531a | Progressive Change - Final | CDP1 | H2 Domestic Flex_VIC | 2029 | VIC | VIC | 681.7364 | 1120.8784 | 127.9542 | Flexible domestic
FZ2161_240531a | Progressive Change - Final | CDP1 | H2 Domestic Flex_VIC | 2030 | VIC | VIC | 1845.7348 | 3091.376 | 352.8968 | Flexible domestic
FZ2161_240531a | Progressive Change - Final | CDP1 | H2 Domestic Flex_VIC | 2031 | VIC | VIC | 2721.9649 | 3091.376 | 352.8968 | Flexible domestic
FZ2161_240531a | Progressive Change - Final | CDP1 | H2 Domestic Flex_VIC | 2032 | VIC | VIC | 4029.4052 | 4551.9473 | 518.2089 | Flexible domestic
FZ2161_240531a | Progressive Change - Final | CDP1 | H2 Domestic Flex_VIC | 2033 | VIC | VIC | 7023.9978 | 9353.878 | 1067.7943 | Flexible domestic
FZ2161_240531a | Progressive Change - Final | CDP1 | H2 Domestic Flex_VIC | 2034 | VIC | VIC | 6901.8072 | 9353.878 | 1067.7943 | Flexible domestic
FZ2161_240531a | Progressive Change - Final | CDP1 | H2 Domestic Flex_VIC | 2035 | VIC | VIC | 6908.0234 | 10872.4124 | 1241.143 | Flexible domestic
FZ2161_240531a | Progressive Change - Final | CDP1 | H2 Domestic Flex_VIC | 2036 | VIC | VIC | 6792.8173 | 12205.999 | 1389.5718 | Flexible domestic
FZ2161_240531a | Progressive Change - Final | CDP1 | H2 Domestic Flex_VIC | 2037 | VIC | VIC | 6641.3518 | 12172.6493 | 1389.5718 | Flexible domestic
FZ2161_240531a | Progressive Change - Final | CDP1 | H2 Domestic Flex_VIC | 2038 | VIC | VIC | 6623.0248 | 12806.9266 | 1461.9779 | Flexible domestic
FZ2161_240531a | Progressive Change - Final | CDP1 | H2 Domestic Flex_VIC | 2039 | VIC | VIC | 6516.1324 | 12806.9266 | 1461.9779 | Flexible domestic
FZ2161_240531a | Progressive Change - Final | CDP1 | H2 Domestic Flex_VIC | 2040 | VIC | VIC | 6406.72 | 12842.0141 | 1461.9779 | Flexible domestic
FZ2161_240531a | Progressive Change - Final | CDP1 | H2 Domestic Flex_VIC | 2041 | VIC | VIC | 6334.4865 | 12806.9266 | 1461.9779 | Flexible domestic
FZ2161_240531a | Progressive Change - Final | CDP1 | H2 Domestic Flex_VIC | 2042 | VIC | VIC | 6347.9136 | 12806.9266 | 1461.9779 | Flexible domestic
FZ2161_240531a | Progressive Change - Final | CDP1 | H2 Domestic Flex_VIC | 2043 | VIC | VIC | 6409.0816 | 12806.9266 | 1461.9779 | Flexible domestic
FZ2161_240531a | Progressive Change - Final | CDP1 | H2 Domestic Flex_VIC | 2044 | VIC | VIC | 6453.7612 | 13308.9333 | 1515.1336 | Flexible domestic
FZ2161_240531a | Progressive Change - Final | CDP1 | H2 Domestic Flex_VIC | 2045 | VIC | VIC | 6488.4471 | 13272.5701 | 1515.1336 | Flexible domestic
FZ2161_240531a | Progressive Change - Final | CDP1 | H2 Domestic Flex_VIC | 2046 | VIC | VIC | 6529.3694 | 13272.5701 | 1515.1336 | Flexible domestic
FZ2161_240531a | Progressive Change - Final | CDP1 | H2 Domestic Flex_VIC | 2047 | VIC | VIC | 6529.3694 | 15068.8668 | 1720.1903 | Flexible domestic
FZ2161_240531a | Progressive Change - Final | CDP1 | H2 Domestic Flex_VIC | 2048 | VIC | VIC | 6614.7091 | 15110.1514 | 1720.1903 | Flexible domestic
FZ2161_240531a | Progressive Change - Final | CDP1 | H2 Domestic Flex_VIC | 2049 | VIC | VIC | 6614.7091 | 15068.8668 | 1720.1903 | Flexible domestic
FZ2161_240531a | Progressive Change - Final | CDP1 | H2 Domestic Flex_VIC | 2050 | VIC | VIC | 7316.4323 | 18367.9563 | 2096.7987 | Flexible domestic
FZ2161_240531a | Progressive Change - Final | CDP1 | H2 Domestic Flex_VIC | 2051 | VIC | VIC | 7316.4323 | 18335.2149 | 2093.0611 | Flexible domestic
FZ2161_240531a | Progressive Change - Final | CDP1 | H2 Domestic Flex_VIC | 2052 | VIC | VIC | 7316.4323 | 19286.3149 | 2195.6187 | Flexible domestic
FZ2170_240531a | Progressive Change - Final | CDP10 | H2 Domestic Fixed_SNSW | 2025 | NSW | SNSW | 1.3276 | 1.3276 | 0.15156 | Fixed domestic
FZ2170_240531a | Progressive Change - Final | CDP10 | H2 Domestic Fixed_SNSW | 2026 | NSW | SNSW | 3.1853 | 3.1853 | 0.36362 | Fixed domestic
FZ2170_240531a | Progressive Change - Final | CDP10 | H2 Domestic Fixed_SNSW | 2027 | NSW | SNSW | 6.3084 | 6.3084 | 0.72014 | Fixed domestic
FZ2170_240531a | Progressive Change - Final | CDP10 | H2 Domestic Fixed_SNSW | 2028 | NSW | SNSW | 10.9957 | 10.9957 | 1.2518 | Fixed domestic
FZ2170_240531a | Progressive Change - Final | CDP10 | H2 Domestic Fixed_SNSW | 2029 | NSW | SNSW | 27.192 | 27.192 | 3.1041 | Fixed domestic
FZ2170_240531a | Progressive Change - Final | CDP10 | H2 Domestic Fixed_SNSW | 2030 | NSW | SNSW | 27.192 | 27.192 | 3.1041 | Fixed domestic
FZ2170_240531a | Progressive Change - Final | CDP10 | H2 Domestic Fixed_SNSW | 2031 | NSW | SNSW | 27.192 | 27.192 | 3.1041 | Fixed domestic
FZ2170_240531a | Progressive Change - Final | CDP10 | H2 Domestic Fixed_SNSW | 2032 | NSW | SNSW | 27.2665 | 27.2665 | 3.1041 | Fixed domestic
FZ2170_240531a | Progressive Change - Final | CDP10 | H2 Domestic Fixed_SNSW | 2033 | NSW | SNSW | 27.192 | 27.192 | 3.1041 | Fixed domestic
FZ2170_240531a | Progressive Change - Final | CDP10 | H2 Domestic Fixed_SNSW | 2034 | NSW | SNSW | 27.6335 | 27.6335 | 3.1545 | Fixed domestic
FZ2170_240531a | Progressive Change - Final | CDP10 | H2 Domestic Fixed_SNSW | 2035 | NSW | SNSW | 27.6335 | 27.6335 | 3.1545 | Fixed domestic
FZ2170_240531a | Progressive Change - Final | CDP10 | H2 Domestic Fixed_SNSW | 2036 | NSW | SNSW | 38.1133 | 38.1133 | 4.3389 | Fixed domestic
FZ2170_240531a | Progressive Change - Final | CDP10 | H2 Domestic Fixed_SNSW | 2037 | NSW | SNSW | 38.0092 | 38.0092 | 4.3389 | Fixed domestic
FZ2170_240531a | Progressive Change - Final | CDP10 | H2 Domestic Fixed_SNSW | 2038 | NSW | SNSW | 40.1835 | 40.1835 | 4.5872 | Fixed domestic
FZ2170_240531a | Progressive Change - Final | CDP10 | H2 Domestic Fixed_SNSW | 2039 | NSW | SNSW | 40.1835 | 40.1835 | 4.5872 | Fixed domestic
FZ2170_240531a | Progressive Change - Final | CDP10 | H2 Domestic Fixed_SNSW | 2040 | NSW | SNSW | 40.2935 | 40.2935 | 4.5872 | Fixed domestic
FZ2170_240531a | Progressive Change - Final | CDP10 | H2 Domestic Fixed_SNSW | 2041 | NSW | SNSW | 40.1835 | 40.1835 | 4.5872 | Fixed domestic
FZ2170_240531a | Progressive Change - Final | CDP10 | H2 Domestic Fixed_SNSW | 2042 | NSW | SNSW | 40.1835 | 40.1835 | 4.5872 | Fixed domestic
FZ2170_240531a | Progressive Change - Final | CDP10 | H2 Domestic Fixed_SNSW | 2043 | NSW | SNSW | 40.1835 | 40.1835 | 4.5872 | Fixed domestic
FZ2170_240531a | Progressive Change - Final | CDP10 | H2 Domestic Fixed_SNSW | 2044 | NSW | SNSW | 54.9452 | 54.9452 | 6.2551 | Fixed domestic
FZ2170_240531a | Progressive Change - Final | CDP10 | H2 Domestic Fixed_SNSW | 2045 | NSW | SNSW | 54.7951 | 54.7951 | 6.2551 | Fixed domestic
FZ2170_240531a | Progressive Change - Final | CDP10 | H2 Domestic Fixed_SNSW | 2046 | NSW | SNSW | 55.31 | 55.31 | 6.3139 | Fixed domestic
FZ2170_240531a | Progressive Change - Final | CDP10 | H2 Domestic Fixed_SNSW | 2047 | NSW | SNSW | 55.736 | 55.736 | 6.3626 | Fixed domestic
FZ2170_240531a | Progressive Change - Final | CDP10 | H2 Domestic Fixed_SNSW | 2048 | NSW | SNSW | 55.8887 | 55.8887 | 6.3626 | Fixed domestic
FZ2170_240531a | Progressive Change - Final | CDP10 | H2 Domestic Fixed_SNSW | 2049 | NSW | SNSW | 107.1346 | 107.1346 | 12.23 | Fixed domestic
FZ2170_240531a | Progressive Change - Final | CDP10 | H2 Domestic Fixed_SNSW | 2050 | NSW | SNSW | 206.5924 | 206.5924 | 23.5836 | Fixed domestic
FZ2170_240531a | Progressive Change - Final | CDP10 | H2 Domestic Fixed_SNSW | 2051 | NSW | SNSW | 208.9276 | 208.9276 | 23.8502 | Fixed domestic
FZ2170_240531a | Progressive Change - Final | CDP10 | H2 Domestic Fixed_SNSW | 2052 | NSW | SNSW | 206.3684 | 206.3684 | 23.4937 | Fixed domestic
FZ2170_240531a | Progressive Change - Final | CDP10 | H2 Domestic Flex_SNSW | 2025 | NSW | SNSW | 25.6001 | 29.5027 | 3.3679 | Flexible domestic
FZ2170_240531a | Progressive Change - Final | CDP10 | H2 Domestic Flex_SNSW | 2026 | NSW | SNSW | 61.376 | 70.7839 | 8.0803 | Flexible domestic
FZ2170_240531a | Progressive Change - Final | CDP10 | H2 Domestic Flex_SNSW | 2027 | NSW | SNSW | 120.043 | 140.1867 | 16.003 | Flexible domestic
FZ2170_240531a | Progressive Change - Final | CDP10 | H2 Domestic Flex_SNSW | 2028 | NSW | SNSW | 210.6775 | 244.3483 | 27.8174 | Flexible domestic
FZ2170_240531a | Progressive Change - Final | CDP10 | H2 Domestic Flex_SNSW | 2029 | NSW | SNSW | 349.4215 | 604.2666 | 68.9802 | Flexible domestic
FZ2170_240531a | Progressive Change - Final | CDP10 | H2 Domestic Flex_SNSW | 2030 | NSW | SNSW | 534.1801 | 604.2666 | 68.9802 | Flexible domestic
FZ2170_240531a | Progressive Change - Final | CDP10 | H2 Domestic Flex_SNSW | 2031 | NSW | SNSW | 492.3807 | 604.2666 | 68.9802 | Flexible domestic
FZ2170_240531a | Progressive Change - Final | CDP10 | H2 Domestic Flex_SNSW | 2032 | NSW | SNSW | 476.0744 | 605.9221 | 68.9802 | Flexible domestic
FZ2170_240531a | Progressive Change - Final | CDP10 | H2 Domestic Flex_SNSW | 2033 | NSW | SNSW | 481.2264 | 604.2666 | 68.9802 | Flexible domestic
FZ2170_240531a | Progressive Change - Final | CDP10 | H2 Domestic Flex_SNSW | 2034 | NSW | SNSW | 552.3411 | 614.0776 | 70.1002 | Flexible domestic
FZ2170_240531a | Progressive Change - Final | CDP10 | H2 Domestic Flex_SNSW | 2035 | NSW | SNSW | 545.5686 | 614.0776 | 70.1002 | Flexible domestic
FZ2170_240531a | Progressive Change - Final | CDP10 | H2 Domestic Flex_SNSW | 2036 | NSW | SNSW | 533.4557 | 846.9629 | 96.4211 | Flexible domestic
FZ2170_240531a | Progressive Change - Final | CDP10 | H2 Domestic Flex_SNSW | 2037 | NSW | SNSW | 521.5747 | 844.6488 | 96.4211 | Flexible domestic
FZ2170_240531a | Progressive Change - Final | CDP10 | H2 Domestic Flex_SNSW | 2038 | NSW | SNSW | 513.1738 | 892.9657 | 101.9367 | Flexible domestic
FZ2170_240531a | Progressive Change - Final | CDP10 | H2 Domestic Flex_SNSW | 2039 | NSW | SNSW | 505.0727 | 892.9657 | 101.9367 | Flexible domestic
FZ2170_240531a | Progressive Change - Final | CDP10 | H2 Domestic Flex_SNSW | 2040 | NSW | SNSW | 495.9991 | 895.4122 | 101.9367 | Flexible domestic
FZ2170_240531a | Progressive Change - Final | CDP10 | H2 Domestic Flex_SNSW | 2041 | NSW | SNSW | 490.409 | 892.9657 | 101.9367 | Flexible domestic
FZ2170_240531a | Progressive Change - Final | CDP10 | H2 Domestic Flex_SNSW | 2042 | NSW | SNSW | 493.7656 | 892.9657 | 101.9367 | Flexible domestic
FZ2170_240531a | Progressive Change - Final | CDP10 | H2 Domestic Flex_SNSW | 2043 | NSW | SNSW | 497.5281 | 892.9657 | 101.9367 | Flexible domestic
FZ2170_240531a | Progressive Change - Final | CDP10 | H2 Domestic Flex_SNSW | 2044 | NSW | SNSW | 500.06 | 1221.0051 | 139.0033 | Flexible domestic
FZ2170_240531a | Progressive Change - Final | CDP10 | H2 Domestic Flex_SNSW | 2045 | NSW | SNSW | 501.0179 | 1217.6691 | 139.0033 | Flexible domestic
FZ2170_240531a | Progressive Change - Final | CDP10 | H2 Domestic Flex_SNSW | 2046 | NSW | SNSW | 502.8628 | 1229.1104 | 140.3094 | Flexible domestic
FZ2170_240531a | Progressive Change - Final | CDP10 | H2 Domestic Flex_SNSW | 2047 | NSW | SNSW | 503.9421 | 1238.5783 | 141.3902 | Flexible domestic
FZ2170_240531a | Progressive Change - Final | CDP10 | H2 Domestic Flex_SNSW | 2048 | NSW | SNSW | 837.0633 | 1241.9717 | 141.3902 | Flexible domestic
FZ2170_240531a | Progressive Change - Final | CDP10 | H2 Domestic Flex_SNSW | 2049 | NSW | SNSW | 1166.1951 | 2380.768 | 271.7772 | Flexible domestic
FZ2170_240531a | Progressive Change - Final | CDP10 | H2 Domestic Flex_SNSW | 2050 | NSW | SNSW | 1495.0574 | 4590.9422 | 524.0802 | Flexible domestic
FZ2170_240531a | Progressive Change - Final | CDP10 | H2 Domestic Flex_SNSW | 2051 | NSW | SNSW | 1496.3303 | 4642.8363 | 530.0041 | Flexible domestic
FZ2170_240531a | Progressive Change - Final | CDP10 | H2 Domestic Flex_SNSW | 2052 | NSW | SNSW | 1495.761 | 4585.9634 | 522.0814 | Flexible domestic
FZ2170_240531a | Progressive Change - Final | CDP10 | H2 Domestic Fixed_SNW | 2025 | NSW | SNW | 6.7088 | 6.7088 | 0.76584 | Fixed domestic
FZ2170_240531a | Progressive Change - Final | CDP10 | H2 Domestic Fixed_SNW | 2026 | NSW | SNW | 16.2535 | 16.2535 | 1.8554 | Fixed domestic
FZ2170_240531a | Progressive Change - Final | CDP10 | H2 Domestic Fixed_SNW | 2027 | NSW | SNW | 32.1809 | 32.1809 | 3.6736 | Fixed domestic
FZ2170_240531a | Progressive Change - Final | CDP10 | H2 Domestic Fixed_SNW | 2028 | NSW | SNW | 56.1933 | 56.1933 | 6.3972 | Fixed domestic
FZ2170_240531a | Progressive Change - Final | CDP10 | H2 Domestic Fixed_SNW | 2029 | NSW | SNW | 129.4112 | 129.4112 | 14.773 | Fixed domestic
FZ2170_240531a | Progressive Change - Final | CDP10 | H2 Domestic Fixed_SNW | 2030 | NSW | SNW | 129.4112 | 129.4112 | 14.773 | Fixed domestic
FZ2170_240531a | Progressive Change - Final | CDP10 | H2 Domestic Fixed_SNW | 2031 | NSW | SNW | 129.4112 | 129.4112 | 14.773 | Fixed domestic
FZ2170_240531a | Progressive Change - Final | CDP10 | H2 Domestic Fixed_SNW | 2032 | NSW | SNW | 129.7658 | 129.7658 | 14.773 | Fixed domestic
FZ2170_240531a | Progressive Change - Final | CDP10 | H2 Domestic Fixed_SNW | 2033 | NSW | SNW | 129.4112 | 129.4112 | 14.773 | Fixed domestic
FZ2170_240531a | Progressive Change - Final | CDP10 | H2 Domestic Fixed_SNW | 2034 | NSW | SNW | 145.2244 | 145.2244 | 16.5781 | Fixed domestic
FZ2170_240531a | Progressive Change - Final | CDP10 | H2 Domestic Fixed_SNW | 2035 | NSW | SNW | 146.2042 | 146.2042 | 16.69 | Fixed domestic
FZ2170_240531a | Progressive Change - Final | CDP10 | H2 Domestic Fixed_SNW | 2036 | NSW | SNW | 224.5534 | 224.5534 | 25.5639 | Fixed domestic
FZ2170_240531a | Progressive Change - Final | CDP10 | H2 Domestic Fixed_SNW | 2037 | NSW | SNW | 223.9399 | 223.9399 | 25.5639 | Fixed domestic
FZ2170_240531a | Progressive Change - Final | CDP10 | H2 Domestic Fixed_SNW | 2038 | NSW | SNW | 237.2413 | 237.2413 | 27.0823 | Fixed domestic
FZ2170_240531a | Progressive Change - Final | CDP10 | H2 Domestic Fixed_SNW | 2039 | NSW | SNW | 237.2413 | 237.2413 | 27.0823 | Fixed domestic
FZ2170_240531a | Progressive Change - Final | CDP10 | H2 Domestic Fixed_SNW | 2040 | NSW | SNW | 237.8913 | 237.8913 | 27.0823 | Fixed domestic
FZ2170_240531a | Progressive Change - Final | CDP10 | H2 Domestic Fixed_SNW | 2041 | NSW | SNW | 237.2413 | 237.2413 | 27.0823 | Fixed domestic
FZ2170_240531a | Progressive Change - Final | CDP10 | H2 Domestic Fixed_SNW | 2042 | NSW | SNW | 237.2413 | 237.2413 | 27.0823 | Fixed domestic
FZ2170_240531a | Progressive Change - Final | CDP10 | H2 Domestic Fixed_SNW | 2043 | NSW | SNW | 237.2413 | 237.2413 | 27.0823 | Fixed domestic
FZ2170_240531a | Progressive Change - Final | CDP10 | H2 Domestic Fixed_SNW | 2044 | NSW | SNW | 282.9542 | 282.9542 | 32.2124 | Fixed domestic
FZ2170_240531a | Progressive Change - Final | CDP10 | H2 Domestic Fixed_SNW | 2045 | NSW | SNW | 282.1811 | 282.1811 | 32.2124 | Fixed domestic
FZ2170_240531a | Progressive Change - Final | CDP10 | H2 Domestic Fixed_SNW | 2046 | NSW | SNW | 284.5993 | 284.5993 | 32.4885 | Fixed domestic
FZ2170_240531a | Progressive Change - Final | CDP10 | H2 Domestic Fixed_SNW | 2047 | NSW | SNW | 294.7233 | 294.7233 | 33.6442 | Fixed domestic
FZ2170_240531a | Progressive Change - Final | CDP10 | H2 Domestic Fixed_SNW | 2048 | NSW | SNW | 345.9221 | 345.9221 | 39.3809 | Fixed domestic
FZ2170_240531a | Progressive Change - Final | CDP10 | H2 Domestic Fixed_SNW | 2049 | NSW | SNW | 556.9871 | 556.9871 | 63.583 | Fixed domestic
FZ2170_240531a | Progressive Change - Final | CDP10 | H2 Domestic Fixed_SNW | 2050 | NSW | SNW | 1043.5648 | 1043.5648 | 119.1284 | Fixed domestic
FZ2170_240531a | Progressive Change - Final | CDP10 | H2 Domestic Fixed_SNW | 2051 | NSW | SNW | 1075.8589 | 1075.8589 | 122.8149 | Fixed domestic
FZ2170_240531a | Progressive Change - Final | CDP10 | H2 Domestic Fixed_SNW | 2052 | NSW | SNW | 1062.8354 | 1062.8354 | 120.9967 | Fixed domestic
FZ2170_240531a | Progressive Change - Final | CDP10 | H2 Domestic Flex_SNW | 2025 | NSW | SNW | 129.3626 | 149.0835 | 17.0187 | Flexible domestic
FZ2170_240531a | Progressive Change - Final | CDP10 | H2 Domestic Flex_SNW | 2026 | NSW | SNW | 313.1838 | 361.189 | 41.2316 | Flexible domestic
FZ2170_240531a | Progressive Change - Final | CDP10 | H2 Domestic Flex_SNW | 2027 | NSW | SNW | 612.3729 | 715.1317 | 81.636 | Flexible domestic
FZ2170_240531a | Progressive Change - Final | CDP10 | H2 Domestic Flex_SNW | 2028 | NSW | SNW | 1076.6655 | 1248.7402 | 142.1608 | Flexible domestic
FZ2170_240531a | Progressive Change - Final | CDP10 | H2 Domestic Flex_SNW | 2029 | NSW | SNW | 1746.9973 | 2875.8056 | 328.2883 | Flexible domestic
FZ2170_240531a | Progressive Change - Final | CDP10 | H2 Domestic Flex_SNW | 2030 | NSW | SNW | 2542.2523 | 2875.8056 | 328.2883 | Flexible domestic
FZ2170_240531a | Progressive Change - Final | CDP10 | H2 Domestic Flex_SNW | 2031 | NSW | SNW | 2515.4538 | 2875.8056 | 328.2883 | Flexible domestic
FZ2170_240531a | Progressive Change - Final | CDP10 | H2 Domestic Flex_SNW | 2032 | NSW | SNW | 2464.6916 | 2883.6845 | 328.2883 | Flexible domestic
FZ2170_240531a | Progressive Change - Final | CDP10 | H2 Domestic Flex_SNW | 2033 | NSW | SNW | 2494.3596 | 2875.8056 | 328.2883 | Flexible domestic
FZ2170_240531a | Progressive Change - Final | CDP10 | H2 Domestic Flex_SNW | 2034 | NSW | SNW | 2885.4333 | 3227.2093 | 368.4029 | Flexible domestic
FZ2170_240531a | Progressive Change - Final | CDP10 | H2 Domestic Flex_SNW | 2035 | NSW | SNW | 2849.6574 | 3248.9813 | 370.8883 | Flexible domestic
FZ2170_240531a | Progressive Change - Final | CDP10 | H2 Domestic Flex_SNW | 2036 | NSW | SNW | 2786.064 | 4990.0761 | 568.087 | Flexible domestic
FZ2170_240531a | Progressive Change - Final | CDP10 | H2 Domestic Flex_SNW | 2037 | NSW | SNW | 2723.9268 | 4976.442 | 568.087 | Flexible domestic
FZ2170_240531a | Progressive Change - Final | CDP10 | H2 Domestic Flex_SNW | 2038 | NSW | SNW | 2663.3638 | 5272.0299 | 601.8299 | Flexible domestic
FZ2170_240531a | Progressive Change - Final | CDP10 | H2 Domestic Flex_SNW | 2039 | NSW | SNW | 2620.6811 | 5272.0299 | 601.8299 | Flexible domestic
FZ2170_240531a | Progressive Change - Final | CDP10 | H2 Domestic Flex_SNW | 2040 | NSW | SNW | 2572.9575 | 5286.4738 | 601.8299 | Flexible domestic
FZ2170_240531a | Progressive Change - Final | CDP10 | H2 Domestic Flex_SNW | 2041 | NSW | SNW | 2543.9462 | 5272.0299 | 601.8299 | Flexible domestic
FZ2170_240531a | Progressive Change - Final | CDP10 | H2 Domestic Flex_SNW | 2042 | NSW | SNW | 2561.6328 | 5272.0299 | 601.8299 | Flexible domestic
FZ2170_240531a | Progressive Change - Final | CDP10 | H2 Domestic Flex_SNW | 2043 | NSW | SNW | 2563.6656 | 5272.0299 | 601.8299 | Flexible domestic
FZ2170_240531a | Progressive Change - Final | CDP10 | H2 Domestic Flex_SNW | 2044 | NSW | SNW | 2575.1833 | 6287.87 | 715.8322 | Flexible domestic
FZ2170_240531a | Progressive Change - Final | CDP10 | H2 Domestic Flex_SNW | 2045 | NSW | SNW | 2578.8465 | 6270.69 | 715.8322 | Flexible domestic
FZ2170_240531a | Progressive Change - Final | CDP10 | H2 Domestic Flex_SNW | 2046 | NSW | SNW | 2587.4979 | 6324.4299 | 721.9669 | Flexible domestic
FZ2170_240531a | Progressive Change - Final | CDP10 | H2 Domestic Flex_SNW | 2047 | NSW | SNW | 2592.1994 | 6549.4067 | 747.6492 | Flexible domestic
FZ2170_240531a | Progressive Change - Final | CDP10 | H2 Domestic Flex_SNW | 2048 | NSW | SNW | 4305.0496 | 7687.1567 | 875.1317 | Flexible domestic
FZ2170_240531a | Progressive Change - Final | CDP10 | H2 Domestic Flex_SNW | 2049 | NSW | SNW | 6005.5935 | 12377.4907 | 1412.9556 | Flexible domestic
FZ2170_240531a | Progressive Change - Final | CDP10 | H2 Domestic Flex_SNW | 2050 | NSW | SNW | 7706.5765 | 23190.3297 | 2647.2979 | Flexible domestic
FZ2170_240531a | Progressive Change - Final | CDP10 | H2 Domestic Flex_SNW | 2051 | NSW | SNW | 7705.3035 | 23907.9758 | 2729.221 | Flexible domestic
FZ2170_240531a | Progressive Change - Final | CDP10 | H2 Domestic Flex_SNW | 2052 | NSW | SNW | 7705.8728 | 23618.5647 | 2688.8166 | Flexible domestic
FZ2170_240531a | Progressive Change - Final | CDP10 | H2 Domestic Fixed_CQ | 2025 | QLD | CQ | 0.57346 | 0.57346 | 0.065464 | Fixed domestic
FZ2170_240531a | Progressive Change - Final | CDP10 | H2 Domestic Fixed_CQ | 2026 | QLD | CQ | 0.62369 | 0.62369 | 0.071197 | Fixed domestic
FZ2170_240531a | Progressive Change - Final | CDP10 | H2 Domestic Fixed_CQ | 2027 | QLD | CQ | 0.62369 | 0.62369 | 0.071197 | Fixed domestic
FZ2170_240531a | Progressive Change - Final | CDP10 | H2 Domestic Fixed_CQ | 2028 | QLD | CQ | 0.6254 | 0.6254 | 0.071197 | Fixed domestic
FZ2170_240531a | Progressive Change - Final | CDP10 | H2 Domestic Fixed_CQ | 2029 | QLD | CQ | 17.067 | 17.067 | 1.9483 | Fixed domestic
FZ2170_240531a | Progressive Change - Final | CDP10 | H2 Domestic Fixed_CQ | 2030 | QLD | CQ | 63.9795 | 63.9795 | 7.3036 | Fixed domestic
FZ2170_240531a | Progressive Change - Final | CDP10 | H2 Domestic Fixed_CQ | 2031 | QLD | CQ | 63.9795 | 63.9795 | 7.3036 | Fixed domestic
FZ2170_240531a | Progressive Change - Final | CDP10 | H2 Domestic Fixed_CQ | 2032 | QLD | CQ | 64.1548 | 64.1548 | 7.3036 | Fixed domestic
FZ2170_240531a | Progressive Change - Final | CDP10 | H2 Domestic Fixed_CQ | 2033 | QLD | CQ | 69.1223 | 69.1223 | 7.8907 | Fixed domestic
FZ2170_240531a | Progressive Change - Final | CDP10 | H2 Domestic Fixed_CQ | 2034 | QLD | CQ | 76.3225 | 76.3225 | 8.7126 | Fixed domestic
FZ2170_240531a | Progressive Change - Final | CDP10 | H2 Domestic Fixed_CQ | 2035 | QLD | CQ | 96.5362 | 96.5362 | 11.0201 | Fixed domestic
FZ2170_240531a | Progressive Change - Final | CDP10 | H2 Domestic Fixed_CQ | 2036 | QLD | CQ | 96.8007 | 96.8007 | 11.0201 | Fixed domestic
FZ2170_240531a | Progressive Change - Final | CDP10 | H2 Domestic Fixed_CQ | 2037 | QLD | CQ | 96.5362 | 96.5362 | 11.0201 | Fixed domestic
FZ2170_240531a | Progressive Change - Final | CDP10 | H2 Domestic Fixed_CQ | 2038 | QLD | CQ | 103.6866 | 103.6866 | 11.8364 | Fixed domestic
FZ2170_240531a | Progressive Change - Final | CDP10 | H2 Domestic Fixed_CQ | 2039 | QLD | CQ | 110.0706 | 110.0706 | 12.5651 | Fixed domestic
FZ2170_240531a | Progressive Change - Final | CDP10 | H2 Domestic Fixed_CQ | 2040 | QLD | CQ | 110.3721 | 110.3721 | 12.5651 | Fixed domestic
FZ2170_240531a | Progressive Change - Final | CDP10 | H2 Domestic Fixed_CQ | 2041 | QLD | CQ | 110.0706 | 110.0706 | 12.5651 | Fixed domestic
FZ2170_240531a | Progressive Change - Final | CDP10 | H2 Domestic Fixed_CQ | 2042 | QLD | CQ | 110.0706 | 110.0706 | 12.5651 | Fixed domestic
FZ2170_240531a | Progressive Change - Final | CDP10 | H2 Domestic Fixed_CQ | 2043 | QLD | CQ | 110.0706 | 110.0706 | 12.5651 | Fixed domestic
FZ2170_240531a | Progressive Change - Final | CDP10 | H2 Domestic Fixed_CQ | 2044 | QLD | CQ | 143.7307 | 143.7307 | 16.3628 | Fixed domestic
FZ2170_240531a | Progressive Change - Final | CDP10 | H2 Domestic Fixed_CQ | 2045 | QLD | CQ | 143.338 | 143.338 | 16.3628 | Fixed domestic
FZ2170_240531a | Progressive Change - Final | CDP10 | H2 Domestic Fixed_CQ | 2046 | QLD | CQ | 159.0865 | 159.0865 | 18.1606 | Fixed domestic
FZ2170_240531a | Progressive Change - Final | CDP10 | H2 Domestic Fixed_CQ | 2047 | QLD | CQ | 159.0865 | 159.0865 | 18.1606 | Fixed domestic
FZ2170_240531a | Progressive Change - Final | CDP10 | H2 Domestic Fixed_CQ | 2048 | QLD | CQ | 159.5223 | 159.5223 | 18.1606 | Fixed domestic
FZ2170_240531a | Progressive Change - Final | CDP10 | H2 Domestic Fixed_CQ | 2049 | QLD | CQ | 191.0077 | 191.0077 | 21.8045 | Fixed domestic
FZ2170_240531a | Progressive Change - Final | CDP10 | H2 Domestic Fixed_CQ | 2050 | QLD | CQ | 190.4343 | 190.4343 | 21.7391 | Fixed domestic
FZ2170_240531a | Progressive Change - Final | CDP10 | H2 Domestic Fixed_CQ | 2051 | QLD | CQ | 200.799 | 200.799 | 22.9223 | Fixed domestic
FZ2170_240531a | Progressive Change - Final | CDP10 | H2 Domestic Fixed_CQ | 2052 | QLD | CQ | 259.1106 | 259.1106 | 29.498 | Fixed domestic
FZ2170_240531a | Progressive Change - Final | CDP10 | H2 Domestic Flex_CQ | 2025 | QLD | CQ | 11.0579 | 12.7437 | 1.4548 | Flexible domestic
FZ2170_240531a | Progressive Change - Final | CDP10 | H2 Domestic Flex_CQ | 2026 | QLD | CQ | 12.0177 | 13.8598 | 1.5822 | Flexible domestic
FZ2170_240531a | Progressive Change - Final | CDP10 | H2 Domestic Flex_CQ | 2027 | QLD | CQ | 11.7569 | 13.8598 | 1.5822 | Flexible domestic
FZ2170_240531a | Progressive Change - Final | CDP10 | H2 Domestic Flex_CQ | 2028 | QLD | CQ | 10.2983 | 13.8977 | 1.5822 | Flexible domestic
FZ2170_240531a | Progressive Change - Final | CDP10 | H2 Domestic Flex_CQ | 2029 | QLD | CQ | 327.7287 | 379.2661 | 43.2952 | Flexible domestic
FZ2170_240531a | Progressive Change - Final | CDP10 | H2 Domestic Flex_CQ | 2030 | QLD | CQ | 1134.0005 | 1421.7669 | 162.3022 | Flexible domestic
FZ2170_240531a | Progressive Change - Final | CDP10 | H2 Domestic Flex_CQ | 2031 | QLD | CQ | 900.3638 | 1421.7669 | 162.3022 | Flexible domestic
FZ2170_240531a | Progressive Change - Final | CDP10 | H2 Domestic Flex_CQ | 2032 | QLD | CQ | 1081.8578 | 1425.6622 | 162.3022 | Flexible domestic
FZ2170_240531a | Progressive Change - Final | CDP10 | H2 Domestic Flex_CQ | 2033 | QLD | CQ | 1380.0604 | 1536.051 | 175.3483 | Flexible domestic
FZ2170_240531a | Progressive Change - Final | CDP10 | H2 Domestic Flex_CQ | 2034 | QLD | CQ | 1525.5419 | 1696.0553 | 193.6136 | Flexible domestic
FZ2170_240531a | Progressive Change - Final | CDP10 | H2 Domestic Flex_CQ | 2035 | QLD | CQ | 1607.3919 | 2145.2487 | 244.8914 | Flexible domestic
FZ2170_240531a | Progressive Change - Final | CDP10 | H2 Domestic Flex_CQ | 2036 | QLD | CQ | 1587.6047 | 2151.1261 | 244.8914 | Flexible domestic
FZ2170_240531a | Progressive Change - Final | CDP10 | H2 Domestic Flex_CQ | 2037 | QLD | CQ | 1567.6515 | 2145.2487 | 244.8914 | Flexible domestic
FZ2170_240531a | Progressive Change - Final | CDP10 | H2 Domestic Flex_CQ | 2038 | QLD | CQ | 1547.4387 | 2304.1464 | 263.0304 | Flexible domestic
FZ2170_240531a | Progressive Change - Final | CDP10 | H2 Domestic Flex_CQ | 2039 | QLD | CQ | 1531.3744 | 2446.0128 | 279.2252 | Flexible domestic
FZ2170_240531a | Progressive Change - Final | CDP10 | H2 Domestic Flex_CQ | 2040 | QLD | CQ | 1519.6012 | 2452.7142 | 279.2252 | Flexible domestic
FZ2170_240531a | Progressive Change - Final | CDP10 | H2 Domestic Flex_CQ | 2041 | QLD | CQ | 1513.8836 | 2446.0128 | 279.2252 | Flexible domestic
FZ2170_240531a | Progressive Change - Final | CDP10 | H2 Domestic Flex_CQ | 2042 | QLD | CQ | 1531.661 | 2446.0128 | 279.2252 | Flexible domestic
FZ2170_240531a | Progressive Change - Final | CDP10 | H2 Domestic Flex_CQ | 2043 | QLD | CQ | 1551.8681 | 2446.0128 | 279.2252 | Flexible domestic
FZ2170_240531a | Progressive Change - Final | CDP10 | H2 Domestic Flex_CQ | 2044 | QLD | CQ | 1569.722 | 3194.0146 | 363.6173 | Flexible domestic
FZ2170_240531a | Progressive Change - Final | CDP10 | H2 Domestic Flex_CQ | 2045 | QLD | CQ | 1589.3224 | 3185.2878 | 363.6173 | Flexible domestic
FZ2170_240531a | Progressive Change - Final | CDP10 | H2 Domestic Flex_CQ | 2046 | QLD | CQ | 1606.9562 | 3535.2551 | 403.5679 | Flexible domestic
FZ2170_240531a | Progressive Change - Final | CDP10 | H2 Domestic Flex_CQ | 2047 | QLD | CQ | 1623.1005 | 3535.2551 | 403.5679 | Flexible domestic
FZ2170_240531a | Progressive Change - Final | CDP10 | H2 Domestic Flex_CQ | 2048 | QLD | CQ | 1643.5557 | 3544.9408 | 403.5679 | Flexible domestic
FZ2170_240531a | Progressive Change - Final | CDP10 | H2 Domestic Flex_CQ | 2049 | QLD | CQ | 1667.5906 | 4244.6163 | 484.5452 | Flexible domestic
FZ2170_240531a | Progressive Change - Final | CDP10 | H2 Domestic Flex_CQ | 2050 | QLD | CQ | 1667.5906 | 4231.8726 | 483.0905 | Flexible domestic
FZ2170_240531a | Progressive Change - Final | CDP10 | H2 Domestic Flex_CQ | 2051 | QLD | CQ | 1667.5906 | 4462.2009 | 509.3837 | Flexible domestic
FZ2170_240531a | Progressive Change - Final | CDP10 | H2 Domestic Flex_CQ | 2052 | QLD | CQ | 2319.4322 | 5758.0132 | 655.5115 | Flexible domestic
FZ2170_240531a | Progressive Change - Final | CDP10 | H2 Domestic Fixed_SQ | 2025 | QLD | SQ | 0.30474 | 0.30474 | 0.034787 | Fixed domestic
FZ2170_240531a | Progressive Change - Final | CDP10 | H2 Domestic Fixed_SQ | 2026 | QLD | SQ | 0.30474 | 0.30474 | 0.034787 | Fixed domestic
FZ2170_240531a | Progressive Change - Final | CDP10 | H2 Domestic Fixed_SQ | 2027 | QLD | SQ | 0.30474 | 0.30474 | 0.034787 | Fixed domestic
FZ2170_240531a | Progressive Change - Final | CDP10 | H2 Domestic Fixed_SQ | 2028 | QLD | SQ | 0.30557 | 0.30557 | 0.034787 | Fixed domestic
FZ2170_240531a | Progressive Change - Final | CDP10 | H2 Domestic Fixed_SQ | 2029 | QLD | SQ | 6.8926 | 6.8926 | 0.78682 | Fixed domestic
FZ2170_240531a | Progressive Change - Final | CDP10 | H2 Domestic Fixed_SQ | 2030 | QLD | SQ | 29.464 | 29.464 | 3.3635 | Fixed domestic
FZ2170_240531a | Progressive Change - Final | CDP10 | H2 Domestic Fixed_SQ | 2031 | QLD | SQ | 29.464 | 29.464 | 3.3635 | Fixed domestic
FZ2170_240531a | Progressive Change - Final | CDP10 | H2 Domestic Fixed_SQ | 2032 | QLD | SQ | 56.5148 | 56.5148 | 6.4338 | Fixed domestic
FZ2170_240531a | Progressive Change - Final | CDP10 | H2 Domestic Fixed_SQ | 2033 | QLD | SQ | 86.0449 | 86.0449 | 9.8225 | Fixed domestic
FZ2170_240531a | Progressive Change - Final | CDP10 | H2 Domestic Fixed_SQ | 2034 | QLD | SQ | 104.4069 | 104.4069 | 11.9186 | Fixed domestic
FZ2170_240531a | Progressive Change - Final | CDP10 | H2 Domestic Fixed_SQ | 2035 | QLD | SQ | 157.3558 | 157.3558 | 17.963 | Fixed domestic
FZ2170_240531a | Progressive Change - Final | CDP10 | H2 Domestic Fixed_SQ | 2036 | QLD | SQ | 159.8818 | 159.8818 | 18.2015 | Fixed domestic
FZ2170_240531a | Progressive Change - Final | CDP10 | H2 Domestic Fixed_SQ | 2037 | QLD | SQ | 160.7371 | 160.7371 | 18.349 | Fixed domestic
FZ2170_240531a | Progressive Change - Final | CDP10 | H2 Domestic Fixed_SQ | 2038 | QLD | SQ | 160.7371 | 160.7371 | 18.349 | Fixed domestic
FZ2170_240531a | Progressive Change - Final | CDP10 | H2 Domestic Fixed_SQ | 2039 | QLD | SQ | 169.5005 | 169.5005 | 19.3494 | Fixed domestic
FZ2170_240531a | Progressive Change - Final | CDP10 | H2 Domestic Fixed_SQ | 2040 | QLD | SQ | 178.0107 | 178.0107 | 20.2653 | Fixed domestic
FZ2170_240531a | Progressive Change - Final | CDP10 | H2 Domestic Fixed_SQ | 2041 | QLD | SQ | 184.9934 | 184.9934 | 21.118 | Fixed domestic
FZ2170_240531a | Progressive Change - Final | CDP10 | H2 Domestic Fixed_SQ | 2042 | QLD | SQ | 184.9934 | 184.9934 | 21.118 | Fixed domestic
FZ2170_240531a | Progressive Change - Final | CDP10 | H2 Domestic Fixed_SQ | 2043 | QLD | SQ | 184.9934 | 184.9934 | 21.118 | Fixed domestic
FZ2170_240531a | Progressive Change - Final | CDP10 | H2 Domestic Fixed_SQ | 2044 | QLD | SQ | 256.1772 | 256.1772 | 29.1641 | Fixed domestic
FZ2170_240531a | Progressive Change - Final | CDP10 | H2 Domestic Fixed_SQ | 2045 | QLD | SQ | 255.4773 | 255.4773 | 29.1641 | Fixed domestic
FZ2170_240531a | Progressive Change - Final | CDP10 | H2 Domestic Fixed_SQ | 2046 | QLD | SQ | 264.0083 | 264.0083 | 30.1379 | Fixed domestic
FZ2170_240531a | Progressive Change - Final | CDP10 | H2 Domestic Fixed_SQ | 2047 | QLD | SQ | 264.0083 | 264.0083 | 30.1379 | Fixed domestic
FZ2170_240531a | Progressive Change - Final | CDP10 | H2 Domestic Fixed_SQ | 2048 | QLD | SQ | 264.7316 | 264.7316 | 30.1379 | Fixed domestic
FZ2170_240531a | Progressive Change - Final | CDP10 | H2 Domestic Fixed_SQ | 2049 | QLD | SQ | 286.5764 | 286.5764 | 32.7142 | Fixed domestic
FZ2170_240531a | Progressive Change - Final | CDP10 | H2 Domestic Fixed_SQ | 2050 | QLD | SQ | 286.2716 | 286.2716 | 32.6794 | Fixed domestic
FZ2170_240531a | Progressive Change - Final | CDP10 | H2 Domestic Fixed_SQ | 2051 | QLD | SQ | 315.3975 | 315.3975 | 36.0043 | Fixed domestic
FZ2170_240531a | Progressive Change - Final | CDP10 | H2 Domestic Fixed_SQ | 2052 | QLD | SQ | 407.2524 | 407.2524 | 46.363 | Fixed domestic
FZ2170_240531a | Progressive Change - Final | CDP10 | H2 Domestic Flex_SQ | 2025 | QLD | SQ | 5.8761 | 6.7719 | 0.77305 | Flexible domestic
FZ2170_240531a | Progressive Change - Final | CDP10 | H2 Domestic Flex_SQ | 2026 | QLD | SQ | 4.5388 | 6.7719 | 0.77305 | Flexible domestic
FZ2170_240531a | Progressive Change - Final | CDP10 | H2 Domestic Flex_SQ | 2027 | QLD | SQ | 4.4304 | 6.7719 | 0.77305 | Flexible domestic
FZ2170_240531a | Progressive Change - Final | CDP10 | H2 Domestic Flex_SQ | 2028 | QLD | SQ | 5.5281 | 6.7905 | 0.77305 | Flexible domestic
FZ2170_240531a | Progressive Change - Final | CDP10 | H2 Domestic Flex_SQ | 2029 | QLD | SQ | 132.3544 | 153.1679 | 17.4849 | Flexible domestic
FZ2170_240531a | Progressive Change - Final | CDP10 | H2 Domestic Flex_SQ | 2030 | QLD | SQ | 277.6234 | 654.7545 | 74.7437 | Flexible domestic
FZ2170_240531a | Progressive Change - Final | CDP10 | H2 Domestic Flex_SQ | 2031 | QLD | SQ | 533.7942 | 654.7545 | 74.7437 | Flexible domestic
FZ2170_240531a | Progressive Change - Final | CDP10 | H2 Domestic Flex_SQ | 2032 | QLD | SQ | 1111.7142 | 1255.8837 | 142.974 | Flexible domestic
FZ2170_240531a | Progressive Change - Final | CDP10 | H2 Domestic Flex_SQ | 2033 | QLD | SQ | 1717.929 | 1912.1095 | 218.2773 | Flexible domestic
FZ2170_240531a | Progressive Change - Final | CDP10 | H2 Domestic Flex_SQ | 2034 | QLD | SQ | 2086.8953 | 2320.1526 | 264.8576 | Flexible domestic
FZ2170_240531a | Progressive Change - Final | CDP10 | H2 Domestic Flex_SQ | 2035 | QLD | SQ | 2320.777 | 3496.7954 | 399.1776 | Flexible domestic
FZ2170_240531a | Progressive Change - Final | CDP10 | H2 Domestic Flex_SQ | 2036 | QLD | SQ | 2301.9489 | 3552.9295 | 404.4774 | Flexible domestic
FZ2170_240531a | Progressive Change - Final | CDP10 | H2 Domestic Flex_SQ | 2037 | QLD | SQ | 2282.232 | 3571.9357 | 407.7552 | Flexible domestic
FZ2170_240531a | Progressive Change - Final | CDP10 | H2 Domestic Flex_SQ | 2038 | QLD | SQ | 2261.84 | 3571.9357 | 407.7552 | Flexible domestic
FZ2170_240531a | Progressive Change - Final | CDP10 | H2 Domestic Flex_SQ | 2039 | QLD | SQ | 2246.434 | 3766.6783 | 429.9861 | Flexible domestic
FZ2170_240531a | Progressive Change - Final | CDP10 | H2 Domestic Flex_SQ | 2040 | QLD | SQ | 2236.3443 | 3955.7937 | 450.3408 | Flexible domestic
FZ2170_240531a | Progressive Change - Final | CDP10 | H2 Domestic Flex_SQ | 2041 | QLD | SQ | 2233.9511 | 4110.9646 | 469.2882 | Flexible domestic
FZ2170_240531a | Progressive Change - Final | CDP10 | H2 Domestic Flex_SQ | 2042 | QLD | SQ | 2265.7026 | 4110.9646 | 469.2882 | Flexible domestic
FZ2170_240531a | Progressive Change - Final | CDP10 | H2 Domestic Flex_SQ | 2043 | QLD | SQ | 2302.2811 | 4110.9646 | 469.2882 | Flexible domestic
FZ2170_240531a | Progressive Change - Final | CDP10 | H2 Domestic Flex_SQ | 2044 | QLD | SQ | 2336.026 | 5692.8272 | 648.0905 | Flexible domestic
FZ2170_240531a | Progressive Change - Final | CDP10 | H2 Domestic Flex_SQ | 2045 | QLD | SQ | 2372.3459 | 5677.2731 | 648.0905 | Flexible domestic
FZ2170_240531a | Progressive Change - Final | CDP10 | H2 Domestic Flex_SQ | 2046 | QLD | SQ | 2405.1384 | 5866.8517 | 669.7319 | Flexible domestic
FZ2170_240531a | Progressive Change - Final | CDP10 | H2 Domestic Flex_SQ | 2047 | QLD | SQ | 2433.1581 | 5866.8517 | 669.7319 | Flexible domestic
FZ2170_240531a | Progressive Change - Final | CDP10 | H2 Domestic Flex_SQ | 2048 | QLD | SQ | 2470.9132 | 5882.9253 | 669.7319 | Flexible domestic
FZ2170_240531a | Progressive Change - Final | CDP10 | H2 Domestic Flex_SQ | 2049 | QLD | SQ | 2507.0472 | 6368.3638 | 726.9822 | Flexible domestic
FZ2170_240531a | Progressive Change - Final | CDP10 | H2 Domestic Flex_SQ | 2050 | QLD | SQ | 2507.0472 | 6361.5919 | 726.2091 | Flexible domestic
FZ2170_240531a | Progressive Change - Final | CDP10 | H2 Domestic Flex_SQ | 2051 | QLD | SQ | 2507.0472 | 7008.8326 | 800.095 | Flexible domestic
FZ2170_240531a | Progressive Change - Final | CDP10 | H2 Domestic Flex_SQ | 2052 | QLD | SQ | 2992.4706 | 9050.0538 | 1030.2885 | Flexible domestic
FZ2170_240531a | Progressive Change - Final | CDP10 | H2 Domestic Fixed_CSA | 2025 | SA | CSA | 0.023265 | 0.023265 | 0.0026558 | Fixed domestic
FZ2170_240531a | Progressive Change - Final | CDP10 | H2 Domestic Fixed_CSA | 2026 | SA | CSA | 0.023265 | 0.023265 | 0.0026558 | Fixed domestic
FZ2170_240531a | Progressive Change - Final | CDP10 | H2 Domestic Fixed_CSA | 2027 | SA | CSA | 0.023265 | 0.023265 | 0.0026558 | Fixed domestic
FZ2170_240531a | Progressive Change - Final | CDP10 | H2 Domestic Fixed_CSA | 2028 | SA | CSA | 0.023329 | 0.023329 | 0.0026558 | Fixed domestic
FZ2170_240531a | Progressive Change - Final | CDP10 | H2 Domestic Fixed_CSA | 2029 | SA | CSA | 0.027259 | 0.027259 | 0.0031118 | Fixed domestic
FZ2170_240531a | Progressive Change - Final | CDP10 | H2 Domestic Fixed_CSA | 2030 | SA | CSA | 0.027259 | 0.027259 | 0.0031118 | Fixed domestic
FZ2170_240531a | Progressive Change - Final | CDP10 | H2 Domestic Fixed_CSA | 2031 | SA | CSA | 0.027259 | 0.027259 | 0.0031118 | Fixed domestic
FZ2170_240531a | Progressive Change - Final | CDP10 | H2 Domestic Fixed_CSA | 2032 | SA | CSA | 0.027334 | 0.027334 | 0.0031118 | Fixed domestic
FZ2170_240531a | Progressive Change - Final | CDP10 | H2 Domestic Fixed_CSA | 2033 | SA | CSA | 0.027259 | 0.027259 | 0.0031118 | Fixed domestic
FZ2170_240531a | Progressive Change - Final | CDP10 | H2 Domestic Fixed_CSA | 2034 | SA | CSA | 0.027259 | 0.027259 | 0.0031118 | Fixed domestic
FZ2170_240531a | Progressive Change - Final | CDP10 | H2 Domestic Fixed_CSA | 2035 | SA | CSA | 0.027862 | 0.027862 | 0.0031806 | Fixed domestic
FZ2170_240531a | Progressive Change - Final | CDP10 | H2 Domestic Fixed_CSA | 2036 | SA | CSA | 0.032939 | 0.032939 | 0.0037499 | Fixed domestic
FZ2170_240531a | Progressive Change - Final | CDP10 | H2 Domestic Fixed_CSA | 2037 | SA | CSA | 0.032849 | 0.032849 | 0.0037499 | Fixed domestic
FZ2170_240531a | Progressive Change - Final | CDP10 | H2 Domestic Fixed_CSA | 2038 | SA | CSA | 0.036308 | 0.036308 | 0.0041448 | Fixed domestic
FZ2170_240531a | Progressive Change - Final | CDP10 | H2 Domestic Fixed_CSA | 2039 | SA | CSA | 0.036308 | 0.036308 | 0.0041448 | Fixed domestic
FZ2170_240531a | Progressive Change - Final | CDP10 | H2 Domestic Fixed_CSA | 2040 | SA | CSA | 0.036408 | 0.036408 | 0.0041448 | Fixed domestic
FZ2170_240531a | Progressive Change - Final | CDP10 | H2 Domestic Fixed_CSA | 2041 | SA | CSA | 0.036308 | 0.036308 | 0.0041448 | Fixed domestic
FZ2170_240531a | Progressive Change - Final | CDP10 | H2 Domestic Fixed_CSA | 2042 | SA | CSA | 0.036308 | 0.036308 | 0.0041448 | Fixed domestic
FZ2170_240531a | Progressive Change - Final | CDP10 | H2 Domestic Fixed_CSA | 2043 | SA | CSA | 11.0969 | 11.0969 | 1.2668 | Fixed domestic
FZ2170_240531a | Progressive Change - Final | CDP10 | H2 Domestic Fixed_CSA | 2044 | SA | CSA | 18.3039 | 18.3039 | 2.0838 | Fixed domestic
FZ2170_240531a | Progressive Change - Final | CDP10 | H2 Domestic Fixed_CSA | 2045 | SA | CSA | 18.2539 | 18.2539 | 2.0838 | Fixed domestic
FZ2170_240531a | Progressive Change - Final | CDP10 | H2 Domestic Fixed_CSA | 2046 | SA | CSA | 25.6896 | 25.6896 | 2.9326 | Fixed domestic
FZ2170_240531a | Progressive Change - Final | CDP10 | H2 Domestic Fixed_CSA | 2047 | SA | CSA | 25.7861 | 25.7861 | 2.9436 | Fixed domestic
FZ2170_240531a | Progressive Change - Final | CDP10 | H2 Domestic Fixed_CSA | 2048 | SA | CSA | 25.8568 | 25.8568 | 2.9436 | Fixed domestic
FZ2170_240531a | Progressive Change - Final | CDP10 | H2 Domestic Fixed_CSA | 2049 | SA | CSA | 31.6891 | 31.6891 | 3.6175 | Fixed domestic
FZ2170_240531a | Progressive Change - Final | CDP10 | H2 Domestic Fixed_CSA | 2050 | SA | CSA | 69.0198 | 69.0198 | 7.879 | Fixed domestic
FZ2170_240531a | Progressive Change - Final | CDP10 | H2 Domestic Fixed_CSA | 2051 | SA | CSA | 69.0198 | 69.0198 | 7.879 | Fixed domestic
FZ2170_240531a | Progressive Change - Final | CDP10 | H2 Domestic Fixed_CSA | 2052 | SA | CSA | 73.6052 | 73.6052 | 8.3795 | Fixed domestic
FZ2170_240531a | Progressive Change - Final | CDP10 | H2 Domestic Flex_CSA | 2025 | SA | CSA | 0 | 0.517 | 0.059018 | Flexible domestic
FZ2170_240531a | Progressive Change - Final | CDP10 | H2 Domestic Flex_CSA | 2026 | SA | CSA | 0 | 0.517 | 0.059018 | Flexible domestic
FZ2170_240531a | Progressive Change - Final | CDP10 | H2 Domestic Flex_CSA | 2027 | SA | CSA | 0 | 0.517 | 0.059018 | Flexible domestic
FZ2170_240531a | Progressive Change - Final | CDP10 | H2 Domestic Flex_CSA | 2028 | SA | CSA | 0 | 0.51842 | 0.059018 | Flexible domestic
FZ2170_240531a | Progressive Change - Final | CDP10 | H2 Domestic Flex_CSA | 2029 | SA | CSA | 0 | 0.60576 | 0.06915 | Flexible domestic
FZ2170_240531a | Progressive Change - Final | CDP10 | H2 Domestic Flex_CSA | 2030 | SA | CSA | 0 | 0.60576 | 0.06915 | Flexible domestic
FZ2170_240531a | Progressive Change - Final | CDP10 | H2 Domestic Flex_CSA | 2031 | SA | CSA | 0 | 0.60576 | 0.06915 | Flexible domestic
FZ2170_240531a | Progressive Change - Final | CDP10 | H2 Domestic Flex_CSA | 2032 | SA | CSA | 0 | 0.60742 | 0.06915 | Flexible domestic
FZ2170_240531a | Progressive Change - Final | CDP10 | H2 Domestic Flex_CSA | 2033 | SA | CSA | 0 | 0.60576 | 0.06915 | Flexible domestic
FZ2170_240531a | Progressive Change - Final | CDP10 | H2 Domestic Flex_CSA | 2034 | SA | CSA | 0 | 0.60576 | 0.06915 | Flexible domestic
FZ2170_240531a | Progressive Change - Final | CDP10 | H2 Domestic Flex_CSA | 2035 | SA | CSA | 0 | 0.61916 | 0.07068 | Flexible domestic
FZ2170_240531a | Progressive Change - Final | CDP10 | H2 Domestic Flex_CSA | 2036 | SA | CSA | 0 | 0.73198 | 0.083331 | Flexible domestic
FZ2170_240531a | Progressive Change - Final | CDP10 | H2 Domestic Flex_CSA | 2037 | SA | CSA | 0 | 0.72998 | 0.083331 | Flexible domestic
FZ2170_240531a | Progressive Change - Final | CDP10 | H2 Domestic Flex_CSA | 2038 | SA | CSA | 0 | 0.80685 | 0.092106 | Flexible domestic
FZ2170_240531a | Progressive Change - Final | CDP10 | H2 Domestic Flex_CSA | 2039 | SA | CSA | 0 | 0.80685 | 0.092106 | Flexible domestic
FZ2170_240531a | Progressive Change - Final | CDP10 | H2 Domestic Flex_CSA | 2040 | SA | CSA | 0 | 0.80906 | 0.092106 | Flexible domestic
FZ2170_240531a | Progressive Change - Final | CDP10 | H2 Domestic Flex_CSA | 2041 | SA | CSA | 0 | 0.80685 | 0.092106 | Flexible domestic
FZ2170_240531a | Progressive Change - Final | CDP10 | H2 Domestic Flex_CSA | 2042 | SA | CSA | 0 | 0.80685 | 0.092106 | Flexible domestic
FZ2170_240531a | Progressive Change - Final | CDP10 | H2 Domestic Flex_CSA | 2043 | SA | CSA | 161.764 | 246.5984 | 28.1505 | Flexible domestic
FZ2170_240531a | Progressive Change - Final | CDP10 | H2 Domestic Flex_CSA | 2044 | SA | CSA | 166.0568 | 406.7536 | 46.3062 | Flexible domestic
FZ2170_240531a | Progressive Change - Final | CDP10 | H2 Domestic Flex_CSA | 2045 | SA | CSA | 166.0758 | 405.6423 | 46.3062 | Flexible domestic
FZ2170_240531a | Progressive Change - Final | CDP10 | H2 Domestic Flex_CSA | 2046 | SA | CSA | 233.5625 | 570.8795 | 65.1689 | Flexible domestic
FZ2170_240531a | Progressive Change - Final | CDP10 | H2 Domestic Flex_CSA | 2047 | SA | CSA | 234.2914 | 573.0248 | 65.4138 | Flexible domestic
FZ2170_240531a | Progressive Change - Final | CDP10 | H2 Domestic Flex_CSA | 2048 | SA | CSA | 233.744 | 574.5947 | 65.4138 | Flexible domestic
FZ2170_240531a | Progressive Change - Final | CDP10 | H2 Domestic Flex_CSA | 2049 | SA | CSA | 343.4483 | 704.203 | 80.3885 | Flexible domestic
FZ2170_240531a | Progressive Change - Final | CDP10 | H2 Domestic Flex_CSA | 2050 | SA | CSA | 618.0921 | 1533.774 | 175.0884 | Flexible domestic
FZ2170_240531a | Progressive Change - Final | CDP10 | H2 Domestic Flex_CSA | 2051 | SA | CSA | 620.1975 | 1533.774 | 175.0884 | Flexible domestic
FZ2170_240531a | Progressive Change - Final | CDP10 | H2 Domestic Flex_CSA | 2052 | SA | CSA | 620.6331 | 1635.6711 | 186.2103 | Flexible domestic
FZ2170_240531a | Progressive Change - Final | CDP10 | Whyalla H2 load_fixed | 2025 | SA | CSA | 0 | 0 | 0 | Fixed domestic
FZ2170_240531a | Progressive Change - Final | CDP10 | Whyalla H2 load_fixed | 2026 | SA | CSA | 24.6375 | 24.6375 | 2.8125 | Fixed domestic
FZ2170_240531a | Progressive Change - Final | CDP10 | Whyalla H2 load_fixed | 2027 | SA | CSA | 73.9125 | 73.9125 | 8.4375 | Fixed domestic
FZ2170_240531a | Progressive Change - Final | CDP10 | Whyalla H2 load_fixed | 2028 | SA | CSA | 98.82 | 98.82 | 11.25 | Fixed domestic
FZ2170_240531a | Progressive Change - Final | CDP10 | Whyalla H2 load_fixed | 2029 | SA | CSA | 98.55 | 98.55 | 11.25 | Fixed domestic
FZ2170_240531a | Progressive Change - Final | CDP10 | Whyalla H2 load_fixed | 2030 | SA | CSA | 98.55 | 98.55 | 11.25 | Fixed domestic
FZ2170_240531a | Progressive Change - Final | CDP10 | Whyalla H2 load_fixed | 2031 | SA | CSA | 98.55 | 98.55 | 11.25 | Fixed domestic
FZ2170_240531a | Progressive Change - Final | CDP10 | Whyalla H2 load_fixed | 2032 | SA | CSA | 98.82 | 98.82 | 11.25 | Fixed domestic
FZ2170_240531a | Progressive Change - Final | CDP10 | Whyalla H2 load_fixed | 2033 | SA | CSA | 98.55 | 98.55 | 11.25 | Fixed domestic
FZ2170_240531a | Progressive Change - Final | CDP10 | Whyalla H2 load_fixed | 2034 | SA | CSA | 98.55 | 98.55 | 11.25 | Fixed domestic
FZ2170_240531a | Progressive Change - Final | CDP10 | Whyalla H2 load_fixed | 2035 | SA | CSA | 98.55 | 98.55 | 11.25 | Fixed domestic
FZ2170_240531a | Progressive Change - Final | CDP10 | Whyalla H2 load_fixed | 2036 | SA | CSA | 98.82 | 98.82 | 11.25 | Fixed domestic
FZ2170_240531a | Progressive Change - Final | CDP10 | Whyalla H2 load_fixed | 2037 | SA | CSA | 98.55 | 98.55 | 11.25 | Fixed domestic
FZ2170_240531a | Progressive Change - Final | CDP10 | Whyalla H2 load_fixed | 2038 | SA | CSA | 98.55 | 98.55 | 11.25 | Fixed domestic
FZ2170_240531a | Progressive Change - Final | CDP10 | Whyalla H2 load_fixed | 2039 | SA | CSA | 98.55 | 98.55 | 11.25 | Fixed domestic
FZ2170_240531a | Progressive Change - Final | CDP10 | Whyalla H2 load_fixed | 2040 | SA | CSA | 98.82 | 98.82 | 11.25 | Fixed domestic
FZ2170_240531a | Progressive Change - Final | CDP10 | Whyalla H2 load_fixed | 2041 | SA | CSA | 98.55 | 98.55 | 11.25 | Fixed domestic
FZ2170_240531a | Progressive Change - Final | CDP10 | Whyalla H2 load_fixed | 2042 | SA | CSA | 98.55 | 98.55 | 11.25 | Fixed domestic
FZ2170_240531a | Progressive Change - Final | CDP10 | Whyalla H2 load_fixed | 2043 | SA | CSA | 98.55 | 98.55 | 11.25 | Fixed domestic
FZ2170_240531a | Progressive Change - Final | CDP10 | Whyalla H2 load_fixed | 2044 | SA | CSA | 98.82 | 98.82 | 11.25 | Fixed domestic
FZ2170_240531a | Progressive Change - Final | CDP10 | Whyalla H2 load_fixed | 2045 | SA | CSA | 98.55 | 98.55 | 11.25 | Fixed domestic
FZ2170_240531a | Progressive Change - Final | CDP10 | Whyalla H2 load_fixed | 2046 | SA | CSA | 98.55 | 98.55 | 11.25 | Fixed domestic
FZ2170_240531a | Progressive Change - Final | CDP10 | Whyalla H2 load_fixed | 2047 | SA | CSA | 98.55 | 98.55 | 11.25 | Fixed domestic
FZ2170_240531a | Progressive Change - Final | CDP10 | Whyalla H2 load_fixed | 2048 | SA | CSA | 98.82 | 98.82 | 11.25 | Fixed domestic
FZ2170_240531a | Progressive Change - Final | CDP10 | Whyalla H2 load_fixed | 2049 | SA | CSA | 98.55 | 98.55 | 11.25 | Fixed domestic
FZ2170_240531a | Progressive Change - Final | CDP10 | Whyalla H2 load_fixed | 2050 | SA | CSA | 98.55 | 98.55 | 11.25 | Fixed domestic
FZ2170_240531a | Progressive Change - Final | CDP10 | Whyalla H2 load_fixed | 2051 | SA | CSA | 98.55 | 98.55 | 11.25 | Fixed domestic
FZ2170_240531a | Progressive Change - Final | CDP10 | Whyalla H2 load_fixed | 2052 | SA | CSA | 98.82 | 98.82 | 11.25 | Fixed domestic
FZ2170_240531a | Progressive Change - Final | CDP10 | Whyalla H2 load_flex | 2025 | SA | CSA | 0 | 0 | 0 | Flexible domestic
FZ2170_240531a | Progressive Change - Final | CDP10 | Whyalla H2 load_flex | 2026 | SA | CSA | 344.5504 | 547.5 | 62.5 | Flexible domestic
FZ2170_240531a | Progressive Change - Final | CDP10 | Whyalla H2 load_flex | 2027 | SA | CSA | 1027.5222 | 1642.5 | 187.5 | Flexible domestic
FZ2170_240531a | Progressive Change - Final | CDP10 | Whyalla H2 load_flex | 2028 | SA | CSA | 1369.3318 | 2196 | 250 | Flexible domestic
FZ2170_240531a | Progressive Change - Final | CDP10 | Whyalla H2 load_flex | 2029 | SA | CSA | 1381.7932 | 2190 | 250 | Flexible domestic
FZ2170_240531a | Progressive Change - Final | CDP10 | Whyalla H2 load_flex | 2030 | SA | CSA | 1380.6196 | 2190 | 250 | Flexible domestic
FZ2170_240531a | Progressive Change - Final | CDP10 | Whyalla H2 load_flex | 2031 | SA | CSA | 1379.039 | 2190 | 250 | Flexible domestic
FZ2170_240531a | Progressive Change - Final | CDP10 | Whyalla H2 load_flex | 2032 | SA | CSA | 1304.129 | 2196 | 250 | Flexible domestic
FZ2170_240531a | Progressive Change - Final | CDP10 | Whyalla H2 load_flex | 2033 | SA | CSA | 1295.4086 | 2190 | 250 | Flexible domestic
FZ2170_240531a | Progressive Change - Final | CDP10 | Whyalla H2 load_flex | 2034 | SA | CSA | 1295.8946 | 2190 | 250 | Flexible domestic
FZ2170_240531a | Progressive Change - Final | CDP10 | Whyalla H2 load_flex | 2035 | SA | CSA | 1296.1512 | 2190 | 250 | Flexible domestic
FZ2170_240531a | Progressive Change - Final | CDP10 | Whyalla H2 load_flex | 2036 | SA | CSA | 1296.4087 | 2196 | 250 | Flexible domestic
FZ2170_240531a | Progressive Change - Final | CDP10 | Whyalla H2 load_flex | 2037 | SA | CSA | 1298.9976 | 2190 | 250 | Flexible domestic
FZ2170_240531a | Progressive Change - Final | CDP10 | Whyalla H2 load_flex | 2038 | SA | CSA | 1298.9976 | 2190 | 250 | Flexible domestic
FZ2170_240531a | Progressive Change - Final | CDP10 | Whyalla H2 load_flex | 2039 | SA | CSA | 1298.9976 | 2190 | 250 | Flexible domestic
FZ2170_240531a | Progressive Change - Final | CDP10 | Whyalla H2 load_flex | 2040 | SA | CSA | 1298.9976 | 2196 | 250 | Flexible domestic
FZ2170_240531a | Progressive Change - Final | CDP10 | Whyalla H2 load_flex | 2041 | SA | CSA | 1298.9976 | 2190 | 250 | Flexible domestic
FZ2170_240531a | Progressive Change - Final | CDP10 | Whyalla H2 load_flex | 2042 | SA | CSA | 1298.9976 | 2190 | 250 | Flexible domestic
FZ2170_240531a | Progressive Change - Final | CDP10 | Whyalla H2 load_flex | 2043 | SA | CSA | 1298.9976 | 2190 | 250 | Flexible domestic
FZ2170_240531a | Progressive Change - Final | CDP10 | Whyalla H2 load_flex | 2044 | SA | CSA | 1298.9976 | 2196 | 250 | Flexible domestic
FZ2170_240531a | Progressive Change - Final | CDP10 | Whyalla H2 load_flex | 2045 | SA | CSA | 1298.9976 | 2190 | 250 | Flexible domestic
FZ2170_240531a | Progressive Change - Final | CDP10 | Whyalla H2 load_flex | 2046 | SA | CSA | 1298.9976 | 2190 | 250 | Flexible domestic
FZ2170_240531a | Progressive Change - Final | CDP10 | Whyalla H2 load_flex | 2047 | SA | CSA | 1298.9976 | 2190 | 250 | Flexible domestic
FZ2170_240531a | Progressive Change - Final | CDP10 | Whyalla H2 load_flex | 2048 | SA | CSA | 1298.9976 | 2196 | 250 | Flexible domestic
FZ2170_240531a | Progressive Change - Final | CDP10 | Whyalla H2 load_flex | 2049 | SA | CSA | 1298.9976 | 2190 | 250 | Flexible domestic
FZ2170_240531a | Progressive Change - Final | CDP10 | Whyalla H2 load_flex | 2050 | SA | CSA | 1298.9976 | 2190 | 250 | Flexible domestic
FZ2170_240531a | Progressive Change - Final | CDP10 | Whyalla H2 load_flex | 2051 | SA | CSA | 1298.9976 | 2190 | 250 | Flexible domestic
FZ2170_240531a | Progressive Change - Final | CDP10 | Whyalla H2 load_flex | 2052 | SA | CSA | 1298.9976 | 2196 | 250 | Flexible domestic
FZ2170_240531a | Progressive Change - Final | CDP10 | H2 Domestic Fixed_SESA | 2025 | SA | SESA | 0.061378 | 0.061378 | 0.0070066 | Fixed domestic
FZ2170_240531a | Progressive Change - Final | CDP10 | H2 Domestic Fixed_SESA | 2026 | SA | SESA | 2.6667 | 2.6667 | 0.30441 | Fixed domestic
FZ2170_240531a | Progressive Change - Final | CDP10 | H2 Domestic Fixed_SESA | 2027 | SA | SESA | 7.7174 | 7.7174 | 0.88098 | Fixed domestic
FZ2170_240531a | Progressive Change - Final | CDP10 | H2 Domestic Fixed_SESA | 2028 | SA | SESA | 9.8546 | 9.8546 | 1.1219 | Fixed domestic
FZ2170_240531a | Progressive Change - Final | CDP10 | H2 Domestic Fixed_SESA | 2029 | SA | SESA | 10.7301 | 10.7301 | 1.2249 | Fixed domestic
FZ2170_240531a | Progressive Change - Final | CDP10 | H2 Domestic Fixed_SESA | 2030 | SA | SESA | 10.7301 | 10.7301 | 1.2249 | Fixed domestic
FZ2170_240531a | Progressive Change - Final | CDP10 | H2 Domestic Fixed_SESA | 2031 | SA | SESA | 10.7301 | 10.7301 | 1.2249 | Fixed domestic
FZ2170_240531a | Progressive Change - Final | CDP10 | H2 Domestic Fixed_SESA | 2032 | SA | SESA | 10.7595 | 10.7595 | 1.2249 | Fixed domestic
FZ2170_240531a | Progressive Change - Final | CDP10 | H2 Domestic Fixed_SESA | 2033 | SA | SESA | 13.2571 | 13.2571 | 1.5134 | Fixed domestic
FZ2170_240531a | Progressive Change - Final | CDP10 | H2 Domestic Fixed_SESA | 2034 | SA | SESA | 13.952 | 13.952 | 1.5927 | Fixed domestic
FZ2170_240531a | Progressive Change - Final | CDP10 | H2 Domestic Fixed_SESA | 2035 | SA | SESA | 15.1552 | 15.1552 | 1.73 | Fixed domestic
FZ2170_240531a | Progressive Change - Final | CDP10 | H2 Domestic Fixed_SESA | 2036 | SA | SESA | 16.268 | 16.268 | 1.852 | Fixed domestic
FZ2170_240531a | Progressive Change - Final | CDP10 | H2 Domestic Fixed_SESA | 2037 | SA | SESA | 16.2235 | 16.2235 | 1.852 | Fixed domestic
FZ2170_240531a | Progressive Change - Final | CDP10 | H2 Domestic Fixed_SESA | 2038 | SA | SESA | 18.4317 | 18.4317 | 2.1041 | Fixed domestic
FZ2170_240531a | Progressive Change - Final | CDP10 | H2 Domestic Fixed_SESA | 2039 | SA | SESA | 18.4317 | 18.4317 | 2.1041 | Fixed domestic
FZ2170_240531a | Progressive Change - Final | CDP10 | H2 Domestic Fixed_SESA | 2040 | SA | SESA | 18.4822 | 18.4822 | 2.1041 | Fixed domestic
FZ2170_240531a | Progressive Change - Final | CDP10 | H2 Domestic Fixed_SESA | 2041 | SA | SESA | 18.4317 | 18.4317 | 2.1041 | Fixed domestic
FZ2170_240531a | Progressive Change - Final | CDP10 | H2 Domestic Fixed_SESA | 2042 | SA | SESA | 18.4317 | 18.4317 | 2.1041 | Fixed domestic
FZ2170_240531a | Progressive Change - Final | CDP10 | H2 Domestic Fixed_SESA | 2043 | SA | SESA | 18.4317 | 18.4317 | 2.1041 | Fixed domestic
FZ2170_240531a | Progressive Change - Final | CDP10 | H2 Domestic Fixed_SESA | 2044 | SA | SESA | 24.5855 | 24.5855 | 2.7989 | Fixed domestic
FZ2170_240531a | Progressive Change - Final | CDP10 | H2 Domestic Fixed_SESA | 2045 | SA | SESA | 24.5183 | 24.5183 | 2.7989 | Fixed domestic
FZ2170_240531a | Progressive Change - Final | CDP10 | H2 Domestic Fixed_SESA | 2046 | SA | SESA | 24.5183 | 24.5183 | 2.7989 | Fixed domestic
FZ2170_240531a | Progressive Change - Final | CDP10 | H2 Domestic Fixed_SESA | 2047 | SA | SESA | 24.5183 | 24.5183 | 2.7989 | Fixed domestic
FZ2170_240531a | Progressive Change - Final | CDP10 | H2 Domestic Fixed_SESA | 2048 | SA | SESA | 24.5855 | 24.5855 | 2.7989 | Fixed domestic
FZ2170_240531a | Progressive Change - Final | CDP10 | H2 Domestic Fixed_SESA | 2049 | SA | SESA | 24.5183 | 24.5183 | 2.7989 | Fixed domestic
FZ2170_240531a | Progressive Change - Final | CDP10 | H2 Domestic Fixed_SESA | 2050 | SA | SESA | 38.2178 | 38.2178 | 4.3628 | Fixed domestic
FZ2170_240531a | Progressive Change - Final | CDP10 | H2 Domestic Fixed_SESA | 2051 | SA | SESA | 35.6125 | 35.6125 | 4.0654 | Fixed domestic
FZ2170_240531a | Progressive Change - Final | CDP10 | H2 Domestic Fixed_SESA | 2052 | SA | SESA | 38.3844 | 38.3844 | 4.3698 | Fixed domestic
FZ2170_240531a | Progressive Change - Final | CDP10 | H2 Domestic Flex_SESA | 2025 | SA | SESA | 1.1835 | 1.3639 | 0.1557 | Flexible domestic
FZ2170_240531a | Progressive Change - Final | CDP10 | H2 Domestic Flex_SESA | 2026 | SA | SESA | 51.3833 | 59.2594 | 6.7648 | Flexible domestic
FZ2170_240531a | Progressive Change - Final | CDP10 | H2 Domestic Flex_SESA | 2027 | SA | SESA | 146.4943 | 171.497 | 19.5773 | Flexible domestic
FZ2170_240531a | Progressive Change - Final | CDP10 | H2 Domestic Flex_SESA | 2028 | SA | SESA | 188.8144 | 218.9911 | 24.9307 | Flexible domestic
FZ2170_240531a | Progressive Change - Final | CDP10 | H2 Domestic Flex_SESA | 2029 | SA | SESA | 169.2015 | 238.4458 | 27.2198 | Flexible domestic
FZ2170_240531a | Progressive Change - Final | CDP10 | H2 Domestic Flex_SESA | 2030 | SA | SESA | 148.0694 | 238.4458 | 27.2198 | Flexible domestic
FZ2170_240531a | Progressive Change - Final | CDP10 | H2 Domestic Flex_SESA | 2031 | SA | SESA | 146.0958 | 238.4458 | 27.2198 | Flexible domestic
FZ2170_240531a | Progressive Change - Final | CDP10 | H2 Domestic Flex_SESA | 2032 | SA | SESA | 167.3429 | 239.0991 | 27.2198 | Flexible domestic
FZ2170_240531a | Progressive Change - Final | CDP10 | H2 Domestic Flex_SESA | 2033 | SA | SESA | 199.5319 | 294.6023 | 33.6304 | Flexible domestic
FZ2170_240531a | Progressive Change - Final | CDP10 | H2 Domestic Flex_SESA | 2034 | SA | SESA | 206.0828 | 310.0448 | 35.3932 | Flexible domestic
FZ2170_240531a | Progressive Change - Final | CDP10 | H2 Domestic Flex_SESA | 2035 | SA | SESA | 201.66 | 336.7813 | 38.4454 | Flexible domestic
FZ2170_240531a | Progressive Change - Final | CDP10 | H2 Domestic Flex_SESA | 2036 | SA | SESA | 197.2612 | 361.511 | 41.1556 | Flexible domestic
FZ2170_240531a | Progressive Change - Final | CDP10 | H2 Domestic Flex_SESA | 2037 | SA | SESA | 192.9695 | 360.5233 | 41.1556 | Flexible domestic
FZ2170_240531a | Progressive Change - Final | CDP10 | H2 Domestic Flex_SESA | 2038 | SA | SESA | 188.9449 | 409.594 | 46.7573 | Flexible domestic
FZ2170_240531a | Progressive Change - Final | CDP10 | H2 Domestic Flex_SESA | 2039 | SA | SESA | 184.9592 | 409.594 | 46.7573 | Flexible domestic
FZ2170_240531a | Progressive Change - Final | CDP10 | H2 Domestic Flex_SESA | 2040 | SA | SESA | 181.0498 | 410.7162 | 46.7573 | Flexible domestic
FZ2170_240531a | Progressive Change - Final | CDP10 | H2 Domestic Flex_SESA | 2041 | SA | SESA | 179.2508 | 409.594 | 46.7573 | Flexible domestic
FZ2170_240531a | Progressive Change - Final | CDP10 | H2 Domestic Flex_SESA | 2042 | SA | SESA | 179.4237 | 409.594 | 46.7573 | Flexible domestic
FZ2170_240531a | Progressive Change - Final | CDP10 | H2 Domestic Flex_SESA | 2043 | SA | SESA | 222.1558 | 409.594 | 46.7573 | Flexible domestic
FZ2170_240531a | Progressive Change - Final | CDP10 | H2 Domestic Flex_SESA | 2044 | SA | SESA | 223.2297 | 546.3436 | 62.1976 | Flexible domestic
FZ2170_240531a | Progressive Change - Final | CDP10 | H2 Domestic Flex_SESA | 2045 | SA | SESA | 224.4286 | 544.8509 | 62.1976 | Flexible domestic
FZ2170_240531a | Progressive Change - Final | CDP10 | H2 Domestic Flex_SESA | 2046 | SA | SESA | 238.1929 | 544.8509 | 62.1976 | Flexible domestic
FZ2170_240531a | Progressive Change - Final | CDP10 | H2 Domestic Flex_SESA | 2047 | SA | SESA | 237.464 | 544.8509 | 62.1976 | Flexible domestic
FZ2170_240531a | Progressive Change - Final | CDP10 | H2 Domestic Flex_SESA | 2048 | SA | SESA | 238.0114 | 546.3436 | 62.1976 | Flexible domestic
FZ2170_240531a | Progressive Change - Final | CDP10 | H2 Domestic Flex_SESA | 2049 | SA | SESA | 262.6572 | 544.8509 | 62.1976 | Flexible domestic
FZ2170_240531a | Progressive Change - Final | CDP10 | H2 Domestic Flex_SESA | 2050 | SA | SESA | 320.6611 | 849.2843 | 96.9503 | Flexible domestic
FZ2170_240531a | Progressive Change - Final | CDP10 | H2 Domestic Flex_SESA | 2051 | SA | SESA | 321.0201 | 791.3889 | 90.3412 | Flexible domestic
FZ2170_240531a | Progressive Change - Final | CDP10 | H2 Domestic Flex_SESA | 2052 | SA | SESA | 320.5845 | 852.9872 | 97.1069 | Flexible domestic
FZ2170_240531a | Progressive Change - Final | CDP10 | H2 Domestic Fixed_TAS | 2025 | TAS | TAS | 0 | 0 | 0 | Fixed domestic
FZ2170_240531a | Progressive Change - Final | CDP10 | H2 Domestic Fixed_TAS | 2026 | TAS | TAS | 0 | 0 | 0 | Fixed domestic
FZ2170_240531a | Progressive Change - Final | CDP10 | H2 Domestic Fixed_TAS | 2027 | TAS | TAS | 0 | 0 | 0 | Fixed domestic
FZ2170_240531a | Progressive Change - Final | CDP10 | H2 Domestic Fixed_TAS | 2028 | TAS | TAS | 0 | 0 | 0 | Fixed domestic
FZ2170_240531a | Progressive Change - Final | CDP10 | H2 Domestic Fixed_TAS | 2029 | TAS | TAS | 0.30059 | 0.30059 | 0.034314 | Fixed domestic
FZ2170_240531a | Progressive Change - Final | CDP10 | H2 Domestic Fixed_TAS | 2030 | TAS | TAS | 1.2354 | 1.2354 | 0.14103 | Fixed domestic
FZ2170_240531a | Progressive Change - Final | CDP10 | H2 Domestic Fixed_TAS | 2031 | TAS | TAS | 2.5762 | 2.5762 | 0.29408 | Fixed domestic
FZ2170_240531a | Progressive Change - Final | CDP10 | H2 Domestic Fixed_TAS | 2032 | TAS | TAS | 3.3595 | 3.3595 | 0.38245 | Fixed domestic
FZ2170_240531a | Progressive Change - Final | CDP10 | H2 Domestic Fixed_TAS | 2033 | TAS | TAS | 4.7729 | 4.7729 | 0.54485 | Fixed domestic
FZ2170_240531a | Progressive Change - Final | CDP10 | H2 Domestic Fixed_TAS | 2034 | TAS | TAS | 4.7729 | 4.7729 | 0.54485 | Fixed domestic
FZ2170_240531a | Progressive Change - Final | CDP10 | H2 Domestic Fixed_TAS | 2035 | TAS | TAS | 4.9175 | 4.9175 | 0.56136 | Fixed domestic
FZ2170_240531a | Progressive Change - Final | CDP10 | H2 Domestic Fixed_TAS | 2036 | TAS | TAS | 5.8898 | 5.8898 | 0.67051 | Fixed domestic
FZ2170_240531a | Progressive Change - Final | CDP10 | H2 Domestic Fixed_TAS | 2037 | TAS | TAS | 5.8737 | 5.8737 | 0.67051 | Fixed domestic
FZ2170_240531a | Progressive Change - Final | CDP10 | H2 Domestic Fixed_TAS | 2038 | TAS | TAS | 9.7586 | 9.7586 | 1.114 | Fixed domestic
FZ2170_240531a | Progressive Change - Final | CDP10 | H2 Domestic Fixed_TAS | 2039 | TAS | TAS | 9.7586 | 9.7586 | 1.114 | Fixed domestic
FZ2170_240531a | Progressive Change - Final | CDP10 | H2 Domestic Fixed_TAS | 2040 | TAS | TAS | 9.7853 | 9.7853 | 1.114 | Fixed domestic
FZ2170_240531a | Progressive Change - Final | CDP10 | H2 Domestic Fixed_TAS | 2041 | TAS | TAS | 14.0639 | 14.0639 | 1.6055 | Fixed domestic
FZ2170_240531a | Progressive Change - Final | CDP10 | H2 Domestic Fixed_TAS | 2042 | TAS | TAS | 14.0639 | 14.0639 | 1.6055 | Fixed domestic
FZ2170_240531a | Progressive Change - Final | CDP10 | H2 Domestic Fixed_TAS | 2043 | TAS | TAS | 14.0639 | 14.0639 | 1.6055 | Fixed domestic
FZ2170_240531a | Progressive Change - Final | CDP10 | H2 Domestic Fixed_TAS | 2044 | TAS | TAS | 14.1025 | 14.1025 | 1.6055 | Fixed domestic
FZ2170_240531a | Progressive Change - Final | CDP10 | H2 Domestic Fixed_TAS | 2045 | TAS | TAS | 14.0639 | 14.0639 | 1.6055 | Fixed domestic
FZ2170_240531a | Progressive Change - Final | CDP10 | H2 Domestic Fixed_TAS | 2046 | TAS | TAS | 14.0639 | 14.0639 | 1.6055 | Fixed domestic
FZ2170_240531a | Progressive Change - Final | CDP10 | H2 Domestic Fixed_TAS | 2047 | TAS | TAS | 15.9975 | 15.9975 | 1.8262 | Fixed domestic
FZ2170_240531a | Progressive Change - Final | CDP10 | H2 Domestic Fixed_TAS | 2048 | TAS | TAS | 16.0413 | 16.0413 | 1.8262 | Fixed domestic
FZ2170_240531a | Progressive Change - Final | CDP10 | H2 Domestic Fixed_TAS | 2049 | TAS | TAS | 15.9975 | 15.9975 | 1.8262 | Fixed domestic
FZ2170_240531a | Progressive Change - Final | CDP10 | H2 Domestic Fixed_TAS | 2050 | TAS | TAS | 16.1036 | 16.1036 | 1.8383 | Fixed domestic
FZ2170_240531a | Progressive Change - Final | CDP10 | H2 Domestic Fixed_TAS | 2051 | TAS | TAS | 16.1036 | 16.1036 | 1.8383 | Fixed domestic
FZ2170_240531a | Progressive Change - Final | CDP10 | H2 Domestic Fixed_TAS | 2052 | TAS | TAS | 16.1788 | 16.1788 | 1.8419 | Fixed domestic
FZ2170_240531a | Progressive Change - Final | CDP10 | H2 Domestic Flex_TAS | 2025 | TAS | TAS | 0 | 0 | 0 | Flexible domestic
FZ2170_240531a | Progressive Change - Final | CDP10 | H2 Domestic Flex_TAS | 2026 | TAS | TAS | 0 | 0 | 0 | Flexible domestic
FZ2170_240531a | Progressive Change - Final | CDP10 | H2 Domestic Flex_TAS | 2027 | TAS | TAS | 0 | 0 | 0 | Flexible domestic
FZ2170_240531a | Progressive Change - Final | CDP10 | H2 Domestic Flex_TAS | 2028 | TAS | TAS | 0 | 0 | 0 | Flexible domestic
FZ2170_240531a | Progressive Change - Final | CDP10 | H2 Domestic Flex_TAS | 2029 | TAS | TAS | 5.7721 | 6.6798 | 0.76253 | Flexible domestic
FZ2170_240531a | Progressive Change - Final | CDP10 | H2 Domestic Flex_TAS | 2030 | TAS | TAS | 24.2692 | 27.4534 | 3.134 | Flexible domestic
FZ2170_240531a | Progressive Change - Final | CDP10 | H2 Domestic Flex_TAS | 2031 | TAS | TAS | 50.4074 | 57.2484 | 6.5352 | Flexible domestic
FZ2170_240531a | Progressive Change - Final | CDP10 | H2 Domestic Flex_TAS | 2032 | TAS | TAS | 66.0847 | 74.6547 | 8.4989 | Flexible domestic
FZ2170_240531a | Progressive Change - Final | CDP10 | H2 Domestic Flex_TAS | 2033 | TAS | TAS | 95.2936 | 106.0648 | 12.1079 | Flexible domestic
FZ2170_240531a | Progressive Change - Final | CDP10 | H2 Domestic Flex_TAS | 2034 | TAS | TAS | 93.8191 | 106.0648 | 12.1079 | Flexible domestic
FZ2170_240531a | Progressive Change - Final | CDP10 | H2 Domestic Flex_TAS | 2035 | TAS | TAS | 98.1518 | 109.2787 | 12.4747 | Flexible domestic
FZ2170_240531a | Progressive Change - Final | CDP10 | H2 Domestic Flex_TAS | 2036 | TAS | TAS | 99.4811 | 130.8837 | 14.9002 | Flexible domestic
FZ2170_240531a | Progressive Change - Final | CDP10 | H2 Domestic Flex_TAS | 2037 | TAS | TAS | 97.2629 | 130.5261 | 14.9002 | Flexible domestic
FZ2170_240531a | Progressive Change - Final | CDP10 | H2 Domestic Flex_TAS | 2038 | TAS | TAS | 174.1542 | 216.8567 | 24.7553 | Flexible domestic
FZ2170_240531a | Progressive Change - Final | CDP10 | H2 Domestic Flex_TAS | 2039 | TAS | TAS | 170.2738 | 216.8567 | 24.7553 | Flexible domestic
FZ2170_240531a | Progressive Change - Final | CDP10 | H2 Domestic Flex_TAS | 2040 | TAS | TAS | 167.28 | 217.4508 | 24.7553 | Flexible domestic
FZ2170_240531a | Progressive Change - Final | CDP10 | H2 Domestic Flex_TAS | 2041 | TAS | TAS | 165.4189 | 312.5319 | 35.6772 | Flexible domestic
FZ2170_240531a | Progressive Change - Final | CDP10 | H2 Domestic Flex_TAS | 2042 | TAS | TAS | 169.1686 | 312.5319 | 35.6772 | Flexible domestic
FZ2170_240531a | Progressive Change - Final | CDP10 | H2 Domestic Flex_TAS | 2043 | TAS | TAS | 170.1358 | 312.5319 | 35.6772 | Flexible domestic
FZ2170_240531a | Progressive Change - Final | CDP10 | H2 Domestic Flex_TAS | 2044 | TAS | TAS | 173.9124 | 313.3881 | 35.6772 | Flexible domestic
FZ2170_240531a | Progressive Change - Final | CDP10 | H2 Domestic Flex_TAS | 2045 | TAS | TAS | 175.0212 | 312.5319 | 35.6772 | Flexible domestic
FZ2170_240531a | Progressive Change - Final | CDP10 | H2 Domestic Flex_TAS | 2046 | TAS | TAS | 175.0212 | 312.5319 | 35.6772 | Flexible domestic
FZ2170_240531a | Progressive Change - Final | CDP10 | H2 Domestic Flex_TAS | 2047 | TAS | TAS | 175.0212 | 355.5001 | 40.5822 | Flexible domestic
FZ2170_240531a | Progressive Change - Final | CDP10 | H2 Domestic Flex_TAS | 2048 | TAS | TAS | 175.0212 | 356.4741 | 40.5822 | Flexible domestic
FZ2170_240531a | Progressive Change - Final | CDP10 | H2 Domestic Flex_TAS | 2049 | TAS | TAS | 175.0212 | 355.5001 | 40.5822 | Flexible domestic
FZ2170_240531a | Progressive Change - Final | CDP10 | H2 Domestic Flex_TAS | 2050 | TAS | TAS | 175.0212 | 357.8573 | 40.8513 | Flexible domestic
FZ2170_240531a | Progressive Change - Final | CDP10 | H2 Domestic Flex_TAS | 2051 | TAS | TAS | 175.0212 | 357.8573 | 40.8513 | Flexible domestic
FZ2170_240531a | Progressive Change - Final | CDP10 | H2 Domestic Flex_TAS | 2052 | TAS | TAS | 175.0212 | 359.53 | 40.9301 | Flexible domestic
FZ2170_240531a | Progressive Change - Final | CDP10 | H2 Domestic Fixed_VIC | 2025 | VIC | VIC | 2.5574 | 2.5574 | 0.29194 | Fixed domestic
FZ2170_240531a | Progressive Change - Final | CDP10 | H2 Domestic Fixed_VIC | 2026 | VIC | VIC | 4.0307 | 4.0307 | 0.46013 | Fixed domestic
FZ2170_240531a | Progressive Change - Final | CDP10 | H2 Domestic Fixed_VIC | 2027 | VIC | VIC | 4.0307 | 4.0307 | 0.46013 | Fixed domestic
FZ2170_240531a | Progressive Change - Final | CDP10 | H2 Domestic Fixed_VIC | 2028 | VIC | VIC | 4.0418 | 4.0418 | 0.46013 | Fixed domestic
FZ2170_240531a | Progressive Change - Final | CDP10 | H2 Domestic Fixed_VIC | 2029 | VIC | VIC | 50.4395 | 50.4395 | 5.7579 | Fixed domestic
FZ2170_240531a | Progressive Change - Final | CDP10 | H2 Domestic Fixed_VIC | 2030 | VIC | VIC | 139.1119 | 139.1119 | 15.8804 | Fixed domestic
FZ2170_240531a | Progressive Change - Final | CDP10 | H2 Domestic Fixed_VIC | 2031 | VIC | VIC | 139.1119 | 139.1119 | 15.8804 | Fixed domestic
FZ2170_240531a | Progressive Change - Final | CDP10 | H2 Domestic Fixed_VIC | 2032 | VIC | VIC | 204.8376 | 204.8376 | 23.3194 | Fixed domestic
FZ2170_240531a | Progressive Change - Final | CDP10 | H2 Domestic Fixed_VIC | 2033 | VIC | VIC | 420.9245 | 420.9245 | 48.0507 | Fixed domestic
FZ2170_240531a | Progressive Change - Final | CDP10 | H2 Domestic Fixed_VIC | 2034 | VIC | VIC | 420.9245 | 420.9245 | 48.0507 | Fixed domestic
FZ2170_240531a | Progressive Change - Final | CDP10 | H2 Domestic Fixed_VIC | 2035 | VIC | VIC | 489.2586 | 489.2586 | 55.8514 | Fixed domestic
FZ2170_240531a | Progressive Change - Final | CDP10 | H2 Domestic Fixed_VIC | 2036 | VIC | VIC | 549.27 | 549.27 | 62.5307 | Fixed domestic
FZ2170_240531a | Progressive Change - Final | CDP10 | H2 Domestic Fixed_VIC | 2037 | VIC | VIC | 547.7692 | 547.7692 | 62.5307 | Fixed domestic
FZ2170_240531a | Progressive Change - Final | CDP10 | H2 Domestic Fixed_VIC | 2038 | VIC | VIC | 576.3117 | 576.3117 | 65.789 | Fixed domestic
FZ2170_240531a | Progressive Change - Final | CDP10 | H2 Domestic Fixed_VIC | 2039 | VIC | VIC | 576.3117 | 576.3117 | 65.789 | Fixed domestic
FZ2170_240531a | Progressive Change - Final | CDP10 | H2 Domestic Fixed_VIC | 2040 | VIC | VIC | 577.8906 | 577.8906 | 65.789 | Fixed domestic
FZ2170_240531a | Progressive Change - Final | CDP10 | H2 Domestic Fixed_VIC | 2041 | VIC | VIC | 576.3117 | 576.3117 | 65.789 | Fixed domestic
FZ2170_240531a | Progressive Change - Final | CDP10 | H2 Domestic Fixed_VIC | 2042 | VIC | VIC | 576.3117 | 576.3117 | 65.789 | Fixed domestic
FZ2170_240531a | Progressive Change - Final | CDP10 | H2 Domestic Fixed_VIC | 2043 | VIC | VIC | 576.3117 | 576.3117 | 65.789 | Fixed domestic
FZ2170_240531a | Progressive Change - Final | CDP10 | H2 Domestic Fixed_VIC | 2044 | VIC | VIC | 598.902 | 598.902 | 68.181 | Fixed domestic
FZ2170_240531a | Progressive Change - Final | CDP10 | H2 Domestic Fixed_VIC | 2045 | VIC | VIC | 597.2657 | 597.2657 | 68.181 | Fixed domestic
FZ2170_240531a | Progressive Change - Final | CDP10 | H2 Domestic Fixed_VIC | 2046 | VIC | VIC | 597.2657 | 597.2657 | 68.181 | Fixed domestic
FZ2170_240531a | Progressive Change - Final | CDP10 | H2 Domestic Fixed_VIC | 2047 | VIC | VIC | 678.099 | 678.099 | 77.4086 | Fixed domestic
FZ2170_240531a | Progressive Change - Final | CDP10 | H2 Domestic Fixed_VIC | 2048 | VIC | VIC | 679.9568 | 679.9568 | 77.4086 | Fixed domestic
FZ2170_240531a | Progressive Change - Final | CDP10 | H2 Domestic Fixed_VIC | 2049 | VIC | VIC | 678.099 | 678.099 | 77.4086 | Fixed domestic
FZ2170_240531a | Progressive Change - Final | CDP10 | H2 Domestic Fixed_VIC | 2050 | VIC | VIC | 826.558 | 826.558 | 94.3559 | Fixed domestic
FZ2170_240531a | Progressive Change - Final | CDP10 | H2 Domestic Fixed_VIC | 2051 | VIC | VIC | 825.0847 | 825.0847 | 94.1877 | Fixed domestic
FZ2170_240531a | Progressive Change - Final | CDP10 | H2 Domestic Fixed_VIC | 2052 | VIC | VIC | 867.8842 | 867.8842 | 98.8028 | Fixed domestic
FZ2170_240531a | Progressive Change - Final | CDP10 | H2 Domestic Flex_VIC | 2025 | VIC | VIC | 49.3127 | 56.8302 | 6.4875 | Flexible domestic
FZ2170_240531a | Progressive Change - Final | CDP10 | H2 Domestic Flex_VIC | 2026 | VIC | VIC | 77.6668 | 89.5717 | 10.2251 | Flexible domestic
FZ2170_240531a | Progressive Change - Final | CDP10 | H2 Domestic Flex_VIC | 2027 | VIC | VIC | 75.935 | 89.5717 | 10.2251 | Flexible domestic
FZ2170_240531a | Progressive Change - Final | CDP10 | H2 Domestic Flex_VIC | 2028 | VIC | VIC | 74.2418 | 89.8171 | 10.2251 | Flexible domestic
FZ2170_240531a | Progressive Change - Final | CDP10 | H2 Domestic Flex_VIC | 2029 | VIC | VIC | 681.7364 | 1120.8784 | 127.9542 | Flexible domestic
FZ2170_240531a | Progressive Change - Final | CDP10 | H2 Domestic Flex_VIC | 2030 | VIC | VIC | 1845.7348 | 3091.376 | 352.8968 | Flexible domestic
FZ2170_240531a | Progressive Change - Final | CDP10 | H2 Domestic Flex_VIC | 2031 | VIC | VIC | 2721.9649 | 3091.376 | 352.8968 | Flexible domestic
FZ2170_240531a | Progressive Change - Final | CDP10 | H2 Domestic Flex_VIC | 2032 | VIC | VIC | 4029.4051 | 4551.9473 | 518.2089 | Flexible domestic
FZ2170_240531a | Progressive Change - Final | CDP10 | H2 Domestic Flex_VIC | 2033 | VIC | VIC | 7023.9977 | 9353.878 | 1067.7943 | Flexible domestic
FZ2170_240531a | Progressive Change - Final | CDP10 | H2 Domestic Flex_VIC | 2034 | VIC | VIC | 6901.8071 | 9353.878 | 1067.7943 | Flexible domestic
FZ2170_240531a | Progressive Change - Final | CDP10 | H2 Domestic Flex_VIC | 2035 | VIC | VIC | 6908.0233 | 10872.4124 | 1241.143 | Flexible domestic
FZ2170_240531a | Progressive Change - Final | CDP10 | H2 Domestic Flex_VIC | 2036 | VIC | VIC | 6792.8172 | 12205.999 | 1389.5718 | Flexible domestic
FZ2170_240531a | Progressive Change - Final | CDP10 | H2 Domestic Flex_VIC | 2037 | VIC | VIC | 6641.3517 | 12172.6493 | 1389.5718 | Flexible domestic
FZ2170_240531a | Progressive Change - Final | CDP10 | H2 Domestic Flex_VIC | 2038 | VIC | VIC | 6623.0247 | 12806.9266 | 1461.9779 | Flexible domestic
FZ2170_240531a | Progressive Change - Final | CDP10 | H2 Domestic Flex_VIC | 2039 | VIC | VIC | 6516.1324 | 12806.9266 | 1461.9779 | Flexible domestic
FZ2170_240531a | Progressive Change - Final | CDP10 | H2 Domestic Flex_VIC | 2040 | VIC | VIC | 6406.72 | 12842.0141 | 1461.9779 | Flexible domestic
FZ2170_240531a | Progressive Change - Final | CDP10 | H2 Domestic Flex_VIC | 2041 | VIC | VIC | 6334.4865 | 12806.9266 | 1461.9779 | Flexible domestic
FZ2170_240531a | Progressive Change - Final | CDP10 | H2 Domestic Flex_VIC | 2042 | VIC | VIC | 6347.9136 | 12806.9266 | 1461.9779 | Flexible domestic
FZ2170_240531a | Progressive Change - Final | CDP10 | H2 Domestic Flex_VIC | 2043 | VIC | VIC | 6409.0816 | 12806.9266 | 1461.9779 | Flexible domestic
FZ2170_240531a | Progressive Change - Final | CDP10 | H2 Domestic Flex_VIC | 2044 | VIC | VIC | 6453.7612 | 13308.9333 | 1515.1336 | Flexible domestic
FZ2170_240531a | Progressive Change - Final | CDP10 | H2 Domestic Flex_VIC | 2045 | VIC | VIC | 6488.4471 | 13272.5701 | 1515.1336 | Flexible domestic
FZ2170_240531a | Progressive Change - Final | CDP10 | H2 Domestic Flex_VIC | 2046 | VIC | VIC | 6529.3694 | 13272.5701 | 1515.1336 | Flexible domestic
FZ2170_240531a | Progressive Change - Final | CDP10 | H2 Domestic Flex_VIC | 2047 | VIC | VIC | 6529.3694 | 15068.8668 | 1720.1903 | Flexible domestic
FZ2170_240531a | Progressive Change - Final | CDP10 | H2 Domestic Flex_VIC | 2048 | VIC | VIC | 6614.7091 | 15110.1514 | 1720.1903 | Flexible domestic
FZ2170_240531a | Progressive Change - Final | CDP10 | H2 Domestic Flex_VIC | 2049 | VIC | VIC | 6614.7091 | 15068.8668 | 1720.1903 | Flexible domestic
FZ2170_240531a | Progressive Change - Final | CDP10 | H2 Domestic Flex_VIC | 2050 | VIC | VIC | 7316.4323 | 18367.9563 | 2096.7987 | Flexible domestic
FZ2170_240531a | Progressive Change - Final | CDP10 | H2 Domestic Flex_VIC | 2051 | VIC | VIC | 7316.4323 | 18335.2149 | 2093.0611 | Flexible domestic
FZ2170_240531a | Progressive Change - Final | CDP10 | H2 Domestic Flex_VIC | 2052 | VIC | VIC | 7316.4323 | 19286.3149 | 2195.6187 | Flexible domestic
FZ2171_240531a | Progressive Change - Final | CDP11 | H2 Domestic Fixed_SNSW | 2025 | NSW | SNSW | 1.3276 | 1.3276 | 0.15156 | Fixed domestic
FZ2171_240531a | Progressive Change - Final | CDP11 | H2 Domestic Fixed_SNSW | 2026 | NSW | SNSW | 3.1853 | 3.1853 | 0.36362 | Fixed domestic
FZ2171_240531a | Progressive Change - Final | CDP11 | H2 Domestic Fixed_SNSW | 2027 | NSW | SNSW | 6.3084 | 6.3084 | 0.72014 | Fixed domestic
FZ2171_240531a | Progressive Change - Final | CDP11 | H2 Domestic Fixed_SNSW | 2028 | NSW | SNSW | 10.9957 | 10.9957 | 1.2518 | Fixed domestic
FZ2171_240531a | Progressive Change - Final | CDP11 | H2 Domestic Fixed_SNSW | 2029 | NSW | SNSW | 27.192 | 27.192 | 3.1041 | Fixed domestic
FZ2171_240531a | Progressive Change - Final | CDP11 | H2 Domestic Fixed_SNSW | 2030 | NSW | SNSW | 27.192 | 27.192 | 3.1041 | Fixed domestic
FZ2171_240531a | Progressive Change - Final | CDP11 | H2 Domestic Fixed_SNSW | 2031 | NSW | SNSW | 27.192 | 27.192 | 3.1041 | Fixed domestic
FZ2171_240531a | Progressive Change - Final | CDP11 | H2 Domestic Fixed_SNSW | 2032 | NSW | SNSW | 27.2665 | 27.2665 | 3.1041 | Fixed domestic
FZ2171_240531a | Progressive Change - Final | CDP11 | H2 Domestic Fixed_SNSW | 2033 | NSW | SNSW | 27.192 | 27.192 | 3.1041 | Fixed domestic
FZ2171_240531a | Progressive Change - Final | CDP11 | H2 Domestic Fixed_SNSW | 2034 | NSW | SNSW | 27.6335 | 27.6335 | 3.1545 | Fixed domestic
FZ2171_240531a | Progressive Change - Final | CDP11 | H2 Domestic Fixed_SNSW | 2035 | NSW | SNSW | 27.6335 | 27.6335 | 3.1545 | Fixed domestic
FZ2171_240531a | Progressive Change - Final | CDP11 | H2 Domestic Fixed_SNSW | 2036 | NSW | SNSW | 38.1133 | 38.1133 | 4.3389 | Fixed domestic
FZ2171_240531a | Progressive Change - Final | CDP11 | H2 Domestic Fixed_SNSW | 2037 | NSW | SNSW | 38.0092 | 38.0092 | 4.3389 | Fixed domestic
FZ2171_240531a | Progressive Change - Final | CDP11 | H2 Domestic Fixed_SNSW | 2038 | NSW | SNSW | 40.1835 | 40.1835 | 4.5872 | Fixed domestic
FZ2171_240531a | Progressive Change - Final | CDP11 | H2 Domestic Fixed_SNSW | 2039 | NSW | SNSW | 40.1835 | 40.1835 | 4.5872 | Fixed domestic
FZ2171_240531a | Progressive Change - Final | CDP11 | H2 Domestic Fixed_SNSW | 2040 | NSW | SNSW | 40.2935 | 40.2935 | 4.5872 | Fixed domestic
FZ2171_240531a | Progressive Change - Final | CDP11 | H2 Domestic Fixed_SNSW | 2041 | NSW | SNSW | 40.1835 | 40.1835 | 4.5872 | Fixed domestic
FZ2171_240531a | Progressive Change - Final | CDP11 | H2 Domestic Fixed_SNSW | 2042 | NSW | SNSW | 40.1835 | 40.1835 | 4.5872 | Fixed domestic
FZ2171_240531a | Progressive Change - Final | CDP11 | H2 Domestic Fixed_SNSW | 2043 | NSW | SNSW | 40.1835 | 40.1835 | 4.5872 | Fixed domestic
FZ2171_240531a | Progressive Change - Final | CDP11 | H2 Domestic Fixed_SNSW | 2044 | NSW | SNSW | 54.9452 | 54.9452 | 6.2551 | Fixed domestic
FZ2171_240531a | Progressive Change - Final | CDP11 | H2 Domestic Fixed_SNSW | 2045 | NSW | SNSW | 54.7951 | 54.7951 | 6.2551 | Fixed domestic
FZ2171_240531a | Progressive Change - Final | CDP11 | H2 Domestic Fixed_SNSW | 2046 | NSW | SNSW | 55.31 | 55.31 | 6.3139 | Fixed domestic
FZ2171_240531a | Progressive Change - Final | CDP11 | H2 Domestic Fixed_SNSW | 2047 | NSW | SNSW | 55.736 | 55.736 | 6.3626 | Fixed domestic
FZ2171_240531a | Progressive Change - Final | CDP11 | H2 Domestic Fixed_SNSW | 2048 | NSW | SNSW | 55.8887 | 55.8887 | 6.3626 | Fixed domestic
FZ2171_240531a | Progressive Change - Final | CDP11 | H2 Domestic Fixed_SNSW | 2049 | NSW | SNSW | 107.1346 | 107.1346 | 12.23 | Fixed domestic
FZ2171_240531a | Progressive Change - Final | CDP11 | H2 Domestic Fixed_SNSW | 2050 | NSW | SNSW | 206.5924 | 206.5924 | 23.5836 | Fixed domestic
FZ2171_240531a | Progressive Change - Final | CDP11 | H2 Domestic Fixed_SNSW | 2051 | NSW | SNSW | 208.9276 | 208.9276 | 23.8502 | Fixed domestic
FZ2171_240531a | Progressive Change - Final | CDP11 | H2 Domestic Fixed_SNSW | 2052 | NSW | SNSW | 206.3684 | 206.3684 | 23.4937 | Fixed domestic
FZ2171_240531a | Progressive Change - Final | CDP11 | H2 Domestic Flex_SNSW | 2025 | NSW | SNSW | 25.6001 | 29.5027 | 3.3679 | Flexible domestic
FZ2171_240531a | Progressive Change - Final | CDP11 | H2 Domestic Flex_SNSW | 2026 | NSW | SNSW | 61.376 | 70.7839 | 8.0803 | Flexible domestic
FZ2171_240531a | Progressive Change - Final | CDP11 | H2 Domestic Flex_SNSW | 2027 | NSW | SNSW | 120.043 | 140.1867 | 16.003 | Flexible domestic
FZ2171_240531a | Progressive Change - Final | CDP11 | H2 Domestic Flex_SNSW | 2028 | NSW | SNSW | 210.6775 | 244.3483 | 27.8174 | Flexible domestic
FZ2171_240531a | Progressive Change - Final | CDP11 | H2 Domestic Flex_SNSW | 2029 | NSW | SNSW | 349.4215 | 604.2666 | 68.9802 | Flexible domestic
FZ2171_240531a | Progressive Change - Final | CDP11 | H2 Domestic Flex_SNSW | 2030 | NSW | SNSW | 534.1801 | 604.2666 | 68.9802 | Flexible domestic
FZ2171_240531a | Progressive Change - Final | CDP11 | H2 Domestic Flex_SNSW | 2031 | NSW | SNSW | 492.3807 | 604.2666 | 68.9802 | Flexible domestic
FZ2171_240531a | Progressive Change - Final | CDP11 | H2 Domestic Flex_SNSW | 2032 | NSW | SNSW | 476.0744 | 605.9221 | 68.9802 | Flexible domestic
FZ2171_240531a | Progressive Change - Final | CDP11 | H2 Domestic Flex_SNSW | 2033 | NSW | SNSW | 481.2264 | 604.2666 | 68.9802 | Flexible domestic
FZ2171_240531a | Progressive Change - Final | CDP11 | H2 Domestic Flex_SNSW | 2034 | NSW | SNSW | 552.3411 | 614.0776 | 70.1002 | Flexible domestic
FZ2171_240531a | Progressive Change - Final | CDP11 | H2 Domestic Flex_SNSW | 2035 | NSW | SNSW | 545.5686 | 614.0776 | 70.1002 | Flexible domestic
FZ2171_240531a | Progressive Change - Final | CDP11 | H2 Domestic Flex_SNSW | 2036 | NSW | SNSW | 533.4557 | 846.9629 | 96.4211 | Flexible domestic
FZ2171_240531a | Progressive Change - Final | CDP11 | H2 Domestic Flex_SNSW | 2037 | NSW | SNSW | 521.5747 | 844.6488 | 96.4211 | Flexible domestic
FZ2171_240531a | Progressive Change - Final | CDP11 | H2 Domestic Flex_SNSW | 2038 | NSW | SNSW | 513.1738 | 892.9657 | 101.9367 | Flexible domestic
FZ2171_240531a | Progressive Change - Final | CDP11 | H2 Domestic Flex_SNSW | 2039 | NSW | SNSW | 505.0727 | 892.9657 | 101.9367 | Flexible domestic
FZ2171_240531a | Progressive Change - Final | CDP11 | H2 Domestic Flex_SNSW | 2040 | NSW | SNSW | 495.9991 | 895.4122 | 101.9367 | Flexible domestic
FZ2171_240531a | Progressive Change - Final | CDP11 | H2 Domestic Flex_SNSW | 2041 | NSW | SNSW | 490.409 | 892.9657 | 101.9367 | Flexible domestic
FZ2171_240531a | Progressive Change - Final | CDP11 | H2 Domestic Flex_SNSW | 2042 | NSW | SNSW | 493.7656 | 892.9657 | 101.9367 | Flexible domestic
FZ2171_240531a | Progressive Change - Final | CDP11 | H2 Domestic Flex_SNSW | 2043 | NSW | SNSW | 497.5281 | 892.9657 | 101.9367 | Flexible domestic
FZ2171_240531a | Progressive Change - Final | CDP11 | H2 Domestic Flex_SNSW | 2044 | NSW | SNSW | 500.06 | 1221.0051 | 139.0033 | Flexible domestic
FZ2171_240531a | Progressive Change - Final | CDP11 | H2 Domestic Flex_SNSW | 2045 | NSW | SNSW | 501.0179 | 1217.6691 | 139.0033 | Flexible domestic
FZ2171_240531a | Progressive Change - Final | CDP11 | H2 Domestic Flex_SNSW | 2046 | NSW | SNSW | 502.8628 | 1229.1104 | 140.3094 | Flexible domestic
FZ2171_240531a | Progressive Change - Final | CDP11 | H2 Domestic Flex_SNSW | 2047 | NSW | SNSW | 503.9421 | 1238.5783 | 141.3902 | Flexible domestic
FZ2171_240531a | Progressive Change - Final | CDP11 | H2 Domestic Flex_SNSW | 2048 | NSW | SNSW | 837.0633 | 1241.9717 | 141.3902 | Flexible domestic
FZ2171_240531a | Progressive Change - Final | CDP11 | H2 Domestic Flex_SNSW | 2049 | NSW | SNSW | 1166.1951 | 2380.768 | 271.7772 | Flexible domestic
FZ2171_240531a | Progressive Change - Final | CDP11 | H2 Domestic Flex_SNSW | 2050 | NSW | SNSW | 1495.0574 | 4590.9422 | 524.0802 | Flexible domestic
FZ2171_240531a | Progressive Change - Final | CDP11 | H2 Domestic Flex_SNSW | 2051 | NSW | SNSW | 1496.3303 | 4642.8363 | 530.0041 | Flexible domestic
FZ2171_240531a | Progressive Change - Final | CDP11 | H2 Domestic Flex_SNSW | 2052 | NSW | SNSW | 1495.761 | 4585.9634 | 522.0814 | Flexible domestic
FZ2171_240531a | Progressive Change - Final | CDP11 | H2 Domestic Fixed_SNW | 2025 | NSW | SNW | 6.7088 | 6.7088 | 0.76584 | Fixed domestic
FZ2171_240531a | Progressive Change - Final | CDP11 | H2 Domestic Fixed_SNW | 2026 | NSW | SNW | 16.2535 | 16.2535 | 1.8554 | Fixed domestic
FZ2171_240531a | Progressive Change - Final | CDP11 | H2 Domestic Fixed_SNW | 2027 | NSW | SNW | 32.1809 | 32.1809 | 3.6736 | Fixed domestic
FZ2171_240531a | Progressive Change - Final | CDP11 | H2 Domestic Fixed_SNW | 2028 | NSW | SNW | 56.1933 | 56.1933 | 6.3972 | Fixed domestic
FZ2171_240531a | Progressive Change - Final | CDP11 | H2 Domestic Fixed_SNW | 2029 | NSW | SNW | 129.4112 | 129.4112 | 14.773 | Fixed domestic
FZ2171_240531a | Progressive Change - Final | CDP11 | H2 Domestic Fixed_SNW | 2030 | NSW | SNW | 129.4112 | 129.4112 | 14.773 | Fixed domestic
FZ2171_240531a | Progressive Change - Final | CDP11 | H2 Domestic Fixed_SNW | 2031 | NSW | SNW | 129.4112 | 129.4112 | 14.773 | Fixed domestic
FZ2171_240531a | Progressive Change - Final | CDP11 | H2 Domestic Fixed_SNW | 2032 | NSW | SNW | 129.7658 | 129.7658 | 14.773 | Fixed domestic
FZ2171_240531a | Progressive Change - Final | CDP11 | H2 Domestic Fixed_SNW | 2033 | NSW | SNW | 129.4112 | 129.4112 | 14.773 | Fixed domestic
FZ2171_240531a | Progressive Change - Final | CDP11 | H2 Domestic Fixed_SNW | 2034 | NSW | SNW | 145.2244 | 145.2244 | 16.5781 | Fixed domestic
FZ2171_240531a | Progressive Change - Final | CDP11 | H2 Domestic Fixed_SNW | 2035 | NSW | SNW | 146.2042 | 146.2042 | 16.69 | Fixed domestic
FZ2171_240531a | Progressive Change - Final | CDP11 | H2 Domestic Fixed_SNW | 2036 | NSW | SNW | 224.5534 | 224.5534 | 25.5639 | Fixed domestic
FZ2171_240531a | Progressive Change - Final | CDP11 | H2 Domestic Fixed_SNW | 2037 | NSW | SNW | 223.9399 | 223.9399 | 25.5639 | Fixed domestic
FZ2171_240531a | Progressive Change - Final | CDP11 | H2 Domestic Fixed_SNW | 2038 | NSW | SNW | 237.2413 | 237.2413 | 27.0823 | Fixed domestic
FZ2171_240531a | Progressive Change - Final | CDP11 | H2 Domestic Fixed_SNW | 2039 | NSW | SNW | 237.2413 | 237.2413 | 27.0823 | Fixed domestic
FZ2171_240531a | Progressive Change - Final | CDP11 | H2 Domestic Fixed_SNW | 2040 | NSW | SNW | 237.8913 | 237.8913 | 27.0823 | Fixed domestic
FZ2171_240531a | Progressive Change - Final | CDP11 | H2 Domestic Fixed_SNW | 2041 | NSW | SNW | 237.2413 | 237.2413 | 27.0823 | Fixed domestic
FZ2171_240531a | Progressive Change - Final | CDP11 | H2 Domestic Fixed_SNW | 2042 | NSW | SNW | 237.2413 | 237.2413 | 27.0823 | Fixed domestic
FZ2171_240531a | Progressive Change - Final | CDP11 | H2 Domestic Fixed_SNW | 2043 | NSW | SNW | 237.2413 | 237.2413 | 27.0823 | Fixed domestic
FZ2171_240531a | Progressive Change - Final | CDP11 | H2 Domestic Fixed_SNW | 2044 | NSW | SNW | 282.9542 | 282.9542 | 32.2124 | Fixed domestic
FZ2171_240531a | Progressive Change - Final | CDP11 | H2 Domestic Fixed_SNW | 2045 | NSW | SNW | 282.1811 | 282.1811 | 32.2124 | Fixed domestic
FZ2171_240531a | Progressive Change - Final | CDP11 | H2 Domestic Fixed_SNW | 2046 | NSW | SNW | 284.5993 | 284.5993 | 32.4885 | Fixed domestic
FZ2171_240531a | Progressive Change - Final | CDP11 | H2 Domestic Fixed_SNW | 2047 | NSW | SNW | 294.7233 | 294.7233 | 33.6442 | Fixed domestic
FZ2171_240531a | Progressive Change - Final | CDP11 | H2 Domestic Fixed_SNW | 2048 | NSW | SNW | 345.9221 | 345.9221 | 39.3809 | Fixed domestic
FZ2171_240531a | Progressive Change - Final | CDP11 | H2 Domestic Fixed_SNW | 2049 | NSW | SNW | 556.9871 | 556.9871 | 63.583 | Fixed domestic
FZ2171_240531a | Progressive Change - Final | CDP11 | H2 Domestic Fixed_SNW | 2050 | NSW | SNW | 1043.5648 | 1043.5648 | 119.1284 | Fixed domestic
FZ2171_240531a | Progressive Change - Final | CDP11 | H2 Domestic Fixed_SNW | 2051 | NSW | SNW | 1075.8589 | 1075.8589 | 122.8149 | Fixed domestic
FZ2171_240531a | Progressive Change - Final | CDP11 | H2 Domestic Fixed_SNW | 2052 | NSW | SNW | 1062.8354 | 1062.8354 | 120.9967 | Fixed domestic
FZ2171_240531a | Progressive Change - Final | CDP11 | H2 Domestic Flex_SNW | 2025 | NSW | SNW | 129.3626 | 149.0835 | 17.0187 | Flexible domestic
FZ2171_240531a | Progressive Change - Final | CDP11 | H2 Domestic Flex_SNW | 2026 | NSW | SNW | 313.1838 | 361.189 | 41.2316 | Flexible domestic
FZ2171_240531a | Progressive Change - Final | CDP11 | H2 Domestic Flex_SNW | 2027 | NSW | SNW | 612.3729 | 715.1317 | 81.636 | Flexible domestic
FZ2171_240531a | Progressive Change - Final | CDP11 | H2 Domestic Flex_SNW | 2028 | NSW | SNW | 1076.6655 | 1248.7402 | 142.1608 | Flexible domestic
FZ2171_240531a | Progressive Change - Final | CDP11 | H2 Domestic Flex_SNW | 2029 | NSW | SNW | 1746.9973 | 2875.8056 | 328.2883 | Flexible domestic
FZ2171_240531a | Progressive Change - Final | CDP11 | H2 Domestic Flex_SNW | 2030 | NSW | SNW | 2542.2523 | 2875.8056 | 328.2883 | Flexible domestic
FZ2171_240531a | Progressive Change - Final | CDP11 | H2 Domestic Flex_SNW | 2031 | NSW | SNW | 2515.4538 | 2875.8056 | 328.2883 | Flexible domestic
FZ2171_240531a | Progressive Change - Final | CDP11 | H2 Domestic Flex_SNW | 2032 | NSW | SNW | 2464.6916 | 2883.6845 | 328.2883 | Flexible domestic
FZ2171_240531a | Progressive Change - Final | CDP11 | H2 Domestic Flex_SNW | 2033 | NSW | SNW | 2494.3596 | 2875.8056 | 328.2883 | Flexible domestic
FZ2171_240531a | Progressive Change - Final | CDP11 | H2 Domestic Flex_SNW | 2034 | NSW | SNW | 2885.4333 | 3227.2093 | 368.4029 | Flexible domestic
FZ2171_240531a | Progressive Change - Final | CDP11 | H2 Domestic Flex_SNW | 2035 | NSW | SNW | 2849.6575 | 3248.9813 | 370.8883 | Flexible domestic
FZ2171_240531a | Progressive Change - Final | CDP11 | H2 Domestic Flex_SNW | 2036 | NSW | SNW | 2786.0641 | 4990.0761 | 568.087 | Flexible domestic
FZ2171_240531a | Progressive Change - Final | CDP11 | H2 Domestic Flex_SNW | 2037 | NSW | SNW | 2723.9268 | 4976.442 | 568.087 | Flexible domestic
FZ2171_240531a | Progressive Change - Final | CDP11 | H2 Domestic Flex_SNW | 2038 | NSW | SNW | 2663.3638 | 5272.0299 | 601.8299 | Flexible domestic
FZ2171_240531a | Progressive Change - Final | CDP11 | H2 Domestic Flex_SNW | 2039 | NSW | SNW | 2620.6811 | 5272.0299 | 601.8299 | Flexible domestic
FZ2171_240531a | Progressive Change - Final | CDP11 | H2 Domestic Flex_SNW | 2040 | NSW | SNW | 2572.9575 | 5286.4738 | 601.8299 | Flexible domestic
FZ2171_240531a | Progressive Change - Final | CDP11 | H2 Domestic Flex_SNW | 2041 | NSW | SNW | 2543.9462 | 5272.0299 | 601.8299 | Flexible domestic
FZ2171_240531a | Progressive Change - Final | CDP11 | H2 Domestic Flex_SNW | 2042 | NSW | SNW | 2561.6328 | 5272.0299 | 601.8299 | Flexible domestic
FZ2171_240531a | Progressive Change - Final | CDP11 | H2 Domestic Flex_SNW | 2043 | NSW | SNW | 2563.6656 | 5272.0299 | 601.8299 | Flexible domestic
FZ2171_240531a | Progressive Change - Final | CDP11 | H2 Domestic Flex_SNW | 2044 | NSW | SNW | 2575.1833 | 6287.87 | 715.8322 | Flexible domestic
FZ2171_240531a | Progressive Change - Final | CDP11 | H2 Domestic Flex_SNW | 2045 | NSW | SNW | 2578.8465 | 6270.69 | 715.8322 | Flexible domestic
FZ2171_240531a | Progressive Change - Final | CDP11 | H2 Domestic Flex_SNW | 2046 | NSW | SNW | 2587.4979 | 6324.4299 | 721.9669 | Flexible domestic
FZ2171_240531a | Progressive Change - Final | CDP11 | H2 Domestic Flex_SNW | 2047 | NSW | SNW | 2592.1994 | 6549.4067 | 747.6492 | Flexible domestic
FZ2171_240531a | Progressive Change - Final | CDP11 | H2 Domestic Flex_SNW | 2048 | NSW | SNW | 4305.0496 | 7687.1567 | 875.1317 | Flexible domestic
FZ2171_240531a | Progressive Change - Final | CDP11 | H2 Domestic Flex_SNW | 2049 | NSW | SNW | 6005.5935 | 12377.4907 | 1412.9556 | Flexible domestic
FZ2171_240531a | Progressive Change - Final | CDP11 | H2 Domestic Flex_SNW | 2050 | NSW | SNW | 7706.5765 | 23190.3297 | 2647.2979 | Flexible domestic
FZ2171_240531a | Progressive Change - Final | CDP11 | H2 Domestic Flex_SNW | 2051 | NSW | SNW | 7705.3035 | 23907.9758 | 2729.221 | Flexible domestic
FZ2171_240531a | Progressive Change - Final | CDP11 | H2 Domestic Flex_SNW | 2052 | NSW | SNW | 7705.8728 | 23618.5647 | 2688.8166 | Flexible domestic
FZ2171_240531a | Progressive Change - Final | CDP11 | H2 Domestic Fixed_CQ | 2025 | QLD | CQ | 0.57346 | 0.57346 | 0.065464 | Fixed domestic
FZ2171_240531a | Progressive Change - Final | CDP11 | H2 Domestic Fixed_CQ | 2026 | QLD | CQ | 0.62369 | 0.62369 | 0.071197 | Fixed domestic
FZ2171_240531a | Progressive Change - Final | CDP11 | H2 Domestic Fixed_CQ | 2027 | QLD | CQ | 0.62369 | 0.62369 | 0.071197 | Fixed domestic
FZ2171_240531a | Progressive Change - Final | CDP11 | H2 Domestic Fixed_CQ | 2028 | QLD | CQ | 0.6254 | 0.6254 | 0.071197 | Fixed domestic
FZ2171_240531a | Progressive Change - Final | CDP11 | H2 Domestic Fixed_CQ | 2029 | QLD | CQ | 17.067 | 17.067 | 1.9483 | Fixed domestic
FZ2171_240531a | Progressive Change - Final | CDP11 | H2 Domestic Fixed_CQ | 2030 | QLD | CQ | 63.9795 | 63.9795 | 7.3036 | Fixed domestic
FZ2171_240531a | Progressive Change - Final | CDP11 | H2 Domestic Fixed_CQ | 2031 | QLD | CQ | 63.9795 | 63.9795 | 7.3036 | Fixed domestic
FZ2171_240531a | Progressive Change - Final | CDP11 | H2 Domestic Fixed_CQ | 2032 | QLD | CQ | 64.1548 | 64.1548 | 7.3036 | Fixed domestic
FZ2171_240531a | Progressive Change - Final | CDP11 | H2 Domestic Fixed_CQ | 2033 | QLD | CQ | 69.1223 | 69.1223 | 7.8907 | Fixed domestic
FZ2171_240531a | Progressive Change - Final | CDP11 | H2 Domestic Fixed_CQ | 2034 | QLD | CQ | 76.3225 | 76.3225 | 8.7126 | Fixed domestic
FZ2171_240531a | Progressive Change - Final | CDP11 | H2 Domestic Fixed_CQ | 2035 | QLD | CQ | 96.5362 | 96.5362 | 11.0201 | Fixed domestic
FZ2171_240531a | Progressive Change - Final | CDP11 | H2 Domestic Fixed_CQ | 2036 | QLD | CQ | 96.8007 | 96.8007 | 11.0201 | Fixed domestic
FZ2171_240531a | Progressive Change - Final | CDP11 | H2 Domestic Fixed_CQ | 2037 | QLD | CQ | 96.5362 | 96.5362 | 11.0201 | Fixed domestic
FZ2171_240531a | Progressive Change - Final | CDP11 | H2 Domestic Fixed_CQ | 2038 | QLD | CQ | 103.6866 | 103.6866 | 11.8364 | Fixed domestic
FZ2171_240531a | Progressive Change - Final | CDP11 | H2 Domestic Fixed_CQ | 2039 | QLD | CQ | 110.0706 | 110.0706 | 12.5651 | Fixed domestic
FZ2171_240531a | Progressive Change - Final | CDP11 | H2 Domestic Fixed_CQ | 2040 | QLD | CQ | 110.3721 | 110.3721 | 12.5651 | Fixed domestic
FZ2171_240531a | Progressive Change - Final | CDP11 | H2 Domestic Fixed_CQ | 2041 | QLD | CQ | 110.0706 | 110.0706 | 12.5651 | Fixed domestic
FZ2171_240531a | Progressive Change - Final | CDP11 | H2 Domestic Fixed_CQ | 2042 | QLD | CQ | 110.0706 | 110.0706 | 12.5651 | Fixed domestic
FZ2171_240531a | Progressive Change - Final | CDP11 | H2 Domestic Fixed_CQ | 2043 | QLD | CQ | 110.0706 | 110.0706 | 12.5651 | Fixed domestic
FZ2171_240531a | Progressive Change - Final | CDP11 | H2 Domestic Fixed_CQ | 2044 | QLD | CQ | 143.7307 | 143.7307 | 16.3628 | Fixed domestic
FZ2171_240531a | Progressive Change - Final | CDP11 | H2 Domestic Fixed_CQ | 2045 | QLD | CQ | 143.338 | 143.338 | 16.3628 | Fixed domestic
FZ2171_240531a | Progressive Change - Final | CDP11 | H2 Domestic Fixed_CQ | 2046 | QLD | CQ | 159.0865 | 159.0865 | 18.1606 | Fixed domestic
FZ2171_240531a | Progressive Change - Final | CDP11 | H2 Domestic Fixed_CQ | 2047 | QLD | CQ | 159.0865 | 159.0865 | 18.1606 | Fixed domestic
FZ2171_240531a | Progressive Change - Final | CDP11 | H2 Domestic Fixed_CQ | 2048 | QLD | CQ | 159.5223 | 159.5223 | 18.1606 | Fixed domestic
FZ2171_240531a | Progressive Change - Final | CDP11 | H2 Domestic Fixed_CQ | 2049 | QLD | CQ | 191.0077 | 191.0077 | 21.8045 | Fixed domestic
FZ2171_240531a | Progressive Change - Final | CDP11 | H2 Domestic Fixed_CQ | 2050 | QLD | CQ | 190.4343 | 190.4343 | 21.7391 | Fixed domestic
FZ2171_240531a | Progressive Change - Final | CDP11 | H2 Domestic Fixed_CQ | 2051 | QLD | CQ | 200.799 | 200.799 | 22.9223 | Fixed domestic
FZ2171_240531a | Progressive Change - Final | CDP11 | H2 Domestic Fixed_CQ | 2052 | QLD | CQ | 259.1106 | 259.1106 | 29.498 | Fixed domestic
FZ2171_240531a | Progressive Change - Final | CDP11 | H2 Domestic Flex_CQ | 2025 | QLD | CQ | 11.0579 | 12.7437 | 1.4548 | Flexible domestic
FZ2171_240531a | Progressive Change - Final | CDP11 | H2 Domestic Flex_CQ | 2026 | QLD | CQ | 12.0177 | 13.8598 | 1.5822 | Flexible domestic
FZ2171_240531a | Progressive Change - Final | CDP11 | H2 Domestic Flex_CQ | 2027 | QLD | CQ | 11.7569 | 13.8598 | 1.5822 | Flexible domestic
FZ2171_240531a | Progressive Change - Final | CDP11 | H2 Domestic Flex_CQ | 2028 | QLD | CQ | 10.2983 | 13.8977 | 1.5822 | Flexible domestic
FZ2171_240531a | Progressive Change - Final | CDP11 | H2 Domestic Flex_CQ | 2029 | QLD | CQ | 327.7287 | 379.2661 | 43.2952 | Flexible domestic
FZ2171_240531a | Progressive Change - Final | CDP11 | H2 Domestic Flex_CQ | 2030 | QLD | CQ | 1134.0005 | 1421.7669 | 162.3022 | Flexible domestic
FZ2171_240531a | Progressive Change - Final | CDP11 | H2 Domestic Flex_CQ | 2031 | QLD | CQ | 900.3638 | 1421.7669 | 162.3022 | Flexible domestic
FZ2171_240531a | Progressive Change - Final | CDP11 | H2 Domestic Flex_CQ | 2032 | QLD | CQ | 1081.8578 | 1425.6622 | 162.3022 | Flexible domestic
FZ2171_240531a | Progressive Change - Final | CDP11 | H2 Domestic Flex_CQ | 2033 | QLD | CQ | 1380.0604 | 1536.051 | 175.3483 | Flexible domestic
FZ2171_240531a | Progressive Change - Final | CDP11 | H2 Domestic Flex_CQ | 2034 | QLD | CQ | 1525.5419 | 1696.0553 | 193.6136 | Flexible domestic
FZ2171_240531a | Progressive Change - Final | CDP11 | H2 Domestic Flex_CQ | 2035 | QLD | CQ | 1607.3919 | 2145.2487 | 244.8914 | Flexible domestic
FZ2171_240531a | Progressive Change - Final | CDP11 | H2 Domestic Flex_CQ | 2036 | QLD | CQ | 1587.6047 | 2151.1261 | 244.8914 | Flexible domestic
FZ2171_240531a | Progressive Change - Final | CDP11 | H2 Domestic Flex_CQ | 2037 | QLD | CQ | 1567.6516 | 2145.2487 | 244.8914 | Flexible domestic
FZ2171_240531a | Progressive Change - Final | CDP11 | H2 Domestic Flex_CQ | 2038 | QLD | CQ | 1547.4387 | 2304.1464 | 263.0304 | Flexible domestic
FZ2171_240531a | Progressive Change - Final | CDP11 | H2 Domestic Flex_CQ | 2039 | QLD | CQ | 1531.3744 | 2446.0128 | 279.2252 | Flexible domestic
FZ2171_240531a | Progressive Change - Final | CDP11 | H2 Domestic Flex_CQ | 2040 | QLD | CQ | 1519.6012 | 2452.7142 | 279.2252 | Flexible domestic
FZ2171_240531a | Progressive Change - Final | CDP11 | H2 Domestic Flex_CQ | 2041 | QLD | CQ | 1513.8836 | 2446.0128 | 279.2252 | Flexible domestic
FZ2171_240531a | Progressive Change - Final | CDP11 | H2 Domestic Flex_CQ | 2042 | QLD | CQ | 1531.661 | 2446.0128 | 279.2252 | Flexible domestic
FZ2171_240531a | Progressive Change - Final | CDP11 | H2 Domestic Flex_CQ | 2043 | QLD | CQ | 1551.8681 | 2446.0128 | 279.2252 | Flexible domestic
FZ2171_240531a | Progressive Change - Final | CDP11 | H2 Domestic Flex_CQ | 2044 | QLD | CQ | 1569.722 | 3194.0146 | 363.6173 | Flexible domestic
FZ2171_240531a | Progressive Change - Final | CDP11 | H2 Domestic Flex_CQ | 2045 | QLD | CQ | 1589.3224 | 3185.2878 | 363.6173 | Flexible domestic
FZ2171_240531a | Progressive Change - Final | CDP11 | H2 Domestic Flex_CQ | 2046 | QLD | CQ | 1606.9562 | 3535.2551 | 403.5679 | Flexible domestic
FZ2171_240531a | Progressive Change - Final | CDP11 | H2 Domestic Flex_CQ | 2047 | QLD | CQ | 1623.1005 | 3535.2551 | 403.5679 | Flexible domestic
FZ2171_240531a | Progressive Change - Final | CDP11 | H2 Domestic Flex_CQ | 2048 | QLD | CQ | 1643.5557 | 3544.9408 | 403.5679 | Flexible domestic
FZ2171_240531a | Progressive Change - Final | CDP11 | H2 Domestic Flex_CQ | 2049 | QLD | CQ | 1667.5906 | 4244.6163 | 484.5452 | Flexible domestic
FZ2171_240531a | Progressive Change - Final | CDP11 | H2 Domestic Flex_CQ | 2050 | QLD | CQ | 1667.5906 | 4231.8726 | 483.0905 | Flexible domestic
FZ2171_240531a | Progressive Change - Final | CDP11 | H2 Domestic Flex_CQ | 2051 | QLD | CQ | 1667.5906 | 4462.2009 | 509.3837 | Flexible domestic
FZ2171_240531a | Progressive Change - Final | CDP11 | H2 Domestic Flex_CQ | 2052 | QLD | CQ | 2319.4322 | 5758.0132 | 655.5115 | Flexible domestic
FZ2171_240531a | Progressive Change - Final | CDP11 | H2 Domestic Fixed_SQ | 2025 | QLD | SQ | 0.30474 | 0.30474 | 0.034787 | Fixed domestic
FZ2171_240531a | Progressive Change - Final | CDP11 | H2 Domestic Fixed_SQ | 2026 | QLD | SQ | 0.30474 | 0.30474 | 0.034787 | Fixed domestic
FZ2171_240531a | Progressive Change - Final | CDP11 | H2 Domestic Fixed_SQ | 2027 | QLD | SQ | 0.30474 | 0.30474 | 0.034787 | Fixed domestic
FZ2171_240531a | Progressive Change - Final | CDP11 | H2 Domestic Fixed_SQ | 2028 | QLD | SQ | 0.30557 | 0.30557 | 0.034787 | Fixed domestic
FZ2171_240531a | Progressive Change - Final | CDP11 | H2 Domestic Fixed_SQ | 2029 | QLD | SQ | 6.8926 | 6.8926 | 0.78682 | Fixed domestic
FZ2171_240531a | Progressive Change - Final | CDP11 | H2 Domestic Fixed_SQ | 2030 | QLD | SQ | 29.464 | 29.464 | 3.3635 | Fixed domestic
FZ2171_240531a | Progressive Change - Final | CDP11 | H2 Domestic Fixed_SQ | 2031 | QLD | SQ | 29.464 | 29.464 | 3.3635 | Fixed domestic
FZ2171_240531a | Progressive Change - Final | CDP11 | H2 Domestic Fixed_SQ | 2032 | QLD | SQ | 56.5148 | 56.5148 | 6.4338 | Fixed domestic
FZ2171_240531a | Progressive Change - Final | CDP11 | H2 Domestic Fixed_SQ | 2033 | QLD | SQ | 86.0449 | 86.0449 | 9.8225 | Fixed domestic
FZ2171_240531a | Progressive Change - Final | CDP11 | H2 Domestic Fixed_SQ | 2034 | QLD | SQ | 104.4069 | 104.4069 | 11.9186 | Fixed domestic
FZ2171_240531a | Progressive Change - Final | CDP11 | H2 Domestic Fixed_SQ | 2035 | QLD | SQ | 157.3558 | 157.3558 | 17.963 | Fixed domestic
FZ2171_240531a | Progressive Change - Final | CDP11 | H2 Domestic Fixed_SQ | 2036 | QLD | SQ | 159.8818 | 159.8818 | 18.2015 | Fixed domestic
FZ2171_240531a | Progressive Change - Final | CDP11 | H2 Domestic Fixed_SQ | 2037 | QLD | SQ | 160.7371 | 160.7371 | 18.349 | Fixed domestic
FZ2171_240531a | Progressive Change - Final | CDP11 | H2 Domestic Fixed_SQ | 2038 | QLD | SQ | 160.7371 | 160.7371 | 18.349 | Fixed domestic
FZ2171_240531a | Progressive Change - Final | CDP11 | H2 Domestic Fixed_SQ | 2039 | QLD | SQ | 169.5005 | 169.5005 | 19.3494 | Fixed domestic
FZ2171_240531a | Progressive Change - Final | CDP11 | H2 Domestic Fixed_SQ | 2040 | QLD | SQ | 178.0107 | 178.0107 | 20.2653 | Fixed domestic
FZ2171_240531a | Progressive Change - Final | CDP11 | H2 Domestic Fixed_SQ | 2041 | QLD | SQ | 184.9934 | 184.9934 | 21.118 | Fixed domestic
FZ2171_240531a | Progressive Change - Final | CDP11 | H2 Domestic Fixed_SQ | 2042 | QLD | SQ | 184.9934 | 184.9934 | 21.118 | Fixed domestic
FZ2171_240531a | Progressive Change - Final | CDP11 | H2 Domestic Fixed_SQ | 2043 | QLD | SQ | 184.9934 | 184.9934 | 21.118 | Fixed domestic
FZ2171_240531a | Progressive Change - Final | CDP11 | H2 Domestic Fixed_SQ | 2044 | QLD | SQ | 256.1772 | 256.1772 | 29.1641 | Fixed domestic
FZ2171_240531a | Progressive Change - Final | CDP11 | H2 Domestic Fixed_SQ | 2045 | QLD | SQ | 255.4773 | 255.4773 | 29.1641 | Fixed domestic
FZ2171_240531a | Progressive Change - Final | CDP11 | H2 Domestic Fixed_SQ | 2046 | QLD | SQ | 264.0083 | 264.0083 | 30.1379 | Fixed domestic
FZ2171_240531a | Progressive Change - Final | CDP11 | H2 Domestic Fixed_SQ | 2047 | QLD | SQ | 264.0083 | 264.0083 | 30.1379 | Fixed domestic
FZ2171_240531a | Progressive Change - Final | CDP11 | H2 Domestic Fixed_SQ | 2048 | QLD | SQ | 264.7316 | 264.7316 | 30.1379 | Fixed domestic
FZ2171_240531a | Progressive Change - Final | CDP11 | H2 Domestic Fixed_SQ | 2049 | QLD | SQ | 286.5764 | 286.5764 | 32.7142 | Fixed domestic
FZ2171_240531a | Progressive Change - Final | CDP11 | H2 Domestic Fixed_SQ | 2050 | QLD | SQ | 286.2716 | 286.2716 | 32.6794 | Fixed domestic
FZ2171_240531a | Progressive Change - Final | CDP11 | H2 Domestic Fixed_SQ | 2051 | QLD | SQ | 315.3975 | 315.3975 | 36.0043 | Fixed domestic
FZ2171_240531a | Progressive Change - Final | CDP11 | H2 Domestic Fixed_SQ | 2052 | QLD | SQ | 407.2524 | 407.2524 | 46.363 | Fixed domestic
FZ2171_240531a | Progressive Change - Final | CDP11 | H2 Domestic Flex_SQ | 2025 | QLD | SQ | 5.8761 | 6.7719 | 0.77305 | Flexible domestic
FZ2171_240531a | Progressive Change - Final | CDP11 | H2 Domestic Flex_SQ | 2026 | QLD | SQ | 4.5388 | 6.7719 | 0.77305 | Flexible domestic
FZ2171_240531a | Progressive Change - Final | CDP11 | H2 Domestic Flex_SQ | 2027 | QLD | SQ | 4.4304 | 6.7719 | 0.77305 | Flexible domestic
FZ2171_240531a | Progressive Change - Final | CDP11 | H2 Domestic Flex_SQ | 2028 | QLD | SQ | 5.5281 | 6.7905 | 0.77305 | Flexible domestic
FZ2171_240531a | Progressive Change - Final | CDP11 | H2 Domestic Flex_SQ | 2029 | QLD | SQ | 132.3544 | 153.1679 | 17.4849 | Flexible domestic
FZ2171_240531a | Progressive Change - Final | CDP11 | H2 Domestic Flex_SQ | 2030 | QLD | SQ | 277.6234 | 654.7545 | 74.7437 | Flexible domestic
FZ2171_240531a | Progressive Change - Final | CDP11 | H2 Domestic Flex_SQ | 2031 | QLD | SQ | 533.7942 | 654.7545 | 74.7437 | Flexible domestic
FZ2171_240531a | Progressive Change - Final | CDP11 | H2 Domestic Flex_SQ | 2032 | QLD | SQ | 1111.7142 | 1255.8837 | 142.974 | Flexible domestic
FZ2171_240531a | Progressive Change - Final | CDP11 | H2 Domestic Flex_SQ | 2033 | QLD | SQ | 1717.929 | 1912.1095 | 218.2773 | Flexible domestic
FZ2171_240531a | Progressive Change - Final | CDP11 | H2 Domestic Flex_SQ | 2034 | QLD | SQ | 2086.8953 | 2320.1526 | 264.8576 | Flexible domestic
FZ2171_240531a | Progressive Change - Final | CDP11 | H2 Domestic Flex_SQ | 2035 | QLD | SQ | 2320.777 | 3496.7954 | 399.1776 | Flexible domestic
FZ2171_240531a | Progressive Change - Final | CDP11 | H2 Domestic Flex_SQ | 2036 | QLD | SQ | 2301.9489 | 3552.9295 | 404.4774 | Flexible domestic
FZ2171_240531a | Progressive Change - Final | CDP11 | H2 Domestic Flex_SQ | 2037 | QLD | SQ | 2282.232 | 3571.9357 | 407.7552 | Flexible domestic
FZ2171_240531a | Progressive Change - Final | CDP11 | H2 Domestic Flex_SQ | 2038 | QLD | SQ | 2261.8401 | 3571.9357 | 407.7552 | Flexible domestic
FZ2171_240531a | Progressive Change - Final | CDP11 | H2 Domestic Flex_SQ | 2039 | QLD | SQ | 2246.434 | 3766.6783 | 429.9861 | Flexible domestic
FZ2171_240531a | Progressive Change - Final | CDP11 | H2 Domestic Flex_SQ | 2040 | QLD | SQ | 2236.3444 | 3955.7937 | 450.3408 | Flexible domestic
FZ2171_240531a | Progressive Change - Final | CDP11 | H2 Domestic Flex_SQ | 2041 | QLD | SQ | 2233.9511 | 4110.9646 | 469.2882 | Flexible domestic
FZ2171_240531a | Progressive Change - Final | CDP11 | H2 Domestic Flex_SQ | 2042 | QLD | SQ | 2265.7026 | 4110.9646 | 469.2882 | Flexible domestic
FZ2171_240531a | Progressive Change - Final | CDP11 | H2 Domestic Flex_SQ | 2043 | QLD | SQ | 2302.2811 | 4110.9646 | 469.2882 | Flexible domestic
FZ2171_240531a | Progressive Change - Final | CDP11 | H2 Domestic Flex_SQ | 2044 | QLD | SQ | 2336.026 | 5692.8272 | 648.0905 | Flexible domestic
FZ2171_240531a | Progressive Change - Final | CDP11 | H2 Domestic Flex_SQ | 2045 | QLD | SQ | 2372.346 | 5677.2731 | 648.0905 | Flexible domestic
FZ2171_240531a | Progressive Change - Final | CDP11 | H2 Domestic Flex_SQ | 2046 | QLD | SQ | 2405.1384 | 5866.8517 | 669.7319 | Flexible domestic
FZ2171_240531a | Progressive Change - Final | CDP11 | H2 Domestic Flex_SQ | 2047 | QLD | SQ | 2433.1581 | 5866.8517 | 669.7319 | Flexible domestic
FZ2171_240531a | Progressive Change - Final | CDP11 | H2 Domestic Flex_SQ | 2048 | QLD | SQ | 2470.9132 | 5882.9253 | 669.7319 | Flexible domestic
FZ2171_240531a | Progressive Change - Final | CDP11 | H2 Domestic Flex_SQ | 2049 | QLD | SQ | 2507.0472 | 6368.3638 | 726.9822 | Flexible domestic
FZ2171_240531a | Progressive Change - Final | CDP11 | H2 Domestic Flex_SQ | 2050 | QLD | SQ | 2507.0472 | 6361.5919 | 726.2091 | Flexible domestic
FZ2171_240531a | Progressive Change - Final | CDP11 | H2 Domestic Flex_SQ | 2051 | QLD | SQ | 2507.0472 | 7008.8326 | 800.095 | Flexible domestic
FZ2171_240531a | Progressive Change - Final | CDP11 | H2 Domestic Flex_SQ | 2052 | QLD | SQ | 2992.4706 | 9050.0538 | 1030.2885 | Flexible domestic
FZ2171_240531a | Progressive Change - Final | CDP11 | H2 Domestic Fixed_CSA | 2025 | SA | CSA | 0.023265 | 0.023265 | 0.0026558 | Fixed domestic
FZ2171_240531a | Progressive Change - Final | CDP11 | H2 Domestic Fixed_CSA | 2026 | SA | CSA | 0.023265 | 0.023265 | 0.0026558 | Fixed domestic
FZ2171_240531a | Progressive Change - Final | CDP11 | H2 Domestic Fixed_CSA | 2027 | SA | CSA | 0.023265 | 0.023265 | 0.0026558 | Fixed domestic
FZ2171_240531a | Progressive Change - Final | CDP11 | H2 Domestic Fixed_CSA | 2028 | SA | CSA | 0.023329 | 0.023329 | 0.0026558 | Fixed domestic
FZ2171_240531a | Progressive Change - Final | CDP11 | H2 Domestic Fixed_CSA | 2029 | SA | CSA | 0.027259 | 0.027259 | 0.0031118 | Fixed domestic
FZ2171_240531a | Progressive Change - Final | CDP11 | H2 Domestic Fixed_CSA | 2030 | SA | CSA | 0.027259 | 0.027259 | 0.0031118 | Fixed domestic
FZ2171_240531a | Progressive Change - Final | CDP11 | H2 Domestic Fixed_CSA | 2031 | SA | CSA | 0.027259 | 0.027259 | 0.0031118 | Fixed domestic
FZ2171_240531a | Progressive Change - Final | CDP11 | H2 Domestic Fixed_CSA | 2032 | SA | CSA | 0.027334 | 0.027334 | 0.0031118 | Fixed domestic
FZ2171_240531a | Progressive Change - Final | CDP11 | H2 Domestic Fixed_CSA | 2033 | SA | CSA | 0.027259 | 0.027259 | 0.0031118 | Fixed domestic
FZ2171_240531a | Progressive Change - Final | CDP11 | H2 Domestic Fixed_CSA | 2034 | SA | CSA | 0.027259 | 0.027259 | 0.0031118 | Fixed domestic
FZ2171_240531a | Progressive Change - Final | CDP11 | H2 Domestic Fixed_CSA | 2035 | SA | CSA | 0.027862 | 0.027862 | 0.0031806 | Fixed domestic
FZ2171_240531a | Progressive Change - Final | CDP11 | H2 Domestic Fixed_CSA | 2036 | SA | CSA | 0.032939 | 0.032939 | 0.0037499 | Fixed domestic
FZ2171_240531a | Progressive Change - Final | CDP11 | H2 Domestic Fixed_CSA | 2037 | SA | CSA | 0.032849 | 0.032849 | 0.0037499 | Fixed domestic
FZ2171_240531a | Progressive Change - Final | CDP11 | H2 Domestic Fixed_CSA | 2038 | SA | CSA | 0.036308 | 0.036308 | 0.0041448 | Fixed domestic
FZ2171_240531a | Progressive Change - Final | CDP11 | H2 Domestic Fixed_CSA | 2039 | SA | CSA | 0.036308 | 0.036308 | 0.0041448 | Fixed domestic
FZ2171_240531a | Progressive Change - Final | CDP11 | H2 Domestic Fixed_CSA | 2040 | SA | CSA | 0.036408 | 0.036408 | 0.0041448 | Fixed domestic
FZ2171_240531a | Progressive Change - Final | CDP11 | H2 Domestic Fixed_CSA | 2041 | SA | CSA | 0.036308 | 0.036308 | 0.0041448 | Fixed domestic
FZ2171_240531a | Progressive Change - Final | CDP11 | H2 Domestic Fixed_CSA | 2042 | SA | CSA | 0.036308 | 0.036308 | 0.0041448 | Fixed domestic
FZ2171_240531a | Progressive Change - Final | CDP11 | H2 Domestic Fixed_CSA | 2043 | SA | CSA | 11.0969 | 11.0969 | 1.2668 | Fixed domestic
FZ2171_240531a | Progressive Change - Final | CDP11 | H2 Domestic Fixed_CSA | 2044 | SA | CSA | 18.3039 | 18.3039 | 2.0838 | Fixed domestic
FZ2171_240531a | Progressive Change - Final | CDP11 | H2 Domestic Fixed_CSA | 2045 | SA | CSA | 18.2539 | 18.2539 | 2.0838 | Fixed domestic
FZ2171_240531a | Progressive Change - Final | CDP11 | H2 Domestic Fixed_CSA | 2046 | SA | CSA | 25.6896 | 25.6896 | 2.9326 | Fixed domestic
FZ2171_240531a | Progressive Change - Final | CDP11 | H2 Domestic Fixed_CSA | 2047 | SA | CSA | 25.7861 | 25.7861 | 2.9436 | Fixed domestic
FZ2171_240531a | Progressive Change - Final | CDP11 | H2 Domestic Fixed_CSA | 2048 | SA | CSA | 25.8568 | 25.8568 | 2.9436 | Fixed domestic
FZ2171_240531a | Progressive Change - Final | CDP11 | H2 Domestic Fixed_CSA | 2049 | SA | CSA | 31.6891 | 31.6891 | 3.6175 | Fixed domestic
FZ2171_240531a | Progressive Change - Final | CDP11 | H2 Domestic Fixed_CSA | 2050 | SA | CSA | 69.0198 | 69.0198 | 7.879 | Fixed domestic
FZ2171_240531a | Progressive Change - Final | CDP11 | H2 Domestic Fixed_CSA | 2051 | SA | CSA | 69.0198 | 69.0198 | 7.879 | Fixed domestic
FZ2171_240531a | Progressive Change - Final | CDP11 | H2 Domestic Fixed_CSA | 2052 | SA | CSA | 73.6052 | 73.6052 | 8.3795 | Fixed domestic
FZ2171_240531a | Progressive Change - Final | CDP11 | H2 Domestic Flex_CSA | 2025 | SA | CSA | 0 | 0.517 | 0.059018 | Flexible domestic
FZ2171_240531a | Progressive Change - Final | CDP11 | H2 Domestic Flex_CSA | 2026 | SA | CSA | 0 | 0.517 | 0.059018 | Flexible domestic
FZ2171_240531a | Progressive Change - Final | CDP11 | H2 Domestic Flex_CSA | 2027 | SA | CSA | 0 | 0.517 | 0.059018 | Flexible domestic
FZ2171_240531a | Progressive Change - Final | CDP11 | H2 Domestic Flex_CSA | 2028 | SA | CSA | 0 | 0.51842 | 0.059018 | Flexible domestic
FZ2171_240531a | Progressive Change - Final | CDP11 | H2 Domestic Flex_CSA | 2029 | SA | CSA | 0 | 0.60576 | 0.06915 | Flexible domestic
FZ2171_240531a | Progressive Change - Final | CDP11 | H2 Domestic Flex_CSA | 2030 | SA | CSA | 0 | 0.60576 | 0.06915 | Flexible domestic
FZ2171_240531a | Progressive Change - Final | CDP11 | H2 Domestic Flex_CSA | 2031 | SA | CSA | 0 | 0.60576 | 0.06915 | Flexible domestic
FZ2171_240531a | Progressive Change - Final | CDP11 | H2 Domestic Flex_CSA | 2032 | SA | CSA | 0 | 0.60742 | 0.06915 | Flexible domestic
FZ2171_240531a | Progressive Change - Final | CDP11 | H2 Domestic Flex_CSA | 2033 | SA | CSA | 0 | 0.60576 | 0.06915 | Flexible domestic
FZ2171_240531a | Progressive Change - Final | CDP11 | H2 Domestic Flex_CSA | 2034 | SA | CSA | 0 | 0.60576 | 0.06915 | Flexible domestic
FZ2171_240531a | Progressive Change - Final | CDP11 | H2 Domestic Flex_CSA | 2035 | SA | CSA | 0 | 0.61916 | 0.07068 | Flexible domestic
FZ2171_240531a | Progressive Change - Final | CDP11 | H2 Domestic Flex_CSA | 2036 | SA | CSA | 0 | 0.73198 | 0.083331 | Flexible domestic
FZ2171_240531a | Progressive Change - Final | CDP11 | H2 Domestic Flex_CSA | 2037 | SA | CSA | 0 | 0.72998 | 0.083331 | Flexible domestic
FZ2171_240531a | Progressive Change - Final | CDP11 | H2 Domestic Flex_CSA | 2038 | SA | CSA | 0 | 0.80685 | 0.092106 | Flexible domestic
FZ2171_240531a | Progressive Change - Final | CDP11 | H2 Domestic Flex_CSA | 2039 | SA | CSA | 0 | 0.80685 | 0.092106 | Flexible domestic
FZ2171_240531a | Progressive Change - Final | CDP11 | H2 Domestic Flex_CSA | 2040 | SA | CSA | 0 | 0.80906 | 0.092106 | Flexible domestic
FZ2171_240531a | Progressive Change - Final | CDP11 | H2 Domestic Flex_CSA | 2041 | SA | CSA | 0 | 0.80685 | 0.092106 | Flexible domestic
FZ2171_240531a | Progressive Change - Final | CDP11 | H2 Domestic Flex_CSA | 2042 | SA | CSA | 0 | 0.80685 | 0.092106 | Flexible domestic
FZ2171_240531a | Progressive Change - Final | CDP11 | H2 Domestic Flex_CSA | 2043 | SA | CSA | 161.764 | 246.5984 | 28.1505 | Flexible domestic
FZ2171_240531a | Progressive Change - Final | CDP11 | H2 Domestic Flex_CSA | 2044 | SA | CSA | 166.0568 | 406.7536 | 46.3062 | Flexible domestic
FZ2171_240531a | Progressive Change - Final | CDP11 | H2 Domestic Flex_CSA | 2045 | SA | CSA | 166.0758 | 405.6423 | 46.3062 | Flexible domestic
FZ2171_240531a | Progressive Change - Final | CDP11 | H2 Domestic Flex_CSA | 2046 | SA | CSA | 233.5625 | 570.8795 | 65.1689 | Flexible domestic
FZ2171_240531a | Progressive Change - Final | CDP11 | H2 Domestic Flex_CSA | 2047 | SA | CSA | 234.2914 | 573.0248 | 65.4138 | Flexible domestic
FZ2171_240531a | Progressive Change - Final | CDP11 | H2 Domestic Flex_CSA | 2048 | SA | CSA | 233.744 | 574.5947 | 65.4138 | Flexible domestic
FZ2171_240531a | Progressive Change - Final | CDP11 | H2 Domestic Flex_CSA | 2049 | SA | CSA | 343.4483 | 704.203 | 80.3885 | Flexible domestic
FZ2171_240531a | Progressive Change - Final | CDP11 | H2 Domestic Flex_CSA | 2050 | SA | CSA | 618.0921 | 1533.774 | 175.0884 | Flexible domestic
FZ2171_240531a | Progressive Change - Final | CDP11 | H2 Domestic Flex_CSA | 2051 | SA | CSA | 620.1975 | 1533.774 | 175.0884 | Flexible domestic
FZ2171_240531a | Progressive Change - Final | CDP11 | H2 Domestic Flex_CSA | 2052 | SA | CSA | 620.6331 | 1635.6711 | 186.2103 | Flexible domestic
FZ2171_240531a | Progressive Change - Final | CDP11 | Whyalla H2 load_fixed | 2025 | SA | CSA | 0 | 0 | 0 | Fixed domestic
FZ2171_240531a | Progressive Change - Final | CDP11 | Whyalla H2 load_fixed | 2026 | SA | CSA | 24.6375 | 24.6375 | 2.8125 | Fixed domestic
FZ2171_240531a | Progressive Change - Final | CDP11 | Whyalla H2 load_fixed | 2027 | SA | CSA | 73.9125 | 73.9125 | 8.4375 | Fixed domestic
FZ2171_240531a | Progressive Change - Final | CDP11 | Whyalla H2 load_fixed | 2028 | SA | CSA | 98.82 | 98.82 | 11.25 | Fixed domestic
FZ2171_240531a | Progressive Change - Final | CDP11 | Whyalla H2 load_fixed | 2029 | SA | CSA | 98.55 | 98.55 | 11.25 | Fixed domestic
FZ2171_240531a | Progressive Change - Final | CDP11 | Whyalla H2 load_fixed | 2030 | SA | CSA | 98.55 | 98.55 | 11.25 | Fixed domestic
FZ2171_240531a | Progressive Change - Final | CDP11 | Whyalla H2 load_fixed | 2031 | SA | CSA | 98.55 | 98.55 | 11.25 | Fixed domestic
FZ2171_240531a | Progressive Change - Final | CDP11 | Whyalla H2 load_fixed | 2032 | SA | CSA | 98.82 | 98.82 | 11.25 | Fixed domestic
FZ2171_240531a | Progressive Change - Final | CDP11 | Whyalla H2 load_fixed | 2033 | SA | CSA | 98.55 | 98.55 | 11.25 | Fixed domestic
FZ2171_240531a | Progressive Change - Final | CDP11 | Whyalla H2 load_fixed | 2034 | SA | CSA | 98.55 | 98.55 | 11.25 | Fixed domestic
FZ2171_240531a | Progressive Change - Final | CDP11 | Whyalla H2 load_fixed | 2035 | SA | CSA | 98.55 | 98.55 | 11.25 | Fixed domestic
FZ2171_240531a | Progressive Change - Final | CDP11 | Whyalla H2 load_fixed | 2036 | SA | CSA | 98.82 | 98.82 | 11.25 | Fixed domestic
FZ2171_240531a | Progressive Change - Final | CDP11 | Whyalla H2 load_fixed | 2037 | SA | CSA | 98.55 | 98.55 | 11.25 | Fixed domestic
FZ2171_240531a | Progressive Change - Final | CDP11 | Whyalla H2 load_fixed | 2038 | SA | CSA | 98.55 | 98.55 | 11.25 | Fixed domestic
FZ2171_240531a | Progressive Change - Final | CDP11 | Whyalla H2 load_fixed | 2039 | SA | CSA | 98.55 | 98.55 | 11.25 | Fixed domestic
FZ2171_240531a | Progressive Change - Final | CDP11 | Whyalla H2 load_fixed | 2040 | SA | CSA | 98.82 | 98.82 | 11.25 | Fixed domestic
FZ2171_240531a | Progressive Change - Final | CDP11 | Whyalla H2 load_fixed | 2041 | SA | CSA | 98.55 | 98.55 | 11.25 | Fixed domestic
FZ2171_240531a | Progressive Change - Final | CDP11 | Whyalla H2 load_fixed | 2042 | SA | CSA | 98.55 | 98.55 | 11.25 | Fixed domestic
FZ2171_240531a | Progressive Change - Final | CDP11 | Whyalla H2 load_fixed | 2043 | SA | CSA | 98.55 | 98.55 | 11.25 | Fixed domestic
FZ2171_240531a | Progressive Change - Final | CDP11 | Whyalla H2 load_fixed | 2044 | SA | CSA | 98.82 | 98.82 | 11.25 | Fixed domestic
FZ2171_240531a | Progressive Change - Final | CDP11 | Whyalla H2 load_fixed | 2045 | SA | CSA | 98.55 | 98.55 | 11.25 | Fixed domestic
FZ2171_240531a | Progressive Change - Final | CDP11 | Whyalla H2 load_fixed | 2046 | SA | CSA | 98.55 | 98.55 | 11.25 | Fixed domestic
FZ2171_240531a | Progressive Change - Final | CDP11 | Whyalla H2 load_fixed | 2047 | SA | CSA | 98.55 | 98.55 | 11.25 | Fixed domestic
FZ2171_240531a | Progressive Change - Final | CDP11 | Whyalla H2 load_fixed | 2048 | SA | CSA | 98.82 | 98.82 | 11.25 | Fixed domestic
FZ2171_240531a | Progressive Change - Final | CDP11 | Whyalla H2 load_fixed | 2049 | SA | CSA | 98.55 | 98.55 | 11.25 | Fixed domestic
FZ2171_240531a | Progressive Change - Final | CDP11 | Whyalla H2 load_fixed | 2050 | SA | CSA | 98.55 | 98.55 | 11.25 | Fixed domestic
FZ2171_240531a | Progressive Change - Final | CDP11 | Whyalla H2 load_fixed | 2051 | SA | CSA | 98.55 | 98.55 | 11.25 | Fixed domestic
FZ2171_240531a | Progressive Change - Final | CDP11 | Whyalla H2 load_fixed | 2052 | SA | CSA | 98.82 | 98.82 | 11.25 | Fixed domestic
FZ2171_240531a | Progressive Change - Final | CDP11 | Whyalla H2 load_flex | 2025 | SA | CSA | 0 | 0 | 0 | Flexible domestic
FZ2171_240531a | Progressive Change - Final | CDP11 | Whyalla H2 load_flex | 2026 | SA | CSA | 344.5504 | 547.5 | 62.5 | Flexible domestic
FZ2171_240531a | Progressive Change - Final | CDP11 | Whyalla H2 load_flex | 2027 | SA | CSA | 1027.5222 | 1642.5 | 187.5 | Flexible domestic
FZ2171_240531a | Progressive Change - Final | CDP11 | Whyalla H2 load_flex | 2028 | SA | CSA | 1369.3318 | 2196 | 250 | Flexible domestic
FZ2171_240531a | Progressive Change - Final | CDP11 | Whyalla H2 load_flex | 2029 | SA | CSA | 1381.7932 | 2190 | 250 | Flexible domestic
FZ2171_240531a | Progressive Change - Final | CDP11 | Whyalla H2 load_flex | 2030 | SA | CSA | 1380.6196 | 2190 | 250 | Flexible domestic
FZ2171_240531a | Progressive Change - Final | CDP11 | Whyalla H2 load_flex | 2031 | SA | CSA | 1379.039 | 2190 | 250 | Flexible domestic
FZ2171_240531a | Progressive Change - Final | CDP11 | Whyalla H2 load_flex | 2032 | SA | CSA | 1304.129 | 2196 | 250 | Flexible domestic
FZ2171_240531a | Progressive Change - Final | CDP11 | Whyalla H2 load_flex | 2033 | SA | CSA | 1295.4086 | 2190 | 250 | Flexible domestic
FZ2171_240531a | Progressive Change - Final | CDP11 | Whyalla H2 load_flex | 2034 | SA | CSA | 1295.8946 | 2190 | 250 | Flexible domestic
FZ2171_240531a | Progressive Change - Final | CDP11 | Whyalla H2 load_flex | 2035 | SA | CSA | 1296.1512 | 2190 | 250 | Flexible domestic
FZ2171_240531a | Progressive Change - Final | CDP11 | Whyalla H2 load_flex | 2036 | SA | CSA | 1296.4087 | 2196 | 250 | Flexible domestic
FZ2171_240531a | Progressive Change - Final | CDP11 | Whyalla H2 load_flex | 2037 | SA | CSA | 1298.9976 | 2190 | 250 | Flexible domestic
FZ2171_240531a | Progressive Change - Final | CDP11 | Whyalla H2 load_flex | 2038 | SA | CSA | 1298.9976 | 2190 | 250 | Flexible domestic
FZ2171_240531a | Progressive Change - Final | CDP11 | Whyalla H2 load_flex | 2039 | SA | CSA | 1298.9976 | 2190 | 250 | Flexible domestic
FZ2171_240531a | Progressive Change - Final | CDP11 | Whyalla H2 load_flex | 2040 | SA | CSA | 1298.9976 | 2196 | 250 | Flexible domestic
FZ2171_240531a | Progressive Change - Final | CDP11 | Whyalla H2 load_flex | 2041 | SA | CSA | 1298.9976 | 2190 | 250 | Flexible domestic
FZ2171_240531a | Progressive Change - Final | CDP11 | Whyalla H2 load_flex | 2042 | SA | CSA | 1298.9976 | 2190 | 250 | Flexible domestic
FZ2171_240531a | Progressive Change - Final | CDP11 | Whyalla H2 load_flex | 2043 | SA | CSA | 1298.9976 | 2190 | 250 | Flexible domestic
FZ2171_240531a | Progressive Change - Final | CDP11 | Whyalla H2 load_flex | 2044 | SA | CSA | 1298.9976 | 2196 | 250 | Flexible domestic
FZ2171_240531a | Progressive Change - Final | CDP11 | Whyalla H2 load_flex | 2045 | SA | CSA | 1298.9976 | 2190 | 250 | Flexible domestic
FZ2171_240531a | Progressive Change - Final | CDP11 | Whyalla H2 load_flex | 2046 | SA | CSA | 1298.9976 | 2190 | 250 | Flexible domestic
FZ2171_240531a | Progressive Change - Final | CDP11 | Whyalla H2 load_flex | 2047 | SA | CSA | 1298.9976 | 2190 | 250 | Flexible domestic
FZ2171_240531a | Progressive Change - Final | CDP11 | Whyalla H2 load_flex | 2048 | SA | CSA | 1298.9976 | 2196 | 250 | Flexible domestic
FZ2171_240531a | Progressive Change - Final | CDP11 | Whyalla H2 load_flex | 2049 | SA | CSA | 1298.9976 | 2190 | 250 | Flexible domestic
FZ2171_240531a | Progressive Change - Final | CDP11 | Whyalla H2 load_flex | 2050 | SA | CSA | 1298.9976 | 2190 | 250 | Flexible domestic
FZ2171_240531a | Progressive Change - Final | CDP11 | Whyalla H2 load_flex | 2051 | SA | CSA | 1298.9976 | 2190 | 250 | Flexible domestic
FZ2171_240531a | Progressive Change - Final | CDP11 | Whyalla H2 load_flex | 2052 | SA | CSA | 1298.9976 | 2196 | 250 | Flexible domestic
FZ2171_240531a | Progressive Change - Final | CDP11 | H2 Domestic Fixed_SESA | 2025 | SA | SESA | 0.061378 | 0.061378 | 0.0070066 | Fixed domestic
FZ2171_240531a | Progressive Change - Final | CDP11 | H2 Domestic Fixed_SESA | 2026 | SA | SESA | 2.6667 | 2.6667 | 0.30441 | Fixed domestic
FZ2171_240531a | Progressive Change - Final | CDP11 | H2 Domestic Fixed_SESA | 2027 | SA | SESA | 7.7174 | 7.7174 | 0.88098 | Fixed domestic
FZ2171_240531a | Progressive Change - Final | CDP11 | H2 Domestic Fixed_SESA | 2028 | SA | SESA | 9.8546 | 9.8546 | 1.1219 | Fixed domestic
FZ2171_240531a | Progressive Change - Final | CDP11 | H2 Domestic Fixed_SESA | 2029 | SA | SESA | 10.7301 | 10.7301 | 1.2249 | Fixed domestic
FZ2171_240531a | Progressive Change - Final | CDP11 | H2 Domestic Fixed_SESA | 2030 | SA | SESA | 10.7301 | 10.7301 | 1.2249 | Fixed domestic
FZ2171_240531a | Progressive Change - Final | CDP11 | H2 Domestic Fixed_SESA | 2031 | SA | SESA | 10.7301 | 10.7301 | 1.2249 | Fixed domestic
FZ2171_240531a | Progressive Change - Final | CDP11 | H2 Domestic Fixed_SESA | 2032 | SA | SESA | 10.7595 | 10.7595 | 1.2249 | Fixed domestic
FZ2171_240531a | Progressive Change - Final | CDP11 | H2 Domestic Fixed_SESA | 2033 | SA | SESA | 13.2571 | 13.2571 | 1.5134 | Fixed domestic
FZ2171_240531a | Progressive Change - Final | CDP11 | H2 Domestic Fixed_SESA | 2034 | SA | SESA | 13.952 | 13.952 | 1.5927 | Fixed domestic
FZ2171_240531a | Progressive Change - Final | CDP11 | H2 Domestic Fixed_SESA | 2035 | SA | SESA | 15.1552 | 15.1552 | 1.73 | Fixed domestic
FZ2171_240531a | Progressive Change - Final | CDP11 | H2 Domestic Fixed_SESA | 2036 | SA | SESA | 16.268 | 16.268 | 1.852 | Fixed domestic
FZ2171_240531a | Progressive Change - Final | CDP11 | H2 Domestic Fixed_SESA | 2037 | SA | SESA | 16.2235 | 16.2235 | 1.852 | Fixed domestic
FZ2171_240531a | Progressive Change - Final | CDP11 | H2 Domestic Fixed_SESA | 2038 | SA | SESA | 18.4317 | 18.4317 | 2.1041 | Fixed domestic
FZ2171_240531a | Progressive Change - Final | CDP11 | H2 Domestic Fixed_SESA | 2039 | SA | SESA | 18.4317 | 18.4317 | 2.1041 | Fixed domestic
FZ2171_240531a | Progressive Change - Final | CDP11 | H2 Domestic Fixed_SESA | 2040 | SA | SESA | 18.4822 | 18.4822 | 2.1041 | Fixed domestic
FZ2171_240531a | Progressive Change - Final | CDP11 | H2 Domestic Fixed_SESA | 2041 | SA | SESA | 18.4317 | 18.4317 | 2.1041 | Fixed domestic
FZ2171_240531a | Progressive Change - Final | CDP11 | H2 Domestic Fixed_SESA | 2042 | SA | SESA | 18.4317 | 18.4317 | 2.1041 | Fixed domestic
FZ2171_240531a | Progressive Change - Final | CDP11 | H2 Domestic Fixed_SESA | 2043 | SA | SESA | 18.4317 | 18.4317 | 2.1041 | Fixed domestic
FZ2171_240531a | Progressive Change - Final | CDP11 | H2 Domestic Fixed_SESA | 2044 | SA | SESA | 24.5855 | 24.5855 | 2.7989 | Fixed domestic
FZ2171_240531a | Progressive Change - Final | CDP11 | H2 Domestic Fixed_SESA | 2045 | SA | SESA | 24.5183 | 24.5183 | 2.7989 | Fixed domestic
FZ2171_240531a | Progressive Change - Final | CDP11 | H2 Domestic Fixed_SESA | 2046 | SA | SESA | 24.5183 | 24.5183 | 2.7989 | Fixed domestic
FZ2171_240531a | Progressive Change - Final | CDP11 | H2 Domestic Fixed_SESA | 2047 | SA | SESA | 24.5183 | 24.5183 | 2.7989 | Fixed domestic
FZ2171_240531a | Progressive Change - Final | CDP11 | H2 Domestic Fixed_SESA | 2048 | SA | SESA | 24.5855 | 24.5855 | 2.7989 | Fixed domestic
FZ2171_240531a | Progressive Change - Final | CDP11 | H2 Domestic Fixed_SESA | 2049 | SA | SESA | 24.5183 | 24.5183 | 2.7989 | Fixed domestic
FZ2171_240531a | Progressive Change - Final | CDP11 | H2 Domestic Fixed_SESA | 2050 | SA | SESA | 38.2178 | 38.2178 | 4.3628 | Fixed domestic
FZ2171_240531a | Progressive Change - Final | CDP11 | H2 Domestic Fixed_SESA | 2051 | SA | SESA | 35.6125 | 35.6125 | 4.0654 | Fixed domestic
FZ2171_240531a | Progressive Change - Final | CDP11 | H2 Domestic Fixed_SESA | 2052 | SA | SESA | 38.3844 | 38.3844 | 4.3698 | Fixed domestic
FZ2171_240531a | Progressive Change - Final | CDP11 | H2 Domestic Flex_SESA | 2025 | SA | SESA | 1.1835 | 1.3639 | 0.1557 | Flexible domestic
FZ2171_240531a | Progressive Change - Final | CDP11 | H2 Domestic Flex_SESA | 2026 | SA | SESA | 51.3833 | 59.2594 | 6.7648 | Flexible domestic
FZ2171_240531a | Progressive Change - Final | CDP11 | H2 Domestic Flex_SESA | 2027 | SA | SESA | 146.4943 | 171.497 | 19.5773 | Flexible domestic
FZ2171_240531a | Progressive Change - Final | CDP11 | H2 Domestic Flex_SESA | 2028 | SA | SESA | 188.8144 | 218.9911 | 24.9307 | Flexible domestic
FZ2171_240531a | Progressive Change - Final | CDP11 | H2 Domestic Flex_SESA | 2029 | SA | SESA | 169.2015 | 238.4458 | 27.2198 | Flexible domestic
FZ2171_240531a | Progressive Change - Final | CDP11 | H2 Domestic Flex_SESA | 2030 | SA | SESA | 148.0694 | 238.4458 | 27.2198 | Flexible domestic
FZ2171_240531a | Progressive Change - Final | CDP11 | H2 Domestic Flex_SESA | 2031 | SA | SESA | 146.0958 | 238.4458 | 27.2198 | Flexible domestic
FZ2171_240531a | Progressive Change - Final | CDP11 | H2 Domestic Flex_SESA | 2032 | SA | SESA | 167.3429 | 239.0991 | 27.2198 | Flexible domestic
FZ2171_240531a | Progressive Change - Final | CDP11 | H2 Domestic Flex_SESA | 2033 | SA | SESA | 199.5319 | 294.6023 | 33.6304 | Flexible domestic
FZ2171_240531a | Progressive Change - Final | CDP11 | H2 Domestic Flex_SESA | 2034 | SA | SESA | 206.0828 | 310.0448 | 35.3932 | Flexible domestic
FZ2171_240531a | Progressive Change - Final | CDP11 | H2 Domestic Flex_SESA | 2035 | SA | SESA | 201.66 | 336.7813 | 38.4454 | Flexible domestic
FZ2171_240531a | Progressive Change - Final | CDP11 | H2 Domestic Flex_SESA | 2036 | SA | SESA | 197.2612 | 361.511 | 41.1556 | Flexible domestic
FZ2171_240531a | Progressive Change - Final | CDP11 | H2 Domestic Flex_SESA | 2037 | SA | SESA | 192.9695 | 360.5233 | 41.1556 | Flexible domestic
FZ2171_240531a | Progressive Change - Final | CDP11 | H2 Domestic Flex_SESA | 2038 | SA | SESA | 188.9449 | 409.594 | 46.7573 | Flexible domestic
FZ2171_240531a | Progressive Change - Final | CDP11 | H2 Domestic Flex_SESA | 2039 | SA | SESA | 184.9592 | 409.594 | 46.7573 | Flexible domestic
FZ2171_240531a | Progressive Change - Final | CDP11 | H2 Domestic Flex_SESA | 2040 | SA | SESA | 181.0498 | 410.7162 | 46.7573 | Flexible domestic
FZ2171_240531a | Progressive Change - Final | CDP11 | H2 Domestic Flex_SESA | 2041 | SA | SESA | 179.2508 | 409.594 | 46.7573 | Flexible domestic
FZ2171_240531a | Progressive Change - Final | CDP11 | H2 Domestic Flex_SESA | 2042 | SA | SESA | 179.4238 | 409.594 | 46.7573 | Flexible domestic
FZ2171_240531a | Progressive Change - Final | CDP11 | H2 Domestic Flex_SESA | 2043 | SA | SESA | 222.1558 | 409.594 | 46.7573 | Flexible domestic
FZ2171_240531a | Progressive Change - Final | CDP11 | H2 Domestic Flex_SESA | 2044 | SA | SESA | 223.2297 | 546.3436 | 62.1976 | Flexible domestic
FZ2171_240531a | Progressive Change - Final | CDP11 | H2 Domestic Flex_SESA | 2045 | SA | SESA | 224.4286 | 544.8509 | 62.1976 | Flexible domestic
FZ2171_240531a | Progressive Change - Final | CDP11 | H2 Domestic Flex_SESA | 2046 | SA | SESA | 238.1929 | 544.8509 | 62.1976 | Flexible domestic
FZ2171_240531a | Progressive Change - Final | CDP11 | H2 Domestic Flex_SESA | 2047 | SA | SESA | 237.464 | 544.8509 | 62.1976 | Flexible domestic
FZ2171_240531a | Progressive Change - Final | CDP11 | H2 Domestic Flex_SESA | 2048 | SA | SESA | 238.0114 | 546.3436 | 62.1976 | Flexible domestic
FZ2171_240531a | Progressive Change - Final | CDP11 | H2 Domestic Flex_SESA | 2049 | SA | SESA | 262.6572 | 544.8509 | 62.1976 | Flexible domestic
FZ2171_240531a | Progressive Change - Final | CDP11 | H2 Domestic Flex_SESA | 2050 | SA | SESA | 320.6611 | 849.2843 | 96.9503 | Flexible domestic
FZ2171_240531a | Progressive Change - Final | CDP11 | H2 Domestic Flex_SESA | 2051 | SA | SESA | 321.0201 | 791.3889 | 90.3412 | Flexible domestic
FZ2171_240531a | Progressive Change - Final | CDP11 | H2 Domestic Flex_SESA | 2052 | SA | SESA | 320.5845 | 852.9872 | 97.1069 | Flexible domestic
FZ2171_240531a | Progressive Change - Final | CDP11 | H2 Domestic Fixed_TAS | 2025 | TAS | TAS | 0 | 0 | 0 | Fixed domestic
FZ2171_240531a | Progressive Change - Final | CDP11 | H2 Domestic Fixed_TAS | 2026 | TAS | TAS | 0 | 0 | 0 | Fixed domestic
FZ2171_240531a | Progressive Change - Final | CDP11 | H2 Domestic Fixed_TAS | 2027 | TAS | TAS | 0 | 0 | 0 | Fixed domestic
FZ2171_240531a | Progressive Change - Final | CDP11 | H2 Domestic Fixed_TAS | 2028 | TAS | TAS | 0 | 0 | 0 | Fixed domestic
FZ2171_240531a | Progressive Change - Final | CDP11 | H2 Domestic Fixed_TAS | 2029 | TAS | TAS | 0.30059 | 0.30059 | 0.034314 | Fixed domestic
FZ2171_240531a | Progressive Change - Final | CDP11 | H2 Domestic Fixed_TAS | 2030 | TAS | TAS | 1.2354 | 1.2354 | 0.14103 | Fixed domestic
FZ2171_240531a | Progressive Change - Final | CDP11 | H2 Domestic Fixed_TAS | 2031 | TAS | TAS | 2.5762 | 2.5762 | 0.29408 | Fixed domestic
FZ2171_240531a | Progressive Change - Final | CDP11 | H2 Domestic Fixed_TAS | 2032 | TAS | TAS | 3.3595 | 3.3595 | 0.38245 | Fixed domestic
FZ2171_240531a | Progressive Change - Final | CDP11 | H2 Domestic Fixed_TAS | 2033 | TAS | TAS | 4.7729 | 4.7729 | 0.54485 | Fixed domestic
FZ2171_240531a | Progressive Change - Final | CDP11 | H2 Domestic Fixed_TAS | 2034 | TAS | TAS | 4.7729 | 4.7729 | 0.54485 | Fixed domestic
FZ2171_240531a | Progressive Change - Final | CDP11 | H2 Domestic Fixed_TAS | 2035 | TAS | TAS | 4.9175 | 4.9175 | 0.56136 | Fixed domestic
FZ2171_240531a | Progressive Change - Final | CDP11 | H2 Domestic Fixed_TAS | 2036 | TAS | TAS | 5.8898 | 5.8898 | 0.67051 | Fixed domestic
FZ2171_240531a | Progressive Change - Final | CDP11 | H2 Domestic Fixed_TAS | 2037 | TAS | TAS | 5.8737 | 5.8737 | 0.67051 | Fixed domestic
FZ2171_240531a | Progressive Change - Final | CDP11 | H2 Domestic Fixed_TAS | 2038 | TAS | TAS | 9.7586 | 9.7586 | 1.114 | Fixed domestic
FZ2171_240531a | Progressive Change - Final | CDP11 | H2 Domestic Fixed_TAS | 2039 | TAS | TAS | 9.7586 | 9.7586 | 1.114 | Fixed domestic
FZ2171_240531a | Progressive Change - Final | CDP11 | H2 Domestic Fixed_TAS | 2040 | TAS | TAS | 9.7853 | 9.7853 | 1.114 | Fixed domestic
FZ2171_240531a | Progressive Change - Final | CDP11 | H2 Domestic Fixed_TAS | 2041 | TAS | TAS | 14.0639 | 14.0639 | 1.6055 | Fixed domestic
FZ2171_240531a | Progressive Change - Final | CDP11 | H2 Domestic Fixed_TAS | 2042 | TAS | TAS | 14.0639 | 14.0639 | 1.6055 | Fixed domestic
FZ2171_240531a | Progressive Change - Final | CDP11 | H2 Domestic Fixed_TAS | 2043 | TAS | TAS | 14.0639 | 14.0639 | 1.6055 | Fixed domestic
FZ2171_240531a | Progressive Change - Final | CDP11 | H2 Domestic Fixed_TAS | 2044 | TAS | TAS | 14.1025 | 14.1025 | 1.6055 | Fixed domestic
FZ2171_240531a | Progressive Change - Final | CDP11 | H2 Domestic Fixed_TAS | 2045 | TAS | TAS | 14.0639 | 14.0639 | 1.6055 | Fixed domestic
FZ2171_240531a | Progressive Change - Final | CDP11 | H2 Domestic Fixed_TAS | 2046 | TAS | TAS | 14.0639 | 14.0639 | 1.6055 | Fixed domestic
FZ2171_240531a | Progressive Change - Final | CDP11 | H2 Domestic Fixed_TAS | 2047 | TAS | TAS | 15.9975 | 15.9975 | 1.8262 | Fixed domestic
FZ2171_240531a | Progressive Change - Final | CDP11 | H2 Domestic Fixed_TAS | 2048 | TAS | TAS | 16.0413 | 16.0413 | 1.8262 | Fixed domestic
FZ2171_240531a | Progressive Change - Final | CDP11 | H2 Domestic Fixed_TAS | 2049 | TAS | TAS | 15.9975 | 15.9975 | 1.8262 | Fixed domestic
FZ2171_240531a | Progressive Change - Final | CDP11 | H2 Domestic Fixed_TAS | 2050 | TAS | TAS | 16.1036 | 16.1036 | 1.8383 | Fixed domestic
FZ2171_240531a | Progressive Change - Final | CDP11 | H2 Domestic Fixed_TAS | 2051 | TAS | TAS | 16.1036 | 16.1036 | 1.8383 | Fixed domestic
FZ2171_240531a | Progressive Change - Final | CDP11 | H2 Domestic Fixed_TAS | 2052 | TAS | TAS | 16.1788 | 16.1788 | 1.8419 | Fixed domestic
FZ2171_240531a | Progressive Change - Final | CDP11 | H2 Domestic Flex_TAS | 2025 | TAS | TAS | 0 | 0 | 0 | Flexible domestic
FZ2171_240531a | Progressive Change - Final | CDP11 | H2 Domestic Flex_TAS | 2026 | TAS | TAS | 0 | 0 | 0 | Flexible domestic
FZ2171_240531a | Progressive Change - Final | CDP11 | H2 Domestic Flex_TAS | 2027 | TAS | TAS | 0 | 0 | 0 | Flexible domestic
FZ2171_240531a | Progressive Change - Final | CDP11 | H2 Domestic Flex_TAS | 2028 | TAS | TAS | 0 | 0 | 0 | Flexible domestic
FZ2171_240531a | Progressive Change - Final | CDP11 | H2 Domestic Flex_TAS | 2029 | TAS | TAS | 5.7721 | 6.6798 | 0.76253 | Flexible domestic
FZ2171_240531a | Progressive Change - Final | CDP11 | H2 Domestic Flex_TAS | 2030 | TAS | TAS | 24.2692 | 27.4534 | 3.134 | Flexible domestic
FZ2171_240531a | Progressive Change - Final | CDP11 | H2 Domestic Flex_TAS | 2031 | TAS | TAS | 50.4074 | 57.2484 | 6.5352 | Flexible domestic
FZ2171_240531a | Progressive Change - Final | CDP11 | H2 Domestic Flex_TAS | 2032 | TAS | TAS | 66.0847 | 74.6547 | 8.4989 | Flexible domestic
FZ2171_240531a | Progressive Change - Final | CDP11 | H2 Domestic Flex_TAS | 2033 | TAS | TAS | 95.2936 | 106.0648 | 12.1079 | Flexible domestic
FZ2171_240531a | Progressive Change - Final | CDP11 | H2 Domestic Flex_TAS | 2034 | TAS | TAS | 93.8191 | 106.0648 | 12.1079 | Flexible domestic
FZ2171_240531a | Progressive Change - Final | CDP11 | H2 Domestic Flex_TAS | 2035 | TAS | TAS | 98.1518 | 109.2787 | 12.4747 | Flexible domestic
FZ2171_240531a | Progressive Change - Final | CDP11 | H2 Domestic Flex_TAS | 2036 | TAS | TAS | 99.4811 | 130.8837 | 14.9002 | Flexible domestic
FZ2171_240531a | Progressive Change - Final | CDP11 | H2 Domestic Flex_TAS | 2037 | TAS | TAS | 97.2629 | 130.5261 | 14.9002 | Flexible domestic
FZ2171_240531a | Progressive Change - Final | CDP11 | H2 Domestic Flex_TAS | 2038 | TAS | TAS | 174.1542 | 216.8567 | 24.7553 | Flexible domestic
FZ2171_240531a | Progressive Change - Final | CDP11 | H2 Domestic Flex_TAS | 2039 | TAS | TAS | 170.2738 | 216.8567 | 24.7553 | Flexible domestic
FZ2171_240531a | Progressive Change - Final | CDP11 | H2 Domestic Flex_TAS | 2040 | TAS | TAS | 167.28 | 217.4508 | 24.7553 | Flexible domestic
FZ2171_240531a | Progressive Change - Final | CDP11 | H2 Domestic Flex_TAS | 2041 | TAS | TAS | 165.4189 | 312.5319 | 35.6772 | Flexible domestic
FZ2171_240531a | Progressive Change - Final | CDP11 | H2 Domestic Flex_TAS | 2042 | TAS | TAS | 169.1686 | 312.5319 | 35.6772 | Flexible domestic
FZ2171_240531a | Progressive Change - Final | CDP11 | H2 Domestic Flex_TAS | 2043 | TAS | TAS | 170.1358 | 312.5319 | 35.6772 | Flexible domestic
FZ2171_240531a | Progressive Change - Final | CDP11 | H2 Domestic Flex_TAS | 2044 | TAS | TAS | 173.9124 | 313.3881 | 35.6772 | Flexible domestic
FZ2171_240531a | Progressive Change - Final | CDP11 | H2 Domestic Flex_TAS | 2045 | TAS | TAS | 175.0212 | 312.5319 | 35.6772 | Flexible domestic
FZ2171_240531a | Progressive Change - Final | CDP11 | H2 Domestic Flex_TAS | 2046 | TAS | TAS | 175.0212 | 312.5319 | 35.6772 | Flexible domestic
FZ2171_240531a | Progressive Change - Final | CDP11 | H2 Domestic Flex_TAS | 2047 | TAS | TAS | 175.0212 | 355.5001 | 40.5822 | Flexible domestic
FZ2171_240531a | Progressive Change - Final | CDP11 | H2 Domestic Flex_TAS | 2048 | TAS | TAS | 175.0212 | 356.4741 | 40.5822 | Flexible domestic
FZ2171_240531a | Progressive Change - Final | CDP11 | H2 Domestic Flex_TAS | 2049 | TAS | TAS | 175.0212 | 355.5001 | 40.5822 | Flexible domestic
FZ2171_240531a | Progressive Change - Final | CDP11 | H2 Domestic Flex_TAS | 2050 | TAS | TAS | 175.0212 | 357.8573 | 40.8513 | Flexible domestic
FZ2171_240531a | Progressive Change - Final | CDP11 | H2 Domestic Flex_TAS | 2051 | TAS | TAS | 175.0212 | 357.8573 | 40.8513 | Flexible domestic
FZ2171_240531a | Progressive Change - Final | CDP11 | H2 Domestic Flex_TAS | 2052 | TAS | TAS | 175.0212 | 359.53 | 40.9301 | Flexible domestic
FZ2171_240531a | Progressive Change - Final | CDP11 | H2 Domestic Fixed_VIC | 2025 | VIC | VIC | 2.5574 | 2.5574 | 0.29194 | Fixed domestic
FZ2171_240531a | Progressive Change - Final | CDP11 | H2 Domestic Fixed_VIC | 2026 | VIC | VIC | 4.0307 | 4.0307 | 0.46013 | Fixed domestic
FZ2171_240531a | Progressive Change - Final | CDP11 | H2 Domestic Fixed_VIC | 2027 | VIC | VIC | 4.0307 | 4.0307 | 0.46013 | Fixed domestic
FZ2171_240531a | Progressive Change - Final | CDP11 | H2 Domestic Fixed_VIC | 2028 | VIC | VIC | 4.0418 | 4.0418 | 0.46013 | Fixed domestic
FZ2171_240531a | Progressive Change - Final | CDP11 | H2 Domestic Fixed_VIC | 2029 | VIC | VIC | 50.4395 | 50.4395 | 5.7579 | Fixed domestic
FZ2171_240531a | Progressive Change - Final | CDP11 | H2 Domestic Fixed_VIC | 2030 | VIC | VIC | 139.1119 | 139.1119 | 15.8804 | Fixed domestic
FZ2171_240531a | Progressive Change - Final | CDP11 | H2 Domestic Fixed_VIC | 2031 | VIC | VIC | 139.1119 | 139.1119 | 15.8804 | Fixed domestic
FZ2171_240531a | Progressive Change - Final | CDP11 | H2 Domestic Fixed_VIC | 2032 | VIC | VIC | 204.8376 | 204.8376 | 23.3194 | Fixed domestic
FZ2171_240531a | Progressive Change - Final | CDP11 | H2 Domestic Fixed_VIC | 2033 | VIC | VIC | 420.9245 | 420.9245 | 48.0507 | Fixed domestic
FZ2171_240531a | Progressive Change - Final | CDP11 | H2 Domestic Fixed_VIC | 2034 | VIC | VIC | 420.9245 | 420.9245 | 48.0507 | Fixed domestic
FZ2171_240531a | Progressive Change - Final | CDP11 | H2 Domestic Fixed_VIC | 2035 | VIC | VIC | 489.2586 | 489.2586 | 55.8514 | Fixed domestic
FZ2171_240531a | Progressive Change - Final | CDP11 | H2 Domestic Fixed_VIC | 2036 | VIC | VIC | 549.27 | 549.27 | 62.5307 | Fixed domestic
FZ2171_240531a | Progressive Change - Final | CDP11 | H2 Domestic Fixed_VIC | 2037 | VIC | VIC | 547.7692 | 547.7692 | 62.5307 | Fixed domestic
FZ2171_240531a | Progressive Change - Final | CDP11 | H2 Domestic Fixed_VIC | 2038 | VIC | VIC | 576.3117 | 576.3117 | 65.789 | Fixed domestic
FZ2171_240531a | Progressive Change - Final | CDP11 | H2 Domestic Fixed_VIC | 2039 | VIC | VIC | 576.3117 | 576.3117 | 65.789 | Fixed domestic
FZ2171_240531a | Progressive Change - Final | CDP11 | H2 Domestic Fixed_VIC | 2040 | VIC | VIC | 577.8906 | 577.8906 | 65.789 | Fixed domestic
FZ2171_240531a | Progressive Change - Final | CDP11 | H2 Domestic Fixed_VIC | 2041 | VIC | VIC | 576.3117 | 576.3117 | 65.789 | Fixed domestic
FZ2171_240531a | Progressive Change - Final | CDP11 | H2 Domestic Fixed_VIC | 2042 | VIC | VIC | 576.3117 | 576.3117 | 65.789 | Fixed domestic
FZ2171_240531a | Progressive Change - Final | CDP11 | H2 Domestic Fixed_VIC | 2043 | VIC | VIC | 576.3117 | 576.3117 | 65.789 | Fixed domestic
FZ2171_240531a | Progressive Change - Final | CDP11 | H2 Domestic Fixed_VIC | 2044 | VIC | VIC | 598.902 | 598.902 | 68.181 | Fixed domestic
FZ2171_240531a | Progressive Change - Final | CDP11 | H2 Domestic Fixed_VIC | 2045 | VIC | VIC | 597.2657 | 597.2657 | 68.181 | Fixed domestic
FZ2171_240531a | Progressive Change - Final | CDP11 | H2 Domestic Fixed_VIC | 2046 | VIC | VIC | 597.2657 | 597.2657 | 68.181 | Fixed domestic
FZ2171_240531a | Progressive Change - Final | CDP11 | H2 Domestic Fixed_VIC | 2047 | VIC | VIC | 678.099 | 678.099 | 77.4086 | Fixed domestic
FZ2171_240531a | Progressive Change - Final | CDP11 | H2 Domestic Fixed_VIC | 2048 | VIC | VIC | 679.9568 | 679.9568 | 77.4086 | Fixed domestic
FZ2171_240531a | Progressive Change - Final | CDP11 | H2 Domestic Fixed_VIC | 2049 | VIC | VIC | 678.099 | 678.099 | 77.4086 | Fixed domestic
FZ2171_240531a | Progressive Change - Final | CDP11 | H2 Domestic Fixed_VIC | 2050 | VIC | VIC | 826.558 | 826.558 | 94.3559 | Fixed domestic
FZ2171_240531a | Progressive Change - Final | CDP11 | H2 Domestic Fixed_VIC | 2051 | VIC | VIC | 825.0847 | 825.0847 | 94.1877 | Fixed domestic
FZ2171_240531a | Progressive Change - Final | CDP11 | H2 Domestic Fixed_VIC | 2052 | VIC | VIC | 867.8842 | 867.8842 | 98.8028 | Fixed domestic
FZ2171_240531a | Progressive Change - Final | CDP11 | H2 Domestic Flex_VIC | 2025 | VIC | VIC | 49.3127 | 56.8302 | 6.4875 | Flexible domestic
FZ2171_240531a | Progressive Change - Final | CDP11 | H2 Domestic Flex_VIC | 2026 | VIC | VIC | 77.6668 | 89.5717 | 10.2251 | Flexible domestic
FZ2171_240531a | Progressive Change - Final | CDP11 | H2 Domestic Flex_VIC | 2027 | VIC | VIC | 75.935 | 89.5717 | 10.2251 | Flexible domestic
FZ2171_240531a | Progressive Change - Final | CDP11 | H2 Domestic Flex_VIC | 2028 | VIC | VIC | 74.2418 | 89.8171 | 10.2251 | Flexible domestic
FZ2171_240531a | Progressive Change - Final | CDP11 | H2 Domestic Flex_VIC | 2029 | VIC | VIC | 681.7364 | 1120.8784 | 127.9542 | Flexible domestic
FZ2171_240531a | Progressive Change - Final | CDP11 | H2 Domestic Flex_VIC | 2030 | VIC | VIC | 1845.7348 | 3091.376 | 352.8968 | Flexible domestic
FZ2171_240531a | Progressive Change - Final | CDP11 | H2 Domestic Flex_VIC | 2031 | VIC | VIC | 2721.9649 | 3091.376 | 352.8968 | Flexible domestic
FZ2171_240531a | Progressive Change - Final | CDP11 | H2 Domestic Flex_VIC | 2032 | VIC | VIC | 4029.4052 | 4551.9473 | 518.2089 | Flexible domestic
FZ2171_240531a | Progressive Change - Final | CDP11 | H2 Domestic Flex_VIC | 2033 | VIC | VIC | 7023.9978 | 9353.878 | 1067.7943 | Flexible domestic
FZ2171_240531a | Progressive Change - Final | CDP11 | H2 Domestic Flex_VIC | 2034 | VIC | VIC | 6901.8071 | 9353.878 | 1067.7943 | Flexible domestic
FZ2171_240531a | Progressive Change - Final | CDP11 | H2 Domestic Flex_VIC | 2035 | VIC | VIC | 6908.0234 | 10872.4124 | 1241.143 | Flexible domestic
FZ2171_240531a | Progressive Change - Final | CDP11 | H2 Domestic Flex_VIC | 2036 | VIC | VIC | 6792.8172 | 12205.999 | 1389.5718 | Flexible domestic
FZ2171_240531a | Progressive Change - Final | CDP11 | H2 Domestic Flex_VIC | 2037 | VIC | VIC | 6641.3517 | 12172.6493 | 1389.5718 | Flexible domestic
FZ2171_240531a | Progressive Change - Final | CDP11 | H2 Domestic Flex_VIC | 2038 | VIC | VIC | 6623.0248 | 12806.9266 | 1461.9779 | Flexible domestic
FZ2171_240531a | Progressive Change - Final | CDP11 | H2 Domestic Flex_VIC | 2039 | VIC | VIC | 6516.1324 | 12806.9266 | 1461.9779 | Flexible domestic
FZ2171_240531a | Progressive Change - Final | CDP11 | H2 Domestic Flex_VIC | 2040 | VIC | VIC | 6406.72 | 12842.0141 | 1461.9779 | Flexible domestic
FZ2171_240531a | Progressive Change - Final | CDP11 | H2 Domestic Flex_VIC | 2041 | VIC | VIC | 6334.4865 | 12806.9266 | 1461.9779 | Flexible domestic
FZ2171_240531a | Progressive Change - Final | CDP11 | H2 Domestic Flex_VIC | 2042 | VIC | VIC | 6347.9136 | 12806.9266 | 1461.9779 | Flexible domestic
FZ2171_240531a | Progressive Change - Final | CDP11 | H2 Domestic Flex_VIC | 2043 | VIC | VIC | 6409.0816 | 12806.9266 | 1461.9779 | Flexible domestic
FZ2171_240531a | Progressive Change - Final | CDP11 | H2 Domestic Flex_VIC | 2044 | VIC | VIC | 6453.7612 | 13308.9333 | 1515.1336 | Flexible domestic
FZ2171_240531a | Progressive Change - Final | CDP11 | H2 Domestic Flex_VIC | 2045 | VIC | VIC | 6488.4471 | 13272.5701 | 1515.1336 | Flexible domestic
FZ2171_240531a | Progressive Change - Final | CDP11 | H2 Domestic Flex_VIC | 2046 | VIC | VIC | 6529.3694 | 13272.5701 | 1515.1336 | Flexible domestic
FZ2171_240531a | Progressive Change - Final | CDP11 | H2 Domestic Flex_VIC | 2047 | VIC | VIC | 6529.3694 | 15068.8668 | 1720.1903 | Flexible domestic
FZ2171_240531a | Progressive Change - Final | CDP11 | H2 Domestic Flex_VIC | 2048 | VIC | VIC | 6614.7091 | 15110.1514 | 1720.1903 | Flexible domestic
FZ2171_240531a | Progressive Change - Final | CDP11 | H2 Domestic Flex_VIC | 2049 | VIC | VIC | 6614.7091 | 15068.8668 | 1720.1903 | Flexible domestic
FZ2171_240531a | Progressive Change - Final | CDP11 | H2 Domestic Flex_VIC | 2050 | VIC | VIC | 7316.4323 | 18367.9563 | 2096.7987 | Flexible domestic
FZ2171_240531a | Progressive Change - Final | CDP11 | H2 Domestic Flex_VIC | 2051 | VIC | VIC | 7316.4323 | 18335.2149 | 2093.0611 | Flexible domestic
FZ2171_240531a | Progressive Change - Final | CDP11 | H2 Domestic Flex_VIC | 2052 | VIC | VIC | 7316.4323 | 19286.3149 | 2195.6187 | Flexible domestic
FZ2172_240531a | Progressive Change - Final | CDP12 | H2 Domestic Fixed_SNSW | 2025 | NSW | SNSW | 1.3276 | 1.3276 | 0.15156 | Fixed domestic
FZ2172_240531a | Progressive Change - Final | CDP12 | H2 Domestic Fixed_SNSW | 2026 | NSW | SNSW | 3.1853 | 3.1853 | 0.36362 | Fixed domestic
FZ2172_240531a | Progressive Change - Final | CDP12 | H2 Domestic Fixed_SNSW | 2027 | NSW | SNSW | 6.3084 | 6.3084 | 0.72014 | Fixed domestic
FZ2172_240531a | Progressive Change - Final | CDP12 | H2 Domestic Fixed_SNSW | 2028 | NSW | SNSW | 10.9957 | 10.9957 | 1.2518 | Fixed domestic
FZ2172_240531a | Progressive Change - Final | CDP12 | H2 Domestic Fixed_SNSW | 2029 | NSW | SNSW | 27.192 | 27.192 | 3.1041 | Fixed domestic
FZ2172_240531a | Progressive Change - Final | CDP12 | H2 Domestic Fixed_SNSW | 2030 | NSW | SNSW | 27.192 | 27.192 | 3.1041 | Fixed domestic
FZ2172_240531a | Progressive Change - Final | CDP12 | H2 Domestic Fixed_SNSW | 2031 | NSW | SNSW | 27.192 | 27.192 | 3.1041 | Fixed domestic
FZ2172_240531a | Progressive Change - Final | CDP12 | H2 Domestic Fixed_SNSW | 2032 | NSW | SNSW | 27.2665 | 27.2665 | 3.1041 | Fixed domestic
FZ2172_240531a | Progressive Change - Final | CDP12 | H2 Domestic Fixed_SNSW | 2033 | NSW | SNSW | 27.192 | 27.192 | 3.1041 | Fixed domestic
FZ2172_240531a | Progressive Change - Final | CDP12 | H2 Domestic Fixed_SNSW | 2034 | NSW | SNSW | 27.6335 | 27.6335 | 3.1545 | Fixed domestic
FZ2172_240531a | Progressive Change - Final | CDP12 | H2 Domestic Fixed_SNSW | 2035 | NSW | SNSW | 27.6335 | 27.6335 | 3.1545 | Fixed domestic
FZ2172_240531a | Progressive Change - Final | CDP12 | H2 Domestic Fixed_SNSW | 2036 | NSW | SNSW | 38.1133 | 38.1133 | 4.3389 | Fixed domestic
FZ2172_240531a | Progressive Change - Final | CDP12 | H2 Domestic Fixed_SNSW | 2037 | NSW | SNSW | 38.0092 | 38.0092 | 4.3389 | Fixed domestic
FZ2172_240531a | Progressive Change - Final | CDP12 | H2 Domestic Fixed_SNSW | 2038 | NSW | SNSW | 40.1835 | 40.1835 | 4.5872 | Fixed domestic
FZ2172_240531a | Progressive Change - Final | CDP12 | H2 Domestic Fixed_SNSW | 2039 | NSW | SNSW | 40.1835 | 40.1835 | 4.5872 | Fixed domestic
FZ2172_240531a | Progressive Change - Final | CDP12 | H2 Domestic Fixed_SNSW | 2040 | NSW | SNSW | 40.2935 | 40.2935 | 4.5872 | Fixed domestic
FZ2172_240531a | Progressive Change - Final | CDP12 | H2 Domestic Fixed_SNSW | 2041 | NSW | SNSW | 40.1835 | 40.1835 | 4.5872 | Fixed domestic
FZ2172_240531a | Progressive Change - Final | CDP12 | H2 Domestic Fixed_SNSW | 2042 | NSW | SNSW | 40.1835 | 40.1835 | 4.5872 | Fixed domestic
FZ2172_240531a | Progressive Change - Final | CDP12 | H2 Domestic Fixed_SNSW | 2043 | NSW | SNSW | 40.1835 | 40.1835 | 4.5872 | Fixed domestic
FZ2172_240531a | Progressive Change - Final | CDP12 | H2 Domestic Fixed_SNSW | 2044 | NSW | SNSW | 54.9452 | 54.9452 | 6.2551 | Fixed domestic
FZ2172_240531a | Progressive Change - Final | CDP12 | H2 Domestic Fixed_SNSW | 2045 | NSW | SNSW | 54.7951 | 54.7951 | 6.2551 | Fixed domestic
FZ2172_240531a | Progressive Change - Final | CDP12 | H2 Domestic Fixed_SNSW | 2046 | NSW | SNSW | 55.31 | 55.31 | 6.3139 | Fixed domestic
FZ2172_240531a | Progressive Change - Final | CDP12 | H2 Domestic Fixed_SNSW | 2047 | NSW | SNSW | 55.736 | 55.736 | 6.3626 | Fixed domestic
FZ2172_240531a | Progressive Change - Final | CDP12 | H2 Domestic Fixed_SNSW | 2048 | NSW | SNSW | 55.8887 | 55.8887 | 6.3626 | Fixed domestic
FZ2172_240531a | Progressive Change - Final | CDP12 | H2 Domestic Fixed_SNSW | 2049 | NSW | SNSW | 107.1346 | 107.1346 | 12.23 | Fixed domestic
FZ2172_240531a | Progressive Change - Final | CDP12 | H2 Domestic Fixed_SNSW | 2050 | NSW | SNSW | 206.5924 | 206.5924 | 23.5836 | Fixed domestic
FZ2172_240531a | Progressive Change - Final | CDP12 | H2 Domestic Fixed_SNSW | 2051 | NSW | SNSW | 208.9276 | 208.9276 | 23.8502 | Fixed domestic
FZ2172_240531a | Progressive Change - Final | CDP12 | H2 Domestic Fixed_SNSW | 2052 | NSW | SNSW | 206.3684 | 206.3684 | 23.4937 | Fixed domestic
FZ2172_240531a | Progressive Change - Final | CDP12 | H2 Domestic Flex_SNSW | 2025 | NSW | SNSW | 25.6001 | 29.5027 | 3.3679 | Flexible domestic
FZ2172_240531a | Progressive Change - Final | CDP12 | H2 Domestic Flex_SNSW | 2026 | NSW | SNSW | 61.376 | 70.7839 | 8.0803 | Flexible domestic
FZ2172_240531a | Progressive Change - Final | CDP12 | H2 Domestic Flex_SNSW | 2027 | NSW | SNSW | 120.043 | 140.1867 | 16.003 | Flexible domestic
FZ2172_240531a | Progressive Change - Final | CDP12 | H2 Domestic Flex_SNSW | 2028 | NSW | SNSW | 210.6775 | 244.3483 | 27.8174 | Flexible domestic
FZ2172_240531a | Progressive Change - Final | CDP12 | H2 Domestic Flex_SNSW | 2029 | NSW | SNSW | 349.4215 | 604.2666 | 68.9802 | Flexible domestic
FZ2172_240531a | Progressive Change - Final | CDP12 | H2 Domestic Flex_SNSW | 2030 | NSW | SNSW | 534.1801 | 604.2666 | 68.9802 | Flexible domestic
FZ2172_240531a | Progressive Change - Final | CDP12 | H2 Domestic Flex_SNSW | 2031 | NSW | SNSW | 492.3807 | 604.2666 | 68.9802 | Flexible domestic
FZ2172_240531a | Progressive Change - Final | CDP12 | H2 Domestic Flex_SNSW | 2032 | NSW | SNSW | 476.0744 | 605.9221 | 68.9802 | Flexible domestic
FZ2172_240531a | Progressive Change - Final | CDP12 | H2 Domestic Flex_SNSW | 2033 | NSW | SNSW | 481.2264 | 604.2666 | 68.9802 | Flexible domestic
FZ2172_240531a | Progressive Change - Final | CDP12 | H2 Domestic Flex_SNSW | 2034 | NSW | SNSW | 552.3411 | 614.0776 | 70.1002 | Flexible domestic
FZ2172_240531a | Progressive Change - Final | CDP12 | H2 Domestic Flex_SNSW | 2035 | NSW | SNSW | 545.5686 | 614.0776 | 70.1002 | Flexible domestic
FZ2172_240531a | Progressive Change - Final | CDP12 | H2 Domestic Flex_SNSW | 2036 | NSW | SNSW | 533.4557 | 846.9629 | 96.4211 | Flexible domestic
FZ2172_240531a | Progressive Change - Final | CDP12 | H2 Domestic Flex_SNSW | 2037 | NSW | SNSW | 521.5747 | 844.6488 | 96.4211 | Flexible domestic
FZ2172_240531a | Progressive Change - Final | CDP12 | H2 Domestic Flex_SNSW | 2038 | NSW | SNSW | 513.1738 | 892.9657 | 101.9367 | Flexible domestic
FZ2172_240531a | Progressive Change - Final | CDP12 | H2 Domestic Flex_SNSW | 2039 | NSW | SNSW | 505.0727 | 892.9657 | 101.9367 | Flexible domestic
FZ2172_240531a | Progressive Change - Final | CDP12 | H2 Domestic Flex_SNSW | 2040 | NSW | SNSW | 495.9991 | 895.4122 | 101.9367 | Flexible domestic
FZ2172_240531a | Progressive Change - Final | CDP12 | H2 Domestic Flex_SNSW | 2041 | NSW | SNSW | 490.409 | 892.9657 | 101.9367 | Flexible domestic
FZ2172_240531a | Progressive Change - Final | CDP12 | H2 Domestic Flex_SNSW | 2042 | NSW | SNSW | 493.7656 | 892.9657 | 101.9367 | Flexible domestic
FZ2172_240531a | Progressive Change - Final | CDP12 | H2 Domestic Flex_SNSW | 2043 | NSW | SNSW | 497.5281 | 892.9657 | 101.9367 | Flexible domestic
FZ2172_240531a | Progressive Change - Final | CDP12 | H2 Domestic Flex_SNSW | 2044 | NSW | SNSW | 500.06 | 1221.0051 | 139.0033 | Flexible domestic
FZ2172_240531a | Progressive Change - Final | CDP12 | H2 Domestic Flex_SNSW | 2045 | NSW | SNSW | 501.0179 | 1217.6691 | 139.0033 | Flexible domestic
FZ2172_240531a | Progressive Change - Final | CDP12 | H2 Domestic Flex_SNSW | 2046 | NSW | SNSW | 502.8628 | 1229.1104 | 140.3094 | Flexible domestic
FZ2172_240531a | Progressive Change - Final | CDP12 | H2 Domestic Flex_SNSW | 2047 | NSW | SNSW | 503.9421 | 1238.5783 | 141.3902 | Flexible domestic
FZ2172_240531a | Progressive Change - Final | CDP12 | H2 Domestic Flex_SNSW | 2048 | NSW | SNSW | 837.0633 | 1241.9717 | 141.3902 | Flexible domestic
FZ2172_240531a | Progressive Change - Final | CDP12 | H2 Domestic Flex_SNSW | 2049 | NSW | SNSW | 1166.1951 | 2380.768 | 271.7772 | Flexible domestic
FZ2172_240531a | Progressive Change - Final | CDP12 | H2 Domestic Flex_SNSW | 2050 | NSW | SNSW | 1495.0574 | 4590.9422 | 524.0802 | Flexible domestic
FZ2172_240531a | Progressive Change - Final | CDP12 | H2 Domestic Flex_SNSW | 2051 | NSW | SNSW | 1496.3303 | 4642.8363 | 530.0041 | Flexible domestic
FZ2172_240531a | Progressive Change - Final | CDP12 | H2 Domestic Flex_SNSW | 2052 | NSW | SNSW | 1495.761 | 4585.9634 | 522.0814 | Flexible domestic
FZ2172_240531a | Progressive Change - Final | CDP12 | H2 Domestic Fixed_SNW | 2025 | NSW | SNW | 6.7088 | 6.7088 | 0.76584 | Fixed domestic
FZ2172_240531a | Progressive Change - Final | CDP12 | H2 Domestic Fixed_SNW | 2026 | NSW | SNW | 16.2535 | 16.2535 | 1.8554 | Fixed domestic
FZ2172_240531a | Progressive Change - Final | CDP12 | H2 Domestic Fixed_SNW | 2027 | NSW | SNW | 32.1809 | 32.1809 | 3.6736 | Fixed domestic
FZ2172_240531a | Progressive Change - Final | CDP12 | H2 Domestic Fixed_SNW | 2028 | NSW | SNW | 56.1933 | 56.1933 | 6.3972 | Fixed domestic
FZ2172_240531a | Progressive Change - Final | CDP12 | H2 Domestic Fixed_SNW | 2029 | NSW | SNW | 129.4112 | 129.4112 | 14.773 | Fixed domestic
FZ2172_240531a | Progressive Change - Final | CDP12 | H2 Domestic Fixed_SNW | 2030 | NSW | SNW | 129.4112 | 129.4112 | 14.773 | Fixed domestic
FZ2172_240531a | Progressive Change - Final | CDP12 | H2 Domestic Fixed_SNW | 2031 | NSW | SNW | 129.4112 | 129.4112 | 14.773 | Fixed domestic
FZ2172_240531a | Progressive Change - Final | CDP12 | H2 Domestic Fixed_SNW | 2032 | NSW | SNW | 129.7658 | 129.7658 | 14.773 | Fixed domestic
FZ2172_240531a | Progressive Change - Final | CDP12 | H2 Domestic Fixed_SNW | 2033 | NSW | SNW | 129.4112 | 129.4112 | 14.773 | Fixed domestic
FZ2172_240531a | Progressive Change - Final | CDP12 | H2 Domestic Fixed_SNW | 2034 | NSW | SNW | 145.2244 | 145.2244 | 16.5781 | Fixed domestic
FZ2172_240531a | Progressive Change - Final | CDP12 | H2 Domestic Fixed_SNW | 2035 | NSW | SNW | 146.2042 | 146.2042 | 16.69 | Fixed domestic
FZ2172_240531a | Progressive Change - Final | CDP12 | H2 Domestic Fixed_SNW | 2036 | NSW | SNW | 224.5534 | 224.5534 | 25.5639 | Fixed domestic
FZ2172_240531a | Progressive Change - Final | CDP12 | H2 Domestic Fixed_SNW | 2037 | NSW | SNW | 223.9399 | 223.9399 | 25.5639 | Fixed domestic
FZ2172_240531a | Progressive Change - Final | CDP12 | H2 Domestic Fixed_SNW | 2038 | NSW | SNW | 237.2413 | 237.2413 | 27.0823 | Fixed domestic
FZ2172_240531a | Progressive Change - Final | CDP12 | H2 Domestic Fixed_SNW | 2039 | NSW | SNW | 237.2413 | 237.2413 | 27.0823 | Fixed domestic
FZ2172_240531a | Progressive Change - Final | CDP12 | H2 Domestic Fixed_SNW | 2040 | NSW | SNW | 237.8913 | 237.8913 | 27.0823 | Fixed domestic
FZ2172_240531a | Progressive Change - Final | CDP12 | H2 Domestic Fixed_SNW | 2041 | NSW | SNW | 237.2413 | 237.2413 | 27.0823 | Fixed domestic
FZ2172_240531a | Progressive Change - Final | CDP12 | H2 Domestic Fixed_SNW | 2042 | NSW | SNW | 237.2413 | 237.2413 | 27.0823 | Fixed domestic
FZ2172_240531a | Progressive Change - Final | CDP12 | H2 Domestic Fixed_SNW | 2043 | NSW | SNW | 237.2413 | 237.2413 | 27.0823 | Fixed domestic
FZ2172_240531a | Progressive Change - Final | CDP12 | H2 Domestic Fixed_SNW | 2044 | NSW | SNW | 282.9542 | 282.9542 | 32.2124 | Fixed domestic
FZ2172_240531a | Progressive Change - Final | CDP12 | H2 Domestic Fixed_SNW | 2045 | NSW | SNW | 282.1811 | 282.1811 | 32.2124 | Fixed domestic
FZ2172_240531a | Progressive Change - Final | CDP12 | H2 Domestic Fixed_SNW | 2046 | NSW | SNW | 284.5993 | 284.5993 | 32.4885 | Fixed domestic
FZ2172_240531a | Progressive Change - Final | CDP12 | H2 Domestic Fixed_SNW | 2047 | NSW | SNW | 294.7233 | 294.7233 | 33.6442 | Fixed domestic
FZ2172_240531a | Progressive Change - Final | CDP12 | H2 Domestic Fixed_SNW | 2048 | NSW | SNW | 345.9221 | 345.9221 | 39.3809 | Fixed domestic
FZ2172_240531a | Progressive Change - Final | CDP12 | H2 Domestic Fixed_SNW | 2049 | NSW | SNW | 556.9871 | 556.9871 | 63.583 | Fixed domestic
FZ2172_240531a | Progressive Change - Final | CDP12 | H2 Domestic Fixed_SNW | 2050 | NSW | SNW | 1043.5648 | 1043.5648 | 119.1284 | Fixed domestic
FZ2172_240531a | Progressive Change - Final | CDP12 | H2 Domestic Fixed_SNW | 2051 | NSW | SNW | 1075.8589 | 1075.8589 | 122.8149 | Fixed domestic
FZ2172_240531a | Progressive Change - Final | CDP12 | H2 Domestic Fixed_SNW | 2052 | NSW | SNW | 1062.8354 | 1062.8354 | 120.9967 | Fixed domestic
FZ2172_240531a | Progressive Change - Final | CDP12 | H2 Domestic Flex_SNW | 2025 | NSW | SNW | 129.3626 | 149.0835 | 17.0187 | Flexible domestic
FZ2172_240531a | Progressive Change - Final | CDP12 | H2 Domestic Flex_SNW | 2026 | NSW | SNW | 313.1838 | 361.189 | 41.2316 | Flexible domestic
FZ2172_240531a | Progressive Change - Final | CDP12 | H2 Domestic Flex_SNW | 2027 | NSW | SNW | 612.3729 | 715.1317 | 81.636 | Flexible domestic
FZ2172_240531a | Progressive Change - Final | CDP12 | H2 Domestic Flex_SNW | 2028 | NSW | SNW | 1076.6655 | 1248.7402 | 142.1608 | Flexible domestic
FZ2172_240531a | Progressive Change - Final | CDP12 | H2 Domestic Flex_SNW | 2029 | NSW | SNW | 1746.9973 | 2875.8056 | 328.2883 | Flexible domestic
FZ2172_240531a | Progressive Change - Final | CDP12 | H2 Domestic Flex_SNW | 2030 | NSW | SNW | 2542.2524 | 2875.8056 | 328.2883 | Flexible domestic
FZ2172_240531a | Progressive Change - Final | CDP12 | H2 Domestic Flex_SNW | 2031 | NSW | SNW | 2515.4538 | 2875.8056 | 328.2883 | Flexible domestic
FZ2172_240531a | Progressive Change - Final | CDP12 | H2 Domestic Flex_SNW | 2032 | NSW | SNW | 2464.6916 | 2883.6845 | 328.2883 | Flexible domestic
FZ2172_240531a | Progressive Change - Final | CDP12 | H2 Domestic Flex_SNW | 2033 | NSW | SNW | 2494.3596 | 2875.8056 | 328.2883 | Flexible domestic
FZ2172_240531a | Progressive Change - Final | CDP12 | H2 Domestic Flex_SNW | 2034 | NSW | SNW | 2885.4332 | 3227.2093 | 368.4029 | Flexible domestic
FZ2172_240531a | Progressive Change - Final | CDP12 | H2 Domestic Flex_SNW | 2035 | NSW | SNW | 2849.6574 | 3248.9813 | 370.8883 | Flexible domestic
FZ2172_240531a | Progressive Change - Final | CDP12 | H2 Domestic Flex_SNW | 2036 | NSW | SNW | 2786.064 | 4990.0761 | 568.087 | Flexible domestic
FZ2172_240531a | Progressive Change - Final | CDP12 | H2 Domestic Flex_SNW | 2037 | NSW | SNW | 2723.9267 | 4976.442 | 568.087 | Flexible domestic
FZ2172_240531a | Progressive Change - Final | CDP12 | H2 Domestic Flex_SNW | 2038 | NSW | SNW | 2663.3638 | 5272.0299 | 601.8299 | Flexible domestic
FZ2172_240531a | Progressive Change - Final | CDP12 | H2 Domestic Flex_SNW | 2039 | NSW | SNW | 2620.6811 | 5272.0299 | 601.8299 | Flexible domestic
FZ2172_240531a | Progressive Change - Final | CDP12 | H2 Domestic Flex_SNW | 2040 | NSW | SNW | 2572.9575 | 5286.4738 | 601.8299 | Flexible domestic
FZ2172_240531a | Progressive Change - Final | CDP12 | H2 Domestic Flex_SNW | 2041 | NSW | SNW | 2543.9462 | 5272.0299 | 601.8299 | Flexible domestic
FZ2172_240531a | Progressive Change - Final | CDP12 | H2 Domestic Flex_SNW | 2042 | NSW | SNW | 2561.6328 | 5272.0299 | 601.8299 | Flexible domestic
FZ2172_240531a | Progressive Change - Final | CDP12 | H2 Domestic Flex_SNW | 2043 | NSW | SNW | 2563.6656 | 5272.0299 | 601.8299 | Flexible domestic
FZ2172_240531a | Progressive Change - Final | CDP12 | H2 Domestic Flex_SNW | 2044 | NSW | SNW | 2575.1833 | 6287.87 | 715.8322 | Flexible domestic
FZ2172_240531a | Progressive Change - Final | CDP12 | H2 Domestic Flex_SNW | 2045 | NSW | SNW | 2578.8465 | 6270.69 | 715.8322 | Flexible domestic
FZ2172_240531a | Progressive Change - Final | CDP12 | H2 Domestic Flex_SNW | 2046 | NSW | SNW | 2587.4979 | 6324.4299 | 721.9669 | Flexible domestic
FZ2172_240531a | Progressive Change - Final | CDP12 | H2 Domestic Flex_SNW | 2047 | NSW | SNW | 2592.1994 | 6549.4067 | 747.6492 | Flexible domestic
FZ2172_240531a | Progressive Change - Final | CDP12 | H2 Domestic Flex_SNW | 2048 | NSW | SNW | 4305.0496 | 7687.1567 | 875.1317 | Flexible domestic
FZ2172_240531a | Progressive Change - Final | CDP12 | H2 Domestic Flex_SNW | 2049 | NSW | SNW | 6005.5935 | 12377.4907 | 1412.9556 | Flexible domestic
FZ2172_240531a | Progressive Change - Final | CDP12 | H2 Domestic Flex_SNW | 2050 | NSW | SNW | 7706.5765 | 23190.3297 | 2647.2979 | Flexible domestic
FZ2172_240531a | Progressive Change - Final | CDP12 | H2 Domestic Flex_SNW | 2051 | NSW | SNW | 7705.3035 | 23907.9758 | 2729.221 | Flexible domestic
FZ2172_240531a | Progressive Change - Final | CDP12 | H2 Domestic Flex_SNW | 2052 | NSW | SNW | 7705.8728 | 23618.5647 | 2688.8166 | Flexible domestic
FZ2172_240531a | Progressive Change - Final | CDP12 | H2 Domestic Fixed_CQ | 2025 | QLD | CQ | 0.57346 | 0.57346 | 0.065464 | Fixed domestic
FZ2172_240531a | Progressive Change - Final | CDP12 | H2 Domestic Fixed_CQ | 2026 | QLD | CQ | 0.62369 | 0.62369 | 0.071197 | Fixed domestic
FZ2172_240531a | Progressive Change - Final | CDP12 | H2 Domestic Fixed_CQ | 2027 | QLD | CQ | 0.62369 | 0.62369 | 0.071197 | Fixed domestic
FZ2172_240531a | Progressive Change - Final | CDP12 | H2 Domestic Fixed_CQ | 2028 | QLD | CQ | 0.6254 | 0.6254 | 0.071197 | Fixed domestic
FZ2172_240531a | Progressive Change - Final | CDP12 | H2 Domestic Fixed_CQ | 2029 | QLD | CQ | 17.067 | 17.067 | 1.9483 | Fixed domestic
FZ2172_240531a | Progressive Change - Final | CDP12 | H2 Domestic Fixed_CQ | 2030 | QLD | CQ | 63.9795 | 63.9795 | 7.3036 | Fixed domestic
FZ2172_240531a | Progressive Change - Final | CDP12 | H2 Domestic Fixed_CQ | 2031 | QLD | CQ | 63.9795 | 63.9795 | 7.3036 | Fixed domestic
FZ2172_240531a | Progressive Change - Final | CDP12 | H2 Domestic Fixed_CQ | 2032 | QLD | CQ | 64.1548 | 64.1548 | 7.3036 | Fixed domestic
FZ2172_240531a | Progressive Change - Final | CDP12 | H2 Domestic Fixed_CQ | 2033 | QLD | CQ | 69.1223 | 69.1223 | 7.8907 | Fixed domestic
FZ2172_240531a | Progressive Change - Final | CDP12 | H2 Domestic Fixed_CQ | 2034 | QLD | CQ | 76.3225 | 76.3225 | 8.7126 | Fixed domestic
FZ2172_240531a | Progressive Change - Final | CDP12 | H2 Domestic Fixed_CQ | 2035 | QLD | CQ | 96.5362 | 96.5362 | 11.0201 | Fixed domestic
FZ2172_240531a | Progressive Change - Final | CDP12 | H2 Domestic Fixed_CQ | 2036 | QLD | CQ | 96.8007 | 96.8007 | 11.0201 | Fixed domestic
FZ2172_240531a | Progressive Change - Final | CDP12 | H2 Domestic Fixed_CQ | 2037 | QLD | CQ | 96.5362 | 96.5362 | 11.0201 | Fixed domestic
FZ2172_240531a | Progressive Change - Final | CDP12 | H2 Domestic Fixed_CQ | 2038 | QLD | CQ | 103.6866 | 103.6866 | 11.8364 | Fixed domestic
FZ2172_240531a | Progressive Change - Final | CDP12 | H2 Domestic Fixed_CQ | 2039 | QLD | CQ | 110.0706 | 110.0706 | 12.5651 | Fixed domestic
FZ2172_240531a | Progressive Change - Final | CDP12 | H2 Domestic Fixed_CQ | 2040 | QLD | CQ | 110.3721 | 110.3721 | 12.5651 | Fixed domestic
FZ2172_240531a | Progressive Change - Final | CDP12 | H2 Domestic Fixed_CQ | 2041 | QLD | CQ | 110.0706 | 110.0706 | 12.5651 | Fixed domestic
FZ2172_240531a | Progressive Change - Final | CDP12 | H2 Domestic Fixed_CQ | 2042 | QLD | CQ | 110.0706 | 110.0706 | 12.5651 | Fixed domestic
FZ2172_240531a | Progressive Change - Final | CDP12 | H2 Domestic Fixed_CQ | 2043 | QLD | CQ | 110.0706 | 110.0706 | 12.5651 | Fixed domestic
FZ2172_240531a | Progressive Change - Final | CDP12 | H2 Domestic Fixed_CQ | 2044 | QLD | CQ | 143.7307 | 143.7307 | 16.3628 | Fixed domestic
FZ2172_240531a | Progressive Change - Final | CDP12 | H2 Domestic Fixed_CQ | 2045 | QLD | CQ | 143.338 | 143.338 | 16.3628 | Fixed domestic
FZ2172_240531a | Progressive Change - Final | CDP12 | H2 Domestic Fixed_CQ | 2046 | QLD | CQ | 159.0865 | 159.0865 | 18.1606 | Fixed domestic
FZ2172_240531a | Progressive Change - Final | CDP12 | H2 Domestic Fixed_CQ | 2047 | QLD | CQ | 159.0865 | 159.0865 | 18.1606 | Fixed domestic
FZ2172_240531a | Progressive Change - Final | CDP12 | H2 Domestic Fixed_CQ | 2048 | QLD | CQ | 159.5223 | 159.5223 | 18.1606 | Fixed domestic
FZ2172_240531a | Progressive Change - Final | CDP12 | H2 Domestic Fixed_CQ | 2049 | QLD | CQ | 191.0077 | 191.0077 | 21.8045 | Fixed domestic
FZ2172_240531a | Progressive Change - Final | CDP12 | H2 Domestic Fixed_CQ | 2050 | QLD | CQ | 190.4343 | 190.4343 | 21.7391 | Fixed domestic
FZ2172_240531a | Progressive Change - Final | CDP12 | H2 Domestic Fixed_CQ | 2051 | QLD | CQ | 200.799 | 200.799 | 22.9223 | Fixed domestic
FZ2172_240531a | Progressive Change - Final | CDP12 | H2 Domestic Fixed_CQ | 2052 | QLD | CQ | 259.1106 | 259.1106 | 29.498 | Fixed domestic
FZ2172_240531a | Progressive Change - Final | CDP12 | H2 Domestic Flex_CQ | 2025 | QLD | CQ | 11.0579 | 12.7437 | 1.4548 | Flexible domestic
FZ2172_240531a | Progressive Change - Final | CDP12 | H2 Domestic Flex_CQ | 2026 | QLD | CQ | 12.0177 | 13.8598 | 1.5822 | Flexible domestic
FZ2172_240531a | Progressive Change - Final | CDP12 | H2 Domestic Flex_CQ | 2027 | QLD | CQ | 11.7569 | 13.8598 | 1.5822 | Flexible domestic
FZ2172_240531a | Progressive Change - Final | CDP12 | H2 Domestic Flex_CQ | 2028 | QLD | CQ | 10.2983 | 13.8977 | 1.5822 | Flexible domestic
FZ2172_240531a | Progressive Change - Final | CDP12 | H2 Domestic Flex_CQ | 2029 | QLD | CQ | 327.7287 | 379.2661 | 43.2952 | Flexible domestic
FZ2172_240531a | Progressive Change - Final | CDP12 | H2 Domestic Flex_CQ | 2030 | QLD | CQ | 1134.0005 | 1421.7669 | 162.3022 | Flexible domestic
FZ2172_240531a | Progressive Change - Final | CDP12 | H2 Domestic Flex_CQ | 2031 | QLD | CQ | 900.3638 | 1421.7669 | 162.3022 | Flexible domestic
FZ2172_240531a | Progressive Change - Final | CDP12 | H2 Domestic Flex_CQ | 2032 | QLD | CQ | 1081.8578 | 1425.6622 | 162.3022 | Flexible domestic
FZ2172_240531a | Progressive Change - Final | CDP12 | H2 Domestic Flex_CQ | 2033 | QLD | CQ | 1380.0604 | 1536.051 | 175.3483 | Flexible domestic
FZ2172_240531a | Progressive Change - Final | CDP12 | H2 Domestic Flex_CQ | 2034 | QLD | CQ | 1525.5419 | 1696.0553 | 193.6136 | Flexible domestic
FZ2172_240531a | Progressive Change - Final | CDP12 | H2 Domestic Flex_CQ | 2035 | QLD | CQ | 1607.3919 | 2145.2487 | 244.8914 | Flexible domestic
FZ2172_240531a | Progressive Change - Final | CDP12 | H2 Domestic Flex_CQ | 2036 | QLD | CQ | 1587.6047 | 2151.1261 | 244.8914 | Flexible domestic
FZ2172_240531a | Progressive Change - Final | CDP12 | H2 Domestic Flex_CQ | 2037 | QLD | CQ | 1567.6515 | 2145.2487 | 244.8914 | Flexible domestic
FZ2172_240531a | Progressive Change - Final | CDP12 | H2 Domestic Flex_CQ | 2038 | QLD | CQ | 1547.4386 | 2304.1464 | 263.0304 | Flexible domestic
FZ2172_240531a | Progressive Change - Final | CDP12 | H2 Domestic Flex_CQ | 2039 | QLD | CQ | 1531.3744 | 2446.0128 | 279.2252 | Flexible domestic
FZ2172_240531a | Progressive Change - Final | CDP12 | H2 Domestic Flex_CQ | 2040 | QLD | CQ | 1519.6012 | 2452.7142 | 279.2252 | Flexible domestic
FZ2172_240531a | Progressive Change - Final | CDP12 | H2 Domestic Flex_CQ | 2041 | QLD | CQ | 1513.8836 | 2446.0128 | 279.2252 | Flexible domestic
FZ2172_240531a | Progressive Change - Final | CDP12 | H2 Domestic Flex_CQ | 2042 | QLD | CQ | 1531.661 | 2446.0128 | 279.2252 | Flexible domestic
FZ2172_240531a | Progressive Change - Final | CDP12 | H2 Domestic Flex_CQ | 2043 | QLD | CQ | 1551.8681 | 2446.0128 | 279.2252 | Flexible domestic
FZ2172_240531a | Progressive Change - Final | CDP12 | H2 Domestic Flex_CQ | 2044 | QLD | CQ | 1569.722 | 3194.0146 | 363.6173 | Flexible domestic
FZ2172_240531a | Progressive Change - Final | CDP12 | H2 Domestic Flex_CQ | 2045 | QLD | CQ | 1589.3224 | 3185.2878 | 363.6173 | Flexible domestic
FZ2172_240531a | Progressive Change - Final | CDP12 | H2 Domestic Flex_CQ | 2046 | QLD | CQ | 1606.9562 | 3535.2551 | 403.5679 | Flexible domestic
FZ2172_240531a | Progressive Change - Final | CDP12 | H2 Domestic Flex_CQ | 2047 | QLD | CQ | 1623.1005 | 3535.2551 | 403.5679 | Flexible domestic
FZ2172_240531a | Progressive Change - Final | CDP12 | H2 Domestic Flex_CQ | 2048 | QLD | CQ | 1643.5557 | 3544.9408 | 403.5679 | Flexible domestic
FZ2172_240531a | Progressive Change - Final | CDP12 | H2 Domestic Flex_CQ | 2049 | QLD | CQ | 1667.5906 | 4244.6163 | 484.5452 | Flexible domestic
FZ2172_240531a | Progressive Change - Final | CDP12 | H2 Domestic Flex_CQ | 2050 | QLD | CQ | 1667.5906 | 4231.8726 | 483.0905 | Flexible domestic
FZ2172_240531a | Progressive Change - Final | CDP12 | H2 Domestic Flex_CQ | 2051 | QLD | CQ | 1667.5906 | 4462.2009 | 509.3837 | Flexible domestic
FZ2172_240531a | Progressive Change - Final | CDP12 | H2 Domestic Flex_CQ | 2052 | QLD | CQ | 2319.4322 | 5758.0132 | 655.5115 | Flexible domestic
FZ2172_240531a | Progressive Change - Final | CDP12 | H2 Domestic Fixed_SQ | 2025 | QLD | SQ | 0.30474 | 0.30474 | 0.034787 | Fixed domestic
FZ2172_240531a | Progressive Change - Final | CDP12 | H2 Domestic Fixed_SQ | 2026 | QLD | SQ | 0.30474 | 0.30474 | 0.034787 | Fixed domestic
FZ2172_240531a | Progressive Change - Final | CDP12 | H2 Domestic Fixed_SQ | 2027 | QLD | SQ | 0.30474 | 0.30474 | 0.034787 | Fixed domestic
FZ2172_240531a | Progressive Change - Final | CDP12 | H2 Domestic Fixed_SQ | 2028 | QLD | SQ | 0.30557 | 0.30557 | 0.034787 | Fixed domestic
FZ2172_240531a | Progressive Change - Final | CDP12 | H2 Domestic Fixed_SQ | 2029 | QLD | SQ | 6.8926 | 6.8926 | 0.78682 | Fixed domestic
FZ2172_240531a | Progressive Change - Final | CDP12 | H2 Domestic Fixed_SQ | 2030 | QLD | SQ | 29.464 | 29.464 | 3.3635 | Fixed domestic
FZ2172_240531a | Progressive Change - Final | CDP12 | H2 Domestic Fixed_SQ | 2031 | QLD | SQ | 29.464 | 29.464 | 3.3635 | Fixed domestic
FZ2172_240531a | Progressive Change - Final | CDP12 | H2 Domestic Fixed_SQ | 2032 | QLD | SQ | 56.5148 | 56.5148 | 6.4338 | Fixed domestic
FZ2172_240531a | Progressive Change - Final | CDP12 | H2 Domestic Fixed_SQ | 2033 | QLD | SQ | 86.0449 | 86.0449 | 9.8225 | Fixed domestic
FZ2172_240531a | Progressive Change - Final | CDP12 | H2 Domestic Fixed_SQ | 2034 | QLD | SQ | 104.4069 | 104.4069 | 11.9186 | Fixed domestic
FZ2172_240531a | Progressive Change - Final | CDP12 | H2 Domestic Fixed_SQ | 2035 | QLD | SQ | 157.3558 | 157.3558 | 17.963 | Fixed domestic
FZ2172_240531a | Progressive Change - Final | CDP12 | H2 Domestic Fixed_SQ | 2036 | QLD | SQ | 159.8818 | 159.8818 | 18.2015 | Fixed domestic
FZ2172_240531a | Progressive Change - Final | CDP12 | H2 Domestic Fixed_SQ | 2037 | QLD | SQ | 160.7371 | 160.7371 | 18.349 | Fixed domestic
FZ2172_240531a | Progressive Change - Final | CDP12 | H2 Domestic Fixed_SQ | 2038 | QLD | SQ | 160.7371 | 160.7371 | 18.349 | Fixed domestic
FZ2172_240531a | Progressive Change - Final | CDP12 | H2 Domestic Fixed_SQ | 2039 | QLD | SQ | 169.5005 | 169.5005 | 19.3494 | Fixed domestic
FZ2172_240531a | Progressive Change - Final | CDP12 | H2 Domestic Fixed_SQ | 2040 | QLD | SQ | 178.0107 | 178.0107 | 20.2653 | Fixed domestic
FZ2172_240531a | Progressive Change - Final | CDP12 | H2 Domestic Fixed_SQ | 2041 | QLD | SQ | 184.9934 | 184.9934 | 21.118 | Fixed domestic
FZ2172_240531a | Progressive Change - Final | CDP12 | H2 Domestic Fixed_SQ | 2042 | QLD | SQ | 184.9934 | 184.9934 | 21.118 | Fixed domestic
FZ2172_240531a | Progressive Change - Final | CDP12 | H2 Domestic Fixed_SQ | 2043 | QLD | SQ | 184.9934 | 184.9934 | 21.118 | Fixed domestic
FZ2172_240531a | Progressive Change - Final | CDP12 | H2 Domestic Fixed_SQ | 2044 | QLD | SQ | 256.1772 | 256.1772 | 29.1641 | Fixed domestic
FZ2172_240531a | Progressive Change - Final | CDP12 | H2 Domestic Fixed_SQ | 2045 | QLD | SQ | 255.4773 | 255.4773 | 29.1641 | Fixed domestic
FZ2172_240531a | Progressive Change - Final | CDP12 | H2 Domestic Fixed_SQ | 2046 | QLD | SQ | 264.0083 | 264.0083 | 30.1379 | Fixed domestic
FZ2172_240531a | Progressive Change - Final | CDP12 | H2 Domestic Fixed_SQ | 2047 | QLD | SQ | 264.0083 | 264.0083 | 30.1379 | Fixed domestic
FZ2172_240531a | Progressive Change - Final | CDP12 | H2 Domestic Fixed_SQ | 2048 | QLD | SQ | 264.7316 | 264.7316 | 30.1379 | Fixed domestic
FZ2172_240531a | Progressive Change - Final | CDP12 | H2 Domestic Fixed_SQ | 2049 | QLD | SQ | 286.5764 | 286.5764 | 32.7142 | Fixed domestic
FZ2172_240531a | Progressive Change - Final | CDP12 | H2 Domestic Fixed_SQ | 2050 | QLD | SQ | 286.2716 | 286.2716 | 32.6794 | Fixed domestic
FZ2172_240531a | Progressive Change - Final | CDP12 | H2 Domestic Fixed_SQ | 2051 | QLD | SQ | 315.3975 | 315.3975 | 36.0043 | Fixed domestic
FZ2172_240531a | Progressive Change - Final | CDP12 | H2 Domestic Fixed_SQ | 2052 | QLD | SQ | 407.2524 | 407.2524 | 46.363 | Fixed domestic
FZ2172_240531a | Progressive Change - Final | CDP12 | H2 Domestic Flex_SQ | 2025 | QLD | SQ | 5.8761 | 6.7719 | 0.77305 | Flexible domestic
FZ2172_240531a | Progressive Change - Final | CDP12 | H2 Domestic Flex_SQ | 2026 | QLD | SQ | 4.5388 | 6.7719 | 0.77305 | Flexible domestic
FZ2172_240531a | Progressive Change - Final | CDP12 | H2 Domestic Flex_SQ | 2027 | QLD | SQ | 4.4304 | 6.7719 | 0.77305 | Flexible domestic
FZ2172_240531a | Progressive Change - Final | CDP12 | H2 Domestic Flex_SQ | 2028 | QLD | SQ | 5.5281 | 6.7905 | 0.77305 | Flexible domestic
FZ2172_240531a | Progressive Change - Final | CDP12 | H2 Domestic Flex_SQ | 2029 | QLD | SQ | 132.3544 | 153.1679 | 17.4849 | Flexible domestic
FZ2172_240531a | Progressive Change - Final | CDP12 | H2 Domestic Flex_SQ | 2030 | QLD | SQ | 277.6234 | 654.7545 | 74.7437 | Flexible domestic
FZ2172_240531a | Progressive Change - Final | CDP12 | H2 Domestic Flex_SQ | 2031 | QLD | SQ | 533.7942 | 654.7545 | 74.7437 | Flexible domestic
FZ2172_240531a | Progressive Change - Final | CDP12 | H2 Domestic Flex_SQ | 2032 | QLD | SQ | 1111.7142 | 1255.8837 | 142.974 | Flexible domestic
FZ2172_240531a | Progressive Change - Final | CDP12 | H2 Domestic Flex_SQ | 2033 | QLD | SQ | 1717.929 | 1912.1095 | 218.2773 | Flexible domestic
FZ2172_240531a | Progressive Change - Final | CDP12 | H2 Domestic Flex_SQ | 2034 | QLD | SQ | 2086.8953 | 2320.1526 | 264.8576 | Flexible domestic
FZ2172_240531a | Progressive Change - Final | CDP12 | H2 Domestic Flex_SQ | 2035 | QLD | SQ | 2320.777 | 3496.7954 | 399.1776 | Flexible domestic
FZ2172_240531a | Progressive Change - Final | CDP12 | H2 Domestic Flex_SQ | 2036 | QLD | SQ | 2301.9489 | 3552.9295 | 404.4774 | Flexible domestic
FZ2172_240531a | Progressive Change - Final | CDP12 | H2 Domestic Flex_SQ | 2037 | QLD | SQ | 2282.232 | 3571.9357 | 407.7552 | Flexible domestic
FZ2172_240531a | Progressive Change - Final | CDP12 | H2 Domestic Flex_SQ | 2038 | QLD | SQ | 2261.84 | 3571.9357 | 407.7552 | Flexible domestic
FZ2172_240531a | Progressive Change - Final | CDP12 | H2 Domestic Flex_SQ | 2039 | QLD | SQ | 2246.434 | 3766.6783 | 429.9861 | Flexible domestic
FZ2172_240531a | Progressive Change - Final | CDP12 | H2 Domestic Flex_SQ | 2040 | QLD | SQ | 2236.3444 | 3955.7937 | 450.3408 | Flexible domestic
FZ2172_240531a | Progressive Change - Final | CDP12 | H2 Domestic Flex_SQ | 2041 | QLD | SQ | 2233.9511 | 4110.9646 | 469.2882 | Flexible domestic
FZ2172_240531a | Progressive Change - Final | CDP12 | H2 Domestic Flex_SQ | 2042 | QLD | SQ | 2265.7026 | 4110.9646 | 469.2882 | Flexible domestic
FZ2172_240531a | Progressive Change - Final | CDP12 | H2 Domestic Flex_SQ | 2043 | QLD | SQ | 2302.2811 | 4110.9646 | 469.2882 | Flexible domestic
FZ2172_240531a | Progressive Change - Final | CDP12 | H2 Domestic Flex_SQ | 2044 | QLD | SQ | 2336.026 | 5692.8272 | 648.0905 | Flexible domestic
FZ2172_240531a | Progressive Change - Final | CDP12 | H2 Domestic Flex_SQ | 2045 | QLD | SQ | 2372.346 | 5677.2731 | 648.0905 | Flexible domestic
FZ2172_240531a | Progressive Change - Final | CDP12 | H2 Domestic Flex_SQ | 2046 | QLD | SQ | 2405.1384 | 5866.8517 | 669.7319 | Flexible domestic
FZ2172_240531a | Progressive Change - Final | CDP12 | H2 Domestic Flex_SQ | 2047 | QLD | SQ | 2433.1581 | 5866.8517 | 669.7319 | Flexible domestic
FZ2172_240531a | Progressive Change - Final | CDP12 | H2 Domestic Flex_SQ | 2048 | QLD | SQ | 2470.9132 | 5882.9253 | 669.7319 | Flexible domestic
FZ2172_240531a | Progressive Change - Final | CDP12 | H2 Domestic Flex_SQ | 2049 | QLD | SQ | 2507.0472 | 6368.3638 | 726.9822 | Flexible domestic
FZ2172_240531a | Progressive Change - Final | CDP12 | H2 Domestic Flex_SQ | 2050 | QLD | SQ | 2507.0472 | 6361.5919 | 726.2091 | Flexible domestic
FZ2172_240531a | Progressive Change - Final | CDP12 | H2 Domestic Flex_SQ | 2051 | QLD | SQ | 2507.0472 | 7008.8326 | 800.095 | Flexible domestic
FZ2172_240531a | Progressive Change - Final | CDP12 | H2 Domestic Flex_SQ | 2052 | QLD | SQ | 2992.4706 | 9050.0538 | 1030.2885 | Flexible domestic
FZ2172_240531a | Progressive Change - Final | CDP12 | H2 Domestic Fixed_CSA | 2025 | SA | CSA | 0.023265 | 0.023265 | 0.0026558 | Fixed domestic
FZ2172_240531a | Progressive Change - Final | CDP12 | H2 Domestic Fixed_CSA | 2026 | SA | CSA | 0.023265 | 0.023265 | 0.0026558 | Fixed domestic
FZ2172_240531a | Progressive Change - Final | CDP12 | H2 Domestic Fixed_CSA | 2027 | SA | CSA | 0.023265 | 0.023265 | 0.0026558 | Fixed domestic
FZ2172_240531a | Progressive Change - Final | CDP12 | H2 Domestic Fixed_CSA | 2028 | SA | CSA | 0.023329 | 0.023329 | 0.0026558 | Fixed domestic
FZ2172_240531a | Progressive Change - Final | CDP12 | H2 Domestic Fixed_CSA | 2029 | SA | CSA | 0.027259 | 0.027259 | 0.0031118 | Fixed domestic
FZ2172_240531a | Progressive Change - Final | CDP12 | H2 Domestic Fixed_CSA | 2030 | SA | CSA | 0.027259 | 0.027259 | 0.0031118 | Fixed domestic
FZ2172_240531a | Progressive Change - Final | CDP12 | H2 Domestic Fixed_CSA | 2031 | SA | CSA | 0.027259 | 0.027259 | 0.0031118 | Fixed domestic
FZ2172_240531a | Progressive Change - Final | CDP12 | H2 Domestic Fixed_CSA | 2032 | SA | CSA | 0.027334 | 0.027334 | 0.0031118 | Fixed domestic
FZ2172_240531a | Progressive Change - Final | CDP12 | H2 Domestic Fixed_CSA | 2033 | SA | CSA | 0.027259 | 0.027259 | 0.0031118 | Fixed domestic
FZ2172_240531a | Progressive Change - Final | CDP12 | H2 Domestic Fixed_CSA | 2034 | SA | CSA | 0.027259 | 0.027259 | 0.0031118 | Fixed domestic
FZ2172_240531a | Progressive Change - Final | CDP12 | H2 Domestic Fixed_CSA | 2035 | SA | CSA | 0.027862 | 0.027862 | 0.0031806 | Fixed domestic
FZ2172_240531a | Progressive Change - Final | CDP12 | H2 Domestic Fixed_CSA | 2036 | SA | CSA | 0.032939 | 0.032939 | 0.0037499 | Fixed domestic
FZ2172_240531a | Progressive Change - Final | CDP12 | H2 Domestic Fixed_CSA | 2037 | SA | CSA | 0.032849 | 0.032849 | 0.0037499 | Fixed domestic
FZ2172_240531a | Progressive Change - Final | CDP12 | H2 Domestic Fixed_CSA | 2038 | SA | CSA | 0.036308 | 0.036308 | 0.0041448 | Fixed domestic
FZ2172_240531a | Progressive Change - Final | CDP12 | H2 Domestic Fixed_CSA | 2039 | SA | CSA | 0.036308 | 0.036308 | 0.0041448 | Fixed domestic
FZ2172_240531a | Progressive Change - Final | CDP12 | H2 Domestic Fixed_CSA | 2040 | SA | CSA | 0.036408 | 0.036408 | 0.0041448 | Fixed domestic
FZ2172_240531a | Progressive Change - Final | CDP12 | H2 Domestic Fixed_CSA | 2041 | SA | CSA | 0.036308 | 0.036308 | 0.0041448 | Fixed domestic
FZ2172_240531a | Progressive Change - Final | CDP12 | H2 Domestic Fixed_CSA | 2042 | SA | CSA | 0.036308 | 0.036308 | 0.0041448 | Fixed domestic
FZ2172_240531a | Progressive Change - Final | CDP12 | H2 Domestic Fixed_CSA | 2043 | SA | CSA | 11.0969 | 11.0969 | 1.2668 | Fixed domestic
FZ2172_240531a | Progressive Change - Final | CDP12 | H2 Domestic Fixed_CSA | 2044 | SA | CSA | 18.3039 | 18.3039 | 2.0838 | Fixed domestic
FZ2172_240531a | Progressive Change - Final | CDP12 | H2 Domestic Fixed_CSA | 2045 | SA | CSA | 18.2539 | 18.2539 | 2.0838 | Fixed domestic
FZ2172_240531a | Progressive Change - Final | CDP12 | H2 Domestic Fixed_CSA | 2046 | SA | CSA | 25.6896 | 25.6896 | 2.9326 | Fixed domestic
FZ2172_240531a | Progressive Change - Final | CDP12 | H2 Domestic Fixed_CSA | 2047 | SA | CSA | 25.7861 | 25.7861 | 2.9436 | Fixed domestic
FZ2172_240531a | Progressive Change - Final | CDP12 | H2 Domestic Fixed_CSA | 2048 | SA | CSA | 25.8568 | 25.8568 | 2.9436 | Fixed domestic
FZ2172_240531a | Progressive Change - Final | CDP12 | H2 Domestic Fixed_CSA | 2049 | SA | CSA | 31.6891 | 31.6891 | 3.6175 | Fixed domestic
FZ2172_240531a | Progressive Change - Final | CDP12 | H2 Domestic Fixed_CSA | 2050 | SA | CSA | 69.0198 | 69.0198 | 7.879 | Fixed domestic
FZ2172_240531a | Progressive Change - Final | CDP12 | H2 Domestic Fixed_CSA | 2051 | SA | CSA | 69.0198 | 69.0198 | 7.879 | Fixed domestic
FZ2172_240531a | Progressive Change - Final | CDP12 | H2 Domestic Fixed_CSA | 2052 | SA | CSA | 73.6052 | 73.6052 | 8.3795 | Fixed domestic
FZ2172_240531a | Progressive Change - Final | CDP12 | H2 Domestic Flex_CSA | 2025 | SA | CSA | 0 | 0.517 | 0.059018 | Flexible domestic
FZ2172_240531a | Progressive Change - Final | CDP12 | H2 Domestic Flex_CSA | 2026 | SA | CSA | 0 | 0.517 | 0.059018 | Flexible domestic
FZ2172_240531a | Progressive Change - Final | CDP12 | H2 Domestic Flex_CSA | 2027 | SA | CSA | 0 | 0.517 | 0.059018 | Flexible domestic
FZ2172_240531a | Progressive Change - Final | CDP12 | H2 Domestic Flex_CSA | 2028 | SA | CSA | 0 | 0.51842 | 0.059018 | Flexible domestic
FZ2172_240531a | Progressive Change - Final | CDP12 | H2 Domestic Flex_CSA | 2029 | SA | CSA | 0 | 0.60576 | 0.06915 | Flexible domestic
FZ2172_240531a | Progressive Change - Final | CDP12 | H2 Domestic Flex_CSA | 2030 | SA | CSA | 0 | 0.60576 | 0.06915 | Flexible domestic
FZ2172_240531a | Progressive Change - Final | CDP12 | H2 Domestic Flex_CSA | 2031 | SA | CSA | 0 | 0.60576 | 0.06915 | Flexible domestic
FZ2172_240531a | Progressive Change - Final | CDP12 | H2 Domestic Flex_CSA | 2032 | SA | CSA | 0 | 0.60742 | 0.06915 | Flexible domestic
FZ2172_240531a | Progressive Change - Final | CDP12 | H2 Domestic Flex_CSA | 2033 | SA | CSA | 0 | 0.60576 | 0.06915 | Flexible domestic
FZ2172_240531a | Progressive Change - Final | CDP12 | H2 Domestic Flex_CSA | 2034 | SA | CSA | 0 | 0.60576 | 0.06915 | Flexible domestic
FZ2172_240531a | Progressive Change - Final | CDP12 | H2 Domestic Flex_CSA | 2035 | SA | CSA | 0 | 0.61916 | 0.07068 | Flexible domestic
FZ2172_240531a | Progressive Change - Final | CDP12 | H2 Domestic Flex_CSA | 2036 | SA | CSA | 0 | 0.73198 | 0.083331 | Flexible domestic
FZ2172_240531a | Progressive Change - Final | CDP12 | H2 Domestic Flex_CSA | 2037 | SA | CSA | 0 | 0.72998 | 0.083331 | Flexible domestic
FZ2172_240531a | Progressive Change - Final | CDP12 | H2 Domestic Flex_CSA | 2038 | SA | CSA | 0 | 0.80685 | 0.092106 | Flexible domestic
FZ2172_240531a | Progressive Change - Final | CDP12 | H2 Domestic Flex_CSA | 2039 | SA | CSA | 0 | 0.80685 | 0.092106 | Flexible domestic
FZ2172_240531a | Progressive Change - Final | CDP12 | H2 Domestic Flex_CSA | 2040 | SA | CSA | 0 | 0.80906 | 0.092106 | Flexible domestic
FZ2172_240531a | Progressive Change - Final | CDP12 | H2 Domestic Flex_CSA | 2041 | SA | CSA | 0 | 0.80685 | 0.092106 | Flexible domestic
FZ2172_240531a | Progressive Change - Final | CDP12 | H2 Domestic Flex_CSA | 2042 | SA | CSA | 0 | 0.80685 | 0.092106 | Flexible domestic
FZ2172_240531a | Progressive Change - Final | CDP12 | H2 Domestic Flex_CSA | 2043 | SA | CSA | 161.764 | 246.5984 | 28.1505 | Flexible domestic
FZ2172_240531a | Progressive Change - Final | CDP12 | H2 Domestic Flex_CSA | 2044 | SA | CSA | 166.0568 | 406.7536 | 46.3062 | Flexible domestic
FZ2172_240531a | Progressive Change - Final | CDP12 | H2 Domestic Flex_CSA | 2045 | SA | CSA | 166.0758 | 405.6423 | 46.3062 | Flexible domestic
FZ2172_240531a | Progressive Change - Final | CDP12 | H2 Domestic Flex_CSA | 2046 | SA | CSA | 233.5625 | 570.8795 | 65.1689 | Flexible domestic
FZ2172_240531a | Progressive Change - Final | CDP12 | H2 Domestic Flex_CSA | 2047 | SA | CSA | 234.2914 | 573.0248 | 65.4138 | Flexible domestic
FZ2172_240531a | Progressive Change - Final | CDP12 | H2 Domestic Flex_CSA | 2048 | SA | CSA | 233.744 | 574.5947 | 65.4138 | Flexible domestic
FZ2172_240531a | Progressive Change - Final | CDP12 | H2 Domestic Flex_CSA | 2049 | SA | CSA | 343.4483 | 704.203 | 80.3885 | Flexible domestic
FZ2172_240531a | Progressive Change - Final | CDP12 | H2 Domestic Flex_CSA | 2050 | SA | CSA | 618.0921 | 1533.774 | 175.0884 | Flexible domestic
FZ2172_240531a | Progressive Change - Final | CDP12 | H2 Domestic Flex_CSA | 2051 | SA | CSA | 620.1975 | 1533.774 | 175.0884 | Flexible domestic
FZ2172_240531a | Progressive Change - Final | CDP12 | H2 Domestic Flex_CSA | 2052 | SA | CSA | 620.6331 | 1635.6711 | 186.2103 | Flexible domestic
FZ2172_240531a | Progressive Change - Final | CDP12 | Whyalla H2 load_fixed | 2025 | SA | CSA | 0 | 0 | 0 | Fixed domestic
FZ2172_240531a | Progressive Change - Final | CDP12 | Whyalla H2 load_fixed | 2026 | SA | CSA | 24.6375 | 24.6375 | 2.8125 | Fixed domestic
FZ2172_240531a | Progressive Change - Final | CDP12 | Whyalla H2 load_fixed | 2027 | SA | CSA | 73.9125 | 73.9125 | 8.4375 | Fixed domestic
FZ2172_240531a | Progressive Change - Final | CDP12 | Whyalla H2 load_fixed | 2028 | SA | CSA | 98.82 | 98.82 | 11.25 | Fixed domestic
FZ2172_240531a | Progressive Change - Final | CDP12 | Whyalla H2 load_fixed | 2029 | SA | CSA | 98.55 | 98.55 | 11.25 | Fixed domestic
FZ2172_240531a | Progressive Change - Final | CDP12 | Whyalla H2 load_fixed | 2030 | SA | CSA | 98.55 | 98.55 | 11.25 | Fixed domestic
FZ2172_240531a | Progressive Change - Final | CDP12 | Whyalla H2 load_fixed | 2031 | SA | CSA | 98.55 | 98.55 | 11.25 | Fixed domestic
FZ2172_240531a | Progressive Change - Final | CDP12 | Whyalla H2 load_fixed | 2032 | SA | CSA | 98.82 | 98.82 | 11.25 | Fixed domestic
FZ2172_240531a | Progressive Change - Final | CDP12 | Whyalla H2 load_fixed | 2033 | SA | CSA | 98.55 | 98.55 | 11.25 | Fixed domestic
FZ2172_240531a | Progressive Change - Final | CDP12 | Whyalla H2 load_fixed | 2034 | SA | CSA | 98.55 | 98.55 | 11.25 | Fixed domestic
FZ2172_240531a | Progressive Change - Final | CDP12 | Whyalla H2 load_fixed | 2035 | SA | CSA | 98.55 | 98.55 | 11.25 | Fixed domestic
FZ2172_240531a | Progressive Change - Final | CDP12 | Whyalla H2 load_fixed | 2036 | SA | CSA | 98.82 | 98.82 | 11.25 | Fixed domestic
FZ2172_240531a | Progressive Change - Final | CDP12 | Whyalla H2 load_fixed | 2037 | SA | CSA | 98.55 | 98.55 | 11.25 | Fixed domestic
FZ2172_240531a | Progressive Change - Final | CDP12 | Whyalla H2 load_fixed | 2038 | SA | CSA | 98.55 | 98.55 | 11.25 | Fixed domestic
FZ2172_240531a | Progressive Change - Final | CDP12 | Whyalla H2 load_fixed | 2039 | SA | CSA | 98.55 | 98.55 | 11.25 | Fixed domestic
FZ2172_240531a | Progressive Change - Final | CDP12 | Whyalla H2 load_fixed | 2040 | SA | CSA | 98.82 | 98.82 | 11.25 | Fixed domestic
FZ2172_240531a | Progressive Change - Final | CDP12 | Whyalla H2 load_fixed | 2041 | SA | CSA | 98.55 | 98.55 | 11.25 | Fixed domestic
FZ2172_240531a | Progressive Change - Final | CDP12 | Whyalla H2 load_fixed | 2042 | SA | CSA | 98.55 | 98.55 | 11.25 | Fixed domestic
FZ2172_240531a | Progressive Change - Final | CDP12 | Whyalla H2 load_fixed | 2043 | SA | CSA | 98.55 | 98.55 | 11.25 | Fixed domestic
FZ2172_240531a | Progressive Change - Final | CDP12 | Whyalla H2 load_fixed | 2044 | SA | CSA | 98.82 | 98.82 | 11.25 | Fixed domestic
FZ2172_240531a | Progressive Change - Final | CDP12 | Whyalla H2 load_fixed | 2045 | SA | CSA | 98.55 | 98.55 | 11.25 | Fixed domestic
FZ2172_240531a | Progressive Change - Final | CDP12 | Whyalla H2 load_fixed | 2046 | SA | CSA | 98.55 | 98.55 | 11.25 | Fixed domestic
FZ2172_240531a | Progressive Change - Final | CDP12 | Whyalla H2 load_fixed | 2047 | SA | CSA | 98.55 | 98.55 | 11.25 | Fixed domestic
FZ2172_240531a | Progressive Change - Final | CDP12 | Whyalla H2 load_fixed | 2048 | SA | CSA | 98.82 | 98.82 | 11.25 | Fixed domestic
FZ2172_240531a | Progressive Change - Final | CDP12 | Whyalla H2 load_fixed | 2049 | SA | CSA | 98.55 | 98.55 | 11.25 | Fixed domestic
FZ2172_240531a | Progressive Change - Final | CDP12 | Whyalla H2 load_fixed | 2050 | SA | CSA | 98.55 | 98.55 | 11.25 | Fixed domestic
FZ2172_240531a | Progressive Change - Final | CDP12 | Whyalla H2 load_fixed | 2051 | SA | CSA | 98.55 | 98.55 | 11.25 | Fixed domestic
FZ2172_240531a | Progressive Change - Final | CDP12 | Whyalla H2 load_fixed | 2052 | SA | CSA | 98.82 | 98.82 | 11.25 | Fixed domestic
FZ2172_240531a | Progressive Change - Final | CDP12 | Whyalla H2 load_flex | 2025 | SA | CSA | 0 | 0 | 0 | Flexible domestic
FZ2172_240531a | Progressive Change - Final | CDP12 | Whyalla H2 load_flex | 2026 | SA | CSA | 344.5504 | 547.5 | 62.5 | Flexible domestic
FZ2172_240531a | Progressive Change - Final | CDP12 | Whyalla H2 load_flex | 2027 | SA | CSA | 1027.5222 | 1642.5 | 187.5 | Flexible domestic
FZ2172_240531a | Progressive Change - Final | CDP12 | Whyalla H2 load_flex | 2028 | SA | CSA | 1369.3318 | 2196 | 250 | Flexible domestic
FZ2172_240531a | Progressive Change - Final | CDP12 | Whyalla H2 load_flex | 2029 | SA | CSA | 1381.7932 | 2190 | 250 | Flexible domestic
FZ2172_240531a | Progressive Change - Final | CDP12 | Whyalla H2 load_flex | 2030 | SA | CSA | 1380.6196 | 2190 | 250 | Flexible domestic
FZ2172_240531a | Progressive Change - Final | CDP12 | Whyalla H2 load_flex | 2031 | SA | CSA | 1379.039 | 2190 | 250 | Flexible domestic
FZ2172_240531a | Progressive Change - Final | CDP12 | Whyalla H2 load_flex | 2032 | SA | CSA | 1304.129 | 2196 | 250 | Flexible domestic
FZ2172_240531a | Progressive Change - Final | CDP12 | Whyalla H2 load_flex | 2033 | SA | CSA | 1295.4086 | 2190 | 250 | Flexible domestic
FZ2172_240531a | Progressive Change - Final | CDP12 | Whyalla H2 load_flex | 2034 | SA | CSA | 1295.8946 | 2190 | 250 | Flexible domestic
FZ2172_240531a | Progressive Change - Final | CDP12 | Whyalla H2 load_flex | 2035 | SA | CSA | 1296.1512 | 2190 | 250 | Flexible domestic
FZ2172_240531a | Progressive Change - Final | CDP12 | Whyalla H2 load_flex | 2036 | SA | CSA | 1296.4087 | 2196 | 250 | Flexible domestic
FZ2172_240531a | Progressive Change - Final | CDP12 | Whyalla H2 load_flex | 2037 | SA | CSA | 1298.9976 | 2190 | 250 | Flexible domestic
FZ2172_240531a | Progressive Change - Final | CDP12 | Whyalla H2 load_flex | 2038 | SA | CSA | 1298.9976 | 2190 | 250 | Flexible domestic
FZ2172_240531a | Progressive Change - Final | CDP12 | Whyalla H2 load_flex | 2039 | SA | CSA | 1298.9976 | 2190 | 250 | Flexible domestic
FZ2172_240531a | Progressive Change - Final | CDP12 | Whyalla H2 load_flex | 2040 | SA | CSA | 1298.9976 | 2196 | 250 | Flexible domestic
FZ2172_240531a | Progressive Change - Final | CDP12 | Whyalla H2 load_flex | 2041 | SA | CSA | 1298.9976 | 2190 | 250 | Flexible domestic
FZ2172_240531a | Progressive Change - Final | CDP12 | Whyalla H2 load_flex | 2042 | SA | CSA | 1298.9976 | 2190 | 250 | Flexible domestic
FZ2172_240531a | Progressive Change - Final | CDP12 | Whyalla H2 load_flex | 2043 | SA | CSA | 1298.9976 | 2190 | 250 | Flexible domestic
FZ2172_240531a | Progressive Change - Final | CDP12 | Whyalla H2 load_flex | 2044 | SA | CSA | 1298.9976 | 2196 | 250 | Flexible domestic
FZ2172_240531a | Progressive Change - Final | CDP12 | Whyalla H2 load_flex | 2045 | SA | CSA | 1298.9976 | 2190 | 250 | Flexible domestic
FZ2172_240531a | Progressive Change - Final | CDP12 | Whyalla H2 load_flex | 2046 | SA | CSA | 1298.9976 | 2190 | 250 | Flexible domestic
FZ2172_240531a | Progressive Change - Final | CDP12 | Whyalla H2 load_flex | 2047 | SA | CSA | 1298.9976 | 2190 | 250 | Flexible domestic
FZ2172_240531a | Progressive Change - Final | CDP12 | Whyalla H2 load_flex | 2048 | SA | CSA | 1298.9976 | 2196 | 250 | Flexible domestic
FZ2172_240531a | Progressive Change - Final | CDP12 | Whyalla H2 load_flex | 2049 | SA | CSA | 1298.9976 | 2190 | 250 | Flexible domestic
FZ2172_240531a | Progressive Change - Final | CDP12 | Whyalla H2 load_flex | 2050 | SA | CSA | 1298.9976 | 2190 | 250 | Flexible domestic
FZ2172_240531a | Progressive Change - Final | CDP12 | Whyalla H2 load_flex | 2051 | SA | CSA | 1298.9976 | 2190 | 250 | Flexible domestic
FZ2172_240531a | Progressive Change - Final | CDP12 | Whyalla H2 load_flex | 2052 | SA | CSA | 1298.9976 | 2196 | 250 | Flexible domestic
FZ2172_240531a | Progressive Change - Final | CDP12 | H2 Domestic Fixed_SESA | 2025 | SA | SESA | 0.061378 | 0.061378 | 0.0070066 | Fixed domestic
FZ2172_240531a | Progressive Change - Final | CDP12 | H2 Domestic Fixed_SESA | 2026 | SA | SESA | 2.6667 | 2.6667 | 0.30441 | Fixed domestic
FZ2172_240531a | Progressive Change - Final | CDP12 | H2 Domestic Fixed_SESA | 2027 | SA | SESA | 7.7174 | 7.7174 | 0.88098 | Fixed domestic
FZ2172_240531a | Progressive Change - Final | CDP12 | H2 Domestic Fixed_SESA | 2028 | SA | SESA | 9.8546 | 9.8546 | 1.1219 | Fixed domestic
FZ2172_240531a | Progressive Change - Final | CDP12 | H2 Domestic Fixed_SESA | 2029 | SA | SESA | 10.7301 | 10.7301 | 1.2249 | Fixed domestic
FZ2172_240531a | Progressive Change - Final | CDP12 | H2 Domestic Fixed_SESA | 2030 | SA | SESA | 10.7301 | 10.7301 | 1.2249 | Fixed domestic
FZ2172_240531a | Progressive Change - Final | CDP12 | H2 Domestic Fixed_SESA | 2031 | SA | SESA | 10.7301 | 10.7301 | 1.2249 | Fixed domestic
FZ2172_240531a | Progressive Change - Final | CDP12 | H2 Domestic Fixed_SESA | 2032 | SA | SESA | 10.7595 | 10.7595 | 1.2249 | Fixed domestic
FZ2172_240531a | Progressive Change - Final | CDP12 | H2 Domestic Fixed_SESA | 2033 | SA | SESA | 13.2571 | 13.2571 | 1.5134 | Fixed domestic
FZ2172_240531a | Progressive Change - Final | CDP12 | H2 Domestic Fixed_SESA | 2034 | SA | SESA | 13.952 | 13.952 | 1.5927 | Fixed domestic
FZ2172_240531a | Progressive Change - Final | CDP12 | H2 Domestic Fixed_SESA | 2035 | SA | SESA | 15.1552 | 15.1552 | 1.73 | Fixed domestic
FZ2172_240531a | Progressive Change - Final | CDP12 | H2 Domestic Fixed_SESA | 2036 | SA | SESA | 16.268 | 16.268 | 1.852 | Fixed domestic
FZ2172_240531a | Progressive Change - Final | CDP12 | H2 Domestic Fixed_SESA | 2037 | SA | SESA | 16.2235 | 16.2235 | 1.852 | Fixed domestic
FZ2172_240531a | Progressive Change - Final | CDP12 | H2 Domestic Fixed_SESA | 2038 | SA | SESA | 18.4317 | 18.4317 | 2.1041 | Fixed domestic
FZ2172_240531a | Progressive Change - Final | CDP12 | H2 Domestic Fixed_SESA | 2039 | SA | SESA | 18.4317 | 18.4317 | 2.1041 | Fixed domestic
FZ2172_240531a | Progressive Change - Final | CDP12 | H2 Domestic Fixed_SESA | 2040 | SA | SESA | 18.4822 | 18.4822 | 2.1041 | Fixed domestic
FZ2172_240531a | Progressive Change - Final | CDP12 | H2 Domestic Fixed_SESA | 2041 | SA | SESA | 18.4317 | 18.4317 | 2.1041 | Fixed domestic
FZ2172_240531a | Progressive Change - Final | CDP12 | H2 Domestic Fixed_SESA | 2042 | SA | SESA | 18.4317 | 18.4317 | 2.1041 | Fixed domestic
FZ2172_240531a | Progressive Change - Final | CDP12 | H2 Domestic Fixed_SESA | 2043 | SA | SESA | 18.4317 | 18.4317 | 2.1041 | Fixed domestic
FZ2172_240531a | Progressive Change - Final | CDP12 | H2 Domestic Fixed_SESA | 2044 | SA | SESA | 24.5855 | 24.5855 | 2.7989 | Fixed domestic
FZ2172_240531a | Progressive Change - Final | CDP12 | H2 Domestic Fixed_SESA | 2045 | SA | SESA | 24.5183 | 24.5183 | 2.7989 | Fixed domestic
FZ2172_240531a | Progressive Change - Final | CDP12 | H2 Domestic Fixed_SESA | 2046 | SA | SESA | 24.5183 | 24.5183 | 2.7989 | Fixed domestic
FZ2172_240531a | Progressive Change - Final | CDP12 | H2 Domestic Fixed_SESA | 2047 | SA | SESA | 24.5183 | 24.5183 | 2.7989 | Fixed domestic
FZ2172_240531a | Progressive Change - Final | CDP12 | H2 Domestic Fixed_SESA | 2048 | SA | SESA | 24.5855 | 24.5855 | 2.7989 | Fixed domestic
FZ2172_240531a | Progressive Change - Final | CDP12 | H2 Domestic Fixed_SESA | 2049 | SA | SESA | 24.5183 | 24.5183 | 2.7989 | Fixed domestic
FZ2172_240531a | Progressive Change - Final | CDP12 | H2 Domestic Fixed_SESA | 2050 | SA | SESA | 38.2178 | 38.2178 | 4.3628 | Fixed domestic
FZ2172_240531a | Progressive Change - Final | CDP12 | H2 Domestic Fixed_SESA | 2051 | SA | SESA | 35.6125 | 35.6125 | 4.0654 | Fixed domestic
FZ2172_240531a | Progressive Change - Final | CDP12 | H2 Domestic Fixed_SESA | 2052 | SA | SESA | 38.3844 | 38.3844 | 4.3698 | Fixed domestic
FZ2172_240531a | Progressive Change - Final | CDP12 | H2 Domestic Flex_SESA | 2025 | SA | SESA | 1.1835 | 1.3639 | 0.1557 | Flexible domestic
FZ2172_240531a | Progressive Change - Final | CDP12 | H2 Domestic Flex_SESA | 2026 | SA | SESA | 51.3833 | 59.2594 | 6.7648 | Flexible domestic
FZ2172_240531a | Progressive Change - Final | CDP12 | H2 Domestic Flex_SESA | 2027 | SA | SESA | 146.4943 | 171.497 | 19.5773 | Flexible domestic
FZ2172_240531a | Progressive Change - Final | CDP12 | H2 Domestic Flex_SESA | 2028 | SA | SESA | 188.8144 | 218.9911 | 24.9307 | Flexible domestic
FZ2172_240531a | Progressive Change - Final | CDP12 | H2 Domestic Flex_SESA | 2029 | SA | SESA | 169.2015 | 238.4458 | 27.2198 | Flexible domestic
FZ2172_240531a | Progressive Change - Final | CDP12 | H2 Domestic Flex_SESA | 2030 | SA | SESA | 148.0694 | 238.4458 | 27.2198 | Flexible domestic
FZ2172_240531a | Progressive Change - Final | CDP12 | H2 Domestic Flex_SESA | 2031 | SA | SESA | 146.0958 | 238.4458 | 27.2198 | Flexible domestic
FZ2172_240531a | Progressive Change - Final | CDP12 | H2 Domestic Flex_SESA | 2032 | SA | SESA | 167.3429 | 239.0991 | 27.2198 | Flexible domestic
FZ2172_240531a | Progressive Change - Final | CDP12 | H2 Domestic Flex_SESA | 2033 | SA | SESA | 199.5319 | 294.6023 | 33.6304 | Flexible domestic
FZ2172_240531a | Progressive Change - Final | CDP12 | H2 Domestic Flex_SESA | 2034 | SA | SESA | 206.0828 | 310.0448 | 35.3932 | Flexible domestic
FZ2172_240531a | Progressive Change - Final | CDP12 | H2 Domestic Flex_SESA | 2035 | SA | SESA | 201.66 | 336.7813 | 38.4454 | Flexible domestic
FZ2172_240531a | Progressive Change - Final | CDP12 | H2 Domestic Flex_SESA | 2036 | SA | SESA | 197.2612 | 361.511 | 41.1556 | Flexible domestic
FZ2172_240531a | Progressive Change - Final | CDP12 | H2 Domestic Flex_SESA | 2037 | SA | SESA | 192.9695 | 360.5233 | 41.1556 | Flexible domestic
FZ2172_240531a | Progressive Change - Final | CDP12 | H2 Domestic Flex_SESA | 2038 | SA | SESA | 188.9449 | 409.594 | 46.7573 | Flexible domestic
FZ2172_240531a | Progressive Change - Final | CDP12 | H2 Domestic Flex_SESA | 2039 | SA | SESA | 184.9592 | 409.594 | 46.7573 | Flexible domestic
FZ2172_240531a | Progressive Change - Final | CDP12 | H2 Domestic Flex_SESA | 2040 | SA | SESA | 181.0498 | 410.7162 | 46.7573 | Flexible domestic
FZ2172_240531a | Progressive Change - Final | CDP12 | H2 Domestic Flex_SESA | 2041 | SA | SESA | 179.2508 | 409.594 | 46.7573 | Flexible domestic
FZ2172_240531a | Progressive Change - Final | CDP12 | H2 Domestic Flex_SESA | 2042 | SA | SESA | 179.4238 | 409.594 | 46.7573 | Flexible domestic
FZ2172_240531a | Progressive Change - Final | CDP12 | H2 Domestic Flex_SESA | 2043 | SA | SESA | 222.1558 | 409.594 | 46.7573 | Flexible domestic
FZ2172_240531a | Progressive Change - Final | CDP12 | H2 Domestic Flex_SESA | 2044 | SA | SESA | 223.2297 | 546.3436 | 62.1976 | Flexible domestic
FZ2172_240531a | Progressive Change - Final | CDP12 | H2 Domestic Flex_SESA | 2045 | SA | SESA | 224.4286 | 544.8509 | 62.1976 | Flexible domestic
FZ2172_240531a | Progressive Change - Final | CDP12 | H2 Domestic Flex_SESA | 2046 | SA | SESA | 238.1929 | 544.8509 | 62.1976 | Flexible domestic
FZ2172_240531a | Progressive Change - Final | CDP12 | H2 Domestic Flex_SESA | 2047 | SA | SESA | 237.464 | 544.8509 | 62.1976 | Flexible domestic
FZ2172_240531a | Progressive Change - Final | CDP12 | H2 Domestic Flex_SESA | 2048 | SA | SESA | 238.0114 | 546.3436 | 62.1976 | Flexible domestic
FZ2172_240531a | Progressive Change - Final | CDP12 | H2 Domestic Flex_SESA | 2049 | SA | SESA | 262.6572 | 544.8509 | 62.1976 | Flexible domestic
FZ2172_240531a | Progressive Change - Final | CDP12 | H2 Domestic Flex_SESA | 2050 | SA | SESA | 320.6611 | 849.2843 | 96.9503 | Flexible domestic
FZ2172_240531a | Progressive Change - Final | CDP12 | H2 Domestic Flex_SESA | 2051 | SA | SESA | 321.0201 | 791.3889 | 90.3412 | Flexible domestic
FZ2172_240531a | Progressive Change - Final | CDP12 | H2 Domestic Flex_SESA | 2052 | SA | SESA | 320.5845 | 852.9872 | 97.1069 | Flexible domestic
FZ2172_240531a | Progressive Change - Final | CDP12 | H2 Domestic Fixed_TAS | 2025 | TAS | TAS | 0 | 0 | 0 | Fixed domestic
FZ2172_240531a | Progressive Change - Final | CDP12 | H2 Domestic Fixed_TAS | 2026 | TAS | TAS | 0 | 0 | 0 | Fixed domestic
FZ2172_240531a | Progressive Change - Final | CDP12 | H2 Domestic Fixed_TAS | 2027 | TAS | TAS | 0 | 0 | 0 | Fixed domestic
FZ2172_240531a | Progressive Change - Final | CDP12 | H2 Domestic Fixed_TAS | 2028 | TAS | TAS | 0 | 0 | 0 | Fixed domestic
FZ2172_240531a | Progressive Change - Final | CDP12 | H2 Domestic Fixed_TAS | 2029 | TAS | TAS | 0.30059 | 0.30059 | 0.034314 | Fixed domestic
FZ2172_240531a | Progressive Change - Final | CDP12 | H2 Domestic Fixed_TAS | 2030 | TAS | TAS | 1.2354 | 1.2354 | 0.14103 | Fixed domestic
FZ2172_240531a | Progressive Change - Final | CDP12 | H2 Domestic Fixed_TAS | 2031 | TAS | TAS | 2.5762 | 2.5762 | 0.29408 | Fixed domestic
FZ2172_240531a | Progressive Change - Final | CDP12 | H2 Domestic Fixed_TAS | 2032 | TAS | TAS | 3.3595 | 3.3595 | 0.38245 | Fixed domestic
FZ2172_240531a | Progressive Change - Final | CDP12 | H2 Domestic Fixed_TAS | 2033 | TAS | TAS | 4.7729 | 4.7729 | 0.54485 | Fixed domestic
FZ2172_240531a | Progressive Change - Final | CDP12 | H2 Domestic Fixed_TAS | 2034 | TAS | TAS | 4.7729 | 4.7729 | 0.54485 | Fixed domestic
FZ2172_240531a | Progressive Change - Final | CDP12 | H2 Domestic Fixed_TAS | 2035 | TAS | TAS | 4.9175 | 4.9175 | 0.56136 | Fixed domestic
FZ2172_240531a | Progressive Change - Final | CDP12 | H2 Domestic Fixed_TAS | 2036 | TAS | TAS | 5.8898 | 5.8898 | 0.67051 | Fixed domestic
FZ2172_240531a | Progressive Change - Final | CDP12 | H2 Domestic Fixed_TAS | 2037 | TAS | TAS | 5.8737 | 5.8737 | 0.67051 | Fixed domestic
FZ2172_240531a | Progressive Change - Final | CDP12 | H2 Domestic Fixed_TAS | 2038 | TAS | TAS | 9.7586 | 9.7586 | 1.114 | Fixed domestic
FZ2172_240531a | Progressive Change - Final | CDP12 | H2 Domestic Fixed_TAS | 2039 | TAS | TAS | 9.7586 | 9.7586 | 1.114 | Fixed domestic
FZ2172_240531a | Progressive Change - Final | CDP12 | H2 Domestic Fixed_TAS | 2040 | TAS | TAS | 9.7853 | 9.7853 | 1.114 | Fixed domestic
FZ2172_240531a | Progressive Change - Final | CDP12 | H2 Domestic Fixed_TAS | 2041 | TAS | TAS | 14.0639 | 14.0639 | 1.6055 | Fixed domestic
FZ2172_240531a | Progressive Change - Final | CDP12 | H2 Domestic Fixed_TAS | 2042 | TAS | TAS | 14.0639 | 14.0639 | 1.6055 | Fixed domestic
FZ2172_240531a | Progressive Change - Final | CDP12 | H2 Domestic Fixed_TAS | 2043 | TAS | TAS | 14.0639 | 14.0639 | 1.6055 | Fixed domestic
FZ2172_240531a | Progressive Change - Final | CDP12 | H2 Domestic Fixed_TAS | 2044 | TAS | TAS | 14.1025 | 14.1025 | 1.6055 | Fixed domestic
FZ2172_240531a | Progressive Change - Final | CDP12 | H2 Domestic Fixed_TAS | 2045 | TAS | TAS | 14.0639 | 14.0639 | 1.6055 | Fixed domestic
FZ2172_240531a | Progressive Change - Final | CDP12 | H2 Domestic Fixed_TAS | 2046 | TAS | TAS | 14.0639 | 14.0639 | 1.6055 | Fixed domestic
FZ2172_240531a | Progressive Change - Final | CDP12 | H2 Domestic Fixed_TAS | 2047 | TAS | TAS | 15.9975 | 15.9975 | 1.8262 | Fixed domestic
FZ2172_240531a | Progressive Change - Final | CDP12 | H2 Domestic Fixed_TAS | 2048 | TAS | TAS | 16.0413 | 16.0413 | 1.8262 | Fixed domestic
FZ2172_240531a | Progressive Change - Final | CDP12 | H2 Domestic Fixed_TAS | 2049 | TAS | TAS | 15.9975 | 15.9975 | 1.8262 | Fixed domestic
FZ2172_240531a | Progressive Change - Final | CDP12 | H2 Domestic Fixed_TAS | 2050 | TAS | TAS | 16.1036 | 16.1036 | 1.8383 | Fixed domestic
FZ2172_240531a | Progressive Change - Final | CDP12 | H2 Domestic Fixed_TAS | 2051 | TAS | TAS | 16.1036 | 16.1036 | 1.8383 | Fixed domestic
FZ2172_240531a | Progressive Change - Final | CDP12 | H2 Domestic Fixed_TAS | 2052 | TAS | TAS | 16.1788 | 16.1788 | 1.8419 | Fixed domestic
FZ2172_240531a | Progressive Change - Final | CDP12 | H2 Domestic Flex_TAS | 2025 | TAS | TAS | 0 | 0 | 0 | Flexible domestic
FZ2172_240531a | Progressive Change - Final | CDP12 | H2 Domestic Flex_TAS | 2026 | TAS | TAS | 0 | 0 | 0 | Flexible domestic
FZ2172_240531a | Progressive Change - Final | CDP12 | H2 Domestic Flex_TAS | 2027 | TAS | TAS | 0 | 0 | 0 | Flexible domestic
FZ2172_240531a | Progressive Change - Final | CDP12 | H2 Domestic Flex_TAS | 2028 | TAS | TAS | 0 | 0 | 0 | Flexible domestic
FZ2172_240531a | Progressive Change - Final | CDP12 | H2 Domestic Flex_TAS | 2029 | TAS | TAS | 5.7721 | 6.6798 | 0.76253 | Flexible domestic
FZ2172_240531a | Progressive Change - Final | CDP12 | H2 Domestic Flex_TAS | 2030 | TAS | TAS | 24.2692 | 27.4534 | 3.134 | Flexible domestic
FZ2172_240531a | Progressive Change - Final | CDP12 | H2 Domestic Flex_TAS | 2031 | TAS | TAS | 50.4074 | 57.2484 | 6.5352 | Flexible domestic
FZ2172_240531a | Progressive Change - Final | CDP12 | H2 Domestic Flex_TAS | 2032 | TAS | TAS | 66.0847 | 74.6547 | 8.4989 | Flexible domestic
FZ2172_240531a | Progressive Change - Final | CDP12 | H2 Domestic Flex_TAS | 2033 | TAS | TAS | 95.2936 | 106.0648 | 12.1079 | Flexible domestic
FZ2172_240531a | Progressive Change - Final | CDP12 | H2 Domestic Flex_TAS | 2034 | TAS | TAS | 93.8191 | 106.0648 | 12.1079 | Flexible domestic
FZ2172_240531a | Progressive Change - Final | CDP12 | H2 Domestic Flex_TAS | 2035 | TAS | TAS | 98.1518 | 109.2787 | 12.4747 | Flexible domestic
FZ2172_240531a | Progressive Change - Final | CDP12 | H2 Domestic Flex_TAS | 2036 | TAS | TAS | 99.4811 | 130.8837 | 14.9002 | Flexible domestic
FZ2172_240531a | Progressive Change - Final | CDP12 | H2 Domestic Flex_TAS | 2037 | TAS | TAS | 97.2629 | 130.5261 | 14.9002 | Flexible domestic
FZ2172_240531a | Progressive Change - Final | CDP12 | H2 Domestic Flex_TAS | 2038 | TAS | TAS | 174.1542 | 216.8567 | 24.7553 | Flexible domestic
FZ2172_240531a | Progressive Change - Final | CDP12 | H2 Domestic Flex_TAS | 2039 | TAS | TAS | 170.2738 | 216.8567 | 24.7553 | Flexible domestic
FZ2172_240531a | Progressive Change - Final | CDP12 | H2 Domestic Flex_TAS | 2040 | TAS | TAS | 167.28 | 217.4508 | 24.7553 | Flexible domestic
FZ2172_240531a | Progressive Change - Final | CDP12 | H2 Domestic Flex_TAS | 2041 | TAS | TAS | 165.4189 | 312.5319 | 35.6772 | Flexible domestic
FZ2172_240531a | Progressive Change - Final | CDP12 | H2 Domestic Flex_TAS | 2042 | TAS | TAS | 169.1686 | 312.5319 | 35.6772 | Flexible domestic
FZ2172_240531a | Progressive Change - Final | CDP12 | H2 Domestic Flex_TAS | 2043 | TAS | TAS | 170.1358 | 312.5319 | 35.6772 | Flexible domestic
FZ2172_240531a | Progressive Change - Final | CDP12 | H2 Domestic Flex_TAS | 2044 | TAS | TAS | 173.9124 | 313.3881 | 35.6772 | Flexible domestic
FZ2172_240531a | Progressive Change - Final | CDP12 | H2 Domestic Flex_TAS | 2045 | TAS | TAS | 175.0212 | 312.5319 | 35.6772 | Flexible domestic
FZ2172_240531a | Progressive Change - Final | CDP12 | H2 Domestic Flex_TAS | 2046 | TAS | TAS | 175.0212 | 312.5319 | 35.6772 | Flexible domestic
FZ2172_240531a | Progressive Change - Final | CDP12 | H2 Domestic Flex_TAS | 2047 | TAS | TAS | 175.0212 | 355.5001 | 40.5822 | Flexible domestic
FZ2172_240531a | Progressive Change - Final | CDP12 | H2 Domestic Flex_TAS | 2048 | TAS | TAS | 175.0212 | 356.4741 | 40.5822 | Flexible domestic
FZ2172_240531a | Progressive Change - Final | CDP12 | H2 Domestic Flex_TAS | 2049 | TAS | TAS | 175.0212 | 355.5001 | 40.5822 | Flexible domestic
FZ2172_240531a | Progressive Change - Final | CDP12 | H2 Domestic Flex_TAS | 2050 | TAS | TAS | 175.0212 | 357.8573 | 40.8513 | Flexible domestic
FZ2172_240531a | Progressive Change - Final | CDP12 | H2 Domestic Flex_TAS | 2051 | TAS | TAS | 175.0212 | 357.8573 | 40.8513 | Flexible domestic
FZ2172_240531a | Progressive Change - Final | CDP12 | H2 Domestic Flex_TAS | 2052 | TAS | TAS | 175.0212 | 359.53 | 40.9301 | Flexible domestic
FZ2172_240531a | Progressive Change - Final | CDP12 | H2 Domestic Fixed_VIC | 2025 | VIC | VIC | 2.5574 | 2.5574 | 0.29194 | Fixed domestic
FZ2172_240531a | Progressive Change - Final | CDP12 | H2 Domestic Fixed_VIC | 2026 | VIC | VIC | 4.0307 | 4.0307 | 0.46013 | Fixed domestic
FZ2172_240531a | Progressive Change - Final | CDP12 | H2 Domestic Fixed_VIC | 2027 | VIC | VIC | 4.0307 | 4.0307 | 0.46013 | Fixed domestic
FZ2172_240531a | Progressive Change - Final | CDP12 | H2 Domestic Fixed_VIC | 2028 | VIC | VIC | 4.0418 | 4.0418 | 0.46013 | Fixed domestic
FZ2172_240531a | Progressive Change - Final | CDP12 | H2 Domestic Fixed_VIC | 2029 | VIC | VIC | 50.4395 | 50.4395 | 5.7579 | Fixed domestic
FZ2172_240531a | Progressive Change - Final | CDP12 | H2 Domestic Fixed_VIC | 2030 | VIC | VIC | 139.1119 | 139.1119 | 15.8804 | Fixed domestic
FZ2172_240531a | Progressive Change - Final | CDP12 | H2 Domestic Fixed_VIC | 2031 | VIC | VIC | 139.1119 | 139.1119 | 15.8804 | Fixed domestic
FZ2172_240531a | Progressive Change - Final | CDP12 | H2 Domestic Fixed_VIC | 2032 | VIC | VIC | 204.8376 | 204.8376 | 23.3194 | Fixed domestic
FZ2172_240531a | Progressive Change - Final | CDP12 | H2 Domestic Fixed_VIC | 2033 | VIC | VIC | 420.9245 | 420.9245 | 48.0507 | Fixed domestic
FZ2172_240531a | Progressive Change - Final | CDP12 | H2 Domestic Fixed_VIC | 2034 | VIC | VIC | 420.9245 | 420.9245 | 48.0507 | Fixed domestic
FZ2172_240531a | Progressive Change - Final | CDP12 | H2 Domestic Fixed_VIC | 2035 | VIC | VIC | 489.2586 | 489.2586 | 55.8514 | Fixed domestic
FZ2172_240531a | Progressive Change - Final | CDP12 | H2 Domestic Fixed_VIC | 2036 | VIC | VIC | 549.27 | 549.27 | 62.5307 | Fixed domestic
FZ2172_240531a | Progressive Change - Final | CDP12 | H2 Domestic Fixed_VIC | 2037 | VIC | VIC | 547.7692 | 547.7692 | 62.5307 | Fixed domestic
FZ2172_240531a | Progressive Change - Final | CDP12 | H2 Domestic Fixed_VIC | 2038 | VIC | VIC | 576.3117 | 576.3117 | 65.789 | Fixed domestic
FZ2172_240531a | Progressive Change - Final | CDP12 | H2 Domestic Fixed_VIC | 2039 | VIC | VIC | 576.3117 | 576.3117 | 65.789 | Fixed domestic
FZ2172_240531a | Progressive Change - Final | CDP12 | H2 Domestic Fixed_VIC | 2040 | VIC | VIC | 577.8906 | 577.8906 | 65.789 | Fixed domestic
FZ2172_240531a | Progressive Change - Final | CDP12 | H2 Domestic Fixed_VIC | 2041 | VIC | VIC | 576.3117 | 576.3117 | 65.789 | Fixed domestic
FZ2172_240531a | Progressive Change - Final | CDP12 | H2 Domestic Fixed_VIC | 2042 | VIC | VIC | 576.3117 | 576.3117 | 65.789 | Fixed domestic
FZ2172_240531a | Progressive Change - Final | CDP12 | H2 Domestic Fixed_VIC | 2043 | VIC | VIC | 576.3117 | 576.3117 | 65.789 | Fixed domestic
FZ2172_240531a | Progressive Change - Final | CDP12 | H2 Domestic Fixed_VIC | 2044 | VIC | VIC | 598.902 | 598.902 | 68.181 | Fixed domestic
FZ2172_240531a | Progressive Change - Final | CDP12 | H2 Domestic Fixed_VIC | 2045 | VIC | VIC | 597.2657 | 597.2657 | 68.181 | Fixed domestic
FZ2172_240531a | Progressive Change - Final | CDP12 | H2 Domestic Fixed_VIC | 2046 | VIC | VIC | 597.2657 | 597.2657 | 68.181 | Fixed domestic
FZ2172_240531a | Progressive Change - Final | CDP12 | H2 Domestic Fixed_VIC | 2047 | VIC | VIC | 678.099 | 678.099 | 77.4086 | Fixed domestic
FZ2172_240531a | Progressive Change - Final | CDP12 | H2 Domestic Fixed_VIC | 2048 | VIC | VIC | 679.9568 | 679.9568 | 77.4086 | Fixed domestic
FZ2172_240531a | Progressive Change - Final | CDP12 | H2 Domestic Fixed_VIC | 2049 | VIC | VIC | 678.099 | 678.099 | 77.4086 | Fixed domestic
FZ2172_240531a | Progressive Change - Final | CDP12 | H2 Domestic Fixed_VIC | 2050 | VIC | VIC | 826.558 | 826.558 | 94.3559 | Fixed domestic
FZ2172_240531a | Progressive Change - Final | CDP12 | H2 Domestic Fixed_VIC | 2051 | VIC | VIC | 825.0847 | 825.0847 | 94.1877 | Fixed domestic
FZ2172_240531a | Progressive Change - Final | CDP12 | H2 Domestic Fixed_VIC | 2052 | VIC | VIC | 867.8842 | 867.8842 | 98.8028 | Fixed domestic
FZ2172_240531a | Progressive Change - Final | CDP12 | H2 Domestic Flex_VIC | 2025 | VIC | VIC | 49.3127 | 56.8302 | 6.4875 | Flexible domestic
FZ2172_240531a | Progressive Change - Final | CDP12 | H2 Domestic Flex_VIC | 2026 | VIC | VIC | 77.6668 | 89.5717 | 10.2251 | Flexible domestic
FZ2172_240531a | Progressive Change - Final | CDP12 | H2 Domestic Flex_VIC | 2027 | VIC | VIC | 75.935 | 89.5717 | 10.2251 | Flexible domestic
FZ2172_240531a | Progressive Change - Final | CDP12 | H2 Domestic Flex_VIC | 2028 | VIC | VIC | 74.2418 | 89.8171 | 10.2251 | Flexible domestic
FZ2172_240531a | Progressive Change - Final | CDP12 | H2 Domestic Flex_VIC | 2029 | VIC | VIC | 681.7364 | 1120.8784 | 127.9542 | Flexible domestic
FZ2172_240531a | Progressive Change - Final | CDP12 | H2 Domestic Flex_VIC | 2030 | VIC | VIC | 1845.7348 | 3091.376 | 352.8968 | Flexible domestic
FZ2172_240531a | Progressive Change - Final | CDP12 | H2 Domestic Flex_VIC | 2031 | VIC | VIC | 2721.9649 | 3091.376 | 352.8968 | Flexible domestic
FZ2172_240531a | Progressive Change - Final | CDP12 | H2 Domestic Flex_VIC | 2032 | VIC | VIC | 4029.4051 | 4551.9473 | 518.2089 | Flexible domestic
FZ2172_240531a | Progressive Change - Final | CDP12 | H2 Domestic Flex_VIC | 2033 | VIC | VIC | 7023.9976 | 9353.878 | 1067.7943 | Flexible domestic
FZ2172_240531a | Progressive Change - Final | CDP12 | H2 Domestic Flex_VIC | 2034 | VIC | VIC | 6901.807 | 9353.878 | 1067.7943 | Flexible domestic
FZ2172_240531a | Progressive Change - Final | CDP12 | H2 Domestic Flex_VIC | 2035 | VIC | VIC | 6908.0233 | 10872.4124 | 1241.143 | Flexible domestic
FZ2172_240531a | Progressive Change - Final | CDP12 | H2 Domestic Flex_VIC | 2036 | VIC | VIC | 6792.8171 | 12205.999 | 1389.5718 | Flexible domestic
FZ2172_240531a | Progressive Change - Final | CDP12 | H2 Domestic Flex_VIC | 2037 | VIC | VIC | 6641.3516 | 12172.6493 | 1389.5718 | Flexible domestic
FZ2172_240531a | Progressive Change - Final | CDP12 | H2 Domestic Flex_VIC | 2038 | VIC | VIC | 6623.0247 | 12806.9266 | 1461.9779 | Flexible domestic
FZ2172_240531a | Progressive Change - Final | CDP12 | H2 Domestic Flex_VIC | 2039 | VIC | VIC | 6516.1324 | 12806.9266 | 1461.9779 | Flexible domestic
FZ2172_240531a | Progressive Change - Final | CDP12 | H2 Domestic Flex_VIC | 2040 | VIC | VIC | 6406.72 | 12842.0141 | 1461.9779 | Flexible domestic
FZ2172_240531a | Progressive Change - Final | CDP12 | H2 Domestic Flex_VIC | 2041 | VIC | VIC | 6334.4865 | 12806.9266 | 1461.9779 | Flexible domestic
FZ2172_240531a | Progressive Change - Final | CDP12 | H2 Domestic Flex_VIC | 2042 | VIC | VIC | 6347.9136 | 12806.9266 | 1461.9779 | Flexible domestic
FZ2172_240531a | Progressive Change - Final | CDP12 | H2 Domestic Flex_VIC | 2043 | VIC | VIC | 6409.0816 | 12806.9266 | 1461.9779 | Flexible domestic
FZ2172_240531a | Progressive Change - Final | CDP12 | H2 Domestic Flex_VIC | 2044 | VIC | VIC | 6453.7612 | 13308.9333 | 1515.1336 | Flexible domestic
FZ2172_240531a | Progressive Change - Final | CDP12 | H2 Domestic Flex_VIC | 2045 | VIC | VIC | 6488.4471 | 13272.5701 | 1515.1336 | Flexible domestic
FZ2172_240531a | Progressive Change - Final | CDP12 | H2 Domestic Flex_VIC | 2046 | VIC | VIC | 6529.3694 | 13272.5701 | 1515.1336 | Flexible domestic
FZ2172_240531a | Progressive Change - Final | CDP12 | H2 Domestic Flex_VIC | 2047 | VIC | VIC | 6529.3694 | 15068.8668 | 1720.1903 | Flexible domestic
FZ2172_240531a | Progressive Change - Final | CDP12 | H2 Domestic Flex_VIC | 2048 | VIC | VIC | 6614.7091 | 15110.1514 | 1720.1903 | Flexible domestic
FZ2172_240531a | Progressive Change - Final | CDP12 | H2 Domestic Flex_VIC | 2049 | VIC | VIC | 6614.7091 | 15068.8668 | 1720.1903 | Flexible domestic
FZ2172_240531a | Progressive Change - Final | CDP12 | H2 Domestic Flex_VIC | 2050 | VIC | VIC | 7316.4323 | 18367.9563 | 2096.7987 | Flexible domestic
FZ2172_240531a | Progressive Change - Final | CDP12 | H2 Domestic Flex_VIC | 2051 | VIC | VIC | 7316.4323 | 18335.2149 | 2093.0611 | Flexible domestic
FZ2172_240531a | Progressive Change - Final | CDP12 | H2 Domestic Flex_VIC | 2052 | VIC | VIC | 7316.4323 | 19286.3149 | 2195.6187 | Flexible domestic
FZ2173_240531a | Progressive Change - Final | CDP13 | H2 Domestic Fixed_SNSW | 2025 | NSW | SNSW | 1.3276 | 1.3276 | 0.15156 | Fixed domestic
FZ2173_240531a | Progressive Change - Final | CDP13 | H2 Domestic Fixed_SNSW | 2026 | NSW | SNSW | 3.1853 | 3.1853 | 0.36362 | Fixed domestic
FZ2173_240531a | Progressive Change - Final | CDP13 | H2 Domestic Fixed_SNSW | 2027 | NSW | SNSW | 6.3084 | 6.3084 | 0.72014 | Fixed domestic
FZ2173_240531a | Progressive Change - Final | CDP13 | H2 Domestic Fixed_SNSW | 2028 | NSW | SNSW | 10.9957 | 10.9957 | 1.2518 | Fixed domestic
FZ2173_240531a | Progressive Change - Final | CDP13 | H2 Domestic Fixed_SNSW | 2029 | NSW | SNSW | 27.192 | 27.192 | 3.1041 | Fixed domestic
FZ2173_240531a | Progressive Change - Final | CDP13 | H2 Domestic Fixed_SNSW | 2030 | NSW | SNSW | 27.192 | 27.192 | 3.1041 | Fixed domestic
FZ2173_240531a | Progressive Change - Final | CDP13 | H2 Domestic Fixed_SNSW | 2031 | NSW | SNSW | 27.192 | 27.192 | 3.1041 | Fixed domestic
FZ2173_240531a | Progressive Change - Final | CDP13 | H2 Domestic Fixed_SNSW | 2032 | NSW | SNSW | 27.2665 | 27.2665 | 3.1041 | Fixed domestic
FZ2173_240531a | Progressive Change - Final | CDP13 | H2 Domestic Fixed_SNSW | 2033 | NSW | SNSW | 27.192 | 27.192 | 3.1041 | Fixed domestic
FZ2173_240531a | Progressive Change - Final | CDP13 | H2 Domestic Fixed_SNSW | 2034 | NSW | SNSW | 27.6335 | 27.6335 | 3.1545 | Fixed domestic
FZ2173_240531a | Progressive Change - Final | CDP13 | H2 Domestic Fixed_SNSW | 2035 | NSW | SNSW | 27.6335 | 27.6335 | 3.1545 | Fixed domestic
FZ2173_240531a | Progressive Change - Final | CDP13 | H2 Domestic Fixed_SNSW | 2036 | NSW | SNSW | 38.1133 | 38.1133 | 4.3389 | Fixed domestic
FZ2173_240531a | Progressive Change - Final | CDP13 | H2 Domestic Fixed_SNSW | 2037 | NSW | SNSW | 38.0092 | 38.0092 | 4.3389 | Fixed domestic
FZ2173_240531a | Progressive Change - Final | CDP13 | H2 Domestic Fixed_SNSW | 2038 | NSW | SNSW | 40.1835 | 40.1835 | 4.5872 | Fixed domestic
FZ2173_240531a | Progressive Change - Final | CDP13 | H2 Domestic Fixed_SNSW | 2039 | NSW | SNSW | 40.1835 | 40.1835 | 4.5872 | Fixed domestic
FZ2173_240531a | Progressive Change - Final | CDP13 | H2 Domestic Fixed_SNSW | 2040 | NSW | SNSW | 40.2935 | 40.2935 | 4.5872 | Fixed domestic
FZ2173_240531a | Progressive Change - Final | CDP13 | H2 Domestic Fixed_SNSW | 2041 | NSW | SNSW | 40.1835 | 40.1835 | 4.5872 | Fixed domestic
FZ2173_240531a | Progressive Change - Final | CDP13 | H2 Domestic Fixed_SNSW | 2042 | NSW | SNSW | 40.1835 | 40.1835 | 4.5872 | Fixed domestic
FZ2173_240531a | Progressive Change - Final | CDP13 | H2 Domestic Fixed_SNSW | 2043 | NSW | SNSW | 40.1835 | 40.1835 | 4.5872 | Fixed domestic
FZ2173_240531a | Progressive Change - Final | CDP13 | H2 Domestic Fixed_SNSW | 2044 | NSW | SNSW | 54.9452 | 54.9452 | 6.2551 | Fixed domestic
FZ2173_240531a | Progressive Change - Final | CDP13 | H2 Domestic Fixed_SNSW | 2045 | NSW | SNSW | 54.7951 | 54.7951 | 6.2551 | Fixed domestic
FZ2173_240531a | Progressive Change - Final | CDP13 | H2 Domestic Fixed_SNSW | 2046 | NSW | SNSW | 55.31 | 55.31 | 6.3139 | Fixed domestic
FZ2173_240531a | Progressive Change - Final | CDP13 | H2 Domestic Fixed_SNSW | 2047 | NSW | SNSW | 55.736 | 55.736 | 6.3626 | Fixed domestic
FZ2173_240531a | Progressive Change - Final | CDP13 | H2 Domestic Fixed_SNSW | 2048 | NSW | SNSW | 55.8887 | 55.8887 | 6.3626 | Fixed domestic
FZ2173_240531a | Progressive Change - Final | CDP13 | H2 Domestic Fixed_SNSW | 2049 | NSW | SNSW | 107.1346 | 107.1346 | 12.23 | Fixed domestic
FZ2173_240531a | Progressive Change - Final | CDP13 | H2 Domestic Fixed_SNSW | 2050 | NSW | SNSW | 206.5924 | 206.5924 | 23.5836 | Fixed domestic
FZ2173_240531a | Progressive Change - Final | CDP13 | H2 Domestic Fixed_SNSW | 2051 | NSW | SNSW | 208.9276 | 208.9276 | 23.8502 | Fixed domestic
FZ2173_240531a | Progressive Change - Final | CDP13 | H2 Domestic Fixed_SNSW | 2052 | NSW | SNSW | 206.3684 | 206.3684 | 23.4937 | Fixed domestic
FZ2173_240531a | Progressive Change - Final | CDP13 | H2 Domestic Flex_SNSW | 2025 | NSW | SNSW | 25.6001 | 29.5027 | 3.3679 | Flexible domestic
FZ2173_240531a | Progressive Change - Final | CDP13 | H2 Domestic Flex_SNSW | 2026 | NSW | SNSW | 61.376 | 70.7839 | 8.0803 | Flexible domestic
FZ2173_240531a | Progressive Change - Final | CDP13 | H2 Domestic Flex_SNSW | 2027 | NSW | SNSW | 120.043 | 140.1867 | 16.003 | Flexible domestic
FZ2173_240531a | Progressive Change - Final | CDP13 | H2 Domestic Flex_SNSW | 2028 | NSW | SNSW | 210.6775 | 244.3483 | 27.8174 | Flexible domestic
FZ2173_240531a | Progressive Change - Final | CDP13 | H2 Domestic Flex_SNSW | 2029 | NSW | SNSW | 349.4215 | 604.2666 | 68.9802 | Flexible domestic
FZ2173_240531a | Progressive Change - Final | CDP13 | H2 Domestic Flex_SNSW | 2030 | NSW | SNSW | 534.1801 | 604.2666 | 68.9802 | Flexible domestic
FZ2173_240531a | Progressive Change - Final | CDP13 | H2 Domestic Flex_SNSW | 2031 | NSW | SNSW | 492.3807 | 604.2666 | 68.9802 | Flexible domestic
FZ2173_240531a | Progressive Change - Final | CDP13 | H2 Domestic Flex_SNSW | 2032 | NSW | SNSW | 476.0744 | 605.9221 | 68.9802 | Flexible domestic
FZ2173_240531a | Progressive Change - Final | CDP13 | H2 Domestic Flex_SNSW | 2033 | NSW | SNSW | 481.2264 | 604.2666 | 68.9802 | Flexible domestic
FZ2173_240531a | Progressive Change - Final | CDP13 | H2 Domestic Flex_SNSW | 2034 | NSW | SNSW | 552.3411 | 614.0776 | 70.1002 | Flexible domestic
FZ2173_240531a | Progressive Change - Final | CDP13 | H2 Domestic Flex_SNSW | 2035 | NSW | SNSW | 545.5686 | 614.0776 | 70.1002 | Flexible domestic
FZ2173_240531a | Progressive Change - Final | CDP13 | H2 Domestic Flex_SNSW | 2036 | NSW | SNSW | 533.4557 | 846.9629 | 96.4211 | Flexible domestic
FZ2173_240531a | Progressive Change - Final | CDP13 | H2 Domestic Flex_SNSW | 2037 | NSW | SNSW | 521.5747 | 844.6488 | 96.4211 | Flexible domestic
FZ2173_240531a | Progressive Change - Final | CDP13 | H2 Domestic Flex_SNSW | 2038 | NSW | SNSW | 513.1738 | 892.9657 | 101.9367 | Flexible domestic
FZ2173_240531a | Progressive Change - Final | CDP13 | H2 Domestic Flex_SNSW | 2039 | NSW | SNSW | 505.0727 | 892.9657 | 101.9367 | Flexible domestic
FZ2173_240531a | Progressive Change - Final | CDP13 | H2 Domestic Flex_SNSW | 2040 | NSW | SNSW | 495.9991 | 895.4122 | 101.9367 | Flexible domestic
FZ2173_240531a | Progressive Change - Final | CDP13 | H2 Domestic Flex_SNSW | 2041 | NSW | SNSW | 490.409 | 892.9657 | 101.9367 | Flexible domestic
FZ2173_240531a | Progressive Change - Final | CDP13 | H2 Domestic Flex_SNSW | 2042 | NSW | SNSW | 493.7656 | 892.9657 | 101.9367 | Flexible domestic
FZ2173_240531a | Progressive Change - Final | CDP13 | H2 Domestic Flex_SNSW | 2043 | NSW | SNSW | 497.5281 | 892.9657 | 101.9367 | Flexible domestic
FZ2173_240531a | Progressive Change - Final | CDP13 | H2 Domestic Flex_SNSW | 2044 | NSW | SNSW | 500.06 | 1221.0051 | 139.0033 | Flexible domestic
FZ2173_240531a | Progressive Change - Final | CDP13 | H2 Domestic Flex_SNSW | 2045 | NSW | SNSW | 501.0179 | 1217.6691 | 139.0033 | Flexible domestic
FZ2173_240531a | Progressive Change - Final | CDP13 | H2 Domestic Flex_SNSW | 2046 | NSW | SNSW | 502.8628 | 1229.1104 | 140.3094 | Flexible domestic
FZ2173_240531a | Progressive Change - Final | CDP13 | H2 Domestic Flex_SNSW | 2047 | NSW | SNSW | 503.9421 | 1238.5783 | 141.3902 | Flexible domestic
FZ2173_240531a | Progressive Change - Final | CDP13 | H2 Domestic Flex_SNSW | 2048 | NSW | SNSW | 837.0633 | 1241.9717 | 141.3902 | Flexible domestic
FZ2173_240531a | Progressive Change - Final | CDP13 | H2 Domestic Flex_SNSW | 2049 | NSW | SNSW | 1166.1951 | 2380.768 | 271.7772 | Flexible domestic
FZ2173_240531a | Progressive Change - Final | CDP13 | H2 Domestic Flex_SNSW | 2050 | NSW | SNSW | 1495.0574 | 4590.9422 | 524.0802 | Flexible domestic
FZ2173_240531a | Progressive Change - Final | CDP13 | H2 Domestic Flex_SNSW | 2051 | NSW | SNSW | 1496.3303 | 4642.8363 | 530.0041 | Flexible domestic
FZ2173_240531a | Progressive Change - Final | CDP13 | H2 Domestic Flex_SNSW | 2052 | NSW | SNSW | 1495.761 | 4585.9634 | 522.0814 | Flexible domestic
FZ2173_240531a | Progressive Change - Final | CDP13 | H2 Domestic Fixed_SNW | 2025 | NSW | SNW | 6.7088 | 6.7088 | 0.76584 | Fixed domestic
FZ2173_240531a | Progressive Change - Final | CDP13 | H2 Domestic Fixed_SNW | 2026 | NSW | SNW | 16.2535 | 16.2535 | 1.8554 | Fixed domestic
FZ2173_240531a | Progressive Change - Final | CDP13 | H2 Domestic Fixed_SNW | 2027 | NSW | SNW | 32.1809 | 32.1809 | 3.6736 | Fixed domestic
FZ2173_240531a | Progressive Change - Final | CDP13 | H2 Domestic Fixed_SNW | 2028 | NSW | SNW | 56.1933 | 56.1933 | 6.3972 | Fixed domestic
FZ2173_240531a | Progressive Change - Final | CDP13 | H2 Domestic Fixed_SNW | 2029 | NSW | SNW | 129.4112 | 129.4112 | 14.773 | Fixed domestic
FZ2173_240531a | Progressive Change - Final | CDP13 | H2 Domestic Fixed_SNW | 2030 | NSW | SNW | 129.4112 | 129.4112 | 14.773 | Fixed domestic
FZ2173_240531a | Progressive Change - Final | CDP13 | H2 Domestic Fixed_SNW | 2031 | NSW | SNW | 129.4112 | 129.4112 | 14.773 | Fixed domestic
FZ2173_240531a | Progressive Change - Final | CDP13 | H2 Domestic Fixed_SNW | 2032 | NSW | SNW | 129.7658 | 129.7658 | 14.773 | Fixed domestic
FZ2173_240531a | Progressive Change - Final | CDP13 | H2 Domestic Fixed_SNW | 2033 | NSW | SNW | 129.4112 | 129.4112 | 14.773 | Fixed domestic
FZ2173_240531a | Progressive Change - Final | CDP13 | H2 Domestic Fixed_SNW | 2034 | NSW | SNW | 145.2244 | 145.2244 | 16.5781 | Fixed domestic
FZ2173_240531a | Progressive Change - Final | CDP13 | H2 Domestic Fixed_SNW | 2035 | NSW | SNW | 146.2042 | 146.2042 | 16.69 | Fixed domestic
FZ2173_240531a | Progressive Change - Final | CDP13 | H2 Domestic Fixed_SNW | 2036 | NSW | SNW | 224.5534 | 224.5534 | 25.5639 | Fixed domestic
FZ2173_240531a | Progressive Change - Final | CDP13 | H2 Domestic Fixed_SNW | 2037 | NSW | SNW | 223.9399 | 223.9399 | 25.5639 | Fixed domestic
FZ2173_240531a | Progressive Change - Final | CDP13 | H2 Domestic Fixed_SNW | 2038 | NSW | SNW | 237.2413 | 237.2413 | 27.0823 | Fixed domestic
FZ2173_240531a | Progressive Change - Final | CDP13 | H2 Domestic Fixed_SNW | 2039 | NSW | SNW | 237.2413 | 237.2413 | 27.0823 | Fixed domestic
FZ2173_240531a | Progressive Change - Final | CDP13 | H2 Domestic Fixed_SNW | 2040 | NSW | SNW | 237.8913 | 237.8913 | 27.0823 | Fixed domestic
FZ2173_240531a | Progressive Change - Final | CDP13 | H2 Domestic Fixed_SNW | 2041 | NSW | SNW | 237.2413 | 237.2413 | 27.0823 | Fixed domestic
FZ2173_240531a | Progressive Change - Final | CDP13 | H2 Domestic Fixed_SNW | 2042 | NSW | SNW | 237.2413 | 237.2413 | 27.0823 | Fixed domestic
FZ2173_240531a | Progressive Change - Final | CDP13 | H2 Domestic Fixed_SNW | 2043 | NSW | SNW | 237.2413 | 237.2413 | 27.0823 | Fixed domestic
FZ2173_240531a | Progressive Change - Final | CDP13 | H2 Domestic Fixed_SNW | 2044 | NSW | SNW | 282.9542 | 282.9542 | 32.2124 | Fixed domestic
FZ2173_240531a | Progressive Change - Final | CDP13 | H2 Domestic Fixed_SNW | 2045 | NSW | SNW | 282.1811 | 282.1811 | 32.2124 | Fixed domestic
FZ2173_240531a | Progressive Change - Final | CDP13 | H2 Domestic Fixed_SNW | 2046 | NSW | SNW | 284.5993 | 284.5993 | 32.4885 | Fixed domestic
FZ2173_240531a | Progressive Change - Final | CDP13 | H2 Domestic Fixed_SNW | 2047 | NSW | SNW | 294.7233 | 294.7233 | 33.6442 | Fixed domestic
FZ2173_240531a | Progressive Change - Final | CDP13 | H2 Domestic Fixed_SNW | 2048 | NSW | SNW | 345.9221 | 345.9221 | 39.3809 | Fixed domestic
FZ2173_240531a | Progressive Change - Final | CDP13 | H2 Domestic Fixed_SNW | 2049 | NSW | SNW | 556.9871 | 556.9871 | 63.583 | Fixed domestic
FZ2173_240531a | Progressive Change - Final | CDP13 | H2 Domestic Fixed_SNW | 2050 | NSW | SNW | 1043.5648 | 1043.5648 | 119.1284 | Fixed domestic
FZ2173_240531a | Progressive Change - Final | CDP13 | H2 Domestic Fixed_SNW | 2051 | NSW | SNW | 1075.8589 | 1075.8589 | 122.8149 | Fixed domestic
FZ2173_240531a | Progressive Change - Final | CDP13 | H2 Domestic Fixed_SNW | 2052 | NSW | SNW | 1062.8354 | 1062.8354 | 120.9967 | Fixed domestic
FZ2173_240531a | Progressive Change - Final | CDP13 | H2 Domestic Flex_SNW | 2025 | NSW | SNW | 129.3626 | 149.0835 | 17.0187 | Flexible domestic
FZ2173_240531a | Progressive Change - Final | CDP13 | H2 Domestic Flex_SNW | 2026 | NSW | SNW | 313.1838 | 361.189 | 41.2316 | Flexible domestic
FZ2173_240531a | Progressive Change - Final | CDP13 | H2 Domestic Flex_SNW | 2027 | NSW | SNW | 612.3729 | 715.1317 | 81.636 | Flexible domestic
FZ2173_240531a | Progressive Change - Final | CDP13 | H2 Domestic Flex_SNW | 2028 | NSW | SNW | 1076.6655 | 1248.7402 | 142.1608 | Flexible domestic
FZ2173_240531a | Progressive Change - Final | CDP13 | H2 Domestic Flex_SNW | 2029 | NSW | SNW | 1746.9973 | 2875.8056 | 328.2883 | Flexible domestic
FZ2173_240531a | Progressive Change - Final | CDP13 | H2 Domestic Flex_SNW | 2030 | NSW | SNW | 2542.2524 | 2875.8056 | 328.2883 | Flexible domestic
FZ2173_240531a | Progressive Change - Final | CDP13 | H2 Domestic Flex_SNW | 2031 | NSW | SNW | 2515.4538 | 2875.8056 | 328.2883 | Flexible domestic
FZ2173_240531a | Progressive Change - Final | CDP13 | H2 Domestic Flex_SNW | 2032 | NSW | SNW | 2464.6916 | 2883.6845 | 328.2883 | Flexible domestic
FZ2173_240531a | Progressive Change - Final | CDP13 | H2 Domestic Flex_SNW | 2033 | NSW | SNW | 2494.3596 | 2875.8056 | 328.2883 | Flexible domestic
FZ2173_240531a | Progressive Change - Final | CDP13 | H2 Domestic Flex_SNW | 2034 | NSW | SNW | 2885.4333 | 3227.2093 | 368.4029 | Flexible domestic
FZ2173_240531a | Progressive Change - Final | CDP13 | H2 Domestic Flex_SNW | 2035 | NSW | SNW | 2849.6575 | 3248.9813 | 370.8883 | Flexible domestic
FZ2173_240531a | Progressive Change - Final | CDP13 | H2 Domestic Flex_SNW | 2036 | NSW | SNW | 2786.0641 | 4990.0761 | 568.087 | Flexible domestic
FZ2173_240531a | Progressive Change - Final | CDP13 | H2 Domestic Flex_SNW | 2037 | NSW | SNW | 2723.9268 | 4976.442 | 568.087 | Flexible domestic
FZ2173_240531a | Progressive Change - Final | CDP13 | H2 Domestic Flex_SNW | 2038 | NSW | SNW | 2663.3638 | 5272.0299 | 601.8299 | Flexible domestic
FZ2173_240531a | Progressive Change - Final | CDP13 | H2 Domestic Flex_SNW | 2039 | NSW | SNW | 2620.6811 | 5272.0299 | 601.8299 | Flexible domestic
FZ2173_240531a | Progressive Change - Final | CDP13 | H2 Domestic Flex_SNW | 2040 | NSW | SNW | 2572.9575 | 5286.4738 | 601.8299 | Flexible domestic
FZ2173_240531a | Progressive Change - Final | CDP13 | H2 Domestic Flex_SNW | 2041 | NSW | SNW | 2543.9462 | 5272.0299 | 601.8299 | Flexible domestic
FZ2173_240531a | Progressive Change - Final | CDP13 | H2 Domestic Flex_SNW | 2042 | NSW | SNW | 2561.6328 | 5272.0299 | 601.8299 | Flexible domestic
FZ2173_240531a | Progressive Change - Final | CDP13 | H2 Domestic Flex_SNW | 2043 | NSW | SNW | 2563.6656 | 5272.0299 | 601.8299 | Flexible domestic
FZ2173_240531a | Progressive Change - Final | CDP13 | H2 Domestic Flex_SNW | 2044 | NSW | SNW | 2575.1833 | 6287.87 | 715.8322 | Flexible domestic
FZ2173_240531a | Progressive Change - Final | CDP13 | H2 Domestic Flex_SNW | 2045 | NSW | SNW | 2578.8465 | 6270.69 | 715.8322 | Flexible domestic
FZ2173_240531a | Progressive Change - Final | CDP13 | H2 Domestic Flex_SNW | 2046 | NSW | SNW | 2587.4979 | 6324.4299 | 721.9669 | Flexible domestic
FZ2173_240531a | Progressive Change - Final | CDP13 | H2 Domestic Flex_SNW | 2047 | NSW | SNW | 2592.1995 | 6549.4067 | 747.6492 | Flexible domestic
FZ2173_240531a | Progressive Change - Final | CDP13 | H2 Domestic Flex_SNW | 2048 | NSW | SNW | 4305.0496 | 7687.1567 | 875.1317 | Flexible domestic
FZ2173_240531a | Progressive Change - Final | CDP13 | H2 Domestic Flex_SNW | 2049 | NSW | SNW | 6005.5935 | 12377.4907 | 1412.9556 | Flexible domestic
FZ2173_240531a | Progressive Change - Final | CDP13 | H2 Domestic Flex_SNW | 2050 | NSW | SNW | 7706.5765 | 23190.3297 | 2647.2979 | Flexible domestic
FZ2173_240531a | Progressive Change - Final | CDP13 | H2 Domestic Flex_SNW | 2051 | NSW | SNW | 7705.3035 | 23907.9758 | 2729.221 | Flexible domestic
FZ2173_240531a | Progressive Change - Final | CDP13 | H2 Domestic Flex_SNW | 2052 | NSW | SNW | 7705.8728 | 23618.5647 | 2688.8166 | Flexible domestic
FZ2173_240531a | Progressive Change - Final | CDP13 | H2 Domestic Fixed_CQ | 2025 | QLD | CQ | 0.57346 | 0.57346 | 0.065464 | Fixed domestic
FZ2173_240531a | Progressive Change - Final | CDP13 | H2 Domestic Fixed_CQ | 2026 | QLD | CQ | 0.62369 | 0.62369 | 0.071197 | Fixed domestic
FZ2173_240531a | Progressive Change - Final | CDP13 | H2 Domestic Fixed_CQ | 2027 | QLD | CQ | 0.62369 | 0.62369 | 0.071197 | Fixed domestic
FZ2173_240531a | Progressive Change - Final | CDP13 | H2 Domestic Fixed_CQ | 2028 | QLD | CQ | 0.6254 | 0.6254 | 0.071197 | Fixed domestic
FZ2173_240531a | Progressive Change - Final | CDP13 | H2 Domestic Fixed_CQ | 2029 | QLD | CQ | 17.067 | 17.067 | 1.9483 | Fixed domestic
FZ2173_240531a | Progressive Change - Final | CDP13 | H2 Domestic Fixed_CQ | 2030 | QLD | CQ | 63.9795 | 63.9795 | 7.3036 | Fixed domestic
FZ2173_240531a | Progressive Change - Final | CDP13 | H2 Domestic Fixed_CQ | 2031 | QLD | CQ | 63.9795 | 63.9795 | 7.3036 | Fixed domestic
FZ2173_240531a | Progressive Change - Final | CDP13 | H2 Domestic Fixed_CQ | 2032 | QLD | CQ | 64.1548 | 64.1548 | 7.3036 | Fixed domestic
FZ2173_240531a | Progressive Change - Final | CDP13 | H2 Domestic Fixed_CQ | 2033 | QLD | CQ | 69.1223 | 69.1223 | 7.8907 | Fixed domestic
FZ2173_240531a | Progressive Change - Final | CDP13 | H2 Domestic Fixed_CQ | 2034 | QLD | CQ | 76.3225 | 76.3225 | 8.7126 | Fixed domestic
FZ2173_240531a | Progressive Change - Final | CDP13 | H2 Domestic Fixed_CQ | 2035 | QLD | CQ | 96.5362 | 96.5362 | 11.0201 | Fixed domestic
FZ2173_240531a | Progressive Change - Final | CDP13 | H2 Domestic Fixed_CQ | 2036 | QLD | CQ | 96.8007 | 96.8007 | 11.0201 | Fixed domestic
FZ2173_240531a | Progressive Change - Final | CDP13 | H2 Domestic Fixed_CQ | 2037 | QLD | CQ | 96.5362 | 96.5362 | 11.0201 | Fixed domestic
FZ2173_240531a | Progressive Change - Final | CDP13 | H2 Domestic Fixed_CQ | 2038 | QLD | CQ | 103.6866 | 103.6866 | 11.8364 | Fixed domestic
FZ2173_240531a | Progressive Change - Final | CDP13 | H2 Domestic Fixed_CQ | 2039 | QLD | CQ | 110.0706 | 110.0706 | 12.5651 | Fixed domestic
FZ2173_240531a | Progressive Change - Final | CDP13 | H2 Domestic Fixed_CQ | 2040 | QLD | CQ | 110.3721 | 110.3721 | 12.5651 | Fixed domestic
FZ2173_240531a | Progressive Change - Final | CDP13 | H2 Domestic Fixed_CQ | 2041 | QLD | CQ | 110.0706 | 110.0706 | 12.5651 | Fixed domestic
FZ2173_240531a | Progressive Change - Final | CDP13 | H2 Domestic Fixed_CQ | 2042 | QLD | CQ | 110.0706 | 110.0706 | 12.5651 | Fixed domestic
FZ2173_240531a | Progressive Change - Final | CDP13 | H2 Domestic Fixed_CQ | 2043 | QLD | CQ | 110.0706 | 110.0706 | 12.5651 | Fixed domestic
FZ2173_240531a | Progressive Change - Final | CDP13 | H2 Domestic Fixed_CQ | 2044 | QLD | CQ | 143.7307 | 143.7307 | 16.3628 | Fixed domestic
FZ2173_240531a | Progressive Change - Final | CDP13 | H2 Domestic Fixed_CQ | 2045 | QLD | CQ | 143.338 | 143.338 | 16.3628 | Fixed domestic
FZ2173_240531a | Progressive Change - Final | CDP13 | H2 Domestic Fixed_CQ | 2046 | QLD | CQ | 159.0865 | 159.0865 | 18.1606 | Fixed domestic
FZ2173_240531a | Progressive Change - Final | CDP13 | H2 Domestic Fixed_CQ | 2047 | QLD | CQ | 159.0865 | 159.0865 | 18.1606 | Fixed domestic
FZ2173_240531a | Progressive Change - Final | CDP13 | H2 Domestic Fixed_CQ | 2048 | QLD | CQ | 159.5223 | 159.5223 | 18.1606 | Fixed domestic
FZ2173_240531a | Progressive Change - Final | CDP13 | H2 Domestic Fixed_CQ | 2049 | QLD | CQ | 191.0077 | 191.0077 | 21.8045 | Fixed domestic
FZ2173_240531a | Progressive Change - Final | CDP13 | H2 Domestic Fixed_CQ | 2050 | QLD | CQ | 190.4343 | 190.4343 | 21.7391 | Fixed domestic
FZ2173_240531a | Progressive Change - Final | CDP13 | H2 Domestic Fixed_CQ | 2051 | QLD | CQ | 200.799 | 200.799 | 22.9223 | Fixed domestic
FZ2173_240531a | Progressive Change - Final | CDP13 | H2 Domestic Fixed_CQ | 2052 | QLD | CQ | 259.1106 | 259.1106 | 29.498 | Fixed domestic
FZ2173_240531a | Progressive Change - Final | CDP13 | H2 Domestic Flex_CQ | 2025 | QLD | CQ | 11.0579 | 12.7437 | 1.4548 | Flexible domestic
FZ2173_240531a | Progressive Change - Final | CDP13 | H2 Domestic Flex_CQ | 2026 | QLD | CQ | 12.0177 | 13.8598 | 1.5822 | Flexible domestic
FZ2173_240531a | Progressive Change - Final | CDP13 | H2 Domestic Flex_CQ | 2027 | QLD | CQ | 11.7569 | 13.8598 | 1.5822 | Flexible domestic
FZ2173_240531a | Progressive Change - Final | CDP13 | H2 Domestic Flex_CQ | 2028 | QLD | CQ | 10.2983 | 13.8977 | 1.5822 | Flexible domestic
FZ2173_240531a | Progressive Change - Final | CDP13 | H2 Domestic Flex_CQ | 2029 | QLD | CQ | 327.7287 | 379.2661 | 43.2952 | Flexible domestic
FZ2173_240531a | Progressive Change - Final | CDP13 | H2 Domestic Flex_CQ | 2030 | QLD | CQ | 1134.0005 | 1421.7669 | 162.3022 | Flexible domestic
FZ2173_240531a | Progressive Change - Final | CDP13 | H2 Domestic Flex_CQ | 2031 | QLD | CQ | 900.3638 | 1421.7669 | 162.3022 | Flexible domestic
FZ2173_240531a | Progressive Change - Final | CDP13 | H2 Domestic Flex_CQ | 2032 | QLD | CQ | 1081.8578 | 1425.6622 | 162.3022 | Flexible domestic
FZ2173_240531a | Progressive Change - Final | CDP13 | H2 Domestic Flex_CQ | 2033 | QLD | CQ | 1380.0604 | 1536.051 | 175.3483 | Flexible domestic
FZ2173_240531a | Progressive Change - Final | CDP13 | H2 Domestic Flex_CQ | 2034 | QLD | CQ | 1525.5419 | 1696.0553 | 193.6136 | Flexible domestic
FZ2173_240531a | Progressive Change - Final | CDP13 | H2 Domestic Flex_CQ | 2035 | QLD | CQ | 1607.3919 | 2145.2487 | 244.8914 | Flexible domestic
FZ2173_240531a | Progressive Change - Final | CDP13 | H2 Domestic Flex_CQ | 2036 | QLD | CQ | 1587.6047 | 2151.1261 | 244.8914 | Flexible domestic
FZ2173_240531a | Progressive Change - Final | CDP13 | H2 Domestic Flex_CQ | 2037 | QLD | CQ | 1567.6515 | 2145.2487 | 244.8914 | Flexible domestic
FZ2173_240531a | Progressive Change - Final | CDP13 | H2 Domestic Flex_CQ | 2038 | QLD | CQ | 1547.4387 | 2304.1464 | 263.0304 | Flexible domestic
FZ2173_240531a | Progressive Change - Final | CDP13 | H2 Domestic Flex_CQ | 2039 | QLD | CQ | 1531.3744 | 2446.0128 | 279.2252 | Flexible domestic
FZ2173_240531a | Progressive Change - Final | CDP13 | H2 Domestic Flex_CQ | 2040 | QLD | CQ | 1519.6012 | 2452.7142 | 279.2252 | Flexible domestic
FZ2173_240531a | Progressive Change - Final | CDP13 | H2 Domestic Flex_CQ | 2041 | QLD | CQ | 1513.8836 | 2446.0128 | 279.2252 | Flexible domestic
FZ2173_240531a | Progressive Change - Final | CDP13 | H2 Domestic Flex_CQ | 2042 | QLD | CQ | 1531.661 | 2446.0128 | 279.2252 | Flexible domestic
FZ2173_240531a | Progressive Change - Final | CDP13 | H2 Domestic Flex_CQ | 2043 | QLD | CQ | 1551.8681 | 2446.0128 | 279.2252 | Flexible domestic
FZ2173_240531a | Progressive Change - Final | CDP13 | H2 Domestic Flex_CQ | 2044 | QLD | CQ | 1569.722 | 3194.0146 | 363.6173 | Flexible domestic
FZ2173_240531a | Progressive Change - Final | CDP13 | H2 Domestic Flex_CQ | 2045 | QLD | CQ | 1589.3224 | 3185.2878 | 363.6173 | Flexible domestic
FZ2173_240531a | Progressive Change - Final | CDP13 | H2 Domestic Flex_CQ | 2046 | QLD | CQ | 1606.9562 | 3535.2551 | 403.5679 | Flexible domestic
FZ2173_240531a | Progressive Change - Final | CDP13 | H2 Domestic Flex_CQ | 2047 | QLD | CQ | 1623.1005 | 3535.2551 | 403.5679 | Flexible domestic
FZ2173_240531a | Progressive Change - Final | CDP13 | H2 Domestic Flex_CQ | 2048 | QLD | CQ | 1643.5557 | 3544.9408 | 403.5679 | Flexible domestic
FZ2173_240531a | Progressive Change - Final | CDP13 | H2 Domestic Flex_CQ | 2049 | QLD | CQ | 1667.5906 | 4244.6163 | 484.5452 | Flexible domestic
FZ2173_240531a | Progressive Change - Final | CDP13 | H2 Domestic Flex_CQ | 2050 | QLD | CQ | 1667.5906 | 4231.8726 | 483.0905 | Flexible domestic
FZ2173_240531a | Progressive Change - Final | CDP13 | H2 Domestic Flex_CQ | 2051 | QLD | CQ | 1667.5906 | 4462.2009 | 509.3837 | Flexible domestic
FZ2173_240531a | Progressive Change - Final | CDP13 | H2 Domestic Flex_CQ | 2052 | QLD | CQ | 2319.4322 | 5758.0132 | 655.5115 | Flexible domestic
FZ2173_240531a | Progressive Change - Final | CDP13 | H2 Domestic Fixed_SQ | 2025 | QLD | SQ | 0.30474 | 0.30474 | 0.034787 | Fixed domestic
FZ2173_240531a | Progressive Change - Final | CDP13 | H2 Domestic Fixed_SQ | 2026 | QLD | SQ | 0.30474 | 0.30474 | 0.034787 | Fixed domestic
FZ2173_240531a | Progressive Change - Final | CDP13 | H2 Domestic Fixed_SQ | 2027 | QLD | SQ | 0.30474 | 0.30474 | 0.034787 | Fixed domestic
FZ2173_240531a | Progressive Change - Final | CDP13 | H2 Domestic Fixed_SQ | 2028 | QLD | SQ | 0.30557 | 0.30557 | 0.034787 | Fixed domestic
FZ2173_240531a | Progressive Change - Final | CDP13 | H2 Domestic Fixed_SQ | 2029 | QLD | SQ | 6.8926 | 6.8926 | 0.78682 | Fixed domestic
FZ2173_240531a | Progressive Change - Final | CDP13 | H2 Domestic Fixed_SQ | 2030 | QLD | SQ | 29.464 | 29.464 | 3.3635 | Fixed domestic
FZ2173_240531a | Progressive Change - Final | CDP13 | H2 Domestic Fixed_SQ | 2031 | QLD | SQ | 29.464 | 29.464 | 3.3635 | Fixed domestic
FZ2173_240531a | Progressive Change - Final | CDP13 | H2 Domestic Fixed_SQ | 2032 | QLD | SQ | 56.5148 | 56.5148 | 6.4338 | Fixed domestic
FZ2173_240531a | Progressive Change - Final | CDP13 | H2 Domestic Fixed_SQ | 2033 | QLD | SQ | 86.0449 | 86.0449 | 9.8225 | Fixed domestic
FZ2173_240531a | Progressive Change - Final | CDP13 | H2 Domestic Fixed_SQ | 2034 | QLD | SQ | 104.4069 | 104.4069 | 11.9186 | Fixed domestic
FZ2173_240531a | Progressive Change - Final | CDP13 | H2 Domestic Fixed_SQ | 2035 | QLD | SQ | 157.3558 | 157.3558 | 17.963 | Fixed domestic
FZ2173_240531a | Progressive Change - Final | CDP13 | H2 Domestic Fixed_SQ | 2036 | QLD | SQ | 159.8818 | 159.8818 | 18.2015 | Fixed domestic
FZ2173_240531a | Progressive Change - Final | CDP13 | H2 Domestic Fixed_SQ | 2037 | QLD | SQ | 160.7371 | 160.7371 | 18.349 | Fixed domestic
FZ2173_240531a | Progressive Change - Final | CDP13 | H2 Domestic Fixed_SQ | 2038 | QLD | SQ | 160.7371 | 160.7371 | 18.349 | Fixed domestic
FZ2173_240531a | Progressive Change - Final | CDP13 | H2 Domestic Fixed_SQ | 2039 | QLD | SQ | 169.5005 | 169.5005 | 19.3494 | Fixed domestic
FZ2173_240531a | Progressive Change - Final | CDP13 | H2 Domestic Fixed_SQ | 2040 | QLD | SQ | 178.0107 | 178.0107 | 20.2653 | Fixed domestic
FZ2173_240531a | Progressive Change - Final | CDP13 | H2 Domestic Fixed_SQ | 2041 | QLD | SQ | 184.9934 | 184.9934 | 21.118 | Fixed domestic
FZ2173_240531a | Progressive Change - Final | CDP13 | H2 Domestic Fixed_SQ | 2042 | QLD | SQ | 184.9934 | 184.9934 | 21.118 | Fixed domestic
FZ2173_240531a | Progressive Change - Final | CDP13 | H2 Domestic Fixed_SQ | 2043 | QLD | SQ | 184.9934 | 184.9934 | 21.118 | Fixed domestic
FZ2173_240531a | Progressive Change - Final | CDP13 | H2 Domestic Fixed_SQ | 2044 | QLD | SQ | 256.1772 | 256.1772 | 29.1641 | Fixed domestic
FZ2173_240531a | Progressive Change - Final | CDP13 | H2 Domestic Fixed_SQ | 2045 | QLD | SQ | 255.4773 | 255.4773 | 29.1641 | Fixed domestic
FZ2173_240531a | Progressive Change - Final | CDP13 | H2 Domestic Fixed_SQ | 2046 | QLD | SQ | 264.0083 | 264.0083 | 30.1379 | Fixed domestic
FZ2173_240531a | Progressive Change - Final | CDP13 | H2 Domestic Fixed_SQ | 2047 | QLD | SQ | 264.0083 | 264.0083 | 30.1379 | Fixed domestic
FZ2173_240531a | Progressive Change - Final | CDP13 | H2 Domestic Fixed_SQ | 2048 | QLD | SQ | 264.7316 | 264.7316 | 30.1379 | Fixed domestic
FZ2173_240531a | Progressive Change - Final | CDP13 | H2 Domestic Fixed_SQ | 2049 | QLD | SQ | 286.5764 | 286.5764 | 32.7142 | Fixed domestic
FZ2173_240531a | Progressive Change - Final | CDP13 | H2 Domestic Fixed_SQ | 2050 | QLD | SQ | 286.2716 | 286.2716 | 32.6794 | Fixed domestic
FZ2173_240531a | Progressive Change - Final | CDP13 | H2 Domestic Fixed_SQ | 2051 | QLD | SQ | 315.3975 | 315.3975 | 36.0043 | Fixed domestic
FZ2173_240531a | Progressive Change - Final | CDP13 | H2 Domestic Fixed_SQ | 2052 | QLD | SQ | 407.2524 | 407.2524 | 46.363 | Fixed domestic
FZ2173_240531a | Progressive Change - Final | CDP13 | H2 Domestic Flex_SQ | 2025 | QLD | SQ | 5.8761 | 6.7719 | 0.77305 | Flexible domestic
FZ2173_240531a | Progressive Change - Final | CDP13 | H2 Domestic Flex_SQ | 2026 | QLD | SQ | 4.5388 | 6.7719 | 0.77305 | Flexible domestic
FZ2173_240531a | Progressive Change - Final | CDP13 | H2 Domestic Flex_SQ | 2027 | QLD | SQ | 4.4304 | 6.7719 | 0.77305 | Flexible domestic
FZ2173_240531a | Progressive Change - Final | CDP13 | H2 Domestic Flex_SQ | 2028 | QLD | SQ | 5.5281 | 6.7905 | 0.77305 | Flexible domestic
FZ2173_240531a | Progressive Change - Final | CDP13 | H2 Domestic Flex_SQ | 2029 | QLD | SQ | 132.3544 | 153.1679 | 17.4849 | Flexible domestic
FZ2173_240531a | Progressive Change - Final | CDP13 | H2 Domestic Flex_SQ | 2030 | QLD | SQ | 277.6234 | 654.7545 | 74.7437 | Flexible domestic
FZ2173_240531a | Progressive Change - Final | CDP13 | H2 Domestic Flex_SQ | 2031 | QLD | SQ | 533.7942 | 654.7545 | 74.7437 | Flexible domestic
FZ2173_240531a | Progressive Change - Final | CDP13 | H2 Domestic Flex_SQ | 2032 | QLD | SQ | 1111.7142 | 1255.8837 | 142.974 | Flexible domestic
FZ2173_240531a | Progressive Change - Final | CDP13 | H2 Domestic Flex_SQ | 2033 | QLD | SQ | 1717.929 | 1912.1095 | 218.2773 | Flexible domestic
FZ2173_240531a | Progressive Change - Final | CDP13 | H2 Domestic Flex_SQ | 2034 | QLD | SQ | 2086.8953 | 2320.1526 | 264.8576 | Flexible domestic
FZ2173_240531a | Progressive Change - Final | CDP13 | H2 Domestic Flex_SQ | 2035 | QLD | SQ | 2320.777 | 3496.7954 | 399.1776 | Flexible domestic
FZ2173_240531a | Progressive Change - Final | CDP13 | H2 Domestic Flex_SQ | 2036 | QLD | SQ | 2301.9489 | 3552.9295 | 404.4774 | Flexible domestic
FZ2173_240531a | Progressive Change - Final | CDP13 | H2 Domestic Flex_SQ | 2037 | QLD | SQ | 2282.232 | 3571.9357 | 407.7552 | Flexible domestic
FZ2173_240531a | Progressive Change - Final | CDP13 | H2 Domestic Flex_SQ | 2038 | QLD | SQ | 2261.84 | 3571.9357 | 407.7552 | Flexible domestic
FZ2173_240531a | Progressive Change - Final | CDP13 | H2 Domestic Flex_SQ | 2039 | QLD | SQ | 2246.434 | 3766.6783 | 429.9861 | Flexible domestic
FZ2173_240531a | Progressive Change - Final | CDP13 | H2 Domestic Flex_SQ | 2040 | QLD | SQ | 2236.3443 | 3955.7937 | 450.3408 | Flexible domestic
FZ2173_240531a | Progressive Change - Final | CDP13 | H2 Domestic Flex_SQ | 2041 | QLD | SQ | 2233.9511 | 4110.9646 | 469.2882 | Flexible domestic
FZ2173_240531a | Progressive Change - Final | CDP13 | H2 Domestic Flex_SQ | 2042 | QLD | SQ | 2265.7026 | 4110.9646 | 469.2882 | Flexible domestic
FZ2173_240531a | Progressive Change - Final | CDP13 | H2 Domestic Flex_SQ | 2043 | QLD | SQ | 2302.2811 | 4110.9646 | 469.2882 | Flexible domestic
FZ2173_240531a | Progressive Change - Final | CDP13 | H2 Domestic Flex_SQ | 2044 | QLD | SQ | 2336.026 | 5692.8272 | 648.0905 | Flexible domestic
FZ2173_240531a | Progressive Change - Final | CDP13 | H2 Domestic Flex_SQ | 2045 | QLD | SQ | 2372.346 | 5677.2731 | 648.0905 | Flexible domestic
FZ2173_240531a | Progressive Change - Final | CDP13 | H2 Domestic Flex_SQ | 2046 | QLD | SQ | 2405.1384 | 5866.8517 | 669.7319 | Flexible domestic
FZ2173_240531a | Progressive Change - Final | CDP13 | H2 Domestic Flex_SQ | 2047 | QLD | SQ | 2433.1581 | 5866.8517 | 669.7319 | Flexible domestic
FZ2173_240531a | Progressive Change - Final | CDP13 | H2 Domestic Flex_SQ | 2048 | QLD | SQ | 2470.9132 | 5882.9253 | 669.7319 | Flexible domestic
FZ2173_240531a | Progressive Change - Final | CDP13 | H2 Domestic Flex_SQ | 2049 | QLD | SQ | 2507.0472 | 6368.3638 | 726.9822 | Flexible domestic
FZ2173_240531a | Progressive Change - Final | CDP13 | H2 Domestic Flex_SQ | 2050 | QLD | SQ | 2507.0472 | 6361.5919 | 726.2091 | Flexible domestic
FZ2173_240531a | Progressive Change - Final | CDP13 | H2 Domestic Flex_SQ | 2051 | QLD | SQ | 2507.0472 | 7008.8326 | 800.095 | Flexible domestic
FZ2173_240531a | Progressive Change - Final | CDP13 | H2 Domestic Flex_SQ | 2052 | QLD | SQ | 2992.4706 | 9050.0538 | 1030.2885 | Flexible domestic
FZ2173_240531a | Progressive Change - Final | CDP13 | H2 Domestic Fixed_CSA | 2025 | SA | CSA | 0.023265 | 0.023265 | 0.0026558 | Fixed domestic
FZ2173_240531a | Progressive Change - Final | CDP13 | H2 Domestic Fixed_CSA | 2026 | SA | CSA | 0.023265 | 0.023265 | 0.0026558 | Fixed domestic
FZ2173_240531a | Progressive Change - Final | CDP13 | H2 Domestic Fixed_CSA | 2027 | SA | CSA | 0.023265 | 0.023265 | 0.0026558 | Fixed domestic
FZ2173_240531a | Progressive Change - Final | CDP13 | H2 Domestic Fixed_CSA | 2028 | SA | CSA | 0.023329 | 0.023329 | 0.0026558 | Fixed domestic
FZ2173_240531a | Progressive Change - Final | CDP13 | H2 Domestic Fixed_CSA | 2029 | SA | CSA | 0.027259 | 0.027259 | 0.0031118 | Fixed domestic
FZ2173_240531a | Progressive Change - Final | CDP13 | H2 Domestic Fixed_CSA | 2030 | SA | CSA | 0.027259 | 0.027259 | 0.0031118 | Fixed domestic
FZ2173_240531a | Progressive Change - Final | CDP13 | H2 Domestic Fixed_CSA | 2031 | SA | CSA | 0.027259 | 0.027259 | 0.0031118 | Fixed domestic
FZ2173_240531a | Progressive Change - Final | CDP13 | H2 Domestic Fixed_CSA | 2032 | SA | CSA | 0.027334 | 0.027334 | 0.0031118 | Fixed domestic
FZ2173_240531a | Progressive Change - Final | CDP13 | H2 Domestic Fixed_CSA | 2033 | SA | CSA | 0.027259 | 0.027259 | 0.0031118 | Fixed domestic
FZ2173_240531a | Progressive Change - Final | CDP13 | H2 Domestic Fixed_CSA | 2034 | SA | CSA | 0.027259 | 0.027259 | 0.0031118 | Fixed domestic
FZ2173_240531a | Progressive Change - Final | CDP13 | H2 Domestic Fixed_CSA | 2035 | SA | CSA | 0.027862 | 0.027862 | 0.0031806 | Fixed domestic
FZ2173_240531a | Progressive Change - Final | CDP13 | H2 Domestic Fixed_CSA | 2036 | SA | CSA | 0.032939 | 0.032939 | 0.0037499 | Fixed domestic
FZ2173_240531a | Progressive Change - Final | CDP13 | H2 Domestic Fixed_CSA | 2037 | SA | CSA | 0.032849 | 0.032849 | 0.0037499 | Fixed domestic
FZ2173_240531a | Progressive Change - Final | CDP13 | H2 Domestic Fixed_CSA | 2038 | SA | CSA | 0.036308 | 0.036308 | 0.0041448 | Fixed domestic
FZ2173_240531a | Progressive Change - Final | CDP13 | H2 Domestic Fixed_CSA | 2039 | SA | CSA | 0.036308 | 0.036308 | 0.0041448 | Fixed domestic
FZ2173_240531a | Progressive Change - Final | CDP13 | H2 Domestic Fixed_CSA | 2040 | SA | CSA | 0.036408 | 0.036408 | 0.0041448 | Fixed domestic
FZ2173_240531a | Progressive Change - Final | CDP13 | H2 Domestic Fixed_CSA | 2041 | SA | CSA | 0.036308 | 0.036308 | 0.0041448 | Fixed domestic
FZ2173_240531a | Progressive Change - Final | CDP13 | H2 Domestic Fixed_CSA | 2042 | SA | CSA | 0.036308 | 0.036308 | 0.0041448 | Fixed domestic
FZ2173_240531a | Progressive Change - Final | CDP13 | H2 Domestic Fixed_CSA | 2043 | SA | CSA | 11.0969 | 11.0969 | 1.2668 | Fixed domestic
FZ2173_240531a | Progressive Change - Final | CDP13 | H2 Domestic Fixed_CSA | 2044 | SA | CSA | 18.3039 | 18.3039 | 2.0838 | Fixed domestic
FZ2173_240531a | Progressive Change - Final | CDP13 | H2 Domestic Fixed_CSA | 2045 | SA | CSA | 18.2539 | 18.2539 | 2.0838 | Fixed domestic
FZ2173_240531a | Progressive Change - Final | CDP13 | H2 Domestic Fixed_CSA | 2046 | SA | CSA | 25.6896 | 25.6896 | 2.9326 | Fixed domestic
FZ2173_240531a | Progressive Change - Final | CDP13 | H2 Domestic Fixed_CSA | 2047 | SA | CSA | 25.7861 | 25.7861 | 2.9436 | Fixed domestic
FZ2173_240531a | Progressive Change - Final | CDP13 | H2 Domestic Fixed_CSA | 2048 | SA | CSA | 25.8568 | 25.8568 | 2.9436 | Fixed domestic
FZ2173_240531a | Progressive Change - Final | CDP13 | H2 Domestic Fixed_CSA | 2049 | SA | CSA | 31.6891 | 31.6891 | 3.6175 | Fixed domestic
FZ2173_240531a | Progressive Change - Final | CDP13 | H2 Domestic Fixed_CSA | 2050 | SA | CSA | 69.0198 | 69.0198 | 7.879 | Fixed domestic
FZ2173_240531a | Progressive Change - Final | CDP13 | H2 Domestic Fixed_CSA | 2051 | SA | CSA | 69.0198 | 69.0198 | 7.879 | Fixed domestic
FZ2173_240531a | Progressive Change - Final | CDP13 | H2 Domestic Fixed_CSA | 2052 | SA | CSA | 73.6052 | 73.6052 | 8.3795 | Fixed domestic
FZ2173_240531a | Progressive Change - Final | CDP13 | H2 Domestic Flex_CSA | 2025 | SA | CSA | 0 | 0.517 | 0.059018 | Flexible domestic
FZ2173_240531a | Progressive Change - Final | CDP13 | H2 Domestic Flex_CSA | 2026 | SA | CSA | 0 | 0.517 | 0.059018 | Flexible domestic
FZ2173_240531a | Progressive Change - Final | CDP13 | H2 Domestic Flex_CSA | 2027 | SA | CSA | 0 | 0.517 | 0.059018 | Flexible domestic
FZ2173_240531a | Progressive Change - Final | CDP13 | H2 Domestic Flex_CSA | 2028 | SA | CSA | 0 | 0.51842 | 0.059018 | Flexible domestic
FZ2173_240531a | Progressive Change - Final | CDP13 | H2 Domestic Flex_CSA | 2029 | SA | CSA | 0 | 0.60576 | 0.06915 | Flexible domestic
FZ2173_240531a | Progressive Change - Final | CDP13 | H2 Domestic Flex_CSA | 2030 | SA | CSA | 0 | 0.60576 | 0.06915 | Flexible domestic
FZ2173_240531a | Progressive Change - Final | CDP13 | H2 Domestic Flex_CSA | 2031 | SA | CSA | 0 | 0.60576 | 0.06915 | Flexible domestic
FZ2173_240531a | Progressive Change - Final | CDP13 | H2 Domestic Flex_CSA | 2032 | SA | CSA | 0 | 0.60742 | 0.06915 | Flexible domestic
FZ2173_240531a | Progressive Change - Final | CDP13 | H2 Domestic Flex_CSA | 2033 | SA | CSA | 0 | 0.60576 | 0.06915 | Flexible domestic
FZ2173_240531a | Progressive Change - Final | CDP13 | H2 Domestic Flex_CSA | 2034 | SA | CSA | 0 | 0.60576 | 0.06915 | Flexible domestic
FZ2173_240531a | Progressive Change - Final | CDP13 | H2 Domestic Flex_CSA | 2035 | SA | CSA | 0 | 0.61916 | 0.07068 | Flexible domestic
FZ2173_240531a | Progressive Change - Final | CDP13 | H2 Domestic Flex_CSA | 2036 | SA | CSA | 0 | 0.73198 | 0.083331 | Flexible domestic
FZ2173_240531a | Progressive Change - Final | CDP13 | H2 Domestic Flex_CSA | 2037 | SA | CSA | 0 | 0.72998 | 0.083331 | Flexible domestic
FZ2173_240531a | Progressive Change - Final | CDP13 | H2 Domestic Flex_CSA | 2038 | SA | CSA | 0 | 0.80685 | 0.092106 | Flexible domestic
FZ2173_240531a | Progressive Change - Final | CDP13 | H2 Domestic Flex_CSA | 2039 | SA | CSA | 0 | 0.80685 | 0.092106 | Flexible domestic
FZ2173_240531a | Progressive Change - Final | CDP13 | H2 Domestic Flex_CSA | 2040 | SA | CSA | 0 | 0.80906 | 0.092106 | Flexible domestic
FZ2173_240531a | Progressive Change - Final | CDP13 | H2 Domestic Flex_CSA | 2041 | SA | CSA | 0 | 0.80685 | 0.092106 | Flexible domestic
FZ2173_240531a | Progressive Change - Final | CDP13 | H2 Domestic Flex_CSA | 2042 | SA | CSA | 0 | 0.80685 | 0.092106 | Flexible domestic
FZ2173_240531a | Progressive Change - Final | CDP13 | H2 Domestic Flex_CSA | 2043 | SA | CSA | 161.764 | 246.5984 | 28.1505 | Flexible domestic
FZ2173_240531a | Progressive Change - Final | CDP13 | H2 Domestic Flex_CSA | 2044 | SA | CSA | 166.0568 | 406.7536 | 46.3062 | Flexible domestic
FZ2173_240531a | Progressive Change - Final | CDP13 | H2 Domestic Flex_CSA | 2045 | SA | CSA | 166.0758 | 405.6423 | 46.3062 | Flexible domestic
FZ2173_240531a | Progressive Change - Final | CDP13 | H2 Domestic Flex_CSA | 2046 | SA | CSA | 233.5625 | 570.8795 | 65.1689 | Flexible domestic
FZ2173_240531a | Progressive Change - Final | CDP13 | H2 Domestic Flex_CSA | 2047 | SA | CSA | 234.2914 | 573.0248 | 65.4138 | Flexible domestic
FZ2173_240531a | Progressive Change - Final | CDP13 | H2 Domestic Flex_CSA | 2048 | SA | CSA | 233.744 | 574.5947 | 65.4138 | Flexible domestic
FZ2173_240531a | Progressive Change - Final | CDP13 | H2 Domestic Flex_CSA | 2049 | SA | CSA | 343.4483 | 704.203 | 80.3885 | Flexible domestic
FZ2173_240531a | Progressive Change - Final | CDP13 | H2 Domestic Flex_CSA | 2050 | SA | CSA | 618.0921 | 1533.774 | 175.0884 | Flexible domestic
FZ2173_240531a | Progressive Change - Final | CDP13 | H2 Domestic Flex_CSA | 2051 | SA | CSA | 620.1975 | 1533.774 | 175.0884 | Flexible domestic
FZ2173_240531a | Progressive Change - Final | CDP13 | H2 Domestic Flex_CSA | 2052 | SA | CSA | 620.6331 | 1635.6711 | 186.2103 | Flexible domestic
FZ2173_240531a | Progressive Change - Final | CDP13 | Whyalla H2 load_fixed | 2025 | SA | CSA | 0 | 0 | 0 | Fixed domestic
FZ2173_240531a | Progressive Change - Final | CDP13 | Whyalla H2 load_fixed | 2026 | SA | CSA | 24.6375 | 24.6375 | 2.8125 | Fixed domestic
FZ2173_240531a | Progressive Change - Final | CDP13 | Whyalla H2 load_fixed | 2027 | SA | CSA | 73.9125 | 73.9125 | 8.4375 | Fixed domestic
FZ2173_240531a | Progressive Change - Final | CDP13 | Whyalla H2 load_fixed | 2028 | SA | CSA | 98.82 | 98.82 | 11.25 | Fixed domestic
FZ2173_240531a | Progressive Change - Final | CDP13 | Whyalla H2 load_fixed | 2029 | SA | CSA | 98.55 | 98.55 | 11.25 | Fixed domestic
FZ2173_240531a | Progressive Change - Final | CDP13 | Whyalla H2 load_fixed | 2030 | SA | CSA | 98.55 | 98.55 | 11.25 | Fixed domestic
FZ2173_240531a | Progressive Change - Final | CDP13 | Whyalla H2 load_fixed | 2031 | SA | CSA | 98.55 | 98.55 | 11.25 | Fixed domestic
FZ2173_240531a | Progressive Change - Final | CDP13 | Whyalla H2 load_fixed | 2032 | SA | CSA | 98.82 | 98.82 | 11.25 | Fixed domestic
FZ2173_240531a | Progressive Change - Final | CDP13 | Whyalla H2 load_fixed | 2033 | SA | CSA | 98.55 | 98.55 | 11.25 | Fixed domestic
FZ2173_240531a | Progressive Change - Final | CDP13 | Whyalla H2 load_fixed | 2034 | SA | CSA | 98.55 | 98.55 | 11.25 | Fixed domestic
FZ2173_240531a | Progressive Change - Final | CDP13 | Whyalla H2 load_fixed | 2035 | SA | CSA | 98.55 | 98.55 | 11.25 | Fixed domestic
FZ2173_240531a | Progressive Change - Final | CDP13 | Whyalla H2 load_fixed | 2036 | SA | CSA | 98.82 | 98.82 | 11.25 | Fixed domestic
FZ2173_240531a | Progressive Change - Final | CDP13 | Whyalla H2 load_fixed | 2037 | SA | CSA | 98.55 | 98.55 | 11.25 | Fixed domestic
FZ2173_240531a | Progressive Change - Final | CDP13 | Whyalla H2 load_fixed | 2038 | SA | CSA | 98.55 | 98.55 | 11.25 | Fixed domestic
FZ2173_240531a | Progressive Change - Final | CDP13 | Whyalla H2 load_fixed | 2039 | SA | CSA | 98.55 | 98.55 | 11.25 | Fixed domestic
FZ2173_240531a | Progressive Change - Final | CDP13 | Whyalla H2 load_fixed | 2040 | SA | CSA | 98.82 | 98.82 | 11.25 | Fixed domestic
FZ2173_240531a | Progressive Change - Final | CDP13 | Whyalla H2 load_fixed | 2041 | SA | CSA | 98.55 | 98.55 | 11.25 | Fixed domestic
FZ2173_240531a | Progressive Change - Final | CDP13 | Whyalla H2 load_fixed | 2042 | SA | CSA | 98.55 | 98.55 | 11.25 | Fixed domestic
FZ2173_240531a | Progressive Change - Final | CDP13 | Whyalla H2 load_fixed | 2043 | SA | CSA | 98.55 | 98.55 | 11.25 | Fixed domestic
FZ2173_240531a | Progressive Change - Final | CDP13 | Whyalla H2 load_fixed | 2044 | SA | CSA | 98.82 | 98.82 | 11.25 | Fixed domestic
FZ2173_240531a | Progressive Change - Final | CDP13 | Whyalla H2 load_fixed | 2045 | SA | CSA | 98.55 | 98.55 | 11.25 | Fixed domestic
FZ2173_240531a | Progressive Change - Final | CDP13 | Whyalla H2 load_fixed | 2046 | SA | CSA | 98.55 | 98.55 | 11.25 | Fixed domestic
FZ2173_240531a | Progressive Change - Final | CDP13 | Whyalla H2 load_fixed | 2047 | SA | CSA | 98.55 | 98.55 | 11.25 | Fixed domestic
FZ2173_240531a | Progressive Change - Final | CDP13 | Whyalla H2 load_fixed | 2048 | SA | CSA | 98.82 | 98.82 | 11.25 | Fixed domestic
FZ2173_240531a | Progressive Change - Final | CDP13 | Whyalla H2 load_fixed | 2049 | SA | CSA | 98.55 | 98.55 | 11.25 | Fixed domestic
FZ2173_240531a | Progressive Change - Final | CDP13 | Whyalla H2 load_fixed | 2050 | SA | CSA | 98.55 | 98.55 | 11.25 | Fixed domestic
FZ2173_240531a | Progressive Change - Final | CDP13 | Whyalla H2 load_fixed | 2051 | SA | CSA | 98.55 | 98.55 | 11.25 | Fixed domestic
FZ2173_240531a | Progressive Change - Final | CDP13 | Whyalla H2 load_fixed | 2052 | SA | CSA | 98.82 | 98.82 | 11.25 | Fixed domestic
FZ2173_240531a | Progressive Change - Final | CDP13 | Whyalla H2 load_flex | 2025 | SA | CSA | 0 | 0 | 0 | Flexible domestic
FZ2173_240531a | Progressive Change - Final | CDP13 | Whyalla H2 load_flex | 2026 | SA | CSA | 344.5504 | 547.5 | 62.5 | Flexible domestic
FZ2173_240531a | Progressive Change - Final | CDP13 | Whyalla H2 load_flex | 2027 | SA | CSA | 1027.5222 | 1642.5 | 187.5 | Flexible domestic
FZ2173_240531a | Progressive Change - Final | CDP13 | Whyalla H2 load_flex | 2028 | SA | CSA | 1369.3318 | 2196 | 250 | Flexible domestic
FZ2173_240531a | Progressive Change - Final | CDP13 | Whyalla H2 load_flex | 2029 | SA | CSA | 1381.7932 | 2190 | 250 | Flexible domestic
FZ2173_240531a | Progressive Change - Final | CDP13 | Whyalla H2 load_flex | 2030 | SA | CSA | 1380.6196 | 2190 | 250 | Flexible domestic
FZ2173_240531a | Progressive Change - Final | CDP13 | Whyalla H2 load_flex | 2031 | SA | CSA | 1379.039 | 2190 | 250 | Flexible domestic
FZ2173_240531a | Progressive Change - Final | CDP13 | Whyalla H2 load_flex | 2032 | SA | CSA | 1304.129 | 2196 | 250 | Flexible domestic
FZ2173_240531a | Progressive Change - Final | CDP13 | Whyalla H2 load_flex | 2033 | SA | CSA | 1295.4086 | 2190 | 250 | Flexible domestic
FZ2173_240531a | Progressive Change - Final | CDP13 | Whyalla H2 load_flex | 2034 | SA | CSA | 1295.8946 | 2190 | 250 | Flexible domestic
FZ2173_240531a | Progressive Change - Final | CDP13 | Whyalla H2 load_flex | 2035 | SA | CSA | 1296.1512 | 2190 | 250 | Flexible domestic
FZ2173_240531a | Progressive Change - Final | CDP13 | Whyalla H2 load_flex | 2036 | SA | CSA | 1296.4087 | 2196 | 250 | Flexible domestic
FZ2173_240531a | Progressive Change - Final | CDP13 | Whyalla H2 load_flex | 2037 | SA | CSA | 1298.9976 | 2190 | 250 | Flexible domestic
FZ2173_240531a | Progressive Change - Final | CDP13 | Whyalla H2 load_flex | 2038 | SA | CSA | 1298.9976 | 2190 | 250 | Flexible domestic
FZ2173_240531a | Progressive Change - Final | CDP13 | Whyalla H2 load_flex | 2039 | SA | CSA | 1298.9976 | 2190 | 250 | Flexible domestic
FZ2173_240531a | Progressive Change - Final | CDP13 | Whyalla H2 load_flex | 2040 | SA | CSA | 1298.9976 | 2196 | 250 | Flexible domestic
FZ2173_240531a | Progressive Change - Final | CDP13 | Whyalla H2 load_flex | 2041 | SA | CSA | 1298.9976 | 2190 | 250 | Flexible domestic
FZ2173_240531a | Progressive Change - Final | CDP13 | Whyalla H2 load_flex | 2042 | SA | CSA | 1298.9976 | 2190 | 250 | Flexible domestic
FZ2173_240531a | Progressive Change - Final | CDP13 | Whyalla H2 load_flex | 2043 | SA | CSA | 1298.9976 | 2190 | 250 | Flexible domestic
FZ2173_240531a | Progressive Change - Final | CDP13 | Whyalla H2 load_flex | 2044 | SA | CSA | 1298.9976 | 2196 | 250 | Flexible domestic
FZ2173_240531a | Progressive Change - Final | CDP13 | Whyalla H2 load_flex | 2045 | SA | CSA | 1298.9976 | 2190 | 250 | Flexible domestic
FZ2173_240531a | Progressive Change - Final | CDP13 | Whyalla H2 load_flex | 2046 | SA | CSA | 1298.9976 | 2190 | 250 | Flexible domestic
FZ2173_240531a | Progressive Change - Final | CDP13 | Whyalla H2 load_flex | 2047 | SA | CSA | 1298.9976 | 2190 | 250 | Flexible domestic
FZ2173_240531a | Progressive Change - Final | CDP13 | Whyalla H2 load_flex | 2048 | SA | CSA | 1298.9976 | 2196 | 250 | Flexible domestic
FZ2173_240531a | Progressive Change - Final | CDP13 | Whyalla H2 load_flex | 2049 | SA | CSA | 1298.9976 | 2190 | 250 | Flexible domestic
FZ2173_240531a | Progressive Change - Final | CDP13 | Whyalla H2 load_flex | 2050 | SA | CSA | 1298.9976 | 2190 | 250 | Flexible domestic
FZ2173_240531a | Progressive Change - Final | CDP13 | Whyalla H2 load_flex | 2051 | SA | CSA | 1298.9976 | 2190 | 250 | Flexible domestic
FZ2173_240531a | Progressive Change - Final | CDP13 | Whyalla H2 load_flex | 2052 | SA | CSA | 1298.9976 | 2196 | 250 | Flexible domestic
FZ2173_240531a | Progressive Change - Final | CDP13 | H2 Domestic Fixed_SESA | 2025 | SA | SESA | 0.061378 | 0.061378 | 0.0070066 | Fixed domestic
FZ2173_240531a | Progressive Change - Final | CDP13 | H2 Domestic Fixed_SESA | 2026 | SA | SESA | 2.6667 | 2.6667 | 0.30441 | Fixed domestic
FZ2173_240531a | Progressive Change - Final | CDP13 | H2 Domestic Fixed_SESA | 2027 | SA | SESA | 7.7174 | 7.7174 | 0.88098 | Fixed domestic
FZ2173_240531a | Progressive Change - Final | CDP13 | H2 Domestic Fixed_SESA | 2028 | SA | SESA | 9.8546 | 9.8546 | 1.1219 | Fixed domestic
FZ2173_240531a | Progressive Change - Final | CDP13 | H2 Domestic Fixed_SESA | 2029 | SA | SESA | 10.7301 | 10.7301 | 1.2249 | Fixed domestic
FZ2173_240531a | Progressive Change - Final | CDP13 | H2 Domestic Fixed_SESA | 2030 | SA | SESA | 10.7301 | 10.7301 | 1.2249 | Fixed domestic
FZ2173_240531a | Progressive Change - Final | CDP13 | H2 Domestic Fixed_SESA | 2031 | SA | SESA | 10.7301 | 10.7301 | 1.2249 | Fixed domestic
FZ2173_240531a | Progressive Change - Final | CDP13 | H2 Domestic Fixed_SESA | 2032 | SA | SESA | 10.7595 | 10.7595 | 1.2249 | Fixed domestic
FZ2173_240531a | Progressive Change - Final | CDP13 | H2 Domestic Fixed_SESA | 2033 | SA | SESA | 13.2571 | 13.2571 | 1.5134 | Fixed domestic
FZ2173_240531a | Progressive Change - Final | CDP13 | H2 Domestic Fixed_SESA | 2034 | SA | SESA | 13.952 | 13.952 | 1.5927 | Fixed domestic
FZ2173_240531a | Progressive Change - Final | CDP13 | H2 Domestic Fixed_SESA | 2035 | SA | SESA | 15.1552 | 15.1552 | 1.73 | Fixed domestic
FZ2173_240531a | Progressive Change - Final | CDP13 | H2 Domestic Fixed_SESA | 2036 | SA | SESA | 16.268 | 16.268 | 1.852 | Fixed domestic
FZ2173_240531a | Progressive Change - Final | CDP13 | H2 Domestic Fixed_SESA | 2037 | SA | SESA | 16.2235 | 16.2235 | 1.852 | Fixed domestic
FZ2173_240531a | Progressive Change - Final | CDP13 | H2 Domestic Fixed_SESA | 2038 | SA | SESA | 18.4317 | 18.4317 | 2.1041 | Fixed domestic
FZ2173_240531a | Progressive Change - Final | CDP13 | H2 Domestic Fixed_SESA | 2039 | SA | SESA | 18.4317 | 18.4317 | 2.1041 | Fixed domestic
FZ2173_240531a | Progressive Change - Final | CDP13 | H2 Domestic Fixed_SESA | 2040 | SA | SESA | 18.4822 | 18.4822 | 2.1041 | Fixed domestic
FZ2173_240531a | Progressive Change - Final | CDP13 | H2 Domestic Fixed_SESA | 2041 | SA | SESA | 18.4317 | 18.4317 | 2.1041 | Fixed domestic
FZ2173_240531a | Progressive Change - Final | CDP13 | H2 Domestic Fixed_SESA | 2042 | SA | SESA | 18.4317 | 18.4317 | 2.1041 | Fixed domestic
FZ2173_240531a | Progressive Change - Final | CDP13 | H2 Domestic Fixed_SESA | 2043 | SA | SESA | 18.4317 | 18.4317 | 2.1041 | Fixed domestic
FZ2173_240531a | Progressive Change - Final | CDP13 | H2 Domestic Fixed_SESA | 2044 | SA | SESA | 24.5855 | 24.5855 | 2.7989 | Fixed domestic
FZ2173_240531a | Progressive Change - Final | CDP13 | H2 Domestic Fixed_SESA | 2045 | SA | SESA | 24.5183 | 24.5183 | 2.7989 | Fixed domestic
FZ2173_240531a | Progressive Change - Final | CDP13 | H2 Domestic Fixed_SESA | 2046 | SA | SESA | 24.5183 | 24.5183 | 2.7989 | Fixed domestic
FZ2173_240531a | Progressive Change - Final | CDP13 | H2 Domestic Fixed_SESA | 2047 | SA | SESA | 24.5183 | 24.5183 | 2.7989 | Fixed domestic
FZ2173_240531a | Progressive Change - Final | CDP13 | H2 Domestic Fixed_SESA | 2048 | SA | SESA | 24.5855 | 24.5855 | 2.7989 | Fixed domestic
FZ2173_240531a | Progressive Change - Final | CDP13 | H2 Domestic Fixed_SESA | 2049 | SA | SESA | 24.5183 | 24.5183 | 2.7989 | Fixed domestic
FZ2173_240531a | Progressive Change - Final | CDP13 | H2 Domestic Fixed_SESA | 2050 | SA | SESA | 38.2178 | 38.2178 | 4.3628 | Fixed domestic
FZ2173_240531a | Progressive Change - Final | CDP13 | H2 Domestic Fixed_SESA | 2051 | SA | SESA | 35.6125 | 35.6125 | 4.0654 | Fixed domestic
FZ2173_240531a | Progressive Change - Final | CDP13 | H2 Domestic Fixed_SESA | 2052 | SA | SESA | 38.3844 | 38.3844 | 4.3698 | Fixed domestic
FZ2173_240531a | Progressive Change - Final | CDP13 | H2 Domestic Flex_SESA | 2025 | SA | SESA | 1.1835 | 1.3639 | 0.1557 | Flexible domestic
FZ2173_240531a | Progressive Change - Final | CDP13 | H2 Domestic Flex_SESA | 2026 | SA | SESA | 51.3833 | 59.2594 | 6.7648 | Flexible domestic
FZ2173_240531a | Progressive Change - Final | CDP13 | H2 Domestic Flex_SESA | 2027 | SA | SESA | 146.4943 | 171.497 | 19.5773 | Flexible domestic
FZ2173_240531a | Progressive Change - Final | CDP13 | H2 Domestic Flex_SESA | 2028 | SA | SESA | 188.8144 | 218.9911 | 24.9307 | Flexible domestic
FZ2173_240531a | Progressive Change - Final | CDP13 | H2 Domestic Flex_SESA | 2029 | SA | SESA | 169.2015 | 238.4458 | 27.2198 | Flexible domestic
FZ2173_240531a | Progressive Change - Final | CDP13 | H2 Domestic Flex_SESA | 2030 | SA | SESA | 148.0694 | 238.4458 | 27.2198 | Flexible domestic
FZ2173_240531a | Progressive Change - Final | CDP13 | H2 Domestic Flex_SESA | 2031 | SA | SESA | 146.0958 | 238.4458 | 27.2198 | Flexible domestic
FZ2173_240531a | Progressive Change - Final | CDP13 | H2 Domestic Flex_SESA | 2032 | SA | SESA | 167.3429 | 239.0991 | 27.2198 | Flexible domestic
FZ2173_240531a | Progressive Change - Final | CDP13 | H2 Domestic Flex_SESA | 2033 | SA | SESA | 199.5319 | 294.6023 | 33.6304 | Flexible domestic
FZ2173_240531a | Progressive Change - Final | CDP13 | H2 Domestic Flex_SESA | 2034 | SA | SESA | 206.0828 | 310.0448 | 35.3932 | Flexible domestic
FZ2173_240531a | Progressive Change - Final | CDP13 | H2 Domestic Flex_SESA | 2035 | SA | SESA | 201.66 | 336.7813 | 38.4454 | Flexible domestic
FZ2173_240531a | Progressive Change - Final | CDP13 | H2 Domestic Flex_SESA | 2036 | SA | SESA | 197.2612 | 361.511 | 41.1556 | Flexible domestic
FZ2173_240531a | Progressive Change - Final | CDP13 | H2 Domestic Flex_SESA | 2037 | SA | SESA | 192.9695 | 360.5233 | 41.1556 | Flexible domestic
FZ2173_240531a | Progressive Change - Final | CDP13 | H2 Domestic Flex_SESA | 2038 | SA | SESA | 188.9449 | 409.594 | 46.7573 | Flexible domestic
FZ2173_240531a | Progressive Change - Final | CDP13 | H2 Domestic Flex_SESA | 2039 | SA | SESA | 184.9592 | 409.594 | 46.7573 | Flexible domestic
FZ2173_240531a | Progressive Change - Final | CDP13 | H2 Domestic Flex_SESA | 2040 | SA | SESA | 181.0498 | 410.7162 | 46.7573 | Flexible domestic
FZ2173_240531a | Progressive Change - Final | CDP13 | H2 Domestic Flex_SESA | 2041 | SA | SESA | 179.2508 | 409.594 | 46.7573 | Flexible domestic
FZ2173_240531a | Progressive Change - Final | CDP13 | H2 Domestic Flex_SESA | 2042 | SA | SESA | 179.4237 | 409.594 | 46.7573 | Flexible domestic
FZ2173_240531a | Progressive Change - Final | CDP13 | H2 Domestic Flex_SESA | 2043 | SA | SESA | 222.1558 | 409.594 | 46.7573 | Flexible domestic
FZ2173_240531a | Progressive Change - Final | CDP13 | H2 Domestic Flex_SESA | 2044 | SA | SESA | 223.2297 | 546.3436 | 62.1976 | Flexible domestic
FZ2173_240531a | Progressive Change - Final | CDP13 | H2 Domestic Flex_SESA | 2045 | SA | SESA | 224.4286 | 544.8509 | 62.1976 | Flexible domestic
FZ2173_240531a | Progressive Change - Final | CDP13 | H2 Domestic Flex_SESA | 2046 | SA | SESA | 238.1929 | 544.8509 | 62.1976 | Flexible domestic
FZ2173_240531a | Progressive Change - Final | CDP13 | H2 Domestic Flex_SESA | 2047 | SA | SESA | 237.464 | 544.8509 | 62.1976 | Flexible domestic
FZ2173_240531a | Progressive Change - Final | CDP13 | H2 Domestic Flex_SESA | 2048 | SA | SESA | 238.0114 | 546.3436 | 62.1976 | Flexible domestic
FZ2173_240531a | Progressive Change - Final | CDP13 | H2 Domestic Flex_SESA | 2049 | SA | SESA | 262.6572 | 544.8509 | 62.1976 | Flexible domestic
FZ2173_240531a | Progressive Change - Final | CDP13 | H2 Domestic Flex_SESA | 2050 | SA | SESA | 320.6611 | 849.2843 | 96.9503 | Flexible domestic
FZ2173_240531a | Progressive Change - Final | CDP13 | H2 Domestic Flex_SESA | 2051 | SA | SESA | 321.0201 | 791.3889 | 90.3412 | Flexible domestic
FZ2173_240531a | Progressive Change - Final | CDP13 | H2 Domestic Flex_SESA | 2052 | SA | SESA | 320.5845 | 852.9872 | 97.1069 | Flexible domestic
FZ2173_240531a | Progressive Change - Final | CDP13 | H2 Domestic Fixed_TAS | 2025 | TAS | TAS | 0 | 0 | 0 | Fixed domestic
FZ2173_240531a | Progressive Change - Final | CDP13 | H2 Domestic Fixed_TAS | 2026 | TAS | TAS | 0 | 0 | 0 | Fixed domestic
FZ2173_240531a | Progressive Change - Final | CDP13 | H2 Domestic Fixed_TAS | 2027 | TAS | TAS | 0 | 0 | 0 | Fixed domestic
FZ2173_240531a | Progressive Change - Final | CDP13 | H2 Domestic Fixed_TAS | 2028 | TAS | TAS | 0 | 0 | 0 | Fixed domestic
FZ2173_240531a | Progressive Change - Final | CDP13 | H2 Domestic Fixed_TAS | 2029 | TAS | TAS | 0.30059 | 0.30059 | 0.034314 | Fixed domestic
FZ2173_240531a | Progressive Change - Final | CDP13 | H2 Domestic Fixed_TAS | 2030 | TAS | TAS | 1.2354 | 1.2354 | 0.14103 | Fixed domestic
FZ2173_240531a | Progressive Change - Final | CDP13 | H2 Domestic Fixed_TAS | 2031 | TAS | TAS | 2.5762 | 2.5762 | 0.29408 | Fixed domestic
FZ2173_240531a | Progressive Change - Final | CDP13 | H2 Domestic Fixed_TAS | 2032 | TAS | TAS | 3.3595 | 3.3595 | 0.38245 | Fixed domestic
FZ2173_240531a | Progressive Change - Final | CDP13 | H2 Domestic Fixed_TAS | 2033 | TAS | TAS | 4.7729 | 4.7729 | 0.54485 | Fixed domestic
FZ2173_240531a | Progressive Change - Final | CDP13 | H2 Domestic Fixed_TAS | 2034 | TAS | TAS | 4.7729 | 4.7729 | 0.54485 | Fixed domestic
FZ2173_240531a | Progressive Change - Final | CDP13 | H2 Domestic Fixed_TAS | 2035 | TAS | TAS | 4.9175 | 4.9175 | 0.56136 | Fixed domestic
FZ2173_240531a | Progressive Change - Final | CDP13 | H2 Domestic Fixed_TAS | 2036 | TAS | TAS | 5.8898 | 5.8898 | 0.67051 | Fixed domestic
FZ2173_240531a | Progressive Change - Final | CDP13 | H2 Domestic Fixed_TAS | 2037 | TAS | TAS | 5.8737 | 5.8737 | 0.67051 | Fixed domestic
FZ2173_240531a | Progressive Change - Final | CDP13 | H2 Domestic Fixed_TAS | 2038 | TAS | TAS | 9.7586 | 9.7586 | 1.114 | Fixed domestic
FZ2173_240531a | Progressive Change - Final | CDP13 | H2 Domestic Fixed_TAS | 2039 | TAS | TAS | 9.7586 | 9.7586 | 1.114 | Fixed domestic
FZ2173_240531a | Progressive Change - Final | CDP13 | H2 Domestic Fixed_TAS | 2040 | TAS | TAS | 9.7853 | 9.7853 | 1.114 | Fixed domestic
FZ2173_240531a | Progressive Change - Final | CDP13 | H2 Domestic Fixed_TAS | 2041 | TAS | TAS | 14.0639 | 14.0639 | 1.6055 | Fixed domestic
FZ2173_240531a | Progressive Change - Final | CDP13 | H2 Domestic Fixed_TAS | 2042 | TAS | TAS | 14.0639 | 14.0639 | 1.6055 | Fixed domestic
FZ2173_240531a | Progressive Change - Final | CDP13 | H2 Domestic Fixed_TAS | 2043 | TAS | TAS | 14.0639 | 14.0639 | 1.6055 | Fixed domestic
FZ2173_240531a | Progressive Change - Final | CDP13 | H2 Domestic Fixed_TAS | 2044 | TAS | TAS | 14.1025 | 14.1025 | 1.6055 | Fixed domestic
FZ2173_240531a | Progressive Change - Final | CDP13 | H2 Domestic Fixed_TAS | 2045 | TAS | TAS | 14.0639 | 14.0639 | 1.6055 | Fixed domestic
FZ2173_240531a | Progressive Change - Final | CDP13 | H2 Domestic Fixed_TAS | 2046 | TAS | TAS | 14.0639 | 14.0639 | 1.6055 | Fixed domestic
FZ2173_240531a | Progressive Change - Final | CDP13 | H2 Domestic Fixed_TAS | 2047 | TAS | TAS | 15.9975 | 15.9975 | 1.8262 | Fixed domestic
FZ2173_240531a | Progressive Change - Final | CDP13 | H2 Domestic Fixed_TAS | 2048 | TAS | TAS | 16.0413 | 16.0413 | 1.8262 | Fixed domestic
FZ2173_240531a | Progressive Change - Final | CDP13 | H2 Domestic Fixed_TAS | 2049 | TAS | TAS | 15.9975 | 15.9975 | 1.8262 | Fixed domestic
FZ2173_240531a | Progressive Change - Final | CDP13 | H2 Domestic Fixed_TAS | 2050 | TAS | TAS | 16.1036 | 16.1036 | 1.8383 | Fixed domestic
FZ2173_240531a | Progressive Change - Final | CDP13 | H2 Domestic Fixed_TAS | 2051 | TAS | TAS | 16.1036 | 16.1036 | 1.8383 | Fixed domestic
FZ2173_240531a | Progressive Change - Final | CDP13 | H2 Domestic Fixed_TAS | 2052 | TAS | TAS | 16.1788 | 16.1788 | 1.8419 | Fixed domestic
FZ2173_240531a | Progressive Change - Final | CDP13 | H2 Domestic Flex_TAS | 2025 | TAS | TAS | 0 | 0 | 0 | Flexible domestic
FZ2173_240531a | Progressive Change - Final | CDP13 | H2 Domestic Flex_TAS | 2026 | TAS | TAS | 0 | 0 | 0 | Flexible domestic
FZ2173_240531a | Progressive Change - Final | CDP13 | H2 Domestic Flex_TAS | 2027 | TAS | TAS | 0 | 0 | 0 | Flexible domestic
FZ2173_240531a | Progressive Change - Final | CDP13 | H2 Domestic Flex_TAS | 2028 | TAS | TAS | 0 | 0 | 0 | Flexible domestic
FZ2173_240531a | Progressive Change - Final | CDP13 | H2 Domestic Flex_TAS | 2029 | TAS | TAS | 5.7721 | 6.6798 | 0.76253 | Flexible domestic
FZ2173_240531a | Progressive Change - Final | CDP13 | H2 Domestic Flex_TAS | 2030 | TAS | TAS | 24.2692 | 27.4534 | 3.134 | Flexible domestic
FZ2173_240531a | Progressive Change - Final | CDP13 | H2 Domestic Flex_TAS | 2031 | TAS | TAS | 50.4074 | 57.2484 | 6.5352 | Flexible domestic
FZ2173_240531a | Progressive Change - Final | CDP13 | H2 Domestic Flex_TAS | 2032 | TAS | TAS | 66.0847 | 74.6547 | 8.4989 | Flexible domestic
FZ2173_240531a | Progressive Change - Final | CDP13 | H2 Domestic Flex_TAS | 2033 | TAS | TAS | 95.2936 | 106.0648 | 12.1079 | Flexible domestic
FZ2173_240531a | Progressive Change - Final | CDP13 | H2 Domestic Flex_TAS | 2034 | TAS | TAS | 93.8191 | 106.0648 | 12.1079 | Flexible domestic
FZ2173_240531a | Progressive Change - Final | CDP13 | H2 Domestic Flex_TAS | 2035 | TAS | TAS | 98.1518 | 109.2787 | 12.4747 | Flexible domestic
FZ2173_240531a | Progressive Change - Final | CDP13 | H2 Domestic Flex_TAS | 2036 | TAS | TAS | 99.4811 | 130.8837 | 14.9002 | Flexible domestic
FZ2173_240531a | Progressive Change - Final | CDP13 | H2 Domestic Flex_TAS | 2037 | TAS | TAS | 97.2629 | 130.5261 | 14.9002 | Flexible domestic
FZ2173_240531a | Progressive Change - Final | CDP13 | H2 Domestic Flex_TAS | 2038 | TAS | TAS | 174.1542 | 216.8567 | 24.7553 | Flexible domestic
FZ2173_240531a | Progressive Change - Final | CDP13 | H2 Domestic Flex_TAS | 2039 | TAS | TAS | 170.2738 | 216.8567 | 24.7553 | Flexible domestic
FZ2173_240531a | Progressive Change - Final | CDP13 | H2 Domestic Flex_TAS | 2040 | TAS | TAS | 167.28 | 217.4508 | 24.7553 | Flexible domestic
FZ2173_240531a | Progressive Change - Final | CDP13 | H2 Domestic Flex_TAS | 2041 | TAS | TAS | 165.4189 | 312.5319 | 35.6772 | Flexible domestic
FZ2173_240531a | Progressive Change - Final | CDP13 | H2 Domestic Flex_TAS | 2042 | TAS | TAS | 169.1686 | 312.5319 | 35.6772 | Flexible domestic
FZ2173_240531a | Progressive Change - Final | CDP13 | H2 Domestic Flex_TAS | 2043 | TAS | TAS | 170.1358 | 312.5319 | 35.6772 | Flexible domestic
FZ2173_240531a | Progressive Change - Final | CDP13 | H2 Domestic Flex_TAS | 2044 | TAS | TAS | 173.9124 | 313.3881 | 35.6772 | Flexible domestic
FZ2173_240531a | Progressive Change - Final | CDP13 | H2 Domestic Flex_TAS | 2045 | TAS | TAS | 175.0212 | 312.5319 | 35.6772 | Flexible domestic
FZ2173_240531a | Progressive Change - Final | CDP13 | H2 Domestic Flex_TAS | 2046 | TAS | TAS | 175.0212 | 312.5319 | 35.6772 | Flexible domestic
FZ2173_240531a | Progressive Change - Final | CDP13 | H2 Domestic Flex_TAS | 2047 | TAS | TAS | 175.0212 | 355.5001 | 40.5822 | Flexible domestic
FZ2173_240531a | Progressive Change - Final | CDP13 | H2 Domestic Flex_TAS | 2048 | TAS | TAS | 175.0212 | 356.4741 | 40.5822 | Flexible domestic
FZ2173_240531a | Progressive Change - Final | CDP13 | H2 Domestic Flex_TAS | 2049 | TAS | TAS | 175.0212 | 355.5001 | 40.5822 | Flexible domestic
FZ2173_240531a | Progressive Change - Final | CDP13 | H2 Domestic Flex_TAS | 2050 | TAS | TAS | 175.0212 | 357.8573 | 40.8513 | Flexible domestic
FZ2173_240531a | Progressive Change - Final | CDP13 | H2 Domestic Flex_TAS | 2051 | TAS | TAS | 175.0212 | 357.8573 | 40.8513 | Flexible domestic
FZ2173_240531a | Progressive Change - Final | CDP13 | H2 Domestic Flex_TAS | 2052 | TAS | TAS | 175.0212 | 359.53 | 40.9301 | Flexible domestic
FZ2173_240531a | Progressive Change - Final | CDP13 | H2 Domestic Fixed_VIC | 2025 | VIC | VIC | 2.5574 | 2.5574 | 0.29194 | Fixed domestic
FZ2173_240531a | Progressive Change - Final | CDP13 | H2 Domestic Fixed_VIC | 2026 | VIC | VIC | 4.0307 | 4.0307 | 0.46013 | Fixed domestic
FZ2173_240531a | Progressive Change - Final | CDP13 | H2 Domestic Fixed_VIC | 2027 | VIC | VIC | 4.0307 | 4.0307 | 0.46013 | Fixed domestic
FZ2173_240531a | Progressive Change - Final | CDP13 | H2 Domestic Fixed_VIC | 2028 | VIC | VIC | 4.0418 | 4.0418 | 0.46013 | Fixed domestic
FZ2173_240531a | Progressive Change - Final | CDP13 | H2 Domestic Fixed_VIC | 2029 | VIC | VIC | 50.4395 | 50.4395 | 5.7579 | Fixed domestic
FZ2173_240531a | Progressive Change - Final | CDP13 | H2 Domestic Fixed_VIC | 2030 | VIC | VIC | 139.1119 | 139.1119 | 15.8804 | Fixed domestic
FZ2173_240531a | Progressive Change - Final | CDP13 | H2 Domestic Fixed_VIC | 2031 | VIC | VIC | 139.1119 | 139.1119 | 15.8804 | Fixed domestic
FZ2173_240531a | Progressive Change - Final | CDP13 | H2 Domestic Fixed_VIC | 2032 | VIC | VIC | 204.8376 | 204.8376 | 23.3194 | Fixed domestic
FZ2173_240531a | Progressive Change - Final | CDP13 | H2 Domestic Fixed_VIC | 2033 | VIC | VIC | 420.9245 | 420.9245 | 48.0507 | Fixed domestic
FZ2173_240531a | Progressive Change - Final | CDP13 | H2 Domestic Fixed_VIC | 2034 | VIC | VIC | 420.9245 | 420.9245 | 48.0507 | Fixed domestic
FZ2173_240531a | Progressive Change - Final | CDP13 | H2 Domestic Fixed_VIC | 2035 | VIC | VIC | 489.2586 | 489.2586 | 55.8514 | Fixed domestic
FZ2173_240531a | Progressive Change - Final | CDP13 | H2 Domestic Fixed_VIC | 2036 | VIC | VIC | 549.27 | 549.27 | 62.5307 | Fixed domestic
FZ2173_240531a | Progressive Change - Final | CDP13 | H2 Domestic Fixed_VIC | 2037 | VIC | VIC | 547.7692 | 547.7692 | 62.5307 | Fixed domestic
FZ2173_240531a | Progressive Change - Final | CDP13 | H2 Domestic Fixed_VIC | 2038 | VIC | VIC | 576.3117 | 576.3117 | 65.789 | Fixed domestic
FZ2173_240531a | Progressive Change - Final | CDP13 | H2 Domestic Fixed_VIC | 2039 | VIC | VIC | 576.3117 | 576.3117 | 65.789 | Fixed domestic
FZ2173_240531a | Progressive Change - Final | CDP13 | H2 Domestic Fixed_VIC | 2040 | VIC | VIC | 577.8906 | 577.8906 | 65.789 | Fixed domestic
FZ2173_240531a | Progressive Change - Final | CDP13 | H2 Domestic Fixed_VIC | 2041 | VIC | VIC | 576.3117 | 576.3117 | 65.789 | Fixed domestic
FZ2173_240531a | Progressive Change - Final | CDP13 | H2 Domestic Fixed_VIC | 2042 | VIC | VIC | 576.3117 | 576.3117 | 65.789 | Fixed domestic
FZ2173_240531a | Progressive Change - Final | CDP13 | H2 Domestic Fixed_VIC | 2043 | VIC | VIC | 576.3117 | 576.3117 | 65.789 | Fixed domestic
FZ2173_240531a | Progressive Change - Final | CDP13 | H2 Domestic Fixed_VIC | 2044 | VIC | VIC | 598.902 | 598.902 | 68.181 | Fixed domestic
FZ2173_240531a | Progressive Change - Final | CDP13 | H2 Domestic Fixed_VIC | 2045 | VIC | VIC | 597.2657 | 597.2657 | 68.181 | Fixed domestic
FZ2173_240531a | Progressive Change - Final | CDP13 | H2 Domestic Fixed_VIC | 2046 | VIC | VIC | 597.2657 | 597.2657 | 68.181 | Fixed domestic
FZ2173_240531a | Progressive Change - Final | CDP13 | H2 Domestic Fixed_VIC | 2047 | VIC | VIC | 678.099 | 678.099 | 77.4086 | Fixed domestic
FZ2173_240531a | Progressive Change - Final | CDP13 | H2 Domestic Fixed_VIC | 2048 | VIC | VIC | 679.9568 | 679.9568 | 77.4086 | Fixed domestic
FZ2173_240531a | Progressive Change - Final | CDP13 | H2 Domestic Fixed_VIC | 2049 | VIC | VIC | 678.099 | 678.099 | 77.4086 | Fixed domestic
FZ2173_240531a | Progressive Change - Final | CDP13 | H2 Domestic Fixed_VIC | 2050 | VIC | VIC | 826.558 | 826.558 | 94.3559 | Fixed domestic
FZ2173_240531a | Progressive Change - Final | CDP13 | H2 Domestic Fixed_VIC | 2051 | VIC | VIC | 825.0847 | 825.0847 | 94.1877 | Fixed domestic
FZ2173_240531a | Progressive Change - Final | CDP13 | H2 Domestic Fixed_VIC | 2052 | VIC | VIC | 867.8842 | 867.8842 | 98.8028 | Fixed domestic
FZ2173_240531a | Progressive Change - Final | CDP13 | H2 Domestic Flex_VIC | 2025 | VIC | VIC | 49.3127 | 56.8302 | 6.4875 | Flexible domestic
FZ2173_240531a | Progressive Change - Final | CDP13 | H2 Domestic Flex_VIC | 2026 | VIC | VIC | 77.6668 | 89.5717 | 10.2251 | Flexible domestic
FZ2173_240531a | Progressive Change - Final | CDP13 | H2 Domestic Flex_VIC | 2027 | VIC | VIC | 75.935 | 89.5717 | 10.2251 | Flexible domestic
FZ2173_240531a | Progressive Change - Final | CDP13 | H2 Domestic Flex_VIC | 2028 | VIC | VIC | 74.2418 | 89.8171 | 10.2251 | Flexible domestic
FZ2173_240531a | Progressive Change - Final | CDP13 | H2 Domestic Flex_VIC | 2029 | VIC | VIC | 681.7364 | 1120.8784 | 127.9542 | Flexible domestic
FZ2173_240531a | Progressive Change - Final | CDP13 | H2 Domestic Flex_VIC | 2030 | VIC | VIC | 1845.7348 | 3091.376 | 352.8968 | Flexible domestic
FZ2173_240531a | Progressive Change - Final | CDP13 | H2 Domestic Flex_VIC | 2031 | VIC | VIC | 2721.9649 | 3091.376 | 352.8968 | Flexible domestic
FZ2173_240531a | Progressive Change - Final | CDP13 | H2 Domestic Flex_VIC | 2032 | VIC | VIC | 4029.4052 | 4551.9473 | 518.2089 | Flexible domestic
FZ2173_240531a | Progressive Change - Final | CDP13 | H2 Domestic Flex_VIC | 2033 | VIC | VIC | 7023.9978 | 9353.878 | 1067.7943 | Flexible domestic
FZ2173_240531a | Progressive Change - Final | CDP13 | H2 Domestic Flex_VIC | 2034 | VIC | VIC | 6901.8071 | 9353.878 | 1067.7943 | Flexible domestic
FZ2173_240531a | Progressive Change - Final | CDP13 | H2 Domestic Flex_VIC | 2035 | VIC | VIC | 6908.0234 | 10872.4124 | 1241.143 | Flexible domestic
FZ2173_240531a | Progressive Change - Final | CDP13 | H2 Domestic Flex_VIC | 2036 | VIC | VIC | 6792.8172 | 12205.999 | 1389.5718 | Flexible domestic
FZ2173_240531a | Progressive Change - Final | CDP13 | H2 Domestic Flex_VIC | 2037 | VIC | VIC | 6641.3517 | 12172.6493 | 1389.5718 | Flexible domestic
FZ2173_240531a | Progressive Change - Final | CDP13 | H2 Domestic Flex_VIC | 2038 | VIC | VIC | 6623.0248 | 12806.9266 | 1461.9779 | Flexible domestic
FZ2173_240531a | Progressive Change - Final | CDP13 | H2 Domestic Flex_VIC | 2039 | VIC | VIC | 6516.1324 | 12806.9266 | 1461.9779 | Flexible domestic
FZ2173_240531a | Progressive Change - Final | CDP13 | H2 Domestic Flex_VIC | 2040 | VIC | VIC | 6406.72 | 12842.0141 | 1461.9779 | Flexible domestic
FZ2173_240531a | Progressive Change - Final | CDP13 | H2 Domestic Flex_VIC | 2041 | VIC | VIC | 6334.4865 | 12806.9266 | 1461.9779 | Flexible domestic
FZ2173_240531a | Progressive Change - Final | CDP13 | H2 Domestic Flex_VIC | 2042 | VIC | VIC | 6347.9136 | 12806.9266 | 1461.9779 | Flexible domestic
FZ2173_240531a | Progressive Change - Final | CDP13 | H2 Domestic Flex_VIC | 2043 | VIC | VIC | 6409.0816 | 12806.9266 | 1461.9779 | Flexible domestic
FZ2173_240531a | Progressive Change - Final | CDP13 | H2 Domestic Flex_VIC | 2044 | VIC | VIC | 6453.7612 | 13308.9333 | 1515.1336 | Flexible domestic
FZ2173_240531a | Progressive Change - Final | CDP13 | H2 Domestic Flex_VIC | 2045 | VIC | VIC | 6488.4471 | 13272.5701 | 1515.1336 | Flexible domestic
FZ2173_240531a | Progressive Change - Final | CDP13 | H2 Domestic Flex_VIC | 2046 | VIC | VIC | 6529.3694 | 13272.5701 | 1515.1336 | Flexible domestic
FZ2173_240531a | Progressive Change - Final | CDP13 | H2 Domestic Flex_VIC | 2047 | VIC | VIC | 6529.3694 | 15068.8668 | 1720.1903 | Flexible domestic
FZ2173_240531a | Progressive Change - Final | CDP13 | H2 Domestic Flex_VIC | 2048 | VIC | VIC | 6614.7091 | 15110.1514 | 1720.1903 | Flexible domestic
FZ2173_240531a | Progressive Change - Final | CDP13 | H2 Domestic Flex_VIC | 2049 | VIC | VIC | 6614.7091 | 15068.8668 | 1720.1903 | Flexible domestic
FZ2173_240531a | Progressive Change - Final | CDP13 | H2 Domestic Flex_VIC | 2050 | VIC | VIC | 7316.4323 | 18367.9563 | 2096.7987 | Flexible domestic
FZ2173_240531a | Progressive Change - Final | CDP13 | H2 Domestic Flex_VIC | 2051 | VIC | VIC | 7316.4323 | 18335.2149 | 2093.0611 | Flexible domestic
FZ2173_240531a | Progressive Change - Final | CDP13 | H2 Domestic Flex_VIC | 2052 | VIC | VIC | 7316.4323 | 19286.3149 | 2195.6187 | Flexible domestic
FZ2174_240531a | Progressive Change - Final | CDP14 | H2 Domestic Fixed_SNSW | 2025 | NSW | SNSW | 1.3276 | 1.3276 | 0.15156 | Fixed domestic
FZ2174_240531a | Progressive Change - Final | CDP14 | H2 Domestic Fixed_SNSW | 2026 | NSW | SNSW | 3.1853 | 3.1853 | 0.36362 | Fixed domestic
FZ2174_240531a | Progressive Change - Final | CDP14 | H2 Domestic Fixed_SNSW | 2027 | NSW | SNSW | 6.3084 | 6.3084 | 0.72014 | Fixed domestic
FZ2174_240531a | Progressive Change - Final | CDP14 | H2 Domestic Fixed_SNSW | 2028 | NSW | SNSW | 10.9957 | 10.9957 | 1.2518 | Fixed domestic
FZ2174_240531a | Progressive Change - Final | CDP14 | H2 Domestic Fixed_SNSW | 2029 | NSW | SNSW | 27.192 | 27.192 | 3.1041 | Fixed domestic
FZ2174_240531a | Progressive Change - Final | CDP14 | H2 Domestic Fixed_SNSW | 2030 | NSW | SNSW | 27.192 | 27.192 | 3.1041 | Fixed domestic
FZ2174_240531a | Progressive Change - Final | CDP14 | H2 Domestic Fixed_SNSW | 2031 | NSW | SNSW | 27.192 | 27.192 | 3.1041 | Fixed domestic
FZ2174_240531a | Progressive Change - Final | CDP14 | H2 Domestic Fixed_SNSW | 2032 | NSW | SNSW | 27.2665 | 27.2665 | 3.1041 | Fixed domestic
FZ2174_240531a | Progressive Change - Final | CDP14 | H2 Domestic Fixed_SNSW | 2033 | NSW | SNSW | 27.192 | 27.192 | 3.1041 | Fixed domestic
FZ2174_240531a | Progressive Change - Final | CDP14 | H2 Domestic Fixed_SNSW | 2034 | NSW | SNSW | 27.6335 | 27.6335 | 3.1545 | Fixed domestic
FZ2174_240531a | Progressive Change - Final | CDP14 | H2 Domestic Fixed_SNSW | 2035 | NSW | SNSW | 27.6335 | 27.6335 | 3.1545 | Fixed domestic
FZ2174_240531a | Progressive Change - Final | CDP14 | H2 Domestic Fixed_SNSW | 2036 | NSW | SNSW | 38.1133 | 38.1133 | 4.3389 | Fixed domestic
FZ2174_240531a | Progressive Change - Final | CDP14 | H2 Domestic Fixed_SNSW | 2037 | NSW | SNSW | 38.0092 | 38.0092 | 4.3389 | Fixed domestic
FZ2174_240531a | Progressive Change - Final | CDP14 | H2 Domestic Fixed_SNSW | 2038 | NSW | SNSW | 40.1835 | 40.1835 | 4.5872 | Fixed domestic
FZ2174_240531a | Progressive Change - Final | CDP14 | H2 Domestic Fixed_SNSW | 2039 | NSW | SNSW | 40.1835 | 40.1835 | 4.5872 | Fixed domestic
FZ2174_240531a | Progressive Change - Final | CDP14 | H2 Domestic Fixed_SNSW | 2040 | NSW | SNSW | 40.2935 | 40.2935 | 4.5872 | Fixed domestic
FZ2174_240531a | Progressive Change - Final | CDP14 | H2 Domestic Fixed_SNSW | 2041 | NSW | SNSW | 40.1835 | 40.1835 | 4.5872 | Fixed domestic
FZ2174_240531a | Progressive Change - Final | CDP14 | H2 Domestic Fixed_SNSW | 2042 | NSW | SNSW | 40.1835 | 40.1835 | 4.5872 | Fixed domestic
FZ2174_240531a | Progressive Change - Final | CDP14 | H2 Domestic Fixed_SNSW | 2043 | NSW | SNSW | 40.1835 | 40.1835 | 4.5872 | Fixed domestic
FZ2174_240531a | Progressive Change - Final | CDP14 | H2 Domestic Fixed_SNSW | 2044 | NSW | SNSW | 54.9452 | 54.9452 | 6.2551 | Fixed domestic
FZ2174_240531a | Progressive Change - Final | CDP14 | H2 Domestic Fixed_SNSW | 2045 | NSW | SNSW | 54.7951 | 54.7951 | 6.2551 | Fixed domestic
FZ2174_240531a | Progressive Change - Final | CDP14 | H2 Domestic Fixed_SNSW | 2046 | NSW | SNSW | 55.31 | 55.31 | 6.3139 | Fixed domestic
FZ2174_240531a | Progressive Change - Final | CDP14 | H2 Domestic Fixed_SNSW | 2047 | NSW | SNSW | 55.736 | 55.736 | 6.3626 | Fixed domestic
FZ2174_240531a | Progressive Change - Final | CDP14 | H2 Domestic Fixed_SNSW | 2048 | NSW | SNSW | 55.8887 | 55.8887 | 6.3626 | Fixed domestic
FZ2174_240531a | Progressive Change - Final | CDP14 | H2 Domestic Fixed_SNSW | 2049 | NSW | SNSW | 107.1346 | 107.1346 | 12.23 | Fixed domestic
FZ2174_240531a | Progressive Change - Final | CDP14 | H2 Domestic Fixed_SNSW | 2050 | NSW | SNSW | 206.5924 | 206.5924 | 23.5836 | Fixed domestic
FZ2174_240531a | Progressive Change - Final | CDP14 | H2 Domestic Fixed_SNSW | 2051 | NSW | SNSW | 208.9276 | 208.9276 | 23.8502 | Fixed domestic
FZ2174_240531a | Progressive Change - Final | CDP14 | H2 Domestic Fixed_SNSW | 2052 | NSW | SNSW | 206.3684 | 206.3684 | 23.4937 | Fixed domestic
FZ2174_240531a | Progressive Change - Final | CDP14 | H2 Domestic Flex_SNSW | 2025 | NSW | SNSW | 25.6001 | 29.5027 | 3.3679 | Flexible domestic
FZ2174_240531a | Progressive Change - Final | CDP14 | H2 Domestic Flex_SNSW | 2026 | NSW | SNSW | 61.376 | 70.7839 | 8.0803 | Flexible domestic
FZ2174_240531a | Progressive Change - Final | CDP14 | H2 Domestic Flex_SNSW | 2027 | NSW | SNSW | 120.043 | 140.1867 | 16.003 | Flexible domestic
FZ2174_240531a | Progressive Change - Final | CDP14 | H2 Domestic Flex_SNSW | 2028 | NSW | SNSW | 210.6775 | 244.3483 | 27.8174 | Flexible domestic
FZ2174_240531a | Progressive Change - Final | CDP14 | H2 Domestic Flex_SNSW | 2029 | NSW | SNSW | 349.4215 | 604.2666 | 68.9802 | Flexible domestic
FZ2174_240531a | Progressive Change - Final | CDP14 | H2 Domestic Flex_SNSW | 2030 | NSW | SNSW | 534.1801 | 604.2666 | 68.9802 | Flexible domestic
FZ2174_240531a | Progressive Change - Final | CDP14 | H2 Domestic Flex_SNSW | 2031 | NSW | SNSW | 492.3807 | 604.2666 | 68.9802 | Flexible domestic
FZ2174_240531a | Progressive Change - Final | CDP14 | H2 Domestic Flex_SNSW | 2032 | NSW | SNSW | 476.0745 | 605.9221 | 68.9802 | Flexible domestic
FZ2174_240531a | Progressive Change - Final | CDP14 | H2 Domestic Flex_SNSW | 2033 | NSW | SNSW | 481.2264 | 604.2666 | 68.9802 | Flexible domestic
FZ2174_240531a | Progressive Change - Final | CDP14 | H2 Domestic Flex_SNSW | 2034 | NSW | SNSW | 552.3411 | 614.0776 | 70.1002 | Flexible domestic
FZ2174_240531a | Progressive Change - Final | CDP14 | H2 Domestic Flex_SNSW | 2035 | NSW | SNSW | 545.5686 | 614.0776 | 70.1002 | Flexible domestic
FZ2174_240531a | Progressive Change - Final | CDP14 | H2 Domestic Flex_SNSW | 2036 | NSW | SNSW | 533.4557 | 846.9629 | 96.4211 | Flexible domestic
FZ2174_240531a | Progressive Change - Final | CDP14 | H2 Domestic Flex_SNSW | 2037 | NSW | SNSW | 521.5747 | 844.6488 | 96.4211 | Flexible domestic
FZ2174_240531a | Progressive Change - Final | CDP14 | H2 Domestic Flex_SNSW | 2038 | NSW | SNSW | 513.1738 | 892.9657 | 101.9367 | Flexible domestic
FZ2174_240531a | Progressive Change - Final | CDP14 | H2 Domestic Flex_SNSW | 2039 | NSW | SNSW | 505.0726 | 892.9657 | 101.9367 | Flexible domestic
FZ2174_240531a | Progressive Change - Final | CDP14 | H2 Domestic Flex_SNSW | 2040 | NSW | SNSW | 495.9991 | 895.4122 | 101.9367 | Flexible domestic
FZ2174_240531a | Progressive Change - Final | CDP14 | H2 Domestic Flex_SNSW | 2041 | NSW | SNSW | 490.409 | 892.9657 | 101.9367 | Flexible domestic
FZ2174_240531a | Progressive Change - Final | CDP14 | H2 Domestic Flex_SNSW | 2042 | NSW | SNSW | 493.7656 | 892.9657 | 101.9367 | Flexible domestic
FZ2174_240531a | Progressive Change - Final | CDP14 | H2 Domestic Flex_SNSW | 2043 | NSW | SNSW | 497.5281 | 892.9657 | 101.9367 | Flexible domestic
FZ2174_240531a | Progressive Change - Final | CDP14 | H2 Domestic Flex_SNSW | 2044 | NSW | SNSW | 500.06 | 1221.0051 | 139.0033 | Flexible domestic
FZ2174_240531a | Progressive Change - Final | CDP14 | H2 Domestic Flex_SNSW | 2045 | NSW | SNSW | 501.0179 | 1217.6691 | 139.0033 | Flexible domestic
FZ2174_240531a | Progressive Change - Final | CDP14 | H2 Domestic Flex_SNSW | 2046 | NSW | SNSW | 502.8628 | 1229.1104 | 140.3094 | Flexible domestic
FZ2174_240531a | Progressive Change - Final | CDP14 | H2 Domestic Flex_SNSW | 2047 | NSW | SNSW | 503.9421 | 1238.5783 | 141.3902 | Flexible domestic
FZ2174_240531a | Progressive Change - Final | CDP14 | H2 Domestic Flex_SNSW | 2048 | NSW | SNSW | 837.0633 | 1241.9717 | 141.3902 | Flexible domestic
FZ2174_240531a | Progressive Change - Final | CDP14 | H2 Domestic Flex_SNSW | 2049 | NSW | SNSW | 1166.1951 | 2380.768 | 271.7772 | Flexible domestic
FZ2174_240531a | Progressive Change - Final | CDP14 | H2 Domestic Flex_SNSW | 2050 | NSW | SNSW | 1495.0574 | 4590.9422 | 524.0802 | Flexible domestic
FZ2174_240531a | Progressive Change - Final | CDP14 | H2 Domestic Flex_SNSW | 2051 | NSW | SNSW | 1496.3303 | 4642.8363 | 530.0041 | Flexible domestic
FZ2174_240531a | Progressive Change - Final | CDP14 | H2 Domestic Flex_SNSW | 2052 | NSW | SNSW | 1495.761 | 4585.9634 | 522.0814 | Flexible domestic
FZ2174_240531a | Progressive Change - Final | CDP14 | H2 Domestic Fixed_SNW | 2025 | NSW | SNW | 6.7088 | 6.7088 | 0.76584 | Fixed domestic
FZ2174_240531a | Progressive Change - Final | CDP14 | H2 Domestic Fixed_SNW | 2026 | NSW | SNW | 16.2535 | 16.2535 | 1.8554 | Fixed domestic
FZ2174_240531a | Progressive Change - Final | CDP14 | H2 Domestic Fixed_SNW | 2027 | NSW | SNW | 32.1809 | 32.1809 | 3.6736 | Fixed domestic
FZ2174_240531a | Progressive Change - Final | CDP14 | H2 Domestic Fixed_SNW | 2028 | NSW | SNW | 56.1933 | 56.1933 | 6.3972 | Fixed domestic
FZ2174_240531a | Progressive Change - Final | CDP14 | H2 Domestic Fixed_SNW | 2029 | NSW | SNW | 129.4112 | 129.4112 | 14.773 | Fixed domestic
FZ2174_240531a | Progressive Change - Final | CDP14 | H2 Domestic Fixed_SNW | 2030 | NSW | SNW | 129.4112 | 129.4112 | 14.773 | Fixed domestic
FZ2174_240531a | Progressive Change - Final | CDP14 | H2 Domestic Fixed_SNW | 2031 | NSW | SNW | 129.4112 | 129.4112 | 14.773 | Fixed domestic
FZ2174_240531a | Progressive Change - Final | CDP14 | H2 Domestic Fixed_SNW | 2032 | NSW | SNW | 129.7658 | 129.7658 | 14.773 | Fixed domestic
FZ2174_240531a | Progressive Change - Final | CDP14 | H2 Domestic Fixed_SNW | 2033 | NSW | SNW | 129.4112 | 129.4112 | 14.773 | Fixed domestic
FZ2174_240531a | Progressive Change - Final | CDP14 | H2 Domestic Fixed_SNW | 2034 | NSW | SNW | 145.2244 | 145.2244 | 16.5781 | Fixed domestic
FZ2174_240531a | Progressive Change - Final | CDP14 | H2 Domestic Fixed_SNW | 2035 | NSW | SNW | 146.2042 | 146.2042 | 16.69 | Fixed domestic
FZ2174_240531a | Progressive Change - Final | CDP14 | H2 Domestic Fixed_SNW | 2036 | NSW | SNW | 224.5534 | 224.5534 | 25.5639 | Fixed domestic
FZ2174_240531a | Progressive Change - Final | CDP14 | H2 Domestic Fixed_SNW | 2037 | NSW | SNW | 223.9399 | 223.9399 | 25.5639 | Fixed domestic
FZ2174_240531a | Progressive Change - Final | CDP14 | H2 Domestic Fixed_SNW | 2038 | NSW | SNW | 237.2413 | 237.2413 | 27.0823 | Fixed domestic
FZ2174_240531a | Progressive Change - Final | CDP14 | H2 Domestic Fixed_SNW | 2039 | NSW | SNW | 237.2413 | 237.2413 | 27.0823 | Fixed domestic
FZ2174_240531a | Progressive Change - Final | CDP14 | H2 Domestic Fixed_SNW | 2040 | NSW | SNW | 237.8913 | 237.8913 | 27.0823 | Fixed domestic
FZ2174_240531a | Progressive Change - Final | CDP14 | H2 Domestic Fixed_SNW | 2041 | NSW | SNW | 237.2413 | 237.2413 | 27.0823 | Fixed domestic
FZ2174_240531a | Progressive Change - Final | CDP14 | H2 Domestic Fixed_SNW | 2042 | NSW | SNW | 237.2413 | 237.2413 | 27.0823 | Fixed domestic
FZ2174_240531a | Progressive Change - Final | CDP14 | H2 Domestic Fixed_SNW | 2043 | NSW | SNW | 237.2413 | 237.2413 | 27.0823 | Fixed domestic
FZ2174_240531a | Progressive Change - Final | CDP14 | H2 Domestic Fixed_SNW | 2044 | NSW | SNW | 282.9542 | 282.9542 | 32.2124 | Fixed domestic
FZ2174_240531a | Progressive Change - Final | CDP14 | H2 Domestic Fixed_SNW | 2045 | NSW | SNW | 282.1811 | 282.1811 | 32.2124 | Fixed domestic
FZ2174_240531a | Progressive Change - Final | CDP14 | H2 Domestic Fixed_SNW | 2046 | NSW | SNW | 284.5993 | 284.5993 | 32.4885 | Fixed domestic
FZ2174_240531a | Progressive Change - Final | CDP14 | H2 Domestic Fixed_SNW | 2047 | NSW | SNW | 294.7233 | 294.7233 | 33.6442 | Fixed domestic
FZ2174_240531a | Progressive Change - Final | CDP14 | H2 Domestic Fixed_SNW | 2048 | NSW | SNW | 345.9221 | 345.9221 | 39.3809 | Fixed domestic
FZ2174_240531a | Progressive Change - Final | CDP14 | H2 Domestic Fixed_SNW | 2049 | NSW | SNW | 556.9871 | 556.9871 | 63.583 | Fixed domestic
FZ2174_240531a | Progressive Change - Final | CDP14 | H2 Domestic Fixed_SNW | 2050 | NSW | SNW | 1043.5648 | 1043.5648 | 119.1284 | Fixed domestic
FZ2174_240531a | Progressive Change - Final | CDP14 | H2 Domestic Fixed_SNW | 2051 | NSW | SNW | 1075.8589 | 1075.8589 | 122.8149 | Fixed domestic
FZ2174_240531a | Progressive Change - Final | CDP14 | H2 Domestic Fixed_SNW | 2052 | NSW | SNW | 1062.8354 | 1062.8354 | 120.9967 | Fixed domestic
FZ2174_240531a | Progressive Change - Final | CDP14 | H2 Domestic Flex_SNW | 2025 | NSW | SNW | 129.3626 | 149.0835 | 17.0187 | Flexible domestic
FZ2174_240531a | Progressive Change - Final | CDP14 | H2 Domestic Flex_SNW | 2026 | NSW | SNW | 313.1838 | 361.189 | 41.2316 | Flexible domestic
FZ2174_240531a | Progressive Change - Final | CDP14 | H2 Domestic Flex_SNW | 2027 | NSW | SNW | 612.3729 | 715.1317 | 81.636 | Flexible domestic
FZ2174_240531a | Progressive Change - Final | CDP14 | H2 Domestic Flex_SNW | 2028 | NSW | SNW | 1076.6655 | 1248.7402 | 142.1608 | Flexible domestic
FZ2174_240531a | Progressive Change - Final | CDP14 | H2 Domestic Flex_SNW | 2029 | NSW | SNW | 1746.9973 | 2875.8056 | 328.2883 | Flexible domestic
FZ2174_240531a | Progressive Change - Final | CDP14 | H2 Domestic Flex_SNW | 2030 | NSW | SNW | 2542.2523 | 2875.8056 | 328.2883 | Flexible domestic
FZ2174_240531a | Progressive Change - Final | CDP14 | H2 Domestic Flex_SNW | 2031 | NSW | SNW | 2515.4538 | 2875.8056 | 328.2883 | Flexible domestic
FZ2174_240531a | Progressive Change - Final | CDP14 | H2 Domestic Flex_SNW | 2032 | NSW | SNW | 2464.6916 | 2883.6845 | 328.2883 | Flexible domestic
FZ2174_240531a | Progressive Change - Final | CDP14 | H2 Domestic Flex_SNW | 2033 | NSW | SNW | 2494.3597 | 2875.8056 | 328.2883 | Flexible domestic
FZ2174_240531a | Progressive Change - Final | CDP14 | H2 Domestic Flex_SNW | 2034 | NSW | SNW | 2885.4333 | 3227.2093 | 368.4029 | Flexible domestic
FZ2174_240531a | Progressive Change - Final | CDP14 | H2 Domestic Flex_SNW | 2035 | NSW | SNW | 2849.6575 | 3248.9813 | 370.8883 | Flexible domestic
FZ2174_240531a | Progressive Change - Final | CDP14 | H2 Domestic Flex_SNW | 2036 | NSW | SNW | 2786.0641 | 4990.0761 | 568.087 | Flexible domestic
FZ2174_240531a | Progressive Change - Final | CDP14 | H2 Domestic Flex_SNW | 2037 | NSW | SNW | 2723.9268 | 4976.442 | 568.087 | Flexible domestic
FZ2174_240531a | Progressive Change - Final | CDP14 | H2 Domestic Flex_SNW | 2038 | NSW | SNW | 2663.3638 | 5272.0299 | 601.8299 | Flexible domestic
FZ2174_240531a | Progressive Change - Final | CDP14 | H2 Domestic Flex_SNW | 2039 | NSW | SNW | 2620.6811 | 5272.0299 | 601.8299 | Flexible domestic
FZ2174_240531a | Progressive Change - Final | CDP14 | H2 Domestic Flex_SNW | 2040 | NSW | SNW | 2572.9575 | 5286.4738 | 601.8299 | Flexible domestic
FZ2174_240531a | Progressive Change - Final | CDP14 | H2 Domestic Flex_SNW | 2041 | NSW | SNW | 2543.9462 | 5272.0299 | 601.8299 | Flexible domestic
FZ2174_240531a | Progressive Change - Final | CDP14 | H2 Domestic Flex_SNW | 2042 | NSW | SNW | 2561.6328 | 5272.0299 | 601.8299 | Flexible domestic
FZ2174_240531a | Progressive Change - Final | CDP14 | H2 Domestic Flex_SNW | 2043 | NSW | SNW | 2563.6656 | 5272.0299 | 601.8299 | Flexible domestic
FZ2174_240531a | Progressive Change - Final | CDP14 | H2 Domestic Flex_SNW | 2044 | NSW | SNW | 2575.1833 | 6287.87 | 715.8322 | Flexible domestic
FZ2174_240531a | Progressive Change - Final | CDP14 | H2 Domestic Flex_SNW | 2045 | NSW | SNW | 2578.8465 | 6270.69 | 715.8322 | Flexible domestic
FZ2174_240531a | Progressive Change - Final | CDP14 | H2 Domestic Flex_SNW | 2046 | NSW | SNW | 2587.4979 | 6324.4299 | 721.9669 | Flexible domestic
FZ2174_240531a | Progressive Change - Final | CDP14 | H2 Domestic Flex_SNW | 2047 | NSW | SNW | 2592.1995 | 6549.4067 | 747.6492 | Flexible domestic
FZ2174_240531a | Progressive Change - Final | CDP14 | H2 Domestic Flex_SNW | 2048 | NSW | SNW | 4305.0496 | 7687.1567 | 875.1317 | Flexible domestic
FZ2174_240531a | Progressive Change - Final | CDP14 | H2 Domestic Flex_SNW | 2049 | NSW | SNW | 6005.5935 | 12377.4907 | 1412.9556 | Flexible domestic
FZ2174_240531a | Progressive Change - Final | CDP14 | H2 Domestic Flex_SNW | 2050 | NSW | SNW | 7706.5765 | 23190.3297 | 2647.2979 | Flexible domestic
FZ2174_240531a | Progressive Change - Final | CDP14 | H2 Domestic Flex_SNW | 2051 | NSW | SNW | 7705.3035 | 23907.9758 | 2729.221 | Flexible domestic
FZ2174_240531a | Progressive Change - Final | CDP14 | H2 Domestic Flex_SNW | 2052 | NSW | SNW | 7705.8728 | 23618.5647 | 2688.8166 | Flexible domestic
FZ2174_240531a | Progressive Change - Final | CDP14 | H2 Domestic Fixed_CQ | 2025 | QLD | CQ | 0.57346 | 0.57346 | 0.065464 | Fixed domestic
FZ2174_240531a | Progressive Change - Final | CDP14 | H2 Domestic Fixed_CQ | 2026 | QLD | CQ | 0.62369 | 0.62369 | 0.071197 | Fixed domestic
FZ2174_240531a | Progressive Change - Final | CDP14 | H2 Domestic Fixed_CQ | 2027 | QLD | CQ | 0.62369 | 0.62369 | 0.071197 | Fixed domestic
FZ2174_240531a | Progressive Change - Final | CDP14 | H2 Domestic Fixed_CQ | 2028 | QLD | CQ | 0.6254 | 0.6254 | 0.071197 | Fixed domestic
FZ2174_240531a | Progressive Change - Final | CDP14 | H2 Domestic Fixed_CQ | 2029 | QLD | CQ | 17.067 | 17.067 | 1.9483 | Fixed domestic
FZ2174_240531a | Progressive Change - Final | CDP14 | H2 Domestic Fixed_CQ | 2030 | QLD | CQ | 63.9795 | 63.9795 | 7.3036 | Fixed domestic
FZ2174_240531a | Progressive Change - Final | CDP14 | H2 Domestic Fixed_CQ | 2031 | QLD | CQ | 63.9795 | 63.9795 | 7.3036 | Fixed domestic
FZ2174_240531a | Progressive Change - Final | CDP14 | H2 Domestic Fixed_CQ | 2032 | QLD | CQ | 64.1548 | 64.1548 | 7.3036 | Fixed domestic
FZ2174_240531a | Progressive Change - Final | CDP14 | H2 Domestic Fixed_CQ | 2033 | QLD | CQ | 69.1223 | 69.1223 | 7.8907 | Fixed domestic
FZ2174_240531a | Progressive Change - Final | CDP14 | H2 Domestic Fixed_CQ | 2034 | QLD | CQ | 76.3225 | 76.3225 | 8.7126 | Fixed domestic
FZ2174_240531a | Progressive Change - Final | CDP14 | H2 Domestic Fixed_CQ | 2035 | QLD | CQ | 96.5362 | 96.5362 | 11.0201 | Fixed domestic
FZ2174_240531a | Progressive Change - Final | CDP14 | H2 Domestic Fixed_CQ | 2036 | QLD | CQ | 96.8007 | 96.8007 | 11.0201 | Fixed domestic
FZ2174_240531a | Progressive Change - Final | CDP14 | H2 Domestic Fixed_CQ | 2037 | QLD | CQ | 96.5362 | 96.5362 | 11.0201 | Fixed domestic
FZ2174_240531a | Progressive Change - Final | CDP14 | H2 Domestic Fixed_CQ | 2038 | QLD | CQ | 103.6866 | 103.6866 | 11.8364 | Fixed domestic
FZ2174_240531a | Progressive Change - Final | CDP14 | H2 Domestic Fixed_CQ | 2039 | QLD | CQ | 110.0706 | 110.0706 | 12.5651 | Fixed domestic
FZ2174_240531a | Progressive Change - Final | CDP14 | H2 Domestic Fixed_CQ | 2040 | QLD | CQ | 110.3721 | 110.3721 | 12.5651 | Fixed domestic
FZ2174_240531a | Progressive Change - Final | CDP14 | H2 Domestic Fixed_CQ | 2041 | QLD | CQ | 110.0706 | 110.0706 | 12.5651 | Fixed domestic
FZ2174_240531a | Progressive Change - Final | CDP14 | H2 Domestic Fixed_CQ | 2042 | QLD | CQ | 110.0706 | 110.0706 | 12.5651 | Fixed domestic
FZ2174_240531a | Progressive Change - Final | CDP14 | H2 Domestic Fixed_CQ | 2043 | QLD | CQ | 110.0706 | 110.0706 | 12.5651 | Fixed domestic
FZ2174_240531a | Progressive Change - Final | CDP14 | H2 Domestic Fixed_CQ | 2044 | QLD | CQ | 143.7307 | 143.7307 | 16.3628 | Fixed domestic
FZ2174_240531a | Progressive Change - Final | CDP14 | H2 Domestic Fixed_CQ | 2045 | QLD | CQ | 143.338 | 143.338 | 16.3628 | Fixed domestic
FZ2174_240531a | Progressive Change - Final | CDP14 | H2 Domestic Fixed_CQ | 2046 | QLD | CQ | 159.0865 | 159.0865 | 18.1606 | Fixed domestic
FZ2174_240531a | Progressive Change - Final | CDP14 | H2 Domestic Fixed_CQ | 2047 | QLD | CQ | 159.0865 | 159.0865 | 18.1606 | Fixed domestic
FZ2174_240531a | Progressive Change - Final | CDP14 | H2 Domestic Fixed_CQ | 2048 | QLD | CQ | 159.5223 | 159.5223 | 18.1606 | Fixed domestic
FZ2174_240531a | Progressive Change - Final | CDP14 | H2 Domestic Fixed_CQ | 2049 | QLD | CQ | 191.0077 | 191.0077 | 21.8045 | Fixed domestic
FZ2174_240531a | Progressive Change - Final | CDP14 | H2 Domestic Fixed_CQ | 2050 | QLD | CQ | 190.4343 | 190.4343 | 21.7391 | Fixed domestic
FZ2174_240531a | Progressive Change - Final | CDP14 | H2 Domestic Fixed_CQ | 2051 | QLD | CQ | 200.799 | 200.799 | 22.9223 | Fixed domestic
FZ2174_240531a | Progressive Change - Final | CDP14 | H2 Domestic Fixed_CQ | 2052 | QLD | CQ | 259.1106 | 259.1106 | 29.498 | Fixed domestic
FZ2174_240531a | Progressive Change - Final | CDP14 | H2 Domestic Flex_CQ | 2025 | QLD | CQ | 11.0579 | 12.7437 | 1.4548 | Flexible domestic
FZ2174_240531a | Progressive Change - Final | CDP14 | H2 Domestic Flex_CQ | 2026 | QLD | CQ | 12.0177 | 13.8598 | 1.5822 | Flexible domestic
FZ2174_240531a | Progressive Change - Final | CDP14 | H2 Domestic Flex_CQ | 2027 | QLD | CQ | 11.7569 | 13.8598 | 1.5822 | Flexible domestic
FZ2174_240531a | Progressive Change - Final | CDP14 | H2 Domestic Flex_CQ | 2028 | QLD | CQ | 10.2983 | 13.8977 | 1.5822 | Flexible domestic
FZ2174_240531a | Progressive Change - Final | CDP14 | H2 Domestic Flex_CQ | 2029 | QLD | CQ | 327.7287 | 379.2661 | 43.2952 | Flexible domestic
FZ2174_240531a | Progressive Change - Final | CDP14 | H2 Domestic Flex_CQ | 2030 | QLD | CQ | 1134.0005 | 1421.7669 | 162.3022 | Flexible domestic
FZ2174_240531a | Progressive Change - Final | CDP14 | H2 Domestic Flex_CQ | 2031 | QLD | CQ | 900.3638 | 1421.7669 | 162.3022 | Flexible domestic
FZ2174_240531a | Progressive Change - Final | CDP14 | H2 Domestic Flex_CQ | 2032 | QLD | CQ | 1081.8579 | 1425.6622 | 162.3022 | Flexible domestic
FZ2174_240531a | Progressive Change - Final | CDP14 | H2 Domestic Flex_CQ | 2033 | QLD | CQ | 1380.0604 | 1536.051 | 175.3483 | Flexible domestic
FZ2174_240531a | Progressive Change - Final | CDP14 | H2 Domestic Flex_CQ | 2034 | QLD | CQ | 1525.5419 | 1696.0553 | 193.6136 | Flexible domestic
FZ2174_240531a | Progressive Change - Final | CDP14 | H2 Domestic Flex_CQ | 2035 | QLD | CQ | 1607.3919 | 2145.2487 | 244.8914 | Flexible domestic
FZ2174_240531a | Progressive Change - Final | CDP14 | H2 Domestic Flex_CQ | 2036 | QLD | CQ | 1587.6047 | 2151.1261 | 244.8914 | Flexible domestic
FZ2174_240531a | Progressive Change - Final | CDP14 | H2 Domestic Flex_CQ | 2037 | QLD | CQ | 1567.6516 | 2145.2487 | 244.8914 | Flexible domestic
FZ2174_240531a | Progressive Change - Final | CDP14 | H2 Domestic Flex_CQ | 2038 | QLD | CQ | 1547.4387 | 2304.1464 | 263.0304 | Flexible domestic
FZ2174_240531a | Progressive Change - Final | CDP14 | H2 Domestic Flex_CQ | 2039 | QLD | CQ | 1531.3744 | 2446.0128 | 279.2252 | Flexible domestic
FZ2174_240531a | Progressive Change - Final | CDP14 | H2 Domestic Flex_CQ | 2040 | QLD | CQ | 1519.6012 | 2452.7142 | 279.2252 | Flexible domestic
FZ2174_240531a | Progressive Change - Final | CDP14 | H2 Domestic Flex_CQ | 2041 | QLD | CQ | 1513.8836 | 2446.0128 | 279.2252 | Flexible domestic
FZ2174_240531a | Progressive Change - Final | CDP14 | H2 Domestic Flex_CQ | 2042 | QLD | CQ | 1531.661 | 2446.0128 | 279.2252 | Flexible domestic
FZ2174_240531a | Progressive Change - Final | CDP14 | H2 Domestic Flex_CQ | 2043 | QLD | CQ | 1551.868 | 2446.0128 | 279.2252 | Flexible domestic
FZ2174_240531a | Progressive Change - Final | CDP14 | H2 Domestic Flex_CQ | 2044 | QLD | CQ | 1569.722 | 3194.0146 | 363.6173 | Flexible domestic
FZ2174_240531a | Progressive Change - Final | CDP14 | H2 Domestic Flex_CQ | 2045 | QLD | CQ | 1589.3224 | 3185.2878 | 363.6173 | Flexible domestic
FZ2174_240531a | Progressive Change - Final | CDP14 | H2 Domestic Flex_CQ | 2046 | QLD | CQ | 1606.9562 | 3535.2551 | 403.5679 | Flexible domestic
FZ2174_240531a | Progressive Change - Final | CDP14 | H2 Domestic Flex_CQ | 2047 | QLD | CQ | 1623.1005 | 3535.2551 | 403.5679 | Flexible domestic
FZ2174_240531a | Progressive Change - Final | CDP14 | H2 Domestic Flex_CQ | 2048 | QLD | CQ | 1643.5557 | 3544.9408 | 403.5679 | Flexible domestic
FZ2174_240531a | Progressive Change - Final | CDP14 | H2 Domestic Flex_CQ | 2049 | QLD | CQ | 1667.5906 | 4244.6163 | 484.5452 | Flexible domestic
FZ2174_240531a | Progressive Change - Final | CDP14 | H2 Domestic Flex_CQ | 2050 | QLD | CQ | 1667.5906 | 4231.8726 | 483.0905 | Flexible domestic
FZ2174_240531a | Progressive Change - Final | CDP14 | H2 Domestic Flex_CQ | 2051 | QLD | CQ | 1667.5906 | 4462.2009 | 509.3837 | Flexible domestic
FZ2174_240531a | Progressive Change - Final | CDP14 | H2 Domestic Flex_CQ | 2052 | QLD | CQ | 2319.4322 | 5758.0132 | 655.5115 | Flexible domestic
FZ2174_240531a | Progressive Change - Final | CDP14 | H2 Domestic Fixed_SQ | 2025 | QLD | SQ | 0.30474 | 0.30474 | 0.034787 | Fixed domestic
FZ2174_240531a | Progressive Change - Final | CDP14 | H2 Domestic Fixed_SQ | 2026 | QLD | SQ | 0.30474 | 0.30474 | 0.034787 | Fixed domestic
FZ2174_240531a | Progressive Change - Final | CDP14 | H2 Domestic Fixed_SQ | 2027 | QLD | SQ | 0.30474 | 0.30474 | 0.034787 | Fixed domestic
FZ2174_240531a | Progressive Change - Final | CDP14 | H2 Domestic Fixed_SQ | 2028 | QLD | SQ | 0.30557 | 0.30557 | 0.034787 | Fixed domestic
FZ2174_240531a | Progressive Change - Final | CDP14 | H2 Domestic Fixed_SQ | 2029 | QLD | SQ | 6.8926 | 6.8926 | 0.78682 | Fixed domestic
FZ2174_240531a | Progressive Change - Final | CDP14 | H2 Domestic Fixed_SQ | 2030 | QLD | SQ | 29.464 | 29.464 | 3.3635 | Fixed domestic
FZ2174_240531a | Progressive Change - Final | CDP14 | H2 Domestic Fixed_SQ | 2031 | QLD | SQ | 29.464 | 29.464 | 3.3635 | Fixed domestic
FZ2174_240531a | Progressive Change - Final | CDP14 | H2 Domestic Fixed_SQ | 2032 | QLD | SQ | 56.5148 | 56.5148 | 6.4338 | Fixed domestic
FZ2174_240531a | Progressive Change - Final | CDP14 | H2 Domestic Fixed_SQ | 2033 | QLD | SQ | 86.0449 | 86.0449 | 9.8225 | Fixed domestic
FZ2174_240531a | Progressive Change - Final | CDP14 | H2 Domestic Fixed_SQ | 2034 | QLD | SQ | 104.4069 | 104.4069 | 11.9186 | Fixed domestic
FZ2174_240531a | Progressive Change - Final | CDP14 | H2 Domestic Fixed_SQ | 2035 | QLD | SQ | 157.3558 | 157.3558 | 17.963 | Fixed domestic
FZ2174_240531a | Progressive Change - Final | CDP14 | H2 Domestic Fixed_SQ | 2036 | QLD | SQ | 159.8818 | 159.8818 | 18.2015 | Fixed domestic
FZ2174_240531a | Progressive Change - Final | CDP14 | H2 Domestic Fixed_SQ | 2037 | QLD | SQ | 160.7371 | 160.7371 | 18.349 | Fixed domestic
FZ2174_240531a | Progressive Change - Final | CDP14 | H2 Domestic Fixed_SQ | 2038 | QLD | SQ | 160.7371 | 160.7371 | 18.349 | Fixed domestic
FZ2174_240531a | Progressive Change - Final | CDP14 | H2 Domestic Fixed_SQ | 2039 | QLD | SQ | 169.5005 | 169.5005 | 19.3494 | Fixed domestic
FZ2174_240531a | Progressive Change - Final | CDP14 | H2 Domestic Fixed_SQ | 2040 | QLD | SQ | 178.0107 | 178.0107 | 20.2653 | Fixed domestic
FZ2174_240531a | Progressive Change - Final | CDP14 | H2 Domestic Fixed_SQ | 2041 | QLD | SQ | 184.9934 | 184.9934 | 21.118 | Fixed domestic
FZ2174_240531a | Progressive Change - Final | CDP14 | H2 Domestic Fixed_SQ | 2042 | QLD | SQ | 184.9934 | 184.9934 | 21.118 | Fixed domestic
FZ2174_240531a | Progressive Change - Final | CDP14 | H2 Domestic Fixed_SQ | 2043 | QLD | SQ | 184.9934 | 184.9934 | 21.118 | Fixed domestic
FZ2174_240531a | Progressive Change - Final | CDP14 | H2 Domestic Fixed_SQ | 2044 | QLD | SQ | 256.1772 | 256.1772 | 29.1641 | Fixed domestic
FZ2174_240531a | Progressive Change - Final | CDP14 | H2 Domestic Fixed_SQ | 2045 | QLD | SQ | 255.4773 | 255.4773 | 29.1641 | Fixed domestic
FZ2174_240531a | Progressive Change - Final | CDP14 | H2 Domestic Fixed_SQ | 2046 | QLD | SQ | 264.0083 | 264.0083 | 30.1379 | Fixed domestic
FZ2174_240531a | Progressive Change - Final | CDP14 | H2 Domestic Fixed_SQ | 2047 | QLD | SQ | 264.0083 | 264.0083 | 30.1379 | Fixed domestic
FZ2174_240531a | Progressive Change - Final | CDP14 | H2 Domestic Fixed_SQ | 2048 | QLD | SQ | 264.7316 | 264.7316 | 30.1379 | Fixed domestic
FZ2174_240531a | Progressive Change - Final | CDP14 | H2 Domestic Fixed_SQ | 2049 | QLD | SQ | 286.5764 | 286.5764 | 32.7142 | Fixed domestic
FZ2174_240531a | Progressive Change - Final | CDP14 | H2 Domestic Fixed_SQ | 2050 | QLD | SQ | 286.2716 | 286.2716 | 32.6794 | Fixed domestic
FZ2174_240531a | Progressive Change - Final | CDP14 | H2 Domestic Fixed_SQ | 2051 | QLD | SQ | 315.3975 | 315.3975 | 36.0043 | Fixed domestic
FZ2174_240531a | Progressive Change - Final | CDP14 | H2 Domestic Fixed_SQ | 2052 | QLD | SQ | 407.2524 | 407.2524 | 46.363 | Fixed domestic
FZ2174_240531a | Progressive Change - Final | CDP14 | H2 Domestic Flex_SQ | 2025 | QLD | SQ | 5.8761 | 6.7719 | 0.77305 | Flexible domestic
FZ2174_240531a | Progressive Change - Final | CDP14 | H2 Domestic Flex_SQ | 2026 | QLD | SQ | 4.5388 | 6.7719 | 0.77305 | Flexible domestic
FZ2174_240531a | Progressive Change - Final | CDP14 | H2 Domestic Flex_SQ | 2027 | QLD | SQ | 4.4304 | 6.7719 | 0.77305 | Flexible domestic
FZ2174_240531a | Progressive Change - Final | CDP14 | H2 Domestic Flex_SQ | 2028 | QLD | SQ | 5.5281 | 6.7905 | 0.77305 | Flexible domestic
FZ2174_240531a | Progressive Change - Final | CDP14 | H2 Domestic Flex_SQ | 2029 | QLD | SQ | 132.3544 | 153.1679 | 17.4849 | Flexible domestic
FZ2174_240531a | Progressive Change - Final | CDP14 | H2 Domestic Flex_SQ | 2030 | QLD | SQ | 277.6234 | 654.7545 | 74.7437 | Flexible domestic
FZ2174_240531a | Progressive Change - Final | CDP14 | H2 Domestic Flex_SQ | 2031 | QLD | SQ | 533.7942 | 654.7545 | 74.7437 | Flexible domestic
FZ2174_240531a | Progressive Change - Final | CDP14 | H2 Domestic Flex_SQ | 2032 | QLD | SQ | 1111.7142 | 1255.8837 | 142.974 | Flexible domestic
FZ2174_240531a | Progressive Change - Final | CDP14 | H2 Domestic Flex_SQ | 2033 | QLD | SQ | 1717.929 | 1912.1095 | 218.2773 | Flexible domestic
FZ2174_240531a | Progressive Change - Final | CDP14 | H2 Domestic Flex_SQ | 2034 | QLD | SQ | 2086.8953 | 2320.1526 | 264.8576 | Flexible domestic
FZ2174_240531a | Progressive Change - Final | CDP14 | H2 Domestic Flex_SQ | 2035 | QLD | SQ | 2320.777 | 3496.7954 | 399.1776 | Flexible domestic
FZ2174_240531a | Progressive Change - Final | CDP14 | H2 Domestic Flex_SQ | 2036 | QLD | SQ | 2301.9489 | 3552.9295 | 404.4774 | Flexible domestic
FZ2174_240531a | Progressive Change - Final | CDP14 | H2 Domestic Flex_SQ | 2037 | QLD | SQ | 2282.232 | 3571.9357 | 407.7552 | Flexible domestic
FZ2174_240531a | Progressive Change - Final | CDP14 | H2 Domestic Flex_SQ | 2038 | QLD | SQ | 2261.8401 | 3571.9357 | 407.7552 | Flexible domestic
FZ2174_240531a | Progressive Change - Final | CDP14 | H2 Domestic Flex_SQ | 2039 | QLD | SQ | 2246.434 | 3766.6783 | 429.9861 | Flexible domestic
FZ2174_240531a | Progressive Change - Final | CDP14 | H2 Domestic Flex_SQ | 2040 | QLD | SQ | 2236.3443 | 3955.7937 | 450.3408 | Flexible domestic
FZ2174_240531a | Progressive Change - Final | CDP14 | H2 Domestic Flex_SQ | 2041 | QLD | SQ | 2233.9511 | 4110.9646 | 469.2882 | Flexible domestic
FZ2174_240531a | Progressive Change - Final | CDP14 | H2 Domestic Flex_SQ | 2042 | QLD | SQ | 2265.7026 | 4110.9646 | 469.2882 | Flexible domestic
FZ2174_240531a | Progressive Change - Final | CDP14 | H2 Domestic Flex_SQ | 2043 | QLD | SQ | 2302.281 | 4110.9646 | 469.2882 | Flexible domestic
FZ2174_240531a | Progressive Change - Final | CDP14 | H2 Domestic Flex_SQ | 2044 | QLD | SQ | 2336.026 | 5692.8272 | 648.0905 | Flexible domestic
FZ2174_240531a | Progressive Change - Final | CDP14 | H2 Domestic Flex_SQ | 2045 | QLD | SQ | 2372.3459 | 5677.2731 | 648.0905 | Flexible domestic
FZ2174_240531a | Progressive Change - Final | CDP14 | H2 Domestic Flex_SQ | 2046 | QLD | SQ | 2405.1384 | 5866.8517 | 669.7319 | Flexible domestic
FZ2174_240531a | Progressive Change - Final | CDP14 | H2 Domestic Flex_SQ | 2047 | QLD | SQ | 2433.1581 | 5866.8517 | 669.7319 | Flexible domestic
FZ2174_240531a | Progressive Change - Final | CDP14 | H2 Domestic Flex_SQ | 2048 | QLD | SQ | 2470.9132 | 5882.9253 | 669.7319 | Flexible domestic
FZ2174_240531a | Progressive Change - Final | CDP14 | H2 Domestic Flex_SQ | 2049 | QLD | SQ | 2507.0472 | 6368.3638 | 726.9822 | Flexible domestic
FZ2174_240531a | Progressive Change - Final | CDP14 | H2 Domestic Flex_SQ | 2050 | QLD | SQ | 2507.0472 | 6361.5919 | 726.2091 | Flexible domestic
FZ2174_240531a | Progressive Change - Final | CDP14 | H2 Domestic Flex_SQ | 2051 | QLD | SQ | 2507.0472 | 7008.8326 | 800.095 | Flexible domestic
FZ2174_240531a | Progressive Change - Final | CDP14 | H2 Domestic Flex_SQ | 2052 | QLD | SQ | 2992.4706 | 9050.0538 | 1030.2885 | Flexible domestic
FZ2174_240531a | Progressive Change - Final | CDP14 | H2 Domestic Fixed_CSA | 2025 | SA | CSA | 0.023265 | 0.023265 | 0.0026558 | Fixed domestic
FZ2174_240531a | Progressive Change - Final | CDP14 | H2 Domestic Fixed_CSA | 2026 | SA | CSA | 0.023265 | 0.023265 | 0.0026558 | Fixed domestic
FZ2174_240531a | Progressive Change - Final | CDP14 | H2 Domestic Fixed_CSA | 2027 | SA | CSA | 0.023265 | 0.023265 | 0.0026558 | Fixed domestic
FZ2174_240531a | Progressive Change - Final | CDP14 | H2 Domestic Fixed_CSA | 2028 | SA | CSA | 0.023329 | 0.023329 | 0.0026558 | Fixed domestic
FZ2174_240531a | Progressive Change - Final | CDP14 | H2 Domestic Fixed_CSA | 2029 | SA | CSA | 0.027259 | 0.027259 | 0.0031118 | Fixed domestic
FZ2174_240531a | Progressive Change - Final | CDP14 | H2 Domestic Fixed_CSA | 2030 | SA | CSA | 0.027259 | 0.027259 | 0.0031118 | Fixed domestic
FZ2174_240531a | Progressive Change - Final | CDP14 | H2 Domestic Fixed_CSA | 2031 | SA | CSA | 0.027259 | 0.027259 | 0.0031118 | Fixed domestic
FZ2174_240531a | Progressive Change - Final | CDP14 | H2 Domestic Fixed_CSA | 2032 | SA | CSA | 0.027334 | 0.027334 | 0.0031118 | Fixed domestic
FZ2174_240531a | Progressive Change - Final | CDP14 | H2 Domestic Fixed_CSA | 2033 | SA | CSA | 0.027259 | 0.027259 | 0.0031118 | Fixed domestic
FZ2174_240531a | Progressive Change - Final | CDP14 | H2 Domestic Fixed_CSA | 2034 | SA | CSA | 0.027259 | 0.027259 | 0.0031118 | Fixed domestic
FZ2174_240531a | Progressive Change - Final | CDP14 | H2 Domestic Fixed_CSA | 2035 | SA | CSA | 0.027862 | 0.027862 | 0.0031806 | Fixed domestic
FZ2174_240531a | Progressive Change - Final | CDP14 | H2 Domestic Fixed_CSA | 2036 | SA | CSA | 0.032939 | 0.032939 | 0.0037499 | Fixed domestic
FZ2174_240531a | Progressive Change - Final | CDP14 | H2 Domestic Fixed_CSA | 2037 | SA | CSA | 0.032849 | 0.032849 | 0.0037499 | Fixed domestic
FZ2174_240531a | Progressive Change - Final | CDP14 | H2 Domestic Fixed_CSA | 2038 | SA | CSA | 0.036308 | 0.036308 | 0.0041448 | Fixed domestic
FZ2174_240531a | Progressive Change - Final | CDP14 | H2 Domestic Fixed_CSA | 2039 | SA | CSA | 0.036308 | 0.036308 | 0.0041448 | Fixed domestic
FZ2174_240531a | Progressive Change - Final | CDP14 | H2 Domestic Fixed_CSA | 2040 | SA | CSA | 0.036408 | 0.036408 | 0.0041448 | Fixed domestic
FZ2174_240531a | Progressive Change - Final | CDP14 | H2 Domestic Fixed_CSA | 2041 | SA | CSA | 0.036308 | 0.036308 | 0.0041448 | Fixed domestic
FZ2174_240531a | Progressive Change - Final | CDP14 | H2 Domestic Fixed_CSA | 2042 | SA | CSA | 0.036308 | 0.036308 | 0.0041448 | Fixed domestic
FZ2174_240531a | Progressive Change - Final | CDP14 | H2 Domestic Fixed_CSA | 2043 | SA | CSA | 11.0969 | 11.0969 | 1.2668 | Fixed domestic
FZ2174_240531a | Progressive Change - Final | CDP14 | H2 Domestic Fixed_CSA | 2044 | SA | CSA | 18.3039 | 18.3039 | 2.0838 | Fixed domestic
FZ2174_240531a | Progressive Change - Final | CDP14 | H2 Domestic Fixed_CSA | 2045 | SA | CSA | 18.2539 | 18.2539 | 2.0838 | Fixed domestic
FZ2174_240531a | Progressive Change - Final | CDP14 | H2 Domestic Fixed_CSA | 2046 | SA | CSA | 25.6896 | 25.6896 | 2.9326 | Fixed domestic
FZ2174_240531a | Progressive Change - Final | CDP14 | H2 Domestic Fixed_CSA | 2047 | SA | CSA | 25.7861 | 25.7861 | 2.9436 | Fixed domestic
FZ2174_240531a | Progressive Change - Final | CDP14 | H2 Domestic Fixed_CSA | 2048 | SA | CSA | 25.8568 | 25.8568 | 2.9436 | Fixed domestic
FZ2174_240531a | Progressive Change - Final | CDP14 | H2 Domestic Fixed_CSA | 2049 | SA | CSA | 31.6891 | 31.6891 | 3.6175 | Fixed domestic
FZ2174_240531a | Progressive Change - Final | CDP14 | H2 Domestic Fixed_CSA | 2050 | SA | CSA | 69.0198 | 69.0198 | 7.879 | Fixed domestic
FZ2174_240531a | Progressive Change - Final | CDP14 | H2 Domestic Fixed_CSA | 2051 | SA | CSA | 69.0198 | 69.0198 | 7.879 | Fixed domestic
FZ2174_240531a | Progressive Change - Final | CDP14 | H2 Domestic Fixed_CSA | 2052 | SA | CSA | 73.6052 | 73.6052 | 8.3795 | Fixed domestic
FZ2174_240531a | Progressive Change - Final | CDP14 | H2 Domestic Flex_CSA | 2025 | SA | CSA | 0 | 0.517 | 0.059018 | Flexible domestic
FZ2174_240531a | Progressive Change - Final | CDP14 | H2 Domestic Flex_CSA | 2026 | SA | CSA | 0 | 0.517 | 0.059018 | Flexible domestic
FZ2174_240531a | Progressive Change - Final | CDP14 | H2 Domestic Flex_CSA | 2027 | SA | CSA | 0 | 0.517 | 0.059018 | Flexible domestic
FZ2174_240531a | Progressive Change - Final | CDP14 | H2 Domestic Flex_CSA | 2028 | SA | CSA | 0 | 0.51842 | 0.059018 | Flexible domestic
FZ2174_240531a | Progressive Change - Final | CDP14 | H2 Domestic Flex_CSA | 2029 | SA | CSA | 0 | 0.60576 | 0.06915 | Flexible domestic
FZ2174_240531a | Progressive Change - Final | CDP14 | H2 Domestic Flex_CSA | 2030 | SA | CSA | 0 | 0.60576 | 0.06915 | Flexible domestic
FZ2174_240531a | Progressive Change - Final | CDP14 | H2 Domestic Flex_CSA | 2031 | SA | CSA | 0 | 0.60576 | 0.06915 | Flexible domestic
FZ2174_240531a | Progressive Change - Final | CDP14 | H2 Domestic Flex_CSA | 2032 | SA | CSA | 0 | 0.60742 | 0.06915 | Flexible domestic
FZ2174_240531a | Progressive Change - Final | CDP14 | H2 Domestic Flex_CSA | 2033 | SA | CSA | 0 | 0.60576 | 0.06915 | Flexible domestic
FZ2174_240531a | Progressive Change - Final | CDP14 | H2 Domestic Flex_CSA | 2034 | SA | CSA | 0 | 0.60576 | 0.06915 | Flexible domestic
FZ2174_240531a | Progressive Change - Final | CDP14 | H2 Domestic Flex_CSA | 2035 | SA | CSA | 0 | 0.61916 | 0.07068 | Flexible domestic
FZ2174_240531a | Progressive Change - Final | CDP14 | H2 Domestic Flex_CSA | 2036 | SA | CSA | 0 | 0.73198 | 0.083331 | Flexible domestic
FZ2174_240531a | Progressive Change - Final | CDP14 | H2 Domestic Flex_CSA | 2037 | SA | CSA | 0 | 0.72998 | 0.083331 | Flexible domestic
FZ2174_240531a | Progressive Change - Final | CDP14 | H2 Domestic Flex_CSA | 2038 | SA | CSA | 0 | 0.80685 | 0.092106 | Flexible domestic
FZ2174_240531a | Progressive Change - Final | CDP14 | H2 Domestic Flex_CSA | 2039 | SA | CSA | 0 | 0.80685 | 0.092106 | Flexible domestic
FZ2174_240531a | Progressive Change - Final | CDP14 | H2 Domestic Flex_CSA | 2040 | SA | CSA | 0 | 0.80906 | 0.092106 | Flexible domestic
FZ2174_240531a | Progressive Change - Final | CDP14 | H2 Domestic Flex_CSA | 2041 | SA | CSA | 0 | 0.80685 | 0.092106 | Flexible domestic
FZ2174_240531a | Progressive Change - Final | CDP14 | H2 Domestic Flex_CSA | 2042 | SA | CSA | 0 | 0.80685 | 0.092106 | Flexible domestic
FZ2174_240531a | Progressive Change - Final | CDP14 | H2 Domestic Flex_CSA | 2043 | SA | CSA | 161.764 | 246.5984 | 28.1505 | Flexible domestic
FZ2174_240531a | Progressive Change - Final | CDP14 | H2 Domestic Flex_CSA | 2044 | SA | CSA | 166.0568 | 406.7536 | 46.3062 | Flexible domestic
FZ2174_240531a | Progressive Change - Final | CDP14 | H2 Domestic Flex_CSA | 2045 | SA | CSA | 166.0758 | 405.6423 | 46.3062 | Flexible domestic
FZ2174_240531a | Progressive Change - Final | CDP14 | H2 Domestic Flex_CSA | 2046 | SA | CSA | 233.5625 | 570.8795 | 65.1689 | Flexible domestic
FZ2174_240531a | Progressive Change - Final | CDP14 | H2 Domestic Flex_CSA | 2047 | SA | CSA | 234.2914 | 573.0248 | 65.4138 | Flexible domestic
FZ2174_240531a | Progressive Change - Final | CDP14 | H2 Domestic Flex_CSA | 2048 | SA | CSA | 233.744 | 574.5947 | 65.4138 | Flexible domestic
FZ2174_240531a | Progressive Change - Final | CDP14 | H2 Domestic Flex_CSA | 2049 | SA | CSA | 343.4483 | 704.203 | 80.3885 | Flexible domestic
FZ2174_240531a | Progressive Change - Final | CDP14 | H2 Domestic Flex_CSA | 2050 | SA | CSA | 618.0921 | 1533.774 | 175.0884 | Flexible domestic
FZ2174_240531a | Progressive Change - Final | CDP14 | H2 Domestic Flex_CSA | 2051 | SA | CSA | 620.1975 | 1533.774 | 175.0884 | Flexible domestic
FZ2174_240531a | Progressive Change - Final | CDP14 | H2 Domestic Flex_CSA | 2052 | SA | CSA | 620.6331 | 1635.6711 | 186.2103 | Flexible domestic
FZ2174_240531a | Progressive Change - Final | CDP14 | Whyalla H2 load_fixed | 2025 | SA | CSA | 0 | 0 | 0 | Fixed domestic
FZ2174_240531a | Progressive Change - Final | CDP14 | Whyalla H2 load_fixed | 2026 | SA | CSA | 24.6375 | 24.6375 | 2.8125 | Fixed domestic
FZ2174_240531a | Progressive Change - Final | CDP14 | Whyalla H2 load_fixed | 2027 | SA | CSA | 73.9125 | 73.9125 | 8.4375 | Fixed domestic
FZ2174_240531a | Progressive Change - Final | CDP14 | Whyalla H2 load_fixed | 2028 | SA | CSA | 98.82 | 98.82 | 11.25 | Fixed domestic
FZ2174_240531a | Progressive Change - Final | CDP14 | Whyalla H2 load_fixed | 2029 | SA | CSA | 98.55 | 98.55 | 11.25 | Fixed domestic
FZ2174_240531a | Progressive Change - Final | CDP14 | Whyalla H2 load_fixed | 2030 | SA | CSA | 98.55 | 98.55 | 11.25 | Fixed domestic
FZ2174_240531a | Progressive Change - Final | CDP14 | Whyalla H2 load_fixed | 2031 | SA | CSA | 98.55 | 98.55 | 11.25 | Fixed domestic
FZ2174_240531a | Progressive Change - Final | CDP14 | Whyalla H2 load_fixed | 2032 | SA | CSA | 98.82 | 98.82 | 11.25 | Fixed domestic
FZ2174_240531a | Progressive Change - Final | CDP14 | Whyalla H2 load_fixed | 2033 | SA | CSA | 98.55 | 98.55 | 11.25 | Fixed domestic
FZ2174_240531a | Progressive Change - Final | CDP14 | Whyalla H2 load_fixed | 2034 | SA | CSA | 98.55 | 98.55 | 11.25 | Fixed domestic
FZ2174_240531a | Progressive Change - Final | CDP14 | Whyalla H2 load_fixed | 2035 | SA | CSA | 98.55 | 98.55 | 11.25 | Fixed domestic
FZ2174_240531a | Progressive Change - Final | CDP14 | Whyalla H2 load_fixed | 2036 | SA | CSA | 98.82 | 98.82 | 11.25 | Fixed domestic
FZ2174_240531a | Progressive Change - Final | CDP14 | Whyalla H2 load_fixed | 2037 | SA | CSA | 98.55 | 98.55 | 11.25 | Fixed domestic
FZ2174_240531a | Progressive Change - Final | CDP14 | Whyalla H2 load_fixed | 2038 | SA | CSA | 98.55 | 98.55 | 11.25 | Fixed domestic
FZ2174_240531a | Progressive Change - Final | CDP14 | Whyalla H2 load_fixed | 2039 | SA | CSA | 98.55 | 98.55 | 11.25 | Fixed domestic
FZ2174_240531a | Progressive Change - Final | CDP14 | Whyalla H2 load_fixed | 2040 | SA | CSA | 98.82 | 98.82 | 11.25 | Fixed domestic
FZ2174_240531a | Progressive Change - Final | CDP14 | Whyalla H2 load_fixed | 2041 | SA | CSA | 98.55 | 98.55 | 11.25 | Fixed domestic
FZ2174_240531a | Progressive Change - Final | CDP14 | Whyalla H2 load_fixed | 2042 | SA | CSA | 98.55 | 98.55 | 11.25 | Fixed domestic
FZ2174_240531a | Progressive Change - Final | CDP14 | Whyalla H2 load_fixed | 2043 | SA | CSA | 98.55 | 98.55 | 11.25 | Fixed domestic
FZ2174_240531a | Progressive Change - Final | CDP14 | Whyalla H2 load_fixed | 2044 | SA | CSA | 98.82 | 98.82 | 11.25 | Fixed domestic
FZ2174_240531a | Progressive Change - Final | CDP14 | Whyalla H2 load_fixed | 2045 | SA | CSA | 98.55 | 98.55 | 11.25 | Fixed domestic
FZ2174_240531a | Progressive Change - Final | CDP14 | Whyalla H2 load_fixed | 2046 | SA | CSA | 98.55 | 98.55 | 11.25 | Fixed domestic
FZ2174_240531a | Progressive Change - Final | CDP14 | Whyalla H2 load_fixed | 2047 | SA | CSA | 98.55 | 98.55 | 11.25 | Fixed domestic
FZ2174_240531a | Progressive Change - Final | CDP14 | Whyalla H2 load_fixed | 2048 | SA | CSA | 98.82 | 98.82 | 11.25 | Fixed domestic
FZ2174_240531a | Progressive Change - Final | CDP14 | Whyalla H2 load_fixed | 2049 | SA | CSA | 98.55 | 98.55 | 11.25 | Fixed domestic
FZ2174_240531a | Progressive Change - Final | CDP14 | Whyalla H2 load_fixed | 2050 | SA | CSA | 98.55 | 98.55 | 11.25 | Fixed domestic
FZ2174_240531a | Progressive Change - Final | CDP14 | Whyalla H2 load_fixed | 2051 | SA | CSA | 98.55 | 98.55 | 11.25 | Fixed domestic
FZ2174_240531a | Progressive Change - Final | CDP14 | Whyalla H2 load_fixed | 2052 | SA | CSA | 98.82 | 98.82 | 11.25 | Fixed domestic
FZ2174_240531a | Progressive Change - Final | CDP14 | Whyalla H2 load_flex | 2025 | SA | CSA | 0 | 0 | 0 | Flexible domestic
FZ2174_240531a | Progressive Change - Final | CDP14 | Whyalla H2 load_flex | 2026 | SA | CSA | 344.5504 | 547.5 | 62.5 | Flexible domestic
FZ2174_240531a | Progressive Change - Final | CDP14 | Whyalla H2 load_flex | 2027 | SA | CSA | 1027.5222 | 1642.5 | 187.5 | Flexible domestic
FZ2174_240531a | Progressive Change - Final | CDP14 | Whyalla H2 load_flex | 2028 | SA | CSA | 1369.3318 | 2196 | 250 | Flexible domestic
FZ2174_240531a | Progressive Change - Final | CDP14 | Whyalla H2 load_flex | 2029 | SA | CSA | 1381.7932 | 2190 | 250 | Flexible domestic
FZ2174_240531a | Progressive Change - Final | CDP14 | Whyalla H2 load_flex | 2030 | SA | CSA | 1380.6196 | 2190 | 250 | Flexible domestic
FZ2174_240531a | Progressive Change - Final | CDP14 | Whyalla H2 load_flex | 2031 | SA | CSA | 1379.039 | 2190 | 250 | Flexible domestic
FZ2174_240531a | Progressive Change - Final | CDP14 | Whyalla H2 load_flex | 2032 | SA | CSA | 1304.129 | 2196 | 250 | Flexible domestic
FZ2174_240531a | Progressive Change - Final | CDP14 | Whyalla H2 load_flex | 2033 | SA | CSA | 1295.4086 | 2190 | 250 | Flexible domestic
FZ2174_240531a | Progressive Change - Final | CDP14 | Whyalla H2 load_flex | 2034 | SA | CSA | 1295.8946 | 2190 | 250 | Flexible domestic
FZ2174_240531a | Progressive Change - Final | CDP14 | Whyalla H2 load_flex | 2035 | SA | CSA | 1296.1512 | 2190 | 250 | Flexible domestic
FZ2174_240531a | Progressive Change - Final | CDP14 | Whyalla H2 load_flex | 2036 | SA | CSA | 1296.4087 | 2196 | 250 | Flexible domestic
FZ2174_240531a | Progressive Change - Final | CDP14 | Whyalla H2 load_flex | 2037 | SA | CSA | 1298.9976 | 2190 | 250 | Flexible domestic
FZ2174_240531a | Progressive Change - Final | CDP14 | Whyalla H2 load_flex | 2038 | SA | CSA | 1298.9976 | 2190 | 250 | Flexible domestic
FZ2174_240531a | Progressive Change - Final | CDP14 | Whyalla H2 load_flex | 2039 | SA | CSA | 1298.9976 | 2190 | 250 | Flexible domestic
FZ2174_240531a | Progressive Change - Final | CDP14 | Whyalla H2 load_flex | 2040 | SA | CSA | 1298.9976 | 2196 | 250 | Flexible domestic
FZ2174_240531a | Progressive Change - Final | CDP14 | Whyalla H2 load_flex | 2041 | SA | CSA | 1298.9976 | 2190 | 250 | Flexible domestic
FZ2174_240531a | Progressive Change - Final | CDP14 | Whyalla H2 load_flex | 2042 | SA | CSA | 1298.9976 | 2190 | 250 | Flexible domestic
FZ2174_240531a | Progressive Change - Final | CDP14 | Whyalla H2 load_flex | 2043 | SA | CSA | 1298.9976 | 2190 | 250 | Flexible domestic
FZ2174_240531a | Progressive Change - Final | CDP14 | Whyalla H2 load_flex | 2044 | SA | CSA | 1298.9976 | 2196 | 250 | Flexible domestic
FZ2174_240531a | Progressive Change - Final | CDP14 | Whyalla H2 load_flex | 2045 | SA | CSA | 1298.9976 | 2190 | 250 | Flexible domestic
FZ2174_240531a | Progressive Change - Final | CDP14 | Whyalla H2 load_flex | 2046 | SA | CSA | 1298.9976 | 2190 | 250 | Flexible domestic
FZ2174_240531a | Progressive Change - Final | CDP14 | Whyalla H2 load_flex | 2047 | SA | CSA | 1298.9976 | 2190 | 250 | Flexible domestic
FZ2174_240531a | Progressive Change - Final | CDP14 | Whyalla H2 load_flex | 2048 | SA | CSA | 1298.9976 | 2196 | 250 | Flexible domestic
FZ2174_240531a | Progressive Change - Final | CDP14 | Whyalla H2 load_flex | 2049 | SA | CSA | 1298.9976 | 2190 | 250 | Flexible domestic
FZ2174_240531a | Progressive Change - Final | CDP14 | Whyalla H2 load_flex | 2050 | SA | CSA | 1298.9976 | 2190 | 250 | Flexible domestic
FZ2174_240531a | Progressive Change - Final | CDP14 | Whyalla H2 load_flex | 2051 | SA | CSA | 1298.9976 | 2190 | 250 | Flexible domestic
FZ2174_240531a | Progressive Change - Final | CDP14 | Whyalla H2 load_flex | 2052 | SA | CSA | 1298.9976 | 2196 | 250 | Flexible domestic
FZ2174_240531a | Progressive Change - Final | CDP14 | H2 Domestic Fixed_SESA | 2025 | SA | SESA | 0.061378 | 0.061378 | 0.0070066 | Fixed domestic
FZ2174_240531a | Progressive Change - Final | CDP14 | H2 Domestic Fixed_SESA | 2026 | SA | SESA | 2.6667 | 2.6667 | 0.30441 | Fixed domestic
FZ2174_240531a | Progressive Change - Final | CDP14 | H2 Domestic Fixed_SESA | 2027 | SA | SESA | 7.7174 | 7.7174 | 0.88098 | Fixed domestic
FZ2174_240531a | Progressive Change - Final | CDP14 | H2 Domestic Fixed_SESA | 2028 | SA | SESA | 9.8546 | 9.8546 | 1.1219 | Fixed domestic
FZ2174_240531a | Progressive Change - Final | CDP14 | H2 Domestic Fixed_SESA | 2029 | SA | SESA | 10.7301 | 10.7301 | 1.2249 | Fixed domestic
FZ2174_240531a | Progressive Change - Final | CDP14 | H2 Domestic Fixed_SESA | 2030 | SA | SESA | 10.7301 | 10.7301 | 1.2249 | Fixed domestic
FZ2174_240531a | Progressive Change - Final | CDP14 | H2 Domestic Fixed_SESA | 2031 | SA | SESA | 10.7301 | 10.7301 | 1.2249 | Fixed domestic
FZ2174_240531a | Progressive Change - Final | CDP14 | H2 Domestic Fixed_SESA | 2032 | SA | SESA | 10.7595 | 10.7595 | 1.2249 | Fixed domestic
FZ2174_240531a | Progressive Change - Final | CDP14 | H2 Domestic Fixed_SESA | 2033 | SA | SESA | 13.2571 | 13.2571 | 1.5134 | Fixed domestic
FZ2174_240531a | Progressive Change - Final | CDP14 | H2 Domestic Fixed_SESA | 2034 | SA | SESA | 13.952 | 13.952 | 1.5927 | Fixed domestic
FZ2174_240531a | Progressive Change - Final | CDP14 | H2 Domestic Fixed_SESA | 2035 | SA | SESA | 15.1552 | 15.1552 | 1.73 | Fixed domestic
FZ2174_240531a | Progressive Change - Final | CDP14 | H2 Domestic Fixed_SESA | 2036 | SA | SESA | 16.268 | 16.268 | 1.852 | Fixed domestic
FZ2174_240531a | Progressive Change - Final | CDP14 | H2 Domestic Fixed_SESA | 2037 | SA | SESA | 16.2235 | 16.2235 | 1.852 | Fixed domestic
FZ2174_240531a | Progressive Change - Final | CDP14 | H2 Domestic Fixed_SESA | 2038 | SA | SESA | 18.4317 | 18.4317 | 2.1041 | Fixed domestic
FZ2174_240531a | Progressive Change - Final | CDP14 | H2 Domestic Fixed_SESA | 2039 | SA | SESA | 18.4317 | 18.4317 | 2.1041 | Fixed domestic
FZ2174_240531a | Progressive Change - Final | CDP14 | H2 Domestic Fixed_SESA | 2040 | SA | SESA | 18.4822 | 18.4822 | 2.1041 | Fixed domestic
FZ2174_240531a | Progressive Change - Final | CDP14 | H2 Domestic Fixed_SESA | 2041 | SA | SESA | 18.4317 | 18.4317 | 2.1041 | Fixed domestic
FZ2174_240531a | Progressive Change - Final | CDP14 | H2 Domestic Fixed_SESA | 2042 | SA | SESA | 18.4317 | 18.4317 | 2.1041 | Fixed domestic
FZ2174_240531a | Progressive Change - Final | CDP14 | H2 Domestic Fixed_SESA | 2043 | SA | SESA | 18.4317 | 18.4317 | 2.1041 | Fixed domestic
FZ2174_240531a | Progressive Change - Final | CDP14 | H2 Domestic Fixed_SESA | 2044 | SA | SESA | 24.5855 | 24.5855 | 2.7989 | Fixed domestic
FZ2174_240531a | Progressive Change - Final | CDP14 | H2 Domestic Fixed_SESA | 2045 | SA | SESA | 24.5183 | 24.5183 | 2.7989 | Fixed domestic
FZ2174_240531a | Progressive Change - Final | CDP14 | H2 Domestic Fixed_SESA | 2046 | SA | SESA | 24.5183 | 24.5183 | 2.7989 | Fixed domestic
FZ2174_240531a | Progressive Change - Final | CDP14 | H2 Domestic Fixed_SESA | 2047 | SA | SESA | 24.5183 | 24.5183 | 2.7989 | Fixed domestic
FZ2174_240531a | Progressive Change - Final | CDP14 | H2 Domestic Fixed_SESA | 2048 | SA | SESA | 24.5855 | 24.5855 | 2.7989 | Fixed domestic
FZ2174_240531a | Progressive Change - Final | CDP14 | H2 Domestic Fixed_SESA | 2049 | SA | SESA | 24.5183 | 24.5183 | 2.7989 | Fixed domestic
FZ2174_240531a | Progressive Change - Final | CDP14 | H2 Domestic Fixed_SESA | 2050 | SA | SESA | 38.2178 | 38.2178 | 4.3628 | Fixed domestic
FZ2174_240531a | Progressive Change - Final | CDP14 | H2 Domestic Fixed_SESA | 2051 | SA | SESA | 35.6125 | 35.6125 | 4.0654 | Fixed domestic
FZ2174_240531a | Progressive Change - Final | CDP14 | H2 Domestic Fixed_SESA | 2052 | SA | SESA | 38.3844 | 38.3844 | 4.3698 | Fixed domestic
FZ2174_240531a | Progressive Change - Final | CDP14 | H2 Domestic Flex_SESA | 2025 | SA | SESA | 1.1835 | 1.3639 | 0.1557 | Flexible domestic
FZ2174_240531a | Progressive Change - Final | CDP14 | H2 Domestic Flex_SESA | 2026 | SA | SESA | 51.3833 | 59.2594 | 6.7648 | Flexible domestic
FZ2174_240531a | Progressive Change - Final | CDP14 | H2 Domestic Flex_SESA | 2027 | SA | SESA | 146.4943 | 171.497 | 19.5773 | Flexible domestic
FZ2174_240531a | Progressive Change - Final | CDP14 | H2 Domestic Flex_SESA | 2028 | SA | SESA | 188.8144 | 218.9911 | 24.9307 | Flexible domestic
FZ2174_240531a | Progressive Change - Final | CDP14 | H2 Domestic Flex_SESA | 2029 | SA | SESA | 169.2015 | 238.4458 | 27.2198 | Flexible domestic
FZ2174_240531a | Progressive Change - Final | CDP14 | H2 Domestic Flex_SESA | 2030 | SA | SESA | 148.0694 | 238.4458 | 27.2198 | Flexible domestic
FZ2174_240531a | Progressive Change - Final | CDP14 | H2 Domestic Flex_SESA | 2031 | SA | SESA | 146.0958 | 238.4458 | 27.2198 | Flexible domestic
FZ2174_240531a | Progressive Change - Final | CDP14 | H2 Domestic Flex_SESA | 2032 | SA | SESA | 167.3429 | 239.0991 | 27.2198 | Flexible domestic
FZ2174_240531a | Progressive Change - Final | CDP14 | H2 Domestic Flex_SESA | 2033 | SA | SESA | 199.5319 | 294.6023 | 33.6304 | Flexible domestic
FZ2174_240531a | Progressive Change - Final | CDP14 | H2 Domestic Flex_SESA | 2034 | SA | SESA | 206.0828 | 310.0448 | 35.3932 | Flexible domestic
FZ2174_240531a | Progressive Change - Final | CDP14 | H2 Domestic Flex_SESA | 2035 | SA | SESA | 201.66 | 336.7813 | 38.4454 | Flexible domestic
FZ2174_240531a | Progressive Change - Final | CDP14 | H2 Domestic Flex_SESA | 2036 | SA | SESA | 197.2612 | 361.511 | 41.1556 | Flexible domestic
FZ2174_240531a | Progressive Change - Final | CDP14 | H2 Domestic Flex_SESA | 2037 | SA | SESA | 192.9695 | 360.5233 | 41.1556 | Flexible domestic
FZ2174_240531a | Progressive Change - Final | CDP14 | H2 Domestic Flex_SESA | 2038 | SA | SESA | 188.9449 | 409.594 | 46.7573 | Flexible domestic
FZ2174_240531a | Progressive Change - Final | CDP14 | H2 Domestic Flex_SESA | 2039 | SA | SESA | 184.9592 | 409.594 | 46.7573 | Flexible domestic
FZ2174_240531a | Progressive Change - Final | CDP14 | H2 Domestic Flex_SESA | 2040 | SA | SESA | 181.0498 | 410.7162 | 46.7573 | Flexible domestic
FZ2174_240531a | Progressive Change - Final | CDP14 | H2 Domestic Flex_SESA | 2041 | SA | SESA | 179.2508 | 409.594 | 46.7573 | Flexible domestic
FZ2174_240531a | Progressive Change - Final | CDP14 | H2 Domestic Flex_SESA | 2042 | SA | SESA | 179.4237 | 409.594 | 46.7573 | Flexible domestic
FZ2174_240531a | Progressive Change - Final | CDP14 | H2 Domestic Flex_SESA | 2043 | SA | SESA | 222.1558 | 409.594 | 46.7573 | Flexible domestic
FZ2174_240531a | Progressive Change - Final | CDP14 | H2 Domestic Flex_SESA | 2044 | SA | SESA | 223.2297 | 546.3436 | 62.1976 | Flexible domestic
FZ2174_240531a | Progressive Change - Final | CDP14 | H2 Domestic Flex_SESA | 2045 | SA | SESA | 224.4286 | 544.8509 | 62.1976 | Flexible domestic
FZ2174_240531a | Progressive Change - Final | CDP14 | H2 Domestic Flex_SESA | 2046 | SA | SESA | 238.1929 | 544.8509 | 62.1976 | Flexible domestic
FZ2174_240531a | Progressive Change - Final | CDP14 | H2 Domestic Flex_SESA | 2047 | SA | SESA | 237.464 | 544.8509 | 62.1976 | Flexible domestic
FZ2174_240531a | Progressive Change - Final | CDP14 | H2 Domestic Flex_SESA | 2048 | SA | SESA | 238.0114 | 546.3436 | 62.1976 | Flexible domestic
FZ2174_240531a | Progressive Change - Final | CDP14 | H2 Domestic Flex_SESA | 2049 | SA | SESA | 262.6572 | 544.8509 | 62.1976 | Flexible domestic
FZ2174_240531a | Progressive Change - Final | CDP14 | H2 Domestic Flex_SESA | 2050 | SA | SESA | 320.6611 | 849.2843 | 96.9503 | Flexible domestic
FZ2174_240531a | Progressive Change - Final | CDP14 | H2 Domestic Flex_SESA | 2051 | SA | SESA | 321.0201 | 791.3889 | 90.3412 | Flexible domestic
FZ2174_240531a | Progressive Change - Final | CDP14 | H2 Domestic Flex_SESA | 2052 | SA | SESA | 320.5845 | 852.9872 | 97.1069 | Flexible domestic
FZ2174_240531a | Progressive Change - Final | CDP14 | H2 Domestic Fixed_TAS | 2025 | TAS | TAS | 0 | 0 | 0 | Fixed domestic
FZ2174_240531a | Progressive Change - Final | CDP14 | H2 Domestic Fixed_TAS | 2026 | TAS | TAS | 0 | 0 | 0 | Fixed domestic
FZ2174_240531a | Progressive Change - Final | CDP14 | H2 Domestic Fixed_TAS | 2027 | TAS | TAS | 0 | 0 | 0 | Fixed domestic
FZ2174_240531a | Progressive Change - Final | CDP14 | H2 Domestic Fixed_TAS | 2028 | TAS | TAS | 0 | 0 | 0 | Fixed domestic
FZ2174_240531a | Progressive Change - Final | CDP14 | H2 Domestic Fixed_TAS | 2029 | TAS | TAS | 0.30059 | 0.30059 | 0.034314 | Fixed domestic
FZ2174_240531a | Progressive Change - Final | CDP14 | H2 Domestic Fixed_TAS | 2030 | TAS | TAS | 1.2354 | 1.2354 | 0.14103 | Fixed domestic
FZ2174_240531a | Progressive Change - Final | CDP14 | H2 Domestic Fixed_TAS | 2031 | TAS | TAS | 2.5762 | 2.5762 | 0.29408 | Fixed domestic
FZ2174_240531a | Progressive Change - Final | CDP14 | H2 Domestic Fixed_TAS | 2032 | TAS | TAS | 3.3595 | 3.3595 | 0.38245 | Fixed domestic
FZ2174_240531a | Progressive Change - Final | CDP14 | H2 Domestic Fixed_TAS | 2033 | TAS | TAS | 4.7729 | 4.7729 | 0.54485 | Fixed domestic
FZ2174_240531a | Progressive Change - Final | CDP14 | H2 Domestic Fixed_TAS | 2034 | TAS | TAS | 4.7729 | 4.7729 | 0.54485 | Fixed domestic
FZ2174_240531a | Progressive Change - Final | CDP14 | H2 Domestic Fixed_TAS | 2035 | TAS | TAS | 4.9175 | 4.9175 | 0.56136 | Fixed domestic
FZ2174_240531a | Progressive Change - Final | CDP14 | H2 Domestic Fixed_TAS | 2036 | TAS | TAS | 5.8898 | 5.8898 | 0.67051 | Fixed domestic
FZ2174_240531a | Progressive Change - Final | CDP14 | H2 Domestic Fixed_TAS | 2037 | TAS | TAS | 5.8737 | 5.8737 | 0.67051 | Fixed domestic
FZ2174_240531a | Progressive Change - Final | CDP14 | H2 Domestic Fixed_TAS | 2038 | TAS | TAS | 9.7586 | 9.7586 | 1.114 | Fixed domestic
FZ2174_240531a | Progressive Change - Final | CDP14 | H2 Domestic Fixed_TAS | 2039 | TAS | TAS | 9.7586 | 9.7586 | 1.114 | Fixed domestic
FZ2174_240531a | Progressive Change - Final | CDP14 | H2 Domestic Fixed_TAS | 2040 | TAS | TAS | 9.7853 | 9.7853 | 1.114 | Fixed domestic
FZ2174_240531a | Progressive Change - Final | CDP14 | H2 Domestic Fixed_TAS | 2041 | TAS | TAS | 14.0639 | 14.0639 | 1.6055 | Fixed domestic
FZ2174_240531a | Progressive Change - Final | CDP14 | H2 Domestic Fixed_TAS | 2042 | TAS | TAS | 14.0639 | 14.0639 | 1.6055 | Fixed domestic
FZ2174_240531a | Progressive Change - Final | CDP14 | H2 Domestic Fixed_TAS | 2043 | TAS | TAS | 14.0639 | 14.0639 | 1.6055 | Fixed domestic
FZ2174_240531a | Progressive Change - Final | CDP14 | H2 Domestic Fixed_TAS | 2044 | TAS | TAS | 14.1025 | 14.1025 | 1.6055 | Fixed domestic
FZ2174_240531a | Progressive Change - Final | CDP14 | H2 Domestic Fixed_TAS | 2045 | TAS | TAS | 14.0639 | 14.0639 | 1.6055 | Fixed domestic
FZ2174_240531a | Progressive Change - Final | CDP14 | H2 Domestic Fixed_TAS | 2046 | TAS | TAS | 14.0639 | 14.0639 | 1.6055 | Fixed domestic
FZ2174_240531a | Progressive Change - Final | CDP14 | H2 Domestic Fixed_TAS | 2047 | TAS | TAS | 15.9975 | 15.9975 | 1.8262 | Fixed domestic
FZ2174_240531a | Progressive Change - Final | CDP14 | H2 Domestic Fixed_TAS | 2048 | TAS | TAS | 16.0413 | 16.0413 | 1.8262 | Fixed domestic
FZ2174_240531a | Progressive Change - Final | CDP14 | H2 Domestic Fixed_TAS | 2049 | TAS | TAS | 15.9975 | 15.9975 | 1.8262 | Fixed domestic
FZ2174_240531a | Progressive Change - Final | CDP14 | H2 Domestic Fixed_TAS | 2050 | TAS | TAS | 16.1036 | 16.1036 | 1.8383 | Fixed domestic
FZ2174_240531a | Progressive Change - Final | CDP14 | H2 Domestic Fixed_TAS | 2051 | TAS | TAS | 16.1036 | 16.1036 | 1.8383 | Fixed domestic
FZ2174_240531a | Progressive Change - Final | CDP14 | H2 Domestic Fixed_TAS | 2052 | TAS | TAS | 16.1788 | 16.1788 | 1.8419 | Fixed domestic
FZ2174_240531a | Progressive Change - Final | CDP14 | H2 Domestic Flex_TAS | 2025 | TAS | TAS | 0 | 0 | 0 | Flexible domestic
FZ2174_240531a | Progressive Change - Final | CDP14 | H2 Domestic Flex_TAS | 2026 | TAS | TAS | 0 | 0 | 0 | Flexible domestic
FZ2174_240531a | Progressive Change - Final | CDP14 | H2 Domestic Flex_TAS | 2027 | TAS | TAS | 0 | 0 | 0 | Flexible domestic
FZ2174_240531a | Progressive Change - Final | CDP14 | H2 Domestic Flex_TAS | 2028 | TAS | TAS | 0 | 0 | 0 | Flexible domestic
FZ2174_240531a | Progressive Change - Final | CDP14 | H2 Domestic Flex_TAS | 2029 | TAS | TAS | 5.7721 | 6.6798 | 0.76253 | Flexible domestic
FZ2174_240531a | Progressive Change - Final | CDP14 | H2 Domestic Flex_TAS | 2030 | TAS | TAS | 24.2692 | 27.4534 | 3.134 | Flexible domestic
FZ2174_240531a | Progressive Change - Final | CDP14 | H2 Domestic Flex_TAS | 2031 | TAS | TAS | 50.4074 | 57.2484 | 6.5352 | Flexible domestic
FZ2174_240531a | Progressive Change - Final | CDP14 | H2 Domestic Flex_TAS | 2032 | TAS | TAS | 66.0847 | 74.6547 | 8.4989 | Flexible domestic
FZ2174_240531a | Progressive Change - Final | CDP14 | H2 Domestic Flex_TAS | 2033 | TAS | TAS | 95.2936 | 106.0648 | 12.1079 | Flexible domestic
FZ2174_240531a | Progressive Change - Final | CDP14 | H2 Domestic Flex_TAS | 2034 | TAS | TAS | 93.8191 | 106.0648 | 12.1079 | Flexible domestic
FZ2174_240531a | Progressive Change - Final | CDP14 | H2 Domestic Flex_TAS | 2035 | TAS | TAS | 98.1518 | 109.2787 | 12.4747 | Flexible domestic
FZ2174_240531a | Progressive Change - Final | CDP14 | H2 Domestic Flex_TAS | 2036 | TAS | TAS | 99.4811 | 130.8837 | 14.9002 | Flexible domestic
FZ2174_240531a | Progressive Change - Final | CDP14 | H2 Domestic Flex_TAS | 2037 | TAS | TAS | 97.2629 | 130.5261 | 14.9002 | Flexible domestic
FZ2174_240531a | Progressive Change - Final | CDP14 | H2 Domestic Flex_TAS | 2038 | TAS | TAS | 174.1542 | 216.8567 | 24.7553 | Flexible domestic
FZ2174_240531a | Progressive Change - Final | CDP14 | H2 Domestic Flex_TAS | 2039 | TAS | TAS | 170.2738 | 216.8567 | 24.7553 | Flexible domestic
FZ2174_240531a | Progressive Change - Final | CDP14 | H2 Domestic Flex_TAS | 2040 | TAS | TAS | 167.28 | 217.4508 | 24.7553 | Flexible domestic
FZ2174_240531a | Progressive Change - Final | CDP14 | H2 Domestic Flex_TAS | 2041 | TAS | TAS | 165.4189 | 312.5319 | 35.6772 | Flexible domestic
FZ2174_240531a | Progressive Change - Final | CDP14 | H2 Domestic Flex_TAS | 2042 | TAS | TAS | 169.1686 | 312.5319 | 35.6772 | Flexible domestic
FZ2174_240531a | Progressive Change - Final | CDP14 | H2 Domestic Flex_TAS | 2043 | TAS | TAS | 170.1358 | 312.5319 | 35.6772 | Flexible domestic
FZ2174_240531a | Progressive Change - Final | CDP14 | H2 Domestic Flex_TAS | 2044 | TAS | TAS | 173.9124 | 313.3881 | 35.6772 | Flexible domestic
FZ2174_240531a | Progressive Change - Final | CDP14 | H2 Domestic Flex_TAS | 2045 | TAS | TAS | 175.0212 | 312.5319 | 35.6772 | Flexible domestic
FZ2174_240531a | Progressive Change - Final | CDP14 | H2 Domestic Flex_TAS | 2046 | TAS | TAS | 175.0212 | 312.5319 | 35.6772 | Flexible domestic
FZ2174_240531a | Progressive Change - Final | CDP14 | H2 Domestic Flex_TAS | 2047 | TAS | TAS | 175.0212 | 355.5001 | 40.5822 | Flexible domestic
FZ2174_240531a | Progressive Change - Final | CDP14 | H2 Domestic Flex_TAS | 2048 | TAS | TAS | 175.0212 | 356.4741 | 40.5822 | Flexible domestic
FZ2174_240531a | Progressive Change - Final | CDP14 | H2 Domestic Flex_TAS | 2049 | TAS | TAS | 175.0212 | 355.5001 | 40.5822 | Flexible domestic
FZ2174_240531a | Progressive Change - Final | CDP14 | H2 Domestic Flex_TAS | 2050 | TAS | TAS | 175.0212 | 357.8573 | 40.8513 | Flexible domestic
FZ2174_240531a | Progressive Change - Final | CDP14 | H2 Domestic Flex_TAS | 2051 | TAS | TAS | 175.0212 | 357.8573 | 40.8513 | Flexible domestic
FZ2174_240531a | Progressive Change - Final | CDP14 | H2 Domestic Flex_TAS | 2052 | TAS | TAS | 175.0212 | 359.53 | 40.9301 | Flexible domestic
FZ2174_240531a | Progressive Change - Final | CDP14 | H2 Domestic Fixed_VIC | 2025 | VIC | VIC | 2.5574 | 2.5574 | 0.29194 | Fixed domestic
FZ2174_240531a | Progressive Change - Final | CDP14 | H2 Domestic Fixed_VIC | 2026 | VIC | VIC | 4.0307 | 4.0307 | 0.46013 | Fixed domestic
FZ2174_240531a | Progressive Change - Final | CDP14 | H2 Domestic Fixed_VIC | 2027 | VIC | VIC | 4.0307 | 4.0307 | 0.46013 | Fixed domestic
FZ2174_240531a | Progressive Change - Final | CDP14 | H2 Domestic Fixed_VIC | 2028 | VIC | VIC | 4.0418 | 4.0418 | 0.46013 | Fixed domestic
FZ2174_240531a | Progressive Change - Final | CDP14 | H2 Domestic Fixed_VIC | 2029 | VIC | VIC | 50.4395 | 50.4395 | 5.7579 | Fixed domestic
FZ2174_240531a | Progressive Change - Final | CDP14 | H2 Domestic Fixed_VIC | 2030 | VIC | VIC | 139.1119 | 139.1119 | 15.8804 | Fixed domestic
FZ2174_240531a | Progressive Change - Final | CDP14 | H2 Domestic Fixed_VIC | 2031 | VIC | VIC | 139.1119 | 139.1119 | 15.8804 | Fixed domestic
FZ2174_240531a | Progressive Change - Final | CDP14 | H2 Domestic Fixed_VIC | 2032 | VIC | VIC | 204.8376 | 204.8376 | 23.3194 | Fixed domestic
FZ2174_240531a | Progressive Change - Final | CDP14 | H2 Domestic Fixed_VIC | 2033 | VIC | VIC | 420.9245 | 420.9245 | 48.0507 | Fixed domestic
FZ2174_240531a | Progressive Change - Final | CDP14 | H2 Domestic Fixed_VIC | 2034 | VIC | VIC | 420.9245 | 420.9245 | 48.0507 | Fixed domestic
FZ2174_240531a | Progressive Change - Final | CDP14 | H2 Domestic Fixed_VIC | 2035 | VIC | VIC | 489.2586 | 489.2586 | 55.8514 | Fixed domestic
FZ2174_240531a | Progressive Change - Final | CDP14 | H2 Domestic Fixed_VIC | 2036 | VIC | VIC | 549.27 | 549.27 | 62.5307 | Fixed domestic
FZ2174_240531a | Progressive Change - Final | CDP14 | H2 Domestic Fixed_VIC | 2037 | VIC | VIC | 547.7692 | 547.7692 | 62.5307 | Fixed domestic
FZ2174_240531a | Progressive Change - Final | CDP14 | H2 Domestic Fixed_VIC | 2038 | VIC | VIC | 576.3117 | 576.3117 | 65.789 | Fixed domestic
FZ2174_240531a | Progressive Change - Final | CDP14 | H2 Domestic Fixed_VIC | 2039 | VIC | VIC | 576.3117 | 576.3117 | 65.789 | Fixed domestic
FZ2174_240531a | Progressive Change - Final | CDP14 | H2 Domestic Fixed_VIC | 2040 | VIC | VIC | 577.8906 | 577.8906 | 65.789 | Fixed domestic
FZ2174_240531a | Progressive Change - Final | CDP14 | H2 Domestic Fixed_VIC | 2041 | VIC | VIC | 576.3117 | 576.3117 | 65.789 | Fixed domestic
FZ2174_240531a | Progressive Change - Final | CDP14 | H2 Domestic Fixed_VIC | 2042 | VIC | VIC | 576.3117 | 576.3117 | 65.789 | Fixed domestic
FZ2174_240531a | Progressive Change - Final | CDP14 | H2 Domestic Fixed_VIC | 2043 | VIC | VIC | 576.3117 | 576.3117 | 65.789 | Fixed domestic
FZ2174_240531a | Progressive Change - Final | CDP14 | H2 Domestic Fixed_VIC | 2044 | VIC | VIC | 598.902 | 598.902 | 68.181 | Fixed domestic
FZ2174_240531a | Progressive Change - Final | CDP14 | H2 Domestic Fixed_VIC | 2045 | VIC | VIC | 597.2657 | 597.2657 | 68.181 | Fixed domestic
FZ2174_240531a | Progressive Change - Final | CDP14 | H2 Domestic Fixed_VIC | 2046 | VIC | VIC | 597.2657 | 597.2657 | 68.181 | Fixed domestic
FZ2174_240531a | Progressive Change - Final | CDP14 | H2 Domestic Fixed_VIC | 2047 | VIC | VIC | 678.099 | 678.099 | 77.4086 | Fixed domestic
FZ2174_240531a | Progressive Change - Final | CDP14 | H2 Domestic Fixed_VIC | 2048 | VIC | VIC | 679.9568 | 679.9568 | 77.4086 | Fixed domestic
FZ2174_240531a | Progressive Change - Final | CDP14 | H2 Domestic Fixed_VIC | 2049 | VIC | VIC | 678.099 | 678.099 | 77.4086 | Fixed domestic
FZ2174_240531a | Progressive Change - Final | CDP14 | H2 Domestic Fixed_VIC | 2050 | VIC | VIC | 826.558 | 826.558 | 94.3559 | Fixed domestic
FZ2174_240531a | Progressive Change - Final | CDP14 | H2 Domestic Fixed_VIC | 2051 | VIC | VIC | 825.0847 | 825.0847 | 94.1877 | Fixed domestic
FZ2174_240531a | Progressive Change - Final | CDP14 | H2 Domestic Fixed_VIC | 2052 | VIC | VIC | 867.8842 | 867.8842 | 98.8028 | Fixed domestic
FZ2174_240531a | Progressive Change - Final | CDP14 | H2 Domestic Flex_VIC | 2025 | VIC | VIC | 49.3127 | 56.8302 | 6.4875 | Flexible domestic
FZ2174_240531a | Progressive Change - Final | CDP14 | H2 Domestic Flex_VIC | 2026 | VIC | VIC | 77.6668 | 89.5717 | 10.2251 | Flexible domestic
FZ2174_240531a | Progressive Change - Final | CDP14 | H2 Domestic Flex_VIC | 2027 | VIC | VIC | 75.935 | 89.5717 | 10.2251 | Flexible domestic
FZ2174_240531a | Progressive Change - Final | CDP14 | H2 Domestic Flex_VIC | 2028 | VIC | VIC | 74.2418 | 89.8171 | 10.2251 | Flexible domestic
FZ2174_240531a | Progressive Change - Final | CDP14 | H2 Domestic Flex_VIC | 2029 | VIC | VIC | 681.7364 | 1120.8784 | 127.9542 | Flexible domestic
FZ2174_240531a | Progressive Change - Final | CDP14 | H2 Domestic Flex_VIC | 2030 | VIC | VIC | 1845.7348 | 3091.376 | 352.8968 | Flexible domestic
FZ2174_240531a | Progressive Change - Final | CDP14 | H2 Domestic Flex_VIC | 2031 | VIC | VIC | 2721.9649 | 3091.376 | 352.8968 | Flexible domestic
FZ2174_240531a | Progressive Change - Final | CDP14 | H2 Domestic Flex_VIC | 2032 | VIC | VIC | 4029.4052 | 4551.9473 | 518.2089 | Flexible domestic
FZ2174_240531a | Progressive Change - Final | CDP14 | H2 Domestic Flex_VIC | 2033 | VIC | VIC | 7023.9978 | 9353.878 | 1067.7943 | Flexible domestic
FZ2174_240531a | Progressive Change - Final | CDP14 | H2 Domestic Flex_VIC | 2034 | VIC | VIC | 6901.8072 | 9353.878 | 1067.7943 | Flexible domestic
FZ2174_240531a | Progressive Change - Final | CDP14 | H2 Domestic Flex_VIC | 2035 | VIC | VIC | 6908.0234 | 10872.4124 | 1241.143 | Flexible domestic
FZ2174_240531a | Progressive Change - Final | CDP14 | H2 Domestic Flex_VIC | 2036 | VIC | VIC | 6792.8172 | 12205.999 | 1389.5718 | Flexible domestic
FZ2174_240531a | Progressive Change - Final | CDP14 | H2 Domestic Flex_VIC | 2037 | VIC | VIC | 6641.3518 | 12172.6493 | 1389.5718 | Flexible domestic
FZ2174_240531a | Progressive Change - Final | CDP14 | H2 Domestic Flex_VIC | 2038 | VIC | VIC | 6623.0248 | 12806.9266 | 1461.9779 | Flexible domestic
FZ2174_240531a | Progressive Change - Final | CDP14 | H2 Domestic Flex_VIC | 2039 | VIC | VIC | 6516.1323 | 12806.9266 | 1461.9779 | Flexible domestic
FZ2174_240531a | Progressive Change - Final | CDP14 | H2 Domestic Flex_VIC | 2040 | VIC | VIC | 6406.7199 | 12842.0141 | 1461.9779 | Flexible domestic
FZ2174_240531a | Progressive Change - Final | CDP14 | H2 Domestic Flex_VIC | 2041 | VIC | VIC | 6334.4864 | 12806.9266 | 1461.9779 | Flexible domestic
FZ2174_240531a | Progressive Change - Final | CDP14 | H2 Domestic Flex_VIC | 2042 | VIC | VIC | 6347.9135 | 12806.9266 | 1461.9779 | Flexible domestic
FZ2174_240531a | Progressive Change - Final | CDP14 | H2 Domestic Flex_VIC | 2043 | VIC | VIC | 6409.0815 | 12806.9266 | 1461.9779 | Flexible domestic
FZ2174_240531a | Progressive Change - Final | CDP14 | H2 Domestic Flex_VIC | 2044 | VIC | VIC | 6453.7612 | 13308.9333 | 1515.1336 | Flexible domestic
FZ2174_240531a | Progressive Change - Final | CDP14 | H2 Domestic Flex_VIC | 2045 | VIC | VIC | 6488.4471 | 13272.5701 | 1515.1336 | Flexible domestic
FZ2174_240531a | Progressive Change - Final | CDP14 | H2 Domestic Flex_VIC | 2046 | VIC | VIC | 6529.3694 | 13272.5701 | 1515.1336 | Flexible domestic
FZ2174_240531a | Progressive Change - Final | CDP14 | H2 Domestic Flex_VIC | 2047 | VIC | VIC | 6529.3694 | 15068.8668 | 1720.1903 | Flexible domestic
FZ2174_240531a | Progressive Change - Final | CDP14 | H2 Domestic Flex_VIC | 2048 | VIC | VIC | 6614.7091 | 15110.1514 | 1720.1903 | Flexible domestic
FZ2174_240531a | Progressive Change - Final | CDP14 | H2 Domestic Flex_VIC | 2049 | VIC | VIC | 6614.7091 | 15068.8668 | 1720.1903 | Flexible domestic
FZ2174_240531a | Progressive Change - Final | CDP14 | H2 Domestic Flex_VIC | 2050 | VIC | VIC | 7316.4323 | 18367.9563 | 2096.7987 | Flexible domestic
FZ2174_240531a | Progressive Change - Final | CDP14 | H2 Domestic Flex_VIC | 2051 | VIC | VIC | 7316.4323 | 18335.2149 | 2093.0611 | Flexible domestic
FZ2174_240531a | Progressive Change - Final | CDP14 | H2 Domestic Flex_VIC | 2052 | VIC | VIC | 7316.4323 | 19286.3149 | 2195.6187 | Flexible domestic
FZ2175_240531a | Progressive Change - Final | CDP15 | H2 Domestic Fixed_SNSW | 2025 | NSW | SNSW | 1.3276 | 1.3276 | 0.15156 | Fixed domestic
FZ2175_240531a | Progressive Change - Final | CDP15 | H2 Domestic Fixed_SNSW | 2026 | NSW | SNSW | 3.1853 | 3.1853 | 0.36362 | Fixed domestic
FZ2175_240531a | Progressive Change - Final | CDP15 | H2 Domestic Fixed_SNSW | 2027 | NSW | SNSW | 6.3084 | 6.3084 | 0.72014 | Fixed domestic
FZ2175_240531a | Progressive Change - Final | CDP15 | H2 Domestic Fixed_SNSW | 2028 | NSW | SNSW | 10.9957 | 10.9957 | 1.2518 | Fixed domestic
FZ2175_240531a | Progressive Change - Final | CDP15 | H2 Domestic Fixed_SNSW | 2029 | NSW | SNSW | 27.192 | 27.192 | 3.1041 | Fixed domestic
FZ2175_240531a | Progressive Change - Final | CDP15 | H2 Domestic Fixed_SNSW | 2030 | NSW | SNSW | 27.192 | 27.192 | 3.1041 | Fixed domestic
FZ2175_240531a | Progressive Change - Final | CDP15 | H2 Domestic Fixed_SNSW | 2031 | NSW | SNSW | 27.192 | 27.192 | 3.1041 | Fixed domestic
FZ2175_240531a | Progressive Change - Final | CDP15 | H2 Domestic Fixed_SNSW | 2032 | NSW | SNSW | 27.2665 | 27.2665 | 3.1041 | Fixed domestic
FZ2175_240531a | Progressive Change - Final | CDP15 | H2 Domestic Fixed_SNSW | 2033 | NSW | SNSW | 27.192 | 27.192 | 3.1041 | Fixed domestic
FZ2175_240531a | Progressive Change - Final | CDP15 | H2 Domestic Fixed_SNSW | 2034 | NSW | SNSW | 27.6335 | 27.6335 | 3.1545 | Fixed domestic
FZ2175_240531a | Progressive Change - Final | CDP15 | H2 Domestic Fixed_SNSW | 2035 | NSW | SNSW | 27.6335 | 27.6335 | 3.1545 | Fixed domestic
FZ2175_240531a | Progressive Change - Final | CDP15 | H2 Domestic Fixed_SNSW | 2036 | NSW | SNSW | 38.1133 | 38.1133 | 4.3389 | Fixed domestic
FZ2175_240531a | Progressive Change - Final | CDP15 | H2 Domestic Fixed_SNSW | 2037 | NSW | SNSW | 38.0092 | 38.0092 | 4.3389 | Fixed domestic
FZ2175_240531a | Progressive Change - Final | CDP15 | H2 Domestic Fixed_SNSW | 2038 | NSW | SNSW | 40.1835 | 40.1835 | 4.5872 | Fixed domestic
FZ2175_240531a | Progressive Change - Final | CDP15 | H2 Domestic Fixed_SNSW | 2039 | NSW | SNSW | 40.1835 | 40.1835 | 4.5872 | Fixed domestic
FZ2175_240531a | Progressive Change - Final | CDP15 | H2 Domestic Fixed_SNSW | 2040 | NSW | SNSW | 40.2935 | 40.2935 | 4.5872 | Fixed domestic
FZ2175_240531a | Progressive Change - Final | CDP15 | H2 Domestic Fixed_SNSW | 2041 | NSW | SNSW | 40.1835 | 40.1835 | 4.5872 | Fixed domestic
FZ2175_240531a | Progressive Change - Final | CDP15 | H2 Domestic Fixed_SNSW | 2042 | NSW | SNSW | 40.1835 | 40.1835 | 4.5872 | Fixed domestic
FZ2175_240531a | Progressive Change - Final | CDP15 | H2 Domestic Fixed_SNSW | 2043 | NSW | SNSW | 40.1835 | 40.1835 | 4.5872 | Fixed domestic
FZ2175_240531a | Progressive Change - Final | CDP15 | H2 Domestic Fixed_SNSW | 2044 | NSW | SNSW | 54.9452 | 54.9452 | 6.2551 | Fixed domestic
FZ2175_240531a | Progressive Change - Final | CDP15 | H2 Domestic Fixed_SNSW | 2045 | NSW | SNSW | 54.7951 | 54.7951 | 6.2551 | Fixed domestic
FZ2175_240531a | Progressive Change - Final | CDP15 | H2 Domestic Fixed_SNSW | 2046 | NSW | SNSW | 55.31 | 55.31 | 6.3139 | Fixed domestic
FZ2175_240531a | Progressive Change - Final | CDP15 | H2 Domestic Fixed_SNSW | 2047 | NSW | SNSW | 55.736 | 55.736 | 6.3626 | Fixed domestic
FZ2175_240531a | Progressive Change - Final | CDP15 | H2 Domestic Fixed_SNSW | 2048 | NSW | SNSW | 55.8887 | 55.8887 | 6.3626 | Fixed domestic
FZ2175_240531a | Progressive Change - Final | CDP15 | H2 Domestic Fixed_SNSW | 2049 | NSW | SNSW | 107.1346 | 107.1346 | 12.23 | Fixed domestic
FZ2175_240531a | Progressive Change - Final | CDP15 | H2 Domestic Fixed_SNSW | 2050 | NSW | SNSW | 206.5924 | 206.5924 | 23.5836 | Fixed domestic
FZ2175_240531a | Progressive Change - Final | CDP15 | H2 Domestic Fixed_SNSW | 2051 | NSW | SNSW | 208.9276 | 208.9276 | 23.8502 | Fixed domestic
FZ2175_240531a | Progressive Change - Final | CDP15 | H2 Domestic Fixed_SNSW | 2052 | NSW | SNSW | 206.3684 | 206.3684 | 23.4937 | Fixed domestic
FZ2175_240531a | Progressive Change - Final | CDP15 | H2 Domestic Flex_SNSW | 2025 | NSW | SNSW | 25.6001 | 29.5027 | 3.3679 | Flexible domestic
FZ2175_240531a | Progressive Change - Final | CDP15 | H2 Domestic Flex_SNSW | 2026 | NSW | SNSW | 61.376 | 70.7839 | 8.0803 | Flexible domestic
FZ2175_240531a | Progressive Change - Final | CDP15 | H2 Domestic Flex_SNSW | 2027 | NSW | SNSW | 120.043 | 140.1867 | 16.003 | Flexible domestic
FZ2175_240531a | Progressive Change - Final | CDP15 | H2 Domestic Flex_SNSW | 2028 | NSW | SNSW | 210.6775 | 244.3483 | 27.8174 | Flexible domestic
FZ2175_240531a | Progressive Change - Final | CDP15 | H2 Domestic Flex_SNSW | 2029 | NSW | SNSW | 349.4215 | 604.2666 | 68.9802 | Flexible domestic
FZ2175_240531a | Progressive Change - Final | CDP15 | H2 Domestic Flex_SNSW | 2030 | NSW | SNSW | 534.1801 | 604.2666 | 68.9802 | Flexible domestic
FZ2175_240531a | Progressive Change - Final | CDP15 | H2 Domestic Flex_SNSW | 2031 | NSW | SNSW | 492.3807 | 604.2666 | 68.9802 | Flexible domestic
FZ2175_240531a | Progressive Change - Final | CDP15 | H2 Domestic Flex_SNSW | 2032 | NSW | SNSW | 476.0744 | 605.9221 | 68.9802 | Flexible domestic
FZ2175_240531a | Progressive Change - Final | CDP15 | H2 Domestic Flex_SNSW | 2033 | NSW | SNSW | 481.2264 | 604.2666 | 68.9802 | Flexible domestic
FZ2175_240531a | Progressive Change - Final | CDP15 | H2 Domestic Flex_SNSW | 2034 | NSW | SNSW | 552.3411 | 614.0776 | 70.1002 | Flexible domestic
FZ2175_240531a | Progressive Change - Final | CDP15 | H2 Domestic Flex_SNSW | 2035 | NSW | SNSW | 545.5686 | 614.0776 | 70.1002 | Flexible domestic
FZ2175_240531a | Progressive Change - Final | CDP15 | H2 Domestic Flex_SNSW | 2036 | NSW | SNSW | 533.4557 | 846.9629 | 96.4211 | Flexible domestic
FZ2175_240531a | Progressive Change - Final | CDP15 | H2 Domestic Flex_SNSW | 2037 | NSW | SNSW | 521.5747 | 844.6488 | 96.4211 | Flexible domestic
FZ2175_240531a | Progressive Change - Final | CDP15 | H2 Domestic Flex_SNSW | 2038 | NSW | SNSW | 513.1738 | 892.9657 | 101.9367 | Flexible domestic
FZ2175_240531a | Progressive Change - Final | CDP15 | H2 Domestic Flex_SNSW | 2039 | NSW | SNSW | 505.0727 | 892.9657 | 101.9367 | Flexible domestic
FZ2175_240531a | Progressive Change - Final | CDP15 | H2 Domestic Flex_SNSW | 2040 | NSW | SNSW | 495.9991 | 895.4122 | 101.9367 | Flexible domestic
FZ2175_240531a | Progressive Change - Final | CDP15 | H2 Domestic Flex_SNSW | 2041 | NSW | SNSW | 490.409 | 892.9657 | 101.9367 | Flexible domestic
FZ2175_240531a | Progressive Change - Final | CDP15 | H2 Domestic Flex_SNSW | 2042 | NSW | SNSW | 493.7656 | 892.9657 | 101.9367 | Flexible domestic
FZ2175_240531a | Progressive Change - Final | CDP15 | H2 Domestic Flex_SNSW | 2043 | NSW | SNSW | 497.5281 | 892.9657 | 101.9367 | Flexible domestic
FZ2175_240531a | Progressive Change - Final | CDP15 | H2 Domestic Flex_SNSW | 2044 | NSW | SNSW | 500.06 | 1221.0051 | 139.0033 | Flexible domestic
FZ2175_240531a | Progressive Change - Final | CDP15 | H2 Domestic Flex_SNSW | 2045 | NSW | SNSW | 501.0179 | 1217.6691 | 139.0033 | Flexible domestic
FZ2175_240531a | Progressive Change - Final | CDP15 | H2 Domestic Flex_SNSW | 2046 | NSW | SNSW | 502.8628 | 1229.1104 | 140.3094 | Flexible domestic
FZ2175_240531a | Progressive Change - Final | CDP15 | H2 Domestic Flex_SNSW | 2047 | NSW | SNSW | 503.9421 | 1238.5783 | 141.3902 | Flexible domestic
FZ2175_240531a | Progressive Change - Final | CDP15 | H2 Domestic Flex_SNSW | 2048 | NSW | SNSW | 837.0633 | 1241.9717 | 141.3902 | Flexible domestic
FZ2175_240531a | Progressive Change - Final | CDP15 | H2 Domestic Flex_SNSW | 2049 | NSW | SNSW | 1166.1951 | 2380.768 | 271.7772 | Flexible domestic
FZ2175_240531a | Progressive Change - Final | CDP15 | H2 Domestic Flex_SNSW | 2050 | NSW | SNSW | 1495.0574 | 4590.9422 | 524.0802 | Flexible domestic
FZ2175_240531a | Progressive Change - Final | CDP15 | H2 Domestic Flex_SNSW | 2051 | NSW | SNSW | 1496.3303 | 4642.8363 | 530.0041 | Flexible domestic
FZ2175_240531a | Progressive Change - Final | CDP15 | H2 Domestic Flex_SNSW | 2052 | NSW | SNSW | 1495.761 | 4585.9634 | 522.0814 | Flexible domestic
FZ2175_240531a | Progressive Change - Final | CDP15 | H2 Domestic Fixed_SNW | 2025 | NSW | SNW | 6.7088 | 6.7088 | 0.76584 | Fixed domestic
FZ2175_240531a | Progressive Change - Final | CDP15 | H2 Domestic Fixed_SNW | 2026 | NSW | SNW | 16.2535 | 16.2535 | 1.8554 | Fixed domestic
FZ2175_240531a | Progressive Change - Final | CDP15 | H2 Domestic Fixed_SNW | 2027 | NSW | SNW | 32.1809 | 32.1809 | 3.6736 | Fixed domestic
FZ2175_240531a | Progressive Change - Final | CDP15 | H2 Domestic Fixed_SNW | 2028 | NSW | SNW | 56.1933 | 56.1933 | 6.3972 | Fixed domestic
FZ2175_240531a | Progressive Change - Final | CDP15 | H2 Domestic Fixed_SNW | 2029 | NSW | SNW | 129.4112 | 129.4112 | 14.773 | Fixed domestic
FZ2175_240531a | Progressive Change - Final | CDP15 | H2 Domestic Fixed_SNW | 2030 | NSW | SNW | 129.4112 | 129.4112 | 14.773 | Fixed domestic
FZ2175_240531a | Progressive Change - Final | CDP15 | H2 Domestic Fixed_SNW | 2031 | NSW | SNW | 129.4112 | 129.4112 | 14.773 | Fixed domestic
FZ2175_240531a | Progressive Change - Final | CDP15 | H2 Domestic Fixed_SNW | 2032 | NSW | SNW | 129.7658 | 129.7658 | 14.773 | Fixed domestic
FZ2175_240531a | Progressive Change - Final | CDP15 | H2 Domestic Fixed_SNW | 2033 | NSW | SNW | 129.4112 | 129.4112 | 14.773 | Fixed domestic
FZ2175_240531a | Progressive Change - Final | CDP15 | H2 Domestic Fixed_SNW | 2034 | NSW | SNW | 145.2244 | 145.2244 | 16.5781 | Fixed domestic
FZ2175_240531a | Progressive Change - Final | CDP15 | H2 Domestic Fixed_SNW | 2035 | NSW | SNW | 146.2042 | 146.2042 | 16.69 | Fixed domestic
FZ2175_240531a | Progressive Change - Final | CDP15 | H2 Domestic Fixed_SNW | 2036 | NSW | SNW | 224.5534 | 224.5534 | 25.5639 | Fixed domestic
FZ2175_240531a | Progressive Change - Final | CDP15 | H2 Domestic Fixed_SNW | 2037 | NSW | SNW | 223.9399 | 223.9399 | 25.5639 | Fixed domestic
FZ2175_240531a | Progressive Change - Final | CDP15 | H2 Domestic Fixed_SNW | 2038 | NSW | SNW | 237.2413 | 237.2413 | 27.0823 | Fixed domestic
FZ2175_240531a | Progressive Change - Final | CDP15 | H2 Domestic Fixed_SNW | 2039 | NSW | SNW | 237.2413 | 237.2413 | 27.0823 | Fixed domestic
FZ2175_240531a | Progressive Change - Final | CDP15 | H2 Domestic Fixed_SNW | 2040 | NSW | SNW | 237.8913 | 237.8913 | 27.0823 | Fixed domestic
FZ2175_240531a | Progressive Change - Final | CDP15 | H2 Domestic Fixed_SNW | 2041 | NSW | SNW | 237.2413 | 237.2413 | 27.0823 | Fixed domestic
FZ2175_240531a | Progressive Change - Final | CDP15 | H2 Domestic Fixed_SNW | 2042 | NSW | SNW | 237.2413 | 237.2413 | 27.0823 | Fixed domestic
FZ2175_240531a | Progressive Change - Final | CDP15 | H2 Domestic Fixed_SNW | 2043 | NSW | SNW | 237.2413 | 237.2413 | 27.0823 | Fixed domestic
FZ2175_240531a | Progressive Change - Final | CDP15 | H2 Domestic Fixed_SNW | 2044 | NSW | SNW | 282.9542 | 282.9542 | 32.2124 | Fixed domestic
FZ2175_240531a | Progressive Change - Final | CDP15 | H2 Domestic Fixed_SNW | 2045 | NSW | SNW | 282.1811 | 282.1811 | 32.2124 | Fixed domestic
FZ2175_240531a | Progressive Change - Final | CDP15 | H2 Domestic Fixed_SNW | 2046 | NSW | SNW | 284.5993 | 284.5993 | 32.4885 | Fixed domestic
FZ2175_240531a | Progressive Change - Final | CDP15 | H2 Domestic Fixed_SNW | 2047 | NSW | SNW | 294.7233 | 294.7233 | 33.6442 | Fixed domestic
FZ2175_240531a | Progressive Change - Final | CDP15 | H2 Domestic Fixed_SNW | 2048 | NSW | SNW | 345.9221 | 345.9221 | 39.3809 | Fixed domestic
FZ2175_240531a | Progressive Change - Final | CDP15 | H2 Domestic Fixed_SNW | 2049 | NSW | SNW | 556.9871 | 556.9871 | 63.583 | Fixed domestic
FZ2175_240531a | Progressive Change - Final | CDP15 | H2 Domestic Fixed_SNW | 2050 | NSW | SNW | 1043.5648 | 1043.5648 | 119.1284 | Fixed domestic
FZ2175_240531a | Progressive Change - Final | CDP15 | H2 Domestic Fixed_SNW | 2051 | NSW | SNW | 1075.8589 | 1075.8589 | 122.8149 | Fixed domestic
FZ2175_240531a | Progressive Change - Final | CDP15 | H2 Domestic Fixed_SNW | 2052 | NSW | SNW | 1062.8354 | 1062.8354 | 120.9967 | Fixed domestic
FZ2175_240531a | Progressive Change - Final | CDP15 | H2 Domestic Flex_SNW | 2025 | NSW | SNW | 129.3626 | 149.0835 | 17.0187 | Flexible domestic
FZ2175_240531a | Progressive Change - Final | CDP15 | H2 Domestic Flex_SNW | 2026 | NSW | SNW | 313.1838 | 361.189 | 41.2316 | Flexible domestic
FZ2175_240531a | Progressive Change - Final | CDP15 | H2 Domestic Flex_SNW | 2027 | NSW | SNW | 612.3729 | 715.1317 | 81.636 | Flexible domestic
FZ2175_240531a | Progressive Change - Final | CDP15 | H2 Domestic Flex_SNW | 2028 | NSW | SNW | 1076.6655 | 1248.7402 | 142.1608 | Flexible domestic
FZ2175_240531a | Progressive Change - Final | CDP15 | H2 Domestic Flex_SNW | 2029 | NSW | SNW | 1746.9973 | 2875.8056 | 328.2883 | Flexible domestic
FZ2175_240531a | Progressive Change - Final | CDP15 | H2 Domestic Flex_SNW | 2030 | NSW | SNW | 2542.2524 | 2875.8056 | 328.2883 | Flexible domestic
FZ2175_240531a | Progressive Change - Final | CDP15 | H2 Domestic Flex_SNW | 2031 | NSW | SNW | 2515.4538 | 2875.8056 | 328.2883 | Flexible domestic
FZ2175_240531a | Progressive Change - Final | CDP15 | H2 Domestic Flex_SNW | 2032 | NSW | SNW | 2464.6916 | 2883.6845 | 328.2883 | Flexible domestic
FZ2175_240531a | Progressive Change - Final | CDP15 | H2 Domestic Flex_SNW | 2033 | NSW | SNW | 2494.3596 | 2875.8056 | 328.2883 | Flexible domestic
FZ2175_240531a | Progressive Change - Final | CDP15 | H2 Domestic Flex_SNW | 2034 | NSW | SNW | 2885.4332 | 3227.2093 | 368.4029 | Flexible domestic
FZ2175_240531a | Progressive Change - Final | CDP15 | H2 Domestic Flex_SNW | 2035 | NSW | SNW | 2849.6574 | 3248.9813 | 370.8883 | Flexible domestic
FZ2175_240531a | Progressive Change - Final | CDP15 | H2 Domestic Flex_SNW | 2036 | NSW | SNW | 2786.064 | 4990.0761 | 568.087 | Flexible domestic
FZ2175_240531a | Progressive Change - Final | CDP15 | H2 Domestic Flex_SNW | 2037 | NSW | SNW | 2723.9267 | 4976.442 | 568.087 | Flexible domestic
FZ2175_240531a | Progressive Change - Final | CDP15 | H2 Domestic Flex_SNW | 2038 | NSW | SNW | 2663.3638 | 5272.0299 | 601.8299 | Flexible domestic
FZ2175_240531a | Progressive Change - Final | CDP15 | H2 Domestic Flex_SNW | 2039 | NSW | SNW | 2620.6811 | 5272.0299 | 601.8299 | Flexible domestic
FZ2175_240531a | Progressive Change - Final | CDP15 | H2 Domestic Flex_SNW | 2040 | NSW | SNW | 2572.9575 | 5286.4738 | 601.8299 | Flexible domestic
FZ2175_240531a | Progressive Change - Final | CDP15 | H2 Domestic Flex_SNW | 2041 | NSW | SNW | 2543.9462 | 5272.0299 | 601.8299 | Flexible domestic
FZ2175_240531a | Progressive Change - Final | CDP15 | H2 Domestic Flex_SNW | 2042 | NSW | SNW | 2561.6328 | 5272.0299 | 601.8299 | Flexible domestic
FZ2175_240531a | Progressive Change - Final | CDP15 | H2 Domestic Flex_SNW | 2043 | NSW | SNW | 2563.6656 | 5272.0299 | 601.8299 | Flexible domestic
FZ2175_240531a | Progressive Change - Final | CDP15 | H2 Domestic Flex_SNW | 2044 | NSW | SNW | 2575.1833 | 6287.87 | 715.8322 | Flexible domestic
FZ2175_240531a | Progressive Change - Final | CDP15 | H2 Domestic Flex_SNW | 2045 | NSW | SNW | 2578.8465 | 6270.69 | 715.8322 | Flexible domestic
FZ2175_240531a | Progressive Change - Final | CDP15 | H2 Domestic Flex_SNW | 2046 | NSW | SNW | 2587.4979 | 6324.4299 | 721.9669 | Flexible domestic
FZ2175_240531a | Progressive Change - Final | CDP15 | H2 Domestic Flex_SNW | 2047 | NSW | SNW | 2592.1994 | 6549.4067 | 747.6492 | Flexible domestic
FZ2175_240531a | Progressive Change - Final | CDP15 | H2 Domestic Flex_SNW | 2048 | NSW | SNW | 4305.0496 | 7687.1567 | 875.1317 | Flexible domestic
FZ2175_240531a | Progressive Change - Final | CDP15 | H2 Domestic Flex_SNW | 2049 | NSW | SNW | 6005.5935 | 12377.4907 | 1412.9556 | Flexible domestic
FZ2175_240531a | Progressive Change - Final | CDP15 | H2 Domestic Flex_SNW | 2050 | NSW | SNW | 7706.5765 | 23190.3297 | 2647.2979 | Flexible domestic
FZ2175_240531a | Progressive Change - Final | CDP15 | H2 Domestic Flex_SNW | 2051 | NSW | SNW | 7705.3035 | 23907.9758 | 2729.221 | Flexible domestic
FZ2175_240531a | Progressive Change - Final | CDP15 | H2 Domestic Flex_SNW | 2052 | NSW | SNW | 7705.8728 | 23618.5647 | 2688.8166 | Flexible domestic
FZ2175_240531a | Progressive Change - Final | CDP15 | H2 Domestic Fixed_CQ | 2025 | QLD | CQ | 0.57346 | 0.57346 | 0.065464 | Fixed domestic
FZ2175_240531a | Progressive Change - Final | CDP15 | H2 Domestic Fixed_CQ | 2026 | QLD | CQ | 0.62369 | 0.62369 | 0.071197 | Fixed domestic
FZ2175_240531a | Progressive Change - Final | CDP15 | H2 Domestic Fixed_CQ | 2027 | QLD | CQ | 0.62369 | 0.62369 | 0.071197 | Fixed domestic
FZ2175_240531a | Progressive Change - Final | CDP15 | H2 Domestic Fixed_CQ | 2028 | QLD | CQ | 0.6254 | 0.6254 | 0.071197 | Fixed domestic
FZ2175_240531a | Progressive Change - Final | CDP15 | H2 Domestic Fixed_CQ | 2029 | QLD | CQ | 17.067 | 17.067 | 1.9483 | Fixed domestic
FZ2175_240531a | Progressive Change - Final | CDP15 | H2 Domestic Fixed_CQ | 2030 | QLD | CQ | 63.9795 | 63.9795 | 7.3036 | Fixed domestic
FZ2175_240531a | Progressive Change - Final | CDP15 | H2 Domestic Fixed_CQ | 2031 | QLD | CQ | 63.9795 | 63.9795 | 7.3036 | Fixed domestic
FZ2175_240531a | Progressive Change - Final | CDP15 | H2 Domestic Fixed_CQ | 2032 | QLD | CQ | 64.1548 | 64.1548 | 7.3036 | Fixed domestic
FZ2175_240531a | Progressive Change - Final | CDP15 | H2 Domestic Fixed_CQ | 2033 | QLD | CQ | 69.1223 | 69.1223 | 7.8907 | Fixed domestic
FZ2175_240531a | Progressive Change - Final | CDP15 | H2 Domestic Fixed_CQ | 2034 | QLD | CQ | 76.3225 | 76.3225 | 8.7126 | Fixed domestic
FZ2175_240531a | Progressive Change - Final | CDP15 | H2 Domestic Fixed_CQ | 2035 | QLD | CQ | 96.5362 | 96.5362 | 11.0201 | Fixed domestic
FZ2175_240531a | Progressive Change - Final | CDP15 | H2 Domestic Fixed_CQ | 2036 | QLD | CQ | 96.8007 | 96.8007 | 11.0201 | Fixed domestic
FZ2175_240531a | Progressive Change - Final | CDP15 | H2 Domestic Fixed_CQ | 2037 | QLD | CQ | 96.5362 | 96.5362 | 11.0201 | Fixed domestic
FZ2175_240531a | Progressive Change - Final | CDP15 | H2 Domestic Fixed_CQ | 2038 | QLD | CQ | 103.6866 | 103.6866 | 11.8364 | Fixed domestic
FZ2175_240531a | Progressive Change - Final | CDP15 | H2 Domestic Fixed_CQ | 2039 | QLD | CQ | 110.0706 | 110.0706 | 12.5651 | Fixed domestic
FZ2175_240531a | Progressive Change - Final | CDP15 | H2 Domestic Fixed_CQ | 2040 | QLD | CQ | 110.3721 | 110.3721 | 12.5651 | Fixed domestic
FZ2175_240531a | Progressive Change - Final | CDP15 | H2 Domestic Fixed_CQ | 2041 | QLD | CQ | 110.0706 | 110.0706 | 12.5651 | Fixed domestic
FZ2175_240531a | Progressive Change - Final | CDP15 | H2 Domestic Fixed_CQ | 2042 | QLD | CQ | 110.0706 | 110.0706 | 12.5651 | Fixed domestic
FZ2175_240531a | Progressive Change - Final | CDP15 | H2 Domestic Fixed_CQ | 2043 | QLD | CQ | 110.0706 | 110.0706 | 12.5651 | Fixed domestic
FZ2175_240531a | Progressive Change - Final | CDP15 | H2 Domestic Fixed_CQ | 2044 | QLD | CQ | 143.7307 | 143.7307 | 16.3628 | Fixed domestic
FZ2175_240531a | Progressive Change - Final | CDP15 | H2 Domestic Fixed_CQ | 2045 | QLD | CQ | 143.338 | 143.338 | 16.3628 | Fixed domestic
FZ2175_240531a | Progressive Change - Final | CDP15 | H2 Domestic Fixed_CQ | 2046 | QLD | CQ | 159.0865 | 159.0865 | 18.1606 | Fixed domestic
FZ2175_240531a | Progressive Change - Final | CDP15 | H2 Domestic Fixed_CQ | 2047 | QLD | CQ | 159.0865 | 159.0865 | 18.1606 | Fixed domestic
FZ2175_240531a | Progressive Change - Final | CDP15 | H2 Domestic Fixed_CQ | 2048 | QLD | CQ | 159.5223 | 159.5223 | 18.1606 | Fixed domestic
FZ2175_240531a | Progressive Change - Final | CDP15 | H2 Domestic Fixed_CQ | 2049 | QLD | CQ | 191.0077 | 191.0077 | 21.8045 | Fixed domestic
FZ2175_240531a | Progressive Change - Final | CDP15 | H2 Domestic Fixed_CQ | 2050 | QLD | CQ | 190.4343 | 190.4343 | 21.7391 | Fixed domestic
FZ2175_240531a | Progressive Change - Final | CDP15 | H2 Domestic Fixed_CQ | 2051 | QLD | CQ | 200.799 | 200.799 | 22.9223 | Fixed domestic
FZ2175_240531a | Progressive Change - Final | CDP15 | H2 Domestic Fixed_CQ | 2052 | QLD | CQ | 259.1106 | 259.1106 | 29.498 | Fixed domestic
FZ2175_240531a | Progressive Change - Final | CDP15 | H2 Domestic Flex_CQ | 2025 | QLD | CQ | 11.0579 | 12.7437 | 1.4548 | Flexible domestic
FZ2175_240531a | Progressive Change - Final | CDP15 | H2 Domestic Flex_CQ | 2026 | QLD | CQ | 12.0177 | 13.8598 | 1.5822 | Flexible domestic
FZ2175_240531a | Progressive Change - Final | CDP15 | H2 Domestic Flex_CQ | 2027 | QLD | CQ | 11.7569 | 13.8598 | 1.5822 | Flexible domestic
FZ2175_240531a | Progressive Change - Final | CDP15 | H2 Domestic Flex_CQ | 2028 | QLD | CQ | 10.2983 | 13.8977 | 1.5822 | Flexible domestic
FZ2175_240531a | Progressive Change - Final | CDP15 | H2 Domestic Flex_CQ | 2029 | QLD | CQ | 327.7287 | 379.2661 | 43.2952 | Flexible domestic
FZ2175_240531a | Progressive Change - Final | CDP15 | H2 Domestic Flex_CQ | 2030 | QLD | CQ | 1134.0005 | 1421.7669 | 162.3022 | Flexible domestic
FZ2175_240531a | Progressive Change - Final | CDP15 | H2 Domestic Flex_CQ | 2031 | QLD | CQ | 900.3638 | 1421.7669 | 162.3022 | Flexible domestic
FZ2175_240531a | Progressive Change - Final | CDP15 | H2 Domestic Flex_CQ | 2032 | QLD | CQ | 1081.8578 | 1425.6622 | 162.3022 | Flexible domestic
FZ2175_240531a | Progressive Change - Final | CDP15 | H2 Domestic Flex_CQ | 2033 | QLD | CQ | 1380.0604 | 1536.051 | 175.3483 | Flexible domestic
FZ2175_240531a | Progressive Change - Final | CDP15 | H2 Domestic Flex_CQ | 2034 | QLD | CQ | 1525.5419 | 1696.0553 | 193.6136 | Flexible domestic
FZ2175_240531a | Progressive Change - Final | CDP15 | H2 Domestic Flex_CQ | 2035 | QLD | CQ | 1607.3919 | 2145.2487 | 244.8914 | Flexible domestic
FZ2175_240531a | Progressive Change - Final | CDP15 | H2 Domestic Flex_CQ | 2036 | QLD | CQ | 1587.6047 | 2151.1261 | 244.8914 | Flexible domestic
FZ2175_240531a | Progressive Change - Final | CDP15 | H2 Domestic Flex_CQ | 2037 | QLD | CQ | 1567.6515 | 2145.2487 | 244.8914 | Flexible domestic
FZ2175_240531a | Progressive Change - Final | CDP15 | H2 Domestic Flex_CQ | 2038 | QLD | CQ | 1547.4387 | 2304.1464 | 263.0304 | Flexible domestic
FZ2175_240531a | Progressive Change - Final | CDP15 | H2 Domestic Flex_CQ | 2039 | QLD | CQ | 1531.3744 | 2446.0128 | 279.2252 | Flexible domestic
FZ2175_240531a | Progressive Change - Final | CDP15 | H2 Domestic Flex_CQ | 2040 | QLD | CQ | 1519.6012 | 2452.7142 | 279.2252 | Flexible domestic
FZ2175_240531a | Progressive Change - Final | CDP15 | H2 Domestic Flex_CQ | 2041 | QLD | CQ | 1513.8836 | 2446.0128 | 279.2252 | Flexible domestic
FZ2175_240531a | Progressive Change - Final | CDP15 | H2 Domestic Flex_CQ | 2042 | QLD | CQ | 1531.661 | 2446.0128 | 279.2252 | Flexible domestic
FZ2175_240531a | Progressive Change - Final | CDP15 | H2 Domestic Flex_CQ | 2043 | QLD | CQ | 1551.8681 | 2446.0128 | 279.2252 | Flexible domestic
FZ2175_240531a | Progressive Change - Final | CDP15 | H2 Domestic Flex_CQ | 2044 | QLD | CQ | 1569.722 | 3194.0146 | 363.6173 | Flexible domestic
FZ2175_240531a | Progressive Change - Final | CDP15 | H2 Domestic Flex_CQ | 2045 | QLD | CQ | 1589.3224 | 3185.2878 | 363.6173 | Flexible domestic
FZ2175_240531a | Progressive Change - Final | CDP15 | H2 Domestic Flex_CQ | 2046 | QLD | CQ | 1606.9562 | 3535.2551 | 403.5679 | Flexible domestic
FZ2175_240531a | Progressive Change - Final | CDP15 | H2 Domestic Flex_CQ | 2047 | QLD | CQ | 1623.1005 | 3535.2551 | 403.5679 | Flexible domestic
FZ2175_240531a | Progressive Change - Final | CDP15 | H2 Domestic Flex_CQ | 2048 | QLD | CQ | 1643.5557 | 3544.9408 | 403.5679 | Flexible domestic
FZ2175_240531a | Progressive Change - Final | CDP15 | H2 Domestic Flex_CQ | 2049 | QLD | CQ | 1667.5906 | 4244.6163 | 484.5452 | Flexible domestic
FZ2175_240531a | Progressive Change - Final | CDP15 | H2 Domestic Flex_CQ | 2050 | QLD | CQ | 1667.5906 | 4231.8726 | 483.0905 | Flexible domestic
FZ2175_240531a | Progressive Change - Final | CDP15 | H2 Domestic Flex_CQ | 2051 | QLD | CQ | 1667.5906 | 4462.2009 | 509.3837 | Flexible domestic
FZ2175_240531a | Progressive Change - Final | CDP15 | H2 Domestic Flex_CQ | 2052 | QLD | CQ | 2319.4322 | 5758.0132 | 655.5115 | Flexible domestic
FZ2175_240531a | Progressive Change - Final | CDP15 | H2 Domestic Fixed_SQ | 2025 | QLD | SQ | 0.30474 | 0.30474 | 0.034787 | Fixed domestic
FZ2175_240531a | Progressive Change - Final | CDP15 | H2 Domestic Fixed_SQ | 2026 | QLD | SQ | 0.30474 | 0.30474 | 0.034787 | Fixed domestic
FZ2175_240531a | Progressive Change - Final | CDP15 | H2 Domestic Fixed_SQ | 2027 | QLD | SQ | 0.30474 | 0.30474 | 0.034787 | Fixed domestic
FZ2175_240531a | Progressive Change - Final | CDP15 | H2 Domestic Fixed_SQ | 2028 | QLD | SQ | 0.30557 | 0.30557 | 0.034787 | Fixed domestic
FZ2175_240531a | Progressive Change - Final | CDP15 | H2 Domestic Fixed_SQ | 2029 | QLD | SQ | 6.8926 | 6.8926 | 0.78682 | Fixed domestic
FZ2175_240531a | Progressive Change - Final | CDP15 | H2 Domestic Fixed_SQ | 2030 | QLD | SQ | 29.464 | 29.464 | 3.3635 | Fixed domestic
FZ2175_240531a | Progressive Change - Final | CDP15 | H2 Domestic Fixed_SQ | 2031 | QLD | SQ | 29.464 | 29.464 | 3.3635 | Fixed domestic
FZ2175_240531a | Progressive Change - Final | CDP15 | H2 Domestic Fixed_SQ | 2032 | QLD | SQ | 56.5148 | 56.5148 | 6.4338 | Fixed domestic
FZ2175_240531a | Progressive Change - Final | CDP15 | H2 Domestic Fixed_SQ | 2033 | QLD | SQ | 86.0449 | 86.0449 | 9.8225 | Fixed domestic
FZ2175_240531a | Progressive Change - Final | CDP15 | H2 Domestic Fixed_SQ | 2034 | QLD | SQ | 104.4069 | 104.4069 | 11.9186 | Fixed domestic
FZ2175_240531a | Progressive Change - Final | CDP15 | H2 Domestic Fixed_SQ | 2035 | QLD | SQ | 157.3558 | 157.3558 | 17.963 | Fixed domestic
FZ2175_240531a | Progressive Change - Final | CDP15 | H2 Domestic Fixed_SQ | 2036 | QLD | SQ | 159.8818 | 159.8818 | 18.2015 | Fixed domestic
FZ2175_240531a | Progressive Change - Final | CDP15 | H2 Domestic Fixed_SQ | 2037 | QLD | SQ | 160.7371 | 160.7371 | 18.349 | Fixed domestic
FZ2175_240531a | Progressive Change - Final | CDP15 | H2 Domestic Fixed_SQ | 2038 | QLD | SQ | 160.7371 | 160.7371 | 18.349 | Fixed domestic
FZ2175_240531a | Progressive Change - Final | CDP15 | H2 Domestic Fixed_SQ | 2039 | QLD | SQ | 169.5005 | 169.5005 | 19.3494 | Fixed domestic
FZ2175_240531a | Progressive Change - Final | CDP15 | H2 Domestic Fixed_SQ | 2040 | QLD | SQ | 178.0107 | 178.0107 | 20.2653 | Fixed domestic
FZ2175_240531a | Progressive Change - Final | CDP15 | H2 Domestic Fixed_SQ | 2041 | QLD | SQ | 184.9934 | 184.9934 | 21.118 | Fixed domestic
FZ2175_240531a | Progressive Change - Final | CDP15 | H2 Domestic Fixed_SQ | 2042 | QLD | SQ | 184.9934 | 184.9934 | 21.118 | Fixed domestic
FZ2175_240531a | Progressive Change - Final | CDP15 | H2 Domestic Fixed_SQ | 2043 | QLD | SQ | 184.9934 | 184.9934 | 21.118 | Fixed domestic
FZ2175_240531a | Progressive Change - Final | CDP15 | H2 Domestic Fixed_SQ | 2044 | QLD | SQ | 256.1772 | 256.1772 | 29.1641 | Fixed domestic
FZ2175_240531a | Progressive Change - Final | CDP15 | H2 Domestic Fixed_SQ | 2045 | QLD | SQ | 255.4773 | 255.4773 | 29.1641 | Fixed domestic
FZ2175_240531a | Progressive Change - Final | CDP15 | H2 Domestic Fixed_SQ | 2046 | QLD | SQ | 264.0083 | 264.0083 | 30.1379 | Fixed domestic
FZ2175_240531a | Progressive Change - Final | CDP15 | H2 Domestic Fixed_SQ | 2047 | QLD | SQ | 264.0083 | 264.0083 | 30.1379 | Fixed domestic
FZ2175_240531a | Progressive Change - Final | CDP15 | H2 Domestic Fixed_SQ | 2048 | QLD | SQ | 264.7316 | 264.7316 | 30.1379 | Fixed domestic
FZ2175_240531a | Progressive Change - Final | CDP15 | H2 Domestic Fixed_SQ | 2049 | QLD | SQ | 286.5764 | 286.5764 | 32.7142 | Fixed domestic
FZ2175_240531a | Progressive Change - Final | CDP15 | H2 Domestic Fixed_SQ | 2050 | QLD | SQ | 286.2716 | 286.2716 | 32.6794 | Fixed domestic
FZ2175_240531a | Progressive Change - Final | CDP15 | H2 Domestic Fixed_SQ | 2051 | QLD | SQ | 315.3975 | 315.3975 | 36.0043 | Fixed domestic
FZ2175_240531a | Progressive Change - Final | CDP15 | H2 Domestic Fixed_SQ | 2052 | QLD | SQ | 407.2524 | 407.2524 | 46.363 | Fixed domestic
FZ2175_240531a | Progressive Change - Final | CDP15 | H2 Domestic Flex_SQ | 2025 | QLD | SQ | 5.8761 | 6.7719 | 0.77305 | Flexible domestic
FZ2175_240531a | Progressive Change - Final | CDP15 | H2 Domestic Flex_SQ | 2026 | QLD | SQ | 4.5388 | 6.7719 | 0.77305 | Flexible domestic
FZ2175_240531a | Progressive Change - Final | CDP15 | H2 Domestic Flex_SQ | 2027 | QLD | SQ | 4.4304 | 6.7719 | 0.77305 | Flexible domestic
FZ2175_240531a | Progressive Change - Final | CDP15 | H2 Domestic Flex_SQ | 2028 | QLD | SQ | 5.5281 | 6.7905 | 0.77305 | Flexible domestic
FZ2175_240531a | Progressive Change - Final | CDP15 | H2 Domestic Flex_SQ | 2029 | QLD | SQ | 132.3544 | 153.1679 | 17.4849 | Flexible domestic
FZ2175_240531a | Progressive Change - Final | CDP15 | H2 Domestic Flex_SQ | 2030 | QLD | SQ | 277.6234 | 654.7545 | 74.7437 | Flexible domestic
FZ2175_240531a | Progressive Change - Final | CDP15 | H2 Domestic Flex_SQ | 2031 | QLD | SQ | 533.7942 | 654.7545 | 74.7437 | Flexible domestic
FZ2175_240531a | Progressive Change - Final | CDP15 | H2 Domestic Flex_SQ | 2032 | QLD | SQ | 1111.7142 | 1255.8837 | 142.974 | Flexible domestic
FZ2175_240531a | Progressive Change - Final | CDP15 | H2 Domestic Flex_SQ | 2033 | QLD | SQ | 1717.929 | 1912.1095 | 218.2773 | Flexible domestic
FZ2175_240531a | Progressive Change - Final | CDP15 | H2 Domestic Flex_SQ | 2034 | QLD | SQ | 2086.8953 | 2320.1526 | 264.8576 | Flexible domestic
FZ2175_240531a | Progressive Change - Final | CDP15 | H2 Domestic Flex_SQ | 2035 | QLD | SQ | 2320.777 | 3496.7954 | 399.1776 | Flexible domestic
FZ2175_240531a | Progressive Change - Final | CDP15 | H2 Domestic Flex_SQ | 2036 | QLD | SQ | 2301.9489 | 3552.9295 | 404.4774 | Flexible domestic
FZ2175_240531a | Progressive Change - Final | CDP15 | H2 Domestic Flex_SQ | 2037 | QLD | SQ | 2282.232 | 3571.9357 | 407.7552 | Flexible domestic
FZ2175_240531a | Progressive Change - Final | CDP15 | H2 Domestic Flex_SQ | 2038 | QLD | SQ | 2261.84 | 3571.9357 | 407.7552 | Flexible domestic
FZ2175_240531a | Progressive Change - Final | CDP15 | H2 Domestic Flex_SQ | 2039 | QLD | SQ | 2246.434 | 3766.6783 | 429.9861 | Flexible domestic
FZ2175_240531a | Progressive Change - Final | CDP15 | H2 Domestic Flex_SQ | 2040 | QLD | SQ | 2236.3443 | 3955.7937 | 450.3408 | Flexible domestic
FZ2175_240531a | Progressive Change - Final | CDP15 | H2 Domestic Flex_SQ | 2041 | QLD | SQ | 2233.9511 | 4110.9646 | 469.2882 | Flexible domestic
FZ2175_240531a | Progressive Change - Final | CDP15 | H2 Domestic Flex_SQ | 2042 | QLD | SQ | 2265.7026 | 4110.9646 | 469.2882 | Flexible domestic
FZ2175_240531a | Progressive Change - Final | CDP15 | H2 Domestic Flex_SQ | 2043 | QLD | SQ | 2302.281 | 4110.9646 | 469.2882 | Flexible domestic
FZ2175_240531a | Progressive Change - Final | CDP15 | H2 Domestic Flex_SQ | 2044 | QLD | SQ | 2336.026 | 5692.8272 | 648.0905 | Flexible domestic
FZ2175_240531a | Progressive Change - Final | CDP15 | H2 Domestic Flex_SQ | 2045 | QLD | SQ | 2372.3459 | 5677.2731 | 648.0905 | Flexible domestic
FZ2175_240531a | Progressive Change - Final | CDP15 | H2 Domestic Flex_SQ | 2046 | QLD | SQ | 2405.1384 | 5866.8517 | 669.7319 | Flexible domestic
FZ2175_240531a | Progressive Change - Final | CDP15 | H2 Domestic Flex_SQ | 2047 | QLD | SQ | 2433.1581 | 5866.8517 | 669.7319 | Flexible domestic
FZ2175_240531a | Progressive Change - Final | CDP15 | H2 Domestic Flex_SQ | 2048 | QLD | SQ | 2470.9132 | 5882.9253 | 669.7319 | Flexible domestic
FZ2175_240531a | Progressive Change - Final | CDP15 | H2 Domestic Flex_SQ | 2049 | QLD | SQ | 2507.0472 | 6368.3638 | 726.9822 | Flexible domestic
FZ2175_240531a | Progressive Change - Final | CDP15 | H2 Domestic Flex_SQ | 2050 | QLD | SQ | 2507.0472 | 6361.5919 | 726.2091 | Flexible domestic
FZ2175_240531a | Progressive Change - Final | CDP15 | H2 Domestic Flex_SQ | 2051 | QLD | SQ | 2507.0472 | 7008.8326 | 800.095 | Flexible domestic
FZ2175_240531a | Progressive Change - Final | CDP15 | H2 Domestic Flex_SQ | 2052 | QLD | SQ | 2992.4706 | 9050.0538 | 1030.2885 | Flexible domestic
FZ2175_240531a | Progressive Change - Final | CDP15 | H2 Domestic Fixed_CSA | 2025 | SA | CSA | 0.023265 | 0.023265 | 0.0026558 | Fixed domestic
FZ2175_240531a | Progressive Change - Final | CDP15 | H2 Domestic Fixed_CSA | 2026 | SA | CSA | 0.023265 | 0.023265 | 0.0026558 | Fixed domestic
FZ2175_240531a | Progressive Change - Final | CDP15 | H2 Domestic Fixed_CSA | 2027 | SA | CSA | 0.023265 | 0.023265 | 0.0026558 | Fixed domestic
FZ2175_240531a | Progressive Change - Final | CDP15 | H2 Domestic Fixed_CSA | 2028 | SA | CSA | 0.023329 | 0.023329 | 0.0026558 | Fixed domestic
FZ2175_240531a | Progressive Change - Final | CDP15 | H2 Domestic Fixed_CSA | 2029 | SA | CSA | 0.027259 | 0.027259 | 0.0031118 | Fixed domestic
FZ2175_240531a | Progressive Change - Final | CDP15 | H2 Domestic Fixed_CSA | 2030 | SA | CSA | 0.027259 | 0.027259 | 0.0031118 | Fixed domestic
FZ2175_240531a | Progressive Change - Final | CDP15 | H2 Domestic Fixed_CSA | 2031 | SA | CSA | 0.027259 | 0.027259 | 0.0031118 | Fixed domestic
FZ2175_240531a | Progressive Change - Final | CDP15 | H2 Domestic Fixed_CSA | 2032 | SA | CSA | 0.027334 | 0.027334 | 0.0031118 | Fixed domestic
FZ2175_240531a | Progressive Change - Final | CDP15 | H2 Domestic Fixed_CSA | 2033 | SA | CSA | 0.027259 | 0.027259 | 0.0031118 | Fixed domestic
FZ2175_240531a | Progressive Change - Final | CDP15 | H2 Domestic Fixed_CSA | 2034 | SA | CSA | 0.027259 | 0.027259 | 0.0031118 | Fixed domestic
FZ2175_240531a | Progressive Change - Final | CDP15 | H2 Domestic Fixed_CSA | 2035 | SA | CSA | 0.027862 | 0.027862 | 0.0031806 | Fixed domestic
FZ2175_240531a | Progressive Change - Final | CDP15 | H2 Domestic Fixed_CSA | 2036 | SA | CSA | 0.032939 | 0.032939 | 0.0037499 | Fixed domestic
FZ2175_240531a | Progressive Change - Final | CDP15 | H2 Domestic Fixed_CSA | 2037 | SA | CSA | 0.032849 | 0.032849 | 0.0037499 | Fixed domestic
FZ2175_240531a | Progressive Change - Final | CDP15 | H2 Domestic Fixed_CSA | 2038 | SA | CSA | 0.036308 | 0.036308 | 0.0041448 | Fixed domestic
FZ2175_240531a | Progressive Change - Final | CDP15 | H2 Domestic Fixed_CSA | 2039 | SA | CSA | 0.036308 | 0.036308 | 0.0041448 | Fixed domestic
FZ2175_240531a | Progressive Change - Final | CDP15 | H2 Domestic Fixed_CSA | 2040 | SA | CSA | 0.036408 | 0.036408 | 0.0041448 | Fixed domestic
FZ2175_240531a | Progressive Change - Final | CDP15 | H2 Domestic Fixed_CSA | 2041 | SA | CSA | 0.036308 | 0.036308 | 0.0041448 | Fixed domestic
FZ2175_240531a | Progressive Change - Final | CDP15 | H2 Domestic Fixed_CSA | 2042 | SA | CSA | 0.036308 | 0.036308 | 0.0041448 | Fixed domestic
FZ2175_240531a | Progressive Change - Final | CDP15 | H2 Domestic Fixed_CSA | 2043 | SA | CSA | 11.0969 | 11.0969 | 1.2668 | Fixed domestic
FZ2175_240531a | Progressive Change - Final | CDP15 | H2 Domestic Fixed_CSA | 2044 | SA | CSA | 18.3039 | 18.3039 | 2.0838 | Fixed domestic
FZ2175_240531a | Progressive Change - Final | CDP15 | H2 Domestic Fixed_CSA | 2045 | SA | CSA | 18.2539 | 18.2539 | 2.0838 | Fixed domestic
FZ2175_240531a | Progressive Change - Final | CDP15 | H2 Domestic Fixed_CSA | 2046 | SA | CSA | 25.6896 | 25.6896 | 2.9326 | Fixed domestic
FZ2175_240531a | Progressive Change - Final | CDP15 | H2 Domestic Fixed_CSA | 2047 | SA | CSA | 25.7861 | 25.7861 | 2.9436 | Fixed domestic
FZ2175_240531a | Progressive Change - Final | CDP15 | H2 Domestic Fixed_CSA | 2048 | SA | CSA | 25.8568 | 25.8568 | 2.9436 | Fixed domestic
FZ2175_240531a | Progressive Change - Final | CDP15 | H2 Domestic Fixed_CSA | 2049 | SA | CSA | 31.6891 | 31.6891 | 3.6175 | Fixed domestic
FZ2175_240531a | Progressive Change - Final | CDP15 | H2 Domestic Fixed_CSA | 2050 | SA | CSA | 69.0198 | 69.0198 | 7.879 | Fixed domestic
FZ2175_240531a | Progressive Change - Final | CDP15 | H2 Domestic Fixed_CSA | 2051 | SA | CSA | 69.0198 | 69.0198 | 7.879 | Fixed domestic
FZ2175_240531a | Progressive Change - Final | CDP15 | H2 Domestic Fixed_CSA | 2052 | SA | CSA | 73.6052 | 73.6052 | 8.3795 | Fixed domestic
FZ2175_240531a | Progressive Change - Final | CDP15 | H2 Domestic Flex_CSA | 2025 | SA | CSA | 0 | 0.517 | 0.059018 | Flexible domestic
FZ2175_240531a | Progressive Change - Final | CDP15 | H2 Domestic Flex_CSA | 2026 | SA | CSA | 0 | 0.517 | 0.059018 | Flexible domestic
FZ2175_240531a | Progressive Change - Final | CDP15 | H2 Domestic Flex_CSA | 2027 | SA | CSA | 0 | 0.517 | 0.059018 | Flexible domestic
FZ2175_240531a | Progressive Change - Final | CDP15 | H2 Domestic Flex_CSA | 2028 | SA | CSA | 0 | 0.51842 | 0.059018 | Flexible domestic
FZ2175_240531a | Progressive Change - Final | CDP15 | H2 Domestic Flex_CSA | 2029 | SA | CSA | 0 | 0.60576 | 0.06915 | Flexible domestic
FZ2175_240531a | Progressive Change - Final | CDP15 | H2 Domestic Flex_CSA | 2030 | SA | CSA | 0 | 0.60576 | 0.06915 | Flexible domestic
FZ2175_240531a | Progressive Change - Final | CDP15 | H2 Domestic Flex_CSA | 2031 | SA | CSA | 0 | 0.60576 | 0.06915 | Flexible domestic
FZ2175_240531a | Progressive Change - Final | CDP15 | H2 Domestic Flex_CSA | 2032 | SA | CSA | 0 | 0.60742 | 0.06915 | Flexible domestic
FZ2175_240531a | Progressive Change - Final | CDP15 | H2 Domestic Flex_CSA | 2033 | SA | CSA | 0 | 0.60576 | 0.06915 | Flexible domestic
FZ2175_240531a | Progressive Change - Final | CDP15 | H2 Domestic Flex_CSA | 2034 | SA | CSA | 0 | 0.60576 | 0.06915 | Flexible domestic
FZ2175_240531a | Progressive Change - Final | CDP15 | H2 Domestic Flex_CSA | 2035 | SA | CSA | 0 | 0.61916 | 0.07068 | Flexible domestic
FZ2175_240531a | Progressive Change - Final | CDP15 | H2 Domestic Flex_CSA | 2036 | SA | CSA | 0 | 0.73198 | 0.083331 | Flexible domestic
FZ2175_240531a | Progressive Change - Final | CDP15 | H2 Domestic Flex_CSA | 2037 | SA | CSA | 0 | 0.72998 | 0.083331 | Flexible domestic
FZ2175_240531a | Progressive Change - Final | CDP15 | H2 Domestic Flex_CSA | 2038 | SA | CSA | 0 | 0.80685 | 0.092106 | Flexible domestic
FZ2175_240531a | Progressive Change - Final | CDP15 | H2 Domestic Flex_CSA | 2039 | SA | CSA | 0 | 0.80685 | 0.092106 | Flexible domestic
FZ2175_240531a | Progressive Change - Final | CDP15 | H2 Domestic Flex_CSA | 2040 | SA | CSA | 0 | 0.80906 | 0.092106 | Flexible domestic
FZ2175_240531a | Progressive Change - Final | CDP15 | H2 Domestic Flex_CSA | 2041 | SA | CSA | 0 | 0.80685 | 0.092106 | Flexible domestic
FZ2175_240531a | Progressive Change - Final | CDP15 | H2 Domestic Flex_CSA | 2042 | SA | CSA | 0 | 0.80685 | 0.092106 | Flexible domestic
FZ2175_240531a | Progressive Change - Final | CDP15 | H2 Domestic Flex_CSA | 2043 | SA | CSA | 161.764 | 246.5984 | 28.1505 | Flexible domestic
FZ2175_240531a | Progressive Change - Final | CDP15 | H2 Domestic Flex_CSA | 2044 | SA | CSA | 166.0568 | 406.7536 | 46.3062 | Flexible domestic
FZ2175_240531a | Progressive Change - Final | CDP15 | H2 Domestic Flex_CSA | 2045 | SA | CSA | 166.0758 | 405.6423 | 46.3062 | Flexible domestic
FZ2175_240531a | Progressive Change - Final | CDP15 | H2 Domestic Flex_CSA | 2046 | SA | CSA | 233.5625 | 570.8795 | 65.1689 | Flexible domestic
FZ2175_240531a | Progressive Change - Final | CDP15 | H2 Domestic Flex_CSA | 2047 | SA | CSA | 234.2914 | 573.0248 | 65.4138 | Flexible domestic
FZ2175_240531a | Progressive Change - Final | CDP15 | H2 Domestic Flex_CSA | 2048 | SA | CSA | 233.744 | 574.5947 | 65.4138 | Flexible domestic
FZ2175_240531a | Progressive Change - Final | CDP15 | H2 Domestic Flex_CSA | 2049 | SA | CSA | 343.4483 | 704.203 | 80.3885 | Flexible domestic
FZ2175_240531a | Progressive Change - Final | CDP15 | H2 Domestic Flex_CSA | 2050 | SA | CSA | 618.0921 | 1533.774 | 175.0884 | Flexible domestic
FZ2175_240531a | Progressive Change - Final | CDP15 | H2 Domestic Flex_CSA | 2051 | SA | CSA | 620.1975 | 1533.774 | 175.0884 | Flexible domestic
FZ2175_240531a | Progressive Change - Final | CDP15 | H2 Domestic Flex_CSA | 2052 | SA | CSA | 620.6331 | 1635.6711 | 186.2103 | Flexible domestic
FZ2175_240531a | Progressive Change - Final | CDP15 | Whyalla H2 load_fixed | 2025 | SA | CSA | 0 | 0 | 0 | Fixed domestic
FZ2175_240531a | Progressive Change - Final | CDP15 | Whyalla H2 load_fixed | 2026 | SA | CSA | 24.6375 | 24.6375 | 2.8125 | Fixed domestic
FZ2175_240531a | Progressive Change - Final | CDP15 | Whyalla H2 load_fixed | 2027 | SA | CSA | 73.9125 | 73.9125 | 8.4375 | Fixed domestic
FZ2175_240531a | Progressive Change - Final | CDP15 | Whyalla H2 load_fixed | 2028 | SA | CSA | 98.82 | 98.82 | 11.25 | Fixed domestic
FZ2175_240531a | Progressive Change - Final | CDP15 | Whyalla H2 load_fixed | 2029 | SA | CSA | 98.55 | 98.55 | 11.25 | Fixed domestic
FZ2175_240531a | Progressive Change - Final | CDP15 | Whyalla H2 load_fixed | 2030 | SA | CSA | 98.55 | 98.55 | 11.25 | Fixed domestic
FZ2175_240531a | Progressive Change - Final | CDP15 | Whyalla H2 load_fixed | 2031 | SA | CSA | 98.55 | 98.55 | 11.25 | Fixed domestic
FZ2175_240531a | Progressive Change - Final | CDP15 | Whyalla H2 load_fixed | 2032 | SA | CSA | 98.82 | 98.82 | 11.25 | Fixed domestic
FZ2175_240531a | Progressive Change - Final | CDP15 | Whyalla H2 load_fixed | 2033 | SA | CSA | 98.55 | 98.55 | 11.25 | Fixed domestic
FZ2175_240531a | Progressive Change - Final | CDP15 | Whyalla H2 load_fixed | 2034 | SA | CSA | 98.55 | 98.55 | 11.25 | Fixed domestic
FZ2175_240531a | Progressive Change - Final | CDP15 | Whyalla H2 load_fixed | 2035 | SA | CSA | 98.55 | 98.55 | 11.25 | Fixed domestic
FZ2175_240531a | Progressive Change - Final | CDP15 | Whyalla H2 load_fixed | 2036 | SA | CSA | 98.82 | 98.82 | 11.25 | Fixed domestic
FZ2175_240531a | Progressive Change - Final | CDP15 | Whyalla H2 load_fixed | 2037 | SA | CSA | 98.55 | 98.55 | 11.25 | Fixed domestic
FZ2175_240531a | Progressive Change - Final | CDP15 | Whyalla H2 load_fixed | 2038 | SA | CSA | 98.55 | 98.55 | 11.25 | Fixed domestic
FZ2175_240531a | Progressive Change - Final | CDP15 | Whyalla H2 load_fixed | 2039 | SA | CSA | 98.55 | 98.55 | 11.25 | Fixed domestic
FZ2175_240531a | Progressive Change - Final | CDP15 | Whyalla H2 load_fixed | 2040 | SA | CSA | 98.82 | 98.82 | 11.25 | Fixed domestic
FZ2175_240531a | Progressive Change - Final | CDP15 | Whyalla H2 load_fixed | 2041 | SA | CSA | 98.55 | 98.55 | 11.25 | Fixed domestic
FZ2175_240531a | Progressive Change - Final | CDP15 | Whyalla H2 load_fixed | 2042 | SA | CSA | 98.55 | 98.55 | 11.25 | Fixed domestic
FZ2175_240531a | Progressive Change - Final | CDP15 | Whyalla H2 load_fixed | 2043 | SA | CSA | 98.55 | 98.55 | 11.25 | Fixed domestic
FZ2175_240531a | Progressive Change - Final | CDP15 | Whyalla H2 load_fixed | 2044 | SA | CSA | 98.82 | 98.82 | 11.25 | Fixed domestic
FZ2175_240531a | Progressive Change - Final | CDP15 | Whyalla H2 load_fixed | 2045 | SA | CSA | 98.55 | 98.55 | 11.25 | Fixed domestic
FZ2175_240531a | Progressive Change - Final | CDP15 | Whyalla H2 load_fixed | 2046 | SA | CSA | 98.55 | 98.55 | 11.25 | Fixed domestic
FZ2175_240531a | Progressive Change - Final | CDP15 | Whyalla H2 load_fixed | 2047 | SA | CSA | 98.55 | 98.55 | 11.25 | Fixed domestic
FZ2175_240531a | Progressive Change - Final | CDP15 | Whyalla H2 load_fixed | 2048 | SA | CSA | 98.82 | 98.82 | 11.25 | Fixed domestic
FZ2175_240531a | Progressive Change - Final | CDP15 | Whyalla H2 load_fixed | 2049 | SA | CSA | 98.55 | 98.55 | 11.25 | Fixed domestic
FZ2175_240531a | Progressive Change - Final | CDP15 | Whyalla H2 load_fixed | 2050 | SA | CSA | 98.55 | 98.55 | 11.25 | Fixed domestic
FZ2175_240531a | Progressive Change - Final | CDP15 | Whyalla H2 load_fixed | 2051 | SA | CSA | 98.55 | 98.55 | 11.25 | Fixed domestic
FZ2175_240531a | Progressive Change - Final | CDP15 | Whyalla H2 load_fixed | 2052 | SA | CSA | 98.82 | 98.82 | 11.25 | Fixed domestic
FZ2175_240531a | Progressive Change - Final | CDP15 | Whyalla H2 load_flex | 2025 | SA | CSA | 0 | 0 | 0 | Flexible domestic
FZ2175_240531a | Progressive Change - Final | CDP15 | Whyalla H2 load_flex | 2026 | SA | CSA | 344.5504 | 547.5 | 62.5 | Flexible domestic
FZ2175_240531a | Progressive Change - Final | CDP15 | Whyalla H2 load_flex | 2027 | SA | CSA | 1027.5222 | 1642.5 | 187.5 | Flexible domestic
FZ2175_240531a | Progressive Change - Final | CDP15 | Whyalla H2 load_flex | 2028 | SA | CSA | 1369.3318 | 2196 | 250 | Flexible domestic
FZ2175_240531a | Progressive Change - Final | CDP15 | Whyalla H2 load_flex | 2029 | SA | CSA | 1381.7932 | 2190 | 250 | Flexible domestic
FZ2175_240531a | Progressive Change - Final | CDP15 | Whyalla H2 load_flex | 2030 | SA | CSA | 1380.6196 | 2190 | 250 | Flexible domestic
FZ2175_240531a | Progressive Change - Final | CDP15 | Whyalla H2 load_flex | 2031 | SA | CSA | 1379.039 | 2190 | 250 | Flexible domestic
FZ2175_240531a | Progressive Change - Final | CDP15 | Whyalla H2 load_flex | 2032 | SA | CSA | 1304.129 | 2196 | 250 | Flexible domestic
FZ2175_240531a | Progressive Change - Final | CDP15 | Whyalla H2 load_flex | 2033 | SA | CSA | 1295.4086 | 2190 | 250 | Flexible domestic
FZ2175_240531a | Progressive Change - Final | CDP15 | Whyalla H2 load_flex | 2034 | SA | CSA | 1295.8946 | 2190 | 250 | Flexible domestic
FZ2175_240531a | Progressive Change - Final | CDP15 | Whyalla H2 load_flex | 2035 | SA | CSA | 1296.1512 | 2190 | 250 | Flexible domestic
FZ2175_240531a | Progressive Change - Final | CDP15 | Whyalla H2 load_flex | 2036 | SA | CSA | 1296.4087 | 2196 | 250 | Flexible domestic
FZ2175_240531a | Progressive Change - Final | CDP15 | Whyalla H2 load_flex | 2037 | SA | CSA | 1298.9976 | 2190 | 250 | Flexible domestic
FZ2175_240531a | Progressive Change - Final | CDP15 | Whyalla H2 load_flex | 2038 | SA | CSA | 1298.9976 | 2190 | 250 | Flexible domestic
FZ2175_240531a | Progressive Change - Final | CDP15 | Whyalla H2 load_flex | 2039 | SA | CSA | 1298.9976 | 2190 | 250 | Flexible domestic
FZ2175_240531a | Progressive Change - Final | CDP15 | Whyalla H2 load_flex | 2040 | SA | CSA | 1298.9976 | 2196 | 250 | Flexible domestic
FZ2175_240531a | Progressive Change - Final | CDP15 | Whyalla H2 load_flex | 2041 | SA | CSA | 1298.9976 | 2190 | 250 | Flexible domestic
FZ2175_240531a | Progressive Change - Final | CDP15 | Whyalla H2 load_flex | 2042 | SA | CSA | 1298.9976 | 2190 | 250 | Flexible domestic
FZ2175_240531a | Progressive Change - Final | CDP15 | Whyalla H2 load_flex | 2043 | SA | CSA | 1298.9976 | 2190 | 250 | Flexible domestic
FZ2175_240531a | Progressive Change - Final | CDP15 | Whyalla H2 load_flex | 2044 | SA | CSA | 1298.9976 | 2196 | 250 | Flexible domestic
FZ2175_240531a | Progressive Change - Final | CDP15 | Whyalla H2 load_flex | 2045 | SA | CSA | 1298.9976 | 2190 | 250 | Flexible domestic
FZ2175_240531a | Progressive Change - Final | CDP15 | Whyalla H2 load_flex | 2046 | SA | CSA | 1298.9976 | 2190 | 250 | Flexible domestic
FZ2175_240531a | Progressive Change - Final | CDP15 | Whyalla H2 load_flex | 2047 | SA | CSA | 1298.9976 | 2190 | 250 | Flexible domestic
FZ2175_240531a | Progressive Change - Final | CDP15 | Whyalla H2 load_flex | 2048 | SA | CSA | 1298.9976 | 2196 | 250 | Flexible domestic
FZ2175_240531a | Progressive Change - Final | CDP15 | Whyalla H2 load_flex | 2049 | SA | CSA | 1298.9976 | 2190 | 250 | Flexible domestic
FZ2175_240531a | Progressive Change - Final | CDP15 | Whyalla H2 load_flex | 2050 | SA | CSA | 1298.9976 | 2190 | 250 | Flexible domestic
FZ2175_240531a | Progressive Change - Final | CDP15 | Whyalla H2 load_flex | 2051 | SA | CSA | 1298.9976 | 2190 | 250 | Flexible domestic
FZ2175_240531a | Progressive Change - Final | CDP15 | Whyalla H2 load_flex | 2052 | SA | CSA | 1298.9976 | 2196 | 250 | Flexible domestic
FZ2175_240531a | Progressive Change - Final | CDP15 | H2 Domestic Fixed_SESA | 2025 | SA | SESA | 0.061378 | 0.061378 | 0.0070066 | Fixed domestic
FZ2175_240531a | Progressive Change - Final | CDP15 | H2 Domestic Fixed_SESA | 2026 | SA | SESA | 2.6667 | 2.6667 | 0.30441 | Fixed domestic
FZ2175_240531a | Progressive Change - Final | CDP15 | H2 Domestic Fixed_SESA | 2027 | SA | SESA | 7.7174 | 7.7174 | 0.88098 | Fixed domestic
FZ2175_240531a | Progressive Change - Final | CDP15 | H2 Domestic Fixed_SESA | 2028 | SA | SESA | 9.8546 | 9.8546 | 1.1219 | Fixed domestic
FZ2175_240531a | Progressive Change - Final | CDP15 | H2 Domestic Fixed_SESA | 2029 | SA | SESA | 10.7301 | 10.7301 | 1.2249 | Fixed domestic
FZ2175_240531a | Progressive Change - Final | CDP15 | H2 Domestic Fixed_SESA | 2030 | SA | SESA | 10.7301 | 10.7301 | 1.2249 | Fixed domestic
FZ2175_240531a | Progressive Change - Final | CDP15 | H2 Domestic Fixed_SESA | 2031 | SA | SESA | 10.7301 | 10.7301 | 1.2249 | Fixed domestic
FZ2175_240531a | Progressive Change - Final | CDP15 | H2 Domestic Fixed_SESA | 2032 | SA | SESA | 10.7595 | 10.7595 | 1.2249 | Fixed domestic
FZ2175_240531a | Progressive Change - Final | CDP15 | H2 Domestic Fixed_SESA | 2033 | SA | SESA | 13.2571 | 13.2571 | 1.5134 | Fixed domestic
FZ2175_240531a | Progressive Change - Final | CDP15 | H2 Domestic Fixed_SESA | 2034 | SA | SESA | 13.952 | 13.952 | 1.5927 | Fixed domestic
FZ2175_240531a | Progressive Change - Final | CDP15 | H2 Domestic Fixed_SESA | 2035 | SA | SESA | 15.1552 | 15.1552 | 1.73 | Fixed domestic
FZ2175_240531a | Progressive Change - Final | CDP15 | H2 Domestic Fixed_SESA | 2036 | SA | SESA | 16.268 | 16.268 | 1.852 | Fixed domestic
FZ2175_240531a | Progressive Change - Final | CDP15 | H2 Domestic Fixed_SESA | 2037 | SA | SESA | 16.2235 | 16.2235 | 1.852 | Fixed domestic
FZ2175_240531a | Progressive Change - Final | CDP15 | H2 Domestic Fixed_SESA | 2038 | SA | SESA | 18.4317 | 18.4317 | 2.1041 | Fixed domestic
FZ2175_240531a | Progressive Change - Final | CDP15 | H2 Domestic Fixed_SESA | 2039 | SA | SESA | 18.4317 | 18.4317 | 2.1041 | Fixed domestic
FZ2175_240531a | Progressive Change - Final | CDP15 | H2 Domestic Fixed_SESA | 2040 | SA | SESA | 18.4822 | 18.4822 | 2.1041 | Fixed domestic
FZ2175_240531a | Progressive Change - Final | CDP15 | H2 Domestic Fixed_SESA | 2041 | SA | SESA | 18.4317 | 18.4317 | 2.1041 | Fixed domestic
FZ2175_240531a | Progressive Change - Final | CDP15 | H2 Domestic Fixed_SESA | 2042 | SA | SESA | 18.4317 | 18.4317 | 2.1041 | Fixed domestic
FZ2175_240531a | Progressive Change - Final | CDP15 | H2 Domestic Fixed_SESA | 2043 | SA | SESA | 18.4317 | 18.4317 | 2.1041 | Fixed domestic
FZ2175_240531a | Progressive Change - Final | CDP15 | H2 Domestic Fixed_SESA | 2044 | SA | SESA | 24.5855 | 24.5855 | 2.7989 | Fixed domestic
FZ2175_240531a | Progressive Change - Final | CDP15 | H2 Domestic Fixed_SESA | 2045 | SA | SESA | 24.5183 | 24.5183 | 2.7989 | Fixed domestic
FZ2175_240531a | Progressive Change - Final | CDP15 | H2 Domestic Fixed_SESA | 2046 | SA | SESA | 24.5183 | 24.5183 | 2.7989 | Fixed domestic
FZ2175_240531a | Progressive Change - Final | CDP15 | H2 Domestic Fixed_SESA | 2047 | SA | SESA | 24.5183 | 24.5183 | 2.7989 | Fixed domestic
FZ2175_240531a | Progressive Change - Final | CDP15 | H2 Domestic Fixed_SESA | 2048 | SA | SESA | 24.5855 | 24.5855 | 2.7989 | Fixed domestic
FZ2175_240531a | Progressive Change - Final | CDP15 | H2 Domestic Fixed_SESA | 2049 | SA | SESA | 24.5183 | 24.5183 | 2.7989 | Fixed domestic
FZ2175_240531a | Progressive Change - Final | CDP15 | H2 Domestic Fixed_SESA | 2050 | SA | SESA | 38.2178 | 38.2178 | 4.3628 | Fixed domestic
FZ2175_240531a | Progressive Change - Final | CDP15 | H2 Domestic Fixed_SESA | 2051 | SA | SESA | 35.6125 | 35.6125 | 4.0654 | Fixed domestic
FZ2175_240531a | Progressive Change - Final | CDP15 | H2 Domestic Fixed_SESA | 2052 | SA | SESA | 38.3844 | 38.3844 | 4.3698 | Fixed domestic
FZ2175_240531a | Progressive Change - Final | CDP15 | H2 Domestic Flex_SESA | 2025 | SA | SESA | 1.1835 | 1.3639 | 0.1557 | Flexible domestic
FZ2175_240531a | Progressive Change - Final | CDP15 | H2 Domestic Flex_SESA | 2026 | SA | SESA | 51.3833 | 59.2594 | 6.7648 | Flexible domestic
FZ2175_240531a | Progressive Change - Final | CDP15 | H2 Domestic Flex_SESA | 2027 | SA | SESA | 146.4943 | 171.497 | 19.5773 | Flexible domestic
FZ2175_240531a | Progressive Change - Final | CDP15 | H2 Domestic Flex_SESA | 2028 | SA | SESA | 188.8144 | 218.9911 | 24.9307 | Flexible domestic
FZ2175_240531a | Progressive Change - Final | CDP15 | H2 Domestic Flex_SESA | 2029 | SA | SESA | 169.2015 | 238.4458 | 27.2198 | Flexible domestic
FZ2175_240531a | Progressive Change - Final | CDP15 | H2 Domestic Flex_SESA | 2030 | SA | SESA | 148.0694 | 238.4458 | 27.2198 | Flexible domestic
FZ2175_240531a | Progressive Change - Final | CDP15 | H2 Domestic Flex_SESA | 2031 | SA | SESA | 146.0958 | 238.4458 | 27.2198 | Flexible domestic
FZ2175_240531a | Progressive Change - Final | CDP15 | H2 Domestic Flex_SESA | 2032 | SA | SESA | 167.3429 | 239.0991 | 27.2198 | Flexible domestic
FZ2175_240531a | Progressive Change - Final | CDP15 | H2 Domestic Flex_SESA | 2033 | SA | SESA | 199.5319 | 294.6023 | 33.6304 | Flexible domestic
FZ2175_240531a | Progressive Change - Final | CDP15 | H2 Domestic Flex_SESA | 2034 | SA | SESA | 206.0828 | 310.0448 | 35.3932 | Flexible domestic
FZ2175_240531a | Progressive Change - Final | CDP15 | H2 Domestic Flex_SESA | 2035 | SA | SESA | 201.66 | 336.7813 | 38.4454 | Flexible domestic
FZ2175_240531a | Progressive Change - Final | CDP15 | H2 Domestic Flex_SESA | 2036 | SA | SESA | 197.2612 | 361.511 | 41.1556 | Flexible domestic
FZ2175_240531a | Progressive Change - Final | CDP15 | H2 Domestic Flex_SESA | 2037 | SA | SESA | 192.9695 | 360.5233 | 41.1556 | Flexible domestic
FZ2175_240531a | Progressive Change - Final | CDP15 | H2 Domestic Flex_SESA | 2038 | SA | SESA | 188.9449 | 409.594 | 46.7573 | Flexible domestic
FZ2175_240531a | Progressive Change - Final | CDP15 | H2 Domestic Flex_SESA | 2039 | SA | SESA | 184.9592 | 409.594 | 46.7573 | Flexible domestic
FZ2175_240531a | Progressive Change - Final | CDP15 | H2 Domestic Flex_SESA | 2040 | SA | SESA | 181.0498 | 410.7162 | 46.7573 | Flexible domestic
FZ2175_240531a | Progressive Change - Final | CDP15 | H2 Domestic Flex_SESA | 2041 | SA | SESA | 179.2508 | 409.594 | 46.7573 | Flexible domestic
FZ2175_240531a | Progressive Change - Final | CDP15 | H2 Domestic Flex_SESA | 2042 | SA | SESA | 179.4237 | 409.594 | 46.7573 | Flexible domestic
FZ2175_240531a | Progressive Change - Final | CDP15 | H2 Domestic Flex_SESA | 2043 | SA | SESA | 222.1558 | 409.594 | 46.7573 | Flexible domestic
FZ2175_240531a | Progressive Change - Final | CDP15 | H2 Domestic Flex_SESA | 2044 | SA | SESA | 223.2297 | 546.3436 | 62.1976 | Flexible domestic
FZ2175_240531a | Progressive Change - Final | CDP15 | H2 Domestic Flex_SESA | 2045 | SA | SESA | 224.4286 | 544.8509 | 62.1976 | Flexible domestic
FZ2175_240531a | Progressive Change - Final | CDP15 | H2 Domestic Flex_SESA | 2046 | SA | SESA | 238.1929 | 544.8509 | 62.1976 | Flexible domestic
FZ2175_240531a | Progressive Change - Final | CDP15 | H2 Domestic Flex_SESA | 2047 | SA | SESA | 237.464 | 544.8509 | 62.1976 | Flexible domestic
FZ2175_240531a | Progressive Change - Final | CDP15 | H2 Domestic Flex_SESA | 2048 | SA | SESA | 238.0114 | 546.3436 | 62.1976 | Flexible domestic
FZ2175_240531a | Progressive Change - Final | CDP15 | H2 Domestic Flex_SESA | 2049 | SA | SESA | 262.6572 | 544.8509 | 62.1976 | Flexible domestic
FZ2175_240531a | Progressive Change - Final | CDP15 | H2 Domestic Flex_SESA | 2050 | SA | SESA | 320.6611 | 849.2843 | 96.9503 | Flexible domestic
FZ2175_240531a | Progressive Change - Final | CDP15 | H2 Domestic Flex_SESA | 2051 | SA | SESA | 321.0201 | 791.3889 | 90.3412 | Flexible domestic
FZ2175_240531a | Progressive Change - Final | CDP15 | H2 Domestic Flex_SESA | 2052 | SA | SESA | 320.5845 | 852.9872 | 97.1069 | Flexible domestic
FZ2175_240531a | Progressive Change - Final | CDP15 | H2 Domestic Fixed_TAS | 2025 | TAS | TAS | 0 | 0 | 0 | Fixed domestic
FZ2175_240531a | Progressive Change - Final | CDP15 | H2 Domestic Fixed_TAS | 2026 | TAS | TAS | 0 | 0 | 0 | Fixed domestic
FZ2175_240531a | Progressive Change - Final | CDP15 | H2 Domestic Fixed_TAS | 2027 | TAS | TAS | 0 | 0 | 0 | Fixed domestic
FZ2175_240531a | Progressive Change - Final | CDP15 | H2 Domestic Fixed_TAS | 2028 | TAS | TAS | 0 | 0 | 0 | Fixed domestic
FZ2175_240531a | Progressive Change - Final | CDP15 | H2 Domestic Fixed_TAS | 2029 | TAS | TAS | 0.30059 | 0.30059 | 0.034314 | Fixed domestic
FZ2175_240531a | Progressive Change - Final | CDP15 | H2 Domestic Fixed_TAS | 2030 | TAS | TAS | 1.2354 | 1.2354 | 0.14103 | Fixed domestic
FZ2175_240531a | Progressive Change - Final | CDP15 | H2 Domestic Fixed_TAS | 2031 | TAS | TAS | 2.5762 | 2.5762 | 0.29408 | Fixed domestic
FZ2175_240531a | Progressive Change - Final | CDP15 | H2 Domestic Fixed_TAS | 2032 | TAS | TAS | 3.3595 | 3.3595 | 0.38245 | Fixed domestic
FZ2175_240531a | Progressive Change - Final | CDP15 | H2 Domestic Fixed_TAS | 2033 | TAS | TAS | 4.7729 | 4.7729 | 0.54485 | Fixed domestic
FZ2175_240531a | Progressive Change - Final | CDP15 | H2 Domestic Fixed_TAS | 2034 | TAS | TAS | 4.7729 | 4.7729 | 0.54485 | Fixed domestic
FZ2175_240531a | Progressive Change - Final | CDP15 | H2 Domestic Fixed_TAS | 2035 | TAS | TAS | 4.9175 | 4.9175 | 0.56136 | Fixed domestic
FZ2175_240531a | Progressive Change - Final | CDP15 | H2 Domestic Fixed_TAS | 2036 | TAS | TAS | 5.8898 | 5.8898 | 0.67051 | Fixed domestic
FZ2175_240531a | Progressive Change - Final | CDP15 | H2 Domestic Fixed_TAS | 2037 | TAS | TAS | 5.8737 | 5.8737 | 0.67051 | Fixed domestic
FZ2175_240531a | Progressive Change - Final | CDP15 | H2 Domestic Fixed_TAS | 2038 | TAS | TAS | 9.7586 | 9.7586 | 1.114 | Fixed domestic
FZ2175_240531a | Progressive Change - Final | CDP15 | H2 Domestic Fixed_TAS | 2039 | TAS | TAS | 9.7586 | 9.7586 | 1.114 | Fixed domestic
FZ2175_240531a | Progressive Change - Final | CDP15 | H2 Domestic Fixed_TAS | 2040 | TAS | TAS | 9.7853 | 9.7853 | 1.114 | Fixed domestic
FZ2175_240531a | Progressive Change - Final | CDP15 | H2 Domestic Fixed_TAS | 2041 | TAS | TAS | 14.0639 | 14.0639 | 1.6055 | Fixed domestic
FZ2175_240531a | Progressive Change - Final | CDP15 | H2 Domestic Fixed_TAS | 2042 | TAS | TAS | 14.0639 | 14.0639 | 1.6055 | Fixed domestic
FZ2175_240531a | Progressive Change - Final | CDP15 | H2 Domestic Fixed_TAS | 2043 | TAS | TAS | 14.0639 | 14.0639 | 1.6055 | Fixed domestic
FZ2175_240531a | Progressive Change - Final | CDP15 | H2 Domestic Fixed_TAS | 2044 | TAS | TAS | 14.1025 | 14.1025 | 1.6055 | Fixed domestic
FZ2175_240531a | Progressive Change - Final | CDP15 | H2 Domestic Fixed_TAS | 2045 | TAS | TAS | 14.0639 | 14.0639 | 1.6055 | Fixed domestic
FZ2175_240531a | Progressive Change - Final | CDP15 | H2 Domestic Fixed_TAS | 2046 | TAS | TAS | 14.0639 | 14.0639 | 1.6055 | Fixed domestic
FZ2175_240531a | Progressive Change - Final | CDP15 | H2 Domestic Fixed_TAS | 2047 | TAS | TAS | 15.9975 | 15.9975 | 1.8262 | Fixed domestic
FZ2175_240531a | Progressive Change - Final | CDP15 | H2 Domestic Fixed_TAS | 2048 | TAS | TAS | 16.0413 | 16.0413 | 1.8262 | Fixed domestic
FZ2175_240531a | Progressive Change - Final | CDP15 | H2 Domestic Fixed_TAS | 2049 | TAS | TAS | 15.9975 | 15.9975 | 1.8262 | Fixed domestic
FZ2175_240531a | Progressive Change - Final | CDP15 | H2 Domestic Fixed_TAS | 2050 | TAS | TAS | 16.1036 | 16.1036 | 1.8383 | Fixed domestic
FZ2175_240531a | Progressive Change - Final | CDP15 | H2 Domestic Fixed_TAS | 2051 | TAS | TAS | 16.1036 | 16.1036 | 1.8383 | Fixed domestic
FZ2175_240531a | Progressive Change - Final | CDP15 | H2 Domestic Fixed_TAS | 2052 | TAS | TAS | 16.1788 | 16.1788 | 1.8419 | Fixed domestic
FZ2175_240531a | Progressive Change - Final | CDP15 | H2 Domestic Flex_TAS | 2025 | TAS | TAS | 0 | 0 | 0 | Flexible domestic
FZ2175_240531a | Progressive Change - Final | CDP15 | H2 Domestic Flex_TAS | 2026 | TAS | TAS | 0 | 0 | 0 | Flexible domestic
FZ2175_240531a | Progressive Change - Final | CDP15 | H2 Domestic Flex_TAS | 2027 | TAS | TAS | 0 | 0 | 0 | Flexible domestic
FZ2175_240531a | Progressive Change - Final | CDP15 | H2 Domestic Flex_TAS | 2028 | TAS | TAS | 0 | 0 | 0 | Flexible domestic
FZ2175_240531a | Progressive Change - Final | CDP15 | H2 Domestic Flex_TAS | 2029 | TAS | TAS | 5.7721 | 6.6798 | 0.76253 | Flexible domestic
FZ2175_240531a | Progressive Change - Final | CDP15 | H2 Domestic Flex_TAS | 2030 | TAS | TAS | 24.2692 | 27.4534 | 3.134 | Flexible domestic
FZ2175_240531a | Progressive Change - Final | CDP15 | H2 Domestic Flex_TAS | 2031 | TAS | TAS | 50.4074 | 57.2484 | 6.5352 | Flexible domestic
FZ2175_240531a | Progressive Change - Final | CDP15 | H2 Domestic Flex_TAS | 2032 | TAS | TAS | 66.0847 | 74.6547 | 8.4989 | Flexible domestic
FZ2175_240531a | Progressive Change - Final | CDP15 | H2 Domestic Flex_TAS | 2033 | TAS | TAS | 95.2936 | 106.0648 | 12.1079 | Flexible domestic
FZ2175_240531a | Progressive Change - Final | CDP15 | H2 Domestic Flex_TAS | 2034 | TAS | TAS | 93.8191 | 106.0648 | 12.1079 | Flexible domestic
FZ2175_240531a | Progressive Change - Final | CDP15 | H2 Domestic Flex_TAS | 2035 | TAS | TAS | 98.1518 | 109.2787 | 12.4747 | Flexible domestic
FZ2175_240531a | Progressive Change - Final | CDP15 | H2 Domestic Flex_TAS | 2036 | TAS | TAS | 99.4811 | 130.8837 | 14.9002 | Flexible domestic
FZ2175_240531a | Progressive Change - Final | CDP15 | H2 Domestic Flex_TAS | 2037 | TAS | TAS | 97.2629 | 130.5261 | 14.9002 | Flexible domestic
FZ2175_240531a | Progressive Change - Final | CDP15 | H2 Domestic Flex_TAS | 2038 | TAS | TAS | 174.1542 | 216.8567 | 24.7553 | Flexible domestic
FZ2175_240531a | Progressive Change - Final | CDP15 | H2 Domestic Flex_TAS | 2039 | TAS | TAS | 170.2738 | 216.8567 | 24.7553 | Flexible domestic
FZ2175_240531a | Progressive Change - Final | CDP15 | H2 Domestic Flex_TAS | 2040 | TAS | TAS | 167.28 | 217.4508 | 24.7553 | Flexible domestic
FZ2175_240531a | Progressive Change - Final | CDP15 | H2 Domestic Flex_TAS | 2041 | TAS | TAS | 165.4189 | 312.5319 | 35.6772 | Flexible domestic
FZ2175_240531a | Progressive Change - Final | CDP15 | H2 Domestic Flex_TAS | 2042 | TAS | TAS | 169.1686 | 312.5319 | 35.6772 | Flexible domestic
FZ2175_240531a | Progressive Change - Final | CDP15 | H2 Domestic Flex_TAS | 2043 | TAS | TAS | 170.1358 | 312.5319 | 35.6772 | Flexible domestic
FZ2175_240531a | Progressive Change - Final | CDP15 | H2 Domestic Flex_TAS | 2044 | TAS | TAS | 173.9124 | 313.3881 | 35.6772 | Flexible domestic
FZ2175_240531a | Progressive Change - Final | CDP15 | H2 Domestic Flex_TAS | 2045 | TAS | TAS | 175.0212 | 312.5319 | 35.6772 | Flexible domestic
FZ2175_240531a | Progressive Change - Final | CDP15 | H2 Domestic Flex_TAS | 2046 | TAS | TAS | 175.0212 | 312.5319 | 35.6772 | Flexible domestic
FZ2175_240531a | Progressive Change - Final | CDP15 | H2 Domestic Flex_TAS | 2047 | TAS | TAS | 175.0212 | 355.5001 | 40.5822 | Flexible domestic
FZ2175_240531a | Progressive Change - Final | CDP15 | H2 Domestic Flex_TAS | 2048 | TAS | TAS | 175.0212 | 356.4741 | 40.5822 | Flexible domestic
FZ2175_240531a | Progressive Change - Final | CDP15 | H2 Domestic Flex_TAS | 2049 | TAS | TAS | 175.0212 | 355.5001 | 40.5822 | Flexible domestic
FZ2175_240531a | Progressive Change - Final | CDP15 | H2 Domestic Flex_TAS | 2050 | TAS | TAS | 175.0212 | 357.8573 | 40.8513 | Flexible domestic
FZ2175_240531a | Progressive Change - Final | CDP15 | H2 Domestic Flex_TAS | 2051 | TAS | TAS | 175.0212 | 357.8573 | 40.8513 | Flexible domestic
FZ2175_240531a | Progressive Change - Final | CDP15 | H2 Domestic Flex_TAS | 2052 | TAS | TAS | 175.0212 | 359.53 | 40.9301 | Flexible domestic
FZ2175_240531a | Progressive Change - Final | CDP15 | H2 Domestic Fixed_VIC | 2025 | VIC | VIC | 2.5574 | 2.5574 | 0.29194 | Fixed domestic
FZ2175_240531a | Progressive Change - Final | CDP15 | H2 Domestic Fixed_VIC | 2026 | VIC | VIC | 4.0307 | 4.0307 | 0.46013 | Fixed domestic
FZ2175_240531a | Progressive Change - Final | CDP15 | H2 Domestic Fixed_VIC | 2027 | VIC | VIC | 4.0307 | 4.0307 | 0.46013 | Fixed domestic
FZ2175_240531a | Progressive Change - Final | CDP15 | H2 Domestic Fixed_VIC | 2028 | VIC | VIC | 4.0418 | 4.0418 | 0.46013 | Fixed domestic
FZ2175_240531a | Progressive Change - Final | CDP15 | H2 Domestic Fixed_VIC | 2029 | VIC | VIC | 50.4395 | 50.4395 | 5.7579 | Fixed domestic
FZ2175_240531a | Progressive Change - Final | CDP15 | H2 Domestic Fixed_VIC | 2030 | VIC | VIC | 139.1119 | 139.1119 | 15.8804 | Fixed domestic
FZ2175_240531a | Progressive Change - Final | CDP15 | H2 Domestic Fixed_VIC | 2031 | VIC | VIC | 139.1119 | 139.1119 | 15.8804 | Fixed domestic
FZ2175_240531a | Progressive Change - Final | CDP15 | H2 Domestic Fixed_VIC | 2032 | VIC | VIC | 204.8376 | 204.8376 | 23.3194 | Fixed domestic
FZ2175_240531a | Progressive Change - Final | CDP15 | H2 Domestic Fixed_VIC | 2033 | VIC | VIC | 420.9245 | 420.9245 | 48.0507 | Fixed domestic
FZ2175_240531a | Progressive Change - Final | CDP15 | H2 Domestic Fixed_VIC | 2034 | VIC | VIC | 420.9245 | 420.9245 | 48.0507 | Fixed domestic
FZ2175_240531a | Progressive Change - Final | CDP15 | H2 Domestic Fixed_VIC | 2035 | VIC | VIC | 489.2586 | 489.2586 | 55.8514 | Fixed domestic
FZ2175_240531a | Progressive Change - Final | CDP15 | H2 Domestic Fixed_VIC | 2036 | VIC | VIC | 549.27 | 549.27 | 62.5307 | Fixed domestic
FZ2175_240531a | Progressive Change - Final | CDP15 | H2 Domestic Fixed_VIC | 2037 | VIC | VIC | 547.7692 | 547.7692 | 62.5307 | Fixed domestic
FZ2175_240531a | Progressive Change - Final | CDP15 | H2 Domestic Fixed_VIC | 2038 | VIC | VIC | 576.3117 | 576.3117 | 65.789 | Fixed domestic
FZ2175_240531a | Progressive Change - Final | CDP15 | H2 Domestic Fixed_VIC | 2039 | VIC | VIC | 576.3117 | 576.3117 | 65.789 | Fixed domestic
FZ2175_240531a | Progressive Change - Final | CDP15 | H2 Domestic Fixed_VIC | 2040 | VIC | VIC | 577.8906 | 577.8906 | 65.789 | Fixed domestic
FZ2175_240531a | Progressive Change - Final | CDP15 | H2 Domestic Fixed_VIC | 2041 | VIC | VIC | 576.3117 | 576.3117 | 65.789 | Fixed domestic
FZ2175_240531a | Progressive Change - Final | CDP15 | H2 Domestic Fixed_VIC | 2042 | VIC | VIC | 576.3117 | 576.3117 | 65.789 | Fixed domestic
FZ2175_240531a | Progressive Change - Final | CDP15 | H2 Domestic Fixed_VIC | 2043 | VIC | VIC | 576.3117 | 576.3117 | 65.789 | Fixed domestic
FZ2175_240531a | Progressive Change - Final | CDP15 | H2 Domestic Fixed_VIC | 2044 | VIC | VIC | 598.902 | 598.902 | 68.181 | Fixed domestic
FZ2175_240531a | Progressive Change - Final | CDP15 | H2 Domestic Fixed_VIC | 2045 | VIC | VIC | 597.2657 | 597.2657 | 68.181 | Fixed domestic
FZ2175_240531a | Progressive Change - Final | CDP15 | H2 Domestic Fixed_VIC | 2046 | VIC | VIC | 597.2657 | 597.2657 | 68.181 | Fixed domestic
FZ2175_240531a | Progressive Change - Final | CDP15 | H2 Domestic Fixed_VIC | 2047 | VIC | VIC | 678.099 | 678.099 | 77.4086 | Fixed domestic
FZ2175_240531a | Progressive Change - Final | CDP15 | H2 Domestic Fixed_VIC | 2048 | VIC | VIC | 679.9568 | 679.9568 | 77.4086 | Fixed domestic
FZ2175_240531a | Progressive Change - Final | CDP15 | H2 Domestic Fixed_VIC | 2049 | VIC | VIC | 678.099 | 678.099 | 77.4086 | Fixed domestic
FZ2175_240531a | Progressive Change - Final | CDP15 | H2 Domestic Fixed_VIC | 2050 | VIC | VIC | 826.558 | 826.558 | 94.3559 | Fixed domestic
FZ2175_240531a | Progressive Change - Final | CDP15 | H2 Domestic Fixed_VIC | 2051 | VIC | VIC | 825.0847 | 825.0847 | 94.1877 | Fixed domestic
FZ2175_240531a | Progressive Change - Final | CDP15 | H2 Domestic Fixed_VIC | 2052 | VIC | VIC | 867.8842 | 867.8842 | 98.8028 | Fixed domestic
FZ2175_240531a | Progressive Change - Final | CDP15 | H2 Domestic Flex_VIC | 2025 | VIC | VIC | 49.3127 | 56.8302 | 6.4875 | Flexible domestic
FZ2175_240531a | Progressive Change - Final | CDP15 | H2 Domestic Flex_VIC | 2026 | VIC | VIC | 77.6668 | 89.5717 | 10.2251 | Flexible domestic
FZ2175_240531a | Progressive Change - Final | CDP15 | H2 Domestic Flex_VIC | 2027 | VIC | VIC | 75.935 | 89.5717 | 10.2251 | Flexible domestic
FZ2175_240531a | Progressive Change - Final | CDP15 | H2 Domestic Flex_VIC | 2028 | VIC | VIC | 74.2418 | 89.8171 | 10.2251 | Flexible domestic
FZ2175_240531a | Progressive Change - Final | CDP15 | H2 Domestic Flex_VIC | 2029 | VIC | VIC | 681.7364 | 1120.8784 | 127.9542 | Flexible domestic
FZ2175_240531a | Progressive Change - Final | CDP15 | H2 Domestic Flex_VIC | 2030 | VIC | VIC | 1845.7348 | 3091.376 | 352.8968 | Flexible domestic
FZ2175_240531a | Progressive Change - Final | CDP15 | H2 Domestic Flex_VIC | 2031 | VIC | VIC | 2721.9649 | 3091.376 | 352.8968 | Flexible domestic
FZ2175_240531a | Progressive Change - Final | CDP15 | H2 Domestic Flex_VIC | 2032 | VIC | VIC | 4029.4051 | 4551.9473 | 518.2089 | Flexible domestic
FZ2175_240531a | Progressive Change - Final | CDP15 | H2 Domestic Flex_VIC | 2033 | VIC | VIC | 7023.9977 | 9353.878 | 1067.7943 | Flexible domestic
FZ2175_240531a | Progressive Change - Final | CDP15 | H2 Domestic Flex_VIC | 2034 | VIC | VIC | 6901.807 | 9353.878 | 1067.7943 | Flexible domestic
FZ2175_240531a | Progressive Change - Final | CDP15 | H2 Domestic Flex_VIC | 2035 | VIC | VIC | 6908.0233 | 10872.4124 | 1241.143 | Flexible domestic
FZ2175_240531a | Progressive Change - Final | CDP15 | H2 Domestic Flex_VIC | 2036 | VIC | VIC | 6792.8171 | 12205.999 | 1389.5718 | Flexible domestic
FZ2175_240531a | Progressive Change - Final | CDP15 | H2 Domestic Flex_VIC | 2037 | VIC | VIC | 6641.3516 | 12172.6493 | 1389.5718 | Flexible domestic
FZ2175_240531a | Progressive Change - Final | CDP15 | H2 Domestic Flex_VIC | 2038 | VIC | VIC | 6623.0247 | 12806.9266 | 1461.9779 | Flexible domestic
FZ2175_240531a | Progressive Change - Final | CDP15 | H2 Domestic Flex_VIC | 2039 | VIC | VIC | 6516.1324 | 12806.9266 | 1461.9779 | Flexible domestic
FZ2175_240531a | Progressive Change - Final | CDP15 | H2 Domestic Flex_VIC | 2040 | VIC | VIC | 6406.7199 | 12842.0141 | 1461.9779 | Flexible domestic
FZ2175_240531a | Progressive Change - Final | CDP15 | H2 Domestic Flex_VIC | 2041 | VIC | VIC | 6334.4865 | 12806.9266 | 1461.9779 | Flexible domestic
FZ2175_240531a | Progressive Change - Final | CDP15 | H2 Domestic Flex_VIC | 2042 | VIC | VIC | 6347.9135 | 12806.9266 | 1461.9779 | Flexible domestic
FZ2175_240531a | Progressive Change - Final | CDP15 | H2 Domestic Flex_VIC | 2043 | VIC | VIC | 6409.0816 | 12806.9266 | 1461.9779 | Flexible domestic
FZ2175_240531a | Progressive Change - Final | CDP15 | H2 Domestic Flex_VIC | 2044 | VIC | VIC | 6453.7612 | 13308.9333 | 1515.1336 | Flexible domestic
FZ2175_240531a | Progressive Change - Final | CDP15 | H2 Domestic Flex_VIC | 2045 | VIC | VIC | 6488.4471 | 13272.5701 | 1515.1336 | Flexible domestic
FZ2175_240531a | Progressive Change - Final | CDP15 | H2 Domestic Flex_VIC | 2046 | VIC | VIC | 6529.3694 | 13272.5701 | 1515.1336 | Flexible domestic
FZ2175_240531a | Progressive Change - Final | CDP15 | H2 Domestic Flex_VIC | 2047 | VIC | VIC | 6529.3694 | 15068.8668 | 1720.1903 | Flexible domestic
FZ2175_240531a | Progressive Change - Final | CDP15 | H2 Domestic Flex_VIC | 2048 | VIC | VIC | 6614.7091 | 15110.1514 | 1720.1903 | Flexible domestic
FZ2175_240531a | Progressive Change - Final | CDP15 | H2 Domestic Flex_VIC | 2049 | VIC | VIC | 6614.7091 | 15068.8668 | 1720.1903 | Flexible domestic
FZ2175_240531a | Progressive Change - Final | CDP15 | H2 Domestic Flex_VIC | 2050 | VIC | VIC | 7316.4323 | 18367.9563 | 2096.7987 | Flexible domestic
FZ2175_240531a | Progressive Change - Final | CDP15 | H2 Domestic Flex_VIC | 2051 | VIC | VIC | 7316.4323 | 18335.2149 | 2093.0611 | Flexible domestic
FZ2175_240531a | Progressive Change - Final | CDP15 | H2 Domestic Flex_VIC | 2052 | VIC | VIC | 7316.4323 | 19286.3149 | 2195.6187 | Flexible domestic
FZ2176_240531a | Progressive Change - Final | CDP16 | H2 Domestic Fixed_SNSW | 2025 | NSW | SNSW | 1.3276 | 1.3276 | 0.15156 | Fixed domestic
FZ2176_240531a | Progressive Change - Final | CDP16 | H2 Domestic Fixed_SNSW | 2026 | NSW | SNSW | 3.1853 | 3.1853 | 0.36362 | Fixed domestic
FZ2176_240531a | Progressive Change - Final | CDP16 | H2 Domestic Fixed_SNSW | 2027 | NSW | SNSW | 6.3084 | 6.3084 | 0.72014 | Fixed domestic
FZ2176_240531a | Progressive Change - Final | CDP16 | H2 Domestic Fixed_SNSW | 2028 | NSW | SNSW | 10.9957 | 10.9957 | 1.2518 | Fixed domestic
FZ2176_240531a | Progressive Change - Final | CDP16 | H2 Domestic Fixed_SNSW | 2029 | NSW | SNSW | 27.192 | 27.192 | 3.1041 | Fixed domestic
FZ2176_240531a | Progressive Change - Final | CDP16 | H2 Domestic Fixed_SNSW | 2030 | NSW | SNSW | 27.192 | 27.192 | 3.1041 | Fixed domestic
FZ2176_240531a | Progressive Change - Final | CDP16 | H2 Domestic Fixed_SNSW | 2031 | NSW | SNSW | 27.192 | 27.192 | 3.1041 | Fixed domestic
FZ2176_240531a | Progressive Change - Final | CDP16 | H2 Domestic Fixed_SNSW | 2032 | NSW | SNSW | 27.2665 | 27.2665 | 3.1041 | Fixed domestic
FZ2176_240531a | Progressive Change - Final | CDP16 | H2 Domestic Fixed_SNSW | 2033 | NSW | SNSW | 27.192 | 27.192 | 3.1041 | Fixed domestic
FZ2176_240531a | Progressive Change - Final | CDP16 | H2 Domestic Fixed_SNSW | 2034 | NSW | SNSW | 27.6335 | 27.6335 | 3.1545 | Fixed domestic
FZ2176_240531a | Progressive Change - Final | CDP16 | H2 Domestic Fixed_SNSW | 2035 | NSW | SNSW | 27.6335 | 27.6335 | 3.1545 | Fixed domestic
FZ2176_240531a | Progressive Change - Final | CDP16 | H2 Domestic Fixed_SNSW | 2036 | NSW | SNSW | 38.1133 | 38.1133 | 4.3389 | Fixed domestic
FZ2176_240531a | Progressive Change - Final | CDP16 | H2 Domestic Fixed_SNSW | 2037 | NSW | SNSW | 38.0092 | 38.0092 | 4.3389 | Fixed domestic
FZ2176_240531a | Progressive Change - Final | CDP16 | H2 Domestic Fixed_SNSW | 2038 | NSW | SNSW | 40.1835 | 40.1835 | 4.5872 | Fixed domestic
FZ2176_240531a | Progressive Change - Final | CDP16 | H2 Domestic Fixed_SNSW | 2039 | NSW | SNSW | 40.1835 | 40.1835 | 4.5872 | Fixed domestic
FZ2176_240531a | Progressive Change - Final | CDP16 | H2 Domestic Fixed_SNSW | 2040 | NSW | SNSW | 40.2935 | 40.2935 | 4.5872 | Fixed domestic
FZ2176_240531a | Progressive Change - Final | CDP16 | H2 Domestic Fixed_SNSW | 2041 | NSW | SNSW | 40.1835 | 40.1835 | 4.5872 | Fixed domestic
FZ2176_240531a | Progressive Change - Final | CDP16 | H2 Domestic Fixed_SNSW | 2042 | NSW | SNSW | 40.1835 | 40.1835 | 4.5872 | Fixed domestic
FZ2176_240531a | Progressive Change - Final | CDP16 | H2 Domestic Fixed_SNSW | 2043 | NSW | SNSW | 40.1835 | 40.1835 | 4.5872 | Fixed domestic
FZ2176_240531a | Progressive Change - Final | CDP16 | H2 Domestic Fixed_SNSW | 2044 | NSW | SNSW | 54.9452 | 54.9452 | 6.2551 | Fixed domestic
FZ2176_240531a | Progressive Change - Final | CDP16 | H2 Domestic Fixed_SNSW | 2045 | NSW | SNSW | 54.7951 | 54.7951 | 6.2551 | Fixed domestic
FZ2176_240531a | Progressive Change - Final | CDP16 | H2 Domestic Fixed_SNSW | 2046 | NSW | SNSW | 55.31 | 55.31 | 6.3139 | Fixed domestic
FZ2176_240531a | Progressive Change - Final | CDP16 | H2 Domestic Fixed_SNSW | 2047 | NSW | SNSW | 55.736 | 55.736 | 6.3626 | Fixed domestic
FZ2176_240531a | Progressive Change - Final | CDP16 | H2 Domestic Fixed_SNSW | 2048 | NSW | SNSW | 55.8887 | 55.8887 | 6.3626 | Fixed domestic
FZ2176_240531a | Progressive Change - Final | CDP16 | H2 Domestic Fixed_SNSW | 2049 | NSW | SNSW | 107.1346 | 107.1346 | 12.23 | Fixed domestic
FZ2176_240531a | Progressive Change - Final | CDP16 | H2 Domestic Fixed_SNSW | 2050 | NSW | SNSW | 206.5924 | 206.5924 | 23.5836 | Fixed domestic
FZ2176_240531a | Progressive Change - Final | CDP16 | H2 Domestic Fixed_SNSW | 2051 | NSW | SNSW | 208.9276 | 208.9276 | 23.8502 | Fixed domestic
FZ2176_240531a | Progressive Change - Final | CDP16 | H2 Domestic Fixed_SNSW | 2052 | NSW | SNSW | 206.3684 | 206.3684 | 23.4937 | Fixed domestic
FZ2176_240531a | Progressive Change - Final | CDP16 | H2 Domestic Flex_SNSW | 2025 | NSW | SNSW | 25.6001 | 29.5027 | 3.3679 | Flexible domestic
FZ2176_240531a | Progressive Change - Final | CDP16 | H2 Domestic Flex_SNSW | 2026 | NSW | SNSW | 61.376 | 70.7839 | 8.0803 | Flexible domestic
FZ2176_240531a | Progressive Change - Final | CDP16 | H2 Domestic Flex_SNSW | 2027 | NSW | SNSW | 120.043 | 140.1867 | 16.003 | Flexible domestic
FZ2176_240531a | Progressive Change - Final | CDP16 | H2 Domestic Flex_SNSW | 2028 | NSW | SNSW | 210.6775 | 244.3483 | 27.8174 | Flexible domestic
FZ2176_240531a | Progressive Change - Final | CDP16 | H2 Domestic Flex_SNSW | 2029 | NSW | SNSW | 349.4215 | 604.2666 | 68.9802 | Flexible domestic
FZ2176_240531a | Progressive Change - Final | CDP16 | H2 Domestic Flex_SNSW | 2030 | NSW | SNSW | 534.1801 | 604.2666 | 68.9802 | Flexible domestic
FZ2176_240531a | Progressive Change - Final | CDP16 | H2 Domestic Flex_SNSW | 2031 | NSW | SNSW | 492.3807 | 604.2666 | 68.9802 | Flexible domestic
FZ2176_240531a | Progressive Change - Final | CDP16 | H2 Domestic Flex_SNSW | 2032 | NSW | SNSW | 476.0744 | 605.9221 | 68.9802 | Flexible domestic
FZ2176_240531a | Progressive Change - Final | CDP16 | H2 Domestic Flex_SNSW | 2033 | NSW | SNSW | 481.2264 | 604.2666 | 68.9802 | Flexible domestic
FZ2176_240531a | Progressive Change - Final | CDP16 | H2 Domestic Flex_SNSW | 2034 | NSW | SNSW | 552.3411 | 614.0776 | 70.1002 | Flexible domestic
FZ2176_240531a | Progressive Change - Final | CDP16 | H2 Domestic Flex_SNSW | 2035 | NSW | SNSW | 545.5686 | 614.0776 | 70.1002 | Flexible domestic
FZ2176_240531a | Progressive Change - Final | CDP16 | H2 Domestic Flex_SNSW | 2036 | NSW | SNSW | 533.4557 | 846.9629 | 96.4211 | Flexible domestic
FZ2176_240531a | Progressive Change - Final | CDP16 | H2 Domestic Flex_SNSW | 2037 | NSW | SNSW | 521.5747 | 844.6488 | 96.4211 | Flexible domestic
FZ2176_240531a | Progressive Change - Final | CDP16 | H2 Domestic Flex_SNSW | 2038 | NSW | SNSW | 513.1738 | 892.9657 | 101.9367 | Flexible domestic
FZ2176_240531a | Progressive Change - Final | CDP16 | H2 Domestic Flex_SNSW | 2039 | NSW | SNSW | 505.0727 | 892.9657 | 101.9367 | Flexible domestic
FZ2176_240531a | Progressive Change - Final | CDP16 | H2 Domestic Flex_SNSW | 2040 | NSW | SNSW | 495.9991 | 895.4122 | 101.9367 | Flexible domestic
FZ2176_240531a | Progressive Change - Final | CDP16 | H2 Domestic Flex_SNSW | 2041 | NSW | SNSW | 490.409 | 892.9657 | 101.9367 | Flexible domestic
FZ2176_240531a | Progressive Change - Final | CDP16 | H2 Domestic Flex_SNSW | 2042 | NSW | SNSW | 493.7656 | 892.9657 | 101.9367 | Flexible domestic
FZ2176_240531a | Progressive Change - Final | CDP16 | H2 Domestic Flex_SNSW | 2043 | NSW | SNSW | 497.5281 | 892.9657 | 101.9367 | Flexible domestic
FZ2176_240531a | Progressive Change - Final | CDP16 | H2 Domestic Flex_SNSW | 2044 | NSW | SNSW | 500.06 | 1221.0051 | 139.0033 | Flexible domestic
FZ2176_240531a | Progressive Change - Final | CDP16 | H2 Domestic Flex_SNSW | 2045 | NSW | SNSW | 501.0179 | 1217.6691 | 139.0033 | Flexible domestic
FZ2176_240531a | Progressive Change - Final | CDP16 | H2 Domestic Flex_SNSW | 2046 | NSW | SNSW | 502.8628 | 1229.1104 | 140.3094 | Flexible domestic
FZ2176_240531a | Progressive Change - Final | CDP16 | H2 Domestic Flex_SNSW | 2047 | NSW | SNSW | 503.9421 | 1238.5783 | 141.3902 | Flexible domestic
FZ2176_240531a | Progressive Change - Final | CDP16 | H2 Domestic Flex_SNSW | 2048 | NSW | SNSW | 837.0633 | 1241.9717 | 141.3902 | Flexible domestic
FZ2176_240531a | Progressive Change - Final | CDP16 | H2 Domestic Flex_SNSW | 2049 | NSW | SNSW | 1166.1951 | 2380.768 | 271.7772 | Flexible domestic
FZ2176_240531a | Progressive Change - Final | CDP16 | H2 Domestic Flex_SNSW | 2050 | NSW | SNSW | 1495.0574 | 4590.9422 | 524.0802 | Flexible domestic
FZ2176_240531a | Progressive Change - Final | CDP16 | H2 Domestic Flex_SNSW | 2051 | NSW | SNSW | 1496.3303 | 4642.8363 | 530.0041 | Flexible domestic
FZ2176_240531a | Progressive Change - Final | CDP16 | H2 Domestic Flex_SNSW | 2052 | NSW | SNSW | 1495.761 | 4585.9634 | 522.0814 | Flexible domestic
FZ2176_240531a | Progressive Change - Final | CDP16 | H2 Domestic Fixed_SNW | 2025 | NSW | SNW | 6.7088 | 6.7088 | 0.76584 | Fixed domestic
FZ2176_240531a | Progressive Change - Final | CDP16 | H2 Domestic Fixed_SNW | 2026 | NSW | SNW | 16.2535 | 16.2535 | 1.8554 | Fixed domestic
FZ2176_240531a | Progressive Change - Final | CDP16 | H2 Domestic Fixed_SNW | 2027 | NSW | SNW | 32.1809 | 32.1809 | 3.6736 | Fixed domestic
FZ2176_240531a | Progressive Change - Final | CDP16 | H2 Domestic Fixed_SNW | 2028 | NSW | SNW | 56.1933 | 56.1933 | 6.3972 | Fixed domestic
FZ2176_240531a | Progressive Change - Final | CDP16 | H2 Domestic Fixed_SNW | 2029 | NSW | SNW | 129.4112 | 129.4112 | 14.773 | Fixed domestic
FZ2176_240531a | Progressive Change - Final | CDP16 | H2 Domestic Fixed_SNW | 2030 | NSW | SNW | 129.4112 | 129.4112 | 14.773 | Fixed domestic
FZ2176_240531a | Progressive Change - Final | CDP16 | H2 Domestic Fixed_SNW | 2031 | NSW | SNW | 129.4112 | 129.4112 | 14.773 | Fixed domestic
FZ2176_240531a | Progressive Change - Final | CDP16 | H2 Domestic Fixed_SNW | 2032 | NSW | SNW | 129.7658 | 129.7658 | 14.773 | Fixed domestic
FZ2176_240531a | Progressive Change - Final | CDP16 | H2 Domestic Fixed_SNW | 2033 | NSW | SNW | 129.4112 | 129.4112 | 14.773 | Fixed domestic
FZ2176_240531a | Progressive Change - Final | CDP16 | H2 Domestic Fixed_SNW | 2034 | NSW | SNW | 145.2244 | 145.2244 | 16.5781 | Fixed domestic
FZ2176_240531a | Progressive Change - Final | CDP16 | H2 Domestic Fixed_SNW | 2035 | NSW | SNW | 146.2042 | 146.2042 | 16.69 | Fixed domestic
FZ2176_240531a | Progressive Change - Final | CDP16 | H2 Domestic Fixed_SNW | 2036 | NSW | SNW | 224.5534 | 224.5534 | 25.5639 | Fixed domestic
FZ2176_240531a | Progressive Change - Final | CDP16 | H2 Domestic Fixed_SNW | 2037 | NSW | SNW | 223.9399 | 223.9399 | 25.5639 | Fixed domestic
FZ2176_240531a | Progressive Change - Final | CDP16 | H2 Domestic Fixed_SNW | 2038 | NSW | SNW | 237.2413 | 237.2413 | 27.0823 | Fixed domestic
FZ2176_240531a | Progressive Change - Final | CDP16 | H2 Domestic Fixed_SNW | 2039 | NSW | SNW | 237.2413 | 237.2413 | 27.0823 | Fixed domestic
FZ2176_240531a | Progressive Change - Final | CDP16 | H2 Domestic Fixed_SNW | 2040 | NSW | SNW | 237.8913 | 237.8913 | 27.0823 | Fixed domestic
FZ2176_240531a | Progressive Change - Final | CDP16 | H2 Domestic Fixed_SNW | 2041 | NSW | SNW | 237.2413 | 237.2413 | 27.0823 | Fixed domestic
FZ2176_240531a | Progressive Change - Final | CDP16 | H2 Domestic Fixed_SNW | 2042 | NSW | SNW | 237.2413 | 237.2413 | 27.0823 | Fixed domestic
FZ2176_240531a | Progressive Change - Final | CDP16 | H2 Domestic Fixed_SNW | 2043 | NSW | SNW | 237.2413 | 237.2413 | 27.0823 | Fixed domestic
FZ2176_240531a | Progressive Change - Final | CDP16 | H2 Domestic Fixed_SNW | 2044 | NSW | SNW | 282.9542 | 282.9542 | 32.2124 | Fixed domestic
FZ2176_240531a | Progressive Change - Final | CDP16 | H2 Domestic Fixed_SNW | 2045 | NSW | SNW | 282.1811 | 282.1811 | 32.2124 | Fixed domestic
FZ2176_240531a | Progressive Change - Final | CDP16 | H2 Domestic Fixed_SNW | 2046 | NSW | SNW | 284.5993 | 284.5993 | 32.4885 | Fixed domestic
FZ2176_240531a | Progressive Change - Final | CDP16 | H2 Domestic Fixed_SNW | 2047 | NSW | SNW | 294.7233 | 294.7233 | 33.6442 | Fixed domestic
FZ2176_240531a | Progressive Change - Final | CDP16 | H2 Domestic Fixed_SNW | 2048 | NSW | SNW | 345.9221 | 345.9221 | 39.3809 | Fixed domestic
FZ2176_240531a | Progressive Change - Final | CDP16 | H2 Domestic Fixed_SNW | 2049 | NSW | SNW | 556.9871 | 556.9871 | 63.583 | Fixed domestic
FZ2176_240531a | Progressive Change - Final | CDP16 | H2 Domestic Fixed_SNW | 2050 | NSW | SNW | 1043.5648 | 1043.5648 | 119.1284 | Fixed domestic
FZ2176_240531a | Progressive Change - Final | CDP16 | H2 Domestic Fixed_SNW | 2051 | NSW | SNW | 1075.8589 | 1075.8589 | 122.8149 | Fixed domestic
FZ2176_240531a | Progressive Change - Final | CDP16 | H2 Domestic Fixed_SNW | 2052 | NSW | SNW | 1062.8354 | 1062.8354 | 120.9967 | Fixed domestic
FZ2176_240531a | Progressive Change - Final | CDP16 | H2 Domestic Flex_SNW | 2025 | NSW | SNW | 129.3626 | 149.0835 | 17.0187 | Flexible domestic
FZ2176_240531a | Progressive Change - Final | CDP16 | H2 Domestic Flex_SNW | 2026 | NSW | SNW | 313.1838 | 361.189 | 41.2316 | Flexible domestic
FZ2176_240531a | Progressive Change - Final | CDP16 | H2 Domestic Flex_SNW | 2027 | NSW | SNW | 612.3729 | 715.1317 | 81.636 | Flexible domestic
FZ2176_240531a | Progressive Change - Final | CDP16 | H2 Domestic Flex_SNW | 2028 | NSW | SNW | 1076.6655 | 1248.7402 | 142.1608 | Flexible domestic
FZ2176_240531a | Progressive Change - Final | CDP16 | H2 Domestic Flex_SNW | 2029 | NSW | SNW | 1746.9973 | 2875.8056 | 328.2883 | Flexible domestic
FZ2176_240531a | Progressive Change - Final | CDP16 | H2 Domestic Flex_SNW | 2030 | NSW | SNW | 2542.2523 | 2875.8056 | 328.2883 | Flexible domestic
FZ2176_240531a | Progressive Change - Final | CDP16 | H2 Domestic Flex_SNW | 2031 | NSW | SNW | 2515.4538 | 2875.8056 | 328.2883 | Flexible domestic
FZ2176_240531a | Progressive Change - Final | CDP16 | H2 Domestic Flex_SNW | 2032 | NSW | SNW | 2464.6916 | 2883.6845 | 328.2883 | Flexible domestic
FZ2176_240531a | Progressive Change - Final | CDP16 | H2 Domestic Flex_SNW | 2033 | NSW | SNW | 2494.3596 | 2875.8056 | 328.2883 | Flexible domestic
FZ2176_240531a | Progressive Change - Final | CDP16 | H2 Domestic Flex_SNW | 2034 | NSW | SNW | 2885.4333 | 3227.2093 | 368.4029 | Flexible domestic
FZ2176_240531a | Progressive Change - Final | CDP16 | H2 Domestic Flex_SNW | 2035 | NSW | SNW | 2849.6575 | 3248.9813 | 370.8883 | Flexible domestic
FZ2176_240531a | Progressive Change - Final | CDP16 | H2 Domestic Flex_SNW | 2036 | NSW | SNW | 2786.064 | 4990.0761 | 568.087 | Flexible domestic
FZ2176_240531a | Progressive Change - Final | CDP16 | H2 Domestic Flex_SNW | 2037 | NSW | SNW | 2723.9268 | 4976.442 | 568.087 | Flexible domestic
FZ2176_240531a | Progressive Change - Final | CDP16 | H2 Domestic Flex_SNW | 2038 | NSW | SNW | 2663.3638 | 5272.0299 | 601.8299 | Flexible domestic
FZ2176_240531a | Progressive Change - Final | CDP16 | H2 Domestic Flex_SNW | 2039 | NSW | SNW | 2620.6811 | 5272.0299 | 601.8299 | Flexible domestic
FZ2176_240531a | Progressive Change - Final | CDP16 | H2 Domestic Flex_SNW | 2040 | NSW | SNW | 2572.9575 | 5286.4738 | 601.8299 | Flexible domestic
FZ2176_240531a | Progressive Change - Final | CDP16 | H2 Domestic Flex_SNW | 2041 | NSW | SNW | 2543.9462 | 5272.0299 | 601.8299 | Flexible domestic
FZ2176_240531a | Progressive Change - Final | CDP16 | H2 Domestic Flex_SNW | 2042 | NSW | SNW | 2561.6328 | 5272.0299 | 601.8299 | Flexible domestic
FZ2176_240531a | Progressive Change - Final | CDP16 | H2 Domestic Flex_SNW | 2043 | NSW | SNW | 2563.6656 | 5272.0299 | 601.8299 | Flexible domestic
FZ2176_240531a | Progressive Change - Final | CDP16 | H2 Domestic Flex_SNW | 2044 | NSW | SNW | 2575.1833 | 6287.87 | 715.8322 | Flexible domestic
FZ2176_240531a | Progressive Change - Final | CDP16 | H2 Domestic Flex_SNW | 2045 | NSW | SNW | 2578.8465 | 6270.69 | 715.8322 | Flexible domestic
FZ2176_240531a | Progressive Change - Final | CDP16 | H2 Domestic Flex_SNW | 2046 | NSW | SNW | 2587.4979 | 6324.4299 | 721.9669 | Flexible domestic
FZ2176_240531a | Progressive Change - Final | CDP16 | H2 Domestic Flex_SNW | 2047 | NSW | SNW | 2592.1994 | 6549.4067 | 747.6492 | Flexible domestic
FZ2176_240531a | Progressive Change - Final | CDP16 | H2 Domestic Flex_SNW | 2048 | NSW | SNW | 4305.0496 | 7687.1567 | 875.1317 | Flexible domestic
FZ2176_240531a | Progressive Change - Final | CDP16 | H2 Domestic Flex_SNW | 2049 | NSW | SNW | 6005.5935 | 12377.4907 | 1412.9556 | Flexible domestic
FZ2176_240531a | Progressive Change - Final | CDP16 | H2 Domestic Flex_SNW | 2050 | NSW | SNW | 7706.5765 | 23190.3297 | 2647.2979 | Flexible domestic
FZ2176_240531a | Progressive Change - Final | CDP16 | H2 Domestic Flex_SNW | 2051 | NSW | SNW | 7705.3035 | 23907.9758 | 2729.221 | Flexible domestic
FZ2176_240531a | Progressive Change - Final | CDP16 | H2 Domestic Flex_SNW | 2052 | NSW | SNW | 7705.8728 | 23618.5647 | 2688.8166 | Flexible domestic
FZ2176_240531a | Progressive Change - Final | CDP16 | H2 Domestic Fixed_CQ | 2025 | QLD | CQ | 0.57346 | 0.57346 | 0.065464 | Fixed domestic
FZ2176_240531a | Progressive Change - Final | CDP16 | H2 Domestic Fixed_CQ | 2026 | QLD | CQ | 0.62369 | 0.62369 | 0.071197 | Fixed domestic
FZ2176_240531a | Progressive Change - Final | CDP16 | H2 Domestic Fixed_CQ | 2027 | QLD | CQ | 0.62369 | 0.62369 | 0.071197 | Fixed domestic
FZ2176_240531a | Progressive Change - Final | CDP16 | H2 Domestic Fixed_CQ | 2028 | QLD | CQ | 0.6254 | 0.6254 | 0.071197 | Fixed domestic
FZ2176_240531a | Progressive Change - Final | CDP16 | H2 Domestic Fixed_CQ | 2029 | QLD | CQ | 17.067 | 17.067 | 1.9483 | Fixed domestic
FZ2176_240531a | Progressive Change - Final | CDP16 | H2 Domestic Fixed_CQ | 2030 | QLD | CQ | 63.9795 | 63.9795 | 7.3036 | Fixed domestic
FZ2176_240531a | Progressive Change - Final | CDP16 | H2 Domestic Fixed_CQ | 2031 | QLD | CQ | 63.9795 | 63.9795 | 7.3036 | Fixed domestic
FZ2176_240531a | Progressive Change - Final | CDP16 | H2 Domestic Fixed_CQ | 2032 | QLD | CQ | 64.1548 | 64.1548 | 7.3036 | Fixed domestic
FZ2176_240531a | Progressive Change - Final | CDP16 | H2 Domestic Fixed_CQ | 2033 | QLD | CQ | 69.1223 | 69.1223 | 7.8907 | Fixed domestic
FZ2176_240531a | Progressive Change - Final | CDP16 | H2 Domestic Fixed_CQ | 2034 | QLD | CQ | 76.3225 | 76.3225 | 8.7126 | Fixed domestic
FZ2176_240531a | Progressive Change - Final | CDP16 | H2 Domestic Fixed_CQ | 2035 | QLD | CQ | 96.5362 | 96.5362 | 11.0201 | Fixed domestic
FZ2176_240531a | Progressive Change - Final | CDP16 | H2 Domestic Fixed_CQ | 2036 | QLD | CQ | 96.8007 | 96.8007 | 11.0201 | Fixed domestic
FZ2176_240531a | Progressive Change - Final | CDP16 | H2 Domestic Fixed_CQ | 2037 | QLD | CQ | 96.5362 | 96.5362 | 11.0201 | Fixed domestic
FZ2176_240531a | Progressive Change - Final | CDP16 | H2 Domestic Fixed_CQ | 2038 | QLD | CQ | 103.6866 | 103.6866 | 11.8364 | Fixed domestic
FZ2176_240531a | Progressive Change - Final | CDP16 | H2 Domestic Fixed_CQ | 2039 | QLD | CQ | 110.0706 | 110.0706 | 12.5651 | Fixed domestic
FZ2176_240531a | Progressive Change - Final | CDP16 | H2 Domestic Fixed_CQ | 2040 | QLD | CQ | 110.3721 | 110.3721 | 12.5651 | Fixed domestic
FZ2176_240531a | Progressive Change - Final | CDP16 | H2 Domestic Fixed_CQ | 2041 | QLD | CQ | 110.0706 | 110.0706 | 12.5651 | Fixed domestic
FZ2176_240531a | Progressive Change - Final | CDP16 | H2 Domestic Fixed_CQ | 2042 | QLD | CQ | 110.0706 | 110.0706 | 12.5651 | Fixed domestic
FZ2176_240531a | Progressive Change - Final | CDP16 | H2 Domestic Fixed_CQ | 2043 | QLD | CQ | 110.0706 | 110.0706 | 12.5651 | Fixed domestic
FZ2176_240531a | Progressive Change - Final | CDP16 | H2 Domestic Fixed_CQ | 2044 | QLD | CQ | 143.7307 | 143.7307 | 16.3628 | Fixed domestic
FZ2176_240531a | Progressive Change - Final | CDP16 | H2 Domestic Fixed_CQ | 2045 | QLD | CQ | 143.338 | 143.338 | 16.3628 | Fixed domestic
FZ2176_240531a | Progressive Change - Final | CDP16 | H2 Domestic Fixed_CQ | 2046 | QLD | CQ | 159.0865 | 159.0865 | 18.1606 | Fixed domestic
FZ2176_240531a | Progressive Change - Final | CDP16 | H2 Domestic Fixed_CQ | 2047 | QLD | CQ | 159.0865 | 159.0865 | 18.1606 | Fixed domestic
FZ2176_240531a | Progressive Change - Final | CDP16 | H2 Domestic Fixed_CQ | 2048 | QLD | CQ | 159.5223 | 159.5223 | 18.1606 | Fixed domestic
FZ2176_240531a | Progressive Change - Final | CDP16 | H2 Domestic Fixed_CQ | 2049 | QLD | CQ | 191.0077 | 191.0077 | 21.8045 | Fixed domestic
FZ2176_240531a | Progressive Change - Final | CDP16 | H2 Domestic Fixed_CQ | 2050 | QLD | CQ | 190.4343 | 190.4343 | 21.7391 | Fixed domestic
FZ2176_240531a | Progressive Change - Final | CDP16 | H2 Domestic Fixed_CQ | 2051 | QLD | CQ | 200.799 | 200.799 | 22.9223 | Fixed domestic
FZ2176_240531a | Progressive Change - Final | CDP16 | H2 Domestic Fixed_CQ | 2052 | QLD | CQ | 259.1106 | 259.1106 | 29.498 | Fixed domestic
FZ2176_240531a | Progressive Change - Final | CDP16 | H2 Domestic Flex_CQ | 2025 | QLD | CQ | 11.0579 | 12.7437 | 1.4548 | Flexible domestic
FZ2176_240531a | Progressive Change - Final | CDP16 | H2 Domestic Flex_CQ | 2026 | QLD | CQ | 12.0177 | 13.8598 | 1.5822 | Flexible domestic
FZ2176_240531a | Progressive Change - Final | CDP16 | H2 Domestic Flex_CQ | 2027 | QLD | CQ | 11.7569 | 13.8598 | 1.5822 | Flexible domestic
FZ2176_240531a | Progressive Change - Final | CDP16 | H2 Domestic Flex_CQ | 2028 | QLD | CQ | 10.2983 | 13.8977 | 1.5822 | Flexible domestic
FZ2176_240531a | Progressive Change - Final | CDP16 | H2 Domestic Flex_CQ | 2029 | QLD | CQ | 327.7287 | 379.2661 | 43.2952 | Flexible domestic
FZ2176_240531a | Progressive Change - Final | CDP16 | H2 Domestic Flex_CQ | 2030 | QLD | CQ | 1134.0005 | 1421.7669 | 162.3022 | Flexible domestic
FZ2176_240531a | Progressive Change - Final | CDP16 | H2 Domestic Flex_CQ | 2031 | QLD | CQ | 900.3638 | 1421.7669 | 162.3022 | Flexible domestic
FZ2176_240531a | Progressive Change - Final | CDP16 | H2 Domestic Flex_CQ | 2032 | QLD | CQ | 1081.8578 | 1425.6622 | 162.3022 | Flexible domestic
FZ2176_240531a | Progressive Change - Final | CDP16 | H2 Domestic Flex_CQ | 2033 | QLD | CQ | 1380.0604 | 1536.051 | 175.3483 | Flexible domestic
FZ2176_240531a | Progressive Change - Final | CDP16 | H2 Domestic Flex_CQ | 2034 | QLD | CQ | 1525.5419 | 1696.0553 | 193.6136 | Flexible domestic
FZ2176_240531a | Progressive Change - Final | CDP16 | H2 Domestic Flex_CQ | 2035 | QLD | CQ | 1607.3919 | 2145.2487 | 244.8914 | Flexible domestic
FZ2176_240531a | Progressive Change - Final | CDP16 | H2 Domestic Flex_CQ | 2036 | QLD | CQ | 1587.6047 | 2151.1261 | 244.8914 | Flexible domestic
FZ2176_240531a | Progressive Change - Final | CDP16 | H2 Domestic Flex_CQ | 2037 | QLD | CQ | 1567.6515 | 2145.2487 | 244.8914 | Flexible domestic
FZ2176_240531a | Progressive Change - Final | CDP16 | H2 Domestic Flex_CQ | 2038 | QLD | CQ | 1547.4387 | 2304.1464 | 263.0304 | Flexible domestic
FZ2176_240531a | Progressive Change - Final | CDP16 | H2 Domestic Flex_CQ | 2039 | QLD | CQ | 1531.3744 | 2446.0128 | 279.2252 | Flexible domestic
FZ2176_240531a | Progressive Change - Final | CDP16 | H2 Domestic Flex_CQ | 2040 | QLD | CQ | 1519.6012 | 2452.7142 | 279.2252 | Flexible domestic
FZ2176_240531a | Progressive Change - Final | CDP16 | H2 Domestic Flex_CQ | 2041 | QLD | CQ | 1513.8836 | 2446.0128 | 279.2252 | Flexible domestic
FZ2176_240531a | Progressive Change - Final | CDP16 | H2 Domestic Flex_CQ | 2042 | QLD | CQ | 1531.661 | 2446.0128 | 279.2252 | Flexible domestic
FZ2176_240531a | Progressive Change - Final | CDP16 | H2 Domestic Flex_CQ | 2043 | QLD | CQ | 1551.8681 | 2446.0128 | 279.2252 | Flexible domestic
FZ2176_240531a | Progressive Change - Final | CDP16 | H2 Domestic Flex_CQ | 2044 | QLD | CQ | 1569.722 | 3194.0146 | 363.6173 | Flexible domestic
FZ2176_240531a | Progressive Change - Final | CDP16 | H2 Domestic Flex_CQ | 2045 | QLD | CQ | 1589.3224 | 3185.2878 | 363.6173 | Flexible domestic
FZ2176_240531a | Progressive Change - Final | CDP16 | H2 Domestic Flex_CQ | 2046 | QLD | CQ | 1606.9562 | 3535.2551 | 403.5679 | Flexible domestic
FZ2176_240531a | Progressive Change - Final | CDP16 | H2 Domestic Flex_CQ | 2047 | QLD | CQ | 1623.1005 | 3535.2551 | 403.5679 | Flexible domestic
FZ2176_240531a | Progressive Change - Final | CDP16 | H2 Domestic Flex_CQ | 2048 | QLD | CQ | 1643.5557 | 3544.9408 | 403.5679 | Flexible domestic
FZ2176_240531a | Progressive Change - Final | CDP16 | H2 Domestic Flex_CQ | 2049 | QLD | CQ | 1667.5906 | 4244.6163 | 484.5452 | Flexible domestic
FZ2176_240531a | Progressive Change - Final | CDP16 | H2 Domestic Flex_CQ | 2050 | QLD | CQ | 1667.5906 | 4231.8726 | 483.0905 | Flexible domestic
FZ2176_240531a | Progressive Change - Final | CDP16 | H2 Domestic Flex_CQ | 2051 | QLD | CQ | 1667.5906 | 4462.2009 | 509.3837 | Flexible domestic
FZ2176_240531a | Progressive Change - Final | CDP16 | H2 Domestic Flex_CQ | 2052 | QLD | CQ | 2319.4322 | 5758.0132 | 655.5115 | Flexible domestic
FZ2176_240531a | Progressive Change - Final | CDP16 | H2 Domestic Fixed_SQ | 2025 | QLD | SQ | 0.30474 | 0.30474 | 0.034787 | Fixed domestic
FZ2176_240531a | Progressive Change - Final | CDP16 | H2 Domestic Fixed_SQ | 2026 | QLD | SQ | 0.30474 | 0.30474 | 0.034787 | Fixed domestic
FZ2176_240531a | Progressive Change - Final | CDP16 | H2 Domestic Fixed_SQ | 2027 | QLD | SQ | 0.30474 | 0.30474 | 0.034787 | Fixed domestic
FZ2176_240531a | Progressive Change - Final | CDP16 | H2 Domestic Fixed_SQ | 2028 | QLD | SQ | 0.30557 | 0.30557 | 0.034787 | Fixed domestic
FZ2176_240531a | Progressive Change - Final | CDP16 | H2 Domestic Fixed_SQ | 2029 | QLD | SQ | 6.8926 | 6.8926 | 0.78682 | Fixed domestic
FZ2176_240531a | Progressive Change - Final | CDP16 | H2 Domestic Fixed_SQ | 2030 | QLD | SQ | 29.464 | 29.464 | 3.3635 | Fixed domestic
FZ2176_240531a | Progressive Change - Final | CDP16 | H2 Domestic Fixed_SQ | 2031 | QLD | SQ | 29.464 | 29.464 | 3.3635 | Fixed domestic
FZ2176_240531a | Progressive Change - Final | CDP16 | H2 Domestic Fixed_SQ | 2032 | QLD | SQ | 56.5148 | 56.5148 | 6.4338 | Fixed domestic
FZ2176_240531a | Progressive Change - Final | CDP16 | H2 Domestic Fixed_SQ | 2033 | QLD | SQ | 86.0449 | 86.0449 | 9.8225 | Fixed domestic
FZ2176_240531a | Progressive Change - Final | CDP16 | H2 Domestic Fixed_SQ | 2034 | QLD | SQ | 104.4069 | 104.4069 | 11.9186 | Fixed domestic
FZ2176_240531a | Progressive Change - Final | CDP16 | H2 Domestic Fixed_SQ | 2035 | QLD | SQ | 157.3558 | 157.3558 | 17.963 | Fixed domestic
FZ2176_240531a | Progressive Change - Final | CDP16 | H2 Domestic Fixed_SQ | 2036 | QLD | SQ | 159.8818 | 159.8818 | 18.2015 | Fixed domestic
FZ2176_240531a | Progressive Change - Final | CDP16 | H2 Domestic Fixed_SQ | 2037 | QLD | SQ | 160.7371 | 160.7371 | 18.349 | Fixed domestic
FZ2176_240531a | Progressive Change - Final | CDP16 | H2 Domestic Fixed_SQ | 2038 | QLD | SQ | 160.7371 | 160.7371 | 18.349 | Fixed domestic
FZ2176_240531a | Progressive Change - Final | CDP16 | H2 Domestic Fixed_SQ | 2039 | QLD | SQ | 169.5005 | 169.5005 | 19.3494 | Fixed domestic
FZ2176_240531a | Progressive Change - Final | CDP16 | H2 Domestic Fixed_SQ | 2040 | QLD | SQ | 178.0107 | 178.0107 | 20.2653 | Fixed domestic
FZ2176_240531a | Progressive Change - Final | CDP16 | H2 Domestic Fixed_SQ | 2041 | QLD | SQ | 184.9934 | 184.9934 | 21.118 | Fixed domestic
FZ2176_240531a | Progressive Change - Final | CDP16 | H2 Domestic Fixed_SQ | 2042 | QLD | SQ | 184.9934 | 184.9934 | 21.118 | Fixed domestic
FZ2176_240531a | Progressive Change - Final | CDP16 | H2 Domestic Fixed_SQ | 2043 | QLD | SQ | 184.9934 | 184.9934 | 21.118 | Fixed domestic
FZ2176_240531a | Progressive Change - Final | CDP16 | H2 Domestic Fixed_SQ | 2044 | QLD | SQ | 256.1772 | 256.1772 | 29.1641 | Fixed domestic
FZ2176_240531a | Progressive Change - Final | CDP16 | H2 Domestic Fixed_SQ | 2045 | QLD | SQ | 255.4773 | 255.4773 | 29.1641 | Fixed domestic
FZ2176_240531a | Progressive Change - Final | CDP16 | H2 Domestic Fixed_SQ | 2046 | QLD | SQ | 264.0083 | 264.0083 | 30.1379 | Fixed domestic
FZ2176_240531a | Progressive Change - Final | CDP16 | H2 Domestic Fixed_SQ | 2047 | QLD | SQ | 264.0083 | 264.0083 | 30.1379 | Fixed domestic
FZ2176_240531a | Progressive Change - Final | CDP16 | H2 Domestic Fixed_SQ | 2048 | QLD | SQ | 264.7316 | 264.7316 | 30.1379 | Fixed domestic
FZ2176_240531a | Progressive Change - Final | CDP16 | H2 Domestic Fixed_SQ | 2049 | QLD | SQ | 286.5764 | 286.5764 | 32.7142 | Fixed domestic
FZ2176_240531a | Progressive Change - Final | CDP16 | H2 Domestic Fixed_SQ | 2050 | QLD | SQ | 286.2716 | 286.2716 | 32.6794 | Fixed domestic
FZ2176_240531a | Progressive Change - Final | CDP16 | H2 Domestic Fixed_SQ | 2051 | QLD | SQ | 315.3975 | 315.3975 | 36.0043 | Fixed domestic
FZ2176_240531a | Progressive Change - Final | CDP16 | H2 Domestic Fixed_SQ | 2052 | QLD | SQ | 407.2524 | 407.2524 | 46.363 | Fixed domestic
FZ2176_240531a | Progressive Change - Final | CDP16 | H2 Domestic Flex_SQ | 2025 | QLD | SQ | 5.8761 | 6.7719 | 0.77305 | Flexible domestic
FZ2176_240531a | Progressive Change - Final | CDP16 | H2 Domestic Flex_SQ | 2026 | QLD | SQ | 4.5388 | 6.7719 | 0.77305 | Flexible domestic
FZ2176_240531a | Progressive Change - Final | CDP16 | H2 Domestic Flex_SQ | 2027 | QLD | SQ | 4.4304 | 6.7719 | 0.77305 | Flexible domestic
FZ2176_240531a | Progressive Change - Final | CDP16 | H2 Domestic Flex_SQ | 2028 | QLD | SQ | 5.5281 | 6.7905 | 0.77305 | Flexible domestic
FZ2176_240531a | Progressive Change - Final | CDP16 | H2 Domestic Flex_SQ | 2029 | QLD | SQ | 132.3544 | 153.1679 | 17.4849 | Flexible domestic
FZ2176_240531a | Progressive Change - Final | CDP16 | H2 Domestic Flex_SQ | 2030 | QLD | SQ | 277.6234 | 654.7545 | 74.7437 | Flexible domestic
FZ2176_240531a | Progressive Change - Final | CDP16 | H2 Domestic Flex_SQ | 2031 | QLD | SQ | 533.7942 | 654.7545 | 74.7437 | Flexible domestic
FZ2176_240531a | Progressive Change - Final | CDP16 | H2 Domestic Flex_SQ | 2032 | QLD | SQ | 1111.7142 | 1255.8837 | 142.974 | Flexible domestic
FZ2176_240531a | Progressive Change - Final | CDP16 | H2 Domestic Flex_SQ | 2033 | QLD | SQ | 1717.929 | 1912.1095 | 218.2773 | Flexible domestic
FZ2176_240531a | Progressive Change - Final | CDP16 | H2 Domestic Flex_SQ | 2034 | QLD | SQ | 2086.8953 | 2320.1526 | 264.8576 | Flexible domestic
FZ2176_240531a | Progressive Change - Final | CDP16 | H2 Domestic Flex_SQ | 2035 | QLD | SQ | 2320.777 | 3496.7954 | 399.1776 | Flexible domestic
FZ2176_240531a | Progressive Change - Final | CDP16 | H2 Domestic Flex_SQ | 2036 | QLD | SQ | 2301.9489 | 3552.9295 | 404.4774 | Flexible domestic
FZ2176_240531a | Progressive Change - Final | CDP16 | H2 Domestic Flex_SQ | 2037 | QLD | SQ | 2282.232 | 3571.9357 | 407.7552 | Flexible domestic
FZ2176_240531a | Progressive Change - Final | CDP16 | H2 Domestic Flex_SQ | 2038 | QLD | SQ | 2261.84 | 3571.9357 | 407.7552 | Flexible domestic
FZ2176_240531a | Progressive Change - Final | CDP16 | H2 Domestic Flex_SQ | 2039 | QLD | SQ | 2246.434 | 3766.6783 | 429.9861 | Flexible domestic
FZ2176_240531a | Progressive Change - Final | CDP16 | H2 Domestic Flex_SQ | 2040 | QLD | SQ | 2236.3443 | 3955.7937 | 450.3408 | Flexible domestic
FZ2176_240531a | Progressive Change - Final | CDP16 | H2 Domestic Flex_SQ | 2041 | QLD | SQ | 2233.9511 | 4110.9646 | 469.2882 | Flexible domestic
FZ2176_240531a | Progressive Change - Final | CDP16 | H2 Domestic Flex_SQ | 2042 | QLD | SQ | 2265.7026 | 4110.9646 | 469.2882 | Flexible domestic
FZ2176_240531a | Progressive Change - Final | CDP16 | H2 Domestic Flex_SQ | 2043 | QLD | SQ | 2302.281 | 4110.9646 | 469.2882 | Flexible domestic
FZ2176_240531a | Progressive Change - Final | CDP16 | H2 Domestic Flex_SQ | 2044 | QLD | SQ | 2336.026 | 5692.8272 | 648.0905 | Flexible domestic
FZ2176_240531a | Progressive Change - Final | CDP16 | H2 Domestic Flex_SQ | 2045 | QLD | SQ | 2372.3459 | 5677.2731 | 648.0905 | Flexible domestic
FZ2176_240531a | Progressive Change - Final | CDP16 | H2 Domestic Flex_SQ | 2046 | QLD | SQ | 2405.1384 | 5866.8517 | 669.7319 | Flexible domestic
FZ2176_240531a | Progressive Change - Final | CDP16 | H2 Domestic Flex_SQ | 2047 | QLD | SQ | 2433.1581 | 5866.8517 | 669.7319 | Flexible domestic
FZ2176_240531a | Progressive Change - Final | CDP16 | H2 Domestic Flex_SQ | 2048 | QLD | SQ | 2470.9132 | 5882.9253 | 669.7319 | Flexible domestic
FZ2176_240531a | Progressive Change - Final | CDP16 | H2 Domestic Flex_SQ | 2049 | QLD | SQ | 2507.0472 | 6368.3638 | 726.9822 | Flexible domestic
FZ2176_240531a | Progressive Change - Final | CDP16 | H2 Domestic Flex_SQ | 2050 | QLD | SQ | 2507.0472 | 6361.5919 | 726.2091 | Flexible domestic
FZ2176_240531a | Progressive Change - Final | CDP16 | H2 Domestic Flex_SQ | 2051 | QLD | SQ | 2507.0472 | 7008.8326 | 800.095 | Flexible domestic
FZ2176_240531a | Progressive Change - Final | CDP16 | H2 Domestic Flex_SQ | 2052 | QLD | SQ | 2992.4706 | 9050.0538 | 1030.2885 | Flexible domestic
FZ2176_240531a | Progressive Change - Final | CDP16 | H2 Domestic Fixed_CSA | 2025 | SA | CSA | 0.023265 | 0.023265 | 0.0026558 | Fixed domestic
FZ2176_240531a | Progressive Change - Final | CDP16 | H2 Domestic Fixed_CSA | 2026 | SA | CSA | 0.023265 | 0.023265 | 0.0026558 | Fixed domestic
FZ2176_240531a | Progressive Change - Final | CDP16 | H2 Domestic Fixed_CSA | 2027 | SA | CSA | 0.023265 | 0.023265 | 0.0026558 | Fixed domestic
FZ2176_240531a | Progressive Change - Final | CDP16 | H2 Domestic Fixed_CSA | 2028 | SA | CSA | 0.023329 | 0.023329 | 0.0026558 | Fixed domestic
FZ2176_240531a | Progressive Change - Final | CDP16 | H2 Domestic Fixed_CSA | 2029 | SA | CSA | 0.027259 | 0.027259 | 0.0031118 | Fixed domestic
FZ2176_240531a | Progressive Change - Final | CDP16 | H2 Domestic Fixed_CSA | 2030 | SA | CSA | 0.027259 | 0.027259 | 0.0031118 | Fixed domestic
FZ2176_240531a | Progressive Change - Final | CDP16 | H2 Domestic Fixed_CSA | 2031 | SA | CSA | 0.027259 | 0.027259 | 0.0031118 | Fixed domestic
FZ2176_240531a | Progressive Change - Final | CDP16 | H2 Domestic Fixed_CSA | 2032 | SA | CSA | 0.027334 | 0.027334 | 0.0031118 | Fixed domestic
FZ2176_240531a | Progressive Change - Final | CDP16 | H2 Domestic Fixed_CSA | 2033 | SA | CSA | 0.027259 | 0.027259 | 0.0031118 | Fixed domestic
FZ2176_240531a | Progressive Change - Final | CDP16 | H2 Domestic Fixed_CSA | 2034 | SA | CSA | 0.027259 | 0.027259 | 0.0031118 | Fixed domestic
FZ2176_240531a | Progressive Change - Final | CDP16 | H2 Domestic Fixed_CSA | 2035 | SA | CSA | 0.027862 | 0.027862 | 0.0031806 | Fixed domestic
FZ2176_240531a | Progressive Change - Final | CDP16 | H2 Domestic Fixed_CSA | 2036 | SA | CSA | 0.032939 | 0.032939 | 0.0037499 | Fixed domestic
FZ2176_240531a | Progressive Change - Final | CDP16 | H2 Domestic Fixed_CSA | 2037 | SA | CSA | 0.032849 | 0.032849 | 0.0037499 | Fixed domestic
FZ2176_240531a | Progressive Change - Final | CDP16 | H2 Domestic Fixed_CSA | 2038 | SA | CSA | 0.036308 | 0.036308 | 0.0041448 | Fixed domestic
FZ2176_240531a | Progressive Change - Final | CDP16 | H2 Domestic Fixed_CSA | 2039 | SA | CSA | 0.036308 | 0.036308 | 0.0041448 | Fixed domestic
FZ2176_240531a | Progressive Change - Final | CDP16 | H2 Domestic Fixed_CSA | 2040 | SA | CSA | 0.036408 | 0.036408 | 0.0041448 | Fixed domestic
FZ2176_240531a | Progressive Change - Final | CDP16 | H2 Domestic Fixed_CSA | 2041 | SA | CSA | 0.036308 | 0.036308 | 0.0041448 | Fixed domestic
FZ2176_240531a | Progressive Change - Final | CDP16 | H2 Domestic Fixed_CSA | 2042 | SA | CSA | 0.036308 | 0.036308 | 0.0041448 | Fixed domestic
FZ2176_240531a | Progressive Change - Final | CDP16 | H2 Domestic Fixed_CSA | 2043 | SA | CSA | 11.0969 | 11.0969 | 1.2668 | Fixed domestic
FZ2176_240531a | Progressive Change - Final | CDP16 | H2 Domestic Fixed_CSA | 2044 | SA | CSA | 18.3039 | 18.3039 | 2.0838 | Fixed domestic
FZ2176_240531a | Progressive Change - Final | CDP16 | H2 Domestic Fixed_CSA | 2045 | SA | CSA | 18.2539 | 18.2539 | 2.0838 | Fixed domestic
FZ2176_240531a | Progressive Change - Final | CDP16 | H2 Domestic Fixed_CSA | 2046 | SA | CSA | 25.6896 | 25.6896 | 2.9326 | Fixed domestic
FZ2176_240531a | Progressive Change - Final | CDP16 | H2 Domestic Fixed_CSA | 2047 | SA | CSA | 25.7861 | 25.7861 | 2.9436 | Fixed domestic
FZ2176_240531a | Progressive Change - Final | CDP16 | H2 Domestic Fixed_CSA | 2048 | SA | CSA | 25.8568 | 25.8568 | 2.9436 | Fixed domestic
FZ2176_240531a | Progressive Change - Final | CDP16 | H2 Domestic Fixed_CSA | 2049 | SA | CSA | 31.6891 | 31.6891 | 3.6175 | Fixed domestic
FZ2176_240531a | Progressive Change - Final | CDP16 | H2 Domestic Fixed_CSA | 2050 | SA | CSA | 69.0198 | 69.0198 | 7.879 | Fixed domestic
FZ2176_240531a | Progressive Change - Final | CDP16 | H2 Domestic Fixed_CSA | 2051 | SA | CSA | 69.0198 | 69.0198 | 7.879 | Fixed domestic
FZ2176_240531a | Progressive Change - Final | CDP16 | H2 Domestic Fixed_CSA | 2052 | SA | CSA | 73.6052 | 73.6052 | 8.3795 | Fixed domestic
FZ2176_240531a | Progressive Change - Final | CDP16 | H2 Domestic Flex_CSA | 2025 | SA | CSA | 0 | 0.517 | 0.059018 | Flexible domestic
FZ2176_240531a | Progressive Change - Final | CDP16 | H2 Domestic Flex_CSA | 2026 | SA | CSA | 0 | 0.517 | 0.059018 | Flexible domestic
FZ2176_240531a | Progressive Change - Final | CDP16 | H2 Domestic Flex_CSA | 2027 | SA | CSA | 0 | 0.517 | 0.059018 | Flexible domestic
FZ2176_240531a | Progressive Change - Final | CDP16 | H2 Domestic Flex_CSA | 2028 | SA | CSA | 0 | 0.51842 | 0.059018 | Flexible domestic
FZ2176_240531a | Progressive Change - Final | CDP16 | H2 Domestic Flex_CSA | 2029 | SA | CSA | 0 | 0.60576 | 0.06915 | Flexible domestic
FZ2176_240531a | Progressive Change - Final | CDP16 | H2 Domestic Flex_CSA | 2030 | SA | CSA | 0 | 0.60576 | 0.06915 | Flexible domestic
FZ2176_240531a | Progressive Change - Final | CDP16 | H2 Domestic Flex_CSA | 2031 | SA | CSA | 0 | 0.60576 | 0.06915 | Flexible domestic
FZ2176_240531a | Progressive Change - Final | CDP16 | H2 Domestic Flex_CSA | 2032 | SA | CSA | 0 | 0.60742 | 0.06915 | Flexible domestic
FZ2176_240531a | Progressive Change - Final | CDP16 | H2 Domestic Flex_CSA | 2033 | SA | CSA | 0 | 0.60576 | 0.06915 | Flexible domestic
FZ2176_240531a | Progressive Change - Final | CDP16 | H2 Domestic Flex_CSA | 2034 | SA | CSA | 0 | 0.60576 | 0.06915 | Flexible domestic
FZ2176_240531a | Progressive Change - Final | CDP16 | H2 Domestic Flex_CSA | 2035 | SA | CSA | 0 | 0.61916 | 0.07068 | Flexible domestic
FZ2176_240531a | Progressive Change - Final | CDP16 | H2 Domestic Flex_CSA | 2036 | SA | CSA | 0 | 0.73198 | 0.083331 | Flexible domestic
FZ2176_240531a | Progressive Change - Final | CDP16 | H2 Domestic Flex_CSA | 2037 | SA | CSA | 0 | 0.72998 | 0.083331 | Flexible domestic
FZ2176_240531a | Progressive Change - Final | CDP16 | H2 Domestic Flex_CSA | 2038 | SA | CSA | 0 | 0.80685 | 0.092106 | Flexible domestic
FZ2176_240531a | Progressive Change - Final | CDP16 | H2 Domestic Flex_CSA | 2039 | SA | CSA | 0 | 0.80685 | 0.092106 | Flexible domestic
FZ2176_240531a | Progressive Change - Final | CDP16 | H2 Domestic Flex_CSA | 2040 | SA | CSA | 0 | 0.80906 | 0.092106 | Flexible domestic
FZ2176_240531a | Progressive Change - Final | CDP16 | H2 Domestic Flex_CSA | 2041 | SA | CSA | 0 | 0.80685 | 0.092106 | Flexible domestic
FZ2176_240531a | Progressive Change - Final | CDP16 | H2 Domestic Flex_CSA | 2042 | SA | CSA | 0 | 0.80685 | 0.092106 | Flexible domestic
FZ2176_240531a | Progressive Change - Final | CDP16 | H2 Domestic Flex_CSA | 2043 | SA | CSA | 161.764 | 246.5984 | 28.1505 | Flexible domestic
FZ2176_240531a | Progressive Change - Final | CDP16 | H2 Domestic Flex_CSA | 2044 | SA | CSA | 166.0568 | 406.7536 | 46.3062 | Flexible domestic
FZ2176_240531a | Progressive Change - Final | CDP16 | H2 Domestic Flex_CSA | 2045 | SA | CSA | 166.0758 | 405.6423 | 46.3062 | Flexible domestic
FZ2176_240531a | Progressive Change - Final | CDP16 | H2 Domestic Flex_CSA | 2046 | SA | CSA | 233.5625 | 570.8795 | 65.1689 | Flexible domestic
FZ2176_240531a | Progressive Change - Final | CDP16 | H2 Domestic Flex_CSA | 2047 | SA | CSA | 234.2914 | 573.0248 | 65.4138 | Flexible domestic
FZ2176_240531a | Progressive Change - Final | CDP16 | H2 Domestic Flex_CSA | 2048 | SA | CSA | 233.744 | 574.5947 | 65.4138 | Flexible domestic
FZ2176_240531a | Progressive Change - Final | CDP16 | H2 Domestic Flex_CSA | 2049 | SA | CSA | 343.4483 | 704.203 | 80.3885 | Flexible domestic
FZ2176_240531a | Progressive Change - Final | CDP16 | H2 Domestic Flex_CSA | 2050 | SA | CSA | 618.0921 | 1533.774 | 175.0884 | Flexible domestic
FZ2176_240531a | Progressive Change - Final | CDP16 | H2 Domestic Flex_CSA | 2051 | SA | CSA | 620.1975 | 1533.774 | 175.0884 | Flexible domestic
FZ2176_240531a | Progressive Change - Final | CDP16 | H2 Domestic Flex_CSA | 2052 | SA | CSA | 620.6331 | 1635.6711 | 186.2103 | Flexible domestic
FZ2176_240531a | Progressive Change - Final | CDP16 | Whyalla H2 load_fixed | 2025 | SA | CSA | 0 | 0 | 0 | Fixed domestic
FZ2176_240531a | Progressive Change - Final | CDP16 | Whyalla H2 load_fixed | 2026 | SA | CSA | 24.6375 | 24.6375 | 2.8125 | Fixed domestic
FZ2176_240531a | Progressive Change - Final | CDP16 | Whyalla H2 load_fixed | 2027 | SA | CSA | 73.9125 | 73.9125 | 8.4375 | Fixed domestic
FZ2176_240531a | Progressive Change - Final | CDP16 | Whyalla H2 load_fixed | 2028 | SA | CSA | 98.82 | 98.82 | 11.25 | Fixed domestic
FZ2176_240531a | Progressive Change - Final | CDP16 | Whyalla H2 load_fixed | 2029 | SA | CSA | 98.55 | 98.55 | 11.25 | Fixed domestic
FZ2176_240531a | Progressive Change - Final | CDP16 | Whyalla H2 load_fixed | 2030 | SA | CSA | 98.55 | 98.55 | 11.25 | Fixed domestic
FZ2176_240531a | Progressive Change - Final | CDP16 | Whyalla H2 load_fixed | 2031 | SA | CSA | 98.55 | 98.55 | 11.25 | Fixed domestic
FZ2176_240531a | Progressive Change - Final | CDP16 | Whyalla H2 load_fixed | 2032 | SA | CSA | 98.82 | 98.82 | 11.25 | Fixed domestic
FZ2176_240531a | Progressive Change - Final | CDP16 | Whyalla H2 load_fixed | 2033 | SA | CSA | 98.55 | 98.55 | 11.25 | Fixed domestic
FZ2176_240531a | Progressive Change - Final | CDP16 | Whyalla H2 load_fixed | 2034 | SA | CSA | 98.55 | 98.55 | 11.25 | Fixed domestic
FZ2176_240531a | Progressive Change - Final | CDP16 | Whyalla H2 load_fixed | 2035 | SA | CSA | 98.55 | 98.55 | 11.25 | Fixed domestic
FZ2176_240531a | Progressive Change - Final | CDP16 | Whyalla H2 load_fixed | 2036 | SA | CSA | 98.82 | 98.82 | 11.25 | Fixed domestic
FZ2176_240531a | Progressive Change - Final | CDP16 | Whyalla H2 load_fixed | 2037 | SA | CSA | 98.55 | 98.55 | 11.25 | Fixed domestic
FZ2176_240531a | Progressive Change - Final | CDP16 | Whyalla H2 load_fixed | 2038 | SA | CSA | 98.55 | 98.55 | 11.25 | Fixed domestic
FZ2176_240531a | Progressive Change - Final | CDP16 | Whyalla H2 load_fixed | 2039 | SA | CSA | 98.55 | 98.55 | 11.25 | Fixed domestic
FZ2176_240531a | Progressive Change - Final | CDP16 | Whyalla H2 load_fixed | 2040 | SA | CSA | 98.82 | 98.82 | 11.25 | Fixed domestic
FZ2176_240531a | Progressive Change - Final | CDP16 | Whyalla H2 load_fixed | 2041 | SA | CSA | 98.55 | 98.55 | 11.25 | Fixed domestic
FZ2176_240531a | Progressive Change - Final | CDP16 | Whyalla H2 load_fixed | 2042 | SA | CSA | 98.55 | 98.55 | 11.25 | Fixed domestic
FZ2176_240531a | Progressive Change - Final | CDP16 | Whyalla H2 load_fixed | 2043 | SA | CSA | 98.55 | 98.55 | 11.25 | Fixed domestic
FZ2176_240531a | Progressive Change - Final | CDP16 | Whyalla H2 load_fixed | 2044 | SA | CSA | 98.82 | 98.82 | 11.25 | Fixed domestic
FZ2176_240531a | Progressive Change - Final | CDP16 | Whyalla H2 load_fixed | 2045 | SA | CSA | 98.55 | 98.55 | 11.25 | Fixed domestic
FZ2176_240531a | Progressive Change - Final | CDP16 | Whyalla H2 load_fixed | 2046 | SA | CSA | 98.55 | 98.55 | 11.25 | Fixed domestic
FZ2176_240531a | Progressive Change - Final | CDP16 | Whyalla H2 load_fixed | 2047 | SA | CSA | 98.55 | 98.55 | 11.25 | Fixed domestic
FZ2176_240531a | Progressive Change - Final | CDP16 | Whyalla H2 load_fixed | 2048 | SA | CSA | 98.82 | 98.82 | 11.25 | Fixed domestic
FZ2176_240531a | Progressive Change - Final | CDP16 | Whyalla H2 load_fixed | 2049 | SA | CSA | 98.55 | 98.55 | 11.25 | Fixed domestic
FZ2176_240531a | Progressive Change - Final | CDP16 | Whyalla H2 load_fixed | 2050 | SA | CSA | 98.55 | 98.55 | 11.25 | Fixed domestic
FZ2176_240531a | Progressive Change - Final | CDP16 | Whyalla H2 load_fixed | 2051 | SA | CSA | 98.55 | 98.55 | 11.25 | Fixed domestic
FZ2176_240531a | Progressive Change - Final | CDP16 | Whyalla H2 load_fixed | 2052 | SA | CSA | 98.82 | 98.82 | 11.25 | Fixed domestic
FZ2176_240531a | Progressive Change - Final | CDP16 | Whyalla H2 load_flex | 2025 | SA | CSA | 0 | 0 | 0 | Flexible domestic
FZ2176_240531a | Progressive Change - Final | CDP16 | Whyalla H2 load_flex | 2026 | SA | CSA | 344.5504 | 547.5 | 62.5 | Flexible domestic
FZ2176_240531a | Progressive Change - Final | CDP16 | Whyalla H2 load_flex | 2027 | SA | CSA | 1027.5222 | 1642.5 | 187.5 | Flexible domestic
FZ2176_240531a | Progressive Change - Final | CDP16 | Whyalla H2 load_flex | 2028 | SA | CSA | 1369.3318 | 2196 | 250 | Flexible domestic
FZ2176_240531a | Progressive Change - Final | CDP16 | Whyalla H2 load_flex | 2029 | SA | CSA | 1381.7932 | 2190 | 250 | Flexible domestic
FZ2176_240531a | Progressive Change - Final | CDP16 | Whyalla H2 load_flex | 2030 | SA | CSA | 1380.6196 | 2190 | 250 | Flexible domestic
FZ2176_240531a | Progressive Change - Final | CDP16 | Whyalla H2 load_flex | 2031 | SA | CSA | 1379.039 | 2190 | 250 | Flexible domestic
FZ2176_240531a | Progressive Change - Final | CDP16 | Whyalla H2 load_flex | 2032 | SA | CSA | 1304.129 | 2196 | 250 | Flexible domestic
FZ2176_240531a | Progressive Change - Final | CDP16 | Whyalla H2 load_flex | 2033 | SA | CSA | 1295.4086 | 2190 | 250 | Flexible domestic
FZ2176_240531a | Progressive Change - Final | CDP16 | Whyalla H2 load_flex | 2034 | SA | CSA | 1295.8946 | 2190 | 250 | Flexible domestic
FZ2176_240531a | Progressive Change - Final | CDP16 | Whyalla H2 load_flex | 2035 | SA | CSA | 1296.1512 | 2190 | 250 | Flexible domestic
FZ2176_240531a | Progressive Change - Final | CDP16 | Whyalla H2 load_flex | 2036 | SA | CSA | 1296.4087 | 2196 | 250 | Flexible domestic
FZ2176_240531a | Progressive Change - Final | CDP16 | Whyalla H2 load_flex | 2037 | SA | CSA | 1298.9976 | 2190 | 250 | Flexible domestic
FZ2176_240531a | Progressive Change - Final | CDP16 | Whyalla H2 load_flex | 2038 | SA | CSA | 1298.9976 | 2190 | 250 | Flexible domestic
FZ2176_240531a | Progressive Change - Final | CDP16 | Whyalla H2 load_flex | 2039 | SA | CSA | 1298.9976 | 2190 | 250 | Flexible domestic
FZ2176_240531a | Progressive Change - Final | CDP16 | Whyalla H2 load_flex | 2040 | SA | CSA | 1298.9976 | 2196 | 250 | Flexible domestic
FZ2176_240531a | Progressive Change - Final | CDP16 | Whyalla H2 load_flex | 2041 | SA | CSA | 1298.9976 | 2190 | 250 | Flexible domestic
FZ2176_240531a | Progressive Change - Final | CDP16 | Whyalla H2 load_flex | 2042 | SA | CSA | 1298.9976 | 2190 | 250 | Flexible domestic
FZ2176_240531a | Progressive Change - Final | CDP16 | Whyalla H2 load_flex | 2043 | SA | CSA | 1298.9976 | 2190 | 250 | Flexible domestic
FZ2176_240531a | Progressive Change - Final | CDP16 | Whyalla H2 load_flex | 2044 | SA | CSA | 1298.9976 | 2196 | 250 | Flexible domestic
FZ2176_240531a | Progressive Change - Final | CDP16 | Whyalla H2 load_flex | 2045 | SA | CSA | 1298.9976 | 2190 | 250 | Flexible domestic
FZ2176_240531a | Progressive Change - Final | CDP16 | Whyalla H2 load_flex | 2046 | SA | CSA | 1298.9976 | 2190 | 250 | Flexible domestic
FZ2176_240531a | Progressive Change - Final | CDP16 | Whyalla H2 load_flex | 2047 | SA | CSA | 1298.9976 | 2190 | 250 | Flexible domestic
FZ2176_240531a | Progressive Change - Final | CDP16 | Whyalla H2 load_flex | 2048 | SA | CSA | 1298.9976 | 2196 | 250 | Flexible domestic
FZ2176_240531a | Progressive Change - Final | CDP16 | Whyalla H2 load_flex | 2049 | SA | CSA | 1298.9976 | 2190 | 250 | Flexible domestic
FZ2176_240531a | Progressive Change - Final | CDP16 | Whyalla H2 load_flex | 2050 | SA | CSA | 1298.9976 | 2190 | 250 | Flexible domestic
FZ2176_240531a | Progressive Change - Final | CDP16 | Whyalla H2 load_flex | 2051 | SA | CSA | 1298.9976 | 2190 | 250 | Flexible domestic
FZ2176_240531a | Progressive Change - Final | CDP16 | Whyalla H2 load_flex | 2052 | SA | CSA | 1298.9976 | 2196 | 250 | Flexible domestic
FZ2176_240531a | Progressive Change - Final | CDP16 | H2 Domestic Fixed_SESA | 2025 | SA | SESA | 0.061378 | 0.061378 | 0.0070066 | Fixed domestic
FZ2176_240531a | Progressive Change - Final | CDP16 | H2 Domestic Fixed_SESA | 2026 | SA | SESA | 2.6667 | 2.6667 | 0.30441 | Fixed domestic
FZ2176_240531a | Progressive Change - Final | CDP16 | H2 Domestic Fixed_SESA | 2027 | SA | SESA | 7.7174 | 7.7174 | 0.88098 | Fixed domestic
FZ2176_240531a | Progressive Change - Final | CDP16 | H2 Domestic Fixed_SESA | 2028 | SA | SESA | 9.8546 | 9.8546 | 1.1219 | Fixed domestic
FZ2176_240531a | Progressive Change - Final | CDP16 | H2 Domestic Fixed_SESA | 2029 | SA | SESA | 10.7301 | 10.7301 | 1.2249 | Fixed domestic
FZ2176_240531a | Progressive Change - Final | CDP16 | H2 Domestic Fixed_SESA | 2030 | SA | SESA | 10.7301 | 10.7301 | 1.2249 | Fixed domestic
FZ2176_240531a | Progressive Change - Final | CDP16 | H2 Domestic Fixed_SESA | 2031 | SA | SESA | 10.7301 | 10.7301 | 1.2249 | Fixed domestic
FZ2176_240531a | Progressive Change - Final | CDP16 | H2 Domestic Fixed_SESA | 2032 | SA | SESA | 10.7595 | 10.7595 | 1.2249 | Fixed domestic
FZ2176_240531a | Progressive Change - Final | CDP16 | H2 Domestic Fixed_SESA | 2033 | SA | SESA | 13.2571 | 13.2571 | 1.5134 | Fixed domestic
FZ2176_240531a | Progressive Change - Final | CDP16 | H2 Domestic Fixed_SESA | 2034 | SA | SESA | 13.952 | 13.952 | 1.5927 | Fixed domestic
FZ2176_240531a | Progressive Change - Final | CDP16 | H2 Domestic Fixed_SESA | 2035 | SA | SESA | 15.1552 | 15.1552 | 1.73 | Fixed domestic
FZ2176_240531a | Progressive Change - Final | CDP16 | H2 Domestic Fixed_SESA | 2036 | SA | SESA | 16.268 | 16.268 | 1.852 | Fixed domestic
FZ2176_240531a | Progressive Change - Final | CDP16 | H2 Domestic Fixed_SESA | 2037 | SA | SESA | 16.2235 | 16.2235 | 1.852 | Fixed domestic
FZ2176_240531a | Progressive Change - Final | CDP16 | H2 Domestic Fixed_SESA | 2038 | SA | SESA | 18.4317 | 18.4317 | 2.1041 | Fixed domestic
FZ2176_240531a | Progressive Change - Final | CDP16 | H2 Domestic Fixed_SESA | 2039 | SA | SESA | 18.4317 | 18.4317 | 2.1041 | Fixed domestic
FZ2176_240531a | Progressive Change - Final | CDP16 | H2 Domestic Fixed_SESA | 2040 | SA | SESA | 18.4822 | 18.4822 | 2.1041 | Fixed domestic
FZ2176_240531a | Progressive Change - Final | CDP16 | H2 Domestic Fixed_SESA | 2041 | SA | SESA | 18.4317 | 18.4317 | 2.1041 | Fixed domestic
FZ2176_240531a | Progressive Change - Final | CDP16 | H2 Domestic Fixed_SESA | 2042 | SA | SESA | 18.4317 | 18.4317 | 2.1041 | Fixed domestic
FZ2176_240531a | Progressive Change - Final | CDP16 | H2 Domestic Fixed_SESA | 2043 | SA | SESA | 18.4317 | 18.4317 | 2.1041 | Fixed domestic
FZ2176_240531a | Progressive Change - Final | CDP16 | H2 Domestic Fixed_SESA | 2044 | SA | SESA | 24.5855 | 24.5855 | 2.7989 | Fixed domestic
FZ2176_240531a | Progressive Change - Final | CDP16 | H2 Domestic Fixed_SESA | 2045 | SA | SESA | 24.5183 | 24.5183 | 2.7989 | Fixed domestic
FZ2176_240531a | Progressive Change - Final | CDP16 | H2 Domestic Fixed_SESA | 2046 | SA | SESA | 24.5183 | 24.5183 | 2.7989 | Fixed domestic
FZ2176_240531a | Progressive Change - Final | CDP16 | H2 Domestic Fixed_SESA | 2047 | SA | SESA | 24.5183 | 24.5183 | 2.7989 | Fixed domestic
FZ2176_240531a | Progressive Change - Final | CDP16 | H2 Domestic Fixed_SESA | 2048 | SA | SESA | 24.5855 | 24.5855 | 2.7989 | Fixed domestic
FZ2176_240531a | Progressive Change - Final | CDP16 | H2 Domestic Fixed_SESA | 2049 | SA | SESA | 24.5183 | 24.5183 | 2.7989 | Fixed domestic
FZ2176_240531a | Progressive Change - Final | CDP16 | H2 Domestic Fixed_SESA | 2050 | SA | SESA | 38.2178 | 38.2178 | 4.3628 | Fixed domestic
FZ2176_240531a | Progressive Change - Final | CDP16 | H2 Domestic Fixed_SESA | 2051 | SA | SESA | 35.6125 | 35.6125 | 4.0654 | Fixed domestic
FZ2176_240531a | Progressive Change - Final | CDP16 | H2 Domestic Fixed_SESA | 2052 | SA | SESA | 38.3844 | 38.3844 | 4.3698 | Fixed domestic
FZ2176_240531a | Progressive Change - Final | CDP16 | H2 Domestic Flex_SESA | 2025 | SA | SESA | 1.1835 | 1.3639 | 0.1557 | Flexible domestic
FZ2176_240531a | Progressive Change - Final | CDP16 | H2 Domestic Flex_SESA | 2026 | SA | SESA | 51.3833 | 59.2594 | 6.7648 | Flexible domestic
FZ2176_240531a | Progressive Change - Final | CDP16 | H2 Domestic Flex_SESA | 2027 | SA | SESA | 146.4943 | 171.497 | 19.5773 | Flexible domestic
FZ2176_240531a | Progressive Change - Final | CDP16 | H2 Domestic Flex_SESA | 2028 | SA | SESA | 188.8144 | 218.9911 | 24.9307 | Flexible domestic
FZ2176_240531a | Progressive Change - Final | CDP16 | H2 Domestic Flex_SESA | 2029 | SA | SESA | 169.2015 | 238.4458 | 27.2198 | Flexible domestic
FZ2176_240531a | Progressive Change - Final | CDP16 | H2 Domestic Flex_SESA | 2030 | SA | SESA | 148.0694 | 238.4458 | 27.2198 | Flexible domestic
FZ2176_240531a | Progressive Change - Final | CDP16 | H2 Domestic Flex_SESA | 2031 | SA | SESA | 146.0958 | 238.4458 | 27.2198 | Flexible domestic
FZ2176_240531a | Progressive Change - Final | CDP16 | H2 Domestic Flex_SESA | 2032 | SA | SESA | 167.3429 | 239.0991 | 27.2198 | Flexible domestic
FZ2176_240531a | Progressive Change - Final | CDP16 | H2 Domestic Flex_SESA | 2033 | SA | SESA | 199.5319 | 294.6023 | 33.6304 | Flexible domestic
FZ2176_240531a | Progressive Change - Final | CDP16 | H2 Domestic Flex_SESA | 2034 | SA | SESA | 206.0828 | 310.0448 | 35.3932 | Flexible domestic
FZ2176_240531a | Progressive Change - Final | CDP16 | H2 Domestic Flex_SESA | 2035 | SA | SESA | 201.66 | 336.7813 | 38.4454 | Flexible domestic
FZ2176_240531a | Progressive Change - Final | CDP16 | H2 Domestic Flex_SESA | 2036 | SA | SESA | 197.2612 | 361.511 | 41.1556 | Flexible domestic
FZ2176_240531a | Progressive Change - Final | CDP16 | H2 Domestic Flex_SESA | 2037 | SA | SESA | 192.9695 | 360.5233 | 41.1556 | Flexible domestic
FZ2176_240531a | Progressive Change - Final | CDP16 | H2 Domestic Flex_SESA | 2038 | SA | SESA | 188.9449 | 409.594 | 46.7573 | Flexible domestic
FZ2176_240531a | Progressive Change - Final | CDP16 | H2 Domestic Flex_SESA | 2039 | SA | SESA | 184.9592 | 409.594 | 46.7573 | Flexible domestic
FZ2176_240531a | Progressive Change - Final | CDP16 | H2 Domestic Flex_SESA | 2040 | SA | SESA | 181.0498 | 410.7162 | 46.7573 | Flexible domestic
FZ2176_240531a | Progressive Change - Final | CDP16 | H2 Domestic Flex_SESA | 2041 | SA | SESA | 179.2508 | 409.594 | 46.7573 | Flexible domestic
FZ2176_240531a | Progressive Change - Final | CDP16 | H2 Domestic Flex_SESA | 2042 | SA | SESA | 179.4237 | 409.594 | 46.7573 | Flexible domestic
FZ2176_240531a | Progressive Change - Final | CDP16 | H2 Domestic Flex_SESA | 2043 | SA | SESA | 222.1558 | 409.594 | 46.7573 | Flexible domestic
FZ2176_240531a | Progressive Change - Final | CDP16 | H2 Domestic Flex_SESA | 2044 | SA | SESA | 223.2297 | 546.3436 | 62.1976 | Flexible domestic
FZ2176_240531a | Progressive Change - Final | CDP16 | H2 Domestic Flex_SESA | 2045 | SA | SESA | 224.4286 | 544.8509 | 62.1976 | Flexible domestic
FZ2176_240531a | Progressive Change - Final | CDP16 | H2 Domestic Flex_SESA | 2046 | SA | SESA | 238.1929 | 544.8509 | 62.1976 | Flexible domestic
FZ2176_240531a | Progressive Change - Final | CDP16 | H2 Domestic Flex_SESA | 2047 | SA | SESA | 237.464 | 544.8509 | 62.1976 | Flexible domestic
FZ2176_240531a | Progressive Change - Final | CDP16 | H2 Domestic Flex_SESA | 2048 | SA | SESA | 238.0114 | 546.3436 | 62.1976 | Flexible domestic
FZ2176_240531a | Progressive Change - Final | CDP16 | H2 Domestic Flex_SESA | 2049 | SA | SESA | 262.6572 | 544.8509 | 62.1976 | Flexible domestic
FZ2176_240531a | Progressive Change - Final | CDP16 | H2 Domestic Flex_SESA | 2050 | SA | SESA | 320.6611 | 849.2843 | 96.9503 | Flexible domestic
FZ2176_240531a | Progressive Change - Final | CDP16 | H2 Domestic Flex_SESA | 2051 | SA | SESA | 321.0201 | 791.3889 | 90.3412 | Flexible domestic
FZ2176_240531a | Progressive Change - Final | CDP16 | H2 Domestic Flex_SESA | 2052 | SA | SESA | 320.5845 | 852.9872 | 97.1069 | Flexible domestic
FZ2176_240531a | Progressive Change - Final | CDP16 | H2 Domestic Fixed_TAS | 2025 | TAS | TAS | 0 | 0 | 0 | Fixed domestic
FZ2176_240531a | Progressive Change - Final | CDP16 | H2 Domestic Fixed_TAS | 2026 | TAS | TAS | 0 | 0 | 0 | Fixed domestic
FZ2176_240531a | Progressive Change - Final | CDP16 | H2 Domestic Fixed_TAS | 2027 | TAS | TAS | 0 | 0 | 0 | Fixed domestic
FZ2176_240531a | Progressive Change - Final | CDP16 | H2 Domestic Fixed_TAS | 2028 | TAS | TAS | 0 | 0 | 0 | Fixed domestic
FZ2176_240531a | Progressive Change - Final | CDP16 | H2 Domestic Fixed_TAS | 2029 | TAS | TAS | 0.30059 | 0.30059 | 0.034314 | Fixed domestic
FZ2176_240531a | Progressive Change - Final | CDP16 | H2 Domestic Fixed_TAS | 2030 | TAS | TAS | 1.2354 | 1.2354 | 0.14103 | Fixed domestic
FZ2176_240531a | Progressive Change - Final | CDP16 | H2 Domestic Fixed_TAS | 2031 | TAS | TAS | 2.5762 | 2.5762 | 0.29408 | Fixed domestic
FZ2176_240531a | Progressive Change - Final | CDP16 | H2 Domestic Fixed_TAS | 2032 | TAS | TAS | 3.3595 | 3.3595 | 0.38245 | Fixed domestic
FZ2176_240531a | Progressive Change - Final | CDP16 | H2 Domestic Fixed_TAS | 2033 | TAS | TAS | 4.7729 | 4.7729 | 0.54485 | Fixed domestic
FZ2176_240531a | Progressive Change - Final | CDP16 | H2 Domestic Fixed_TAS | 2034 | TAS | TAS | 4.7729 | 4.7729 | 0.54485 | Fixed domestic
FZ2176_240531a | Progressive Change - Final | CDP16 | H2 Domestic Fixed_TAS | 2035 | TAS | TAS | 4.9175 | 4.9175 | 0.56136 | Fixed domestic
FZ2176_240531a | Progressive Change - Final | CDP16 | H2 Domestic Fixed_TAS | 2036 | TAS | TAS | 5.8898 | 5.8898 | 0.67051 | Fixed domestic
FZ2176_240531a | Progressive Change - Final | CDP16 | H2 Domestic Fixed_TAS | 2037 | TAS | TAS | 5.8737 | 5.8737 | 0.67051 | Fixed domestic
FZ2176_240531a | Progressive Change - Final | CDP16 | H2 Domestic Fixed_TAS | 2038 | TAS | TAS | 9.7586 | 9.7586 | 1.114 | Fixed domestic
FZ2176_240531a | Progressive Change - Final | CDP16 | H2 Domestic Fixed_TAS | 2039 | TAS | TAS | 9.7586 | 9.7586 | 1.114 | Fixed domestic
FZ2176_240531a | Progressive Change - Final | CDP16 | H2 Domestic Fixed_TAS | 2040 | TAS | TAS | 9.7853 | 9.7853 | 1.114 | Fixed domestic
FZ2176_240531a | Progressive Change - Final | CDP16 | H2 Domestic Fixed_TAS | 2041 | TAS | TAS | 14.0639 | 14.0639 | 1.6055 | Fixed domestic
FZ2176_240531a | Progressive Change - Final | CDP16 | H2 Domestic Fixed_TAS | 2042 | TAS | TAS | 14.0639 | 14.0639 | 1.6055 | Fixed domestic
FZ2176_240531a | Progressive Change - Final | CDP16 | H2 Domestic Fixed_TAS | 2043 | TAS | TAS | 14.0639 | 14.0639 | 1.6055 | Fixed domestic
FZ2176_240531a | Progressive Change - Final | CDP16 | H2 Domestic Fixed_TAS | 2044 | TAS | TAS | 14.1025 | 14.1025 | 1.6055 | Fixed domestic
FZ2176_240531a | Progressive Change - Final | CDP16 | H2 Domestic Fixed_TAS | 2045 | TAS | TAS | 14.0639 | 14.0639 | 1.6055 | Fixed domestic
FZ2176_240531a | Progressive Change - Final | CDP16 | H2 Domestic Fixed_TAS | 2046 | TAS | TAS | 14.0639 | 14.0639 | 1.6055 | Fixed domestic
FZ2176_240531a | Progressive Change - Final | CDP16 | H2 Domestic Fixed_TAS | 2047 | TAS | TAS | 15.9975 | 15.9975 | 1.8262 | Fixed domestic
FZ2176_240531a | Progressive Change - Final | CDP16 | H2 Domestic Fixed_TAS | 2048 | TAS | TAS | 16.0413 | 16.0413 | 1.8262 | Fixed domestic
FZ2176_240531a | Progressive Change - Final | CDP16 | H2 Domestic Fixed_TAS | 2049 | TAS | TAS | 15.9975 | 15.9975 | 1.8262 | Fixed domestic
FZ2176_240531a | Progressive Change - Final | CDP16 | H2 Domestic Fixed_TAS | 2050 | TAS | TAS | 16.1036 | 16.1036 | 1.8383 | Fixed domestic
FZ2176_240531a | Progressive Change - Final | CDP16 | H2 Domestic Fixed_TAS | 2051 | TAS | TAS | 16.1036 | 16.1036 | 1.8383 | Fixed domestic
FZ2176_240531a | Progressive Change - Final | CDP16 | H2 Domestic Fixed_TAS | 2052 | TAS | TAS | 16.1788 | 16.1788 | 1.8419 | Fixed domestic
FZ2176_240531a | Progressive Change - Final | CDP16 | H2 Domestic Flex_TAS | 2025 | TAS | TAS | 0 | 0 | 0 | Flexible domestic
FZ2176_240531a | Progressive Change - Final | CDP16 | H2 Domestic Flex_TAS | 2026 | TAS | TAS | 0 | 0 | 0 | Flexible domestic
FZ2176_240531a | Progressive Change - Final | CDP16 | H2 Domestic Flex_TAS | 2027 | TAS | TAS | 0 | 0 | 0 | Flexible domestic
FZ2176_240531a | Progressive Change - Final | CDP16 | H2 Domestic Flex_TAS | 2028 | TAS | TAS | 0 | 0 | 0 | Flexible domestic
FZ2176_240531a | Progressive Change - Final | CDP16 | H2 Domestic Flex_TAS | 2029 | TAS | TAS | 5.7721 | 6.6798 | 0.76253 | Flexible domestic
FZ2176_240531a | Progressive Change - Final | CDP16 | H2 Domestic Flex_TAS | 2030 | TAS | TAS | 24.2692 | 27.4534 | 3.134 | Flexible domestic
FZ2176_240531a | Progressive Change - Final | CDP16 | H2 Domestic Flex_TAS | 2031 | TAS | TAS | 50.4074 | 57.2484 | 6.5352 | Flexible domestic
FZ2176_240531a | Progressive Change - Final | CDP16 | H2 Domestic Flex_TAS | 2032 | TAS | TAS | 66.0847 | 74.6547 | 8.4989 | Flexible domestic
FZ2176_240531a | Progressive Change - Final | CDP16 | H2 Domestic Flex_TAS | 2033 | TAS | TAS | 95.2936 | 106.0648 | 12.1079 | Flexible domestic
FZ2176_240531a | Progressive Change - Final | CDP16 | H2 Domestic Flex_TAS | 2034 | TAS | TAS | 93.8191 | 106.0648 | 12.1079 | Flexible domestic
FZ2176_240531a | Progressive Change - Final | CDP16 | H2 Domestic Flex_TAS | 2035 | TAS | TAS | 98.1518 | 109.2787 | 12.4747 | Flexible domestic
FZ2176_240531a | Progressive Change - Final | CDP16 | H2 Domestic Flex_TAS | 2036 | TAS | TAS | 99.4811 | 130.8837 | 14.9002 | Flexible domestic
FZ2176_240531a | Progressive Change - Final | CDP16 | H2 Domestic Flex_TAS | 2037 | TAS | TAS | 97.2629 | 130.5261 | 14.9002 | Flexible domestic
FZ2176_240531a | Progressive Change - Final | CDP16 | H2 Domestic Flex_TAS | 2038 | TAS | TAS | 174.1542 | 216.8567 | 24.7553 | Flexible domestic
FZ2176_240531a | Progressive Change - Final | CDP16 | H2 Domestic Flex_TAS | 2039 | TAS | TAS | 170.2738 | 216.8567 | 24.7553 | Flexible domestic
FZ2176_240531a | Progressive Change - Final | CDP16 | H2 Domestic Flex_TAS | 2040 | TAS | TAS | 167.28 | 217.4508 | 24.7553 | Flexible domestic
FZ2176_240531a | Progressive Change - Final | CDP16 | H2 Domestic Flex_TAS | 2041 | TAS | TAS | 165.4189 | 312.5319 | 35.6772 | Flexible domestic
FZ2176_240531a | Progressive Change - Final | CDP16 | H2 Domestic Flex_TAS | 2042 | TAS | TAS | 169.1686 | 312.5319 | 35.6772 | Flexible domestic
FZ2176_240531a | Progressive Change - Final | CDP16 | H2 Domestic Flex_TAS | 2043 | TAS | TAS | 170.1358 | 312.5319 | 35.6772 | Flexible domestic
FZ2176_240531a | Progressive Change - Final | CDP16 | H2 Domestic Flex_TAS | 2044 | TAS | TAS | 173.9124 | 313.3881 | 35.6772 | Flexible domestic
FZ2176_240531a | Progressive Change - Final | CDP16 | H2 Domestic Flex_TAS | 2045 | TAS | TAS | 175.0212 | 312.5319 | 35.6772 | Flexible domestic
FZ2176_240531a | Progressive Change - Final | CDP16 | H2 Domestic Flex_TAS | 2046 | TAS | TAS | 175.0212 | 312.5319 | 35.6772 | Flexible domestic
FZ2176_240531a | Progressive Change - Final | CDP16 | H2 Domestic Flex_TAS | 2047 | TAS | TAS | 175.0212 | 355.5001 | 40.5822 | Flexible domestic
FZ2176_240531a | Progressive Change - Final | CDP16 | H2 Domestic Flex_TAS | 2048 | TAS | TAS | 175.0212 | 356.4741 | 40.5822 | Flexible domestic
FZ2176_240531a | Progressive Change - Final | CDP16 | H2 Domestic Flex_TAS | 2049 | TAS | TAS | 175.0212 | 355.5001 | 40.5822 | Flexible domestic
FZ2176_240531a | Progressive Change - Final | CDP16 | H2 Domestic Flex_TAS | 2050 | TAS | TAS | 175.0212 | 357.8573 | 40.8513 | Flexible domestic
FZ2176_240531a | Progressive Change - Final | CDP16 | H2 Domestic Flex_TAS | 2051 | TAS | TAS | 175.0212 | 357.8573 | 40.8513 | Flexible domestic
FZ2176_240531a | Progressive Change - Final | CDP16 | H2 Domestic Flex_TAS | 2052 | TAS | TAS | 175.0212 | 359.53 | 40.9301 | Flexible domestic
FZ2176_240531a | Progressive Change - Final | CDP16 | H2 Domestic Fixed_VIC | 2025 | VIC | VIC | 2.5574 | 2.5574 | 0.29194 | Fixed domestic
FZ2176_240531a | Progressive Change - Final | CDP16 | H2 Domestic Fixed_VIC | 2026 | VIC | VIC | 4.0307 | 4.0307 | 0.46013 | Fixed domestic
FZ2176_240531a | Progressive Change - Final | CDP16 | H2 Domestic Fixed_VIC | 2027 | VIC | VIC | 4.0307 | 4.0307 | 0.46013 | Fixed domestic
FZ2176_240531a | Progressive Change - Final | CDP16 | H2 Domestic Fixed_VIC | 2028 | VIC | VIC | 4.0418 | 4.0418 | 0.46013 | Fixed domestic
FZ2176_240531a | Progressive Change - Final | CDP16 | H2 Domestic Fixed_VIC | 2029 | VIC | VIC | 50.4395 | 50.4395 | 5.7579 | Fixed domestic
FZ2176_240531a | Progressive Change - Final | CDP16 | H2 Domestic Fixed_VIC | 2030 | VIC | VIC | 139.1119 | 139.1119 | 15.8804 | Fixed domestic
FZ2176_240531a | Progressive Change - Final | CDP16 | H2 Domestic Fixed_VIC | 2031 | VIC | VIC | 139.1119 | 139.1119 | 15.8804 | Fixed domestic
FZ2176_240531a | Progressive Change - Final | CDP16 | H2 Domestic Fixed_VIC | 2032 | VIC | VIC | 204.8376 | 204.8376 | 23.3194 | Fixed domestic
FZ2176_240531a | Progressive Change - Final | CDP16 | H2 Domestic Fixed_VIC | 2033 | VIC | VIC | 420.9245 | 420.9245 | 48.0507 | Fixed domestic
FZ2176_240531a | Progressive Change - Final | CDP16 | H2 Domestic Fixed_VIC | 2034 | VIC | VIC | 420.9245 | 420.9245 | 48.0507 | Fixed domestic
FZ2176_240531a | Progressive Change - Final | CDP16 | H2 Domestic Fixed_VIC | 2035 | VIC | VIC | 489.2586 | 489.2586 | 55.8514 | Fixed domestic
FZ2176_240531a | Progressive Change - Final | CDP16 | H2 Domestic Fixed_VIC | 2036 | VIC | VIC | 549.27 | 549.27 | 62.5307 | Fixed domestic
FZ2176_240531a | Progressive Change - Final | CDP16 | H2 Domestic Fixed_VIC | 2037 | VIC | VIC | 547.7692 | 547.7692 | 62.5307 | Fixed domestic
FZ2176_240531a | Progressive Change - Final | CDP16 | H2 Domestic Fixed_VIC | 2038 | VIC | VIC | 576.3117 | 576.3117 | 65.789 | Fixed domestic
FZ2176_240531a | Progressive Change - Final | CDP16 | H2 Domestic Fixed_VIC | 2039 | VIC | VIC | 576.3117 | 576.3117 | 65.789 | Fixed domestic
FZ2176_240531a | Progressive Change - Final | CDP16 | H2 Domestic Fixed_VIC | 2040 | VIC | VIC | 577.8906 | 577.8906 | 65.789 | Fixed domestic
FZ2176_240531a | Progressive Change - Final | CDP16 | H2 Domestic Fixed_VIC | 2041 | VIC | VIC | 576.3117 | 576.3117 | 65.789 | Fixed domestic
FZ2176_240531a | Progressive Change - Final | CDP16 | H2 Domestic Fixed_VIC | 2042 | VIC | VIC | 576.3117 | 576.3117 | 65.789 | Fixed domestic
FZ2176_240531a | Progressive Change - Final | CDP16 | H2 Domestic Fixed_VIC | 2043 | VIC | VIC | 576.3117 | 576.3117 | 65.789 | Fixed domestic
FZ2176_240531a | Progressive Change - Final | CDP16 | H2 Domestic Fixed_VIC | 2044 | VIC | VIC | 598.902 | 598.902 | 68.181 | Fixed domestic
FZ2176_240531a | Progressive Change - Final | CDP16 | H2 Domestic Fixed_VIC | 2045 | VIC | VIC | 597.2657 | 597.2657 | 68.181 | Fixed domestic
FZ2176_240531a | Progressive Change - Final | CDP16 | H2 Domestic Fixed_VIC | 2046 | VIC | VIC | 597.2657 | 597.2657 | 68.181 | Fixed domestic
FZ2176_240531a | Progressive Change - Final | CDP16 | H2 Domestic Fixed_VIC | 2047 | VIC | VIC | 678.099 | 678.099 | 77.4086 | Fixed domestic
FZ2176_240531a | Progressive Change - Final | CDP16 | H2 Domestic Fixed_VIC | 2048 | VIC | VIC | 679.9568 | 679.9568 | 77.4086 | Fixed domestic
FZ2176_240531a | Progressive Change - Final | CDP16 | H2 Domestic Fixed_VIC | 2049 | VIC | VIC | 678.099 | 678.099 | 77.4086 | Fixed domestic
FZ2176_240531a | Progressive Change - Final | CDP16 | H2 Domestic Fixed_VIC | 2050 | VIC | VIC | 826.558 | 826.558 | 94.3559 | Fixed domestic
FZ2176_240531a | Progressive Change - Final | CDP16 | H2 Domestic Fixed_VIC | 2051 | VIC | VIC | 825.0847 | 825.0847 | 94.1877 | Fixed domestic
FZ2176_240531a | Progressive Change - Final | CDP16 | H2 Domestic Fixed_VIC | 2052 | VIC | VIC | 867.8842 | 867.8842 | 98.8028 | Fixed domestic
FZ2176_240531a | Progressive Change - Final | CDP16 | H2 Domestic Flex_VIC | 2025 | VIC | VIC | 49.3127 | 56.8302 | 6.4875 | Flexible domestic
FZ2176_240531a | Progressive Change - Final | CDP16 | H2 Domestic Flex_VIC | 2026 | VIC | VIC | 77.6668 | 89.5717 | 10.2251 | Flexible domestic
FZ2176_240531a | Progressive Change - Final | CDP16 | H2 Domestic Flex_VIC | 2027 | VIC | VIC | 75.935 | 89.5717 | 10.2251 | Flexible domestic
FZ2176_240531a | Progressive Change - Final | CDP16 | H2 Domestic Flex_VIC | 2028 | VIC | VIC | 74.2418 | 89.8171 | 10.2251 | Flexible domestic
FZ2176_240531a | Progressive Change - Final | CDP16 | H2 Domestic Flex_VIC | 2029 | VIC | VIC | 681.7364 | 1120.8784 | 127.9542 | Flexible domestic
FZ2176_240531a | Progressive Change - Final | CDP16 | H2 Domestic Flex_VIC | 2030 | VIC | VIC | 1845.7348 | 3091.376 | 352.8968 | Flexible domestic
FZ2176_240531a | Progressive Change - Final | CDP16 | H2 Domestic Flex_VIC | 2031 | VIC | VIC | 2721.9649 | 3091.376 | 352.8968 | Flexible domestic
FZ2176_240531a | Progressive Change - Final | CDP16 | H2 Domestic Flex_VIC | 2032 | VIC | VIC | 4029.4051 | 4551.9473 | 518.2089 | Flexible domestic
FZ2176_240531a | Progressive Change - Final | CDP16 | H2 Domestic Flex_VIC | 2033 | VIC | VIC | 7023.9977 | 9353.878 | 1067.7943 | Flexible domestic
FZ2176_240531a | Progressive Change - Final | CDP16 | H2 Domestic Flex_VIC | 2034 | VIC | VIC | 6901.8071 | 9353.878 | 1067.7943 | Flexible domestic
FZ2176_240531a | Progressive Change - Final | CDP16 | H2 Domestic Flex_VIC | 2035 | VIC | VIC | 6908.0233 | 10872.4124 | 1241.143 | Flexible domestic
FZ2176_240531a | Progressive Change - Final | CDP16 | H2 Domestic Flex_VIC | 2036 | VIC | VIC | 6792.8172 | 12205.999 | 1389.5718 | Flexible domestic
FZ2176_240531a | Progressive Change - Final | CDP16 | H2 Domestic Flex_VIC | 2037 | VIC | VIC | 6641.3517 | 12172.6493 | 1389.5718 | Flexible domestic
FZ2176_240531a | Progressive Change - Final | CDP16 | H2 Domestic Flex_VIC | 2038 | VIC | VIC | 6623.0248 | 12806.9266 | 1461.9779 | Flexible domestic
FZ2176_240531a | Progressive Change - Final | CDP16 | H2 Domestic Flex_VIC | 2039 | VIC | VIC | 6516.1324 | 12806.9266 | 1461.9779 | Flexible domestic
FZ2176_240531a | Progressive Change - Final | CDP16 | H2 Domestic Flex_VIC | 2040 | VIC | VIC | 6406.7199 | 12842.0141 | 1461.9779 | Flexible domestic
FZ2176_240531a | Progressive Change - Final | CDP16 | H2 Domestic Flex_VIC | 2041 | VIC | VIC | 6334.4865 | 12806.9266 | 1461.9779 | Flexible domestic
FZ2176_240531a | Progressive Change - Final | CDP16 | H2 Domestic Flex_VIC | 2042 | VIC | VIC | 6347.9136 | 12806.9266 | 1461.9779 | Flexible domestic
FZ2176_240531a | Progressive Change - Final | CDP16 | H2 Domestic Flex_VIC | 2043 | VIC | VIC | 6409.0816 | 12806.9266 | 1461.9779 | Flexible domestic
FZ2176_240531a | Progressive Change - Final | CDP16 | H2 Domestic Flex_VIC | 2044 | VIC | VIC | 6453.7612 | 13308.9333 | 1515.1336 | Flexible domestic
FZ2176_240531a | Progressive Change - Final | CDP16 | H2 Domestic Flex_VIC | 2045 | VIC | VIC | 6488.4471 | 13272.5701 | 1515.1336 | Flexible domestic
FZ2176_240531a | Progressive Change - Final | CDP16 | H2 Domestic Flex_VIC | 2046 | VIC | VIC | 6529.3694 | 13272.5701 | 1515.1336 | Flexible domestic
FZ2176_240531a | Progressive Change - Final | CDP16 | H2 Domestic Flex_VIC | 2047 | VIC | VIC | 6529.3694 | 15068.8668 | 1720.1903 | Flexible domestic
FZ2176_240531a | Progressive Change - Final | CDP16 | H2 Domestic Flex_VIC | 2048 | VIC | VIC | 6614.7091 | 15110.1514 | 1720.1903 | Flexible domestic
FZ2176_240531a | Progressive Change - Final | CDP16 | H2 Domestic Flex_VIC | 2049 | VIC | VIC | 6614.7091 | 15068.8668 | 1720.1903 | Flexible domestic
FZ2176_240531a | Progressive Change - Final | CDP16 | H2 Domestic Flex_VIC | 2050 | VIC | VIC | 7316.4323 | 18367.9563 | 2096.7987 | Flexible domestic
FZ2176_240531a | Progressive Change - Final | CDP16 | H2 Domestic Flex_VIC | 2051 | VIC | VIC | 7316.4323 | 18335.2149 | 2093.0611 | Flexible domestic
FZ2176_240531a | Progressive Change - Final | CDP16 | H2 Domestic Flex_VIC | 2052 | VIC | VIC | 7316.4323 | 19286.3149 | 2195.6187 | Flexible domestic
FZ2177_240531a | Progressive Change - Final | CDP17 | H2 Domestic Fixed_SNSW | 2025 | NSW | SNSW | 1.3276 | 1.3276 | 0.15156 | Fixed domestic
FZ2177_240531a | Progressive Change - Final | CDP17 | H2 Domestic Fixed_SNSW | 2026 | NSW | SNSW | 3.1853 | 3.1853 | 0.36362 | Fixed domestic
FZ2177_240531a | Progressive Change - Final | CDP17 | H2 Domestic Fixed_SNSW | 2027 | NSW | SNSW | 6.3084 | 6.3084 | 0.72014 | Fixed domestic
FZ2177_240531a | Progressive Change - Final | CDP17 | H2 Domestic Fixed_SNSW | 2028 | NSW | SNSW | 10.9957 | 10.9957 | 1.2518 | Fixed domestic
FZ2177_240531a | Progressive Change - Final | CDP17 | H2 Domestic Fixed_SNSW | 2029 | NSW | SNSW | 27.192 | 27.192 | 3.1041 | Fixed domestic
FZ2177_240531a | Progressive Change - Final | CDP17 | H2 Domestic Fixed_SNSW | 2030 | NSW | SNSW | 27.192 | 27.192 | 3.1041 | Fixed domestic
FZ2177_240531a | Progressive Change - Final | CDP17 | H2 Domestic Fixed_SNSW | 2031 | NSW | SNSW | 27.192 | 27.192 | 3.1041 | Fixed domestic
FZ2177_240531a | Progressive Change - Final | CDP17 | H2 Domestic Fixed_SNSW | 2032 | NSW | SNSW | 27.2665 | 27.2665 | 3.1041 | Fixed domestic
FZ2177_240531a | Progressive Change - Final | CDP17 | H2 Domestic Fixed_SNSW | 2033 | NSW | SNSW | 27.192 | 27.192 | 3.1041 | Fixed domestic
FZ2177_240531a | Progressive Change - Final | CDP17 | H2 Domestic Fixed_SNSW | 2034 | NSW | SNSW | 27.6335 | 27.6335 | 3.1545 | Fixed domestic
FZ2177_240531a | Progressive Change - Final | CDP17 | H2 Domestic Fixed_SNSW | 2035 | NSW | SNSW | 27.6335 | 27.6335 | 3.1545 | Fixed domestic
FZ2177_240531a | Progressive Change - Final | CDP17 | H2 Domestic Fixed_SNSW | 2036 | NSW | SNSW | 38.1133 | 38.1133 | 4.3389 | Fixed domestic
FZ2177_240531a | Progressive Change - Final | CDP17 | H2 Domestic Fixed_SNSW | 2037 | NSW | SNSW | 38.0092 | 38.0092 | 4.3389 | Fixed domestic
FZ2177_240531a | Progressive Change - Final | CDP17 | H2 Domestic Fixed_SNSW | 2038 | NSW | SNSW | 40.1835 | 40.1835 | 4.5872 | Fixed domestic
FZ2177_240531a | Progressive Change - Final | CDP17 | H2 Domestic Fixed_SNSW | 2039 | NSW | SNSW | 40.1835 | 40.1835 | 4.5872 | Fixed domestic
FZ2177_240531a | Progressive Change - Final | CDP17 | H2 Domestic Fixed_SNSW | 2040 | NSW | SNSW | 40.2935 | 40.2935 | 4.5872 | Fixed domestic
FZ2177_240531a | Progressive Change - Final | CDP17 | H2 Domestic Fixed_SNSW | 2041 | NSW | SNSW | 40.1835 | 40.1835 | 4.5872 | Fixed domestic
FZ2177_240531a | Progressive Change - Final | CDP17 | H2 Domestic Fixed_SNSW | 2042 | NSW | SNSW | 40.1835 | 40.1835 | 4.5872 | Fixed domestic
FZ2177_240531a | Progressive Change - Final | CDP17 | H2 Domestic Fixed_SNSW | 2043 | NSW | SNSW | 40.1835 | 40.1835 | 4.5872 | Fixed domestic
FZ2177_240531a | Progressive Change - Final | CDP17 | H2 Domestic Fixed_SNSW | 2044 | NSW | SNSW | 54.9452 | 54.9452 | 6.2551 | Fixed domestic
FZ2177_240531a | Progressive Change - Final | CDP17 | H2 Domestic Fixed_SNSW | 2045 | NSW | SNSW | 54.7951 | 54.7951 | 6.2551 | Fixed domestic
FZ2177_240531a | Progressive Change - Final | CDP17 | H2 Domestic Fixed_SNSW | 2046 | NSW | SNSW | 55.31 | 55.31 | 6.3139 | Fixed domestic
FZ2177_240531a | Progressive Change - Final | CDP17 | H2 Domestic Fixed_SNSW | 2047 | NSW | SNSW | 55.736 | 55.736 | 6.3626 | Fixed domestic
FZ2177_240531a | Progressive Change - Final | CDP17 | H2 Domestic Fixed_SNSW | 2048 | NSW | SNSW | 55.8887 | 55.8887 | 6.3626 | Fixed domestic
FZ2177_240531a | Progressive Change - Final | CDP17 | H2 Domestic Fixed_SNSW | 2049 | NSW | SNSW | 107.1346 | 107.1346 | 12.23 | Fixed domestic
FZ2177_240531a | Progressive Change - Final | CDP17 | H2 Domestic Fixed_SNSW | 2050 | NSW | SNSW | 206.5924 | 206.5924 | 23.5836 | Fixed domestic
FZ2177_240531a | Progressive Change - Final | CDP17 | H2 Domestic Fixed_SNSW | 2051 | NSW | SNSW | 208.9276 | 208.9276 | 23.8502 | Fixed domestic
FZ2177_240531a | Progressive Change - Final | CDP17 | H2 Domestic Fixed_SNSW | 2052 | NSW | SNSW | 206.3684 | 206.3684 | 23.4937 | Fixed domestic
FZ2177_240531a | Progressive Change - Final | CDP17 | H2 Domestic Flex_SNSW | 2025 | NSW | SNSW | 25.6001 | 29.5027 | 3.3679 | Flexible domestic
FZ2177_240531a | Progressive Change - Final | CDP17 | H2 Domestic Flex_SNSW | 2026 | NSW | SNSW | 61.376 | 70.7839 | 8.0803 | Flexible domestic
FZ2177_240531a | Progressive Change - Final | CDP17 | H2 Domestic Flex_SNSW | 2027 | NSW | SNSW | 120.043 | 140.1867 | 16.003 | Flexible domestic
FZ2177_240531a | Progressive Change - Final | CDP17 | H2 Domestic Flex_SNSW | 2028 | NSW | SNSW | 210.6775 | 244.3483 | 27.8174 | Flexible domestic
FZ2177_240531a | Progressive Change - Final | CDP17 | H2 Domestic Flex_SNSW | 2029 | NSW | SNSW | 349.4215 | 604.2666 | 68.9802 | Flexible domestic
FZ2177_240531a | Progressive Change - Final | CDP17 | H2 Domestic Flex_SNSW | 2030 | NSW | SNSW | 534.1801 | 604.2666 | 68.9802 | Flexible domestic
FZ2177_240531a | Progressive Change - Final | CDP17 | H2 Domestic Flex_SNSW | 2031 | NSW | SNSW | 492.3807 | 604.2666 | 68.9802 | Flexible domestic
FZ2177_240531a | Progressive Change - Final | CDP17 | H2 Domestic Flex_SNSW | 2032 | NSW | SNSW | 476.0744 | 605.9221 | 68.9802 | Flexible domestic
FZ2177_240531a | Progressive Change - Final | CDP17 | H2 Domestic Flex_SNSW | 2033 | NSW | SNSW | 481.2264 | 604.2666 | 68.9802 | Flexible domestic
FZ2177_240531a | Progressive Change - Final | CDP17 | H2 Domestic Flex_SNSW | 2034 | NSW | SNSW | 552.3411 | 614.0776 | 70.1002 | Flexible domestic
FZ2177_240531a | Progressive Change - Final | CDP17 | H2 Domestic Flex_SNSW | 2035 | NSW | SNSW | 545.5686 | 614.0776 | 70.1002 | Flexible domestic
FZ2177_240531a | Progressive Change - Final | CDP17 | H2 Domestic Flex_SNSW | 2036 | NSW | SNSW | 533.4557 | 846.9629 | 96.4211 | Flexible domestic
FZ2177_240531a | Progressive Change - Final | CDP17 | H2 Domestic Flex_SNSW | 2037 | NSW | SNSW | 521.5747 | 844.6488 | 96.4211 | Flexible domestic
FZ2177_240531a | Progressive Change - Final | CDP17 | H2 Domestic Flex_SNSW | 2038 | NSW | SNSW | 513.1738 | 892.9657 | 101.9367 | Flexible domestic
FZ2177_240531a | Progressive Change - Final | CDP17 | H2 Domestic Flex_SNSW | 2039 | NSW | SNSW | 505.0727 | 892.9657 | 101.9367 | Flexible domestic
FZ2177_240531a | Progressive Change - Final | CDP17 | H2 Domestic Flex_SNSW | 2040 | NSW | SNSW | 495.9991 | 895.4122 | 101.9367 | Flexible domestic
FZ2177_240531a | Progressive Change - Final | CDP17 | H2 Domestic Flex_SNSW | 2041 | NSW | SNSW | 490.409 | 892.9657 | 101.9367 | Flexible domestic
FZ2177_240531a | Progressive Change - Final | CDP17 | H2 Domestic Flex_SNSW | 2042 | NSW | SNSW | 493.7656 | 892.9657 | 101.9367 | Flexible domestic
FZ2177_240531a | Progressive Change - Final | CDP17 | H2 Domestic Flex_SNSW | 2043 | NSW | SNSW | 497.5281 | 892.9657 | 101.9367 | Flexible domestic
FZ2177_240531a | Progressive Change - Final | CDP17 | H2 Domestic Flex_SNSW | 2044 | NSW | SNSW | 500.06 | 1221.0051 | 139.0033 | Flexible domestic
FZ2177_240531a | Progressive Change - Final | CDP17 | H2 Domestic Flex_SNSW | 2045 | NSW | SNSW | 501.0179 | 1217.6691 | 139.0033 | Flexible domestic
FZ2177_240531a | Progressive Change - Final | CDP17 | H2 Domestic Flex_SNSW | 2046 | NSW | SNSW | 502.8628 | 1229.1104 | 140.3094 | Flexible domestic
FZ2177_240531a | Progressive Change - Final | CDP17 | H2 Domestic Flex_SNSW | 2047 | NSW | SNSW | 503.9421 | 1238.5783 | 141.3902 | Flexible domestic
FZ2177_240531a | Progressive Change - Final | CDP17 | H2 Domestic Flex_SNSW | 2048 | NSW | SNSW | 837.0633 | 1241.9717 | 141.3902 | Flexible domestic
FZ2177_240531a | Progressive Change - Final | CDP17 | H2 Domestic Flex_SNSW | 2049 | NSW | SNSW | 1166.1951 | 2380.768 | 271.7772 | Flexible domestic
FZ2177_240531a | Progressive Change - Final | CDP17 | H2 Domestic Flex_SNSW | 2050 | NSW | SNSW | 1495.0574 | 4590.9422 | 524.0802 | Flexible domestic
FZ2177_240531a | Progressive Change - Final | CDP17 | H2 Domestic Flex_SNSW | 2051 | NSW | SNSW | 1496.3303 | 4642.8363 | 530.0041 | Flexible domestic
FZ2177_240531a | Progressive Change - Final | CDP17 | H2 Domestic Flex_SNSW | 2052 | NSW | SNSW | 1495.761 | 4585.9634 | 522.0814 | Flexible domestic
FZ2177_240531a | Progressive Change - Final | CDP17 | H2 Domestic Fixed_SNW | 2025 | NSW | SNW | 6.7088 | 6.7088 | 0.76584 | Fixed domestic
FZ2177_240531a | Progressive Change - Final | CDP17 | H2 Domestic Fixed_SNW | 2026 | NSW | SNW | 16.2535 | 16.2535 | 1.8554 | Fixed domestic
FZ2177_240531a | Progressive Change - Final | CDP17 | H2 Domestic Fixed_SNW | 2027 | NSW | SNW | 32.1809 | 32.1809 | 3.6736 | Fixed domestic
FZ2177_240531a | Progressive Change - Final | CDP17 | H2 Domestic Fixed_SNW | 2028 | NSW | SNW | 56.1933 | 56.1933 | 6.3972 | Fixed domestic
FZ2177_240531a | Progressive Change - Final | CDP17 | H2 Domestic Fixed_SNW | 2029 | NSW | SNW | 129.4112 | 129.4112 | 14.773 | Fixed domestic
FZ2177_240531a | Progressive Change - Final | CDP17 | H2 Domestic Fixed_SNW | 2030 | NSW | SNW | 129.4112 | 129.4112 | 14.773 | Fixed domestic
FZ2177_240531a | Progressive Change - Final | CDP17 | H2 Domestic Fixed_SNW | 2031 | NSW | SNW | 129.4112 | 129.4112 | 14.773 | Fixed domestic
FZ2177_240531a | Progressive Change - Final | CDP17 | H2 Domestic Fixed_SNW | 2032 | NSW | SNW | 129.7658 | 129.7658 | 14.773 | Fixed domestic
FZ2177_240531a | Progressive Change - Final | CDP17 | H2 Domestic Fixed_SNW | 2033 | NSW | SNW | 129.4112 | 129.4112 | 14.773 | Fixed domestic
FZ2177_240531a | Progressive Change - Final | CDP17 | H2 Domestic Fixed_SNW | 2034 | NSW | SNW | 145.2244 | 145.2244 | 16.5781 | Fixed domestic
FZ2177_240531a | Progressive Change - Final | CDP17 | H2 Domestic Fixed_SNW | 2035 | NSW | SNW | 146.2042 | 146.2042 | 16.69 | Fixed domestic
FZ2177_240531a | Progressive Change - Final | CDP17 | H2 Domestic Fixed_SNW | 2036 | NSW | SNW | 224.5534 | 224.5534 | 25.5639 | Fixed domestic
FZ2177_240531a | Progressive Change - Final | CDP17 | H2 Domestic Fixed_SNW | 2037 | NSW | SNW | 223.9399 | 223.9399 | 25.5639 | Fixed domestic
FZ2177_240531a | Progressive Change - Final | CDP17 | H2 Domestic Fixed_SNW | 2038 | NSW | SNW | 237.2413 | 237.2413 | 27.0823 | Fixed domestic
FZ2177_240531a | Progressive Change - Final | CDP17 | H2 Domestic Fixed_SNW | 2039 | NSW | SNW | 237.2413 | 237.2413 | 27.0823 | Fixed domestic
FZ2177_240531a | Progressive Change - Final | CDP17 | H2 Domestic Fixed_SNW | 2040 | NSW | SNW | 237.8913 | 237.8913 | 27.0823 | Fixed domestic
FZ2177_240531a | Progressive Change - Final | CDP17 | H2 Domestic Fixed_SNW | 2041 | NSW | SNW | 237.2413 | 237.2413 | 27.0823 | Fixed domestic
FZ2177_240531a | Progressive Change - Final | CDP17 | H2 Domestic Fixed_SNW | 2042 | NSW | SNW | 237.2413 | 237.2413 | 27.0823 | Fixed domestic
FZ2177_240531a | Progressive Change - Final | CDP17 | H2 Domestic Fixed_SNW | 2043 | NSW | SNW | 237.2413 | 237.2413 | 27.0823 | Fixed domestic
FZ2177_240531a | Progressive Change - Final | CDP17 | H2 Domestic Fixed_SNW | 2044 | NSW | SNW | 282.9542 | 282.9542 | 32.2124 | Fixed domestic
FZ2177_240531a | Progressive Change - Final | CDP17 | H2 Domestic Fixed_SNW | 2045 | NSW | SNW | 282.1811 | 282.1811 | 32.2124 | Fixed domestic
FZ2177_240531a | Progressive Change - Final | CDP17 | H2 Domestic Fixed_SNW | 2046 | NSW | SNW | 284.5993 | 284.5993 | 32.4885 | Fixed domestic
FZ2177_240531a | Progressive Change - Final | CDP17 | H2 Domestic Fixed_SNW | 2047 | NSW | SNW | 294.7233 | 294.7233 | 33.6442 | Fixed domestic
FZ2177_240531a | Progressive Change - Final | CDP17 | H2 Domestic Fixed_SNW | 2048 | NSW | SNW | 345.9221 | 345.9221 | 39.3809 | Fixed domestic
FZ2177_240531a | Progressive Change - Final | CDP17 | H2 Domestic Fixed_SNW | 2049 | NSW | SNW | 556.9871 | 556.9871 | 63.583 | Fixed domestic
FZ2177_240531a | Progressive Change - Final | CDP17 | H2 Domestic Fixed_SNW | 2050 | NSW | SNW | 1043.5648 | 1043.5648 | 119.1284 | Fixed domestic
FZ2177_240531a | Progressive Change - Final | CDP17 | H2 Domestic Fixed_SNW | 2051 | NSW | SNW | 1075.8589 | 1075.8589 | 122.8149 | Fixed domestic
FZ2177_240531a | Progressive Change - Final | CDP17 | H2 Domestic Fixed_SNW | 2052 | NSW | SNW | 1062.8354 | 1062.8354 | 120.9967 | Fixed domestic
FZ2177_240531a | Progressive Change - Final | CDP17 | H2 Domestic Flex_SNW | 2025 | NSW | SNW | 129.3626 | 149.0835 | 17.0187 | Flexible domestic
FZ2177_240531a | Progressive Change - Final | CDP17 | H2 Domestic Flex_SNW | 2026 | NSW | SNW | 313.1838 | 361.189 | 41.2316 | Flexible domestic
FZ2177_240531a | Progressive Change - Final | CDP17 | H2 Domestic Flex_SNW | 2027 | NSW | SNW | 612.3729 | 715.1317 | 81.636 | Flexible domestic
FZ2177_240531a | Progressive Change - Final | CDP17 | H2 Domestic Flex_SNW | 2028 | NSW | SNW | 1076.6655 | 1248.7402 | 142.1608 | Flexible domestic
FZ2177_240531a | Progressive Change - Final | CDP17 | H2 Domestic Flex_SNW | 2029 | NSW | SNW | 1746.9973 | 2875.8056 | 328.2883 | Flexible domestic
FZ2177_240531a | Progressive Change - Final | CDP17 | H2 Domestic Flex_SNW | 2030 | NSW | SNW | 2542.2524 | 2875.8056 | 328.2883 | Flexible domestic
FZ2177_240531a | Progressive Change - Final | CDP17 | H2 Domestic Flex_SNW | 2031 | NSW | SNW | 2515.4538 | 2875.8056 | 328.2883 | Flexible domestic
FZ2177_240531a | Progressive Change - Final | CDP17 | H2 Domestic Flex_SNW | 2032 | NSW | SNW | 2464.6916 | 2883.6845 | 328.2883 | Flexible domestic
FZ2177_240531a | Progressive Change - Final | CDP17 | H2 Domestic Flex_SNW | 2033 | NSW | SNW | 2494.3596 | 2875.8056 | 328.2883 | Flexible domestic
FZ2177_240531a | Progressive Change - Final | CDP17 | H2 Domestic Flex_SNW | 2034 | NSW | SNW | 2885.4332 | 3227.2093 | 368.4029 | Flexible domestic
FZ2177_240531a | Progressive Change - Final | CDP17 | H2 Domestic Flex_SNW | 2035 | NSW | SNW | 2849.6574 | 3248.9813 | 370.8883 | Flexible domestic
FZ2177_240531a | Progressive Change - Final | CDP17 | H2 Domestic Flex_SNW | 2036 | NSW | SNW | 2786.064 | 4990.0761 | 568.087 | Flexible domestic
FZ2177_240531a | Progressive Change - Final | CDP17 | H2 Domestic Flex_SNW | 2037 | NSW | SNW | 2723.9267 | 4976.442 | 568.087 | Flexible domestic
FZ2177_240531a | Progressive Change - Final | CDP17 | H2 Domestic Flex_SNW | 2038 | NSW | SNW | 2663.3638 | 5272.0299 | 601.8299 | Flexible domestic
FZ2177_240531a | Progressive Change - Final | CDP17 | H2 Domestic Flex_SNW | 2039 | NSW | SNW | 2620.6811 | 5272.0299 | 601.8299 | Flexible domestic
FZ2177_240531a | Progressive Change - Final | CDP17 | H2 Domestic Flex_SNW | 2040 | NSW | SNW | 2572.9575 | 5286.4738 | 601.8299 | Flexible domestic
FZ2177_240531a | Progressive Change - Final | CDP17 | H2 Domestic Flex_SNW | 2041 | NSW | SNW | 2543.9462 | 5272.0299 | 601.8299 | Flexible domestic
FZ2177_240531a | Progressive Change - Final | CDP17 | H2 Domestic Flex_SNW | 2042 | NSW | SNW | 2561.6328 | 5272.0299 | 601.8299 | Flexible domestic
FZ2177_240531a | Progressive Change - Final | CDP17 | H2 Domestic Flex_SNW | 2043 | NSW | SNW | 2563.6656 | 5272.0299 | 601.8299 | Flexible domestic
FZ2177_240531a | Progressive Change - Final | CDP17 | H2 Domestic Flex_SNW | 2044 | NSW | SNW | 2575.1833 | 6287.87 | 715.8322 | Flexible domestic
FZ2177_240531a | Progressive Change - Final | CDP17 | H2 Domestic Flex_SNW | 2045 | NSW | SNW | 2578.8465 | 6270.69 | 715.8322 | Flexible domestic
FZ2177_240531a | Progressive Change - Final | CDP17 | H2 Domestic Flex_SNW | 2046 | NSW | SNW | 2587.4979 | 6324.4299 | 721.9669 | Flexible domestic
FZ2177_240531a | Progressive Change - Final | CDP17 | H2 Domestic Flex_SNW | 2047 | NSW | SNW | 2592.1994 | 6549.4067 | 747.6492 | Flexible domestic
FZ2177_240531a | Progressive Change - Final | CDP17 | H2 Domestic Flex_SNW | 2048 | NSW | SNW | 4305.0496 | 7687.1567 | 875.1317 | Flexible domestic
FZ2177_240531a | Progressive Change - Final | CDP17 | H2 Domestic Flex_SNW | 2049 | NSW | SNW | 6005.5935 | 12377.4907 | 1412.9556 | Flexible domestic
FZ2177_240531a | Progressive Change - Final | CDP17 | H2 Domestic Flex_SNW | 2050 | NSW | SNW | 7706.5765 | 23190.3297 | 2647.2979 | Flexible domestic
FZ2177_240531a | Progressive Change - Final | CDP17 | H2 Domestic Flex_SNW | 2051 | NSW | SNW | 7705.3035 | 23907.9758 | 2729.221 | Flexible domestic
FZ2177_240531a | Progressive Change - Final | CDP17 | H2 Domestic Flex_SNW | 2052 | NSW | SNW | 7705.8728 | 23618.5647 | 2688.8166 | Flexible domestic
FZ2177_240531a | Progressive Change - Final | CDP17 | H2 Domestic Fixed_CQ | 2025 | QLD | CQ | 0.57346 | 0.57346 | 0.065464 | Fixed domestic
FZ2177_240531a | Progressive Change - Final | CDP17 | H2 Domestic Fixed_CQ | 2026 | QLD | CQ | 0.62369 | 0.62369 | 0.071197 | Fixed domestic
FZ2177_240531a | Progressive Change - Final | CDP17 | H2 Domestic Fixed_CQ | 2027 | QLD | CQ | 0.62369 | 0.62369 | 0.071197 | Fixed domestic
FZ2177_240531a | Progressive Change - Final | CDP17 | H2 Domestic Fixed_CQ | 2028 | QLD | CQ | 0.6254 | 0.6254 | 0.071197 | Fixed domestic
FZ2177_240531a | Progressive Change - Final | CDP17 | H2 Domestic Fixed_CQ | 2029 | QLD | CQ | 17.067 | 17.067 | 1.9483 | Fixed domestic
FZ2177_240531a | Progressive Change - Final | CDP17 | H2 Domestic Fixed_CQ | 2030 | QLD | CQ | 63.9795 | 63.9795 | 7.3036 | Fixed domestic
FZ2177_240531a | Progressive Change - Final | CDP17 | H2 Domestic Fixed_CQ | 2031 | QLD | CQ | 63.9795 | 63.9795 | 7.3036 | Fixed domestic
FZ2177_240531a | Progressive Change - Final | CDP17 | H2 Domestic Fixed_CQ | 2032 | QLD | CQ | 64.1548 | 64.1548 | 7.3036 | Fixed domestic
FZ2177_240531a | Progressive Change - Final | CDP17 | H2 Domestic Fixed_CQ | 2033 | QLD | CQ | 69.1223 | 69.1223 | 7.8907 | Fixed domestic
FZ2177_240531a | Progressive Change - Final | CDP17 | H2 Domestic Fixed_CQ | 2034 | QLD | CQ | 76.3225 | 76.3225 | 8.7126 | Fixed domestic
FZ2177_240531a | Progressive Change - Final | CDP17 | H2 Domestic Fixed_CQ | 2035 | QLD | CQ | 96.5362 | 96.5362 | 11.0201 | Fixed domestic
FZ2177_240531a | Progressive Change - Final | CDP17 | H2 Domestic Fixed_CQ | 2036 | QLD | CQ | 96.8007 | 96.8007 | 11.0201 | Fixed domestic
FZ2177_240531a | Progressive Change - Final | CDP17 | H2 Domestic Fixed_CQ | 2037 | QLD | CQ | 96.5362 | 96.5362 | 11.0201 | Fixed domestic
FZ2177_240531a | Progressive Change - Final | CDP17 | H2 Domestic Fixed_CQ | 2038 | QLD | CQ | 103.6866 | 103.6866 | 11.8364 | Fixed domestic
FZ2177_240531a | Progressive Change - Final | CDP17 | H2 Domestic Fixed_CQ | 2039 | QLD | CQ | 110.0706 | 110.0706 | 12.5651 | Fixed domestic
FZ2177_240531a | Progressive Change - Final | CDP17 | H2 Domestic Fixed_CQ | 2040 | QLD | CQ | 110.3721 | 110.3721 | 12.5651 | Fixed domestic
FZ2177_240531a | Progressive Change - Final | CDP17 | H2 Domestic Fixed_CQ | 2041 | QLD | CQ | 110.0706 | 110.0706 | 12.5651 | Fixed domestic
FZ2177_240531a | Progressive Change - Final | CDP17 | H2 Domestic Fixed_CQ | 2042 | QLD | CQ | 110.0706 | 110.0706 | 12.5651 | Fixed domestic
FZ2177_240531a | Progressive Change - Final | CDP17 | H2 Domestic Fixed_CQ | 2043 | QLD | CQ | 110.0706 | 110.0706 | 12.5651 | Fixed domestic
FZ2177_240531a | Progressive Change - Final | CDP17 | H2 Domestic Fixed_CQ | 2044 | QLD | CQ | 143.7307 | 143.7307 | 16.3628 | Fixed domestic
FZ2177_240531a | Progressive Change - Final | CDP17 | H2 Domestic Fixed_CQ | 2045 | QLD | CQ | 143.338 | 143.338 | 16.3628 | Fixed domestic
FZ2177_240531a | Progressive Change - Final | CDP17 | H2 Domestic Fixed_CQ | 2046 | QLD | CQ | 159.0865 | 159.0865 | 18.1606 | Fixed domestic
FZ2177_240531a | Progressive Change - Final | CDP17 | H2 Domestic Fixed_CQ | 2047 | QLD | CQ | 159.0865 | 159.0865 | 18.1606 | Fixed domestic
FZ2177_240531a | Progressive Change - Final | CDP17 | H2 Domestic Fixed_CQ | 2048 | QLD | CQ | 159.5223 | 159.5223 | 18.1606 | Fixed domestic
FZ2177_240531a | Progressive Change - Final | CDP17 | H2 Domestic Fixed_CQ | 2049 | QLD | CQ | 191.0077 | 191.0077 | 21.8045 | Fixed domestic
FZ2177_240531a | Progressive Change - Final | CDP17 | H2 Domestic Fixed_CQ | 2050 | QLD | CQ | 190.4343 | 190.4343 | 21.7391 | Fixed domestic
FZ2177_240531a | Progressive Change - Final | CDP17 | H2 Domestic Fixed_CQ | 2051 | QLD | CQ | 200.799 | 200.799 | 22.9223 | Fixed domestic
FZ2177_240531a | Progressive Change - Final | CDP17 | H2 Domestic Fixed_CQ | 2052 | QLD | CQ | 259.1106 | 259.1106 | 29.498 | Fixed domestic
FZ2177_240531a | Progressive Change - Final | CDP17 | H2 Domestic Flex_CQ | 2025 | QLD | CQ | 11.0579 | 12.7437 | 1.4548 | Flexible domestic
FZ2177_240531a | Progressive Change - Final | CDP17 | H2 Domestic Flex_CQ | 2026 | QLD | CQ | 12.0177 | 13.8598 | 1.5822 | Flexible domestic
FZ2177_240531a | Progressive Change - Final | CDP17 | H2 Domestic Flex_CQ | 2027 | QLD | CQ | 11.7569 | 13.8598 | 1.5822 | Flexible domestic
FZ2177_240531a | Progressive Change - Final | CDP17 | H2 Domestic Flex_CQ | 2028 | QLD | CQ | 10.2983 | 13.8977 | 1.5822 | Flexible domestic
FZ2177_240531a | Progressive Change - Final | CDP17 | H2 Domestic Flex_CQ | 2029 | QLD | CQ | 327.7287 | 379.2661 | 43.2952 | Flexible domestic
FZ2177_240531a | Progressive Change - Final | CDP17 | H2 Domestic Flex_CQ | 2030 | QLD | CQ | 1134.0005 | 1421.7669 | 162.3022 | Flexible domestic
FZ2177_240531a | Progressive Change - Final | CDP17 | H2 Domestic Flex_CQ | 2031 | QLD | CQ | 900.3638 | 1421.7669 | 162.3022 | Flexible domestic
FZ2177_240531a | Progressive Change - Final | CDP17 | H2 Domestic Flex_CQ | 2032 | QLD | CQ | 1081.8578 | 1425.6622 | 162.3022 | Flexible domestic
FZ2177_240531a | Progressive Change - Final | CDP17 | H2 Domestic Flex_CQ | 2033 | QLD | CQ | 1380.0604 | 1536.051 | 175.3483 | Flexible domestic
FZ2177_240531a | Progressive Change - Final | CDP17 | H2 Domestic Flex_CQ | 2034 | QLD | CQ | 1525.5419 | 1696.0553 | 193.6136 | Flexible domestic
FZ2177_240531a | Progressive Change - Final | CDP17 | H2 Domestic Flex_CQ | 2035 | QLD | CQ | 1607.3919 | 2145.2487 | 244.8914 | Flexible domestic
FZ2177_240531a | Progressive Change - Final | CDP17 | H2 Domestic Flex_CQ | 2036 | QLD | CQ | 1587.6047 | 2151.1261 | 244.8914 | Flexible domestic
FZ2177_240531a | Progressive Change - Final | CDP17 | H2 Domestic Flex_CQ | 2037 | QLD | CQ | 1567.6515 | 2145.2487 | 244.8914 | Flexible domestic
FZ2177_240531a | Progressive Change - Final | CDP17 | H2 Domestic Flex_CQ | 2038 | QLD | CQ | 1547.4386 | 2304.1464 | 263.0304 | Flexible domestic
FZ2177_240531a | Progressive Change - Final | CDP17 | H2 Domestic Flex_CQ | 2039 | QLD | CQ | 1531.3744 | 2446.0128 | 279.2252 | Flexible domestic
FZ2177_240531a | Progressive Change - Final | CDP17 | H2 Domestic Flex_CQ | 2040 | QLD | CQ | 1519.6012 | 2452.7142 | 279.2252 | Flexible domestic
FZ2177_240531a | Progressive Change - Final | CDP17 | H2 Domestic Flex_CQ | 2041 | QLD | CQ | 1513.8836 | 2446.0128 | 279.2252 | Flexible domestic
FZ2177_240531a | Progressive Change - Final | CDP17 | H2 Domestic Flex_CQ | 2042 | QLD | CQ | 1531.661 | 2446.0128 | 279.2252 | Flexible domestic
FZ2177_240531a | Progressive Change - Final | CDP17 | H2 Domestic Flex_CQ | 2043 | QLD | CQ | 1551.8681 | 2446.0128 | 279.2252 | Flexible domestic
FZ2177_240531a | Progressive Change - Final | CDP17 | H2 Domestic Flex_CQ | 2044 | QLD | CQ | 1569.722 | 3194.0146 | 363.6173 | Flexible domestic
FZ2177_240531a | Progressive Change - Final | CDP17 | H2 Domestic Flex_CQ | 2045 | QLD | CQ | 1589.3224 | 3185.2878 | 363.6173 | Flexible domestic
FZ2177_240531a | Progressive Change - Final | CDP17 | H2 Domestic Flex_CQ | 2046 | QLD | CQ | 1606.9562 | 3535.2551 | 403.5679 | Flexible domestic
FZ2177_240531a | Progressive Change - Final | CDP17 | H2 Domestic Flex_CQ | 2047 | QLD | CQ | 1623.1005 | 3535.2551 | 403.5679 | Flexible domestic
FZ2177_240531a | Progressive Change - Final | CDP17 | H2 Domestic Flex_CQ | 2048 | QLD | CQ | 1643.5557 | 3544.9408 | 403.5679 | Flexible domestic
FZ2177_240531a | Progressive Change - Final | CDP17 | H2 Domestic Flex_CQ | 2049 | QLD | CQ | 1667.5906 | 4244.6163 | 484.5452 | Flexible domestic
FZ2177_240531a | Progressive Change - Final | CDP17 | H2 Domestic Flex_CQ | 2050 | QLD | CQ | 1667.5906 | 4231.8726 | 483.0905 | Flexible domestic
FZ2177_240531a | Progressive Change - Final | CDP17 | H2 Domestic Flex_CQ | 2051 | QLD | CQ | 1667.5906 | 4462.2009 | 509.3837 | Flexible domestic
FZ2177_240531a | Progressive Change - Final | CDP17 | H2 Domestic Flex_CQ | 2052 | QLD | CQ | 2319.4322 | 5758.0132 | 655.5115 | Flexible domestic
FZ2177_240531a | Progressive Change - Final | CDP17 | H2 Domestic Fixed_SQ | 2025 | QLD | SQ | 0.30474 | 0.30474 | 0.034787 | Fixed domestic
FZ2177_240531a | Progressive Change - Final | CDP17 | H2 Domestic Fixed_SQ | 2026 | QLD | SQ | 0.30474 | 0.30474 | 0.034787 | Fixed domestic
FZ2177_240531a | Progressive Change - Final | CDP17 | H2 Domestic Fixed_SQ | 2027 | QLD | SQ | 0.30474 | 0.30474 | 0.034787 | Fixed domestic
FZ2177_240531a | Progressive Change - Final | CDP17 | H2 Domestic Fixed_SQ | 2028 | QLD | SQ | 0.30557 | 0.30557 | 0.034787 | Fixed domestic
FZ2177_240531a | Progressive Change - Final | CDP17 | H2 Domestic Fixed_SQ | 2029 | QLD | SQ | 6.8926 | 6.8926 | 0.78682 | Fixed domestic
FZ2177_240531a | Progressive Change - Final | CDP17 | H2 Domestic Fixed_SQ | 2030 | QLD | SQ | 29.464 | 29.464 | 3.3635 | Fixed domestic
FZ2177_240531a | Progressive Change - Final | CDP17 | H2 Domestic Fixed_SQ | 2031 | QLD | SQ | 29.464 | 29.464 | 3.3635 | Fixed domestic
FZ2177_240531a | Progressive Change - Final | CDP17 | H2 Domestic Fixed_SQ | 2032 | QLD | SQ | 56.5148 | 56.5148 | 6.4338 | Fixed domestic
FZ2177_240531a | Progressive Change - Final | CDP17 | H2 Domestic Fixed_SQ | 2033 | QLD | SQ | 86.0449 | 86.0449 | 9.8225 | Fixed domestic
FZ2177_240531a | Progressive Change - Final | CDP17 | H2 Domestic Fixed_SQ | 2034 | QLD | SQ | 104.4069 | 104.4069 | 11.9186 | Fixed domestic
FZ2177_240531a | Progressive Change - Final | CDP17 | H2 Domestic Fixed_SQ | 2035 | QLD | SQ | 157.3558 | 157.3558 | 17.963 | Fixed domestic
FZ2177_240531a | Progressive Change - Final | CDP17 | H2 Domestic Fixed_SQ | 2036 | QLD | SQ | 159.8818 | 159.8818 | 18.2015 | Fixed domestic
FZ2177_240531a | Progressive Change - Final | CDP17 | H2 Domestic Fixed_SQ | 2037 | QLD | SQ | 160.7371 | 160.7371 | 18.349 | Fixed domestic
FZ2177_240531a | Progressive Change - Final | CDP17 | H2 Domestic Fixed_SQ | 2038 | QLD | SQ | 160.7371 | 160.7371 | 18.349 | Fixed domestic
FZ2177_240531a | Progressive Change - Final | CDP17 | H2 Domestic Fixed_SQ | 2039 | QLD | SQ | 169.5005 | 169.5005 | 19.3494 | Fixed domestic
FZ2177_240531a | Progressive Change - Final | CDP17 | H2 Domestic Fixed_SQ | 2040 | QLD | SQ | 178.0107 | 178.0107 | 20.2653 | Fixed domestic
FZ2177_240531a | Progressive Change - Final | CDP17 | H2 Domestic Fixed_SQ | 2041 | QLD | SQ | 184.9934 | 184.9934 | 21.118 | Fixed domestic
FZ2177_240531a | Progressive Change - Final | CDP17 | H2 Domestic Fixed_SQ | 2042 | QLD | SQ | 184.9934 | 184.9934 | 21.118 | Fixed domestic
FZ2177_240531a | Progressive Change - Final | CDP17 | H2 Domestic Fixed_SQ | 2043 | QLD | SQ | 184.9934 | 184.9934 | 21.118 | Fixed domestic
FZ2177_240531a | Progressive Change - Final | CDP17 | H2 Domestic Fixed_SQ | 2044 | QLD | SQ | 256.1772 | 256.1772 | 29.1641 | Fixed domestic
FZ2177_240531a | Progressive Change - Final | CDP17 | H2 Domestic Fixed_SQ | 2045 | QLD | SQ | 255.4773 | 255.4773 | 29.1641 | Fixed domestic
FZ2177_240531a | Progressive Change - Final | CDP17 | H2 Domestic Fixed_SQ | 2046 | QLD | SQ | 264.0083 | 264.0083 | 30.1379 | Fixed domestic
FZ2177_240531a | Progressive Change - Final | CDP17 | H2 Domestic Fixed_SQ | 2047 | QLD | SQ | 264.0083 | 264.0083 | 30.1379 | Fixed domestic
FZ2177_240531a | Progressive Change - Final | CDP17 | H2 Domestic Fixed_SQ | 2048 | QLD | SQ | 264.7316 | 264.7316 | 30.1379 | Fixed domestic
FZ2177_240531a | Progressive Change - Final | CDP17 | H2 Domestic Fixed_SQ | 2049 | QLD | SQ | 286.5764 | 286.5764 | 32.7142 | Fixed domestic
FZ2177_240531a | Progressive Change - Final | CDP17 | H2 Domestic Fixed_SQ | 2050 | QLD | SQ | 286.2716 | 286.2716 | 32.6794 | Fixed domestic
FZ2177_240531a | Progressive Change - Final | CDP17 | H2 Domestic Fixed_SQ | 2051 | QLD | SQ | 315.3975 | 315.3975 | 36.0043 | Fixed domestic
FZ2177_240531a | Progressive Change - Final | CDP17 | H2 Domestic Fixed_SQ | 2052 | QLD | SQ | 407.2524 | 407.2524 | 46.363 | Fixed domestic
FZ2177_240531a | Progressive Change - Final | CDP17 | H2 Domestic Flex_SQ | 2025 | QLD | SQ | 5.8761 | 6.7719 | 0.77305 | Flexible domestic
FZ2177_240531a | Progressive Change - Final | CDP17 | H2 Domestic Flex_SQ | 2026 | QLD | SQ | 4.5388 | 6.7719 | 0.77305 | Flexible domestic
FZ2177_240531a | Progressive Change - Final | CDP17 | H2 Domestic Flex_SQ | 2027 | QLD | SQ | 4.4304 | 6.7719 | 0.77305 | Flexible domestic
FZ2177_240531a | Progressive Change - Final | CDP17 | H2 Domestic Flex_SQ | 2028 | QLD | SQ | 5.5281 | 6.7905 | 0.77305 | Flexible domestic
FZ2177_240531a | Progressive Change - Final | CDP17 | H2 Domestic Flex_SQ | 2029 | QLD | SQ | 132.3544 | 153.1679 | 17.4849 | Flexible domestic
FZ2177_240531a | Progressive Change - Final | CDP17 | H2 Domestic Flex_SQ | 2030 | QLD | SQ | 277.6234 | 654.7545 | 74.7437 | Flexible domestic
FZ2177_240531a | Progressive Change - Final | CDP17 | H2 Domestic Flex_SQ | 2031 | QLD | SQ | 533.7942 | 654.7545 | 74.7437 | Flexible domestic
FZ2177_240531a | Progressive Change - Final | CDP17 | H2 Domestic Flex_SQ | 2032 | QLD | SQ | 1111.7142 | 1255.8837 | 142.974 | Flexible domestic
FZ2177_240531a | Progressive Change - Final | CDP17 | H2 Domestic Flex_SQ | 2033 | QLD | SQ | 1717.929 | 1912.1095 | 218.2773 | Flexible domestic
FZ2177_240531a | Progressive Change - Final | CDP17 | H2 Domestic Flex_SQ | 2034 | QLD | SQ | 2086.8953 | 2320.1526 | 264.8576 | Flexible domestic
FZ2177_240531a | Progressive Change - Final | CDP17 | H2 Domestic Flex_SQ | 2035 | QLD | SQ | 2320.777 | 3496.7954 | 399.1776 | Flexible domestic
FZ2177_240531a | Progressive Change - Final | CDP17 | H2 Domestic Flex_SQ | 2036 | QLD | SQ | 2301.9489 | 3552.9295 | 404.4774 | Flexible domestic
FZ2177_240531a | Progressive Change - Final | CDP17 | H2 Domestic Flex_SQ | 2037 | QLD | SQ | 2282.232 | 3571.9357 | 407.7552 | Flexible domestic
FZ2177_240531a | Progressive Change - Final | CDP17 | H2 Domestic Flex_SQ | 2038 | QLD | SQ | 2261.84 | 3571.9357 | 407.7552 | Flexible domestic
FZ2177_240531a | Progressive Change - Final | CDP17 | H2 Domestic Flex_SQ | 2039 | QLD | SQ | 2246.434 | 3766.6783 | 429.9861 | Flexible domestic
FZ2177_240531a | Progressive Change - Final | CDP17 | H2 Domestic Flex_SQ | 2040 | QLD | SQ | 2236.3443 | 3955.7937 | 450.3408 | Flexible domestic
FZ2177_240531a | Progressive Change - Final | CDP17 | H2 Domestic Flex_SQ | 2041 | QLD | SQ | 2233.9511 | 4110.9646 | 469.2882 | Flexible domestic
FZ2177_240531a | Progressive Change - Final | CDP17 | H2 Domestic Flex_SQ | 2042 | QLD | SQ | 2265.7026 | 4110.9646 | 469.2882 | Flexible domestic
FZ2177_240531a | Progressive Change - Final | CDP17 | H2 Domestic Flex_SQ | 2043 | QLD | SQ | 2302.281 | 4110.9646 | 469.2882 | Flexible domestic
FZ2177_240531a | Progressive Change - Final | CDP17 | H2 Domestic Flex_SQ | 2044 | QLD | SQ | 2336.026 | 5692.8272 | 648.0905 | Flexible domestic
FZ2177_240531a | Progressive Change - Final | CDP17 | H2 Domestic Flex_SQ | 2045 | QLD | SQ | 2372.3459 | 5677.2731 | 648.0905 | Flexible domestic
FZ2177_240531a | Progressive Change - Final | CDP17 | H2 Domestic Flex_SQ | 2046 | QLD | SQ | 2405.1384 | 5866.8517 | 669.7319 | Flexible domestic
FZ2177_240531a | Progressive Change - Final | CDP17 | H2 Domestic Flex_SQ | 2047 | QLD | SQ | 2433.1581 | 5866.8517 | 669.7319 | Flexible domestic
FZ2177_240531a | Progressive Change - Final | CDP17 | H2 Domestic Flex_SQ | 2048 | QLD | SQ | 2470.9132 | 5882.9253 | 669.7319 | Flexible domestic
FZ2177_240531a | Progressive Change - Final | CDP17 | H2 Domestic Flex_SQ | 2049 | QLD | SQ | 2507.0472 | 6368.3638 | 726.9822 | Flexible domestic
FZ2177_240531a | Progressive Change - Final | CDP17 | H2 Domestic Flex_SQ | 2050 | QLD | SQ | 2507.0472 | 6361.5919 | 726.2091 | Flexible domestic
FZ2177_240531a | Progressive Change - Final | CDP17 | H2 Domestic Flex_SQ | 2051 | QLD | SQ | 2507.0472 | 7008.8326 | 800.095 | Flexible domestic
FZ2177_240531a | Progressive Change - Final | CDP17 | H2 Domestic Flex_SQ | 2052 | QLD | SQ | 2992.4706 | 9050.0538 | 1030.2885 | Flexible domestic
FZ2177_240531a | Progressive Change - Final | CDP17 | H2 Domestic Fixed_CSA | 2025 | SA | CSA | 0.023265 | 0.023265 | 0.0026558 | Fixed domestic
FZ2177_240531a | Progressive Change - Final | CDP17 | H2 Domestic Fixed_CSA | 2026 | SA | CSA | 0.023265 | 0.023265 | 0.0026558 | Fixed domestic
FZ2177_240531a | Progressive Change - Final | CDP17 | H2 Domestic Fixed_CSA | 2027 | SA | CSA | 0.023265 | 0.023265 | 0.0026558 | Fixed domestic
FZ2177_240531a | Progressive Change - Final | CDP17 | H2 Domestic Fixed_CSA | 2028 | SA | CSA | 0.023329 | 0.023329 | 0.0026558 | Fixed domestic
FZ2177_240531a | Progressive Change - Final | CDP17 | H2 Domestic Fixed_CSA | 2029 | SA | CSA | 0.027259 | 0.027259 | 0.0031118 | Fixed domestic
FZ2177_240531a | Progressive Change - Final | CDP17 | H2 Domestic Fixed_CSA | 2030 | SA | CSA | 0.027259 | 0.027259 | 0.0031118 | Fixed domestic
FZ2177_240531a | Progressive Change - Final | CDP17 | H2 Domestic Fixed_CSA | 2031 | SA | CSA | 0.027259 | 0.027259 | 0.0031118 | Fixed domestic
FZ2177_240531a | Progressive Change - Final | CDP17 | H2 Domestic Fixed_CSA | 2032 | SA | CSA | 0.027334 | 0.027334 | 0.0031118 | Fixed domestic
FZ2177_240531a | Progressive Change - Final | CDP17 | H2 Domestic Fixed_CSA | 2033 | SA | CSA | 0.027259 | 0.027259 | 0.0031118 | Fixed domestic
FZ2177_240531a | Progressive Change - Final | CDP17 | H2 Domestic Fixed_CSA | 2034 | SA | CSA | 0.027259 | 0.027259 | 0.0031118 | Fixed domestic
FZ2177_240531a | Progressive Change - Final | CDP17 | H2 Domestic Fixed_CSA | 2035 | SA | CSA | 0.027862 | 0.027862 | 0.0031806 | Fixed domestic
FZ2177_240531a | Progressive Change - Final | CDP17 | H2 Domestic Fixed_CSA | 2036 | SA | CSA | 0.032939 | 0.032939 | 0.0037499 | Fixed domestic
FZ2177_240531a | Progressive Change - Final | CDP17 | H2 Domestic Fixed_CSA | 2037 | SA | CSA | 0.032849 | 0.032849 | 0.0037499 | Fixed domestic
FZ2177_240531a | Progressive Change - Final | CDP17 | H2 Domestic Fixed_CSA | 2038 | SA | CSA | 0.036308 | 0.036308 | 0.0041448 | Fixed domestic
FZ2177_240531a | Progressive Change - Final | CDP17 | H2 Domestic Fixed_CSA | 2039 | SA | CSA | 0.036308 | 0.036308 | 0.0041448 | Fixed domestic
FZ2177_240531a | Progressive Change - Final | CDP17 | H2 Domestic Fixed_CSA | 2040 | SA | CSA | 0.036408 | 0.036408 | 0.0041448 | Fixed domestic
FZ2177_240531a | Progressive Change - Final | CDP17 | H2 Domestic Fixed_CSA | 2041 | SA | CSA | 0.036308 | 0.036308 | 0.0041448 | Fixed domestic
FZ2177_240531a | Progressive Change - Final | CDP17 | H2 Domestic Fixed_CSA | 2042 | SA | CSA | 0.036308 | 0.036308 | 0.0041448 | Fixed domestic
FZ2177_240531a | Progressive Change - Final | CDP17 | H2 Domestic Fixed_CSA | 2043 | SA | CSA | 11.0969 | 11.0969 | 1.2668 | Fixed domestic
FZ2177_240531a | Progressive Change - Final | CDP17 | H2 Domestic Fixed_CSA | 2044 | SA | CSA | 18.3039 | 18.3039 | 2.0838 | Fixed domestic
FZ2177_240531a | Progressive Change - Final | CDP17 | H2 Domestic Fixed_CSA | 2045 | SA | CSA | 18.2539 | 18.2539 | 2.0838 | Fixed domestic
FZ2177_240531a | Progressive Change - Final | CDP17 | H2 Domestic Fixed_CSA | 2046 | SA | CSA | 25.6896 | 25.6896 | 2.9326 | Fixed domestic
FZ2177_240531a | Progressive Change - Final | CDP17 | H2 Domestic Fixed_CSA | 2047 | SA | CSA | 25.7861 | 25.7861 | 2.9436 | Fixed domestic
FZ2177_240531a | Progressive Change - Final | CDP17 | H2 Domestic Fixed_CSA | 2048 | SA | CSA | 25.8568 | 25.8568 | 2.9436 | Fixed domestic
FZ2177_240531a | Progressive Change - Final | CDP17 | H2 Domestic Fixed_CSA | 2049 | SA | CSA | 31.6891 | 31.6891 | 3.6175 | Fixed domestic
FZ2177_240531a | Progressive Change - Final | CDP17 | H2 Domestic Fixed_CSA | 2050 | SA | CSA | 69.0198 | 69.0198 | 7.879 | Fixed domestic
FZ2177_240531a | Progressive Change - Final | CDP17 | H2 Domestic Fixed_CSA | 2051 | SA | CSA | 69.0198 | 69.0198 | 7.879 | Fixed domestic
FZ2177_240531a | Progressive Change - Final | CDP17 | H2 Domestic Fixed_CSA | 2052 | SA | CSA | 73.6052 | 73.6052 | 8.3795 | Fixed domestic
FZ2177_240531a | Progressive Change - Final | CDP17 | H2 Domestic Flex_CSA | 2025 | SA | CSA | 0 | 0.517 | 0.059018 | Flexible domestic
FZ2177_240531a | Progressive Change - Final | CDP17 | H2 Domestic Flex_CSA | 2026 | SA | CSA | 0 | 0.517 | 0.059018 | Flexible domestic
FZ2177_240531a | Progressive Change - Final | CDP17 | H2 Domestic Flex_CSA | 2027 | SA | CSA | 0 | 0.517 | 0.059018 | Flexible domestic
FZ2177_240531a | Progressive Change - Final | CDP17 | H2 Domestic Flex_CSA | 2028 | SA | CSA | 0 | 0.51842 | 0.059018 | Flexible domestic
FZ2177_240531a | Progressive Change - Final | CDP17 | H2 Domestic Flex_CSA | 2029 | SA | CSA | 0 | 0.60576 | 0.06915 | Flexible domestic
FZ2177_240531a | Progressive Change - Final | CDP17 | H2 Domestic Flex_CSA | 2030 | SA | CSA | 0 | 0.60576 | 0.06915 | Flexible domestic
FZ2177_240531a | Progressive Change - Final | CDP17 | H2 Domestic Flex_CSA | 2031 | SA | CSA | 0 | 0.60576 | 0.06915 | Flexible domestic
FZ2177_240531a | Progressive Change - Final | CDP17 | H2 Domestic Flex_CSA | 2032 | SA | CSA | 0 | 0.60742 | 0.06915 | Flexible domestic
FZ2177_240531a | Progressive Change - Final | CDP17 | H2 Domestic Flex_CSA | 2033 | SA | CSA | 0 | 0.60576 | 0.06915 | Flexible domestic
FZ2177_240531a | Progressive Change - Final | CDP17 | H2 Domestic Flex_CSA | 2034 | SA | CSA | 0 | 0.60576 | 0.06915 | Flexible domestic
FZ2177_240531a | Progressive Change - Final | CDP17 | H2 Domestic Flex_CSA | 2035 | SA | CSA | 0 | 0.61916 | 0.07068 | Flexible domestic
FZ2177_240531a | Progressive Change - Final | CDP17 | H2 Domestic Flex_CSA | 2036 | SA | CSA | 0 | 0.73198 | 0.083331 | Flexible domestic
FZ2177_240531a | Progressive Change - Final | CDP17 | H2 Domestic Flex_CSA | 2037 | SA | CSA | 0 | 0.72998 | 0.083331 | Flexible domestic
FZ2177_240531a | Progressive Change - Final | CDP17 | H2 Domestic Flex_CSA | 2038 | SA | CSA | 0 | 0.80685 | 0.092106 | Flexible domestic
FZ2177_240531a | Progressive Change - Final | CDP17 | H2 Domestic Flex_CSA | 2039 | SA | CSA | 0 | 0.80685 | 0.092106 | Flexible domestic
FZ2177_240531a | Progressive Change - Final | CDP17 | H2 Domestic Flex_CSA | 2040 | SA | CSA | 0 | 0.80906 | 0.092106 | Flexible domestic
FZ2177_240531a | Progressive Change - Final | CDP17 | H2 Domestic Flex_CSA | 2041 | SA | CSA | 0 | 0.80685 | 0.092106 | Flexible domestic
FZ2177_240531a | Progressive Change - Final | CDP17 | H2 Domestic Flex_CSA | 2042 | SA | CSA | 0 | 0.80685 | 0.092106 | Flexible domestic
FZ2177_240531a | Progressive Change - Final | CDP17 | H2 Domestic Flex_CSA | 2043 | SA | CSA | 161.764 | 246.5984 | 28.1505 | Flexible domestic
FZ2177_240531a | Progressive Change - Final | CDP17 | H2 Domestic Flex_CSA | 2044 | SA | CSA | 166.0568 | 406.7536 | 46.3062 | Flexible domestic
FZ2177_240531a | Progressive Change - Final | CDP17 | H2 Domestic Flex_CSA | 2045 | SA | CSA | 166.0758 | 405.6423 | 46.3062 | Flexible domestic
FZ2177_240531a | Progressive Change - Final | CDP17 | H2 Domestic Flex_CSA | 2046 | SA | CSA | 233.5625 | 570.8795 | 65.1689 | Flexible domestic
FZ2177_240531a | Progressive Change - Final | CDP17 | H2 Domestic Flex_CSA | 2047 | SA | CSA | 234.2914 | 573.0248 | 65.4138 | Flexible domestic
FZ2177_240531a | Progressive Change - Final | CDP17 | H2 Domestic Flex_CSA | 2048 | SA | CSA | 233.744 | 574.5947 | 65.4138 | Flexible domestic
FZ2177_240531a | Progressive Change - Final | CDP17 | H2 Domestic Flex_CSA | 2049 | SA | CSA | 343.4483 | 704.203 | 80.3885 | Flexible domestic
FZ2177_240531a | Progressive Change - Final | CDP17 | H2 Domestic Flex_CSA | 2050 | SA | CSA | 618.0921 | 1533.774 | 175.0884 | Flexible domestic
FZ2177_240531a | Progressive Change - Final | CDP17 | H2 Domestic Flex_CSA | 2051 | SA | CSA | 620.1975 | 1533.774 | 175.0884 | Flexible domestic
FZ2177_240531a | Progressive Change - Final | CDP17 | H2 Domestic Flex_CSA | 2052 | SA | CSA | 620.6331 | 1635.6711 | 186.2103 | Flexible domestic
FZ2177_240531a | Progressive Change - Final | CDP17 | Whyalla H2 load_fixed | 2025 | SA | CSA | 0 | 0 | 0 | Fixed domestic
FZ2177_240531a | Progressive Change - Final | CDP17 | Whyalla H2 load_fixed | 2026 | SA | CSA | 24.6375 | 24.6375 | 2.8125 | Fixed domestic
FZ2177_240531a | Progressive Change - Final | CDP17 | Whyalla H2 load_fixed | 2027 | SA | CSA | 73.9125 | 73.9125 | 8.4375 | Fixed domestic
FZ2177_240531a | Progressive Change - Final | CDP17 | Whyalla H2 load_fixed | 2028 | SA | CSA | 98.82 | 98.82 | 11.25 | Fixed domestic
FZ2177_240531a | Progressive Change - Final | CDP17 | Whyalla H2 load_fixed | 2029 | SA | CSA | 98.55 | 98.55 | 11.25 | Fixed domestic
FZ2177_240531a | Progressive Change - Final | CDP17 | Whyalla H2 load_fixed | 2030 | SA | CSA | 98.55 | 98.55 | 11.25 | Fixed domestic
FZ2177_240531a | Progressive Change - Final | CDP17 | Whyalla H2 load_fixed | 2031 | SA | CSA | 98.55 | 98.55 | 11.25 | Fixed domestic
FZ2177_240531a | Progressive Change - Final | CDP17 | Whyalla H2 load_fixed | 2032 | SA | CSA | 98.82 | 98.82 | 11.25 | Fixed domestic
FZ2177_240531a | Progressive Change - Final | CDP17 | Whyalla H2 load_fixed | 2033 | SA | CSA | 98.55 | 98.55 | 11.25 | Fixed domestic
FZ2177_240531a | Progressive Change - Final | CDP17 | Whyalla H2 load_fixed | 2034 | SA | CSA | 98.55 | 98.55 | 11.25 | Fixed domestic
FZ2177_240531a | Progressive Change - Final | CDP17 | Whyalla H2 load_fixed | 2035 | SA | CSA | 98.55 | 98.55 | 11.25 | Fixed domestic
FZ2177_240531a | Progressive Change - Final | CDP17 | Whyalla H2 load_fixed | 2036 | SA | CSA | 98.82 | 98.82 | 11.25 | Fixed domestic
FZ2177_240531a | Progressive Change - Final | CDP17 | Whyalla H2 load_fixed | 2037 | SA | CSA | 98.55 | 98.55 | 11.25 | Fixed domestic
FZ2177_240531a | Progressive Change - Final | CDP17 | Whyalla H2 load_fixed | 2038 | SA | CSA | 98.55 | 98.55 | 11.25 | Fixed domestic
FZ2177_240531a | Progressive Change - Final | CDP17 | Whyalla H2 load_fixed | 2039 | SA | CSA | 98.55 | 98.55 | 11.25 | Fixed domestic
FZ2177_240531a | Progressive Change - Final | CDP17 | Whyalla H2 load_fixed | 2040 | SA | CSA | 98.82 | 98.82 | 11.25 | Fixed domestic
FZ2177_240531a | Progressive Change - Final | CDP17 | Whyalla H2 load_fixed | 2041 | SA | CSA | 98.55 | 98.55 | 11.25 | Fixed domestic
FZ2177_240531a | Progressive Change - Final | CDP17 | Whyalla H2 load_fixed | 2042 | SA | CSA | 98.55 | 98.55 | 11.25 | Fixed domestic
FZ2177_240531a | Progressive Change - Final | CDP17 | Whyalla H2 load_fixed | 2043 | SA | CSA | 98.55 | 98.55 | 11.25 | Fixed domestic
FZ2177_240531a | Progressive Change - Final | CDP17 | Whyalla H2 load_fixed | 2044 | SA | CSA | 98.82 | 98.82 | 11.25 | Fixed domestic
FZ2177_240531a | Progressive Change - Final | CDP17 | Whyalla H2 load_fixed | 2045 | SA | CSA | 98.55 | 98.55 | 11.25 | Fixed domestic
FZ2177_240531a | Progressive Change - Final | CDP17 | Whyalla H2 load_fixed | 2046 | SA | CSA | 98.55 | 98.55 | 11.25 | Fixed domestic
FZ2177_240531a | Progressive Change - Final | CDP17 | Whyalla H2 load_fixed | 2047 | SA | CSA | 98.55 | 98.55 | 11.25 | Fixed domestic
FZ2177_240531a | Progressive Change - Final | CDP17 | Whyalla H2 load_fixed | 2048 | SA | CSA | 98.82 | 98.82 | 11.25 | Fixed domestic
FZ2177_240531a | Progressive Change - Final | CDP17 | Whyalla H2 load_fixed | 2049 | SA | CSA | 98.55 | 98.55 | 11.25 | Fixed domestic
FZ2177_240531a | Progressive Change - Final | CDP17 | Whyalla H2 load_fixed | 2050 | SA | CSA | 98.55 | 98.55 | 11.25 | Fixed domestic
FZ2177_240531a | Progressive Change - Final | CDP17 | Whyalla H2 load_fixed | 2051 | SA | CSA | 98.55 | 98.55 | 11.25 | Fixed domestic
FZ2177_240531a | Progressive Change - Final | CDP17 | Whyalla H2 load_fixed | 2052 | SA | CSA | 98.82 | 98.82 | 11.25 | Fixed domestic
FZ2177_240531a | Progressive Change - Final | CDP17 | Whyalla H2 load_flex | 2025 | SA | CSA | 0 | 0 | 0 | Flexible domestic
FZ2177_240531a | Progressive Change - Final | CDP17 | Whyalla H2 load_flex | 2026 | SA | CSA | 344.5504 | 547.5 | 62.5 | Flexible domestic
FZ2177_240531a | Progressive Change - Final | CDP17 | Whyalla H2 load_flex | 2027 | SA | CSA | 1027.5222 | 1642.5 | 187.5 | Flexible domestic
FZ2177_240531a | Progressive Change - Final | CDP17 | Whyalla H2 load_flex | 2028 | SA | CSA | 1369.3318 | 2196 | 250 | Flexible domestic
FZ2177_240531a | Progressive Change - Final | CDP17 | Whyalla H2 load_flex | 2029 | SA | CSA | 1381.7932 | 2190 | 250 | Flexible domestic
FZ2177_240531a | Progressive Change - Final | CDP17 | Whyalla H2 load_flex | 2030 | SA | CSA | 1380.6196 | 2190 | 250 | Flexible domestic
FZ2177_240531a | Progressive Change - Final | CDP17 | Whyalla H2 load_flex | 2031 | SA | CSA | 1379.039 | 2190 | 250 | Flexible domestic
FZ2177_240531a | Progressive Change - Final | CDP17 | Whyalla H2 load_flex | 2032 | SA | CSA | 1304.129 | 2196 | 250 | Flexible domestic
FZ2177_240531a | Progressive Change - Final | CDP17 | Whyalla H2 load_flex | 2033 | SA | CSA | 1295.4086 | 2190 | 250 | Flexible domestic
FZ2177_240531a | Progressive Change - Final | CDP17 | Whyalla H2 load_flex | 2034 | SA | CSA | 1295.8946 | 2190 | 250 | Flexible domestic
FZ2177_240531a | Progressive Change - Final | CDP17 | Whyalla H2 load_flex | 2035 | SA | CSA | 1296.1512 | 2190 | 250 | Flexible domestic
FZ2177_240531a | Progressive Change - Final | CDP17 | Whyalla H2 load_flex | 2036 | SA | CSA | 1296.4087 | 2196 | 250 | Flexible domestic
FZ2177_240531a | Progressive Change - Final | CDP17 | Whyalla H2 load_flex | 2037 | SA | CSA | 1298.9976 | 2190 | 250 | Flexible domestic
FZ2177_240531a | Progressive Change - Final | CDP17 | Whyalla H2 load_flex | 2038 | SA | CSA | 1298.9976 | 2190 | 250 | Flexible domestic
FZ2177_240531a | Progressive Change - Final | CDP17 | Whyalla H2 load_flex | 2039 | SA | CSA | 1298.9976 | 2190 | 250 | Flexible domestic
FZ2177_240531a | Progressive Change - Final | CDP17 | Whyalla H2 load_flex | 2040 | SA | CSA | 1298.9976 | 2196 | 250 | Flexible domestic
FZ2177_240531a | Progressive Change - Final | CDP17 | Whyalla H2 load_flex | 2041 | SA | CSA | 1298.9976 | 2190 | 250 | Flexible domestic
FZ2177_240531a | Progressive Change - Final | CDP17 | Whyalla H2 load_flex | 2042 | SA | CSA | 1298.9976 | 2190 | 250 | Flexible domestic
FZ2177_240531a | Progressive Change - Final | CDP17 | Whyalla H2 load_flex | 2043 | SA | CSA | 1298.9976 | 2190 | 250 | Flexible domestic
FZ2177_240531a | Progressive Change - Final | CDP17 | Whyalla H2 load_flex | 2044 | SA | CSA | 1298.9976 | 2196 | 250 | Flexible domestic
FZ2177_240531a | Progressive Change - Final | CDP17 | Whyalla H2 load_flex | 2045 | SA | CSA | 1298.9976 | 2190 | 250 | Flexible domestic
FZ2177_240531a | Progressive Change - Final | CDP17 | Whyalla H2 load_flex | 2046 | SA | CSA | 1298.9976 | 2190 | 250 | Flexible domestic
FZ2177_240531a | Progressive Change - Final | CDP17 | Whyalla H2 load_flex | 2047 | SA | CSA | 1298.9976 | 2190 | 250 | Flexible domestic
FZ2177_240531a | Progressive Change - Final | CDP17 | Whyalla H2 load_flex | 2048 | SA | CSA | 1298.9976 | 2196 | 250 | Flexible domestic
FZ2177_240531a | Progressive Change - Final | CDP17 | Whyalla H2 load_flex | 2049 | SA | CSA | 1298.9976 | 2190 | 250 | Flexible domestic
FZ2177_240531a | Progressive Change - Final | CDP17 | Whyalla H2 load_flex | 2050 | SA | CSA | 1298.9976 | 2190 | 250 | Flexible domestic
FZ2177_240531a | Progressive Change - Final | CDP17 | Whyalla H2 load_flex | 2051 | SA | CSA | 1298.9976 | 2190 | 250 | Flexible domestic
FZ2177_240531a | Progressive Change - Final | CDP17 | Whyalla H2 load_flex | 2052 | SA | CSA | 1298.9976 | 2196 | 250 | Flexible domestic
FZ2177_240531a | Progressive Change - Final | CDP17 | H2 Domestic Fixed_SESA | 2025 | SA | SESA | 0.061378 | 0.061378 | 0.0070066 | Fixed domestic
FZ2177_240531a | Progressive Change - Final | CDP17 | H2 Domestic Fixed_SESA | 2026 | SA | SESA | 2.6667 | 2.6667 | 0.30441 | Fixed domestic
FZ2177_240531a | Progressive Change - Final | CDP17 | H2 Domestic Fixed_SESA | 2027 | SA | SESA | 7.7174 | 7.7174 | 0.88098 | Fixed domestic
FZ2177_240531a | Progressive Change - Final | CDP17 | H2 Domestic Fixed_SESA | 2028 | SA | SESA | 9.8546 | 9.8546 | 1.1219 | Fixed domestic
FZ2177_240531a | Progressive Change - Final | CDP17 | H2 Domestic Fixed_SESA | 2029 | SA | SESA | 10.7301 | 10.7301 | 1.2249 | Fixed domestic
FZ2177_240531a | Progressive Change - Final | CDP17 | H2 Domestic Fixed_SESA | 2030 | SA | SESA | 10.7301 | 10.7301 | 1.2249 | Fixed domestic
FZ2177_240531a | Progressive Change - Final | CDP17 | H2 Domestic Fixed_SESA | 2031 | SA | SESA | 10.7301 | 10.7301 | 1.2249 | Fixed domestic
FZ2177_240531a | Progressive Change - Final | CDP17 | H2 Domestic Fixed_SESA | 2032 | SA | SESA | 10.7595 | 10.7595 | 1.2249 | Fixed domestic
FZ2177_240531a | Progressive Change - Final | CDP17 | H2 Domestic Fixed_SESA | 2033 | SA | SESA | 13.2571 | 13.2571 | 1.5134 | Fixed domestic
FZ2177_240531a | Progressive Change - Final | CDP17 | H2 Domestic Fixed_SESA | 2034 | SA | SESA | 13.952 | 13.952 | 1.5927 | Fixed domestic
FZ2177_240531a | Progressive Change - Final | CDP17 | H2 Domestic Fixed_SESA | 2035 | SA | SESA | 15.1552 | 15.1552 | 1.73 | Fixed domestic
FZ2177_240531a | Progressive Change - Final | CDP17 | H2 Domestic Fixed_SESA | 2036 | SA | SESA | 16.268 | 16.268 | 1.852 | Fixed domestic
FZ2177_240531a | Progressive Change - Final | CDP17 | H2 Domestic Fixed_SESA | 2037 | SA | SESA | 16.2235 | 16.2235 | 1.852 | Fixed domestic
FZ2177_240531a | Progressive Change - Final | CDP17 | H2 Domestic Fixed_SESA | 2038 | SA | SESA | 18.4317 | 18.4317 | 2.1041 | Fixed domestic
FZ2177_240531a | Progressive Change - Final | CDP17 | H2 Domestic Fixed_SESA | 2039 | SA | SESA | 18.4317 | 18.4317 | 2.1041 | Fixed domestic
FZ2177_240531a | Progressive Change - Final | CDP17 | H2 Domestic Fixed_SESA | 2040 | SA | SESA | 18.4822 | 18.4822 | 2.1041 | Fixed domestic
FZ2177_240531a | Progressive Change - Final | CDP17 | H2 Domestic Fixed_SESA | 2041 | SA | SESA | 18.4317 | 18.4317 | 2.1041 | Fixed domestic
FZ2177_240531a | Progressive Change - Final | CDP17 | H2 Domestic Fixed_SESA | 2042 | SA | SESA | 18.4317 | 18.4317 | 2.1041 | Fixed domestic
FZ2177_240531a | Progressive Change - Final | CDP17 | H2 Domestic Fixed_SESA | 2043 | SA | SESA | 18.4317 | 18.4317 | 2.1041 | Fixed domestic
FZ2177_240531a | Progressive Change - Final | CDP17 | H2 Domestic Fixed_SESA | 2044 | SA | SESA | 24.5855 | 24.5855 | 2.7989 | Fixed domestic
FZ2177_240531a | Progressive Change - Final | CDP17 | H2 Domestic Fixed_SESA | 2045 | SA | SESA | 24.5183 | 24.5183 | 2.7989 | Fixed domestic
FZ2177_240531a | Progressive Change - Final | CDP17 | H2 Domestic Fixed_SESA | 2046 | SA | SESA | 24.5183 | 24.5183 | 2.7989 | Fixed domestic
FZ2177_240531a | Progressive Change - Final | CDP17 | H2 Domestic Fixed_SESA | 2047 | SA | SESA | 24.5183 | 24.5183 | 2.7989 | Fixed domestic
FZ2177_240531a | Progressive Change - Final | CDP17 | H2 Domestic Fixed_SESA | 2048 | SA | SESA | 24.5855 | 24.5855 | 2.7989 | Fixed domestic
FZ2177_240531a | Progressive Change - Final | CDP17 | H2 Domestic Fixed_SESA | 2049 | SA | SESA | 24.5183 | 24.5183 | 2.7989 | Fixed domestic
FZ2177_240531a | Progressive Change - Final | CDP17 | H2 Domestic Fixed_SESA | 2050 | SA | SESA | 38.2178 | 38.2178 | 4.3628 | Fixed domestic
FZ2177_240531a | Progressive Change - Final | CDP17 | H2 Domestic Fixed_SESA | 2051 | SA | SESA | 35.6125 | 35.6125 | 4.0654 | Fixed domestic
FZ2177_240531a | Progressive Change - Final | CDP17 | H2 Domestic Fixed_SESA | 2052 | SA | SESA | 38.3844 | 38.3844 | 4.3698 | Fixed domestic
FZ2177_240531a | Progressive Change - Final | CDP17 | H2 Domestic Flex_SESA | 2025 | SA | SESA | 1.1835 | 1.3639 | 0.1557 | Flexible domestic
FZ2177_240531a | Progressive Change - Final | CDP17 | H2 Domestic Flex_SESA | 2026 | SA | SESA | 51.3833 | 59.2594 | 6.7648 | Flexible domestic
FZ2177_240531a | Progressive Change - Final | CDP17 | H2 Domestic Flex_SESA | 2027 | SA | SESA | 146.4943 | 171.497 | 19.5773 | Flexible domestic
FZ2177_240531a | Progressive Change - Final | CDP17 | H2 Domestic Flex_SESA | 2028 | SA | SESA | 188.8144 | 218.9911 | 24.9307 | Flexible domestic
FZ2177_240531a | Progressive Change - Final | CDP17 | H2 Domestic Flex_SESA | 2029 | SA | SESA | 169.2015 | 238.4458 | 27.2198 | Flexible domestic
FZ2177_240531a | Progressive Change - Final | CDP17 | H2 Domestic Flex_SESA | 2030 | SA | SESA | 148.0694 | 238.4458 | 27.2198 | Flexible domestic
FZ2177_240531a | Progressive Change - Final | CDP17 | H2 Domestic Flex_SESA | 2031 | SA | SESA | 146.0958 | 238.4458 | 27.2198 | Flexible domestic
FZ2177_240531a | Progressive Change - Final | CDP17 | H2 Domestic Flex_SESA | 2032 | SA | SESA | 167.3429 | 239.0991 | 27.2198 | Flexible domestic
FZ2177_240531a | Progressive Change - Final | CDP17 | H2 Domestic Flex_SESA | 2033 | SA | SESA | 199.5319 | 294.6023 | 33.6304 | Flexible domestic
FZ2177_240531a | Progressive Change - Final | CDP17 | H2 Domestic Flex_SESA | 2034 | SA | SESA | 206.0828 | 310.0448 | 35.3932 | Flexible domestic
FZ2177_240531a | Progressive Change - Final | CDP17 | H2 Domestic Flex_SESA | 2035 | SA | SESA | 201.66 | 336.7813 | 38.4454 | Flexible domestic
FZ2177_240531a | Progressive Change - Final | CDP17 | H2 Domestic Flex_SESA | 2036 | SA | SESA | 197.2612 | 361.511 | 41.1556 | Flexible domestic
FZ2177_240531a | Progressive Change - Final | CDP17 | H2 Domestic Flex_SESA | 2037 | SA | SESA | 192.9695 | 360.5233 | 41.1556 | Flexible domestic
FZ2177_240531a | Progressive Change - Final | CDP17 | H2 Domestic Flex_SESA | 2038 | SA | SESA | 188.9449 | 409.594 | 46.7573 | Flexible domestic
FZ2177_240531a | Progressive Change - Final | CDP17 | H2 Domestic Flex_SESA | 2039 | SA | SESA | 184.9592 | 409.594 | 46.7573 | Flexible domestic
FZ2177_240531a | Progressive Change - Final | CDP17 | H2 Domestic Flex_SESA | 2040 | SA | SESA | 181.0498 | 410.7162 | 46.7573 | Flexible domestic
FZ2177_240531a | Progressive Change - Final | CDP17 | H2 Domestic Flex_SESA | 2041 | SA | SESA | 179.2508 | 409.594 | 46.7573 | Flexible domestic
FZ2177_240531a | Progressive Change - Final | CDP17 | H2 Domestic Flex_SESA | 2042 | SA | SESA | 179.4237 | 409.594 | 46.7573 | Flexible domestic
FZ2177_240531a | Progressive Change - Final | CDP17 | H2 Domestic Flex_SESA | 2043 | SA | SESA | 222.1558 | 409.594 | 46.7573 | Flexible domestic
FZ2177_240531a | Progressive Change - Final | CDP17 | H2 Domestic Flex_SESA | 2044 | SA | SESA | 223.2297 | 546.3436 | 62.1976 | Flexible domestic
FZ2177_240531a | Progressive Change - Final | CDP17 | H2 Domestic Flex_SESA | 2045 | SA | SESA | 224.4286 | 544.8509 | 62.1976 | Flexible domestic
FZ2177_240531a | Progressive Change - Final | CDP17 | H2 Domestic Flex_SESA | 2046 | SA | SESA | 238.1929 | 544.8509 | 62.1976 | Flexible domestic
FZ2177_240531a | Progressive Change - Final | CDP17 | H2 Domestic Flex_SESA | 2047 | SA | SESA | 237.464 | 544.8509 | 62.1976 | Flexible domestic
FZ2177_240531a | Progressive Change - Final | CDP17 | H2 Domestic Flex_SESA | 2048 | SA | SESA | 238.0114 | 546.3436 | 62.1976 | Flexible domestic
FZ2177_240531a | Progressive Change - Final | CDP17 | H2 Domestic Flex_SESA | 2049 | SA | SESA | 262.6572 | 544.8509 | 62.1976 | Flexible domestic
FZ2177_240531a | Progressive Change - Final | CDP17 | H2 Domestic Flex_SESA | 2050 | SA | SESA | 320.6611 | 849.2843 | 96.9503 | Flexible domestic
FZ2177_240531a | Progressive Change - Final | CDP17 | H2 Domestic Flex_SESA | 2051 | SA | SESA | 321.0201 | 791.3889 | 90.3412 | Flexible domestic
FZ2177_240531a | Progressive Change - Final | CDP17 | H2 Domestic Flex_SESA | 2052 | SA | SESA | 320.5845 | 852.9872 | 97.1069 | Flexible domestic
FZ2177_240531a | Progressive Change - Final | CDP17 | H2 Domestic Fixed_TAS | 2025 | TAS | TAS | 0 | 0 | 0 | Fixed domestic
FZ2177_240531a | Progressive Change - Final | CDP17 | H2 Domestic Fixed_TAS | 2026 | TAS | TAS | 0 | 0 | 0 | Fixed domestic
FZ2177_240531a | Progressive Change - Final | CDP17 | H2 Domestic Fixed_TAS | 2027 | TAS | TAS | 0 | 0 | 0 | Fixed domestic
FZ2177_240531a | Progressive Change - Final | CDP17 | H2 Domestic Fixed_TAS | 2028 | TAS | TAS | 0 | 0 | 0 | Fixed domestic
FZ2177_240531a | Progressive Change - Final | CDP17 | H2 Domestic Fixed_TAS | 2029 | TAS | TAS | 0.30059 | 0.30059 | 0.034314 | Fixed domestic
FZ2177_240531a | Progressive Change - Final | CDP17 | H2 Domestic Fixed_TAS | 2030 | TAS | TAS | 1.2354 | 1.2354 | 0.14103 | Fixed domestic
FZ2177_240531a | Progressive Change - Final | CDP17 | H2 Domestic Fixed_TAS | 2031 | TAS | TAS | 2.5762 | 2.5762 | 0.29408 | Fixed domestic
FZ2177_240531a | Progressive Change - Final | CDP17 | H2 Domestic Fixed_TAS | 2032 | TAS | TAS | 3.3595 | 3.3595 | 0.38245 | Fixed domestic
FZ2177_240531a | Progressive Change - Final | CDP17 | H2 Domestic Fixed_TAS | 2033 | TAS | TAS | 4.7729 | 4.7729 | 0.54485 | Fixed domestic
FZ2177_240531a | Progressive Change - Final | CDP17 | H2 Domestic Fixed_TAS | 2034 | TAS | TAS | 4.7729 | 4.7729 | 0.54485 | Fixed domestic
FZ2177_240531a | Progressive Change - Final | CDP17 | H2 Domestic Fixed_TAS | 2035 | TAS | TAS | 4.9175 | 4.9175 | 0.56136 | Fixed domestic
FZ2177_240531a | Progressive Change - Final | CDP17 | H2 Domestic Fixed_TAS | 2036 | TAS | TAS | 5.8898 | 5.8898 | 0.67051 | Fixed domestic
FZ2177_240531a | Progressive Change - Final | CDP17 | H2 Domestic Fixed_TAS | 2037 | TAS | TAS | 5.8737 | 5.8737 | 0.67051 | Fixed domestic
FZ2177_240531a | Progressive Change - Final | CDP17 | H2 Domestic Fixed_TAS | 2038 | TAS | TAS | 9.7586 | 9.7586 | 1.114 | Fixed domestic
FZ2177_240531a | Progressive Change - Final | CDP17 | H2 Domestic Fixed_TAS | 2039 | TAS | TAS | 9.7586 | 9.7586 | 1.114 | Fixed domestic
FZ2177_240531a | Progressive Change - Final | CDP17 | H2 Domestic Fixed_TAS | 2040 | TAS | TAS | 9.7853 | 9.7853 | 1.114 | Fixed domestic
FZ2177_240531a | Progressive Change - Final | CDP17 | H2 Domestic Fixed_TAS | 2041 | TAS | TAS | 14.0639 | 14.0639 | 1.6055 | Fixed domestic
FZ2177_240531a | Progressive Change - Final | CDP17 | H2 Domestic Fixed_TAS | 2042 | TAS | TAS | 14.0639 | 14.0639 | 1.6055 | Fixed domestic
FZ2177_240531a | Progressive Change - Final | CDP17 | H2 Domestic Fixed_TAS | 2043 | TAS | TAS | 14.0639 | 14.0639 | 1.6055 | Fixed domestic
FZ2177_240531a | Progressive Change - Final | CDP17 | H2 Domestic Fixed_TAS | 2044 | TAS | TAS | 14.1025 | 14.1025 | 1.6055 | Fixed domestic
FZ2177_240531a | Progressive Change - Final | CDP17 | H2 Domestic Fixed_TAS | 2045 | TAS | TAS | 14.0639 | 14.0639 | 1.6055 | Fixed domestic
FZ2177_240531a | Progressive Change - Final | CDP17 | H2 Domestic Fixed_TAS | 2046 | TAS | TAS | 14.0639 | 14.0639 | 1.6055 | Fixed domestic
FZ2177_240531a | Progressive Change - Final | CDP17 | H2 Domestic Fixed_TAS | 2047 | TAS | TAS | 15.9975 | 15.9975 | 1.8262 | Fixed domestic
FZ2177_240531a | Progressive Change - Final | CDP17 | H2 Domestic Fixed_TAS | 2048 | TAS | TAS | 16.0413 | 16.0413 | 1.8262 | Fixed domestic
FZ2177_240531a | Progressive Change - Final | CDP17 | H2 Domestic Fixed_TAS | 2049 | TAS | TAS | 15.9975 | 15.9975 | 1.8262 | Fixed domestic
FZ2177_240531a | Progressive Change - Final | CDP17 | H2 Domestic Fixed_TAS | 2050 | TAS | TAS | 16.1036 | 16.1036 | 1.8383 | Fixed domestic
FZ2177_240531a | Progressive Change - Final | CDP17 | H2 Domestic Fixed_TAS | 2051 | TAS | TAS | 16.1036 | 16.1036 | 1.8383 | Fixed domestic
FZ2177_240531a | Progressive Change - Final | CDP17 | H2 Domestic Fixed_TAS | 2052 | TAS | TAS | 16.1788 | 16.1788 | 1.8419 | Fixed domestic
FZ2177_240531a | Progressive Change - Final | CDP17 | H2 Domestic Flex_TAS | 2025 | TAS | TAS | 0 | 0 | 0 | Flexible domestic
FZ2177_240531a | Progressive Change - Final | CDP17 | H2 Domestic Flex_TAS | 2026 | TAS | TAS | 0 | 0 | 0 | Flexible domestic
FZ2177_240531a | Progressive Change - Final | CDP17 | H2 Domestic Flex_TAS | 2027 | TAS | TAS | 0 | 0 | 0 | Flexible domestic
FZ2177_240531a | Progressive Change - Final | CDP17 | H2 Domestic Flex_TAS | 2028 | TAS | TAS | 0 | 0 | 0 | Flexible domestic
FZ2177_240531a | Progressive Change - Final | CDP17 | H2 Domestic Flex_TAS | 2029 | TAS | TAS | 5.7721 | 6.6798 | 0.76253 | Flexible domestic
FZ2177_240531a | Progressive Change - Final | CDP17 | H2 Domestic Flex_TAS | 2030 | TAS | TAS | 24.2692 | 27.4534 | 3.134 | Flexible domestic
FZ2177_240531a | Progressive Change - Final | CDP17 | H2 Domestic Flex_TAS | 2031 | TAS | TAS | 50.4074 | 57.2484 | 6.5352 | Flexible domestic
FZ2177_240531a | Progressive Change - Final | CDP17 | H2 Domestic Flex_TAS | 2032 | TAS | TAS | 66.0847 | 74.6547 | 8.4989 | Flexible domestic
FZ2177_240531a | Progressive Change - Final | CDP17 | H2 Domestic Flex_TAS | 2033 | TAS | TAS | 95.2936 | 106.0648 | 12.1079 | Flexible domestic
FZ2177_240531a | Progressive Change - Final | CDP17 | H2 Domestic Flex_TAS | 2034 | TAS | TAS | 93.8191 | 106.0648 | 12.1079 | Flexible domestic
FZ2177_240531a | Progressive Change - Final | CDP17 | H2 Domestic Flex_TAS | 2035 | TAS | TAS | 98.1518 | 109.2787 | 12.4747 | Flexible domestic
FZ2177_240531a | Progressive Change - Final | CDP17 | H2 Domestic Flex_TAS | 2036 | TAS | TAS | 99.4811 | 130.8837 | 14.9002 | Flexible domestic
FZ2177_240531a | Progressive Change - Final | CDP17 | H2 Domestic Flex_TAS | 2037 | TAS | TAS | 97.2629 | 130.5261 | 14.9002 | Flexible domestic
FZ2177_240531a | Progressive Change - Final | CDP17 | H2 Domestic Flex_TAS | 2038 | TAS | TAS | 174.1542 | 216.8567 | 24.7553 | Flexible domestic
FZ2177_240531a | Progressive Change - Final | CDP17 | H2 Domestic Flex_TAS | 2039 | TAS | TAS | 170.2738 | 216.8567 | 24.7553 | Flexible domestic
FZ2177_240531a | Progressive Change - Final | CDP17 | H2 Domestic Flex_TAS | 2040 | TAS | TAS | 167.28 | 217.4508 | 24.7553 | Flexible domestic
FZ2177_240531a | Progressive Change - Final | CDP17 | H2 Domestic Flex_TAS | 2041 | TAS | TAS | 165.4189 | 312.5319 | 35.6772 | Flexible domestic
FZ2177_240531a | Progressive Change - Final | CDP17 | H2 Domestic Flex_TAS | 2042 | TAS | TAS | 169.1686 | 312.5319 | 35.6772 | Flexible domestic
FZ2177_240531a | Progressive Change - Final | CDP17 | H2 Domestic Flex_TAS | 2043 | TAS | TAS | 170.1358 | 312.5319 | 35.6772 | Flexible domestic
FZ2177_240531a | Progressive Change - Final | CDP17 | H2 Domestic Flex_TAS | 2044 | TAS | TAS | 173.9124 | 313.3881 | 35.6772 | Flexible domestic
FZ2177_240531a | Progressive Change - Final | CDP17 | H2 Domestic Flex_TAS | 2045 | TAS | TAS | 175.0212 | 312.5319 | 35.6772 | Flexible domestic
FZ2177_240531a | Progressive Change - Final | CDP17 | H2 Domestic Flex_TAS | 2046 | TAS | TAS | 175.0212 | 312.5319 | 35.6772 | Flexible domestic
FZ2177_240531a | Progressive Change - Final | CDP17 | H2 Domestic Flex_TAS | 2047 | TAS | TAS | 175.0212 | 355.5001 | 40.5822 | Flexible domestic
FZ2177_240531a | Progressive Change - Final | CDP17 | H2 Domestic Flex_TAS | 2048 | TAS | TAS | 175.0212 | 356.4741 | 40.5822 | Flexible domestic
FZ2177_240531a | Progressive Change - Final | CDP17 | H2 Domestic Flex_TAS | 2049 | TAS | TAS | 175.0212 | 355.5001 | 40.5822 | Flexible domestic
FZ2177_240531a | Progressive Change - Final | CDP17 | H2 Domestic Flex_TAS | 2050 | TAS | TAS | 175.0212 | 357.8573 | 40.8513 | Flexible domestic
FZ2177_240531a | Progressive Change - Final | CDP17 | H2 Domestic Flex_TAS | 2051 | TAS | TAS | 175.0212 | 357.8573 | 40.8513 | Flexible domestic
FZ2177_240531a | Progressive Change - Final | CDP17 | H2 Domestic Flex_TAS | 2052 | TAS | TAS | 175.0212 | 359.53 | 40.9301 | Flexible domestic
FZ2177_240531a | Progressive Change - Final | CDP17 | H2 Domestic Fixed_VIC | 2025 | VIC | VIC | 2.5574 | 2.5574 | 0.29194 | Fixed domestic
FZ2177_240531a | Progressive Change - Final | CDP17 | H2 Domestic Fixed_VIC | 2026 | VIC | VIC | 4.0307 | 4.0307 | 0.46013 | Fixed domestic
FZ2177_240531a | Progressive Change - Final | CDP17 | H2 Domestic Fixed_VIC | 2027 | VIC | VIC | 4.0307 | 4.0307 | 0.46013 | Fixed domestic
FZ2177_240531a | Progressive Change - Final | CDP17 | H2 Domestic Fixed_VIC | 2028 | VIC | VIC | 4.0418 | 4.0418 | 0.46013 | Fixed domestic
FZ2177_240531a | Progressive Change - Final | CDP17 | H2 Domestic Fixed_VIC | 2029 | VIC | VIC | 50.4395 | 50.4395 | 5.7579 | Fixed domestic
FZ2177_240531a | Progressive Change - Final | CDP17 | H2 Domestic Fixed_VIC | 2030 | VIC | VIC | 139.1119 | 139.1119 | 15.8804 | Fixed domestic
FZ2177_240531a | Progressive Change - Final | CDP17 | H2 Domestic Fixed_VIC | 2031 | VIC | VIC | 139.1119 | 139.1119 | 15.8804 | Fixed domestic
FZ2177_240531a | Progressive Change - Final | CDP17 | H2 Domestic Fixed_VIC | 2032 | VIC | VIC | 204.8376 | 204.8376 | 23.3194 | Fixed domestic
FZ2177_240531a | Progressive Change - Final | CDP17 | H2 Domestic Fixed_VIC | 2033 | VIC | VIC | 420.9245 | 420.9245 | 48.0507 | Fixed domestic
FZ2177_240531a | Progressive Change - Final | CDP17 | H2 Domestic Fixed_VIC | 2034 | VIC | VIC | 420.9245 | 420.9245 | 48.0507 | Fixed domestic
FZ2177_240531a | Progressive Change - Final | CDP17 | H2 Domestic Fixed_VIC | 2035 | VIC | VIC | 489.2586 | 489.2586 | 55.8514 | Fixed domestic
FZ2177_240531a | Progressive Change - Final | CDP17 | H2 Domestic Fixed_VIC | 2036 | VIC | VIC | 549.27 | 549.27 | 62.5307 | Fixed domestic
FZ2177_240531a | Progressive Change - Final | CDP17 | H2 Domestic Fixed_VIC | 2037 | VIC | VIC | 547.7692 | 547.7692 | 62.5307 | Fixed domestic
FZ2177_240531a | Progressive Change - Final | CDP17 | H2 Domestic Fixed_VIC | 2038 | VIC | VIC | 576.3117 | 576.3117 | 65.789 | Fixed domestic
FZ2177_240531a | Progressive Change - Final | CDP17 | H2 Domestic Fixed_VIC | 2039 | VIC | VIC | 576.3117 | 576.3117 | 65.789 | Fixed domestic
FZ2177_240531a | Progressive Change - Final | CDP17 | H2 Domestic Fixed_VIC | 2040 | VIC | VIC | 577.8906 | 577.8906 | 65.789 | Fixed domestic
FZ2177_240531a | Progressive Change - Final | CDP17 | H2 Domestic Fixed_VIC | 2041 | VIC | VIC | 576.3117 | 576.3117 | 65.789 | Fixed domestic
FZ2177_240531a | Progressive Change - Final | CDP17 | H2 Domestic Fixed_VIC | 2042 | VIC | VIC | 576.3117 | 576.3117 | 65.789 | Fixed domestic
FZ2177_240531a | Progressive Change - Final | CDP17 | H2 Domestic Fixed_VIC | 2043 | VIC | VIC | 576.3117 | 576.3117 | 65.789 | Fixed domestic
FZ2177_240531a | Progressive Change - Final | CDP17 | H2 Domestic Fixed_VIC | 2044 | VIC | VIC | 598.902 | 598.902 | 68.181 | Fixed domestic
FZ2177_240531a | Progressive Change - Final | CDP17 | H2 Domestic Fixed_VIC | 2045 | VIC | VIC | 597.2657 | 597.2657 | 68.181 | Fixed domestic
FZ2177_240531a | Progressive Change - Final | CDP17 | H2 Domestic Fixed_VIC | 2046 | VIC | VIC | 597.2657 | 597.2657 | 68.181 | Fixed domestic
FZ2177_240531a | Progressive Change - Final | CDP17 | H2 Domestic Fixed_VIC | 2047 | VIC | VIC | 678.099 | 678.099 | 77.4086 | Fixed domestic
FZ2177_240531a | Progressive Change - Final | CDP17 | H2 Domestic Fixed_VIC | 2048 | VIC | VIC | 679.9568 | 679.9568 | 77.4086 | Fixed domestic
FZ2177_240531a | Progressive Change - Final | CDP17 | H2 Domestic Fixed_VIC | 2049 | VIC | VIC | 678.099 | 678.099 | 77.4086 | Fixed domestic
FZ2177_240531a | Progressive Change - Final | CDP17 | H2 Domestic Fixed_VIC | 2050 | VIC | VIC | 826.558 | 826.558 | 94.3559 | Fixed domestic
FZ2177_240531a | Progressive Change - Final | CDP17 | H2 Domestic Fixed_VIC | 2051 | VIC | VIC | 825.0847 | 825.0847 | 94.1877 | Fixed domestic
FZ2177_240531a | Progressive Change - Final | CDP17 | H2 Domestic Fixed_VIC | 2052 | VIC | VIC | 867.8842 | 867.8842 | 98.8028 | Fixed domestic
FZ2177_240531a | Progressive Change - Final | CDP17 | H2 Domestic Flex_VIC | 2025 | VIC | VIC | 49.3127 | 56.8302 | 6.4875 | Flexible domestic
FZ2177_240531a | Progressive Change - Final | CDP17 | H2 Domestic Flex_VIC | 2026 | VIC | VIC | 77.6668 | 89.5717 | 10.2251 | Flexible domestic
FZ2177_240531a | Progressive Change - Final | CDP17 | H2 Domestic Flex_VIC | 2027 | VIC | VIC | 75.935 | 89.5717 | 10.2251 | Flexible domestic
FZ2177_240531a | Progressive Change - Final | CDP17 | H2 Domestic Flex_VIC | 2028 | VIC | VIC | 74.2418 | 89.8171 | 10.2251 | Flexible domestic
FZ2177_240531a | Progressive Change - Final | CDP17 | H2 Domestic Flex_VIC | 2029 | VIC | VIC | 681.7364 | 1120.8784 | 127.9542 | Flexible domestic
FZ2177_240531a | Progressive Change - Final | CDP17 | H2 Domestic Flex_VIC | 2030 | VIC | VIC | 1845.7348 | 3091.376 | 352.8968 | Flexible domestic
FZ2177_240531a | Progressive Change - Final | CDP17 | H2 Domestic Flex_VIC | 2031 | VIC | VIC | 2721.9649 | 3091.376 | 352.8968 | Flexible domestic
FZ2177_240531a | Progressive Change - Final | CDP17 | H2 Domestic Flex_VIC | 2032 | VIC | VIC | 4029.4051 | 4551.9473 | 518.2089 | Flexible domestic
FZ2177_240531a | Progressive Change - Final | CDP17 | H2 Domestic Flex_VIC | 2033 | VIC | VIC | 7023.9976 | 9353.878 | 1067.7943 | Flexible domestic
FZ2177_240531a | Progressive Change - Final | CDP17 | H2 Domestic Flex_VIC | 2034 | VIC | VIC | 6901.807 | 9353.878 | 1067.7943 | Flexible domestic
FZ2177_240531a | Progressive Change - Final | CDP17 | H2 Domestic Flex_VIC | 2035 | VIC | VIC | 6908.0232 | 10872.4124 | 1241.143 | Flexible domestic
FZ2177_240531a | Progressive Change - Final | CDP17 | H2 Domestic Flex_VIC | 2036 | VIC | VIC | 6792.8171 | 12205.999 | 1389.5718 | Flexible domestic
FZ2177_240531a | Progressive Change - Final | CDP17 | H2 Domestic Flex_VIC | 2037 | VIC | VIC | 6641.3516 | 12172.6493 | 1389.5718 | Flexible domestic
FZ2177_240531a | Progressive Change - Final | CDP17 | H2 Domestic Flex_VIC | 2038 | VIC | VIC | 6623.0247 | 12806.9266 | 1461.9779 | Flexible domestic
FZ2177_240531a | Progressive Change - Final | CDP17 | H2 Domestic Flex_VIC | 2039 | VIC | VIC | 6516.1324 | 12806.9266 | 1461.9779 | Flexible domestic
FZ2177_240531a | Progressive Change - Final | CDP17 | H2 Domestic Flex_VIC | 2040 | VIC | VIC | 6406.7199 | 12842.0141 | 1461.9779 | Flexible domestic
FZ2177_240531a | Progressive Change - Final | CDP17 | H2 Domestic Flex_VIC | 2041 | VIC | VIC | 6334.4865 | 12806.9266 | 1461.9779 | Flexible domestic
FZ2177_240531a | Progressive Change - Final | CDP17 | H2 Domestic Flex_VIC | 2042 | VIC | VIC | 6347.9136 | 12806.9266 | 1461.9779 | Flexible domestic
FZ2177_240531a | Progressive Change - Final | CDP17 | H2 Domestic Flex_VIC | 2043 | VIC | VIC | 6409.0816 | 12806.9266 | 1461.9779 | Flexible domestic
FZ2177_240531a | Progressive Change - Final | CDP17 | H2 Domestic Flex_VIC | 2044 | VIC | VIC | 6453.7612 | 13308.9333 | 1515.1336 | Flexible domestic
FZ2177_240531a | Progressive Change - Final | CDP17 | H2 Domestic Flex_VIC | 2045 | VIC | VIC | 6488.4471 | 13272.5701 | 1515.1336 | Flexible domestic
FZ2177_240531a | Progressive Change - Final | CDP17 | H2 Domestic Flex_VIC | 2046 | VIC | VIC | 6529.3694 | 13272.5701 | 1515.1336 | Flexible domestic
FZ2177_240531a | Progressive Change - Final | CDP17 | H2 Domestic Flex_VIC | 2047 | VIC | VIC | 6529.3694 | 15068.8668 | 1720.1903 | Flexible domestic
FZ2177_240531a | Progressive Change - Final | CDP17 | H2 Domestic Flex_VIC | 2048 | VIC | VIC | 6614.7091 | 15110.1514 | 1720.1903 | Flexible domestic
FZ2177_240531a | Progressive Change - Final | CDP17 | H2 Domestic Flex_VIC | 2049 | VIC | VIC | 6614.7091 | 15068.8668 | 1720.1903 | Flexible domestic
FZ2177_240531a | Progressive Change - Final | CDP17 | H2 Domestic Flex_VIC | 2050 | VIC | VIC | 7316.4323 | 18367.9563 | 2096.7987 | Flexible domestic
FZ2177_240531a | Progressive Change - Final | CDP17 | H2 Domestic Flex_VIC | 2051 | VIC | VIC | 7316.4323 | 18335.2149 | 2093.0611 | Flexible domestic
FZ2177_240531a | Progressive Change - Final | CDP17 | H2 Domestic Flex_VIC | 2052 | VIC | VIC | 7316.4323 | 19286.3149 | 2195.6187 | Flexible domestic
FZ2178_240531a | Progressive Change - Final | CDP18 | H2 Domestic Fixed_SNSW | 2025 | NSW | SNSW | 1.3276 | 1.3276 | 0.15156 | Fixed domestic
FZ2178_240531a | Progressive Change - Final | CDP18 | H2 Domestic Fixed_SNSW | 2026 | NSW | SNSW | 3.1853 | 3.1853 | 0.36362 | Fixed domestic
FZ2178_240531a | Progressive Change - Final | CDP18 | H2 Domestic Fixed_SNSW | 2027 | NSW | SNSW | 6.3084 | 6.3084 | 0.72014 | Fixed domestic
FZ2178_240531a | Progressive Change - Final | CDP18 | H2 Domestic Fixed_SNSW | 2028 | NSW | SNSW | 10.9957 | 10.9957 | 1.2518 | Fixed domestic
FZ2178_240531a | Progressive Change - Final | CDP18 | H2 Domestic Fixed_SNSW | 2029 | NSW | SNSW | 27.192 | 27.192 | 3.1041 | Fixed domestic
FZ2178_240531a | Progressive Change - Final | CDP18 | H2 Domestic Fixed_SNSW | 2030 | NSW | SNSW | 27.192 | 27.192 | 3.1041 | Fixed domestic
FZ2178_240531a | Progressive Change - Final | CDP18 | H2 Domestic Fixed_SNSW | 2031 | NSW | SNSW | 27.192 | 27.192 | 3.1041 | Fixed domestic
FZ2178_240531a | Progressive Change - Final | CDP18 | H2 Domestic Fixed_SNSW | 2032 | NSW | SNSW | 27.2665 | 27.2665 | 3.1041 | Fixed domestic
FZ2178_240531a | Progressive Change - Final | CDP18 | H2 Domestic Fixed_SNSW | 2033 | NSW | SNSW | 27.192 | 27.192 | 3.1041 | Fixed domestic
FZ2178_240531a | Progressive Change - Final | CDP18 | H2 Domestic Fixed_SNSW | 2034 | NSW | SNSW | 27.6335 | 27.6335 | 3.1545 | Fixed domestic
FZ2178_240531a | Progressive Change - Final | CDP18 | H2 Domestic Fixed_SNSW | 2035 | NSW | SNSW | 27.6335 | 27.6335 | 3.1545 | Fixed domestic
FZ2178_240531a | Progressive Change - Final | CDP18 | H2 Domestic Fixed_SNSW | 2036 | NSW | SNSW | 38.1133 | 38.1133 | 4.3389 | Fixed domestic
FZ2178_240531a | Progressive Change - Final | CDP18 | H2 Domestic Fixed_SNSW | 2037 | NSW | SNSW | 38.0092 | 38.0092 | 4.3389 | Fixed domestic
FZ2178_240531a | Progressive Change - Final | CDP18 | H2 Domestic Fixed_SNSW | 2038 | NSW | SNSW | 40.1835 | 40.1835 | 4.5872 | Fixed domestic
FZ2178_240531a | Progressive Change - Final | CDP18 | H2 Domestic Fixed_SNSW | 2039 | NSW | SNSW | 40.1835 | 40.1835 | 4.5872 | Fixed domestic
FZ2178_240531a | Progressive Change - Final | CDP18 | H2 Domestic Fixed_SNSW | 2040 | NSW | SNSW | 40.2935 | 40.2935 | 4.5872 | Fixed domestic
FZ2178_240531a | Progressive Change - Final | CDP18 | H2 Domestic Fixed_SNSW | 2041 | NSW | SNSW | 40.1835 | 40.1835 | 4.5872 | Fixed domestic
FZ2178_240531a | Progressive Change - Final | CDP18 | H2 Domestic Fixed_SNSW | 2042 | NSW | SNSW | 40.1835 | 40.1835 | 4.5872 | Fixed domestic
FZ2178_240531a | Progressive Change - Final | CDP18 | H2 Domestic Fixed_SNSW | 2043 | NSW | SNSW | 40.1835 | 40.1835 | 4.5872 | Fixed domestic
FZ2178_240531a | Progressive Change - Final | CDP18 | H2 Domestic Fixed_SNSW | 2044 | NSW | SNSW | 54.9452 | 54.9452 | 6.2551 | Fixed domestic
FZ2178_240531a | Progressive Change - Final | CDP18 | H2 Domestic Fixed_SNSW | 2045 | NSW | SNSW | 54.7951 | 54.7951 | 6.2551 | Fixed domestic
FZ2178_240531a | Progressive Change - Final | CDP18 | H2 Domestic Fixed_SNSW | 2046 | NSW | SNSW | 55.31 | 55.31 | 6.3139 | Fixed domestic
FZ2178_240531a | Progressive Change - Final | CDP18 | H2 Domestic Fixed_SNSW | 2047 | NSW | SNSW | 55.736 | 55.736 | 6.3626 | Fixed domestic
FZ2178_240531a | Progressive Change - Final | CDP18 | H2 Domestic Fixed_SNSW | 2048 | NSW | SNSW | 55.8887 | 55.8887 | 6.3626 | Fixed domestic
FZ2178_240531a | Progressive Change - Final | CDP18 | H2 Domestic Fixed_SNSW | 2049 | NSW | SNSW | 107.1346 | 107.1346 | 12.23 | Fixed domestic
FZ2178_240531a | Progressive Change - Final | CDP18 | H2 Domestic Fixed_SNSW | 2050 | NSW | SNSW | 206.5924 | 206.5924 | 23.5836 | Fixed domestic
FZ2178_240531a | Progressive Change - Final | CDP18 | H2 Domestic Fixed_SNSW | 2051 | NSW | SNSW | 208.9276 | 208.9276 | 23.8502 | Fixed domestic
FZ2178_240531a | Progressive Change - Final | CDP18 | H2 Domestic Fixed_SNSW | 2052 | NSW | SNSW | 206.3684 | 206.3684 | 23.4937 | Fixed domestic
FZ2178_240531a | Progressive Change - Final | CDP18 | H2 Domestic Flex_SNSW | 2025 | NSW | SNSW | 25.6001 | 29.5027 | 3.3679 | Flexible domestic
FZ2178_240531a | Progressive Change - Final | CDP18 | H2 Domestic Flex_SNSW | 2026 | NSW | SNSW | 61.376 | 70.7839 | 8.0803 | Flexible domestic
FZ2178_240531a | Progressive Change - Final | CDP18 | H2 Domestic Flex_SNSW | 2027 | NSW | SNSW | 120.043 | 140.1867 | 16.003 | Flexible domestic
FZ2178_240531a | Progressive Change - Final | CDP18 | H2 Domestic Flex_SNSW | 2028 | NSW | SNSW | 210.6775 | 244.3483 | 27.8174 | Flexible domestic
FZ2178_240531a | Progressive Change - Final | CDP18 | H2 Domestic Flex_SNSW | 2029 | NSW | SNSW | 349.4215 | 604.2666 | 68.9802 | Flexible domestic
FZ2178_240531a | Progressive Change - Final | CDP18 | H2 Domestic Flex_SNSW | 2030 | NSW | SNSW | 534.1801 | 604.2666 | 68.9802 | Flexible domestic
FZ2178_240531a | Progressive Change - Final | CDP18 | H2 Domestic Flex_SNSW | 2031 | NSW | SNSW | 492.3807 | 604.2666 | 68.9802 | Flexible domestic
FZ2178_240531a | Progressive Change - Final | CDP18 | H2 Domestic Flex_SNSW | 2032 | NSW | SNSW | 476.0744 | 605.9221 | 68.9802 | Flexible domestic
FZ2178_240531a | Progressive Change - Final | CDP18 | H2 Domestic Flex_SNSW | 2033 | NSW | SNSW | 481.2264 | 604.2666 | 68.9802 | Flexible domestic
FZ2178_240531a | Progressive Change - Final | CDP18 | H2 Domestic Flex_SNSW | 2034 | NSW | SNSW | 552.3411 | 614.0776 | 70.1002 | Flexible domestic
FZ2178_240531a | Progressive Change - Final | CDP18 | H2 Domestic Flex_SNSW | 2035 | NSW | SNSW | 545.5686 | 614.0776 | 70.1002 | Flexible domestic
FZ2178_240531a | Progressive Change - Final | CDP18 | H2 Domestic Flex_SNSW | 2036 | NSW | SNSW | 533.4557 | 846.9629 | 96.4211 | Flexible domestic
FZ2178_240531a | Progressive Change - Final | CDP18 | H2 Domestic Flex_SNSW | 2037 | NSW | SNSW | 521.5747 | 844.6488 | 96.4211 | Flexible domestic
FZ2178_240531a | Progressive Change - Final | CDP18 | H2 Domestic Flex_SNSW | 2038 | NSW | SNSW | 513.1738 | 892.9657 | 101.9367 | Flexible domestic
FZ2178_240531a | Progressive Change - Final | CDP18 | H2 Domestic Flex_SNSW | 2039 | NSW | SNSW | 505.0727 | 892.9657 | 101.9367 | Flexible domestic
FZ2178_240531a | Progressive Change - Final | CDP18 | H2 Domestic Flex_SNSW | 2040 | NSW | SNSW | 495.9991 | 895.4122 | 101.9367 | Flexible domestic
FZ2178_240531a | Progressive Change - Final | CDP18 | H2 Domestic Flex_SNSW | 2041 | NSW | SNSW | 490.409 | 892.9657 | 101.9367 | Flexible domestic
FZ2178_240531a | Progressive Change - Final | CDP18 | H2 Domestic Flex_SNSW | 2042 | NSW | SNSW | 493.7656 | 892.9657 | 101.9367 | Flexible domestic
FZ2178_240531a | Progressive Change - Final | CDP18 | H2 Domestic Flex_SNSW | 2043 | NSW | SNSW | 497.5281 | 892.9657 | 101.9367 | Flexible domestic
FZ2178_240531a | Progressive Change - Final | CDP18 | H2 Domestic Flex_SNSW | 2044 | NSW | SNSW | 500.06 | 1221.0051 | 139.0033 | Flexible domestic
FZ2178_240531a | Progressive Change - Final | CDP18 | H2 Domestic Flex_SNSW | 2045 | NSW | SNSW | 501.0179 | 1217.6691 | 139.0033 | Flexible domestic
FZ2178_240531a | Progressive Change - Final | CDP18 | H2 Domestic Flex_SNSW | 2046 | NSW | SNSW | 502.8628 | 1229.1104 | 140.3094 | Flexible domestic
FZ2178_240531a | Progressive Change - Final | CDP18 | H2 Domestic Flex_SNSW | 2047 | NSW | SNSW | 503.9421 | 1238.5783 | 141.3902 | Flexible domestic
FZ2178_240531a | Progressive Change - Final | CDP18 | H2 Domestic Flex_SNSW | 2048 | NSW | SNSW | 837.0633 | 1241.9717 | 141.3902 | Flexible domestic
FZ2178_240531a | Progressive Change - Final | CDP18 | H2 Domestic Flex_SNSW | 2049 | NSW | SNSW | 1166.1951 | 2380.768 | 271.7772 | Flexible domestic
FZ2178_240531a | Progressive Change - Final | CDP18 | H2 Domestic Flex_SNSW | 2050 | NSW | SNSW | 1495.0574 | 4590.9422 | 524.0802 | Flexible domestic
FZ2178_240531a | Progressive Change - Final | CDP18 | H2 Domestic Flex_SNSW | 2051 | NSW | SNSW | 1496.3303 | 4642.8363 | 530.0041 | Flexible domestic
FZ2178_240531a | Progressive Change - Final | CDP18 | H2 Domestic Flex_SNSW | 2052 | NSW | SNSW | 1495.761 | 4585.9634 | 522.0814 | Flexible domestic
FZ2178_240531a | Progressive Change - Final | CDP18 | H2 Domestic Fixed_SNW | 2025 | NSW | SNW | 6.7088 | 6.7088 | 0.76584 | Fixed domestic
FZ2178_240531a | Progressive Change - Final | CDP18 | H2 Domestic Fixed_SNW | 2026 | NSW | SNW | 16.2535 | 16.2535 | 1.8554 | Fixed domestic
FZ2178_240531a | Progressive Change - Final | CDP18 | H2 Domestic Fixed_SNW | 2027 | NSW | SNW | 32.1809 | 32.1809 | 3.6736 | Fixed domestic
FZ2178_240531a | Progressive Change - Final | CDP18 | H2 Domestic Fixed_SNW | 2028 | NSW | SNW | 56.1933 | 56.1933 | 6.3972 | Fixed domestic
FZ2178_240531a | Progressive Change - Final | CDP18 | H2 Domestic Fixed_SNW | 2029 | NSW | SNW | 129.4112 | 129.4112 | 14.773 | Fixed domestic
FZ2178_240531a | Progressive Change - Final | CDP18 | H2 Domestic Fixed_SNW | 2030 | NSW | SNW | 129.4112 | 129.4112 | 14.773 | Fixed domestic
FZ2178_240531a | Progressive Change - Final | CDP18 | H2 Domestic Fixed_SNW | 2031 | NSW | SNW | 129.4112 | 129.4112 | 14.773 | Fixed domestic
FZ2178_240531a | Progressive Change - Final | CDP18 | H2 Domestic Fixed_SNW | 2032 | NSW | SNW | 129.7658 | 129.7658 | 14.773 | Fixed domestic
FZ2178_240531a | Progressive Change - Final | CDP18 | H2 Domestic Fixed_SNW | 2033 | NSW | SNW | 129.4112 | 129.4112 | 14.773 | Fixed domestic
FZ2178_240531a | Progressive Change - Final | CDP18 | H2 Domestic Fixed_SNW | 2034 | NSW | SNW | 145.2244 | 145.2244 | 16.5781 | Fixed domestic
FZ2178_240531a | Progressive Change - Final | CDP18 | H2 Domestic Fixed_SNW | 2035 | NSW | SNW | 146.2042 | 146.2042 | 16.69 | Fixed domestic
FZ2178_240531a | Progressive Change - Final | CDP18 | H2 Domestic Fixed_SNW | 2036 | NSW | SNW | 224.5534 | 224.5534 | 25.5639 | Fixed domestic
FZ2178_240531a | Progressive Change - Final | CDP18 | H2 Domestic Fixed_SNW | 2037 | NSW | SNW | 223.9399 | 223.9399 | 25.5639 | Fixed domestic
FZ2178_240531a | Progressive Change - Final | CDP18 | H2 Domestic Fixed_SNW | 2038 | NSW | SNW | 237.2413 | 237.2413 | 27.0823 | Fixed domestic
FZ2178_240531a | Progressive Change - Final | CDP18 | H2 Domestic Fixed_SNW | 2039 | NSW | SNW | 237.2413 | 237.2413 | 27.0823 | Fixed domestic
FZ2178_240531a | Progressive Change - Final | CDP18 | H2 Domestic Fixed_SNW | 2040 | NSW | SNW | 237.8913 | 237.8913 | 27.0823 | Fixed domestic
FZ2178_240531a | Progressive Change - Final | CDP18 | H2 Domestic Fixed_SNW | 2041 | NSW | SNW | 237.2413 | 237.2413 | 27.0823 | Fixed domestic
FZ2178_240531a | Progressive Change - Final | CDP18 | H2 Domestic Fixed_SNW | 2042 | NSW | SNW | 237.2413 | 237.2413 | 27.0823 | Fixed domestic
FZ2178_240531a | Progressive Change - Final | CDP18 | H2 Domestic Fixed_SNW | 2043 | NSW | SNW | 237.2413 | 237.2413 | 27.0823 | Fixed domestic
FZ2178_240531a | Progressive Change - Final | CDP18 | H2 Domestic Fixed_SNW | 2044 | NSW | SNW | 282.9542 | 282.9542 | 32.2124 | Fixed domestic
FZ2178_240531a | Progressive Change - Final | CDP18 | H2 Domestic Fixed_SNW | 2045 | NSW | SNW | 282.1811 | 282.1811 | 32.2124 | Fixed domestic
FZ2178_240531a | Progressive Change - Final | CDP18 | H2 Domestic Fixed_SNW | 2046 | NSW | SNW | 284.5993 | 284.5993 | 32.4885 | Fixed domestic
FZ2178_240531a | Progressive Change - Final | CDP18 | H2 Domestic Fixed_SNW | 2047 | NSW | SNW | 294.7233 | 294.7233 | 33.6442 | Fixed domestic
FZ2178_240531a | Progressive Change - Final | CDP18 | H2 Domestic Fixed_SNW | 2048 | NSW | SNW | 345.9221 | 345.9221 | 39.3809 | Fixed domestic
FZ2178_240531a | Progressive Change - Final | CDP18 | H2 Domestic Fixed_SNW | 2049 | NSW | SNW | 556.9871 | 556.9871 | 63.583 | Fixed domestic
FZ2178_240531a | Progressive Change - Final | CDP18 | H2 Domestic Fixed_SNW | 2050 | NSW | SNW | 1043.5648 | 1043.5648 | 119.1284 | Fixed domestic
FZ2178_240531a | Progressive Change - Final | CDP18 | H2 Domestic Fixed_SNW | 2051 | NSW | SNW | 1075.8589 | 1075.8589 | 122.8149 | Fixed domestic
FZ2178_240531a | Progressive Change - Final | CDP18 | H2 Domestic Fixed_SNW | 2052 | NSW | SNW | 1062.8354 | 1062.8354 | 120.9967 | Fixed domestic
FZ2178_240531a | Progressive Change - Final | CDP18 | H2 Domestic Flex_SNW | 2025 | NSW | SNW | 129.3626 | 149.0835 | 17.0187 | Flexible domestic
FZ2178_240531a | Progressive Change - Final | CDP18 | H2 Domestic Flex_SNW | 2026 | NSW | SNW | 313.1838 | 361.189 | 41.2316 | Flexible domestic
FZ2178_240531a | Progressive Change - Final | CDP18 | H2 Domestic Flex_SNW | 2027 | NSW | SNW | 612.3729 | 715.1317 | 81.636 | Flexible domestic
FZ2178_240531a | Progressive Change - Final | CDP18 | H2 Domestic Flex_SNW | 2028 | NSW | SNW | 1076.6655 | 1248.7402 | 142.1608 | Flexible domestic
FZ2178_240531a | Progressive Change - Final | CDP18 | H2 Domestic Flex_SNW | 2029 | NSW | SNW | 1746.9973 | 2875.8056 | 328.2883 | Flexible domestic
FZ2178_240531a | Progressive Change - Final | CDP18 | H2 Domestic Flex_SNW | 2030 | NSW | SNW | 2542.2523 | 2875.8056 | 328.2883 | Flexible domestic
FZ2178_240531a | Progressive Change - Final | CDP18 | H2 Domestic Flex_SNW | 2031 | NSW | SNW | 2515.4538 | 2875.8056 | 328.2883 | Flexible domestic
FZ2178_240531a | Progressive Change - Final | CDP18 | H2 Domestic Flex_SNW | 2032 | NSW | SNW | 2464.6916 | 2883.6845 | 328.2883 | Flexible domestic
FZ2178_240531a | Progressive Change - Final | CDP18 | H2 Domestic Flex_SNW | 2033 | NSW | SNW | 2494.3596 | 2875.8056 | 328.2883 | Flexible domestic
FZ2178_240531a | Progressive Change - Final | CDP18 | H2 Domestic Flex_SNW | 2034 | NSW | SNW | 2885.4333 | 3227.2093 | 368.4029 | Flexible domestic
FZ2178_240531a | Progressive Change - Final | CDP18 | H2 Domestic Flex_SNW | 2035 | NSW | SNW | 2849.6575 | 3248.9813 | 370.8883 | Flexible domestic
FZ2178_240531a | Progressive Change - Final | CDP18 | H2 Domestic Flex_SNW | 2036 | NSW | SNW | 2786.0641 | 4990.0761 | 568.087 | Flexible domestic
FZ2178_240531a | Progressive Change - Final | CDP18 | H2 Domestic Flex_SNW | 2037 | NSW | SNW | 2723.9268 | 4976.442 | 568.087 | Flexible domestic
FZ2178_240531a | Progressive Change - Final | CDP18 | H2 Domestic Flex_SNW | 2038 | NSW | SNW | 2663.3638 | 5272.0299 | 601.8299 | Flexible domestic
FZ2178_240531a | Progressive Change - Final | CDP18 | H2 Domestic Flex_SNW | 2039 | NSW | SNW | 2620.6811 | 5272.0299 | 601.8299 | Flexible domestic
FZ2178_240531a | Progressive Change - Final | CDP18 | H2 Domestic Flex_SNW | 2040 | NSW | SNW | 2572.9575 | 5286.4738 | 601.8299 | Flexible domestic
FZ2178_240531a | Progressive Change - Final | CDP18 | H2 Domestic Flex_SNW | 2041 | NSW | SNW | 2543.9462 | 5272.0299 | 601.8299 | Flexible domestic
FZ2178_240531a | Progressive Change - Final | CDP18 | H2 Domestic Flex_SNW | 2042 | NSW | SNW | 2561.6328 | 5272.0299 | 601.8299 | Flexible domestic
FZ2178_240531a | Progressive Change - Final | CDP18 | H2 Domestic Flex_SNW | 2043 | NSW | SNW | 2563.6656 | 5272.0299 | 601.8299 | Flexible domestic
FZ2178_240531a | Progressive Change - Final | CDP18 | H2 Domestic Flex_SNW | 2044 | NSW | SNW | 2575.1833 | 6287.87 | 715.8322 | Flexible domestic
FZ2178_240531a | Progressive Change - Final | CDP18 | H2 Domestic Flex_SNW | 2045 | NSW | SNW | 2578.8465 | 6270.69 | 715.8322 | Flexible domestic
FZ2178_240531a | Progressive Change - Final | CDP18 | H2 Domestic Flex_SNW | 2046 | NSW | SNW | 2587.4979 | 6324.4299 | 721.9669 | Flexible domestic
FZ2178_240531a | Progressive Change - Final | CDP18 | H2 Domestic Flex_SNW | 2047 | NSW | SNW | 2592.1994 | 6549.4067 | 747.6492 | Flexible domestic
FZ2178_240531a | Progressive Change - Final | CDP18 | H2 Domestic Flex_SNW | 2048 | NSW | SNW | 4305.0496 | 7687.1567 | 875.1317 | Flexible domestic
FZ2178_240531a | Progressive Change - Final | CDP18 | H2 Domestic Flex_SNW | 2049 | NSW | SNW | 6005.5935 | 12377.4907 | 1412.9556 | Flexible domestic
FZ2178_240531a | Progressive Change - Final | CDP18 | H2 Domestic Flex_SNW | 2050 | NSW | SNW | 7706.5765 | 23190.3297 | 2647.2979 | Flexible domestic
FZ2178_240531a | Progressive Change - Final | CDP18 | H2 Domestic Flex_SNW | 2051 | NSW | SNW | 7705.3035 | 23907.9758 | 2729.221 | Flexible domestic
FZ2178_240531a | Progressive Change - Final | CDP18 | H2 Domestic Flex_SNW | 2052 | NSW | SNW | 7705.8728 | 23618.5647 | 2688.8166 | Flexible domestic
FZ2178_240531a | Progressive Change - Final | CDP18 | H2 Domestic Fixed_CQ | 2025 | QLD | CQ | 0.57346 | 0.57346 | 0.065464 | Fixed domestic
FZ2178_240531a | Progressive Change - Final | CDP18 | H2 Domestic Fixed_CQ | 2026 | QLD | CQ | 0.62369 | 0.62369 | 0.071197 | Fixed domestic
FZ2178_240531a | Progressive Change - Final | CDP18 | H2 Domestic Fixed_CQ | 2027 | QLD | CQ | 0.62369 | 0.62369 | 0.071197 | Fixed domestic
FZ2178_240531a | Progressive Change - Final | CDP18 | H2 Domestic Fixed_CQ | 2028 | QLD | CQ | 0.6254 | 0.6254 | 0.071197 | Fixed domestic
FZ2178_240531a | Progressive Change - Final | CDP18 | H2 Domestic Fixed_CQ | 2029 | QLD | CQ | 17.067 | 17.067 | 1.9483 | Fixed domestic
FZ2178_240531a | Progressive Change - Final | CDP18 | H2 Domestic Fixed_CQ | 2030 | QLD | CQ | 63.9795 | 63.9795 | 7.3036 | Fixed domestic
FZ2178_240531a | Progressive Change - Final | CDP18 | H2 Domestic Fixed_CQ | 2031 | QLD | CQ | 63.9795 | 63.9795 | 7.3036 | Fixed domestic
FZ2178_240531a | Progressive Change - Final | CDP18 | H2 Domestic Fixed_CQ | 2032 | QLD | CQ | 64.1548 | 64.1548 | 7.3036 | Fixed domestic
FZ2178_240531a | Progressive Change - Final | CDP18 | H2 Domestic Fixed_CQ | 2033 | QLD | CQ | 69.1223 | 69.1223 | 7.8907 | Fixed domestic
FZ2178_240531a | Progressive Change - Final | CDP18 | H2 Domestic Fixed_CQ | 2034 | QLD | CQ | 76.3225 | 76.3225 | 8.7126 | Fixed domestic
FZ2178_240531a | Progressive Change - Final | CDP18 | H2 Domestic Fixed_CQ | 2035 | QLD | CQ | 96.5362 | 96.5362 | 11.0201 | Fixed domestic
FZ2178_240531a | Progressive Change - Final | CDP18 | H2 Domestic Fixed_CQ | 2036 | QLD | CQ | 96.8007 | 96.8007 | 11.0201 | Fixed domestic
FZ2178_240531a | Progressive Change - Final | CDP18 | H2 Domestic Fixed_CQ | 2037 | QLD | CQ | 96.5362 | 96.5362 | 11.0201 | Fixed domestic
FZ2178_240531a | Progressive Change - Final | CDP18 | H2 Domestic Fixed_CQ | 2038 | QLD | CQ | 103.6866 | 103.6866 | 11.8364 | Fixed domestic
FZ2178_240531a | Progressive Change - Final | CDP18 | H2 Domestic Fixed_CQ | 2039 | QLD | CQ | 110.0706 | 110.0706 | 12.5651 | Fixed domestic
FZ2178_240531a | Progressive Change - Final | CDP18 | H2 Domestic Fixed_CQ | 2040 | QLD | CQ | 110.3721 | 110.3721 | 12.5651 | Fixed domestic
FZ2178_240531a | Progressive Change - Final | CDP18 | H2 Domestic Fixed_CQ | 2041 | QLD | CQ | 110.0706 | 110.0706 | 12.5651 | Fixed domestic
FZ2178_240531a | Progressive Change - Final | CDP18 | H2 Domestic Fixed_CQ | 2042 | QLD | CQ | 110.0706 | 110.0706 | 12.5651 | Fixed domestic
FZ2178_240531a | Progressive Change - Final | CDP18 | H2 Domestic Fixed_CQ | 2043 | QLD | CQ | 110.0706 | 110.0706 | 12.5651 | Fixed domestic
FZ2178_240531a | Progressive Change - Final | CDP18 | H2 Domestic Fixed_CQ | 2044 | QLD | CQ | 143.7307 | 143.7307 | 16.3628 | Fixed domestic
FZ2178_240531a | Progressive Change - Final | CDP18 | H2 Domestic Fixed_CQ | 2045 | QLD | CQ | 143.338 | 143.338 | 16.3628 | Fixed domestic
FZ2178_240531a | Progressive Change - Final | CDP18 | H2 Domestic Fixed_CQ | 2046 | QLD | CQ | 159.0865 | 159.0865 | 18.1606 | Fixed domestic
FZ2178_240531a | Progressive Change - Final | CDP18 | H2 Domestic Fixed_CQ | 2047 | QLD | CQ | 159.0865 | 159.0865 | 18.1606 | Fixed domestic
FZ2178_240531a | Progressive Change - Final | CDP18 | H2 Domestic Fixed_CQ | 2048 | QLD | CQ | 159.5223 | 159.5223 | 18.1606 | Fixed domestic
FZ2178_240531a | Progressive Change - Final | CDP18 | H2 Domestic Fixed_CQ | 2049 | QLD | CQ | 191.0077 | 191.0077 | 21.8045 | Fixed domestic
FZ2178_240531a | Progressive Change - Final | CDP18 | H2 Domestic Fixed_CQ | 2050 | QLD | CQ | 190.4343 | 190.4343 | 21.7391 | Fixed domestic
FZ2178_240531a | Progressive Change - Final | CDP18 | H2 Domestic Fixed_CQ | 2051 | QLD | CQ | 200.799 | 200.799 | 22.9223 | Fixed domestic
FZ2178_240531a | Progressive Change - Final | CDP18 | H2 Domestic Fixed_CQ | 2052 | QLD | CQ | 259.1106 | 259.1106 | 29.498 | Fixed domestic
FZ2178_240531a | Progressive Change - Final | CDP18 | H2 Domestic Flex_CQ | 2025 | QLD | CQ | 11.0579 | 12.7437 | 1.4548 | Flexible domestic
FZ2178_240531a | Progressive Change - Final | CDP18 | H2 Domestic Flex_CQ | 2026 | QLD | CQ | 12.0177 | 13.8598 | 1.5822 | Flexible domestic
FZ2178_240531a | Progressive Change - Final | CDP18 | H2 Domestic Flex_CQ | 2027 | QLD | CQ | 11.7569 | 13.8598 | 1.5822 | Flexible domestic
FZ2178_240531a | Progressive Change - Final | CDP18 | H2 Domestic Flex_CQ | 2028 | QLD | CQ | 10.2983 | 13.8977 | 1.5822 | Flexible domestic
FZ2178_240531a | Progressive Change - Final | CDP18 | H2 Domestic Flex_CQ | 2029 | QLD | CQ | 327.7287 | 379.2661 | 43.2952 | Flexible domestic
FZ2178_240531a | Progressive Change - Final | CDP18 | H2 Domestic Flex_CQ | 2030 | QLD | CQ | 1134.0005 | 1421.7669 | 162.3022 | Flexible domestic
FZ2178_240531a | Progressive Change - Final | CDP18 | H2 Domestic Flex_CQ | 2031 | QLD | CQ | 900.3638 | 1421.7669 | 162.3022 | Flexible domestic
FZ2178_240531a | Progressive Change - Final | CDP18 | H2 Domestic Flex_CQ | 2032 | QLD | CQ | 1081.8578 | 1425.6622 | 162.3022 | Flexible domestic
FZ2178_240531a | Progressive Change - Final | CDP18 | H2 Domestic Flex_CQ | 2033 | QLD | CQ | 1380.0604 | 1536.051 | 175.3483 | Flexible domestic
FZ2178_240531a | Progressive Change - Final | CDP18 | H2 Domestic Flex_CQ | 2034 | QLD | CQ | 1525.5419 | 1696.0553 | 193.6136 | Flexible domestic
FZ2178_240531a | Progressive Change - Final | CDP18 | H2 Domestic Flex_CQ | 2035 | QLD | CQ | 1607.3919 | 2145.2487 | 244.8914 | Flexible domestic
FZ2178_240531a | Progressive Change - Final | CDP18 | H2 Domestic Flex_CQ | 2036 | QLD | CQ | 1587.6047 | 2151.1261 | 244.8914 | Flexible domestic
FZ2178_240531a | Progressive Change - Final | CDP18 | H2 Domestic Flex_CQ | 2037 | QLD | CQ | 1567.6515 | 2145.2487 | 244.8914 | Flexible domestic
FZ2178_240531a | Progressive Change - Final | CDP18 | H2 Domestic Flex_CQ | 2038 | QLD | CQ | 1547.4387 | 2304.1464 | 263.0304 | Flexible domestic
FZ2178_240531a | Progressive Change - Final | CDP18 | H2 Domestic Flex_CQ | 2039 | QLD | CQ | 1531.3744 | 2446.0128 | 279.2252 | Flexible domestic
FZ2178_240531a | Progressive Change - Final | CDP18 | H2 Domestic Flex_CQ | 2040 | QLD | CQ | 1519.6012 | 2452.7142 | 279.2252 | Flexible domestic
FZ2178_240531a | Progressive Change - Final | CDP18 | H2 Domestic Flex_CQ | 2041 | QLD | CQ | 1513.8836 | 2446.0128 | 279.2252 | Flexible domestic
FZ2178_240531a | Progressive Change - Final | CDP18 | H2 Domestic Flex_CQ | 2042 | QLD | CQ | 1531.661 | 2446.0128 | 279.2252 | Flexible domestic
FZ2178_240531a | Progressive Change - Final | CDP18 | H2 Domestic Flex_CQ | 2043 | QLD | CQ | 1551.8681 | 2446.0128 | 279.2252 | Flexible domestic
FZ2178_240531a | Progressive Change - Final | CDP18 | H2 Domestic Flex_CQ | 2044 | QLD | CQ | 1569.722 | 3194.0146 | 363.6173 | Flexible domestic
FZ2178_240531a | Progressive Change - Final | CDP18 | H2 Domestic Flex_CQ | 2045 | QLD | CQ | 1589.3224 | 3185.2878 | 363.6173 | Flexible domestic
FZ2178_240531a | Progressive Change - Final | CDP18 | H2 Domestic Flex_CQ | 2046 | QLD | CQ | 1606.9562 | 3535.2551 | 403.5679 | Flexible domestic
FZ2178_240531a | Progressive Change - Final | CDP18 | H2 Domestic Flex_CQ | 2047 | QLD | CQ | 1623.1005 | 3535.2551 | 403.5679 | Flexible domestic
FZ2178_240531a | Progressive Change - Final | CDP18 | H2 Domestic Flex_CQ | 2048 | QLD | CQ | 1643.5557 | 3544.9408 | 403.5679 | Flexible domestic
FZ2178_240531a | Progressive Change - Final | CDP18 | H2 Domestic Flex_CQ | 2049 | QLD | CQ | 1667.5906 | 4244.6163 | 484.5452 | Flexible domestic
FZ2178_240531a | Progressive Change - Final | CDP18 | H2 Domestic Flex_CQ | 2050 | QLD | CQ | 1667.5906 | 4231.8726 | 483.0905 | Flexible domestic
FZ2178_240531a | Progressive Change - Final | CDP18 | H2 Domestic Flex_CQ | 2051 | QLD | CQ | 1667.5906 | 4462.2009 | 509.3837 | Flexible domestic
FZ2178_240531a | Progressive Change - Final | CDP18 | H2 Domestic Flex_CQ | 2052 | QLD | CQ | 2319.4322 | 5758.0132 | 655.5115 | Flexible domestic
FZ2178_240531a | Progressive Change - Final | CDP18 | H2 Domestic Fixed_SQ | 2025 | QLD | SQ | 0.30474 | 0.30474 | 0.034787 | Fixed domestic
FZ2178_240531a | Progressive Change - Final | CDP18 | H2 Domestic Fixed_SQ | 2026 | QLD | SQ | 0.30474 | 0.30474 | 0.034787 | Fixed domestic
FZ2178_240531a | Progressive Change - Final | CDP18 | H2 Domestic Fixed_SQ | 2027 | QLD | SQ | 0.30474 | 0.30474 | 0.034787 | Fixed domestic
FZ2178_240531a | Progressive Change - Final | CDP18 | H2 Domestic Fixed_SQ | 2028 | QLD | SQ | 0.30557 | 0.30557 | 0.034787 | Fixed domestic
FZ2178_240531a | Progressive Change - Final | CDP18 | H2 Domestic Fixed_SQ | 2029 | QLD | SQ | 6.8926 | 6.8926 | 0.78682 | Fixed domestic
FZ2178_240531a | Progressive Change - Final | CDP18 | H2 Domestic Fixed_SQ | 2030 | QLD | SQ | 29.464 | 29.464 | 3.3635 | Fixed domestic
FZ2178_240531a | Progressive Change - Final | CDP18 | H2 Domestic Fixed_SQ | 2031 | QLD | SQ | 29.464 | 29.464 | 3.3635 | Fixed domestic
FZ2178_240531a | Progressive Change - Final | CDP18 | H2 Domestic Fixed_SQ | 2032 | QLD | SQ | 56.5148 | 56.5148 | 6.4338 | Fixed domestic
FZ2178_240531a | Progressive Change - Final | CDP18 | H2 Domestic Fixed_SQ | 2033 | QLD | SQ | 86.0449 | 86.0449 | 9.8225 | Fixed domestic
FZ2178_240531a | Progressive Change - Final | CDP18 | H2 Domestic Fixed_SQ | 2034 | QLD | SQ | 104.4069 | 104.4069 | 11.9186 | Fixed domestic
FZ2178_240531a | Progressive Change - Final | CDP18 | H2 Domestic Fixed_SQ | 2035 | QLD | SQ | 157.3558 | 157.3558 | 17.963 | Fixed domestic
FZ2178_240531a | Progressive Change - Final | CDP18 | H2 Domestic Fixed_SQ | 2036 | QLD | SQ | 159.8818 | 159.8818 | 18.2015 | Fixed domestic
FZ2178_240531a | Progressive Change - Final | CDP18 | H2 Domestic Fixed_SQ | 2037 | QLD | SQ | 160.7371 | 160.7371 | 18.349 | Fixed domestic
FZ2178_240531a | Progressive Change - Final | CDP18 | H2 Domestic Fixed_SQ | 2038 | QLD | SQ | 160.7371 | 160.7371 | 18.349 | Fixed domestic
FZ2178_240531a | Progressive Change - Final | CDP18 | H2 Domestic Fixed_SQ | 2039 | QLD | SQ | 169.5005 | 169.5005 | 19.3494 | Fixed domestic
FZ2178_240531a | Progressive Change - Final | CDP18 | H2 Domestic Fixed_SQ | 2040 | QLD | SQ | 178.0107 | 178.0107 | 20.2653 | Fixed domestic
FZ2178_240531a | Progressive Change - Final | CDP18 | H2 Domestic Fixed_SQ | 2041 | QLD | SQ | 184.9934 | 184.9934 | 21.118 | Fixed domestic
FZ2178_240531a | Progressive Change - Final | CDP18 | H2 Domestic Fixed_SQ | 2042 | QLD | SQ | 184.9934 | 184.9934 | 21.118 | Fixed domestic
FZ2178_240531a | Progressive Change - Final | CDP18 | H2 Domestic Fixed_SQ | 2043 | QLD | SQ | 184.9934 | 184.9934 | 21.118 | Fixed domestic
FZ2178_240531a | Progressive Change - Final | CDP18 | H2 Domestic Fixed_SQ | 2044 | QLD | SQ | 256.1772 | 256.1772 | 29.1641 | Fixed domestic
FZ2178_240531a | Progressive Change - Final | CDP18 | H2 Domestic Fixed_SQ | 2045 | QLD | SQ | 255.4773 | 255.4773 | 29.1641 | Fixed domestic
FZ2178_240531a | Progressive Change - Final | CDP18 | H2 Domestic Fixed_SQ | 2046 | QLD | SQ | 264.0083 | 264.0083 | 30.1379 | Fixed domestic
FZ2178_240531a | Progressive Change - Final | CDP18 | H2 Domestic Fixed_SQ | 2047 | QLD | SQ | 264.0083 | 264.0083 | 30.1379 | Fixed domestic
FZ2178_240531a | Progressive Change - Final | CDP18 | H2 Domestic Fixed_SQ | 2048 | QLD | SQ | 264.7316 | 264.7316 | 30.1379 | Fixed domestic
FZ2178_240531a | Progressive Change - Final | CDP18 | H2 Domestic Fixed_SQ | 2049 | QLD | SQ | 286.5764 | 286.5764 | 32.7142 | Fixed domestic
FZ2178_240531a | Progressive Change - Final | CDP18 | H2 Domestic Fixed_SQ | 2050 | QLD | SQ | 286.2716 | 286.2716 | 32.6794 | Fixed domestic
FZ2178_240531a | Progressive Change - Final | CDP18 | H2 Domestic Fixed_SQ | 2051 | QLD | SQ | 315.3975 | 315.3975 | 36.0043 | Fixed domestic
FZ2178_240531a | Progressive Change - Final | CDP18 | H2 Domestic Fixed_SQ | 2052 | QLD | SQ | 407.2524 | 407.2524 | 46.363 | Fixed domestic
FZ2178_240531a | Progressive Change - Final | CDP18 | H2 Domestic Flex_SQ | 2025 | QLD | SQ | 5.8761 | 6.7719 | 0.77305 | Flexible domestic
FZ2178_240531a | Progressive Change - Final | CDP18 | H2 Domestic Flex_SQ | 2026 | QLD | SQ | 4.5388 | 6.7719 | 0.77305 | Flexible domestic
FZ2178_240531a | Progressive Change - Final | CDP18 | H2 Domestic Flex_SQ | 2027 | QLD | SQ | 4.4304 | 6.7719 | 0.77305 | Flexible domestic
FZ2178_240531a | Progressive Change - Final | CDP18 | H2 Domestic Flex_SQ | 2028 | QLD | SQ | 5.5281 | 6.7905 | 0.77305 | Flexible domestic
FZ2178_240531a | Progressive Change - Final | CDP18 | H2 Domestic Flex_SQ | 2029 | QLD | SQ | 132.3544 | 153.1679 | 17.4849 | Flexible domestic
FZ2178_240531a | Progressive Change - Final | CDP18 | H2 Domestic Flex_SQ | 2030 | QLD | SQ | 277.6234 | 654.7545 | 74.7437 | Flexible domestic
FZ2178_240531a | Progressive Change - Final | CDP18 | H2 Domestic Flex_SQ | 2031 | QLD | SQ | 533.7942 | 654.7545 | 74.7437 | Flexible domestic
FZ2178_240531a | Progressive Change - Final | CDP18 | H2 Domestic Flex_SQ | 2032 | QLD | SQ | 1111.7142 | 1255.8837 | 142.974 | Flexible domestic
FZ2178_240531a | Progressive Change - Final | CDP18 | H2 Domestic Flex_SQ | 2033 | QLD | SQ | 1717.929 | 1912.1095 | 218.2773 | Flexible domestic
FZ2178_240531a | Progressive Change - Final | CDP18 | H2 Domestic Flex_SQ | 2034 | QLD | SQ | 2086.8953 | 2320.1526 | 264.8576 | Flexible domestic
FZ2178_240531a | Progressive Change - Final | CDP18 | H2 Domestic Flex_SQ | 2035 | QLD | SQ | 2320.777 | 3496.7954 | 399.1776 | Flexible domestic
FZ2178_240531a | Progressive Change - Final | CDP18 | H2 Domestic Flex_SQ | 2036 | QLD | SQ | 2301.9489 | 3552.9295 | 404.4774 | Flexible domestic
FZ2178_240531a | Progressive Change - Final | CDP18 | H2 Domestic Flex_SQ | 2037 | QLD | SQ | 2282.232 | 3571.9357 | 407.7552 | Flexible domestic
FZ2178_240531a | Progressive Change - Final | CDP18 | H2 Domestic Flex_SQ | 2038 | QLD | SQ | 2261.84 | 3571.9357 | 407.7552 | Flexible domestic
FZ2178_240531a | Progressive Change - Final | CDP18 | H2 Domestic Flex_SQ | 2039 | QLD | SQ | 2246.434 | 3766.6783 | 429.9861 | Flexible domestic
FZ2178_240531a | Progressive Change - Final | CDP18 | H2 Domestic Flex_SQ | 2040 | QLD | SQ | 2236.3443 | 3955.7937 | 450.3408 | Flexible domestic
FZ2178_240531a | Progressive Change - Final | CDP18 | H2 Domestic Flex_SQ | 2041 | QLD | SQ | 2233.9511 | 4110.9646 | 469.2882 | Flexible domestic
FZ2178_240531a | Progressive Change - Final | CDP18 | H2 Domestic Flex_SQ | 2042 | QLD | SQ | 2265.7026 | 4110.9646 | 469.2882 | Flexible domestic
FZ2178_240531a | Progressive Change - Final | CDP18 | H2 Domestic Flex_SQ | 2043 | QLD | SQ | 2302.2811 | 4110.9646 | 469.2882 | Flexible domestic
FZ2178_240531a | Progressive Change - Final | CDP18 | H2 Domestic Flex_SQ | 2044 | QLD | SQ | 2336.026 | 5692.8272 | 648.0905 | Flexible domestic
FZ2178_240531a | Progressive Change - Final | CDP18 | H2 Domestic Flex_SQ | 2045 | QLD | SQ | 2372.346 | 5677.2731 | 648.0905 | Flexible domestic
FZ2178_240531a | Progressive Change - Final | CDP18 | H2 Domestic Flex_SQ | 2046 | QLD | SQ | 2405.1384 | 5866.8517 | 669.7319 | Flexible domestic
FZ2178_240531a | Progressive Change - Final | CDP18 | H2 Domestic Flex_SQ | 2047 | QLD | SQ | 2433.1581 | 5866.8517 | 669.7319 | Flexible domestic
FZ2178_240531a | Progressive Change - Final | CDP18 | H2 Domestic Flex_SQ | 2048 | QLD | SQ | 2470.9132 | 5882.9253 | 669.7319 | Flexible domestic
FZ2178_240531a | Progressive Change - Final | CDP18 | H2 Domestic Flex_SQ | 2049 | QLD | SQ | 2507.0472 | 6368.3638 | 726.9822 | Flexible domestic
FZ2178_240531a | Progressive Change - Final | CDP18 | H2 Domestic Flex_SQ | 2050 | QLD | SQ | 2507.0472 | 6361.5919 | 726.2091 | Flexible domestic
FZ2178_240531a | Progressive Change - Final | CDP18 | H2 Domestic Flex_SQ | 2051 | QLD | SQ | 2507.0472 | 7008.8326 | 800.095 | Flexible domestic
FZ2178_240531a | Progressive Change - Final | CDP18 | H2 Domestic Flex_SQ | 2052 | QLD | SQ | 2992.4706 | 9050.0538 | 1030.2885 | Flexible domestic
FZ2178_240531a | Progressive Change - Final | CDP18 | H2 Domestic Fixed_CSA | 2025 | SA | CSA | 0.023265 | 0.023265 | 0.0026558 | Fixed domestic
FZ2178_240531a | Progressive Change - Final | CDP18 | H2 Domestic Fixed_CSA | 2026 | SA | CSA | 0.023265 | 0.023265 | 0.0026558 | Fixed domestic
FZ2178_240531a | Progressive Change - Final | CDP18 | H2 Domestic Fixed_CSA | 2027 | SA | CSA | 0.023265 | 0.023265 | 0.0026558 | Fixed domestic
FZ2178_240531a | Progressive Change - Final | CDP18 | H2 Domestic Fixed_CSA | 2028 | SA | CSA | 0.023329 | 0.023329 | 0.0026558 | Fixed domestic
FZ2178_240531a | Progressive Change - Final | CDP18 | H2 Domestic Fixed_CSA | 2029 | SA | CSA | 0.027259 | 0.027259 | 0.0031118 | Fixed domestic
FZ2178_240531a | Progressive Change - Final | CDP18 | H2 Domestic Fixed_CSA | 2030 | SA | CSA | 0.027259 | 0.027259 | 0.0031118 | Fixed domestic
FZ2178_240531a | Progressive Change - Final | CDP18 | H2 Domestic Fixed_CSA | 2031 | SA | CSA | 0.027259 | 0.027259 | 0.0031118 | Fixed domestic
FZ2178_240531a | Progressive Change - Final | CDP18 | H2 Domestic Fixed_CSA | 2032 | SA | CSA | 0.027334 | 0.027334 | 0.0031118 | Fixed domestic
FZ2178_240531a | Progressive Change - Final | CDP18 | H2 Domestic Fixed_CSA | 2033 | SA | CSA | 0.027259 | 0.027259 | 0.0031118 | Fixed domestic
FZ2178_240531a | Progressive Change - Final | CDP18 | H2 Domestic Fixed_CSA | 2034 | SA | CSA | 0.027259 | 0.027259 | 0.0031118 | Fixed domestic
FZ2178_240531a | Progressive Change - Final | CDP18 | H2 Domestic Fixed_CSA | 2035 | SA | CSA | 0.027862 | 0.027862 | 0.0031806 | Fixed domestic
FZ2178_240531a | Progressive Change - Final | CDP18 | H2 Domestic Fixed_CSA | 2036 | SA | CSA | 0.032939 | 0.032939 | 0.0037499 | Fixed domestic
FZ2178_240531a | Progressive Change - Final | CDP18 | H2 Domestic Fixed_CSA | 2037 | SA | CSA | 0.032849 | 0.032849 | 0.0037499 | Fixed domestic
FZ2178_240531a | Progressive Change - Final | CDP18 | H2 Domestic Fixed_CSA | 2038 | SA | CSA | 0.036308 | 0.036308 | 0.0041448 | Fixed domestic
FZ2178_240531a | Progressive Change - Final | CDP18 | H2 Domestic Fixed_CSA | 2039 | SA | CSA | 0.036308 | 0.036308 | 0.0041448 | Fixed domestic
FZ2178_240531a | Progressive Change - Final | CDP18 | H2 Domestic Fixed_CSA | 2040 | SA | CSA | 0.036408 | 0.036408 | 0.0041448 | Fixed domestic
FZ2178_240531a | Progressive Change - Final | CDP18 | H2 Domestic Fixed_CSA | 2041 | SA | CSA | 0.036308 | 0.036308 | 0.0041448 | Fixed domestic
FZ2178_240531a | Progressive Change - Final | CDP18 | H2 Domestic Fixed_CSA | 2042 | SA | CSA | 0.036308 | 0.036308 | 0.0041448 | Fixed domestic
FZ2178_240531a | Progressive Change - Final | CDP18 | H2 Domestic Fixed_CSA | 2043 | SA | CSA | 11.0969 | 11.0969 | 1.2668 | Fixed domestic
FZ2178_240531a | Progressive Change - Final | CDP18 | H2 Domestic Fixed_CSA | 2044 | SA | CSA | 18.3039 | 18.3039 | 2.0838 | Fixed domestic
FZ2178_240531a | Progressive Change - Final | CDP18 | H2 Domestic Fixed_CSA | 2045 | SA | CSA | 18.2539 | 18.2539 | 2.0838 | Fixed domestic
FZ2178_240531a | Progressive Change - Final | CDP18 | H2 Domestic Fixed_CSA | 2046 | SA | CSA | 25.6896 | 25.6896 | 2.9326 | Fixed domestic
FZ2178_240531a | Progressive Change - Final | CDP18 | H2 Domestic Fixed_CSA | 2047 | SA | CSA | 25.7861 | 25.7861 | 2.9436 | Fixed domestic
FZ2178_240531a | Progressive Change - Final | CDP18 | H2 Domestic Fixed_CSA | 2048 | SA | CSA | 25.8568 | 25.8568 | 2.9436 | Fixed domestic
FZ2178_240531a | Progressive Change - Final | CDP18 | H2 Domestic Fixed_CSA | 2049 | SA | CSA | 31.6891 | 31.6891 | 3.6175 | Fixed domestic
FZ2178_240531a | Progressive Change - Final | CDP18 | H2 Domestic Fixed_CSA | 2050 | SA | CSA | 69.0198 | 69.0198 | 7.879 | Fixed domestic
FZ2178_240531a | Progressive Change - Final | CDP18 | H2 Domestic Fixed_CSA | 2051 | SA | CSA | 69.0198 | 69.0198 | 7.879 | Fixed domestic
FZ2178_240531a | Progressive Change - Final | CDP18 | H2 Domestic Fixed_CSA | 2052 | SA | CSA | 73.6052 | 73.6052 | 8.3795 | Fixed domestic
FZ2178_240531a | Progressive Change - Final | CDP18 | H2 Domestic Flex_CSA | 2025 | SA | CSA | 0 | 0.517 | 0.059018 | Flexible domestic
FZ2178_240531a | Progressive Change - Final | CDP18 | H2 Domestic Flex_CSA | 2026 | SA | CSA | 0 | 0.517 | 0.059018 | Flexible domestic
FZ2178_240531a | Progressive Change - Final | CDP18 | H2 Domestic Flex_CSA | 2027 | SA | CSA | 0 | 0.517 | 0.059018 | Flexible domestic
FZ2178_240531a | Progressive Change - Final | CDP18 | H2 Domestic Flex_CSA | 2028 | SA | CSA | 0 | 0.51842 | 0.059018 | Flexible domestic
FZ2178_240531a | Progressive Change - Final | CDP18 | H2 Domestic Flex_CSA | 2029 | SA | CSA | 0 | 0.60576 | 0.06915 | Flexible domestic
FZ2178_240531a | Progressive Change - Final | CDP18 | H2 Domestic Flex_CSA | 2030 | SA | CSA | 0 | 0.60576 | 0.06915 | Flexible domestic
FZ2178_240531a | Progressive Change - Final | CDP18 | H2 Domestic Flex_CSA | 2031 | SA | CSA | 0 | 0.60576 | 0.06915 | Flexible domestic
FZ2178_240531a | Progressive Change - Final | CDP18 | H2 Domestic Flex_CSA | 2032 | SA | CSA | 0 | 0.60742 | 0.06915 | Flexible domestic
FZ2178_240531a | Progressive Change - Final | CDP18 | H2 Domestic Flex_CSA | 2033 | SA | CSA | 0 | 0.60576 | 0.06915 | Flexible domestic
FZ2178_240531a | Progressive Change - Final | CDP18 | H2 Domestic Flex_CSA | 2034 | SA | CSA | 0 | 0.60576 | 0.06915 | Flexible domestic
FZ2178_240531a | Progressive Change - Final | CDP18 | H2 Domestic Flex_CSA | 2035 | SA | CSA | 0 | 0.61916 | 0.07068 | Flexible domestic
FZ2178_240531a | Progressive Change - Final | CDP18 | H2 Domestic Flex_CSA | 2036 | SA | CSA | 0 | 0.73198 | 0.083331 | Flexible domestic
FZ2178_240531a | Progressive Change - Final | CDP18 | H2 Domestic Flex_CSA | 2037 | SA | CSA | 0 | 0.72998 | 0.083331 | Flexible domestic
FZ2178_240531a | Progressive Change - Final | CDP18 | H2 Domestic Flex_CSA | 2038 | SA | CSA | 0 | 0.80685 | 0.092106 | Flexible domestic
FZ2178_240531a | Progressive Change - Final | CDP18 | H2 Domestic Flex_CSA | 2039 | SA | CSA | 0 | 0.80685 | 0.092106 | Flexible domestic
FZ2178_240531a | Progressive Change - Final | CDP18 | H2 Domestic Flex_CSA | 2040 | SA | CSA | 0 | 0.80906 | 0.092106 | Flexible domestic
FZ2178_240531a | Progressive Change - Final | CDP18 | H2 Domestic Flex_CSA | 2041 | SA | CSA | 0 | 0.80685 | 0.092106 | Flexible domestic
FZ2178_240531a | Progressive Change - Final | CDP18 | H2 Domestic Flex_CSA | 2042 | SA | CSA | 0 | 0.80685 | 0.092106 | Flexible domestic
FZ2178_240531a | Progressive Change - Final | CDP18 | H2 Domestic Flex_CSA | 2043 | SA | CSA | 161.764 | 246.5984 | 28.1505 | Flexible domestic
FZ2178_240531a | Progressive Change - Final | CDP18 | H2 Domestic Flex_CSA | 2044 | SA | CSA | 166.0568 | 406.7536 | 46.3062 | Flexible domestic
FZ2178_240531a | Progressive Change - Final | CDP18 | H2 Domestic Flex_CSA | 2045 | SA | CSA | 166.0758 | 405.6423 | 46.3062 | Flexible domestic
FZ2178_240531a | Progressive Change - Final | CDP18 | H2 Domestic Flex_CSA | 2046 | SA | CSA | 233.5625 | 570.8795 | 65.1689 | Flexible domestic
FZ2178_240531a | Progressive Change - Final | CDP18 | H2 Domestic Flex_CSA | 2047 | SA | CSA | 234.2914 | 573.0248 | 65.4138 | Flexible domestic
FZ2178_240531a | Progressive Change - Final | CDP18 | H2 Domestic Flex_CSA | 2048 | SA | CSA | 233.744 | 574.5947 | 65.4138 | Flexible domestic
FZ2178_240531a | Progressive Change - Final | CDP18 | H2 Domestic Flex_CSA | 2049 | SA | CSA | 343.4483 | 704.203 | 80.3885 | Flexible domestic
FZ2178_240531a | Progressive Change - Final | CDP18 | H2 Domestic Flex_CSA | 2050 | SA | CSA | 618.0921 | 1533.774 | 175.0884 | Flexible domestic
FZ2178_240531a | Progressive Change - Final | CDP18 | H2 Domestic Flex_CSA | 2051 | SA | CSA | 620.1975 | 1533.774 | 175.0884 | Flexible domestic
FZ2178_240531a | Progressive Change - Final | CDP18 | H2 Domestic Flex_CSA | 2052 | SA | CSA | 620.6331 | 1635.6711 | 186.2103 | Flexible domestic
FZ2178_240531a | Progressive Change - Final | CDP18 | Whyalla H2 load_fixed | 2025 | SA | CSA | 0 | 0 | 0 | Fixed domestic
FZ2178_240531a | Progressive Change - Final | CDP18 | Whyalla H2 load_fixed | 2026 | SA | CSA | 24.6375 | 24.6375 | 2.8125 | Fixed domestic
FZ2178_240531a | Progressive Change - Final | CDP18 | Whyalla H2 load_fixed | 2027 | SA | CSA | 73.9125 | 73.9125 | 8.4375 | Fixed domestic
FZ2178_240531a | Progressive Change - Final | CDP18 | Whyalla H2 load_fixed | 2028 | SA | CSA | 98.82 | 98.82 | 11.25 | Fixed domestic
FZ2178_240531a | Progressive Change - Final | CDP18 | Whyalla H2 load_fixed | 2029 | SA | CSA | 98.55 | 98.55 | 11.25 | Fixed domestic
FZ2178_240531a | Progressive Change - Final | CDP18 | Whyalla H2 load_fixed | 2030 | SA | CSA | 98.55 | 98.55 | 11.25 | Fixed domestic
FZ2178_240531a | Progressive Change - Final | CDP18 | Whyalla H2 load_fixed | 2031 | SA | CSA | 98.55 | 98.55 | 11.25 | Fixed domestic
FZ2178_240531a | Progressive Change - Final | CDP18 | Whyalla H2 load_fixed | 2032 | SA | CSA | 98.82 | 98.82 | 11.25 | Fixed domestic
FZ2178_240531a | Progressive Change - Final | CDP18 | Whyalla H2 load_fixed | 2033 | SA | CSA | 98.55 | 98.55 | 11.25 | Fixed domestic
FZ2178_240531a | Progressive Change - Final | CDP18 | Whyalla H2 load_fixed | 2034 | SA | CSA | 98.55 | 98.55 | 11.25 | Fixed domestic
FZ2178_240531a | Progressive Change - Final | CDP18 | Whyalla H2 load_fixed | 2035 | SA | CSA | 98.55 | 98.55 | 11.25 | Fixed domestic
FZ2178_240531a | Progressive Change - Final | CDP18 | Whyalla H2 load_fixed | 2036 | SA | CSA | 98.82 | 98.82 | 11.25 | Fixed domestic
FZ2178_240531a | Progressive Change - Final | CDP18 | Whyalla H2 load_fixed | 2037 | SA | CSA | 98.55 | 98.55 | 11.25 | Fixed domestic
FZ2178_240531a | Progressive Change - Final | CDP18 | Whyalla H2 load_fixed | 2038 | SA | CSA | 98.55 | 98.55 | 11.25 | Fixed domestic
FZ2178_240531a | Progressive Change - Final | CDP18 | Whyalla H2 load_fixed | 2039 | SA | CSA | 98.55 | 98.55 | 11.25 | Fixed domestic
FZ2178_240531a | Progressive Change - Final | CDP18 | Whyalla H2 load_fixed | 2040 | SA | CSA | 98.82 | 98.82 | 11.25 | Fixed domestic
FZ2178_240531a | Progressive Change - Final | CDP18 | Whyalla H2 load_fixed | 2041 | SA | CSA | 98.55 | 98.55 | 11.25 | Fixed domestic
FZ2178_240531a | Progressive Change - Final | CDP18 | Whyalla H2 load_fixed | 2042 | SA | CSA | 98.55 | 98.55 | 11.25 | Fixed domestic
FZ2178_240531a | Progressive Change - Final | CDP18 | Whyalla H2 load_fixed | 2043 | SA | CSA | 98.55 | 98.55 | 11.25 | Fixed domestic
FZ2178_240531a | Progressive Change - Final | CDP18 | Whyalla H2 load_fixed | 2044 | SA | CSA | 98.82 | 98.82 | 11.25 | Fixed domestic
FZ2178_240531a | Progressive Change - Final | CDP18 | Whyalla H2 load_fixed | 2045 | SA | CSA | 98.55 | 98.55 | 11.25 | Fixed domestic
FZ2178_240531a | Progressive Change - Final | CDP18 | Whyalla H2 load_fixed | 2046 | SA | CSA | 98.55 | 98.55 | 11.25 | Fixed domestic
FZ2178_240531a | Progressive Change - Final | CDP18 | Whyalla H2 load_fixed | 2047 | SA | CSA | 98.55 | 98.55 | 11.25 | Fixed domestic
FZ2178_240531a | Progressive Change - Final | CDP18 | Whyalla H2 load_fixed | 2048 | SA | CSA | 98.82 | 98.82 | 11.25 | Fixed domestic
FZ2178_240531a | Progressive Change - Final | CDP18 | Whyalla H2 load_fixed | 2049 | SA | CSA | 98.55 | 98.55 | 11.25 | Fixed domestic
FZ2178_240531a | Progressive Change - Final | CDP18 | Whyalla H2 load_fixed | 2050 | SA | CSA | 98.55 | 98.55 | 11.25 | Fixed domestic
FZ2178_240531a | Progressive Change - Final | CDP18 | Whyalla H2 load_fixed | 2051 | SA | CSA | 98.55 | 98.55 | 11.25 | Fixed domestic
FZ2178_240531a | Progressive Change - Final | CDP18 | Whyalla H2 load_fixed | 2052 | SA | CSA | 98.82 | 98.82 | 11.25 | Fixed domestic
FZ2178_240531a | Progressive Change - Final | CDP18 | Whyalla H2 load_flex | 2025 | SA | CSA | 0 | 0 | 0 | Flexible domestic
FZ2178_240531a | Progressive Change - Final | CDP18 | Whyalla H2 load_flex | 2026 | SA | CSA | 344.5504 | 547.5 | 62.5 | Flexible domestic
FZ2178_240531a | Progressive Change - Final | CDP18 | Whyalla H2 load_flex | 2027 | SA | CSA | 1027.5222 | 1642.5 | 187.5 | Flexible domestic
FZ2178_240531a | Progressive Change - Final | CDP18 | Whyalla H2 load_flex | 2028 | SA | CSA | 1369.3318 | 2196 | 250 | Flexible domestic
FZ2178_240531a | Progressive Change - Final | CDP18 | Whyalla H2 load_flex | 2029 | SA | CSA | 1381.7932 | 2190 | 250 | Flexible domestic
FZ2178_240531a | Progressive Change - Final | CDP18 | Whyalla H2 load_flex | 2030 | SA | CSA | 1380.6196 | 2190 | 250 | Flexible domestic
FZ2178_240531a | Progressive Change - Final | CDP18 | Whyalla H2 load_flex | 2031 | SA | CSA | 1379.039 | 2190 | 250 | Flexible domestic
FZ2178_240531a | Progressive Change - Final | CDP18 | Whyalla H2 load_flex | 2032 | SA | CSA | 1304.129 | 2196 | 250 | Flexible domestic
FZ2178_240531a | Progressive Change - Final | CDP18 | Whyalla H2 load_flex | 2033 | SA | CSA | 1295.4086 | 2190 | 250 | Flexible domestic
FZ2178_240531a | Progressive Change - Final | CDP18 | Whyalla H2 load_flex | 2034 | SA | CSA | 1295.8946 | 2190 | 250 | Flexible domestic
FZ2178_240531a | Progressive Change - Final | CDP18 | Whyalla H2 load_flex | 2035 | SA | CSA | 1296.1512 | 2190 | 250 | Flexible domestic
FZ2178_240531a | Progressive Change - Final | CDP18 | Whyalla H2 load_flex | 2036 | SA | CSA | 1296.4087 | 2196 | 250 | Flexible domestic
FZ2178_240531a | Progressive Change - Final | CDP18 | Whyalla H2 load_flex | 2037 | SA | CSA | 1298.9976 | 2190 | 250 | Flexible domestic
FZ2178_240531a | Progressive Change - Final | CDP18 | Whyalla H2 load_flex | 2038 | SA | CSA | 1298.9976 | 2190 | 250 | Flexible domestic
FZ2178_240531a | Progressive Change - Final | CDP18 | Whyalla H2 load_flex | 2039 | SA | CSA | 1298.9976 | 2190 | 250 | Flexible domestic
FZ2178_240531a | Progressive Change - Final | CDP18 | Whyalla H2 load_flex | 2040 | SA | CSA | 1298.9976 | 2196 | 250 | Flexible domestic
FZ2178_240531a | Progressive Change - Final | CDP18 | Whyalla H2 load_flex | 2041 | SA | CSA | 1298.9976 | 2190 | 250 | Flexible domestic
FZ2178_240531a | Progressive Change - Final | CDP18 | Whyalla H2 load_flex | 2042 | SA | CSA | 1298.9976 | 2190 | 250 | Flexible domestic
FZ2178_240531a | Progressive Change - Final | CDP18 | Whyalla H2 load_flex | 2043 | SA | CSA | 1298.9976 | 2190 | 250 | Flexible domestic
FZ2178_240531a | Progressive Change - Final | CDP18 | Whyalla H2 load_flex | 2044 | SA | CSA | 1298.9976 | 2196 | 250 | Flexible domestic
FZ2178_240531a | Progressive Change - Final | CDP18 | Whyalla H2 load_flex | 2045 | SA | CSA | 1298.9976 | 2190 | 250 | Flexible domestic
FZ2178_240531a | Progressive Change - Final | CDP18 | Whyalla H2 load_flex | 2046 | SA | CSA | 1298.9976 | 2190 | 250 | Flexible domestic
FZ2178_240531a | Progressive Change - Final | CDP18 | Whyalla H2 load_flex | 2047 | SA | CSA | 1298.9976 | 2190 | 250 | Flexible domestic
FZ2178_240531a | Progressive Change - Final | CDP18 | Whyalla H2 load_flex | 2048 | SA | CSA | 1298.9976 | 2196 | 250 | Flexible domestic
FZ2178_240531a | Progressive Change - Final | CDP18 | Whyalla H2 load_flex | 2049 | SA | CSA | 1298.9976 | 2190 | 250 | Flexible domestic
FZ2178_240531a | Progressive Change - Final | CDP18 | Whyalla H2 load_flex | 2050 | SA | CSA | 1298.9976 | 2190 | 250 | Flexible domestic
FZ2178_240531a | Progressive Change - Final | CDP18 | Whyalla H2 load_flex | 2051 | SA | CSA | 1298.9976 | 2190 | 250 | Flexible domestic
FZ2178_240531a | Progressive Change - Final | CDP18 | Whyalla H2 load_flex | 2052 | SA | CSA | 1298.9976 | 2196 | 250 | Flexible domestic
FZ2178_240531a | Progressive Change - Final | CDP18 | H2 Domestic Fixed_SESA | 2025 | SA | SESA | 0.061378 | 0.061378 | 0.0070066 | Fixed domestic
FZ2178_240531a | Progressive Change - Final | CDP18 | H2 Domestic Fixed_SESA | 2026 | SA | SESA | 2.6667 | 2.6667 | 0.30441 | Fixed domestic
FZ2178_240531a | Progressive Change - Final | CDP18 | H2 Domestic Fixed_SESA | 2027 | SA | SESA | 7.7174 | 7.7174 | 0.88098 | Fixed domestic
FZ2178_240531a | Progressive Change - Final | CDP18 | H2 Domestic Fixed_SESA | 2028 | SA | SESA | 9.8546 | 9.8546 | 1.1219 | Fixed domestic
FZ2178_240531a | Progressive Change - Final | CDP18 | H2 Domestic Fixed_SESA | 2029 | SA | SESA | 10.7301 | 10.7301 | 1.2249 | Fixed domestic
FZ2178_240531a | Progressive Change - Final | CDP18 | H2 Domestic Fixed_SESA | 2030 | SA | SESA | 10.7301 | 10.7301 | 1.2249 | Fixed domestic
FZ2178_240531a | Progressive Change - Final | CDP18 | H2 Domestic Fixed_SESA | 2031 | SA | SESA | 10.7301 | 10.7301 | 1.2249 | Fixed domestic
FZ2178_240531a | Progressive Change - Final | CDP18 | H2 Domestic Fixed_SESA | 2032 | SA | SESA | 10.7595 | 10.7595 | 1.2249 | Fixed domestic
FZ2178_240531a | Progressive Change - Final | CDP18 | H2 Domestic Fixed_SESA | 2033 | SA | SESA | 13.2571 | 13.2571 | 1.5134 | Fixed domestic
FZ2178_240531a | Progressive Change - Final | CDP18 | H2 Domestic Fixed_SESA | 2034 | SA | SESA | 13.952 | 13.952 | 1.5927 | Fixed domestic
FZ2178_240531a | Progressive Change - Final | CDP18 | H2 Domestic Fixed_SESA | 2035 | SA | SESA | 15.1552 | 15.1552 | 1.73 | Fixed domestic
FZ2178_240531a | Progressive Change - Final | CDP18 | H2 Domestic Fixed_SESA | 2036 | SA | SESA | 16.268 | 16.268 | 1.852 | Fixed domestic
FZ2178_240531a | Progressive Change - Final | CDP18 | H2 Domestic Fixed_SESA | 2037 | SA | SESA | 16.2235 | 16.2235 | 1.852 | Fixed domestic
FZ2178_240531a | Progressive Change - Final | CDP18 | H2 Domestic Fixed_SESA | 2038 | SA | SESA | 18.4317 | 18.4317 | 2.1041 | Fixed domestic
FZ2178_240531a | Progressive Change - Final | CDP18 | H2 Domestic Fixed_SESA | 2039 | SA | SESA | 18.4317 | 18.4317 | 2.1041 | Fixed domestic
FZ2178_240531a | Progressive Change - Final | CDP18 | H2 Domestic Fixed_SESA | 2040 | SA | SESA | 18.4822 | 18.4822 | 2.1041 | Fixed domestic
FZ2178_240531a | Progressive Change - Final | CDP18 | H2 Domestic Fixed_SESA | 2041 | SA | SESA | 18.4317 | 18.4317 | 2.1041 | Fixed domestic
FZ2178_240531a | Progressive Change - Final | CDP18 | H2 Domestic Fixed_SESA | 2042 | SA | SESA | 18.4317 | 18.4317 | 2.1041 | Fixed domestic
FZ2178_240531a | Progressive Change - Final | CDP18 | H2 Domestic Fixed_SESA | 2043 | SA | SESA | 18.4317 | 18.4317 | 2.1041 | Fixed domestic
FZ2178_240531a | Progressive Change - Final | CDP18 | H2 Domestic Fixed_SESA | 2044 | SA | SESA | 24.5855 | 24.5855 | 2.7989 | Fixed domestic
FZ2178_240531a | Progressive Change - Final | CDP18 | H2 Domestic Fixed_SESA | 2045 | SA | SESA | 24.5183 | 24.5183 | 2.7989 | Fixed domestic
FZ2178_240531a | Progressive Change - Final | CDP18 | H2 Domestic Fixed_SESA | 2046 | SA | SESA | 24.5183 | 24.5183 | 2.7989 | Fixed domestic
FZ2178_240531a | Progressive Change - Final | CDP18 | H2 Domestic Fixed_SESA | 2047 | SA | SESA | 24.5183 | 24.5183 | 2.7989 | Fixed domestic
FZ2178_240531a | Progressive Change - Final | CDP18 | H2 Domestic Fixed_SESA | 2048 | SA | SESA | 24.5855 | 24.5855 | 2.7989 | Fixed domestic
FZ2178_240531a | Progressive Change - Final | CDP18 | H2 Domestic Fixed_SESA | 2049 | SA | SESA | 24.5183 | 24.5183 | 2.7989 | Fixed domestic
FZ2178_240531a | Progressive Change - Final | CDP18 | H2 Domestic Fixed_SESA | 2050 | SA | SESA | 38.2178 | 38.2178 | 4.3628 | Fixed domestic
FZ2178_240531a | Progressive Change - Final | CDP18 | H2 Domestic Fixed_SESA | 2051 | SA | SESA | 35.6125 | 35.6125 | 4.0654 | Fixed domestic
FZ2178_240531a | Progressive Change - Final | CDP18 | H2 Domestic Fixed_SESA | 2052 | SA | SESA | 38.3844 | 38.3844 | 4.3698 | Fixed domestic
FZ2178_240531a | Progressive Change - Final | CDP18 | H2 Domestic Flex_SESA | 2025 | SA | SESA | 1.1835 | 1.3639 | 0.1557 | Flexible domestic
FZ2178_240531a | Progressive Change - Final | CDP18 | H2 Domestic Flex_SESA | 2026 | SA | SESA | 51.3833 | 59.2594 | 6.7648 | Flexible domestic
FZ2178_240531a | Progressive Change - Final | CDP18 | H2 Domestic Flex_SESA | 2027 | SA | SESA | 146.4943 | 171.497 | 19.5773 | Flexible domestic
FZ2178_240531a | Progressive Change - Final | CDP18 | H2 Domestic Flex_SESA | 2028 | SA | SESA | 188.8144 | 218.9911 | 24.9307 | Flexible domestic
FZ2178_240531a | Progressive Change - Final | CDP18 | H2 Domestic Flex_SESA | 2029 | SA | SESA | 169.2015 | 238.4458 | 27.2198 | Flexible domestic
FZ2178_240531a | Progressive Change - Final | CDP18 | H2 Domestic Flex_SESA | 2030 | SA | SESA | 148.0694 | 238.4458 | 27.2198 | Flexible domestic
FZ2178_240531a | Progressive Change - Final | CDP18 | H2 Domestic Flex_SESA | 2031 | SA | SESA | 146.0958 | 238.4458 | 27.2198 | Flexible domestic
FZ2178_240531a | Progressive Change - Final | CDP18 | H2 Domestic Flex_SESA | 2032 | SA | SESA | 167.3429 | 239.0991 | 27.2198 | Flexible domestic
FZ2178_240531a | Progressive Change - Final | CDP18 | H2 Domestic Flex_SESA | 2033 | SA | SESA | 199.5319 | 294.6023 | 33.6304 | Flexible domestic
FZ2178_240531a | Progressive Change - Final | CDP18 | H2 Domestic Flex_SESA | 2034 | SA | SESA | 206.0828 | 310.0448 | 35.3932 | Flexible domestic
FZ2178_240531a | Progressive Change - Final | CDP18 | H2 Domestic Flex_SESA | 2035 | SA | SESA | 201.66 | 336.7813 | 38.4454 | Flexible domestic
FZ2178_240531a | Progressive Change - Final | CDP18 | H2 Domestic Flex_SESA | 2036 | SA | SESA | 197.2612 | 361.511 | 41.1556 | Flexible domestic
FZ2178_240531a | Progressive Change - Final | CDP18 | H2 Domestic Flex_SESA | 2037 | SA | SESA | 192.9695 | 360.5233 | 41.1556 | Flexible domestic
FZ2178_240531a | Progressive Change - Final | CDP18 | H2 Domestic Flex_SESA | 2038 | SA | SESA | 188.9449 | 409.594 | 46.7573 | Flexible domestic
FZ2178_240531a | Progressive Change - Final | CDP18 | H2 Domestic Flex_SESA | 2039 | SA | SESA | 184.9592 | 409.594 | 46.7573 | Flexible domestic
FZ2178_240531a | Progressive Change - Final | CDP18 | H2 Domestic Flex_SESA | 2040 | SA | SESA | 181.0498 | 410.7162 | 46.7573 | Flexible domestic
FZ2178_240531a | Progressive Change - Final | CDP18 | H2 Domestic Flex_SESA | 2041 | SA | SESA | 179.2508 | 409.594 | 46.7573 | Flexible domestic
FZ2178_240531a | Progressive Change - Final | CDP18 | H2 Domestic Flex_SESA | 2042 | SA | SESA | 179.4237 | 409.594 | 46.7573 | Flexible domestic
FZ2178_240531a | Progressive Change - Final | CDP18 | H2 Domestic Flex_SESA | 2043 | SA | SESA | 222.1558 | 409.594 | 46.7573 | Flexible domestic
FZ2178_240531a | Progressive Change - Final | CDP18 | H2 Domestic Flex_SESA | 2044 | SA | SESA | 223.2297 | 546.3436 | 62.1976 | Flexible domestic
FZ2178_240531a | Progressive Change - Final | CDP18 | H2 Domestic Flex_SESA | 2045 | SA | SESA | 224.4286 | 544.8509 | 62.1976 | Flexible domestic
FZ2178_240531a | Progressive Change - Final | CDP18 | H2 Domestic Flex_SESA | 2046 | SA | SESA | 238.1929 | 544.8509 | 62.1976 | Flexible domestic
FZ2178_240531a | Progressive Change - Final | CDP18 | H2 Domestic Flex_SESA | 2047 | SA | SESA | 237.464 | 544.8509 | 62.1976 | Flexible domestic
FZ2178_240531a | Progressive Change - Final | CDP18 | H2 Domestic Flex_SESA | 2048 | SA | SESA | 238.0114 | 546.3436 | 62.1976 | Flexible domestic
FZ2178_240531a | Progressive Change - Final | CDP18 | H2 Domestic Flex_SESA | 2049 | SA | SESA | 262.6572 | 544.8509 | 62.1976 | Flexible domestic
FZ2178_240531a | Progressive Change - Final | CDP18 | H2 Domestic Flex_SESA | 2050 | SA | SESA | 320.6611 | 849.2843 | 96.9503 | Flexible domestic
FZ2178_240531a | Progressive Change - Final | CDP18 | H2 Domestic Flex_SESA | 2051 | SA | SESA | 321.0201 | 791.3889 | 90.3412 | Flexible domestic
FZ2178_240531a | Progressive Change - Final | CDP18 | H2 Domestic Flex_SESA | 2052 | SA | SESA | 320.5845 | 852.9872 | 97.1069 | Flexible domestic
FZ2178_240531a | Progressive Change - Final | CDP18 | H2 Domestic Fixed_TAS | 2025 | TAS | TAS | 0 | 0 | 0 | Fixed domestic
FZ2178_240531a | Progressive Change - Final | CDP18 | H2 Domestic Fixed_TAS | 2026 | TAS | TAS | 0 | 0 | 0 | Fixed domestic
FZ2178_240531a | Progressive Change - Final | CDP18 | H2 Domestic Fixed_TAS | 2027 | TAS | TAS | 0 | 0 | 0 | Fixed domestic
FZ2178_240531a | Progressive Change - Final | CDP18 | H2 Domestic Fixed_TAS | 2028 | TAS | TAS | 0 | 0 | 0 | Fixed domestic
FZ2178_240531a | Progressive Change - Final | CDP18 | H2 Domestic Fixed_TAS | 2029 | TAS | TAS | 0.30059 | 0.30059 | 0.034314 | Fixed domestic
FZ2178_240531a | Progressive Change - Final | CDP18 | H2 Domestic Fixed_TAS | 2030 | TAS | TAS | 1.2354 | 1.2354 | 0.14103 | Fixed domestic
FZ2178_240531a | Progressive Change - Final | CDP18 | H2 Domestic Fixed_TAS | 2031 | TAS | TAS | 2.5762 | 2.5762 | 0.29408 | Fixed domestic
FZ2178_240531a | Progressive Change - Final | CDP18 | H2 Domestic Fixed_TAS | 2032 | TAS | TAS | 3.3595 | 3.3595 | 0.38245 | Fixed domestic
FZ2178_240531a | Progressive Change - Final | CDP18 | H2 Domestic Fixed_TAS | 2033 | TAS | TAS | 4.7729 | 4.7729 | 0.54485 | Fixed domestic
FZ2178_240531a | Progressive Change - Final | CDP18 | H2 Domestic Fixed_TAS | 2034 | TAS | TAS | 4.7729 | 4.7729 | 0.54485 | Fixed domestic
FZ2178_240531a | Progressive Change - Final | CDP18 | H2 Domestic Fixed_TAS | 2035 | TAS | TAS | 4.9175 | 4.9175 | 0.56136 | Fixed domestic
FZ2178_240531a | Progressive Change - Final | CDP18 | H2 Domestic Fixed_TAS | 2036 | TAS | TAS | 5.8898 | 5.8898 | 0.67051 | Fixed domestic
FZ2178_240531a | Progressive Change - Final | CDP18 | H2 Domestic Fixed_TAS | 2037 | TAS | TAS | 5.8737 | 5.8737 | 0.67051 | Fixed domestic
FZ2178_240531a | Progressive Change - Final | CDP18 | H2 Domestic Fixed_TAS | 2038 | TAS | TAS | 9.7586 | 9.7586 | 1.114 | Fixed domestic
FZ2178_240531a | Progressive Change - Final | CDP18 | H2 Domestic Fixed_TAS | 2039 | TAS | TAS | 9.7586 | 9.7586 | 1.114 | Fixed domestic
FZ2178_240531a | Progressive Change - Final | CDP18 | H2 Domestic Fixed_TAS | 2040 | TAS | TAS | 9.7853 | 9.7853 | 1.114 | Fixed domestic
FZ2178_240531a | Progressive Change - Final | CDP18 | H2 Domestic Fixed_TAS | 2041 | TAS | TAS | 14.0639 | 14.0639 | 1.6055 | Fixed domestic
FZ2178_240531a | Progressive Change - Final | CDP18 | H2 Domestic Fixed_TAS | 2042 | TAS | TAS | 14.0639 | 14.0639 | 1.6055 | Fixed domestic
FZ2178_240531a | Progressive Change - Final | CDP18 | H2 Domestic Fixed_TAS | 2043 | TAS | TAS | 14.0639 | 14.0639 | 1.6055 | Fixed domestic
FZ2178_240531a | Progressive Change - Final | CDP18 | H2 Domestic Fixed_TAS | 2044 | TAS | TAS | 14.1025 | 14.1025 | 1.6055 | Fixed domestic
FZ2178_240531a | Progressive Change - Final | CDP18 | H2 Domestic Fixed_TAS | 2045 | TAS | TAS | 14.0639 | 14.0639 | 1.6055 | Fixed domestic
FZ2178_240531a | Progressive Change - Final | CDP18 | H2 Domestic Fixed_TAS | 2046 | TAS | TAS | 14.0639 | 14.0639 | 1.6055 | Fixed domestic
FZ2178_240531a | Progressive Change - Final | CDP18 | H2 Domestic Fixed_TAS | 2047 | TAS | TAS | 15.9975 | 15.9975 | 1.8262 | Fixed domestic
FZ2178_240531a | Progressive Change - Final | CDP18 | H2 Domestic Fixed_TAS | 2048 | TAS | TAS | 16.0413 | 16.0413 | 1.8262 | Fixed domestic
FZ2178_240531a | Progressive Change - Final | CDP18 | H2 Domestic Fixed_TAS | 2049 | TAS | TAS | 15.9975 | 15.9975 | 1.8262 | Fixed domestic
FZ2178_240531a | Progressive Change - Final | CDP18 | H2 Domestic Fixed_TAS | 2050 | TAS | TAS | 16.1036 | 16.1036 | 1.8383 | Fixed domestic
FZ2178_240531a | Progressive Change - Final | CDP18 | H2 Domestic Fixed_TAS | 2051 | TAS | TAS | 16.1036 | 16.1036 | 1.8383 | Fixed domestic
FZ2178_240531a | Progressive Change - Final | CDP18 | H2 Domestic Fixed_TAS | 2052 | TAS | TAS | 16.1788 | 16.1788 | 1.8419 | Fixed domestic
FZ2178_240531a | Progressive Change - Final | CDP18 | H2 Domestic Flex_TAS | 2025 | TAS | TAS | 0 | 0 | 0 | Flexible domestic
FZ2178_240531a | Progressive Change - Final | CDP18 | H2 Domestic Flex_TAS | 2026 | TAS | TAS | 0 | 0 | 0 | Flexible domestic
FZ2178_240531a | Progressive Change - Final | CDP18 | H2 Domestic Flex_TAS | 2027 | TAS | TAS | 0 | 0 | 0 | Flexible domestic
FZ2178_240531a | Progressive Change - Final | CDP18 | H2 Domestic Flex_TAS | 2028 | TAS | TAS | 0 | 0 | 0 | Flexible domestic
FZ2178_240531a | Progressive Change - Final | CDP18 | H2 Domestic Flex_TAS | 2029 | TAS | TAS | 5.7721 | 6.6798 | 0.76253 | Flexible domestic
FZ2178_240531a | Progressive Change - Final | CDP18 | H2 Domestic Flex_TAS | 2030 | TAS | TAS | 24.2692 | 27.4534 | 3.134 | Flexible domestic
FZ2178_240531a | Progressive Change - Final | CDP18 | H2 Domestic Flex_TAS | 2031 | TAS | TAS | 50.4074 | 57.2484 | 6.5352 | Flexible domestic
FZ2178_240531a | Progressive Change - Final | CDP18 | H2 Domestic Flex_TAS | 2032 | TAS | TAS | 66.0847 | 74.6547 | 8.4989 | Flexible domestic
FZ2178_240531a | Progressive Change - Final | CDP18 | H2 Domestic Flex_TAS | 2033 | TAS | TAS | 95.2936 | 106.0648 | 12.1079 | Flexible domestic
FZ2178_240531a | Progressive Change - Final | CDP18 | H2 Domestic Flex_TAS | 2034 | TAS | TAS | 93.8191 | 106.0648 | 12.1079 | Flexible domestic
FZ2178_240531a | Progressive Change - Final | CDP18 | H2 Domestic Flex_TAS | 2035 | TAS | TAS | 98.1518 | 109.2787 | 12.4747 | Flexible domestic
FZ2178_240531a | Progressive Change - Final | CDP18 | H2 Domestic Flex_TAS | 2036 | TAS | TAS | 99.4811 | 130.8837 | 14.9002 | Flexible domestic
FZ2178_240531a | Progressive Change - Final | CDP18 | H2 Domestic Flex_TAS | 2037 | TAS | TAS | 97.2629 | 130.5261 | 14.9002 | Flexible domestic
FZ2178_240531a | Progressive Change - Final | CDP18 | H2 Domestic Flex_TAS | 2038 | TAS | TAS | 174.1542 | 216.8567 | 24.7553 | Flexible domestic
FZ2178_240531a | Progressive Change - Final | CDP18 | H2 Domestic Flex_TAS | 2039 | TAS | TAS | 170.2738 | 216.8567 | 24.7553 | Flexible domestic
FZ2178_240531a | Progressive Change - Final | CDP18 | H2 Domestic Flex_TAS | 2040 | TAS | TAS | 167.28 | 217.4508 | 24.7553 | Flexible domestic
FZ2178_240531a | Progressive Change - Final | CDP18 | H2 Domestic Flex_TAS | 2041 | TAS | TAS | 165.4189 | 312.5319 | 35.6772 | Flexible domestic
FZ2178_240531a | Progressive Change - Final | CDP18 | H2 Domestic Flex_TAS | 2042 | TAS | TAS | 169.1686 | 312.5319 | 35.6772 | Flexible domestic
FZ2178_240531a | Progressive Change - Final | CDP18 | H2 Domestic Flex_TAS | 2043 | TAS | TAS | 170.1358 | 312.5319 | 35.6772 | Flexible domestic
FZ2178_240531a | Progressive Change - Final | CDP18 | H2 Domestic Flex_TAS | 2044 | TAS | TAS | 173.9124 | 313.3881 | 35.6772 | Flexible domestic
FZ2178_240531a | Progressive Change - Final | CDP18 | H2 Domestic Flex_TAS | 2045 | TAS | TAS | 175.0212 | 312.5319 | 35.6772 | Flexible domestic
FZ2178_240531a | Progressive Change - Final | CDP18 | H2 Domestic Flex_TAS | 2046 | TAS | TAS | 175.0212 | 312.5319 | 35.6772 | Flexible domestic
FZ2178_240531a | Progressive Change - Final | CDP18 | H2 Domestic Flex_TAS | 2047 | TAS | TAS | 175.0212 | 355.5001 | 40.5822 | Flexible domestic
FZ2178_240531a | Progressive Change - Final | CDP18 | H2 Domestic Flex_TAS | 2048 | TAS | TAS | 175.0212 | 356.4741 | 40.5822 | Flexible domestic
FZ2178_240531a | Progressive Change - Final | CDP18 | H2 Domestic Flex_TAS | 2049 | TAS | TAS | 175.0212 | 355.5001 | 40.5822 | Flexible domestic
FZ2178_240531a | Progressive Change - Final | CDP18 | H2 Domestic Flex_TAS | 2050 | TAS | TAS | 175.0212 | 357.8573 | 40.8513 | Flexible domestic
FZ2178_240531a | Progressive Change - Final | CDP18 | H2 Domestic Flex_TAS | 2051 | TAS | TAS | 175.0212 | 357.8573 | 40.8513 | Flexible domestic
FZ2178_240531a | Progressive Change - Final | CDP18 | H2 Domestic Flex_TAS | 2052 | TAS | TAS | 175.0212 | 359.53 | 40.9301 | Flexible domestic
FZ2178_240531a | Progressive Change - Final | CDP18 | H2 Domestic Fixed_VIC | 2025 | VIC | VIC | 2.5574 | 2.5574 | 0.29194 | Fixed domestic
FZ2178_240531a | Progressive Change - Final | CDP18 | H2 Domestic Fixed_VIC | 2026 | VIC | VIC | 4.0307 | 4.0307 | 0.46013 | Fixed domestic
FZ2178_240531a | Progressive Change - Final | CDP18 | H2 Domestic Fixed_VIC | 2027 | VIC | VIC | 4.0307 | 4.0307 | 0.46013 | Fixed domestic
FZ2178_240531a | Progressive Change - Final | CDP18 | H2 Domestic Fixed_VIC | 2028 | VIC | VIC | 4.0418 | 4.0418 | 0.46013 | Fixed domestic
FZ2178_240531a | Progressive Change - Final | CDP18 | H2 Domestic Fixed_VIC | 2029 | VIC | VIC | 50.4395 | 50.4395 | 5.7579 | Fixed domestic
FZ2178_240531a | Progressive Change - Final | CDP18 | H2 Domestic Fixed_VIC | 2030 | VIC | VIC | 139.1119 | 139.1119 | 15.8804 | Fixed domestic
FZ2178_240531a | Progressive Change - Final | CDP18 | H2 Domestic Fixed_VIC | 2031 | VIC | VIC | 139.1119 | 139.1119 | 15.8804 | Fixed domestic
FZ2178_240531a | Progressive Change - Final | CDP18 | H2 Domestic Fixed_VIC | 2032 | VIC | VIC | 204.8376 | 204.8376 | 23.3194 | Fixed domestic
FZ2178_240531a | Progressive Change - Final | CDP18 | H2 Domestic Fixed_VIC | 2033 | VIC | VIC | 420.9245 | 420.9245 | 48.0507 | Fixed domestic
FZ2178_240531a | Progressive Change - Final | CDP18 | H2 Domestic Fixed_VIC | 2034 | VIC | VIC | 420.9245 | 420.9245 | 48.0507 | Fixed domestic
FZ2178_240531a | Progressive Change - Final | CDP18 | H2 Domestic Fixed_VIC | 2035 | VIC | VIC | 489.2586 | 489.2586 | 55.8514 | Fixed domestic
FZ2178_240531a | Progressive Change - Final | CDP18 | H2 Domestic Fixed_VIC | 2036 | VIC | VIC | 549.27 | 549.27 | 62.5307 | Fixed domestic
FZ2178_240531a | Progressive Change - Final | CDP18 | H2 Domestic Fixed_VIC | 2037 | VIC | VIC | 547.7692 | 547.7692 | 62.5307 | Fixed domestic
FZ2178_240531a | Progressive Change - Final | CDP18 | H2 Domestic Fixed_VIC | 2038 | VIC | VIC | 576.3117 | 576.3117 | 65.789 | Fixed domestic
FZ2178_240531a | Progressive Change - Final | CDP18 | H2 Domestic Fixed_VIC | 2039 | VIC | VIC | 576.3117 | 576.3117 | 65.789 | Fixed domestic
FZ2178_240531a | Progressive Change - Final | CDP18 | H2 Domestic Fixed_VIC | 2040 | VIC | VIC | 577.8906 | 577.8906 | 65.789 | Fixed domestic
FZ2178_240531a | Progressive Change - Final | CDP18 | H2 Domestic Fixed_VIC | 2041 | VIC | VIC | 576.3117 | 576.3117 | 65.789 | Fixed domestic
FZ2178_240531a | Progressive Change - Final | CDP18 | H2 Domestic Fixed_VIC | 2042 | VIC | VIC | 576.3117 | 576.3117 | 65.789 | Fixed domestic
FZ2178_240531a | Progressive Change - Final | CDP18 | H2 Domestic Fixed_VIC | 2043 | VIC | VIC | 576.3117 | 576.3117 | 65.789 | Fixed domestic
FZ2178_240531a | Progressive Change - Final | CDP18 | H2 Domestic Fixed_VIC | 2044 | VIC | VIC | 598.902 | 598.902 | 68.181 | Fixed domestic
FZ2178_240531a | Progressive Change - Final | CDP18 | H2 Domestic Fixed_VIC | 2045 | VIC | VIC | 597.2657 | 597.2657 | 68.181 | Fixed domestic
FZ2178_240531a | Progressive Change - Final | CDP18 | H2 Domestic Fixed_VIC | 2046 | VIC | VIC | 597.2657 | 597.2657 | 68.181 | Fixed domestic
FZ2178_240531a | Progressive Change - Final | CDP18 | H2 Domestic Fixed_VIC | 2047 | VIC | VIC | 678.099 | 678.099 | 77.4086 | Fixed domestic
FZ2178_240531a | Progressive Change - Final | CDP18 | H2 Domestic Fixed_VIC | 2048 | VIC | VIC | 679.9568 | 679.9568 | 77.4086 | Fixed domestic
FZ2178_240531a | Progressive Change - Final | CDP18 | H2 Domestic Fixed_VIC | 2049 | VIC | VIC | 678.099 | 678.099 | 77.4086 | Fixed domestic
FZ2178_240531a | Progressive Change - Final | CDP18 | H2 Domestic Fixed_VIC | 2050 | VIC | VIC | 826.558 | 826.558 | 94.3559 | Fixed domestic
FZ2178_240531a | Progressive Change - Final | CDP18 | H2 Domestic Fixed_VIC | 2051 | VIC | VIC | 825.0847 | 825.0847 | 94.1877 | Fixed domestic
FZ2178_240531a | Progressive Change - Final | CDP18 | H2 Domestic Fixed_VIC | 2052 | VIC | VIC | 867.8842 | 867.8842 | 98.8028 | Fixed domestic
FZ2178_240531a | Progressive Change - Final | CDP18 | H2 Domestic Flex_VIC | 2025 | VIC | VIC | 49.3127 | 56.8302 | 6.4875 | Flexible domestic
FZ2178_240531a | Progressive Change - Final | CDP18 | H2 Domestic Flex_VIC | 2026 | VIC | VIC | 77.6668 | 89.5717 | 10.2251 | Flexible domestic
FZ2178_240531a | Progressive Change - Final | CDP18 | H2 Domestic Flex_VIC | 2027 | VIC | VIC | 75.935 | 89.5717 | 10.2251 | Flexible domestic
FZ2178_240531a | Progressive Change - Final | CDP18 | H2 Domestic Flex_VIC | 2028 | VIC | VIC | 74.2418 | 89.8171 | 10.2251 | Flexible domestic
FZ2178_240531a | Progressive Change - Final | CDP18 | H2 Domestic Flex_VIC | 2029 | VIC | VIC | 681.7364 | 1120.8784 | 127.9542 | Flexible domestic
FZ2178_240531a | Progressive Change - Final | CDP18 | H2 Domestic Flex_VIC | 2030 | VIC | VIC | 1845.7348 | 3091.376 | 352.8968 | Flexible domestic
FZ2178_240531a | Progressive Change - Final | CDP18 | H2 Domestic Flex_VIC | 2031 | VIC | VIC | 2721.9649 | 3091.376 | 352.8968 | Flexible domestic
FZ2178_240531a | Progressive Change - Final | CDP18 | H2 Domestic Flex_VIC | 2032 | VIC | VIC | 4029.4052 | 4551.9473 | 518.2089 | Flexible domestic
FZ2178_240531a | Progressive Change - Final | CDP18 | H2 Domestic Flex_VIC | 2033 | VIC | VIC | 7023.9978 | 9353.878 | 1067.7943 | Flexible domestic
FZ2178_240531a | Progressive Change - Final | CDP18 | H2 Domestic Flex_VIC | 2034 | VIC | VIC | 6901.8071 | 9353.878 | 1067.7943 | Flexible domestic
FZ2178_240531a | Progressive Change - Final | CDP18 | H2 Domestic Flex_VIC | 2035 | VIC | VIC | 6908.0234 | 10872.4124 | 1241.143 | Flexible domestic
FZ2178_240531a | Progressive Change - Final | CDP18 | H2 Domestic Flex_VIC | 2036 | VIC | VIC | 6792.8172 | 12205.999 | 1389.5718 | Flexible domestic
FZ2178_240531a | Progressive Change - Final | CDP18 | H2 Domestic Flex_VIC | 2037 | VIC | VIC | 6641.3517 | 12172.6493 | 1389.5718 | Flexible domestic
FZ2178_240531a | Progressive Change - Final | CDP18 | H2 Domestic Flex_VIC | 2038 | VIC | VIC | 6623.0248 | 12806.9266 | 1461.9779 | Flexible domestic
FZ2178_240531a | Progressive Change - Final | CDP18 | H2 Domestic Flex_VIC | 2039 | VIC | VIC | 6516.1324 | 12806.9266 | 1461.9779 | Flexible domestic
FZ2178_240531a | Progressive Change - Final | CDP18 | H2 Domestic Flex_VIC | 2040 | VIC | VIC | 6406.72 | 12842.0141 | 1461.9779 | Flexible domestic
FZ2178_240531a | Progressive Change - Final | CDP18 | H2 Domestic Flex_VIC | 2041 | VIC | VIC | 6334.4865 | 12806.9266 | 1461.9779 | Flexible domestic
FZ2178_240531a | Progressive Change - Final | CDP18 | H2 Domestic Flex_VIC | 2042 | VIC | VIC | 6347.9136 | 12806.9266 | 1461.9779 | Flexible domestic
FZ2178_240531a | Progressive Change - Final | CDP18 | H2 Domestic Flex_VIC | 2043 | VIC | VIC | 6409.0816 | 12806.9266 | 1461.9779 | Flexible domestic
FZ2178_240531a | Progressive Change - Final | CDP18 | H2 Domestic Flex_VIC | 2044 | VIC | VIC | 6453.7612 | 13308.9333 | 1515.1336 | Flexible domestic
FZ2178_240531a | Progressive Change - Final | CDP18 | H2 Domestic Flex_VIC | 2045 | VIC | VIC | 6488.4471 | 13272.5701 | 1515.1336 | Flexible domestic
FZ2178_240531a | Progressive Change - Final | CDP18 | H2 Domestic Flex_VIC | 2046 | VIC | VIC | 6529.3694 | 13272.5701 | 1515.1336 | Flexible domestic
FZ2178_240531a | Progressive Change - Final | CDP18 | H2 Domestic Flex_VIC | 2047 | VIC | VIC | 6529.3694 | 15068.8668 | 1720.1903 | Flexible domestic
FZ2178_240531a | Progressive Change - Final | CDP18 | H2 Domestic Flex_VIC | 2048 | VIC | VIC | 6614.7091 | 15110.1514 | 1720.1903 | Flexible domestic
FZ2178_240531a | Progressive Change - Final | CDP18 | H2 Domestic Flex_VIC | 2049 | VIC | VIC | 6614.7091 | 15068.8668 | 1720.1903 | Flexible domestic
FZ2178_240531a | Progressive Change - Final | CDP18 | H2 Domestic Flex_VIC | 2050 | VIC | VIC | 7316.4323 | 18367.9563 | 2096.7987 | Flexible domestic
FZ2178_240531a | Progressive Change - Final | CDP18 | H2 Domestic Flex_VIC | 2051 | VIC | VIC | 7316.4323 | 18335.2149 | 2093.0611 | Flexible domestic
FZ2178_240531a | Progressive Change - Final | CDP18 | H2 Domestic Flex_VIC | 2052 | VIC | VIC | 7316.4323 | 19286.3149 | 2195.6187 | Flexible domestic
FZ2179_240531a | Progressive Change - Final | CDP19 | H2 Domestic Fixed_SNSW | 2025 | NSW | SNSW | 1.3276 | 1.3276 | 0.15156 | Fixed domestic
FZ2179_240531a | Progressive Change - Final | CDP19 | H2 Domestic Fixed_SNSW | 2026 | NSW | SNSW | 3.1853 | 3.1853 | 0.36362 | Fixed domestic
FZ2179_240531a | Progressive Change - Final | CDP19 | H2 Domestic Fixed_SNSW | 2027 | NSW | SNSW | 6.3084 | 6.3084 | 0.72014 | Fixed domestic
FZ2179_240531a | Progressive Change - Final | CDP19 | H2 Domestic Fixed_SNSW | 2028 | NSW | SNSW | 10.9957 | 10.9957 | 1.2518 | Fixed domestic
FZ2179_240531a | Progressive Change - Final | CDP19 | H2 Domestic Fixed_SNSW | 2029 | NSW | SNSW | 27.192 | 27.192 | 3.1041 | Fixed domestic
FZ2179_240531a | Progressive Change - Final | CDP19 | H2 Domestic Fixed_SNSW | 2030 | NSW | SNSW | 27.192 | 27.192 | 3.1041 | Fixed domestic
FZ2179_240531a | Progressive Change - Final | CDP19 | H2 Domestic Fixed_SNSW | 2031 | NSW | SNSW | 27.192 | 27.192 | 3.1041 | Fixed domestic
FZ2179_240531a | Progressive Change - Final | CDP19 | H2 Domestic Fixed_SNSW | 2032 | NSW | SNSW | 27.2665 | 27.2665 | 3.1041 | Fixed domestic
FZ2179_240531a | Progressive Change - Final | CDP19 | H2 Domestic Fixed_SNSW | 2033 | NSW | SNSW | 27.192 | 27.192 | 3.1041 | Fixed domestic
FZ2179_240531a | Progressive Change - Final | CDP19 | H2 Domestic Fixed_SNSW | 2034 | NSW | SNSW | 27.6335 | 27.6335 | 3.1545 | Fixed domestic
FZ2179_240531a | Progressive Change - Final | CDP19 | H2 Domestic Fixed_SNSW | 2035 | NSW | SNSW | 27.6335 | 27.6335 | 3.1545 | Fixed domestic
FZ2179_240531a | Progressive Change - Final | CDP19 | H2 Domestic Fixed_SNSW | 2036 | NSW | SNSW | 38.1133 | 38.1133 | 4.3389 | Fixed domestic
FZ2179_240531a | Progressive Change - Final | CDP19 | H2 Domestic Fixed_SNSW | 2037 | NSW | SNSW | 38.0092 | 38.0092 | 4.3389 | Fixed domestic
FZ2179_240531a | Progressive Change - Final | CDP19 | H2 Domestic Fixed_SNSW | 2038 | NSW | SNSW | 40.1835 | 40.1835 | 4.5872 | Fixed domestic
FZ2179_240531a | Progressive Change - Final | CDP19 | H2 Domestic Fixed_SNSW | 2039 | NSW | SNSW | 40.1835 | 40.1835 | 4.5872 | Fixed domestic
FZ2179_240531a | Progressive Change - Final | CDP19 | H2 Domestic Fixed_SNSW | 2040 | NSW | SNSW | 40.2935 | 40.2935 | 4.5872 | Fixed domestic
FZ2179_240531a | Progressive Change - Final | CDP19 | H2 Domestic Fixed_SNSW | 2041 | NSW | SNSW | 40.1835 | 40.1835 | 4.5872 | Fixed domestic
FZ2179_240531a | Progressive Change - Final | CDP19 | H2 Domestic Fixed_SNSW | 2042 | NSW | SNSW | 40.1835 | 40.1835 | 4.5872 | Fixed domestic
FZ2179_240531a | Progressive Change - Final | CDP19 | H2 Domestic Fixed_SNSW | 2043 | NSW | SNSW | 40.1835 | 40.1835 | 4.5872 | Fixed domestic
FZ2179_240531a | Progressive Change - Final | CDP19 | H2 Domestic Fixed_SNSW | 2044 | NSW | SNSW | 54.9452 | 54.9452 | 6.2551 | Fixed domestic
FZ2179_240531a | Progressive Change - Final | CDP19 | H2 Domestic Fixed_SNSW | 2045 | NSW | SNSW | 54.7951 | 54.7951 | 6.2551 | Fixed domestic
FZ2179_240531a | Progressive Change - Final | CDP19 | H2 Domestic Fixed_SNSW | 2046 | NSW | SNSW | 55.31 | 55.31 | 6.3139 | Fixed domestic
FZ2179_240531a | Progressive Change - Final | CDP19 | H2 Domestic Fixed_SNSW | 2047 | NSW | SNSW | 55.736 | 55.736 | 6.3626 | Fixed domestic
FZ2179_240531a | Progressive Change - Final | CDP19 | H2 Domestic Fixed_SNSW | 2048 | NSW | SNSW | 55.8887 | 55.8887 | 6.3626 | Fixed domestic
FZ2179_240531a | Progressive Change - Final | CDP19 | H2 Domestic Fixed_SNSW | 2049 | NSW | SNSW | 107.1346 | 107.1346 | 12.23 | Fixed domestic
FZ2179_240531a | Progressive Change - Final | CDP19 | H2 Domestic Fixed_SNSW | 2050 | NSW | SNSW | 206.5924 | 206.5924 | 23.5836 | Fixed domestic
FZ2179_240531a | Progressive Change - Final | CDP19 | H2 Domestic Fixed_SNSW | 2051 | NSW | SNSW | 208.9276 | 208.9276 | 23.8502 | Fixed domestic
FZ2179_240531a | Progressive Change - Final | CDP19 | H2 Domestic Fixed_SNSW | 2052 | NSW | SNSW | 206.3684 | 206.3684 | 23.4937 | Fixed domestic
FZ2179_240531a | Progressive Change - Final | CDP19 | H2 Domestic Flex_SNSW | 2025 | NSW | SNSW | 25.6001 | 29.5027 | 3.3679 | Flexible domestic
FZ2179_240531a | Progressive Change - Final | CDP19 | H2 Domestic Flex_SNSW | 2026 | NSW | SNSW | 61.376 | 70.7839 | 8.0803 | Flexible domestic
FZ2179_240531a | Progressive Change - Final | CDP19 | H2 Domestic Flex_SNSW | 2027 | NSW | SNSW | 120.043 | 140.1867 | 16.003 | Flexible domestic
FZ2179_240531a | Progressive Change - Final | CDP19 | H2 Domestic Flex_SNSW | 2028 | NSW | SNSW | 210.6775 | 244.3483 | 27.8174 | Flexible domestic
FZ2179_240531a | Progressive Change - Final | CDP19 | H2 Domestic Flex_SNSW | 2029 | NSW | SNSW | 349.4215 | 604.2666 | 68.9802 | Flexible domestic
FZ2179_240531a | Progressive Change - Final | CDP19 | H2 Domestic Flex_SNSW | 2030 | NSW | SNSW | 534.1801 | 604.2666 | 68.9802 | Flexible domestic
FZ2179_240531a | Progressive Change - Final | CDP19 | H2 Domestic Flex_SNSW | 2031 | NSW | SNSW | 492.3807 | 604.2666 | 68.9802 | Flexible domestic
FZ2179_240531a | Progressive Change - Final | CDP19 | H2 Domestic Flex_SNSW | 2032 | NSW | SNSW | 476.0744 | 605.9221 | 68.9802 | Flexible domestic
FZ2179_240531a | Progressive Change - Final | CDP19 | H2 Domestic Flex_SNSW | 2033 | NSW | SNSW | 481.2264 | 604.2666 | 68.9802 | Flexible domestic
FZ2179_240531a | Progressive Change - Final | CDP19 | H2 Domestic Flex_SNSW | 2034 | NSW | SNSW | 552.3411 | 614.0776 | 70.1002 | Flexible domestic
FZ2179_240531a | Progressive Change - Final | CDP19 | H2 Domestic Flex_SNSW | 2035 | NSW | SNSW | 545.5686 | 614.0776 | 70.1002 | Flexible domestic
FZ2179_240531a | Progressive Change - Final | CDP19 | H2 Domestic Flex_SNSW | 2036 | NSW | SNSW | 533.4557 | 846.9629 | 96.4211 | Flexible domestic
FZ2179_240531a | Progressive Change - Final | CDP19 | H2 Domestic Flex_SNSW | 2037 | NSW | SNSW | 521.5747 | 844.6488 | 96.4211 | Flexible domestic
FZ2179_240531a | Progressive Change - Final | CDP19 | H2 Domestic Flex_SNSW | 2038 | NSW | SNSW | 513.1738 | 892.9657 | 101.9367 | Flexible domestic
FZ2179_240531a | Progressive Change - Final | CDP19 | H2 Domestic Flex_SNSW | 2039 | NSW | SNSW | 505.0727 | 892.9657 | 101.9367 | Flexible domestic
FZ2179_240531a | Progressive Change - Final | CDP19 | H2 Domestic Flex_SNSW | 2040 | NSW | SNSW | 495.9991 | 895.4122 | 101.9367 | Flexible domestic
FZ2179_240531a | Progressive Change - Final | CDP19 | H2 Domestic Flex_SNSW | 2041 | NSW | SNSW | 490.409 | 892.9657 | 101.9367 | Flexible domestic
FZ2179_240531a | Progressive Change - Final | CDP19 | H2 Domestic Flex_SNSW | 2042 | NSW | SNSW | 493.7656 | 892.9657 | 101.9367 | Flexible domestic
FZ2179_240531a | Progressive Change - Final | CDP19 | H2 Domestic Flex_SNSW | 2043 | NSW | SNSW | 497.5281 | 892.9657 | 101.9367 | Flexible domestic
FZ2179_240531a | Progressive Change - Final | CDP19 | H2 Domestic Flex_SNSW | 2044 | NSW | SNSW | 500.06 | 1221.0051 | 139.0033 | Flexible domestic
FZ2179_240531a | Progressive Change - Final | CDP19 | H2 Domestic Flex_SNSW | 2045 | NSW | SNSW | 501.0179 | 1217.6691 | 139.0033 | Flexible domestic
FZ2179_240531a | Progressive Change - Final | CDP19 | H2 Domestic Flex_SNSW | 2046 | NSW | SNSW | 502.8628 | 1229.1104 | 140.3094 | Flexible domestic
FZ2179_240531a | Progressive Change - Final | CDP19 | H2 Domestic Flex_SNSW | 2047 | NSW | SNSW | 503.9421 | 1238.5783 | 141.3902 | Flexible domestic
FZ2179_240531a | Progressive Change - Final | CDP19 | H2 Domestic Flex_SNSW | 2048 | NSW | SNSW | 837.0633 | 1241.9717 | 141.3902 | Flexible domestic
FZ2179_240531a | Progressive Change - Final | CDP19 | H2 Domestic Flex_SNSW | 2049 | NSW | SNSW | 1166.1951 | 2380.768 | 271.7772 | Flexible domestic
FZ2179_240531a | Progressive Change - Final | CDP19 | H2 Domestic Flex_SNSW | 2050 | NSW | SNSW | 1495.0574 | 4590.9422 | 524.0802 | Flexible domestic
FZ2179_240531a | Progressive Change - Final | CDP19 | H2 Domestic Flex_SNSW | 2051 | NSW | SNSW | 1496.3303 | 4642.8363 | 530.0041 | Flexible domestic
FZ2179_240531a | Progressive Change - Final | CDP19 | H2 Domestic Flex_SNSW | 2052 | NSW | SNSW | 1495.761 | 4585.9634 | 522.0814 | Flexible domestic
FZ2179_240531a | Progressive Change - Final | CDP19 | H2 Domestic Fixed_SNW | 2025 | NSW | SNW | 6.7088 | 6.7088 | 0.76584 | Fixed domestic
FZ2179_240531a | Progressive Change - Final | CDP19 | H2 Domestic Fixed_SNW | 2026 | NSW | SNW | 16.2535 | 16.2535 | 1.8554 | Fixed domestic
FZ2179_240531a | Progressive Change - Final | CDP19 | H2 Domestic Fixed_SNW | 2027 | NSW | SNW | 32.1809 | 32.1809 | 3.6736 | Fixed domestic
FZ2179_240531a | Progressive Change - Final | CDP19 | H2 Domestic Fixed_SNW | 2028 | NSW | SNW | 56.1933 | 56.1933 | 6.3972 | Fixed domestic
FZ2179_240531a | Progressive Change - Final | CDP19 | H2 Domestic Fixed_SNW | 2029 | NSW | SNW | 129.4112 | 129.4112 | 14.773 | Fixed domestic
FZ2179_240531a | Progressive Change - Final | CDP19 | H2 Domestic Fixed_SNW | 2030 | NSW | SNW | 129.4112 | 129.4112 | 14.773 | Fixed domestic
FZ2179_240531a | Progressive Change - Final | CDP19 | H2 Domestic Fixed_SNW | 2031 | NSW | SNW | 129.4112 | 129.4112 | 14.773 | Fixed domestic
FZ2179_240531a | Progressive Change - Final | CDP19 | H2 Domestic Fixed_SNW | 2032 | NSW | SNW | 129.7658 | 129.7658 | 14.773 | Fixed domestic
FZ2179_240531a | Progressive Change - Final | CDP19 | H2 Domestic Fixed_SNW | 2033 | NSW | SNW | 129.4112 | 129.4112 | 14.773 | Fixed domestic
FZ2179_240531a | Progressive Change - Final | CDP19 | H2 Domestic Fixed_SNW | 2034 | NSW | SNW | 145.2244 | 145.2244 | 16.5781 | Fixed domestic
FZ2179_240531a | Progressive Change - Final | CDP19 | H2 Domestic Fixed_SNW | 2035 | NSW | SNW | 146.2042 | 146.2042 | 16.69 | Fixed domestic
FZ2179_240531a | Progressive Change - Final | CDP19 | H2 Domestic Fixed_SNW | 2036 | NSW | SNW | 224.5534 | 224.5534 | 25.5639 | Fixed domestic
FZ2179_240531a | Progressive Change - Final | CDP19 | H2 Domestic Fixed_SNW | 2037 | NSW | SNW | 223.9399 | 223.9399 | 25.5639 | Fixed domestic
FZ2179_240531a | Progressive Change - Final | CDP19 | H2 Domestic Fixed_SNW | 2038 | NSW | SNW | 237.2413 | 237.2413 | 27.0823 | Fixed domestic
FZ2179_240531a | Progressive Change - Final | CDP19 | H2 Domestic Fixed_SNW | 2039 | NSW | SNW | 237.2413 | 237.2413 | 27.0823 | Fixed domestic
FZ2179_240531a | Progressive Change - Final | CDP19 | H2 Domestic Fixed_SNW | 2040 | NSW | SNW | 237.8913 | 237.8913 | 27.0823 | Fixed domestic
FZ2179_240531a | Progressive Change - Final | CDP19 | H2 Domestic Fixed_SNW | 2041 | NSW | SNW | 237.2413 | 237.2413 | 27.0823 | Fixed domestic
FZ2179_240531a | Progressive Change - Final | CDP19 | H2 Domestic Fixed_SNW | 2042 | NSW | SNW | 237.2413 | 237.2413 | 27.0823 | Fixed domestic
FZ2179_240531a | Progressive Change - Final | CDP19 | H2 Domestic Fixed_SNW | 2043 | NSW | SNW | 237.2413 | 237.2413 | 27.0823 | Fixed domestic
FZ2179_240531a | Progressive Change - Final | CDP19 | H2 Domestic Fixed_SNW | 2044 | NSW | SNW | 282.9542 | 282.9542 | 32.2124 | Fixed domestic
FZ2179_240531a | Progressive Change - Final | CDP19 | H2 Domestic Fixed_SNW | 2045 | NSW | SNW | 282.1811 | 282.1811 | 32.2124 | Fixed domestic
FZ2179_240531a | Progressive Change - Final | CDP19 | H2 Domestic Fixed_SNW | 2046 | NSW | SNW | 284.5993 | 284.5993 | 32.4885 | Fixed domestic
FZ2179_240531a | Progressive Change - Final | CDP19 | H2 Domestic Fixed_SNW | 2047 | NSW | SNW | 294.7233 | 294.7233 | 33.6442 | Fixed domestic
FZ2179_240531a | Progressive Change - Final | CDP19 | H2 Domestic Fixed_SNW | 2048 | NSW | SNW | 345.9221 | 345.9221 | 39.3809 | Fixed domestic
FZ2179_240531a | Progressive Change - Final | CDP19 | H2 Domestic Fixed_SNW | 2049 | NSW | SNW | 556.9871 | 556.9871 | 63.583 | Fixed domestic
FZ2179_240531a | Progressive Change - Final | CDP19 | H2 Domestic Fixed_SNW | 2050 | NSW | SNW | 1043.5648 | 1043.5648 | 119.1284 | Fixed domestic
FZ2179_240531a | Progressive Change - Final | CDP19 | H2 Domestic Fixed_SNW | 2051 | NSW | SNW | 1075.8589 | 1075.8589 | 122.8149 | Fixed domestic
FZ2179_240531a | Progressive Change - Final | CDP19 | H2 Domestic Fixed_SNW | 2052 | NSW | SNW | 1062.8354 | 1062.8354 | 120.9967 | Fixed domestic
FZ2179_240531a | Progressive Change - Final | CDP19 | H2 Domestic Flex_SNW | 2025 | NSW | SNW | 129.3626 | 149.0835 | 17.0187 | Flexible domestic
FZ2179_240531a | Progressive Change - Final | CDP19 | H2 Domestic Flex_SNW | 2026 | NSW | SNW | 313.1838 | 361.189 | 41.2316 | Flexible domestic
FZ2179_240531a | Progressive Change - Final | CDP19 | H2 Domestic Flex_SNW | 2027 | NSW | SNW | 612.3729 | 715.1317 | 81.636 | Flexible domestic
FZ2179_240531a | Progressive Change - Final | CDP19 | H2 Domestic Flex_SNW | 2028 | NSW | SNW | 1076.6655 | 1248.7402 | 142.1608 | Flexible domestic
FZ2179_240531a | Progressive Change - Final | CDP19 | H2 Domestic Flex_SNW | 2029 | NSW | SNW | 1746.9973 | 2875.8056 | 328.2883 | Flexible domestic
FZ2179_240531a | Progressive Change - Final | CDP19 | H2 Domestic Flex_SNW | 2030 | NSW | SNW | 2542.2524 | 2875.8056 | 328.2883 | Flexible domestic
FZ2179_240531a | Progressive Change - Final | CDP19 | H2 Domestic Flex_SNW | 2031 | NSW | SNW | 2515.4538 | 2875.8056 | 328.2883 | Flexible domestic
FZ2179_240531a | Progressive Change - Final | CDP19 | H2 Domestic Flex_SNW | 2032 | NSW | SNW | 2464.6916 | 2883.6845 | 328.2883 | Flexible domestic
FZ2179_240531a | Progressive Change - Final | CDP19 | H2 Domestic Flex_SNW | 2033 | NSW | SNW | 2494.3596 | 2875.8056 | 328.2883 | Flexible domestic
FZ2179_240531a | Progressive Change - Final | CDP19 | H2 Domestic Flex_SNW | 2034 | NSW | SNW | 2885.4332 | 3227.2093 | 368.4029 | Flexible domestic
FZ2179_240531a | Progressive Change - Final | CDP19 | H2 Domestic Flex_SNW | 2035 | NSW | SNW | 2849.6574 | 3248.9813 | 370.8883 | Flexible domestic
FZ2179_240531a | Progressive Change - Final | CDP19 | H2 Domestic Flex_SNW | 2036 | NSW | SNW | 2786.064 | 4990.0761 | 568.087 | Flexible domestic
FZ2179_240531a | Progressive Change - Final | CDP19 | H2 Domestic Flex_SNW | 2037 | NSW | SNW | 2723.9267 | 4976.442 | 568.087 | Flexible domestic
FZ2179_240531a | Progressive Change - Final | CDP19 | H2 Domestic Flex_SNW | 2038 | NSW | SNW | 2663.3638 | 5272.0299 | 601.8299 | Flexible domestic
FZ2179_240531a | Progressive Change - Final | CDP19 | H2 Domestic Flex_SNW | 2039 | NSW | SNW | 2620.6811 | 5272.0299 | 601.8299 | Flexible domestic
FZ2179_240531a | Progressive Change - Final | CDP19 | H2 Domestic Flex_SNW | 2040 | NSW | SNW | 2572.9575 | 5286.4738 | 601.8299 | Flexible domestic
FZ2179_240531a | Progressive Change - Final | CDP19 | H2 Domestic Flex_SNW | 2041 | NSW | SNW | 2543.9462 | 5272.0299 | 601.8299 | Flexible domestic
FZ2179_240531a | Progressive Change - Final | CDP19 | H2 Domestic Flex_SNW | 2042 | NSW | SNW | 2561.6328 | 5272.0299 | 601.8299 | Flexible domestic
FZ2179_240531a | Progressive Change - Final | CDP19 | H2 Domestic Flex_SNW | 2043 | NSW | SNW | 2563.6656 | 5272.0299 | 601.8299 | Flexible domestic
FZ2179_240531a | Progressive Change - Final | CDP19 | H2 Domestic Flex_SNW | 2044 | NSW | SNW | 2575.1833 | 6287.87 | 715.8322 | Flexible domestic
FZ2179_240531a | Progressive Change - Final | CDP19 | H2 Domestic Flex_SNW | 2045 | NSW | SNW | 2578.8465 | 6270.69 | 715.8322 | Flexible domestic
FZ2179_240531a | Progressive Change - Final | CDP19 | H2 Domestic Flex_SNW | 2046 | NSW | SNW | 2587.4979 | 6324.4299 | 721.9669 | Flexible domestic
FZ2179_240531a | Progressive Change - Final | CDP19 | H2 Domestic Flex_SNW | 2047 | NSW | SNW | 2592.1994 | 6549.4067 | 747.6492 | Flexible domestic
FZ2179_240531a | Progressive Change - Final | CDP19 | H2 Domestic Flex_SNW | 2048 | NSW | SNW | 4305.0496 | 7687.1567 | 875.1317 | Flexible domestic
FZ2179_240531a | Progressive Change - Final | CDP19 | H2 Domestic Flex_SNW | 2049 | NSW | SNW | 6005.5935 | 12377.4907 | 1412.9556 | Flexible domestic
FZ2179_240531a | Progressive Change - Final | CDP19 | H2 Domestic Flex_SNW | 2050 | NSW | SNW | 7706.5765 | 23190.3297 | 2647.2979 | Flexible domestic
FZ2179_240531a | Progressive Change - Final | CDP19 | H2 Domestic Flex_SNW | 2051 | NSW | SNW | 7705.3035 | 23907.9758 | 2729.221 | Flexible domestic
FZ2179_240531a | Progressive Change - Final | CDP19 | H2 Domestic Flex_SNW | 2052 | NSW | SNW | 7705.8728 | 23618.5647 | 2688.8166 | Flexible domestic
FZ2179_240531a | Progressive Change - Final | CDP19 | H2 Domestic Fixed_CQ | 2025 | QLD | CQ | 0.57346 | 0.57346 | 0.065464 | Fixed domestic
FZ2179_240531a | Progressive Change - Final | CDP19 | H2 Domestic Fixed_CQ | 2026 | QLD | CQ | 0.62369 | 0.62369 | 0.071197 | Fixed domestic
FZ2179_240531a | Progressive Change - Final | CDP19 | H2 Domestic Fixed_CQ | 2027 | QLD | CQ | 0.62369 | 0.62369 | 0.071197 | Fixed domestic
FZ2179_240531a | Progressive Change - Final | CDP19 | H2 Domestic Fixed_CQ | 2028 | QLD | CQ | 0.6254 | 0.6254 | 0.071197 | Fixed domestic
FZ2179_240531a | Progressive Change - Final | CDP19 | H2 Domestic Fixed_CQ | 2029 | QLD | CQ | 17.067 | 17.067 | 1.9483 | Fixed domestic
FZ2179_240531a | Progressive Change - Final | CDP19 | H2 Domestic Fixed_CQ | 2030 | QLD | CQ | 63.9795 | 63.9795 | 7.3036 | Fixed domestic
FZ2179_240531a | Progressive Change - Final | CDP19 | H2 Domestic Fixed_CQ | 2031 | QLD | CQ | 63.9795 | 63.9795 | 7.3036 | Fixed domestic
FZ2179_240531a | Progressive Change - Final | CDP19 | H2 Domestic Fixed_CQ | 2032 | QLD | CQ | 64.1548 | 64.1548 | 7.3036 | Fixed domestic
FZ2179_240531a | Progressive Change - Final | CDP19 | H2 Domestic Fixed_CQ | 2033 | QLD | CQ | 69.1223 | 69.1223 | 7.8907 | Fixed domestic
FZ2179_240531a | Progressive Change - Final | CDP19 | H2 Domestic Fixed_CQ | 2034 | QLD | CQ | 76.3225 | 76.3225 | 8.7126 | Fixed domestic
FZ2179_240531a | Progressive Change - Final | CDP19 | H2 Domestic Fixed_CQ | 2035 | QLD | CQ | 96.5362 | 96.5362 | 11.0201 | Fixed domestic
FZ2179_240531a | Progressive Change - Final | CDP19 | H2 Domestic Fixed_CQ | 2036 | QLD | CQ | 96.8007 | 96.8007 | 11.0201 | Fixed domestic
FZ2179_240531a | Progressive Change - Final | CDP19 | H2 Domestic Fixed_CQ | 2037 | QLD | CQ | 96.5362 | 96.5362 | 11.0201 | Fixed domestic
FZ2179_240531a | Progressive Change - Final | CDP19 | H2 Domestic Fixed_CQ | 2038 | QLD | CQ | 103.6866 | 103.6866 | 11.8364 | Fixed domestic
FZ2179_240531a | Progressive Change - Final | CDP19 | H2 Domestic Fixed_CQ | 2039 | QLD | CQ | 110.0706 | 110.0706 | 12.5651 | Fixed domestic
FZ2179_240531a | Progressive Change - Final | CDP19 | H2 Domestic Fixed_CQ | 2040 | QLD | CQ | 110.3721 | 110.3721 | 12.5651 | Fixed domestic
FZ2179_240531a | Progressive Change - Final | CDP19 | H2 Domestic Fixed_CQ | 2041 | QLD | CQ | 110.0706 | 110.0706 | 12.5651 | Fixed domestic
FZ2179_240531a | Progressive Change - Final | CDP19 | H2 Domestic Fixed_CQ | 2042 | QLD | CQ | 110.0706 | 110.0706 | 12.5651 | Fixed domestic
FZ2179_240531a | Progressive Change - Final | CDP19 | H2 Domestic Fixed_CQ | 2043 | QLD | CQ | 110.0706 | 110.0706 | 12.5651 | Fixed domestic
FZ2179_240531a | Progressive Change - Final | CDP19 | H2 Domestic Fixed_CQ | 2044 | QLD | CQ | 143.7307 | 143.7307 | 16.3628 | Fixed domestic
FZ2179_240531a | Progressive Change - Final | CDP19 | H2 Domestic Fixed_CQ | 2045 | QLD | CQ | 143.338 | 143.338 | 16.3628 | Fixed domestic
FZ2179_240531a | Progressive Change - Final | CDP19 | H2 Domestic Fixed_CQ | 2046 | QLD | CQ | 159.0865 | 159.0865 | 18.1606 | Fixed domestic
FZ2179_240531a | Progressive Change - Final | CDP19 | H2 Domestic Fixed_CQ | 2047 | QLD | CQ | 159.0865 | 159.0865 | 18.1606 | Fixed domestic
FZ2179_240531a | Progressive Change - Final | CDP19 | H2 Domestic Fixed_CQ | 2048 | QLD | CQ | 159.5223 | 159.5223 | 18.1606 | Fixed domestic
FZ2179_240531a | Progressive Change - Final | CDP19 | H2 Domestic Fixed_CQ | 2049 | QLD | CQ | 191.0077 | 191.0077 | 21.8045 | Fixed domestic
FZ2179_240531a | Progressive Change - Final | CDP19 | H2 Domestic Fixed_CQ | 2050 | QLD | CQ | 190.4343 | 190.4343 | 21.7391 | Fixed domestic
FZ2179_240531a | Progressive Change - Final | CDP19 | H2 Domestic Fixed_CQ | 2051 | QLD | CQ | 200.799 | 200.799 | 22.9223 | Fixed domestic
FZ2179_240531a | Progressive Change - Final | CDP19 | H2 Domestic Fixed_CQ | 2052 | QLD | CQ | 259.1106 | 259.1106 | 29.498 | Fixed domestic
FZ2179_240531a | Progressive Change - Final | CDP19 | H2 Domestic Flex_CQ | 2025 | QLD | CQ | 11.0579 | 12.7437 | 1.4548 | Flexible domestic
FZ2179_240531a | Progressive Change - Final | CDP19 | H2 Domestic Flex_CQ | 2026 | QLD | CQ | 12.0177 | 13.8598 | 1.5822 | Flexible domestic
FZ2179_240531a | Progressive Change - Final | CDP19 | H2 Domestic Flex_CQ | 2027 | QLD | CQ | 11.7569 | 13.8598 | 1.5822 | Flexible domestic
FZ2179_240531a | Progressive Change - Final | CDP19 | H2 Domestic Flex_CQ | 2028 | QLD | CQ | 10.2983 | 13.8977 | 1.5822 | Flexible domestic
FZ2179_240531a | Progressive Change - Final | CDP19 | H2 Domestic Flex_CQ | 2029 | QLD | CQ | 327.7287 | 379.2661 | 43.2952 | Flexible domestic
FZ2179_240531a | Progressive Change - Final | CDP19 | H2 Domestic Flex_CQ | 2030 | QLD | CQ | 1134.0005 | 1421.7669 | 162.3022 | Flexible domestic
FZ2179_240531a | Progressive Change - Final | CDP19 | H2 Domestic Flex_CQ | 2031 | QLD | CQ | 900.3638 | 1421.7669 | 162.3022 | Flexible domestic
FZ2179_240531a | Progressive Change - Final | CDP19 | H2 Domestic Flex_CQ | 2032 | QLD | CQ | 1081.8578 | 1425.6622 | 162.3022 | Flexible domestic
FZ2179_240531a | Progressive Change - Final | CDP19 | H2 Domestic Flex_CQ | 2033 | QLD | CQ | 1380.0604 | 1536.051 | 175.3483 | Flexible domestic
FZ2179_240531a | Progressive Change - Final | CDP19 | H2 Domestic Flex_CQ | 2034 | QLD | CQ | 1525.5419 | 1696.0553 | 193.6136 | Flexible domestic
FZ2179_240531a | Progressive Change - Final | CDP19 | H2 Domestic Flex_CQ | 2035 | QLD | CQ | 1607.3919 | 2145.2487 | 244.8914 | Flexible domestic
FZ2179_240531a | Progressive Change - Final | CDP19 | H2 Domestic Flex_CQ | 2036 | QLD | CQ | 1587.6047 | 2151.1261 | 244.8914 | Flexible domestic
FZ2179_240531a | Progressive Change - Final | CDP19 | H2 Domestic Flex_CQ | 2037 | QLD | CQ | 1567.6515 | 2145.2487 | 244.8914 | Flexible domestic
FZ2179_240531a | Progressive Change - Final | CDP19 | H2 Domestic Flex_CQ | 2038 | QLD | CQ | 1547.4386 | 2304.1464 | 263.0304 | Flexible domestic
FZ2179_240531a | Progressive Change - Final | CDP19 | H2 Domestic Flex_CQ | 2039 | QLD | CQ | 1531.3744 | 2446.0128 | 279.2252 | Flexible domestic
FZ2179_240531a | Progressive Change - Final | CDP19 | H2 Domestic Flex_CQ | 2040 | QLD | CQ | 1519.6012 | 2452.7142 | 279.2252 | Flexible domestic
FZ2179_240531a | Progressive Change - Final | CDP19 | H2 Domestic Flex_CQ | 2041 | QLD | CQ | 1513.8836 | 2446.0128 | 279.2252 | Flexible domestic
FZ2179_240531a | Progressive Change - Final | CDP19 | H2 Domestic Flex_CQ | 2042 | QLD | CQ | 1531.661 | 2446.0128 | 279.2252 | Flexible domestic
FZ2179_240531a | Progressive Change - Final | CDP19 | H2 Domestic Flex_CQ | 2043 | QLD | CQ | 1551.8681 | 2446.0128 | 279.2252 | Flexible domestic
FZ2179_240531a | Progressive Change - Final | CDP19 | H2 Domestic Flex_CQ | 2044 | QLD | CQ | 1569.722 | 3194.0146 | 363.6173 | Flexible domestic
FZ2179_240531a | Progressive Change - Final | CDP19 | H2 Domestic Flex_CQ | 2045 | QLD | CQ | 1589.3224 | 3185.2878 | 363.6173 | Flexible domestic
FZ2179_240531a | Progressive Change - Final | CDP19 | H2 Domestic Flex_CQ | 2046 | QLD | CQ | 1606.9562 | 3535.2551 | 403.5679 | Flexible domestic
FZ2179_240531a | Progressive Change - Final | CDP19 | H2 Domestic Flex_CQ | 2047 | QLD | CQ | 1623.1005 | 3535.2551 | 403.5679 | Flexible domestic
FZ2179_240531a | Progressive Change - Final | CDP19 | H2 Domestic Flex_CQ | 2048 | QLD | CQ | 1643.5557 | 3544.9408 | 403.5679 | Flexible domestic
FZ2179_240531a | Progressive Change - Final | CDP19 | H2 Domestic Flex_CQ | 2049 | QLD | CQ | 1667.5906 | 4244.6163 | 484.5452 | Flexible domestic
FZ2179_240531a | Progressive Change - Final | CDP19 | H2 Domestic Flex_CQ | 2050 | QLD | CQ | 1667.5906 | 4231.8726 | 483.0905 | Flexible domestic
FZ2179_240531a | Progressive Change - Final | CDP19 | H2 Domestic Flex_CQ | 2051 | QLD | CQ | 1667.5906 | 4462.2009 | 509.3837 | Flexible domestic
FZ2179_240531a | Progressive Change - Final | CDP19 | H2 Domestic Flex_CQ | 2052 | QLD | CQ | 2319.4322 | 5758.0132 | 655.5115 | Flexible domestic
FZ2179_240531a | Progressive Change - Final | CDP19 | H2 Domestic Fixed_SQ | 2025 | QLD | SQ | 0.30474 | 0.30474 | 0.034787 | Fixed domestic
FZ2179_240531a | Progressive Change - Final | CDP19 | H2 Domestic Fixed_SQ | 2026 | QLD | SQ | 0.30474 | 0.30474 | 0.034787 | Fixed domestic
FZ2179_240531a | Progressive Change - Final | CDP19 | H2 Domestic Fixed_SQ | 2027 | QLD | SQ | 0.30474 | 0.30474 | 0.034787 | Fixed domestic
FZ2179_240531a | Progressive Change - Final | CDP19 | H2 Domestic Fixed_SQ | 2028 | QLD | SQ | 0.30557 | 0.30557 | 0.034787 | Fixed domestic
FZ2179_240531a | Progressive Change - Final | CDP19 | H2 Domestic Fixed_SQ | 2029 | QLD | SQ | 6.8926 | 6.8926 | 0.78682 | Fixed domestic
FZ2179_240531a | Progressive Change - Final | CDP19 | H2 Domestic Fixed_SQ | 2030 | QLD | SQ | 29.464 | 29.464 | 3.3635 | Fixed domestic
FZ2179_240531a | Progressive Change - Final | CDP19 | H2 Domestic Fixed_SQ | 2031 | QLD | SQ | 29.464 | 29.464 | 3.3635 | Fixed domestic
FZ2179_240531a | Progressive Change - Final | CDP19 | H2 Domestic Fixed_SQ | 2032 | QLD | SQ | 56.5148 | 56.5148 | 6.4338 | Fixed domestic
FZ2179_240531a | Progressive Change - Final | CDP19 | H2 Domestic Fixed_SQ | 2033 | QLD | SQ | 86.0449 | 86.0449 | 9.8225 | Fixed domestic
FZ2179_240531a | Progressive Change - Final | CDP19 | H2 Domestic Fixed_SQ | 2034 | QLD | SQ | 104.4069 | 104.4069 | 11.9186 | Fixed domestic
FZ2179_240531a | Progressive Change - Final | CDP19 | H2 Domestic Fixed_SQ | 2035 | QLD | SQ | 157.3558 | 157.3558 | 17.963 | Fixed domestic
FZ2179_240531a | Progressive Change - Final | CDP19 | H2 Domestic Fixed_SQ | 2036 | QLD | SQ | 159.8818 | 159.8818 | 18.2015 | Fixed domestic
FZ2179_240531a | Progressive Change - Final | CDP19 | H2 Domestic Fixed_SQ | 2037 | QLD | SQ | 160.7371 | 160.7371 | 18.349 | Fixed domestic
FZ2179_240531a | Progressive Change - Final | CDP19 | H2 Domestic Fixed_SQ | 2038 | QLD | SQ | 160.7371 | 160.7371 | 18.349 | Fixed domestic
FZ2179_240531a | Progressive Change - Final | CDP19 | H2 Domestic Fixed_SQ | 2039 | QLD | SQ | 169.5005 | 169.5005 | 19.3494 | Fixed domestic
FZ2179_240531a | Progressive Change - Final | CDP19 | H2 Domestic Fixed_SQ | 2040 | QLD | SQ | 178.0107 | 178.0107 | 20.2653 | Fixed domestic
FZ2179_240531a | Progressive Change - Final | CDP19 | H2 Domestic Fixed_SQ | 2041 | QLD | SQ | 184.9934 | 184.9934 | 21.118 | Fixed domestic
FZ2179_240531a | Progressive Change - Final | CDP19 | H2 Domestic Fixed_SQ | 2042 | QLD | SQ | 184.9934 | 184.9934 | 21.118 | Fixed domestic
FZ2179_240531a | Progressive Change - Final | CDP19 | H2 Domestic Fixed_SQ | 2043 | QLD | SQ | 184.9934 | 184.9934 | 21.118 | Fixed domestic
FZ2179_240531a | Progressive Change - Final | CDP19 | H2 Domestic Fixed_SQ | 2044 | QLD | SQ | 256.1772 | 256.1772 | 29.1641 | Fixed domestic
FZ2179_240531a | Progressive Change - Final | CDP19 | H2 Domestic Fixed_SQ | 2045 | QLD | SQ | 255.4773 | 255.4773 | 29.1641 | Fixed domestic
FZ2179_240531a | Progressive Change - Final | CDP19 | H2 Domestic Fixed_SQ | 2046 | QLD | SQ | 264.0083 | 264.0083 | 30.1379 | Fixed domestic
FZ2179_240531a | Progressive Change - Final | CDP19 | H2 Domestic Fixed_SQ | 2047 | QLD | SQ | 264.0083 | 264.0083 | 30.1379 | Fixed domestic
FZ2179_240531a | Progressive Change - Final | CDP19 | H2 Domestic Fixed_SQ | 2048 | QLD | SQ | 264.7316 | 264.7316 | 30.1379 | Fixed domestic
FZ2179_240531a | Progressive Change - Final | CDP19 | H2 Domestic Fixed_SQ | 2049 | QLD | SQ | 286.5764 | 286.5764 | 32.7142 | Fixed domestic
FZ2179_240531a | Progressive Change - Final | CDP19 | H2 Domestic Fixed_SQ | 2050 | QLD | SQ | 286.2716 | 286.2716 | 32.6794 | Fixed domestic
FZ2179_240531a | Progressive Change - Final | CDP19 | H2 Domestic Fixed_SQ | 2051 | QLD | SQ | 315.3975 | 315.3975 | 36.0043 | Fixed domestic
FZ2179_240531a | Progressive Change - Final | CDP19 | H2 Domestic Fixed_SQ | 2052 | QLD | SQ | 407.2524 | 407.2524 | 46.363 | Fixed domestic
FZ2179_240531a | Progressive Change - Final | CDP19 | H2 Domestic Flex_SQ | 2025 | QLD | SQ | 5.8761 | 6.7719 | 0.77305 | Flexible domestic
FZ2179_240531a | Progressive Change - Final | CDP19 | H2 Domestic Flex_SQ | 2026 | QLD | SQ | 4.5388 | 6.7719 | 0.77305 | Flexible domestic
FZ2179_240531a | Progressive Change - Final | CDP19 | H2 Domestic Flex_SQ | 2027 | QLD | SQ | 4.4304 | 6.7719 | 0.77305 | Flexible domestic
FZ2179_240531a | Progressive Change - Final | CDP19 | H2 Domestic Flex_SQ | 2028 | QLD | SQ | 5.5281 | 6.7905 | 0.77305 | Flexible domestic
FZ2179_240531a | Progressive Change - Final | CDP19 | H2 Domestic Flex_SQ | 2029 | QLD | SQ | 132.3544 | 153.1679 | 17.4849 | Flexible domestic
FZ2179_240531a | Progressive Change - Final | CDP19 | H2 Domestic Flex_SQ | 2030 | QLD | SQ | 277.6234 | 654.7545 | 74.7437 | Flexible domestic
FZ2179_240531a | Progressive Change - Final | CDP19 | H2 Domestic Flex_SQ | 2031 | QLD | SQ | 533.7942 | 654.7545 | 74.7437 | Flexible domestic
FZ2179_240531a | Progressive Change - Final | CDP19 | H2 Domestic Flex_SQ | 2032 | QLD | SQ | 1111.7142 | 1255.8837 | 142.974 | Flexible domestic
FZ2179_240531a | Progressive Change - Final | CDP19 | H2 Domestic Flex_SQ | 2033 | QLD | SQ | 1717.929 | 1912.1095 | 218.2773 | Flexible domestic
FZ2179_240531a | Progressive Change - Final | CDP19 | H2 Domestic Flex_SQ | 2034 | QLD | SQ | 2086.8953 | 2320.1526 | 264.8576 | Flexible domestic
FZ2179_240531a | Progressive Change - Final | CDP19 | H2 Domestic Flex_SQ | 2035 | QLD | SQ | 2320.777 | 3496.7954 | 399.1776 | Flexible domestic
FZ2179_240531a | Progressive Change - Final | CDP19 | H2 Domestic Flex_SQ | 2036 | QLD | SQ | 2301.9489 | 3552.9295 | 404.4774 | Flexible domestic
FZ2179_240531a | Progressive Change - Final | CDP19 | H2 Domestic Flex_SQ | 2037 | QLD | SQ | 2282.232 | 3571.9357 | 407.7552 | Flexible domestic
FZ2179_240531a | Progressive Change - Final | CDP19 | H2 Domestic Flex_SQ | 2038 | QLD | SQ | 2261.84 | 3571.9357 | 407.7552 | Flexible domestic
FZ2179_240531a | Progressive Change - Final | CDP19 | H2 Domestic Flex_SQ | 2039 | QLD | SQ | 2246.434 | 3766.6783 | 429.9861 | Flexible domestic
FZ2179_240531a | Progressive Change - Final | CDP19 | H2 Domestic Flex_SQ | 2040 | QLD | SQ | 2236.3443 | 3955.7937 | 450.3408 | Flexible domestic
FZ2179_240531a | Progressive Change - Final | CDP19 | H2 Domestic Flex_SQ | 2041 | QLD | SQ | 2233.9511 | 4110.9646 | 469.2882 | Flexible domestic
FZ2179_240531a | Progressive Change - Final | CDP19 | H2 Domestic Flex_SQ | 2042 | QLD | SQ | 2265.7026 | 4110.9646 | 469.2882 | Flexible domestic
FZ2179_240531a | Progressive Change - Final | CDP19 | H2 Domestic Flex_SQ | 2043 | QLD | SQ | 2302.2811 | 4110.9646 | 469.2882 | Flexible domestic
FZ2179_240531a | Progressive Change - Final | CDP19 | H2 Domestic Flex_SQ | 2044 | QLD | SQ | 2336.026 | 5692.8272 | 648.0905 | Flexible domestic
FZ2179_240531a | Progressive Change - Final | CDP19 | H2 Domestic Flex_SQ | 2045 | QLD | SQ | 2372.3459 | 5677.2731 | 648.0905 | Flexible domestic
FZ2179_240531a | Progressive Change - Final | CDP19 | H2 Domestic Flex_SQ | 2046 | QLD | SQ | 2405.1384 | 5866.8517 | 669.7319 | Flexible domestic
FZ2179_240531a | Progressive Change - Final | CDP19 | H2 Domestic Flex_SQ | 2047 | QLD | SQ | 2433.1581 | 5866.8517 | 669.7319 | Flexible domestic
FZ2179_240531a | Progressive Change - Final | CDP19 | H2 Domestic Flex_SQ | 2048 | QLD | SQ | 2470.9132 | 5882.9253 | 669.7319 | Flexible domestic
FZ2179_240531a | Progressive Change - Final | CDP19 | H2 Domestic Flex_SQ | 2049 | QLD | SQ | 2507.0472 | 6368.3638 | 726.9822 | Flexible domestic
FZ2179_240531a | Progressive Change - Final | CDP19 | H2 Domestic Flex_SQ | 2050 | QLD | SQ | 2507.0472 | 6361.5919 | 726.2091 | Flexible domestic
FZ2179_240531a | Progressive Change - Final | CDP19 | H2 Domestic Flex_SQ | 2051 | QLD | SQ | 2507.0472 | 7008.8326 | 800.095 | Flexible domestic
FZ2179_240531a | Progressive Change - Final | CDP19 | H2 Domestic Flex_SQ | 2052 | QLD | SQ | 2992.4706 | 9050.0538 | 1030.2885 | Flexible domestic
FZ2179_240531a | Progressive Change - Final | CDP19 | H2 Domestic Fixed_CSA | 2025 | SA | CSA | 0.023265 | 0.023265 | 0.0026558 | Fixed domestic
FZ2179_240531a | Progressive Change - Final | CDP19 | H2 Domestic Fixed_CSA | 2026 | SA | CSA | 0.023265 | 0.023265 | 0.0026558 | Fixed domestic
FZ2179_240531a | Progressive Change - Final | CDP19 | H2 Domestic Fixed_CSA | 2027 | SA | CSA | 0.023265 | 0.023265 | 0.0026558 | Fixed domestic
FZ2179_240531a | Progressive Change - Final | CDP19 | H2 Domestic Fixed_CSA | 2028 | SA | CSA | 0.023329 | 0.023329 | 0.0026558 | Fixed domestic
FZ2179_240531a | Progressive Change - Final | CDP19 | H2 Domestic Fixed_CSA | 2029 | SA | CSA | 0.027259 | 0.027259 | 0.0031118 | Fixed domestic
FZ2179_240531a | Progressive Change - Final | CDP19 | H2 Domestic Fixed_CSA | 2030 | SA | CSA | 0.027259 | 0.027259 | 0.0031118 | Fixed domestic
FZ2179_240531a | Progressive Change - Final | CDP19 | H2 Domestic Fixed_CSA | 2031 | SA | CSA | 0.027259 | 0.027259 | 0.0031118 | Fixed domestic
FZ2179_240531a | Progressive Change - Final | CDP19 | H2 Domestic Fixed_CSA | 2032 | SA | CSA | 0.027334 | 0.027334 | 0.0031118 | Fixed domestic
FZ2179_240531a | Progressive Change - Final | CDP19 | H2 Domestic Fixed_CSA | 2033 | SA | CSA | 0.027259 | 0.027259 | 0.0031118 | Fixed domestic
FZ2179_240531a | Progressive Change - Final | CDP19 | H2 Domestic Fixed_CSA | 2034 | SA | CSA | 0.027259 | 0.027259 | 0.0031118 | Fixed domestic
FZ2179_240531a | Progressive Change - Final | CDP19 | H2 Domestic Fixed_CSA | 2035 | SA | CSA | 0.027862 | 0.027862 | 0.0031806 | Fixed domestic
FZ2179_240531a | Progressive Change - Final | CDP19 | H2 Domestic Fixed_CSA | 2036 | SA | CSA | 0.032939 | 0.032939 | 0.0037499 | Fixed domestic
FZ2179_240531a | Progressive Change - Final | CDP19 | H2 Domestic Fixed_CSA | 2037 | SA | CSA | 0.032849 | 0.032849 | 0.0037499 | Fixed domestic
FZ2179_240531a | Progressive Change - Final | CDP19 | H2 Domestic Fixed_CSA | 2038 | SA | CSA | 0.036308 | 0.036308 | 0.0041448 | Fixed domestic
FZ2179_240531a | Progressive Change - Final | CDP19 | H2 Domestic Fixed_CSA | 2039 | SA | CSA | 0.036308 | 0.036308 | 0.0041448 | Fixed domestic
FZ2179_240531a | Progressive Change - Final | CDP19 | H2 Domestic Fixed_CSA | 2040 | SA | CSA | 0.036408 | 0.036408 | 0.0041448 | Fixed domestic
FZ2179_240531a | Progressive Change - Final | CDP19 | H2 Domestic Fixed_CSA | 2041 | SA | CSA | 0.036308 | 0.036308 | 0.0041448 | Fixed domestic
FZ2179_240531a | Progressive Change - Final | CDP19 | H2 Domestic Fixed_CSA | 2042 | SA | CSA | 0.036308 | 0.036308 | 0.0041448 | Fixed domestic
FZ2179_240531a | Progressive Change - Final | CDP19 | H2 Domestic Fixed_CSA | 2043 | SA | CSA | 11.0969 | 11.0969 | 1.2668 | Fixed domestic
FZ2179_240531a | Progressive Change - Final | CDP19 | H2 Domestic Fixed_CSA | 2044 | SA | CSA | 18.3039 | 18.3039 | 2.0838 | Fixed domestic
FZ2179_240531a | Progressive Change - Final | CDP19 | H2 Domestic Fixed_CSA | 2045 | SA | CSA | 18.2539 | 18.2539 | 2.0838 | Fixed domestic
FZ2179_240531a | Progressive Change - Final | CDP19 | H2 Domestic Fixed_CSA | 2046 | SA | CSA | 25.6896 | 25.6896 | 2.9326 | Fixed domestic
FZ2179_240531a | Progressive Change - Final | CDP19 | H2 Domestic Fixed_CSA | 2047 | SA | CSA | 25.7861 | 25.7861 | 2.9436 | Fixed domestic
FZ2179_240531a | Progressive Change - Final | CDP19 | H2 Domestic Fixed_CSA | 2048 | SA | CSA | 25.8568 | 25.8568 | 2.9436 | Fixed domestic
FZ2179_240531a | Progressive Change - Final | CDP19 | H2 Domestic Fixed_CSA | 2049 | SA | CSA | 31.6891 | 31.6891 | 3.6175 | Fixed domestic
FZ2179_240531a | Progressive Change - Final | CDP19 | H2 Domestic Fixed_CSA | 2050 | SA | CSA | 69.0198 | 69.0198 | 7.879 | Fixed domestic
FZ2179_240531a | Progressive Change - Final | CDP19 | H2 Domestic Fixed_CSA | 2051 | SA | CSA | 69.0198 | 69.0198 | 7.879 | Fixed domestic
FZ2179_240531a | Progressive Change - Final | CDP19 | H2 Domestic Fixed_CSA | 2052 | SA | CSA | 73.6052 | 73.6052 | 8.3795 | Fixed domestic
FZ2179_240531a | Progressive Change - Final | CDP19 | H2 Domestic Flex_CSA | 2025 | SA | CSA | 0 | 0.517 | 0.059018 | Flexible domestic
FZ2179_240531a | Progressive Change - Final | CDP19 | H2 Domestic Flex_CSA | 2026 | SA | CSA | 0 | 0.517 | 0.059018 | Flexible domestic
FZ2179_240531a | Progressive Change - Final | CDP19 | H2 Domestic Flex_CSA | 2027 | SA | CSA | 0 | 0.517 | 0.059018 | Flexible domestic
FZ2179_240531a | Progressive Change - Final | CDP19 | H2 Domestic Flex_CSA | 2028 | SA | CSA | 0 | 0.51842 | 0.059018 | Flexible domestic
FZ2179_240531a | Progressive Change - Final | CDP19 | H2 Domestic Flex_CSA | 2029 | SA | CSA | 0 | 0.60576 | 0.06915 | Flexible domestic
FZ2179_240531a | Progressive Change - Final | CDP19 | H2 Domestic Flex_CSA | 2030 | SA | CSA | 0 | 0.60576 | 0.06915 | Flexible domestic
FZ2179_240531a | Progressive Change - Final | CDP19 | H2 Domestic Flex_CSA | 2031 | SA | CSA | 0 | 0.60576 | 0.06915 | Flexible domestic
FZ2179_240531a | Progressive Change - Final | CDP19 | H2 Domestic Flex_CSA | 2032 | SA | CSA | 0 | 0.60742 | 0.06915 | Flexible domestic
FZ2179_240531a | Progressive Change - Final | CDP19 | H2 Domestic Flex_CSA | 2033 | SA | CSA | 0 | 0.60576 | 0.06915 | Flexible domestic
FZ2179_240531a | Progressive Change - Final | CDP19 | H2 Domestic Flex_CSA | 2034 | SA | CSA | 0 | 0.60576 | 0.06915 | Flexible domestic
FZ2179_240531a | Progressive Change - Final | CDP19 | H2 Domestic Flex_CSA | 2035 | SA | CSA | 0 | 0.61916 | 0.07068 | Flexible domestic
FZ2179_240531a | Progressive Change - Final | CDP19 | H2 Domestic Flex_CSA | 2036 | SA | CSA | 0 | 0.73198 | 0.083331 | Flexible domestic
FZ2179_240531a | Progressive Change - Final | CDP19 | H2 Domestic Flex_CSA | 2037 | SA | CSA | 0 | 0.72998 | 0.083331 | Flexible domestic
FZ2179_240531a | Progressive Change - Final | CDP19 | H2 Domestic Flex_CSA | 2038 | SA | CSA | 0 | 0.80685 | 0.092106 | Flexible domestic
FZ2179_240531a | Progressive Change - Final | CDP19 | H2 Domestic Flex_CSA | 2039 | SA | CSA | 0 | 0.80685 | 0.092106 | Flexible domestic
FZ2179_240531a | Progressive Change - Final | CDP19 | H2 Domestic Flex_CSA | 2040 | SA | CSA | 0 | 0.80906 | 0.092106 | Flexible domestic
FZ2179_240531a | Progressive Change - Final | CDP19 | H2 Domestic Flex_CSA | 2041 | SA | CSA | 0 | 0.80685 | 0.092106 | Flexible domestic
FZ2179_240531a | Progressive Change - Final | CDP19 | H2 Domestic Flex_CSA | 2042 | SA | CSA | 0 | 0.80685 | 0.092106 | Flexible domestic
FZ2179_240531a | Progressive Change - Final | CDP19 | H2 Domestic Flex_CSA | 2043 | SA | CSA | 161.764 | 246.5984 | 28.1505 | Flexible domestic
FZ2179_240531a | Progressive Change - Final | CDP19 | H2 Domestic Flex_CSA | 2044 | SA | CSA | 166.0568 | 406.7536 | 46.3062 | Flexible domestic
FZ2179_240531a | Progressive Change - Final | CDP19 | H2 Domestic Flex_CSA | 2045 | SA | CSA | 166.0758 | 405.6423 | 46.3062 | Flexible domestic
FZ2179_240531a | Progressive Change - Final | CDP19 | H2 Domestic Flex_CSA | 2046 | SA | CSA | 233.5625 | 570.8795 | 65.1689 | Flexible domestic
FZ2179_240531a | Progressive Change - Final | CDP19 | H2 Domestic Flex_CSA | 2047 | SA | CSA | 234.2914 | 573.0248 | 65.4138 | Flexible domestic
FZ2179_240531a | Progressive Change - Final | CDP19 | H2 Domestic Flex_CSA | 2048 | SA | CSA | 233.744 | 574.5947 | 65.4138 | Flexible domestic
FZ2179_240531a | Progressive Change - Final | CDP19 | H2 Domestic Flex_CSA | 2049 | SA | CSA | 343.4483 | 704.203 | 80.3885 | Flexible domestic
FZ2179_240531a | Progressive Change - Final | CDP19 | H2 Domestic Flex_CSA | 2050 | SA | CSA | 618.0921 | 1533.774 | 175.0884 | Flexible domestic
FZ2179_240531a | Progressive Change - Final | CDP19 | H2 Domestic Flex_CSA | 2051 | SA | CSA | 620.1975 | 1533.774 | 175.0884 | Flexible domestic
FZ2179_240531a | Progressive Change - Final | CDP19 | H2 Domestic Flex_CSA | 2052 | SA | CSA | 620.6331 | 1635.6711 | 186.2103 | Flexible domestic
FZ2179_240531a | Progressive Change - Final | CDP19 | Whyalla H2 load_fixed | 2025 | SA | CSA | 0 | 0 | 0 | Fixed domestic
FZ2179_240531a | Progressive Change - Final | CDP19 | Whyalla H2 load_fixed | 2026 | SA | CSA | 24.6375 | 24.6375 | 2.8125 | Fixed domestic
FZ2179_240531a | Progressive Change - Final | CDP19 | Whyalla H2 load_fixed | 2027 | SA | CSA | 73.9125 | 73.9125 | 8.4375 | Fixed domestic
FZ2179_240531a | Progressive Change - Final | CDP19 | Whyalla H2 load_fixed | 2028 | SA | CSA | 98.82 | 98.82 | 11.25 | Fixed domestic
FZ2179_240531a | Progressive Change - Final | CDP19 | Whyalla H2 load_fixed | 2029 | SA | CSA | 98.55 | 98.55 | 11.25 | Fixed domestic
FZ2179_240531a | Progressive Change - Final | CDP19 | Whyalla H2 load_fixed | 2030 | SA | CSA | 98.55 | 98.55 | 11.25 | Fixed domestic
FZ2179_240531a | Progressive Change - Final | CDP19 | Whyalla H2 load_fixed | 2031 | SA | CSA | 98.55 | 98.55 | 11.25 | Fixed domestic
FZ2179_240531a | Progressive Change - Final | CDP19 | Whyalla H2 load_fixed | 2032 | SA | CSA | 98.82 | 98.82 | 11.25 | Fixed domestic
FZ2179_240531a | Progressive Change - Final | CDP19 | Whyalla H2 load_fixed | 2033 | SA | CSA | 98.55 | 98.55 | 11.25 | Fixed domestic
FZ2179_240531a | Progressive Change - Final | CDP19 | Whyalla H2 load_fixed | 2034 | SA | CSA | 98.55 | 98.55 | 11.25 | Fixed domestic
FZ2179_240531a | Progressive Change - Final | CDP19 | Whyalla H2 load_fixed | 2035 | SA | CSA | 98.55 | 98.55 | 11.25 | Fixed domestic
FZ2179_240531a | Progressive Change - Final | CDP19 | Whyalla H2 load_fixed | 2036 | SA | CSA | 98.82 | 98.82 | 11.25 | Fixed domestic
FZ2179_240531a | Progressive Change - Final | CDP19 | Whyalla H2 load_fixed | 2037 | SA | CSA | 98.55 | 98.55 | 11.25 | Fixed domestic
FZ2179_240531a | Progressive Change - Final | CDP19 | Whyalla H2 load_fixed | 2038 | SA | CSA | 98.55 | 98.55 | 11.25 | Fixed domestic
FZ2179_240531a | Progressive Change - Final | CDP19 | Whyalla H2 load_fixed | 2039 | SA | CSA | 98.55 | 98.55 | 11.25 | Fixed domestic
FZ2179_240531a | Progressive Change - Final | CDP19 | Whyalla H2 load_fixed | 2040 | SA | CSA | 98.82 | 98.82 | 11.25 | Fixed domestic
FZ2179_240531a | Progressive Change - Final | CDP19 | Whyalla H2 load_fixed | 2041 | SA | CSA | 98.55 | 98.55 | 11.25 | Fixed domestic
FZ2179_240531a | Progressive Change - Final | CDP19 | Whyalla H2 load_fixed | 2042 | SA | CSA | 98.55 | 98.55 | 11.25 | Fixed domestic
FZ2179_240531a | Progressive Change - Final | CDP19 | Whyalla H2 load_fixed | 2043 | SA | CSA | 98.55 | 98.55 | 11.25 | Fixed domestic
FZ2179_240531a | Progressive Change - Final | CDP19 | Whyalla H2 load_fixed | 2044 | SA | CSA | 98.82 | 98.82 | 11.25 | Fixed domestic
FZ2179_240531a | Progressive Change - Final | CDP19 | Whyalla H2 load_fixed | 2045 | SA | CSA | 98.55 | 98.55 | 11.25 | Fixed domestic
FZ2179_240531a | Progressive Change - Final | CDP19 | Whyalla H2 load_fixed | 2046 | SA | CSA | 98.55 | 98.55 | 11.25 | Fixed domestic
FZ2179_240531a | Progressive Change - Final | CDP19 | Whyalla H2 load_fixed | 2047 | SA | CSA | 98.55 | 98.55 | 11.25 | Fixed domestic
FZ2179_240531a | Progressive Change - Final | CDP19 | Whyalla H2 load_fixed | 2048 | SA | CSA | 98.82 | 98.82 | 11.25 | Fixed domestic
FZ2179_240531a | Progressive Change - Final | CDP19 | Whyalla H2 load_fixed | 2049 | SA | CSA | 98.55 | 98.55 | 11.25 | Fixed domestic
FZ2179_240531a | Progressive Change - Final | CDP19 | Whyalla H2 load_fixed | 2050 | SA | CSA | 98.55 | 98.55 | 11.25 | Fixed domestic
FZ2179_240531a | Progressive Change - Final | CDP19 | Whyalla H2 load_fixed | 2051 | SA | CSA | 98.55 | 98.55 | 11.25 | Fixed domestic
FZ2179_240531a | Progressive Change - Final | CDP19 | Whyalla H2 load_fixed | 2052 | SA | CSA | 98.82 | 98.82 | 11.25 | Fixed domestic
FZ2179_240531a | Progressive Change - Final | CDP19 | Whyalla H2 load_flex | 2025 | SA | CSA | 0 | 0 | 0 | Flexible domestic
FZ2179_240531a | Progressive Change - Final | CDP19 | Whyalla H2 load_flex | 2026 | SA | CSA | 344.5504 | 547.5 | 62.5 | Flexible domestic
FZ2179_240531a | Progressive Change - Final | CDP19 | Whyalla H2 load_flex | 2027 | SA | CSA | 1027.5222 | 1642.5 | 187.5 | Flexible domestic
FZ2179_240531a | Progressive Change - Final | CDP19 | Whyalla H2 load_flex | 2028 | SA | CSA | 1369.3318 | 2196 | 250 | Flexible domestic
FZ2179_240531a | Progressive Change - Final | CDP19 | Whyalla H2 load_flex | 2029 | SA | CSA | 1381.7932 | 2190 | 250 | Flexible domestic
FZ2179_240531a | Progressive Change - Final | CDP19 | Whyalla H2 load_flex | 2030 | SA | CSA | 1380.6196 | 2190 | 250 | Flexible domestic
FZ2179_240531a | Progressive Change - Final | CDP19 | Whyalla H2 load_flex | 2031 | SA | CSA | 1379.039 | 2190 | 250 | Flexible domestic
FZ2179_240531a | Progressive Change - Final | CDP19 | Whyalla H2 load_flex | 2032 | SA | CSA | 1304.129 | 2196 | 250 | Flexible domestic
FZ2179_240531a | Progressive Change - Final | CDP19 | Whyalla H2 load_flex | 2033 | SA | CSA | 1295.4086 | 2190 | 250 | Flexible domestic
FZ2179_240531a | Progressive Change - Final | CDP19 | Whyalla H2 load_flex | 2034 | SA | CSA | 1295.8946 | 2190 | 250 | Flexible domestic
FZ2179_240531a | Progressive Change - Final | CDP19 | Whyalla H2 load_flex | 2035 | SA | CSA | 1296.1512 | 2190 | 250 | Flexible domestic
FZ2179_240531a | Progressive Change - Final | CDP19 | Whyalla H2 load_flex | 2036 | SA | CSA | 1296.4087 | 2196 | 250 | Flexible domestic
FZ2179_240531a | Progressive Change - Final | CDP19 | Whyalla H2 load_flex | 2037 | SA | CSA | 1298.9976 | 2190 | 250 | Flexible domestic
FZ2179_240531a | Progressive Change - Final | CDP19 | Whyalla H2 load_flex | 2038 | SA | CSA | 1298.9976 | 2190 | 250 | Flexible domestic
FZ2179_240531a | Progressive Change - Final | CDP19 | Whyalla H2 load_flex | 2039 | SA | CSA | 1298.9976 | 2190 | 250 | Flexible domestic
FZ2179_240531a | Progressive Change - Final | CDP19 | Whyalla H2 load_flex | 2040 | SA | CSA | 1298.9976 | 2196 | 250 | Flexible domestic
FZ2179_240531a | Progressive Change - Final | CDP19 | Whyalla H2 load_flex | 2041 | SA | CSA | 1298.9976 | 2190 | 250 | Flexible domestic
FZ2179_240531a | Progressive Change - Final | CDP19 | Whyalla H2 load_flex | 2042 | SA | CSA | 1298.9976 | 2190 | 250 | Flexible domestic
FZ2179_240531a | Progressive Change - Final | CDP19 | Whyalla H2 load_flex | 2043 | SA | CSA | 1298.9976 | 2190 | 250 | Flexible domestic
FZ2179_240531a | Progressive Change - Final | CDP19 | Whyalla H2 load_flex | 2044 | SA | CSA | 1298.9976 | 2196 | 250 | Flexible domestic
FZ2179_240531a | Progressive Change - Final | CDP19 | Whyalla H2 load_flex | 2045 | SA | CSA | 1298.9976 | 2190 | 250 | Flexible domestic
FZ2179_240531a | Progressive Change - Final | CDP19 | Whyalla H2 load_flex | 2046 | SA | CSA | 1298.9976 | 2190 | 250 | Flexible domestic
FZ2179_240531a | Progressive Change - Final | CDP19 | Whyalla H2 load_flex | 2047 | SA | CSA | 1298.9976 | 2190 | 250 | Flexible domestic
FZ2179_240531a | Progressive Change - Final | CDP19 | Whyalla H2 load_flex | 2048 | SA | CSA | 1298.9976 | 2196 | 250 | Flexible domestic
FZ2179_240531a | Progressive Change - Final | CDP19 | Whyalla H2 load_flex | 2049 | SA | CSA | 1298.9976 | 2190 | 250 | Flexible domestic
FZ2179_240531a | Progressive Change - Final | CDP19 | Whyalla H2 load_flex | 2050 | SA | CSA | 1298.9976 | 2190 | 250 | Flexible domestic
FZ2179_240531a | Progressive Change - Final | CDP19 | Whyalla H2 load_flex | 2051 | SA | CSA | 1298.9976 | 2190 | 250 | Flexible domestic
FZ2179_240531a | Progressive Change - Final | CDP19 | Whyalla H2 load_flex | 2052 | SA | CSA | 1298.9976 | 2196 | 250 | Flexible domestic
FZ2179_240531a | Progressive Change - Final | CDP19 | H2 Domestic Fixed_SESA | 2025 | SA | SESA | 0.061378 | 0.061378 | 0.0070066 | Fixed domestic
FZ2179_240531a | Progressive Change - Final | CDP19 | H2 Domestic Fixed_SESA | 2026 | SA | SESA | 2.6667 | 2.6667 | 0.30441 | Fixed domestic
FZ2179_240531a | Progressive Change - Final | CDP19 | H2 Domestic Fixed_SESA | 2027 | SA | SESA | 7.7174 | 7.7174 | 0.88098 | Fixed domestic
FZ2179_240531a | Progressive Change - Final | CDP19 | H2 Domestic Fixed_SESA | 2028 | SA | SESA | 9.8546 | 9.8546 | 1.1219 | Fixed domestic
FZ2179_240531a | Progressive Change - Final | CDP19 | H2 Domestic Fixed_SESA | 2029 | SA | SESA | 10.7301 | 10.7301 | 1.2249 | Fixed domestic
FZ2179_240531a | Progressive Change - Final | CDP19 | H2 Domestic Fixed_SESA | 2030 | SA | SESA | 10.7301 | 10.7301 | 1.2249 | Fixed domestic
FZ2179_240531a | Progressive Change - Final | CDP19 | H2 Domestic Fixed_SESA | 2031 | SA | SESA | 10.7301 | 10.7301 | 1.2249 | Fixed domestic
FZ2179_240531a | Progressive Change - Final | CDP19 | H2 Domestic Fixed_SESA | 2032 | SA | SESA | 10.7595 | 10.7595 | 1.2249 | Fixed domestic
FZ2179_240531a | Progressive Change - Final | CDP19 | H2 Domestic Fixed_SESA | 2033 | SA | SESA | 13.2571 | 13.2571 | 1.5134 | Fixed domestic
FZ2179_240531a | Progressive Change - Final | CDP19 | H2 Domestic Fixed_SESA | 2034 | SA | SESA | 13.952 | 13.952 | 1.5927 | Fixed domestic
FZ2179_240531a | Progressive Change - Final | CDP19 | H2 Domestic Fixed_SESA | 2035 | SA | SESA | 15.1552 | 15.1552 | 1.73 | Fixed domestic
FZ2179_240531a | Progressive Change - Final | CDP19 | H2 Domestic Fixed_SESA | 2036 | SA | SESA | 16.268 | 16.268 | 1.852 | Fixed domestic
FZ2179_240531a | Progressive Change - Final | CDP19 | H2 Domestic Fixed_SESA | 2037 | SA | SESA | 16.2235 | 16.2235 | 1.852 | Fixed domestic
FZ2179_240531a | Progressive Change - Final | CDP19 | H2 Domestic Fixed_SESA | 2038 | SA | SESA | 18.4317 | 18.4317 | 2.1041 | Fixed domestic
FZ2179_240531a | Progressive Change - Final | CDP19 | H2 Domestic Fixed_SESA | 2039 | SA | SESA | 18.4317 | 18.4317 | 2.1041 | Fixed domestic
FZ2179_240531a | Progressive Change - Final | CDP19 | H2 Domestic Fixed_SESA | 2040 | SA | SESA | 18.4822 | 18.4822 | 2.1041 | Fixed domestic
FZ2179_240531a | Progressive Change - Final | CDP19 | H2 Domestic Fixed_SESA | 2041 | SA | SESA | 18.4317 | 18.4317 | 2.1041 | Fixed domestic
FZ2179_240531a | Progressive Change - Final | CDP19 | H2 Domestic Fixed_SESA | 2042 | SA | SESA | 18.4317 | 18.4317 | 2.1041 | Fixed domestic
FZ2179_240531a | Progressive Change - Final | CDP19 | H2 Domestic Fixed_SESA | 2043 | SA | SESA | 18.4317 | 18.4317 | 2.1041 | Fixed domestic
FZ2179_240531a | Progressive Change - Final | CDP19 | H2 Domestic Fixed_SESA | 2044 | SA | SESA | 24.5855 | 24.5855 | 2.7989 | Fixed domestic
FZ2179_240531a | Progressive Change - Final | CDP19 | H2 Domestic Fixed_SESA | 2045 | SA | SESA | 24.5183 | 24.5183 | 2.7989 | Fixed domestic
FZ2179_240531a | Progressive Change - Final | CDP19 | H2 Domestic Fixed_SESA | 2046 | SA | SESA | 24.5183 | 24.5183 | 2.7989 | Fixed domestic
FZ2179_240531a | Progressive Change - Final | CDP19 | H2 Domestic Fixed_SESA | 2047 | SA | SESA | 24.5183 | 24.5183 | 2.7989 | Fixed domestic
FZ2179_240531a | Progressive Change - Final | CDP19 | H2 Domestic Fixed_SESA | 2048 | SA | SESA | 24.5855 | 24.5855 | 2.7989 | Fixed domestic
FZ2179_240531a | Progressive Change - Final | CDP19 | H2 Domestic Fixed_SESA | 2049 | SA | SESA | 24.5183 | 24.5183 | 2.7989 | Fixed domestic
FZ2179_240531a | Progressive Change - Final | CDP19 | H2 Domestic Fixed_SESA | 2050 | SA | SESA | 38.2178 | 38.2178 | 4.3628 | Fixed domestic
FZ2179_240531a | Progressive Change - Final | CDP19 | H2 Domestic Fixed_SESA | 2051 | SA | SESA | 35.6125 | 35.6125 | 4.0654 | Fixed domestic
FZ2179_240531a | Progressive Change - Final | CDP19 | H2 Domestic Fixed_SESA | 2052 | SA | SESA | 38.3844 | 38.3844 | 4.3698 | Fixed domestic
FZ2179_240531a | Progressive Change - Final | CDP19 | H2 Domestic Flex_SESA | 2025 | SA | SESA | 1.1835 | 1.3639 | 0.1557 | Flexible domestic
FZ2179_240531a | Progressive Change - Final | CDP19 | H2 Domestic Flex_SESA | 2026 | SA | SESA | 51.3833 | 59.2594 | 6.7648 | Flexible domestic
FZ2179_240531a | Progressive Change - Final | CDP19 | H2 Domestic Flex_SESA | 2027 | SA | SESA | 146.4943 | 171.497 | 19.5773 | Flexible domestic
FZ2179_240531a | Progressive Change - Final | CDP19 | H2 Domestic Flex_SESA | 2028 | SA | SESA | 188.8144 | 218.9911 | 24.9307 | Flexible domestic
FZ2179_240531a | Progressive Change - Final | CDP19 | H2 Domestic Flex_SESA | 2029 | SA | SESA | 169.2015 | 238.4458 | 27.2198 | Flexible domestic
FZ2179_240531a | Progressive Change - Final | CDP19 | H2 Domestic Flex_SESA | 2030 | SA | SESA | 148.0694 | 238.4458 | 27.2198 | Flexible domestic
FZ2179_240531a | Progressive Change - Final | CDP19 | H2 Domestic Flex_SESA | 2031 | SA | SESA | 146.0958 | 238.4458 | 27.2198 | Flexible domestic
FZ2179_240531a | Progressive Change - Final | CDP19 | H2 Domestic Flex_SESA | 2032 | SA | SESA | 167.3429 | 239.0991 | 27.2198 | Flexible domestic
FZ2179_240531a | Progressive Change - Final | CDP19 | H2 Domestic Flex_SESA | 2033 | SA | SESA | 199.5319 | 294.6023 | 33.6304 | Flexible domestic
FZ2179_240531a | Progressive Change - Final | CDP19 | H2 Domestic Flex_SESA | 2034 | SA | SESA | 206.0828 | 310.0448 | 35.3932 | Flexible domestic
FZ2179_240531a | Progressive Change - Final | CDP19 | H2 Domestic Flex_SESA | 2035 | SA | SESA | 201.66 | 336.7813 | 38.4454 | Flexible domestic
FZ2179_240531a | Progressive Change - Final | CDP19 | H2 Domestic Flex_SESA | 2036 | SA | SESA | 197.2612 | 361.511 | 41.1556 | Flexible domestic
FZ2179_240531a | Progressive Change - Final | CDP19 | H2 Domestic Flex_SESA | 2037 | SA | SESA | 192.9695 | 360.5233 | 41.1556 | Flexible domestic
FZ2179_240531a | Progressive Change - Final | CDP19 | H2 Domestic Flex_SESA | 2038 | SA | SESA | 188.9449 | 409.594 | 46.7573 | Flexible domestic
FZ2179_240531a | Progressive Change - Final | CDP19 | H2 Domestic Flex_SESA | 2039 | SA | SESA | 184.9592 | 409.594 | 46.7573 | Flexible domestic
FZ2179_240531a | Progressive Change - Final | CDP19 | H2 Domestic Flex_SESA | 2040 | SA | SESA | 181.0498 | 410.7162 | 46.7573 | Flexible domestic
FZ2179_240531a | Progressive Change - Final | CDP19 | H2 Domestic Flex_SESA | 2041 | SA | SESA | 179.2508 | 409.594 | 46.7573 | Flexible domestic
FZ2179_240531a | Progressive Change - Final | CDP19 | H2 Domestic Flex_SESA | 2042 | SA | SESA | 179.4237 | 409.594 | 46.7573 | Flexible domestic
FZ2179_240531a | Progressive Change - Final | CDP19 | H2 Domestic Flex_SESA | 2043 | SA | SESA | 222.1558 | 409.594 | 46.7573 | Flexible domestic
FZ2179_240531a | Progressive Change - Final | CDP19 | H2 Domestic Flex_SESA | 2044 | SA | SESA | 223.2297 | 546.3436 | 62.1976 | Flexible domestic
FZ2179_240531a | Progressive Change - Final | CDP19 | H2 Domestic Flex_SESA | 2045 | SA | SESA | 224.4286 | 544.8509 | 62.1976 | Flexible domestic
FZ2179_240531a | Progressive Change - Final | CDP19 | H2 Domestic Flex_SESA | 2046 | SA | SESA | 238.1929 | 544.8509 | 62.1976 | Flexible domestic
FZ2179_240531a | Progressive Change - Final | CDP19 | H2 Domestic Flex_SESA | 2047 | SA | SESA | 237.464 | 544.8509 | 62.1976 | Flexible domestic
FZ2179_240531a | Progressive Change - Final | CDP19 | H2 Domestic Flex_SESA | 2048 | SA | SESA | 238.0114 | 546.3436 | 62.1976 | Flexible domestic
FZ2179_240531a | Progressive Change - Final | CDP19 | H2 Domestic Flex_SESA | 2049 | SA | SESA | 262.6572 | 544.8509 | 62.1976 | Flexible domestic
FZ2179_240531a | Progressive Change - Final | CDP19 | H2 Domestic Flex_SESA | 2050 | SA | SESA | 320.6611 | 849.2843 | 96.9503 | Flexible domestic
FZ2179_240531a | Progressive Change - Final | CDP19 | H2 Domestic Flex_SESA | 2051 | SA | SESA | 321.0201 | 791.3889 | 90.3412 | Flexible domestic
FZ2179_240531a | Progressive Change - Final | CDP19 | H2 Domestic Flex_SESA | 2052 | SA | SESA | 320.5845 | 852.9872 | 97.1069 | Flexible domestic
FZ2179_240531a | Progressive Change - Final | CDP19 | H2 Domestic Fixed_TAS | 2025 | TAS | TAS | 0 | 0 | 0 | Fixed domestic
FZ2179_240531a | Progressive Change - Final | CDP19 | H2 Domestic Fixed_TAS | 2026 | TAS | TAS | 0 | 0 | 0 | Fixed domestic
FZ2179_240531a | Progressive Change - Final | CDP19 | H2 Domestic Fixed_TAS | 2027 | TAS | TAS | 0 | 0 | 0 | Fixed domestic
FZ2179_240531a | Progressive Change - Final | CDP19 | H2 Domestic Fixed_TAS | 2028 | TAS | TAS | 0 | 0 | 0 | Fixed domestic
FZ2179_240531a | Progressive Change - Final | CDP19 | H2 Domestic Fixed_TAS | 2029 | TAS | TAS | 0.30059 | 0.30059 | 0.034314 | Fixed domestic
FZ2179_240531a | Progressive Change - Final | CDP19 | H2 Domestic Fixed_TAS | 2030 | TAS | TAS | 1.2354 | 1.2354 | 0.14103 | Fixed domestic
FZ2179_240531a | Progressive Change - Final | CDP19 | H2 Domestic Fixed_TAS | 2031 | TAS | TAS | 2.5762 | 2.5762 | 0.29408 | Fixed domestic
FZ2179_240531a | Progressive Change - Final | CDP19 | H2 Domestic Fixed_TAS | 2032 | TAS | TAS | 3.3595 | 3.3595 | 0.38245 | Fixed domestic
FZ2179_240531a | Progressive Change - Final | CDP19 | H2 Domestic Fixed_TAS | 2033 | TAS | TAS | 4.7729 | 4.7729 | 0.54485 | Fixed domestic
FZ2179_240531a | Progressive Change - Final | CDP19 | H2 Domestic Fixed_TAS | 2034 | TAS | TAS | 4.7729 | 4.7729 | 0.54485 | Fixed domestic
FZ2179_240531a | Progressive Change - Final | CDP19 | H2 Domestic Fixed_TAS | 2035 | TAS | TAS | 4.9175 | 4.9175 | 0.56136 | Fixed domestic
FZ2179_240531a | Progressive Change - Final | CDP19 | H2 Domestic Fixed_TAS | 2036 | TAS | TAS | 5.8898 | 5.8898 | 0.67051 | Fixed domestic
FZ2179_240531a | Progressive Change - Final | CDP19 | H2 Domestic Fixed_TAS | 2037 | TAS | TAS | 5.8737 | 5.8737 | 0.67051 | Fixed domestic
FZ2179_240531a | Progressive Change - Final | CDP19 | H2 Domestic Fixed_TAS | 2038 | TAS | TAS | 9.7586 | 9.7586 | 1.114 | Fixed domestic
FZ2179_240531a | Progressive Change - Final | CDP19 | H2 Domestic Fixed_TAS | 2039 | TAS | TAS | 9.7586 | 9.7586 | 1.114 | Fixed domestic
FZ2179_240531a | Progressive Change - Final | CDP19 | H2 Domestic Fixed_TAS | 2040 | TAS | TAS | 9.7853 | 9.7853 | 1.114 | Fixed domestic
FZ2179_240531a | Progressive Change - Final | CDP19 | H2 Domestic Fixed_TAS | 2041 | TAS | TAS | 14.0639 | 14.0639 | 1.6055 | Fixed domestic
FZ2179_240531a | Progressive Change - Final | CDP19 | H2 Domestic Fixed_TAS | 2042 | TAS | TAS | 14.0639 | 14.0639 | 1.6055 | Fixed domestic
FZ2179_240531a | Progressive Change - Final | CDP19 | H2 Domestic Fixed_TAS | 2043 | TAS | TAS | 14.0639 | 14.0639 | 1.6055 | Fixed domestic
FZ2179_240531a | Progressive Change - Final | CDP19 | H2 Domestic Fixed_TAS | 2044 | TAS | TAS | 14.1025 | 14.1025 | 1.6055 | Fixed domestic
FZ2179_240531a | Progressive Change - Final | CDP19 | H2 Domestic Fixed_TAS | 2045 | TAS | TAS | 14.0639 | 14.0639 | 1.6055 | Fixed domestic
FZ2179_240531a | Progressive Change - Final | CDP19 | H2 Domestic Fixed_TAS | 2046 | TAS | TAS | 14.0639 | 14.0639 | 1.6055 | Fixed domestic
FZ2179_240531a | Progressive Change - Final | CDP19 | H2 Domestic Fixed_TAS | 2047 | TAS | TAS | 15.9975 | 15.9975 | 1.8262 | Fixed domestic
FZ2179_240531a | Progressive Change - Final | CDP19 | H2 Domestic Fixed_TAS | 2048 | TAS | TAS | 16.0413 | 16.0413 | 1.8262 | Fixed domestic
FZ2179_240531a | Progressive Change - Final | CDP19 | H2 Domestic Fixed_TAS | 2049 | TAS | TAS | 15.9975 | 15.9975 | 1.8262 | Fixed domestic
FZ2179_240531a | Progressive Change - Final | CDP19 | H2 Domestic Fixed_TAS | 2050 | TAS | TAS | 16.1036 | 16.1036 | 1.8383 | Fixed domestic
FZ2179_240531a | Progressive Change - Final | CDP19 | H2 Domestic Fixed_TAS | 2051 | TAS | TAS | 16.1036 | 16.1036 | 1.8383 | Fixed domestic
FZ2179_240531a | Progressive Change - Final | CDP19 | H2 Domestic Fixed_TAS | 2052 | TAS | TAS | 16.1788 | 16.1788 | 1.8419 | Fixed domestic
FZ2179_240531a | Progressive Change - Final | CDP19 | H2 Domestic Flex_TAS | 2025 | TAS | TAS | 0 | 0 | 0 | Flexible domestic
FZ2179_240531a | Progressive Change - Final | CDP19 | H2 Domestic Flex_TAS | 2026 | TAS | TAS | 0 | 0 | 0 | Flexible domestic
FZ2179_240531a | Progressive Change - Final | CDP19 | H2 Domestic Flex_TAS | 2027 | TAS | TAS | 0 | 0 | 0 | Flexible domestic
FZ2179_240531a | Progressive Change - Final | CDP19 | H2 Domestic Flex_TAS | 2028 | TAS | TAS | 0 | 0 | 0 | Flexible domestic
FZ2179_240531a | Progressive Change - Final | CDP19 | H2 Domestic Flex_TAS | 2029 | TAS | TAS | 5.7721 | 6.6798 | 0.76253 | Flexible domestic
FZ2179_240531a | Progressive Change - Final | CDP19 | H2 Domestic Flex_TAS | 2030 | TAS | TAS | 24.2692 | 27.4534 | 3.134 | Flexible domestic
FZ2179_240531a | Progressive Change - Final | CDP19 | H2 Domestic Flex_TAS | 2031 | TAS | TAS | 50.4074 | 57.2484 | 6.5352 | Flexible domestic
FZ2179_240531a | Progressive Change - Final | CDP19 | H2 Domestic Flex_TAS | 2032 | TAS | TAS | 66.0847 | 74.6547 | 8.4989 | Flexible domestic
FZ2179_240531a | Progressive Change - Final | CDP19 | H2 Domestic Flex_TAS | 2033 | TAS | TAS | 95.2936 | 106.0648 | 12.1079 | Flexible domestic
FZ2179_240531a | Progressive Change - Final | CDP19 | H2 Domestic Flex_TAS | 2034 | TAS | TAS | 93.8191 | 106.0648 | 12.1079 | Flexible domestic
FZ2179_240531a | Progressive Change - Final | CDP19 | H2 Domestic Flex_TAS | 2035 | TAS | TAS | 98.1518 | 109.2787 | 12.4747 | Flexible domestic
FZ2179_240531a | Progressive Change - Final | CDP19 | H2 Domestic Flex_TAS | 2036 | TAS | TAS | 99.4811 | 130.8837 | 14.9002 | Flexible domestic
FZ2179_240531a | Progressive Change - Final | CDP19 | H2 Domestic Flex_TAS | 2037 | TAS | TAS | 97.2629 | 130.5261 | 14.9002 | Flexible domestic
FZ2179_240531a | Progressive Change - Final | CDP19 | H2 Domestic Flex_TAS | 2038 | TAS | TAS | 174.1542 | 216.8567 | 24.7553 | Flexible domestic
FZ2179_240531a | Progressive Change - Final | CDP19 | H2 Domestic Flex_TAS | 2039 | TAS | TAS | 170.2738 | 216.8567 | 24.7553 | Flexible domestic
FZ2179_240531a | Progressive Change - Final | CDP19 | H2 Domestic Flex_TAS | 2040 | TAS | TAS | 167.28 | 217.4508 | 24.7553 | Flexible domestic
FZ2179_240531a | Progressive Change - Final | CDP19 | H2 Domestic Flex_TAS | 2041 | TAS | TAS | 165.4189 | 312.5319 | 35.6772 | Flexible domestic
FZ2179_240531a | Progressive Change - Final | CDP19 | H2 Domestic Flex_TAS | 2042 | TAS | TAS | 169.1686 | 312.5319 | 35.6772 | Flexible domestic
FZ2179_240531a | Progressive Change - Final | CDP19 | H2 Domestic Flex_TAS | 2043 | TAS | TAS | 170.1358 | 312.5319 | 35.6772 | Flexible domestic
FZ2179_240531a | Progressive Change - Final | CDP19 | H2 Domestic Flex_TAS | 2044 | TAS | TAS | 173.9124 | 313.3881 | 35.6772 | Flexible domestic
FZ2179_240531a | Progressive Change - Final | CDP19 | H2 Domestic Flex_TAS | 2045 | TAS | TAS | 175.0212 | 312.5319 | 35.6772 | Flexible domestic
FZ2179_240531a | Progressive Change - Final | CDP19 | H2 Domestic Flex_TAS | 2046 | TAS | TAS | 175.0212 | 312.5319 | 35.6772 | Flexible domestic
FZ2179_240531a | Progressive Change - Final | CDP19 | H2 Domestic Flex_TAS | 2047 | TAS | TAS | 175.0212 | 355.5001 | 40.5822 | Flexible domestic
FZ2179_240531a | Progressive Change - Final | CDP19 | H2 Domestic Flex_TAS | 2048 | TAS | TAS | 175.0212 | 356.4741 | 40.5822 | Flexible domestic
FZ2179_240531a | Progressive Change - Final | CDP19 | H2 Domestic Flex_TAS | 2049 | TAS | TAS | 175.0212 | 355.5001 | 40.5822 | Flexible domestic
FZ2179_240531a | Progressive Change - Final | CDP19 | H2 Domestic Flex_TAS | 2050 | TAS | TAS | 175.0212 | 357.8573 | 40.8513 | Flexible domestic
FZ2179_240531a | Progressive Change - Final | CDP19 | H2 Domestic Flex_TAS | 2051 | TAS | TAS | 175.0212 | 357.8573 | 40.8513 | Flexible domestic
FZ2179_240531a | Progressive Change - Final | CDP19 | H2 Domestic Flex_TAS | 2052 | TAS | TAS | 175.0212 | 359.53 | 40.9301 | Flexible domestic
FZ2179_240531a | Progressive Change - Final | CDP19 | H2 Domestic Fixed_VIC | 2025 | VIC | VIC | 2.5574 | 2.5574 | 0.29194 | Fixed domestic
FZ2179_240531a | Progressive Change - Final | CDP19 | H2 Domestic Fixed_VIC | 2026 | VIC | VIC | 4.0307 | 4.0307 | 0.46013 | Fixed domestic
FZ2179_240531a | Progressive Change - Final | CDP19 | H2 Domestic Fixed_VIC | 2027 | VIC | VIC | 4.0307 | 4.0307 | 0.46013 | Fixed domestic
FZ2179_240531a | Progressive Change - Final | CDP19 | H2 Domestic Fixed_VIC | 2028 | VIC | VIC | 4.0418 | 4.0418 | 0.46013 | Fixed domestic
FZ2179_240531a | Progressive Change - Final | CDP19 | H2 Domestic Fixed_VIC | 2029 | VIC | VIC | 50.4395 | 50.4395 | 5.7579 | Fixed domestic
FZ2179_240531a | Progressive Change - Final | CDP19 | H2 Domestic Fixed_VIC | 2030 | VIC | VIC | 139.1119 | 139.1119 | 15.8804 | Fixed domestic
FZ2179_240531a | Progressive Change - Final | CDP19 | H2 Domestic Fixed_VIC | 2031 | VIC | VIC | 139.1119 | 139.1119 | 15.8804 | Fixed domestic
FZ2179_240531a | Progressive Change - Final | CDP19 | H2 Domestic Fixed_VIC | 2032 | VIC | VIC | 204.8376 | 204.8376 | 23.3194 | Fixed domestic
FZ2179_240531a | Progressive Change - Final | CDP19 | H2 Domestic Fixed_VIC | 2033 | VIC | VIC | 420.9245 | 420.9245 | 48.0507 | Fixed domestic
FZ2179_240531a | Progressive Change - Final | CDP19 | H2 Domestic Fixed_VIC | 2034 | VIC | VIC | 420.9245 | 420.9245 | 48.0507 | Fixed domestic
FZ2179_240531a | Progressive Change - Final | CDP19 | H2 Domestic Fixed_VIC | 2035 | VIC | VIC | 489.2586 | 489.2586 | 55.8514 | Fixed domestic
FZ2179_240531a | Progressive Change - Final | CDP19 | H2 Domestic Fixed_VIC | 2036 | VIC | VIC | 549.27 | 549.27 | 62.5307 | Fixed domestic
FZ2179_240531a | Progressive Change - Final | CDP19 | H2 Domestic Fixed_VIC | 2037 | VIC | VIC | 547.7692 | 547.7692 | 62.5307 | Fixed domestic
FZ2179_240531a | Progressive Change - Final | CDP19 | H2 Domestic Fixed_VIC | 2038 | VIC | VIC | 576.3117 | 576.3117 | 65.789 | Fixed domestic
FZ2179_240531a | Progressive Change - Final | CDP19 | H2 Domestic Fixed_VIC | 2039 | VIC | VIC | 576.3117 | 576.3117 | 65.789 | Fixed domestic
FZ2179_240531a | Progressive Change - Final | CDP19 | H2 Domestic Fixed_VIC | 2040 | VIC | VIC | 577.8906 | 577.8906 | 65.789 | Fixed domestic
FZ2179_240531a | Progressive Change - Final | CDP19 | H2 Domestic Fixed_VIC | 2041 | VIC | VIC | 576.3117 | 576.3117 | 65.789 | Fixed domestic
FZ2179_240531a | Progressive Change - Final | CDP19 | H2 Domestic Fixed_VIC | 2042 | VIC | VIC | 576.3117 | 576.3117 | 65.789 | Fixed domestic
FZ2179_240531a | Progressive Change - Final | CDP19 | H2 Domestic Fixed_VIC | 2043 | VIC | VIC | 576.3117 | 576.3117 | 65.789 | Fixed domestic
FZ2179_240531a | Progressive Change - Final | CDP19 | H2 Domestic Fixed_VIC | 2044 | VIC | VIC | 598.902 | 598.902 | 68.181 | Fixed domestic
FZ2179_240531a | Progressive Change - Final | CDP19 | H2 Domestic Fixed_VIC | 2045 | VIC | VIC | 597.2657 | 597.2657 | 68.181 | Fixed domestic
FZ2179_240531a | Progressive Change - Final | CDP19 | H2 Domestic Fixed_VIC | 2046 | VIC | VIC | 597.2657 | 597.2657 | 68.181 | Fixed domestic
FZ2179_240531a | Progressive Change - Final | CDP19 | H2 Domestic Fixed_VIC | 2047 | VIC | VIC | 678.099 | 678.099 | 77.4086 | Fixed domestic
FZ2179_240531a | Progressive Change - Final | CDP19 | H2 Domestic Fixed_VIC | 2048 | VIC | VIC | 679.9568 | 679.9568 | 77.4086 | Fixed domestic
FZ2179_240531a | Progressive Change - Final | CDP19 | H2 Domestic Fixed_VIC | 2049 | VIC | VIC | 678.099 | 678.099 | 77.4086 | Fixed domestic
FZ2179_240531a | Progressive Change - Final | CDP19 | H2 Domestic Fixed_VIC | 2050 | VIC | VIC | 826.558 | 826.558 | 94.3559 | Fixed domestic
FZ2179_240531a | Progressive Change - Final | CDP19 | H2 Domestic Fixed_VIC | 2051 | VIC | VIC | 825.0847 | 825.0847 | 94.1877 | Fixed domestic
FZ2179_240531a | Progressive Change - Final | CDP19 | H2 Domestic Fixed_VIC | 2052 | VIC | VIC | 867.8842 | 867.8842 | 98.8028 | Fixed domestic
FZ2179_240531a | Progressive Change - Final | CDP19 | H2 Domestic Flex_VIC | 2025 | VIC | VIC | 49.3127 | 56.8302 | 6.4875 | Flexible domestic
FZ2179_240531a | Progressive Change - Final | CDP19 | H2 Domestic Flex_VIC | 2026 | VIC | VIC | 77.6668 | 89.5717 | 10.2251 | Flexible domestic
FZ2179_240531a | Progressive Change - Final | CDP19 | H2 Domestic Flex_VIC | 2027 | VIC | VIC | 75.935 | 89.5717 | 10.2251 | Flexible domestic
FZ2179_240531a | Progressive Change - Final | CDP19 | H2 Domestic Flex_VIC | 2028 | VIC | VIC | 74.2418 | 89.8171 | 10.2251 | Flexible domestic
FZ2179_240531a | Progressive Change - Final | CDP19 | H2 Domestic Flex_VIC | 2029 | VIC | VIC | 681.7364 | 1120.8784 | 127.9542 | Flexible domestic
FZ2179_240531a | Progressive Change - Final | CDP19 | H2 Domestic Flex_VIC | 2030 | VIC | VIC | 1845.7348 | 3091.376 | 352.8968 | Flexible domestic
FZ2179_240531a | Progressive Change - Final | CDP19 | H2 Domestic Flex_VIC | 2031 | VIC | VIC | 2721.9649 | 3091.376 | 352.8968 | Flexible domestic
FZ2179_240531a | Progressive Change - Final | CDP19 | H2 Domestic Flex_VIC | 2032 | VIC | VIC | 4029.4051 | 4551.9473 | 518.2089 | Flexible domestic
FZ2179_240531a | Progressive Change - Final | CDP19 | H2 Domestic Flex_VIC | 2033 | VIC | VIC | 7023.9977 | 9353.878 | 1067.7943 | Flexible domestic
FZ2179_240531a | Progressive Change - Final | CDP19 | H2 Domestic Flex_VIC | 2034 | VIC | VIC | 6901.807 | 9353.878 | 1067.7943 | Flexible domestic
FZ2179_240531a | Progressive Change - Final | CDP19 | H2 Domestic Flex_VIC | 2035 | VIC | VIC | 6908.0233 | 10872.4124 | 1241.143 | Flexible domestic
FZ2179_240531a | Progressive Change - Final | CDP19 | H2 Domestic Flex_VIC | 2036 | VIC | VIC | 6792.8171 | 12205.999 | 1389.5718 | Flexible domestic
FZ2179_240531a | Progressive Change - Final | CDP19 | H2 Domestic Flex_VIC | 2037 | VIC | VIC | 6641.3516 | 12172.6493 | 1389.5718 | Flexible domestic
FZ2179_240531a | Progressive Change - Final | CDP19 | H2 Domestic Flex_VIC | 2038 | VIC | VIC | 6623.0247 | 12806.9266 | 1461.9779 | Flexible domestic
FZ2179_240531a | Progressive Change - Final | CDP19 | H2 Domestic Flex_VIC | 2039 | VIC | VIC | 6516.1324 | 12806.9266 | 1461.9779 | Flexible domestic
FZ2179_240531a | Progressive Change - Final | CDP19 | H2 Domestic Flex_VIC | 2040 | VIC | VIC | 6406.72 | 12842.0141 | 1461.9779 | Flexible domestic
FZ2179_240531a | Progressive Change - Final | CDP19 | H2 Domestic Flex_VIC | 2041 | VIC | VIC | 6334.4865 | 12806.9266 | 1461.9779 | Flexible domestic
FZ2179_240531a | Progressive Change - Final | CDP19 | H2 Domestic Flex_VIC | 2042 | VIC | VIC | 6347.9136 | 12806.9266 | 1461.9779 | Flexible domestic
FZ2179_240531a | Progressive Change - Final | CDP19 | H2 Domestic Flex_VIC | 2043 | VIC | VIC | 6409.0816 | 12806.9266 | 1461.9779 | Flexible domestic
FZ2179_240531a | Progressive Change - Final | CDP19 | H2 Domestic Flex_VIC | 2044 | VIC | VIC | 6453.7612 | 13308.9333 | 1515.1336 | Flexible domestic
FZ2179_240531a | Progressive Change - Final | CDP19 | H2 Domestic Flex_VIC | 2045 | VIC | VIC | 6488.4471 | 13272.5701 | 1515.1336 | Flexible domestic
FZ2179_240531a | Progressive Change - Final | CDP19 | H2 Domestic Flex_VIC | 2046 | VIC | VIC | 6529.3694 | 13272.5701 | 1515.1336 | Flexible domestic
FZ2179_240531a | Progressive Change - Final | CDP19 | H2 Domestic Flex_VIC | 2047 | VIC | VIC | 6529.3694 | 15068.8668 | 1720.1903 | Flexible domestic
FZ2179_240531a | Progressive Change - Final | CDP19 | H2 Domestic Flex_VIC | 2048 | VIC | VIC | 6614.7091 | 15110.1514 | 1720.1903 | Flexible domestic
FZ2179_240531a | Progressive Change - Final | CDP19 | H2 Domestic Flex_VIC | 2049 | VIC | VIC | 6614.7091 | 15068.8668 | 1720.1903 | Flexible domestic
FZ2179_240531a | Progressive Change - Final | CDP19 | H2 Domestic Flex_VIC | 2050 | VIC | VIC | 7316.4323 | 18367.9563 | 2096.7987 | Flexible domestic
FZ2179_240531a | Progressive Change - Final | CDP19 | H2 Domestic Flex_VIC | 2051 | VIC | VIC | 7316.4323 | 18335.2149 | 2093.0611 | Flexible domestic
FZ2179_240531a | Progressive Change - Final | CDP19 | H2 Domestic Flex_VIC | 2052 | VIC | VIC | 7316.4323 | 19286.3149 | 2195.6187 | Flexible domestic
FZ2162_240531a | Progressive Change - Final | CDP2 | H2 Domestic Fixed_SNSW | 2025 | NSW | SNSW | 1.3276 | 1.3276 | 0.15156 | Fixed domestic
FZ2162_240531a | Progressive Change - Final | CDP2 | H2 Domestic Fixed_SNSW | 2026 | NSW | SNSW | 3.1853 | 3.1853 | 0.36362 | Fixed domestic
FZ2162_240531a | Progressive Change - Final | CDP2 | H2 Domestic Fixed_SNSW | 2027 | NSW | SNSW | 6.3084 | 6.3084 | 0.72014 | Fixed domestic
FZ2162_240531a | Progressive Change - Final | CDP2 | H2 Domestic Fixed_SNSW | 2028 | NSW | SNSW | 10.9957 | 10.9957 | 1.2518 | Fixed domestic
FZ2162_240531a | Progressive Change - Final | CDP2 | H2 Domestic Fixed_SNSW | 2029 | NSW | SNSW | 27.192 | 27.192 | 3.1041 | Fixed domestic
FZ2162_240531a | Progressive Change - Final | CDP2 | H2 Domestic Fixed_SNSW | 2030 | NSW | SNSW | 27.192 | 27.192 | 3.1041 | Fixed domestic
FZ2162_240531a | Progressive Change - Final | CDP2 | H2 Domestic Fixed_SNSW | 2031 | NSW | SNSW | 27.192 | 27.192 | 3.1041 | Fixed domestic
FZ2162_240531a | Progressive Change - Final | CDP2 | H2 Domestic Fixed_SNSW | 2032 | NSW | SNSW | 27.2665 | 27.2665 | 3.1041 | Fixed domestic
FZ2162_240531a | Progressive Change - Final | CDP2 | H2 Domestic Fixed_SNSW | 2033 | NSW | SNSW | 27.192 | 27.192 | 3.1041 | Fixed domestic
FZ2162_240531a | Progressive Change - Final | CDP2 | H2 Domestic Fixed_SNSW | 2034 | NSW | SNSW | 27.6335 | 27.6335 | 3.1545 | Fixed domestic
FZ2162_240531a | Progressive Change - Final | CDP2 | H2 Domestic Fixed_SNSW | 2035 | NSW | SNSW | 27.6335 | 27.6335 | 3.1545 | Fixed domestic
FZ2162_240531a | Progressive Change - Final | CDP2 | H2 Domestic Fixed_SNSW | 2036 | NSW | SNSW | 38.1133 | 38.1133 | 4.3389 | Fixed domestic
FZ2162_240531a | Progressive Change - Final | CDP2 | H2 Domestic Fixed_SNSW | 2037 | NSW | SNSW | 38.0092 | 38.0092 | 4.3389 | Fixed domestic
FZ2162_240531a | Progressive Change - Final | CDP2 | H2 Domestic Fixed_SNSW | 2038 | NSW | SNSW | 40.1835 | 40.1835 | 4.5872 | Fixed domestic
FZ2162_240531a | Progressive Change - Final | CDP2 | H2 Domestic Fixed_SNSW | 2039 | NSW | SNSW | 40.1835 | 40.1835 | 4.5872 | Fixed domestic
FZ2162_240531a | Progressive Change - Final | CDP2 | H2 Domestic Fixed_SNSW | 2040 | NSW | SNSW | 40.2935 | 40.2935 | 4.5872 | Fixed domestic
FZ2162_240531a | Progressive Change - Final | CDP2 | H2 Domestic Fixed_SNSW | 2041 | NSW | SNSW | 40.1835 | 40.1835 | 4.5872 | Fixed domestic
FZ2162_240531a | Progressive Change - Final | CDP2 | H2 Domestic Fixed_SNSW | 2042 | NSW | SNSW | 40.1835 | 40.1835 | 4.5872 | Fixed domestic
FZ2162_240531a | Progressive Change - Final | CDP2 | H2 Domestic Fixed_SNSW | 2043 | NSW | SNSW | 40.1835 | 40.1835 | 4.5872 | Fixed domestic
FZ2162_240531a | Progressive Change - Final | CDP2 | H2 Domestic Fixed_SNSW | 2044 | NSW | SNSW | 54.9452 | 54.9452 | 6.2551 | Fixed domestic
FZ2162_240531a | Progressive Change - Final | CDP2 | H2 Domestic Fixed_SNSW | 2045 | NSW | SNSW | 54.7951 | 54.7951 | 6.2551 | Fixed domestic
FZ2162_240531a | Progressive Change - Final | CDP2 | H2 Domestic Fixed_SNSW | 2046 | NSW | SNSW | 55.31 | 55.31 | 6.3139 | Fixed domestic
FZ2162_240531a | Progressive Change - Final | CDP2 | H2 Domestic Fixed_SNSW | 2047 | NSW | SNSW | 55.736 | 55.736 | 6.3626 | Fixed domestic
FZ2162_240531a | Progressive Change - Final | CDP2 | H2 Domestic Fixed_SNSW | 2048 | NSW | SNSW | 55.8887 | 55.8887 | 6.3626 | Fixed domestic
FZ2162_240531a | Progressive Change - Final | CDP2 | H2 Domestic Fixed_SNSW | 2049 | NSW | SNSW | 107.1346 | 107.1346 | 12.23 | Fixed domestic
FZ2162_240531a | Progressive Change - Final | CDP2 | H2 Domestic Fixed_SNSW | 2050 | NSW | SNSW | 206.5924 | 206.5924 | 23.5836 | Fixed domestic
FZ2162_240531a | Progressive Change - Final | CDP2 | H2 Domestic Fixed_SNSW | 2051 | NSW | SNSW | 208.9276 | 208.9276 | 23.8502 | Fixed domestic
FZ2162_240531a | Progressive Change - Final | CDP2 | H2 Domestic Fixed_SNSW | 2052 | NSW | SNSW | 206.3684 | 206.3684 | 23.4937 | Fixed domestic
FZ2162_240531a | Progressive Change - Final | CDP2 | H2 Domestic Flex_SNSW | 2025 | NSW | SNSW | 25.6001 | 29.5027 | 3.3679 | Flexible domestic
FZ2162_240531a | Progressive Change - Final | CDP2 | H2 Domestic Flex_SNSW | 2026 | NSW | SNSW | 61.376 | 70.7839 | 8.0803 | Flexible domestic
FZ2162_240531a | Progressive Change - Final | CDP2 | H2 Domestic Flex_SNSW | 2027 | NSW | SNSW | 120.043 | 140.1867 | 16.003 | Flexible domestic
FZ2162_240531a | Progressive Change - Final | CDP2 | H2 Domestic Flex_SNSW | 2028 | NSW | SNSW | 210.6775 | 244.3483 | 27.8174 | Flexible domestic
FZ2162_240531a | Progressive Change - Final | CDP2 | H2 Domestic Flex_SNSW | 2029 | NSW | SNSW | 349.4215 | 604.2666 | 68.9802 | Flexible domestic
FZ2162_240531a | Progressive Change - Final | CDP2 | H2 Domestic Flex_SNSW | 2030 | NSW | SNSW | 534.1801 | 604.2666 | 68.9802 | Flexible domestic
FZ2162_240531a | Progressive Change - Final | CDP2 | H2 Domestic Flex_SNSW | 2031 | NSW | SNSW | 492.3807 | 604.2666 | 68.9802 | Flexible domestic
FZ2162_240531a | Progressive Change - Final | CDP2 | H2 Domestic Flex_SNSW | 2032 | NSW | SNSW | 476.0745 | 605.9221 | 68.9802 | Flexible domestic
FZ2162_240531a | Progressive Change - Final | CDP2 | H2 Domestic Flex_SNSW | 2033 | NSW | SNSW | 481.2264 | 604.2666 | 68.9802 | Flexible domestic
FZ2162_240531a | Progressive Change - Final | CDP2 | H2 Domestic Flex_SNSW | 2034 | NSW | SNSW | 552.3411 | 614.0776 | 70.1002 | Flexible domestic
FZ2162_240531a | Progressive Change - Final | CDP2 | H2 Domestic Flex_SNSW | 2035 | NSW | SNSW | 545.5686 | 614.0776 | 70.1002 | Flexible domestic
FZ2162_240531a | Progressive Change - Final | CDP2 | H2 Domestic Flex_SNSW | 2036 | NSW | SNSW | 533.4557 | 846.9629 | 96.4211 | Flexible domestic
FZ2162_240531a | Progressive Change - Final | CDP2 | H2 Domestic Flex_SNSW | 2037 | NSW | SNSW | 521.5747 | 844.6488 | 96.4211 | Flexible domestic
FZ2162_240531a | Progressive Change - Final | CDP2 | H2 Domestic Flex_SNSW | 2038 | NSW | SNSW | 513.1739 | 892.9657 | 101.9367 | Flexible domestic
FZ2162_240531a | Progressive Change - Final | CDP2 | H2 Domestic Flex_SNSW | 2039 | NSW | SNSW | 505.0727 | 892.9657 | 101.9367 | Flexible domestic
FZ2162_240531a | Progressive Change - Final | CDP2 | H2 Domestic Flex_SNSW | 2040 | NSW | SNSW | 495.9991 | 895.4122 | 101.9367 | Flexible domestic
FZ2162_240531a | Progressive Change - Final | CDP2 | H2 Domestic Flex_SNSW | 2041 | NSW | SNSW | 490.409 | 892.9657 | 101.9367 | Flexible domestic
FZ2162_240531a | Progressive Change - Final | CDP2 | H2 Domestic Flex_SNSW | 2042 | NSW | SNSW | 493.7656 | 892.9657 | 101.9367 | Flexible domestic
FZ2162_240531a | Progressive Change - Final | CDP2 | H2 Domestic Flex_SNSW | 2043 | NSW | SNSW | 497.5281 | 892.9657 | 101.9367 | Flexible domestic
FZ2162_240531a | Progressive Change - Final | CDP2 | H2 Domestic Flex_SNSW | 2044 | NSW | SNSW | 500.06 | 1221.0051 | 139.0033 | Flexible domestic
FZ2162_240531a | Progressive Change - Final | CDP2 | H2 Domestic Flex_SNSW | 2045 | NSW | SNSW | 501.0179 | 1217.6691 | 139.0033 | Flexible domestic
FZ2162_240531a | Progressive Change - Final | CDP2 | H2 Domestic Flex_SNSW | 2046 | NSW | SNSW | 502.8628 | 1229.1104 | 140.3094 | Flexible domestic
FZ2162_240531a | Progressive Change - Final | CDP2 | H2 Domestic Flex_SNSW | 2047 | NSW | SNSW | 503.9421 | 1238.5783 | 141.3902 | Flexible domestic
FZ2162_240531a | Progressive Change - Final | CDP2 | H2 Domestic Flex_SNSW | 2048 | NSW | SNSW | 837.0633 | 1241.9717 | 141.3902 | Flexible domestic
FZ2162_240531a | Progressive Change - Final | CDP2 | H2 Domestic Flex_SNSW | 2049 | NSW | SNSW | 1166.1951 | 2380.768 | 271.7772 | Flexible domestic
FZ2162_240531a | Progressive Change - Final | CDP2 | H2 Domestic Flex_SNSW | 2050 | NSW | SNSW | 1495.0574 | 4590.9422 | 524.0802 | Flexible domestic
FZ2162_240531a | Progressive Change - Final | CDP2 | H2 Domestic Flex_SNSW | 2051 | NSW | SNSW | 1496.3303 | 4642.8363 | 530.0041 | Flexible domestic
FZ2162_240531a | Progressive Change - Final | CDP2 | H2 Domestic Flex_SNSW | 2052 | NSW | SNSW | 1495.761 | 4585.9634 | 522.0814 | Flexible domestic
FZ2162_240531a | Progressive Change - Final | CDP2 | H2 Domestic Fixed_SNW | 2025 | NSW | SNW | 6.7088 | 6.7088 | 0.76584 | Fixed domestic
FZ2162_240531a | Progressive Change - Final | CDP2 | H2 Domestic Fixed_SNW | 2026 | NSW | SNW | 16.2535 | 16.2535 | 1.8554 | Fixed domestic
FZ2162_240531a | Progressive Change - Final | CDP2 | H2 Domestic Fixed_SNW | 2027 | NSW | SNW | 32.1809 | 32.1809 | 3.6736 | Fixed domestic
FZ2162_240531a | Progressive Change - Final | CDP2 | H2 Domestic Fixed_SNW | 2028 | NSW | SNW | 56.1933 | 56.1933 | 6.3972 | Fixed domestic
FZ2162_240531a | Progressive Change - Final | CDP2 | H2 Domestic Fixed_SNW | 2029 | NSW | SNW | 129.4112 | 129.4112 | 14.773 | Fixed domestic
FZ2162_240531a | Progressive Change - Final | CDP2 | H2 Domestic Fixed_SNW | 2030 | NSW | SNW | 129.4112 | 129.4112 | 14.773 | Fixed domestic
FZ2162_240531a | Progressive Change - Final | CDP2 | H2 Domestic Fixed_SNW | 2031 | NSW | SNW | 129.4112 | 129.4112 | 14.773 | Fixed domestic
FZ2162_240531a | Progressive Change - Final | CDP2 | H2 Domestic Fixed_SNW | 2032 | NSW | SNW | 129.7658 | 129.7658 | 14.773 | Fixed domestic
FZ2162_240531a | Progressive Change - Final | CDP2 | H2 Domestic Fixed_SNW | 2033 | NSW | SNW | 129.4112 | 129.4112 | 14.773 | Fixed domestic
FZ2162_240531a | Progressive Change - Final | CDP2 | H2 Domestic Fixed_SNW | 2034 | NSW | SNW | 145.2244 | 145.2244 | 16.5781 | Fixed domestic
FZ2162_240531a | Progressive Change - Final | CDP2 | H2 Domestic Fixed_SNW | 2035 | NSW | SNW | 146.2042 | 146.2042 | 16.69 | Fixed domestic
FZ2162_240531a | Progressive Change - Final | CDP2 | H2 Domestic Fixed_SNW | 2036 | NSW | SNW | 224.5534 | 224.5534 | 25.5639 | Fixed domestic
FZ2162_240531a | Progressive Change - Final | CDP2 | H2 Domestic Fixed_SNW | 2037 | NSW | SNW | 223.9399 | 223.9399 | 25.5639 | Fixed domestic
FZ2162_240531a | Progressive Change - Final | CDP2 | H2 Domestic Fixed_SNW | 2038 | NSW | SNW | 237.2413 | 237.2413 | 27.0823 | Fixed domestic
FZ2162_240531a | Progressive Change - Final | CDP2 | H2 Domestic Fixed_SNW | 2039 | NSW | SNW | 237.2413 | 237.2413 | 27.0823 | Fixed domestic
FZ2162_240531a | Progressive Change - Final | CDP2 | H2 Domestic Fixed_SNW | 2040 | NSW | SNW | 237.8913 | 237.8913 | 27.0823 | Fixed domestic
FZ2162_240531a | Progressive Change - Final | CDP2 | H2 Domestic Fixed_SNW | 2041 | NSW | SNW | 237.2413 | 237.2413 | 27.0823 | Fixed domestic
FZ2162_240531a | Progressive Change - Final | CDP2 | H2 Domestic Fixed_SNW | 2042 | NSW | SNW | 237.2413 | 237.2413 | 27.0823 | Fixed domestic
FZ2162_240531a | Progressive Change - Final | CDP2 | H2 Domestic Fixed_SNW | 2043 | NSW | SNW | 237.2413 | 237.2413 | 27.0823 | Fixed domestic
FZ2162_240531a | Progressive Change - Final | CDP2 | H2 Domestic Fixed_SNW | 2044 | NSW | SNW | 282.9542 | 282.9542 | 32.2124 | Fixed domestic
FZ2162_240531a | Progressive Change - Final | CDP2 | H2 Domestic Fixed_SNW | 2045 | NSW | SNW | 282.1811 | 282.1811 | 32.2124 | Fixed domestic
FZ2162_240531a | Progressive Change - Final | CDP2 | H2 Domestic Fixed_SNW | 2046 | NSW | SNW | 284.5993 | 284.5993 | 32.4885 | Fixed domestic
FZ2162_240531a | Progressive Change - Final | CDP2 | H2 Domestic Fixed_SNW | 2047 | NSW | SNW | 294.7233 | 294.7233 | 33.6442 | Fixed domestic
FZ2162_240531a | Progressive Change - Final | CDP2 | H2 Domestic Fixed_SNW | 2048 | NSW | SNW | 345.9221 | 345.9221 | 39.3809 | Fixed domestic
FZ2162_240531a | Progressive Change - Final | CDP2 | H2 Domestic Fixed_SNW | 2049 | NSW | SNW | 556.9871 | 556.9871 | 63.583 | Fixed domestic
FZ2162_240531a | Progressive Change - Final | CDP2 | H2 Domestic Fixed_SNW | 2050 | NSW | SNW | 1043.5648 | 1043.5648 | 119.1284 | Fixed domestic
FZ2162_240531a | Progressive Change - Final | CDP2 | H2 Domestic Fixed_SNW | 2051 | NSW | SNW | 1075.8589 | 1075.8589 | 122.8149 | Fixed domestic
FZ2162_240531a | Progressive Change - Final | CDP2 | H2 Domestic Fixed_SNW | 2052 | NSW | SNW | 1062.8354 | 1062.8354 | 120.9967 | Fixed domestic
FZ2162_240531a | Progressive Change - Final | CDP2 | H2 Domestic Flex_SNW | 2025 | NSW | SNW | 129.3626 | 149.0835 | 17.0187 | Flexible domestic
FZ2162_240531a | Progressive Change - Final | CDP2 | H2 Domestic Flex_SNW | 2026 | NSW | SNW | 313.1838 | 361.189 | 41.2316 | Flexible domestic
FZ2162_240531a | Progressive Change - Final | CDP2 | H2 Domestic Flex_SNW | 2027 | NSW | SNW | 612.3729 | 715.1317 | 81.636 | Flexible domestic
FZ2162_240531a | Progressive Change - Final | CDP2 | H2 Domestic Flex_SNW | 2028 | NSW | SNW | 1076.6655 | 1248.7402 | 142.1608 | Flexible domestic
FZ2162_240531a | Progressive Change - Final | CDP2 | H2 Domestic Flex_SNW | 2029 | NSW | SNW | 1746.9973 | 2875.8056 | 328.2883 | Flexible domestic
FZ2162_240531a | Progressive Change - Final | CDP2 | H2 Domestic Flex_SNW | 2030 | NSW | SNW | 2542.2524 | 2875.8056 | 328.2883 | Flexible domestic
FZ2162_240531a | Progressive Change - Final | CDP2 | H2 Domestic Flex_SNW | 2031 | NSW | SNW | 2515.4538 | 2875.8056 | 328.2883 | Flexible domestic
FZ2162_240531a | Progressive Change - Final | CDP2 | H2 Domestic Flex_SNW | 2032 | NSW | SNW | 2464.6917 | 2883.6845 | 328.2883 | Flexible domestic
FZ2162_240531a | Progressive Change - Final | CDP2 | H2 Domestic Flex_SNW | 2033 | NSW | SNW | 2494.3597 | 2875.8056 | 328.2883 | Flexible domestic
FZ2162_240531a | Progressive Change - Final | CDP2 | H2 Domestic Flex_SNW | 2034 | NSW | SNW | 2885.4333 | 3227.2093 | 368.4029 | Flexible domestic
FZ2162_240531a | Progressive Change - Final | CDP2 | H2 Domestic Flex_SNW | 2035 | NSW | SNW | 2849.6575 | 3248.9813 | 370.8883 | Flexible domestic
FZ2162_240531a | Progressive Change - Final | CDP2 | H2 Domestic Flex_SNW | 2036 | NSW | SNW | 2786.0641 | 4990.0761 | 568.087 | Flexible domestic
FZ2162_240531a | Progressive Change - Final | CDP2 | H2 Domestic Flex_SNW | 2037 | NSW | SNW | 2723.9269 | 4976.442 | 568.087 | Flexible domestic
FZ2162_240531a | Progressive Change - Final | CDP2 | H2 Domestic Flex_SNW | 2038 | NSW | SNW | 2663.3639 | 5272.0299 | 601.8299 | Flexible domestic
FZ2162_240531a | Progressive Change - Final | CDP2 | H2 Domestic Flex_SNW | 2039 | NSW | SNW | 2620.6811 | 5272.0299 | 601.8299 | Flexible domestic
FZ2162_240531a | Progressive Change - Final | CDP2 | H2 Domestic Flex_SNW | 2040 | NSW | SNW | 2572.9575 | 5286.4738 | 601.8299 | Flexible domestic
FZ2162_240531a | Progressive Change - Final | CDP2 | H2 Domestic Flex_SNW | 2041 | NSW | SNW | 2543.9462 | 5272.0299 | 601.8299 | Flexible domestic
FZ2162_240531a | Progressive Change - Final | CDP2 | H2 Domestic Flex_SNW | 2042 | NSW | SNW | 2561.6328 | 5272.0299 | 601.8299 | Flexible domestic
FZ2162_240531a | Progressive Change - Final | CDP2 | H2 Domestic Flex_SNW | 2043 | NSW | SNW | 2563.6656 | 5272.0299 | 601.8299 | Flexible domestic
FZ2162_240531a | Progressive Change - Final | CDP2 | H2 Domestic Flex_SNW | 2044 | NSW | SNW | 2575.1833 | 6287.87 | 715.8322 | Flexible domestic
FZ2162_240531a | Progressive Change - Final | CDP2 | H2 Domestic Flex_SNW | 2045 | NSW | SNW | 2578.8465 | 6270.69 | 715.8322 | Flexible domestic
FZ2162_240531a | Progressive Change - Final | CDP2 | H2 Domestic Flex_SNW | 2046 | NSW | SNW | 2587.4979 | 6324.4299 | 721.9669 | Flexible domestic
FZ2162_240531a | Progressive Change - Final | CDP2 | H2 Domestic Flex_SNW | 2047 | NSW | SNW | 2592.1995 | 6549.4067 | 747.6492 | Flexible domestic
FZ2162_240531a | Progressive Change - Final | CDP2 | H2 Domestic Flex_SNW | 2048 | NSW | SNW | 4305.0496 | 7687.1567 | 875.1317 | Flexible domestic
FZ2162_240531a | Progressive Change - Final | CDP2 | H2 Domestic Flex_SNW | 2049 | NSW | SNW | 6005.5935 | 12377.4907 | 1412.9556 | Flexible domestic
FZ2162_240531a | Progressive Change - Final | CDP2 | H2 Domestic Flex_SNW | 2050 | NSW | SNW | 7706.5765 | 23190.3297 | 2647.2979 | Flexible domestic
FZ2162_240531a | Progressive Change - Final | CDP2 | H2 Domestic Flex_SNW | 2051 | NSW | SNW | 7705.3035 | 23907.9758 | 2729.221 | Flexible domestic
FZ2162_240531a | Progressive Change - Final | CDP2 | H2 Domestic Flex_SNW | 2052 | NSW | SNW | 7705.8728 | 23618.5647 | 2688.8166 | Flexible domestic
FZ2162_240531a | Progressive Change - Final | CDP2 | H2 Domestic Fixed_CQ | 2025 | QLD | CQ | 0.57346 | 0.57346 | 0.065464 | Fixed domestic
FZ2162_240531a | Progressive Change - Final | CDP2 | H2 Domestic Fixed_CQ | 2026 | QLD | CQ | 0.62369 | 0.62369 | 0.071197 | Fixed domestic
FZ2162_240531a | Progressive Change - Final | CDP2 | H2 Domestic Fixed_CQ | 2027 | QLD | CQ | 0.62369 | 0.62369 | 0.071197 | Fixed domestic
FZ2162_240531a | Progressive Change - Final | CDP2 | H2 Domestic Fixed_CQ | 2028 | QLD | CQ | 0.6254 | 0.6254 | 0.071197 | Fixed domestic
FZ2162_240531a | Progressive Change - Final | CDP2 | H2 Domestic Fixed_CQ | 2029 | QLD | CQ | 17.067 | 17.067 | 1.9483 | Fixed domestic
FZ2162_240531a | Progressive Change - Final | CDP2 | H2 Domestic Fixed_CQ | 2030 | QLD | CQ | 63.9795 | 63.9795 | 7.3036 | Fixed domestic
FZ2162_240531a | Progressive Change - Final | CDP2 | H2 Domestic Fixed_CQ | 2031 | QLD | CQ | 63.9795 | 63.9795 | 7.3036 | Fixed domestic
FZ2162_240531a | Progressive Change - Final | CDP2 | H2 Domestic Fixed_CQ | 2032 | QLD | CQ | 64.1548 | 64.1548 | 7.3036 | Fixed domestic
FZ2162_240531a | Progressive Change - Final | CDP2 | H2 Domestic Fixed_CQ | 2033 | QLD | CQ | 69.1223 | 69.1223 | 7.8907 | Fixed domestic
FZ2162_240531a | Progressive Change - Final | CDP2 | H2 Domestic Fixed_CQ | 2034 | QLD | CQ | 76.3225 | 76.3225 | 8.7126 | Fixed domestic
FZ2162_240531a | Progressive Change - Final | CDP2 | H2 Domestic Fixed_CQ | 2035 | QLD | CQ | 96.5362 | 96.5362 | 11.0201 | Fixed domestic
FZ2162_240531a | Progressive Change - Final | CDP2 | H2 Domestic Fixed_CQ | 2036 | QLD | CQ | 96.8007 | 96.8007 | 11.0201 | Fixed domestic
FZ2162_240531a | Progressive Change - Final | CDP2 | H2 Domestic Fixed_CQ | 2037 | QLD | CQ | 96.5362 | 96.5362 | 11.0201 | Fixed domestic
FZ2162_240531a | Progressive Change - Final | CDP2 | H2 Domestic Fixed_CQ | 2038 | QLD | CQ | 103.6866 | 103.6866 | 11.8364 | Fixed domestic
FZ2162_240531a | Progressive Change - Final | CDP2 | H2 Domestic Fixed_CQ | 2039 | QLD | CQ | 110.0706 | 110.0706 | 12.5651 | Fixed domestic
FZ2162_240531a | Progressive Change - Final | CDP2 | H2 Domestic Fixed_CQ | 2040 | QLD | CQ | 110.3721 | 110.3721 | 12.5651 | Fixed domestic
FZ2162_240531a | Progressive Change - Final | CDP2 | H2 Domestic Fixed_CQ | 2041 | QLD | CQ | 110.0706 | 110.0706 | 12.5651 | Fixed domestic
FZ2162_240531a | Progressive Change - Final | CDP2 | H2 Domestic Fixed_CQ | 2042 | QLD | CQ | 110.0706 | 110.0706 | 12.5651 | Fixed domestic
FZ2162_240531a | Progressive Change - Final | CDP2 | H2 Domestic Fixed_CQ | 2043 | QLD | CQ | 110.0706 | 110.0706 | 12.5651 | Fixed domestic
FZ2162_240531a | Progressive Change - Final | CDP2 | H2 Domestic Fixed_CQ | 2044 | QLD | CQ | 143.7307 | 143.7307 | 16.3628 | Fixed domestic
FZ2162_240531a | Progressive Change - Final | CDP2 | H2 Domestic Fixed_CQ | 2045 | QLD | CQ | 143.338 | 143.338 | 16.3628 | Fixed domestic
FZ2162_240531a | Progressive Change - Final | CDP2 | H2 Domestic Fixed_CQ | 2046 | QLD | CQ | 159.0865 | 159.0865 | 18.1606 | Fixed domestic
FZ2162_240531a | Progressive Change - Final | CDP2 | H2 Domestic Fixed_CQ | 2047 | QLD | CQ | 159.0865 | 159.0865 | 18.1606 | Fixed domestic
FZ2162_240531a | Progressive Change - Final | CDP2 | H2 Domestic Fixed_CQ | 2048 | QLD | CQ | 159.5223 | 159.5223 | 18.1606 | Fixed domestic
FZ2162_240531a | Progressive Change - Final | CDP2 | H2 Domestic Fixed_CQ | 2049 | QLD | CQ | 191.0077 | 191.0077 | 21.8045 | Fixed domestic
FZ2162_240531a | Progressive Change - Final | CDP2 | H2 Domestic Fixed_CQ | 2050 | QLD | CQ | 190.4343 | 190.4343 | 21.7391 | Fixed domestic
FZ2162_240531a | Progressive Change - Final | CDP2 | H2 Domestic Fixed_CQ | 2051 | QLD | CQ | 200.799 | 200.799 | 22.9223 | Fixed domestic
FZ2162_240531a | Progressive Change - Final | CDP2 | H2 Domestic Fixed_CQ | 2052 | QLD | CQ | 259.1106 | 259.1106 | 29.498 | Fixed domestic
FZ2162_240531a | Progressive Change - Final | CDP2 | H2 Domestic Flex_CQ | 2025 | QLD | CQ | 11.0579 | 12.7437 | 1.4548 | Flexible domestic
FZ2162_240531a | Progressive Change - Final | CDP2 | H2 Domestic Flex_CQ | 2026 | QLD | CQ | 12.0177 | 13.8598 | 1.5822 | Flexible domestic
FZ2162_240531a | Progressive Change - Final | CDP2 | H2 Domestic Flex_CQ | 2027 | QLD | CQ | 11.7569 | 13.8598 | 1.5822 | Flexible domestic
FZ2162_240531a | Progressive Change - Final | CDP2 | H2 Domestic Flex_CQ | 2028 | QLD | CQ | 10.2983 | 13.8977 | 1.5822 | Flexible domestic
FZ2162_240531a | Progressive Change - Final | CDP2 | H2 Domestic Flex_CQ | 2029 | QLD | CQ | 327.7287 | 379.2661 | 43.2952 | Flexible domestic
FZ2162_240531a | Progressive Change - Final | CDP2 | H2 Domestic Flex_CQ | 2030 | QLD | CQ | 1134.0005 | 1421.7669 | 162.3022 | Flexible domestic
FZ2162_240531a | Progressive Change - Final | CDP2 | H2 Domestic Flex_CQ | 2031 | QLD | CQ | 900.3638 | 1421.7669 | 162.3022 | Flexible domestic
FZ2162_240531a | Progressive Change - Final | CDP2 | H2 Domestic Flex_CQ | 2032 | QLD | CQ | 1081.8579 | 1425.6622 | 162.3022 | Flexible domestic
FZ2162_240531a | Progressive Change - Final | CDP2 | H2 Domestic Flex_CQ | 2033 | QLD | CQ | 1380.0604 | 1536.051 | 175.3483 | Flexible domestic
FZ2162_240531a | Progressive Change - Final | CDP2 | H2 Domestic Flex_CQ | 2034 | QLD | CQ | 1525.5419 | 1696.0553 | 193.6136 | Flexible domestic
FZ2162_240531a | Progressive Change - Final | CDP2 | H2 Domestic Flex_CQ | 2035 | QLD | CQ | 1607.392 | 2145.2487 | 244.8914 | Flexible domestic
FZ2162_240531a | Progressive Change - Final | CDP2 | H2 Domestic Flex_CQ | 2036 | QLD | CQ | 1587.6047 | 2151.1261 | 244.8914 | Flexible domestic
FZ2162_240531a | Progressive Change - Final | CDP2 | H2 Domestic Flex_CQ | 2037 | QLD | CQ | 1567.6516 | 2145.2487 | 244.8914 | Flexible domestic
FZ2162_240531a | Progressive Change - Final | CDP2 | H2 Domestic Flex_CQ | 2038 | QLD | CQ | 1547.4387 | 2304.1464 | 263.0304 | Flexible domestic
FZ2162_240531a | Progressive Change - Final | CDP2 | H2 Domestic Flex_CQ | 2039 | QLD | CQ | 1531.3744 | 2446.0128 | 279.2252 | Flexible domestic
FZ2162_240531a | Progressive Change - Final | CDP2 | H2 Domestic Flex_CQ | 2040 | QLD | CQ | 1519.6012 | 2452.7142 | 279.2252 | Flexible domestic
FZ2162_240531a | Progressive Change - Final | CDP2 | H2 Domestic Flex_CQ | 2041 | QLD | CQ | 1513.8836 | 2446.0128 | 279.2252 | Flexible domestic
FZ2162_240531a | Progressive Change - Final | CDP2 | H2 Domestic Flex_CQ | 2042 | QLD | CQ | 1531.661 | 2446.0128 | 279.2252 | Flexible domestic
FZ2162_240531a | Progressive Change - Final | CDP2 | H2 Domestic Flex_CQ | 2043 | QLD | CQ | 1551.868 | 2446.0128 | 279.2252 | Flexible domestic
FZ2162_240531a | Progressive Change - Final | CDP2 | H2 Domestic Flex_CQ | 2044 | QLD | CQ | 1569.722 | 3194.0146 | 363.6173 | Flexible domestic
FZ2162_240531a | Progressive Change - Final | CDP2 | H2 Domestic Flex_CQ | 2045 | QLD | CQ | 1589.3224 | 3185.2878 | 363.6173 | Flexible domestic
FZ2162_240531a | Progressive Change - Final | CDP2 | H2 Domestic Flex_CQ | 2046 | QLD | CQ | 1606.9562 | 3535.2551 | 403.5679 | Flexible domestic
FZ2162_240531a | Progressive Change - Final | CDP2 | H2 Domestic Flex_CQ | 2047 | QLD | CQ | 1623.1005 | 3535.2551 | 403.5679 | Flexible domestic
FZ2162_240531a | Progressive Change - Final | CDP2 | H2 Domestic Flex_CQ | 2048 | QLD | CQ | 1643.5557 | 3544.9408 | 403.5679 | Flexible domestic
FZ2162_240531a | Progressive Change - Final | CDP2 | H2 Domestic Flex_CQ | 2049 | QLD | CQ | 1667.5906 | 4244.6163 | 484.5452 | Flexible domestic
FZ2162_240531a | Progressive Change - Final | CDP2 | H2 Domestic Flex_CQ | 2050 | QLD | CQ | 1667.5906 | 4231.8726 | 483.0905 | Flexible domestic
FZ2162_240531a | Progressive Change - Final | CDP2 | H2 Domestic Flex_CQ | 2051 | QLD | CQ | 1667.5906 | 4462.2009 | 509.3837 | Flexible domestic
FZ2162_240531a | Progressive Change - Final | CDP2 | H2 Domestic Flex_CQ | 2052 | QLD | CQ | 2319.4322 | 5758.0132 | 655.5115 | Flexible domestic
FZ2162_240531a | Progressive Change - Final | CDP2 | H2 Domestic Fixed_SQ | 2025 | QLD | SQ | 0.30474 | 0.30474 | 0.034787 | Fixed domestic
FZ2162_240531a | Progressive Change - Final | CDP2 | H2 Domestic Fixed_SQ | 2026 | QLD | SQ | 0.30474 | 0.30474 | 0.034787 | Fixed domestic
FZ2162_240531a | Progressive Change - Final | CDP2 | H2 Domestic Fixed_SQ | 2027 | QLD | SQ | 0.30474 | 0.30474 | 0.034787 | Fixed domestic
FZ2162_240531a | Progressive Change - Final | CDP2 | H2 Domestic Fixed_SQ | 2028 | QLD | SQ | 0.30557 | 0.30557 | 0.034787 | Fixed domestic
FZ2162_240531a | Progressive Change - Final | CDP2 | H2 Domestic Fixed_SQ | 2029 | QLD | SQ | 6.8926 | 6.8926 | 0.78682 | Fixed domestic
FZ2162_240531a | Progressive Change - Final | CDP2 | H2 Domestic Fixed_SQ | 2030 | QLD | SQ | 29.464 | 29.464 | 3.3635 | Fixed domestic
FZ2162_240531a | Progressive Change - Final | CDP2 | H2 Domestic Fixed_SQ | 2031 | QLD | SQ | 29.464 | 29.464 | 3.3635 | Fixed domestic
FZ2162_240531a | Progressive Change - Final | CDP2 | H2 Domestic Fixed_SQ | 2032 | QLD | SQ | 56.5148 | 56.5148 | 6.4338 | Fixed domestic
FZ2162_240531a | Progressive Change - Final | CDP2 | H2 Domestic Fixed_SQ | 2033 | QLD | SQ | 86.0449 | 86.0449 | 9.8225 | Fixed domestic
FZ2162_240531a | Progressive Change - Final | CDP2 | H2 Domestic Fixed_SQ | 2034 | QLD | SQ | 104.4069 | 104.4069 | 11.9186 | Fixed domestic
FZ2162_240531a | Progressive Change - Final | CDP2 | H2 Domestic Fixed_SQ | 2035 | QLD | SQ | 157.3558 | 157.3558 | 17.963 | Fixed domestic
FZ2162_240531a | Progressive Change - Final | CDP2 | H2 Domestic Fixed_SQ | 2036 | QLD | SQ | 159.8818 | 159.8818 | 18.2015 | Fixed domestic
FZ2162_240531a | Progressive Change - Final | CDP2 | H2 Domestic Fixed_SQ | 2037 | QLD | SQ | 160.7371 | 160.7371 | 18.349 | Fixed domestic
FZ2162_240531a | Progressive Change - Final | CDP2 | H2 Domestic Fixed_SQ | 2038 | QLD | SQ | 160.7371 | 160.7371 | 18.349 | Fixed domestic
FZ2162_240531a | Progressive Change - Final | CDP2 | H2 Domestic Fixed_SQ | 2039 | QLD | SQ | 169.5005 | 169.5005 | 19.3494 | Fixed domestic
FZ2162_240531a | Progressive Change - Final | CDP2 | H2 Domestic Fixed_SQ | 2040 | QLD | SQ | 178.0107 | 178.0107 | 20.2653 | Fixed domestic
FZ2162_240531a | Progressive Change - Final | CDP2 | H2 Domestic Fixed_SQ | 2041 | QLD | SQ | 184.9934 | 184.9934 | 21.118 | Fixed domestic
FZ2162_240531a | Progressive Change - Final | CDP2 | H2 Domestic Fixed_SQ | 2042 | QLD | SQ | 184.9934 | 184.9934 | 21.118 | Fixed domestic
FZ2162_240531a | Progressive Change - Final | CDP2 | H2 Domestic Fixed_SQ | 2043 | QLD | SQ | 184.9934 | 184.9934 | 21.118 | Fixed domestic
FZ2162_240531a | Progressive Change - Final | CDP2 | H2 Domestic Fixed_SQ | 2044 | QLD | SQ | 256.1772 | 256.1772 | 29.1641 | Fixed domestic
FZ2162_240531a | Progressive Change - Final | CDP2 | H2 Domestic Fixed_SQ | 2045 | QLD | SQ | 255.4773 | 255.4773 | 29.1641 | Fixed domestic
FZ2162_240531a | Progressive Change - Final | CDP2 | H2 Domestic Fixed_SQ | 2046 | QLD | SQ | 264.0083 | 264.0083 | 30.1379 | Fixed domestic
FZ2162_240531a | Progressive Change - Final | CDP2 | H2 Domestic Fixed_SQ | 2047 | QLD | SQ | 264.0083 | 264.0083 | 30.1379 | Fixed domestic
FZ2162_240531a | Progressive Change - Final | CDP2 | H2 Domestic Fixed_SQ | 2048 | QLD | SQ | 264.7316 | 264.7316 | 30.1379 | Fixed domestic
FZ2162_240531a | Progressive Change - Final | CDP2 | H2 Domestic Fixed_SQ | 2049 | QLD | SQ | 286.5764 | 286.5764 | 32.7142 | Fixed domestic
FZ2162_240531a | Progressive Change - Final | CDP2 | H2 Domestic Fixed_SQ | 2050 | QLD | SQ | 286.2716 | 286.2716 | 32.6794 | Fixed domestic
FZ2162_240531a | Progressive Change - Final | CDP2 | H2 Domestic Fixed_SQ | 2051 | QLD | SQ | 315.3975 | 315.3975 | 36.0043 | Fixed domestic
FZ2162_240531a | Progressive Change - Final | CDP2 | H2 Domestic Fixed_SQ | 2052 | QLD | SQ | 407.2524 | 407.2524 | 46.363 | Fixed domestic
FZ2162_240531a | Progressive Change - Final | CDP2 | H2 Domestic Flex_SQ | 2025 | QLD | SQ | 5.8761 | 6.7719 | 0.77305 | Flexible domestic
FZ2162_240531a | Progressive Change - Final | CDP2 | H2 Domestic Flex_SQ | 2026 | QLD | SQ | 4.5388 | 6.7719 | 0.77305 | Flexible domestic
FZ2162_240531a | Progressive Change - Final | CDP2 | H2 Domestic Flex_SQ | 2027 | QLD | SQ | 4.4304 | 6.7719 | 0.77305 | Flexible domestic
FZ2162_240531a | Progressive Change - Final | CDP2 | H2 Domestic Flex_SQ | 2028 | QLD | SQ | 5.5281 | 6.7905 | 0.77305 | Flexible domestic
FZ2162_240531a | Progressive Change - Final | CDP2 | H2 Domestic Flex_SQ | 2029 | QLD | SQ | 132.3544 | 153.1679 | 17.4849 | Flexible domestic
FZ2162_240531a | Progressive Change - Final | CDP2 | H2 Domestic Flex_SQ | 2030 | QLD | SQ | 277.6234 | 654.7545 | 74.7437 | Flexible domestic
FZ2162_240531a | Progressive Change - Final | CDP2 | H2 Domestic Flex_SQ | 2031 | QLD | SQ | 533.7942 | 654.7545 | 74.7437 | Flexible domestic
FZ2162_240531a | Progressive Change - Final | CDP2 | H2 Domestic Flex_SQ | 2032 | QLD | SQ | 1111.7142 | 1255.8837 | 142.974 | Flexible domestic
FZ2162_240531a | Progressive Change - Final | CDP2 | H2 Domestic Flex_SQ | 2033 | QLD | SQ | 1717.929 | 1912.1095 | 218.2773 | Flexible domestic
FZ2162_240531a | Progressive Change - Final | CDP2 | H2 Domestic Flex_SQ | 2034 | QLD | SQ | 2086.8954 | 2320.1526 | 264.8576 | Flexible domestic
FZ2162_240531a | Progressive Change - Final | CDP2 | H2 Domestic Flex_SQ | 2035 | QLD | SQ | 2320.7771 | 3496.7954 | 399.1776 | Flexible domestic
FZ2162_240531a | Progressive Change - Final | CDP2 | H2 Domestic Flex_SQ | 2036 | QLD | SQ | 2301.949 | 3552.9295 | 404.4774 | Flexible domestic
FZ2162_240531a | Progressive Change - Final | CDP2 | H2 Domestic Flex_SQ | 2037 | QLD | SQ | 2282.2321 | 3571.9357 | 407.7552 | Flexible domestic
FZ2162_240531a | Progressive Change - Final | CDP2 | H2 Domestic Flex_SQ | 2038 | QLD | SQ | 2261.8401 | 3571.9357 | 407.7552 | Flexible domestic
FZ2162_240531a | Progressive Change - Final | CDP2 | H2 Domestic Flex_SQ | 2039 | QLD | SQ | 2246.434 | 3766.6783 | 429.9861 | Flexible domestic
FZ2162_240531a | Progressive Change - Final | CDP2 | H2 Domestic Flex_SQ | 2040 | QLD | SQ | 2236.3443 | 3955.7937 | 450.3408 | Flexible domestic
FZ2162_240531a | Progressive Change - Final | CDP2 | H2 Domestic Flex_SQ | 2041 | QLD | SQ | 2233.9511 | 4110.9646 | 469.2882 | Flexible domestic
FZ2162_240531a | Progressive Change - Final | CDP2 | H2 Domestic Flex_SQ | 2042 | QLD | SQ | 2265.7026 | 4110.9646 | 469.2882 | Flexible domestic
FZ2162_240531a | Progressive Change - Final | CDP2 | H2 Domestic Flex_SQ | 2043 | QLD | SQ | 2302.281 | 4110.9646 | 469.2882 | Flexible domestic
FZ2162_240531a | Progressive Change - Final | CDP2 | H2 Domestic Flex_SQ | 2044 | QLD | SQ | 2336.026 | 5692.8272 | 648.0905 | Flexible domestic
FZ2162_240531a | Progressive Change - Final | CDP2 | H2 Domestic Flex_SQ | 2045 | QLD | SQ | 2372.3459 | 5677.2731 | 648.0905 | Flexible domestic
FZ2162_240531a | Progressive Change - Final | CDP2 | H2 Domestic Flex_SQ | 2046 | QLD | SQ | 2405.1384 | 5866.8517 | 669.7319 | Flexible domestic
FZ2162_240531a | Progressive Change - Final | CDP2 | H2 Domestic Flex_SQ | 2047 | QLD | SQ | 2433.1581 | 5866.8517 | 669.7319 | Flexible domestic
FZ2162_240531a | Progressive Change - Final | CDP2 | H2 Domestic Flex_SQ | 2048 | QLD | SQ | 2470.9132 | 5882.9253 | 669.7319 | Flexible domestic
FZ2162_240531a | Progressive Change - Final | CDP2 | H2 Domestic Flex_SQ | 2049 | QLD | SQ | 2507.0472 | 6368.3638 | 726.9822 | Flexible domestic
FZ2162_240531a | Progressive Change - Final | CDP2 | H2 Domestic Flex_SQ | 2050 | QLD | SQ | 2507.0472 | 6361.5919 | 726.2091 | Flexible domestic
FZ2162_240531a | Progressive Change - Final | CDP2 | H2 Domestic Flex_SQ | 2051 | QLD | SQ | 2507.0472 | 7008.8326 | 800.095 | Flexible domestic
FZ2162_240531a | Progressive Change - Final | CDP2 | H2 Domestic Flex_SQ | 2052 | QLD | SQ | 2992.4706 | 9050.0538 | 1030.2885 | Flexible domestic
FZ2162_240531a | Progressive Change - Final | CDP2 | H2 Domestic Fixed_CSA | 2025 | SA | CSA | 0.023265 | 0.023265 | 0.0026558 | Fixed domestic
FZ2162_240531a | Progressive Change - Final | CDP2 | H2 Domestic Fixed_CSA | 2026 | SA | CSA | 0.023265 | 0.023265 | 0.0026558 | Fixed domestic
FZ2162_240531a | Progressive Change - Final | CDP2 | H2 Domestic Fixed_CSA | 2027 | SA | CSA | 0.023265 | 0.023265 | 0.0026558 | Fixed domestic
FZ2162_240531a | Progressive Change - Final | CDP2 | H2 Domestic Fixed_CSA | 2028 | SA | CSA | 0.023329 | 0.023329 | 0.0026558 | Fixed domestic
FZ2162_240531a | Progressive Change - Final | CDP2 | H2 Domestic Fixed_CSA | 2029 | SA | CSA | 0.027259 | 0.027259 | 0.0031118 | Fixed domestic
FZ2162_240531a | Progressive Change - Final | CDP2 | H2 Domestic Fixed_CSA | 2030 | SA | CSA | 0.027259 | 0.027259 | 0.0031118 | Fixed domestic
FZ2162_240531a | Progressive Change - Final | CDP2 | H2 Domestic Fixed_CSA | 2031 | SA | CSA | 0.027259 | 0.027259 | 0.0031118 | Fixed domestic
FZ2162_240531a | Progressive Change - Final | CDP2 | H2 Domestic Fixed_CSA | 2032 | SA | CSA | 0.027334 | 0.027334 | 0.0031118 | Fixed domestic
FZ2162_240531a | Progressive Change - Final | CDP2 | H2 Domestic Fixed_CSA | 2033 | SA | CSA | 0.027259 | 0.027259 | 0.0031118 | Fixed domestic
FZ2162_240531a | Progressive Change - Final | CDP2 | H2 Domestic Fixed_CSA | 2034 | SA | CSA | 0.027259 | 0.027259 | 0.0031118 | Fixed domestic
FZ2162_240531a | Progressive Change - Final | CDP2 | H2 Domestic Fixed_CSA | 2035 | SA | CSA | 0.027862 | 0.027862 | 0.0031806 | Fixed domestic
FZ2162_240531a | Progressive Change - Final | CDP2 | H2 Domestic Fixed_CSA | 2036 | SA | CSA | 0.032939 | 0.032939 | 0.0037499 | Fixed domestic
FZ2162_240531a | Progressive Change - Final | CDP2 | H2 Domestic Fixed_CSA | 2037 | SA | CSA | 0.032849 | 0.032849 | 0.0037499 | Fixed domestic
FZ2162_240531a | Progressive Change - Final | CDP2 | H2 Domestic Fixed_CSA | 2038 | SA | CSA | 0.036308 | 0.036308 | 0.0041448 | Fixed domestic
FZ2162_240531a | Progressive Change - Final | CDP2 | H2 Domestic Fixed_CSA | 2039 | SA | CSA | 0.036308 | 0.036308 | 0.0041448 | Fixed domestic
FZ2162_240531a | Progressive Change - Final | CDP2 | H2 Domestic Fixed_CSA | 2040 | SA | CSA | 0.036408 | 0.036408 | 0.0041448 | Fixed domestic
FZ2162_240531a | Progressive Change - Final | CDP2 | H2 Domestic Fixed_CSA | 2041 | SA | CSA | 0.036308 | 0.036308 | 0.0041448 | Fixed domestic
FZ2162_240531a | Progressive Change - Final | CDP2 | H2 Domestic Fixed_CSA | 2042 | SA | CSA | 0.036308 | 0.036308 | 0.0041448 | Fixed domestic
FZ2162_240531a | Progressive Change - Final | CDP2 | H2 Domestic Fixed_CSA | 2043 | SA | CSA | 11.0969 | 11.0969 | 1.2668 | Fixed domestic
FZ2162_240531a | Progressive Change - Final | CDP2 | H2 Domestic Fixed_CSA | 2044 | SA | CSA | 18.3039 | 18.3039 | 2.0838 | Fixed domestic
FZ2162_240531a | Progressive Change - Final | CDP2 | H2 Domestic Fixed_CSA | 2045 | SA | CSA | 18.2539 | 18.2539 | 2.0838 | Fixed domestic
FZ2162_240531a | Progressive Change - Final | CDP2 | H2 Domestic Fixed_CSA | 2046 | SA | CSA | 25.6896 | 25.6896 | 2.9326 | Fixed domestic
FZ2162_240531a | Progressive Change - Final | CDP2 | H2 Domestic Fixed_CSA | 2047 | SA | CSA | 25.7861 | 25.7861 | 2.9436 | Fixed domestic
FZ2162_240531a | Progressive Change - Final | CDP2 | H2 Domestic Fixed_CSA | 2048 | SA | CSA | 25.8568 | 25.8568 | 2.9436 | Fixed domestic
FZ2162_240531a | Progressive Change - Final | CDP2 | H2 Domestic Fixed_CSA | 2049 | SA | CSA | 31.6891 | 31.6891 | 3.6175 | Fixed domestic
FZ2162_240531a | Progressive Change - Final | CDP2 | H2 Domestic Fixed_CSA | 2050 | SA | CSA | 69.0198 | 69.0198 | 7.879 | Fixed domestic
FZ2162_240531a | Progressive Change - Final | CDP2 | H2 Domestic Fixed_CSA | 2051 | SA | CSA | 69.0198 | 69.0198 | 7.879 | Fixed domestic
FZ2162_240531a | Progressive Change - Final | CDP2 | H2 Domestic Fixed_CSA | 2052 | SA | CSA | 73.6052 | 73.6052 | 8.3795 | Fixed domestic
FZ2162_240531a | Progressive Change - Final | CDP2 | H2 Domestic Flex_CSA | 2025 | SA | CSA | 0 | 0.517 | 0.059018 | Flexible domestic
FZ2162_240531a | Progressive Change - Final | CDP2 | H2 Domestic Flex_CSA | 2026 | SA | CSA | 0 | 0.517 | 0.059018 | Flexible domestic
FZ2162_240531a | Progressive Change - Final | CDP2 | H2 Domestic Flex_CSA | 2027 | SA | CSA | 0 | 0.517 | 0.059018 | Flexible domestic
FZ2162_240531a | Progressive Change - Final | CDP2 | H2 Domestic Flex_CSA | 2028 | SA | CSA | 0 | 0.51842 | 0.059018 | Flexible domestic
FZ2162_240531a | Progressive Change - Final | CDP2 | H2 Domestic Flex_CSA | 2029 | SA | CSA | 0 | 0.60576 | 0.06915 | Flexible domestic
FZ2162_240531a | Progressive Change - Final | CDP2 | H2 Domestic Flex_CSA | 2030 | SA | CSA | 0 | 0.60576 | 0.06915 | Flexible domestic
FZ2162_240531a | Progressive Change - Final | CDP2 | H2 Domestic Flex_CSA | 2031 | SA | CSA | 0 | 0.60576 | 0.06915 | Flexible domestic
FZ2162_240531a | Progressive Change - Final | CDP2 | H2 Domestic Flex_CSA | 2032 | SA | CSA | 0 | 0.60742 | 0.06915 | Flexible domestic
FZ2162_240531a | Progressive Change - Final | CDP2 | H2 Domestic Flex_CSA | 2033 | SA | CSA | 0 | 0.60576 | 0.06915 | Flexible domestic
FZ2162_240531a | Progressive Change - Final | CDP2 | H2 Domestic Flex_CSA | 2034 | SA | CSA | 0 | 0.60576 | 0.06915 | Flexible domestic
FZ2162_240531a | Progressive Change - Final | CDP2 | H2 Domestic Flex_CSA | 2035 | SA | CSA | 0 | 0.61916 | 0.07068 | Flexible domestic
FZ2162_240531a | Progressive Change - Final | CDP2 | H2 Domestic Flex_CSA | 2036 | SA | CSA | 0 | 0.73198 | 0.083331 | Flexible domestic
FZ2162_240531a | Progressive Change - Final | CDP2 | H2 Domestic Flex_CSA | 2037 | SA | CSA | 0 | 0.72998 | 0.083331 | Flexible domestic
FZ2162_240531a | Progressive Change - Final | CDP2 | H2 Domestic Flex_CSA | 2038 | SA | CSA | 0 | 0.80685 | 0.092106 | Flexible domestic
FZ2162_240531a | Progressive Change - Final | CDP2 | H2 Domestic Flex_CSA | 2039 | SA | CSA | 0 | 0.80685 | 0.092106 | Flexible domestic
FZ2162_240531a | Progressive Change - Final | CDP2 | H2 Domestic Flex_CSA | 2040 | SA | CSA | 0 | 0.80906 | 0.092106 | Flexible domestic
FZ2162_240531a | Progressive Change - Final | CDP2 | H2 Domestic Flex_CSA | 2041 | SA | CSA | 0 | 0.80685 | 0.092106 | Flexible domestic
FZ2162_240531a | Progressive Change - Final | CDP2 | H2 Domestic Flex_CSA | 2042 | SA | CSA | 0 | 0.80685 | 0.092106 | Flexible domestic
FZ2162_240531a | Progressive Change - Final | CDP2 | H2 Domestic Flex_CSA | 2043 | SA | CSA | 161.764 | 246.5984 | 28.1505 | Flexible domestic
FZ2162_240531a | Progressive Change - Final | CDP2 | H2 Domestic Flex_CSA | 2044 | SA | CSA | 166.0568 | 406.7536 | 46.3062 | Flexible domestic
FZ2162_240531a | Progressive Change - Final | CDP2 | H2 Domestic Flex_CSA | 2045 | SA | CSA | 166.0758 | 405.6423 | 46.3062 | Flexible domestic
FZ2162_240531a | Progressive Change - Final | CDP2 | H2 Domestic Flex_CSA | 2046 | SA | CSA | 233.5625 | 570.8795 | 65.1689 | Flexible domestic
FZ2162_240531a | Progressive Change - Final | CDP2 | H2 Domestic Flex_CSA | 2047 | SA | CSA | 234.2914 | 573.0248 | 65.4138 | Flexible domestic
FZ2162_240531a | Progressive Change - Final | CDP2 | H2 Domestic Flex_CSA | 2048 | SA | CSA | 233.744 | 574.5947 | 65.4138 | Flexible domestic
FZ2162_240531a | Progressive Change - Final | CDP2 | H2 Domestic Flex_CSA | 2049 | SA | CSA | 343.4483 | 704.203 | 80.3885 | Flexible domestic
FZ2162_240531a | Progressive Change - Final | CDP2 | H2 Domestic Flex_CSA | 2050 | SA | CSA | 618.0921 | 1533.774 | 175.0884 | Flexible domestic
FZ2162_240531a | Progressive Change - Final | CDP2 | H2 Domestic Flex_CSA | 2051 | SA | CSA | 620.1975 | 1533.774 | 175.0884 | Flexible domestic
FZ2162_240531a | Progressive Change - Final | CDP2 | H2 Domestic Flex_CSA | 2052 | SA | CSA | 620.6331 | 1635.6711 | 186.2103 | Flexible domestic
FZ2162_240531a | Progressive Change - Final | CDP2 | Whyalla H2 load_fixed | 2025 | SA | CSA | 0 | 0 | 0 | Fixed domestic
FZ2162_240531a | Progressive Change - Final | CDP2 | Whyalla H2 load_fixed | 2026 | SA | CSA | 24.6375 | 24.6375 | 2.8125 | Fixed domestic
FZ2162_240531a | Progressive Change - Final | CDP2 | Whyalla H2 load_fixed | 2027 | SA | CSA | 73.9125 | 73.9125 | 8.4375 | Fixed domestic
FZ2162_240531a | Progressive Change - Final | CDP2 | Whyalla H2 load_fixed | 2028 | SA | CSA | 98.82 | 98.82 | 11.25 | Fixed domestic
FZ2162_240531a | Progressive Change - Final | CDP2 | Whyalla H2 load_fixed | 2029 | SA | CSA | 98.55 | 98.55 | 11.25 | Fixed domestic
FZ2162_240531a | Progressive Change - Final | CDP2 | Whyalla H2 load_fixed | 2030 | SA | CSA | 98.55 | 98.55 | 11.25 | Fixed domestic
FZ2162_240531a | Progressive Change - Final | CDP2 | Whyalla H2 load_fixed | 2031 | SA | CSA | 98.55 | 98.55 | 11.25 | Fixed domestic
FZ2162_240531a | Progressive Change - Final | CDP2 | Whyalla H2 load_fixed | 2032 | SA | CSA | 98.82 | 98.82 | 11.25 | Fixed domestic
FZ2162_240531a | Progressive Change - Final | CDP2 | Whyalla H2 load_fixed | 2033 | SA | CSA | 98.55 | 98.55 | 11.25 | Fixed domestic
FZ2162_240531a | Progressive Change - Final | CDP2 | Whyalla H2 load_fixed | 2034 | SA | CSA | 98.55 | 98.55 | 11.25 | Fixed domestic
FZ2162_240531a | Progressive Change - Final | CDP2 | Whyalla H2 load_fixed | 2035 | SA | CSA | 98.55 | 98.55 | 11.25 | Fixed domestic
FZ2162_240531a | Progressive Change - Final | CDP2 | Whyalla H2 load_fixed | 2036 | SA | CSA | 98.82 | 98.82 | 11.25 | Fixed domestic
FZ2162_240531a | Progressive Change - Final | CDP2 | Whyalla H2 load_fixed | 2037 | SA | CSA | 98.55 | 98.55 | 11.25 | Fixed domestic
FZ2162_240531a | Progressive Change - Final | CDP2 | Whyalla H2 load_fixed | 2038 | SA | CSA | 98.55 | 98.55 | 11.25 | Fixed domestic
FZ2162_240531a | Progressive Change - Final | CDP2 | Whyalla H2 load_fixed | 2039 | SA | CSA | 98.55 | 98.55 | 11.25 | Fixed domestic
FZ2162_240531a | Progressive Change - Final | CDP2 | Whyalla H2 load_fixed | 2040 | SA | CSA | 98.82 | 98.82 | 11.25 | Fixed domestic
FZ2162_240531a | Progressive Change - Final | CDP2 | Whyalla H2 load_fixed | 2041 | SA | CSA | 98.55 | 98.55 | 11.25 | Fixed domestic
FZ2162_240531a | Progressive Change - Final | CDP2 | Whyalla H2 load_fixed | 2042 | SA | CSA | 98.55 | 98.55 | 11.25 | Fixed domestic
FZ2162_240531a | Progressive Change - Final | CDP2 | Whyalla H2 load_fixed | 2043 | SA | CSA | 98.55 | 98.55 | 11.25 | Fixed domestic
FZ2162_240531a | Progressive Change - Final | CDP2 | Whyalla H2 load_fixed | 2044 | SA | CSA | 98.82 | 98.82 | 11.25 | Fixed domestic
FZ2162_240531a | Progressive Change - Final | CDP2 | Whyalla H2 load_fixed | 2045 | SA | CSA | 98.55 | 98.55 | 11.25 | Fixed domestic
FZ2162_240531a | Progressive Change - Final | CDP2 | Whyalla H2 load_fixed | 2046 | SA | CSA | 98.55 | 98.55 | 11.25 | Fixed domestic
FZ2162_240531a | Progressive Change - Final | CDP2 | Whyalla H2 load_fixed | 2047 | SA | CSA | 98.55 | 98.55 | 11.25 | Fixed domestic
FZ2162_240531a | Progressive Change - Final | CDP2 | Whyalla H2 load_fixed | 2048 | SA | CSA | 98.82 | 98.82 | 11.25 | Fixed domestic
FZ2162_240531a | Progressive Change - Final | CDP2 | Whyalla H2 load_fixed | 2049 | SA | CSA | 98.55 | 98.55 | 11.25 | Fixed domestic
FZ2162_240531a | Progressive Change - Final | CDP2 | Whyalla H2 load_fixed | 2050 | SA | CSA | 98.55 | 98.55 | 11.25 | Fixed domestic
FZ2162_240531a | Progressive Change - Final | CDP2 | Whyalla H2 load_fixed | 2051 | SA | CSA | 98.55 | 98.55 | 11.25 | Fixed domestic
FZ2162_240531a | Progressive Change - Final | CDP2 | Whyalla H2 load_fixed | 2052 | SA | CSA | 98.82 | 98.82 | 11.25 | Fixed domestic
FZ2162_240531a | Progressive Change - Final | CDP2 | Whyalla H2 load_flex | 2025 | SA | CSA | 0 | 0 | 0 | Flexible domestic
FZ2162_240531a | Progressive Change - Final | CDP2 | Whyalla H2 load_flex | 2026 | SA | CSA | 344.5504 | 547.5 | 62.5 | Flexible domestic
FZ2162_240531a | Progressive Change - Final | CDP2 | Whyalla H2 load_flex | 2027 | SA | CSA | 1027.5222 | 1642.5 | 187.5 | Flexible domestic
FZ2162_240531a | Progressive Change - Final | CDP2 | Whyalla H2 load_flex | 2028 | SA | CSA | 1369.3318 | 2196 | 250 | Flexible domestic
FZ2162_240531a | Progressive Change - Final | CDP2 | Whyalla H2 load_flex | 2029 | SA | CSA | 1381.7932 | 2190 | 250 | Flexible domestic
FZ2162_240531a | Progressive Change - Final | CDP2 | Whyalla H2 load_flex | 2030 | SA | CSA | 1380.6196 | 2190 | 250 | Flexible domestic
FZ2162_240531a | Progressive Change - Final | CDP2 | Whyalla H2 load_flex | 2031 | SA | CSA | 1379.039 | 2190 | 250 | Flexible domestic
FZ2162_240531a | Progressive Change - Final | CDP2 | Whyalla H2 load_flex | 2032 | SA | CSA | 1304.1291 | 2196 | 250 | Flexible domestic
FZ2162_240531a | Progressive Change - Final | CDP2 | Whyalla H2 load_flex | 2033 | SA | CSA | 1295.4087 | 2190 | 250 | Flexible domestic
FZ2162_240531a | Progressive Change - Final | CDP2 | Whyalla H2 load_flex | 2034 | SA | CSA | 1295.8947 | 2190 | 250 | Flexible domestic
FZ2162_240531a | Progressive Change - Final | CDP2 | Whyalla H2 load_flex | 2035 | SA | CSA | 1296.1512 | 2190 | 250 | Flexible domestic
FZ2162_240531a | Progressive Change - Final | CDP2 | Whyalla H2 load_flex | 2036 | SA | CSA | 1296.4087 | 2196 | 250 | Flexible domestic
FZ2162_240531a | Progressive Change - Final | CDP2 | Whyalla H2 load_flex | 2037 | SA | CSA | 1298.9976 | 2190 | 250 | Flexible domestic
FZ2162_240531a | Progressive Change - Final | CDP2 | Whyalla H2 load_flex | 2038 | SA | CSA | 1298.9976 | 2190 | 250 | Flexible domestic
FZ2162_240531a | Progressive Change - Final | CDP2 | Whyalla H2 load_flex | 2039 | SA | CSA | 1298.9976 | 2190 | 250 | Flexible domestic
FZ2162_240531a | Progressive Change - Final | CDP2 | Whyalla H2 load_flex | 2040 | SA | CSA | 1298.9976 | 2196 | 250 | Flexible domestic
FZ2162_240531a | Progressive Change - Final | CDP2 | Whyalla H2 load_flex | 2041 | SA | CSA | 1298.9976 | 2190 | 250 | Flexible domestic
FZ2162_240531a | Progressive Change - Final | CDP2 | Whyalla H2 load_flex | 2042 | SA | CSA | 1298.9976 | 2190 | 250 | Flexible domestic
FZ2162_240531a | Progressive Change - Final | CDP2 | Whyalla H2 load_flex | 2043 | SA | CSA | 1298.9976 | 2190 | 250 | Flexible domestic
FZ2162_240531a | Progressive Change - Final | CDP2 | Whyalla H2 load_flex | 2044 | SA | CSA | 1298.9976 | 2196 | 250 | Flexible domestic
FZ2162_240531a | Progressive Change - Final | CDP2 | Whyalla H2 load_flex | 2045 | SA | CSA | 1298.9976 | 2190 | 250 | Flexible domestic
FZ2162_240531a | Progressive Change - Final | CDP2 | Whyalla H2 load_flex | 2046 | SA | CSA | 1298.9976 | 2190 | 250 | Flexible domestic
FZ2162_240531a | Progressive Change - Final | CDP2 | Whyalla H2 load_flex | 2047 | SA | CSA | 1298.9976 | 2190 | 250 | Flexible domestic
FZ2162_240531a | Progressive Change - Final | CDP2 | Whyalla H2 load_flex | 2048 | SA | CSA | 1298.9976 | 2196 | 250 | Flexible domestic
FZ2162_240531a | Progressive Change - Final | CDP2 | Whyalla H2 load_flex | 2049 | SA | CSA | 1298.9976 | 2190 | 250 | Flexible domestic
FZ2162_240531a | Progressive Change - Final | CDP2 | Whyalla H2 load_flex | 2050 | SA | CSA | 1298.9976 | 2190 | 250 | Flexible domestic
FZ2162_240531a | Progressive Change - Final | CDP2 | Whyalla H2 load_flex | 2051 | SA | CSA | 1298.9976 | 2190 | 250 | Flexible domestic
FZ2162_240531a | Progressive Change - Final | CDP2 | Whyalla H2 load_flex | 2052 | SA | CSA | 1298.9976 | 2196 | 250 | Flexible domestic
FZ2162_240531a | Progressive Change - Final | CDP2 | H2 Domestic Fixed_SESA | 2025 | SA | SESA | 0.061378 | 0.061378 | 0.0070066 | Fixed domestic
FZ2162_240531a | Progressive Change - Final | CDP2 | H2 Domestic Fixed_SESA | 2026 | SA | SESA | 2.6667 | 2.6667 | 0.30441 | Fixed domestic
FZ2162_240531a | Progressive Change - Final | CDP2 | H2 Domestic Fixed_SESA | 2027 | SA | SESA | 7.7174 | 7.7174 | 0.88098 | Fixed domestic
FZ2162_240531a | Progressive Change - Final | CDP2 | H2 Domestic Fixed_SESA | 2028 | SA | SESA | 9.8546 | 9.8546 | 1.1219 | Fixed domestic
FZ2162_240531a | Progressive Change - Final | CDP2 | H2 Domestic Fixed_SESA | 2029 | SA | SESA | 10.7301 | 10.7301 | 1.2249 | Fixed domestic
FZ2162_240531a | Progressive Change - Final | CDP2 | H2 Domestic Fixed_SESA | 2030 | SA | SESA | 10.7301 | 10.7301 | 1.2249 | Fixed domestic
FZ2162_240531a | Progressive Change - Final | CDP2 | H2 Domestic Fixed_SESA | 2031 | SA | SESA | 10.7301 | 10.7301 | 1.2249 | Fixed domestic
FZ2162_240531a | Progressive Change - Final | CDP2 | H2 Domestic Fixed_SESA | 2032 | SA | SESA | 10.7595 | 10.7595 | 1.2249 | Fixed domestic
FZ2162_240531a | Progressive Change - Final | CDP2 | H2 Domestic Fixed_SESA | 2033 | SA | SESA | 13.2571 | 13.2571 | 1.5134 | Fixed domestic
FZ2162_240531a | Progressive Change - Final | CDP2 | H2 Domestic Fixed_SESA | 2034 | SA | SESA | 13.952 | 13.952 | 1.5927 | Fixed domestic
FZ2162_240531a | Progressive Change - Final | CDP2 | H2 Domestic Fixed_SESA | 2035 | SA | SESA | 15.1552 | 15.1552 | 1.73 | Fixed domestic
FZ2162_240531a | Progressive Change - Final | CDP2 | H2 Domestic Fixed_SESA | 2036 | SA | SESA | 16.268 | 16.268 | 1.852 | Fixed domestic
FZ2162_240531a | Progressive Change - Final | CDP2 | H2 Domestic Fixed_SESA | 2037 | SA | SESA | 16.2235 | 16.2235 | 1.852 | Fixed domestic
FZ2162_240531a | Progressive Change - Final | CDP2 | H2 Domestic Fixed_SESA | 2038 | SA | SESA | 18.4317 | 18.4317 | 2.1041 | Fixed domestic
FZ2162_240531a | Progressive Change - Final | CDP2 | H2 Domestic Fixed_SESA | 2039 | SA | SESA | 18.4317 | 18.4317 | 2.1041 | Fixed domestic
FZ2162_240531a | Progressive Change - Final | CDP2 | H2 Domestic Fixed_SESA | 2040 | SA | SESA | 18.4822 | 18.4822 | 2.1041 | Fixed domestic
FZ2162_240531a | Progressive Change - Final | CDP2 | H2 Domestic Fixed_SESA | 2041 | SA | SESA | 18.4317 | 18.4317 | 2.1041 | Fixed domestic
FZ2162_240531a | Progressive Change - Final | CDP2 | H2 Domestic Fixed_SESA | 2042 | SA | SESA | 18.4317 | 18.4317 | 2.1041 | Fixed domestic
FZ2162_240531a | Progressive Change - Final | CDP2 | H2 Domestic Fixed_SESA | 2043 | SA | SESA | 18.4317 | 18.4317 | 2.1041 | Fixed domestic
FZ2162_240531a | Progressive Change - Final | CDP2 | H2 Domestic Fixed_SESA | 2044 | SA | SESA | 24.5855 | 24.5855 | 2.7989 | Fixed domestic
FZ2162_240531a | Progressive Change - Final | CDP2 | H2 Domestic Fixed_SESA | 2045 | SA | SESA | 24.5183 | 24.5183 | 2.7989 | Fixed domestic
FZ2162_240531a | Progressive Change - Final | CDP2 | H2 Domestic Fixed_SESA | 2046 | SA | SESA | 24.5183 | 24.5183 | 2.7989 | Fixed domestic
FZ2162_240531a | Progressive Change - Final | CDP2 | H2 Domestic Fixed_SESA | 2047 | SA | SESA | 24.5183 | 24.5183 | 2.7989 | Fixed domestic
FZ2162_240531a | Progressive Change - Final | CDP2 | H2 Domestic Fixed_SESA | 2048 | SA | SESA | 24.5855 | 24.5855 | 2.7989 | Fixed domestic
FZ2162_240531a | Progressive Change - Final | CDP2 | H2 Domestic Fixed_SESA | 2049 | SA | SESA | 24.5183 | 24.5183 | 2.7989 | Fixed domestic
FZ2162_240531a | Progressive Change - Final | CDP2 | H2 Domestic Fixed_SESA | 2050 | SA | SESA | 38.2178 | 38.2178 | 4.3628 | Fixed domestic
FZ2162_240531a | Progressive Change - Final | CDP2 | H2 Domestic Fixed_SESA | 2051 | SA | SESA | 35.6125 | 35.6125 | 4.0654 | Fixed domestic
FZ2162_240531a | Progressive Change - Final | CDP2 | H2 Domestic Fixed_SESA | 2052 | SA | SESA | 38.3844 | 38.3844 | 4.3698 | Fixed domestic
FZ2162_240531a | Progressive Change - Final | CDP2 | H2 Domestic Flex_SESA | 2025 | SA | SESA | 1.1835 | 1.3639 | 0.1557 | Flexible domestic
FZ2162_240531a | Progressive Change - Final | CDP2 | H2 Domestic Flex_SESA | 2026 | SA | SESA | 51.3833 | 59.2594 | 6.7648 | Flexible domestic
FZ2162_240531a | Progressive Change - Final | CDP2 | H2 Domestic Flex_SESA | 2027 | SA | SESA | 146.4943 | 171.497 | 19.5773 | Flexible domestic
FZ2162_240531a | Progressive Change - Final | CDP2 | H2 Domestic Flex_SESA | 2028 | SA | SESA | 188.8144 | 218.9911 | 24.9307 | Flexible domestic
FZ2162_240531a | Progressive Change - Final | CDP2 | H2 Domestic Flex_SESA | 2029 | SA | SESA | 169.2015 | 238.4458 | 27.2198 | Flexible domestic
FZ2162_240531a | Progressive Change - Final | CDP2 | H2 Domestic Flex_SESA | 2030 | SA | SESA | 148.0694 | 238.4458 | 27.2198 | Flexible domestic
FZ2162_240531a | Progressive Change - Final | CDP2 | H2 Domestic Flex_SESA | 2031 | SA | SESA | 146.0958 | 238.4458 | 27.2198 | Flexible domestic
FZ2162_240531a | Progressive Change - Final | CDP2 | H2 Domestic Flex_SESA | 2032 | SA | SESA | 167.3429 | 239.0991 | 27.2198 | Flexible domestic
FZ2162_240531a | Progressive Change - Final | CDP2 | H2 Domestic Flex_SESA | 2033 | SA | SESA | 199.5319 | 294.6023 | 33.6304 | Flexible domestic
FZ2162_240531a | Progressive Change - Final | CDP2 | H2 Domestic Flex_SESA | 2034 | SA | SESA | 206.0828 | 310.0448 | 35.3932 | Flexible domestic
FZ2162_240531a | Progressive Change - Final | CDP2 | H2 Domestic Flex_SESA | 2035 | SA | SESA | 201.66 | 336.7813 | 38.4454 | Flexible domestic
FZ2162_240531a | Progressive Change - Final | CDP2 | H2 Domestic Flex_SESA | 2036 | SA | SESA | 197.2612 | 361.511 | 41.1556 | Flexible domestic
FZ2162_240531a | Progressive Change - Final | CDP2 | H2 Domestic Flex_SESA | 2037 | SA | SESA | 192.9695 | 360.5233 | 41.1556 | Flexible domestic
FZ2162_240531a | Progressive Change - Final | CDP2 | H2 Domestic Flex_SESA | 2038 | SA | SESA | 188.9449 | 409.594 | 46.7573 | Flexible domestic
FZ2162_240531a | Progressive Change - Final | CDP2 | H2 Domestic Flex_SESA | 2039 | SA | SESA | 184.9592 | 409.594 | 46.7573 | Flexible domestic
FZ2162_240531a | Progressive Change - Final | CDP2 | H2 Domestic Flex_SESA | 2040 | SA | SESA | 181.0498 | 410.7162 | 46.7573 | Flexible domestic
FZ2162_240531a | Progressive Change - Final | CDP2 | H2 Domestic Flex_SESA | 2041 | SA | SESA | 179.2508 | 409.594 | 46.7573 | Flexible domestic
FZ2162_240531a | Progressive Change - Final | CDP2 | H2 Domestic Flex_SESA | 2042 | SA | SESA | 179.4237 | 409.594 | 46.7573 | Flexible domestic
FZ2162_240531a | Progressive Change - Final | CDP2 | H2 Domestic Flex_SESA | 2043 | SA | SESA | 222.1558 | 409.594 | 46.7573 | Flexible domestic
FZ2162_240531a | Progressive Change - Final | CDP2 | H2 Domestic Flex_SESA | 2044 | SA | SESA | 223.2297 | 546.3436 | 62.1976 | Flexible domestic
FZ2162_240531a | Progressive Change - Final | CDP2 | H2 Domestic Flex_SESA | 2045 | SA | SESA | 224.4286 | 544.8509 | 62.1976 | Flexible domestic
FZ2162_240531a | Progressive Change - Final | CDP2 | H2 Domestic Flex_SESA | 2046 | SA | SESA | 238.1929 | 544.8509 | 62.1976 | Flexible domestic
FZ2162_240531a | Progressive Change - Final | CDP2 | H2 Domestic Flex_SESA | 2047 | SA | SESA | 237.464 | 544.8509 | 62.1976 | Flexible domestic
FZ2162_240531a | Progressive Change - Final | CDP2 | H2 Domestic Flex_SESA | 2048 | SA | SESA | 238.0114 | 546.3436 | 62.1976 | Flexible domestic
FZ2162_240531a | Progressive Change - Final | CDP2 | H2 Domestic Flex_SESA | 2049 | SA | SESA | 262.6572 | 544.8509 | 62.1976 | Flexible domestic
FZ2162_240531a | Progressive Change - Final | CDP2 | H2 Domestic Flex_SESA | 2050 | SA | SESA | 320.6611 | 849.2843 | 96.9503 | Flexible domestic
FZ2162_240531a | Progressive Change - Final | CDP2 | H2 Domestic Flex_SESA | 2051 | SA | SESA | 321.0201 | 791.3889 | 90.3412 | Flexible domestic
FZ2162_240531a | Progressive Change - Final | CDP2 | H2 Domestic Flex_SESA | 2052 | SA | SESA | 320.5845 | 852.9872 | 97.1069 | Flexible domestic
FZ2162_240531a | Progressive Change - Final | CDP2 | H2 Domestic Fixed_TAS | 2025 | TAS | TAS | 0 | 0 | 0 | Fixed domestic
FZ2162_240531a | Progressive Change - Final | CDP2 | H2 Domestic Fixed_TAS | 2026 | TAS | TAS | 0 | 0 | 0 | Fixed domestic
FZ2162_240531a | Progressive Change - Final | CDP2 | H2 Domestic Fixed_TAS | 2027 | TAS | TAS | 0 | 0 | 0 | Fixed domestic
FZ2162_240531a | Progressive Change - Final | CDP2 | H2 Domestic Fixed_TAS | 2028 | TAS | TAS | 0 | 0 | 0 | Fixed domestic
FZ2162_240531a | Progressive Change - Final | CDP2 | H2 Domestic Fixed_TAS | 2029 | TAS | TAS | 0.30059 | 0.30059 | 0.034314 | Fixed domestic
FZ2162_240531a | Progressive Change - Final | CDP2 | H2 Domestic Fixed_TAS | 2030 | TAS | TAS | 1.2354 | 1.2354 | 0.14103 | Fixed domestic
FZ2162_240531a | Progressive Change - Final | CDP2 | H2 Domestic Fixed_TAS | 2031 | TAS | TAS | 2.5762 | 2.5762 | 0.29408 | Fixed domestic
FZ2162_240531a | Progressive Change - Final | CDP2 | H2 Domestic Fixed_TAS | 2032 | TAS | TAS | 3.3595 | 3.3595 | 0.38245 | Fixed domestic
FZ2162_240531a | Progressive Change - Final | CDP2 | H2 Domestic Fixed_TAS | 2033 | TAS | TAS | 4.7729 | 4.7729 | 0.54485 | Fixed domestic
FZ2162_240531a | Progressive Change - Final | CDP2 | H2 Domestic Fixed_TAS | 2034 | TAS | TAS | 4.7729 | 4.7729 | 0.54485 | Fixed domestic
FZ2162_240531a | Progressive Change - Final | CDP2 | H2 Domestic Fixed_TAS | 2035 | TAS | TAS | 4.9175 | 4.9175 | 0.56136 | Fixed domestic
FZ2162_240531a | Progressive Change - Final | CDP2 | H2 Domestic Fixed_TAS | 2036 | TAS | TAS | 5.8898 | 5.8898 | 0.67051 | Fixed domestic
FZ2162_240531a | Progressive Change - Final | CDP2 | H2 Domestic Fixed_TAS | 2037 | TAS | TAS | 5.8737 | 5.8737 | 0.67051 | Fixed domestic
FZ2162_240531a | Progressive Change - Final | CDP2 | H2 Domestic Fixed_TAS | 2038 | TAS | TAS | 9.7586 | 9.7586 | 1.114 | Fixed domestic
FZ2162_240531a | Progressive Change - Final | CDP2 | H2 Domestic Fixed_TAS | 2039 | TAS | TAS | 9.7586 | 9.7586 | 1.114 | Fixed domestic
FZ2162_240531a | Progressive Change - Final | CDP2 | H2 Domestic Fixed_TAS | 2040 | TAS | TAS | 9.7853 | 9.7853 | 1.114 | Fixed domestic
FZ2162_240531a | Progressive Change - Final | CDP2 | H2 Domestic Fixed_TAS | 2041 | TAS | TAS | 14.0639 | 14.0639 | 1.6055 | Fixed domestic
FZ2162_240531a | Progressive Change - Final | CDP2 | H2 Domestic Fixed_TAS | 2042 | TAS | TAS | 14.0639 | 14.0639 | 1.6055 | Fixed domestic
FZ2162_240531a | Progressive Change - Final | CDP2 | H2 Domestic Fixed_TAS | 2043 | TAS | TAS | 14.0639 | 14.0639 | 1.6055 | Fixed domestic
FZ2162_240531a | Progressive Change - Final | CDP2 | H2 Domestic Fixed_TAS | 2044 | TAS | TAS | 14.1025 | 14.1025 | 1.6055 | Fixed domestic
FZ2162_240531a | Progressive Change - Final | CDP2 | H2 Domestic Fixed_TAS | 2045 | TAS | TAS | 14.0639 | 14.0639 | 1.6055 | Fixed domestic
FZ2162_240531a | Progressive Change - Final | CDP2 | H2 Domestic Fixed_TAS | 2046 | TAS | TAS | 14.0639 | 14.0639 | 1.6055 | Fixed domestic
FZ2162_240531a | Progressive Change - Final | CDP2 | H2 Domestic Fixed_TAS | 2047 | TAS | TAS | 15.9975 | 15.9975 | 1.8262 | Fixed domestic
FZ2162_240531a | Progressive Change - Final | CDP2 | H2 Domestic Fixed_TAS | 2048 | TAS | TAS | 16.0413 | 16.0413 | 1.8262 | Fixed domestic
FZ2162_240531a | Progressive Change - Final | CDP2 | H2 Domestic Fixed_TAS | 2049 | TAS | TAS | 15.9975 | 15.9975 | 1.8262 | Fixed domestic
FZ2162_240531a | Progressive Change - Final | CDP2 | H2 Domestic Fixed_TAS | 2050 | TAS | TAS | 16.1036 | 16.1036 | 1.8383 | Fixed domestic
FZ2162_240531a | Progressive Change - Final | CDP2 | H2 Domestic Fixed_TAS | 2051 | TAS | TAS | 16.1036 | 16.1036 | 1.8383 | Fixed domestic
FZ2162_240531a | Progressive Change - Final | CDP2 | H2 Domestic Fixed_TAS | 2052 | TAS | TAS | 16.1788 | 16.1788 | 1.8419 | Fixed domestic
FZ2162_240531a | Progressive Change - Final | CDP2 | H2 Domestic Flex_TAS | 2025 | TAS | TAS | 0 | 0 | 0 | Flexible domestic
FZ2162_240531a | Progressive Change - Final | CDP2 | H2 Domestic Flex_TAS | 2026 | TAS | TAS | 0 | 0 | 0 | Flexible domestic
FZ2162_240531a | Progressive Change - Final | CDP2 | H2 Domestic Flex_TAS | 2027 | TAS | TAS | 0 | 0 | 0 | Flexible domestic
FZ2162_240531a | Progressive Change - Final | CDP2 | H2 Domestic Flex_TAS | 2028 | TAS | TAS | 0 | 0 | 0 | Flexible domestic
FZ2162_240531a | Progressive Change - Final | CDP2 | H2 Domestic Flex_TAS | 2029 | TAS | TAS | 5.7721 | 6.6798 | 0.76253 | Flexible domestic
FZ2162_240531a | Progressive Change - Final | CDP2 | H2 Domestic Flex_TAS | 2030 | TAS | TAS | 24.2692 | 27.4534 | 3.134 | Flexible domestic
FZ2162_240531a | Progressive Change - Final | CDP2 | H2 Domestic Flex_TAS | 2031 | TAS | TAS | 50.4074 | 57.2484 | 6.5352 | Flexible domestic
FZ2162_240531a | Progressive Change - Final | CDP2 | H2 Domestic Flex_TAS | 2032 | TAS | TAS | 66.0847 | 74.6547 | 8.4989 | Flexible domestic
FZ2162_240531a | Progressive Change - Final | CDP2 | H2 Domestic Flex_TAS | 2033 | TAS | TAS | 95.2936 | 106.0648 | 12.1079 | Flexible domestic
FZ2162_240531a | Progressive Change - Final | CDP2 | H2 Domestic Flex_TAS | 2034 | TAS | TAS | 93.8191 | 106.0648 | 12.1079 | Flexible domestic
FZ2162_240531a | Progressive Change - Final | CDP2 | H2 Domestic Flex_TAS | 2035 | TAS | TAS | 98.1518 | 109.2787 | 12.4747 | Flexible domestic
FZ2162_240531a | Progressive Change - Final | CDP2 | H2 Domestic Flex_TAS | 2036 | TAS | TAS | 99.4811 | 130.8837 | 14.9002 | Flexible domestic
FZ2162_240531a | Progressive Change - Final | CDP2 | H2 Domestic Flex_TAS | 2037 | TAS | TAS | 97.2629 | 130.5261 | 14.9002 | Flexible domestic
FZ2162_240531a | Progressive Change - Final | CDP2 | H2 Domestic Flex_TAS | 2038 | TAS | TAS | 174.1542 | 216.8567 | 24.7553 | Flexible domestic
FZ2162_240531a | Progressive Change - Final | CDP2 | H2 Domestic Flex_TAS | 2039 | TAS | TAS | 170.2738 | 216.8567 | 24.7553 | Flexible domestic
FZ2162_240531a | Progressive Change - Final | CDP2 | H2 Domestic Flex_TAS | 2040 | TAS | TAS | 167.28 | 217.4508 | 24.7553 | Flexible domestic
FZ2162_240531a | Progressive Change - Final | CDP2 | H2 Domestic Flex_TAS | 2041 | TAS | TAS | 165.4189 | 312.5319 | 35.6772 | Flexible domestic
FZ2162_240531a | Progressive Change - Final | CDP2 | H2 Domestic Flex_TAS | 2042 | TAS | TAS | 169.1686 | 312.5319 | 35.6772 | Flexible domestic
FZ2162_240531a | Progressive Change - Final | CDP2 | H2 Domestic Flex_TAS | 2043 | TAS | TAS | 170.1358 | 312.5319 | 35.6772 | Flexible domestic
FZ2162_240531a | Progressive Change - Final | CDP2 | H2 Domestic Flex_TAS | 2044 | TAS | TAS | 173.9124 | 313.3881 | 35.6772 | Flexible domestic
FZ2162_240531a | Progressive Change - Final | CDP2 | H2 Domestic Flex_TAS | 2045 | TAS | TAS | 175.0212 | 312.5319 | 35.6772 | Flexible domestic
FZ2162_240531a | Progressive Change - Final | CDP2 | H2 Domestic Flex_TAS | 2046 | TAS | TAS | 175.0212 | 312.5319 | 35.6772 | Flexible domestic
FZ2162_240531a | Progressive Change - Final | CDP2 | H2 Domestic Flex_TAS | 2047 | TAS | TAS | 175.0212 | 355.5001 | 40.5822 | Flexible domestic
FZ2162_240531a | Progressive Change - Final | CDP2 | H2 Domestic Flex_TAS | 2048 | TAS | TAS | 175.0212 | 356.4741 | 40.5822 | Flexible domestic
FZ2162_240531a | Progressive Change - Final | CDP2 | H2 Domestic Flex_TAS | 2049 | TAS | TAS | 175.0212 | 355.5001 | 40.5822 | Flexible domestic
FZ2162_240531a | Progressive Change - Final | CDP2 | H2 Domestic Flex_TAS | 2050 | TAS | TAS | 175.0212 | 357.8573 | 40.8513 | Flexible domestic
FZ2162_240531a | Progressive Change - Final | CDP2 | H2 Domestic Flex_TAS | 2051 | TAS | TAS | 175.0212 | 357.8573 | 40.8513 | Flexible domestic
FZ2162_240531a | Progressive Change - Final | CDP2 | H2 Domestic Flex_TAS | 2052 | TAS | TAS | 175.0212 | 359.53 | 40.9301 | Flexible domestic
FZ2162_240531a | Progressive Change - Final | CDP2 | H2 Domestic Fixed_VIC | 2025 | VIC | VIC | 2.5574 | 2.5574 | 0.29194 | Fixed domestic
FZ2162_240531a | Progressive Change - Final | CDP2 | H2 Domestic Fixed_VIC | 2026 | VIC | VIC | 4.0307 | 4.0307 | 0.46013 | Fixed domestic
FZ2162_240531a | Progressive Change - Final | CDP2 | H2 Domestic Fixed_VIC | 2027 | VIC | VIC | 4.0307 | 4.0307 | 0.46013 | Fixed domestic
FZ2162_240531a | Progressive Change - Final | CDP2 | H2 Domestic Fixed_VIC | 2028 | VIC | VIC | 4.0418 | 4.0418 | 0.46013 | Fixed domestic
FZ2162_240531a | Progressive Change - Final | CDP2 | H2 Domestic Fixed_VIC | 2029 | VIC | VIC | 50.4395 | 50.4395 | 5.7579 | Fixed domestic
FZ2162_240531a | Progressive Change - Final | CDP2 | H2 Domestic Fixed_VIC | 2030 | VIC | VIC | 139.1119 | 139.1119 | 15.8804 | Fixed domestic
FZ2162_240531a | Progressive Change - Final | CDP2 | H2 Domestic Fixed_VIC | 2031 | VIC | VIC | 139.1119 | 139.1119 | 15.8804 | Fixed domestic
FZ2162_240531a | Progressive Change - Final | CDP2 | H2 Domestic Fixed_VIC | 2032 | VIC | VIC | 204.8376 | 204.8376 | 23.3194 | Fixed domestic
FZ2162_240531a | Progressive Change - Final | CDP2 | H2 Domestic Fixed_VIC | 2033 | VIC | VIC | 420.9245 | 420.9245 | 48.0507 | Fixed domestic
FZ2162_240531a | Progressive Change - Final | CDP2 | H2 Domestic Fixed_VIC | 2034 | VIC | VIC | 420.9245 | 420.9245 | 48.0507 | Fixed domestic
FZ2162_240531a | Progressive Change - Final | CDP2 | H2 Domestic Fixed_VIC | 2035 | VIC | VIC | 489.2586 | 489.2586 | 55.8514 | Fixed domestic
FZ2162_240531a | Progressive Change - Final | CDP2 | H2 Domestic Fixed_VIC | 2036 | VIC | VIC | 549.27 | 549.27 | 62.5307 | Fixed domestic
FZ2162_240531a | Progressive Change - Final | CDP2 | H2 Domestic Fixed_VIC | 2037 | VIC | VIC | 547.7692 | 547.7692 | 62.5307 | Fixed domestic
FZ2162_240531a | Progressive Change - Final | CDP2 | H2 Domestic Fixed_VIC | 2038 | VIC | VIC | 576.3117 | 576.3117 | 65.789 | Fixed domestic
FZ2162_240531a | Progressive Change - Final | CDP2 | H2 Domestic Fixed_VIC | 2039 | VIC | VIC | 576.3117 | 576.3117 | 65.789 | Fixed domestic
FZ2162_240531a | Progressive Change - Final | CDP2 | H2 Domestic Fixed_VIC | 2040 | VIC | VIC | 577.8906 | 577.8906 | 65.789 | Fixed domestic
FZ2162_240531a | Progressive Change - Final | CDP2 | H2 Domestic Fixed_VIC | 2041 | VIC | VIC | 576.3117 | 576.3117 | 65.789 | Fixed domestic
FZ2162_240531a | Progressive Change - Final | CDP2 | H2 Domestic Fixed_VIC | 2042 | VIC | VIC | 576.3117 | 576.3117 | 65.789 | Fixed domestic
FZ2162_240531a | Progressive Change - Final | CDP2 | H2 Domestic Fixed_VIC | 2043 | VIC | VIC | 576.3117 | 576.3117 | 65.789 | Fixed domestic
FZ2162_240531a | Progressive Change - Final | CDP2 | H2 Domestic Fixed_VIC | 2044 | VIC | VIC | 598.902 | 598.902 | 68.181 | Fixed domestic
FZ2162_240531a | Progressive Change - Final | CDP2 | H2 Domestic Fixed_VIC | 2045 | VIC | VIC | 597.2657 | 597.2657 | 68.181 | Fixed domestic
FZ2162_240531a | Progressive Change - Final | CDP2 | H2 Domestic Fixed_VIC | 2046 | VIC | VIC | 597.2657 | 597.2657 | 68.181 | Fixed domestic
FZ2162_240531a | Progressive Change - Final | CDP2 | H2 Domestic Fixed_VIC | 2047 | VIC | VIC | 678.099 | 678.099 | 77.4086 | Fixed domestic
FZ2162_240531a | Progressive Change - Final | CDP2 | H2 Domestic Fixed_VIC | 2048 | VIC | VIC | 679.9568 | 679.9568 | 77.4086 | Fixed domestic
FZ2162_240531a | Progressive Change - Final | CDP2 | H2 Domestic Fixed_VIC | 2049 | VIC | VIC | 678.099 | 678.099 | 77.4086 | Fixed domestic
FZ2162_240531a | Progressive Change - Final | CDP2 | H2 Domestic Fixed_VIC | 2050 | VIC | VIC | 826.558 | 826.558 | 94.3559 | Fixed domestic
FZ2162_240531a | Progressive Change - Final | CDP2 | H2 Domestic Fixed_VIC | 2051 | VIC | VIC | 825.0847 | 825.0847 | 94.1877 | Fixed domestic
FZ2162_240531a | Progressive Change - Final | CDP2 | H2 Domestic Fixed_VIC | 2052 | VIC | VIC | 867.8842 | 867.8842 | 98.8028 | Fixed domestic
FZ2162_240531a | Progressive Change - Final | CDP2 | H2 Domestic Flex_VIC | 2025 | VIC | VIC | 49.3127 | 56.8302 | 6.4875 | Flexible domestic
FZ2162_240531a | Progressive Change - Final | CDP2 | H2 Domestic Flex_VIC | 2026 | VIC | VIC | 77.6668 | 89.5717 | 10.2251 | Flexible domestic
FZ2162_240531a | Progressive Change - Final | CDP2 | H2 Domestic Flex_VIC | 2027 | VIC | VIC | 75.935 | 89.5717 | 10.2251 | Flexible domestic
FZ2162_240531a | Progressive Change - Final | CDP2 | H2 Domestic Flex_VIC | 2028 | VIC | VIC | 74.2418 | 89.8171 | 10.2251 | Flexible domestic
FZ2162_240531a | Progressive Change - Final | CDP2 | H2 Domestic Flex_VIC | 2029 | VIC | VIC | 681.7364 | 1120.8784 | 127.9542 | Flexible domestic
FZ2162_240531a | Progressive Change - Final | CDP2 | H2 Domestic Flex_VIC | 2030 | VIC | VIC | 1845.7348 | 3091.376 | 352.8968 | Flexible domestic
FZ2162_240531a | Progressive Change - Final | CDP2 | H2 Domestic Flex_VIC | 2031 | VIC | VIC | 2721.9649 | 3091.376 | 352.8968 | Flexible domestic
FZ2162_240531a | Progressive Change - Final | CDP2 | H2 Domestic Flex_VIC | 2032 | VIC | VIC | 4029.4053 | 4551.9473 | 518.2089 | Flexible domestic
FZ2162_240531a | Progressive Change - Final | CDP2 | H2 Domestic Flex_VIC | 2033 | VIC | VIC | 7023.9979 | 9353.878 | 1067.7943 | Flexible domestic
FZ2162_240531a | Progressive Change - Final | CDP2 | H2 Domestic Flex_VIC | 2034 | VIC | VIC | 6901.8073 | 9353.878 | 1067.7943 | Flexible domestic
FZ2162_240531a | Progressive Change - Final | CDP2 | H2 Domestic Flex_VIC | 2035 | VIC | VIC | 6908.0235 | 10872.4124 | 1241.143 | Flexible domestic
FZ2162_240531a | Progressive Change - Final | CDP2 | H2 Domestic Flex_VIC | 2036 | VIC | VIC | 6792.8174 | 12205.999 | 1389.5718 | Flexible domestic
FZ2162_240531a | Progressive Change - Final | CDP2 | H2 Domestic Flex_VIC | 2037 | VIC | VIC | 6641.3519 | 12172.6493 | 1389.5718 | Flexible domestic
FZ2162_240531a | Progressive Change - Final | CDP2 | H2 Domestic Flex_VIC | 2038 | VIC | VIC | 6623.0249 | 12806.9266 | 1461.9779 | Flexible domestic
FZ2162_240531a | Progressive Change - Final | CDP2 | H2 Domestic Flex_VIC | 2039 | VIC | VIC | 6516.1324 | 12806.9266 | 1461.9779 | Flexible domestic
FZ2162_240531a | Progressive Change - Final | CDP2 | H2 Domestic Flex_VIC | 2040 | VIC | VIC | 6406.7199 | 12842.0141 | 1461.9779 | Flexible domestic
FZ2162_240531a | Progressive Change - Final | CDP2 | H2 Domestic Flex_VIC | 2041 | VIC | VIC | 6334.4864 | 12806.9266 | 1461.9779 | Flexible domestic
FZ2162_240531a | Progressive Change - Final | CDP2 | H2 Domestic Flex_VIC | 2042 | VIC | VIC | 6347.9135 | 12806.9266 | 1461.9779 | Flexible domestic
FZ2162_240531a | Progressive Change - Final | CDP2 | H2 Domestic Flex_VIC | 2043 | VIC | VIC | 6409.0816 | 12806.9266 | 1461.9779 | Flexible domestic
FZ2162_240531a | Progressive Change - Final | CDP2 | H2 Domestic Flex_VIC | 2044 | VIC | VIC | 6453.7612 | 13308.9333 | 1515.1336 | Flexible domestic
FZ2162_240531a | Progressive Change - Final | CDP2 | H2 Domestic Flex_VIC | 2045 | VIC | VIC | 6488.4471 | 13272.5701 | 1515.1336 | Flexible domestic
FZ2162_240531a | Progressive Change - Final | CDP2 | H2 Domestic Flex_VIC | 2046 | VIC | VIC | 6529.3694 | 13272.5701 | 1515.1336 | Flexible domestic
FZ2162_240531a | Progressive Change - Final | CDP2 | H2 Domestic Flex_VIC | 2047 | VIC | VIC | 6529.3694 | 15068.8668 | 1720.1903 | Flexible domestic
FZ2162_240531a | Progressive Change - Final | CDP2 | H2 Domestic Flex_VIC | 2048 | VIC | VIC | 6614.7091 | 15110.1514 | 1720.1903 | Flexible domestic
FZ2162_240531a | Progressive Change - Final | CDP2 | H2 Domestic Flex_VIC | 2049 | VIC | VIC | 6614.7091 | 15068.8668 | 1720.1903 | Flexible domestic
FZ2162_240531a | Progressive Change - Final | CDP2 | H2 Domestic Flex_VIC | 2050 | VIC | VIC | 7316.4323 | 18367.9563 | 2096.7987 | Flexible domestic
FZ2162_240531a | Progressive Change - Final | CDP2 | H2 Domestic Flex_VIC | 2051 | VIC | VIC | 7316.4323 | 18335.2149 | 2093.0611 | Flexible domestic
FZ2162_240531a | Progressive Change - Final | CDP2 | H2 Domestic Flex_VIC | 2052 | VIC | VIC | 7316.4323 | 19286.3149 | 2195.6187 | Flexible domestic
FZ2180_240531a | Progressive Change - Final | CDP20 | H2 Domestic Fixed_SNSW | 2025 | NSW | SNSW | 1.3276 | 1.3276 | 0.15156 | Fixed domestic
FZ2180_240531a | Progressive Change - Final | CDP20 | H2 Domestic Fixed_SNSW | 2026 | NSW | SNSW | 3.1853 | 3.1853 | 0.36362 | Fixed domestic
FZ2180_240531a | Progressive Change - Final | CDP20 | H2 Domestic Fixed_SNSW | 2027 | NSW | SNSW | 6.3084 | 6.3084 | 0.72014 | Fixed domestic
FZ2180_240531a | Progressive Change - Final | CDP20 | H2 Domestic Fixed_SNSW | 2028 | NSW | SNSW | 10.9957 | 10.9957 | 1.2518 | Fixed domestic
FZ2180_240531a | Progressive Change - Final | CDP20 | H2 Domestic Fixed_SNSW | 2029 | NSW | SNSW | 27.192 | 27.192 | 3.1041 | Fixed domestic
FZ2180_240531a | Progressive Change - Final | CDP20 | H2 Domestic Fixed_SNSW | 2030 | NSW | SNSW | 27.192 | 27.192 | 3.1041 | Fixed domestic
FZ2180_240531a | Progressive Change - Final | CDP20 | H2 Domestic Fixed_SNSW | 2031 | NSW | SNSW | 27.192 | 27.192 | 3.1041 | Fixed domestic
FZ2180_240531a | Progressive Change - Final | CDP20 | H2 Domestic Fixed_SNSW | 2032 | NSW | SNSW | 27.2665 | 27.2665 | 3.1041 | Fixed domestic
FZ2180_240531a | Progressive Change - Final | CDP20 | H2 Domestic Fixed_SNSW | 2033 | NSW | SNSW | 27.192 | 27.192 | 3.1041 | Fixed domestic
FZ2180_240531a | Progressive Change - Final | CDP20 | H2 Domestic Fixed_SNSW | 2034 | NSW | SNSW | 27.6335 | 27.6335 | 3.1545 | Fixed domestic
FZ2180_240531a | Progressive Change - Final | CDP20 | H2 Domestic Fixed_SNSW | 2035 | NSW | SNSW | 27.6335 | 27.6335 | 3.1545 | Fixed domestic
FZ2180_240531a | Progressive Change - Final | CDP20 | H2 Domestic Fixed_SNSW | 2036 | NSW | SNSW | 38.1133 | 38.1133 | 4.3389 | Fixed domestic
FZ2180_240531a | Progressive Change - Final | CDP20 | H2 Domestic Fixed_SNSW | 2037 | NSW | SNSW | 38.0092 | 38.0092 | 4.3389 | Fixed domestic
FZ2180_240531a | Progressive Change - Final | CDP20 | H2 Domestic Fixed_SNSW | 2038 | NSW | SNSW | 40.1835 | 40.1835 | 4.5872 | Fixed domestic
FZ2180_240531a | Progressive Change - Final | CDP20 | H2 Domestic Fixed_SNSW | 2039 | NSW | SNSW | 40.1835 | 40.1835 | 4.5872 | Fixed domestic
FZ2180_240531a | Progressive Change - Final | CDP20 | H2 Domestic Fixed_SNSW | 2040 | NSW | SNSW | 40.2935 | 40.2935 | 4.5872 | Fixed domestic
FZ2180_240531a | Progressive Change - Final | CDP20 | H2 Domestic Fixed_SNSW | 2041 | NSW | SNSW | 40.1835 | 40.1835 | 4.5872 | Fixed domestic
FZ2180_240531a | Progressive Change - Final | CDP20 | H2 Domestic Fixed_SNSW | 2042 | NSW | SNSW | 40.1835 | 40.1835 | 4.5872 | Fixed domestic
FZ2180_240531a | Progressive Change - Final | CDP20 | H2 Domestic Fixed_SNSW | 2043 | NSW | SNSW | 40.1835 | 40.1835 | 4.5872 | Fixed domestic
FZ2180_240531a | Progressive Change - Final | CDP20 | H2 Domestic Fixed_SNSW | 2044 | NSW | SNSW | 54.9452 | 54.9452 | 6.2551 | Fixed domestic
FZ2180_240531a | Progressive Change - Final | CDP20 | H2 Domestic Fixed_SNSW | 2045 | NSW | SNSW | 54.7951 | 54.7951 | 6.2551 | Fixed domestic
FZ2180_240531a | Progressive Change - Final | CDP20 | H2 Domestic Fixed_SNSW | 2046 | NSW | SNSW | 55.31 | 55.31 | 6.3139 | Fixed domestic
FZ2180_240531a | Progressive Change - Final | CDP20 | H2 Domestic Fixed_SNSW | 2047 | NSW | SNSW | 55.736 | 55.736 | 6.3626 | Fixed domestic
FZ2180_240531a | Progressive Change - Final | CDP20 | H2 Domestic Fixed_SNSW | 2048 | NSW | SNSW | 55.8887 | 55.8887 | 6.3626 | Fixed domestic
FZ2180_240531a | Progressive Change - Final | CDP20 | H2 Domestic Fixed_SNSW | 2049 | NSW | SNSW | 107.1346 | 107.1346 | 12.23 | Fixed domestic
FZ2180_240531a | Progressive Change - Final | CDP20 | H2 Domestic Fixed_SNSW | 2050 | NSW | SNSW | 206.5924 | 206.5924 | 23.5836 | Fixed domestic
FZ2180_240531a | Progressive Change - Final | CDP20 | H2 Domestic Fixed_SNSW | 2051 | NSW | SNSW | 208.9276 | 208.9276 | 23.8502 | Fixed domestic
FZ2180_240531a | Progressive Change - Final | CDP20 | H2 Domestic Fixed_SNSW | 2052 | NSW | SNSW | 206.3684 | 206.3684 | 23.4937 | Fixed domestic
FZ2180_240531a | Progressive Change - Final | CDP20 | H2 Domestic Flex_SNSW | 2025 | NSW | SNSW | 25.6001 | 29.5027 | 3.3679 | Flexible domestic
FZ2180_240531a | Progressive Change - Final | CDP20 | H2 Domestic Flex_SNSW | 2026 | NSW | SNSW | 61.376 | 70.7839 | 8.0803 | Flexible domestic
FZ2180_240531a | Progressive Change - Final | CDP20 | H2 Domestic Flex_SNSW | 2027 | NSW | SNSW | 120.043 | 140.1867 | 16.003 | Flexible domestic
FZ2180_240531a | Progressive Change - Final | CDP20 | H2 Domestic Flex_SNSW | 2028 | NSW | SNSW | 210.6775 | 244.3483 | 27.8174 | Flexible domestic
FZ2180_240531a | Progressive Change - Final | CDP20 | H2 Domestic Flex_SNSW | 2029 | NSW | SNSW | 349.4215 | 604.2666 | 68.9802 | Flexible domestic
FZ2180_240531a | Progressive Change - Final | CDP20 | H2 Domestic Flex_SNSW | 2030 | NSW | SNSW | 534.1801 | 604.2666 | 68.9802 | Flexible domestic
FZ2180_240531a | Progressive Change - Final | CDP20 | H2 Domestic Flex_SNSW | 2031 | NSW | SNSW | 492.3807 | 604.2666 | 68.9802 | Flexible domestic
FZ2180_240531a | Progressive Change - Final | CDP20 | H2 Domestic Flex_SNSW | 2032 | NSW | SNSW | 476.0744 | 605.9221 | 68.9802 | Flexible domestic
FZ2180_240531a | Progressive Change - Final | CDP20 | H2 Domestic Flex_SNSW | 2033 | NSW | SNSW | 481.2264 | 604.2666 | 68.9802 | Flexible domestic
FZ2180_240531a | Progressive Change - Final | CDP20 | H2 Domestic Flex_SNSW | 2034 | NSW | SNSW | 552.3411 | 614.0776 | 70.1002 | Flexible domestic
FZ2180_240531a | Progressive Change - Final | CDP20 | H2 Domestic Flex_SNSW | 2035 | NSW | SNSW | 545.5686 | 614.0776 | 70.1002 | Flexible domestic
FZ2180_240531a | Progressive Change - Final | CDP20 | H2 Domestic Flex_SNSW | 2036 | NSW | SNSW | 533.4557 | 846.9629 | 96.4211 | Flexible domestic
FZ2180_240531a | Progressive Change - Final | CDP20 | H2 Domestic Flex_SNSW | 2037 | NSW | SNSW | 521.5747 | 844.6488 | 96.4211 | Flexible domestic
FZ2180_240531a | Progressive Change - Final | CDP20 | H2 Domestic Flex_SNSW | 2038 | NSW | SNSW | 513.1738 | 892.9657 | 101.9367 | Flexible domestic
FZ2180_240531a | Progressive Change - Final | CDP20 | H2 Domestic Flex_SNSW | 2039 | NSW | SNSW | 505.0727 | 892.9657 | 101.9367 | Flexible domestic
FZ2180_240531a | Progressive Change - Final | CDP20 | H2 Domestic Flex_SNSW | 2040 | NSW | SNSW | 495.9991 | 895.4122 | 101.9367 | Flexible domestic
FZ2180_240531a | Progressive Change - Final | CDP20 | H2 Domestic Flex_SNSW | 2041 | NSW | SNSW | 490.409 | 892.9657 | 101.9367 | Flexible domestic
FZ2180_240531a | Progressive Change - Final | CDP20 | H2 Domestic Flex_SNSW | 2042 | NSW | SNSW | 493.7656 | 892.9657 | 101.9367 | Flexible domestic
FZ2180_240531a | Progressive Change - Final | CDP20 | H2 Domestic Flex_SNSW | 2043 | NSW | SNSW | 497.5281 | 892.9657 | 101.9367 | Flexible domestic
FZ2180_240531a | Progressive Change - Final | CDP20 | H2 Domestic Flex_SNSW | 2044 | NSW | SNSW | 500.06 | 1221.0051 | 139.0033 | Flexible domestic
FZ2180_240531a | Progressive Change - Final | CDP20 | H2 Domestic Flex_SNSW | 2045 | NSW | SNSW | 501.0179 | 1217.6691 | 139.0033 | Flexible domestic
FZ2180_240531a | Progressive Change - Final | CDP20 | H2 Domestic Flex_SNSW | 2046 | NSW | SNSW | 502.8628 | 1229.1104 | 140.3094 | Flexible domestic
FZ2180_240531a | Progressive Change - Final | CDP20 | H2 Domestic Flex_SNSW | 2047 | NSW | SNSW | 503.9421 | 1238.5783 | 141.3902 | Flexible domestic
FZ2180_240531a | Progressive Change - Final | CDP20 | H2 Domestic Flex_SNSW | 2048 | NSW | SNSW | 837.0633 | 1241.9717 | 141.3902 | Flexible domestic
FZ2180_240531a | Progressive Change - Final | CDP20 | H2 Domestic Flex_SNSW | 2049 | NSW | SNSW | 1166.1951 | 2380.768 | 271.7772 | Flexible domestic
FZ2180_240531a | Progressive Change - Final | CDP20 | H2 Domestic Flex_SNSW | 2050 | NSW | SNSW | 1495.0574 | 4590.9422 | 524.0802 | Flexible domestic
FZ2180_240531a | Progressive Change - Final | CDP20 | H2 Domestic Flex_SNSW | 2051 | NSW | SNSW | 1496.3303 | 4642.8363 | 530.0041 | Flexible domestic
FZ2180_240531a | Progressive Change - Final | CDP20 | H2 Domestic Flex_SNSW | 2052 | NSW | SNSW | 1495.761 | 4585.9634 | 522.0814 | Flexible domestic
FZ2180_240531a | Progressive Change - Final | CDP20 | H2 Domestic Fixed_SNW | 2025 | NSW | SNW | 6.7088 | 6.7088 | 0.76584 | Fixed domestic
FZ2180_240531a | Progressive Change - Final | CDP20 | H2 Domestic Fixed_SNW | 2026 | NSW | SNW | 16.2535 | 16.2535 | 1.8554 | Fixed domestic
FZ2180_240531a | Progressive Change - Final | CDP20 | H2 Domestic Fixed_SNW | 2027 | NSW | SNW | 32.1809 | 32.1809 | 3.6736 | Fixed domestic
FZ2180_240531a | Progressive Change - Final | CDP20 | H2 Domestic Fixed_SNW | 2028 | NSW | SNW | 56.1933 | 56.1933 | 6.3972 | Fixed domestic
FZ2180_240531a | Progressive Change - Final | CDP20 | H2 Domestic Fixed_SNW | 2029 | NSW | SNW | 129.4112 | 129.4112 | 14.773 | Fixed domestic
FZ2180_240531a | Progressive Change - Final | CDP20 | H2 Domestic Fixed_SNW | 2030 | NSW | SNW | 129.4112 | 129.4112 | 14.773 | Fixed domestic
FZ2180_240531a | Progressive Change - Final | CDP20 | H2 Domestic Fixed_SNW | 2031 | NSW | SNW | 129.4112 | 129.4112 | 14.773 | Fixed domestic
FZ2180_240531a | Progressive Change - Final | CDP20 | H2 Domestic Fixed_SNW | 2032 | NSW | SNW | 129.7658 | 129.7658 | 14.773 | Fixed domestic
FZ2180_240531a | Progressive Change - Final | CDP20 | H2 Domestic Fixed_SNW | 2033 | NSW | SNW | 129.4112 | 129.4112 | 14.773 | Fixed domestic
FZ2180_240531a | Progressive Change - Final | CDP20 | H2 Domestic Fixed_SNW | 2034 | NSW | SNW | 145.2244 | 145.2244 | 16.5781 | Fixed domestic
FZ2180_240531a | Progressive Change - Final | CDP20 | H2 Domestic Fixed_SNW | 2035 | NSW | SNW | 146.2042 | 146.2042 | 16.69 | Fixed domestic
FZ2180_240531a | Progressive Change - Final | CDP20 | H2 Domestic Fixed_SNW | 2036 | NSW | SNW | 224.5534 | 224.5534 | 25.5639 | Fixed domestic
FZ2180_240531a | Progressive Change - Final | CDP20 | H2 Domestic Fixed_SNW | 2037 | NSW | SNW | 223.9399 | 223.9399 | 25.5639 | Fixed domestic
FZ2180_240531a | Progressive Change - Final | CDP20 | H2 Domestic Fixed_SNW | 2038 | NSW | SNW | 237.2413 | 237.2413 | 27.0823 | Fixed domestic
FZ2180_240531a | Progressive Change - Final | CDP20 | H2 Domestic Fixed_SNW | 2039 | NSW | SNW | 237.2413 | 237.2413 | 27.0823 | Fixed domestic
FZ2180_240531a | Progressive Change - Final | CDP20 | H2 Domestic Fixed_SNW | 2040 | NSW | SNW | 237.8913 | 237.8913 | 27.0823 | Fixed domestic
FZ2180_240531a | Progressive Change - Final | CDP20 | H2 Domestic Fixed_SNW | 2041 | NSW | SNW | 237.2413 | 237.2413 | 27.0823 | Fixed domestic
FZ2180_240531a | Progressive Change - Final | CDP20 | H2 Domestic Fixed_SNW | 2042 | NSW | SNW | 237.2413 | 237.2413 | 27.0823 | Fixed domestic
FZ2180_240531a | Progressive Change - Final | CDP20 | H2 Domestic Fixed_SNW | 2043 | NSW | SNW | 237.2413 | 237.2413 | 27.0823 | Fixed domestic
FZ2180_240531a | Progressive Change - Final | CDP20 | H2 Domestic Fixed_SNW | 2044 | NSW | SNW | 282.9542 | 282.9542 | 32.2124 | Fixed domestic
FZ2180_240531a | Progressive Change - Final | CDP20 | H2 Domestic Fixed_SNW | 2045 | NSW | SNW | 282.1811 | 282.1811 | 32.2124 | Fixed domestic
FZ2180_240531a | Progressive Change - Final | CDP20 | H2 Domestic Fixed_SNW | 2046 | NSW | SNW | 284.5993 | 284.5993 | 32.4885 | Fixed domestic
FZ2180_240531a | Progressive Change - Final | CDP20 | H2 Domestic Fixed_SNW | 2047 | NSW | SNW | 294.7233 | 294.7233 | 33.6442 | Fixed domestic
FZ2180_240531a | Progressive Change - Final | CDP20 | H2 Domestic Fixed_SNW | 2048 | NSW | SNW | 345.9221 | 345.9221 | 39.3809 | Fixed domestic
FZ2180_240531a | Progressive Change - Final | CDP20 | H2 Domestic Fixed_SNW | 2049 | NSW | SNW | 556.9871 | 556.9871 | 63.583 | Fixed domestic
FZ2180_240531a | Progressive Change - Final | CDP20 | H2 Domestic Fixed_SNW | 2050 | NSW | SNW | 1043.5648 | 1043.5648 | 119.1284 | Fixed domestic
FZ2180_240531a | Progressive Change - Final | CDP20 | H2 Domestic Fixed_SNW | 2051 | NSW | SNW | 1075.8589 | 1075.8589 | 122.8149 | Fixed domestic
FZ2180_240531a | Progressive Change - Final | CDP20 | H2 Domestic Fixed_SNW | 2052 | NSW | SNW | 1062.8354 | 1062.8354 | 120.9967 | Fixed domestic
FZ2180_240531a | Progressive Change - Final | CDP20 | H2 Domestic Flex_SNW | 2025 | NSW | SNW | 129.3626 | 149.0835 | 17.0187 | Flexible domestic
FZ2180_240531a | Progressive Change - Final | CDP20 | H2 Domestic Flex_SNW | 2026 | NSW | SNW | 313.1838 | 361.189 | 41.2316 | Flexible domestic
FZ2180_240531a | Progressive Change - Final | CDP20 | H2 Domestic Flex_SNW | 2027 | NSW | SNW | 612.3729 | 715.1317 | 81.636 | Flexible domestic
FZ2180_240531a | Progressive Change - Final | CDP20 | H2 Domestic Flex_SNW | 2028 | NSW | SNW | 1076.6655 | 1248.7402 | 142.1608 | Flexible domestic
FZ2180_240531a | Progressive Change - Final | CDP20 | H2 Domestic Flex_SNW | 2029 | NSW | SNW | 1746.9973 | 2875.8056 | 328.2883 | Flexible domestic
FZ2180_240531a | Progressive Change - Final | CDP20 | H2 Domestic Flex_SNW | 2030 | NSW | SNW | 2542.2524 | 2875.8056 | 328.2883 | Flexible domestic
FZ2180_240531a | Progressive Change - Final | CDP20 | H2 Domestic Flex_SNW | 2031 | NSW | SNW | 2515.4538 | 2875.8056 | 328.2883 | Flexible domestic
FZ2180_240531a | Progressive Change - Final | CDP20 | H2 Domestic Flex_SNW | 2032 | NSW | SNW | 2464.6916 | 2883.6845 | 328.2883 | Flexible domestic
FZ2180_240531a | Progressive Change - Final | CDP20 | H2 Domestic Flex_SNW | 2033 | NSW | SNW | 2494.3596 | 2875.8056 | 328.2883 | Flexible domestic
FZ2180_240531a | Progressive Change - Final | CDP20 | H2 Domestic Flex_SNW | 2034 | NSW | SNW | 2885.4333 | 3227.2093 | 368.4029 | Flexible domestic
FZ2180_240531a | Progressive Change - Final | CDP20 | H2 Domestic Flex_SNW | 2035 | NSW | SNW | 2849.6575 | 3248.9813 | 370.8883 | Flexible domestic
FZ2180_240531a | Progressive Change - Final | CDP20 | H2 Domestic Flex_SNW | 2036 | NSW | SNW | 2786.064 | 4990.0761 | 568.087 | Flexible domestic
FZ2180_240531a | Progressive Change - Final | CDP20 | H2 Domestic Flex_SNW | 2037 | NSW | SNW | 2723.9268 | 4976.442 | 568.087 | Flexible domestic
FZ2180_240531a | Progressive Change - Final | CDP20 | H2 Domestic Flex_SNW | 2038 | NSW | SNW | 2663.3638 | 5272.0299 | 601.8299 | Flexible domestic
FZ2180_240531a | Progressive Change - Final | CDP20 | H2 Domestic Flex_SNW | 2039 | NSW | SNW | 2620.6811 | 5272.0299 | 601.8299 | Flexible domestic
FZ2180_240531a | Progressive Change - Final | CDP20 | H2 Domestic Flex_SNW | 2040 | NSW | SNW | 2572.9575 | 5286.4738 | 601.8299 | Flexible domestic
FZ2180_240531a | Progressive Change - Final | CDP20 | H2 Domestic Flex_SNW | 2041 | NSW | SNW | 2543.9462 | 5272.0299 | 601.8299 | Flexible domestic
FZ2180_240531a | Progressive Change - Final | CDP20 | H2 Domestic Flex_SNW | 2042 | NSW | SNW | 2561.6328 | 5272.0299 | 601.8299 | Flexible domestic
FZ2180_240531a | Progressive Change - Final | CDP20 | H2 Domestic Flex_SNW | 2043 | NSW | SNW | 2563.6656 | 5272.0299 | 601.8299 | Flexible domestic
FZ2180_240531a | Progressive Change - Final | CDP20 | H2 Domestic Flex_SNW | 2044 | NSW | SNW | 2575.1833 | 6287.87 | 715.8322 | Flexible domestic
FZ2180_240531a | Progressive Change - Final | CDP20 | H2 Domestic Flex_SNW | 2045 | NSW | SNW | 2578.8465 | 6270.69 | 715.8322 | Flexible domestic
FZ2180_240531a | Progressive Change - Final | CDP20 | H2 Domestic Flex_SNW | 2046 | NSW | SNW | 2587.4979 | 6324.4299 | 721.9669 | Flexible domestic
FZ2180_240531a | Progressive Change - Final | CDP20 | H2 Domestic Flex_SNW | 2047 | NSW | SNW | 2592.1994 | 6549.4067 | 747.6492 | Flexible domestic
FZ2180_240531a | Progressive Change - Final | CDP20 | H2 Domestic Flex_SNW | 2048 | NSW | SNW | 4305.0496 | 7687.1567 | 875.1317 | Flexible domestic
FZ2180_240531a | Progressive Change - Final | CDP20 | H2 Domestic Flex_SNW | 2049 | NSW | SNW | 6005.5935 | 12377.4907 | 1412.9556 | Flexible domestic
FZ2180_240531a | Progressive Change - Final | CDP20 | H2 Domestic Flex_SNW | 2050 | NSW | SNW | 7706.5765 | 23190.3297 | 2647.2979 | Flexible domestic
FZ2180_240531a | Progressive Change - Final | CDP20 | H2 Domestic Flex_SNW | 2051 | NSW | SNW | 7705.3035 | 23907.9758 | 2729.221 | Flexible domestic
FZ2180_240531a | Progressive Change - Final | CDP20 | H2 Domestic Flex_SNW | 2052 | NSW | SNW | 7705.8728 | 23618.5647 | 2688.8166 | Flexible domestic
FZ2180_240531a | Progressive Change - Final | CDP20 | H2 Domestic Fixed_CQ | 2025 | QLD | CQ | 0.57346 | 0.57346 | 0.065464 | Fixed domestic
FZ2180_240531a | Progressive Change - Final | CDP20 | H2 Domestic Fixed_CQ | 2026 | QLD | CQ | 0.62369 | 0.62369 | 0.071197 | Fixed domestic
FZ2180_240531a | Progressive Change - Final | CDP20 | H2 Domestic Fixed_CQ | 2027 | QLD | CQ | 0.62369 | 0.62369 | 0.071197 | Fixed domestic
FZ2180_240531a | Progressive Change - Final | CDP20 | H2 Domestic Fixed_CQ | 2028 | QLD | CQ | 0.6254 | 0.6254 | 0.071197 | Fixed domestic
FZ2180_240531a | Progressive Change - Final | CDP20 | H2 Domestic Fixed_CQ | 2029 | QLD | CQ | 17.067 | 17.067 | 1.9483 | Fixed domestic
FZ2180_240531a | Progressive Change - Final | CDP20 | H2 Domestic Fixed_CQ | 2030 | QLD | CQ | 63.9795 | 63.9795 | 7.3036 | Fixed domestic
FZ2180_240531a | Progressive Change - Final | CDP20 | H2 Domestic Fixed_CQ | 2031 | QLD | CQ | 63.9795 | 63.9795 | 7.3036 | Fixed domestic
FZ2180_240531a | Progressive Change - Final | CDP20 | H2 Domestic Fixed_CQ | 2032 | QLD | CQ | 64.1548 | 64.1548 | 7.3036 | Fixed domestic
FZ2180_240531a | Progressive Change - Final | CDP20 | H2 Domestic Fixed_CQ | 2033 | QLD | CQ | 69.1223 | 69.1223 | 7.8907 | Fixed domestic
FZ2180_240531a | Progressive Change - Final | CDP20 | H2 Domestic Fixed_CQ | 2034 | QLD | CQ | 76.3225 | 76.3225 | 8.7126 | Fixed domestic
FZ2180_240531a | Progressive Change - Final | CDP20 | H2 Domestic Fixed_CQ | 2035 | QLD | CQ | 96.5362 | 96.5362 | 11.0201 | Fixed domestic
FZ2180_240531a | Progressive Change - Final | CDP20 | H2 Domestic Fixed_CQ | 2036 | QLD | CQ | 96.8007 | 96.8007 | 11.0201 | Fixed domestic
FZ2180_240531a | Progressive Change - Final | CDP20 | H2 Domestic Fixed_CQ | 2037 | QLD | CQ | 96.5362 | 96.5362 | 11.0201 | Fixed domestic
FZ2180_240531a | Progressive Change - Final | CDP20 | H2 Domestic Fixed_CQ | 2038 | QLD | CQ | 103.6866 | 103.6866 | 11.8364 | Fixed domestic
FZ2180_240531a | Progressive Change - Final | CDP20 | H2 Domestic Fixed_CQ | 2039 | QLD | CQ | 110.0706 | 110.0706 | 12.5651 | Fixed domestic
FZ2180_240531a | Progressive Change - Final | CDP20 | H2 Domestic Fixed_CQ | 2040 | QLD | CQ | 110.3721 | 110.3721 | 12.5651 | Fixed domestic
FZ2180_240531a | Progressive Change - Final | CDP20 | H2 Domestic Fixed_CQ | 2041 | QLD | CQ | 110.0706 | 110.0706 | 12.5651 | Fixed domestic
FZ2180_240531a | Progressive Change - Final | CDP20 | H2 Domestic Fixed_CQ | 2042 | QLD | CQ | 110.0706 | 110.0706 | 12.5651 | Fixed domestic
FZ2180_240531a | Progressive Change - Final | CDP20 | H2 Domestic Fixed_CQ | 2043 | QLD | CQ | 110.0706 | 110.0706 | 12.5651 | Fixed domestic
FZ2180_240531a | Progressive Change - Final | CDP20 | H2 Domestic Fixed_CQ | 2044 | QLD | CQ | 143.7307 | 143.7307 | 16.3628 | Fixed domestic
FZ2180_240531a | Progressive Change - Final | CDP20 | H2 Domestic Fixed_CQ | 2045 | QLD | CQ | 143.338 | 143.338 | 16.3628 | Fixed domestic
FZ2180_240531a | Progressive Change - Final | CDP20 | H2 Domestic Fixed_CQ | 2046 | QLD | CQ | 159.0865 | 159.0865 | 18.1606 | Fixed domestic
FZ2180_240531a | Progressive Change - Final | CDP20 | H2 Domestic Fixed_CQ | 2047 | QLD | CQ | 159.0865 | 159.0865 | 18.1606 | Fixed domestic
FZ2180_240531a | Progressive Change - Final | CDP20 | H2 Domestic Fixed_CQ | 2048 | QLD | CQ | 159.5223 | 159.5223 | 18.1606 | Fixed domestic
FZ2180_240531a | Progressive Change - Final | CDP20 | H2 Domestic Fixed_CQ | 2049 | QLD | CQ | 191.0077 | 191.0077 | 21.8045 | Fixed domestic
FZ2180_240531a | Progressive Change - Final | CDP20 | H2 Domestic Fixed_CQ | 2050 | QLD | CQ | 190.4343 | 190.4343 | 21.7391 | Fixed domestic
FZ2180_240531a | Progressive Change - Final | CDP20 | H2 Domestic Fixed_CQ | 2051 | QLD | CQ | 200.799 | 200.799 | 22.9223 | Fixed domestic
FZ2180_240531a | Progressive Change - Final | CDP20 | H2 Domestic Fixed_CQ | 2052 | QLD | CQ | 259.1106 | 259.1106 | 29.498 | Fixed domestic
FZ2180_240531a | Progressive Change - Final | CDP20 | H2 Domestic Flex_CQ | 2025 | QLD | CQ | 11.0579 | 12.7437 | 1.4548 | Flexible domestic
FZ2180_240531a | Progressive Change - Final | CDP20 | H2 Domestic Flex_CQ | 2026 | QLD | CQ | 12.0177 | 13.8598 | 1.5822 | Flexible domestic
FZ2180_240531a | Progressive Change - Final | CDP20 | H2 Domestic Flex_CQ | 2027 | QLD | CQ | 11.7569 | 13.8598 | 1.5822 | Flexible domestic
FZ2180_240531a | Progressive Change - Final | CDP20 | H2 Domestic Flex_CQ | 2028 | QLD | CQ | 10.2983 | 13.8977 | 1.5822 | Flexible domestic
FZ2180_240531a | Progressive Change - Final | CDP20 | H2 Domestic Flex_CQ | 2029 | QLD | CQ | 327.7287 | 379.2661 | 43.2952 | Flexible domestic
FZ2180_240531a | Progressive Change - Final | CDP20 | H2 Domestic Flex_CQ | 2030 | QLD | CQ | 1134.0005 | 1421.7669 | 162.3022 | Flexible domestic
FZ2180_240531a | Progressive Change - Final | CDP20 | H2 Domestic Flex_CQ | 2031 | QLD | CQ | 900.3638 | 1421.7669 | 162.3022 | Flexible domestic
FZ2180_240531a | Progressive Change - Final | CDP20 | H2 Domestic Flex_CQ | 2032 | QLD | CQ | 1081.8578 | 1425.6622 | 162.3022 | Flexible domestic
FZ2180_240531a | Progressive Change - Final | CDP20 | H2 Domestic Flex_CQ | 2033 | QLD | CQ | 1380.0604 | 1536.051 | 175.3483 | Flexible domestic
FZ2180_240531a | Progressive Change - Final | CDP20 | H2 Domestic Flex_CQ | 2034 | QLD | CQ | 1525.5419 | 1696.0553 | 193.6136 | Flexible domestic
FZ2180_240531a | Progressive Change - Final | CDP20 | H2 Domestic Flex_CQ | 2035 | QLD | CQ | 1607.3919 | 2145.2487 | 244.8914 | Flexible domestic
FZ2180_240531a | Progressive Change - Final | CDP20 | H2 Domestic Flex_CQ | 2036 | QLD | CQ | 1587.6047 | 2151.1261 | 244.8914 | Flexible domestic
FZ2180_240531a | Progressive Change - Final | CDP20 | H2 Domestic Flex_CQ | 2037 | QLD | CQ | 1567.6515 | 2145.2487 | 244.8914 | Flexible domestic
FZ2180_240531a | Progressive Change - Final | CDP20 | H2 Domestic Flex_CQ | 2038 | QLD | CQ | 1547.4387 | 2304.1464 | 263.0304 | Flexible domestic
FZ2180_240531a | Progressive Change - Final | CDP20 | H2 Domestic Flex_CQ | 2039 | QLD | CQ | 1531.3744 | 2446.0128 | 279.2252 | Flexible domestic
FZ2180_240531a | Progressive Change - Final | CDP20 | H2 Domestic Flex_CQ | 2040 | QLD | CQ | 1519.6012 | 2452.7142 | 279.2252 | Flexible domestic
FZ2180_240531a | Progressive Change - Final | CDP20 | H2 Domestic Flex_CQ | 2041 | QLD | CQ | 1513.8836 | 2446.0128 | 279.2252 | Flexible domestic
FZ2180_240531a | Progressive Change - Final | CDP20 | H2 Domestic Flex_CQ | 2042 | QLD | CQ | 1531.661 | 2446.0128 | 279.2252 | Flexible domestic
FZ2180_240531a | Progressive Change - Final | CDP20 | H2 Domestic Flex_CQ | 2043 | QLD | CQ | 1551.868 | 2446.0128 | 279.2252 | Flexible domestic
FZ2180_240531a | Progressive Change - Final | CDP20 | H2 Domestic Flex_CQ | 2044 | QLD | CQ | 1569.722 | 3194.0146 | 363.6173 | Flexible domestic
FZ2180_240531a | Progressive Change - Final | CDP20 | H2 Domestic Flex_CQ | 2045 | QLD | CQ | 1589.3224 | 3185.2878 | 363.6173 | Flexible domestic
FZ2180_240531a | Progressive Change - Final | CDP20 | H2 Domestic Flex_CQ | 2046 | QLD | CQ | 1606.9562 | 3535.2551 | 403.5679 | Flexible domestic
FZ2180_240531a | Progressive Change - Final | CDP20 | H2 Domestic Flex_CQ | 2047 | QLD | CQ | 1623.1005 | 3535.2551 | 403.5679 | Flexible domestic
FZ2180_240531a | Progressive Change - Final | CDP20 | H2 Domestic Flex_CQ | 2048 | QLD | CQ | 1643.5557 | 3544.9408 | 403.5679 | Flexible domestic
FZ2180_240531a | Progressive Change - Final | CDP20 | H2 Domestic Flex_CQ | 2049 | QLD | CQ | 1667.5906 | 4244.6163 | 484.5452 | Flexible domestic
FZ2180_240531a | Progressive Change - Final | CDP20 | H2 Domestic Flex_CQ | 2050 | QLD | CQ | 1667.5906 | 4231.8726 | 483.0905 | Flexible domestic
FZ2180_240531a | Progressive Change - Final | CDP20 | H2 Domestic Flex_CQ | 2051 | QLD | CQ | 1667.5906 | 4462.2009 | 509.3837 | Flexible domestic
FZ2180_240531a | Progressive Change - Final | CDP20 | H2 Domestic Flex_CQ | 2052 | QLD | CQ | 2319.4322 | 5758.0132 | 655.5115 | Flexible domestic
FZ2180_240531a | Progressive Change - Final | CDP20 | H2 Domestic Fixed_SQ | 2025 | QLD | SQ | 0.30474 | 0.30474 | 0.034787 | Fixed domestic
FZ2180_240531a | Progressive Change - Final | CDP20 | H2 Domestic Fixed_SQ | 2026 | QLD | SQ | 0.30474 | 0.30474 | 0.034787 | Fixed domestic
FZ2180_240531a | Progressive Change - Final | CDP20 | H2 Domestic Fixed_SQ | 2027 | QLD | SQ | 0.30474 | 0.30474 | 0.034787 | Fixed domestic
FZ2180_240531a | Progressive Change - Final | CDP20 | H2 Domestic Fixed_SQ | 2028 | QLD | SQ | 0.30557 | 0.30557 | 0.034787 | Fixed domestic
FZ2180_240531a | Progressive Change - Final | CDP20 | H2 Domestic Fixed_SQ | 2029 | QLD | SQ | 6.8926 | 6.8926 | 0.78682 | Fixed domestic
FZ2180_240531a | Progressive Change - Final | CDP20 | H2 Domestic Fixed_SQ | 2030 | QLD | SQ | 29.464 | 29.464 | 3.3635 | Fixed domestic
FZ2180_240531a | Progressive Change - Final | CDP20 | H2 Domestic Fixed_SQ | 2031 | QLD | SQ | 29.464 | 29.464 | 3.3635 | Fixed domestic
FZ2180_240531a | Progressive Change - Final | CDP20 | H2 Domestic Fixed_SQ | 2032 | QLD | SQ | 56.5148 | 56.5148 | 6.4338 | Fixed domestic
FZ2180_240531a | Progressive Change - Final | CDP20 | H2 Domestic Fixed_SQ | 2033 | QLD | SQ | 86.0449 | 86.0449 | 9.8225 | Fixed domestic
FZ2180_240531a | Progressive Change - Final | CDP20 | H2 Domestic Fixed_SQ | 2034 | QLD | SQ | 104.4069 | 104.4069 | 11.9186 | Fixed domestic
FZ2180_240531a | Progressive Change - Final | CDP20 | H2 Domestic Fixed_SQ | 2035 | QLD | SQ | 157.3558 | 157.3558 | 17.963 | Fixed domestic
FZ2180_240531a | Progressive Change - Final | CDP20 | H2 Domestic Fixed_SQ | 2036 | QLD | SQ | 159.8818 | 159.8818 | 18.2015 | Fixed domestic
FZ2180_240531a | Progressive Change - Final | CDP20 | H2 Domestic Fixed_SQ | 2037 | QLD | SQ | 160.7371 | 160.7371 | 18.349 | Fixed domestic
FZ2180_240531a | Progressive Change - Final | CDP20 | H2 Domestic Fixed_SQ | 2038 | QLD | SQ | 160.7371 | 160.7371 | 18.349 | Fixed domestic
FZ2180_240531a | Progressive Change - Final | CDP20 | H2 Domestic Fixed_SQ | 2039 | QLD | SQ | 169.5005 | 169.5005 | 19.3494 | Fixed domestic
FZ2180_240531a | Progressive Change - Final | CDP20 | H2 Domestic Fixed_SQ | 2040 | QLD | SQ | 178.0107 | 178.0107 | 20.2653 | Fixed domestic
FZ2180_240531a | Progressive Change - Final | CDP20 | H2 Domestic Fixed_SQ | 2041 | QLD | SQ | 184.9934 | 184.9934 | 21.118 | Fixed domestic
FZ2180_240531a | Progressive Change - Final | CDP20 | H2 Domestic Fixed_SQ | 2042 | QLD | SQ | 184.9934 | 184.9934 | 21.118 | Fixed domestic
FZ2180_240531a | Progressive Change - Final | CDP20 | H2 Domestic Fixed_SQ | 2043 | QLD | SQ | 184.9934 | 184.9934 | 21.118 | Fixed domestic
FZ2180_240531a | Progressive Change - Final | CDP20 | H2 Domestic Fixed_SQ | 2044 | QLD | SQ | 256.1772 | 256.1772 | 29.1641 | Fixed domestic
FZ2180_240531a | Progressive Change - Final | CDP20 | H2 Domestic Fixed_SQ | 2045 | QLD | SQ | 255.4773 | 255.4773 | 29.1641 | Fixed domestic
FZ2180_240531a | Progressive Change - Final | CDP20 | H2 Domestic Fixed_SQ | 2046 | QLD | SQ | 264.0083 | 264.0083 | 30.1379 | Fixed domestic
FZ2180_240531a | Progressive Change - Final | CDP20 | H2 Domestic Fixed_SQ | 2047 | QLD | SQ | 264.0083 | 264.0083 | 30.1379 | Fixed domestic
FZ2180_240531a | Progressive Change - Final | CDP20 | H2 Domestic Fixed_SQ | 2048 | QLD | SQ | 264.7316 | 264.7316 | 30.1379 | Fixed domestic
FZ2180_240531a | Progressive Change - Final | CDP20 | H2 Domestic Fixed_SQ | 2049 | QLD | SQ | 286.5764 | 286.5764 | 32.7142 | Fixed domestic
FZ2180_240531a | Progressive Change - Final | CDP20 | H2 Domestic Fixed_SQ | 2050 | QLD | SQ | 286.2716 | 286.2716 | 32.6794 | Fixed domestic
FZ2180_240531a | Progressive Change - Final | CDP20 | H2 Domestic Fixed_SQ | 2051 | QLD | SQ | 315.3975 | 315.3975 | 36.0043 | Fixed domestic
FZ2180_240531a | Progressive Change - Final | CDP20 | H2 Domestic Fixed_SQ | 2052 | QLD | SQ | 407.2524 | 407.2524 | 46.363 | Fixed domestic
FZ2180_240531a | Progressive Change - Final | CDP20 | H2 Domestic Flex_SQ | 2025 | QLD | SQ | 5.8761 | 6.7719 | 0.77305 | Flexible domestic
FZ2180_240531a | Progressive Change - Final | CDP20 | H2 Domestic Flex_SQ | 2026 | QLD | SQ | 4.5388 | 6.7719 | 0.77305 | Flexible domestic
FZ2180_240531a | Progressive Change - Final | CDP20 | H2 Domestic Flex_SQ | 2027 | QLD | SQ | 4.4304 | 6.7719 | 0.77305 | Flexible domestic
FZ2180_240531a | Progressive Change - Final | CDP20 | H2 Domestic Flex_SQ | 2028 | QLD | SQ | 5.5281 | 6.7905 | 0.77305 | Flexible domestic
FZ2180_240531a | Progressive Change - Final | CDP20 | H2 Domestic Flex_SQ | 2029 | QLD | SQ | 132.3544 | 153.1679 | 17.4849 | Flexible domestic
FZ2180_240531a | Progressive Change - Final | CDP20 | H2 Domestic Flex_SQ | 2030 | QLD | SQ | 277.6234 | 654.7545 | 74.7437 | Flexible domestic
FZ2180_240531a | Progressive Change - Final | CDP20 | H2 Domestic Flex_SQ | 2031 | QLD | SQ | 533.7942 | 654.7545 | 74.7437 | Flexible domestic
FZ2180_240531a | Progressive Change - Final | CDP20 | H2 Domestic Flex_SQ | 2032 | QLD | SQ | 1111.7142 | 1255.8837 | 142.974 | Flexible domestic
FZ2180_240531a | Progressive Change - Final | CDP20 | H2 Domestic Flex_SQ | 2033 | QLD | SQ | 1717.929 | 1912.1095 | 218.2773 | Flexible domestic
FZ2180_240531a | Progressive Change - Final | CDP20 | H2 Domestic Flex_SQ | 2034 | QLD | SQ | 2086.8953 | 2320.1526 | 264.8576 | Flexible domestic
FZ2180_240531a | Progressive Change - Final | CDP20 | H2 Domestic Flex_SQ | 2035 | QLD | SQ | 2320.777 | 3496.7954 | 399.1776 | Flexible domestic
FZ2180_240531a | Progressive Change - Final | CDP20 | H2 Domestic Flex_SQ | 2036 | QLD | SQ | 2301.9489 | 3552.9295 | 404.4774 | Flexible domestic
FZ2180_240531a | Progressive Change - Final | CDP20 | H2 Domestic Flex_SQ | 2037 | QLD | SQ | 2282.232 | 3571.9357 | 407.7552 | Flexible domestic
FZ2180_240531a | Progressive Change - Final | CDP20 | H2 Domestic Flex_SQ | 2038 | QLD | SQ | 2261.84 | 3571.9357 | 407.7552 | Flexible domestic
FZ2180_240531a | Progressive Change - Final | CDP20 | H2 Domestic Flex_SQ | 2039 | QLD | SQ | 2246.434 | 3766.6783 | 429.9861 | Flexible domestic
FZ2180_240531a | Progressive Change - Final | CDP20 | H2 Domestic Flex_SQ | 2040 | QLD | SQ | 2236.3443 | 3955.7937 | 450.3408 | Flexible domestic
FZ2180_240531a | Progressive Change - Final | CDP20 | H2 Domestic Flex_SQ | 2041 | QLD | SQ | 2233.9511 | 4110.9646 | 469.2882 | Flexible domestic
FZ2180_240531a | Progressive Change - Final | CDP20 | H2 Domestic Flex_SQ | 2042 | QLD | SQ | 2265.7026 | 4110.9646 | 469.2882 | Flexible domestic
FZ2180_240531a | Progressive Change - Final | CDP20 | H2 Domestic Flex_SQ | 2043 | QLD | SQ | 2302.281 | 4110.9646 | 469.2882 | Flexible domestic
FZ2180_240531a | Progressive Change - Final | CDP20 | H2 Domestic Flex_SQ | 2044 | QLD | SQ | 2336.026 | 5692.8272 | 648.0905 | Flexible domestic
FZ2180_240531a | Progressive Change - Final | CDP20 | H2 Domestic Flex_SQ | 2045 | QLD | SQ | 2372.3459 | 5677.2731 | 648.0905 | Flexible domestic
FZ2180_240531a | Progressive Change - Final | CDP20 | H2 Domestic Flex_SQ | 2046 | QLD | SQ | 2405.1384 | 5866.8517 | 669.7319 | Flexible domestic
FZ2180_240531a | Progressive Change - Final | CDP20 | H2 Domestic Flex_SQ | 2047 | QLD | SQ | 2433.1581 | 5866.8517 | 669.7319 | Flexible domestic
FZ2180_240531a | Progressive Change - Final | CDP20 | H2 Domestic Flex_SQ | 2048 | QLD | SQ | 2470.9132 | 5882.9253 | 669.7319 | Flexible domestic
FZ2180_240531a | Progressive Change - Final | CDP20 | H2 Domestic Flex_SQ | 2049 | QLD | SQ | 2507.0472 | 6368.3638 | 726.9822 | Flexible domestic
FZ2180_240531a | Progressive Change - Final | CDP20 | H2 Domestic Flex_SQ | 2050 | QLD | SQ | 2507.0472 | 6361.5919 | 726.2091 | Flexible domestic
FZ2180_240531a | Progressive Change - Final | CDP20 | H2 Domestic Flex_SQ | 2051 | QLD | SQ | 2507.0472 | 7008.8326 | 800.095 | Flexible domestic
FZ2180_240531a | Progressive Change - Final | CDP20 | H2 Domestic Flex_SQ | 2052 | QLD | SQ | 2992.4706 | 9050.0538 | 1030.2885 | Flexible domestic
FZ2180_240531a | Progressive Change - Final | CDP20 | H2 Domestic Fixed_CSA | 2025 | SA | CSA | 0.023265 | 0.023265 | 0.0026558 | Fixed domestic
FZ2180_240531a | Progressive Change - Final | CDP20 | H2 Domestic Fixed_CSA | 2026 | SA | CSA | 0.023265 | 0.023265 | 0.0026558 | Fixed domestic
FZ2180_240531a | Progressive Change - Final | CDP20 | H2 Domestic Fixed_CSA | 2027 | SA | CSA | 0.023265 | 0.023265 | 0.0026558 | Fixed domestic
FZ2180_240531a | Progressive Change - Final | CDP20 | H2 Domestic Fixed_CSA | 2028 | SA | CSA | 0.023329 | 0.023329 | 0.0026558 | Fixed domestic
FZ2180_240531a | Progressive Change - Final | CDP20 | H2 Domestic Fixed_CSA | 2029 | SA | CSA | 0.027259 | 0.027259 | 0.0031118 | Fixed domestic
FZ2180_240531a | Progressive Change - Final | CDP20 | H2 Domestic Fixed_CSA | 2030 | SA | CSA | 0.027259 | 0.027259 | 0.0031118 | Fixed domestic
FZ2180_240531a | Progressive Change - Final | CDP20 | H2 Domestic Fixed_CSA | 2031 | SA | CSA | 0.027259 | 0.027259 | 0.0031118 | Fixed domestic
FZ2180_240531a | Progressive Change - Final | CDP20 | H2 Domestic Fixed_CSA | 2032 | SA | CSA | 0.027334 | 0.027334 | 0.0031118 | Fixed domestic
FZ2180_240531a | Progressive Change - Final | CDP20 | H2 Domestic Fixed_CSA | 2033 | SA | CSA | 0.027259 | 0.027259 | 0.0031118 | Fixed domestic
FZ2180_240531a | Progressive Change - Final | CDP20 | H2 Domestic Fixed_CSA | 2034 | SA | CSA | 0.027259 | 0.027259 | 0.0031118 | Fixed domestic
FZ2180_240531a | Progressive Change - Final | CDP20 | H2 Domestic Fixed_CSA | 2035 | SA | CSA | 0.027862 | 0.027862 | 0.0031806 | Fixed domestic
FZ2180_240531a | Progressive Change - Final | CDP20 | H2 Domestic Fixed_CSA | 2036 | SA | CSA | 0.032939 | 0.032939 | 0.0037499 | Fixed domestic
FZ2180_240531a | Progressive Change - Final | CDP20 | H2 Domestic Fixed_CSA | 2037 | SA | CSA | 0.032849 | 0.032849 | 0.0037499 | Fixed domestic
FZ2180_240531a | Progressive Change - Final | CDP20 | H2 Domestic Fixed_CSA | 2038 | SA | CSA | 0.036308 | 0.036308 | 0.0041448 | Fixed domestic
FZ2180_240531a | Progressive Change - Final | CDP20 | H2 Domestic Fixed_CSA | 2039 | SA | CSA | 0.036308 | 0.036308 | 0.0041448 | Fixed domestic
FZ2180_240531a | Progressive Change - Final | CDP20 | H2 Domestic Fixed_CSA | 2040 | SA | CSA | 0.036408 | 0.036408 | 0.0041448 | Fixed domestic
FZ2180_240531a | Progressive Change - Final | CDP20 | H2 Domestic Fixed_CSA | 2041 | SA | CSA | 0.036308 | 0.036308 | 0.0041448 | Fixed domestic
FZ2180_240531a | Progressive Change - Final | CDP20 | H2 Domestic Fixed_CSA | 2042 | SA | CSA | 0.036308 | 0.036308 | 0.0041448 | Fixed domestic
FZ2180_240531a | Progressive Change - Final | CDP20 | H2 Domestic Fixed_CSA | 2043 | SA | CSA | 11.0969 | 11.0969 | 1.2668 | Fixed domestic
FZ2180_240531a | Progressive Change - Final | CDP20 | H2 Domestic Fixed_CSA | 2044 | SA | CSA | 18.3039 | 18.3039 | 2.0838 | Fixed domestic
FZ2180_240531a | Progressive Change - Final | CDP20 | H2 Domestic Fixed_CSA | 2045 | SA | CSA | 18.2539 | 18.2539 | 2.0838 | Fixed domestic
FZ2180_240531a | Progressive Change - Final | CDP20 | H2 Domestic Fixed_CSA | 2046 | SA | CSA | 25.6896 | 25.6896 | 2.9326 | Fixed domestic
FZ2180_240531a | Progressive Change - Final | CDP20 | H2 Domestic Fixed_CSA | 2047 | SA | CSA | 25.7861 | 25.7861 | 2.9436 | Fixed domestic
FZ2180_240531a | Progressive Change - Final | CDP20 | H2 Domestic Fixed_CSA | 2048 | SA | CSA | 25.8568 | 25.8568 | 2.9436 | Fixed domestic
FZ2180_240531a | Progressive Change - Final | CDP20 | H2 Domestic Fixed_CSA | 2049 | SA | CSA | 31.6891 | 31.6891 | 3.6175 | Fixed domestic
FZ2180_240531a | Progressive Change - Final | CDP20 | H2 Domestic Fixed_CSA | 2050 | SA | CSA | 69.0198 | 69.0198 | 7.879 | Fixed domestic
FZ2180_240531a | Progressive Change - Final | CDP20 | H2 Domestic Fixed_CSA | 2051 | SA | CSA | 69.0198 | 69.0198 | 7.879 | Fixed domestic
FZ2180_240531a | Progressive Change - Final | CDP20 | H2 Domestic Fixed_CSA | 2052 | SA | CSA | 73.6052 | 73.6052 | 8.3795 | Fixed domestic
FZ2180_240531a | Progressive Change - Final | CDP20 | H2 Domestic Flex_CSA | 2025 | SA | CSA | 0 | 0.517 | 0.059018 | Flexible domestic
FZ2180_240531a | Progressive Change - Final | CDP20 | H2 Domestic Flex_CSA | 2026 | SA | CSA | 0 | 0.517 | 0.059018 | Flexible domestic
FZ2180_240531a | Progressive Change - Final | CDP20 | H2 Domestic Flex_CSA | 2027 | SA | CSA | 0 | 0.517 | 0.059018 | Flexible domestic
FZ2180_240531a | Progressive Change - Final | CDP20 | H2 Domestic Flex_CSA | 2028 | SA | CSA | 0 | 0.51842 | 0.059018 | Flexible domestic
FZ2180_240531a | Progressive Change - Final | CDP20 | H2 Domestic Flex_CSA | 2029 | SA | CSA | 0 | 0.60576 | 0.06915 | Flexible domestic
FZ2180_240531a | Progressive Change - Final | CDP20 | H2 Domestic Flex_CSA | 2030 | SA | CSA | 0 | 0.60576 | 0.06915 | Flexible domestic
FZ2180_240531a | Progressive Change - Final | CDP20 | H2 Domestic Flex_CSA | 2031 | SA | CSA | 0 | 0.60576 | 0.06915 | Flexible domestic
FZ2180_240531a | Progressive Change - Final | CDP20 | H2 Domestic Flex_CSA | 2032 | SA | CSA | 0 | 0.60742 | 0.06915 | Flexible domestic
FZ2180_240531a | Progressive Change - Final | CDP20 | H2 Domestic Flex_CSA | 2033 | SA | CSA | 0 | 0.60576 | 0.06915 | Flexible domestic
FZ2180_240531a | Progressive Change - Final | CDP20 | H2 Domestic Flex_CSA | 2034 | SA | CSA | 0 | 0.60576 | 0.06915 | Flexible domestic
FZ2180_240531a | Progressive Change - Final | CDP20 | H2 Domestic Flex_CSA | 2035 | SA | CSA | 0 | 0.61916 | 0.07068 | Flexible domestic
FZ2180_240531a | Progressive Change - Final | CDP20 | H2 Domestic Flex_CSA | 2036 | SA | CSA | 0 | 0.73198 | 0.083331 | Flexible domestic
FZ2180_240531a | Progressive Change - Final | CDP20 | H2 Domestic Flex_CSA | 2037 | SA | CSA | 0 | 0.72998 | 0.083331 | Flexible domestic
FZ2180_240531a | Progressive Change - Final | CDP20 | H2 Domestic Flex_CSA | 2038 | SA | CSA | 0 | 0.80685 | 0.092106 | Flexible domestic
FZ2180_240531a | Progressive Change - Final | CDP20 | H2 Domestic Flex_CSA | 2039 | SA | CSA | 0 | 0.80685 | 0.092106 | Flexible domestic
FZ2180_240531a | Progressive Change - Final | CDP20 | H2 Domestic Flex_CSA | 2040 | SA | CSA | 0 | 0.80906 | 0.092106 | Flexible domestic
FZ2180_240531a | Progressive Change - Final | CDP20 | H2 Domestic Flex_CSA | 2041 | SA | CSA | 0 | 0.80685 | 0.092106 | Flexible domestic
FZ2180_240531a | Progressive Change - Final | CDP20 | H2 Domestic Flex_CSA | 2042 | SA | CSA | 0 | 0.80685 | 0.092106 | Flexible domestic
FZ2180_240531a | Progressive Change - Final | CDP20 | H2 Domestic Flex_CSA | 2043 | SA | CSA | 161.764 | 246.5984 | 28.1505 | Flexible domestic
FZ2180_240531a | Progressive Change - Final | CDP20 | H2 Domestic Flex_CSA | 2044 | SA | CSA | 166.0568 | 406.7536 | 46.3062 | Flexible domestic
FZ2180_240531a | Progressive Change - Final | CDP20 | H2 Domestic Flex_CSA | 2045 | SA | CSA | 166.0758 | 405.6423 | 46.3062 | Flexible domestic
FZ2180_240531a | Progressive Change - Final | CDP20 | H2 Domestic Flex_CSA | 2046 | SA | CSA | 233.5625 | 570.8795 | 65.1689 | Flexible domestic
FZ2180_240531a | Progressive Change - Final | CDP20 | H2 Domestic Flex_CSA | 2047 | SA | CSA | 234.2914 | 573.0248 | 65.4138 | Flexible domestic
FZ2180_240531a | Progressive Change - Final | CDP20 | H2 Domestic Flex_CSA | 2048 | SA | CSA | 233.744 | 574.5947 | 65.4138 | Flexible domestic
FZ2180_240531a | Progressive Change - Final | CDP20 | H2 Domestic Flex_CSA | 2049 | SA | CSA | 343.4483 | 704.203 | 80.3885 | Flexible domestic
FZ2180_240531a | Progressive Change - Final | CDP20 | H2 Domestic Flex_CSA | 2050 | SA | CSA | 618.0921 | 1533.774 | 175.0884 | Flexible domestic
FZ2180_240531a | Progressive Change - Final | CDP20 | H2 Domestic Flex_CSA | 2051 | SA | CSA | 620.1975 | 1533.774 | 175.0884 | Flexible domestic
FZ2180_240531a | Progressive Change - Final | CDP20 | H2 Domestic Flex_CSA | 2052 | SA | CSA | 620.6331 | 1635.6711 | 186.2103 | Flexible domestic
FZ2180_240531a | Progressive Change - Final | CDP20 | Whyalla H2 load_fixed | 2025 | SA | CSA | 0 | 0 | 0 | Fixed domestic
FZ2180_240531a | Progressive Change - Final | CDP20 | Whyalla H2 load_fixed | 2026 | SA | CSA | 24.6375 | 24.6375 | 2.8125 | Fixed domestic
FZ2180_240531a | Progressive Change - Final | CDP20 | Whyalla H2 load_fixed | 2027 | SA | CSA | 73.9125 | 73.9125 | 8.4375 | Fixed domestic
FZ2180_240531a | Progressive Change - Final | CDP20 | Whyalla H2 load_fixed | 2028 | SA | CSA | 98.82 | 98.82 | 11.25 | Fixed domestic
FZ2180_240531a | Progressive Change - Final | CDP20 | Whyalla H2 load_fixed | 2029 | SA | CSA | 98.55 | 98.55 | 11.25 | Fixed domestic
FZ2180_240531a | Progressive Change - Final | CDP20 | Whyalla H2 load_fixed | 2030 | SA | CSA | 98.55 | 98.55 | 11.25 | Fixed domestic
FZ2180_240531a | Progressive Change - Final | CDP20 | Whyalla H2 load_fixed | 2031 | SA | CSA | 98.55 | 98.55 | 11.25 | Fixed domestic
FZ2180_240531a | Progressive Change - Final | CDP20 | Whyalla H2 load_fixed | 2032 | SA | CSA | 98.82 | 98.82 | 11.25 | Fixed domestic
FZ2180_240531a | Progressive Change - Final | CDP20 | Whyalla H2 load_fixed | 2033 | SA | CSA | 98.55 | 98.55 | 11.25 | Fixed domestic
FZ2180_240531a | Progressive Change - Final | CDP20 | Whyalla H2 load_fixed | 2034 | SA | CSA | 98.55 | 98.55 | 11.25 | Fixed domestic
FZ2180_240531a | Progressive Change - Final | CDP20 | Whyalla H2 load_fixed | 2035 | SA | CSA | 98.55 | 98.55 | 11.25 | Fixed domestic
FZ2180_240531a | Progressive Change - Final | CDP20 | Whyalla H2 load_fixed | 2036 | SA | CSA | 98.82 | 98.82 | 11.25 | Fixed domestic
FZ2180_240531a | Progressive Change - Final | CDP20 | Whyalla H2 load_fixed | 2037 | SA | CSA | 98.55 | 98.55 | 11.25 | Fixed domestic
FZ2180_240531a | Progressive Change - Final | CDP20 | Whyalla H2 load_fixed | 2038 | SA | CSA | 98.55 | 98.55 | 11.25 | Fixed domestic
FZ2180_240531a | Progressive Change - Final | CDP20 | Whyalla H2 load_fixed | 2039 | SA | CSA | 98.55 | 98.55 | 11.25 | Fixed domestic
FZ2180_240531a | Progressive Change - Final | CDP20 | Whyalla H2 load_fixed | 2040 | SA | CSA | 98.82 | 98.82 | 11.25 | Fixed domestic
FZ2180_240531a | Progressive Change - Final | CDP20 | Whyalla H2 load_fixed | 2041 | SA | CSA | 98.55 | 98.55 | 11.25 | Fixed domestic
FZ2180_240531a | Progressive Change - Final | CDP20 | Whyalla H2 load_fixed | 2042 | SA | CSA | 98.55 | 98.55 | 11.25 | Fixed domestic
FZ2180_240531a | Progressive Change - Final | CDP20 | Whyalla H2 load_fixed | 2043 | SA | CSA | 98.55 | 98.55 | 11.25 | Fixed domestic
FZ2180_240531a | Progressive Change - Final | CDP20 | Whyalla H2 load_fixed | 2044 | SA | CSA | 98.82 | 98.82 | 11.25 | Fixed domestic
FZ2180_240531a | Progressive Change - Final | CDP20 | Whyalla H2 load_fixed | 2045 | SA | CSA | 98.55 | 98.55 | 11.25 | Fixed domestic
FZ2180_240531a | Progressive Change - Final | CDP20 | Whyalla H2 load_fixed | 2046 | SA | CSA | 98.55 | 98.55 | 11.25 | Fixed domestic
FZ2180_240531a | Progressive Change - Final | CDP20 | Whyalla H2 load_fixed | 2047 | SA | CSA | 98.55 | 98.55 | 11.25 | Fixed domestic
FZ2180_240531a | Progressive Change - Final | CDP20 | Whyalla H2 load_fixed | 2048 | SA | CSA | 98.82 | 98.82 | 11.25 | Fixed domestic
FZ2180_240531a | Progressive Change - Final | CDP20 | Whyalla H2 load_fixed | 2049 | SA | CSA | 98.55 | 98.55 | 11.25 | Fixed domestic
FZ2180_240531a | Progressive Change - Final | CDP20 | Whyalla H2 load_fixed | 2050 | SA | CSA | 98.55 | 98.55 | 11.25 | Fixed domestic
FZ2180_240531a | Progressive Change - Final | CDP20 | Whyalla H2 load_fixed | 2051 | SA | CSA | 98.55 | 98.55 | 11.25 | Fixed domestic
FZ2180_240531a | Progressive Change - Final | CDP20 | Whyalla H2 load_fixed | 2052 | SA | CSA | 98.82 | 98.82 | 11.25 | Fixed domestic
FZ2180_240531a | Progressive Change - Final | CDP20 | Whyalla H2 load_flex | 2025 | SA | CSA | 0 | 0 | 0 | Flexible domestic
FZ2180_240531a | Progressive Change - Final | CDP20 | Whyalla H2 load_flex | 2026 | SA | CSA | 344.5504 | 547.5 | 62.5 | Flexible domestic
FZ2180_240531a | Progressive Change - Final | CDP20 | Whyalla H2 load_flex | 2027 | SA | CSA | 1027.5222 | 1642.5 | 187.5 | Flexible domestic
FZ2180_240531a | Progressive Change - Final | CDP20 | Whyalla H2 load_flex | 2028 | SA | CSA | 1369.3318 | 2196 | 250 | Flexible domestic
FZ2180_240531a | Progressive Change - Final | CDP20 | Whyalla H2 load_flex | 2029 | SA | CSA | 1381.7932 | 2190 | 250 | Flexible domestic
FZ2180_240531a | Progressive Change - Final | CDP20 | Whyalla H2 load_flex | 2030 | SA | CSA | 1380.6196 | 2190 | 250 | Flexible domestic
FZ2180_240531a | Progressive Change - Final | CDP20 | Whyalla H2 load_flex | 2031 | SA | CSA | 1379.039 | 2190 | 250 | Flexible domestic
FZ2180_240531a | Progressive Change - Final | CDP20 | Whyalla H2 load_flex | 2032 | SA | CSA | 1304.129 | 2196 | 250 | Flexible domestic
FZ2180_240531a | Progressive Change - Final | CDP20 | Whyalla H2 load_flex | 2033 | SA | CSA | 1295.4086 | 2190 | 250 | Flexible domestic
FZ2180_240531a | Progressive Change - Final | CDP20 | Whyalla H2 load_flex | 2034 | SA | CSA | 1295.8946 | 2190 | 250 | Flexible domestic
FZ2180_240531a | Progressive Change - Final | CDP20 | Whyalla H2 load_flex | 2035 | SA | CSA | 1296.1512 | 2190 | 250 | Flexible domestic
FZ2180_240531a | Progressive Change - Final | CDP20 | Whyalla H2 load_flex | 2036 | SA | CSA | 1296.4087 | 2196 | 250 | Flexible domestic
FZ2180_240531a | Progressive Change - Final | CDP20 | Whyalla H2 load_flex | 2037 | SA | CSA | 1298.9976 | 2190 | 250 | Flexible domestic
FZ2180_240531a | Progressive Change - Final | CDP20 | Whyalla H2 load_flex | 2038 | SA | CSA | 1298.9976 | 2190 | 250 | Flexible domestic
FZ2180_240531a | Progressive Change - Final | CDP20 | Whyalla H2 load_flex | 2039 | SA | CSA | 1298.9976 | 2190 | 250 | Flexible domestic
FZ2180_240531a | Progressive Change - Final | CDP20 | Whyalla H2 load_flex | 2040 | SA | CSA | 1298.9976 | 2196 | 250 | Flexible domestic
FZ2180_240531a | Progressive Change - Final | CDP20 | Whyalla H2 load_flex | 2041 | SA | CSA | 1298.9976 | 2190 | 250 | Flexible domestic
FZ2180_240531a | Progressive Change - Final | CDP20 | Whyalla H2 load_flex | 2042 | SA | CSA | 1298.9976 | 2190 | 250 | Flexible domestic
FZ2180_240531a | Progressive Change - Final | CDP20 | Whyalla H2 load_flex | 2043 | SA | CSA | 1298.9976 | 2190 | 250 | Flexible domestic
FZ2180_240531a | Progressive Change - Final | CDP20 | Whyalla H2 load_flex | 2044 | SA | CSA | 1298.9976 | 2196 | 250 | Flexible domestic
FZ2180_240531a | Progressive Change - Final | CDP20 | Whyalla H2 load_flex | 2045 | SA | CSA | 1298.9976 | 2190 | 250 | Flexible domestic
FZ2180_240531a | Progressive Change - Final | CDP20 | Whyalla H2 load_flex | 2046 | SA | CSA | 1298.9976 | 2190 | 250 | Flexible domestic
FZ2180_240531a | Progressive Change - Final | CDP20 | Whyalla H2 load_flex | 2047 | SA | CSA | 1298.9976 | 2190 | 250 | Flexible domestic
FZ2180_240531a | Progressive Change - Final | CDP20 | Whyalla H2 load_flex | 2048 | SA | CSA | 1298.9976 | 2196 | 250 | Flexible domestic
FZ2180_240531a | Progressive Change - Final | CDP20 | Whyalla H2 load_flex | 2049 | SA | CSA | 1298.9976 | 2190 | 250 | Flexible domestic
FZ2180_240531a | Progressive Change - Final | CDP20 | Whyalla H2 load_flex | 2050 | SA | CSA | 1298.9976 | 2190 | 250 | Flexible domestic
FZ2180_240531a | Progressive Change - Final | CDP20 | Whyalla H2 load_flex | 2051 | SA | CSA | 1298.9976 | 2190 | 250 | Flexible domestic
FZ2180_240531a | Progressive Change - Final | CDP20 | Whyalla H2 load_flex | 2052 | SA | CSA | 1298.9976 | 2196 | 250 | Flexible domestic
FZ2180_240531a | Progressive Change - Final | CDP20 | H2 Domestic Fixed_SESA | 2025 | SA | SESA | 0.061378 | 0.061378 | 0.0070066 | Fixed domestic
FZ2180_240531a | Progressive Change - Final | CDP20 | H2 Domestic Fixed_SESA | 2026 | SA | SESA | 2.6667 | 2.6667 | 0.30441 | Fixed domestic
FZ2180_240531a | Progressive Change - Final | CDP20 | H2 Domestic Fixed_SESA | 2027 | SA | SESA | 7.7174 | 7.7174 | 0.88098 | Fixed domestic
FZ2180_240531a | Progressive Change - Final | CDP20 | H2 Domestic Fixed_SESA | 2028 | SA | SESA | 9.8546 | 9.8546 | 1.1219 | Fixed domestic
FZ2180_240531a | Progressive Change - Final | CDP20 | H2 Domestic Fixed_SESA | 2029 | SA | SESA | 10.7301 | 10.7301 | 1.2249 | Fixed domestic
FZ2180_240531a | Progressive Change - Final | CDP20 | H2 Domestic Fixed_SESA | 2030 | SA | SESA | 10.7301 | 10.7301 | 1.2249 | Fixed domestic
FZ2180_240531a | Progressive Change - Final | CDP20 | H2 Domestic Fixed_SESA | 2031 | SA | SESA | 10.7301 | 10.7301 | 1.2249 | Fixed domestic
FZ2180_240531a | Progressive Change - Final | CDP20 | H2 Domestic Fixed_SESA | 2032 | SA | SESA | 10.7595 | 10.7595 | 1.2249 | Fixed domestic
FZ2180_240531a | Progressive Change - Final | CDP20 | H2 Domestic Fixed_SESA | 2033 | SA | SESA | 13.2571 | 13.2571 | 1.5134 | Fixed domestic
FZ2180_240531a | Progressive Change - Final | CDP20 | H2 Domestic Fixed_SESA | 2034 | SA | SESA | 13.952 | 13.952 | 1.5927 | Fixed domestic
FZ2180_240531a | Progressive Change - Final | CDP20 | H2 Domestic Fixed_SESA | 2035 | SA | SESA | 15.1552 | 15.1552 | 1.73 | Fixed domestic
FZ2180_240531a | Progressive Change - Final | CDP20 | H2 Domestic Fixed_SESA | 2036 | SA | SESA | 16.268 | 16.268 | 1.852 | Fixed domestic
FZ2180_240531a | Progressive Change - Final | CDP20 | H2 Domestic Fixed_SESA | 2037 | SA | SESA | 16.2235 | 16.2235 | 1.852 | Fixed domestic
FZ2180_240531a | Progressive Change - Final | CDP20 | H2 Domestic Fixed_SESA | 2038 | SA | SESA | 18.4317 | 18.4317 | 2.1041 | Fixed domestic
FZ2180_240531a | Progressive Change - Final | CDP20 | H2 Domestic Fixed_SESA | 2039 | SA | SESA | 18.4317 | 18.4317 | 2.1041 | Fixed domestic
FZ2180_240531a | Progressive Change - Final | CDP20 | H2 Domestic Fixed_SESA | 2040 | SA | SESA | 18.4822 | 18.4822 | 2.1041 | Fixed domestic
FZ2180_240531a | Progressive Change - Final | CDP20 | H2 Domestic Fixed_SESA | 2041 | SA | SESA | 18.4317 | 18.4317 | 2.1041 | Fixed domestic
FZ2180_240531a | Progressive Change - Final | CDP20 | H2 Domestic Fixed_SESA | 2042 | SA | SESA | 18.4317 | 18.4317 | 2.1041 | Fixed domestic
FZ2180_240531a | Progressive Change - Final | CDP20 | H2 Domestic Fixed_SESA | 2043 | SA | SESA | 18.4317 | 18.4317 | 2.1041 | Fixed domestic
FZ2180_240531a | Progressive Change - Final | CDP20 | H2 Domestic Fixed_SESA | 2044 | SA | SESA | 24.5855 | 24.5855 | 2.7989 | Fixed domestic
FZ2180_240531a | Progressive Change - Final | CDP20 | H2 Domestic Fixed_SESA | 2045 | SA | SESA | 24.5183 | 24.5183 | 2.7989 | Fixed domestic
FZ2180_240531a | Progressive Change - Final | CDP20 | H2 Domestic Fixed_SESA | 2046 | SA | SESA | 24.5183 | 24.5183 | 2.7989 | Fixed domestic
FZ2180_240531a | Progressive Change - Final | CDP20 | H2 Domestic Fixed_SESA | 2047 | SA | SESA | 24.5183 | 24.5183 | 2.7989 | Fixed domestic
FZ2180_240531a | Progressive Change - Final | CDP20 | H2 Domestic Fixed_SESA | 2048 | SA | SESA | 24.5855 | 24.5855 | 2.7989 | Fixed domestic
FZ2180_240531a | Progressive Change - Final | CDP20 | H2 Domestic Fixed_SESA | 2049 | SA | SESA | 24.5183 | 24.5183 | 2.7989 | Fixed domestic
FZ2180_240531a | Progressive Change - Final | CDP20 | H2 Domestic Fixed_SESA | 2050 | SA | SESA | 38.2178 | 38.2178 | 4.3628 | Fixed domestic
FZ2180_240531a | Progressive Change - Final | CDP20 | H2 Domestic Fixed_SESA | 2051 | SA | SESA | 35.6125 | 35.6125 | 4.0654 | Fixed domestic
FZ2180_240531a | Progressive Change - Final | CDP20 | H2 Domestic Fixed_SESA | 2052 | SA | SESA | 38.3844 | 38.3844 | 4.3698 | Fixed domestic
FZ2180_240531a | Progressive Change - Final | CDP20 | H2 Domestic Flex_SESA | 2025 | SA | SESA | 1.1835 | 1.3639 | 0.1557 | Flexible domestic
FZ2180_240531a | Progressive Change - Final | CDP20 | H2 Domestic Flex_SESA | 2026 | SA | SESA | 51.3833 | 59.2594 | 6.7648 | Flexible domestic
FZ2180_240531a | Progressive Change - Final | CDP20 | H2 Domestic Flex_SESA | 2027 | SA | SESA | 146.4943 | 171.497 | 19.5773 | Flexible domestic
FZ2180_240531a | Progressive Change - Final | CDP20 | H2 Domestic Flex_SESA | 2028 | SA | SESA | 188.8144 | 218.9911 | 24.9307 | Flexible domestic
FZ2180_240531a | Progressive Change - Final | CDP20 | H2 Domestic Flex_SESA | 2029 | SA | SESA | 169.2015 | 238.4458 | 27.2198 | Flexible domestic
FZ2180_240531a | Progressive Change - Final | CDP20 | H2 Domestic Flex_SESA | 2030 | SA | SESA | 148.0694 | 238.4458 | 27.2198 | Flexible domestic
FZ2180_240531a | Progressive Change - Final | CDP20 | H2 Domestic Flex_SESA | 2031 | SA | SESA | 146.0958 | 238.4458 | 27.2198 | Flexible domestic
FZ2180_240531a | Progressive Change - Final | CDP20 | H2 Domestic Flex_SESA | 2032 | SA | SESA | 167.3429 | 239.0991 | 27.2198 | Flexible domestic
FZ2180_240531a | Progressive Change - Final | CDP20 | H2 Domestic Flex_SESA | 2033 | SA | SESA | 199.5319 | 294.6023 | 33.6304 | Flexible domestic
FZ2180_240531a | Progressive Change - Final | CDP20 | H2 Domestic Flex_SESA | 2034 | SA | SESA | 206.0828 | 310.0448 | 35.3932 | Flexible domestic
FZ2180_240531a | Progressive Change - Final | CDP20 | H2 Domestic Flex_SESA | 2035 | SA | SESA | 201.66 | 336.7813 | 38.4454 | Flexible domestic
FZ2180_240531a | Progressive Change - Final | CDP20 | H2 Domestic Flex_SESA | 2036 | SA | SESA | 197.2612 | 361.511 | 41.1556 | Flexible domestic
FZ2180_240531a | Progressive Change - Final | CDP20 | H2 Domestic Flex_SESA | 2037 | SA | SESA | 192.9695 | 360.5233 | 41.1556 | Flexible domestic
FZ2180_240531a | Progressive Change - Final | CDP20 | H2 Domestic Flex_SESA | 2038 | SA | SESA | 188.9449 | 409.594 | 46.7573 | Flexible domestic
FZ2180_240531a | Progressive Change - Final | CDP20 | H2 Domestic Flex_SESA | 2039 | SA | SESA | 184.9592 | 409.594 | 46.7573 | Flexible domestic
FZ2180_240531a | Progressive Change - Final | CDP20 | H2 Domestic Flex_SESA | 2040 | SA | SESA | 181.0498 | 410.7162 | 46.7573 | Flexible domestic
FZ2180_240531a | Progressive Change - Final | CDP20 | H2 Domestic Flex_SESA | 2041 | SA | SESA | 179.2508 | 409.594 | 46.7573 | Flexible domestic
FZ2180_240531a | Progressive Change - Final | CDP20 | H2 Domestic Flex_SESA | 2042 | SA | SESA | 179.4237 | 409.594 | 46.7573 | Flexible domestic
FZ2180_240531a | Progressive Change - Final | CDP20 | H2 Domestic Flex_SESA | 2043 | SA | SESA | 222.1558 | 409.594 | 46.7573 | Flexible domestic
FZ2180_240531a | Progressive Change - Final | CDP20 | H2 Domestic Flex_SESA | 2044 | SA | SESA | 223.2297 | 546.3436 | 62.1976 | Flexible domestic
FZ2180_240531a | Progressive Change - Final | CDP20 | H2 Domestic Flex_SESA | 2045 | SA | SESA | 224.4286 | 544.8509 | 62.1976 | Flexible domestic
FZ2180_240531a | Progressive Change - Final | CDP20 | H2 Domestic Flex_SESA | 2046 | SA | SESA | 238.1929 | 544.8509 | 62.1976 | Flexible domestic
FZ2180_240531a | Progressive Change - Final | CDP20 | H2 Domestic Flex_SESA | 2047 | SA | SESA | 237.464 | 544.8509 | 62.1976 | Flexible domestic
FZ2180_240531a | Progressive Change - Final | CDP20 | H2 Domestic Flex_SESA | 2048 | SA | SESA | 238.0114 | 546.3436 | 62.1976 | Flexible domestic
FZ2180_240531a | Progressive Change - Final | CDP20 | H2 Domestic Flex_SESA | 2049 | SA | SESA | 262.6572 | 544.8509 | 62.1976 | Flexible domestic
FZ2180_240531a | Progressive Change - Final | CDP20 | H2 Domestic Flex_SESA | 2050 | SA | SESA | 320.6611 | 849.2843 | 96.9503 | Flexible domestic
FZ2180_240531a | Progressive Change - Final | CDP20 | H2 Domestic Flex_SESA | 2051 | SA | SESA | 321.0201 | 791.3889 | 90.3412 | Flexible domestic
FZ2180_240531a | Progressive Change - Final | CDP20 | H2 Domestic Flex_SESA | 2052 | SA | SESA | 320.5845 | 852.9872 | 97.1069 | Flexible domestic
FZ2180_240531a | Progressive Change - Final | CDP20 | H2 Domestic Fixed_TAS | 2025 | TAS | TAS | 0 | 0 | 0 | Fixed domestic
FZ2180_240531a | Progressive Change - Final | CDP20 | H2 Domestic Fixed_TAS | 2026 | TAS | TAS | 0 | 0 | 0 | Fixed domestic
FZ2180_240531a | Progressive Change - Final | CDP20 | H2 Domestic Fixed_TAS | 2027 | TAS | TAS | 0 | 0 | 0 | Fixed domestic
FZ2180_240531a | Progressive Change - Final | CDP20 | H2 Domestic Fixed_TAS | 2028 | TAS | TAS | 0 | 0 | 0 | Fixed domestic
FZ2180_240531a | Progressive Change - Final | CDP20 | H2 Domestic Fixed_TAS | 2029 | TAS | TAS | 0.30059 | 0.30059 | 0.034314 | Fixed domestic
FZ2180_240531a | Progressive Change - Final | CDP20 | H2 Domestic Fixed_TAS | 2030 | TAS | TAS | 1.2354 | 1.2354 | 0.14103 | Fixed domestic
FZ2180_240531a | Progressive Change - Final | CDP20 | H2 Domestic Fixed_TAS | 2031 | TAS | TAS | 2.5762 | 2.5762 | 0.29408 | Fixed domestic
FZ2180_240531a | Progressive Change - Final | CDP20 | H2 Domestic Fixed_TAS | 2032 | TAS | TAS | 3.3595 | 3.3595 | 0.38245 | Fixed domestic
FZ2180_240531a | Progressive Change - Final | CDP20 | H2 Domestic Fixed_TAS | 2033 | TAS | TAS | 4.7729 | 4.7729 | 0.54485 | Fixed domestic
FZ2180_240531a | Progressive Change - Final | CDP20 | H2 Domestic Fixed_TAS | 2034 | TAS | TAS | 4.7729 | 4.7729 | 0.54485 | Fixed domestic
FZ2180_240531a | Progressive Change - Final | CDP20 | H2 Domestic Fixed_TAS | 2035 | TAS | TAS | 4.9175 | 4.9175 | 0.56136 | Fixed domestic
FZ2180_240531a | Progressive Change - Final | CDP20 | H2 Domestic Fixed_TAS | 2036 | TAS | TAS | 5.8898 | 5.8898 | 0.67051 | Fixed domestic
FZ2180_240531a | Progressive Change - Final | CDP20 | H2 Domestic Fixed_TAS | 2037 | TAS | TAS | 5.8737 | 5.8737 | 0.67051 | Fixed domestic
FZ2180_240531a | Progressive Change - Final | CDP20 | H2 Domestic Fixed_TAS | 2038 | TAS | TAS | 9.7586 | 9.7586 | 1.114 | Fixed domestic
FZ2180_240531a | Progressive Change - Final | CDP20 | H2 Domestic Fixed_TAS | 2039 | TAS | TAS | 9.7586 | 9.7586 | 1.114 | Fixed domestic
FZ2180_240531a | Progressive Change - Final | CDP20 | H2 Domestic Fixed_TAS | 2040 | TAS | TAS | 9.7853 | 9.7853 | 1.114 | Fixed domestic
FZ2180_240531a | Progressive Change - Final | CDP20 | H2 Domestic Fixed_TAS | 2041 | TAS | TAS | 14.0639 | 14.0639 | 1.6055 | Fixed domestic
FZ2180_240531a | Progressive Change - Final | CDP20 | H2 Domestic Fixed_TAS | 2042 | TAS | TAS | 14.0639 | 14.0639 | 1.6055 | Fixed domestic
FZ2180_240531a | Progressive Change - Final | CDP20 | H2 Domestic Fixed_TAS | 2043 | TAS | TAS | 14.0639 | 14.0639 | 1.6055 | Fixed domestic
FZ2180_240531a | Progressive Change - Final | CDP20 | H2 Domestic Fixed_TAS | 2044 | TAS | TAS | 14.1025 | 14.1025 | 1.6055 | Fixed domestic
FZ2180_240531a | Progressive Change - Final | CDP20 | H2 Domestic Fixed_TAS | 2045 | TAS | TAS | 14.0639 | 14.0639 | 1.6055 | Fixed domestic
FZ2180_240531a | Progressive Change - Final | CDP20 | H2 Domestic Fixed_TAS | 2046 | TAS | TAS | 14.0639 | 14.0639 | 1.6055 | Fixed domestic
FZ2180_240531a | Progressive Change - Final | CDP20 | H2 Domestic Fixed_TAS | 2047 | TAS | TAS | 15.9975 | 15.9975 | 1.8262 | Fixed domestic
FZ2180_240531a | Progressive Change - Final | CDP20 | H2 Domestic Fixed_TAS | 2048 | TAS | TAS | 16.0413 | 16.0413 | 1.8262 | Fixed domestic
FZ2180_240531a | Progressive Change - Final | CDP20 | H2 Domestic Fixed_TAS | 2049 | TAS | TAS | 15.9975 | 15.9975 | 1.8262 | Fixed domestic
FZ2180_240531a | Progressive Change - Final | CDP20 | H2 Domestic Fixed_TAS | 2050 | TAS | TAS | 16.1036 | 16.1036 | 1.8383 | Fixed domestic
FZ2180_240531a | Progressive Change - Final | CDP20 | H2 Domestic Fixed_TAS | 2051 | TAS | TAS | 16.1036 | 16.1036 | 1.8383 | Fixed domestic
FZ2180_240531a | Progressive Change - Final | CDP20 | H2 Domestic Fixed_TAS | 2052 | TAS | TAS | 16.1788 | 16.1788 | 1.8419 | Fixed domestic
FZ2180_240531a | Progressive Change - Final | CDP20 | H2 Domestic Flex_TAS | 2025 | TAS | TAS | 0 | 0 | 0 | Flexible domestic
FZ2180_240531a | Progressive Change - Final | CDP20 | H2 Domestic Flex_TAS | 2026 | TAS | TAS | 0 | 0 | 0 | Flexible domestic
FZ2180_240531a | Progressive Change - Final | CDP20 | H2 Domestic Flex_TAS | 2027 | TAS | TAS | 0 | 0 | 0 | Flexible domestic
FZ2180_240531a | Progressive Change - Final | CDP20 | H2 Domestic Flex_TAS | 2028 | TAS | TAS | 0 | 0 | 0 | Flexible domestic
FZ2180_240531a | Progressive Change - Final | CDP20 | H2 Domestic Flex_TAS | 2029 | TAS | TAS | 5.7721 | 6.6798 | 0.76253 | Flexible domestic
FZ2180_240531a | Progressive Change - Final | CDP20 | H2 Domestic Flex_TAS | 2030 | TAS | TAS | 24.2692 | 27.4534 | 3.134 | Flexible domestic
FZ2180_240531a | Progressive Change - Final | CDP20 | H2 Domestic Flex_TAS | 2031 | TAS | TAS | 50.4074 | 57.2484 | 6.5352 | Flexible domestic
FZ2180_240531a | Progressive Change - Final | CDP20 | H2 Domestic Flex_TAS | 2032 | TAS | TAS | 66.0847 | 74.6547 | 8.4989 | Flexible domestic
FZ2180_240531a | Progressive Change - Final | CDP20 | H2 Domestic Flex_TAS | 2033 | TAS | TAS | 95.2936 | 106.0648 | 12.1079 | Flexible domestic
FZ2180_240531a | Progressive Change - Final | CDP20 | H2 Domestic Flex_TAS | 2034 | TAS | TAS | 93.8191 | 106.0648 | 12.1079 | Flexible domestic
FZ2180_240531a | Progressive Change - Final | CDP20 | H2 Domestic Flex_TAS | 2035 | TAS | TAS | 98.1518 | 109.2787 | 12.4747 | Flexible domestic
FZ2180_240531a | Progressive Change - Final | CDP20 | H2 Domestic Flex_TAS | 2036 | TAS | TAS | 99.4811 | 130.8837 | 14.9002 | Flexible domestic
FZ2180_240531a | Progressive Change - Final | CDP20 | H2 Domestic Flex_TAS | 2037 | TAS | TAS | 97.2629 | 130.5261 | 14.9002 | Flexible domestic
FZ2180_240531a | Progressive Change - Final | CDP20 | H2 Domestic Flex_TAS | 2038 | TAS | TAS | 174.1542 | 216.8567 | 24.7553 | Flexible domestic
FZ2180_240531a | Progressive Change - Final | CDP20 | H2 Domestic Flex_TAS | 2039 | TAS | TAS | 170.2738 | 216.8567 | 24.7553 | Flexible domestic
FZ2180_240531a | Progressive Change - Final | CDP20 | H2 Domestic Flex_TAS | 2040 | TAS | TAS | 167.28 | 217.4508 | 24.7553 | Flexible domestic
FZ2180_240531a | Progressive Change - Final | CDP20 | H2 Domestic Flex_TAS | 2041 | TAS | TAS | 165.4189 | 312.5319 | 35.6772 | Flexible domestic
FZ2180_240531a | Progressive Change - Final | CDP20 | H2 Domestic Flex_TAS | 2042 | TAS | TAS | 169.1686 | 312.5319 | 35.6772 | Flexible domestic
FZ2180_240531a | Progressive Change - Final | CDP20 | H2 Domestic Flex_TAS | 2043 | TAS | TAS | 170.1358 | 312.5319 | 35.6772 | Flexible domestic
FZ2180_240531a | Progressive Change - Final | CDP20 | H2 Domestic Flex_TAS | 2044 | TAS | TAS | 173.9124 | 313.3881 | 35.6772 | Flexible domestic
FZ2180_240531a | Progressive Change - Final | CDP20 | H2 Domestic Flex_TAS | 2045 | TAS | TAS | 175.0212 | 312.5319 | 35.6772 | Flexible domestic
FZ2180_240531a | Progressive Change - Final | CDP20 | H2 Domestic Flex_TAS | 2046 | TAS | TAS | 175.0212 | 312.5319 | 35.6772 | Flexible domestic
FZ2180_240531a | Progressive Change - Final | CDP20 | H2 Domestic Flex_TAS | 2047 | TAS | TAS | 175.0212 | 355.5001 | 40.5822 | Flexible domestic
FZ2180_240531a | Progressive Change - Final | CDP20 | H2 Domestic Flex_TAS | 2048 | TAS | TAS | 175.0212 | 356.4741 | 40.5822 | Flexible domestic
FZ2180_240531a | Progressive Change - Final | CDP20 | H2 Domestic Flex_TAS | 2049 | TAS | TAS | 175.0212 | 355.5001 | 40.5822 | Flexible domestic
FZ2180_240531a | Progressive Change - Final | CDP20 | H2 Domestic Flex_TAS | 2050 | TAS | TAS | 175.0212 | 357.8573 | 40.8513 | Flexible domestic
FZ2180_240531a | Progressive Change - Final | CDP20 | H2 Domestic Flex_TAS | 2051 | TAS | TAS | 175.0212 | 357.8573 | 40.8513 | Flexible domestic
FZ2180_240531a | Progressive Change - Final | CDP20 | H2 Domestic Flex_TAS | 2052 | TAS | TAS | 175.0212 | 359.53 | 40.9301 | Flexible domestic
FZ2180_240531a | Progressive Change - Final | CDP20 | H2 Domestic Fixed_VIC | 2025 | VIC | VIC | 2.5574 | 2.5574 | 0.29194 | Fixed domestic
FZ2180_240531a | Progressive Change - Final | CDP20 | H2 Domestic Fixed_VIC | 2026 | VIC | VIC | 4.0307 | 4.0307 | 0.46013 | Fixed domestic
FZ2180_240531a | Progressive Change - Final | CDP20 | H2 Domestic Fixed_VIC | 2027 | VIC | VIC | 4.0307 | 4.0307 | 0.46013 | Fixed domestic
FZ2180_240531a | Progressive Change - Final | CDP20 | H2 Domestic Fixed_VIC | 2028 | VIC | VIC | 4.0418 | 4.0418 | 0.46013 | Fixed domestic
FZ2180_240531a | Progressive Change - Final | CDP20 | H2 Domestic Fixed_VIC | 2029 | VIC | VIC | 50.4395 | 50.4395 | 5.7579 | Fixed domestic
FZ2180_240531a | Progressive Change - Final | CDP20 | H2 Domestic Fixed_VIC | 2030 | VIC | VIC | 139.1119 | 139.1119 | 15.8804 | Fixed domestic
FZ2180_240531a | Progressive Change - Final | CDP20 | H2 Domestic Fixed_VIC | 2031 | VIC | VIC | 139.1119 | 139.1119 | 15.8804 | Fixed domestic
FZ2180_240531a | Progressive Change - Final | CDP20 | H2 Domestic Fixed_VIC | 2032 | VIC | VIC | 204.8376 | 204.8376 | 23.3194 | Fixed domestic
FZ2180_240531a | Progressive Change - Final | CDP20 | H2 Domestic Fixed_VIC | 2033 | VIC | VIC | 420.9245 | 420.9245 | 48.0507 | Fixed domestic
FZ2180_240531a | Progressive Change - Final | CDP20 | H2 Domestic Fixed_VIC | 2034 | VIC | VIC | 420.9245 | 420.9245 | 48.0507 | Fixed domestic
FZ2180_240531a | Progressive Change - Final | CDP20 | H2 Domestic Fixed_VIC | 2035 | VIC | VIC | 489.2586 | 489.2586 | 55.8514 | Fixed domestic
FZ2180_240531a | Progressive Change - Final | CDP20 | H2 Domestic Fixed_VIC | 2036 | VIC | VIC | 549.27 | 549.27 | 62.5307 | Fixed domestic
FZ2180_240531a | Progressive Change - Final | CDP20 | H2 Domestic Fixed_VIC | 2037 | VIC | VIC | 547.7692 | 547.7692 | 62.5307 | Fixed domestic
FZ2180_240531a | Progressive Change - Final | CDP20 | H2 Domestic Fixed_VIC | 2038 | VIC | VIC | 576.3117 | 576.3117 | 65.789 | Fixed domestic
FZ2180_240531a | Progressive Change - Final | CDP20 | H2 Domestic Fixed_VIC | 2039 | VIC | VIC | 576.3117 | 576.3117 | 65.789 | Fixed domestic
FZ2180_240531a | Progressive Change - Final | CDP20 | H2 Domestic Fixed_VIC | 2040 | VIC | VIC | 577.8906 | 577.8906 | 65.789 | Fixed domestic
FZ2180_240531a | Progressive Change - Final | CDP20 | H2 Domestic Fixed_VIC | 2041 | VIC | VIC | 576.3117 | 576.3117 | 65.789 | Fixed domestic
FZ2180_240531a | Progressive Change - Final | CDP20 | H2 Domestic Fixed_VIC | 2042 | VIC | VIC | 576.3117 | 576.3117 | 65.789 | Fixed domestic
FZ2180_240531a | Progressive Change - Final | CDP20 | H2 Domestic Fixed_VIC | 2043 | VIC | VIC | 576.3117 | 576.3117 | 65.789 | Fixed domestic
FZ2180_240531a | Progressive Change - Final | CDP20 | H2 Domestic Fixed_VIC | 2044 | VIC | VIC | 598.902 | 598.902 | 68.181 | Fixed domestic
FZ2180_240531a | Progressive Change - Final | CDP20 | H2 Domestic Fixed_VIC | 2045 | VIC | VIC | 597.2657 | 597.2657 | 68.181 | Fixed domestic
FZ2180_240531a | Progressive Change - Final | CDP20 | H2 Domestic Fixed_VIC | 2046 | VIC | VIC | 597.2657 | 597.2657 | 68.181 | Fixed domestic
FZ2180_240531a | Progressive Change - Final | CDP20 | H2 Domestic Fixed_VIC | 2047 | VIC | VIC | 678.099 | 678.099 | 77.4086 | Fixed domestic
FZ2180_240531a | Progressive Change - Final | CDP20 | H2 Domestic Fixed_VIC | 2048 | VIC | VIC | 679.9568 | 679.9568 | 77.4086 | Fixed domestic
FZ2180_240531a | Progressive Change - Final | CDP20 | H2 Domestic Fixed_VIC | 2049 | VIC | VIC | 678.099 | 678.099 | 77.4086 | Fixed domestic
FZ2180_240531a | Progressive Change - Final | CDP20 | H2 Domestic Fixed_VIC | 2050 | VIC | VIC | 826.558 | 826.558 | 94.3559 | Fixed domestic
FZ2180_240531a | Progressive Change - Final | CDP20 | H2 Domestic Fixed_VIC | 2051 | VIC | VIC | 825.0847 | 825.0847 | 94.1877 | Fixed domestic
FZ2180_240531a | Progressive Change - Final | CDP20 | H2 Domestic Fixed_VIC | 2052 | VIC | VIC | 867.8842 | 867.8842 | 98.8028 | Fixed domestic
FZ2180_240531a | Progressive Change - Final | CDP20 | H2 Domestic Flex_VIC | 2025 | VIC | VIC | 49.3127 | 56.8302 | 6.4875 | Flexible domestic
FZ2180_240531a | Progressive Change - Final | CDP20 | H2 Domestic Flex_VIC | 2026 | VIC | VIC | 77.6668 | 89.5717 | 10.2251 | Flexible domestic
FZ2180_240531a | Progressive Change - Final | CDP20 | H2 Domestic Flex_VIC | 2027 | VIC | VIC | 75.935 | 89.5717 | 10.2251 | Flexible domestic
FZ2180_240531a | Progressive Change - Final | CDP20 | H2 Domestic Flex_VIC | 2028 | VIC | VIC | 74.2418 | 89.8171 | 10.2251 | Flexible domestic
FZ2180_240531a | Progressive Change - Final | CDP20 | H2 Domestic Flex_VIC | 2029 | VIC | VIC | 681.7364 | 1120.8784 | 127.9542 | Flexible domestic
FZ2180_240531a | Progressive Change - Final | CDP20 | H2 Domestic Flex_VIC | 2030 | VIC | VIC | 1845.7348 | 3091.376 | 352.8968 | Flexible domestic
FZ2180_240531a | Progressive Change - Final | CDP20 | H2 Domestic Flex_VIC | 2031 | VIC | VIC | 2721.9649 | 3091.376 | 352.8968 | Flexible domestic
FZ2180_240531a | Progressive Change - Final | CDP20 | H2 Domestic Flex_VIC | 2032 | VIC | VIC | 4029.4051 | 4551.9473 | 518.2089 | Flexible domestic
FZ2180_240531a | Progressive Change - Final | CDP20 | H2 Domestic Flex_VIC | 2033 | VIC | VIC | 7023.9977 | 9353.878 | 1067.7943 | Flexible domestic
FZ2180_240531a | Progressive Change - Final | CDP20 | H2 Domestic Flex_VIC | 2034 | VIC | VIC | 6901.8071 | 9353.878 | 1067.7943 | Flexible domestic
FZ2180_240531a | Progressive Change - Final | CDP20 | H2 Domestic Flex_VIC | 2035 | VIC | VIC | 6908.0233 | 10872.4124 | 1241.143 | Flexible domestic
FZ2180_240531a | Progressive Change - Final | CDP20 | H2 Domestic Flex_VIC | 2036 | VIC | VIC | 6792.8172 | 12205.999 | 1389.5718 | Flexible domestic
FZ2180_240531a | Progressive Change - Final | CDP20 | H2 Domestic Flex_VIC | 2037 | VIC | VIC | 6641.3517 | 12172.6493 | 1389.5718 | Flexible domestic
FZ2180_240531a | Progressive Change - Final | CDP20 | H2 Domestic Flex_VIC | 2038 | VIC | VIC | 6623.0248 | 12806.9266 | 1461.9779 | Flexible domestic
FZ2180_240531a | Progressive Change - Final | CDP20 | H2 Domestic Flex_VIC | 2039 | VIC | VIC | 6516.1324 | 12806.9266 | 1461.9779 | Flexible domestic
FZ2180_240531a | Progressive Change - Final | CDP20 | H2 Domestic Flex_VIC | 2040 | VIC | VIC | 6406.7199 | 12842.0141 | 1461.9779 | Flexible domestic
FZ2180_240531a | Progressive Change - Final | CDP20 | H2 Domestic Flex_VIC | 2041 | VIC | VIC | 6334.4864 | 12806.9266 | 1461.9779 | Flexible domestic
FZ2180_240531a | Progressive Change - Final | CDP20 | H2 Domestic Flex_VIC | 2042 | VIC | VIC | 6347.9135 | 12806.9266 | 1461.9779 | Flexible domestic
FZ2180_240531a | Progressive Change - Final | CDP20 | H2 Domestic Flex_VIC | 2043 | VIC | VIC | 6409.0816 | 12806.9266 | 1461.9779 | Flexible domestic
FZ2180_240531a | Progressive Change - Final | CDP20 | H2 Domestic Flex_VIC | 2044 | VIC | VIC | 6453.7612 | 13308.9333 | 1515.1336 | Flexible domestic
FZ2180_240531a | Progressive Change - Final | CDP20 | H2 Domestic Flex_VIC | 2045 | VIC | VIC | 6488.4471 | 13272.5701 | 1515.1336 | Flexible domestic
FZ2180_240531a | Progressive Change - Final | CDP20 | H2 Domestic Flex_VIC | 2046 | VIC | VIC | 6529.3694 | 13272.5701 | 1515.1336 | Flexible domestic
FZ2180_240531a | Progressive Change - Final | CDP20 | H2 Domestic Flex_VIC | 2047 | VIC | VIC | 6529.3694 | 15068.8668 | 1720.1903 | Flexible domestic
FZ2180_240531a | Progressive Change - Final | CDP20 | H2 Domestic Flex_VIC | 2048 | VIC | VIC | 6614.7091 | 15110.1514 | 1720.1903 | Flexible domestic
FZ2180_240531a | Progressive Change - Final | CDP20 | H2 Domestic Flex_VIC | 2049 | VIC | VIC | 6614.7091 | 15068.8668 | 1720.1903 | Flexible domestic
FZ2180_240531a | Progressive Change - Final | CDP20 | H2 Domestic Flex_VIC | 2050 | VIC | VIC | 7316.4323 | 18367.9563 | 2096.7987 | Flexible domestic
FZ2180_240531a | Progressive Change - Final | CDP20 | H2 Domestic Flex_VIC | 2051 | VIC | VIC | 7316.4323 | 18335.2149 | 2093.0611 | Flexible domestic
FZ2180_240531a | Progressive Change - Final | CDP20 | H2 Domestic Flex_VIC | 2052 | VIC | VIC | 7316.4323 | 19286.3149 | 2195.6187 | Flexible domestic
FZ2181_240531a | Progressive Change - Final | CDP21 | H2 Domestic Fixed_SNSW | 2025 | NSW | SNSW | 1.3276 | 1.3276 | 0.15156 | Fixed domestic
FZ2181_240531a | Progressive Change - Final | CDP21 | H2 Domestic Fixed_SNSW | 2026 | NSW | SNSW | 3.1853 | 3.1853 | 0.36362 | Fixed domestic
FZ2181_240531a | Progressive Change - Final | CDP21 | H2 Domestic Fixed_SNSW | 2027 | NSW | SNSW | 6.3084 | 6.3084 | 0.72014 | Fixed domestic
FZ2181_240531a | Progressive Change - Final | CDP21 | H2 Domestic Fixed_SNSW | 2028 | NSW | SNSW | 10.9957 | 10.9957 | 1.2518 | Fixed domestic
FZ2181_240531a | Progressive Change - Final | CDP21 | H2 Domestic Fixed_SNSW | 2029 | NSW | SNSW | 27.192 | 27.192 | 3.1041 | Fixed domestic
FZ2181_240531a | Progressive Change - Final | CDP21 | H2 Domestic Fixed_SNSW | 2030 | NSW | SNSW | 27.192 | 27.192 | 3.1041 | Fixed domestic
FZ2181_240531a | Progressive Change - Final | CDP21 | H2 Domestic Fixed_SNSW | 2031 | NSW | SNSW | 27.192 | 27.192 | 3.1041 | Fixed domestic
FZ2181_240531a | Progressive Change - Final | CDP21 | H2 Domestic Fixed_SNSW | 2032 | NSW | SNSW | 27.2665 | 27.2665 | 3.1041 | Fixed domestic
FZ2181_240531a | Progressive Change - Final | CDP21 | H2 Domestic Fixed_SNSW | 2033 | NSW | SNSW | 27.192 | 27.192 | 3.1041 | Fixed domestic
FZ2181_240531a | Progressive Change - Final | CDP21 | H2 Domestic Fixed_SNSW | 2034 | NSW | SNSW | 27.6335 | 27.6335 | 3.1545 | Fixed domestic
FZ2181_240531a | Progressive Change - Final | CDP21 | H2 Domestic Fixed_SNSW | 2035 | NSW | SNSW | 27.6335 | 27.6335 | 3.1545 | Fixed domestic
FZ2181_240531a | Progressive Change - Final | CDP21 | H2 Domestic Fixed_SNSW | 2036 | NSW | SNSW | 38.1133 | 38.1133 | 4.3389 | Fixed domestic
FZ2181_240531a | Progressive Change - Final | CDP21 | H2 Domestic Fixed_SNSW | 2037 | NSW | SNSW | 38.0092 | 38.0092 | 4.3389 | Fixed domestic
FZ2181_240531a | Progressive Change - Final | CDP21 | H2 Domestic Fixed_SNSW | 2038 | NSW | SNSW | 40.1835 | 40.1835 | 4.5872 | Fixed domestic
FZ2181_240531a | Progressive Change - Final | CDP21 | H2 Domestic Fixed_SNSW | 2039 | NSW | SNSW | 40.1835 | 40.1835 | 4.5872 | Fixed domestic
FZ2181_240531a | Progressive Change - Final | CDP21 | H2 Domestic Fixed_SNSW | 2040 | NSW | SNSW | 40.2935 | 40.2935 | 4.5872 | Fixed domestic
FZ2181_240531a | Progressive Change - Final | CDP21 | H2 Domestic Fixed_SNSW | 2041 | NSW | SNSW | 40.1835 | 40.1835 | 4.5872 | Fixed domestic
FZ2181_240531a | Progressive Change - Final | CDP21 | H2 Domestic Fixed_SNSW | 2042 | NSW | SNSW | 40.1835 | 40.1835 | 4.5872 | Fixed domestic
FZ2181_240531a | Progressive Change - Final | CDP21 | H2 Domestic Fixed_SNSW | 2043 | NSW | SNSW | 40.1835 | 40.1835 | 4.5872 | Fixed domestic
FZ2181_240531a | Progressive Change - Final | CDP21 | H2 Domestic Fixed_SNSW | 2044 | NSW | SNSW | 54.9452 | 54.9452 | 6.2551 | Fixed domestic
FZ2181_240531a | Progressive Change - Final | CDP21 | H2 Domestic Fixed_SNSW | 2045 | NSW | SNSW | 54.7951 | 54.7951 | 6.2551 | Fixed domestic
FZ2181_240531a | Progressive Change - Final | CDP21 | H2 Domestic Fixed_SNSW | 2046 | NSW | SNSW | 55.31 | 55.31 | 6.3139 | Fixed domestic
FZ2181_240531a | Progressive Change - Final | CDP21 | H2 Domestic Fixed_SNSW | 2047 | NSW | SNSW | 55.736 | 55.736 | 6.3626 | Fixed domestic
FZ2181_240531a | Progressive Change - Final | CDP21 | H2 Domestic Fixed_SNSW | 2048 | NSW | SNSW | 55.8887 | 55.8887 | 6.3626 | Fixed domestic
FZ2181_240531a | Progressive Change - Final | CDP21 | H2 Domestic Fixed_SNSW | 2049 | NSW | SNSW | 107.1346 | 107.1346 | 12.23 | Fixed domestic
FZ2181_240531a | Progressive Change - Final | CDP21 | H2 Domestic Fixed_SNSW | 2050 | NSW | SNSW | 206.5924 | 206.5924 | 23.5836 | Fixed domestic
FZ2181_240531a | Progressive Change - Final | CDP21 | H2 Domestic Fixed_SNSW | 2051 | NSW | SNSW | 208.9276 | 208.9276 | 23.8502 | Fixed domestic
FZ2181_240531a | Progressive Change - Final | CDP21 | H2 Domestic Fixed_SNSW | 2052 | NSW | SNSW | 206.3684 | 206.3684 | 23.4937 | Fixed domestic
FZ2181_240531a | Progressive Change - Final | CDP21 | H2 Domestic Flex_SNSW | 2025 | NSW | SNSW | 25.6001 | 29.5027 | 3.3679 | Flexible domestic
FZ2181_240531a | Progressive Change - Final | CDP21 | H2 Domestic Flex_SNSW | 2026 | NSW | SNSW | 61.376 | 70.7839 | 8.0803 | Flexible domestic
FZ2181_240531a | Progressive Change - Final | CDP21 | H2 Domestic Flex_SNSW | 2027 | NSW | SNSW | 120.043 | 140.1867 | 16.003 | Flexible domestic
FZ2181_240531a | Progressive Change - Final | CDP21 | H2 Domestic Flex_SNSW | 2028 | NSW | SNSW | 210.6775 | 244.3483 | 27.8174 | Flexible domestic
FZ2181_240531a | Progressive Change - Final | CDP21 | H2 Domestic Flex_SNSW | 2029 | NSW | SNSW | 349.4215 | 604.2666 | 68.9802 | Flexible domestic
FZ2181_240531a | Progressive Change - Final | CDP21 | H2 Domestic Flex_SNSW | 2030 | NSW | SNSW | 534.1801 | 604.2666 | 68.9802 | Flexible domestic
FZ2181_240531a | Progressive Change - Final | CDP21 | H2 Domestic Flex_SNSW | 2031 | NSW | SNSW | 492.3807 | 604.2666 | 68.9802 | Flexible domestic
FZ2181_240531a | Progressive Change - Final | CDP21 | H2 Domestic Flex_SNSW | 2032 | NSW | SNSW | 476.0744 | 605.9221 | 68.9802 | Flexible domestic
FZ2181_240531a | Progressive Change - Final | CDP21 | H2 Domestic Flex_SNSW | 2033 | NSW | SNSW | 481.2264 | 604.2666 | 68.9802 | Flexible domestic
FZ2181_240531a | Progressive Change - Final | CDP21 | H2 Domestic Flex_SNSW | 2034 | NSW | SNSW | 552.3411 | 614.0776 | 70.1002 | Flexible domestic
FZ2181_240531a | Progressive Change - Final | CDP21 | H2 Domestic Flex_SNSW | 2035 | NSW | SNSW | 545.5686 | 614.0776 | 70.1002 | Flexible domestic
FZ2181_240531a | Progressive Change - Final | CDP21 | H2 Domestic Flex_SNSW | 2036 | NSW | SNSW | 533.4557 | 846.9629 | 96.4211 | Flexible domestic
FZ2181_240531a | Progressive Change - Final | CDP21 | H2 Domestic Flex_SNSW | 2037 | NSW | SNSW | 521.5747 | 844.6488 | 96.4211 | Flexible domestic
FZ2181_240531a | Progressive Change - Final | CDP21 | H2 Domestic Flex_SNSW | 2038 | NSW | SNSW | 513.1738 | 892.9657 | 101.9367 | Flexible domestic
FZ2181_240531a | Progressive Change - Final | CDP21 | H2 Domestic Flex_SNSW | 2039 | NSW | SNSW | 505.0727 | 892.9657 | 101.9367 | Flexible domestic
FZ2181_240531a | Progressive Change - Final | CDP21 | H2 Domestic Flex_SNSW | 2040 | NSW | SNSW | 495.9991 | 895.4122 | 101.9367 | Flexible domestic
FZ2181_240531a | Progressive Change - Final | CDP21 | H2 Domestic Flex_SNSW | 2041 | NSW | SNSW | 490.409 | 892.9657 | 101.9367 | Flexible domestic
FZ2181_240531a | Progressive Change - Final | CDP21 | H2 Domestic Flex_SNSW | 2042 | NSW | SNSW | 493.7656 | 892.9657 | 101.9367 | Flexible domestic
FZ2181_240531a | Progressive Change - Final | CDP21 | H2 Domestic Flex_SNSW | 2043 | NSW | SNSW | 497.5281 | 892.9657 | 101.9367 | Flexible domestic
FZ2181_240531a | Progressive Change - Final | CDP21 | H2 Domestic Flex_SNSW | 2044 | NSW | SNSW | 500.06 | 1221.0051 | 139.0033 | Flexible domestic
FZ2181_240531a | Progressive Change - Final | CDP21 | H2 Domestic Flex_SNSW | 2045 | NSW | SNSW | 501.0179 | 1217.6691 | 139.0033 | Flexible domestic
FZ2181_240531a | Progressive Change - Final | CDP21 | H2 Domestic Flex_SNSW | 2046 | NSW | SNSW | 502.8628 | 1229.1104 | 140.3094 | Flexible domestic
FZ2181_240531a | Progressive Change - Final | CDP21 | H2 Domestic Flex_SNSW | 2047 | NSW | SNSW | 503.9421 | 1238.5783 | 141.3902 | Flexible domestic
FZ2181_240531a | Progressive Change - Final | CDP21 | H2 Domestic Flex_SNSW | 2048 | NSW | SNSW | 837.0633 | 1241.9717 | 141.3902 | Flexible domestic
FZ2181_240531a | Progressive Change - Final | CDP21 | H2 Domestic Flex_SNSW | 2049 | NSW | SNSW | 1166.1951 | 2380.768 | 271.7772 | Flexible domestic
FZ2181_240531a | Progressive Change - Final | CDP21 | H2 Domestic Flex_SNSW | 2050 | NSW | SNSW | 1495.0574 | 4590.9422 | 524.0802 | Flexible domestic
FZ2181_240531a | Progressive Change - Final | CDP21 | H2 Domestic Flex_SNSW | 2051 | NSW | SNSW | 1496.3303 | 4642.8363 | 530.0041 | Flexible domestic
FZ2181_240531a | Progressive Change - Final | CDP21 | H2 Domestic Flex_SNSW | 2052 | NSW | SNSW | 1495.761 | 4585.9634 | 522.0814 | Flexible domestic
FZ2181_240531a | Progressive Change - Final | CDP21 | H2 Domestic Fixed_SNW | 2025 | NSW | SNW | 6.7088 | 6.7088 | 0.76584 | Fixed domestic
FZ2181_240531a | Progressive Change - Final | CDP21 | H2 Domestic Fixed_SNW | 2026 | NSW | SNW | 16.2535 | 16.2535 | 1.8554 | Fixed domestic
FZ2181_240531a | Progressive Change - Final | CDP21 | H2 Domestic Fixed_SNW | 2027 | NSW | SNW | 32.1809 | 32.1809 | 3.6736 | Fixed domestic
FZ2181_240531a | Progressive Change - Final | CDP21 | H2 Domestic Fixed_SNW | 2028 | NSW | SNW | 56.1933 | 56.1933 | 6.3972 | Fixed domestic
FZ2181_240531a | Progressive Change - Final | CDP21 | H2 Domestic Fixed_SNW | 2029 | NSW | SNW | 129.4112 | 129.4112 | 14.773 | Fixed domestic
FZ2181_240531a | Progressive Change - Final | CDP21 | H2 Domestic Fixed_SNW | 2030 | NSW | SNW | 129.4112 | 129.4112 | 14.773 | Fixed domestic
FZ2181_240531a | Progressive Change - Final | CDP21 | H2 Domestic Fixed_SNW | 2031 | NSW | SNW | 129.4112 | 129.4112 | 14.773 | Fixed domestic
FZ2181_240531a | Progressive Change - Final | CDP21 | H2 Domestic Fixed_SNW | 2032 | NSW | SNW | 129.7658 | 129.7658 | 14.773 | Fixed domestic
FZ2181_240531a | Progressive Change - Final | CDP21 | H2 Domestic Fixed_SNW | 2033 | NSW | SNW | 129.4112 | 129.4112 | 14.773 | Fixed domestic
FZ2181_240531a | Progressive Change - Final | CDP21 | H2 Domestic Fixed_SNW | 2034 | NSW | SNW | 145.2244 | 145.2244 | 16.5781 | Fixed domestic
FZ2181_240531a | Progressive Change - Final | CDP21 | H2 Domestic Fixed_SNW | 2035 | NSW | SNW | 146.2042 | 146.2042 | 16.69 | Fixed domestic
FZ2181_240531a | Progressive Change - Final | CDP21 | H2 Domestic Fixed_SNW | 2036 | NSW | SNW | 224.5534 | 224.5534 | 25.5639 | Fixed domestic
FZ2181_240531a | Progressive Change - Final | CDP21 | H2 Domestic Fixed_SNW | 2037 | NSW | SNW | 223.9399 | 223.9399 | 25.5639 | Fixed domestic
FZ2181_240531a | Progressive Change - Final | CDP21 | H2 Domestic Fixed_SNW | 2038 | NSW | SNW | 237.2413 | 237.2413 | 27.0823 | Fixed domestic
FZ2181_240531a | Progressive Change - Final | CDP21 | H2 Domestic Fixed_SNW | 2039 | NSW | SNW | 237.2413 | 237.2413 | 27.0823 | Fixed domestic
FZ2181_240531a | Progressive Change - Final | CDP21 | H2 Domestic Fixed_SNW | 2040 | NSW | SNW | 237.8913 | 237.8913 | 27.0823 | Fixed domestic
FZ2181_240531a | Progressive Change - Final | CDP21 | H2 Domestic Fixed_SNW | 2041 | NSW | SNW | 237.2413 | 237.2413 | 27.0823 | Fixed domestic
FZ2181_240531a | Progressive Change - Final | CDP21 | H2 Domestic Fixed_SNW | 2042 | NSW | SNW | 237.2413 | 237.2413 | 27.0823 | Fixed domestic
FZ2181_240531a | Progressive Change - Final | CDP21 | H2 Domestic Fixed_SNW | 2043 | NSW | SNW | 237.2413 | 237.2413 | 27.0823 | Fixed domestic
FZ2181_240531a | Progressive Change - Final | CDP21 | H2 Domestic Fixed_SNW | 2044 | NSW | SNW | 282.9542 | 282.9542 | 32.2124 | Fixed domestic
FZ2181_240531a | Progressive Change - Final | CDP21 | H2 Domestic Fixed_SNW | 2045 | NSW | SNW | 282.1811 | 282.1811 | 32.2124 | Fixed domestic
FZ2181_240531a | Progressive Change - Final | CDP21 | H2 Domestic Fixed_SNW | 2046 | NSW | SNW | 284.5993 | 284.5993 | 32.4885 | Fixed domestic
FZ2181_240531a | Progressive Change - Final | CDP21 | H2 Domestic Fixed_SNW | 2047 | NSW | SNW | 294.7233 | 294.7233 | 33.6442 | Fixed domestic
FZ2181_240531a | Progressive Change - Final | CDP21 | H2 Domestic Fixed_SNW | 2048 | NSW | SNW | 345.9221 | 345.9221 | 39.3809 | Fixed domestic
FZ2181_240531a | Progressive Change - Final | CDP21 | H2 Domestic Fixed_SNW | 2049 | NSW | SNW | 556.9871 | 556.9871 | 63.583 | Fixed domestic
FZ2181_240531a | Progressive Change - Final | CDP21 | H2 Domestic Fixed_SNW | 2050 | NSW | SNW | 1043.5648 | 1043.5648 | 119.1284 | Fixed domestic
FZ2181_240531a | Progressive Change - Final | CDP21 | H2 Domestic Fixed_SNW | 2051 | NSW | SNW | 1075.8589 | 1075.8589 | 122.8149 | Fixed domestic
FZ2181_240531a | Progressive Change - Final | CDP21 | H2 Domestic Fixed_SNW | 2052 | NSW | SNW | 1062.8354 | 1062.8354 | 120.9967 | Fixed domestic
FZ2181_240531a | Progressive Change - Final | CDP21 | H2 Domestic Flex_SNW | 2025 | NSW | SNW | 129.3626 | 149.0835 | 17.0187 | Flexible domestic
FZ2181_240531a | Progressive Change - Final | CDP21 | H2 Domestic Flex_SNW | 2026 | NSW | SNW | 313.1838 | 361.189 | 41.2316 | Flexible domestic
FZ2181_240531a | Progressive Change - Final | CDP21 | H2 Domestic Flex_SNW | 2027 | NSW | SNW | 612.3729 | 715.1317 | 81.636 | Flexible domestic
FZ2181_240531a | Progressive Change - Final | CDP21 | H2 Domestic Flex_SNW | 2028 | NSW | SNW | 1076.6655 | 1248.7402 | 142.1608 | Flexible domestic
FZ2181_240531a | Progressive Change - Final | CDP21 | H2 Domestic Flex_SNW | 2029 | NSW | SNW | 1746.9973 | 2875.8056 | 328.2883 | Flexible domestic
FZ2181_240531a | Progressive Change - Final | CDP21 | H2 Domestic Flex_SNW | 2030 | NSW | SNW | 2542.2524 | 2875.8056 | 328.2883 | Flexible domestic
FZ2181_240531a | Progressive Change - Final | CDP21 | H2 Domestic Flex_SNW | 2031 | NSW | SNW | 2515.4538 | 2875.8056 | 328.2883 | Flexible domestic
FZ2181_240531a | Progressive Change - Final | CDP21 | H2 Domestic Flex_SNW | 2032 | NSW | SNW | 2464.6916 | 2883.6845 | 328.2883 | Flexible domestic
FZ2181_240531a | Progressive Change - Final | CDP21 | H2 Domestic Flex_SNW | 2033 | NSW | SNW | 2494.3596 | 2875.8056 | 328.2883 | Flexible domestic
FZ2181_240531a | Progressive Change - Final | CDP21 | H2 Domestic Flex_SNW | 2034 | NSW | SNW | 2885.4333 | 3227.2093 | 368.4029 | Flexible domestic
FZ2181_240531a | Progressive Change - Final | CDP21 | H2 Domestic Flex_SNW | 2035 | NSW | SNW | 2849.6575 | 3248.9813 | 370.8883 | Flexible domestic
FZ2181_240531a | Progressive Change - Final | CDP21 | H2 Domestic Flex_SNW | 2036 | NSW | SNW | 2786.064 | 4990.0761 | 568.087 | Flexible domestic
FZ2181_240531a | Progressive Change - Final | CDP21 | H2 Domestic Flex_SNW | 2037 | NSW | SNW | 2723.9268 | 4976.442 | 568.087 | Flexible domestic
FZ2181_240531a | Progressive Change - Final | CDP21 | H2 Domestic Flex_SNW | 2038 | NSW | SNW | 2663.3638 | 5272.0299 | 601.8299 | Flexible domestic
FZ2181_240531a | Progressive Change - Final | CDP21 | H2 Domestic Flex_SNW | 2039 | NSW | SNW | 2620.6811 | 5272.0299 | 601.8299 | Flexible domestic
FZ2181_240531a | Progressive Change - Final | CDP21 | H2 Domestic Flex_SNW | 2040 | NSW | SNW | 2572.9575 | 5286.4738 | 601.8299 | Flexible domestic
FZ2181_240531a | Progressive Change - Final | CDP21 | H2 Domestic Flex_SNW | 2041 | NSW | SNW | 2543.9462 | 5272.0299 | 601.8299 | Flexible domestic
FZ2181_240531a | Progressive Change - Final | CDP21 | H2 Domestic Flex_SNW | 2042 | NSW | SNW | 2561.6328 | 5272.0299 | 601.8299 | Flexible domestic
FZ2181_240531a | Progressive Change - Final | CDP21 | H2 Domestic Flex_SNW | 2043 | NSW | SNW | 2563.6656 | 5272.0299 | 601.8299 | Flexible domestic
FZ2181_240531a | Progressive Change - Final | CDP21 | H2 Domestic Flex_SNW | 2044 | NSW | SNW | 2575.1833 | 6287.87 | 715.8322 | Flexible domestic
FZ2181_240531a | Progressive Change - Final | CDP21 | H2 Domestic Flex_SNW | 2045 | NSW | SNW | 2578.8465 | 6270.69 | 715.8322 | Flexible domestic
FZ2181_240531a | Progressive Change - Final | CDP21 | H2 Domestic Flex_SNW | 2046 | NSW | SNW | 2587.4979 | 6324.4299 | 721.9669 | Flexible domestic
FZ2181_240531a | Progressive Change - Final | CDP21 | H2 Domestic Flex_SNW | 2047 | NSW | SNW | 2592.1995 | 6549.4067 | 747.6492 | Flexible domestic
FZ2181_240531a | Progressive Change - Final | CDP21 | H2 Domestic Flex_SNW | 2048 | NSW | SNW | 4305.0496 | 7687.1567 | 875.1317 | Flexible domestic
FZ2181_240531a | Progressive Change - Final | CDP21 | H2 Domestic Flex_SNW | 2049 | NSW | SNW | 6005.5935 | 12377.4907 | 1412.9556 | Flexible domestic
FZ2181_240531a | Progressive Change - Final | CDP21 | H2 Domestic Flex_SNW | 2050 | NSW | SNW | 7706.5765 | 23190.3297 | 2647.2979 | Flexible domestic
FZ2181_240531a | Progressive Change - Final | CDP21 | H2 Domestic Flex_SNW | 2051 | NSW | SNW | 7705.3035 | 23907.9758 | 2729.221 | Flexible domestic
FZ2181_240531a | Progressive Change - Final | CDP21 | H2 Domestic Flex_SNW | 2052 | NSW | SNW | 7705.8728 | 23618.5647 | 2688.8166 | Flexible domestic
FZ2181_240531a | Progressive Change - Final | CDP21 | H2 Domestic Fixed_CQ | 2025 | QLD | CQ | 0.57346 | 0.57346 | 0.065464 | Fixed domestic
FZ2181_240531a | Progressive Change - Final | CDP21 | H2 Domestic Fixed_CQ | 2026 | QLD | CQ | 0.62369 | 0.62369 | 0.071197 | Fixed domestic
FZ2181_240531a | Progressive Change - Final | CDP21 | H2 Domestic Fixed_CQ | 2027 | QLD | CQ | 0.62369 | 0.62369 | 0.071197 | Fixed domestic
FZ2181_240531a | Progressive Change - Final | CDP21 | H2 Domestic Fixed_CQ | 2028 | QLD | CQ | 0.6254 | 0.6254 | 0.071197 | Fixed domestic
FZ2181_240531a | Progressive Change - Final | CDP21 | H2 Domestic Fixed_CQ | 2029 | QLD | CQ | 17.067 | 17.067 | 1.9483 | Fixed domestic
FZ2181_240531a | Progressive Change - Final | CDP21 | H2 Domestic Fixed_CQ | 2030 | QLD | CQ | 63.9795 | 63.9795 | 7.3036 | Fixed domestic
FZ2181_240531a | Progressive Change - Final | CDP21 | H2 Domestic Fixed_CQ | 2031 | QLD | CQ | 63.9795 | 63.9795 | 7.3036 | Fixed domestic
FZ2181_240531a | Progressive Change - Final | CDP21 | H2 Domestic Fixed_CQ | 2032 | QLD | CQ | 64.1548 | 64.1548 | 7.3036 | Fixed domestic
FZ2181_240531a | Progressive Change - Final | CDP21 | H2 Domestic Fixed_CQ | 2033 | QLD | CQ | 69.1223 | 69.1223 | 7.8907 | Fixed domestic
FZ2181_240531a | Progressive Change - Final | CDP21 | H2 Domestic Fixed_CQ | 2034 | QLD | CQ | 76.3225 | 76.3225 | 8.7126 | Fixed domestic
FZ2181_240531a | Progressive Change - Final | CDP21 | H2 Domestic Fixed_CQ | 2035 | QLD | CQ | 96.5362 | 96.5362 | 11.0201 | Fixed domestic
FZ2181_240531a | Progressive Change - Final | CDP21 | H2 Domestic Fixed_CQ | 2036 | QLD | CQ | 96.8007 | 96.8007 | 11.0201 | Fixed domestic
FZ2181_240531a | Progressive Change - Final | CDP21 | H2 Domestic Fixed_CQ | 2037 | QLD | CQ | 96.5362 | 96.5362 | 11.0201 | Fixed domestic
FZ2181_240531a | Progressive Change - Final | CDP21 | H2 Domestic Fixed_CQ | 2038 | QLD | CQ | 103.6866 | 103.6866 | 11.8364 | Fixed domestic
FZ2181_240531a | Progressive Change - Final | CDP21 | H2 Domestic Fixed_CQ | 2039 | QLD | CQ | 110.0706 | 110.0706 | 12.5651 | Fixed domestic
FZ2181_240531a | Progressive Change - Final | CDP21 | H2 Domestic Fixed_CQ | 2040 | QLD | CQ | 110.3721 | 110.3721 | 12.5651 | Fixed domestic
FZ2181_240531a | Progressive Change - Final | CDP21 | H2 Domestic Fixed_CQ | 2041 | QLD | CQ | 110.0706 | 110.0706 | 12.5651 | Fixed domestic
FZ2181_240531a | Progressive Change - Final | CDP21 | H2 Domestic Fixed_CQ | 2042 | QLD | CQ | 110.0706 | 110.0706 | 12.5651 | Fixed domestic
FZ2181_240531a | Progressive Change - Final | CDP21 | H2 Domestic Fixed_CQ | 2043 | QLD | CQ | 110.0706 | 110.0706 | 12.5651 | Fixed domestic
FZ2181_240531a | Progressive Change - Final | CDP21 | H2 Domestic Fixed_CQ | 2044 | QLD | CQ | 143.7307 | 143.7307 | 16.3628 | Fixed domestic
FZ2181_240531a | Progressive Change - Final | CDP21 | H2 Domestic Fixed_CQ | 2045 | QLD | CQ | 143.338 | 143.338 | 16.3628 | Fixed domestic
FZ2181_240531a | Progressive Change - Final | CDP21 | H2 Domestic Fixed_CQ | 2046 | QLD | CQ | 159.0865 | 159.0865 | 18.1606 | Fixed domestic
FZ2181_240531a | Progressive Change - Final | CDP21 | H2 Domestic Fixed_CQ | 2047 | QLD | CQ | 159.0865 | 159.0865 | 18.1606 | Fixed domestic
FZ2181_240531a | Progressive Change - Final | CDP21 | H2 Domestic Fixed_CQ | 2048 | QLD | CQ | 159.5223 | 159.5223 | 18.1606 | Fixed domestic
FZ2181_240531a | Progressive Change - Final | CDP21 | H2 Domestic Fixed_CQ | 2049 | QLD | CQ | 191.0077 | 191.0077 | 21.8045 | Fixed domestic
FZ2181_240531a | Progressive Change - Final | CDP21 | H2 Domestic Fixed_CQ | 2050 | QLD | CQ | 190.4343 | 190.4343 | 21.7391 | Fixed domestic
FZ2181_240531a | Progressive Change - Final | CDP21 | H2 Domestic Fixed_CQ | 2051 | QLD | CQ | 200.799 | 200.799 | 22.9223 | Fixed domestic
FZ2181_240531a | Progressive Change - Final | CDP21 | H2 Domestic Fixed_CQ | 2052 | QLD | CQ | 259.1106 | 259.1106 | 29.498 | Fixed domestic
FZ2181_240531a | Progressive Change - Final | CDP21 | H2 Domestic Flex_CQ | 2025 | QLD | CQ | 11.0579 | 12.7437 | 1.4548 | Flexible domestic
FZ2181_240531a | Progressive Change - Final | CDP21 | H2 Domestic Flex_CQ | 2026 | QLD | CQ | 12.0177 | 13.8598 | 1.5822 | Flexible domestic
FZ2181_240531a | Progressive Change - Final | CDP21 | H2 Domestic Flex_CQ | 2027 | QLD | CQ | 11.7569 | 13.8598 | 1.5822 | Flexible domestic
FZ2181_240531a | Progressive Change - Final | CDP21 | H2 Domestic Flex_CQ | 2028 | QLD | CQ | 10.2983 | 13.8977 | 1.5822 | Flexible domestic
FZ2181_240531a | Progressive Change - Final | CDP21 | H2 Domestic Flex_CQ | 2029 | QLD | CQ | 327.7287 | 379.2661 | 43.2952 | Flexible domestic
FZ2181_240531a | Progressive Change - Final | CDP21 | H2 Domestic Flex_CQ | 2030 | QLD | CQ | 1134.0005 | 1421.7669 | 162.3022 | Flexible domestic
FZ2181_240531a | Progressive Change - Final | CDP21 | H2 Domestic Flex_CQ | 2031 | QLD | CQ | 900.3638 | 1421.7669 | 162.3022 | Flexible domestic
FZ2181_240531a | Progressive Change - Final | CDP21 | H2 Domestic Flex_CQ | 2032 | QLD | CQ | 1081.8578 | 1425.6622 | 162.3022 | Flexible domestic
FZ2181_240531a | Progressive Change - Final | CDP21 | H2 Domestic Flex_CQ | 2033 | QLD | CQ | 1380.0604 | 1536.051 | 175.3483 | Flexible domestic
FZ2181_240531a | Progressive Change - Final | CDP21 | H2 Domestic Flex_CQ | 2034 | QLD | CQ | 1525.5419 | 1696.0553 | 193.6136 | Flexible domestic
FZ2181_240531a | Progressive Change - Final | CDP21 | H2 Domestic Flex_CQ | 2035 | QLD | CQ | 1607.3919 | 2145.2487 | 244.8914 | Flexible domestic
FZ2181_240531a | Progressive Change - Final | CDP21 | H2 Domestic Flex_CQ | 2036 | QLD | CQ | 1587.6047 | 2151.1261 | 244.8914 | Flexible domestic
FZ2181_240531a | Progressive Change - Final | CDP21 | H2 Domestic Flex_CQ | 2037 | QLD | CQ | 1567.6515 | 2145.2487 | 244.8914 | Flexible domestic
FZ2181_240531a | Progressive Change - Final | CDP21 | H2 Domestic Flex_CQ | 2038 | QLD | CQ | 1547.4387 | 2304.1464 | 263.0304 | Flexible domestic
FZ2181_240531a | Progressive Change - Final | CDP21 | H2 Domestic Flex_CQ | 2039 | QLD | CQ | 1531.3744 | 2446.0128 | 279.2252 | Flexible domestic
FZ2181_240531a | Progressive Change - Final | CDP21 | H2 Domestic Flex_CQ | 2040 | QLD | CQ | 1519.6012 | 2452.7142 | 279.2252 | Flexible domestic
FZ2181_240531a | Progressive Change - Final | CDP21 | H2 Domestic Flex_CQ | 2041 | QLD | CQ | 1513.8836 | 2446.0128 | 279.2252 | Flexible domestic
FZ2181_240531a | Progressive Change - Final | CDP21 | H2 Domestic Flex_CQ | 2042 | QLD | CQ | 1531.661 | 2446.0128 | 279.2252 | Flexible domestic
FZ2181_240531a | Progressive Change - Final | CDP21 | H2 Domestic Flex_CQ | 2043 | QLD | CQ | 1551.8681 | 2446.0128 | 279.2252 | Flexible domestic
FZ2181_240531a | Progressive Change - Final | CDP21 | H2 Domestic Flex_CQ | 2044 | QLD | CQ | 1569.722 | 3194.0146 | 363.6173 | Flexible domestic
FZ2181_240531a | Progressive Change - Final | CDP21 | H2 Domestic Flex_CQ | 2045 | QLD | CQ | 1589.3224 | 3185.2878 | 363.6173 | Flexible domestic
FZ2181_240531a | Progressive Change - Final | CDP21 | H2 Domestic Flex_CQ | 2046 | QLD | CQ | 1606.9562 | 3535.2551 | 403.5679 | Flexible domestic
FZ2181_240531a | Progressive Change - Final | CDP21 | H2 Domestic Flex_CQ | 2047 | QLD | CQ | 1623.1005 | 3535.2551 | 403.5679 | Flexible domestic
FZ2181_240531a | Progressive Change - Final | CDP21 | H2 Domestic Flex_CQ | 2048 | QLD | CQ | 1643.5557 | 3544.9408 | 403.5679 | Flexible domestic
FZ2181_240531a | Progressive Change - Final | CDP21 | H2 Domestic Flex_CQ | 2049 | QLD | CQ | 1667.5906 | 4244.6163 | 484.5452 | Flexible domestic
FZ2181_240531a | Progressive Change - Final | CDP21 | H2 Domestic Flex_CQ | 2050 | QLD | CQ | 1667.5906 | 4231.8726 | 483.0905 | Flexible domestic
FZ2181_240531a | Progressive Change - Final | CDP21 | H2 Domestic Flex_CQ | 2051 | QLD | CQ | 1667.5906 | 4462.2009 | 509.3837 | Flexible domestic
FZ2181_240531a | Progressive Change - Final | CDP21 | H2 Domestic Flex_CQ | 2052 | QLD | CQ | 2319.4322 | 5758.0132 | 655.5115 | Flexible domestic
FZ2181_240531a | Progressive Change - Final | CDP21 | H2 Domestic Fixed_SQ | 2025 | QLD | SQ | 0.30474 | 0.30474 | 0.034787 | Fixed domestic
FZ2181_240531a | Progressive Change - Final | CDP21 | H2 Domestic Fixed_SQ | 2026 | QLD | SQ | 0.30474 | 0.30474 | 0.034787 | Fixed domestic
FZ2181_240531a | Progressive Change - Final | CDP21 | H2 Domestic Fixed_SQ | 2027 | QLD | SQ | 0.30474 | 0.30474 | 0.034787 | Fixed domestic
FZ2181_240531a | Progressive Change - Final | CDP21 | H2 Domestic Fixed_SQ | 2028 | QLD | SQ | 0.30557 | 0.30557 | 0.034787 | Fixed domestic
FZ2181_240531a | Progressive Change - Final | CDP21 | H2 Domestic Fixed_SQ | 2029 | QLD | SQ | 6.8926 | 6.8926 | 0.78682 | Fixed domestic
FZ2181_240531a | Progressive Change - Final | CDP21 | H2 Domestic Fixed_SQ | 2030 | QLD | SQ | 29.464 | 29.464 | 3.3635 | Fixed domestic
FZ2181_240531a | Progressive Change - Final | CDP21 | H2 Domestic Fixed_SQ | 2031 | QLD | SQ | 29.464 | 29.464 | 3.3635 | Fixed domestic
FZ2181_240531a | Progressive Change - Final | CDP21 | H2 Domestic Fixed_SQ | 2032 | QLD | SQ | 56.5148 | 56.5148 | 6.4338 | Fixed domestic
FZ2181_240531a | Progressive Change - Final | CDP21 | H2 Domestic Fixed_SQ | 2033 | QLD | SQ | 86.0449 | 86.0449 | 9.8225 | Fixed domestic
FZ2181_240531a | Progressive Change - Final | CDP21 | H2 Domestic Fixed_SQ | 2034 | QLD | SQ | 104.4069 | 104.4069 | 11.9186 | Fixed domestic
FZ2181_240531a | Progressive Change - Final | CDP21 | H2 Domestic Fixed_SQ | 2035 | QLD | SQ | 157.3558 | 157.3558 | 17.963 | Fixed domestic
FZ2181_240531a | Progressive Change - Final | CDP21 | H2 Domestic Fixed_SQ | 2036 | QLD | SQ | 159.8818 | 159.8818 | 18.2015 | Fixed domestic
FZ2181_240531a | Progressive Change - Final | CDP21 | H2 Domestic Fixed_SQ | 2037 | QLD | SQ | 160.7371 | 160.7371 | 18.349 | Fixed domestic
FZ2181_240531a | Progressive Change - Final | CDP21 | H2 Domestic Fixed_SQ | 2038 | QLD | SQ | 160.7371 | 160.7371 | 18.349 | Fixed domestic
FZ2181_240531a | Progressive Change - Final | CDP21 | H2 Domestic Fixed_SQ | 2039 | QLD | SQ | 169.5005 | 169.5005 | 19.3494 | Fixed domestic
FZ2181_240531a | Progressive Change - Final | CDP21 | H2 Domestic Fixed_SQ | 2040 | QLD | SQ | 178.0107 | 178.0107 | 20.2653 | Fixed domestic
FZ2181_240531a | Progressive Change - Final | CDP21 | H2 Domestic Fixed_SQ | 2041 | QLD | SQ | 184.9934 | 184.9934 | 21.118 | Fixed domestic
FZ2181_240531a | Progressive Change - Final | CDP21 | H2 Domestic Fixed_SQ | 2042 | QLD | SQ | 184.9934 | 184.9934 | 21.118 | Fixed domestic
FZ2181_240531a | Progressive Change - Final | CDP21 | H2 Domestic Fixed_SQ | 2043 | QLD | SQ | 184.9934 | 184.9934 | 21.118 | Fixed domestic
FZ2181_240531a | Progressive Change - Final | CDP21 | H2 Domestic Fixed_SQ | 2044 | QLD | SQ | 256.1772 | 256.1772 | 29.1641 | Fixed domestic
FZ2181_240531a | Progressive Change - Final | CDP21 | H2 Domestic Fixed_SQ | 2045 | QLD | SQ | 255.4773 | 255.4773 | 29.1641 | Fixed domestic
FZ2181_240531a | Progressive Change - Final | CDP21 | H2 Domestic Fixed_SQ | 2046 | QLD | SQ | 264.0083 | 264.0083 | 30.1379 | Fixed domestic
FZ2181_240531a | Progressive Change - Final | CDP21 | H2 Domestic Fixed_SQ | 2047 | QLD | SQ | 264.0083 | 264.0083 | 30.1379 | Fixed domestic
FZ2181_240531a | Progressive Change - Final | CDP21 | H2 Domestic Fixed_SQ | 2048 | QLD | SQ | 264.7316 | 264.7316 | 30.1379 | Fixed domestic
FZ2181_240531a | Progressive Change - Final | CDP21 | H2 Domestic Fixed_SQ | 2049 | QLD | SQ | 286.5764 | 286.5764 | 32.7142 | Fixed domestic
FZ2181_240531a | Progressive Change - Final | CDP21 | H2 Domestic Fixed_SQ | 2050 | QLD | SQ | 286.2716 | 286.2716 | 32.6794 | Fixed domestic
FZ2181_240531a | Progressive Change - Final | CDP21 | H2 Domestic Fixed_SQ | 2051 | QLD | SQ | 315.3975 | 315.3975 | 36.0043 | Fixed domestic
FZ2181_240531a | Progressive Change - Final | CDP21 | H2 Domestic Fixed_SQ | 2052 | QLD | SQ | 407.2524 | 407.2524 | 46.363 | Fixed domestic
FZ2181_240531a | Progressive Change - Final | CDP21 | H2 Domestic Flex_SQ | 2025 | QLD | SQ | 5.8761 | 6.7719 | 0.77305 | Flexible domestic
FZ2181_240531a | Progressive Change - Final | CDP21 | H2 Domestic Flex_SQ | 2026 | QLD | SQ | 4.5388 | 6.7719 | 0.77305 | Flexible domestic
FZ2181_240531a | Progressive Change - Final | CDP21 | H2 Domestic Flex_SQ | 2027 | QLD | SQ | 4.4304 | 6.7719 | 0.77305 | Flexible domestic
FZ2181_240531a | Progressive Change - Final | CDP21 | H2 Domestic Flex_SQ | 2028 | QLD | SQ | 5.5281 | 6.7905 | 0.77305 | Flexible domestic
FZ2181_240531a | Progressive Change - Final | CDP21 | H2 Domestic Flex_SQ | 2029 | QLD | SQ | 132.3544 | 153.1679 | 17.4849 | Flexible domestic
FZ2181_240531a | Progressive Change - Final | CDP21 | H2 Domestic Flex_SQ | 2030 | QLD | SQ | 277.6234 | 654.7545 | 74.7437 | Flexible domestic
FZ2181_240531a | Progressive Change - Final | CDP21 | H2 Domestic Flex_SQ | 2031 | QLD | SQ | 533.7942 | 654.7545 | 74.7437 | Flexible domestic
FZ2181_240531a | Progressive Change - Final | CDP21 | H2 Domestic Flex_SQ | 2032 | QLD | SQ | 1111.7142 | 1255.8837 | 142.974 | Flexible domestic
FZ2181_240531a | Progressive Change - Final | CDP21 | H2 Domestic Flex_SQ | 2033 | QLD | SQ | 1717.929 | 1912.1095 | 218.2773 | Flexible domestic
FZ2181_240531a | Progressive Change - Final | CDP21 | H2 Domestic Flex_SQ | 2034 | QLD | SQ | 2086.8953 | 2320.1526 | 264.8576 | Flexible domestic
FZ2181_240531a | Progressive Change - Final | CDP21 | H2 Domestic Flex_SQ | 2035 | QLD | SQ | 2320.777 | 3496.7954 | 399.1776 | Flexible domestic
FZ2181_240531a | Progressive Change - Final | CDP21 | H2 Domestic Flex_SQ | 2036 | QLD | SQ | 2301.9489 | 3552.9295 | 404.4774 | Flexible domestic
FZ2181_240531a | Progressive Change - Final | CDP21 | H2 Domestic Flex_SQ | 2037 | QLD | SQ | 2282.232 | 3571.9357 | 407.7552 | Flexible domestic
FZ2181_240531a | Progressive Change - Final | CDP21 | H2 Domestic Flex_SQ | 2038 | QLD | SQ | 2261.84 | 3571.9357 | 407.7552 | Flexible domestic
FZ2181_240531a | Progressive Change - Final | CDP21 | H2 Domestic Flex_SQ | 2039 | QLD | SQ | 2246.434 | 3766.6783 | 429.9861 | Flexible domestic
FZ2181_240531a | Progressive Change - Final | CDP21 | H2 Domestic Flex_SQ | 2040 | QLD | SQ | 2236.3444 | 3955.7937 | 450.3408 | Flexible domestic
FZ2181_240531a | Progressive Change - Final | CDP21 | H2 Domestic Flex_SQ | 2041 | QLD | SQ | 2233.9511 | 4110.9646 | 469.2882 | Flexible domestic
FZ2181_240531a | Progressive Change - Final | CDP21 | H2 Domestic Flex_SQ | 2042 | QLD | SQ | 2265.7026 | 4110.9646 | 469.2882 | Flexible domestic
FZ2181_240531a | Progressive Change - Final | CDP21 | H2 Domestic Flex_SQ | 2043 | QLD | SQ | 2302.2811 | 4110.9646 | 469.2882 | Flexible domestic
FZ2181_240531a | Progressive Change - Final | CDP21 | H2 Domestic Flex_SQ | 2044 | QLD | SQ | 2336.026 | 5692.8272 | 648.0905 | Flexible domestic
FZ2181_240531a | Progressive Change - Final | CDP21 | H2 Domestic Flex_SQ | 2045 | QLD | SQ | 2372.346 | 5677.2731 | 648.0905 | Flexible domestic
FZ2181_240531a | Progressive Change - Final | CDP21 | H2 Domestic Flex_SQ | 2046 | QLD | SQ | 2405.1384 | 5866.8517 | 669.7319 | Flexible domestic
FZ2181_240531a | Progressive Change - Final | CDP21 | H2 Domestic Flex_SQ | 2047 | QLD | SQ | 2433.1581 | 5866.8517 | 669.7319 | Flexible domestic
FZ2181_240531a | Progressive Change - Final | CDP21 | H2 Domestic Flex_SQ | 2048 | QLD | SQ | 2470.9132 | 5882.9253 | 669.7319 | Flexible domestic
FZ2181_240531a | Progressive Change - Final | CDP21 | H2 Domestic Flex_SQ | 2049 | QLD | SQ | 2507.0472 | 6368.3638 | 726.9822 | Flexible domestic
FZ2181_240531a | Progressive Change - Final | CDP21 | H2 Domestic Flex_SQ | 2050 | QLD | SQ | 2507.0472 | 6361.5919 | 726.2091 | Flexible domestic
FZ2181_240531a | Progressive Change - Final | CDP21 | H2 Domestic Flex_SQ | 2051 | QLD | SQ | 2507.0472 | 7008.8326 | 800.095 | Flexible domestic