## Disclaimer
Disclaimer
This workbook contains data provided by or collected from third parties,
and conclusions, opinions, assumptions or forecasts that are based on that data.
AEMO has made reasonable efforts to ensure the quality of the information in this publication but cannot
guarantee that information, forecasts and assumptions are accurate, complete or appropriate for your
circumstances.
Modelling work performed as part of preparing this publication inherently requires assumptions about future
behaviours and market interactions, which may result in forecasts that deviate from future conditions. There
will usually be differences between estimated and actual results, because events and circumstances
frequently do not occur as expected, and those differences may be material.
This publication does not include all of the information that an investor, participant or potential participant in
the National Electricity Market might require, and does not amount to a recommendation of any investment.
Anyone proposing to use the information in this publication (which includes information and forecasts from
third parties) should independently verify its accuracy, completeness and suitability for purpose, and obtain
independent and specific advice from appropriate experts.
Accordingly, to the maximum extent permitted by law, AEMO and its officers, employees and consultants
involved in the preparation of this publication:
• make no representation or warranty, express or implied, as to the currency, accuracy, reliability or
completeness of the information in this publication; and
• are not liable (whether by reason of negligence or otherwise) for any statements, opinions, information
or other matters contained in or derived from this publication, or any omissions from it, or in respect of
a person’s use of the information in this publication.

## Index
2024 ISP Results Workbook
Version History
Version Number | Description
v1.0 | 2024 ISP - initial release
About
This workbook presents generation and cost data for the 2024 ISP. For a complete description of the scenarios and sensitivities, please see the 2024 ISP report.
Index Table
Tab Name | Content Description
CDPs | Description of Candidate Development Pathways
Summary | Summary (calculated) for a selected case at regional level
Comparison | Comparison (calculated) between two selected cases at regional level
REZ Generation Capacity | Installed capacity by REZ and technology for all cases
REZ Generation | Annual as-generated generation by REZ and technology for all cases

## CDPs
Candidate Development Paths
CDP | Description | Queensland SuperGrid North | Gladstone Grid Reinforcement | Queensland SuperGrid South | QNI Connect | New England REZ Transmission Link 1 | New England REZ Transmission Link 2 | New England REZ Extension | Hunter Transmission Project | Sydney Ring South | HumeLink | VNI West | Project Marinus Stage 1 | Project Marinus Stage 2 | Waddamana to Palmerston transfer capability upgrade | Mid North South Australia REZ Expansion | Hunter-Central Coast REZ Network Infrastructure Project
CDP1 | Green Energy Exports least-cost | Actionable | Actionable | Actionable | Actionable | Actionable |  | Actionable | Actionable | Actionable | Actionable | Actionable | Actionable | Actionable | Actionable | Actionable | Actionable
CDP2 | Progressive Change least-cost |  |  |  |  | Actionable |  |  | Actionable |  | Actionable | Actionable | Actionable | Actionable | Actionable |  | Actionable
CDP3 | Step Change least-cost |  | Actionable | Actionable | Actionable | Actionable |  | Actionable | Actionable | Actionable | Actionable | Actionable | Actionable |  | Actionable | Actionable | Actionable
CDP4 | CDP3 without actionable Hunter Transmission Project |  | Actionable | Actionable | Actionable | Actionable |  | Actionable |  | Actionable | Actionable | Actionable | Actionable |  | Actionable | Actionable | Actionable
CDP5 | CDP3 without actionable Sydney Ring South |  | Actionable | Actionable | Actionable | Actionable |  | Actionable | Actionable |  | Actionable | Actionable | Actionable |  | Actionable | Actionable | Actionable
CDP6 | CDP3 without actionable Hunter Transmission Project nor Sydney Ring South |  | Actionable | Actionable | Actionable | Actionable |  | Actionable |  |  | Actionable | Actionable | Actionable |  | Actionable | Actionable | Actionable
CDP7 | CDP3 without actionable HumeLink |  | Actionable | Actionable | Actionable | Actionable |  | Actionable | Actionable | Actionable |  | Actionable | Actionable |  | Actionable | Actionable | Actionable
CDP8 | CDP3 without actionable VNI West |  | Actionable | Actionable | Actionable | Actionable |  | Actionable | Actionable | Actionable | Actionable |  | Actionable |  | Actionable | Actionable | Actionable
CDP9 | CDP3 without actionable New England REZ Transmission Link 1 nor New England REZ Extension |  | Actionable | Actionable | Actionable |  |  |  | Actionable | Actionable | Actionable | Actionable | Actionable |  | Actionable | Actionable | Actionable
CDP10 | CDP3 with actionable New England REZ Transmission Link 2 |  | Actionable | Actionable | Actionable | Actionable | Actionable | Actionable | Actionable | Actionable | Actionable | Actionable | Actionable |  | Actionable | Actionable | Actionable
CDP11 | CDP3 without actionable New England REZ Extension |  | Actionable | Actionable | Actionable | Actionable |  |  | Actionable | Actionable | Actionable | Actionable | Actionable |  | Actionable | Actionable | Actionable
CDP12 | CDP3 without actionable Hunter-Central Coast REZ Network Infrastructure Project |  | Actionable | Actionable | Actionable | Actionable |  | Actionable | Actionable | Actionable | Actionable | Actionable | Actionable |  | Actionable | Actionable
CDP13 | CDP3 without actionable Project Marinus Stage 1 |  | Actionable | Actionable | Actionable | Actionable |  | Actionable | Actionable | Actionable | Actionable | Actionable |  |  | Actionable | Actionable | Actionable
CDP14 | CDP3 with actionable Project Marinus Stage 2 (ODP) |  | Actionable | Actionable | Actionable | Actionable |  | Actionable | Actionable | Actionable | Actionable | Actionable | Actionable | Actionable | Actionable | Actionable | Actionable
CDP15 | CDP3 without actionable Waddamana to Palmerston transfer capability upgrade |  | Actionable | Actionable | Actionable | Actionable |  | Actionable | Actionable | Actionable | Actionable | Actionable | Actionable |  |  | Actionable | Actionable
CDP16 | CDP3 without actionable Mid North South Australia Extension |  | Actionable | Actionable | Actionable | Actionable |  | Actionable | Actionable | Actionable | Actionable | Actionable | Actionable |  | Actionable |  | Actionable
CDP17 | CDP3 with actionable Queensland SuperGrid North | Actionable | Actionable | Actionable | Actionable | Actionable |  | Actionable | Actionable | Actionable | Actionable | Actionable | Actionable |  | Actionable | Actionable | Actionable
CDP18 | CDP3 without actionable Queensland SuperGrid South |  | Actionable |  | Actionable | Actionable |  | Actionable | Actionable | Actionable | Actionable | Actionable | Actionable |  | Actionable | Actionable | Actionable
CDP19 | CDP3 without actionable Queensland SuperGrid South nor Gladstone Grid Reinforcement |  |  |  | Actionable | Actionable |  | Actionable | Actionable | Actionable | Actionable | Actionable | Actionable |  | Actionable | Actionable | Actionable
CDP20 | CDP3 without actionable Queensland SuperGrid South nor actionable Sydney Ring South |  | Actionable |  | Actionable | Actionable |  | Actionable | Actionable |  | Actionable | Actionable | Actionable |  | Actionable | Actionable | Actionable
CDP21 | CDP3 with actionable Project Marinus Stage 2, but without actionable Sydney Ring South |  | Actionable | Actionable | Actionable | Actionable |  | Actionable | Actionable |  | Actionable | Actionable | Actionable | Actionable | Actionable | Actionable | Actionable
CDP22 | CDP3 without actionable QNI Connect |  | Actionable | Actionable |  | Actionable |  | Actionable | Actionable | Actionable | Actionable | Actionable | Actionable |  | Actionable | Actionable | Actionable
CDP23 | CDP3 with actionable Project Marinus Stage 2, but without actionable QNI Connect |  | Actionable | Actionable |  | Actionable |  | Actionable | Actionable | Actionable | Actionable | Actionable | Actionable | Actionable | Actionable | Actionable | Actionable
CDP24 | CDP3 with actionable Project Marinus Stage 2, but without actionable Queensland SuperGrid South |  | Actionable |  | Actionable | Actionable |  | Actionable | Actionable | Actionable | Actionable | Actionable | Actionable | Actionable | Actionable | Actionable | Actionable
CDP25 | No actionables
Counterfactual | Counterfactual

## Summary
Case Summary - Counterfactual
Notes
1. The discount rate used for calculation is 7.0%
Description:
Select case | Counterfactual | Counterfactual
Discounted total system costs by year
|  |  | Real July 2023 dollars ($m) | NPV | 2024-25 | 2025-26 | 2026-27 | 2027-28 | 2028-29 | 2029-30 | 2030-31 | 2031-32 | 2032-33 | 2033-34 | 2034-35 | 2035-36 | 2036-37 | 2037-38 | 2038-39 | 2039-40 | 2040-41 | 2041-42 | 2042-43 | 2043-44 | 2044-45 | 2045-46 | 2046-47 | 2047-48 | 2048-49 | 2049-50 | 2050-51 | 2051-52
|  |  | Generator capital | 89359.7876 | 0 | 731.7839 | 931.999 | 2337.9359 | 4646.15 | 5615.7826 | 6016.9468 | 6387.9682 | 7032.7015 | 8304.3426 | 9615.4253 | 10162.6711 | 10965.093 | 11642.7748 | 12099.1153 | 12741.2069 | 13517.4069 | 13680.8087 | 13954.2612 | 14774.532 | 16124.2141 | 16195.4008 | 16149.538 | 16746.4156 | 18035.7449 | 18846.1541 | 19285.3147 | 20509.4327
|  |  | FOM | 41111.8769 | 3126.5782 | 3105.9082 | 3195.4962 | 3250.7768 | 3116.794 | 3103.4241 | 3211.5365 | 3414.0837 | 3471.6389 | 3233.5035 | 3371.8276 | 3596.1288 | 3785.7285 | 3970.7516 | 4134.6157 | 4324.9428 | 4273.5403 | 4337.4296 | 4362.3959 | 4445.0777 | 4588.6432 | 4524.2347 | 4465.8124 | 4456.0254 | 4691.7297 | 4806.763 | 4849.9972 | 5121.46
|  |  | Fuel | 28603.4746 | 3278.8837 | 2992.3738 | 2665.812 | 2169.5599 | 1955.2852 | 1193.9722 | 1561.7288 | 1382.8162 | 1687.4061 | 2006.5789 | 2083.8978 | 2115.8411 | 2587.1971 | 2115.4037 | 1675.3156 | 2238.2149 | 3175.008 | 2800.0262 | 3665.6777 | 3778.7593 | 3675.1176 | 3451.405 | 3941.9423 | 4306.7838 | 3566.0545 | 3844.6155 | 5516.9829 | 4154.5157
|  |  | VOM | 4629.6348 | 676.7593 | 630.0993 | 571.32 | 532.3397 | 442.1642 | 381.7003 | 365.4037 | 344.5459 | 367.3548 | 343.9904 | 324.3441 | 301.2871 | 320.7643 | 266.5086 | 263.086 | 296.6338 | 329.3157 | 300.5099 | 317.5825 | 316.0008 | 302.9534 | 292.0362 | 307.1796 | 286.4923 | 273.52 | 277.5833 | 327.7533 | 212.1629
|  |  | DSP+USE | 126.9373 | 0.063603 | 24.5713 | 3.8753e-06 | 0.35445 | 0.47677 | 41.3107 | 1.0915 | 46.4784 | 0.72001 | 0.44865 | 14.2112 | 8.1723 | 15.5942 | 3.7647 | 0.10336 | 1.2046 | 18.6124 | 5.8206 | 0.97538 | 21.5448 | 8.497 | 22.2225 | 3.1575 | 1.1614 | 8.8456 | 24.5471 | 37.0688 | 38.7
|  |  | REZ augmentation | 0 | 0 | 0 | 0 | 0 | 0 | 0 | 0 | 0 | 0 | 0 | 0 | 0 | 0 | 0 | 0 | 0 | 0 | 0 | 0 | 0 | 0 | 0 | 0 | 0 | 0 | 0 | 0 | 0
|  |  | Flow path augmentation | 0 | 0 | 0 | 0 | 0 | 0 | 0 | 0 | 0 | 0 | 0 | 0 | 0 | 0 | 0 | 0 | 0 | 0 | 0 | 0 | 0 | 0 | 0 | 0 | 0 | 0 | 0 | 0 | 0
|  |  | Emissions cost | 66023.9895 | 7740.184 | 7720.7554 | 7785.1697 | 6703.7904 | 5469.4907 | 3723.2958 | 5303.8879 | 5167.8244 | 5034.6199 | 4457.908 | 3793.6501 | 4140.3183 | 4597.7484 | 4373.0222 | 4703.7566 | 5535.7844 | 5266.2581 | 5310.4102 | 6427.8061 | 6848.9633 | 7245.814 | 7431.397 | 8283.7943 | 6901.7714 | 5647.4299 | 5562.5026 | 6499.1781 | 2081.5434
|  |  | NPV and annual costs | 229855.7008 | 14822.4688 | 15205.4919 | 15149.7969 | 14994.7571 | 15630.3609 | 14059.4856 | 16460.5952 | 16743.7169 | 17594.4413 | 18346.7721 | 19203.3562 | 20324.4188 | 22272.1257 | 22372.2256 | 22875.9925 | 25137.9873 | 26580.1413 | 26435.0052 | 28728.6987 | 30184.8779 | 31945.2393 | 31916.6963 | 33151.424 | 32698.6499 | 32223.3245 | 33362.1655 | 36516.2949 | 32117.8146
*Net present value as at 1 July 2023
NEM capacity by year | bar: 2024-25 to 2044-45
Select region | NEM
|  |  | Capacity (GW) | 2024-25 | 2025-26 | 2026-27 | 2027-28 | 2028-29 | 2029-30 | 2030-31 | 2031-32 | 2032-33 | 2033-34 | 2034-35 | 2035-36 | 2036-37 | 2037-38 | 2038-39 | 2039-40 | 2040-41 | 2041-42 | 2042-43 | 2043-44 | 2044-45 | 2045-46 | 2046-47 | 2047-48 | 2048-49 | 2049-50 | 2050-51 | 2051-52
|  |  | Black coal | 16.435 | 13.555 | 13.555 | 12.045 | 10.04 | 7.28 | 6.02 | 5.74 | 4.66 | 3.86 | 3.116 | 3.116 | 3.116 | 3.116 | 3.116 | 3.116 | 1.696 | 1.696 | 1.696 | 1.696 | 1.696 | 1.696 | 1.696 | 1.696 | 1.696 | 1.696 | 1.696 | 0
|  |  | Brown coal | 4.82 | 4.82 | 4.82 | 4.82 | 3.37 | 3.37 | 3.37 | 3.37 | 3.37 | 1.16 | 0.58 | 0.58 | 0.58 | 0.58 | 0.58 | 0.58 | 0.58 | 0.58 | 0.58 | 0.58 | 0.58 | 0.58 | 0.58 | 0 | 0 | 0 | 0 | 0
|  |  | Mid-merit gas | 4.2549 | 4.2549 | 3.2749 | 3.0669 | 2.5669 | 2.5669 | 2.5669 | 2.5669 | 2.5669 | 2.5669 | 2.5669 | 2.5669 | 2.1819 | 1.6529 | 1.6529 | 1.5085 | 1.5085 | 1.5085 | 1.5085 | 1.0685 | 1.0685 | 0.424 | 0.18 | 0.18 | 0.18 | 0.18 | 0 | 0
|  |  | Flexible gas with CCS | 0 | 0 | 0 | 0 | 0 | 0 | 0 | 0 | 0 | 0 | 0 | 0 | 0 | 0 | 0 | 0 | 0 | 0 | 0 | 0 | 0 | 0 | 0 | 0 | 0 | 0 | 0 | 0
|  |  | Flexible gas | 8.2826 | 8.4826 | 8.6826 | 8.5461 | 8.5461 | 8.5461 | 9.3611 | 9.3611 | 9.1215 | 8.7893 | 9.7334 | 9.6534 | 9.9573 | 11.0184 | 11.0184 | 11.2534 | 11.6319 | 12.6611 | 13.3362 | 14.3972 | 14.1118 | 14.1551 | 13.4371 | 13.9141 | 14.7018 | 14.1828 | 13.9916 | 15.0527
|  |  | Hydro | 6.8371 | 6.8371 | 6.8371 | 6.8371 | 6.8371 | 6.8371 | 6.8371 | 6.8371 | 6.8371 | 6.8371 | 6.8371 | 6.8371 | 6.8371 | 6.7507 | 6.7507 | 6.7507 | 6.7507 | 6.7507 | 6.6807 | 6.6807 | 6.6807 | 6.6807 | 6.6807 | 6.6807 | 6.6807 | 6.6807 | 6.6807 | 6.6807
|  |  | Utility storage | 3.4911 | 8.1833 | 10.0017 | 12.8987 | 16.6256 | 18.2215 | 19.0237 | 21.647 | 22.0443 | 22.7303 | 25.8677 | 26.2858 | 26.3191 | 26.4838 | 26.4998 | 26.4053 | 26.4053 | 26.0933 | 26.0393 | 25.9829 | 26.6491 | 24.0744 | 21.6188 | 20.3825 | 19.4739 | 19.1508 | 18.5508 | 18.7316
|  |  | Coordinated CER storage | 0.10712 | 0.12821 | 0.15087 | 0.17618 | 0.20536 | 0.24024 | 0.28657 | 0.34491 | 0.41599 | 0.50223 | 0.60399 | 0.72231 | 0.85584 | 1.007 | 1.1746 | 1.3572 | 1.5547 | 1.7687 | 1.9996 | 2.2476 | 2.5159 | 2.807 | 3.1163 | 3.4441 | 3.7856 | 4.14 | 4.3129 | 4.4688
|  |  | Passive CER storage | 0.97111 | 1.0618 | 1.1494 | 1.2418 | 1.3401 | 1.4637 | 1.5745 | 1.6928 | 1.8146 | 1.9459 | 2.0836 | 2.2274 | 2.3686 | 2.5163 | 2.6616 | 2.7959 | 2.9171 | 3.0325 | 3.1419 | 3.2466 | 3.3702 | 3.4991 | 3.6328 | 3.7717 | 3.8981 | 4.0126 | 4.1472 | 4.2686
|  |  | Offshore wind | 0 | 0 | 0 | 0 | 0 | 0 | 1 | 2 | 2.6667 | 3.3501 | 4.155 | 5.2376 | 6.2894 | 7.3873 | 8.4851 | 9.5667 | 9.5667 | 9.5667 | 9.5667 | 9.5667 | 9.7147 | 9.7147 | 9.7147 | 9.7147 | 9.7147 | 9.7147 | 9.7147 | 9.7147
|  |  | Wind | 12.9512 | 14.253 | 16.3585 | 20.8611 | 28.6354 | 31.513 | 31.5614 | 31.6149 | 31.8475 | 32.9059 | 34.0997 | 33.9114 | 34.5322 | 34.5185 | 33.737 | 33.6252 | 34.6676 | 35.1548 | 35.752 | 36.1851 | 37.1083 | 36.223 | 36.0464 | 37.2862 | 39.627 | 40.3874 | 40.0184 | 40.0289
|  |  | Utility solar | 9.5428 | 10.5665 | 13.0772 | 13.7902 | 14.5974 | 15.8211 | 15.8196 | 15.9716 | 16.3846 | 17.6315 | 20.5725 | 22.0612 | 22.3336 | 22.2851 | 22.1351 | 22.1359 | 23.0574 | 25.3192 | 25.7059 | 28.1879 | 32.8816 | 32.8012 | 32.3598 | 33.159 | 36.7932 | 38.3574 | 39.1225 | 43.0303
|  |  | Distributed PV | 20.8713 | 21.8855 | 23.0175 | 24.6003 | 26.0957 | 27.683 | 28.9365 | 30.1403 | 31.2576 | 32.3431 | 33.2669 | 34.0125 | 34.619 | 35.2171 | 35.7655 | 36.2893 | 36.8466 | 37.4374 | 37.9968 | 38.5454 | 39.1244 | 39.7396 | 40.3269 | 40.936 | 41.6085 | 42.3392 | 43.0461 | 43.7566
|  |  | Other renewable fuels | 0 | 0 | 0 | 0 | 0 | 0 | 0 | 0 | 0 | 0 | 0 | 0 | 0 | 0 | 0 | 0 | 0 | 0 | 0 | 0 | 0 | 0 | 0 | 0 | 0 | 0.12 | 0.45 | 0.45
|  |  | Dispatchable capacity | 45.15 | 47.1953 | 48.262 | 49.4804 | 49.4789 | 48.5065 | 48.991 | 51.4736 | 50.7013 | 48.1506 | 51.0283 | 51.5016 | 51.6066 | 52.3836 | 52.5858 | 52.7833 | 51.9584 | 52.8966 | 53.6887 | 54.5125 | 55.1624 | 52.2846 | 49.1825 | 48.1706 | 48.4015 | 48.0444 | 47.5928 | 47.3172
|  |  | DSP | 0.92223 | 0.93422 | 0.93985 | 1.0904 | 1.2878 | 1.4447 | 1.5256 | 1.6066 | 1.6855 | 1.7048 | 1.7233 | 1.7401 | 1.7592 | 1.7749 | 1.7934 | 1.8122 | 1.8313 | 1.8383 | 1.8484 | 1.8596 | 1.8604 | 1.8674 | 1.8736 | 1.8732 | 1.8835 | 1.8941 | 1.9107 | 1.9334
NEM generation by year | bar: 2024-25 to 2045-46
Select region | NEM
|  |  | As-generated generation (TWh) | 2024-25 | 2025-26 | 2026-27 | 2027-28 | 2028-29 | 2029-30 | 2030-31 | 2031-32 | 2032-33 | 2033-34 | 2034-35 | 2035-36 | 2036-37 | 2037-38 | 2038-39 | 2039-40 | 2040-41 | 2041-42 | 2042-43 | 2043-44 | 2044-45 | 2045-46 | 2046-47 | 2047-48 | 2048-49 | 2049-50 | 2050-51 | 2051-52
|  |  | Black coal | 74.9162 | 71.6447 | 68.9633 | 54.1599 | 41.7747 | 22.9486 | 31.2113 | 30.1438 | 27.5055 | 23.5989 | 19.2983 | 19.4375 | 18.6651 | 17.5772 | 19.0496 | 19.6457 | 10.5461 | 10.5913 | 10.5204 | 10.3203 | 10.9327 | 10.7831 | 10.5894 | 10.2471 | 9.6938 | 9.7576 | 9.6123 | 0
|  |  | Brown coal | 32.1807 | 28.0616 | 27.3195 | 24.4027 | 18.4617 | 14.0554 | 16.9045 | 13.9363 | 10.5686 | 6.0387 | 2.8925 | 3.0903 | 2.8998 | 2.5473 | 3.1617 | 3.0341 | 2.9135 | 3.0275 | 3.0872 | 3.1476 | 3.14 | 3.0777 | 3.0383 | 0 | 0 | 0 | 0 | 0
|  |  | Mid-merit gas | 4.9752 | 6.5932 | 3.2723 | 2.7247 | 4.2684 | 2.5199 | 1.9041 | 2.4436 | 3.6025 | 4.488 | 4.5036 | 4.442 | 3.6676 | 2.9191 | 2.9147 | 3.5982 | 3.2851 | 3.218 | 3.3157 | 0.65194 | 0.77261 | 0.27968 | 0.24436 | 0.23952 | 0.18992 | 0.050034 | 0 | 0
|  |  | Flexible gas with CCS | 0 | 0 | 0 | 0 | 0 | 0 | 0 | 0 | 0 | 0 | 0 | 0 | 0 | 0 | 0 | 0 | 0 | 0 | 0 | 0 | 0 | 0 | 0 | 0 | 0 | 0 | 0 | 0
|  |  | Flexible gas | 0.1404 | 0.18687 | 0.11999 | 0.10869 | 0.64347 | 0.92495 | 3.2198 | 2.1161 | 4.196 | 6.29 | 7.218 | 7.2892 | 10.7441 | 8.3741 | 5.3302 | 8.3032 | 16.5037 | 14.0795 | 19.1217 | 21.0141 | 19.6623 | 18.7646 | 21.2921 | 21.2213 | 15.7097 | 15.8296 | 22.4848 | 16.6145
|  |  | Hydro | 14.4875 | 12.1853 | 10.0673 | 15.0716 | 11.9571 | 17.6685 | 9.6569 | 10.1544 | 12.4367 | 11.128 | 11.6358 | 8.8524 | 8.5393 | 6.3562 | 8.4412 | 8.2696 | 9.1729 | 8.9823 | 6.4628 | 6.8586 | 7.3304 | 7.7344 | 7.2318 | 6.8657 | 10.6705 | 10.4433 | 8.099 | 5.7773
|  |  | Utility storage | 3.2575 | 6.5949 | 8.2724 | 11.6696 | 14.9412 | 22.816 | 18.6813 | 18.4968 | 20.3723 | 21.96 | 26.8415 | 27.0691 | 28.6619 | 30.6408 | 30.3014 | 29.2864 | 27.3307 | 26.687 | 26.3117 | 26.955 | 27.2516 | 26.6123 | 25.3956 | 26.0864 | 26.5605 | 26.3195 | 26.0507 | 28.7383
|  |  | Coordinated CER storage | 0.32622 | 0.38961 | 0.45763 | 0.53638 | 0.62588 | 0.72692 | 0.82648 | 0.94348 | 1.081 | 1.2369 | 1.4023 | 1.6119 | 1.8331 | 2.1216 | 2.3767 | 2.6313 | 2.8325 | 3.0892 | 3.3767 | 3.7513 | 3.921 | 4.4767 | 5.0647 | 5.4305 | 5.8212 | 6.217 | 6.4558 | 6.921
|  |  | Passive CER storage | 0.33393 | 0.36719 | 0.39862 | 0.43307 | 0.46538 | 0.50044 | 0.54824 | 0.59025 | 0.63158 | 0.67854 | 0.72473 | 0.77765 | 0.82663 | 0.87858 | 0.93038 | 0.98558 | 1.0246 | 1.0683 | 1.107 | 1.1477 | 1.1872 | 1.229 | 1.2771 | 1.3311 | 1.3731 | 1.4033 | 1.4534 | 1.5005
|  |  | Offshore wind | 0 | 0 | 0 | 0 | 0 | 0 | 4.0065 | 7.5667 | 10.4323 | 13.2052 | 15.8645 | 19.9238 | 23.9133 | 27.8395 | 29.5725 | 32.2214 | 32.6677 | 33.042 | 31.6437 | 30.6893 | 31.3121 | 32.1529 | 31.8921 | 34.1047 | 31.6052 | 32.0525 | 33.1162 | 34.5097
|  |  | Wind | 38.2879 | 44.9976 | 50.0258 | 66.6345 | 88.1474 | 95.695 | 93.6899 | 94.4403 | 94.8653 | 99.9833 | 100.8441 | 97.5458 | 97.9631 | 102.5929 | 102.9032 | 100.0122 | 101.0409 | 103.0006 | 102.0258 | 100.8253 | 102.4248 | 100.3283 | 99.516 | 104.776 | 106.314 | 106.2766 | 105.1234 | 111.3186
|  |  | Utility solar | 21.6322 | 24.279 | 27.7191 | 28.9149 | 31.5912 | 35.1119 | 30.1465 | 32.8688 | 35.3543 | 37.7579 | 44.4532 | 49.0368 | 47.2197 | 49.4595 | 49.56 | 49.3942 | 49.516 | 51.8141 | 53.6464 | 60.102 | 59.7017 | 63.9122 | 65.3085 | 65.846 | 75.1885 | 81.6537 | 79.8644 | 95.5911
|  |  | Distributed PV | 25.7209 | 26.932 | 28.1861 | 29.9697 | 31.8427 | 33.7274 | 35.5026 | 37.1071 | 38.5229 | 39.8669 | 41.1342 | 42.2657 | 43.0879 | 43.8239 | 44.5737 | 45.3565 | 46.0155 | 46.7162 | 47.4685 | 48.2779 | 48.96 | 49.6842 | 50.4664 | 51.3329 | 52.0998 | 52.9415 | 53.8619 | 54.8676
|  |  | Other renewable fuels | 0 | 0 | 0 | 0 | 0 | 0 | 0 | 0 | 0 | 0 | 0 | 0 | 0 | 0 | 0 | 0 | 0 | 0 | 0 | 0 | 0 | 0 | 0 | 0 | 0 | 0.919 | 2.7234 | 2.2429
|  |  | DSP | 0.000212 | 0.0018555 | 4.765e-09 | 0.0011815 | 0.0015892 | 0.1377 | 0.0036384 | 0.0059073 | 0.0024 | 0.0014955 | 0.011212 | 0.0038505 | 0.012052 | 0.012549 | 0.00034451 | 0.0040152 | 0.018683 | 0.019402 | 0.0032512 | 0.030577 | 0.028323 | 0.0042697 | 0.010525 | 0.0038714 | 0.028668 | 0.010173 | 0.12356 | 0.129
Storage charging (TWh)
|  |  | Utility storage load | -4.2037 | -8.0939 | -10.0561 | -14.3055 | -18.7372 | -27.9967 | -23.1403 | -22.7649 | -24.8837 | -27.1138 | -33.4834 | -33.8156 | -35.8504 | -38.4779 | -37.8896 | -36.8089 | -34.1446 | -33.4509 | -32.8855 | -34.0166 | -34.4041 | -33.7597 | -32.3931 | -33.5683 | -33.7829 | -33.6955 | -33.1564 | -37.2767
|  |  | Coordinated CER storage load | -0.32622 | -0.38961 | -0.45773 | -0.53659 | -0.62594 | -0.72655 | -0.83463 | -0.96308 | -1.118 | -1.297 | -1.4814 | -1.7268 | -1.99 | -2.3413 | -2.6486 | -2.9414 | -3.1733 | -3.4807 | -3.8227 | -4.3053 | -4.4623 | -5.1976 | -5.9443 | -6.3963 | -6.8522 | -7.3544 | -7.6214 | -8.2511
|  |  | Passive CER storage load | -0.39301 | -0.43236 | -0.46903 | -0.50856 | -0.54708 | -0.58862 | -0.64239 | -0.69338 | -0.74285 | -0.79484 | -0.85151 | -0.91393 | -0.97087 | -1.0313 | -1.0933 | -1.1531 | -1.2036 | -1.2499 | -1.299 | -1.3459 | -1.3903 | -1.4419 | -1.4993 | -1.5565 | -1.6095 | -1.647 | -1.6986 | -1.7601
|  |  | Share of renewables (%) | 47.15% | 50.44% | 53.78% | 63.33% | 71.51% | 81.84% | 76.47% | 78.92% | 80.68% | 83.32% | 86.32% | 86.4% | 85.99% | 87.99% | 88.53% | 87.18% | 87.76% | 88.74% | 87% | 87.54% | 87.86% | 88.52% | 87.86% | 89.24% | 91.51% | 91.73% | 89.81% | 94.82%
NEM generation by technology type | bar: 2024-25 to 2045-46
Select region | NEM
|  |  | As-generated generation (TWh) | 2024-25: 2024-25; 2025-26: 2029-30; 2026-27: 2039-40; 2027-28: 2049-50
|  |  | Black coal | 2024-25: 74.9162; 2025-26: 22.9486; 2026-27: 19.6457; 2027-28: 9.7576
|  |  | Brown coal | 2024-25: 32.1807; 2025-26: 14.0554; 2026-27: 3.0341; 2027-28: 0
|  |  | Mid-merit gas | 2024-25: 4.9752; 2025-26: 2.5199; 2026-27: 3.5982; 2027-28: 0.050034
|  |  | Flexible gas with CCS | 2024-25: 0; 2025-26: 0; 2026-27: 0; 2027-28: 0
|  |  | Flexible gas | 2024-25: 0.1404; 2025-26: 0.92495; 2026-27: 8.3032; 2027-28: 15.8296
|  |  | Hydro | 2024-25: 14.4875; 2025-26: 17.6685; 2026-27: 8.2696; 2027-28: 10.4433
|  |  | Utility storage | 2024-25: 3.2575; 2025-26: 22.816; 2026-27: 29.2864; 2027-28: 26.3195
|  |  | Coordinated CER storage | 2024-25: 0.32622; 2025-26: 0.72692; 2026-27: 2.6313; 2027-28: 6.217
|  |  | Passive CER storage | 2024-25: 0.33393; 2025-26: 0.50044; 2026-27: 0.98558; 2027-28: 1.4033
|  |  | Offshore wind | 2024-25: 0; 2025-26: 0; 2026-27: 32.2214; 2027-28: 32.0525
|  |  | Wind | 2024-25: 38.2879; 2025-26: 95.695; 2026-27: 100.0122; 2027-28: 106.2766
|  |  | Utility solar | 2024-25: 21.6322; 2025-26: 35.1119; 2026-27: 49.3942; 2027-28: 81.6537
|  |  | Distributed PV | 2024-25: 25.7209; 2025-26: 33.7274; 2026-27: 45.3565; 2027-28: 52.9415
|  |  | Other renewable fuels | 2024-25: 0; 2025-26: 0; 2026-27: 0; 2027-28: 0.919
|  |  | DSP | 2024-25: 0.000212; 2025-26: 0.1377; 2026-27: 0.0040152; 2027-28: 0.010173
Storage charging (TWh)
|  |  | Utility storage load | 2024-25: -4.2037; 2025-26: -27.9967; 2026-27: -36.8089; 2027-28: -33.6955
|  |  | Coordinated CER storage load | 2024-25: -0.32622; 2025-26: -0.72655; 2026-27: -2.9414; 2027-28: -7.3544
|  |  | Passive CER storage load | 2024-25: -0.39301; 2025-26: -0.58862; 2026-27: -1.1531; 2027-28: -1.647
NEM Capacity by storage type | bar: 2024-25 to 2045-46
Select region | NEM
|  |  | Capacity (GW) | 2024-25: 2024-25; 2025-26: 2029-30; 2026-27: 2039-40; 2027-28: 2049-50
|  |  | Snowy 2.0 | 2024-25: 0; 2025-26: 2.2; 2026-27: 2.2; 2027-28: 2.2
|  |  | Borumba | 2024-25: 0; 2025-26: 0; 2026-27: 1.998; 2027-28: 1.998
|  |  | Deep storage | 2024-25: 0.247; 2025-26: 0.247; 2026-27: 2.5601; 2027-28: 3.8325
|  |  | Medium storage | 2024-25: 0.82; 2025-26: 4.9765; 2026-27: 7.0191; 2027-28: 7.3237
|  |  | Shallow storage | 2024-25: 2.4241; 2025-26: 10.7979; 2026-27: 12.6282; 2027-28: 3.7966
|  |  | Coordinated CER storage | 2024-25: 0.10712; 2025-26: 0.24024; 2026-27: 1.3572; 2027-28: 4.14
|  |  | Passive CER storage | 2024-25: 0.97111; 2025-26: 1.4637; 2026-27: 2.7959; 2027-28: 4.0126
NEM storage capacity by year | bar: 2024-25 to 2045-46
Select region | NEM
|  |  | Capacity (GW) | 2024-25 | 2025-26 | 2026-27 | 2027-28 | 2028-29 | 2029-30 | 2030-31 | 2031-32 | 2032-33 | 2033-34 | 2034-35 | 2035-36 | 2036-37 | 2037-38 | 2038-39 | 2039-40 | 2040-41 | 2041-42 | 2042-43 | 2043-44 | 2044-45 | 2045-46 | 2046-47 | 2047-48 | 2048-49 | 2049-50 | 2050-51 | 2051-52
|  |  | Snowy 2.0 | 0 | 0 | 0 | 0 | 2.2 | 2.2 | 2.2 | 2.2 | 2.2 | 2.2 | 2.2 | 2.2 | 2.2 | 2.2 | 2.2 | 2.2 | 2.2 | 2.2 | 2.2 | 2.2 | 2.2 | 2.2 | 2.2 | 2.2 | 2.2 | 2.2 | 2.2 | 2.2
|  |  | Borumba | 0 | 0 | 0 | 0 | 0 | 0 | 0 | 1.998 | 1.998 | 1.998 | 1.998 | 1.998 | 1.998 | 1.998 | 1.998 | 1.998 | 1.998 | 1.998 | 1.998 | 1.998 | 1.998 | 1.998 | 1.998 | 1.998 | 1.998 | 1.998 | 1.998 | 1.998
|  |  | Deep storage | 0.247 | 0.247 | 0.247 | 0.247 | 0.247 | 0.247 | 0.48536 | 0.52438 | 0.58302 | 1.1732 | 2.1921 | 2.2856 | 2.3623 | 2.4199 | 2.5409 | 2.5601 | 2.5601 | 2.5601 | 2.5601 | 2.6807 | 3.5701 | 3.5701 | 3.5701 | 3.5701 | 3.8325 | 3.8325 | 3.8325 | 4.2437
|  |  | Medium storage | 0.82 | 2.3081 | 2.9331 | 3.5016 | 3.6197 | 4.9765 | 4.9365 | 5.0651 | 5.2274 | 5.4049 | 6.6208 | 7.0191 | 7.0191 | 7.0591 | 7.0591 | 7.0191 | 7.0191 | 7.0191 | 7.0191 | 7.2251 | 7.7629 | 6.7828 | 6.1178 | 6.7957 | 7.2319 | 7.3237 | 7.3237 | 7.6548
|  |  | Shallow storage | 2.4241 | 5.6282 | 6.8215 | 9.1501 | 10.5589 | 10.7979 | 11.4018 | 11.8595 | 12.0359 | 11.9541 | 12.8568 | 12.7832 | 12.7398 | 12.8068 | 12.7018 | 12.6282 | 12.6282 | 12.3162 | 12.2622 | 11.8791 | 11.1181 | 9.5235 | 7.7329 | 5.8187 | 4.2115 | 3.7966 | 3.1966 | 2.6351
|  |  | Coordinated CER storage | 0.10712 | 0.12821 | 0.15087 | 0.17618 | 0.20536 | 0.24024 | 0.28657 | 0.34491 | 0.41599 | 0.50223 | 0.60399 | 0.72231 | 0.85584 | 1.007 | 1.1746 | 1.3572 | 1.5547 | 1.7687 | 1.9996 | 2.2476 | 2.5159 | 2.807 | 3.1163 | 3.4441 | 3.7856 | 4.14 | 4.3129 | 4.4688
|  |  | Passive CER storage | 0.97111 | 1.0618 | 1.1494 | 1.2418 | 1.3401 | 1.4637 | 1.5745 | 1.6928 | 1.8146 | 1.9459 | 2.0836 | 2.2274 | 2.3686 | 2.5163 | 2.6616 | 2.7959 | 2.9171 | 3.0325 | 3.1419 | 3.2466 | 3.3702 | 3.4991 | 3.6328 | 3.7717 | 3.8981 | 4.0126 | 4.1472 | 4.2686
NEM storage energy by year | bar: 2024-25 to 2045-46
Select region | NEM
|  |  | Total energy (GWh) | 2024-25 | 2025-26 | 2026-27 | 2027-28 | 2028-29 | 2029-30 | 2030-31 | 2031-32 | 2032-33 | 2033-34 | 2034-35 | 2035-36 | 2036-37 | 2037-38 | 2038-39 | 2039-40 | 2040-41 | 2041-42 | 2042-43 | 2043-44 | 2044-45 | 2045-46 | 2046-47 | 2047-48 | 2048-49 | 2049-50 | 2050-51 | 2051-52
|  |  | Snowy 2.0 | 0 | 0 | 0 | 0 | 349.8 | 349.8 | 349.8 | 349.8 | 349.8 | 349.8 | 349.8 | 349.8 | 349.8 | 349.8 | 349.8 | 349.8 | 349.8 | 349.8 | 349.8 | 349.8 | 349.8 | 349.8 | 349.8 | 349.8 | 349.8 | 349.8 | 349.8 | 349.8
|  |  | Borumba | 0 | 0 | 0 | 0 | 0 | 0 | 0 | 47.952 | 47.952 | 47.952 | 47.952 | 47.952 | 47.952 | 47.952 | 47.952 | 47.952 | 47.952 | 47.952 | 47.952 | 47.952 | 47.952 | 47.952 | 47.952 | 47.952 | 47.952 | 47.952 | 47.952 | 47.952
|  |  | Deep storage | 6.271 | 6.271 | 6.271 | 6.271 | 6.271 | 6.271 | 17.712 | 18.6486 | 20.0561 | 34.2215 | 59.3655 | 63.3109 | 66.9922 | 69.7595 | 75.5688 | 76.1383 | 76.1383 | 76.1383 | 76.1383 | 79.0335 | 114.3827 | 114.3827 | 114.3827 | 114.3827 | 120.6809 | 120.6809 | 120.6809 | 132.1604
|  |  | Medium storage | 7.7 | 14.0486 | 17.6486 | 20.7224 | 21.6316 | 32.3261 | 32.1661 | 33.0345 | 34.4928 | 35.9135 | 45.4801 | 48.8264 | 48.8264 | 48.9865 | 48.9865 | 48.8264 | 48.8264 | 48.8264 | 48.8264 | 50.3146 | 54.7768 | 52.333 | 48.5729 | 51.8998 | 55.2544 | 56.1487 | 56.1488 | 58.6378
|  |  | Shallow storage | 3.6449 | 9.9757 | 11.669 | 14.5961 | 16.0044 | 16.2807 | 17.5399 | 18.0712 | 18.299 | 18.1763 | 19.1275 | 18.9804 | 18.9186 | 19.0525 | 18.8425 | 18.6954 | 18.6954 | 18.22 | 18.1121 | 17.834 | 16.6121 | 13.9946 | 11.2419 | 8.8778 | 7.0753 | 6.3962 | 4.7942 | 4.1052
|  |  | Coordinated CER storage | 0.21425 | 0.25641 | 0.30173 | 0.35235 | 0.41072 | 0.48048 | 0.69735 | 0.99867 | 1.3942 | 1.897 | 2.5126 | 3.2491 | 4.1051 | 5.0891 | 6.2022 | 7.444 | 8.8167 | 10.3262 | 11.9745 | 13.7641 | 15.6844 | 17.7751 | 19.9977 | 22.3531 | 24.831 | 27.4254 | 28.6499 | 29.754
|  |  | Passive CER storage | 2.0108 | 2.1773 | 2.3348 | 2.5004 | 2.6768 | 2.9054 | 3.1016 | 3.3115 | 3.5255 | 3.7572 | 3.999 | 4.2505 | 4.4926 | 4.7451 | 4.9887 | 5.2048 | 5.39 | 5.5599 | 5.7145 | 5.8569 | 6.0389 | 6.2302 | 6.4295 | 6.6375 | 6.8159 | 6.966 | 7.1458 | 7.2943
NEM dispatchable capacity addition vs retired by year | bar: 2024-25 to 2045-46
Select region | NEM
|  |  | Capacity built (GW) | 2024-25 | 2025-26 | 2026-27 | 2027-28 | 2028-29 | 2029-30 | 2030-31 | 2031-32 | 2032-33 | 2033-34 | 2034-35 | 2035-36 | 2036-37 | 2037-38 | 2038-39 | 2039-40 | 2040-41 | 2041-42 | 2042-43 | 2043-44 | 2044-45 | 2045-46 | 2046-47 | 2047-48 | 2048-49 | 2049-50 | 2050-51 | 2051-52
|  |  | Mid-merit gas | 0 | 0 | 0 | 0 | 0 | 0 | 0 | 0 | 0 | 0 | 0 | 0 | 0 | 0 | 0 | 0 | 0 | 0 | 0 | 0 | 0 | 0 | 0 | 0 | 0 | 0 | 0 | 0
|  |  | Flexible gas with CCS | 0 | 0 | 0 | 0 | 0 | 0 | 0 | 0 | 0 | 0 | 0 | 0 | 0 | 0 | 0 | 0 | 0 | 0 | 0 | 0 | 0 | 0 | 0 | 0 | 0 | 0 | 0 | 0
|  |  | Flexible gas | 0 | 0.2 | 0.4 | 0.4 | 0.4 | 0.4 | 1.4611 | 1.4611 | 1.4611 | 1.5909 | 2.652 | 2.652 | 2.9559 | 4.017 | 4.017 | 4.692 | 5.1905 | 6.2197 | 6.9888 | 8.0498 | 9.1109 | 9.2774 | 9.2774 | 10.3384 | 11.1261 | 11.1261 | 11.3761 | 12.4372
|  |  | Hydro | 0 | 0 | 0 | 0 | 0 | 0 | 0 | 0 | 0 | 0 | 0 | 0 | 0 | 0 | 0 | 0 | 0 | 0 | 0 | 0 | 0 | 0 | 0 | 0 | 0 | 0 | 0 | 0
|  |  | Snowy 2.0 | 0 | 0 | 0 | 0 | 2.2 | 2.2 | 2.2 | 2.2 | 2.2 | 2.2 | 2.2 | 2.2 | 2.2 | 2.2 | 2.2 | 2.2 | 2.2 | 2.2 | 2.2 | 2.2 | 2.2 | 2.2 | 2.2 | 2.2 | 2.2 | 2.2 | 2.2 | 2.2
|  |  | Borumba | 0 | 0 | 0 | 0 | 0 | 0 | 0 | 1.998 | 1.998 | 1.998 | 1.998 | 1.998 | 1.998 | 1.998 | 1.998 | 1.998 | 1.998 | 1.998 | 1.998 | 1.998 | 1.998 | 1.998 | 1.998 | 1.998 | 1.998 | 1.998 | 1.998 | 1.998
|  |  | Deep storage | 0 | 0 | 0 | 0 | 0 | 0 | 0.23836 | 0.27738 | 0.33602 | 0.92625 | 1.9451 | 2.0386 | 2.1153 | 2.1729 | 2.2939 | 2.3131 | 2.3131 | 2.3131 | 2.3131 | 2.4337 | 3.3231 | 3.3231 | 3.3231 | 3.3231 | 3.5855 | 3.5855 | 3.5855 | 3.9967
|  |  | Medium storage | 0 | 1.4881 | 2.1131 | 2.6816 | 2.7997 | 4.1565 | 4.1565 | 4.2851 | 4.4874 | 4.665 | 5.8808 | 6.3191 | 6.3191 | 6.3591 | 6.3591 | 6.3591 | 6.3591 | 6.3591 | 6.3591 | 6.5652 | 7.143 | 7.6511 | 7.6511 | 8.329 | 8.8807 | 9.5948 | 9.5948 | 9.9259
|  |  | Shallow storage | 1.1042 | 4.3093 | 5.5026 | 7.8312 | 9.2477 | 9.5023 | 10.1372 | 10.5949 | 10.8449 | 10.8449 | 11.7725 | 11.7725 | 11.7791 | 11.8527 | 11.8527 | 11.8527 | 11.8527 | 11.8527 | 11.8587 | 11.9323 | 11.9389 | 12.0125 | 12.0125 | 12.0125 | 12.085 | 12.085 | 12.085 | 12.1576
|  |  | Other renewable fuels | 0 | 0 | 0 | 0 | 0 | 0 | 0 | 0 | 0 | 0 | 0 | 0 | 0 | 0 | 0 | 0 | 0 | 0 | 0 | 0 | 0 | 0 | 0 | 0 | 0 | 0.12 | 0.45 | 0.45
|  |  | DSP | 0.01227 | 0.02426 | 0.02989 | 0.18047 | 0.37782 | 0.53471 | 0.61565 | 0.69665 | 0.77553 | 0.79483 | 0.81335 | 0.83011 | 0.84928 | 0.86491 | 0.88341 | 0.90221 | 0.92133 | 0.92831 | 0.93845 | 0.94965 | 0.95045 | 0.95741 | 0.96365 | 0.96326 | 0.97353 | 0.98409 | 1.0008 | 1.0235
|  |  | Coordinated CER storage | 0.039423 | 0.060505 | 0.083167 | 0.10848 | 0.13766 | 0.17254 | 0.21887 | 0.27721 | 0.34829 | 0.43453 | 0.53629 | 0.65461 | 0.78814 | 0.93929 | 1.1069 | 1.2895 | 1.487 | 1.701 | 1.9319 | 2.1799 | 2.4482 | 2.7393 | 3.0486 | 3.3764 | 3.7179 | 4.0723 | 4.2452 | 4.4011
Capacity retired (GW)
|  |  | Black coal | 0 | -2.88 | -2.88 | -4.42 | -6.425 | -9.185 | -10.445 | -10.725 | -11.805 | -12.605 | -13.349 | -13.349 | -13.349 | -13.349 | -13.349 | -13.349 | -14.769 | -14.769 | -14.769 | -14.769 | -14.769 | -14.769 | -14.769 | -14.769 | -14.769 | -14.769 | -14.769 | -16.465
|  |  | Brown coal | 0 | 0 | 0 | 0 | -1.45 | -1.45 | -1.45 | -1.45 | -1.45 | -3.66 | -4.24 | -4.24 | -4.24 | -4.24 | -4.24 | -4.24 | -4.24 | -4.24 | -4.24 | -4.24 | -4.24 | -4.24 | -4.24 | -4.82 | -4.82 | -4.82 | -4.82 | -4.82
|  |  | Mid-merit gas | 0 | 0 | -0.98 | -1.188 | -1.688 | -1.688 | -1.688 | -1.688 | -1.688 | -1.688 | -1.688 | -1.688 | -2.073 | -2.602 | -2.602 | -2.7464 | -2.7464 | -2.7464 | -2.7464 | -3.1864 | -3.1864 | -3.8309 | -4.0749 | -4.0749 | -4.0749 | -4.0749 | -4.2549 | -4.2549
|  |  | Flexible gas | 0 | 0 | 0 | -0.1365 | -0.1365 | -0.1365 | -0.3825 | -0.3825 | -0.62216 | -1.0842 | -1.2012 | -1.2812 | -1.2812 | -1.2812 | -1.2812 | -1.7212 | -1.8412 | -1.8412 | -1.9352 | -1.9352 | -3.2817 | -3.4049 | -4.1229 | -4.7069 | -4.7069 | -5.2259 | -5.6671 | -5.6671
|  |  | Hydro | 0 | 0 | 0 | 0 | 0 | 0 | 0 | 0 | 0 | 0 | 0 | 0 | 0 | -0.0864 | -0.0864 | -0.0864 | -0.0864 | -0.0864 | -0.1564 | -0.1564 | -0.1564 | -0.1564 | -0.1564 | -0.1564 | -0.1564 | -0.1564 | -0.1564 | -0.1564
|  |  | Deep storage | 0 | 0 | 0 | 0 | 0 | 0 | 0 | 0 | 0 | 0 | 0 | 0 | 0 | 0 | 0 | 0 | 0 | 0 | 0 | 0 | 0 | 0 | 0 | 0 | 0 | 0 | 0 | 0
|  |  | Medium storage | 0 | 0 | 0 | 0 | 0 | 0 | -0.04002 | -0.04002 | -0.08004 | -0.08004 | -0.08004 | -0.12006 | -0.12006 | -0.12006 | -0.12006 | -0.16008 | -0.16008 | -0.16008 | -0.16008 | -0.16008 | -0.2001 | -1.6882 | -2.3533 | -2.3533 | -2.4688 | -3.0911 | -3.0911 | -3.0911
|  |  | Shallow storage | 0 | -0.00099 | -0.00099 | -0.00099 | -0.00869 | -0.02431 | -0.0553 | -0.0553 | -0.12887 | -0.2107 | -0.2357 | -0.30926 | -0.35926 | -0.36586 | -0.47086 | -0.54443 | -0.54443 | -0.85643 | -0.91643 | -1.3731 | -2.1407 | -3.8089 | -5.5995 | -7.5137 | -9.1934 | -9.6083 | -10.2083 | -10.8425
|  |  | Coordinated CER storage | 0 | 0 | 0 | 0 | 0 | 0 | 0 | 0 | 0 | 0 | 0 | 0 | 0 | 0 | 0 | 0 | 0 | 0 | 0 | 0 | 0 | 0 | 0 | 0 | 0 | 0 | 0 | 0
Note: Capacity built in 2024-25 includes all capacity built since 2023-24
Forecast Coal Retirements | bar: 2024-25 to 2045-46
|  |  | Capacity Retirements (GW) | 2024-25 | 2025-26 | 2026-27 | 2027-28 | 2028-29 | 2029-30 | 2030-31 | 2031-32 | 2032-33 | 2033-34 | 2034-35 | 2035-36 | 2036-37 | 2037-38 | 2038-39 | 2039-40 | 2040-41 | 2041-42 | 2042-43 | 2043-44 | 2044-45 | 2045-46 | 2046-47 | 2047-48 | 2048-49 | 2049-50 | 2050-51 | 2051-52
|  |  | NSW coal | 8.305 | 5.425 | 5.425 | 5.455 | 3.45 | 1.42 | 1.42 | 1.42 | 1.42 | 1.42 | 1.42 | 1.42 | 1.42 | 1.42 | 1.42 | 1.42 | 0 | 0 | 0 | 0 | 0 | 0 | 0 | 0 | 0 | 0 | 0 | 0
|  |  | QLD coal | 8.13 | 8.13 | 8.13 | 6.59 | 6.59 | 5.86 | 4.6 | 4.32 | 3.24 | 2.44 | 1.696 | 1.696 | 1.696 | 1.696 | 1.696 | 1.696 | 1.696 | 1.696 | 1.696 | 1.696 | 1.696 | 1.696 | 1.696 | 1.696 | 1.696 | 1.696 | 1.696 | 0
|  |  | VIC coal | 4.82 | 4.82 | 4.82 | 4.82 | 3.37 | 3.37 | 3.37 | 3.37 | 3.37 | 1.16 | 0.58 | 0.58 | 0.58 | 0.58 | 0.58 | 0.58 | 0.58 | 0.58 | 0.58 | 0.58 | 0.58 | 0.58 | 0.58 | 0 | 0 | 0 | 0 | 0
|  |  | Counterfactual | 21.255 | 18.375 | 18.375 | 16.865 | 13.41 | 10.65 | 9.39 | 9.11 | 8.03 | 5.02 | 3.696 | 3.696 | 3.696 | 3.696 | 3.696 | 3.696 | 2.276 | 2.276 | 2.276 | 2.276 | 2.276 | 2.276 | 2.276 | 1.696 | 1.696 | 1.696 | 1.696 | 0
|  |  | Counterfactual | 21.255 | 18.375 | 18.375 | 16.865 | 13.41 | 10.65 | 9.39 | 9.11 | 8.03 | 5.02 | 3.696 | 3.696 | 3.696 | 3.696 | 3.696 | 3.696 | 2.276 | 2.276 | 2.276 | 2.276 | 2.276 | 2.276 | 2.276 | 1.696 | 1.696 | 1.696 | 1.696 | 0
|  |  | Announced retirements | 21.255 | 21.255 | 21.255 | 18.405 | 16.255 | 16.255 | 16.255 | 16.255 | 16.255 | 12.22 | 12.22 | 8.33 | 7.63 | 6.48 | 6.48 | 6.48 | 5.06 | 5.06 | 4.316 | 3.951 | 3.586 | 3.221 | 2.856 | 1.696 | 1.696 | 1.696 | 1.696 | 0
NEM emissions trajectory | bar: 2024-25 to 2045-46
Select region | NEM
|  |  | Emissions (Mt CO2-e) | Total | 2024-25 | 2025-26 | 2026-27 | 2027-28 | 2028-29 | 2029-30 | 2030-31 | 2031-32 | 2032-33 | 2033-34 | 2034-35 | 2035-36 | 2036-37 | 2037-38 | 2038-39 | 2039-40 | 2040-41 | 2041-42 | 2042-43 | 2043-44 | 2044-45 | 2045-46 | 2046-47 | 2047-48 | 2048-49 | 2049-50 | 2050-51 | 2051-52
|  |  | Counterfactual | 1022.6498 | 106.7612 | 99.6226 | 94.9411 | 77.5005 | 59.451 | 37.233 | 48.4373 | 43.4271 | 38.8774 | 31.7289 | 25.0406 | 25.4007 | 26.2728 | 23.3228 | 23.4601 | 25.8682 | 23.0471 | 21.764 | 24.7223 | 24.7255 | 24.5205 | 23.5917 | 24.6909 | 19.3057 | 14.8227 | 13.6839 | 15.4742 | 4.9561
NSW imports and exports by year | bar: 2024-25 to 2044-45
Select region | NSW
|  |  | Flow (TWh) | 2024-25 | 2025-26 | 2026-27 | 2027-28 | 2028-29 | 2029-30 | 2030-31 | 2031-32 | 2032-33 | 2033-34 | 2034-35 | 2035-36 | 2036-37 | 2037-38 | 2038-39 | 2039-40 | 2040-41 | 2041-42 | 2042-43 | 2043-44 | 2044-45 | 2045-46 | 2046-47 | 2047-48 | 2048-49 | 2049-50 | 2050-51 | 2051-52
|  |  | Imports | 10.3343 | 13.4711 | 13.9363 | 12.7069 | 11.381 | 11.1942 | 13.2428 | 11.7841 | 8.7957 | 9.153 | 9.2543 | 9.6962 | 10.2963 | 11.0207 | 12.7067 | 11.9028 | 12.7565 | 13.1006 | 11.5369 | 12.693 | 13.1526 | 12.8559 | 12.3869 | 13.3183 | 14.1927 | 14.0522 | 14.546 | 15.1703
|  |  | Exports | -1.6211 | -0.71241 | -1.0117 | -2.6655 | -2.9011 | -4.1333 | -3.1176 | -3.626 | -5.004 | -5.1115 | -5.5375 | -5.1166 | -4.8699 | -4.6053 | -3.3402 | -3.5556 | -2.6053 | -2.4985 | -2.9077 | -3.0345 | -3.3558 | -2.8364 | -3.3425 | -2.7235 | -2.4612 | -2.3377 | -2.8792 | -2.679
|  |  | Net import | 8.7131 | 12.7587 | 12.9246 | 10.0414 | 8.4798 | 7.061 | 10.1252 | 8.1581 | 3.7917 | 4.0415 | 3.7167 | 4.5796 | 5.4265 | 6.4154 | 9.3665 | 8.3472 | 10.1512 | 10.6022 | 8.6292 | 9.6585 | 9.7968 | 10.0195 | 9.0443 | 10.5948 | 11.7315 | 11.7145 | 11.6668 | 12.4914
NEM relative change in capacity by year | bar: 2024-25 to 2045-46
Select region | NEM
|  |  | Capacity (GW) | 2024-25 | 2025-26 | 2026-27 | 2027-28 | 2028-29 | 2029-30 | 2030-31 | 2031-32 | 2032-33 | 2033-34 | 2034-35 | 2035-36 | 2036-37 | 2037-38 | 2038-39 | 2039-40 | 2040-41 | 2041-42 | 2042-43 | 2043-44 | 2044-45 | 2045-46 | 2046-47 | 2047-48 | 2048-49 | 2049-50 | 2050-51 | 2051-52
|  |  | Black coal | 0 | -2.88 | -2.88 | -4.39 | -6.395 | -9.155 | -10.415 | -10.695 | -11.775 | -12.575 | -13.319 | -13.319 | -13.319 | -13.319 | -13.319 | -13.319 | -14.739 | -14.739 | -14.739 | -14.739 | -14.739 | -14.739 | -14.739 | -14.739 | -14.739 | -14.739 | -14.739 | -16.435
|  |  | Brown coal | 0 | 0 | 0 | 0 | -1.45 | -1.45 | -1.45 | -1.45 | -1.45 | -3.66 | -4.24 | -4.24 | -4.24 | -4.24 | -4.24 | -4.24 | -4.24 | -4.24 | -4.24 | -4.24 | -4.24 | -4.24 | -4.24 | -4.82 | -4.82 | -4.82 | -4.82 | -4.82
|  |  | Mid-merit gas | 0 | 0 | -0.98 | -1.188 | -1.688 | -1.688 | -1.688 | -1.688 | -1.688 | -1.688 | -1.688 | -1.688 | -2.073 | -2.602 | -2.602 | -2.7464 | -2.7464 | -2.7464 | -2.7464 | -3.1864 | -3.1864 | -3.8309 | -4.0749 | -4.0749 | -4.0749 | -4.0749 | -4.2549 | -4.2549
|  |  | Flexible gas with CCS | 0 | 0 | 0 | 0 | 0 | 0 | 0 | 0 | 0 | 0 | 0 | 0 | 0 | 0 | 0 | 0 | 0 | 0 | 0 | 0 | 0 | 0 | 0 | 0 | 0 | 0 | 0 | 0
|  |  | Flexible gas | 0 | 0.2 | 0.4 | 0.2635 | 0.2635 | 0.2635 | 1.0786 | 1.0786 | 0.8389 | 0.50672 | 1.4508 | 1.3708 | 1.6748 | 2.7358 | 2.7358 | 2.9708 | 3.3494 | 4.3785 | 5.0536 | 6.1147 | 5.8292 | 5.8726 | 5.1546 | 5.6315 | 6.4193 | 5.9003 | 5.7091 | 6.7701
|  |  | Hydro | 0 | 0 | 0 | 0 | 0 | 0 | 0 | 0 | 0 | 0 | 0 | 0 | 0 | -0.0864 | -0.0864 | -0.0864 | -0.0864 | -0.0864 | -0.1564 | -0.1564 | -0.1564 | -0.1564 | -0.1564 | -0.1564 | -0.1564 | -0.1564 | -0.1564 | -0.1564
|  |  | Utility storage | 1.1042 | 5.7964 | 7.6147 | 10.5118 | 14.2387 | 15.8346 | 16.6368 | 19.26 | 19.6574 | 20.3434 | 23.4807 | 23.8989 | 23.9322 | 24.0968 | 24.1129 | 24.0184 | 24.0184 | 23.7064 | 23.6524 | 23.5959 | 24.2621 | 21.6875 | 19.2318 | 17.9956 | 17.087 | 16.7639 | 16.1639 | 16.3447
|  |  | Coordinated CER storage | 0.018728 | 0.03981 | 0.062471 | 0.087782 | 0.11696 | 0.15185 | 0.19818 | 0.25651 | 0.32759 | 0.41383 | 0.51559 | 0.63391 | 0.76745 | 0.9186 | 1.0862 | 1.2688 | 1.4663 | 1.6803 | 1.9112 | 2.1592 | 2.4275 | 2.7186 | 3.0279 | 3.3557 | 3.6972 | 4.0516 | 4.2245 | 4.3804
|  |  | Passive CER storage | 0.095286 | 0.18595 | 0.27362 | 0.36596 | 0.46426 | 0.58789 | 0.69862 | 0.81697 | 0.93874 | 1.0701 | 1.2078 | 1.3516 | 1.4928 | 1.6405 | 1.7858 | 1.9201 | 2.0413 | 2.1567 | 2.2661 | 2.3708 | 2.4944 | 2.6233 | 2.757 | 2.8958 | 3.0223 | 3.1368 | 3.2713 | 3.3928
|  |  | Offshore wind | 0 | 0 | 0 | 0 | 0 | 0 | 1 | 2 | 2.6667 | 3.3501 | 4.155 | 5.2376 | 6.2894 | 7.3873 | 8.4851 | 9.5667 | 9.5667 | 9.5667 | 9.5667 | 9.5667 | 9.7147 | 9.7147 | 9.7147 | 9.7147 | 9.7147 | 9.7147 | 9.7147 | 9.7147
|  |  | Wind | 0.9814 | 2.2832 | 4.3886 | 8.8913 | 16.6655 | 19.5432 | 19.5916 | 19.6451 | 19.8776 | 20.936 | 22.1299 | 21.9415 | 22.5624 | 22.5487 | 21.7672 | 21.6554 | 22.6977 | 23.1849 | 23.7822 | 24.2153 | 25.1385 | 24.2531 | 24.0766 | 25.3164 | 27.6572 | 28.4176 | 28.0486 | 28.0591
|  |  | Utility solar | 0.09348 | 1.1172 | 3.6278 | 4.3409 | 5.148 | 6.3717 | 6.3703 | 6.5222 | 6.9352 | 8.1822 | 11.1231 | 12.6118 | 12.8843 | 12.8358 | 12.6858 | 12.6866 | 13.608 | 15.8699 | 16.2565 | 18.7385 | 23.4323 | 23.3519 | 22.9104 | 23.7096 | 27.3439 | 28.908 | 29.6731 | 33.581
|  |  | Distributed PV | 1.0143 | 2.0285 | 3.1605 | 4.7433 | 6.2387 | 7.826 | 9.0795 | 10.2833 | 11.4006 | 12.4861 | 13.4099 | 14.1555 | 14.762 | 15.36 | 15.9084 | 16.4323 | 16.9896 | 17.5804 | 18.1398 | 18.6883 | 19.2673 | 19.8825 | 20.4699 | 21.0789 | 21.7515 | 22.4822 | 23.1891 | 23.8996
|  |  | Other renewable fuels | 0 | 0 | 0 | 0 | 0 | 0 | 0 | 0 | 0 | 0 | 0 | 0 | 0 | 0 | 0 | 0 | 0 | 0 | 0 | 0 | 0 | 0 | 0 | 0 | 0 | 0.12 | 0.45 | 0.45
|  |  | Dispatchable capacity | 1.1352 | 3.1805 | 4.2471 | 5.4655 | 5.464 | 4.4916 | 4.9761 | 7.4588 | 6.6864 | 4.1358 | 7.0135 | 7.4867 | 7.5917 | 8.3688 | 8.5709 | 8.7685 | 7.9436 | 8.8818 | 9.6738 | 10.4976 | 11.1476 | 8.2698 | 5.1676 | 4.1558 | 4.3867 | 4.0296 | 3.578 | 3.3024
|  |  | DSP | 0.01227 | 0.02426 | 0.02989 | 0.18047 | 0.37782 | 0.53471 | 0.61565 | 0.69665 | 0.77553 | 0.79483 | 0.81335 | 0.83011 | 0.84928 | 0.86491 | 0.88341 | 0.90221 | 0.92133 | 0.92831 | 0.93845 | 0.94965 | 0.95045 | 0.95741 | 0.96365 | 0.96326 | 0.97353 | 0.98409 | 1.0008 | 1.0235
Note: Includes all changes in capacity relative to existing and committed
NEM relative change in generation by year | bar: 2024-25 to 2045-46
Select region | NEM
|  |  | As-generated generation (TWh) | 2024-25 | 2025-26 | 2026-27 | 2027-28 | 2028-29 | 2029-30 | 2030-31 | 2031-32 | 2032-33 | 2033-34 | 2034-35 | 2035-36 | 2036-37 | 2037-38 | 2038-39 | 2039-40 | 2040-41 | 2041-42 | 2042-43 | 2043-44 | 2044-45 | 2045-46 | 2046-47 | 2047-48 | 2048-49 | 2049-50 | 2050-51 | 2051-52
|  |  | Black coal | 0 | -3.2715 | -5.9529 | -20.7563 | -33.1415 | -51.9676 | -43.7049 | -44.7724 | -47.4107 | -51.3174 | -55.6179 | -55.4787 | -56.2511 | -57.339 | -55.8666 | -55.2705 | -64.3701 | -64.3249 | -64.3958 | -64.5959 | -63.9835 | -64.1331 | -64.3268 | -64.6691 | -65.2225 | -65.1586 | -65.3039 | -74.9162
|  |  | Brown coal | 0 | -4.1191 | -4.8612 | -7.778 | -13.719 | -18.1253 | -15.2762 | -18.2444 | -21.6121 | -26.142 | -29.2883 | -29.0905 | -29.2809 | -29.6334 | -29.019 | -29.1467 | -29.2672 | -29.1532 | -29.0935 | -29.0332 | -29.0407 | -29.103 | -29.1425 | -32.1807 | -32.1807 | -32.1807 | -32.1807 | -32.1807
|  |  | Mid-merit gas | 0 | 1.618 | -1.7029 | -2.2505 | -0.70683 | -2.4553 | -3.0711 | -2.5316 | -1.3727 | -0.48719 | -0.47163 | -0.53328 | -1.3076 | -2.0561 | -2.0606 | -1.377 | -1.6902 | -1.7573 | -1.6596 | -4.3233 | -4.2026 | -4.6956 | -4.7309 | -4.7357 | -4.7853 | -4.9252 | -4.9752 | -4.9752
|  |  | Flexible gas with CCS | 0 | 0 | 0 | 0 | 0 | 0 | 0 | 0 | 0 | 0 | 0 | 0 | 0 | 0 | 0 | 0 | 0 | 0 | 0 | 0 | 0 | 0 | 0 | 0 | 0 | 0 | 0 | 0
|  |  | Flexible gas | 0 | 0.046467 | -0.020412 | -0.031715 | 0.50307 | 0.78455 | 3.0794 | 1.9757 | 4.0556 | 6.1496 | 7.0776 | 7.1488 | 10.6037 | 8.2337 | 5.1898 | 8.1628 | 16.3633 | 13.9391 | 18.9813 | 20.8737 | 19.5219 | 18.6242 | 21.1517 | 21.0809 | 15.5693 | 15.6892 | 22.3444 | 16.4741
|  |  | Hydro | 0 | -2.3023 | -4.4203 | 0.58406 | -2.5304 | 3.181 | -4.8306 | -4.3332 | -2.0509 | -3.3596 | -2.8518 | -5.6351 | -5.9483 | -8.1314 | -6.0464 | -6.218 | -5.3146 | -5.5052 | -8.0248 | -7.629 | -7.1571 | -6.7531 | -7.2558 | -7.6218 | -3.8171 | -4.0442 | -6.3886 | -8.7103
|  |  | Utility storage | 0 | 3.3374 | 5.0149 | 8.4121 | 11.6837 | 19.5585 | 15.4239 | 15.2393 | 17.1148 | 18.7025 | 23.584 | 23.8117 | 25.4044 | 27.3834 | 27.044 | 26.0289 | 24.0733 | 23.4296 | 23.0543 | 23.6975 | 23.9941 | 23.3548 | 22.1381 | 22.8289 | 23.303 | 23.062 | 22.7932 | 25.4808
|  |  | Coordinated CER storage | 0 | 0.063389 | 0.13141 | 0.21016 | 0.29966 | 0.4007 | 0.50026 | 0.61726 | 0.75483 | 0.91068 | 1.0761 | 1.2857 | 1.5069 | 1.7954 | 2.0505 | 2.305 | 2.5063 | 2.763 | 3.0505 | 3.4251 | 3.5947 | 4.1505 | 4.7384 | 5.1043 | 5.495 | 5.8908 | 6.1296 | 6.5948
|  |  | Passive CER storage | 0 | 0.033264 | 0.064693 | 0.099146 | 0.13145 | 0.16652 | 0.21431 | 0.25633 | 0.29765 | 0.34461 | 0.39081 | 0.44372 | 0.49271 | 0.54465 | 0.59645 | 0.65165 | 0.6907 | 0.73433 | 0.7731 | 0.81378 | 0.85328 | 0.89505 | 0.94319 | 0.99717 | 1.0392 | 1.0694 | 1.1195 | 1.1665
|  |  | Offshore wind | 0 | 0 | 0 | 0 | 0 | 0 | 4.0065 | 7.5667 | 10.4323 | 13.2052 | 15.8645 | 19.9238 | 23.9133 | 27.8395 | 29.5725 | 32.2214 | 32.6677 | 33.042 | 31.6437 | 30.6893 | 31.3121 | 32.1529 | 31.8921 | 34.1047 | 31.6052 | 32.0525 | 33.1162 | 34.5097
|  |  | Wind | 0 | 6.7097 | 11.738 | 28.3466 | 49.8595 | 57.4072 | 55.4021 | 56.1524 | 56.5774 | 61.6954 | 62.5563 | 59.258 | 59.6752 | 64.3051 | 64.6153 | 61.7243 | 62.753 | 64.7127 | 63.7379 | 62.5374 | 64.1369 | 62.0404 | 61.2281 | 66.4881 | 68.0262 | 67.9887 | 66.8356 | 73.0307
|  |  | Utility solar | 0 | 2.6469 | 6.087 | 7.2827 | 9.9591 | 13.4797 | 8.5144 | 11.2367 | 13.7222 | 16.1257 | 22.821 | 27.4046 | 25.5876 | 27.8273 | 27.9278 | 27.762 | 27.8839 | 30.1819 | 32.0142 | 38.4699 | 38.0695 | 42.28 | 43.6764 | 44.2138 | 53.5564 | 60.0216 | 58.2323 | 73.9589
|  |  | Distributed PV | 0 | 1.2111 | 2.4652 | 4.2488 | 6.1218 | 8.0065 | 9.7817 | 11.3861 | 12.802 | 14.146 | 15.4133 | 16.5448 | 17.367 | 18.103 | 18.8528 | 19.6356 | 20.2945 | 20.9953 | 21.7475 | 22.5569 | 23.2391 | 23.9633 | 24.7455 | 25.612 | 26.3789 | 27.2206 | 28.141 | 29.1467
|  |  | Other renewable fuels | 0 | 0 | 0 | 0 | 0 | 0 | 0 | 0 | 0 | 0 | 0 | 0 | 0 | 0 | 0 | 0 | 0 | 0 | 0 | 0 | 0 | 0 | 0 | 0 | 0 | 0.919 | 2.7234 | 2.2429
|  |  | DSP | 0 | 0.0016435 | -0.000212 | 0.0009695 | 0.0013772 | 0.13749 | 0.0034264 | 0.0056953 | 0.002188 | 0.0012835 | 0.011 | 0.0036385 | 0.01184 | 0.012337 | 0.00013251 | 0.0038032 | 0.018471 | 0.01919 | 0.0030392 | 0.030365 | 0.028111 | 0.0040577 | 0.010313 | 0.0036594 | 0.028456 | 0.0099606 | 0.12335 | 0.12879
Note: Includes all changes in generation relative to 2024-25
Flow path augmentation timings | bar: 2024-25 to 2045-46
|  |  | Augmentation | 2024-25: Timing; 2025-26: Start of actionable window; 2026-27: End of actionable window; 2027-28: MW forward direction; 2028-29: MW reverse direction
New England REZ Transmission Link 1 | bar: 2024-25 to 2028-29
New England REZ Transmission Link 2 | bar: 2024-25 to 2028-29
Hunter Transmission Project | bar: 2024-25 to 2028-29
Sydney Ring South Option 2b | bar: 2024-25 to 2028-29
Sydney Ring South Option 2d | bar: 2024-25 to 2028-29
HumeLink | bar: 2024-25 to 2028-29
Gladstone Grid Reinforcement | bar: 2024-25 to 2028-29
Queensland SuperGrid North Option 1 | bar: 2024-25 to 2028-29
Queensland SuperGrid South Option 1 | bar: 2024-25 to 2028-29
Queensland SuperGrid South Option 5 | bar: 2024-25 to 2028-29
QNI Connect Option 2 | bar: 2024-25 to 2028-29
Project Marinus Stage 1 | bar: 2024-25 to 2028-29
Project Marinus Stage 2 | bar: 2024-25 to 2028-29
VNI West | bar: 2024-25 to 2028-29
Note: Hightlights show actionable projects
REZ augmentation timings
|  |  | Augmentation | 2024-25: Timing; 2025-26: Start of actionable window; 2026-27: End of actionable window
Mid North South Australia REZ Expansion | bar: 2024-25 to 2026-27
New England REZ Extension | bar: 2024-25 to 2026-27
Hunter-Central Coast REZ Network Infrastructure Project | bar: 2024-25 to 2026-27
Waddamana to Palmerston transfer capability upgrade | bar: 2024-25 to 2026-27
Note: Hightlights show actionable projects

## Comparison
Comparison - Counterfactual vs. CDP1
Notes
1. The discount rate used for calculation is 7.0%
Description:
Select case 1 | Counterfactual | Counterfactual
Select case 2 | CDP1 | Green Energy Exports least-cost
Relative market benefits by year
|  |  | Real July 2023 dollars ($m) | NPV | 2024-25 | 2025-26 | 2026-27 | 2027-28 | 2028-29 | 2029-30 | 2030-31 | 2031-32 | 2032-33 | 2033-34 | 2034-35 | 2035-36 | 2036-37 | 2037-38 | 2038-39 | 2039-40 | 2040-41 | 2041-42 | 2042-43 | 2043-44 | 2044-45 | 2045-46 | 2046-47 | 2047-48 | 2048-49 | 2049-50 | 2050-51 | 2051-52
|  |  | Generator capital | -9555.0284 | 0 | 0.00015277 | -0.2524 | 10.4828 | -51.1434 | -23.2114 | -204.1927 | -238.1213 | -312.9063 | -411.0829 | -1165.8835 | -1349.8774 | -1528.9582 | -1661.9365 | -1663.273 | -1765.5052 | -2019.0544 | -1921.1767 | -1775.82 | -1925.8016 | -2174.4186 | -2287.1221 | -2150.9561 | -2224.7377 | -2619.6418 | -2343.3692 | -2467.4234 | -3247.3421
|  |  | FOM | -1144.6219 | 0 | 1.2951e-05 | -0.18266 | 2.5833 | -4.5339 | -2.0461 | -5.5455 | 0.71024 | -7.1041 | -6.5089 | -98.9854 | -129.1705 | -158.9329 | -184.146 | -194.1 | -217.3588 | -248.3522 | -232.0861 | -206.4143 | -217.9684 | -286.6339 | -293.0861 | -276.0889 | -291.9319 | -414.4379 | -395.5369 | -423.8792 | -674.7627
|  |  | Fuel | -9345.8019 | -0.1971 | -1.7699e-06 | 7.3818 | 9.1345 | -7.1421 | -82.5937 | -578.1492 | -403.9475 | -697.8546 | -1020.1671 | -1026.5814 | -1103.7836 | -1341.7473 | -1175.4421 | -961.5315 | -1131.4149 | -1500.9385 | -1494.7316 | -2296.6483 | -2106.8993 | -2239.5303 | -1908.5303 | -2126.2015 | -2363.8764 | -2188.5117 | -2818.608 | -3358.0271 | -2161.2926
|  |  | VOM | -288.399 | 0.012011 | -3.9366e-06 | -1.2175 | 1.597 | 2.23 | -18.0842 | -38.6072 | -28.3003 | -48.0312 | -40.127 | -36.6914 | -27.3125 | -25.2145 | -31.2943 | -30.7693 | -32.1782 | -37.8426 | -52.5327 | -60.0797 | -61.2403 | -55.777 | -39.4945 | -49.9995 | -41.0266 | -57.9501 | -72.6792 | -55.8046 | -26.3251
|  |  | DSP+USE | 43.8529 | -1.1539e-06 | -0.0001146 | -1.3054e-06 | -1.4089e-06 | 4.8508 | -0.5591 | 24.5788 | -46.3094 | -0.72 | 5.0394 | 1.6044 | -0.16385 | 4.3394 | 8.2357 | 7.0661 | 9.0432 | 53.6635 | 18.472 | 8.2887 | -4.6117 | 4.5528 | -20.0984 | 12.4421 | 16.6739 | 24.0401 | -15.2397 | 48.0432 | 42.8094
|  |  | REZ augmentation | 1124.0831 | 0 | 0 | 0 | 0 | 0 | 42.2343 | 112.0444 | 112.0444 | 112.0444 | 112.0444 | 117.5622 | 133.6588 | 149.9941 | 161.8348 | 169.9614 | 179.7402 | 180.7743 | 184.1173 | 184.3367 | 184.3367 | 218.0578 | 220.087 | 221.5118 | 221.5118 | 225.0408 | 234.8116 | 238.0221 | 238.0221
|  |  | Flow path augmentation | 14391.8418 | 0 | 0 | 0 | 0 | 0 | 254.7243 | 1170.7989 | 1282.0192 | 1573.2372 | 1573.2372 | 2120.1537 | 2120.1537 | 2344.6936 | 2344.6936 | 2344.6936 | 2344.6936 | 2344.6936 | 2479.331 | 2479.331 | 2479.331 | 2479.331 | 2479.331 | 2479.331 | 2479.331 | 2479.331 | 2474.4251 | 2470.521 | 2467.021
|  |  | Emissions reduction benefits | -7907.7411 | -0.23462 | 2.149e-05 | 23.215 | -7.725 | -5.162 | 43.1414 | -644.1545 | -389.4221 | -436.6524 | -841.5663 | -651.6936 | -579.5967 | -768.2469 | -837.4914 | -1154.7462 | -1241.397 | -1307.1408 | -1437.7931 | -2095.2894 | -2028.3083 | -2545.9015 | -2152.0294 | -2454.656 | -2421.6351 | -1785.7518 | -1668.003 | -2078.7072 | -1111.4576
|  |  | Relative market benefits | -12681.8145 | -0.4197 | 6.69e-05 | 28.9444 | 16.0726 | -60.9006 | 213.6056 | -163.227 | 288.6731 | 182.0131 | -629.1312 | -740.515 | -936.092 | -1324.0728 | -1375.5462 | -1482.6989 | -1854.3772 | -2534.1971 | -2456.3999 | -3762.2953 | -3681.1619 | -4600.3196 | -4000.9426 | -4344.617 | -4625.691 | -4337.8814 | -4604.1993 | -5627.2552 | -4473.3275
*Net present value as at 1 July 2023
NEM difference in capacity by year | bar: 2024-25 to 2044-45
Select region | NEM
|  |  | Capacity (GW) | 2024-25 | 2025-26 | 2026-27 | 2027-28 | 2028-29 | 2029-30 | 2030-31 | 2031-32 | 2032-33 | 2033-34 | 2034-35 | 2035-36 | 2036-37 | 2037-38 | 2038-39 | 2039-40 | 2040-41 | 2041-42 | 2042-43 | 2043-44 | 2044-45 | 2045-46 | 2046-47 | 2047-48 | 2048-49 | 2049-50 | 2050-51 | 2051-52
|  |  | Black coal | 0 | 0 | 0 | 0 | 0 | 0 | 0 | 0 | 0 | 0 | 0 | 0 | 0 | 0 | 0 | 0 | 0 | 0 | 0 | 0 | 0 | 0 | 0 | 0 | 0 | 0 | 0 | 0
|  |  | Brown coal | 0 | 0 | 0 | 0 | 0 | 0 | 0 | 0 | 0 | 0 | 0 | 0 | 0 | 0 | 0 | 0 | 0 | 0 | 0 | 0 | 0 | 0 | 0 | 0 | 0 | 0 | 0 | 0
|  |  | Mid-merit gas | 0 | 0 | 0 | 0 | 0 | 0 | 0 | 0 | 0 | 0 | 0 | 0 | 0 | 0 | 0 | 0 | 0 | 0 | 0 | 0 | 0 | 0 | 0 | 0 | 0 | 0 | 0 | 0
|  |  | Flexible gas with CCS | 0 | 0 | 0 | 0 | 0 | 0 | 0 | 0 | 0 | 0 | 0 | 0 | 0 | 0 | 0 | 0 | 0 | 0 | 0 | 0 | 0 | 0 | 0 | 0 | 0 | 0 | 0 | 0
|  |  | Flexible gas | 0 | 0 | 0 | 0 | 0 | 0 | 1.0611 | 1.0611 | 1.0611 | 0.8578 | 1.8613 | 1.8613 | 1.9359 | 2.9209 | 2.7113 | 2.9587 | 3.3193 | 3.3077 | 3.2663 | 3.2663 | 3.2663 | 3.4328 | 2.9219 | 3.3573 | 4.145 | 4.145 | 4.395 | 4.395
|  |  | Hydro | 0 | 0 | 0 | 0 | 0 | 0 | -0.39 | -0.39 | -0.39 | -0.39 | -0.39 | -0.39 | -0.39 | -0.39 | -0.39 | -0.39 | -0.39 | -0.39 | -0.39 | -0.39 | -0.39 | -0.39 | -0.39 | -0.39 | -0.39 | -0.39 | -0.39 | -0.39
|  |  | Utility storage | 0 | -7.4762e-07 | -6.82e-09 | -1.391e-08 | -2.01e-08 | -2.673e-08 | 0.23836 | 0.23836 | 0.23836 | 0.44447 | 1.8844 | 2.4161 | 2.4913 | 2.5003 | 2.6213 | 2.6405 | 2.6405 | 2.6405 | 2.5194 | 2.5177 | 2.1223 | 2.4342 | 1.8533 | 0.62824 | 1.2723 | -0.23224 | -0.23224 | -0.65085
|  |  | Coordinated CER storage | 0 | 0 | 0 | 0 | 0 | 0 | 0 | 0 | 0 | 0 | 0 | 0 | 0 | 0 | 0 | 0 | 0 | 0 | 0 | 0 | 0 | 0 | 0 | 0 | 0 | 0 | 0 | 0
|  |  | Passive CER storage | 0 | 0 | 0 | 0 | 0 | 0 | 0 | 0 | 0 | 0 | 0 | 0 | 0 | 0 | 0 | 0 | 0 | 0 | 0 | 0 | 0 | 0 | 0 | 0 | 0 | 0 | 0 | 0
|  |  | Offshore wind | 0 | 0 | 0 | 0 | 0 | 0 | 0 | 0 | 5.67e-09 | 0.016719 | 0.15498 | 0.23757 | 0.28937 | 0.38735 | 0.48506 | 0.5667 | 0.5667 | 0.5667 | 0.5667 | 0.5667 | 0.7147 | 0.7147 | 0.7147 | 0.7147 | 0.7147 | 0.7147 | 0.7147 | 0.7147
|  |  | Wind | 0 | 0 | -0.082167 | -0.26727 | 0.15977 | -0.62982 | -0.58536 | -0.61288 | -0.6026 | -0.42039 | -0.56692 | -0.79897 | -0.34463 | -0.42748 | -0.66362 | -0.44873 | 0.032683 | -0.74218 | -1.1404 | -0.24885 | 0.25693 | 0.64454 | 0.42725 | 1.4317 | -0.51517 | -1.1633 | -1.1538 | -1.2674
|  |  | Utility solar | 0 | 0 | 0.1289 | 0.21064 | -0.048109 | 0.82672 | 0.82672 | 0.98539 | 1.2165 | 0.29144 | 1.6954 | 2.348 | 2.7305 | 2.7305 | 2.7305 | 2.7313 | 3.3418 | 3.4806 | 2.7625 | 1.9161 | 3.7013 | 2.8878 | 3.1654 | 2.0066 | 4.355 | 2.2274 | 3.4243 | 6.5939
|  |  | Distributed PV | 0 | 0 | 0 | 0 | 0 | 0 | 0 | 0 | 0 | 0 | 0 | 0 | 0 | 0 | 0 | 0 | 0 | 0 | 0 | 0 | 0 | 0 | 0 | 0 | 0 | 0 | 0 | 0
|  |  | Other renewable fuels | 0 | 0 | 0 | 0 | 0 | 0 | 0 | 0 | 0 | 0 | 0 | 0 | 0 | 0 | 0 | 0 | 0 | 0 | 0 | 0 | 0 | 0 | 0 | 0 | 0 | 0 | 0 | 0
|  |  | Dispatchable capacity | 0 | -7.4762e-07 | -6.82e-09 | -1.391e-08 | -2.01e-08 | -2.673e-08 | 0.90942 | 0.90942 | 0.90942 | 0.91228 | 3.3556 | 3.8874 | 4.0372 | 5.0313 | 4.9427 | 5.2092 | 5.5698 | 5.5582 | 5.3956 | 5.394 | 4.9985 | 5.477 | 4.3852 | 3.5955 | 5.0273 | 3.5228 | 3.7728 | 3.3542
|  |  | DSP | 0 | 0 | 0 | 0 | 0 | 0 | 0 | 0 | 0 | 0 | 0 | 0 | 0 | 0 | 0 | 0 | 0 | 0 | 0 | 0 | 0 | 0 | 0 | 0 | 0 | 0 | 0 | 0
NEM difference in generation by year | bar: 2024-25 to 2045-46
Select region | NEM
|  |  | As-generated generation (TWh) | 2024-25 | 2025-26 | 2026-27 | 2027-28 | 2028-29 | 2029-30 | 2030-31 | 2031-32 | 2032-33 | 2033-34 | 2034-35 | 2035-36 | 2036-37 | 2037-38 | 2038-39 | 2039-40 | 2040-41 | 2041-42 | 2042-43 | 2043-44 | 2044-45 | 2045-46 | 2046-47 | 2047-48 | 2048-49 | 2049-50 | 2050-51 | 2051-52
|  |  | Black coal | 0.0040394 | -1.9044e-07 | -0.21335 | -0.16924 | -0.20805 | 0.67228 | 3.8236 | 1.218 | -0.075798 | 2.96 | 0.42425 | -0.088277 | 0.044327 | 0.70142 | 3.8147 | 2.8207 | 0.70645 | 0.85179 | 0.31169 | 0.39182 | 1.3098 | 1.1412 | 1.1009 | 1.045 | 0.53569 | -0.013807 | 0.4029 | 0
|  |  | Brown coal | -1.2131e-07 | -7.2859e-08 | -0.086215 | 0.1972 | 0.15043 | -1.0305 | 0.60349 | 0.5854 | 0.55547 | -0.15108 | 0.033209 | -0.40586 | -0.57351 | -0.4529 | -0.42572 | -0.30778 | -0.50527 | -0.2997 | -0.29313 | -0.3059 | -0.077433 | -0.36526 | -0.40823 | 0 | 0 | 0 | 0 | 0
|  |  | Mid-merit gas | -2.3186e-08 | -3.0025e-08 | -1.0089e-08 | -1.1263e-08 | -2.0229e-08 | -1.2891e-08 | 1.3106 | 1.4164 | 1.7977 | 2.0805 | 1.5851 | 1.5018 | 0.84552 | 1.1757 | 1.7666 | 1.1059 | 0.14735 | 1.0213 | 1.0379 | -0.19411 | -0.031914 | -0.059733 | -0.058595 | -0.040028 | -0.024506 | -0.10736 | 0 | 0
|  |  | Flexible gas with CCS | 0 | 0 | 0 | 0 | 0 | 0 | 0 | 0 | 0 | 0 | 0 | 0 | 0 | 0 | 0 | 0 | 0 | 0 | 0 | 0 | 0 | 0 | 0 | 0 | 0 | 0 | 0 | 0
|  |  | Flexible gas | 1.2662e-09 | 2.7038e-08 | 0.0043445 | 0.0087592 | 0.099348 | 0.42394 | 2.6357 | 1.8349 | 3.6735 | 4.9963 | 5.798 | 6.0956 | 8.1622 | 6.7986 | 4.2308 | 5.8876 | 9.9076 | 8.8699 | 13.3774 | 12.7971 | 13.0918 | 10.8551 | 11.9156 | 11.9091 | 10.2085 | 12.1966 | 14.1461 | 8.8294
|  |  | Hydro | -0.0036828 | 3.5432e-07 | 0.11931 | -0.15047 | -0.32721 | 1.0396 | -3.0139 | -1.73 | -1.1357 | -4.8085 | -4.1573 | -4.7329 | -6.7193 | -5.3891 | -4.8177 | -5.2148 | -5.9316 | -4.0442 | -7.0199 | -5.0133 | -6.3622 | -5.8969 | -5.4568 | -6.895 | -3.0335 | -2.6189 | -6.8456 | -5.874
|  |  | Utility storage | -3.9859e-05 | 1.9191e-05 | 0.099978 | 0.18868 | -0.12206 | 0.1973 | -1.7044 | -2.137 | -3.4733 | -4.0775 | 0.76776 | 0.86699 | 0.53714 | 0.58461 | 0.4847 | -0.98684 | -0.94316 | -1.9171 | -3.8574 | -3.0029 | -4.4024 | -1.17 | -2.8301 | -4.2863 | -3.3262 | -5.8897 | -5.7709 | -5.8391
|  |  | Coordinated CER storage | -1.8491e-06 | -3.6683e-06 | -2.4715e-05 | -0.00023394 | 0.00011235 | 0.00081943 | 0.004077 | 0.0048087 | 0.022113 | 0.015155 | 0.004416 | -0.011634 | -0.019959 | -0.011377 | -0.03437 | -0.049387 | -0.10185 | -0.13359 | -0.19758 | -0.28477 | -0.37077 | -0.34813 | -0.36006 | -0.48341 | -0.66919 | -0.87368 | -0.77198 | -0.82412
|  |  | Passive CER storage | 0 | 0 | 0 | 0 | 0 | 0 | 0 | 0 | 0 | 0 | 0 | 0 | 0 | 0 | 0 | 0 | 0 | 0 | 0 | 0 | 0 | 0 | 0 | 0 | 0 | 0 | 0 | 0
|  |  | Offshore wind | 0 | 0 | 0 | 0 | 0 | 0 | -0.00040628 | -0.36225 | -0.0015644 | 0.022336 | 0.59932 | 0.58687 | 0.27366 | -0.61252 | -1.9791 | -4.3518 | -4.0828 | -3.6773 | -3.464 | -3.2964 | -3.3549 | -2.7128 | -3.1046 | -3.1219 | -2.7057 | -2.4532 | -2.4895 | -2.7934
|  |  | Wind | 0.01634 | -0.0030756 | -0.18316 | -0.30234 | 0.55711 | -3.7 | -4.9744 | -5.0677 | -6.1276 | -5.3299 | -6.9287 | -7.9876 | -7.5175 | -8.035 | -8.6953 | -7.5651 | -8.1998 | -11.4336 | -12.1831 | -10.1887 | -12.4459 | -8.7384 | -10.2417 | -7.0427 | -14.6301 | -15.2721 | -14.7463 | -16.7482
|  |  | Utility solar | -0.016447 | 0.0030031 | 0.51864 | 0.52285 | -0.11718 | 1.4906 | 0.80167 | 1.5041 | 0.72719 | -1.7169 | 1.2951 | 3.2074 | 3.4447 | 3.8298 | 4.0742 | 4.2997 | 4.9894 | 5.5352 | 4.1517 | 2.1857 | 3.7593 | 2.3607 | 2.6436 | -0.40668 | 5.6754 | 2.2213 | 3.3513 | 11.9409
|  |  | Distributed PV | 0 | 0 | 0 | 0 | 0 | 0 | 0 | 0 | 0 | 0 | 0 | 0 | 0 | 0 | 0 | 0 | 0 | 0 | 0 | 0 | 0 | 0 | 0 | 0 | 0 | 0 | 0 | 0
|  |  | Other renewable fuels | 0 | 0 | 0 | 0 | 0 | 0 | 0 | 0 | 0 | 0 | 0 | 0 | 0 | 0 | 0 | 0 | 0 | 0 | 0 | 0 | 0 | 0 | 0 | 0 | 0 | 0.27466 | 0.46915 | 0.79896
|  |  | DSP | 1.4339e-09 | 1.5154e-09 | 1.5912e-09 | 1.7345e-09 | -0.016169 | 0.0018637 | -0.081929 | 0.0053443 | 0.0024 | -0.016798 | -0.041507 | -0.022844 | -0.041208 | -0.027452 | -0.021435 | -0.030144 | -0.22224 | -0.061573 | -0.027629 | -0.025867 | -0.015176 | -0.0028108 | -0.041474 | -0.05558 | -0.080951 | -0.020852 | -0.16014 | -0.1427
Storage charging (TWh)
|  |  | Utility storage load | 4.7611e-05 | -2.4792e-05 | -0.12035 | -0.24264 | -0.0099411 | 0.27324 | 1.9579 | 2.9357 | 4.5443 | 5.3152 | -1.1838 | -0.94419 | -0.94063 | -0.89518 | -0.8461 | 1.1718 | 0.89888 | 2.2974 | 4.5948 | 3.6078 | 5.4742 | 1.661 | 3.2423 | 5.5618 | 4.0086 | 7.8342 | 7.4859 | 7.4956
|  |  | Coordinated CER storage load | 1.849e-06 | 3.6683e-06 | 2.4756e-05 | 0.0002339 | -0.00017662 | -0.00075517 | -0.0054619 | -0.0061094 | -0.03107 | -0.020789 | -0.0067704 | 0.017227 | 0.027723 | 0.01753 | 0.050757 | 0.071361 | 0.1457 | 0.19015 | 0.28984 | 0.40648 | 0.52893 | 0.49965 | 0.51183 | 0.69048 | 0.96376 | 1.2461 | 1.1229 | 1.1863
|  |  | Passive CER storage load | 0 | 0 | 0 | 0 | 0 | 0 | 0 | 0 | 0 | 0 | 0 | 0 | 0 | 0 | 0 | 0 | 0 | 0 | 0 | 0 | 0 | 0 | 0 | 0 | 0 | 0 | 0 | 0
NEM differences in generation by technology type | bar: 2024-25 to 2045-46
Select region | NEM
|  |  | As-generated generation (TWh) | 2024-25: 2024-25; 2025-26: 2029-30; 2026-27: 2039-40; 2027-28: 2049-50
|  |  | Black coal | 2024-25: 0.0040394; 2025-26: 0.67228; 2026-27: 2.8207; 2027-28: -0.013807
|  |  | Brown coal | 2024-25: -1.2131e-07; 2025-26: -1.0305; 2026-27: -0.30778; 2027-28: 0
|  |  | Mid-merit gas | 2024-25: -2.3186e-08; 2025-26: -1.2891e-08; 2026-27: 1.1059; 2027-28: -0.10736
|  |  | Flexible gas with CCS | 2024-25: 0; 2025-26: 0; 2026-27: 0; 2027-28: 0
|  |  | Flexible gas | 2024-25: 1.2662e-09; 2025-26: 0.42394; 2026-27: 5.8876; 2027-28: 12.1966
|  |  | Hydro | 2024-25: -0.0036828; 2025-26: 1.0396; 2026-27: -5.2148; 2027-28: -2.6189
|  |  | Utility storage | 2024-25: -3.9859e-05; 2025-26: 0.1973; 2026-27: -0.98684; 2027-28: -5.8897
|  |  | Coordinated CER storage | 2024-25: -1.8491e-06; 2025-26: 0.00081943; 2026-27: -0.049387; 2027-28: -0.87368
|  |  | Passive CER storage | 2024-25: 0; 2025-26: 0; 2026-27: 0; 2027-28: 0
|  |  | Offshore wind | 2024-25: 0; 2025-26: 0; 2026-27: -4.3518; 2027-28: -2.4532
|  |  | Wind | 2024-25: 0.01634; 2025-26: -3.7; 2026-27: -7.5651; 2027-28: -15.2721
|  |  | Utility solar | 2024-25: -0.016447; 2025-26: 1.4906; 2026-27: 4.2997; 2027-28: 2.2213
|  |  | Distributed PV | 2024-25: 0; 2025-26: 0; 2026-27: 0; 2027-28: 0
|  |  | Other renewable fuels | 2024-25: 0; 2025-26: 0; 2026-27: 0; 2027-28: 0.27466
|  |  | DSP | 2024-25: 1.4339e-09; 2025-26: 0.0018637; 2026-27: -0.030144; 2027-28: -0.020852
Storage charging (TWh)
|  |  | Utility storage load | 2024-25: 4.7611e-05; 2025-26: 0.27324; 2026-27: 1.1718; 2027-28: 7.8342
|  |  | Coordinated CER storage load | 2024-25: 1.849e-06; 2025-26: -0.00075517; 2026-27: 0.071361; 2027-28: 1.2461
|  |  | Passive CER storage load | 2024-25: 0; 2025-26: 0; 2026-27: 0; 2027-28: 0
NEM differences in storage capacity by year | bar: 2024-25 to 2045-46
Select region | NEM
|  |  | Capacity (GW) | 2024-25 | 2025-26 | 2026-27 | 2027-28 | 2028-29 | 2029-30 | 2030-31 | 2031-32 | 2032-33 | 2033-34 | 2034-35 | 2035-36 | 2036-37 | 2037-38 | 2038-39 | 2039-40 | 2040-41 | 2041-42 | 2042-43 | 2043-44 | 2044-45 | 2045-46 | 2046-47 | 2047-48 | 2048-49 | 2049-50 | 2050-51 | 2051-52
|  |  | Snowy 2.0 | 0 | 0 | 0 | 0 | 0 | 0 | 0 | 0 | 0 | 0 | 0 | 0 | 0 | 0 | 0 | 0 | 0 | 0 | 0 | 0 | 0 | 0 | 0 | 0 | 0 | 0 | 0 | 0
|  |  | Borumba | 0 | 0 | 0 | 0 | 0 | 0 | 0 | 0 | 0 | 0 | 0 | 0 | 0 | 0 | 0 | 0 | 0 | 0 | 0 | 0 | 0 | 0 | 0 | 0 | 0 | 0 | 0 | 0
|  |  | Deep storage | 0 | 0 | 0 | 0 | 0 | 0 | 0.23836 | 0.27738 | 0.33602 | 0.92625 | 1.9451 | 2.0386 | 2.1138 | 2.1228 | 2.2438 | 2.2629 | 2.2629 | 2.2629 | 2.1418 | 1.9742 | 1.0009 | 1.0009 | 1.0009 | 1.0009 | 1.1321 | 0.74868 | 0.74868 | 1.0624
|  |  | Medium storage | 0 | -7.4762e-07 | -7.4762e-07 | -7.4712e-07 | 0.010965 | 0.0089101 | 0.0089101 | 0.097452 | 0.29975 | 0.47734 | 1.6532 | 2.0915 | 2.0915 | 2.0914 | 2.0914 | 2.0914 | 2.0914 | 2.0914 | 2.0914 | 2.2575 | 2.8352 | 3.1472 | 2.5663 | 1.3819 | 1.8852 | 0.76609 | 0.76609 | -0.093769
|  |  | Shallow storage | 0 | 0 | 7.408e-07 | 7.3321e-07 | -0.010965 | -0.0089101 | -0.0089101 | -0.13647 | -0.39741 | -0.95911 | -1.7139 | -1.7139 | -1.7139 | -1.7139 | -1.7139 | -1.7139 | -1.7139 | -1.7139 | -1.7139 | -1.7139 | -1.7139 | -1.7139 | -1.7139 | -1.7546 | -1.745 | -1.747 | -1.747 | -1.6194
|  |  | Coordinated CER storage | 0 | 0 | 0 | 0 | 0 | 0 | 0 | 0 | 0 | 0 | 0 | 0 | 0 | 0 | 0 | 0 | 0 | 0 | 0 | 0 | 0 | 0 | 0 | 0 | 0 | 0 | 0 | 0
|  |  | Passive CER storage | 0 | 0 | 0 | 0 | 0 | 0 | 0 | 0 | 0 | 0 | 0 | 0 | 0 | 0 | 0 | 0 | 0 | 0 | 0 | 0 | 0 | 0 | 0 | 0 | 0 | 0 | 0 | 0
NEM differences in storage energy by year | bar: 2024-25 to 2045-46
Select region | NEM
|  |  | Total Energy (GWh) | 2024-25 | 2025-26 | 2026-27 | 2027-28 | 2028-29 | 2029-30 | 2030-31 | 2031-32 | 2032-33 | 2033-34 | 2034-35 | 2035-36 | 2036-37 | 2037-38 | 2038-39 | 2039-40 | 2040-41 | 2041-42 | 2042-43 | 2043-44 | 2044-45 | 2045-46 | 2046-47 | 2047-48 | 2048-49 | 2049-50 | 2050-51 | 2051-52
|  |  | Snowy 2.0 | 0 | 0 | 0 | 0 | 0 | 0 | 0 | 0 | 0 | 0 | 0 | 0 | 0 | 0 | 0 | 0 | 0 | 0 | 0 | 0 | 0 | 0 | 0 | 0 | 0 | 0 | 0 | 0
|  |  | Borumba | 0 | 0 | 0 | 0 | 0 | 0 | 0 | 0 | 0 | 0 | 0 | 0 | 0 | 0 | 0 | 0 | 0 | 0 | 0 | 0 | 0 | 0 | 0 | 0 | 0 | 0 | 0 | 0
|  |  | Deep storage | 0 | 0 | 0 | 0 | 0 | 0 | 11.441 | 12.3776 | 13.7851 | 27.9505 | 53.0945 | 57.0399 | 60.6505 | 61.0809 | 66.8902 | 67.4597 | 67.4597 | 67.4597 | 61.6469 | 53.1837 | 33.6677 | 33.6677 | 33.6677 | 33.6677 | 36.8156 | 27.6144 | 27.6144 | 36.7544
|  |  | Medium storage | 0 | -2.9905e-06 | -2.9905e-06 | -2.8332e-06 | 0.052083 | 0.035641 | 0.035641 | 0.74398 | 2.3623 | 3.7831 | 13.1896 | 16.696 | 16.696 | 16.696 | 16.696 | 16.696 | 16.696 | 16.696 | 16.696 | 18.0241 | 22.6464 | 25.7666 | 23.4428 | 17.3046 | 21.3563 | 19.5048 | 19.5048 | 13.9474
|  |  | Shallow storage | 0 | 0 | 7.408e-07 | 7.3321e-07 | -0.010965 | -0.0089101 | -0.0089101 | -0.13647 | -0.39741 | -0.95911 | -1.7139 | -1.7139 | -1.7139 | -1.7139 | -1.7139 | -1.7139 | -1.7139 | -1.7139 | -1.7139 | -1.7139 | -1.7139 | -1.7139 | -1.7139 | -1.7546 | -1.745 | -1.747 | -1.747 | -1.6194
|  |  | Coordinated CER storage | 0 | 0 | 0 | 0 | 0 | 0 | 0 | 0 | 0 | 0 | 0 | 0 | 0 | 0 | 0 | 0 | 0 | 0 | 0 | 0 | 0 | 0 | 0 | 0 | 0 | 0 | 0 | 0
|  |  | Passive CER storage | 0 | 0 | 0 | 0 | 0 | 0 | 0 | 0 | 0 | 0 | 0 | 0 | 0 | 0 | 0 | 0 | 0 | 0 | 0 | 0 | 0 | 0 | 0 | 0 | 0 | 0 | 0 | 0
NEM differences in dispatchable capacity by year | bar: 2024-25 to 2045-46
Select region | NEM
|  |  | Capacity (GW) | 2024-25 | 2025-26 | 2026-27 | 2027-28 | 2028-29 | 2029-30 | 2030-31 | 2031-32 | 2032-33 | 2033-34 | 2034-35 | 2035-36 | 2036-37 | 2037-38 | 2038-39 | 2039-40 | 2040-41 | 2041-42 | 2042-43 | 2043-44 | 2044-45 | 2045-46 | 2046-47 | 2047-48 | 2048-49 | 2049-50 | 2050-51 | 2051-52
|  |  | Black coal | 0 | 0 | 0 | 0 | 0 | 0 | 0 | 0 | 0 | 0 | 0 | 0 | 0 | 0 | 0 | 0 | 0 | 0 | 0 | 0 | 0 | 0 | 0 | 0 | 0 | 0 | 0 | 0
|  |  | Brown coal | 0 | 0 | 0 | 0 | 0 | 0 | 0 | 0 | 0 | 0 | 0 | 0 | 0 | 0 | 0 | 0 | 0 | 0 | 0 | 0 | 0 | 0 | 0 | 0 | 0 | 0 | 0 | 0
|  |  | Mid-merit gas | 0 | 0 | 0 | 0 | 0 | 0 | 0 | 0 | 0 | 0 | 0 | 0 | 0 | 0 | 0 | 0 | 0 | 0 | 0 | 0 | 0 | 0 | 0 | 0 | 0 | 0 | 0 | 0
|  |  | Flexible gas with CCS | 0 | 0 | 0 | 0 | 0 | 0 | 0 | 0 | 0 | 0 | 0 | 0 | 0 | 0 | 0 | 0 | 0 | 0 | 0 | 0 | 0 | 0 | 0 | 0 | 0 | 0 | 0 | 0
|  |  | Flexible gas | 0 | 0 | 0 | 0 | 0 | 0 | 1.0611 | 1.0611 | 1.0611 | 0.8578 | 1.8613 | 1.8613 | 1.9359 | 2.9209 | 2.7113 | 2.9587 | 3.3193 | 3.3077 | 3.2663 | 3.2663 | 3.2663 | 3.4328 | 2.9219 | 3.3573 | 4.145 | 4.145 | 4.395 | 4.395
|  |  | Hydro | 0 | 0 | 0 | 0 | 0 | 0 | -0.39 | -0.39 | -0.39 | -0.39 | -0.39 | -0.39 | -0.39 | -0.39 | -0.39 | -0.39 | -0.39 | -0.39 | -0.39 | -0.39 | -0.39 | -0.39 | -0.39 | -0.39 | -0.39 | -0.39 | -0.39 | -0.39
|  |  | Snowy 2.0 | 0 | 0 | 0 | 0 | 0 | 0 | 0 | 0 | 0 | 0 | 0 | 0 | 0 | 0 | 0 | 0 | 0 | 0 | 0 | 0 | 0 | 0 | 0 | 0 | 0 | 0 | 0 | 0
|  |  | Borumba | 0 | 0 | 0 | 0 | 0 | 0 | 0 | 0 | 0 | 0 | 0 | 0 | 0 | 0 | 0 | 0 | 0 | 0 | 0 | 0 | 0 | 0 | 0 | 0 | 0 | 0 | 0 | 0
|  |  | Deep storage | 0 | 0 | 0 | 0 | 0 | 0 | 0.23836 | 0.27738 | 0.33602 | 0.92625 | 1.9451 | 2.0386 | 2.1138 | 2.1228 | 2.2438 | 2.2629 | 2.2629 | 2.2629 | 2.1418 | 1.9742 | 1.0009 | 1.0009 | 1.0009 | 1.0009 | 1.1321 | 0.74868 | 0.74868 | 1.0624
|  |  | Medium storage | 0 | -7.4762e-07 | -7.4762e-07 | -7.4712e-07 | 0.010965 | 0.0089101 | 0.0089101 | 0.097452 | 0.29975 | 0.47734 | 1.6532 | 2.0915 | 2.0915 | 2.0914 | 2.0914 | 2.0914 | 2.0914 | 2.0914 | 2.0914 | 2.2575 | 2.8352 | 3.1472 | 2.5663 | 1.3819 | 1.8852 | 0.76609 | 0.76609 | -0.093769
|  |  | Shallow storage | 0 | 0 | 7.408e-07 | 7.3321e-07 | -0.010965 | -0.0089101 | -0.0089101 | -0.13647 | -0.39741 | -0.95911 | -1.7139 | -1.7139 | -1.7139 | -1.7139 | -1.7139 | -1.7139 | -1.7139 | -1.7139 | -1.7139 | -1.7139 | -1.7139 | -1.7139 | -1.7139 | -1.7546 | -1.745 | -1.747 | -1.747 | -1.6194
|  |  | Other renewable fuels | 0 | 0 | 0 | 0 | 0 | 0 | 0 | 0 | 0 | 0 | 0 | 0 | 0 | 0 | 0 | 0 | 0 | 0 | 0 | 0 | 0 | 0 | 0 | 0 | 0 | 0 | 0 | 0
|  |  | DSP | 0 | 0 | 0 | 0 | 0 | 0 | 0 | 0 | 0 | 0 | 0 | 0 | 0 | 0 | 0 | 0 | 0 | 0 | 0 | 0 | 0 | 0 | 0 | 0 | 0 | 0 | 0 | 0
|  |  | Coordinated CER storage | 0 | 0 | 0 | 0 | 0 | 0 | 0 | 0 | 0 | 0 | 0 | 0 | 0 | 0 | 0 | 0 | 0 | 0 | 0 | 0 | 0 | 0 | 0 | 0 | 0 | 0 | 0 | 0
NEM emissions trajectory comparison | bar: 2024-25 to 2045-46
Select region | NEM
|  |  | Emissions (Mt CO2-e) | Total | 2024-25 | 2025-26 | 2026-27 | 2027-28 | 2028-29 | 2029-30 | 2030-31 | 2031-32 | 2032-33 | 2033-34 | 2034-35 | 2035-36 | 2036-37 | 2037-38 | 2038-39 | 2039-40 | 2040-41 | 2041-42 | 2042-43 | 2043-44 | 2044-45 | 2045-46 | 2046-47 | 2047-48 | 2048-49 | 2049-50 | 2050-51 | 2051-52
|  |  | Counterfactual | 1022.6498 | 106.7612 | 99.6226 | 94.9411 | 77.5005 | 59.451 | 37.233 | 48.4373 | 43.4271 | 38.8774 | 31.7289 | 25.0406 | 25.4007 | 26.2728 | 23.3228 | 23.4601 | 25.8682 | 23.0471 | 21.764 | 24.7223 | 24.7255 | 24.5205 | 23.5917 | 24.6909 | 19.3057 | 14.8227 | 13.6839 | 15.4742 | 4.9561
|  |  | CDP1 | 903.5067 | 106.7579 | 99.6227 | 95.2242 | 77.4112 | 59.3949 | 37.6644 | 42.5546 | 40.1546 | 35.5055 | 25.7391 | 20.739 | 21.8449 | 21.8829 | 18.8562 | 17.7008 | 20.0672 | 17.3266 | 15.8714 | 16.6635 | 17.4031 | 15.9049 | 16.7599 | 17.3745 | 12.5318 | 10.1356 | 9.5806 | 10.5249 | 2.3097
NSW differences in imports and exports by year | bar: 2024-25 to 2044-45
Select region | NSW
|  |  | Flow (TWh) | 2024-25 | 2025-26 | 2026-27 | 2027-28 | 2028-29 | 2029-30 | 2030-31 | 2031-32 | 2032-33 | 2033-34 | 2034-35 | 2035-36 | 2036-37 | 2037-38 | 2038-39 | 2039-40 | 2040-41 | 2041-42 | 2042-43 | 2043-44 | 2044-45 | 2045-46 | 2046-47 | 2047-48 | 2048-49 | 2049-50 | 2050-51 | 2051-52
|  |  | Imports | 0.00074798 | -4.9501e-05 | -0.18265 | -0.029325 | -0.16136 | 1.7016 | 1.3422 | 0.70463 | 0.15781 | -1.1645 | -3.8641 | -3.5913 | -5.0792 | -4.6086 | -5.9093 | -7.401 | -8.7905 | -5.1837 | -4.4315 | -3.5804 | -3.5522 | -2.9514 | -2.4556 | -2.6969 | -2.9269 | -3.245 | -4.5791 | -2.2441
|  |  | Exports | -5.7384e-06 | -8.8355e-06 | -0.048032 | -0.14002 | -0.138 | 1.8191 | 1.4115 | 1.4286 | 2.5341 | 0.54997 | 6.3263 | 6.2647 | 6.5867 | 6.9485 | 6.9138 | 7.6461 | 7.0396 | 9.1702 | 9.1982 | 9.3793 | 10.0353 | 8.1742 | 9.0115 | 9.0592 | 8.6033 | 8.1941 | 7.1568 | 7.8451
|  |  | Net imports | 0.00074224 | -5.8336e-05 | -0.23068 | -0.16935 | -0.29936 | 3.5207 | 2.7538 | 2.1333 | 2.6919 | -0.61454 | 2.4623 | 2.6734 | 1.5075 | 2.3399 | 1.0044 | 0.24506 | -1.751 | 3.9865 | 4.7667 | 5.7989 | 6.4831 | 5.2229 | 6.5559 | 6.3623 | 5.6765 | 4.9491 | 2.5777 | 5.601
Flow path augmentation timings | bar: 2024-25 to 2045-46
|  |  | Augmentation | 2024-25: Counterfactual; 2025-26: CDP1; 2026-27: Start of Actionable Window; 2027-28: End of Actionable Window
|  |  | New England REZ Transmission Link 1 | 2024-25: -; 2025-26: 2029-30; 2026-27: 2028-29; 2027-28: 2031-32
|  |  | New England REZ Transmission Link 2 | 2024-25: -; 2025-26: 2041-42; 2026-27: 2032-33; 2027-28: 2033-34
|  |  | Hunter Transmission Project | 2024-25: -; 2025-26: 2030-31; 2026-27: 2028-29; 2027-28: 2031-32
Sydney Ring South Option 2b | bar: 2024-25 to 2027-28
|  |  | Sydney Ring South Option 2d | 2024-25: -; 2025-26: 2029-30; 2026-27: 2028-29; 2027-28: 2029-30
|  |  | HumeLink | 2024-25: -; 2025-26: 2030-31; 2026-27: 2026-27; 2027-28: 2031-32
|  |  | Gladstone Grid Reinforcement | 2024-25: -; 2025-26: 2030-31; 2026-27: 2029-30; 2027-28: 2030-31
|  |  | Queensland SuperGrid North Option 1 | 2024-25: -; 2025-26: 2031-32; 2026-27: 2030-31; 2027-28: 2031-32
|  |  | Queensland SuperGrid South Option 1 | 2024-25: -; 2025-26: 2029-30; 2026-27: 2028-29; 2027-28: 2029-30
|  |  | Queensland SuperGrid South Option 5 | 2024-25: -; 2025-26: 2032-33; 2026-27: 2031-32; 2027-28: 2032-33
|  |  | QNI Connect Option 2 | 2024-25: -; 2025-26: 2034-35; 2026-27: 2033-34; 2027-28: 2034-35
|  |  | Project Marinus Stage 1 | 2024-25: -; 2025-26: 2030-31; 2026-27: 2030-31; 2027-28: 2035-36
|  |  | Project Marinus Stage 2 | 2024-25: -; 2025-26: 2036-37; 2026-27: 2032-33; 2027-28: 2037-38
|  |  | VNI West | 2024-25: -; 2025-26: 2034-35; 2026-27: 2029-30; 2027-28: 2034-35
Note: Hightlights show actionable projects
REZ augmentation timings
|  |  | Augmentation | 2024-25: Counterfactual; 2025-26: CDP1; 2026-27: Start of Actionable Window; 2027-28: End of Actionable Window
|  |  | Mid North South Australia REZ Expansion | 2024-25: -; 2025-26: 2030-31; 2026-27: 2029-30; 2027-28: 2030-31
|  |  | New England REZ Extension | 2024-25: -; 2025-26: 2030-31; 2026-27: 2028-29; 2027-28: 2031-32
|  |  | Hunter-Central Coast REZ Network Infrastructure Project | 2024-25: -; 2025-26: 2029-30; 2026-27: 2029-30; 2027-28: 2030-31
|  |  | Waddamana to Palmerston transfer capability upgrade | 2024-25: -; 2025-26: 2029-30; 2026-27: 2029-30; 2027-28: 2030-31
Note: Hightlights show actionable projects
Counterfactual
CDP1
Counterfactual
CDP1
Counterfactual
CDP1
Counterfactual
CDP1
Counterfactual
CDP1
Counterfactual
CDP1
Counterfactual
CDP1
Counterfactual
CDP1

## Available CDPs (hidden)
CDPs Available in this workbook
CDP
Counterfactual
CDP1
CDP2
CDP3
CDP4
CDP5
CDP6
CDP7
CDP8
CDP9
CDP10
CDP11
CDP12
CDP13
CDP14
CDP15
CDP16
CDP17
CDP18
CDP19
CDP20
CDP21
CDP22
CDP23
CDP24
CDP25

## Capacity (hidden)
Installed Generator Capacity by Technology
Capacity calculated on 1 July. In early study years some wind and solar projects enter later in the financial year and are reflected in the following financial year's capacity.
CDP | Region | Subregion | Technology | 2023-24 | 2024-25 | 2025-26 | 2026-27 | 2027-28 | 2028-29 | 2029-30 | 2030-31 | 2031-32 | 2032-33 | 2033-34 | 2034-35 | 2035-36 | 2036-37 | 2037-38 | 2038-39 | 2039-40 | 2040-41 | 2041-42 | 2042-43 | 2043-44 | 2044-45 | 2045-46 | 2046-47 | 2047-48 | 2048-49 | 2049-50 | 2050-51 | 2051-52
CDP1 | NSW | NNSW | Black coal | 0 | 0 | 0 | 0 | 0 | 0 | 0 | 0 | 0 | 0 | 0 | 0 | 0 | 0 | 0 | 0 | 0 | 0 | 0 | 0 | 0 | 0 | 0 | 0 | 0 | 0 | 0 | 0 | 0
CDP1 | NSW | NNSW | Mid-merit gas | 0 | 0 | 0 | 0 | 0 | 0 | 0 | 0 | 0 | 0 | 0 | 0 | 0 | 0 | 0 | 0 | 0 | 0 | 0 | 0 | 0 | 0 | 0 | 0 | 0 | 0 | 0 | 0 | 0
CDP1 | NSW | NNSW | Flexible gas with CCS | 0 | 0 | 0 | 0 | 0 | 0 | 0 | 0 | 0 | 0 | 0 | 0 | 0 | 0 | 0 | 0 | 0 | 0 | 0 | 0 | 0 | 0 | 0 | 0 | 0 | 0 | 0 | 0 | 0
CDP1 | NSW | NNSW | Flexible gas | 0 | 0 | 0 | 0 | 0 | 0 | 0 | 0 | 0 | 0 | 0 | 0 | 0 | 0 | 0 | 0 | 0 | 0 | 0 | 0 | 0 | 0 | 0 | 0 | 0 | 0 | 0 | 0 | 0
CDP1 | NSW | NNSW | Hydro | 0 | 0 | 0 | 0 | 0 | 0 | 0 | 0 | 0 | 0 | 0 | 0 | 0 | 0 | 0 | 0 | 0 | 0 | 0 | 0 | 0 | 0 | 0 | 0 | 0 | 0 | 0 | 0 | 0
CDP1 | NSW | NNSW | Utility storage | 0 | 0 | 30 | 505 | 705 | 812.1396 | 1623.9349 | 1623.9349 | 1623.9349 | 1623.9349 | 1593.9349 | 1593.9349 | 1593.935 | 1593.935 | 1593.935 | 1593.935 | 1593.935 | 1593.935 | 1593.935 | 1593.935 | 1593.935 | 2593.9351 | 2593.9351 | 1918.9351 | 2422.8779 | 2315.7384 | 2075.7545 | 2075.7545 | 2631.4613
CDP1 | NSW | NNSW | Coordinated CER storage | 2.1928 | 2.9011 | 3.6904 | 4.6278 | 5.5596 | 6.6915 | 7.9992 | 9.7928 | 12.0913 | 14.9199 | 18.3769 | 22.4496 | 27.1895 | 32.5292 | 38.5657 | 45.2506 | 52.5465 | 60.457 | 69.0343 | 78.2621 | 88.1661 | 98.8985 | 110.4266 | 122.6426 | 135.5582 | 148.9852 | 162.8922 | 169.464 | 175.3439
CDP1 | NSW | NNSW | Passive CER storage | 47.7175 | 51.9224 | 55.9244 | 59.7457 | 63.1809 | 66.9501 | 72.1109 | 76.9127 | 82.1206 | 87.477 | 93.3283 | 99.3194 | 105.5537 | 111.5324 | 117.7469 | 123.7732 | 129.3342 | 134.4245 | 139.3018 | 143.8527 | 148.1976 | 153.2203 | 158.3806 | 163.6836 | 169.1359 | 173.9747 | 178.2371 | 183.577 | 188.3339
CDP1 | NSW | NNSW | Offshore wind | 0 | 0 | 0 | 0 | 0 | 0 | 0 | 0 | 0 | 0 | 0 | 0 | 0 | 0 | 0 | 0 | 0 | 0 | 0 | 0 | 0 | 0 | 0 | 0 | 0 | 0 | 0 | 0 | 0
CDP1 | NSW | NNSW | Wind | 442.48 | 442.48 | 442.48 | 781.9871 | 816.3402 | 816.3402 | 3463.5297 | 3463.5297 | 3463.5297 | 3463.5297 | 3463.5297 | 4005.9727 | 4005.9727 | 4005.9727 | 4005.9727 | 3833.4927 | 3833.4927 | 4482.5357 | 5899.288 | 6945.3272 | 7248.8126 | 7248.8126 | 7248.8126 | 7248.8126 | 7248.8126 | 7400 | 7400 | 7400 | 7400
CDP1 | NSW | NNSW | Utility solar | 701.02 | 701.02 | 1021.02 | 1322.9292 | 1322.9292 | 1322.9292 | 1378.5896 | 1378.5896 | 1378.5896 | 1378.5896 | 1378.5896 | 1848.5464 | 1848.5464 | 1848.5464 | 1848.5464 | 1848.5464 | 1848.5464 | 1848.5464 | 3484.892 | 3484.892 | 4287.9292 | 4287.9292 | 4287.9292 | 4262.8639 | 4281.782 | 4281.782 | 4284.7314 | 4302.061 | 4461.4215
CDP1 | NSW | NNSW | Distributed PV | 999.795 | 1024.5274 | 1042.0404 | 1062.8416 | 1119.5661 | 1186.9908 | 1258.7771 | 1308.956 | 1356.0219 | 1394.7316 | 1433.3051 | 1460.8986 | 1482.9765 | 1497.8632 | 1516.4188 | 1530.7247 | 1546.3741 | 1562.7988 | 1581.7996 | 1598.2848 | 1617.7461 | 1635.9887 | 1654.643 | 1671.6642 | 1690.6614 | 1710.0652 | 1730.7883 | 1751.4803 | 1774.4013
CDP1 | NSW | NNSW | Other renewable fuels | 0 | 0 | 0 | 0 | 0 | 0 | 0 | 0 | 0 | 0 | 0 | 0 | 0 | 0 | 0 | 0 | 0 | 0 | 0 | 0 | 0 | 0 | 0 | 0 | 0 | 0 | 0 | 90 | 90
CDP1 | NSW | NNSW | DSP | 0 | 0 | 0 | 0 | 0 | 0 | 0 | 0 | 0 | 0 | 0 | 0 | 0 | 0 | 0 | 0 | 0 | 0 | 0 | 0 | 0 | 0 | 0 | 0 | 0 | 0 | 0 | 0 | 0
CDP1 | NSW | CNSW | Black coal | 4105 | 4105 | 4105 | 4105 | 4135 | 3450 | 1420 | 1420 | 1420 | 1420 | 1420 | 1420 | 1420 | 1420 | 1420 | 1420 | 1420 | 0 | 0 | 0 | 0 | 0 | 0 | 0 | 0 | 0 | 0 | 0 | 0
CDP1 | NSW | CNSW | Mid-merit gas | 0 | 0 | 0 | 0 | 0 | 0 | 0 | 0 | 0 | 0 | 0 | 0 | 0 | 0 | 0 | 0 | 0 | 0 | 0 | 0 | 0 | 0 | 0 | 0 | 0 | 0 | 0 | 0 | 0
CDP1 | NSW | CNSW | Flexible gas with CCS | 0 | 0 | 0 | 0 | 0 | 0 | 0 | 0 | 0 | 0 | 0 | 0 | 0 | 0 | 0 | 0 | 0 | 0 | 0 | 0 | 0 | 0 | 0 | 0 | 0 | 0 | 0 | 0 | 0
CDP1 | NSW | CNSW | Flexible gas | 0 | 0 | 0 | 0 | 0 | 0 | 0 | 0 | 0 | 0 | 0 | 0 | 0 | 0 | 0 | 0 | 0 | 0 | 0 | 0 | 0 | 0 | 0 | 0 | 0 | 0 | 0 | 0 | 0
CDP1 | NSW | CNSW | Hydro | 0 | 0 | 0 | 0 | 0 | 0 | 0 | 0 | 0 | 0 | 0 | 0 | 0 | 0 | 0 | 0 | 0 | 0 | 0 | 0 | 0 | 0 | 0 | 0 | 0 | 0 | 0 | 0 | 0
CDP1 | NSW | CNSW | Utility storage | 247 | 247 | 816 | 827.0768 | 1474.485 | 2860.3328 | 2900.3613 | 2860.3413 | 2900.3613 | 2860.3413 | 2860.3413 | 2900.3613 | 2860.3413 | 2860.3413 | 2900.3613 | 2900.3613 | 2860.3413 | 2860.3413 | 2860.3413 | 2860.3413 | 2900.3613 | 2860.3413 | 2331.3613 | 2280.2645 | 2001.3163 | 779.6937 | 739.6689 | 739.6689 | 779.6889
CDP1 | NSW | CNSW | Coordinated CER storage | 0.91547 | 1.218 | 1.5545 | 1.9694 | 2.396 | 2.8889 | 3.468 | 4.4484 | 5.7616 | 7.4129 | 9.4548 | 11.9182 | 14.7956 | 18.091 | 21.8271 | 26.0012 | 30.6055 | 35.6384 | 41.1048 | 47.0119 | 53.3576 | 60.2411 | 67.6633 | 75.5332 | 83.8558 | 92.5557 | 101.5813 | 105.8426 | 109.6628
CDP1 | NSW | CNSW | Passive CER storage | 19.9215 | 21.7984 | 23.5569 | 25.4252 | 27.2293 | 28.9039 | 31.2635 | 33.4736 | 36.0114 | 38.6022 | 41.3825 | 44.4067 | 47.4404 | 50.4842 | 53.5835 | 56.6421 | 59.5615 | 62.2973 | 64.8483 | 67.2355 | 69.4388 | 72.0568 | 74.8106 | 77.6287 | 80.5076 | 83.1503 | 85.4446 | 88.2195 | 90.7189
CDP1 | NSW | CNSW | Offshore wind | 0 | 0 | 0 | 0 | 0 | 0 | 0 | 0 | 0 | 0 | 0 | 0 | 0 | 0 | 0 | 0 | 0 | 0 | 0 | 0 | 0 | 0 | 0 | 0 | 0 | 0 | 0 | 0 | 0
CDP1 | NSW | CNSW | Wind | 503.54 | 503.54 | 641.54 | 1483.7538 | 2252.2624 | 5154.7234 | 5154.7234 | 5154.7234 | 5154.7234 | 5154.7234 | 5154.7234 | 5154.7234 | 5154.7234 | 5154.7234 | 5154.7234 | 5154.7234 | 5154.7234 | 5047.9234 | 4909.9134 | 4909.9134 | 4909.9134 | 4909.9134 | 4909.9134 | 4909.9134 | 4909.9134 | 5131.3903 | 5643.3301 | 5643.3301 | 5643.3301
CDP1 | NSW | CNSW | Utility solar | 1876.49 | 1876.49 | 1956.35 | 2960.5124 | 2960.5124 | 3933.3043 | 4226.1461 | 4226.1461 | 4226.1461 | 4226.1461 | 4226.1461 | 4442.9384 | 4442.9384 | 4442.9384 | 4442.9384 | 4442.9384 | 4442.9384 | 4442.9384 | 4442.9384 | 4340.9184 | 4960.371 | 4960.371 | 4924.361 | 4924.361 | 6446.9568 | 6691.7339 | 8215.99 | 8096.24 | 7926.36
CDP1 | NSW | CNSW | Distributed PV | 621.9378 | 636.102 | 644.9182 | 661.8711 | 702.2766 | 740.456 | 787.694 | 821.4306 | 856.4795 | 886.1984 | 918.429 | 939.0199 | 954.7714 | 966.4442 | 983.7172 | 994.2831 | 1006.6496 | 1019.2425 | 1037.8102 | 1049.5191 | 1061.3193 | 1073.5732 | 1093.3139 | 1104.7404 | 1118.1637 | 1133.1908 | 1153.9216 | 1167.3489 | 1182.2507
CDP1 | NSW | CNSW | Other renewable fuels | 0 | 0 | 0 | 0 | 0 | 0 | 0 | 0 | 0 | 0 | 0 | 0 | 0 | 0 | 0 | 0 | 0 | 0 | 0 | 0 | 0 | 0 | 0 | 0 | 0 | 0 | 30 | 90 | 90
CDP1 | NSW | CNSW | DSP | 0 | 0 | 0 | 0 | 0 | 0 | 0 | 0 | 0 | 0 | 0 | 0 | 0 | 0 | 0 | 0 | 0 | 0 | 0 | 0 | 0 | 0 | 0 | 0 | 0 | 0 | 0 | 0 | 0
CDP1 | NSW | SNW | Black coal | 4200 | 4200 | 1320 | 1320 | 1320 | 0 | 0 | 0 | 0 | 0 | 0 | 0 | 0 | 0 | 0 | 0 | 0 | 0 | 0 | 0 | 0 | 0 | 0 | 0 | 0 | 0 | 0 | 0 | 0
CDP1 | NSW | SNW | Mid-merit gas | 440 | 440 | 440 | 440 | 440 | 440 | 440 | 440 | 440 | 440 | 440 | 440 | 440 | 440 | 440 | 440 | 440 | 440 | 440 | 440 | 0 | 0 | 0 | 0 | 0 | 0 | 0 | 0 | 0
CDP1 | NSW | SNW | Flexible gas with CCS | 0 | 0 | 0 | 0 | 0 | 0 | 0 | 0 | 0 | 0 | 0 | 0 | 0 | 0 | 0 | 0 | 0 | 0 | 0 | 0 | 0 | 0 | 0 | 0 | 0 | 0 | 0 | 0 | 0
CDP1 | NSW | SNW | Flexible gas | 1979 | 1979 | 1979 | 1979 | 1979 | 1979 | 1979 | 1979 | 1979 | 1979 | 1979 | 1979 | 1979 | 1979 | 1979 | 1979 | 1979 | 1979 | 1979 | 2268.8009 | 2937.9506 | 3762.6053 | 3762.6053 | 3762.6053 | 3762.6053 | 3762.6053 | 3762.6053 | 3762.6053 | 3762.6053
CDP1 | NSW | SNW | Hydro | 0 | 0 | 0 | 0 | 0 | 0 | 0 | 0 | 0 | 0 | 0 | 0 | 0 | 0 | 0 | 0 | 0 | 0 | 0 | 0 | 0 | 0 | 0 | 0 | 0 | 0 | 0 | 0 | 0
CDP1 | NSW | SNW | Utility storage | 50 | 50 | 1571.858 | 1571.8608 | 1571.8621 | 1607.4995 | 2062.8502 | 2690.4022 | 2762.9782 | 2690.4022 | 2690.4022 | 2762.9782 | 2690.4022 | 2640.4022 | 2712.9782 | 2712.9782 | 2640.4022 | 2640.4022 | 2640.4022 | 2640.4022 | 2712.9782 | 2640.4022 | 1298.8322 | 1226.2535 | 1226.2523 | 1266.3849 | 962.1495 | 962.1495 | 1034.7257
CDP1 | NSW | SNW | Coordinated CER storage | 8.587 | 11.5295 | 14.8171 | 18.6626 | 22.7871 | 27.7997 | 33.4963 | 43.0237 | 55.4305 | 70.9627 | 90.1039 | 112.9793 | 139.8314 | 170.4524 | 205.2684 | 244.1544 | 286.9162 | 333.5338 | 384.2127 | 438.8854 | 497.66 | 560.8937 | 629.5544 | 702.4072 | 779.5514 | 860.1351 | 943.9419 | 983.3503 | 1018.6582
CDP1 | NSW | SNW | Passive CER storage | 186.8609 | 206.3463 | 224.5379 | 240.9368 | 258.9593 | 278.1444 | 301.9599 | 322.7208 | 344.5839 | 366.8252 | 390.7075 | 415.6523 | 441.7183 | 467.2367 | 494.0385 | 520.566 | 545.206 | 567.5963 | 588.6361 | 607.8089 | 625.5986 | 647.3132 | 670.0861 | 693.8422 | 718.7364 | 741.3337 | 761.6739 | 786.6727 | 809.1086
CDP1 | NSW | SNW | Offshore wind | 0 | 0 | 0 | 0 | 0 | 0 | 0 | 0 | 0 | 0 | 0 | 0 | 0 | 0 | 0 | 0 | 0 | 0 | 0 | 0 | 0 | 0 | 0 | 0 | 0 | 0 | 0 | 0 | 0
CDP1 | NSW | SNW | Wind | 0 | 0 | 0 | 0 | 0 | 0 | 0 | 0 | 0 | 0 | 0 | 0 | 0 | 0 | 0 | 0 | 0 | 0 | 0 | 0 | 0 | 0 | 0 | 0 | 0 | 0 | 0 | 0 | 0
CDP1 | NSW | SNW | Utility solar | 0 | 0 | 0 | 0 | 0 | 0 | 0 | 0 | 0 | 0 | 0 | 0 | 0 | 0 | 0 | 0 | 0 | 0 | 0 | 0 | 0 | 0 | 0 | 0 | 0 | 0 | 0 | 0 | 0
CDP1 | NSW | SNW | Distributed PV | 3679.6425 | 3821.5974 | 3976.6457 | 4171.7761 | 4514.291 | 4858.2954 | 5220.1292 | 5496.252 | 5768.549 | 6015.446 | 6247.5007 | 6444.969 | 6601.2248 | 6709.9767 | 6807.533 | 6901.289 | 6995.1835 | 7087.6409 | 7182.3455 | 7274.2264 | 7368.4104 | 7463.4566 | 7560.2199 | 7654.4945 | 7751.1288 | 7849.3467 | 7952.3875 | 8051.2259 | 8161.516
CDP1 | NSW | SNW | Other renewable fuels | 0 | 0 | 0 | 0 | 0 | 0 | 0 | 0 | 0 | 0 | 0 | 0 | 0 | 0 | 0 | 0 | 0 | 0 | 0 | 0 | 0 | 0 | 0 | 0 | 0 | 0 | 90 | 90 | 90
CDP1 | NSW | SNW | DSP | 336.74 | 342.94 | 349.4 | 358.05 | 499.09 | 685.31 | 850.38 | 920.72 | 991.02 | 1061.28 | 1070.04 | 1079.54 | 1087.21 | 1096.93 | 1105.44 | 1116.29 | 1124.85 | 1136.31 | 1138.21 | 1141.89 | 1148.33 | 1146.26 | 1149.08 | 1151.3 | 1149.72 | 1153.61 | 1157.93 | 1166.18 | 1185.25
CDP1 | NSW | SNSW | Black coal | 0 | 0 | 0 | 0 | 0 | 0 | 0 | 0 | 0 | 0 | 0 | 0 | 0 | 0 | 0 | 0 | 0 | 0 | 0 | 0 | 0 | 0 | 0 | 0 | 0 | 0 | 0 | 0 | 0
CDP1 | NSW | SNSW | Mid-merit gas | 0 | 0 | 0 | 0 | 0 | 0 | 0 | 0 | 0 | 0 | 0 | 0 | 0 | 0 | 0 | 0 | 0 | 0 | 0 | 0 | 0 | 0 | 0 | 0 | 0 | 0 | 0 | 0 | 0
CDP1 | NSW | SNSW | Flexible gas with CCS | 0 | 0 | 0 | 0 | 0 | 0 | 0 | 0 | 0 | 0 | 0 | 0 | 0 | 0 | 0 | 0 | 0 | 0 | 0 | 0 | 0 | 0 | 0 | 0 | 0 | 0 | 0 | 0 | 0
CDP1 | NSW | SNSW | Flexible gas | 692 | 692 | 692 | 692 | 692 | 692 | 692 | 692 | 692 | 692 | 692 | 692 | 692 | 692 | 692 | 692 | 692 | 692 | 692 | 692 | 692 | 0 | 0 | 0 | 0 | 0 | 0 | 0 | 0
CDP1 | NSW | SNSW | Hydro | 2285 | 2285 | 2285 | 2285 | 2285 | 2285 | 2285 | 2285 | 2285 | 2285 | 2285 | 2285 | 2285 | 2285 | 2285 | 2285 | 2285 | 2285 | 2285 | 2285 | 2285 | 2285 | 2285 | 2285 | 2285 | 2285 | 2285 | 2285 | 2285
CDP1 | NSW | SNSW | Utility storage | 299.99 | 309.99 | 368.9 | 368.9 | 568.9 | 2768.9 | 2863.9319 | 2862.9419 | 2863.9319 | 2862.9419 | 2862.9419 | 2863.9319 | 2862.9419 | 2862.9419 | 2863.9319 | 2863.9319 | 2862.9419 | 2862.9419 | 2862.9419 | 2852.9419 | 2803.9319 | 2802.9419 | 2744.0319 | 2743.0419 | 2743.0419 | 2644.0419 | 2591.2939 | 2591.2939 | 2441.2939
CDP1 | NSW | SNSW | Coordinated CER storage | 1.8316 | 2.4469 | 3.1469 | 4.0056 | 4.9448 | 6.063 | 7.344 | 8.8828 | 10.843 | 13.2952 | 16.3304 | 19.989 | 24.3293 | 29.3361 | 35.0941 | 41.5771 | 48.7432 | 56.6101 | 65.2405 | 74.6487 | 84.8616 | 95.9878 | 108.1835 | 121.2843 | 135.2958 | 150.0261 | 165.4879 | 173.4974 | 180.7336
CDP1 | NSW | SNSW | Passive CER storage | 39.8581 | 43.7926 | 47.6885 | 51.7125 | 56.1945 | 60.6618 | 66.2045 | 71.0929 | 76.2779 | 81.7101 | 87.5202 | 93.586 | 99.9174 | 106.2198 | 112.7798 | 119.2142 | 125.1293 | 130.5318 | 135.6734 | 140.5429 | 145.2071 | 150.7156 | 156.525 | 162.5649 | 168.7895 | 174.3699 | 179.4516 | 185.5172 | 191.0124
CDP1 | NSW | SNSW | Offshore wind | 0 | 0 | 0 | 0 | 0 | 0 | 0 | 0 | 0 | 0 | 0 | 0 | 0 | 0 | 0 | 0 | 0 | 0 | 0 | 0 | 0 | 0 | 0 | 0 | 0 | 0 | 0 | 0 | 0
CDP1 | NSW | SNSW | Wind | 1792.06 | 1850.06 | 1890.08 | 2420.54 | 2999.3492 | 2999.3492 | 2999.3492 | 2999.3492 | 2999.3492 | 2999.3492 | 2999.3492 | 2999.3492 | 2999.3492 | 2952.8492 | 2952.8492 | 2922.8492 | 2922.8492 | 2670.7184 | 2622.4184 | 2622.4184 | 2333.4084 | 2333.4084 | 2089.6084 | 1917.729 | 1923.0222 | 1545.4835 | 1552.4935 | 1552.4935 | 1552.4935
CDP1 | NSW | SNSW | Utility solar | 2083.08 | 2083.08 | 2475.36 | 2818.3088 | 3377.562 | 3377.562 | 3378.462 | 3377.562 | 3377.562 | 3377.562 | 3377.562 | 3377.562 | 3377.562 | 3377.562 | 3377.562 | 3227.532 | 3227.532 | 3227.532 | 3227.532 | 3227.532 | 3680.9965 | 4710.54 | 4710.54 | 4625.54 | 4593.14 | 4751.1402 | 4418.8002 | 3643.5902 | 3613.5902
CDP1 | NSW | SNSW | Distributed PV | 986.0326 | 1016.5758 | 1046.5931 | 1086.1683 | 1164.1203 | 1240.9168 | 1328.5137 | 1393.4014 | 1458.5676 | 1517.356 | 1578.8062 | 1621.3015 | 1659.1313 | 1689.5418 | 1724.7489 | 1750.0152 | 1777.7549 | 1805.5558 | 1841.3577 | 1866.4198 | 1894.7072 | 1924.1874 | 1962.8752 | 1990.9999 | 2022.3122 | 2052.6863 | 2093.9396 | 2124.8409 | 2159.5341
CDP1 | NSW | SNSW | Other renewable fuels | 0 | 0 | 0 | 0 | 0 | 0 | 0 | 0 | 0 | 0 | 0 | 0 | 0 | 0 | 0 | 0 | 0 | 0 | 0 | 0 | 0 | 0 | 0 | 0 | 0 | 0 | 0 | 0 | 0
CDP1 | NSW | SNSW | DSP | 0 | 0 | 0 | 0 | 0 | 0 | 0 | 0 | 0 | 0 | 0 | 0 | 0 | 0 | 0 | 0 | 0 | 0 | 0 | 0 | 0 | 0 | 0 | 0 | 0 | 0 | 0 | 0 | 0
CDP1 | QLD | NQ | Black coal | 0 | 0 | 0 | 0 | 0 | 0 | 0 | 0 | 0 | 0 | 0 | 0 | 0 | 0 | 0 | 0 | 0 | 0 | 0 | 0 | 0 | 0 | 0 | 0 | 0 | 0 | 0 | 0 | 0
CDP1 | QLD | NQ | Mid-merit gas | 244 | 244 | 244 | 244 | 244 | 244 | 244 | 244 | 244 | 244 | 244 | 244 | 244 | 244 | 244 | 244 | 244 | 244 | 244 | 244 | 244 | 244 | 244 | 0 | 0 | 0 | 0 | 0 | 0
CDP1 | QLD | NQ | Flexible gas with CCS | 0 | 0 | 0 | 0 | 0 | 0 | 0 | 0 | 0 | 0 | 0 | 0 | 0 | 0 | 0 | 0 | 0 | 0 | 0 | 0 | 0 | 0 | 0 | 0 | 0 | 0 | 0 | 0 | 0
CDP1 | QLD | NQ | Flexible gas | 423.5 | 423.5 | 423.5 | 423.5 | 423.5 | 423.5 | 423.5 | 423.5 | 423.5 | 423.5 | 131.5 | 131.5 | 131.5 | 131.5 | 131.5 | 131.5 | 131.5 | 131.5 | 131.5 | 131.5 | 131.5 | 0 | 0 | 0 | 0 | 0 | 0 | 0 | 0
CDP1 | QLD | NQ | Hydro | 156.4 | 156.4 | 156.4 | 156.4 | 156.4 | 156.4 | 156.4 | 156.4 | 156.4 | 156.4 | 156.4 | 156.4 | 156.4 | 156.4 | 70 | 70 | 70 | 70 | 70 | 0 | 0 | 0 | 0 | 0 | 0 | 0 | 0 | 0 | 0
CDP1 | QLD | NQ | Utility storage | 250 | 250 | 250 | 550 | 550 | 550 | 550 | 550 | 550 | 550 | 550.0001 | 550.0001 | 550.0001 | 550.0001 | 550.0001 | 550.0001 | 550.0001 | 550.0001 | 550.0001 | 550.0001 | 550.0001 | 550.0002 | 550.0002 | 250.0006 | 250.0007 | 285.5468 | 302.2913 | 302.2913 | 358.217
CDP1 | QLD | NQ | Coordinated CER storage | 0.88737 | 1.2167 | 1.5929 | 2.0251 | 2.5236 | 3.12 | 3.8402 | 4.861 | 6.1864 | 7.8245 | 9.8358 | 12.2418 | 15.0717 | 18.2721 | 21.9141 | 25.9728 | 30.4036 | 35.228 | 40.4665 | 46.1292 | 52.2496 | 58.927 | 66.1344 | 73.8088 | 81.9834 | 90.4987 | 99.3492 | 103.7072 | 107.6837
CDP1 | QLD | NQ | Passive CER storage | 18.5285 | 21.0552 | 23.4635 | 25.9022 | 28.4576 | 31.3925 | 34.814 | 37.9522 | 41.4162 | 44.9799 | 48.8461 | 52.9834 | 57.3995 | 61.6721 | 66.1572 | 70.6014 | 74.6827 | 78.4936 | 82.1191 | 85.5856 | 89.0361 | 92.9771 | 97.0969 | 101.3628 | 105.886 | 109.9772 | 113.7091 | 117.7593 | 121.4976
CDP1 | QLD | NQ | Offshore wind | 0 | 0 | 0 | 0 | 0 | 0 | 0 | 0 | 0 | 0 | 0 | 0 | 0 | 0 | 0 | 0 | 0 | 0 | 0 | 0 | 0 | 0 | 0 | 0 | 0 | 0 | 0 | 0 | 0
CDP1 | QLD | NQ | Wind | 375.64 | 375.64 | 375.64 | 375.64 | 1604.4674 | 1932.1892 | 2517.9524 | 2517.9524 | 2517.9524 | 2517.9524 | 3545.3501 | 3545.3501 | 3571.8191 | 3650.4259 | 3650.4259 | 3650.4259 | 3650.4259 | 3650.4259 | 3650.4259 | 3650.4259 | 3612.0971 | 4918.1396 | 4918.1396 | 4874.9396 | 4874.9396 | 4771.9562 | 4799.8758 | 4799.8758 | 4923.665
CDP1 | QLD | NQ | Utility solar | 521.6 | 521.6 | 521.6 | 521.6 | 521.6 | 521.6 | 521.6 | 521.6 | 521.6 | 521.6 | 521.6 | 521.6 | 521.6004 | 521.6004 | 473.1004 | 473.1004 | 473.1004 | 568.2843 | 922.8535 | 801.6935 | 685.7335 | 685.7335 | 685.7335 | 670.7335 | 570.7535 | 549.7835 | 749.8553 | 649.8253 | 649.8253
CDP1 | QLD | NQ | Distributed PV | 650.1918 | 674.7727 | 703.9561 | 730.2258 | 763.9198 | 810.8536 | 853.2797 | 886.3548 | 917.2914 | 944.1354 | 970.7969 | 991.2841 | 1008.6228 | 1022.5255 | 1038.7204 | 1053.488 | 1067.6015 | 1084.5645 | 1102.9542 | 1118.778 | 1136.6862 | 1153.6954 | 1172.9582 | 1190.3775 | 1209.4642 | 1228.2939 | 1251.6994 | 1274.419 | 1298.4572
CDP1 | QLD | NQ | Other renewable fuels | 0 | 0 | 0 | 0 | 0 | 0 | 0 | 0 | 0 | 0 | 0 | 0 | 0 | 0 | 0 | 0 | 0 | 0 | 0 | 0 | 0 | 0 | 0 | 0 | 0 | 0 | 0 | 0 | 0
CDP1 | QLD | NQ | DSP | 0 | 0 | 0 | 0 | 0 | 0 | 0 | 0 | 0 | 0 | 0 | 0 | 0 | 0 | 0 | 0 | 0 | 0 | 0 | 0 | 0 | 0 | 0 | 0 | 0 | 0 | 0 | 0 | 0
CDP1 | QLD | GG | Black coal | 1680 | 1680 | 1680 | 1680 | 840 | 840 | 840 | 280 | 0 | 0 | 0 | 0 | 0 | 0 | 0 | 0 | 0 | 0 | 0 | 0 | 0 | 0 | 0 | 0 | 0 | 0 | 0 | 0 | 0
CDP1 | QLD | GG | Mid-merit gas | 180 | 180 | 180 | 180 | 180 | 180 | 180 | 180 | 180 | 180 | 180 | 180 | 180 | 180 | 180 | 180 | 180 | 180 | 180 | 180 | 180 | 180 | 180 | 180 | 180 | 180 | 180 | 0 | 0
CDP1 | QLD | GG | Flexible gas with CCS | 0 | 0 | 0 | 0 | 0 | 0 | 0 | 0 | 0 | 0 | 0 | 0 | 0 | 0 | 0 | 0 | 0 | 0 | 0 | 0 | 0 | 0 | 0 | 0 | 0 | 0 | 0 | 0 | 0
CDP1 | QLD | GG | Flexible gas | 0 | 0 | 0 | 0 | 0 | 0 | 0 | 0 | 0 | 0 | 0 | 0 | 0 | 0 | 0 | 0 | 0 | 0 | 0 | 0 | 0 | 0 | 0 | 0 | 0 | 0 | 0 | 0 | 0
CDP1 | QLD | GG | Hydro | 0 | 0 | 0 | 0 | 0 | 0 | 0 | 0 | 0 | 0 | 0 | 0 | 0 | 0 | 0 | 0 | 0 | 0 | 0 | 0 | 0 | 0 | 0 | 0 | 0 | 0 | 0 | 0 | 0
CDP1 | QLD | GG | Utility storage | 0 | 0 | 400 | 400 | 400 | 400 | 400 | 400 | 400 | 400 | 400 | 400 | 400 | 400.0001 | 400.0001 | 400.0002 | 400.0002 | 400.0002 | 400.0002 | 400.0002 | 400.0002 | 400.0002 | 0.00086062 | 15.0126 | 201.8265 | 201.8265 | 628.2662 | 628.2662 | 699.228
CDP1 | QLD | GG | Coordinated CER storage | 0.048726 | 0.066819 | 0.087887 | 0.11153 | 0.14153 | 0.17366 | 0.21572 | 0.29891 | 0.41299 | 0.56211 | 0.74955 | 0.97712 | 1.2471 | 1.5592 | 1.9169 | 2.3184 | 2.7646 | 3.2536 | 3.7908 | 4.3761 | 5.009 | 5.7004 | 6.4465 | 7.2409 | 8.0831 | 8.9664 | 9.8883 | 10.3376 | 10.7449
CDP1 | QLD | GG | Passive CER storage | 1.0174 | 1.1563 | 1.2946 | 1.4266 | 1.5959 | 1.7473 | 1.9556 | 2.1352 | 2.3376 | 2.5644 | 2.8105 | 3.0704 | 3.3401 | 3.6127 | 3.8978 | 4.1748 | 4.4417 | 4.6827 | 4.9228 | 5.1563 | 5.3782 | 5.6374 | 5.9123 | 6.1964 | 6.4847 | 6.7498 | 6.9899 | 7.2551 | 7.4911
CDP1 | QLD | GG | Offshore wind | 0 | 0 | 0 | 0 | 0 | 0 | 0 | 0 | 0 | 0 | 0 | 0 | 0 | 0 | 0 | 0 | 0 | 0 | 0 | 0 | 0 | 0 | 0 | 0 | 0 | 0 | 0 | 0 | 0
CDP1 | QLD | GG | Wind | 0 | 0 | 0 | 0 | 0 | 0 | 0 | 0 | 0 | 0 | 0 | 0 | 0 | 0 | 0 | 0 | 0 | 0 | 0 | 0 | 0 | 0 | 0 | 0 | 0 | 0 | 0 | 0 | 0
CDP1 | QLD | GG | Utility solar | 0 | 0 | 0 | 0 | 0 | 0 | 0 | 0 | 0 | 0 | 0 | 0 | 0 | 0 | 0 | 0 | 0 | 0 | 0 | 0 | 0 | 0 | 0 | 0 | 0 | 0 | 0 | 0 | 0
CDP1 | QLD | GG | Distributed PV | 62.5042 | 64.2791 | 66.415 | 68.9878 | 72.7673 | 76.244 | 80.0461 | 83.5314 | 86.727 | 89.5602 | 92.1585 | 94.3304 | 96.0517 | 97.5469 | 99.0431 | 100.4574 | 101.995 | 103.5388 | 105.3012 | 107.0116 | 108.5825 | 110.2539 | 112.0709 | 113.8938 | 115.5761 | 117.3638 | 119.4773 | 121.9029 | 124.2038
CDP1 | QLD | GG | Other renewable fuels | 0 | 0 | 0 | 0 | 0 | 0 | 0 | 0 | 0 | 0 | 0 | 0 | 0 | 0 | 0 | 0 | 0 | 0 | 0 | 0 | 0 | 0 | 0 | 0 | 0 | 0 | 0 | 0 | 0
CDP1 | QLD | GG | DSP | 0 | 0 | 0 | 0 | 0 | 0 | 0 | 0 | 0 | 0 | 0 | 0 | 0 | 0 | 0 | 0 | 0 | 0 | 0 | 0 | 0 | 0 | 0 | 0 | 0 | 0 | 0 | 0 | 0
CDP1 | QLD | CQ | Black coal | 3004 | 3004 | 3004 | 3004 | 2304 | 2304 | 1574 | 1574 | 1574 | 844 | 844 | 844 | 844 | 844 | 844 | 844 | 844 | 844 | 844 | 844 | 844 | 844 | 844 | 844 | 844 | 844 | 844 | 844 | 0
CDP1 | QLD | CQ | Mid-merit gas | 0 | 0 | 0 | 0 | 0 | 0 | 0 | 0 | 0 | 0 | 0 | 0 | 0 | 0 | 0 | 0 | 0 | 0 | 0 | 0 | 0 | 0 | 0 | 0 | 0 | 0 | 0 | 0 | 0
CDP1 | QLD | CQ | Flexible gas with CCS | 0 | 0 | 0 | 0 | 0 | 0 | 0 | 0 | 0 | 0 | 0 | 0 | 0 | 0 | 0 | 0 | 0 | 0 | 0 | 0 | 0 | 0 | 0 | 0 | 0 | 0 | 0 | 0 | 0
CDP1 | QLD | CQ | Flexible gas | 37 | 37 | 37 | 37 | 37 | 37 | 37 | 37 | 37 | 37 | 37 | 0 | 0 | 0 | 0 | 0 | 0 | 0 | 0 | 0 | 0 | 0 | 0 | 0 | 0 | 0 | 0 | 0 | 0
CDP1 | QLD | CQ | Hydro | 0 | 0 | 0 | 0 | 0 | 0 | 0 | 0 | 0 | 0 | 0 | 0 | 0 | 0 | 0 | 0 | 0 | 0 | 0 | 0 | 0 | 0 | 0 | 0 | 0 | 0 | 0 | 0 | 0
CDP1 | QLD | CQ | Utility storage | 50 | 50 | 50 | 50 | 200 | 200 | 200 | 200 | 200 | 200.0001 | 200.0001 | 200.0001 | 200.0001 | 200.0002 | 200.0002 | 200.0003 | 200.0003 | 200.0003 | 200.0003 | 150.0003 | 150.0003 | 150.0004 | 150.0011 | 165.0039 | 68.7231 | 98.6677 | 693.2321 | 693.2321 | 1220.9671
CDP1 | QLD | CQ | Coordinated CER storage | 0.81707 | 1.1192 | 1.475 | 1.8705 | 2.3506 | 2.8941 | 3.5651 | 4.6403 | 6.0457 | 7.8273 | 10.0404 | 12.6969 | 15.8224 | 19.4074 | 23.4888 | 28.0554 | 33.0802 | 38.5531 | 44.5354 | 51.0196 | 58.024 | 65.6952 | 73.9546 | 82.751 | 92.094 | 101.874 | 112.0393 | 117.0219 | 121.5395
CDP1 | QLD | CQ | Passive CER storage | 17.0607 | 19.3666 | 21.7275 | 23.9255 | 26.506 | 29.119 | 32.3201 | 35.3739 | 38.6267 | 42.1175 | 45.9487 | 49.9898 | 54.2028 | 58.4551 | 62.8527 | 67.2149 | 71.3089 | 75.0313 | 78.6845 | 82.1837 | 85.591 | 89.6089 | 93.7355 | 98.007 | 102.4317 | 106.5375 | 110.2123 | 114.1759 | 117.7274
CDP1 | QLD | CQ | Offshore wind | 0 | 0 | 0 | 0 | 0 | 0 | 0 | 0 | 0 | 0 | 0 | 0 | 0 | 0 | 0 | 0 | 0 | 0 | 0 | 0 | 0 | 0 | 0 | 0 | 0 | 0 | 0 | 0 | 0
CDP1 | QLD | CQ | Wind | 300 | 300 | 439 | 439 | 946.7205 | 1439.9946 | 1439.9946 | 1439.9946 | 1439.9946 | 1439.9946 | 1439.9947 | 1439.9947 | 1577.6604 | 1596.061 | 1596.061 | 1596.061 | 1596.061 | 1629.7512 | 1661.3528 | 1661.3528 | 1757.8071 | 1765.1471 | 1765.1471 | 1765.1471 | 1771.4031 | 1855.974 | 2064.0587 | 2064.0587 | 2064.0587
CDP1 | QLD | CQ | Utility solar | 788.17 | 788.17 | 788.17 | 788.17 | 860.8017 | 860.8017 | 860.8017 | 860.8017 | 860.8017 | 860.8018 | 862.0642 | 864.3341 | 864.3341 | 864.3341 | 864.3341 | 864.3341 | 864.3341 | 865.7905 | 1071.9488 | 1071.9488 | 1057.9488 | 1015.4488 | 1015.4488 | 1015.4488 | 1104.731 | 2093.5976 | 3276.3024 | 3895.7609 | 4759.4545
CDP1 | QLD | CQ | Distributed PV | 722.2681 | 742.6714 | 766.5235 | 793.7311 | 832.2373 | 870.8408 | 919.19 | 959.03 | 992.0332 | 1024.4908 | 1056.5767 | 1083.0724 | 1101.7266 | 1123.061 | 1144.5628 | 1165.0051 | 1182.6817 | 1203.6093 | 1227.4527 | 1248.9192 | 1267.2572 | 1290.1466 | 1314.2082 | 1336.8165 | 1356.4594 | 1381.1351 | 1408.4892 | 1436.2188 | 1460.3169
CDP1 | QLD | CQ | Other renewable fuels | 0 | 0 | 0 | 0 | 0 | 0 | 0 | 0 | 0 | 0 | 0 | 0 | 0 | 0 | 0 | 0 | 0 | 0 | 0 | 0 | 0 | 0 | 0 | 0 | 0 | 0 | 0 | 0 | 0
CDP1 | QLD | CQ | DSP | 0 | 0 | 0 | 0 | 0 | 0 | 0 | 0 | 0 | 0 | 0 | 0 | 0 | 0 | 0 | 0 | 0 | 0 | 0 | 0 | 0 | 0 | 0 | 0 | 0 | 0 | 0 | 0 | 0
CDP1 | QLD | SQ | Black coal | 3446 | 3446 | 3446 | 3446 | 3446 | 3446 | 3446 | 2746 | 2746 | 2396 | 1596 | 852 | 852 | 852 | 852 | 852 | 852 | 852 | 852 | 852 | 852 | 852 | 852 | 852 | 852 | 852 | 852 | 852 | 0
CDP1 | QLD | SQ | Mid-merit gas | 1173.9 | 1173.9 | 1173.9 | 1173.9 | 1173.9 | 1173.9 | 1173.9 | 1173.9 | 1173.9 | 1173.9 | 1173.9 | 1173.9 | 1173.9 | 788.9 | 788.9 | 788.9 | 644.5 | 644.5 | 644.5 | 644.5 | 644.5 | 644.5 | 0 | 0 | 0 | 0 | 0 | 0 | 0
CDP1 | QLD | SQ | Flexible gas with CCS | 0 | 0 | 0 | 0 | 0 | 0 | 0 | 0 | 0 | 0 | 0 | 0 | 0 | 0 | 0 | 0 | 0 | 0 | 0 | 0 | 0 | 0 | 0 | 0 | 0 | 0 | 0 | 0 | 0
CDP1 | QLD | SQ | Flexible gas | 1509 | 1509 | 1509 | 1709 | 1709 | 1709 | 1709 | 1709 | 1709 | 1709 | 1834.697 | 1754.697 | 1754.697 | 1984.0463 | 2060.0348 | 2269.6573 | 2697.2776 | 2835.2113 | 3875.962 | 4166.5702 | 4166.5702 | 4166.5702 | 4166.5702 | 4113.4851 | 4113.4851 | 4113.4851 | 3594.4851 | 3248.4851 | 3460.0753
CDP1 | QLD | SQ | Hydro | 0 | 0 | 0 | 0 | 0 | 0 | 0 | 0 | 0 | 0 | 0 | 0 | 0 | 0 | 0 | 0 | 0 | 0 | 0 | 0 | 0 | 0 | 0 | 0 | 0 | 0 | 0 | 0 | 0
CDP1 | QLD | SQ | Utility storage | 709.6 | 1423.76 | 1729.76 | 1729.76 | 1729.76 | 1729.76 | 1729.76 | 1729.76 | 3727.76 | 3727.76 | 3727.76 | 3727.76 | 3727.76 | 3727.76 | 3727.7601 | 3627.7601 | 3627.7601 | 3627.7601 | 3627.7601 | 3627.7601 | 3627.7601 | 3327.7601 | 3233.8793 | 3784.8188 | 3784.8188 | 3530.0188 | 4317.4627 | 4317.4627 | 4217.4627
CDP1 | QLD | SQ | Coordinated CER storage | 4.2813 | 5.9349 | 7.8549 | 10.0673 | 12.639 | 15.6606 | 19.5036 | 26.1745 | 34.9449 | 45.9905 | 59.704 | 76.2037 | 95.6949 | 118.0268 | 143.566 | 172.1726 | 203.6626 | 237.961 | 275.4027 | 316.0829 | 360.0365 | 407.5661 | 459.4511 | 514.7474 | 573.5005 | 635.0211 | 699.1749 | 730.6031 | 759.1308
CDP1 | QLD | SQ | Passive CER storage | 89.3949 | 102.7017 | 115.7072 | 128.7691 | 142.5235 | 157.5718 | 176.8119 | 194.2469 | 213.1165 | 232.7482 | 254.1827 | 276.937 | 301.0369 | 325.0195 | 350.4149 | 375.6131 | 399.0493 | 420.0192 | 440.1605 | 459.7105 | 478.6237 | 501.0311 | 524.6191 | 549.2404 | 574.878 | 598.5559 | 620.3463 | 643.8322 | 664.9847
CDP1 | QLD | SQ | Offshore wind | 0 | 0 | 0 | 0 | 0 | 0 | 0 | 0 | 0 | 0 | 0 | 0 | 0 | 0 | 0 | 0 | 0 | 0 | 0 | 0 | 0 | 0 | 0 | 0 | 0 | 0 | 0 | 0 | 0
CDP1 | QLD | SQ | Wind | 864.95 | 1788.35 | 1788.35 | 1788.35 | 3188.35 | 4163.5311 | 4163.5311 | 4163.5311 | 4163.5311 | 4163.5311 | 4163.5311 | 4802.3718 | 4802.3719 | 5095.3485 | 5095.3485 | 5095.3485 | 5095.3485 | 5095.3485 | 5095.3485 | 5095.3485 | 5095.3486 | 4655.3786 | 4737.1851 | 4737.1851 | 4737.1851 | 7982.3826 | 7982.3826 | 8048.38 | 8048.38
CDP1 | QLD | SQ | Utility solar | 1791.51 | 1791.51 | 1850.95 | 1951.79 | 1951.25 | 1950.69 | 1950.14 | 1949.57 | 1949.01 | 2130.8293 | 4301.6168 | 5001.6579 | 5837.7768 | 5727.7768 | 5727.7768 | 5727.7768 | 5727.7768 | 5727.7768 | 5727.7768 | 6992.7393 | 7186.5769 | 7083.6169 | 7898.497 | 7304.487 | 7843.2445 | 7815.9445 | 9400.8831 | 9400.8831 | 9510.93
CDP1 | QLD | SQ | Distributed PV | 4444.5857 | 4601.2689 | 4749.54 | 4916.8363 | 5144.4056 | 5366.8426 | 5600.5382 | 5818.1179 | 6023.3354 | 6208.4396 | 6390.235 | 6547.3482 | 6680.4309 | 6801.3486 | 6930.4487 | 7058.0895 | 7183.3758 | 7312.5864 | 7449.028 | 7583.0522 | 7712.7031 | 7848.2261 | 7992.0637 | 8132.0113 | 8268.3973 | 8416.1653 | 8582.7632 | 8750.2442 | 8916.9501
CDP1 | QLD | SQ | Other renewable fuels | 0 | 0 | 0 | 0 | 0 | 0 | 0 | 0 | 0 | 0 | 0 | 0 | 0 | 0 | 0 | 0 | 0 | 0 | 0 | 0 | 0 | 0 | 0 | 0 | 0 | 0 | 0 | 90 | 90
CDP1 | QLD | SQ | DSP | 261.52 | 264.77 | 266.65 | 271.43 | 274.99 | 279.39 | 263.31 | 268.86 | 272.92 | 276.84 | 281.85 | 287.32 | 293.21 | 299.76 | 303.87 | 308.31 | 314.85 | 318.56 | 321.21 | 324.66 | 327.68 | 329.75 | 332.41 | 336.27 | 338.73 | 347.33 | 354.15 | 361.49 | 363.01
CDP1 | VIC | VIC | Brown coal | 4820 | 4820 | 4820 | 4820 | 4820 | 3370 | 3370 | 3370 | 3370 | 3370 | 1160 | 580 | 580 | 580 | 580 | 580 | 580 | 580 | 580 | 580 | 580 | 580 | 580 | 580 | 0 | 0 | 0 | 0 | 0
CDP1 | VIC | VIC | Mid-merit gas | 500 | 500 | 500 | 500 | 500 | 0 | 0 | 0 | 0 | 0 | 0 | 0 | 0 | 0 | 0 | 0 | 0 | 0 | 0 | 0 | 0 | 0 | 0 | 0 | 0 | 0 | 0 | 0 | 0
CDP1 | VIC | VIC | Flexible gas with CCS | 0 | 0 | 0 | 0 | 0 | 0 | 0 | 0 | 0 | 0 | 0 | 0 | 0 | 0 | 0 | 0 | 0 | 0 | 0 | 0 | 0 | 0 | 0 | 0 | 0 | 0 | 0 | 0 | 0
CDP1 | VIC | VIC | Flexible gas | 1900 | 1900 | 1900 | 1900 | 1900 | 1900 | 1900 | 1900 | 1900 | 1900 | 1730 | 1730 | 1730 | 1730 | 1730 | 1730 | 1290 | 1290 | 1290 | 1338.9661 | 1338.9661 | 1338.9661 | 1338.9661 | 1338.9661 | 1380.5462 | 1380.5462 | 1380.5462 | 1380.5462 | 2230.0183
CDP1 | VIC | VIC | Hydro | 2219.02 | 2219.02 | 2219.02 | 2219.02 | 2219.02 | 2219.02 | 2219.02 | 2219.02 | 2219.02 | 2219.02 | 2219.02 | 2219.02 | 2219.02 | 2219.02 | 2219.02 | 2219.02 | 2219.02 | 2219.02 | 2219.02 | 2219.02 | 2219.02 | 2219.02 | 2219.02 | 2219.02 | 2219.02 | 2219.02 | 2219.02 | 2219.02 | 2219.02
CDP1 | VIC | VIC | Utility storage | 299.13 | 479.13 | 1990.64 | 2405.4403 | 2861.2815 | 2853.5815 | 3053.23 | 3060.53 | 3572.23 | 4083.17 | 4593.04 | 6201.92 | 6201.92 | 6208.52 | 6201.92 | 6196.92 | 6196.92 | 6196.92 | 5896.92 | 5896.92 | 5746.92 | 5956.6301 | 5655.3201 | 4916.8199 | 4610.579 | 4676.3527 | 4447.1042 | 3847.1042 | 3373.5364
CDP1 | VIC | VIC | Coordinated CER storage | 10.6132 | 15.1363 | 20.7187 | 26.6998 | 33.6099 | 42.073 | 52.0251 | 65.3888 | 82.4785 | 103.5543 | 129.304 | 159.8675 | 195.5802 | 236.092 | 282.1042 | 333.3048 | 389.2764 | 449.9516 | 515.8702 | 587.1309 | 663.853 | 746.8741 | 837.0114 | 932.8772 | 1034.5743 | 1140.6225 | 1250.7708 | 1304.751 | 1353.7071
CDP1 | VIC | VIC | Passive CER storage | 269.7717 | 301.4603 | 331.822 | 361.74 | 393.4245 | 427.1076 | 470.0826 | 508.8755 | 550.5086 | 593.6031 | 640.251 | 689.3259 | 740.7945 | 791.6143 | 844.9475 | 897.6568 | 946.6059 | 991.0946 | 1033.8217 | 1074.9606 | 1114.8568 | 1161.2955 | 1209.6656 | 1259.8506 | 1312.0582 | 1360.0652 | 1403.9921 | 1454.6296 | 1500.8336
CDP1 | VIC | VIC | Offshore wind | 0 | 0 | 0 | 0 | 0 | 0 | 0 | 1000 | 2000 | 2666.6667 | 3333.3333 | 4000 | 5000 | 5999.9999 | 6999.9999 | 8000 | 9000 | 9000 | 9000 | 9000 | 9000 | 9000 | 9000 | 9000 | 9000 | 9000 | 9000 | 9000 | 9000
CDP1 | VIC | VIC | Wind | 4537.37 | 4537.37 | 5381.93 | 5399.09 | 5399.0901 | 6729.2909 | 7160.0468 | 7160.0468 | 7160.0468 | 7160.0469 | 7107.5469 | 6915.5469 | 6915.5469 | 6915.5469 | 6852.5469 | 6432.5469 | 6432.5469 | 6144.2469 | 6144.2469 | 6093.6969 | 5776.4969 | 5464.4969 | 4617.5069 | 4617.5069 | 4220.007 | 4945.1924 | 5568.0504 | 5431.3378 | 5431.3378
CDP1 | VIC | VIC | Utility solar | 1078.39 | 1171.87 | 1343.97 | 1696.09 | 1696.09 | 1696.09 | 1696.0901 | 1696.0901 | 1696.0901 | 1696.0901 | 1696.0901 | 1696.0901 | 1696.0901 | 1696.0901 | 1696.0901 | 1696.0901 | 1696.0901 | 1696.0901 | 1696.0901 | 1696.0901 | 2505.4657 | 3155.8419 | 3128.6719 | 3128.6719 | 3128.6719 | 3071.2076 | 2695.2776 | 2614.2776 | 2419.2676
CDP1 | VIC | VIC | Distributed PV | 4946.5809 | 5473.4647 | 6000.3487 | 6548.375 | 7156.223 | 7660.403 | 8174.482 | 8576.747 | 8962.685 | 9347.904 | 9703.346 | 10044.94 | 10318.213 | 10545.242 | 10731.794 | 10916.825 | 11076.006 | 11258.545 | 11424.147 | 11608.487 | 11778.063 | 11966.74 | 12140.772 | 12336.863 | 12549.209 | 12805.429 | 13049.815 | 13309.967 | 13556.198
CDP1 | VIC | VIC | Other renewable fuels | 0 | 0 | 0 | 0 | 0 | 0 | 0 | 0 | 0 | 0 | 0 | 0 | 0 | 0 | 0 | 0 | 0 | 0 | 0 | 0 | 0 | 0 | 0 | 0 | 0 | 0 | 0 | 90 | 90
CDP1 | VIC | VIC | DSP | 257.18 | 259.24 | 262.65 | 254.27 | 258.93 | 265 | 272.05 | 276.46 | 282.34 | 286.44 | 291.15 | 294 | 296.52 | 298.78 | 301.25 | 303.94 | 307.11 | 310.41 | 312.34 | 314.87 | 316.32 | 317.01 | 318.65 | 319.05 | 318.14 | 316.32 | 315.74 | 316.68 | 318.56
CDP1 | SA | CSA | Mid-merit gas | 1509 | 1509 | 1509 | 529 | 529 | 529 | 529 | 529 | 529 | 529 | 529 | 529 | 529 | 529 | 0 | 0 | 0 | 0 | 0 | 0 | 0 | 0 | 0 | 0 | 0 | 0 | 0 | 0 | 0
CDP1 | SA | CSA | Flexible gas with CCS | 0 | 0 | 0 | 0 | 0 | 0 | 0 | 0 | 0 | 0 | 0 | 0 | 0 | 0 | 0 | 0 | 0 | 0 | 0 | 0 | 0 | 0 | 0 | 0 | 0 | 0 | 0 | 0 | 0
CDP1 | SA | CSA | Flexible gas | 1421.06 | 1421.06 | 1621.06 | 1621.06 | 1547.56 | 1547.56 | 1547.56 | 1301.56 | 1301.56 | 1061.9 | 1269.2821 | 1326.9 | 1326.9 | 1326.9 | 1326.9 | 1326.9 | 1326.9 | 1326.9 | 1326.9 | 1414.0507 | 1805.961 | 1519.3663 | 1396.1663 | 1242.1663 | 1242.1663 | 1242.1663 | 1242.1663 | 1204.9663 | 1204.9663
CDP1 | SA | CSA | Hydro | 0 | 0 | 0 | 0 | 0 | 0 | 0 | 0 | 0 | 0 | 0 | 0 | 0 | 0 | 0 | 0 | 0 | 0 | 0 | 0 | 0 | 0 | 0 | 0 | 0 | 0 | 0 | 0 | 0
CDP1 | SA | CSA | Utility storage | 456.2 | 656.2 | 951.18 | 1568.6258 | 2812.407 | 2818.427 | 2812.407 | 2782.407 | 2782.407 | 2782.407 | 2782.407 | 2782.407 | 2782.407 | 2782.407 | 2782.407 | 2782.4071 | 2782.4071 | 2782.4071 | 2770.4071 | 2776.4271 | 2519.7071 | 2325.7271 | 2163.7271 | 1546.2813 | 1451.4676 | 1409.9676 | 1632.437 | 1632.437 | 1632.437
CDP1 | SA | CSA | Coordinated CER storage | 55.6719 | 62.4605 | 69.574 | 76.4942 | 84.1684 | 92.1358 | 101.9094 | 111.3026 | 121.9009 | 133.5508 | 146.6546 | 161.056 | 176.8714 | 193.5765 | 211.7514 | 230.9299 | 250.6652 | 270.8794 | 292.0065 | 314.1066 | 337.1741 | 362.1662 | 388.8506 | 416.8107 | 446.0604 | 475.6817 | 505.6161 | 520.6813 | 534.0007
CDP1 | SA | CSA | Passive CER storage | 163.4148 | 176.8412 | 189.127 | 200.7947 | 212.4134 | 224.7795 | 239.333 | 252.1373 | 265.4672 | 278.7557 | 292.6711 | 306.7404 | 321.0593 | 334.5405 | 348.2941 | 361.3463 | 372.8549 | 382.7225 | 391.8089 | 400.2474 | 408.0508 | 417.2101 | 426.5738 | 436.0668 | 445.6894 | 454.0331 | 461.1754 | 471.3591 | 480.3156
CDP1 | SA | CSA | Offshore wind | 0 | 0 | 0 | 0 | 0 | 0 | 0 | 0 | 0 | 0 | 0 | 0 | 0 | 0 | 0 | 0 | 0 | 0 | 0 | 0 | 0 | 0 | 0 | 0 | 0 | 0 | 0 | 0 | 0
CDP1 | SA | CSA | Wind | 2265.94 | 2265.94 | 2406.13 | 2406.13 | 2388.6436 | 2862.7751 | 2797.9706 | 2735.9706 | 2735.9706 | 2735.9706 | 2637.2706 | 2785.6665 | 2641.9865 | 2457.5065 | 2457.5065 | 2619.8345 | 2293.1345 | 2857.5517 | 2857.5517 | 2857.5517 | 2643.6917 | 2643.6917 | 2379.7234 | 2635.5384 | 3256.8199 | 3597.3889 | 3419.3566 | 3419.3566 | 3419.605
CDP1 | SA | CSA | Utility solar | 566.2 | 566.2 | 566.2 | 845.96 | 845.96 | 939.6387 | 939.6388 | 939.6388 | 933.5188 | 933.5188 | 933.5188 | 1081.4245 | 1081.4245 | 1081.4245 | 1081.4245 | 1081.4245 | 1081.4245 | 1295.662 | 1264.622 | 1327.5991 | 1906.6933 | 3280.8916 | 3262.2716 | 3262.2716 | 3183.0716 | 3183.0716 | 3088.0716 | 3095.5233 | 3095.5233
CDP1 | SA | CSA | Distributed PV | 2384.3353 | 2442.1813 | 2500.4698 | 2567.782 | 2677.0418 | 2784.8805 | 2909.5845 | 3009.2554 | 3102.066 | 3180.5322 | 3268.8848 | 3329.2026 | 3380.66 | 3426.1092 | 3489.9642 | 3538.8511 | 3587.8176 | 3637.0179 | 3703.2634 | 3753.7863 | 3803.3867 | 3852.582 | 3919.3763 | 3971.0747 | 4023.001 | 4075.7847 | 4146.0359 | 4201.0105 | 4255.8474
CDP1 | SA | CSA | Other renewable fuels | 0 | 0 | 0 | 0 | 0 | 0 | 0 | 0 | 0 | 0 | 0 | 0 | 0 | 0 | 0 | 0 | 0 | 0 | 0 | 0 | 0 | 0 | 0 | 0 | 0 | 0 | 0 | 0 | 0
CDP1 | SA | CSA | DSP | 48.57 | 49.28 | 50.28 | 51.56 | 52.85 | 53.42 | 54.14 | 54.66 | 55.32 | 55.88 | 56.69 | 57.36 | 58.07 | 58.69 | 59.22 | 59.72 | 60.24 | 60.85 | 61.33 | 61.79 | 62.07 | 62.2 | 62.04 | 61.81 | 61.44 | 61.03 | 61.09 | 61.34 | 61.65
CDP1 | SA | SESA | Mid-merit gas | 0 | 0 | 0 | 0 | 0 | 0 | 0 | 0 | 0 | 0 | 0 | 0 | 0 | 0 | 0 | 0 | 0 | 0 | 0 | 0 | 0 | 0 | 0 | 0 | 0 | 0 | 0 | 0 | 0
CDP1 | SA | SESA | Flexible gas with CCS | 0 | 0 | 0 | 0 | 0 | 0 | 0 | 0 | 0 | 0 | 0 | 0 | 0 | 0 | 0 | 0 | 0 | 0 | 0 | 0 | 0 | 0 | 0 | 0 | 0 | 0 | 0 | 0 | 0
CDP1 | SA | SESA | Flexible gas | 143 | 143 | 143 | 143 | 80 | 80 | 80 | 80 | 80 | 80 | 80 | 80 | 0 | 0 | 0 | 0 | 0 | 0 | 0 | 0 | 0 | 0 | 0 | 0 | 0 | 0 | 0 | 0 | 0
CDP1 | SA | SESA | Hydro | 0 | 0 | 0 | 0 | 0 | 0 | 0 | 0 | 0 | 0 | 0 | 0 | 0 | 0 | 0 | 0 | 0 | 0 | 0 | 0 | 0 | 0 | 0 | 0 | 0 | 0 | 0 | 0 | 0
CDP1 | SA | SESA | Utility storage | 25 | 25 | 25 | 25 | 25 | 25 | 25 | 25 | 25 | 25 | 25 | 2.767e-05 | 2.767e-05 | 2.767e-05 | 3.34e-05 | 3.891e-05 | 3.891e-05 | 3.891e-05 | 3.891e-05 | 3.891e-05 | 4.08e-05 | 7.184e-05 | 7.503e-05 | 8.143e-05 | 74.3318 | 74.3318 | 74.3318 | 74.3318 | 74.3318
CDP1 | SA | SESA | Coordinated CER storage | 1.9701 | 2.2312 | 2.5031 | 2.7724 | 3.0693 | 3.3785 | 3.771 | 4.1547 | 4.5772 | 5.0453 | 5.5905 | 6.2292 | 6.8967 | 7.6454 | 8.4204 | 9.2343 | 10.0864 | 10.97 | 11.8923 | 12.8505 | 13.8935 | 15.057 | 16.2673 | 17.5209 | 18.834 | 20.1658 | 21.5197 | 22.1956 | 22.8328
CDP1 | SA | SESA | Passive CER storage | 5.7829 | 6.3171 | 6.8043 | 7.2775 | 7.7459 | 8.2424 | 8.8562 | 9.3849 | 9.9001 | 10.4074 | 10.9659 | 11.6011 | 12.1692 | 12.779 | 13.3159 | 13.8063 | 14.2494 | 14.6336 | 14.9745 | 15.2687 | 15.6028 | 16.033 | 16.4336 | 16.813 | 17.1981 | 17.5263 | 17.8106 | 18.2151 | 18.6306
CDP1 | SA | SESA | Offshore wind | 0 | 0 | 0 | 0 | 0 | 0 | 0 | 0 | 0 | 0 | 0 | 0 | 0 | 0 | 0 | 0 | 0 | 0 | 0 | 0 | 0 | 0 | 0 | 0 | 0 | 0 | 0 | 0 | 0
CDP1 | SA | SESA | Wind | 324.5 | 324.5 | 324.5 | 324.5 | 324.5 | 901.3604 | 901.3604 | 901.3604 | 901.3604 | 901.3604 | 901.3604 | 901.3604 | 774.8604 | 774.8604 | 774.8604 | 615.8604 | 615.8604 | 576.8604 | 576.8604 | 576.8604 | 576.8604 | 576.8604 | 576.8604 | 576.8604 | 576.8604 | 576.8604 | 785.639 | 785.639 | 785.639
CDP1 | SA | SESA | Utility solar | 42.9 | 42.9 | 42.9 | 42.9 | 42.9 | 42.9 | 42.9 | 42.9 | 42.9 | 42.9 | 42.9 | 42.9 | 42.9 | 42.9 | 42.9 | 42.9 | 42.9 | 42.9 | 0 | 0 | 0 | 0 | 0 | 0 | 0 | 0 | 0 | 0 | 0
CDP1 | SA | SESA | Distributed PV | 83.6952 | 87.0282 | 89.9188 | 93.849 | 99.2782 | 104.4655 | 110.6695 | 115.8376 | 120.225 | 123.9958 | 128.4132 | 132.6594 | 135.447 | 138.9108 | 141.8218 | 143.7709 | 146.0024 | 148.3721 | 151.1876 | 152.8717 | 155.8903 | 159.718 | 163.4487 | 165.4983 | 167.756 | 169.7433 | 172.5161 | 174.9055 | 178.6376
CDP1 | SA | SESA | Other renewable fuels | 0 | 0 | 0 | 0 | 0 | 0 | 0 | 0 | 0 | 0 | 0 | 0 | 0 | 0 | 0 | 0 | 0 | 0 | 0 | 0 | 0 | 0 | 0 | 0 | 0 | 0 | 0 | 0 | 0
CDP1 | SA | SESA | DSP | 0 | 0 | 0 | 0 | 0 | 0 | 0 | 0 | 0 | 0 | 0 | 0 | 0 | 0 | 0 | 0 | 0 | 0 | 0 | 0 | 0 | 0 | 0 | 0 | 0 | 0 | 0 | 0 | 0
CDP1 | TAS | TAS | Mid-merit gas | 208 | 208 | 208 | 208 | 0 | 0 | 0 | 0 | 0 | 0 | 0 | 0 | 0 | 0 | 0 | 0 | 0 | 0 | 0 | 0 | 0 | 0 | 0 | 0 | 0 | 0 | 0 | 0 | 0
CDP1 | TAS | TAS | Flexible gas with CCS | 0 | 0 | 0 | 0 | 0 | 0 | 0 | 0 | 0 | 0 | 0 | 0 | 0 | 0 | 0 | 0 | 0 | 0 | 0 | 0 | 0 | 0 | 0 | 0 | 0 | 0 | 0 | 0 | 0
CDP1 | TAS | TAS | Flexible gas | 178 | 178 | 178 | 178 | 178 | 178 | 178 | 178 | 178 | 178 | 178 | 178 | 178 | 178 | 178 | 178 | 178 | 58 | 58 | 58 | 58 | 58 | 58 | 58 | 58 | 58 | 58 | 0 | 0
CDP1 | TAS | TAS | Hydro | 2176.7 | 2176.7 | 2176.7 | 2176.7 | 2176.7 | 2176.7 | 2176.7 | 2566.7 | 2566.7 | 2566.7 | 2566.7 | 2566.7 | 2566.7 | 2566.7 | 2566.7 | 2566.7 | 2566.7 | 2566.7 | 2566.7 | 2566.7 | 2566.7 | 2566.7 | 2566.7 | 2566.7 | 2566.7 | 2566.7 | 2566.7 | 2566.7 | 2566.7
CDP1 | TAS | TAS | Utility storage | 0 | 0 | 0 | 0 | 1.127e-05 | 1.279e-05 | 1.423e-05 | 3.102e-05 | 3.905e-05 | 5.696e-05 | 5.696e-05 | 5.696e-05 | 5.696e-05 | 1.473 | 50.1585 | 50.1585 | 50.1585 | 50.1585 | 50.1585 | 171.258 | 459.5397 | 919.0688 | 919.0688 | 919.0688 | 919.0688 | 919.0688 | 919.0688 | 919.0688 | 919.0688
CDP1 | TAS | TAS | Coordinated CER storage | 0.57875 | 0.86202 | 1.1897 | 1.5604 | 1.9874 | 2.4806 | 3.1026 | 3.6027 | 4.2371 | 5.0419 | 6.0802 | 7.3806 | 8.9752 | 10.855 | 13.0758 | 15.6258 | 18.4829 | 21.6512 | 25.1679 | 29.047 | 33.2957 | 37.9263 | 43.0768 | 48.6582 | 54.6735 | 61.0336 | 67.7354 | 71.4596 | 74.781
CDP1 | TAS | TAS | Passive CER storage | 16.4983 | 18.3551 | 20.1214 | 21.7939 | 23.5599 | 25.4634 | 28.0008 | 30.1463 | 32.4307 | 34.7743 | 37.3199 | 39.9892 | 42.7744 | 45.4739 | 48.2933 | 51.0238 | 53.4633 | 55.579 | 57.5324 | 59.351 | 61.0565 | 63.1414 | 65.3064 | 67.5415 | 69.8609 | 71.8752 | 73.5976 | 75.9416 | 77.9696
CDP1 | TAS | TAS | Offshore wind | 0 | 0 | 0 | 0 | 0 | 0 | 0 | 0 | 0 | 0 | 0 | 0 | 0 | 0 | 0 | 0 | 0 | 0 | 0 | 0 | 0 | 0 | 0 | 0 | 0 | 0 | 0 | 0 | 0
CDP1 | TAS | TAS | Wind | 563.35 | 563.35 | 563.35 | 1021.6459 | 1208.631 | 1476.0502 | 1544.3751 | 1610.3016 | 1691.3707 | 1913.6122 | 1913.6122 | 2116.3373 | 2266.0597 | 2273.5794 | 2405.7171 | 2479.5292 | 2479.5292 | 2479.5292 | 2479.5292 | 2479.5292 | 2479.5292 | 2335.5292 | 2335.5292 | 2335.5292 | 2335.5292 | 2335.5292 | 2335.5292 | 2027.7792 | 2027.7792
CDP1 | TAS | TAS | Utility solar | 0 | 0 | 0 | 0 | 0 | 0 | 0 | 0 | 0 | 0 | 0 | 0 | 0 | 0 | 0 | 0 | 0 | 0 | 0 | 0 | 0 | 0 | 0 | 0 | 0 | 0 | 0 | 0 | 0
CDP1 | TAS | TAS | Distributed PV | 275.4595 | 286.8109 | 298.1623 | 315.088 | 354.168 | 394.531 | 440.094 | 467.582 | 496.331 | 524.805 | 554.695 | 577.869 | 593.286 | 600.415 | 608.279 | 612.658 | 617.88 | 623.117 | 630.779 | 635.441 | 640.601 | 645.81 | 653.619 | 658.482 | 663.84 | 669.299 | 677.348 | 682.546 | 688.275
CDP1 | TAS | TAS | Other renewable fuels | 0 | 0 | 0 | 0 | 0 | 0 | 0 | 0 | 0 | 0 | 0 | 0 | 0 | 0 | 0 | 0 | 0 | 0 | 0 | 0 | 0 | 0 | 0 | 0 | 0 | 0 | 0 | 0 | 0
CDP1 | TAS | TAS | DSP | 5.95 | 6 | 5.24 | 4.54 | 4.57 | 4.66 | 4.79 | 4.91 | 5.01 | 5.05 | 5.06 | 5.09 | 5.06 | 5.08 | 5.09 | 5.11 | 5.12 | 5.16 | 5.18 | 5.2 | 5.21 | 5.19 | 5.19 | 5.18 | 5.19 | 5.2 | 5.14 | 5.03 | 4.96
CDP2 | NSW | NNSW | Black coal | 0 | 0 | 0 | 0 | 0 | 0 | 0 | 0 | 0 | 0 | 0 | 0 | 0 | 0 | 0 | 0 | 0 | 0 | 0 | 0 | 0 | 0 | 0 | 0 | 0 | 0 | 0 | 0 | 0
CDP2 | NSW | NNSW | Mid-merit gas | 0 | 0 | 0 | 0 | 0 | 0 | 0 | 0 | 0 | 0 | 0 | 0 | 0 | 0 | 0 | 0 | 0 | 0 | 0 | 0 | 0 | 0 | 0 | 0 | 0 | 0 | 0 | 0 | 0
CDP2 | NSW | NNSW | Flexible gas with CCS | 0 | 0 | 0 | 0 | 0 | 0 | 0 | 0 | 0 | 0 | 0 | 0 | 0 | 0 | 0 | 0 | 0 | 0 | 0 | 0 | 0 | 0 | 0 | 0 | 0 | 0 | 0 | 0 | 0
CDP2 | NSW | NNSW | Flexible gas | 0 | 0 | 0 | 0 | 0 | 0 | 0 | 0 | 0 | 0 | 0 | 0 | 0 | 0 | 0 | 0 | 0 | 0 | 0 | 0 | 0 | 0 | 0 | 0 | 0 | 0 | 0 | 0 | 0
CDP2 | NSW | NNSW | Hydro | 0 | 0 | 0 | 0 | 0 | 0 | 0 | 0 | 0 | 0 | 0 | 0 | 0 | 0 | 0 | 0 | 0 | 0 | 0 | 0 | 0 | 0 | 0 | 0 | 0 | 0 | 0 | 0 | 0
CDP2 | NSW | NNSW | Utility storage | 0 | 0 | 30 | 505 | 705 | 809.2011 | 1526.1575 | 1526.1575 | 1526.1575 | 1526.1575 | 1496.1575 | 1496.1575 | 1496.1575 | 1496.1575 | 1496.1575 | 1496.1575 | 1496.1575 | 1496.1575 | 1496.1575 | 1496.1576 | 1496.1576 | 2496.1577 | 2496.1577 | 1821.1577 | 2292.9135 | 2188.7124 | 2145.5831 | 2145.5831 | 2589.8187
CDP2 | NSW | NNSW | Coordinated CER storage | 2.1928 | 2.9011 | 3.6904 | 4.6278 | 5.5596 | 6.6915 | 7.9992 | 9.7928 | 12.0913 | 14.9199 | 18.3769 | 22.4496 | 27.1895 | 32.5292 | 38.5657 | 45.2506 | 52.5465 | 60.457 | 69.0343 | 78.2621 | 88.1661 | 98.8985 | 110.4266 | 122.6426 | 135.5582 | 148.9852 | 162.8922 | 169.464 | 175.3439
CDP2 | NSW | NNSW | Passive CER storage | 47.7175 | 51.9224 | 55.9244 | 59.7457 | 63.1809 | 66.9501 | 72.1109 | 76.9127 | 82.1206 | 87.477 | 93.3283 | 99.3194 | 105.5537 | 111.5324 | 117.7469 | 123.7732 | 129.3342 | 134.4245 | 139.3018 | 143.8527 | 148.1976 | 153.2203 | 158.3806 | 163.6836 | 169.1359 | 173.9747 | 178.2371 | 183.577 | 188.3339
CDP2 | NSW | NNSW | Offshore wind | 0 | 0 | 0 | 0 | 0 | 0 | 0 | 0 | 0 | 0 | 0 | 0 | 0 | 0 | 0 | 0 | 0 | 0 | 0 | 0 | 0 | 0 | 0 | 0 | 0 | 0 | 0 | 0 | 0
CDP2 | NSW | NNSW | Wind | 442.48 | 442.48 | 442.48 | 784.1002 | 816.2791 | 816.2791 | 3370.716 | 3370.716 | 3370.716 | 3370.716 | 3370.716 | 3370.716 | 3370.716 | 3370.716 | 3370.716 | 3198.236 | 3198.236 | 4287.8437 | 5250.2971 | 6783.0135 | 7169.0502 | 7169.0502 | 7169.0502 | 7169.0502 | 7169.0502 | 7400 | 7400 | 7400 | 7400
CDP2 | NSW | NNSW | Utility solar | 701.02 | 701.02 | 1021.02 | 1323.7253 | 1323.7253 | 1323.7253 | 1507.2279 | 1507.2279 | 1507.2279 | 1507.2279 | 1670.3674 | 1709.2842 | 1709.2842 | 1709.2842 | 1709.2842 | 1709.2842 | 1709.2842 | 1709.2842 | 2990.9899 | 2990.9899 | 4288.7253 | 4288.7253 | 4288.7253 | 4263.101 | 4280.3788 | 4280.3788 | 4286.1084 | 4302.1897 | 4455.7872
CDP2 | NSW | NNSW | Distributed PV | 999.795 | 1024.5274 | 1042.0404 | 1062.8416 | 1119.5661 | 1186.9908 | 1258.7771 | 1308.956 | 1356.0219 | 1394.7316 | 1433.3051 | 1460.8986 | 1482.9765 | 1497.8632 | 1516.4188 | 1530.7247 | 1546.3741 | 1562.7988 | 1581.7996 | 1598.2848 | 1617.7461 | 1635.9887 | 1654.643 | 1671.6642 | 1690.6614 | 1710.0652 | 1730.7883 | 1751.4803 | 1774.4013
CDP2 | NSW | NNSW | Other renewable fuels | 0 | 0 | 0 | 0 | 0 | 0 | 0 | 0 | 0 | 0 | 0 | 0 | 0 | 0 | 0 | 0 | 0 | 0 | 0 | 0 | 0 | 0 | 0 | 0 | 0 | 0 | 0 | 90 | 90
CDP2 | NSW | NNSW | DSP | 0 | 0 | 0 | 0 | 0 | 0 | 0 | 0 | 0 | 0 | 0 | 0 | 0 | 0 | 0 | 0 | 0 | 0 | 0 | 0 | 0 | 0 | 0 | 0 | 0 | 0 | 0 | 0 | 0
CDP2 | NSW | CNSW | Black coal | 4105 | 4105 | 4105 | 4105 | 4135 | 3450 | 1420 | 1420 | 1420 | 1420 | 1420 | 1420 | 1420 | 1420 | 1420 | 1420 | 1420 | 0 | 0 | 0 | 0 | 0 | 0 | 0 | 0 | 0 | 0 | 0 | 0
CDP2 | NSW | CNSW | Mid-merit gas | 0 | 0 | 0 | 0 | 0 | 0 | 0 | 0 | 0 | 0 | 0 | 0 | 0 | 0 | 0 | 0 | 0 | 0 | 0 | 0 | 0 | 0 | 0 | 0 | 0 | 0 | 0 | 0 | 0
CDP2 | NSW | CNSW | Flexible gas with CCS | 0 | 0 | 0 | 0 | 0 | 0 | 0 | 0 | 0 | 0 | 0 | 0 | 0 | 0 | 0 | 0 | 0 | 0 | 0 | 0 | 0 | 0 | 0 | 0 | 0 | 0 | 0 | 0 | 0
CDP2 | NSW | CNSW | Flexible gas | 0 | 0 | 0 | 0 | 0 | 0 | 0 | 0 | 0 | 0 | 0 | 0 | 0 | 0 | 0 | 0 | 0 | 0 | 0 | 0 | 0 | 0 | 0 | 0 | 0 | 0 | 0 | 0 | 0
CDP2 | NSW | CNSW | Hydro | 0 | 0 | 0 | 0 | 0 | 0 | 0 | 0 | 0 | 0 | 0 | 0 | 0 | 0 | 0 | 0 | 0 | 0 | 0 | 0 | 0 | 0 | 0 | 0 | 0 | 0 | 0 | 0 | 0
CDP2 | NSW | CNSW | Utility storage | 247 | 247 | 816 | 825.5936 | 2060.1209 | 3448.9098 | 3488.9324 | 3448.9124 | 3488.9324 | 3448.9124 | 3448.9124 | 3488.9324 | 3448.9124 | 3448.9124 | 3488.9324 | 3488.9324 | 3448.9124 | 3448.9124 | 3448.9124 | 3448.9124 | 3488.9324 | 3448.9125 | 2919.9325 | 2870.3189 | 2004.2515 | 779.9523 | 739.9308 | 739.9308 | 779.9508
CDP2 | NSW | CNSW | Coordinated CER storage | 0.91547 | 1.218 | 1.5545 | 1.9694 | 2.396 | 2.8889 | 3.468 | 4.4484 | 5.7616 | 7.4129 | 9.4548 | 11.9182 | 14.7956 | 18.091 | 21.8271 | 26.0012 | 30.6055 | 35.6384 | 41.1048 | 47.0119 | 53.3576 | 60.2411 | 67.6633 | 75.5332 | 83.8558 | 92.5557 | 101.5813 | 105.8426 | 109.6628
CDP2 | NSW | CNSW | Passive CER storage | 19.9215 | 21.7984 | 23.5569 | 25.4252 | 27.2293 | 28.9039 | 31.2635 | 33.4736 | 36.0114 | 38.6022 | 41.3825 | 44.4067 | 47.4404 | 50.4842 | 53.5835 | 56.6421 | 59.5615 | 62.2973 | 64.8483 | 67.2355 | 69.4388 | 72.0568 | 74.8106 | 77.6287 | 80.5076 | 83.1503 | 85.4446 | 88.2195 | 90.7189
CDP2 | NSW | CNSW | Offshore wind | 0 | 0 | 0 | 0 | 0 | 0 | 0 | 0 | 0 | 0 | 0 | 0 | 0 | 0 | 0 | 0 | 0 | 0 | 0 | 0 | 0 | 0 | 0 | 0 | 0 | 0 | 0 | 0 | 0
CDP2 | NSW | CNSW | Wind | 503.54 | 503.54 | 641.54 | 1485.4096 | 2254.3383 | 5175.0529 | 5175.0529 | 5175.0529 | 5175.0529 | 5175.0529 | 5175.0529 | 5175.0529 | 5175.0529 | 5175.0529 | 5175.0529 | 5175.0529 | 5175.0529 | 5068.2529 | 4930.2429 | 4930.2429 | 4930.2429 | 4930.2429 | 4930.2429 | 4930.2429 | 4930.2429 | 5192.9994 | 5581.1085 | 5581.1085 | 5581.1085
CDP2 | NSW | CNSW | Utility solar | 1876.49 | 1876.49 | 1956.35 | 2944.1776 | 2944.1776 | 3968.8556 | 4191.3213 | 4191.3213 | 4191.3213 | 4191.3213 | 4191.3213 | 5155.975 | 5155.975 | 5155.975 | 5155.975 | 5155.975 | 5155.975 | 5155.975 | 5155.975 | 5053.955 | 5053.955 | 5053.955 | 5017.945 | 5017.945 | 6372.3192 | 6689.1378 | 8215.99 | 8096.24 | 7926.36
CDP2 | NSW | CNSW | Distributed PV | 621.9378 | 636.102 | 644.9182 | 661.8711 | 702.2766 | 740.456 | 787.694 | 821.4306 | 856.4795 | 886.1984 | 918.429 | 939.0199 | 954.7714 | 966.4442 | 983.7172 | 994.2831 | 1006.6496 | 1019.2425 | 1037.8102 | 1049.5191 | 1061.3193 | 1073.5732 | 1093.3139 | 1104.7404 | 1118.1637 | 1133.1908 | 1153.9216 | 1167.3489 | 1182.2507
CDP2 | NSW | CNSW | Other renewable fuels | 0 | 0 | 0 | 0 | 0 | 0 | 0 | 0 | 0 | 0 | 0 | 0 | 0 | 0 | 0 | 0 | 0 | 0 | 0 | 0 | 0 | 0 | 0 | 0 | 0 | 0 | 30 | 90 | 90
CDP2 | NSW | CNSW | DSP | 0 | 0 | 0 | 0 | 0 | 0 | 0 | 0 | 0 | 0 | 0 | 0 | 0 | 0 | 0 | 0 | 0 | 0 | 0 | 0 | 0 | 0 | 0 | 0 | 0 | 0 | 0 | 0 | 0
CDP2 | NSW | SNW | Black coal | 4200 | 4200 | 1320 | 1320 | 1320 | 0 | 0 | 0 | 0 | 0 | 0 | 0 | 0 | 0 | 0 | 0 | 0 | 0 | 0 | 0 | 0 | 0 | 0 | 0 | 0 | 0 | 0 | 0 | 0
CDP2 | NSW | SNW | Mid-merit gas | 440 | 440 | 440 | 440 | 440 | 440 | 440 | 440 | 440 | 440 | 440 | 440 | 440 | 440 | 440 | 440 | 440 | 440 | 440 | 440 | 0 | 0 | 0 | 0 | 0 | 0 | 0 | 0 | 0
CDP2 | NSW | SNW | Flexible gas with CCS | 0 | 0 | 0 | 0 | 0 | 0 | 0 | 0 | 0 | 0 | 0 | 0 | 0 | 0 | 0 | 0 | 0 | 0 | 0 | 0 | 0 | 0 | 0 | 0 | 0 | 0 | 0 | 0 | 0
CDP2 | NSW | SNW | Flexible gas | 1979 | 1979 | 1979 | 1979 | 1979 | 1979 | 1979 | 1979 | 1979 | 1979 | 1979 | 1979 | 1979 | 1979 | 1979 | 1979 | 1979 | 1979 | 1979 | 2258.5298 | 3001.383 | 3877.443 | 3877.443 | 3877.443 | 3877.443 | 3877.443 | 3877.443 | 3877.443 | 3877.443
CDP2 | NSW | SNW | Hydro | 0 | 0 | 0 | 0 | 0 | 0 | 0 | 0 | 0 | 0 | 0 | 0 | 0 | 0 | 0 | 0 | 0 | 0 | 0 | 0 | 0 | 0 | 0 | 0 | 0 | 0 | 0 | 0 | 0
CDP2 | NSW | SNW | Utility storage | 50 | 50 | 1571.8567 | 1571.8596 | 1571.8681 | 1607.5028 | 2254.6785 | 2882.2305 | 2954.8065 | 2882.2305 | 2882.2305 | 2954.8065 | 2882.2305 | 2832.2305 | 2904.8065 | 2904.8065 | 2832.2305 | 2832.2305 | 2832.2305 | 2832.2305 | 2904.8065 | 2832.2305 | 1490.6618 | 1418.0829 | 1418.0745 | 1458.2096 | 1046.3814 | 1046.3814 | 1118.9574
CDP2 | NSW | SNW | Coordinated CER storage | 8.587 | 11.5295 | 14.8171 | 18.6626 | 22.7871 | 27.7997 | 33.4963 | 43.0237 | 55.4305 | 70.9627 | 90.1039 | 112.9793 | 139.8314 | 170.4524 | 205.2684 | 244.1544 | 286.9162 | 333.5338 | 384.2127 | 438.8854 | 497.66 | 560.8937 | 629.5544 | 702.4072 | 779.5514 | 860.1351 | 943.9419 | 983.3503 | 1018.6582
CDP2 | NSW | SNW | Passive CER storage | 186.8609 | 206.3463 | 224.5379 | 240.9368 | 258.9593 | 278.1444 | 301.9599 | 322.7208 | 344.5839 | 366.8252 | 390.7075 | 415.6523 | 441.7183 | 467.2367 | 494.0385 | 520.566 | 545.206 | 567.5963 | 588.6361 | 607.8089 | 625.5986 | 647.3132 | 670.0861 | 693.8422 | 718.7364 | 741.3337 | 761.6739 | 786.6727 | 809.1086
CDP2 | NSW | SNW | Offshore wind | 0 | 0 | 0 | 0 | 0 | 0 | 0 | 0 | 0 | 0 | 0 | 0 | 0 | 0 | 0 | 0 | 0 | 0 | 0 | 0 | 0 | 0 | 0 | 0 | 0 | 0 | 0 | 0 | 0
CDP2 | NSW | SNW | Wind | 0 | 0 | 0 | 0 | 0 | 0 | 0 | 0 | 0 | 0 | 0 | 0 | 0 | 0 | 0 | 0 | 0 | 0 | 0 | 0 | 0 | 0 | 0 | 0 | 0 | 0 | 0 | 0 | 0
CDP2 | NSW | SNW | Utility solar | 0 | 0 | 0 | 0 | 0 | 0 | 0 | 0 | 0 | 0 | 0 | 0 | 0 | 0 | 0 | 0 | 0 | 0 | 0 | 0 | 0 | 0 | 0 | 0 | 0 | 0 | 0 | 0 | 0
CDP2 | NSW | SNW | Distributed PV | 3679.6425 | 3821.5974 | 3976.6457 | 4171.7761 | 4514.291 | 4858.2954 | 5220.1292 | 5496.252 | 5768.549 | 6015.446 | 6247.5007 | 6444.969 | 6601.2248 | 6709.9767 | 6807.533 | 6901.289 | 6995.1835 | 7087.6409 | 7182.3455 | 7274.2264 | 7368.4104 | 7463.4566 | 7560.2199 | 7654.4945 | 7751.1288 | 7849.3467 | 7952.3875 | 8051.2259 | 8161.516
CDP2 | NSW | SNW | Other renewable fuels | 0 | 0 | 0 | 0 | 0 | 0 | 0 | 0 | 0 | 0 | 0 | 0 | 0 | 0 | 0 | 0 | 0 | 0 | 0 | 0 | 0 | 0 | 0 | 0 | 0 | 0 | 90 | 90 | 90
CDP2 | NSW | SNW | DSP | 336.74 | 342.94 | 349.4 | 358.05 | 499.09 | 685.31 | 850.38 | 920.72 | 991.02 | 1061.28 | 1070.04 | 1079.54 | 1087.21 | 1096.93 | 1105.44 | 1116.29 | 1124.85 | 1136.31 | 1138.21 | 1141.89 | 1148.33 | 1146.26 | 1149.08 | 1151.3 | 1149.72 | 1153.61 | 1157.93 | 1166.18 | 1185.25
CDP2 | NSW | SNSW | Black coal | 0 | 0 | 0 | 0 | 0 | 0 | 0 | 0 | 0 | 0 | 0 | 0 | 0 | 0 | 0 | 0 | 0 | 0 | 0 | 0 | 0 | 0 | 0 | 0 | 0 | 0 | 0 | 0 | 0
CDP2 | NSW | SNSW | Mid-merit gas | 0 | 0 | 0 | 0 | 0 | 0 | 0 | 0 | 0 | 0 | 0 | 0 | 0 | 0 | 0 | 0 | 0 | 0 | 0 | 0 | 0 | 0 | 0 | 0 | 0 | 0 | 0 | 0 | 0
CDP2 | NSW | SNSW | Flexible gas with CCS | 0 | 0 | 0 | 0 | 0 | 0 | 0 | 0 | 0 | 0 | 0 | 0 | 0 | 0 | 0 | 0 | 0 | 0 | 0 | 0 | 0 | 0 | 0 | 0 | 0 | 0 | 0 | 0 | 0
CDP2 | NSW | SNSW | Flexible gas | 692 | 692 | 692 | 692 | 692 | 692 | 692 | 692 | 692 | 692 | 692 | 692 | 692 | 692 | 692 | 692 | 692 | 692 | 692 | 692 | 692 | 0 | 0 | 0 | 0 | 0 | 0 | 0 | 0
CDP2 | NSW | SNSW | Hydro | 2285 | 2285 | 2285 | 2285 | 2285 | 2285 | 2285 | 2285 | 2285 | 2285 | 2285 | 2285 | 2285 | 2285 | 2285 | 2285 | 2285 | 2285 | 2285 | 2285 | 2285 | 2285 | 2285 | 2285 | 2285 | 2285 | 2285 | 2285 | 2285
CDP2 | NSW | SNSW | Utility storage | 299.99 | 309.99 | 368.9 | 368.9 | 568.9 | 2768.9 | 2769.8903 | 2768.9003 | 2769.8903 | 2768.9003 | 2768.9003 | 2769.8903 | 2768.9003 | 2768.9003 | 2769.8903 | 2769.8903 | 2768.9003 | 2768.9003 | 2768.9003 | 2758.9003 | 2709.8903 | 2708.9004 | 2649.9904 | 2649.0004 | 2649.0004 | 2550.0004 | 2550.0003 | 2550.0003 | 2400.0003
CDP2 | NSW | SNSW | Coordinated CER storage | 1.8316 | 2.4469 | 3.1469 | 4.0056 | 4.9448 | 6.063 | 7.344 | 8.8828 | 10.843 | 13.2952 | 16.3304 | 19.989 | 24.3293 | 29.3361 | 35.0941 | 41.5771 | 48.7432 | 56.6101 | 65.2405 | 74.6487 | 84.8616 | 95.9878 | 108.1835 | 121.2843 | 135.2958 | 150.0261 | 165.4879 | 173.4974 | 180.7336
CDP2 | NSW | SNSW | Passive CER storage | 39.8581 | 43.7926 | 47.6885 | 51.7125 | 56.1945 | 60.6618 | 66.2045 | 71.0929 | 76.2779 | 81.7101 | 87.5202 | 93.586 | 99.9174 | 106.2198 | 112.7798 | 119.2142 | 125.1293 | 130.5318 | 135.6734 | 140.5429 | 145.2071 | 150.7156 | 156.525 | 162.5649 | 168.7895 | 174.3699 | 179.4516 | 185.5172 | 191.0124
CDP2 | NSW | SNSW | Offshore wind | 0 | 0 | 0 | 0 | 0 | 0 | 0 | 0 | 0 | 0 | 0 | 0 | 0 | 0 | 0 | 0 | 0 | 0 | 0 | 0 | 0 | 0 | 0 | 0 | 0 | 0 | 0 | 0 | 0
CDP2 | NSW | SNSW | Wind | 1792.06 | 1850.06 | 1890.08 | 2420.54 | 3015.9861 | 3015.9861 | 3015.9861 | 3015.9861 | 3015.9861 | 3015.9861 | 3015.9861 | 3015.9861 | 3015.9861 | 2969.4861 | 2969.4861 | 2939.4861 | 2939.4861 | 2685.6061 | 2637.3061 | 2637.3061 | 2348.2961 | 2348.2961 | 2104.4961 | 1934.0356 | 1939.3581 | 1564.3429 | 1569.8392 | 1569.8392 | 1569.8392
CDP2 | NSW | SNSW | Utility solar | 2083.08 | 2083.08 | 2475.36 | 2828.7228 | 3373.4571 | 3373.4571 | 3374.3571 | 3373.4571 | 3373.4571 | 3373.4571 | 3373.4571 | 3373.4571 | 3373.4571 | 3373.4571 | 3373.4571 | 3223.4271 | 3223.4271 | 3223.4271 | 3223.4271 | 3223.4271 | 3611.765 | 4319.3904 | 4319.3904 | 4234.3904 | 4201.9904 | 4540.1621 | 4368.7338 | 3593.5238 | 3563.5238
CDP2 | NSW | SNSW | Distributed PV | 986.0326 | 1016.5758 | 1046.5931 | 1086.1683 | 1164.1203 | 1240.9168 | 1328.5137 | 1393.4014 | 1458.5676 | 1517.356 | 1578.8062 | 1621.3015 | 1659.1313 | 1689.5418 | 1724.7489 | 1750.0152 | 1777.7549 | 1805.5558 | 1841.3577 | 1866.4198 | 1894.7072 | 1924.1874 | 1962.8752 | 1990.9999 | 2022.3122 | 2052.6863 | 2093.9396 | 2124.8409 | 2159.5341
CDP2 | NSW | SNSW | Other renewable fuels | 0 | 0 | 0 | 0 | 0 | 0 | 0 | 0 | 0 | 0 | 0 | 0 | 0 | 0 | 0 | 0 | 0 | 0 | 0 | 0 | 0 | 0 | 0 | 0 | 0 | 0 | 0 | 0 | 0
CDP2 | NSW | SNSW | DSP | 0 | 0 | 0 | 0 | 0 | 0 | 0 | 0 | 0 | 0 | 0 | 0 | 0 | 0 | 0 | 0 | 0 | 0 | 0 | 0 | 0 | 0 | 0 | 0 | 0 | 0 | 0 | 0 | 0
CDP2 | QLD | NQ | Black coal | 0 | 0 | 0 | 0 | 0 | 0 | 0 | 0 | 0 | 0 | 0 | 0 | 0 | 0 | 0 | 0 | 0 | 0 | 0 | 0 | 0 | 0 | 0 | 0 | 0 | 0 | 0 | 0 | 0
CDP2 | QLD | NQ | Mid-merit gas | 244 | 244 | 244 | 244 | 244 | 244 | 244 | 244 | 244 | 244 | 244 | 244 | 244 | 244 | 244 | 244 | 244 | 244 | 244 | 244 | 244 | 244 | 244 | 0 | 0 | 0 | 0 | 0 | 0
CDP2 | QLD | NQ | Flexible gas with CCS | 0 | 0 | 0 | 0 | 0 | 0 | 0 | 0 | 0 | 0 | 0 | 0 | 0 | 0 | 0 | 0 | 0 | 0 | 0 | 0 | 0 | 0 | 0 | 0 | 0 | 0 | 0 | 0 | 0
CDP2 | QLD | NQ | Flexible gas | 423.5 | 423.5 | 423.5 | 423.5 | 423.5 | 423.5 | 423.5 | 423.5 | 423.5 | 423.5 | 131.5 | 131.5 | 131.5 | 131.5 | 131.5 | 131.5 | 131.5 | 131.5 | 131.5 | 131.5 | 131.5 | 0 | 0 | 0 | 0 | 0 | 0 | 0 | 0
CDP2 | QLD | NQ | Hydro | 156.4 | 156.4 | 156.4 | 156.4 | 156.4 | 156.4 | 156.4 | 156.4 | 156.4 | 156.4 | 156.4 | 156.4 | 156.4 | 156.4 | 70 | 70 | 70 | 70 | 70 | 0 | 0 | 0 | 0 | 0 | 0 | 0 | 0 | 0 | 0
CDP2 | QLD | NQ | Utility storage | 250 | 250 | 250 | 550 | 550 | 550 | 550 | 550 | 550 | 550 | 550.0002 | 550.0002 | 552.6963 | 552.6964 | 552.6965 | 552.6965 | 552.6965 | 552.6965 | 552.6965 | 552.6965 | 552.6965 | 552.6966 | 552.6966 | 255.6525 | 270.1324 | 412.9458 | 430.7302 | 430.7302 | 430.7302
CDP2 | QLD | NQ | Coordinated CER storage | 0.88737 | 1.2167 | 1.5929 | 2.0251 | 2.5236 | 3.12 | 3.8402 | 4.861 | 6.1864 | 7.8245 | 9.8358 | 12.2418 | 15.0717 | 18.2721 | 21.9141 | 25.9728 | 30.4036 | 35.228 | 40.4665 | 46.1292 | 52.2496 | 58.927 | 66.1344 | 73.8088 | 81.9834 | 90.4987 | 99.3492 | 103.7072 | 107.6837
CDP2 | QLD | NQ | Passive CER storage | 18.5285 | 21.0552 | 23.4635 | 25.9022 | 28.4576 | 31.3925 | 34.814 | 37.9522 | 41.4162 | 44.9799 | 48.8461 | 52.9834 | 57.3995 | 61.6721 | 66.1572 | 70.6014 | 74.6827 | 78.4936 | 82.1191 | 85.5856 | 89.0361 | 92.9771 | 97.0969 | 101.3628 | 105.886 | 109.9772 | 113.7091 | 117.7593 | 121.4976
CDP2 | QLD | NQ | Offshore wind | 0 | 0 | 0 | 0 | 0 | 0 | 0 | 0 | 0 | 0 | 0 | 0 | 0 | 0 | 0 | 0 | 0 | 0 | 0 | 0 | 0 | 0 | 0 | 0 | 0 | 0 | 0 | 0 | 0
CDP2 | QLD | NQ | Wind | 375.64 | 375.64 | 375.64 | 375.64 | 1608.1888 | 1931.702 | 2522.7189 | 2522.7189 | 2522.7189 | 2522.7189 | 2725.1221 | 2725.1221 | 2822.4512 | 2983.1236 | 2983.1236 | 2983.1236 | 2983.1236 | 2983.1236 | 2983.1236 | 2983.1236 | 2912.1293 | 3423.2849 | 3423.2849 | 3380.0849 | 3380.0849 | 3255.0874 | 3410.0841 | 3442.8981 | 3442.8981
CDP2 | QLD | NQ | Utility solar | 521.6 | 521.6 | 521.6 | 521.6 | 521.6 | 521.6 | 521.6 | 521.6 | 521.6 | 521.6 | 521.6 | 521.6 | 588.3229 | 588.3229 | 539.8229 | 539.8229 | 539.8229 | 539.8229 | 592.0153 | 579.7582 | 463.7982 | 521.1218 | 521.1218 | 506.1218 | 406.1418 | 385.1718 | 675.2668 | 575.2368 | 575.2368
CDP2 | QLD | NQ | Distributed PV | 650.1918 | 674.7727 | 703.9561 | 730.2258 | 763.9198 | 810.8536 | 853.2797 | 886.3548 | 917.2914 | 944.1354 | 970.7969 | 991.2841 | 1008.6228 | 1022.5255 | 1038.7204 | 1053.488 | 1067.6015 | 1084.5645 | 1102.9542 | 1118.778 | 1136.6862 | 1153.6954 | 1172.9582 | 1190.3775 | 1209.4642 | 1228.2939 | 1251.6994 | 1274.419 | 1298.4572
CDP2 | QLD | NQ | Other renewable fuels | 0 | 0 | 0 | 0 | 0 | 0 | 0 | 0 | 0 | 0 | 0 | 0 | 0 | 0 | 0 | 0 | 0 | 0 | 0 | 0 | 0 | 0 | 0 | 0 | 0 | 0 | 0 | 0 | 0
CDP2 | QLD | NQ | DSP | 0 | 0 | 0 | 0 | 0 | 0 | 0 | 0 | 0 | 0 | 0 | 0 | 0 | 0 | 0 | 0 | 0 | 0 | 0 | 0 | 0 | 0 | 0 | 0 | 0 | 0 | 0 | 0 | 0
CDP2 | QLD | GG | Black coal | 1680 | 1680 | 1680 | 1680 | 840 | 840 | 840 | 280 | 0 | 0 | 0 | 0 | 0 | 0 | 0 | 0 | 0 | 0 | 0 | 0 | 0 | 0 | 0 | 0 | 0 | 0 | 0 | 0 | 0
CDP2 | QLD | GG | Mid-merit gas | 180 | 180 | 180 | 180 | 180 | 180 | 180 | 180 | 180 | 180 | 180 | 180 | 180 | 180 | 180 | 180 | 180 | 180 | 180 | 180 | 180 | 180 | 180 | 180 | 180 | 180 | 180 | 0 | 0
CDP2 | QLD | GG | Flexible gas with CCS | 0 | 0 | 0 | 0 | 0 | 0 | 0 | 0 | 0 | 0 | 0 | 0 | 0 | 0 | 0 | 0 | 0 | 0 | 0 | 0 | 0 | 0 | 0 | 0 | 0 | 0 | 0 | 0 | 0
CDP2 | QLD | GG | Flexible gas | 0 | 0 | 0 | 0 | 0 | 0 | 0 | 0 | 0 | 0 | 0 | 0 | 0 | 0 | 0 | 0 | 0 | 0 | 0 | 0 | 0 | 0 | 0 | 0 | 0 | 0 | 0 | 0 | 0
CDP2 | QLD | GG | Hydro | 0 | 0 | 0 | 0 | 0 | 0 | 0 | 0 | 0 | 0 | 0 | 0 | 0 | 0 | 0 | 0 | 0 | 0 | 0 | 0 | 0 | 0 | 0 | 0 | 0 | 0 | 0 | 0 | 0
CDP2 | QLD | GG | Utility storage | 0 | 0 | 400 | 400 | 400 | 400 | 400 | 400 | 400 | 400 | 400.0001 | 400.0001 | 400.0001 | 400.0008 | 400.0041 | 400.0041 | 400.0041 | 400.0041 | 400.0041 | 400.0041 | 400.0041 | 400.0041 | 0.0041101 | 10.0076 | 93.6306 | 93.6308 | 729.0975 | 729.0975 | 758.2842
CDP2 | QLD | GG | Coordinated CER storage | 0.048726 | 0.066819 | 0.087887 | 0.11153 | 0.14153 | 0.17366 | 0.21572 | 0.29891 | 0.41299 | 0.56211 | 0.74955 | 0.97712 | 1.2471 | 1.5592 | 1.9169 | 2.3184 | 2.7646 | 3.2536 | 3.7908 | 4.3761 | 5.009 | 5.7004 | 6.4465 | 7.2409 | 8.0831 | 8.9664 | 9.8883 | 10.3376 | 10.7449
CDP2 | QLD | GG | Passive CER storage | 1.0174 | 1.1563 | 1.2946 | 1.4266 | 1.5959 | 1.7473 | 1.9556 | 2.1352 | 2.3376 | 2.5644 | 2.8105 | 3.0704 | 3.3401 | 3.6127 | 3.8978 | 4.1748 | 4.4417 | 4.6827 | 4.9228 | 5.1563 | 5.3782 | 5.6374 | 5.9123 | 6.1964 | 6.4847 | 6.7498 | 6.9899 | 7.2551 | 7.4911
CDP2 | QLD | GG | Offshore wind | 0 | 0 | 0 | 0 | 0 | 0 | 0 | 0 | 0 | 0 | 0 | 0 | 0 | 0 | 0 | 0 | 0 | 0 | 0 | 0 | 0 | 0 | 0 | 0 | 0 | 0 | 0 | 0 | 0
CDP2 | QLD | GG | Wind | 0 | 0 | 0 | 0 | 0 | 0 | 0 | 0 | 0 | 0 | 0 | 0 | 0 | 0 | 0 | 0 | 0 | 0 | 0 | 0 | 0 | 0 | 0 | 0 | 0 | 0 | 0 | 0 | 0
CDP2 | QLD | GG | Utility solar | 0 | 0 | 0 | 0 | 0 | 0 | 0 | 0 | 0 | 0 | 0 | 0 | 0 | 0 | 0 | 0 | 0 | 0 | 0 | 0 | 0 | 0 | 0 | 0 | 0 | 0 | 0 | 0 | 0
CDP2 | QLD | GG | Distributed PV | 62.5042 | 64.2791 | 66.415 | 68.9878 | 72.7673 | 76.244 | 80.0461 | 83.5314 | 86.727 | 89.5602 | 92.1585 | 94.3304 | 96.0517 | 97.5469 | 99.0431 | 100.4574 | 101.995 | 103.5388 | 105.3012 | 107.0116 | 108.5825 | 110.2539 | 112.0709 | 113.8938 | 115.5761 | 117.3638 | 119.4773 | 121.9029 | 124.2038
CDP2 | QLD | GG | Other renewable fuels | 0 | 0 | 0 | 0 | 0 | 0 | 0 | 0 | 0 | 0 | 0 | 0 | 0 | 0 | 0 | 0 | 0 | 0 | 0 | 0 | 0 | 0 | 0 | 0 | 0 | 0 | 0 | 0 | 0
CDP2 | QLD | GG | DSP | 0 | 0 | 0 | 0 | 0 | 0 | 0 | 0 | 0 | 0 | 0 | 0 | 0 | 0 | 0 | 0 | 0 | 0 | 0 | 0 | 0 | 0 | 0 | 0 | 0 | 0 | 0 | 0 | 0
CDP2 | QLD | CQ | Black coal | 3004 | 3004 | 3004 | 3004 | 2304 | 2304 | 1574 | 1574 | 1574 | 844 | 844 | 844 | 844 | 844 | 844 | 844 | 844 | 844 | 844 | 844 | 844 | 844 | 844 | 844 | 844 | 844 | 844 | 844 | 0
CDP2 | QLD | CQ | Mid-merit gas | 0 | 0 | 0 | 0 | 0 | 0 | 0 | 0 | 0 | 0 | 0 | 0 | 0 | 0 | 0 | 0 | 0 | 0 | 0 | 0 | 0 | 0 | 0 | 0 | 0 | 0 | 0 | 0 | 0
CDP2 | QLD | CQ | Flexible gas with CCS | 0 | 0 | 0 | 0 | 0 | 0 | 0 | 0 | 0 | 0 | 0 | 0 | 0 | 0 | 0 | 0 | 0 | 0 | 0 | 0 | 0 | 0 | 0 | 0 | 0 | 0 | 0 | 0 | 0
CDP2 | QLD | CQ | Flexible gas | 37 | 37 | 37 | 37 | 37 | 37 | 37 | 37 | 37 | 37 | 37 | 0 | 0 | 0 | 0 | 0 | 0 | 0 | 0 | 0 | 0 | 0 | 0 | 0 | 0 | 0 | 0 | 0 | 0
CDP2 | QLD | CQ | Hydro | 0 | 0 | 0 | 0 | 0 | 0 | 0 | 0 | 0 | 0 | 0 | 0 | 0 | 0 | 0 | 0 | 0 | 0 | 0 | 0 | 0 | 0 | 0 | 0 | 0 | 0 | 0 | 0 | 0
CDP2 | QLD | CQ | Utility storage | 50 | 50 | 50 | 50 | 200 | 200 | 200 | 200.0001 | 200.0001 | 200.0001 | 200.0003 | 200.0003 | 200.0013 | 200.002 | 200.0053 | 200.0053 | 200.0053 | 200.0053 | 200.0053 | 150.0053 | 150.0053 | 150.0055 | 150.0056 | 160.0025 | 27.9481 | 89.433 | 686.0539 | 686.0539 | 1111.1922
CDP2 | QLD | CQ | Coordinated CER storage | 0.81707 | 1.1192 | 1.475 | 1.8705 | 2.3506 | 2.8941 | 3.5651 | 4.6403 | 6.0457 | 7.8273 | 10.0404 | 12.6969 | 15.8224 | 19.4074 | 23.4888 | 28.0554 | 33.0802 | 38.5531 | 44.5354 | 51.0196 | 58.024 | 65.6952 | 73.9546 | 82.751 | 92.094 | 101.874 | 112.0393 | 117.0219 | 121.5395
CDP2 | QLD | CQ | Passive CER storage | 17.0607 | 19.3666 | 21.7275 | 23.9255 | 26.506 | 29.119 | 32.3201 | 35.3739 | 38.6267 | 42.1175 | 45.9487 | 49.9898 | 54.2028 | 58.4551 | 62.8527 | 67.2149 | 71.3089 | 75.0313 | 78.6845 | 82.1837 | 85.591 | 89.6089 | 93.7355 | 98.007 | 102.4317 | 106.5375 | 110.2123 | 114.1759 | 117.7274
CDP2 | QLD | CQ | Offshore wind | 0 | 0 | 0 | 0 | 0 | 0 | 0 | 0 | 0 | 0 | 0 | 0 | 0 | 0 | 0 | 0 | 0 | 0 | 0 | 0 | 0 | 0 | 0 | 0 | 0 | 0 | 0 | 0 | 0
CDP2 | QLD | CQ | Wind | 300 | 300 | 439 | 439 | 943.1651 | 1425.9714 | 1425.9714 | 1425.9714 | 1425.9714 | 1425.9714 | 2333.7908 | 2333.7908 | 2334.0004 | 2388.4849 | 2388.4849 | 2388.4849 | 2388.4849 | 2388.4849 | 2388.4849 | 2388.4849 | 2407.1024 | 3672.2684 | 3672.2684 | 3672.2684 | 3672.2684 | 3672.2684 | 3233.7545 | 3233.7545 | 3233.7545
CDP2 | QLD | CQ | Utility solar | 788.17 | 788.17 | 788.17 | 788.17 | 860.8015 | 860.8015 | 860.8015 | 860.8015 | 860.8015 | 860.8015 | 860.8015 | 1032.5199 | 1087.596 | 1087.596 | 1087.596 | 1087.596 | 1087.596 | 1087.596 | 1195.9543 | 1195.9544 | 1185.3177 | 1142.8177 | 1142.8177 | 1142.8177 | 1142.8177 | 2463.9178 | 3384.9126 | 3928.4875 | 4774.1736
CDP2 | QLD | CQ | Distributed PV | 722.2681 | 742.6714 | 766.5235 | 793.7311 | 832.2373 | 870.8408 | 919.19 | 959.03 | 992.0332 | 1024.4908 | 1056.5767 | 1083.0724 | 1101.7266 | 1123.061 | 1144.5628 | 1165.0051 | 1182.6817 | 1203.6093 | 1227.4527 | 1248.9192 | 1267.2572 | 1290.1466 | 1314.2082 | 1336.8165 | 1356.4594 | 1381.1351 | 1408.4892 | 1436.2188 | 1460.3169
CDP2 | QLD | CQ | Other renewable fuels | 0 | 0 | 0 | 0 | 0 | 0 | 0 | 0 | 0 | 0 | 0 | 0 | 0 | 0 | 0 | 0 | 0 | 0 | 0 | 0 | 0 | 0 | 0 | 0 | 0 | 0 | 0 | 0 | 0
CDP2 | QLD | CQ | DSP | 0 | 0 | 0 | 0 | 0 | 0 | 0 | 0 | 0 | 0 | 0 | 0 | 0 | 0 | 0 | 0 | 0 | 0 | 0 | 0 | 0 | 0 | 0 | 0 | 0 | 0 | 0 | 0 | 0
CDP2 | QLD | SQ | Black coal | 3446 | 3446 | 3446 | 3446 | 3446 | 3446 | 3446 | 2746 | 2746 | 2396 | 1596 | 852 | 852 | 852 | 852 | 852 | 852 | 852 | 852 | 852 | 852 | 852 | 852 | 852 | 852 | 852 | 852 | 852 | 0
CDP2 | QLD | SQ | Mid-merit gas | 1173.9 | 1173.9 | 1173.9 | 1173.9 | 1173.9 | 1173.9 | 1173.9 | 1173.9 | 1173.9 | 1173.9 | 1173.9 | 1173.9 | 1173.9 | 788.9 | 788.9 | 788.9 | 644.5 | 644.5 | 644.5 | 644.5 | 644.5 | 644.5 | 0 | 0 | 0 | 0 | 0 | 0 | 0
CDP2 | QLD | SQ | Flexible gas with CCS | 0 | 0 | 0 | 0 | 0 | 0 | 0 | 0 | 0 | 0 | 0 | 0 | 0 | 0 | 0 | 0 | 0 | 0 | 0 | 0 | 0 | 0 | 0 | 0 | 0 | 0 | 0 | 0 | 0
CDP2 | QLD | SQ | Flexible gas | 1509 | 1509 | 1509 | 1709 | 1709 | 1709 | 1709 | 1709 | 1709 | 1709 | 1966.4666 | 2427.7919 | 2845.8835 | 3094.8826 | 3094.8826 | 3304.2685 | 3304.2685 | 3304.2685 | 3469.9151 | 4122.5014 | 4122.5014 | 4122.5014 | 4122.5014 | 4317.8543 | 4317.8543 | 4317.8543 | 3798.8543 | 3452.8543 | 3645.6128
CDP2 | QLD | SQ | Hydro | 0 | 0 | 0 | 0 | 0 | 0 | 0 | 0 | 0 | 0 | 0 | 0 | 0 | 0 | 0 | 0 | 0 | 0 | 0 | 0 | 0 | 0 | 0 | 0 | 0 | 0 | 0 | 0 | 0
CDP2 | QLD | SQ | Utility storage | 709.6 | 1423.76 | 1729.76 | 1729.76 | 1729.76 | 1729.76 | 1729.76 | 1729.76 | 3727.76 | 3727.7601 | 3727.7601 | 3727.7601 | 3727.7601 | 3727.7609 | 3875.9708 | 3775.9708 | 3775.9708 | 3775.9708 | 3775.9708 | 3775.9708 | 3775.9708 | 3475.9708 | 3225.9708 | 3392.3578 | 3392.3578 | 3137.5578 | 3644.0841 | 3644.0841 | 3544.0841
CDP2 | QLD | SQ | Coordinated CER storage | 4.2813 | 5.9349 | 7.8549 | 10.0673 | 12.639 | 15.6606 | 19.5036 | 26.1745 | 34.9449 | 45.9905 | 59.704 | 76.2037 | 95.6949 | 118.0268 | 143.566 | 172.1726 | 203.6626 | 237.961 | 275.4027 | 316.0829 | 360.0365 | 407.5661 | 459.4511 | 514.7474 | 573.5005 | 635.0211 | 699.1749 | 730.6031 | 759.1308
CDP2 | QLD | SQ | Passive CER storage | 89.3949 | 102.7017 | 115.7072 | 128.7691 | 142.5235 | 157.5718 | 176.8119 | 194.2469 | 213.1165 | 232.7482 | 254.1827 | 276.937 | 301.0369 | 325.0195 | 350.4149 | 375.6131 | 399.0493 | 420.0192 | 440.1605 | 459.7105 | 478.6237 | 501.0311 | 524.6191 | 549.2404 | 574.878 | 598.5559 | 620.3463 | 643.8322 | 664.9847
CDP2 | QLD | SQ | Offshore wind | 0 | 0 | 0 | 0 | 0 | 0 | 0 | 0 | 0 | 0 | 0 | 0 | 0 | 0 | 0 | 0 | 0 | 0 | 0 | 0 | 0 | 0 | 0 | 0 | 0 | 0 | 0 | 0 | 0
CDP2 | QLD | SQ | Wind | 864.95 | 1788.35 | 1788.35 | 1788.35 | 3188.35 | 4160.9474 | 4160.9474 | 4160.9474 | 4160.9474 | 4160.9474 | 4160.9474 | 5624.2949 | 5882.4338 | 6009.1546 | 6009.1546 | 6009.1546 | 6009.1546 | 6009.1546 | 6009.1546 | 6009.1546 | 6009.1546 | 5569.1847 | 5569.1847 | 5569.1847 | 5569.1847 | 8044.0432 | 8044.0432 | 8048.38 | 8048.38
CDP2 | QLD | SQ | Utility solar | 1791.51 | 1791.51 | 1850.95 | 1951.79 | 1951.25 | 1950.69 | 1950.14 | 1949.57 | 1949.01 | 1948.45 | 2350.263 | 4689.1465 | 5217.6671 | 5442.1557 | 5442.1557 | 5442.1557 | 5442.1557 | 5442.1557 | 5442.1557 | 6513.3848 | 6612.0287 | 6509.0687 | 6922.8921 | 6421.8467 | 7063.9445 | 7036.6445 | 9191.8768 | 9213.7754 | 9510.93
CDP2 | QLD | SQ | Distributed PV | 4444.5857 | 4601.2689 | 4749.54 | 4916.8363 | 5144.4056 | 5366.8426 | 5600.5382 | 5818.1179 | 6023.3354 | 6208.4396 | 6390.235 | 6547.3482 | 6680.4309 | 6801.3486 | 6930.4487 | 7058.0895 | 7183.3758 | 7312.5864 | 7449.028 | 7583.0522 | 7712.7031 | 7848.2261 | 7992.0637 | 8132.0113 | 8268.3973 | 8416.1653 | 8582.7632 | 8750.2442 | 8916.9501
CDP2 | QLD | SQ | Other renewable fuels | 0 | 0 | 0 | 0 | 0 | 0 | 0 | 0 | 0 | 0 | 0 | 0 | 0 | 0 | 0 | 0 | 0 | 0 | 0 | 0 | 0 | 0 | 0 | 0 | 0 | 0 | 0 | 90 | 90
CDP2 | QLD | SQ | DSP | 261.52 | 264.77 | 266.65 | 271.43 | 274.99 | 279.39 | 263.31 | 268.86 | 272.92 | 276.84 | 281.85 | 287.32 | 293.21 | 299.76 | 303.87 | 308.31 | 314.85 | 318.56 | 321.21 | 324.66 | 327.68 | 329.75 | 332.41 | 336.27 | 338.73 | 347.33 | 354.15 | 361.49 | 363.01
CDP2 | VIC | VIC | Brown coal | 4820 | 4820 | 4820 | 4820 | 4820 | 3370 | 3370 | 3370 | 3370 | 3370 | 1160 | 580 | 580 | 580 | 580 | 580 | 580 | 580 | 580 | 580 | 580 | 580 | 580 | 580 | 0 | 0 | 0 | 0 | 0
CDP2 | VIC | VIC | Mid-merit gas | 500 | 500 | 500 | 500 | 500 | 0 | 0 | 0 | 0 | 0 | 0 | 0 | 0 | 0 | 0 | 0 | 0 | 0 | 0 | 0 | 0 | 0 | 0 | 0 | 0 | 0 | 0 | 0 | 0
CDP2 | VIC | VIC | Flexible gas with CCS | 0 | 0 | 0 | 0 | 0 | 0 | 0 | 0 | 0 | 0 | 0 | 0 | 0 | 0 | 0 | 0 | 0 | 0 | 0 | 0 | 0 | 0 | 0 | 0 | 0 | 0 | 0 | 0 | 0
CDP2 | VIC | VIC | Flexible gas | 1900 | 1900 | 1900 | 1900 | 1900 | 1900 | 1900 | 1900 | 1900 | 1900 | 1730 | 1730 | 1730 | 1730 | 1730 | 1730 | 1290 | 1290 | 1290 | 1196.0006 | 1196.0006 | 1196.0006 | 1196.0006 | 1196.0006 | 1240.5421 | 1240.5421 | 1240.5421 | 1240.5421 | 2108.81
CDP2 | VIC | VIC | Hydro | 2219.02 | 2219.02 | 2219.02 | 2219.02 | 2219.02 | 2219.02 | 2219.02 | 2219.02 | 2219.02 | 2219.02 | 2219.02 | 2219.02 | 2219.02 | 2219.02 | 2219.02 | 2219.02 | 2219.02 | 2219.02 | 2219.02 | 2219.02 | 2219.02 | 2219.02 | 2219.02 | 2219.02 | 2219.02 | 2219.02 | 2219.02 | 2219.02 | 2219.02
CDP2 | VIC | VIC | Utility storage | 299.13 | 479.13 | 1990.64 | 2405.4403 | 2864.22 | 2856.52 | 3053.23 | 3060.53 | 3572.23 | 4083.17 | 4593.04 | 6201.92 | 6201.92 | 6208.52 | 6201.92 | 6196.92 | 6196.92 | 6196.92 | 5896.92 | 5896.92 | 5746.92 | 6129.2696 | 5827.9596 | 5089.4593 | 4780.28 | 4780.28 | 4553.9699 | 3953.9699 | 3442.27
CDP2 | VIC | VIC | Coordinated CER storage | 10.6132 | 15.1363 | 20.7187 | 26.6998 | 33.6099 | 42.073 | 52.0251 | 65.3888 | 82.4785 | 103.5543 | 129.304 | 159.8675 | 195.5802 | 236.092 | 282.1042 | 333.3048 | 389.2764 | 449.9516 | 515.8702 | 587.1309 | 663.853 | 746.8741 | 837.0114 | 932.8772 | 1034.5743 | 1140.6225 | 1250.7708 | 1304.751 | 1353.7071
CDP2 | VIC | VIC | Passive CER storage | 269.7717 | 301.4603 | 331.822 | 361.74 | 393.4245 | 427.1076 | 470.0826 | 508.8755 | 550.5086 | 593.6031 | 640.251 | 689.3259 | 740.7945 | 791.6143 | 844.9475 | 897.6568 | 946.6059 | 991.0946 | 1033.8217 | 1074.9606 | 1114.8568 | 1161.2955 | 1209.6656 | 1259.8506 | 1312.0582 | 1360.0652 | 1403.9921 | 1454.6296 | 1500.8336
CDP2 | VIC | VIC | Offshore wind | 0 | 0 | 0 | 0 | 0 | 0 | 0 | 1000 | 2000 | 2666.6667 | 3333.3333 | 4000 | 5000 | 6000 | 7000 | 8000 | 9000 | 9000 | 9000 | 9000 | 9000 | 9000 | 9000 | 9000 | 9000 | 9000 | 9000 | 9000 | 9000
CDP2 | VIC | VIC | Wind | 4537.37 | 4537.37 | 5381.93 | 5399.09 | 5399.0901 | 6747.0902 | 7194.5343 | 7194.5343 | 7194.5343 | 7194.5343 | 7142.0343 | 6950.0343 | 6950.0343 | 6950.0343 | 6887.0343 | 6467.0343 | 6467.0343 | 6178.7344 | 6178.7344 | 6128.1844 | 5810.9844 | 5498.9844 | 4651.9944 | 4651.9944 | 4254.4944 | 4772.6584 | 5479.4364 | 5359.7747 | 5359.7747
CDP2 | VIC | VIC | Utility solar | 1078.39 | 1171.87 | 1343.97 | 1696.09 | 1696.09 | 1696.09 | 1696.0901 | 1696.0901 | 1696.0901 | 1717.2013 | 1717.2013 | 1717.2013 | 1717.2013 | 1717.2013 | 1717.2013 | 1717.2013 | 1717.2013 | 1717.2013 | 1717.2013 | 1717.2013 | 2494.182 | 3442.3158 | 3415.1458 | 3415.1458 | 3415.1458 | 3275.1258 | 2899.1958 | 2818.1958 | 2623.1858
CDP2 | VIC | VIC | Distributed PV | 4946.5809 | 5473.4647 | 6000.3487 | 6548.375 | 7156.223 | 7660.403 | 8174.482 | 8576.747 | 8962.685 | 9347.904 | 9703.346 | 10044.94 | 10318.213 | 10545.242 | 10731.794 | 10916.825 | 11076.006 | 11258.545 | 11424.147 | 11608.487 | 11778.063 | 11966.74 | 12140.772 | 12336.863 | 12549.209 | 12805.429 | 13049.815 | 13309.967 | 13556.198
CDP2 | VIC | VIC | Other renewable fuels | 0 | 0 | 0 | 0 | 0 | 0 | 0 | 0 | 0 | 0 | 0 | 0 | 0 | 0 | 0 | 0 | 0 | 0 | 0 | 0 | 0 | 0 | 0 | 0 | 0 | 0 | 0 | 90 | 90
CDP2 | VIC | VIC | DSP | 257.18 | 259.24 | 262.65 | 254.27 | 258.93 | 265 | 272.05 | 276.46 | 282.34 | 286.44 | 291.15 | 294 | 296.52 | 298.78 | 301.25 | 303.94 | 307.11 | 310.41 | 312.34 | 314.87 | 316.32 | 317.01 | 318.65 | 319.05 | 318.14 | 316.32 | 315.74 | 316.68 | 318.56
CDP2 | SA | CSA | Mid-merit gas | 1509 | 1509 | 1509 | 529 | 529 | 529 | 529 | 529 | 529 | 529 | 529 | 529 | 529 | 529 | 0 | 0 | 0 | 0 | 0 | 0 | 0 | 0 | 0 | 0 | 0 | 0 | 0 | 0 | 0
CDP2 | SA | CSA | Flexible gas with CCS | 0 | 0 | 0 | 0 | 0 | 0 | 0 | 0 | 0 | 0 | 0 | 0 | 0 | 0 | 0 | 0 | 0 | 0 | 0 | 0 | 0 | 0 | 0 | 0 | 0 | 0 | 0 | 0 | 0
CDP2 | SA | CSA | Flexible gas | 1421.06 | 1421.06 | 1621.06 | 1621.06 | 1547.56 | 1547.56 | 1547.56 | 1301.56 | 1301.56 | 1061.9 | 1326.9 | 1326.9 | 1326.9 | 1326.9 | 1326.9 | 1341.8726 | 1341.8726 | 1341.8726 | 1341.8726 | 1470.8158 | 1789.0226 | 1451.0226 | 1327.8226 | 1173.8226 | 1173.8226 | 1173.8226 | 1173.8226 | 1136.6226 | 1136.6226
CDP2 | SA | CSA | Hydro | 0 | 0 | 0 | 0 | 0 | 0 | 0 | 0 | 0 | 0 | 0 | 0 | 0 | 0 | 0 | 0 | 0 | 0 | 0 | 0 | 0 | 0 | 0 | 0 | 0 | 0 | 0 | 0 | 0
CDP2 | SA | CSA | Utility storage | 456.2 | 656.2 | 951.18 | 1570.1102 | 2223.8266 | 2229.8466 | 2223.8266 | 2193.8267 | 2193.8267 | 2193.8267 | 2193.8267 | 2193.8267 | 2193.8267 | 2193.8267 | 2193.8267 | 2193.8267 | 2193.8267 | 2193.8267 | 2181.8267 | 2187.8467 | 1931.1267 | 1737.1468 | 1575.1468 | 1069.3949 | 1277.0531 | 1235.5531 | 1741.0683 | 1741.0683 | 1741.0683
CDP2 | SA | CSA | Coordinated CER storage | 55.6719 | 62.4605 | 69.574 | 76.4942 | 84.1684 | 92.1358 | 101.9094 | 111.3026 | 121.9009 | 133.5508 | 146.6546 | 161.056 | 176.8714 | 193.5765 | 211.7514 | 230.9299 | 250.6652 | 270.8794 | 292.0065 | 314.1066 | 337.1741 | 362.1662 | 388.8506 | 416.8107 | 446.0604 | 475.6817 | 505.6161 | 520.6813 | 534.0007
CDP2 | SA | CSA | Passive CER storage | 163.4148 | 176.8412 | 189.127 | 200.7947 | 212.4134 | 224.7795 | 239.333 | 252.1373 | 265.4672 | 278.7557 | 292.6711 | 306.7404 | 321.0593 | 334.5405 | 348.2941 | 361.3463 | 372.8549 | 382.7225 | 391.8089 | 400.2474 | 408.0508 | 417.2101 | 426.5738 | 436.0668 | 445.6894 | 454.0331 | 461.1754 | 471.3591 | 480.3156
CDP2 | SA | CSA | Offshore wind | 0 | 0 | 0 | 0 | 0 | 0 | 0 | 0 | 0 | 0 | 0 | 0 | 0 | 0 | 0 | 0 | 0 | 0 | 0 | 0 | 0 | 0 | 0 | 0 | 0 | 0 | 0 | 0 | 0
CDP2 | SA | CSA | Wind | 2265.94 | 2265.94 | 2406.13 | 2406.13 | 2389.4702 | 2869.5454 | 2825.1959 | 2763.1959 | 2763.1959 | 2763.1959 | 2733.2449 | 2733.2449 | 2589.5649 | 2405.0849 | 2405.0849 | 2673.5313 | 2346.8313 | 2495.1335 | 2495.1335 | 2495.1335 | 2281.2735 | 2281.2735 | 2099.2084 | 2494.4092 | 2947.0668 | 3544.7795 | 3393.0278 | 3393.0278 | 3393.57
CDP2 | SA | CSA | Utility solar | 566.2 | 566.2 | 566.2 | 845.96 | 845.96 | 880.5656 | 880.5656 | 880.5656 | 874.4456 | 874.4456 | 976.6763 | 976.6763 | 976.6763 | 976.6763 | 976.6763 | 976.6763 | 976.6763 | 1087.9301 | 1056.8901 | 1308.8002 | 2130.4251 | 3489.6982 | 3471.0782 | 3471.0782 | 3391.8782 | 3391.8782 | 3296.8782 | 3296.8782 | 3296.8782
CDP2 | SA | CSA | Distributed PV | 2384.3353 | 2442.1813 | 2500.4698 | 2567.782 | 2677.0418 | 2784.8805 | 2909.5845 | 3009.2554 | 3102.066 | 3180.5322 | 3268.8848 | 3329.2026 | 3380.66 | 3426.1092 | 3489.9642 | 3538.8511 | 3587.8176 | 3637.0179 | 3703.2634 | 3753.7863 | 3803.3867 | 3852.582 | 3919.3763 | 3971.0747 | 4023.001 | 4075.7847 | 4146.0359 | 4201.0105 | 4255.8474
CDP2 | SA | CSA | Other renewable fuels | 0 | 0 | 0 | 0 | 0 | 0 | 0 | 0 | 0 | 0 | 0 | 0 | 0 | 0 | 0 | 0 | 0 | 0 | 0 | 0 | 0 | 0 | 0 | 0 | 0 | 0 | 0 | 0 | 0
CDP2 | SA | CSA | DSP | 48.57 | 49.28 | 50.28 | 51.56 | 52.85 | 53.42 | 54.14 | 54.66 | 55.32 | 55.88 | 56.69 | 57.36 | 58.07 | 58.69 | 59.22 | 59.72 | 60.24 | 60.85 | 61.33 | 61.79 | 62.07 | 62.2 | 62.04 | 61.81 | 61.44 | 61.03 | 61.09 | 61.34 | 61.65
CDP2 | SA | SESA | Mid-merit gas | 0 | 0 | 0 | 0 | 0 | 0 | 0 | 0 | 0 | 0 | 0 | 0 | 0 | 0 | 0 | 0 | 0 | 0 | 0 | 0 | 0 | 0 | 0 | 0 | 0 | 0 | 0 | 0 | 0
CDP2 | SA | SESA | Flexible gas with CCS | 0 | 0 | 0 | 0 | 0 | 0 | 0 | 0 | 0 | 0 | 0 | 0 | 0 | 0 | 0 | 0 | 0 | 0 | 0 | 0 | 0 | 0 | 0 | 0 | 0 | 0 | 0 | 0 | 0
CDP2 | SA | SESA | Flexible gas | 143 | 143 | 143 | 143 | 80 | 80 | 80 | 80 | 80 | 80 | 80 | 80 | 0 | 0 | 0 | 0 | 0 | 0 | 0 | 0 | 0 | 0 | 0 | 0 | 0 | 0 | 0 | 0 | 0
CDP2 | SA | SESA | Hydro | 0 | 0 | 0 | 0 | 0 | 0 | 0 | 0 | 0 | 0 | 0 | 0 | 0 | 0 | 0 | 0 | 0 | 0 | 0 | 0 | 0 | 0 | 0 | 0 | 0 | 0 | 0 | 0 | 0
CDP2 | SA | SESA | Utility storage | 25 | 25 | 25 | 25 | 25 | 25 | 25 | 25 | 25 | 25 | 25 | 2.925e-05 | 2.925e-05 | 2.925e-05 | 2.925e-05 | 3.356e-05 | 3.356e-05 | 3.356e-05 | 3.356e-05 | 3.356e-05 | 3.356e-05 | 8.581e-05 | 8.731e-05 | 0.00018499 | 0.0021791 | 0.0021757 | 0.0021695 | 0.0021695 | 0.0021683
CDP2 | SA | SESA | Coordinated CER storage | 1.9701 | 2.2312 | 2.5031 | 2.7724 | 3.0693 | 3.3785 | 3.771 | 4.1547 | 4.5772 | 5.0453 | 5.5905 | 6.2292 | 6.8967 | 7.6454 | 8.4204 | 9.2343 | 10.0864 | 10.97 | 11.8923 | 12.8505 | 13.8935 | 15.057 | 16.2673 | 17.5209 | 18.834 | 20.1658 | 21.5197 | 22.1956 | 22.8328
CDP2 | SA | SESA | Passive CER storage | 5.7829 | 6.3171 | 6.8043 | 7.2775 | 7.7459 | 8.2424 | 8.8562 | 9.3849 | 9.9001 | 10.4074 | 10.9659 | 11.6011 | 12.1692 | 12.779 | 13.3159 | 13.8063 | 14.2494 | 14.6336 | 14.9745 | 15.2687 | 15.6028 | 16.033 | 16.4336 | 16.813 | 17.1981 | 17.5263 | 17.8106 | 18.2151 | 18.6306
CDP2 | SA | SESA | Offshore wind | 0 | 0 | 0 | 0 | 0 | 0 | 0 | 0 | 0 | 0 | 0 | 0 | 0 | 0 | 0 | 0 | 0 | 0 | 0 | 0 | 0 | 0 | 0 | 0 | 0 | 0 | 0 | 0 | 0
CDP2 | SA | SESA | Wind | 324.5 | 324.5 | 324.5 | 324.5 | 324.5 | 893.821 | 893.821 | 893.821 | 893.821 | 893.821 | 893.821 | 893.821 | 767.321 | 767.321 | 767.321 | 608.321 | 608.321 | 569.321 | 569.321 | 569.321 | 569.321 | 569.321 | 569.321 | 569.321 | 569.321 | 569.321 | 778.0603 | 778.0603 | 778.0603
CDP2 | SA | SESA | Utility solar | 42.9 | 42.9 | 42.9 | 42.9 | 42.9 | 42.9 | 42.9 | 42.9 | 42.9 | 42.9 | 42.9 | 42.9 | 42.9 | 42.9 | 42.9 | 42.9 | 42.9 | 42.9 | 0 | 0 | 0 | 0 | 0 | 0 | 0 | 0 | 0 | 0 | 0
CDP2 | SA | SESA | Distributed PV | 83.6952 | 87.0282 | 89.9188 | 93.849 | 99.2782 | 104.4655 | 110.6695 | 115.8376 | 120.225 | 123.9958 | 128.4132 | 132.6594 | 135.447 | 138.9108 | 141.8218 | 143.7709 | 146.0024 | 148.3721 | 151.1876 | 152.8717 | 155.8903 | 159.718 | 163.4487 | 165.4983 | 167.756 | 169.7433 | 172.5161 | 174.9055 | 178.6376
CDP2 | SA | SESA | Other renewable fuels | 0 | 0 | 0 | 0 | 0 | 0 | 0 | 0 | 0 | 0 | 0 | 0 | 0 | 0 | 0 | 0 | 0 | 0 | 0 | 0 | 0 | 0 | 0 | 0 | 0 | 0 | 0 | 0 | 0
CDP2 | SA | SESA | DSP | 0 | 0 | 0 | 0 | 0 | 0 | 0 | 0 | 0 | 0 | 0 | 0 | 0 | 0 | 0 | 0 | 0 | 0 | 0 | 0 | 0 | 0 | 0 | 0 | 0 | 0 | 0 | 0 | 0
CDP2 | TAS | TAS | Mid-merit gas | 208 | 208 | 208 | 208 | 0 | 0 | 0 | 0 | 0 | 0 | 0 | 0 | 0 | 0 | 0 | 0 | 0 | 0 | 0 | 0 | 0 | 0 | 0 | 0 | 0 | 0 | 0 | 0 | 0
CDP2 | TAS | TAS | Flexible gas with CCS | 0 | 0 | 0 | 0 | 0 | 0 | 0 | 0 | 0 | 0 | 0 | 0 | 0 | 0 | 0 | 0 | 0 | 0 | 0 | 0 | 0 | 0 | 0 | 0 | 0 | 0 | 0 | 0 | 0
CDP2 | TAS | TAS | Flexible gas | 178 | 178 | 178 | 178 | 178 | 178 | 178 | 178 | 178 | 178 | 178 | 178 | 178 | 178 | 178 | 178 | 178 | 58 | 58 | 58 | 58 | 58 | 58 | 58 | 58 | 58 | 58 | 0 | 0
CDP2 | TAS | TAS | Hydro | 2176.7 | 2176.7 | 2176.7 | 2176.7 | 2176.7 | 2176.7 | 2176.7 | 2566.7 | 2566.7 | 2566.7 | 2566.7 | 2566.7 | 2566.7 | 2566.7 | 2566.7 | 2566.7 | 2566.7 | 2566.7 | 2566.7 | 2566.7 | 2566.7 | 2566.7 | 2566.7 | 2566.7 | 2566.7 | 2566.7 | 2566.7 | 2566.7 | 2566.7
CDP2 | TAS | TAS | Utility storage | 0 | 0 | 0 | 0 | 1.208e-05 | 1.347e-05 | 1.498e-05 | 3.281e-05 | 3.828e-05 | 0.00013066 | 0.00015073 | 0.00015073 | 0.00015073 | 67.0801 | 80.5319 | 80.5319 | 80.5319 | 80.5319 | 80.5319 | 162.6301 | 457.955 | 1121 | 1121 | 1121 | 1121 | 1121 | 1121 | 1121 | 1121
CDP2 | TAS | TAS | Coordinated CER storage | 0.57875 | 0.86202 | 1.1897 | 1.5604 | 1.9874 | 2.4806 | 3.1026 | 3.6027 | 4.2371 | 5.0419 | 6.0802 | 7.3806 | 8.9752 | 10.855 | 13.0758 | 15.6258 | 18.4829 | 21.6512 | 25.1679 | 29.047 | 33.2957 | 37.9263 | 43.0768 | 48.6582 | 54.6735 | 61.0336 | 67.7354 | 71.4596 | 74.781
CDP2 | TAS | TAS | Passive CER storage | 16.4983 | 18.3551 | 20.1214 | 21.7939 | 23.5599 | 25.4634 | 28.0008 | 30.1463 | 32.4307 | 34.7743 | 37.3199 | 39.9892 | 42.7744 | 45.4739 | 48.2933 | 51.0238 | 53.4633 | 55.579 | 57.5324 | 59.351 | 61.0565 | 63.1414 | 65.3064 | 67.5415 | 69.8609 | 71.8752 | 73.5976 | 75.9416 | 77.9696
CDP2 | TAS | TAS | Offshore wind | 0 | 0 | 0 | 0 | 0 | 0 | 0 | 0 | 0 | 0 | 0 | 0 | 0 | 0 | 0 | 0 | 0 | 0 | 0 | 0 | 0 | 0 | 0 | 0 | 0 | 0 | 0 | 0 | 0
CDP2 | TAS | TAS | Wind | 563.35 | 563.35 | 563.35 | 1021.6459 | 1208.6307 | 1476.003 | 1544.734 | 1610.4358 | 1691.396 | 1913.6308 | 1913.6308 | 2116.347 | 2267.1576 | 2273.6024 | 2405.6925 | 2479.2409 | 2479.2409 | 2479.2409 | 2479.2409 | 2479.2409 | 2479.2409 | 2335.2409 | 2335.2409 | 2335.2409 | 2335.2409 | 2335.2409 | 2335.2409 | 2027.4909 | 2027.4909
CDP2 | TAS | TAS | Utility solar | 0 | 0 | 0 | 0 | 0 | 0 | 0 | 0 | 0 | 0 | 0 | 0 | 0 | 0 | 0 | 0 | 0 | 0 | 0 | 0 | 0 | 0 | 0 | 0 | 0 | 0 | 0 | 0 | 0
CDP2 | TAS | TAS | Distributed PV | 275.4595 | 286.8109 | 298.1623 | 315.088 | 354.168 | 394.531 | 440.094 | 467.582 | 496.331 | 524.805 | 554.695 | 577.869 | 593.286 | 600.415 | 608.279 | 612.658 | 617.88 | 623.117 | 630.779 | 635.441 | 640.601 | 645.81 | 653.619 | 658.482 | 663.84 | 669.299 | 677.348 | 682.546 | 688.275
CDP2 | TAS | TAS | Other renewable fuels | 0 | 0 | 0 | 0 | 0 | 0 | 0 | 0 | 0 | 0 | 0 | 0 | 0 | 0 | 0 | 0 | 0 | 0 | 0 | 0 | 0 | 0 | 0 | 0 | 0 | 0 | 0 | 0 | 0
CDP2 | TAS | TAS | DSP | 5.95 | 6 | 5.24 | 4.54 | 4.57 | 4.66 | 4.79 | 4.91 | 5.01 | 5.05 | 5.06 | 5.09 | 5.06 | 5.08 | 5.09 | 5.11 | 5.12 | 5.16 | 5.18 | 5.2 | 5.21 | 5.19 | 5.19 | 5.18 | 5.19 | 5.2 | 5.14 | 5.03 | 4.96
CDP3 | NSW | NNSW | Black coal | 0 | 0 | 0 | 0 | 0 | 0 | 0 | 0 | 0 | 0 | 0 | 0 | 0 | 0 | 0 | 0 | 0 | 0 | 0 | 0 | 0 | 0 | 0 | 0 | 0 | 0 | 0 | 0 | 0
CDP3 | NSW | NNSW | Mid-merit gas | 0 | 0 | 0 | 0 | 0 | 0 | 0 | 0 | 0 | 0 | 0 | 0 | 0 | 0 | 0 | 0 | 0 | 0 | 0 | 0 | 0 | 0 | 0 | 0 | 0 | 0 | 0 | 0 | 0
CDP3 | NSW | NNSW | Flexible gas with CCS | 0 | 0 | 0 | 0 | 0 | 0 | 0 | 0 | 0 | 0 | 0 | 0 | 0 | 0 | 0 | 0 | 0 | 0 | 0 | 0 | 0 | 0 | 0 | 0 | 0 | 0 | 0 | 0 | 0
CDP3 | NSW | NNSW | Flexible gas | 0 | 0 | 0 | 0 | 0 | 0 | 0 | 0 | 0 | 0 | 0 | 0 | 0 | 0 | 0 | 0 | 0 | 0 | 0 | 0 | 0 | 0 | 0 | 0 | 0 | 0 | 0 | 0 | 0
CDP3 | NSW | NNSW | Hydro | 0 | 0 | 0 | 0 | 0 | 0 | 0 | 0 | 0 | 0 | 0 | 0 | 0 | 0 | 0 | 0 | 0 | 0 | 0 | 0 | 0 | 0 | 0 | 0 | 0 | 0 | 0 | 0 | 0
CDP3 | NSW | NNSW | Utility storage | 0 | 0 | 30 | 505 | 705.0001 | 812.9079 | 1618.9121 | 1618.9121 | 1618.9121 | 1618.9121 | 1588.9121 | 1588.9121 | 1588.9122 | 1588.9122 | 1588.9122 | 1588.9122 | 1588.9122 | 1588.9122 | 1588.9122 | 1588.9122 | 1588.9122 | 2588.9123 | 2588.9123 | 1913.9123 | 2507.1362 | 2399.2284 | 2293.674 | 2293.674 | 2628.919
CDP3 | NSW | NNSW | Coordinated CER storage | 2.1928 | 2.9011 | 3.6904 | 4.6278 | 5.5596 | 6.6915 | 7.9992 | 9.7928 | 12.0913 | 14.9199 | 18.3769 | 22.4496 | 27.1895 | 32.5292 | 38.5657 | 45.2506 | 52.5465 | 60.457 | 69.0343 | 78.2621 | 88.1661 | 98.8985 | 110.4266 | 122.6426 | 135.5582 | 148.9852 | 162.8922 | 169.464 | 175.3439
CDP3 | NSW | NNSW | Passive CER storage | 47.7175 | 51.9224 | 55.9244 | 59.7457 | 63.1809 | 66.9501 | 72.1109 | 76.9127 | 82.1206 | 87.477 | 93.3283 | 99.3194 | 105.5537 | 111.5324 | 117.7469 | 123.7732 | 129.3342 | 134.4245 | 139.3018 | 143.8527 | 148.1976 | 153.2203 | 158.3806 | 163.6836 | 169.1359 | 173.9747 | 178.2371 | 183.577 | 188.3339
CDP3 | NSW | NNSW | Offshore wind | 0 | 0 | 0 | 0 | 0 | 0 | 0 | 0 | 0 | 0 | 0 | 0 | 0 | 0 | 0 | 0 | 0 | 0 | 0 | 0 | 0 | 0 | 0 | 0 | 0 | 0 | 0 | 0 | 0
CDP3 | NSW | NNSW | Wind | 442.48 | 442.48 | 442.48 | 781.9872 | 815.9071 | 815.9071 | 3468.9839 | 3468.9839 | 3468.9839 | 3468.9839 | 3468.9839 | 4058.4664 | 4058.4664 | 4058.4664 | 4058.4664 | 3885.9864 | 3885.9864 | 4471.6011 | 6073.7974 | 6951.9201 | 7274.6852 | 7274.6852 | 7274.6852 | 7274.6852 | 7274.6852 | 7400 | 7400 | 7400 | 7400
CDP3 | NSW | NNSW | Utility solar | 701.02 | 701.02 | 1021.02 | 1322.984 | 1322.984 | 1322.984 | 1374.7036 | 1374.7036 | 1374.7036 | 1374.7036 | 1374.7036 | 1860.1898 | 1860.1898 | 1860.1898 | 1860.1898 | 1860.1898 | 1860.1898 | 1860.1898 | 3039.9785 | 3351.2984 | 4287.984 | 4287.984 | 4287.984 | 4263.101 | 4283.1513 | 4283.1513 | 4294.9331 | 4311.4216 | 4449.6705
CDP3 | NSW | NNSW | Distributed PV | 999.795 | 1024.5274 | 1042.0404 | 1062.8416 | 1119.5661 | 1186.9908 | 1258.7771 | 1308.956 | 1356.0219 | 1394.7316 | 1433.3051 | 1460.8986 | 1482.9765 | 1497.8632 | 1516.4188 | 1530.7247 | 1546.3741 | 1562.7988 | 1581.7996 | 1598.2848 | 1617.7461 | 1635.9887 | 1654.643 | 1671.6642 | 1690.6614 | 1710.0652 | 1730.7883 | 1751.4803 | 1774.4013
CDP3 | NSW | NNSW | Other renewable fuels | 0 | 0 | 0 | 0 | 0 | 0 | 0 | 0 | 0 | 0 | 0 | 0 | 0 | 0 | 0 | 0 | 0 | 0 | 0 | 0 | 0 | 0 | 0 | 0 | 0 | 0 | 0 | 90 | 90
CDP3 | NSW | NNSW | DSP | 0 | 0 | 0 | 0 | 0 | 0 | 0 | 0 | 0 | 0 | 0 | 0 | 0 | 0 | 0 | 0 | 0 | 0 | 0 | 0 | 0 | 0 | 0 | 0 | 0 | 0 | 0 | 0 | 0
CDP3 | NSW | CNSW | Black coal | 4105 | 4105 | 4105 | 4105 | 4135 | 3450 | 1420 | 1420 | 1420 | 1420 | 1420 | 1420 | 1420 | 1420 | 1420 | 1420 | 1420 | 0 | 0 | 0 | 0 | 0 | 0 | 0 | 0 | 0 | 0 | 0 | 0
CDP3 | NSW | CNSW | Mid-merit gas | 0 | 0 | 0 | 0 | 0 | 0 | 0 | 0 | 0 | 0 | 0 | 0 | 0 | 0 | 0 | 0 | 0 | 0 | 0 | 0 | 0 | 0 | 0 | 0 | 0 | 0 | 0 | 0 | 0
CDP3 | NSW | CNSW | Flexible gas with CCS | 0 | 0 | 0 | 0 | 0 | 0 | 0 | 0 | 0 | 0 | 0 | 0 | 0 | 0 | 0 | 0 | 0 | 0 | 0 | 0 | 0 | 0 | 0 | 0 | 0 | 0 | 0 | 0 | 0
CDP3 | NSW | CNSW | Flexible gas | 0 | 0 | 0 | 0 | 0 | 0 | 0 | 0 | 0 | 0 | 0 | 0 | 0 | 0 | 0 | 0 | 0 | 0 | 0 | 0 | 0 | 0 | 0 | 0 | 0 | 0 | 0 | 0 | 0
CDP3 | NSW | CNSW | Hydro | 0 | 0 | 0 | 0 | 0 | 0 | 0 | 0 | 0 | 0 | 0 | 0 | 0 | 0 | 0 | 0 | 0 | 0 | 0 | 0 | 0 | 0 | 0 | 0 | 0 | 0 | 0 | 0 | 0
CDP3 | NSW | CNSW | Utility storage | 247 | 247 | 816 | 826.0619 | 1485.867 | 2870.9467 | 2910.9811 | 2870.9611 | 2910.9811 | 2870.9611 | 2870.9611 | 2910.9811 | 2870.9611 | 2870.9611 | 2910.9811 | 2910.9811 | 2870.9611 | 2870.9611 | 2870.9611 | 2870.9611 | 2910.9811 | 2870.9611 | 2341.9811 | 2291.8992 | 2000.5542 | 779.631 | 739.6029 | 739.6029 | 779.6229
CDP3 | NSW | CNSW | Coordinated CER storage | 0.91547 | 1.218 | 1.5545 | 1.9694 | 2.396 | 2.8889 | 3.468 | 4.4484 | 5.7616 | 7.4129 | 9.4548 | 11.9182 | 14.7956 | 18.091 | 21.8271 | 26.0012 | 30.6055 | 35.6384 | 41.1048 | 47.0119 | 53.3576 | 60.2411 | 67.6633 | 75.5332 | 83.8558 | 92.5557 | 101.5813 | 105.8426 | 109.6628
CDP3 | NSW | CNSW | Passive CER storage | 19.9215 | 21.7984 | 23.5569 | 25.4252 | 27.2293 | 28.9039 | 31.2635 | 33.4736 | 36.0114 | 38.6022 | 41.3825 | 44.4067 | 47.4404 | 50.4842 | 53.5835 | 56.6421 | 59.5615 | 62.2973 | 64.8483 | 67.2355 | 69.4388 | 72.0568 | 74.8106 | 77.6287 | 80.5076 | 83.1503 | 85.4446 | 88.2195 | 90.7189
CDP3 | NSW | CNSW | Offshore wind | 0 | 0 | 0 | 0 | 0 | 0 | 0 | 0 | 0 | 0 | 0 | 0 | 0 | 0 | 0 | 0 | 0 | 0 | 0 | 0 | 0 | 0 | 0 | 0 | 0 | 0 | 0 | 0 | 0
CDP3 | NSW | CNSW | Wind | 503.54 | 503.54 | 641.54 | 1483.7289 | 2247.5043 | 5157.8875 | 5157.8875 | 5157.8875 | 5157.8875 | 5157.8875 | 5157.8875 | 5157.8875 | 5157.8875 | 5157.8875 | 5157.8875 | 5157.8875 | 5157.8875 | 5051.0875 | 4913.0775 | 4913.0775 | 4913.0775 | 4913.0775 | 4913.0775 | 4913.0775 | 4913.0775 | 5204.5303 | 5749.9321 | 5749.9321 | 5749.9321
CDP3 | NSW | CNSW | Utility solar | 1876.49 | 1876.49 | 1956.35 | 2961.0555 | 2961.0555 | 3944.0721 | 4206.6314 | 4206.6314 | 4206.6314 | 4206.6314 | 4206.6314 | 4443.8927 | 4443.8927 | 4443.8927 | 4443.8927 | 4443.8927 | 4443.8927 | 4443.8927 | 4443.8927 | 4341.8727 | 5023.9549 | 5023.9549 | 4987.9449 | 4987.9449 | 6457.1233 | 6691.1378 | 8215.99 | 8096.24 | 7926.36
CDP3 | NSW | CNSW | Distributed PV | 621.9378 | 636.102 | 644.9182 | 661.8711 | 702.2766 | 740.456 | 787.694 | 821.4306 | 856.4795 | 886.1984 | 918.429 | 939.0199 | 954.7714 | 966.4442 | 983.7172 | 994.2831 | 1006.6496 | 1019.2425 | 1037.8102 | 1049.5191 | 1061.3193 | 1073.5732 | 1093.3139 | 1104.7404 | 1118.1637 | 1133.1908 | 1153.9216 | 1167.3489 | 1182.2507
CDP3 | NSW | CNSW | Other renewable fuels | 0 | 0 | 0 | 0 | 0 | 0 | 0 | 0 | 0 | 0 | 0 | 0 | 0 | 0 | 0 | 0 | 0 | 0 | 0 | 0 | 0 | 0 | 0 | 0 | 0 | 0 | 30 | 90 | 90
CDP3 | NSW | CNSW | DSP | 0 | 0 | 0 | 0 | 0 | 0 | 0 | 0 | 0 | 0 | 0 | 0 | 0 | 0 | 0 | 0 | 0 | 0 | 0 | 0 | 0 | 0 | 0 | 0 | 0 | 0 | 0 | 0 | 0
CDP3 | NSW | SNW | Black coal | 4200 | 4200 | 1320 | 1320 | 1320 | 0 | 0 | 0 | 0 | 0 | 0 | 0 | 0 | 0 | 0 | 0 | 0 | 0 | 0 | 0 | 0 | 0 | 0 | 0 | 0 | 0 | 0 | 0 | 0
CDP3 | NSW | SNW | Mid-merit gas | 440 | 440 | 440 | 440 | 440 | 440 | 440 | 440 | 440 | 440 | 440 | 440 | 440 | 440 | 440 | 440 | 440 | 440 | 440 | 440 | 0 | 0 | 0 | 0 | 0 | 0 | 0 | 0 | 0
CDP3 | NSW | SNW | Flexible gas with CCS | 0 | 0 | 0 | 0 | 0 | 0 | 0 | 0 | 0 | 0 | 0 | 0 | 0 | 0 | 0 | 0 | 0 | 0 | 0 | 0 | 0 | 0 | 0 | 0 | 0 | 0 | 0 | 0 | 0
CDP3 | NSW | SNW | Flexible gas | 1979 | 1979 | 1979 | 1979 | 1979 | 1979 | 1979 | 1979 | 1979 | 1979 | 1979 | 1979 | 1979 | 1979 | 1979 | 1979 | 1979 | 1979 | 1979 | 2230.1176 | 2918.4111 | 3794.4711 | 3794.4711 | 3794.4711 | 3794.4711 | 3794.4711 | 3794.4711 | 3794.4711 | 3794.4711
CDP3 | NSW | SNW | Hydro | 0 | 0 | 0 | 0 | 0 | 0 | 0 | 0 | 0 | 0 | 0 | 0 | 0 | 0 | 0 | 0 | 0 | 0 | 0 | 0 | 0 | 0 | 0 | 0 | 0 | 0 | 0 | 0 | 0
CDP3 | NSW | SNW | Utility storage | 50 | 50 | 1571.8576 | 1571.8622 | 1571.8644 | 1607.5015 | 2076.8317 | 2704.3837 | 2776.9597 | 2704.3837 | 2704.3837 | 2776.9597 | 2704.3837 | 2654.3837 | 2726.9597 | 2726.9597 | 2654.3837 | 2654.3837 | 2654.3837 | 2654.3837 | 2726.9597 | 2654.3837 | 1312.8141 | 1240.2336 | 1240.2316 | 1280.3644 | 968.2883 | 968.2883 | 1040.8643
CDP3 | NSW | SNW | Coordinated CER storage | 8.587 | 11.5295 | 14.8171 | 18.6626 | 22.7871 | 27.7997 | 33.4963 | 43.0237 | 55.4305 | 70.9627 | 90.1039 | 112.9793 | 139.8314 | 170.4524 | 205.2684 | 244.1544 | 286.9162 | 333.5338 | 384.2127 | 438.8854 | 497.66 | 560.8937 | 629.5544 | 702.4072 | 779.5514 | 860.1351 | 943.9419 | 983.3503 | 1018.6582
CDP3 | NSW | SNW | Passive CER storage | 186.8609 | 206.3463 | 224.5379 | 240.9368 | 258.9593 | 278.1444 | 301.9599 | 322.7208 | 344.5839 | 366.8252 | 390.7075 | 415.6523 | 441.7183 | 467.2367 | 494.0385 | 520.566 | 545.206 | 567.5963 | 588.6361 | 607.8089 | 625.5986 | 647.3132 | 670.0861 | 693.8422 | 718.7364 | 741.3337 | 761.6739 | 786.6727 | 809.1086
CDP3 | NSW | SNW | Offshore wind | 0 | 0 | 0 | 0 | 0 | 0 | 0 | 0 | 0 | 0 | 0 | 0 | 0 | 0 | 0 | 0 | 0 | 0 | 0 | 0 | 0 | 0 | 0 | 0 | 0 | 0 | 0 | 0 | 0
CDP3 | NSW | SNW | Wind | 0 | 0 | 0 | 0 | 0 | 0 | 0 | 0 | 0 | 0 | 0 | 0 | 0 | 0 | 0 | 0 | 0 | 0 | 0 | 0 | 0 | 0 | 0 | 0 | 0 | 0 | 0 | 0 | 0
CDP3 | NSW | SNW | Utility solar | 0 | 0 | 0 | 0 | 0 | 0 | 0 | 0 | 0 | 0 | 0 | 0 | 0 | 0 | 0 | 0 | 0 | 0 | 0 | 0 | 0 | 0 | 0 | 0 | 0 | 0 | 0 | 0 | 0
CDP3 | NSW | SNW | Distributed PV | 3679.6425 | 3821.5974 | 3976.6457 | 4171.7761 | 4514.291 | 4858.2954 | 5220.1292 | 5496.252 | 5768.549 | 6015.446 | 6247.5007 | 6444.969 | 6601.2248 | 6709.9767 | 6807.533 | 6901.289 | 6995.1835 | 7087.6409 | 7182.3455 | 7274.2264 | 7368.4104 | 7463.4566 | 7560.2199 | 7654.4945 | 7751.1288 | 7849.3467 | 7952.3875 | 8051.2259 | 8161.516
CDP3 | NSW | SNW | Other renewable fuels | 0 | 0 | 0 | 0 | 0 | 0 | 0 | 0 | 0 | 0 | 0 | 0 | 0 | 0 | 0 | 0 | 0 | 0 | 0 | 0 | 0 | 0 | 0 | 0 | 0 | 0 | 90 | 90 | 90
CDP3 | NSW | SNW | DSP | 336.74 | 342.94 | 349.4 | 358.05 | 499.09 | 685.31 | 850.38 | 920.72 | 991.02 | 1061.28 | 1070.04 | 1079.54 | 1087.21 | 1096.93 | 1105.44 | 1116.29 | 1124.85 | 1136.31 | 1138.21 | 1141.89 | 1148.33 | 1146.26 | 1149.08 | 1151.3 | 1149.72 | 1153.61 | 1157.93 | 1166.18 | 1185.25
CDP3 | NSW | SNSW | Black coal | 0 | 0 | 0 | 0 | 0 | 0 | 0 | 0 | 0 | 0 | 0 | 0 | 0 | 0 | 0 | 0 | 0 | 0 | 0 | 0 | 0 | 0 | 0 | 0 | 0 | 0 | 0 | 0 | 0
CDP3 | NSW | SNSW | Mid-merit gas | 0 | 0 | 0 | 0 | 0 | 0 | 0 | 0 | 0 | 0 | 0 | 0 | 0 | 0 | 0 | 0 | 0 | 0 | 0 | 0 | 0 | 0 | 0 | 0 | 0 | 0 | 0 | 0 | 0
CDP3 | NSW | SNSW | Flexible gas with CCS | 0 | 0 | 0 | 0 | 0 | 0 | 0 | 0 | 0 | 0 | 0 | 0 | 0 | 0 | 0 | 0 | 0 | 0 | 0 | 0 | 0 | 0 | 0 | 0 | 0 | 0 | 0 | 0 | 0
CDP3 | NSW | SNSW | Flexible gas | 692 | 692 | 692 | 692 | 692 | 692 | 692 | 692 | 692 | 692 | 692 | 692 | 692 | 692 | 692 | 692 | 692 | 692 | 692 | 692 | 692 | 0 | 0 | 0 | 0 | 0 | 0 | 0 | 0
CDP3 | NSW | SNSW | Hydro | 2285 | 2285 | 2285 | 2285 | 2285 | 2285 | 2285 | 2285 | 2285 | 2285 | 2285 | 2285 | 2285 | 2285 | 2285 | 2285 | 2285 | 2285 | 2285 | 2285 | 2285 | 2285 | 2285 | 2285 | 2285 | 2285 | 2285 | 2285 | 2285
CDP3 | NSW | SNSW | Utility storage | 299.99 | 309.99 | 368.9 | 368.9 | 568.9 | 2768.9 | 2854.9692 | 2853.9792 | 2854.9692 | 2853.9792 | 2853.9792 | 2854.9692 | 2853.9792 | 2853.9792 | 2854.9692 | 2854.9692 | 2853.9792 | 2853.9792 | 2853.9792 | 2843.9792 | 2794.9692 | 2793.9792 | 2735.0692 | 2734.0792 | 2734.0792 | 2635.0792 | 2587.3584 | 2587.3584 | 2437.3584
CDP3 | NSW | SNSW | Coordinated CER storage | 1.8316 | 2.4469 | 3.1469 | 4.0056 | 4.9448 | 6.063 | 7.344 | 8.8828 | 10.843 | 13.2952 | 16.3304 | 19.989 | 24.3293 | 29.3361 | 35.0941 | 41.5771 | 48.7432 | 56.6101 | 65.2405 | 74.6487 | 84.8616 | 95.9878 | 108.1835 | 121.2843 | 135.2958 | 150.0261 | 165.4879 | 173.4974 | 180.7336
CDP3 | NSW | SNSW | Passive CER storage | 39.8581 | 43.7926 | 47.6885 | 51.7125 | 56.1945 | 60.6618 | 66.2045 | 71.0929 | 76.2779 | 81.7101 | 87.5202 | 93.586 | 99.9174 | 106.2198 | 112.7798 | 119.2142 | 125.1293 | 130.5318 | 135.6734 | 140.5429 | 145.2071 | 150.7156 | 156.525 | 162.5649 | 168.7895 | 174.3699 | 179.4516 | 185.5172 | 191.0124
CDP3 | NSW | SNSW | Offshore wind | 0 | 0 | 0 | 0 | 0 | 0 | 0 | 0 | 0 | 0 | 0 | 0 | 0 | 0 | 0 | 0 | 0 | 0 | 0 | 0 | 0 | 0 | 0 | 0 | 0 | 0 | 0 | 0 | 0
CDP3 | NSW | SNSW | Wind | 1792.06 | 1850.06 | 1890.08 | 2420.54 | 3005.6666 | 3005.6666 | 3005.6666 | 3005.6666 | 3005.6666 | 3005.6666 | 3005.6666 | 3005.6666 | 3005.6666 | 2959.1666 | 2959.1666 | 2929.1666 | 2929.1666 | 2716.1551 | 2667.8551 | 2667.8551 | 2378.8451 | 2378.8451 | 2138.8804 | 1924.9859 | 1929.2395 | 1554.7857 | 1559.623 | 1559.623 | 1559.623
CDP3 | NSW | SNSW | Utility solar | 2083.08 | 2083.08 | 2475.36 | 2817.7576 | 3376.8769 | 3376.8769 | 3377.7769 | 3376.8769 | 3376.8769 | 3376.8769 | 3376.8769 | 3376.8769 | 3376.8769 | 3376.8769 | 3376.8769 | 3226.8469 | 3226.8469 | 3226.8469 | 3226.8469 | 3226.8469 | 3654.6862 | 4591.7667 | 4591.7667 | 4506.7667 | 4474.3667 | 4751.3693 | 4419.0293 | 3643.8193 | 3613.8193
CDP3 | NSW | SNSW | Distributed PV | 986.0326 | 1016.5758 | 1046.5931 | 1086.1683 | 1164.1203 | 1240.9168 | 1328.5137 | 1393.4014 | 1458.5676 | 1517.356 | 1578.8062 | 1621.3015 | 1659.1313 | 1689.5418 | 1724.7489 | 1750.0152 | 1777.7549 | 1805.5558 | 1841.3577 | 1866.4198 | 1894.7072 | 1924.1874 | 1962.8752 | 1990.9999 | 2022.3122 | 2052.6863 | 2093.9396 | 2124.8409 | 2159.5341
CDP3 | NSW | SNSW | Other renewable fuels | 0 | 0 | 0 | 0 | 0 | 0 | 0 | 0 | 0 | 0 | 0 | 0 | 0 | 0 | 0 | 0 | 0 | 0 | 0 | 0 | 0 | 0 | 0 | 0 | 0 | 0 | 0 | 0 | 0
CDP3 | NSW | SNSW | DSP | 0 | 0 | 0 | 0 | 0 | 0 | 0 | 0 | 0 | 0 | 0 | 0 | 0 | 0 | 0 | 0 | 0 | 0 | 0 | 0 | 0 | 0 | 0 | 0 | 0 | 0 | 0 | 0 | 0
CDP3 | QLD | NQ | Black coal | 0 | 0 | 0 | 0 | 0 | 0 | 0 | 0 | 0 | 0 | 0 | 0 | 0 | 0 | 0 | 0 | 0 | 0 | 0 | 0 | 0 | 0 | 0 | 0 | 0 | 0 | 0 | 0 | 0
CDP3 | QLD | NQ | Mid-merit gas | 244 | 244 | 244 | 244 | 244 | 244 | 244 | 244 | 244 | 244 | 244 | 244 | 244 | 244 | 244 | 244 | 244 | 244 | 244 | 244 | 244 | 244 | 244 | 0 | 0 | 0 | 0 | 0 | 0
CDP3 | QLD | NQ | Flexible gas with CCS | 0 | 0 | 0 | 0 | 0 | 0 | 0 | 0 | 0 | 0 | 0 | 0 | 0 | 0 | 0 | 0 | 0 | 0 | 0 | 0 | 0 | 0 | 0 | 0 | 0 | 0 | 0 | 0 | 0
CDP3 | QLD | NQ | Flexible gas | 423.5 | 423.5 | 423.5 | 423.5 | 423.5 | 423.5 | 423.5 | 423.5 | 423.5 | 423.5 | 131.5 | 131.5 | 131.5 | 131.5 | 131.5 | 131.5 | 131.5 | 131.5 | 131.5 | 131.5 | 131.5 | 0 | 0 | 0 | 0 | 0 | 0 | 0 | 0
CDP3 | QLD | NQ | Hydro | 156.4 | 156.4 | 156.4 | 156.4 | 156.4 | 156.4 | 156.4 | 156.4 | 156.4 | 156.4 | 156.4 | 156.4 | 156.4 | 156.4 | 70 | 70 | 70 | 70 | 70 | 0 | 0 | 0 | 0 | 0 | 0 | 0 | 0 | 0 | 0
CDP3 | QLD | NQ | Utility storage | 250 | 250 | 250 | 550 | 550 | 550 | 550 | 550 | 550.0001 | 550.0001 | 550.0001 | 550.0001 | 550.0001 | 550.0002 | 550.0002 | 550.0002 | 550.0002 | 550.0002 | 550.0002 | 550.0002 | 550.0002 | 550.0003 | 550.0003 | 262.4501 | 269.8504 | 391.6671 | 430.4659 | 430.4659 | 430.6001
CDP3 | QLD | NQ | Coordinated CER storage | 0.88737 | 1.2167 | 1.5929 | 2.0251 | 2.5236 | 3.12 | 3.8402 | 4.861 | 6.1864 | 7.8245 | 9.8358 | 12.2418 | 15.0717 | 18.2721 | 21.9141 | 25.9728 | 30.4036 | 35.228 | 40.4665 | 46.1292 | 52.2496 | 58.927 | 66.1344 | 73.8088 | 81.9834 | 90.4987 | 99.3492 | 103.7072 | 107.6837
CDP3 | QLD | NQ | Passive CER storage | 18.5285 | 21.0552 | 23.4635 | 25.9022 | 28.4576 | 31.3925 | 34.814 | 37.9522 | 41.4162 | 44.9799 | 48.8461 | 52.9834 | 57.3995 | 61.6721 | 66.1572 | 70.6014 | 74.6827 | 78.4936 | 82.1191 | 85.5856 | 89.0361 | 92.9771 | 97.0969 | 101.3628 | 105.886 | 109.9772 | 113.7091 | 117.7593 | 121.4976
CDP3 | QLD | NQ | Offshore wind | 0 | 0 | 0 | 0 | 0 | 0 | 0 | 0 | 0 | 0 | 0 | 0 | 0 | 0 | 0 | 0 | 0 | 0 | 0 | 0 | 0 | 0 | 0 | 0 | 0 | 0 | 0 | 0 | 0
CDP3 | QLD | NQ | Wind | 375.64 | 375.64 | 375.64 | 375.64 | 1603.071 | 1932.1655 | 2515.1991 | 2515.1991 | 2515.1991 | 2515.1991 | 2681.233 | 2681.233 | 2773.5041 | 2969.0345 | 2969.0345 | 2969.0345 | 2969.0345 | 2969.0345 | 2969.0345 | 2969.0345 | 2946.87 | 3422.5969 | 3422.5969 | 3379.3969 | 3379.3969 | 3260.3144 | 3432.3574 | 3458.9812 | 3458.9812
CDP3 | QLD | NQ | Utility solar | 521.6 | 521.6 | 521.6 | 521.6 | 521.6 | 521.6 | 521.6 | 521.6 | 521.6 | 521.6 | 521.6 | 521.6 | 521.6002 | 521.6002 | 473.1002 | 473.1002 | 473.1002 | 473.1002 | 653.1703 | 607.8901 | 491.9301 | 541.8852 | 541.8852 | 526.8852 | 426.9052 | 405.9352 | 684.2683 | 584.2383 | 584.2383
CDP3 | QLD | NQ | Distributed PV | 650.1918 | 674.7727 | 703.9561 | 730.2258 | 763.9198 | 810.8536 | 853.2797 | 886.3548 | 917.2914 | 944.1354 | 970.7969 | 991.2841 | 1008.6228 | 1022.5255 | 1038.7204 | 1053.488 | 1067.6015 | 1084.5645 | 1102.9542 | 1118.778 | 1136.6862 | 1153.6954 | 1172.9582 | 1190.3775 | 1209.4642 | 1228.2939 | 1251.6994 | 1274.419 | 1298.4572
CDP3 | QLD | NQ | Other renewable fuels | 0 | 0 | 0 | 0 | 0 | 0 | 0 | 0 | 0 | 0 | 0 | 0 | 0 | 0 | 0 | 0 | 0 | 0 | 0 | 0 | 0 | 0 | 0 | 0 | 0 | 0 | 0 | 0 | 0
CDP3 | QLD | NQ | DSP | 0 | 0 | 0 | 0 | 0 | 0 | 0 | 0 | 0 | 0 | 0 | 0 | 0 | 0 | 0 | 0 | 0 | 0 | 0 | 0 | 0 | 0 | 0 | 0 | 0 | 0 | 0 | 0 | 0
CDP3 | QLD | GG | Black coal | 1680 | 1680 | 1680 | 1680 | 840 | 840 | 840 | 280 | 0 | 0 | 0 | 0 | 0 | 0 | 0 | 0 | 0 | 0 | 0 | 0 | 0 | 0 | 0 | 0 | 0 | 0 | 0 | 0 | 0
CDP3 | QLD | GG | Mid-merit gas | 180 | 180 | 180 | 180 | 180 | 180 | 180 | 180 | 180 | 180 | 180 | 180 | 180 | 180 | 180 | 180 | 180 | 180 | 180 | 180 | 180 | 180 | 180 | 180 | 180 | 180 | 180 | 0 | 0
CDP3 | QLD | GG | Flexible gas with CCS | 0 | 0 | 0 | 0 | 0 | 0 | 0 | 0 | 0 | 0 | 0 | 0 | 0 | 0 | 0 | 0 | 0 | 0 | 0 | 0 | 0 | 0 | 0 | 0 | 0 | 0 | 0 | 0 | 0
CDP3 | QLD | GG | Flexible gas | 0 | 0 | 0 | 0 | 0 | 0 | 0 | 0 | 0 | 0 | 0 | 0 | 0 | 0 | 0 | 0 | 0 | 0 | 0 | 0 | 0 | 0 | 0 | 0 | 0 | 0 | 0 | 0 | 0
CDP3 | QLD | GG | Hydro | 0 | 0 | 0 | 0 | 0 | 0 | 0 | 0 | 0 | 0 | 0 | 0 | 0 | 0 | 0 | 0 | 0 | 0 | 0 | 0 | 0 | 0 | 0 | 0 | 0 | 0 | 0 | 0 | 0
CDP3 | QLD | GG | Utility storage | 0 | 0 | 400 | 400 | 400 | 400 | 400.0001 | 400.0001 | 400.0001 | 400.0001 | 400.0001 | 400.0001 | 400.0001 | 400.0001 | 400.0002 | 400.0003 | 400.0003 | 400.0003 | 400.0003 | 400.0003 | 400.0003 | 400.0003 | 0.00031494 | 78.4902 | 124.7924 | 124.7925 | 606.891 | 606.891 | 813.9002
CDP3 | QLD | GG | Coordinated CER storage | 0.048726 | 0.066819 | 0.087887 | 0.11153 | 0.14153 | 0.17366 | 0.21572 | 0.29891 | 0.41299 | 0.56211 | 0.74955 | 0.97712 | 1.2471 | 1.5592 | 1.9169 | 2.3184 | 2.7646 | 3.2536 | 3.7908 | 4.3761 | 5.009 | 5.7004 | 6.4465 | 7.2409 | 8.0831 | 8.9664 | 9.8883 | 10.3376 | 10.7449
CDP3 | QLD | GG | Passive CER storage | 1.0174 | 1.1563 | 1.2946 | 1.4266 | 1.5959 | 1.7473 | 1.9556 | 2.1352 | 2.3376 | 2.5644 | 2.8105 | 3.0704 | 3.3401 | 3.6127 | 3.8978 | 4.1748 | 4.4417 | 4.6827 | 4.9228 | 5.1563 | 5.3782 | 5.6374 | 5.9123 | 6.1964 | 6.4847 | 6.7498 | 6.9899 | 7.2551 | 7.4911
CDP3 | QLD | GG | Offshore wind | 0 | 0 | 0 | 0 | 0 | 0 | 0 | 0 | 0 | 0 | 0 | 0 | 0 | 0 | 0 | 0 | 0 | 0 | 0 | 0 | 0 | 0 | 0 | 0 | 0 | 0 | 0 | 0 | 0
CDP3 | QLD | GG | Wind | 0 | 0 | 0 | 0 | 0 | 0 | 0 | 0 | 0 | 0 | 0 | 0 | 0 | 0 | 0 | 0 | 0 | 0 | 0 | 0 | 0 | 0 | 0 | 0 | 0 | 0 | 0 | 0 | 0
CDP3 | QLD | GG | Utility solar | 0 | 0 | 0 | 0 | 0 | 0 | 0 | 0 | 0 | 0 | 0 | 0 | 0 | 0 | 0 | 0 | 0 | 0 | 0 | 0 | 0 | 0 | 0 | 0 | 0 | 0 | 0 | 0 | 0
CDP3 | QLD | GG | Distributed PV | 62.5042 | 64.2791 | 66.415 | 68.9878 | 72.7673 | 76.244 | 80.0461 | 83.5314 | 86.727 | 89.5602 | 92.1585 | 94.3304 | 96.0517 | 97.5469 | 99.0431 | 100.4574 | 101.995 | 103.5388 | 105.3012 | 107.0116 | 108.5825 | 110.2539 | 112.0709 | 113.8938 | 115.5761 | 117.3638 | 119.4773 | 121.9029 | 124.2038
CDP3 | QLD | GG | Other renewable fuels | 0 | 0 | 0 | 0 | 0 | 0 | 0 | 0 | 0 | 0 | 0 | 0 | 0 | 0 | 0 | 0 | 0 | 0 | 0 | 0 | 0 | 0 | 0 | 0 | 0 | 0 | 0 | 0 | 0
CDP3 | QLD | GG | DSP | 0 | 0 | 0 | 0 | 0 | 0 | 0 | 0 | 0 | 0 | 0 | 0 | 0 | 0 | 0 | 0 | 0 | 0 | 0 | 0 | 0 | 0 | 0 | 0 | 0 | 0 | 0 | 0 | 0
CDP3 | QLD | CQ | Black coal | 3004 | 3004 | 3004 | 3004 | 2304 | 2304 | 1574 | 1574 | 1574 | 844 | 844 | 844 | 844 | 844 | 844 | 844 | 844 | 844 | 844 | 844 | 844 | 844 | 844 | 844 | 844 | 844 | 844 | 844 | 0
CDP3 | QLD | CQ | Mid-merit gas | 0 | 0 | 0 | 0 | 0 | 0 | 0 | 0 | 0 | 0 | 0 | 0 | 0 | 0 | 0 | 0 | 0 | 0 | 0 | 0 | 0 | 0 | 0 | 0 | 0 | 0 | 0 | 0 | 0
CDP3 | QLD | CQ | Flexible gas with CCS | 0 | 0 | 0 | 0 | 0 | 0 | 0 | 0 | 0 | 0 | 0 | 0 | 0 | 0 | 0 | 0 | 0 | 0 | 0 | 0 | 0 | 0 | 0 | 0 | 0 | 0 | 0 | 0 | 0
CDP3 | QLD | CQ | Flexible gas | 37 | 37 | 37 | 37 | 37 | 37 | 37 | 37 | 37 | 37 | 37 | 0 | 0 | 0 | 0 | 0 | 0 | 0 | 0 | 0 | 0 | 0 | 0 | 0 | 0 | 0 | 0 | 0 | 0
CDP3 | QLD | CQ | Hydro | 0 | 0 | 0 | 0 | 0 | 0 | 0 | 0 | 0 | 0 | 0 | 0 | 0 | 0 | 0 | 0 | 0 | 0 | 0 | 0 | 0 | 0 | 0 | 0 | 0 | 0 | 0 | 0 | 0
CDP3 | QLD | CQ | Utility storage | 50 | 50 | 50 | 50 | 200 | 200 | 200.0001 | 200.0001 | 200.0001 | 200.0001 | 200.0002 | 200.0002 | 200.0002 | 200.0003 | 200.0004 | 200.0004 | 200.0004 | 200.0004 | 200.0004 | 150.0004 | 150.0004 | 150.0005 | 150.0006 | 228.2832 | 122.582 | 182.2488 | 934.5113 | 934.5113 | 1288.3077
CDP3 | QLD | CQ | Coordinated CER storage | 0.81707 | 1.1192 | 1.475 | 1.8705 | 2.3506 | 2.8941 | 3.5651 | 4.6403 | 6.0457 | 7.8273 | 10.0404 | 12.6969 | 15.8224 | 19.4074 | 23.4888 | 28.0554 | 33.0802 | 38.5531 | 44.5354 | 51.0196 | 58.024 | 65.6952 | 73.9546 | 82.751 | 92.094 | 101.874 | 112.0393 | 117.0219 | 121.5395
CDP3 | QLD | CQ | Passive CER storage | 17.0607 | 19.3666 | 21.7275 | 23.9255 | 26.506 | 29.119 | 32.3201 | 35.3739 | 38.6267 | 42.1175 | 45.9487 | 49.9898 | 54.2028 | 58.4551 | 62.8527 | 67.2149 | 71.3089 | 75.0313 | 78.6845 | 82.1837 | 85.591 | 89.6089 | 93.7355 | 98.007 | 102.4317 | 106.5375 | 110.2123 | 114.1759 | 117.7274
CDP3 | QLD | CQ | Offshore wind | 0 | 0 | 0 | 0 | 0 | 0 | 0 | 0 | 0 | 0 | 0 | 0 | 0 | 0 | 0 | 0 | 0 | 0 | 0 | 0 | 0 | 0 | 0 | 0 | 0 | 0 | 0 | 0 | 0
CDP3 | QLD | CQ | Wind | 300 | 300 | 439 | 439 | 947.0826 | 1434.41 | 1434.4101 | 1434.4101 | 1434.4101 | 1434.4101 | 2143.1765 | 2156.0375 | 2156.0375 | 2209.5057 | 2209.5057 | 2209.5057 | 2209.5057 | 2209.5057 | 2209.5057 | 2209.5057 | 2295.9876 | 3076.93 | 3076.93 | 3076.93 | 3076.93 | 3076.93 | 2899.7817 | 2899.7817 | 2899.7817
CDP3 | QLD | CQ | Utility solar | 788.17 | 788.17 | 788.17 | 788.17 | 860.8017 | 860.8017 | 860.8017 | 860.8017 | 860.8017 | 860.8017 | 863.4279 | 863.4281 | 863.4285 | 863.4285 | 863.4285 | 863.4285 | 863.4285 | 865.8264 | 1309.309 | 1309.3091 | 1295.3096 | 1252.8096 | 1252.8096 | 1252.8096 | 1431.6713 | 2483.9961 | 3609.8768 | 4271.6083 | 5267.6238
CDP3 | QLD | CQ | Distributed PV | 722.2681 | 742.6714 | 766.5235 | 793.7311 | 832.2373 | 870.8408 | 919.19 | 959.03 | 992.0332 | 1024.4908 | 1056.5767 | 1083.0724 | 1101.7266 | 1123.061 | 1144.5628 | 1165.0051 | 1182.6817 | 1203.6093 | 1227.4527 | 1248.9192 | 1267.2572 | 1290.1466 | 1314.2082 | 1336.8165 | 1356.4594 | 1381.1351 | 1408.4892 | 1436.2188 | 1460.3169
CDP3 | QLD | CQ | Other renewable fuels | 0 | 0 | 0 | 0 | 0 | 0 | 0 | 0 | 0 | 0 | 0 | 0 | 0 | 0 | 0 | 0 | 0 | 0 | 0 | 0 | 0 | 0 | 0 | 0 | 0 | 0 | 0 | 0 | 0
CDP3 | QLD | CQ | DSP | 0 | 0 | 0 | 0 | 0 | 0 | 0 | 0 | 0 | 0 | 0 | 0 | 0 | 0 | 0 | 0 | 0 | 0 | 0 | 0 | 0 | 0 | 0 | 0 | 0 | 0 | 0 | 0 | 0
CDP3 | QLD | SQ | Black coal | 3446 | 3446 | 3446 | 3446 | 3446 | 3446 | 3446 | 2746 | 2746 | 2396 | 1596 | 852 | 852 | 852 | 852 | 852 | 852 | 852 | 852 | 852 | 852 | 852 | 852 | 852 | 852 | 852 | 852 | 852 | 0
CDP3 | QLD | SQ | Mid-merit gas | 1173.9 | 1173.9 | 1173.9 | 1173.9 | 1173.9 | 1173.9 | 1173.9 | 1173.9 | 1173.9 | 1173.9 | 1173.9 | 1173.9 | 1173.9 | 788.9 | 788.9 | 788.9 | 644.5 | 644.5 | 644.5 | 644.5 | 644.5 | 644.5 | 0 | 0 | 0 | 0 | 0 | 0 | 0
CDP3 | QLD | SQ | Flexible gas with CCS | 0 | 0 | 0 | 0 | 0 | 0 | 0 | 0 | 0 | 0 | 0 | 0 | 0 | 0 | 0 | 0 | 0 | 0 | 0 | 0 | 0 | 0 | 0 | 0 | 0 | 0 | 0 | 0 | 0
CDP3 | QLD | SQ | Flexible gas | 1509 | 1509 | 1509 | 1709 | 1709 | 1709 | 1709 | 1709 | 1709 | 1709 | 1861.3853 | 1781.3853 | 1781.3853 | 1836.372 | 2066.243 | 2275.8753 | 2693.3869 | 2904.0462 | 3771.6278 | 4357.0721 | 4357.0721 | 4357.0721 | 4357.0721 | 4162.4748 | 4162.4748 | 4162.4748 | 3643.4748 | 3297.4748 | 3497.4881
CDP3 | QLD | SQ | Hydro | 0 | 0 | 0 | 0 | 0 | 0 | 0 | 0 | 0 | 0 | 0 | 0 | 0 | 0 | 0 | 0 | 0 | 0 | 0 | 0 | 0 | 0 | 0 | 0 | 0 | 0 | 0 | 0 | 0
CDP3 | QLD | SQ | Utility storage | 709.6 | 1423.76 | 1729.76 | 1729.76 | 1729.76 | 1729.76 | 1729.76 | 1729.76 | 3727.7601 | 3727.7601 | 3727.7601 | 3727.7601 | 3727.7601 | 3727.7601 | 3727.7602 | 3627.7602 | 3627.7602 | 3627.7602 | 3627.7602 | 3627.7602 | 3627.7602 | 3327.7602 | 3077.7603 | 3610.0187 | 3610.0187 | 3355.2187 | 3640.4279 | 3640.4279 | 3540.4278
CDP3 | QLD | SQ | Coordinated CER storage | 4.2813 | 5.9349 | 7.8549 | 10.0673 | 12.639 | 15.6606 | 19.5036 | 26.1745 | 34.9449 | 45.9905 | 59.704 | 76.2037 | 95.6949 | 118.0268 | 143.566 | 172.1726 | 203.6626 | 237.961 | 275.4027 | 316.0829 | 360.0365 | 407.5661 | 459.4511 | 514.7474 | 573.5005 | 635.0211 | 699.1749 | 730.6031 | 759.1308
CDP3 | QLD | SQ | Passive CER storage | 89.3949 | 102.7017 | 115.7072 | 128.7691 | 142.5235 | 157.5718 | 176.8119 | 194.2469 | 213.1165 | 232.7482 | 254.1827 | 276.937 | 301.0369 | 325.0195 | 350.4149 | 375.6131 | 399.0493 | 420.0192 | 440.1605 | 459.7105 | 478.6237 | 501.0311 | 524.6191 | 549.2404 | 574.878 | 598.5559 | 620.3463 | 643.8322 | 664.9847
CDP3 | QLD | SQ | Offshore wind | 0 | 0 | 0 | 0 | 0 | 0 | 0 | 0 | 0 | 0 | 0 | 0 | 0 | 0 | 0 | 0 | 0 | 0 | 0 | 0 | 0 | 0 | 0 | 0 | 0 | 0 | 0 | 0 | 0
CDP3 | QLD | SQ | Wind | 864.95 | 1788.35 | 1788.35 | 1788.35 | 3188.3501 | 4142.8104 | 4142.8104 | 4142.8104 | 4142.8104 | 4142.8104 | 4142.8104 | 4936.5694 | 4936.5694 | 5120.1334 | 5120.1334 | 5120.1334 | 5120.1334 | 5120.1334 | 5120.1334 | 5120.1334 | 5120.1335 | 4680.1635 | 4861.4335 | 4861.4335 | 4861.4335 | 8048.38 | 8048.38 | 8048.38 | 8048.38
CDP3 | QLD | SQ | Utility solar | 1791.51 | 1791.51 | 1850.95 | 1951.79 | 1951.25 | 1950.69 | 1950.14 | 1949.57 | 1949.01 | 2208.8028 | 4468.9372 | 4967.4211 | 5893.322 | 5783.322 | 5783.322 | 5783.322 | 5783.322 | 5783.322 | 5783.322 | 6977.1558 | 7102.4328 | 6999.4728 | 7604.7635 | 7242.5905 | 7695.5345 | 7668.2345 | 9228.4262 | 9228.4262 | 9510.93
CDP3 | QLD | SQ | Distributed PV | 4444.5857 | 4601.2689 | 4749.54 | 4916.8363 | 5144.4056 | 5366.8426 | 5600.5382 | 5818.1179 | 6023.3354 | 6208.4396 | 6390.235 | 6547.3482 | 6680.4309 | 6801.3486 | 6930.4487 | 7058.0895 | 7183.3758 | 7312.5864 | 7449.028 | 7583.0522 | 7712.7031 | 7848.2261 | 7992.0637 | 8132.0113 | 8268.3973 | 8416.1653 | 8582.7632 | 8750.2442 | 8916.9501
CDP3 | QLD | SQ | Other renewable fuels | 0 | 0 | 0 | 0 | 0 | 0 | 0 | 0 | 0 | 0 | 0 | 0 | 0 | 0 | 0 | 0 | 0 | 0 | 0 | 0 | 0 | 0 | 0 | 0 | 0 | 0 | 0 | 90 | 90
CDP3 | QLD | SQ | DSP | 261.52 | 264.77 | 266.65 | 271.43 | 274.99 | 279.39 | 263.31 | 268.86 | 272.92 | 276.84 | 281.85 | 287.32 | 293.21 | 299.76 | 303.87 | 308.31 | 314.85 | 318.56 | 321.21 | 324.66 | 327.68 | 329.75 | 332.41 | 336.27 | 338.73 | 347.33 | 354.15 | 361.49 | 363.01
CDP3 | VIC | VIC | Brown coal | 4820 | 4820 | 4820 | 4820 | 4820 | 3370 | 3370 | 3370 | 3370 | 3370 | 1160 | 580 | 580 | 580 | 580 | 580 | 580 | 580 | 580 | 580 | 580 | 580 | 580 | 580 | 0 | 0 | 0 | 0 | 0
CDP3 | VIC | VIC | Mid-merit gas | 500 | 500 | 500 | 500 | 500 | 0 | 0 | 0 | 0 | 0 | 0 | 0 | 0 | 0 | 0 | 0 | 0 | 0 | 0 | 0 | 0 | 0 | 0 | 0 | 0 | 0 | 0 | 0 | 0
CDP3 | VIC | VIC | Flexible gas with CCS | 0 | 0 | 0 | 0 | 0 | 0 | 0 | 0 | 0 | 0 | 0 | 0 | 0 | 0 | 0 | 0 | 0 | 0 | 0 | 0 | 0 | 0 | 0 | 0 | 0 | 0 | 0 | 0 | 0
CDP3 | VIC | VIC | Flexible gas | 1900 | 1900 | 1900 | 1900 | 1900 | 1900 | 1900 | 1900 | 1900 | 1900 | 1730 | 1730 | 1730 | 1730 | 1730 | 1730 | 1290 | 1290 | 1290 | 1326.4301 | 1326.4301 | 1326.4301 | 1326.4301 | 1326.4301 | 1381.4328 | 1381.4328 | 1381.4328 | 1381.4328 | 2242.4875
CDP3 | VIC | VIC | Hydro | 2219.02 | 2219.02 | 2219.02 | 2219.02 | 2219.02 | 2219.02 | 2219.02 | 2219.02 | 2219.02 | 2219.02 | 2219.02 | 2219.02 | 2219.02 | 2219.02 | 2219.02 | 2219.02 | 2219.02 | 2219.02 | 2219.02 | 2219.02 | 2219.02 | 2219.02 | 2219.02 | 2219.02 | 2219.02 | 2219.02 | 2219.02 | 2219.02 | 2219.02
CDP3 | VIC | VIC | Utility storage | 299.13 | 479.13 | 1990.64 | 2405.4404 | 2860.5132 | 2852.8132 | 3053.23 | 3060.53 | 3572.23 | 4083.1699 | 4593.0399 | 6201.9198 | 6201.9198 | 6208.5198 | 6201.9198 | 6196.9198 | 6196.9198 | 6196.9198 | 5896.9198 | 5896.9198 | 5746.9198 | 6029.207 | 5727.897 | 4989.3965 | 4683.9241 | 4683.9241 | 4465.5719 | 3865.5719 | 3417.5127
CDP3 | VIC | VIC | Coordinated CER storage | 10.6132 | 15.1363 | 20.7187 | 26.6998 | 33.6099 | 42.073 | 52.0251 | 65.3888 | 82.4785 | 103.5543 | 129.304 | 159.8675 | 195.5802 | 236.092 | 282.1042 | 333.3048 | 389.2764 | 449.9516 | 515.8702 | 587.1309 | 663.853 | 746.8741 | 837.0114 | 932.8772 | 1034.5743 | 1140.6225 | 1250.7708 | 1304.751 | 1353.7071
CDP3 | VIC | VIC | Passive CER storage | 269.7717 | 301.4603 | 331.822 | 361.74 | 393.4245 | 427.1076 | 470.0826 | 508.8755 | 550.5086 | 593.6031 | 640.251 | 689.3259 | 740.7945 | 791.6143 | 844.9475 | 897.6568 | 946.6059 | 991.0946 | 1033.8217 | 1074.9606 | 1114.8568 | 1161.2955 | 1209.6656 | 1259.8506 | 1312.0582 | 1360.0652 | 1403.9921 | 1454.6296 | 1500.8336
CDP3 | VIC | VIC | Offshore wind | 0 | 0 | 0 | 0 | 0 | 0 | 0 | 1000 | 2000 | 2666.6666 | 3333.3332 | 3999.9999 | 4999.9998 | 5999.9997 | 6999.9997 | 8000 | 9000 | 9000 | 9000 | 9000 | 9000 | 9000 | 9000 | 9000 | 9000 | 9000 | 9000 | 9000 | 9000
CDP3 | VIC | VIC | Wind | 4537.37 | 4537.37 | 5381.93 | 5399.09 | 5399.0901 | 6754.2242 | 7177.2408 | 7177.2408 | 7177.2408 | 7177.2409 | 7124.7409 | 6932.7409 | 6932.7409 | 6932.7409 | 6869.7409 | 6449.7409 | 6449.7409 | 6161.4409 | 6161.4409 | 6110.8909 | 5793.6909 | 5481.6909 | 4634.7009 | 4634.7009 | 4237.201 | 4962.6837 | 5616.5607 | 5412.2034 | 5412.2034
CDP3 | VIC | VIC | Utility solar | 1078.39 | 1171.87 | 1343.97 | 1696.09 | 1696.09 | 1696.09 | 1696.0901 | 1696.0901 | 1696.0901 | 1696.0902 | 1696.0902 | 1696.0902 | 1696.0902 | 1696.0902 | 1696.0902 | 1696.0902 | 1696.0902 | 1696.0902 | 1696.0902 | 1696.0902 | 2450.1427 | 3172.3432 | 3145.1732 | 3145.1732 | 3145.1732 | 3113.9107 | 2737.9807 | 2656.9807 | 2461.9707
CDP3 | VIC | VIC | Distributed PV | 4946.5809 | 5473.4647 | 6000.3487 | 6548.375 | 7156.223 | 7660.403 | 8174.482 | 8576.747 | 8962.685 | 9347.904 | 9703.346 | 10044.94 | 10318.213 | 10545.242 | 10731.794 | 10916.825 | 11076.006 | 11258.545 | 11424.147 | 11608.487 | 11778.063 | 11966.74 | 12140.772 | 12336.863 | 12549.209 | 12805.429 | 13049.815 | 13309.967 | 13556.198
CDP3 | VIC | VIC | Other renewable fuels | 0 | 0 | 0 | 0 | 0 | 0 | 0 | 0 | 0 | 0 | 0 | 0 | 0 | 0 | 0 | 0 | 0 | 0 | 0 | 0 | 0 | 0 | 0 | 0 | 0 | 0 | 0 | 90 | 90
CDP3 | VIC | VIC | DSP | 257.18 | 259.24 | 262.65 | 254.27 | 258.93 | 265 | 272.05 | 276.46 | 282.34 | 286.44 | 291.15 | 294 | 296.52 | 298.78 | 301.25 | 303.94 | 307.11 | 310.41 | 312.34 | 314.87 | 316.32 | 317.01 | 318.65 | 319.05 | 318.14 | 316.32 | 315.74 | 316.68 | 318.56
CDP3 | SA | CSA | Mid-merit gas | 1509 | 1509 | 1509 | 529 | 529 | 529 | 529 | 529 | 529 | 529 | 529 | 529 | 529 | 529 | 0 | 0 | 0 | 0 | 0 | 0 | 0 | 0 | 0 | 0 | 0 | 0 | 0 | 0 | 0
CDP3 | SA | CSA | Flexible gas with CCS | 0 | 0 | 0 | 0 | 0 | 0 | 0 | 0 | 0 | 0 | 0 | 0 | 0 | 0 | 0 | 0 | 0 | 0 | 0 | 0 | 0 | 0 | 0 | 0 | 0 | 0 | 0 | 0 | 0
CDP3 | SA | CSA | Flexible gas | 1421.06 | 1421.06 | 1621.06 | 1621.06 | 1547.56 | 1547.56 | 1547.56 | 1301.56 | 1301.56 | 1061.9 | 1263.7376 | 1326.9 | 1326.9 | 1326.9 | 1326.9 | 1326.9 | 1326.9 | 1326.9 | 1326.9 | 1415.1089 | 1787.8754 | 1449.8754 | 1326.6754 | 1172.6754 | 1172.6754 | 1172.6754 | 1172.6754 | 1135.4754 | 1135.4754
CDP3 | SA | CSA | Hydro | 0 | 0 | 0 | 0 | 0 | 0 | 0 | 0 | 0 | 0 | 0 | 0 | 0 | 0 | 0 | 0 | 0 | 0 | 0 | 0 | 0 | 0 | 0 | 0 | 0 | 0 | 0 | 0 | 0
CDP3 | SA | CSA | Utility storage | 456.2 | 656.2 | 951.18 | 1569.6392 | 2801.791 | 2807.811 | 2801.7911 | 2771.7911 | 2771.7911 | 2771.7911 | 2771.7911 | 2771.7911 | 2771.7911 | 2771.7911 | 2771.7911 | 2771.7911 | 2771.7911 | 2771.7911 | 2759.7911 | 2765.8111 | 2509.0911 | 2315.1112 | 2153.1112 | 1534.652 | 1476.9155 | 1435.4155 | 1744.5775 | 1744.5775 | 1744.5775
CDP3 | SA | CSA | Coordinated CER storage | 55.6719 | 62.4605 | 69.574 | 76.4942 | 84.1684 | 92.1358 | 101.9094 | 111.3026 | 121.9009 | 133.5508 | 146.6546 | 161.056 | 176.8714 | 193.5765 | 211.7514 | 230.9299 | 250.6652 | 270.8794 | 292.0065 | 314.1066 | 337.1741 | 362.1662 | 388.8506 | 416.8107 | 446.0604 | 475.6817 | 505.6161 | 520.6813 | 534.0007
CDP3 | SA | CSA | Passive CER storage | 163.4148 | 176.8412 | 189.127 | 200.7947 | 212.4134 | 224.7795 | 239.333 | 252.1373 | 265.4672 | 278.7557 | 292.6711 | 306.7404 | 321.0593 | 334.5405 | 348.2941 | 361.3463 | 372.8549 | 382.7225 | 391.8089 | 400.2474 | 408.0508 | 417.2101 | 426.5738 | 436.0668 | 445.6894 | 454.0331 | 461.1754 | 471.3591 | 480.3156
CDP3 | SA | CSA | Offshore wind | 0 | 0 | 0 | 0 | 0 | 0 | 0 | 0 | 0 | 0 | 0 | 0 | 0 | 0 | 0 | 0 | 0 | 0 | 0 | 0 | 0 | 0 | 0 | 0 | 0 | 0 | 0 | 0 | 0
CDP3 | SA | CSA | Wind | 2265.94 | 2265.94 | 2406.13 | 2406.13 | 2388.6382 | 2867.4024 | 2811.8043 | 2749.8043 | 2749.8043 | 2749.8043 | 2659.797 | 2831.6573 | 2687.9773 | 2503.4973 | 2503.4973 | 2628.4573 | 2301.7573 | 2854.3847 | 2854.3847 | 2862.0356 | 2648.1756 | 2648.1756 | 2464.4618 | 2687.9088 | 3186.1003 | 3607.2505 | 3412.7138 | 3412.7138 | 3412.8286
CDP3 | SA | CSA | Utility solar | 566.2 | 566.2 | 566.2 | 845.96 | 845.9601 | 932.1698 | 932.1699 | 932.1699 | 926.0499 | 926.0499 | 926.0499 | 1174.9568 | 1174.9568 | 1174.9568 | 1174.9568 | 1174.9568 | 1174.9568 | 1301.6807 | 1270.6407 | 1327.5992 | 1899.874 | 3297.0652 | 3278.4452 | 3278.4452 | 3199.2452 | 3199.2452 | 3104.2452 | 3121.5248 | 3121.5248
CDP3 | SA | CSA | Distributed PV | 2384.3353 | 2442.1813 | 2500.4698 | 2567.782 | 2677.0418 | 2784.8805 | 2909.5845 | 3009.2554 | 3102.066 | 3180.5322 | 3268.8848 | 3329.2026 | 3380.66 | 3426.1092 | 3489.9642 | 3538.8511 | 3587.8176 | 3637.0179 | 3703.2634 | 3753.7863 | 3803.3867 | 3852.582 | 3919.3763 | 3971.0747 | 4023.001 | 4075.7847 | 4146.0359 | 4201.0105 | 4255.8474
CDP3 | SA | CSA | Other renewable fuels | 0 | 0 | 0 | 0 | 0 | 0 | 0 | 0 | 0 | 0 | 0 | 0 | 0 | 0 | 0 | 0 | 0 | 0 | 0 | 0 | 0 | 0 | 0 | 0 | 0 | 0 | 0 | 0 | 0
CDP3 | SA | CSA | DSP | 48.57 | 49.28 | 50.28 | 51.56 | 52.85 | 53.42 | 54.14 | 54.66 | 55.32 | 55.88 | 56.69 | 57.36 | 58.07 | 58.69 | 59.22 | 59.72 | 60.24 | 60.85 | 61.33 | 61.79 | 62.07 | 62.2 | 62.04 | 61.81 | 61.44 | 61.03 | 61.09 | 61.34 | 61.65
CDP3 | SA | SESA | Mid-merit gas | 0 | 0 | 0 | 0 | 0 | 0 | 0 | 0 | 0 | 0 | 0 | 0 | 0 | 0 | 0 | 0 | 0 | 0 | 0 | 0 | 0 | 0 | 0 | 0 | 0 | 0 | 0 | 0 | 0
CDP3 | SA | SESA | Flexible gas with CCS | 0 | 0 | 0 | 0 | 0 | 0 | 0 | 0 | 0 | 0 | 0 | 0 | 0 | 0 | 0 | 0 | 0 | 0 | 0 | 0 | 0 | 0 | 0 | 0 | 0 | 0 | 0 | 0 | 0
CDP3 | SA | SESA | Flexible gas | 143 | 143 | 143 | 143 | 80 | 80 | 80 | 80 | 80 | 80 | 80 | 80 | 0 | 0 | 0 | 0 | 0 | 0 | 0 | 0 | 0 | 0 | 0 | 0 | 0 | 0 | 0 | 0 | 0
CDP3 | SA | SESA | Hydro | 0 | 0 | 0 | 0 | 0 | 0 | 0 | 0 | 0 | 0 | 0 | 0 | 0 | 0 | 0 | 0 | 0 | 0 | 0 | 0 | 0 | 0 | 0 | 0 | 0 | 0 | 0 | 0 | 0
CDP3 | SA | SESA | Utility storage | 25 | 25 | 25 | 25 | 25 | 25 | 25 | 25 | 25 | 25 | 25 | 4.825e-05 | 4.825e-05 | 5.027e-05 | 8.761e-05 | 9.265e-05 | 9.265e-05 | 9.265e-05 | 9.265e-05 | 9.265e-05 | 9.265e-05 | 0.00010777 | 0.0001105 | 0.00014828 | 70.5736 | 70.5736 | 70.5736 | 70.5736 | 70.5736
CDP3 | SA | SESA | Coordinated CER storage | 1.9701 | 2.2312 | 2.5031 | 2.7724 | 3.0693 | 3.3785 | 3.771 | 4.1547 | 4.5772 | 5.0453 | 5.5905 | 6.2292 | 6.8967 | 7.6454 | 8.4204 | 9.2343 | 10.0864 | 10.97 | 11.8923 | 12.8505 | 13.8935 | 15.057 | 16.2673 | 17.5209 | 18.834 | 20.1658 | 21.5197 | 22.1956 | 22.8328
CDP3 | SA | SESA | Passive CER storage | 5.7829 | 6.3171 | 6.8043 | 7.2775 | 7.7459 | 8.2424 | 8.8562 | 9.3849 | 9.9001 | 10.4074 | 10.9659 | 11.6011 | 12.1692 | 12.779 | 13.3159 | 13.8063 | 14.2494 | 14.6336 | 14.9745 | 15.2687 | 15.6028 | 16.033 | 16.4336 | 16.813 | 17.1981 | 17.5263 | 17.8106 | 18.2151 | 18.6306
CDP3 | SA | SESA | Offshore wind | 0 | 0 | 0 | 0 | 0 | 0 | 0 | 0 | 0 | 0 | 0 | 0 | 0 | 0 | 0 | 0 | 0 | 0 | 0 | 0 | 0 | 0 | 0 | 0 | 0 | 0 | 0 | 0 | 0
CDP3 | SA | SESA | Wind | 324.5 | 324.5 | 324.5 | 324.5 | 324.5 | 902.3918 | 902.3918 | 902.3918 | 902.3918 | 902.3918 | 902.3918 | 902.3918 | 775.8918 | 775.8918 | 775.8918 | 616.8918 | 616.8918 | 577.8918 | 577.8918 | 577.8918 | 577.8918 | 577.8918 | 577.8918 | 577.8918 | 577.8918 | 577.8918 | 799.9997 | 799.9997 | 799.9997
CDP3 | SA | SESA | Utility solar | 42.9 | 42.9 | 42.9 | 42.9 | 42.9 | 42.9 | 42.9 | 42.9 | 42.9 | 42.9 | 42.9 | 42.9 | 42.9 | 42.9 | 42.9 | 42.9 | 42.9 | 42.9 | 0 | 0 | 0 | 0 | 0 | 0 | 0 | 0 | 0 | 0 | 0
CDP3 | SA | SESA | Distributed PV | 83.6952 | 87.0282 | 89.9188 | 93.849 | 99.2782 | 104.4655 | 110.6695 | 115.8376 | 120.225 | 123.9958 | 128.4132 | 132.6594 | 135.447 | 138.9108 | 141.8218 | 143.7709 | 146.0024 | 148.3721 | 151.1876 | 152.8717 | 155.8903 | 159.718 | 163.4487 | 165.4983 | 167.756 | 169.7433 | 172.5161 | 174.9055 | 178.6376
CDP3 | SA | SESA | Other renewable fuels | 0 | 0 | 0 | 0 | 0 | 0 | 0 | 0 | 0 | 0 | 0 | 0 | 0 | 0 | 0 | 0 | 0 | 0 | 0 | 0 | 0 | 0 | 0 | 0 | 0 | 0 | 0 | 0 | 0
CDP3 | SA | SESA | DSP | 0 | 0 | 0 | 0 | 0 | 0 | 0 | 0 | 0 | 0 | 0 | 0 | 0 | 0 | 0 | 0 | 0 | 0 | 0 | 0 | 0 | 0 | 0 | 0 | 0 | 0 | 0 | 0 | 0
CDP3 | TAS | TAS | Mid-merit gas | 208 | 208 | 208 | 208 | 0 | 0 | 0 | 0 | 0 | 0 | 0 | 0 | 0 | 0 | 0 | 0 | 0 | 0 | 0 | 0 | 0 | 0 | 0 | 0 | 0 | 0 | 0 | 0 | 0
CDP3 | TAS | TAS | Flexible gas with CCS | 0 | 0 | 0 | 0 | 0 | 0 | 0 | 0 | 0 | 0 | 0 | 0 | 0 | 0 | 0 | 0 | 0 | 0 | 0 | 0 | 0 | 0 | 0 | 0 | 0 | 0 | 0 | 0 | 0
CDP3 | TAS | TAS | Flexible gas | 178 | 178 | 178 | 178 | 178 | 178 | 178 | 178 | 178 | 178 | 178 | 178 | 178 | 178 | 178 | 178 | 178 | 58 | 58 | 58 | 58 | 58 | 58 | 58 | 58 | 58 | 58 | 0 | 0
CDP3 | TAS | TAS | Hydro | 2176.7 | 2176.7 | 2176.7 | 2176.7 | 2176.7 | 2176.7 | 2176.7 | 2566.7 | 2566.7 | 2566.7 | 2566.7 | 2566.7 | 2566.7 | 2566.7 | 2566.7 | 2566.7 | 2566.7 | 2566.7 | 2566.7 | 2566.7 | 2566.7 | 2566.7 | 2566.7 | 2566.7 | 2566.7 | 2566.7 | 2566.7 | 2566.7 | 2566.7
CDP3 | TAS | TAS | Utility storage | 0 | 0 | 0 | 0 | 1.868e-05 | 2.117e-05 | 2.357e-05 | 5.136e-05 | 6.807e-05 | 9.266e-05 | 9.266e-05 | 9.266e-05 | 9.266e-05 | 9.266e-05 | 0.00013455 | 0.00014627 | 0.0001597 | 21.6536 | 21.6536 | 173.5949 | 453.0085 | 898.7751 | 898.7751 | 898.7751 | 898.7751 | 898.7751 | 898.7751 | 898.7751 | 898.7751
CDP3 | TAS | TAS | Coordinated CER storage | 0.57875 | 0.86202 | 1.1897 | 1.5604 | 1.9874 | 2.4806 | 3.1026 | 3.6027 | 4.2371 | 5.0419 | 6.0802 | 7.3806 | 8.9752 | 10.855 | 13.0758 | 15.6258 | 18.4829 | 21.6512 | 25.1679 | 29.047 | 33.2957 | 37.9263 | 43.0768 | 48.6582 | 54.6735 | 61.0336 | 67.7354 | 71.4596 | 74.781
CDP3 | TAS | TAS | Passive CER storage | 16.4983 | 18.3551 | 20.1214 | 21.7939 | 23.5599 | 25.4634 | 28.0008 | 30.1463 | 32.4307 | 34.7743 | 37.3199 | 39.9892 | 42.7744 | 45.4739 | 48.2933 | 51.0238 | 53.4633 | 55.579 | 57.5324 | 59.351 | 61.0565 | 63.1414 | 65.3064 | 67.5415 | 69.8609 | 71.8752 | 73.5976 | 75.9416 | 77.9696
CDP3 | TAS | TAS | Offshore wind | 0 | 0 | 0 | 0 | 0 | 0 | 0 | 0 | 0 | 0 | 0 | 0 | 0 | 0 | 0 | 0 | 0 | 0 | 0 | 0 | 0 | 0 | 0 | 0 | 0 | 0 | 0 | 0 | 0
CDP3 | TAS | TAS | Wind | 563.35 | 563.35 | 563.35 | 1021.646 | 1208.6317 | 1476.0055 | 1544.3944 | 1610.4503 | 1691.3946 | 1913.6298 | 1913.6298 | 2116.3464 | 2266.1182 | 2274.2461 | 2416.536 | 2489.7003 | 2489.7003 | 2489.7003 | 2489.7003 | 2489.7003 | 2489.7003 | 2345.7003 | 2345.7003 | 2345.7003 | 2345.7003 | 2345.7003 | 2345.7003 | 2037.9503 | 2037.9503
CDP3 | TAS | TAS | Utility solar | 0 | 0 | 0 | 0 | 0 | 0 | 0 | 0 | 0 | 0 | 0 | 0 | 0 | 0 | 0 | 0 | 0 | 0 | 0 | 0 | 0 | 0 | 0 | 0 | 0 | 0 | 0 | 0 | 0
CDP3 | TAS | TAS | Distributed PV | 275.4595 | 286.8109 | 298.1623 | 315.088 | 354.168 | 394.531 | 440.094 | 467.582 | 496.331 | 524.805 | 554.695 | 577.869 | 593.286 | 600.415 | 608.279 | 612.658 | 617.88 | 623.117 | 630.779 | 635.441 | 640.601 | 645.81 | 653.619 | 658.482 | 663.84 | 669.299 | 677.348 | 682.546 | 688.275
CDP3 | TAS | TAS | Other renewable fuels | 0 | 0 | 0 | 0 | 0 | 0 | 0 | 0 | 0 | 0 | 0 | 0 | 0 | 0 | 0 | 0 | 0 | 0 | 0 | 0 | 0 | 0 | 0 | 0 | 0 | 0 | 0 | 0 | 0
CDP3 | TAS | TAS | DSP | 5.95 | 6 | 5.24 | 4.54 | 4.57 | 4.66 | 4.79 | 4.91 | 5.01 | 5.05 | 5.06 | 5.09 | 5.06 | 5.08 | 5.09 | 5.11 | 5.12 | 5.16 | 5.18 | 5.2 | 5.21 | 5.19 | 5.19 | 5.18 | 5.19 | 5.2 | 5.14 | 5.03 | 4.96
CDP4 | NSW | NNSW | Black coal | 0 | 0 | 0 | 0 | 0 | 0 | 0 | 0 | 0 | 0 | 0 | 0 | 0 | 0 | 0 | 0 | 0 | 0 | 0 | 0 | 0 | 0 | 0 | 0 | 0 | 0 | 0 | 0 | 0
CDP4 | NSW | NNSW | Mid-merit gas | 0 | 0 | 0 | 0 | 0 | 0 | 0 | 0 | 0 | 0 | 0 | 0 | 0 | 0 | 0 | 0 | 0 | 0 | 0 | 0 | 0 | 0 | 0 | 0 | 0 | 0 | 0 | 0 | 0
CDP4 | NSW | NNSW | Flexible gas with CCS | 0 | 0 | 0 | 0 | 0 | 0 | 0 | 0 | 0 | 0 | 0 | 0 | 0 | 0 | 0 | 0 | 0 | 0 | 0 | 0 | 0 | 0 | 0 | 0 | 0 | 0 | 0 | 0 | 0
CDP4 | NSW | NNSW | Flexible gas | 0 | 0 | 0 | 0 | 0 | 0 | 0 | 0 | 0 | 0 | 0 | 0 | 0 | 0 | 0 | 0 | 0 | 0 | 0 | 0 | 0 | 0 | 0 | 0 | 0 | 0 | 0 | 0 | 0
CDP4 | NSW | NNSW | Hydro | 0 | 0 | 0 | 0 | 0 | 0 | 0 | 0 | 0 | 0 | 0 | 0 | 0 | 0 | 0 | 0 | 0 | 0 | 0 | 0 | 0 | 0 | 0 | 0 | 0 | 0 | 0 | 0 | 0
CDP4 | NSW | NNSW | Utility storage | 0 | 0 | 30 | 505 | 705 | 814.5493 | 1585.6137 | 1585.6137 | 1585.6137 | 1585.6137 | 1555.6138 | 1555.6138 | 1555.6138 | 1555.6138 | 1555.6138 | 1555.6138 | 1555.6138 | 1555.6138 | 1555.6138 | 1555.6138 | 1555.6139 | 2555.6139 | 2555.6139 | 1880.6139 | 2451.3874 | 2341.8382 | 2251.367 | 2251.367 | 2613.576
CDP4 | NSW | NNSW | Coordinated CER storage | 2.1928 | 2.9011 | 3.6904 | 4.6278 | 5.5596 | 6.6915 | 7.9992 | 9.7928 | 12.0913 | 14.9199 | 18.3769 | 22.4496 | 27.1895 | 32.5292 | 38.5657 | 45.2506 | 52.5465 | 60.457 | 69.0343 | 78.2621 | 88.1661 | 98.8985 | 110.4266 | 122.6426 | 135.5582 | 148.9852 | 162.8922 | 169.464 | 175.3439
CDP4 | NSW | NNSW | Passive CER storage | 47.7175 | 51.9224 | 55.9244 | 59.7457 | 63.1809 | 66.9501 | 72.1109 | 76.9127 | 82.1206 | 87.477 | 93.3283 | 99.3194 | 105.5537 | 111.5324 | 117.7469 | 123.7732 | 129.3342 | 134.4245 | 139.3018 | 143.8527 | 148.1976 | 153.2203 | 158.3806 | 163.6836 | 169.1359 | 173.9747 | 178.2371 | 183.577 | 188.3339
CDP4 | NSW | NNSW | Offshore wind | 0 | 0 | 0 | 0 | 0 | 0 | 0 | 0 | 0 | 0 | 0 | 0 | 0 | 0 | 0 | 0 | 0 | 0 | 0 | 0 | 0 | 0 | 0 | 0 | 0 | 0 | 0 | 0 | 0
CDP4 | NSW | NNSW | Wind | 442.48 | 442.48 | 442.48 | 782.1111 | 814.9818 | 814.9818 | 3466.8004 | 3466.8004 | 3466.8004 | 3466.8004 | 3466.8004 | 4063.1237 | 4063.1237 | 4063.1237 | 4063.1237 | 3890.6437 | 3890.6437 | 4470.4766 | 6006.0225 | 6958.5789 | 7261.3826 | 7261.3826 | 7261.3826 | 7261.3826 | 7261.3826 | 7400 | 7400 | 7400 | 7400
CDP4 | NSW | NNSW | Utility solar | 701.02 | 701.02 | 1021.02 | 1323.0965 | 1323.0965 | 1323.0965 | 1455.0465 | 1455.0465 | 1455.0465 | 1455.0465 | 1455.0465 | 1815.8037 | 1815.8037 | 1815.8037 | 1815.8037 | 1815.8037 | 1815.8037 | 1815.8037 | 3047.9886 | 3308.8046 | 4288.0965 | 4288.0965 | 4288.0965 | 4263.101 | 4282.4637 | 4282.4637 | 4286.1398 | 4302.6282 | 4449.777
CDP4 | NSW | NNSW | Distributed PV | 999.795 | 1024.5274 | 1042.0404 | 1062.8416 | 1119.5661 | 1186.9908 | 1258.7771 | 1308.956 | 1356.0219 | 1394.7316 | 1433.3051 | 1460.8986 | 1482.9765 | 1497.8632 | 1516.4188 | 1530.7247 | 1546.3741 | 1562.7988 | 1581.7996 | 1598.2848 | 1617.7461 | 1635.9887 | 1654.643 | 1671.6642 | 1690.6614 | 1710.0652 | 1730.7883 | 1751.4803 | 1774.4013
CDP4 | NSW | NNSW | Other renewable fuels | 0 | 0 | 0 | 0 | 0 | 0 | 0 | 0 | 0 | 0 | 0 | 0 | 0 | 0 | 0 | 0 | 0 | 0 | 0 | 0 | 0 | 0 | 0 | 0 | 0 | 0 | 0 | 90 | 90
CDP4 | NSW | NNSW | DSP | 0 | 0 | 0 | 0 | 0 | 0 | 0 | 0 | 0 | 0 | 0 | 0 | 0 | 0 | 0 | 0 | 0 | 0 | 0 | 0 | 0 | 0 | 0 | 0 | 0 | 0 | 0 | 0 | 0
CDP4 | NSW | CNSW | Black coal | 4105 | 4105 | 4105 | 4105 | 4135 | 3450 | 1420 | 1420 | 1420 | 1420 | 1420 | 1420 | 1420 | 1420 | 1420 | 1420 | 1420 | 0 | 0 | 0 | 0 | 0 | 0 | 0 | 0 | 0 | 0 | 0 | 0
CDP4 | NSW | CNSW | Mid-merit gas | 0 | 0 | 0 | 0 | 0 | 0 | 0 | 0 | 0 | 0 | 0 | 0 | 0 | 0 | 0 | 0 | 0 | 0 | 0 | 0 | 0 | 0 | 0 | 0 | 0 | 0 | 0 | 0 | 0
CDP4 | NSW | CNSW | Flexible gas with CCS | 0 | 0 | 0 | 0 | 0 | 0 | 0 | 0 | 0 | 0 | 0 | 0 | 0 | 0 | 0 | 0 | 0 | 0 | 0 | 0 | 0 | 0 | 0 | 0 | 0 | 0 | 0 | 0 | 0
CDP4 | NSW | CNSW | Flexible gas | 0 | 0 | 0 | 0 | 0 | 0 | 0 | 0 | 0 | 0 | 0 | 0 | 0 | 0 | 0 | 0 | 0 | 0 | 0 | 0 | 0 | 0 | 0 | 0 | 0 | 0 | 0 | 0 | 0
CDP4 | NSW | CNSW | Hydro | 0 | 0 | 0 | 0 | 0 | 0 | 0 | 0 | 0 | 0 | 0 | 0 | 0 | 0 | 0 | 0 | 0 | 0 | 0 | 0 | 0 | 0 | 0 | 0 | 0 | 0 | 0 | 0 | 0
CDP4 | NSW | CNSW | Utility storage | 247 | 247 | 816 | 825.8864 | 1486.1167 | 2869.5525 | 2909.5802 | 2869.5602 | 2909.5802 | 2869.5602 | 2869.5602 | 2909.5802 | 2869.5602 | 2869.5602 | 2909.5802 | 2909.5802 | 2869.5602 | 2869.5602 | 2869.5602 | 2869.5602 | 2909.5802 | 2869.5602 | 2340.5802 | 2290.6738 | 1998.9035 | 779.4772 | 739.4529 | 739.4529 | 779.473
CDP4 | NSW | CNSW | Coordinated CER storage | 0.91547 | 1.218 | 1.5545 | 1.9694 | 2.396 | 2.8889 | 3.468 | 4.4484 | 5.7616 | 7.4129 | 9.4548 | 11.9182 | 14.7956 | 18.091 | 21.8271 | 26.0012 | 30.6055 | 35.6384 | 41.1048 | 47.0119 | 53.3576 | 60.2411 | 67.6633 | 75.5332 | 83.8558 | 92.5557 | 101.5813 | 105.8426 | 109.6628
CDP4 | NSW | CNSW | Passive CER storage | 19.9215 | 21.7984 | 23.5569 | 25.4252 | 27.2293 | 28.9039 | 31.2635 | 33.4736 | 36.0114 | 38.6022 | 41.3825 | 44.4067 | 47.4404 | 50.4842 | 53.5835 | 56.6421 | 59.5615 | 62.2973 | 64.8483 | 67.2355 | 69.4388 | 72.0568 | 74.8106 | 77.6287 | 80.5076 | 83.1503 | 85.4446 | 88.2195 | 90.7189
CDP4 | NSW | CNSW | Offshore wind | 0 | 0 | 0 | 0 | 0 | 0 | 0 | 0 | 0 | 0 | 0 | 0 | 0 | 0 | 0 | 0 | 0 | 0 | 0 | 0 | 0 | 0 | 0 | 0 | 0 | 0 | 0 | 0 | 0
CDP4 | NSW | CNSW | Wind | 503.54 | 503.54 | 641.54 | 1483.8395 | 2246.5395 | 5154.4763 | 5154.4763 | 5154.4763 | 5154.4763 | 5154.4763 | 5154.4763 | 5154.4763 | 5154.4763 | 5154.4763 | 5154.4763 | 5154.4763 | 5154.4763 | 5047.6763 | 4909.6663 | 4909.6663 | 4909.6663 | 4925.2823 | 4925.2823 | 4925.2823 | 4925.2823 | 5200.9134 | 5731.8646 | 5731.8646 | 5731.8646
CDP4 | NSW | CNSW | Utility solar | 1876.49 | 1876.49 | 1956.35 | 2958.6471 | 2958.6471 | 3947.7193 | 4135.9546 | 4135.9546 | 4135.9546 | 4135.9546 | 4135.9546 | 4482.4363 | 4482.4363 | 4482.4363 | 4482.4363 | 4482.4363 | 4482.4363 | 4482.4363 | 4482.4363 | 4380.4163 | 4966.6859 | 4966.6859 | 4930.6759 | 4944.0022 | 6458.2461 | 6691.7622 | 8215.99 | 8096.24 | 7926.36
CDP4 | NSW | CNSW | Distributed PV | 621.9378 | 636.102 | 644.9182 | 661.8711 | 702.2766 | 740.456 | 787.694 | 821.4306 | 856.4795 | 886.1984 | 918.429 | 939.0199 | 954.7714 | 966.4442 | 983.7172 | 994.2831 | 1006.6496 | 1019.2425 | 1037.8102 | 1049.5191 | 1061.3193 | 1073.5732 | 1093.3139 | 1104.7404 | 1118.1637 | 1133.1908 | 1153.9216 | 1167.3489 | 1182.2507
CDP4 | NSW | CNSW | Other renewable fuels | 0 | 0 | 0 | 0 | 0 | 0 | 0 | 0 | 0 | 0 | 0 | 0 | 0 | 0 | 0 | 0 | 0 | 0 | 0 | 0 | 0 | 0 | 0 | 0 | 0 | 0 | 30 | 90 | 90
CDP4 | NSW | CNSW | DSP | 0 | 0 | 0 | 0 | 0 | 0 | 0 | 0 | 0 | 0 | 0 | 0 | 0 | 0 | 0 | 0 | 0 | 0 | 0 | 0 | 0 | 0 | 0 | 0 | 0 | 0 | 0 | 0 | 0
CDP4 | NSW | SNW | Black coal | 4200 | 4200 | 1320 | 1320 | 1320 | 0 | 0 | 0 | 0 | 0 | 0 | 0 | 0 | 0 | 0 | 0 | 0 | 0 | 0 | 0 | 0 | 0 | 0 | 0 | 0 | 0 | 0 | 0 | 0
CDP4 | NSW | SNW | Mid-merit gas | 440 | 440 | 440 | 440 | 440 | 440 | 440 | 440 | 440 | 440 | 440 | 440 | 440 | 440 | 440 | 440 | 440 | 440 | 440 | 440 | 0 | 0 | 0 | 0 | 0 | 0 | 0 | 0 | 0
CDP4 | NSW | SNW | Flexible gas with CCS | 0 | 0 | 0 | 0 | 0 | 0 | 0 | 0 | 0 | 0 | 0 | 0 | 0 | 0 | 0 | 0 | 0 | 0 | 0 | 0 | 0 | 0 | 0 | 0 | 0 | 0 | 0 | 0 | 0
CDP4 | NSW | SNW | Flexible gas | 1979 | 1979 | 1979 | 1979 | 1979 | 1979 | 1979 | 1979 | 1979 | 1979 | 1979 | 1979 | 1979 | 1979 | 1979 | 1979 | 1979 | 1979 | 1979 | 2232.8107 | 2939.0713 | 3815.1313 | 3815.1313 | 3815.1313 | 3815.1313 | 3815.1313 | 3815.1313 | 3815.1313 | 3815.1313
CDP4 | NSW | SNW | Hydro | 0 | 0 | 0 | 0 | 0 | 0 | 0 | 0 | 0 | 0 | 0 | 0 | 0 | 0 | 0 | 0 | 0 | 0 | 0 | 0 | 0 | 0 | 0 | 0 | 0 | 0 | 0 | 0 | 0
CDP4 | NSW | SNW | Utility storage | 50 | 50 | 1571.8573 | 1571.8612 | 1571.8631 | 1607.5027 | 2178.955 | 2806.507 | 2879.083 | 2806.507 | 2806.507 | 2879.083 | 2806.507 | 2756.507 | 2829.083 | 2829.083 | 2756.507 | 2756.507 | 2756.507 | 2756.507 | 2829.083 | 2756.507 | 1414.9377 | 1342.3578 | 1342.356 | 1382.4866 | 1013.1304 | 1013.1304 | 1085.7064
CDP4 | NSW | SNW | Coordinated CER storage | 8.587 | 11.5295 | 14.8171 | 18.6626 | 22.7871 | 27.7997 | 33.4963 | 43.0237 | 55.4305 | 70.9627 | 90.1039 | 112.9793 | 139.8314 | 170.4524 | 205.2684 | 244.1544 | 286.9162 | 333.5338 | 384.2127 | 438.8854 | 497.66 | 560.8937 | 629.5544 | 702.4072 | 779.5514 | 860.1351 | 943.9419 | 983.3503 | 1018.6582
CDP4 | NSW | SNW | Passive CER storage | 186.8609 | 206.3463 | 224.5379 | 240.9368 | 258.9593 | 278.1444 | 301.9599 | 322.7208 | 344.5839 | 366.8252 | 390.7075 | 415.6523 | 441.7183 | 467.2367 | 494.0385 | 520.566 | 545.206 | 567.5963 | 588.6361 | 607.8089 | 625.5986 | 647.3132 | 670.0861 | 693.8422 | 718.7364 | 741.3337 | 761.6739 | 786.6727 | 809.1086
CDP4 | NSW | SNW | Offshore wind | 0 | 0 | 0 | 0 | 0 | 0 | 0 | 0 | 0 | 0 | 0 | 0 | 0 | 0 | 0 | 0 | 0 | 0 | 0 | 0 | 0 | 0 | 0 | 0 | 0 | 0 | 0 | 0 | 0
CDP4 | NSW | SNW | Wind | 0 | 0 | 0 | 0 | 0 | 0 | 0 | 0 | 0 | 0 | 0 | 0 | 0 | 0 | 0 | 0 | 0 | 0 | 0 | 0 | 0 | 0 | 0 | 0 | 0 | 0 | 0 | 0 | 0
CDP4 | NSW | SNW | Utility solar | 0 | 0 | 0 | 0 | 0 | 0 | 0 | 0 | 0 | 0 | 0 | 0 | 0 | 0 | 0 | 0 | 0 | 0 | 0 | 0 | 0 | 0 | 0 | 0 | 0 | 0 | 0 | 0 | 0
CDP4 | NSW | SNW | Distributed PV | 3679.6425 | 3821.5974 | 3976.6457 | 4171.7761 | 4514.291 | 4858.2954 | 5220.1292 | 5496.252 | 5768.549 | 6015.446 | 6247.5007 | 6444.969 | 6601.2248 | 6709.9767 | 6807.533 | 6901.289 | 6995.1835 | 7087.6409 | 7182.3455 | 7274.2264 | 7368.4104 | 7463.4566 | 7560.2199 | 7654.4945 | 7751.1288 | 7849.3467 | 7952.3875 | 8051.2259 | 8161.516
CDP4 | NSW | SNW | Other renewable fuels | 0 | 0 | 0 | 0 | 0 | 0 | 0 | 0 | 0 | 0 | 0 | 0 | 0 | 0 | 0 | 0 | 0 | 0 | 0 | 0 | 0 | 0 | 0 | 0 | 0 | 0 | 90 | 90 | 90
CDP4 | NSW | SNW | DSP | 336.74 | 342.94 | 349.4 | 358.05 | 499.09 | 685.31 | 850.38 | 920.72 | 991.02 | 1061.28 | 1070.04 | 1079.54 | 1087.21 | 1096.93 | 1105.44 | 1116.29 | 1124.85 | 1136.31 | 1138.21 | 1141.89 | 1148.33 | 1146.26 | 1149.08 | 1151.3 | 1149.72 | 1153.61 | 1157.93 | 1166.18 | 1185.25
CDP4 | NSW | SNSW | Black coal | 0 | 0 | 0 | 0 | 0 | 0 | 0 | 0 | 0 | 0 | 0 | 0 | 0 | 0 | 0 | 0 | 0 | 0 | 0 | 0 | 0 | 0 | 0 | 0 | 0 | 0 | 0 | 0 | 0
CDP4 | NSW | SNSW | Mid-merit gas | 0 | 0 | 0 | 0 | 0 | 0 | 0 | 0 | 0 | 0 | 0 | 0 | 0 | 0 | 0 | 0 | 0 | 0 | 0 | 0 | 0 | 0 | 0 | 0 | 0 | 0 | 0 | 0 | 0
CDP4 | NSW | SNSW | Flexible gas with CCS | 0 | 0 | 0 | 0 | 0 | 0 | 0 | 0 | 0 | 0 | 0 | 0 | 0 | 0 | 0 | 0 | 0 | 0 | 0 | 0 | 0 | 0 | 0 | 0 | 0 | 0 | 0 | 0 | 0
CDP4 | NSW | SNSW | Flexible gas | 692 | 692 | 692 | 692 | 692 | 692 | 692 | 692 | 692 | 692 | 692 | 692 | 692 | 692 | 692 | 692 | 692 | 692 | 692 | 692 | 692 | 0 | 0 | 0 | 0 | 0 | 0 | 0 | 0
CDP4 | NSW | SNSW | Hydro | 2285 | 2285 | 2285 | 2285 | 2285 | 2285 | 2285 | 2285 | 2285 | 2285 | 2285 | 2285 | 2285 | 2285 | 2285 | 2285 | 2285 | 2285 | 2285 | 2285 | 2285 | 2285 | 2285 | 2285 | 2285 | 2285 | 2285 | 2285 | 2285
CDP4 | NSW | SNSW | Utility storage | 299.99 | 309.99 | 368.9 | 368.9 | 568.9 | 2768.9 | 2786.1523 | 2785.1623 | 2786.1523 | 2785.1623 | 2785.1623 | 2786.1523 | 2785.1623 | 2785.1623 | 2786.1523 | 2786.1523 | 2785.1623 | 2785.1623 | 2785.1623 | 2775.1623 | 2726.1523 | 2725.1623 | 2666.2523 | 2665.2623 | 2665.2623 | 2566.2623 | 2557.1408 | 2557.1408 | 2407.1408
CDP4 | NSW | SNSW | Coordinated CER storage | 1.8316 | 2.4469 | 3.1469 | 4.0056 | 4.9448 | 6.063 | 7.344 | 8.8828 | 10.843 | 13.2952 | 16.3304 | 19.989 | 24.3293 | 29.3361 | 35.0941 | 41.5771 | 48.7432 | 56.6101 | 65.2405 | 74.6487 | 84.8616 | 95.9878 | 108.1835 | 121.2843 | 135.2958 | 150.0261 | 165.4879 | 173.4974 | 180.7336
CDP4 | NSW | SNSW | Passive CER storage | 39.8581 | 43.7926 | 47.6885 | 51.7125 | 56.1945 | 60.6618 | 66.2045 | 71.0929 | 76.2779 | 81.7101 | 87.5202 | 93.586 | 99.9174 | 106.2198 | 112.7798 | 119.2142 | 125.1293 | 130.5318 | 135.6734 | 140.5429 | 145.2071 | 150.7156 | 156.525 | 162.5649 | 168.7895 | 174.3699 | 179.4516 | 185.5172 | 191.0124
CDP4 | NSW | SNSW | Offshore wind | 0 | 0 | 0 | 0 | 0 | 0 | 0 | 0 | 0 | 0 | 0 | 0 | 0 | 0 | 0 | 0 | 0 | 0 | 0 | 0 | 0 | 0 | 0 | 0 | 0 | 0 | 0 | 0 | 0
CDP4 | NSW | SNSW | Wind | 1792.06 | 1850.06 | 1890.08 | 2420.54 | 3010.0427 | 3010.0427 | 3010.0427 | 3010.0427 | 3010.0427 | 3010.0427 | 3010.0427 | 3010.0428 | 3010.0428 | 2963.5428 | 2963.5428 | 2933.5428 | 2933.5428 | 2721.3581 | 2673.0581 | 2673.0581 | 2384.0481 | 2384.0481 | 2140.9148 | 1929.1639 | 1933.2089 | 1558.9714 | 1563.7877 | 1563.7877 | 1563.7877
CDP4 | NSW | SNSW | Utility solar | 2083.08 | 2083.08 | 2475.36 | 2819.7306 | 3377.0331 | 3377.0331 | 3377.9331 | 3377.0331 | 3377.0331 | 3377.0331 | 3377.0331 | 3377.0331 | 3377.0331 | 3377.0331 | 3377.0331 | 3227.0031 | 3227.0031 | 3227.0031 | 3227.0031 | 3227.0031 | 3716.8036 | 4536.5682 | 4536.5682 | 4451.5682 | 4419.1682 | 4752.9881 | 4420.6481 | 3645.4381 | 3615.4381
CDP4 | NSW | SNSW | Distributed PV | 986.0326 | 1016.5758 | 1046.5931 | 1086.1683 | 1164.1203 | 1240.9168 | 1328.5137 | 1393.4014 | 1458.5676 | 1517.356 | 1578.8062 | 1621.3015 | 1659.1313 | 1689.5418 | 1724.7489 | 1750.0152 | 1777.7549 | 1805.5558 | 1841.3577 | 1866.4198 | 1894.7072 | 1924.1874 | 1962.8752 | 1990.9999 | 2022.3122 | 2052.6863 | 2093.9396 | 2124.8409 | 2159.5341
CDP4 | NSW | SNSW | Other renewable fuels | 0 | 0 | 0 | 0 | 0 | 0 | 0 | 0 | 0 | 0 | 0 | 0 | 0 | 0 | 0 | 0 | 0 | 0 | 0 | 0 | 0 | 0 | 0 | 0 | 0 | 0 | 0 | 0 | 0
CDP4 | NSW | SNSW | DSP | 0 | 0 | 0 | 0 | 0 | 0 | 0 | 0 | 0 | 0 | 0 | 0 | 0 | 0 | 0 | 0 | 0 | 0 | 0 | 0 | 0 | 0 | 0 | 0 | 0 | 0 | 0 | 0 | 0
CDP4 | QLD | NQ | Black coal | 0 | 0 | 0 | 0 | 0 | 0 | 0 | 0 | 0 | 0 | 0 | 0 | 0 | 0 | 0 | 0 | 0 | 0 | 0 | 0 | 0 | 0 | 0 | 0 | 0 | 0 | 0 | 0 | 0
CDP4 | QLD | NQ | Mid-merit gas | 244 | 244 | 244 | 244 | 244 | 244 | 244 | 244 | 244 | 244 | 244 | 244 | 244 | 244 | 244 | 244 | 244 | 244 | 244 | 244 | 244 | 244 | 244 | 0 | 0 | 0 | 0 | 0 | 0
CDP4 | QLD | NQ | Flexible gas with CCS | 0 | 0 | 0 | 0 | 0 | 0 | 0 | 0 | 0 | 0 | 0 | 0 | 0 | 0 | 0 | 0 | 0 | 0 | 0 | 0 | 0 | 0 | 0 | 0 | 0 | 0 | 0 | 0 | 0
CDP4 | QLD | NQ | Flexible gas | 423.5 | 423.5 | 423.5 | 423.5 | 423.5 | 423.5 | 423.5 | 423.5 | 423.5 | 423.5 | 131.5 | 131.5 | 131.5 | 131.5 | 131.5 | 131.5 | 131.5 | 131.5 | 131.5 | 131.5 | 131.5 | 0 | 0 | 0 | 0 | 0 | 0 | 0 | 0
CDP4 | QLD | NQ | Hydro | 156.4 | 156.4 | 156.4 | 156.4 | 156.4 | 156.4 | 156.4 | 156.4 | 156.4 | 156.4 | 156.4 | 156.4 | 156.4 | 156.4 | 70 | 70 | 70 | 70 | 70 | 0 | 0 | 0 | 0 | 0 | 0 | 0 | 0 | 0 | 0
CDP4 | QLD | NQ | Utility storage | 250 | 250 | 250 | 550 | 550 | 550 | 550 | 550 | 550 | 550.0001 | 550.0001 | 550.0001 | 550.0001 | 550.0002 | 550.0002 | 550.0002 | 550.0002 | 550.0002 | 550.0002 | 550.0002 | 550.0002 | 550.0003 | 550.0003 | 255.509 | 269.7652 | 394.6083 | 430.4034 | 430.4034 | 430.4034
CDP4 | QLD | NQ | Coordinated CER storage | 0.88737 | 1.2167 | 1.5929 | 2.0251 | 2.5236 | 3.12 | 3.8402 | 4.861 | 6.1864 | 7.8245 | 9.8358 | 12.2418 | 15.0717 | 18.2721 | 21.9141 | 25.9728 | 30.4036 | 35.228 | 40.4665 | 46.1292 | 52.2496 | 58.927 | 66.1344 | 73.8088 | 81.9834 | 90.4987 | 99.3492 | 103.7072 | 107.6837
CDP4 | QLD | NQ | Passive CER storage | 18.5285 | 21.0552 | 23.4635 | 25.9022 | 28.4576 | 31.3925 | 34.814 | 37.9522 | 41.4162 | 44.9799 | 48.8461 | 52.9834 | 57.3995 | 61.6721 | 66.1572 | 70.6014 | 74.6827 | 78.4936 | 82.1191 | 85.5856 | 89.0361 | 92.9771 | 97.0969 | 101.3628 | 105.886 | 109.9772 | 113.7091 | 117.7593 | 121.4976
CDP4 | QLD | NQ | Offshore wind | 0 | 0 | 0 | 0 | 0 | 0 | 0 | 0 | 0 | 0 | 0 | 0 | 0 | 0 | 0 | 0 | 0 | 0 | 0 | 0 | 0 | 0 | 0 | 0 | 0 | 0 | 0 | 0 | 0
CDP4 | QLD | NQ | Wind | 375.64 | 375.64 | 375.64 | 375.64 | 1602.6487 | 1932.1863 | 2514.1293 | 2514.1293 | 2514.1293 | 2514.1293 | 2681.2505 | 2681.2505 | 2772.8941 | 2967.9039 | 2967.9039 | 2967.9039 | 2967.9039 | 2967.9039 | 2967.9039 | 2967.9039 | 2946.0045 | 3422.7382 | 3422.7382 | 3379.5382 | 3379.5382 | 3257.449 | 3430.129 | 3459.8314 | 3459.8314
CDP4 | QLD | NQ | Utility solar | 521.6 | 521.6 | 521.6 | 521.6 | 521.6 | 521.6 | 521.6 | 521.6 | 521.6 | 521.6 | 521.6 | 521.6 | 521.6001 | 521.6001 | 473.1001 | 473.1001 | 473.1001 | 473.1002 | 657.4194 | 610.8886 | 494.9286 | 548.4683 | 548.4683 | 533.4683 | 433.4883 | 412.5183 | 678.7896 | 578.7596 | 578.7596
CDP4 | QLD | NQ | Distributed PV | 650.1918 | 674.7727 | 703.9561 | 730.2258 | 763.9198 | 810.8536 | 853.2797 | 886.3548 | 917.2914 | 944.1354 | 970.7969 | 991.2841 | 1008.6228 | 1022.5255 | 1038.7204 | 1053.488 | 1067.6015 | 1084.5645 | 1102.9542 | 1118.778 | 1136.6862 | 1153.6954 | 1172.9582 | 1190.3775 | 1209.4642 | 1228.2939 | 1251.6994 | 1274.419 | 1298.4572
CDP4 | QLD | NQ | Other renewable fuels | 0 | 0 | 0 | 0 | 0 | 0 | 0 | 0 | 0 | 0 | 0 | 0 | 0 | 0 | 0 | 0 | 0 | 0 | 0 | 0 | 0 | 0 | 0 | 0 | 0 | 0 | 0 | 0 | 0
CDP4 | QLD | NQ | DSP | 0 | 0 | 0 | 0 | 0 | 0 | 0 | 0 | 0 | 0 | 0 | 0 | 0 | 0 | 0 | 0 | 0 | 0 | 0 | 0 | 0 | 0 | 0 | 0 | 0 | 0 | 0 | 0 | 0
CDP4 | QLD | GG | Black coal | 1680 | 1680 | 1680 | 1680 | 840 | 840 | 840 | 280 | 0 | 0 | 0 | 0 | 0 | 0 | 0 | 0 | 0 | 0 | 0 | 0 | 0 | 0 | 0 | 0 | 0 | 0 | 0 | 0 | 0
CDP4 | QLD | GG | Mid-merit gas | 180 | 180 | 180 | 180 | 180 | 180 | 180 | 180 | 180 | 180 | 180 | 180 | 180 | 180 | 180 | 180 | 180 | 180 | 180 | 180 | 180 | 180 | 180 | 180 | 180 | 180 | 180 | 0 | 0
CDP4 | QLD | GG | Flexible gas with CCS | 0 | 0 | 0 | 0 | 0 | 0 | 0 | 0 | 0 | 0 | 0 | 0 | 0 | 0 | 0 | 0 | 0 | 0 | 0 | 0 | 0 | 0 | 0 | 0 | 0 | 0 | 0 | 0 | 0
CDP4 | QLD | GG | Flexible gas | 0 | 0 | 0 | 0 | 0 | 0 | 0 | 0 | 0 | 0 | 0 | 0 | 0 | 0 | 0 | 0 | 0 | 0 | 0 | 0 | 0 | 0 | 0 | 0 | 0 | 0 | 0 | 0 | 0
CDP4 | QLD | GG | Hydro | 0 | 0 | 0 | 0 | 0 | 0 | 0 | 0 | 0 | 0 | 0 | 0 | 0 | 0 | 0 | 0 | 0 | 0 | 0 | 0 | 0 | 0 | 0 | 0 | 0 | 0 | 0 | 0 | 0
CDP4 | QLD | GG | Utility storage | 0 | 0 | 400 | 400 | 400 | 400 | 400 | 400 | 400.0001 | 400.0001 | 400.0001 | 400.0001 | 400.0001 | 400.0001 | 400.0002 | 400.0002 | 400.0002 | 400.0002 | 400.0002 | 400.0002 | 400.0002 | 400.0002 | 1.9172 | 52.3472 | 52.4509 | 52.4509 | 584.8633 | 584.8633 | 795.684
CDP4 | QLD | GG | Coordinated CER storage | 0.048726 | 0.066819 | 0.087887 | 0.11153 | 0.14153 | 0.17366 | 0.21572 | 0.29891 | 0.41299 | 0.56211 | 0.74955 | 0.97712 | 1.2471 | 1.5592 | 1.9169 | 2.3184 | 2.7646 | 3.2536 | 3.7908 | 4.3761 | 5.009 | 5.7004 | 6.4465 | 7.2409 | 8.0831 | 8.9664 | 9.8883 | 10.3376 | 10.7449
CDP4 | QLD | GG | Passive CER storage | 1.0174 | 1.1563 | 1.2946 | 1.4266 | 1.5959 | 1.7473 | 1.9556 | 2.1352 | 2.3376 | 2.5644 | 2.8105 | 3.0704 | 3.3401 | 3.6127 | 3.8978 | 4.1748 | 4.4417 | 4.6827 | 4.9228 | 5.1563 | 5.3782 | 5.6374 | 5.9123 | 6.1964 | 6.4847 | 6.7498 | 6.9899 | 7.2551 | 7.4911
CDP4 | QLD | GG | Offshore wind | 0 | 0 | 0 | 0 | 0 | 0 | 0 | 0 | 0 | 0 | 0 | 0 | 0 | 0 | 0 | 0 | 0 | 0 | 0 | 0 | 0 | 0 | 0 | 0 | 0 | 0 | 0 | 0 | 0
CDP4 | QLD | GG | Wind | 0 | 0 | 0 | 0 | 0 | 0 | 0 | 0 | 0 | 0 | 0 | 0 | 0 | 0 | 0 | 0 | 0 | 0 | 0 | 0 | 0 | 0 | 0 | 0 | 0 | 0 | 0 | 0 | 0
CDP4 | QLD | GG | Utility solar | 0 | 0 | 0 | 0 | 0 | 0 | 0 | 0 | 0 | 0 | 0 | 0 | 0 | 0 | 0 | 0 | 0 | 0 | 0 | 0 | 0 | 0 | 0 | 0 | 0 | 0 | 0 | 0 | 0
CDP4 | QLD | GG | Distributed PV | 62.5042 | 64.2791 | 66.415 | 68.9878 | 72.7673 | 76.244 | 80.0461 | 83.5314 | 86.727 | 89.5602 | 92.1585 | 94.3304 | 96.0517 | 97.5469 | 99.0431 | 100.4574 | 101.995 | 103.5388 | 105.3012 | 107.0116 | 108.5825 | 110.2539 | 112.0709 | 113.8938 | 115.5761 | 117.3638 | 119.4773 | 121.9029 | 124.2038
CDP4 | QLD | GG | Other renewable fuels | 0 | 0 | 0 | 0 | 0 | 0 | 0 | 0 | 0 | 0 | 0 | 0 | 0 | 0 | 0 | 0 | 0 | 0 | 0 | 0 | 0 | 0 | 0 | 0 | 0 | 0 | 0 | 0 | 0
CDP4 | QLD | GG | DSP | 0 | 0 | 0 | 0 | 0 | 0 | 0 | 0 | 0 | 0 | 0 | 0 | 0 | 0 | 0 | 0 | 0 | 0 | 0 | 0 | 0 | 0 | 0 | 0 | 0 | 0 | 0 | 0 | 0
CDP4 | QLD | CQ | Black coal | 3004 | 3004 | 3004 | 3004 | 2304 | 2304 | 1574 | 1574 | 1574 | 844 | 844 | 844 | 844 | 844 | 844 | 844 | 844 | 844 | 844 | 844 | 844 | 844 | 844 | 844 | 844 | 844 | 844 | 844 | 0
CDP4 | QLD | CQ | Mid-merit gas | 0 | 0 | 0 | 0 | 0 | 0 | 0 | 0 | 0 | 0 | 0 | 0 | 0 | 0 | 0 | 0 | 0 | 0 | 0 | 0 | 0 | 0 | 0 | 0 | 0 | 0 | 0 | 0 | 0
CDP4 | QLD | CQ | Flexible gas with CCS | 0 | 0 | 0 | 0 | 0 | 0 | 0 | 0 | 0 | 0 | 0 | 0 | 0 | 0 | 0 | 0 | 0 | 0 | 0 | 0 | 0 | 0 | 0 | 0 | 0 | 0 | 0 | 0 | 0
CDP4 | QLD | CQ | Flexible gas | 37 | 37 | 37 | 37 | 37 | 37 | 37 | 37 | 37 | 37 | 37 | 0 | 0 | 0 | 0 | 0 | 0 | 0 | 0 | 0 | 0 | 0 | 0 | 0 | 0 | 0 | 0 | 0 | 0
CDP4 | QLD | CQ | Hydro | 0 | 0 | 0 | 0 | 0 | 0 | 0 | 0 | 0 | 0 | 0 | 0 | 0 | 0 | 0 | 0 | 0 | 0 | 0 | 0 | 0 | 0 | 0 | 0 | 0 | 0 | 0 | 0 | 0
CDP4 | QLD | CQ | Utility storage | 50 | 50 | 50 | 50 | 200 | 200 | 200 | 200.0001 | 200.0001 | 200.0001 | 200.0002 | 200.0002 | 200.0002 | 200.0002 | 200.0004 | 200.0004 | 200.0004 | 200.0004 | 200.0004 | 150.0004 | 150.0004 | 150.0005 | 151.9174 | 230.5668 | 162.7973 | 214.2976 | 915.2174 | 915.2174 | 1276.4321
CDP4 | QLD | CQ | Coordinated CER storage | 0.81707 | 1.1192 | 1.475 | 1.8705 | 2.3506 | 2.8941 | 3.5651 | 4.6403 | 6.0457 | 7.8273 | 10.0404 | 12.6969 | 15.8224 | 19.4074 | 23.4888 | 28.0554 | 33.0802 | 38.5531 | 44.5354 | 51.0196 | 58.024 | 65.6952 | 73.9546 | 82.751 | 92.094 | 101.874 | 112.0393 | 117.0219 | 121.5395
CDP4 | QLD | CQ | Passive CER storage | 17.0607 | 19.3666 | 21.7275 | 23.9255 | 26.506 | 29.119 | 32.3201 | 35.3739 | 38.6267 | 42.1175 | 45.9487 | 49.9898 | 54.2028 | 58.4551 | 62.8527 | 67.2149 | 71.3089 | 75.0313 | 78.6845 | 82.1837 | 85.591 | 89.6089 | 93.7355 | 98.007 | 102.4317 | 106.5375 | 110.2123 | 114.1759 | 117.7274
CDP4 | QLD | CQ | Offshore wind | 0 | 0 | 0 | 0 | 0 | 0 | 0 | 0 | 0 | 0 | 0 | 0 | 0 | 0 | 0 | 0 | 0 | 0 | 0 | 0 | 0 | 0 | 0 | 0 | 0 | 0 | 0 | 0 | 0
CDP4 | QLD | CQ | Wind | 300 | 300 | 439 | 439 | 947.1525 | 1424.8279 | 1424.8279 | 1424.8279 | 1424.8279 | 1424.8279 | 2143.9427 | 2155.4242 | 2155.4242 | 2217.0775 | 2217.0775 | 2217.0775 | 2217.0775 | 2217.0775 | 2217.0775 | 2217.0775 | 2305.0067 | 3174.4059 | 3174.4059 | 3174.4059 | 3174.4059 | 3174.4059 | 2943.3118 | 2943.3118 | 2943.3118
CDP4 | QLD | CQ | Utility solar | 788.17 | 788.17 | 788.17 | 788.17 | 860.8018 | 860.8018 | 860.8018 | 860.8018 | 860.8018 | 860.8018 | 863.5749 | 863.575 | 863.5753 | 863.5753 | 863.5753 | 863.5753 | 863.5753 | 866.0201 | 1313.0619 | 1313.0621 | 1299.0626 | 1256.5626 | 1256.5626 | 1256.5626 | 1380.8341 | 2446.6677 | 3570.2367 | 4202.1712 | 5195.6901
CDP4 | QLD | CQ | Distributed PV | 722.2681 | 742.6714 | 766.5235 | 793.7311 | 832.2373 | 870.8408 | 919.19 | 959.03 | 992.0332 | 1024.4908 | 1056.5767 | 1083.0724 | 1101.7266 | 1123.061 | 1144.5628 | 1165.0051 | 1182.6817 | 1203.6093 | 1227.4527 | 1248.9192 | 1267.2572 | 1290.1466 | 1314.2082 | 1336.8165 | 1356.4594 | 1381.1351 | 1408.4892 | 1436.2188 | 1460.3169
CDP4 | QLD | CQ | Other renewable fuels | 0 | 0 | 0 | 0 | 0 | 0 | 0 | 0 | 0 | 0 | 0 | 0 | 0 | 0 | 0 | 0 | 0 | 0 | 0 | 0 | 0 | 0 | 0 | 0 | 0 | 0 | 0 | 0 | 0
CDP4 | QLD | CQ | DSP | 0 | 0 | 0 | 0 | 0 | 0 | 0 | 0 | 0 | 0 | 0 | 0 | 0 | 0 | 0 | 0 | 0 | 0 | 0 | 0 | 0 | 0 | 0 | 0 | 0 | 0 | 0 | 0 | 0
CDP4 | QLD | SQ | Black coal | 3446 | 3446 | 3446 | 3446 | 3446 | 3446 | 3446 | 2746 | 2746 | 2396 | 1596 | 852 | 852 | 852 | 852 | 852 | 852 | 852 | 852 | 852 | 852 | 852 | 852 | 852 | 852 | 852 | 852 | 852 | 0
CDP4 | QLD | SQ | Mid-merit gas | 1173.9 | 1173.9 | 1173.9 | 1173.9 | 1173.9 | 1173.9 | 1173.9 | 1173.9 | 1173.9 | 1173.9 | 1173.9 | 1173.9 | 1173.9 | 788.9 | 788.9 | 788.9 | 644.5 | 644.5 | 644.5 | 644.5 | 644.5 | 644.5 | 0 | 0 | 0 | 0 | 0 | 0 | 0
CDP4 | QLD | SQ | Flexible gas with CCS | 0 | 0 | 0 | 0 | 0 | 0 | 0 | 0 | 0 | 0 | 0 | 0 | 0 | 0 | 0 | 0 | 0 | 0 | 0 | 0 | 0 | 0 | 0 | 0 | 0 | 0 | 0 | 0 | 0
CDP4 | QLD | SQ | Flexible gas | 1509 | 1509 | 1509 | 1709 | 1709 | 1709 | 1709 | 1709 | 1709 | 1709 | 1861.7859 | 1781.7859 | 1781.7859 | 1841.2726 | 2070.823 | 2280.4528 | 2697.9614 | 2915.9117 | 3706.6349 | 4339.5272 | 4339.5272 | 4339.5272 | 4339.5272 | 4184.9259 | 4184.9259 | 4184.9259 | 3665.9259 | 3319.9259 | 3479.9054
CDP4 | QLD | SQ | Hydro | 0 | 0 | 0 | 0 | 0 | 0 | 0 | 0 | 0 | 0 | 0 | 0 | 0 | 0 | 0 | 0 | 0 | 0 | 0 | 0 | 0 | 0 | 0 | 0 | 0 | 0 | 0 | 0 | 0
CDP4 | QLD | SQ | Utility storage | 709.6 | 1423.76 | 1729.76 | 1729.76 | 1729.76 | 1729.76 | 1729.76 | 1729.76 | 3727.76 | 3727.7601 | 3727.7601 | 3727.7601 | 3727.7601 | 3727.7601 | 3727.7602 | 3627.7602 | 3627.7602 | 3627.7602 | 3627.7602 | 3627.7602 | 3627.7602 | 3327.7602 | 3077.7604 | 3610.1457 | 3610.1457 | 3355.3457 | 3629.0012 | 3629.0012 | 3529.0012
CDP4 | QLD | SQ | Coordinated CER storage | 4.2813 | 5.9349 | 7.8549 | 10.0673 | 12.639 | 15.6606 | 19.5036 | 26.1745 | 34.9449 | 45.9905 | 59.704 | 76.2037 | 95.6949 | 118.0268 | 143.566 | 172.1726 | 203.6626 | 237.961 | 275.4027 | 316.0829 | 360.0365 | 407.5661 | 459.4511 | 514.7474 | 573.5005 | 635.0211 | 699.1749 | 730.6031 | 759.1308
CDP4 | QLD | SQ | Passive CER storage | 89.3949 | 102.7017 | 115.7072 | 128.7691 | 142.5235 | 157.5718 | 176.8119 | 194.2469 | 213.1165 | 232.7482 | 254.1827 | 276.937 | 301.0369 | 325.0195 | 350.4149 | 375.6131 | 399.0493 | 420.0192 | 440.1605 | 459.7105 | 478.6237 | 501.0311 | 524.6191 | 549.2404 | 574.878 | 598.5559 | 620.3463 | 643.8322 | 664.9847
CDP4 | QLD | SQ | Offshore wind | 0 | 0 | 0 | 0 | 0 | 0 | 0 | 0 | 0 | 0 | 0 | 0 | 0 | 0 | 0 | 0 | 0 | 0 | 0 | 0 | 0 | 0 | 0 | 0 | 0 | 0 | 0 | 0 | 0
CDP4 | QLD | SQ | Wind | 864.95 | 1788.35 | 1788.35 | 1788.35 | 3188.3501 | 4144.4782 | 4144.4782 | 4144.4782 | 4144.4782 | 4144.4782 | 4144.4783 | 4924.5005 | 4931.0405 | 5093.7312 | 5093.7312 | 5093.7312 | 5093.7312 | 5093.7312 | 5093.7312 | 5093.7312 | 5093.7312 | 4653.7612 | 4826.4993 | 4826.4993 | 4826.4993 | 8048.38 | 8048.38 | 8048.38 | 8048.38
CDP4 | QLD | SQ | Utility solar | 1791.51 | 1791.51 | 1850.95 | 1951.79 | 1951.25 | 1950.69 | 1950.14 | 1949.57 | 1949.01 | 2189.7949 | 4456.2311 | 4964.8683 | 5887.6202 | 5777.6202 | 5777.6202 | 5777.6202 | 5777.6202 | 5777.6202 | 5777.6202 | 6982.8858 | 7066.764 | 6963.804 | 7597.64 | 7193.3662 | 7669.6157 | 7642.3157 | 9229.2098 | 9229.2098 | 9510.93
CDP4 | QLD | SQ | Distributed PV | 4444.5857 | 4601.2689 | 4749.54 | 4916.8363 | 5144.4056 | 5366.8426 | 5600.5382 | 5818.1179 | 6023.3354 | 6208.4396 | 6390.235 | 6547.3482 | 6680.4309 | 6801.3486 | 6930.4487 | 7058.0895 | 7183.3758 | 7312.5864 | 7449.028 | 7583.0522 | 7712.7031 | 7848.2261 | 7992.0637 | 8132.0113 | 8268.3973 | 8416.1653 | 8582.7632 | 8750.2442 | 8916.9501
CDP4 | QLD | SQ | Other renewable fuels | 0 | 0 | 0 | 0 | 0 | 0 | 0 | 0 | 0 | 0 | 0 | 0 | 0 | 0 | 0 | 0 | 0 | 0 | 0 | 0 | 0 | 0 | 0 | 0 | 0 | 0 | 0 | 90 | 90
CDP4 | QLD | SQ | DSP | 261.52 | 264.77 | 266.65 | 271.43 | 274.99 | 279.39 | 263.31 | 268.86 | 272.92 | 276.84 | 281.85 | 287.32 | 293.21 | 299.76 | 303.87 | 308.31 | 314.85 | 318.56 | 321.21 | 324.66 | 327.68 | 329.75 | 332.41 | 336.27 | 338.73 | 347.33 | 354.15 | 361.49 | 363.01
CDP4 | VIC | VIC | Brown coal | 4820 | 4820 | 4820 | 4820 | 4820 | 3370 | 3370 | 3370 | 3370 | 3370 | 1160 | 580 | 580 | 580 | 580 | 580 | 580 | 580 | 580 | 580 | 580 | 580 | 580 | 580 | 0 | 0 | 0 | 0 | 0
CDP4 | VIC | VIC | Mid-merit gas | 500 | 500 | 500 | 500 | 500 | 0 | 0 | 0 | 0 | 0 | 0 | 0 | 0 | 0 | 0 | 0 | 0 | 0 | 0 | 0 | 0 | 0 | 0 | 0 | 0 | 0 | 0 | 0 | 0
CDP4 | VIC | VIC | Flexible gas with CCS | 0 | 0 | 0 | 0 | 0 | 0 | 0 | 0 | 0 | 0 | 0 | 0 | 0 | 0 | 0 | 0 | 0 | 0 | 0 | 0 | 0 | 0 | 0 | 0 | 0 | 0 | 0 | 0 | 0
CDP4 | VIC | VIC | Flexible gas | 1900 | 1900 | 1900 | 1900 | 1900 | 1900 | 1900 | 1900 | 1900 | 1900 | 1730 | 1730 | 1730 | 1730 | 1730 | 1730 | 1290 | 1290 | 1290 | 1282.8961 | 1282.8961 | 1282.8961 | 1282.8961 | 1282.8961 | 1339.4581 | 1339.4581 | 1339.4581 | 1339.4581 | 2240.5285
CDP4 | VIC | VIC | Hydro | 2219.02 | 2219.02 | 2219.02 | 2219.02 | 2219.02 | 2219.02 | 2219.02 | 2219.02 | 2219.02 | 2219.02 | 2219.02 | 2219.02 | 2219.02 | 2219.02 | 2219.02 | 2219.02 | 2219.02 | 2219.02 | 2219.02 | 2219.02 | 2219.02 | 2219.02 | 2219.02 | 2219.02 | 2219.02 | 2219.02 | 2219.02 | 2219.02 | 2219.02
CDP4 | VIC | VIC | Utility storage | 299.13 | 479.13 | 1990.64 | 2405.4404 | 2858.8718 | 2851.1718 | 3053.23 | 3060.53 | 3572.23 | 4083.17 | 4593.0399 | 6201.9198 | 6201.9198 | 6208.5198 | 6201.9199 | 6196.9199 | 6196.9199 | 6196.9199 | 5896.9199 | 5896.9199 | 5746.9199 | 6073.3945 | 5772.0845 | 5033.5841 | 4729.7528 | 4729.7528 | 4503.3575 | 3903.3575 | 3417.8959
CDP4 | VIC | VIC | Coordinated CER storage | 10.6132 | 15.1363 | 20.7187 | 26.6998 | 33.6099 | 42.073 | 52.0251 | 65.3888 | 82.4785 | 103.5543 | 129.304 | 159.8675 | 195.5802 | 236.092 | 282.1042 | 333.3048 | 389.2764 | 449.9516 | 515.8702 | 587.1309 | 663.853 | 746.8741 | 837.0114 | 932.8772 | 1034.5743 | 1140.6225 | 1250.7708 | 1304.751 | 1353.7071
CDP4 | VIC | VIC | Passive CER storage | 269.7717 | 301.4603 | 331.822 | 361.74 | 393.4245 | 427.1076 | 470.0826 | 508.8755 | 550.5086 | 593.6031 | 640.251 | 689.3259 | 740.7945 | 791.6143 | 844.9475 | 897.6568 | 946.6059 | 991.0946 | 1033.8217 | 1074.9606 | 1114.8568 | 1161.2955 | 1209.6656 | 1259.8506 | 1312.0582 | 1360.0652 | 1403.9921 | 1454.6296 | 1500.8336
CDP4 | VIC | VIC | Offshore wind | 0 | 0 | 0 | 0 | 0 | 0 | 0 | 1000 | 2000 | 2666.6666 | 3333.3333 | 3999.9999 | 4999.9999 | 5999.9998 | 6999.9997 | 8000 | 9000 | 9000 | 9000 | 9000 | 9000 | 9000 | 9000 | 9000 | 9000 | 9000 | 9000 | 9000 | 9000
CDP4 | VIC | VIC | Wind | 4537.37 | 4537.37 | 5381.93 | 5399.09 | 5399.0901 | 6755.7238 | 7200.1446 | 7200.1446 | 7200.1446 | 7200.1446 | 7147.6446 | 6955.6447 | 6955.6447 | 6955.6447 | 6892.6447 | 6472.6447 | 6472.6447 | 6184.3447 | 6184.3447 | 6133.7947 | 5816.5947 | 5504.5947 | 4657.6047 | 4657.6047 | 4260.1047 | 4906.0001 | 5619.3114 | 5413.6428 | 5413.6428
CDP4 | VIC | VIC | Utility solar | 1078.39 | 1171.87 | 1343.97 | 1696.09 | 1696.09 | 1696.09 | 1696.0901 | 1696.0901 | 1696.0901 | 1696.0901 | 1696.0901 | 1696.0901 | 1696.0901 | 1696.0901 | 1696.0901 | 1696.0901 | 1696.0901 | 1696.0901 | 1696.0901 | 1696.0902 | 2452.0333 | 3262.2647 | 3235.0947 | 3235.0947 | 3235.0947 | 3130.661 | 2754.731 | 2673.731 | 2478.721
CDP4 | VIC | VIC | Distributed PV | 4946.5809 | 5473.4647 | 6000.3487 | 6548.375 | 7156.223 | 7660.403 | 8174.482 | 8576.747 | 8962.685 | 9347.904 | 9703.346 | 10044.94 | 10318.213 | 10545.242 | 10731.794 | 10916.825 | 11076.006 | 11258.545 | 11424.147 | 11608.487 | 11778.063 | 11966.74 | 12140.772 | 12336.863 | 12549.209 | 12805.429 | 13049.815 | 13309.967 | 13556.198
CDP4 | VIC | VIC | Other renewable fuels | 0 | 0 | 0 | 0 | 0 | 0 | 0 | 0 | 0 | 0 | 0 | 0 | 0 | 0 | 0 | 0 | 0 | 0 | 0 | 0 | 0 | 0 | 0 | 0 | 0 | 0 | 0 | 90 | 90
CDP4 | VIC | VIC | DSP | 257.18 | 259.24 | 262.65 | 254.27 | 258.93 | 265 | 272.05 | 276.46 | 282.34 | 286.44 | 291.15 | 294 | 296.52 | 298.78 | 301.25 | 303.94 | 307.11 | 310.41 | 312.34 | 314.87 | 316.32 | 317.01 | 318.65 | 319.05 | 318.14 | 316.32 | 315.74 | 316.68 | 318.56
CDP4 | SA | CSA | Mid-merit gas | 1509 | 1509 | 1509 | 529 | 529 | 529 | 529 | 529 | 529 | 529 | 529 | 529 | 529 | 529 | 0 | 0 | 0 | 0 | 0 | 0 | 0 | 0 | 0 | 0 | 0 | 0 | 0 | 0 | 0
CDP4 | SA | CSA | Flexible gas with CCS | 0 | 0 | 0 | 0 | 0 | 0 | 0 | 0 | 0 | 0 | 0 | 0 | 0 | 0 | 0 | 0 | 0 | 0 | 0 | 0 | 0 | 0 | 0 | 0 | 0 | 0 | 0 | 0 | 0
CDP4 | SA | CSA | Flexible gas | 1421.06 | 1421.06 | 1621.06 | 1621.06 | 1547.56 | 1547.56 | 1547.56 | 1301.56 | 1301.56 | 1061.9 | 1258.5728 | 1326.9 | 1326.9 | 1326.9 | 1326.9 | 1326.9 | 1326.9 | 1326.9 | 1326.9 | 1414.3608 | 1769.1602 | 1431.1602 | 1307.9602 | 1153.9602 | 1153.9602 | 1153.9602 | 1153.9602 | 1116.7602 | 1116.7602
CDP4 | SA | CSA | Hydro | 0 | 0 | 0 | 0 | 0 | 0 | 0 | 0 | 0 | 0 | 0 | 0 | 0 | 0 | 0 | 0 | 0 | 0 | 0 | 0 | 0 | 0 | 0 | 0 | 0 | 0 | 0 | 0 | 0
CDP4 | SA | CSA | Utility storage | 456.2 | 656.2 | 951.18 | 1569.8157 | 2803.184 | 2809.204 | 2803.184 | 2773.184 | 2773.184 | 2773.184 | 2773.184 | 2773.184 | 2773.184 | 2773.184 | 2773.1841 | 2773.1841 | 2773.1841 | 2773.1841 | 2761.1841 | 2767.2041 | 2510.4841 | 2316.5041 | 2154.5041 | 1535.8685 | 1494.0673 | 1452.5673 | 1810.0045 | 1810.0045 | 1810.0045
CDP4 | SA | CSA | Coordinated CER storage | 55.6719 | 62.4605 | 69.574 | 76.4942 | 84.1684 | 92.1358 | 101.9094 | 111.3026 | 121.9009 | 133.5508 | 146.6546 | 161.056 | 176.8714 | 193.5765 | 211.7514 | 230.9299 | 250.6652 | 270.8794 | 292.0065 | 314.1066 | 337.1741 | 362.1662 | 388.8506 | 416.8107 | 446.0604 | 475.6817 | 505.6161 | 520.6813 | 534.0007
CDP4 | SA | CSA | Passive CER storage | 163.4148 | 176.8412 | 189.127 | 200.7947 | 212.4134 | 224.7795 | 239.333 | 252.1373 | 265.4672 | 278.7557 | 292.6711 | 306.7404 | 321.0593 | 334.5405 | 348.2941 | 361.3463 | 372.8549 | 382.7225 | 391.8089 | 400.2474 | 408.0508 | 417.2101 | 426.5738 | 436.0668 | 445.6894 | 454.0331 | 461.1754 | 471.3591 | 480.3156
CDP4 | SA | CSA | Offshore wind | 0 | 0 | 0 | 0 | 0 | 0 | 0 | 0 | 0 | 0 | 0 | 0 | 0 | 0 | 0 | 0 | 0 | 0 | 0 | 0 | 0 | 0 | 0 | 0 | 0 | 0 | 0 | 0 | 0
CDP4 | SA | CSA | Wind | 2265.94 | 2265.94 | 2406.13 | 2406.13 | 2388.6436 | 2867.3134 | 2824.7306 | 2762.7306 | 2762.7306 | 2762.7306 | 2664.0307 | 2831.6325 | 2687.9525 | 2503.4725 | 2503.4725 | 2618.333 | 2291.633 | 2865.0243 | 2865.0243 | 2865.0243 | 2651.1643 | 2651.1643 | 2414.999 | 2655.3985 | 3151.7583 | 3591.478 | 3396.6755 | 3396.6755 | 3397.0581
CDP4 | SA | CSA | Utility solar | 566.2 | 566.2 | 566.2 | 845.96 | 845.96 | 935.6712 | 935.6713 | 935.6713 | 929.5513 | 929.5513 | 929.5513 | 1175.7045 | 1175.7045 | 1175.7045 | 1175.7045 | 1175.7045 | 1175.7045 | 1308.5791 | 1277.5391 | 1327.5993 | 1903.6753 | 3363.8722 | 3345.2522 | 3345.2522 | 3266.0522 | 3266.0522 | 3171.0522 | 3182.2302 | 3182.2302
CDP4 | SA | CSA | Distributed PV | 2384.3353 | 2442.1813 | 2500.4698 | 2567.782 | 2677.0418 | 2784.8805 | 2909.5845 | 3009.2554 | 3102.066 | 3180.5322 | 3268.8848 | 3329.2026 | 3380.66 | 3426.1092 | 3489.9642 | 3538.8511 | 3587.8176 | 3637.0179 | 3703.2634 | 3753.7863 | 3803.3867 | 3852.582 | 3919.3763 | 3971.0747 | 4023.001 | 4075.7847 | 4146.0359 | 4201.0105 | 4255.8474
CDP4 | SA | CSA | Other renewable fuels | 0 | 0 | 0 | 0 | 0 | 0 | 0 | 0 | 0 | 0 | 0 | 0 | 0 | 0 | 0 | 0 | 0 | 0 | 0 | 0 | 0 | 0 | 0 | 0 | 0 | 0 | 0 | 0 | 0
CDP4 | SA | CSA | DSP | 48.57 | 49.28 | 50.28 | 51.56 | 52.85 | 53.42 | 54.14 | 54.66 | 55.32 | 55.88 | 56.69 | 57.36 | 58.07 | 58.69 | 59.22 | 59.72 | 60.24 | 60.85 | 61.33 | 61.79 | 62.07 | 62.2 | 62.04 | 61.81 | 61.44 | 61.03 | 61.09 | 61.34 | 61.65
CDP4 | SA | SESA | Mid-merit gas | 0 | 0 | 0 | 0 | 0 | 0 | 0 | 0 | 0 | 0 | 0 | 0 | 0 | 0 | 0 | 0 | 0 | 0 | 0 | 0 | 0 | 0 | 0 | 0 | 0 | 0 | 0 | 0 | 0
CDP4 | SA | SESA | Flexible gas with CCS | 0 | 0 | 0 | 0 | 0 | 0 | 0 | 0 | 0 | 0 | 0 | 0 | 0 | 0 | 0 | 0 | 0 | 0 | 0 | 0 | 0 | 0 | 0 | 0 | 0 | 0 | 0 | 0 | 0
CDP4 | SA | SESA | Flexible gas | 143 | 143 | 143 | 143 | 80 | 80 | 80 | 80 | 80 | 80 | 80 | 80 | 0 | 0 | 0 | 0 | 0 | 0 | 0 | 0 | 0 | 0 | 0 | 0 | 0 | 0 | 0 | 0 | 0
CDP4 | SA | SESA | Hydro | 0 | 0 | 0 | 0 | 0 | 0 | 0 | 0 | 0 | 0 | 0 | 0 | 0 | 0 | 0 | 0 | 0 | 0 | 0 | 0 | 0 | 0 | 0 | 0 | 0 | 0 | 0 | 0 | 0
CDP4 | SA | SESA | Utility storage | 25 | 25 | 25 | 25 | 25 | 25 | 25 | 25 | 25 | 25 | 25 | 4.185e-05 | 4.185e-05 | 4.324e-05 | 7.754e-05 | 8.256e-05 | 8.256e-05 | 8.256e-05 | 8.256e-05 | 8.256e-05 | 8.256e-05 | 9.412e-05 | 9.642e-05 | 0.00010104 | 56.287 | 56.287 | 56.287 | 56.287 | 56.287
CDP4 | SA | SESA | Coordinated CER storage | 1.9701 | 2.2312 | 2.5031 | 2.7724 | 3.0693 | 3.3785 | 3.771 | 4.1547 | 4.5772 | 5.0453 | 5.5905 | 6.2292 | 6.8967 | 7.6454 | 8.4204 | 9.2343 | 10.0864 | 10.97 | 11.8923 | 12.8505 | 13.8935 | 15.057 | 16.2673 | 17.5209 | 18.834 | 20.1658 | 21.5197 | 22.1956 | 22.8328
CDP4 | SA | SESA | Passive CER storage | 5.7829 | 6.3171 | 6.8043 | 7.2775 | 7.7459 | 8.2424 | 8.8562 | 9.3849 | 9.9001 | 10.4074 | 10.9659 | 11.6011 | 12.1692 | 12.779 | 13.3159 | 13.8063 | 14.2494 | 14.6336 | 14.9745 | 15.2687 | 15.6028 | 16.033 | 16.4336 | 16.813 | 17.1981 | 17.5263 | 17.8106 | 18.2151 | 18.6306
CDP4 | SA | SESA | Offshore wind | 0 | 0 | 0 | 0 | 0 | 0 | 0 | 0 | 0 | 0 | 0 | 0 | 0 | 0 | 0 | 0 | 0 | 0 | 0 | 0 | 0 | 0 | 0 | 0 | 0 | 0 | 0 | 0 | 0
CDP4 | SA | SESA | Wind | 324.5 | 324.5 | 324.5 | 324.5 | 324.5 | 893.5393 | 893.5393 | 893.5393 | 893.5393 | 893.5393 | 893.5393 | 893.5393 | 767.0393 | 767.0393 | 767.0393 | 608.0393 | 608.0393 | 569.0393 | 569.0393 | 569.0393 | 569.0393 | 569.0393 | 569.0393 | 569.0393 | 569.0393 | 569.0393 | 800 | 800 | 800
CDP4 | SA | SESA | Utility solar | 42.9 | 42.9 | 42.9 | 42.9 | 42.9 | 42.9 | 42.9 | 42.9 | 42.9 | 42.9 | 42.9 | 42.9 | 42.9 | 42.9 | 42.9 | 42.9 | 42.9 | 42.9 | 0 | 0 | 0 | 0 | 0 | 0 | 0 | 0 | 0 | 0 | 0
CDP4 | SA | SESA | Distributed PV | 83.6952 | 87.0282 | 89.9188 | 93.849 | 99.2782 | 104.4655 | 110.6695 | 115.8376 | 120.225 | 123.9958 | 128.4132 | 132.6594 | 135.447 | 138.9108 | 141.8218 | 143.7709 | 146.0024 | 148.3721 | 151.1876 | 152.8717 | 155.8903 | 159.718 | 163.4487 | 165.4983 | 167.756 | 169.7433 | 172.5161 | 174.9055 | 178.6376
CDP4 | SA | SESA | Other renewable fuels | 0 | 0 | 0 | 0 | 0 | 0 | 0 | 0 | 0 | 0 | 0 | 0 | 0 | 0 | 0 | 0 | 0 | 0 | 0 | 0 | 0 | 0 | 0 | 0 | 0 | 0 | 0 | 0 | 0
CDP4 | SA | SESA | DSP | 0 | 0 | 0 | 0 | 0 | 0 | 0 | 0 | 0 | 0 | 0 | 0 | 0 | 0 | 0 | 0 | 0 | 0 | 0 | 0 | 0 | 0 | 0 | 0 | 0 | 0 | 0 | 0 | 0
CDP4 | TAS | TAS | Mid-merit gas | 208 | 208 | 208 | 208 | 0 | 0 | 0 | 0 | 0 | 0 | 0 | 0 | 0 | 0 | 0 | 0 | 0 | 0 | 0 | 0 | 0 | 0 | 0 | 0 | 0 | 0 | 0 | 0 | 0
CDP4 | TAS | TAS | Flexible gas with CCS | 0 | 0 | 0 | 0 | 0 | 0 | 0 | 0 | 0 | 0 | 0 | 0 | 0 | 0 | 0 | 0 | 0 | 0 | 0 | 0 | 0 | 0 | 0 | 0 | 0 | 0 | 0 | 0 | 0
CDP4 | TAS | TAS | Flexible gas | 178 | 178 | 178 | 178 | 178 | 178 | 178 | 178 | 178 | 178 | 178 | 178 | 178 | 178 | 178 | 178 | 178 | 58 | 58 | 58 | 58 | 58 | 58 | 58 | 58 | 58 | 58 | 0 | 0
CDP4 | TAS | TAS | Hydro | 2176.7 | 2176.7 | 2176.7 | 2176.7 | 2176.7 | 2176.7 | 2176.7 | 2566.7 | 2566.7 | 2566.7 | 2566.7 | 2566.7 | 2566.7 | 2566.7 | 2566.7 | 2566.7 | 2566.7 | 2566.7 | 2566.7 | 2566.7 | 2566.7 | 2566.7 | 2566.7 | 2566.7 | 2566.7 | 2566.7 | 2566.7 | 2566.7 | 2566.7
CDP4 | TAS | TAS | Utility storage | 0 | 0 | 0 | 0 | 1.605e-05 | 1.82e-05 | 2.029e-05 | 4.42e-05 | 6.018e-05 | 8.161e-05 | 8.161e-05 | 8.161e-05 | 8.161e-05 | 8.161e-05 | 0.0001184 | 0.00013026 | 0.00015088 | 23.4766 | 23.4766 | 175.2084 | 457.7357 | 913.9613 | 913.9613 | 913.9613 | 913.9613 | 913.9613 | 913.9613 | 913.9613 | 913.9613
CDP4 | TAS | TAS | Coordinated CER storage | 0.57875 | 0.86202 | 1.1897 | 1.5604 | 1.9874 | 2.4806 | 3.1026 | 3.6027 | 4.2371 | 5.0419 | 6.0802 | 7.3806 | 8.9752 | 10.855 | 13.0758 | 15.6258 | 18.4829 | 21.6512 | 25.1679 | 29.047 | 33.2957 | 37.9263 | 43.0768 | 48.6582 | 54.6735 | 61.0336 | 67.7354 | 71.4596 | 74.781
CDP4 | TAS | TAS | Passive CER storage | 16.4983 | 18.3551 | 20.1214 | 21.7939 | 23.5599 | 25.4634 | 28.0008 | 30.1463 | 32.4307 | 34.7743 | 37.3199 | 39.9892 | 42.7744 | 45.4739 | 48.2933 | 51.0238 | 53.4633 | 55.579 | 57.5324 | 59.351 | 61.0565 | 63.1414 | 65.3064 | 67.5415 | 69.8609 | 71.8752 | 73.5976 | 75.9416 | 77.9696
CDP4 | TAS | TAS | Offshore wind | 0 | 0 | 0 | 0 | 0 | 0 | 0 | 0 | 0 | 0 | 0 | 0 | 0 | 0 | 0 | 0 | 0 | 0 | 0 | 0 | 0 | 0 | 0 | 0 | 0 | 0 | 0 | 0 | 0
CDP4 | TAS | TAS | Wind | 563.35 | 563.35 | 563.35 | 1021.6459 | 1208.6323 | 1476.0037 | 1544.494 | 1610.228 | 1691.3952 | 1913.6301 | 1913.6301 | 2116.3467 | 2266.1081 | 2274.2505 | 2416.5945 | 2489.7014 | 2489.7014 | 2489.7014 | 2489.7014 | 2489.7014 | 2489.7014 | 2345.7014 | 2345.7014 | 2345.7014 | 2345.7014 | 2345.7014 | 2345.7014 | 2037.9514 | 2037.9514
CDP4 | TAS | TAS | Utility solar | 0 | 0 | 0 | 0 | 0 | 0 | 0 | 0 | 0 | 0 | 0 | 0 | 0 | 0 | 0 | 0 | 0 | 0 | 0 | 0 | 0 | 0 | 0 | 0 | 0 | 0 | 0 | 0 | 0
CDP4 | TAS | TAS | Distributed PV | 275.4595 | 286.8109 | 298.1623 | 315.088 | 354.168 | 394.531 | 440.094 | 467.582 | 496.331 | 524.805 | 554.695 | 577.869 | 593.286 | 600.415 | 608.279 | 612.658 | 617.88 | 623.117 | 630.779 | 635.441 | 640.601 | 645.81 | 653.619 | 658.482 | 663.84 | 669.299 | 677.348 | 682.546 | 688.275
CDP4 | TAS | TAS | Other renewable fuels | 0 | 0 | 0 | 0 | 0 | 0 | 0 | 0 | 0 | 0 | 0 | 0 | 0 | 0 | 0 | 0 | 0 | 0 | 0 | 0 | 0 | 0 | 0 | 0 | 0 | 0 | 0 | 0 | 0
CDP4 | TAS | TAS | DSP | 5.95 | 6 | 5.24 | 4.54 | 4.57 | 4.66 | 4.79 | 4.91 | 5.01 | 5.05 | 5.06 | 5.09 | 5.06 | 5.08 | 5.09 | 5.11 | 5.12 | 5.16 | 5.18 | 5.2 | 5.21 | 5.19 | 5.19 | 5.18 | 5.19 | 5.2 | 5.14 | 5.03 | 4.96
CDP5 | NSW | NNSW | Black coal | 0 | 0 | 0 | 0 | 0 | 0 | 0 | 0 | 0 | 0 | 0 | 0 | 0 | 0 | 0 | 0 | 0 | 0 | 0 | 0 | 0 | 0 | 0 | 0 | 0 | 0 | 0 | 0 | 0
CDP5 | NSW | NNSW | Mid-merit gas | 0 | 0 | 0 | 0 | 0 | 0 | 0 | 0 | 0 | 0 | 0 | 0 | 0 | 0 | 0 | 0 | 0 | 0 | 0 | 0 | 0 | 0 | 0 | 0 | 0 | 0 | 0 | 0 | 0
CDP5 | NSW | NNSW | Flexible gas with CCS | 0 | 0 | 0 | 0 | 0 | 0 | 0 | 0 | 0 | 0 | 0 | 0 | 0 | 0 | 0 | 0 | 0 | 0 | 0 | 0 | 0 | 0 | 0 | 0 | 0 | 0 | 0 | 0 | 0
CDP5 | NSW | NNSW | Flexible gas | 0 | 0 | 0 | 0 | 0 | 0 | 0 | 0 | 0 | 0 | 0 | 0 | 0 | 0 | 0 | 0 | 0 | 0 | 0 | 0 | 0 | 0 | 0 | 0 | 0 | 0 | 0 | 0 | 0
CDP5 | NSW | NNSW | Hydro | 0 | 0 | 0 | 0 | 0 | 0 | 0 | 0 | 0 | 0 | 0 | 0 | 0 | 0 | 0 | 0 | 0 | 0 | 0 | 0 | 0 | 0 | 0 | 0 | 0 | 0 | 0 | 0 | 0
CDP5 | NSW | NNSW | Utility storage | 0 | 0 | 30 | 505 | 705 | 808.5565 | 1545.9813 | 1545.9813 | 1545.9813 | 1545.9813 | 1515.9813 | 1515.9813 | 1515.9814 | 1515.9814 | 1515.9814 | 1515.9814 | 1515.9814 | 1515.9814 | 1515.9814 | 1515.9814 | 1515.9814 | 2515.9815 | 2515.9815 | 1840.9815 | 2366.7693 | 2263.2128 | 2210.7674 | 2210.7674 | 2598.8033
CDP5 | NSW | NNSW | Coordinated CER storage | 2.1928 | 2.9011 | 3.6904 | 4.6278 | 5.5596 | 6.6915 | 7.9992 | 9.7928 | 12.0913 | 14.9199 | 18.3769 | 22.4496 | 27.1895 | 32.5292 | 38.5657 | 45.2506 | 52.5465 | 60.457 | 69.0343 | 78.2621 | 88.1661 | 98.8985 | 110.4266 | 122.6426 | 135.5582 | 148.9852 | 162.8922 | 169.464 | 175.3439
CDP5 | NSW | NNSW | Passive CER storage | 47.7175 | 51.9224 | 55.9244 | 59.7457 | 63.1809 | 66.9501 | 72.1109 | 76.9127 | 82.1206 | 87.477 | 93.3283 | 99.3194 | 105.5537 | 111.5324 | 117.7469 | 123.7732 | 129.3342 | 134.4245 | 139.3018 | 143.8527 | 148.1976 | 153.2203 | 158.3806 | 163.6836 | 169.1359 | 173.9747 | 178.2371 | 183.577 | 188.3339
CDP5 | NSW | NNSW | Offshore wind | 0 | 0 | 0 | 0 | 0 | 0 | 0 | 0 | 0 | 0 | 0 | 0 | 0 | 0 | 0 | 0 | 0 | 0 | 0 | 0 | 0 | 0 | 0 | 0 | 0 | 0 | 0 | 0 | 0
CDP5 | NSW | NNSW | Wind | 442.48 | 442.48 | 442.48 | 784.1002 | 818.2442 | 818.2442 | 3467.1917 | 3467.1917 | 3467.1917 | 3467.1917 | 3467.1917 | 4058.7978 | 4058.7978 | 4058.7978 | 4058.7978 | 3886.3178 | 3886.3178 | 4463.6605 | 5844.9389 | 6948.1932 | 7260.5887 | 7260.5887 | 7260.5887 | 7260.5887 | 7260.5887 | 7400 | 7400 | 7400 | 7400
CDP5 | NSW | NNSW | Utility solar | 701.02 | 701.02 | 1021.02 | 1323.7253 | 1323.7253 | 1323.7253 | 1451.1126 | 1451.1126 | 1451.1126 | 1451.1126 | 1451.1126 | 1855.8919 | 1855.8919 | 1855.8919 | 1855.8919 | 1855.8919 | 1855.8919 | 1855.8919 | 3165.1541 | 3290.6886 | 4288.7253 | 4288.7253 | 4288.7253 | 4263.101 | 4281.7819 | 4281.7819 | 4286.1396 | 4302.4352 | 4454.2312
CDP5 | NSW | NNSW | Distributed PV | 999.795 | 1024.5274 | 1042.0404 | 1062.8416 | 1119.5661 | 1186.9908 | 1258.7771 | 1308.956 | 1356.0219 | 1394.7316 | 1433.3051 | 1460.8986 | 1482.9765 | 1497.8632 | 1516.4188 | 1530.7247 | 1546.3741 | 1562.7988 | 1581.7996 | 1598.2848 | 1617.7461 | 1635.9887 | 1654.643 | 1671.6642 | 1690.6614 | 1710.0652 | 1730.7883 | 1751.4803 | 1774.4013
CDP5 | NSW | NNSW | Other renewable fuels | 0 | 0 | 0 | 0 | 0 | 0 | 0 | 0 | 0 | 0 | 0 | 0 | 0 | 0 | 0 | 0 | 0 | 0 | 0 | 0 | 0 | 0 | 0 | 0 | 0 | 0 | 0 | 90 | 90
CDP5 | NSW | NNSW | DSP | 0 | 0 | 0 | 0 | 0 | 0 | 0 | 0 | 0 | 0 | 0 | 0 | 0 | 0 | 0 | 0 | 0 | 0 | 0 | 0 | 0 | 0 | 0 | 0 | 0 | 0 | 0 | 0 | 0
CDP5 | NSW | CNSW | Black coal | 4105 | 4105 | 4105 | 4105 | 4135 | 3450 | 1420 | 1420 | 1420 | 1420 | 1420 | 1420 | 1420 | 1420 | 1420 | 1420 | 1420 | 0 | 0 | 0 | 0 | 0 | 0 | 0 | 0 | 0 | 0 | 0 | 0
CDP5 | NSW | CNSW | Mid-merit gas | 0 | 0 | 0 | 0 | 0 | 0 | 0 | 0 | 0 | 0 | 0 | 0 | 0 | 0 | 0 | 0 | 0 | 0 | 0 | 0 | 0 | 0 | 0 | 0 | 0 | 0 | 0 | 0 | 0
CDP5 | NSW | CNSW | Flexible gas with CCS | 0 | 0 | 0 | 0 | 0 | 0 | 0 | 0 | 0 | 0 | 0 | 0 | 0 | 0 | 0 | 0 | 0 | 0 | 0 | 0 | 0 | 0 | 0 | 0 | 0 | 0 | 0 | 0 | 0
CDP5 | NSW | CNSW | Flexible gas | 0 | 0 | 0 | 0 | 0 | 0 | 0 | 0 | 0 | 0 | 0 | 0 | 0 | 0 | 0 | 0 | 0 | 0 | 0 | 0 | 0 | 0 | 0 | 0 | 0 | 0 | 0 | 0 | 0
CDP5 | NSW | CNSW | Hydro | 0 | 0 | 0 | 0 | 0 | 0 | 0 | 0 | 0 | 0 | 0 | 0 | 0 | 0 | 0 | 0 | 0 | 0 | 0 | 0 | 0 | 0 | 0 | 0 | 0 | 0 | 0 | 0 | 0
CDP5 | NSW | CNSW | Utility storage | 247 | 247 | 816 | 826.4876 | 2040.9427 | 3430.3784 | 3470.4008 | 3430.3808 | 3470.4008 | 3430.3808 | 3430.3808 | 3470.4008 | 3430.3808 | 3430.3808 | 3470.4008 | 3470.4008 | 3430.3808 | 3430.3808 | 3430.3808 | 3430.3808 | 3470.4008 | 3430.3808 | 2901.4008 | 2850.8931 | 2004.8981 | 780.009 | 739.9876 | 739.9876 | 780.0077
CDP5 | NSW | CNSW | Coordinated CER storage | 0.91547 | 1.218 | 1.5545 | 1.9694 | 2.396 | 2.8889 | 3.468 | 4.4484 | 5.7616 | 7.4129 | 9.4548 | 11.9182 | 14.7956 | 18.091 | 21.8271 | 26.0012 | 30.6055 | 35.6384 | 41.1048 | 47.0119 | 53.3576 | 60.2411 | 67.6633 | 75.5332 | 83.8558 | 92.5557 | 101.5813 | 105.8426 | 109.6628
CDP5 | NSW | CNSW | Passive CER storage | 19.9215 | 21.7984 | 23.5569 | 25.4252 | 27.2293 | 28.9039 | 31.2635 | 33.4736 | 36.0114 | 38.6022 | 41.3825 | 44.4067 | 47.4404 | 50.4842 | 53.5835 | 56.6421 | 59.5615 | 62.2973 | 64.8483 | 67.2355 | 69.4388 | 72.0568 | 74.8106 | 77.6287 | 80.5076 | 83.1503 | 85.4446 | 88.2195 | 90.7189
CDP5 | NSW | CNSW | Offshore wind | 0 | 0 | 0 | 0 | 0 | 0 | 0 | 0 | 0 | 0 | 0 | 0 | 0 | 0 | 0 | 0 | 0 | 0 | 0 | 0 | 0 | 0 | 0 | 0 | 0 | 0 | 0 | 0 | 0
CDP5 | NSW | CNSW | Wind | 503.54 | 503.54 | 641.54 | 1485.2829 | 2258.809 | 5162.6127 | 5162.6127 | 5162.6127 | 5162.6127 | 5162.6127 | 5162.6127 | 5162.6127 | 5162.6127 | 5162.6127 | 5162.6127 | 5162.6127 | 5162.6127 | 5055.8127 | 4917.8027 | 4917.8027 | 4917.8027 | 4925.369 | 4925.369 | 4925.369 | 4925.369 | 5173.0822 | 5623.7332 | 5623.7332 | 5623.7332
CDP5 | NSW | CNSW | Utility solar | 1876.49 | 1876.49 | 1956.35 | 2946.8958 | 2946.8958 | 3987.0266 | 4204.3163 | 4204.3163 | 4204.3163 | 4204.3163 | 4204.3163 | 4530.5418 | 4530.5418 | 4530.5418 | 4530.5418 | 4530.5418 | 4530.5418 | 4530.5418 | 4530.5418 | 4428.5218 | 4805.8761 | 4805.8761 | 4769.8661 | 4782.7641 | 6457.1007 | 6691.1252 | 8215.99 | 8096.24 | 7926.36
CDP5 | NSW | CNSW | Distributed PV | 621.9378 | 636.102 | 644.9182 | 661.8711 | 702.2766 | 740.456 | 787.694 | 821.4306 | 856.4795 | 886.1984 | 918.429 | 939.0199 | 954.7714 | 966.4442 | 983.7172 | 994.2831 | 1006.6496 | 1019.2425 | 1037.8102 | 1049.5191 | 1061.3193 | 1073.5732 | 1093.3139 | 1104.7404 | 1118.1637 | 1133.1908 | 1153.9216 | 1167.3489 | 1182.2507
CDP5 | NSW | CNSW | Other renewable fuels | 0 | 0 | 0 | 0 | 0 | 0 | 0 | 0 | 0 | 0 | 0 | 0 | 0 | 0 | 0 | 0 | 0 | 0 | 0 | 0 | 0 | 0 | 0 | 0 | 0 | 0 | 30 | 90 | 90
CDP5 | NSW | CNSW | DSP | 0 | 0 | 0 | 0 | 0 | 0 | 0 | 0 | 0 | 0 | 0 | 0 | 0 | 0 | 0 | 0 | 0 | 0 | 0 | 0 | 0 | 0 | 0 | 0 | 0 | 0 | 0 | 0 | 0
CDP5 | NSW | SNW | Black coal | 4200 | 4200 | 1320 | 1320 | 1320 | 0 | 0 | 0 | 0 | 0 | 0 | 0 | 0 | 0 | 0 | 0 | 0 | 0 | 0 | 0 | 0 | 0 | 0 | 0 | 0 | 0 | 0 | 0 | 0
CDP5 | NSW | SNW | Mid-merit gas | 440 | 440 | 440 | 440 | 440 | 440 | 440 | 440 | 440 | 440 | 440 | 440 | 440 | 440 | 440 | 440 | 440 | 440 | 440 | 440 | 0 | 0 | 0 | 0 | 0 | 0 | 0 | 0 | 0
CDP5 | NSW | SNW | Flexible gas with CCS | 0 | 0 | 0 | 0 | 0 | 0 | 0 | 0 | 0 | 0 | 0 | 0 | 0 | 0 | 0 | 0 | 0 | 0 | 0 | 0 | 0 | 0 | 0 | 0 | 0 | 0 | 0 | 0 | 0
CDP5 | NSW | SNW | Flexible gas | 1979 | 1979 | 1979 | 1979 | 1979 | 1979 | 1979 | 1979 | 1979 | 1979 | 1979 | 1979 | 1979 | 1979 | 1979 | 1979 | 1979 | 1979 | 1979 | 2233.631 | 2932.676 | 3808.736 | 3808.736 | 3808.736 | 3808.736 | 3808.736 | 3808.736 | 3808.736 | 3808.736
CDP5 | NSW | SNW | Hydro | 0 | 0 | 0 | 0 | 0 | 0 | 0 | 0 | 0 | 0 | 0 | 0 | 0 | 0 | 0 | 0 | 0 | 0 | 0 | 0 | 0 | 0 | 0 | 0 | 0 | 0 | 0 | 0 | 0
CDP5 | NSW | SNW | Utility storage | 50 | 50 | 1571.8572 | 1571.8601 | 1571.8687 | 1607.5012 | 2234.8533 | 2862.4053 | 2934.9813 | 2862.4053 | 2862.4053 | 2934.9813 | 2862.4053 | 2812.4053 | 2884.9813 | 2884.9813 | 2812.4053 | 2812.4053 | 2812.4053 | 2812.4053 | 2884.9813 | 2812.4053 | 1470.8361 | 1398.2572 | 1398.2487 | 1438.3858 | 1037.6746 | 1037.6746 | 1110.2506
CDP5 | NSW | SNW | Coordinated CER storage | 8.587 | 11.5295 | 14.8171 | 18.6626 | 22.7871 | 27.7997 | 33.4963 | 43.0237 | 55.4305 | 70.9627 | 90.1039 | 112.9793 | 139.8314 | 170.4524 | 205.2684 | 244.1544 | 286.9162 | 333.5338 | 384.2127 | 438.8854 | 497.66 | 560.8937 | 629.5544 | 702.4072 | 779.5514 | 860.1351 | 943.9419 | 983.3503 | 1018.6582
CDP5 | NSW | SNW | Passive CER storage | 186.8609 | 206.3463 | 224.5379 | 240.9368 | 258.9593 | 278.1444 | 301.9599 | 322.7208 | 344.5839 | 366.8252 | 390.7075 | 415.6523 | 441.7183 | 467.2367 | 494.0385 | 520.566 | 545.206 | 567.5963 | 588.6361 | 607.8089 | 625.5986 | 647.3132 | 670.0861 | 693.8422 | 718.7364 | 741.3337 | 761.6739 | 786.6727 | 809.1086
CDP5 | NSW | SNW | Offshore wind | 0 | 0 | 0 | 0 | 0 | 0 | 0 | 0 | 0 | 0 | 0 | 0 | 0 | 0 | 0 | 0 | 0 | 0 | 0 | 0 | 0 | 0 | 0 | 0 | 0 | 0 | 0 | 0 | 0
CDP5 | NSW | SNW | Wind | 0 | 0 | 0 | 0 | 0 | 0 | 0 | 0 | 0 | 0 | 0 | 0 | 0 | 0 | 0 | 0 | 0 | 0 | 0 | 0 | 0 | 0 | 0 | 0 | 0 | 0 | 0 | 0 | 0
CDP5 | NSW | SNW | Utility solar | 0 | 0 | 0 | 0 | 0 | 0 | 0 | 0 | 0 | 0 | 0 | 0 | 0 | 0 | 0 | 0 | 0 | 0 | 0 | 0 | 0 | 0 | 0 | 0 | 0 | 0 | 0 | 0 | 0
CDP5 | NSW | SNW | Distributed PV | 3679.6425 | 3821.5974 | 3976.6457 | 4171.7761 | 4514.291 | 4858.2954 | 5220.1292 | 5496.252 | 5768.549 | 6015.446 | 6247.5007 | 6444.969 | 6601.2248 | 6709.9767 | 6807.533 | 6901.289 | 6995.1835 | 7087.6409 | 7182.3455 | 7274.2264 | 7368.4104 | 7463.4566 | 7560.2199 | 7654.4945 | 7751.1288 | 7849.3467 | 7952.3875 | 8051.2259 | 8161.516
CDP5 | NSW | SNW | Other renewable fuels | 0 | 0 | 0 | 0 | 0 | 0 | 0 | 0 | 0 | 0 | 0 | 0 | 0 | 0 | 0 | 0 | 0 | 0 | 0 | 0 | 0 | 0 | 0 | 0 | 0 | 0 | 90 | 90 | 90
CDP5 | NSW | SNW | DSP | 336.74 | 342.94 | 349.4 | 358.05 | 499.09 | 685.31 | 850.38 | 920.72 | 991.02 | 1061.28 | 1070.04 | 1079.54 | 1087.21 | 1096.93 | 1105.44 | 1116.29 | 1124.85 | 1136.31 | 1138.21 | 1141.89 | 1148.33 | 1146.26 | 1149.08 | 1151.3 | 1149.72 | 1153.61 | 1157.93 | 1166.18 | 1185.25
CDP5 | NSW | SNSW | Black coal | 0 | 0 | 0 | 0 | 0 | 0 | 0 | 0 | 0 | 0 | 0 | 0 | 0 | 0 | 0 | 0 | 0 | 0 | 0 | 0 | 0 | 0 | 0 | 0 | 0 | 0 | 0 | 0 | 0
CDP5 | NSW | SNSW | Mid-merit gas | 0 | 0 | 0 | 0 | 0 | 0 | 0 | 0 | 0 | 0 | 0 | 0 | 0 | 0 | 0 | 0 | 0 | 0 | 0 | 0 | 0 | 0 | 0 | 0 | 0 | 0 | 0 | 0 | 0
CDP5 | NSW | SNSW | Flexible gas with CCS | 0 | 0 | 0 | 0 | 0 | 0 | 0 | 0 | 0 | 0 | 0 | 0 | 0 | 0 | 0 | 0 | 0 | 0 | 0 | 0 | 0 | 0 | 0 | 0 | 0 | 0 | 0 | 0 | 0
CDP5 | NSW | SNSW | Flexible gas | 692 | 692 | 692 | 692 | 692 | 692 | 692 | 692 | 692 | 692 | 692 | 692 | 692 | 692 | 692 | 692 | 692 | 692 | 692 | 692 | 692 | 0 | 0 | 0 | 0 | 0 | 0 | 0 | 0
CDP5 | NSW | SNSW | Hydro | 2285 | 2285 | 2285 | 2285 | 2285 | 2285 | 2285 | 2285 | 2285 | 2285 | 2285 | 2285 | 2285 | 2285 | 2285 | 2285 | 2285 | 2285 | 2285 | 2285 | 2285 | 2285 | 2285 | 2285 | 2285 | 2285 | 2285 | 2285 | 2285
CDP5 | NSW | SNSW | Utility storage | 299.99 | 309.99 | 368.9 | 368.9 | 568.9 | 2768.9 | 2769.8903 | 2768.9003 | 2769.8903 | 2768.9003 | 2768.9003 | 2769.8903 | 2768.9003 | 2768.9003 | 2769.8903 | 2769.8903 | 2768.9003 | 2768.9003 | 2768.9003 | 2758.9003 | 2709.8904 | 2708.9004 | 2649.9904 | 2649.0004 | 2649.0005 | 2550.0005 | 2550.0004 | 2550.0004 | 2400.0004
CDP5 | NSW | SNSW | Coordinated CER storage | 1.8316 | 2.4469 | 3.1469 | 4.0056 | 4.9448 | 6.063 | 7.344 | 8.8828 | 10.843 | 13.2952 | 16.3304 | 19.989 | 24.3293 | 29.3361 | 35.0941 | 41.5771 | 48.7432 | 56.6101 | 65.2405 | 74.6487 | 84.8616 | 95.9878 | 108.1835 | 121.2843 | 135.2958 | 150.0261 | 165.4879 | 173.4974 | 180.7336
CDP5 | NSW | SNSW | Passive CER storage | 39.8581 | 43.7926 | 47.6885 | 51.7125 | 56.1945 | 60.6618 | 66.2045 | 71.0929 | 76.2779 | 81.7101 | 87.5202 | 93.586 | 99.9174 | 106.2198 | 112.7798 | 119.2142 | 125.1293 | 130.5318 | 135.6734 | 140.5429 | 145.2071 | 150.7156 | 156.525 | 162.5649 | 168.7895 | 174.3699 | 179.4516 | 185.5172 | 191.0124
CDP5 | NSW | SNSW | Offshore wind | 0 | 0 | 0 | 0 | 0 | 0 | 0 | 0 | 0 | 0 | 0 | 0 | 0 | 0 | 0 | 0 | 0 | 0 | 0 | 0 | 0 | 0 | 0 | 0 | 0 | 0 | 0 | 0 | 0
CDP5 | NSW | SNSW | Wind | 1792.06 | 1850.06 | 1890.08 | 2420.54 | 3004.7892 | 3004.7892 | 3004.7892 | 3004.7892 | 3004.7892 | 3004.7892 | 3004.7892 | 3004.7893 | 3004.7893 | 2958.2893 | 2958.2893 | 2928.2893 | 2928.2893 | 2705.0087 | 2656.7087 | 2656.7087 | 2367.6987 | 2367.6987 | 2123.8987 | 1923.4138 | 1928.3149 | 1552.5185 | 1558.633 | 1558.633 | 1558.633
CDP5 | NSW | SNSW | Utility solar | 2083.08 | 2083.08 | 2475.36 | 2826.1627 | 3374.1147 | 3374.1147 | 3375.0147 | 3374.1147 | 3374.1147 | 3374.1147 | 3374.1148 | 3374.1148 | 3374.1148 | 3374.1148 | 3374.1148 | 3224.0848 | 3224.0848 | 3224.0848 | 3224.0848 | 3224.0848 | 3948.4322 | 4613.581 | 4613.581 | 4528.581 | 4496.181 | 4728.7588 | 4425.5166 | 3650.3066 | 3620.3066
CDP5 | NSW | SNSW | Distributed PV | 986.0326 | 1016.5758 | 1046.5931 | 1086.1683 | 1164.1203 | 1240.9168 | 1328.5137 | 1393.4014 | 1458.5676 | 1517.356 | 1578.8062 | 1621.3015 | 1659.1313 | 1689.5418 | 1724.7489 | 1750.0152 | 1777.7549 | 1805.5558 | 1841.3577 | 1866.4198 | 1894.7072 | 1924.1874 | 1962.8752 | 1990.9999 | 2022.3122 | 2052.6863 | 2093.9396 | 2124.8409 | 2159.5341
CDP5 | NSW | SNSW | Other renewable fuels | 0 | 0 | 0 | 0 | 0 | 0 | 0 | 0 | 0 | 0 | 0 | 0 | 0 | 0 | 0 | 0 | 0 | 0 | 0 | 0 | 0 | 0 | 0 | 0 | 0 | 0 | 0 | 0 | 0
CDP5 | NSW | SNSW | DSP | 0 | 0 | 0 | 0 | 0 | 0 | 0 | 0 | 0 | 0 | 0 | 0 | 0 | 0 | 0 | 0 | 0 | 0 | 0 | 0 | 0 | 0 | 0 | 0 | 0 | 0 | 0 | 0 | 0
CDP5 | QLD | NQ | Black coal | 0 | 0 | 0 | 0 | 0 | 0 | 0 | 0 | 0 | 0 | 0 | 0 | 0 | 0 | 0 | 0 | 0 | 0 | 0 | 0 | 0 | 0 | 0 | 0 | 0 | 0 | 0 | 0 | 0
CDP5 | QLD | NQ | Mid-merit gas | 244 | 244 | 244 | 244 | 244 | 244 | 244 | 244 | 244 | 244 | 244 | 244 | 244 | 244 | 244 | 244 | 244 | 244 | 244 | 244 | 244 | 244 | 244 | 0 | 0 | 0 | 0 | 0 | 0
CDP5 | QLD | NQ | Flexible gas with CCS | 0 | 0 | 0 | 0 | 0 | 0 | 0 | 0 | 0 | 0 | 0 | 0 | 0 | 0 | 0 | 0 | 0 | 0 | 0 | 0 | 0 | 0 | 0 | 0 | 0 | 0 | 0 | 0 | 0
CDP5 | QLD | NQ | Flexible gas | 423.5 | 423.5 | 423.5 | 423.5 | 423.5 | 423.5 | 423.5 | 423.5 | 423.5 | 423.5 | 131.5 | 131.5 | 131.5 | 131.5 | 131.5 | 131.5 | 131.5 | 131.5 | 131.5 | 131.5 | 131.5 | 0 | 0 | 0 | 0 | 0 | 0 | 0 | 0
CDP5 | QLD | NQ | Hydro | 156.4 | 156.4 | 156.4 | 156.4 | 156.4 | 156.4 | 156.4 | 156.4 | 156.4 | 156.4 | 156.4 | 156.4 | 156.4 | 156.4 | 70 | 70 | 70 | 70 | 70 | 0 | 0 | 0 | 0 | 0 | 0 | 0 | 0 | 0 | 0
CDP5 | QLD | NQ | Utility storage | 250 | 250 | 250 | 550 | 550 | 550 | 550 | 550 | 550 | 550 | 550.0001 | 550.0001 | 550.0001 | 550.0001 | 550.0002 | 550.0002 | 550.0002 | 550.0002 | 550.0002 | 550.0002 | 550.0002 | 550.0003 | 550.0005 | 256.1198 | 270.3088 | 398.5002 | 430.8905 | 430.8905 | 430.8905
CDP5 | QLD | NQ | Coordinated CER storage | 0.88737 | 1.2167 | 1.5929 | 2.0251 | 2.5236 | 3.12 | 3.8402 | 4.861 | 6.1864 | 7.8245 | 9.8358 | 12.2418 | 15.0717 | 18.2721 | 21.9141 | 25.9728 | 30.4036 | 35.228 | 40.4665 | 46.1292 | 52.2496 | 58.927 | 66.1344 | 73.8088 | 81.9834 | 90.4987 | 99.3492 | 103.7072 | 107.6837
CDP5 | QLD | NQ | Passive CER storage | 18.5285 | 21.0552 | 23.4635 | 25.9022 | 28.4576 | 31.3925 | 34.814 | 37.9522 | 41.4162 | 44.9799 | 48.8461 | 52.9834 | 57.3995 | 61.6721 | 66.1572 | 70.6014 | 74.6827 | 78.4936 | 82.1191 | 85.5856 | 89.0361 | 92.9771 | 97.0969 | 101.3628 | 105.886 | 109.9772 | 113.7091 | 117.7593 | 121.4976
CDP5 | QLD | NQ | Offshore wind | 0 | 0 | 0 | 0 | 0 | 0 | 0 | 0 | 0 | 0 | 0 | 0 | 0 | 0 | 0 | 0 | 0 | 0 | 0 | 0 | 0 | 0 | 0 | 0 | 0 | 0 | 0 | 0 | 0
CDP5 | QLD | NQ | Wind | 375.64 | 375.64 | 375.64 | 375.64 | 1610.1169 | 1932.1711 | 2522.1424 | 2522.1424 | 2522.1424 | 2522.1424 | 2679.2347 | 2679.2347 | 2778.918 | 2973.5655 | 2973.5655 | 2973.5655 | 2973.5655 | 2973.5655 | 2973.5655 | 2973.5655 | 2944.7273 | 3423.5471 | 3423.5471 | 3380.3471 | 3380.3471 | 3254.9618 | 3409.8219 | 3432.9227 | 3439.9445
CDP5 | QLD | NQ | Utility solar | 521.6 | 521.6 | 521.6 | 521.6 | 521.6 | 521.6 | 521.6 | 521.6 | 521.6 | 521.6 | 521.6 | 521.6 | 521.6001 | 521.6001 | 473.1001 | 473.1001 | 473.1001 | 473.1002 | 663.7148 | 623.8893 | 507.9293 | 507.9293 | 507.9293 | 492.9293 | 392.9493 | 371.9793 | 683.8042 | 583.7742 | 583.7742
CDP5 | QLD | NQ | Distributed PV | 650.1918 | 674.7727 | 703.9561 | 730.2258 | 763.9198 | 810.8536 | 853.2797 | 886.3548 | 917.2914 | 944.1354 | 970.7969 | 991.2841 | 1008.6228 | 1022.5255 | 1038.7204 | 1053.488 | 1067.6015 | 1084.5645 | 1102.9542 | 1118.778 | 1136.6862 | 1153.6954 | 1172.9582 | 1190.3775 | 1209.4642 | 1228.2939 | 1251.6994 | 1274.419 | 1298.4572
CDP5 | QLD | NQ | Other renewable fuels | 0 | 0 | 0 | 0 | 0 | 0 | 0 | 0 | 0 | 0 | 0 | 0 | 0 | 0 | 0 | 0 | 0 | 0 | 0 | 0 | 0 | 0 | 0 | 0 | 0 | 0 | 0 | 0 | 0
CDP5 | QLD | NQ | DSP | 0 | 0 | 0 | 0 | 0 | 0 | 0 | 0 | 0 | 0 | 0 | 0 | 0 | 0 | 0 | 0 | 0 | 0 | 0 | 0 | 0 | 0 | 0 | 0 | 0 | 0 | 0 | 0 | 0
CDP5 | QLD | GG | Black coal | 1680 | 1680 | 1680 | 1680 | 840 | 840 | 840 | 280 | 0 | 0 | 0 | 0 | 0 | 0 | 0 | 0 | 0 | 0 | 0 | 0 | 0 | 0 | 0 | 0 | 0 | 0 | 0 | 0 | 0
CDP5 | QLD | GG | Mid-merit gas | 180 | 180 | 180 | 180 | 180 | 180 | 180 | 180 | 180 | 180 | 180 | 180 | 180 | 180 | 180 | 180 | 180 | 180 | 180 | 180 | 180 | 180 | 180 | 180 | 180 | 180 | 180 | 0 | 0
CDP5 | QLD | GG | Flexible gas with CCS | 0 | 0 | 0 | 0 | 0 | 0 | 0 | 0 | 0 | 0 | 0 | 0 | 0 | 0 | 0 | 0 | 0 | 0 | 0 | 0 | 0 | 0 | 0 | 0 | 0 | 0 | 0 | 0 | 0
CDP5 | QLD | GG | Flexible gas | 0 | 0 | 0 | 0 | 0 | 0 | 0 | 0 | 0 | 0 | 0 | 0 | 0 | 0 | 0 | 0 | 0 | 0 | 0 | 0 | 0 | 0 | 0 | 0 | 0 | 0 | 0 | 0 | 0
CDP5 | QLD | GG | Hydro | 0 | 0 | 0 | 0 | 0 | 0 | 0 | 0 | 0 | 0 | 0 | 0 | 0 | 0 | 0 | 0 | 0 | 0 | 0 | 0 | 0 | 0 | 0 | 0 | 0 | 0 | 0 | 0 | 0
CDP5 | QLD | GG | Utility storage | 0 | 0 | 400 | 400 | 400 | 400 | 400 | 400 | 400 | 400 | 400.0001 | 400.0001 | 400.0001 | 400.0001 | 400.0002 | 400.0002 | 400.0002 | 400.0002 | 400.0002 | 400.0002 | 400.0002 | 400.0002 | 35.3714 | 35.3715 | 157.5771 | 157.5772 | 600.3593 | 600.3593 | 800.2869
CDP5 | QLD | GG | Coordinated CER storage | 0.048726 | 0.066819 | 0.087887 | 0.11153 | 0.14153 | 0.17366 | 0.21572 | 0.29891 | 0.41299 | 0.56211 | 0.74955 | 0.97712 | 1.2471 | 1.5592 | 1.9169 | 2.3184 | 2.7646 | 3.2536 | 3.7908 | 4.3761 | 5.009 | 5.7004 | 6.4465 | 7.2409 | 8.0831 | 8.9664 | 9.8883 | 10.3376 | 10.7449
CDP5 | QLD | GG | Passive CER storage | 1.0174 | 1.1563 | 1.2946 | 1.4266 | 1.5959 | 1.7473 | 1.9556 | 2.1352 | 2.3376 | 2.5644 | 2.8105 | 3.0704 | 3.3401 | 3.6127 | 3.8978 | 4.1748 | 4.4417 | 4.6827 | 4.9228 | 5.1563 | 5.3782 | 5.6374 | 5.9123 | 6.1964 | 6.4847 | 6.7498 | 6.9899 | 7.2551 | 7.4911
CDP5 | QLD | GG | Offshore wind | 0 | 0 | 0 | 0 | 0 | 0 | 0 | 0 | 0 | 0 | 0 | 0 | 0 | 0 | 0 | 0 | 0 | 0 | 0 | 0 | 0 | 0 | 0 | 0 | 0 | 0 | 0 | 0 | 0
CDP5 | QLD | GG | Wind | 0 | 0 | 0 | 0 | 0 | 0 | 0 | 0 | 0 | 0 | 0 | 0 | 0 | 0 | 0 | 0 | 0 | 0 | 0 | 0 | 0 | 0 | 0 | 0 | 0 | 0 | 0 | 0 | 0
CDP5 | QLD | GG | Utility solar | 0 | 0 | 0 | 0 | 0 | 0 | 0 | 0 | 0 | 0 | 0 | 0 | 0 | 0 | 0 | 0 | 0 | 0 | 0 | 0 | 0 | 0 | 0 | 0 | 0 | 0 | 0 | 0 | 0
CDP5 | QLD | GG | Distributed PV | 62.5042 | 64.2791 | 66.415 | 68.9878 | 72.7673 | 76.244 | 80.0461 | 83.5314 | 86.727 | 89.5602 | 92.1585 | 94.3304 | 96.0517 | 97.5469 | 99.0431 | 100.4574 | 101.995 | 103.5388 | 105.3012 | 107.0116 | 108.5825 | 110.2539 | 112.0709 | 113.8938 | 115.5761 | 117.3638 | 119.4773 | 121.9029 | 124.2038
CDP5 | QLD | GG | Other renewable fuels | 0 | 0 | 0 | 0 | 0 | 0 | 0 | 0 | 0 | 0 | 0 | 0 | 0 | 0 | 0 | 0 | 0 | 0 | 0 | 0 | 0 | 0 | 0 | 0 | 0 | 0 | 0 | 0 | 0
CDP5 | QLD | GG | DSP | 0 | 0 | 0 | 0 | 0 | 0 | 0 | 0 | 0 | 0 | 0 | 0 | 0 | 0 | 0 | 0 | 0 | 0 | 0 | 0 | 0 | 0 | 0 | 0 | 0 | 0 | 0 | 0 | 0
CDP5 | QLD | CQ | Black coal | 3004 | 3004 | 3004 | 3004 | 2304 | 2304 | 1574 | 1574 | 1574 | 844 | 844 | 844 | 844 | 844 | 844 | 844 | 844 | 844 | 844 | 844 | 844 | 844 | 844 | 844 | 844 | 844 | 844 | 844 | 0
CDP5 | QLD | CQ | Mid-merit gas | 0 | 0 | 0 | 0 | 0 | 0 | 0 | 0 | 0 | 0 | 0 | 0 | 0 | 0 | 0 | 0 | 0 | 0 | 0 | 0 | 0 | 0 | 0 | 0 | 0 | 0 | 0 | 0 | 0
CDP5 | QLD | CQ | Flexible gas with CCS | 0 | 0 | 0 | 0 | 0 | 0 | 0 | 0 | 0 | 0 | 0 | 0 | 0 | 0 | 0 | 0 | 0 | 0 | 0 | 0 | 0 | 0 | 0 | 0 | 0 | 0 | 0 | 0 | 0
CDP5 | QLD | CQ | Flexible gas | 37 | 37 | 37 | 37 | 37 | 37 | 37 | 37 | 37 | 37 | 37 | 0 | 0 | 0 | 0 | 0 | 0 | 0 | 0 | 0 | 0 | 0 | 0 | 0 | 0 | 0 | 0 | 0 | 0
CDP5 | QLD | CQ | Hydro | 0 | 0 | 0 | 0 | 0 | 0 | 0 | 0 | 0 | 0 | 0 | 0 | 0 | 0 | 0 | 0 | 0 | 0 | 0 | 0 | 0 | 0 | 0 | 0 | 0 | 0 | 0 | 0 | 0
CDP5 | QLD | CQ | Utility storage | 50 | 50 | 50 | 50 | 200 | 200 | 200 | 200 | 200.0001 | 200.0001 | 200.0002 | 200.0002 | 200.0002 | 200.0002 | 200.0003 | 200.0003 | 200.0003 | 200.0003 | 200.0003 | 150.0003 | 150.0003 | 150.0006 | 185.0751 | 185.0751 | 36.2091 | 41.6683 | 817.2296 | 817.2296 | 1220.0639
CDP5 | QLD | CQ | Coordinated CER storage | 0.81707 | 1.1192 | 1.475 | 1.8705 | 2.3506 | 2.8941 | 3.5651 | 4.6403 | 6.0457 | 7.8273 | 10.0404 | 12.6969 | 15.8224 | 19.4074 | 23.4888 | 28.0554 | 33.0802 | 38.5531 | 44.5354 | 51.0196 | 58.024 | 65.6952 | 73.9546 | 82.751 | 92.094 | 101.874 | 112.0393 | 117.0219 | 121.5395
CDP5 | QLD | CQ | Passive CER storage | 17.0607 | 19.3666 | 21.7275 | 23.9255 | 26.506 | 29.119 | 32.3201 | 35.3739 | 38.6267 | 42.1175 | 45.9487 | 49.9898 | 54.2028 | 58.4551 | 62.8527 | 67.2149 | 71.3089 | 75.0313 | 78.6845 | 82.1837 | 85.591 | 89.6089 | 93.7355 | 98.007 | 102.4317 | 106.5375 | 110.2123 | 114.1759 | 117.7274
CDP5 | QLD | CQ | Offshore wind | 0 | 0 | 0 | 0 | 0 | 0 | 0 | 0 | 0 | 0 | 0 | 0 | 0 | 0 | 0 | 0 | 0 | 0 | 0 | 0 | 0 | 0 | 0 | 0 | 0 | 0 | 0 | 0 | 0
CDP5 | QLD | CQ | Wind | 300 | 300 | 439 | 439 | 942.6223 | 1436.8184 | 1436.8185 | 1436.8185 | 1436.8185 | 1436.8185 | 2120.0147 | 2134.0105 | 2134.0105 | 2217.9889 | 2217.9889 | 2217.9889 | 2217.9889 | 2217.9889 | 2217.9889 | 2217.9889 | 2303.4386 | 3585.2093 | 3585.2093 | 3585.2093 | 3585.2093 | 3585.2093 | 3281.2165 | 3281.2165 | 3281.2165
CDP5 | QLD | CQ | Utility solar | 788.17 | 788.17 | 788.17 | 788.17 | 860.8016 | 860.8016 | 860.8016 | 860.8016 | 860.8016 | 860.8017 | 863.4183 | 863.4185 | 863.4189 | 863.4189 | 863.4189 | 863.4189 | 863.4189 | 865.5919 | 1330.2687 | 1330.2688 | 1316.2693 | 1273.7693 | 1273.7694 | 1273.7694 | 1273.7708 | 2296.2658 | 3353.1848 | 4001.3817 | 4844.3672
CDP5 | QLD | CQ | Distributed PV | 722.2681 | 742.6714 | 766.5235 | 793.7311 | 832.2373 | 870.8408 | 919.19 | 959.03 | 992.0332 | 1024.4908 | 1056.5767 | 1083.0724 | 1101.7266 | 1123.061 | 1144.5628 | 1165.0051 | 1182.6817 | 1203.6093 | 1227.4527 | 1248.9192 | 1267.2572 | 1290.1466 | 1314.2082 | 1336.8165 | 1356.4594 | 1381.1351 | 1408.4892 | 1436.2188 | 1460.3169
CDP5 | QLD | CQ | Other renewable fuels | 0 | 0 | 0 | 0 | 0 | 0 | 0 | 0 | 0 | 0 | 0 | 0 | 0 | 0 | 0 | 0 | 0 | 0 | 0 | 0 | 0 | 0 | 0 | 0 | 0 | 0 | 0 | 0 | 0
CDP5 | QLD | CQ | DSP | 0 | 0 | 0 | 0 | 0 | 0 | 0 | 0 | 0 | 0 | 0 | 0 | 0 | 0 | 0 | 0 | 0 | 0 | 0 | 0 | 0 | 0 | 0 | 0 | 0 | 0 | 0 | 0 | 0
CDP5 | QLD | SQ | Black coal | 3446 | 3446 | 3446 | 3446 | 3446 | 3446 | 3446 | 2746 | 2746 | 2396 | 1596 | 852 | 852 | 852 | 852 | 852 | 852 | 852 | 852 | 852 | 852 | 852 | 852 | 852 | 852 | 852 | 852 | 852 | 0
CDP5 | QLD | SQ | Mid-merit gas | 1173.9 | 1173.9 | 1173.9 | 1173.9 | 1173.9 | 1173.9 | 1173.9 | 1173.9 | 1173.9 | 1173.9 | 1173.9 | 1173.9 | 1173.9 | 788.9 | 788.9 | 788.9 | 644.5 | 644.5 | 644.5 | 644.5 | 644.5 | 644.5 | 0 | 0 | 0 | 0 | 0 | 0 | 0
CDP5 | QLD | SQ | Flexible gas with CCS | 0 | 0 | 0 | 0 | 0 | 0 | 0 | 0 | 0 | 0 | 0 | 0 | 0 | 0 | 0 | 0 | 0 | 0 | 0 | 0 | 0 | 0 | 0 | 0 | 0 | 0 | 0 | 0 | 0
CDP5 | QLD | SQ | Flexible gas | 1509 | 1509 | 1509 | 1709 | 1709 | 1709 | 1709 | 1709 | 1709 | 1709 | 1871.8564 | 1791.8564 | 1791.8564 | 1839.6928 | 2069.3145 | 2278.94 | 2696.4594 | 2910.5262 | 3554.0175 | 4219.491 | 4219.491 | 4219.491 | 4219.491 | 4249.3634 | 4249.3634 | 4249.3634 | 3730.3634 | 3384.3634 | 3555.3603
CDP5 | QLD | SQ | Hydro | 0 | 0 | 0 | 0 | 0 | 0 | 0 | 0 | 0 | 0 | 0 | 0 | 0 | 0 | 0 | 0 | 0 | 0 | 0 | 0 | 0 | 0 | 0 | 0 | 0 | 0 | 0 | 0 | 0
CDP5 | QLD | SQ | Utility storage | 709.6 | 1423.76 | 1729.76 | 1729.76 | 1729.76 | 1729.76 | 1729.76 | 1729.76 | 3727.76 | 3727.76 | 3727.7601 | 3727.7601 | 3727.7601 | 3727.7601 | 3727.7602 | 3627.7602 | 3627.7602 | 3627.7602 | 3627.7602 | 3627.7602 | 3627.7602 | 3327.7602 | 3077.7614 | 3575.2221 | 3575.222 | 3320.422 | 3712.5508 | 3712.5508 | 3612.5508
CDP5 | QLD | SQ | Coordinated CER storage | 4.2813 | 5.9349 | 7.8549 | 10.0673 | 12.639 | 15.6606 | 19.5036 | 26.1745 | 34.9449 | 45.9905 | 59.704 | 76.2037 | 95.6949 | 118.0268 | 143.566 | 172.1726 | 203.6626 | 237.961 | 275.4027 | 316.0829 | 360.0365 | 407.5661 | 459.4511 | 514.7474 | 573.5005 | 635.0211 | 699.1749 | 730.6031 | 759.1308
CDP5 | QLD | SQ | Passive CER storage | 89.3949 | 102.7017 | 115.7072 | 128.7691 | 142.5235 | 157.5718 | 176.8119 | 194.2469 | 213.1165 | 232.7482 | 254.1827 | 276.937 | 301.0369 | 325.0195 | 350.4149 | 375.6131 | 399.0493 | 420.0192 | 440.1605 | 459.7105 | 478.6237 | 501.0311 | 524.6191 | 549.2404 | 574.878 | 598.5559 | 620.3463 | 643.8322 | 664.9847
CDP5 | QLD | SQ | Offshore wind | 0 | 0 | 0 | 0 | 0 | 0 | 0 | 0 | 0 | 0 | 0 | 0 | 0 | 0 | 0 | 0 | 0 | 0 | 0 | 0 | 0 | 0 | 0 | 0 | 0 | 0 | 0 | 0 | 0
CDP5 | QLD | SQ | Wind | 864.95 | 1788.35 | 1788.35 | 1788.35 | 3188.35 | 4142.414 | 4142.414 | 4142.414 | 4142.414 | 4142.414 | 4142.414 | 4897.9642 | 4897.9642 | 5094.0989 | 5094.0989 | 5094.0989 | 5094.0989 | 5094.0989 | 5094.0989 | 5094.0989 | 5094.099 | 4654.129 | 4654.129 | 4654.129 | 4654.129 | 8023.9927 | 8023.9927 | 8048.38 | 8048.38
CDP5 | QLD | SQ | Utility solar | 1791.51 | 1791.51 | 1850.95 | 1951.79 | 1951.25 | 1950.69 | 1950.14 | 1949.57 | 1949.01 | 2210.7915 | 4403.5892 | 5002.0899 | 5887.8696 | 5777.8696 | 5777.8696 | 5777.8696 | 5777.8696 | 5777.8696 | 5777.8696 | 6975.1018 | 6967.5418 | 6864.5818 | 7541.7253 | 6968.0631 | 7525.2361 | 7497.9361 | 9229.4136 | 9229.4136 | 9510.93
CDP5 | QLD | SQ | Distributed PV | 4444.5857 | 4601.2689 | 4749.54 | 4916.8363 | 5144.4056 | 5366.8426 | 5600.5382 | 5818.1179 | 6023.3354 | 6208.4396 | 6390.235 | 6547.3482 | 6680.4309 | 6801.3486 | 6930.4487 | 7058.0895 | 7183.3758 | 7312.5864 | 7449.028 | 7583.0522 | 7712.7031 | 7848.2261 | 7992.0637 | 8132.0113 | 8268.3973 | 8416.1653 | 8582.7632 | 8750.2442 | 8916.9501
CDP5 | QLD | SQ | Other renewable fuels | 0 | 0 | 0 | 0 | 0 | 0 | 0 | 0 | 0 | 0 | 0 | 0 | 0 | 0 | 0 | 0 | 0 | 0 | 0 | 0 | 0 | 0 | 0 | 0 | 0 | 0 | 0 | 90 | 90
CDP5 | QLD | SQ | DSP | 261.52 | 264.77 | 266.65 | 271.43 | 274.99 | 279.39 | 263.31 | 268.86 | 272.92 | 276.84 | 281.85 | 287.32 | 293.21 | 299.76 | 303.87 | 308.31 | 314.85 | 318.56 | 321.21 | 324.66 | 327.68 | 329.75 | 332.41 | 336.27 | 338.73 | 347.33 | 354.15 | 361.49 | 363.01
CDP5 | VIC | VIC | Brown coal | 4820 | 4820 | 4820 | 4820 | 4820 | 3370 | 3370 | 3370 | 3370 | 3370 | 1160 | 580 | 580 | 580 | 580 | 580 | 580 | 580 | 580 | 580 | 580 | 580 | 580 | 580 | 0 | 0 | 0 | 0 | 0
CDP5 | VIC | VIC | Mid-merit gas | 500 | 500 | 500 | 500 | 500 | 0 | 0 | 0 | 0 | 0 | 0 | 0 | 0 | 0 | 0 | 0 | 0 | 0 | 0 | 0 | 0 | 0 | 0 | 0 | 0 | 0 | 0 | 0 | 0
CDP5 | VIC | VIC | Flexible gas with CCS | 0 | 0 | 0 | 0 | 0 | 0 | 0 | 0 | 0 | 0 | 0 | 0 | 0 | 0 | 0 | 0 | 0 | 0 | 0 | 0 | 0 | 0 | 0 | 0 | 0 | 0 | 0 | 0 | 0
CDP5 | VIC | VIC | Flexible gas | 1900 | 1900 | 1900 | 1900 | 1900 | 1900 | 1900 | 1900 | 1900 | 1900 | 1730 | 1730 | 1730 | 1730 | 1730 | 1730 | 1290 | 1290 | 1290 | 1228.2745 | 1228.2745 | 1228.2745 | 1228.2745 | 1228.2745 | 1279.1062 | 1279.1062 | 1279.1062 | 1279.1062 | 2169.1663
CDP5 | VIC | VIC | Hydro | 2219.02 | 2219.02 | 2219.02 | 2219.02 | 2219.02 | 2219.02 | 2219.02 | 2219.02 | 2219.02 | 2219.02 | 2219.02 | 2219.02 | 2219.02 | 2219.02 | 2219.02 | 2219.02 | 2219.02 | 2219.02 | 2219.02 | 2219.02 | 2219.02 | 2219.02 | 2219.02 | 2219.02 | 2219.02 | 2219.02 | 2219.02 | 2219.02 | 2219.02
CDP5 | VIC | VIC | Utility storage | 299.13 | 479.13 | 1990.64 | 2405.4403 | 2864.8645 | 2857.1645 | 3053.23 | 3060.53 | 3572.23 | 4083.17 | 4593.0399 | 6201.9199 | 6201.9199 | 6208.5199 | 6201.9199 | 6196.9199 | 6196.9199 | 6196.9199 | 5896.9199 | 5896.9199 | 5746.9199 | 6100.3753 | 5799.0653 | 5060.5651 | 4750.7409 | 4750.7409 | 4525.0754 | 3925.0754 | 3413.3754
CDP5 | VIC | VIC | Coordinated CER storage | 10.6132 | 15.1363 | 20.7187 | 26.6998 | 33.6099 | 42.073 | 52.0251 | 65.3888 | 82.4785 | 103.5543 | 129.304 | 159.8675 | 195.5802 | 236.092 | 282.1042 | 333.3048 | 389.2764 | 449.9516 | 515.8702 | 587.1309 | 663.853 | 746.8741 | 837.0114 | 932.8772 | 1034.5743 | 1140.6225 | 1250.7708 | 1304.751 | 1353.7071
CDP5 | VIC | VIC | Passive CER storage | 269.7717 | 301.4603 | 331.822 | 361.74 | 393.4245 | 427.1076 | 470.0826 | 508.8755 | 550.5086 | 593.6031 | 640.251 | 689.3259 | 740.7945 | 791.6143 | 844.9475 | 897.6568 | 946.6059 | 991.0946 | 1033.8217 | 1074.9606 | 1114.8568 | 1161.2955 | 1209.6656 | 1259.8506 | 1312.0582 | 1360.0652 | 1403.9921 | 1454.6296 | 1500.8336
CDP5 | VIC | VIC | Offshore wind | 0 | 0 | 0 | 0 | 0 | 0 | 0 | 1000 | 2000 | 2666.6666 | 3333.3333 | 3999.9999 | 4999.9999 | 5999.9998 | 6999.9998 | 8000 | 9000 | 9000 | 9000 | 9000 | 9000 | 9000 | 9000 | 9000 | 9000 | 9000 | 9000 | 9000 | 9000
CDP5 | VIC | VIC | Wind | 4537.37 | 4537.37 | 5381.93 | 5399.09 | 5399.0901 | 6756.018 | 7170.8031 | 7170.8031 | 7170.8031 | 7170.8031 | 7118.3031 | 6926.3031 | 6926.3031 | 6926.3031 | 6863.3031 | 6443.3031 | 6443.3031 | 6155.0031 | 6155.0031 | 6104.4531 | 5787.2531 | 5475.2531 | 4628.2632 | 4628.2632 | 4230.7632 | 4872.0058 | 5529.1508 | 5392.0944 | 5392.0944
CDP5 | VIC | VIC | Utility solar | 1078.39 | 1171.87 | 1343.97 | 1696.09 | 1696.09 | 1696.09 | 1696.0901 | 1696.0901 | 1696.0901 | 1696.0902 | 1696.0902 | 1696.0902 | 1696.0902 | 1696.0902 | 1696.0902 | 1696.0902 | 1696.0902 | 1696.0902 | 1696.0902 | 1696.0902 | 2496.4361 | 3222.5196 | 3195.3496 | 3195.3496 | 3195.3496 | 3151.1951 | 2775.2651 | 2694.2651 | 2499.2551
CDP5 | VIC | VIC | Distributed PV | 4946.5809 | 5473.4647 | 6000.3487 | 6548.375 | 7156.223 | 7660.403 | 8174.482 | 8576.747 | 8962.685 | 9347.904 | 9703.346 | 10044.94 | 10318.213 | 10545.242 | 10731.794 | 10916.825 | 11076.006 | 11258.545 | 11424.147 | 11608.487 | 11778.063 | 11966.74 | 12140.772 | 12336.863 | 12549.209 | 12805.429 | 13049.815 | 13309.967 | 13556.198
CDP5 | VIC | VIC | Other renewable fuels | 0 | 0 | 0 | 0 | 0 | 0 | 0 | 0 | 0 | 0 | 0 | 0 | 0 | 0 | 0 | 0 | 0 | 0 | 0 | 0 | 0 | 0 | 0 | 0 | 0 | 0 | 0 | 90 | 90
CDP5 | VIC | VIC | DSP | 257.18 | 259.24 | 262.65 | 254.27 | 258.93 | 265 | 272.05 | 276.46 | 282.34 | 286.44 | 291.15 | 294 | 296.52 | 298.78 | 301.25 | 303.94 | 307.11 | 310.41 | 312.34 | 314.87 | 316.32 | 317.01 | 318.65 | 319.05 | 318.14 | 316.32 | 315.74 | 316.68 | 318.56
CDP5 | SA | CSA | Mid-merit gas | 1509 | 1509 | 1509 | 529 | 529 | 529 | 529 | 529 | 529 | 529 | 529 | 529 | 529 | 529 | 0 | 0 | 0 | 0 | 0 | 0 | 0 | 0 | 0 | 0 | 0 | 0 | 0 | 0 | 0
CDP5 | SA | CSA | Flexible gas with CCS | 0 | 0 | 0 | 0 | 0 | 0 | 0 | 0 | 0 | 0 | 0 | 0 | 0 | 0 | 0 | 0 | 0 | 0 | 0 | 0 | 0 | 0 | 0 | 0 | 0 | 0 | 0 | 0 | 0
CDP5 | SA | CSA | Flexible gas | 1421.06 | 1421.06 | 1621.06 | 1621.06 | 1547.56 | 1547.56 | 1547.56 | 1301.56 | 1301.56 | 1061.9 | 1326.9 | 1326.9 | 1326.9 | 1326.9 | 1326.9 | 1326.9 | 1326.9 | 1326.9 | 1326.9 | 1435.5809 | 1797.596 | 1459.596 | 1336.396 | 1182.396 | 1182.396 | 1182.396 | 1182.396 | 1145.196 | 1145.196
CDP5 | SA | CSA | Hydro | 0 | 0 | 0 | 0 | 0 | 0 | 0 | 0 | 0 | 0 | 0 | 0 | 0 | 0 | 0 | 0 | 0 | 0 | 0 | 0 | 0 | 0 | 0 | 0 | 0 | 0 | 0 | 0 | 0
CDP5 | SA | CSA | Utility storage | 456.2 | 656.2 | 951.18 | 1569.2157 | 2242.3597 | 2248.3797 | 2242.3597 | 2212.3597 | 2212.3597 | 2212.3597 | 2212.3597 | 2212.3597 | 2212.3597 | 2212.3597 | 2212.3598 | 2212.3598 | 2212.3598 | 2212.3598 | 2200.3598 | 2206.3798 | 1949.6598 | 1755.6798 | 1593.6798 | 986.0063 | 1369.4303 | 1327.9303 | 1735.2032 | 1735.2032 | 1735.2032
CDP5 | SA | CSA | Coordinated CER storage | 55.6719 | 62.4605 | 69.574 | 76.4942 | 84.1684 | 92.1358 | 101.9094 | 111.3026 | 121.9009 | 133.5508 | 146.6546 | 161.056 | 176.8714 | 193.5765 | 211.7514 | 230.9299 | 250.6652 | 270.8794 | 292.0065 | 314.1066 | 337.1741 | 362.1662 | 388.8506 | 416.8107 | 446.0604 | 475.6817 | 505.6161 | 520.6813 | 534.0007
CDP5 | SA | CSA | Passive CER storage | 163.4148 | 176.8412 | 189.127 | 200.7947 | 212.4134 | 224.7795 | 239.333 | 252.1373 | 265.4672 | 278.7557 | 292.6711 | 306.7404 | 321.0593 | 334.5405 | 348.2941 | 361.3463 | 372.8549 | 382.7225 | 391.8089 | 400.2474 | 408.0508 | 417.2101 | 426.5738 | 436.0668 | 445.6894 | 454.0331 | 461.1754 | 471.3591 | 480.3156
CDP5 | SA | CSA | Offshore wind | 0 | 0 | 0 | 0 | 0 | 0 | 0 | 0 | 0 | 0 | 0 | 0 | 0 | 0 | 0 | 0 | 0 | 0 | 0 | 0 | 0 | 0 | 0 | 0 | 0 | 0 | 0 | 0 | 0
CDP5 | SA | CSA | Wind | 2265.94 | 2265.94 | 2406.13 | 2406.13 | 2389.4702 | 2878.2605 | 2824.6983 | 2762.6983 | 2762.6983 | 2762.6983 | 2874.6064 | 2874.6064 | 2730.9264 | 2546.4464 | 2546.4464 | 2831.6075 | 2504.9075 | 2878.2872 | 2878.2872 | 2878.2872 | 2664.4272 | 2664.4272 | 2473.1124 | 2931.2575 | 3153.4722 | 3587.4602 | 3395.7636 | 3395.7636 | 3396.8364
CDP5 | SA | CSA | Utility solar | 566.2 | 566.2 | 566.2 | 845.96 | 845.96 | 882.6587 | 882.6587 | 882.6587 | 876.5388 | 876.5388 | 876.5388 | 1069.3439 | 1069.3439 | 1069.3439 | 1069.3439 | 1069.3439 | 1069.3439 | 1288.7195 | 1257.6795 | 1326.7519 | 1824.3169 | 3365.2099 | 3346.5899 | 3346.5899 | 3267.3899 | 3267.3899 | 3172.3899 | 3175.0834 | 3175.0834
CDP5 | SA | CSA | Distributed PV | 2384.3353 | 2442.1813 | 2500.4698 | 2567.782 | 2677.0418 | 2784.8805 | 2909.5845 | 3009.2554 | 3102.066 | 3180.5322 | 3268.8848 | 3329.2026 | 3380.66 | 3426.1092 | 3489.9642 | 3538.8511 | 3587.8176 | 3637.0179 | 3703.2634 | 3753.7863 | 3803.3867 | 3852.582 | 3919.3763 | 3971.0747 | 4023.001 | 4075.7847 | 4146.0359 | 4201.0105 | 4255.8474
CDP5 | SA | CSA | Other renewable fuels | 0 | 0 | 0 | 0 | 0 | 0 | 0 | 0 | 0 | 0 | 0 | 0 | 0 | 0 | 0 | 0 | 0 | 0 | 0 | 0 | 0 | 0 | 0 | 0 | 0 | 0 | 0 | 0 | 0
CDP5 | SA | CSA | DSP | 48.57 | 49.28 | 50.28 | 51.56 | 52.85 | 53.42 | 54.14 | 54.66 | 55.32 | 55.88 | 56.69 | 57.36 | 58.07 | 58.69 | 59.22 | 59.72 | 60.24 | 60.85 | 61.33 | 61.79 | 62.07 | 62.2 | 62.04 | 61.81 | 61.44 | 61.03 | 61.09 | 61.34 | 61.65
CDP5 | SA | SESA | Mid-merit gas | 0 | 0 | 0 | 0 | 0 | 0 | 0 | 0 | 0 | 0 | 0 | 0 | 0 | 0 | 0 | 0 | 0 | 0 | 0 | 0 | 0 | 0 | 0 | 0 | 0 | 0 | 0 | 0 | 0
CDP5 | SA | SESA | Flexible gas with CCS | 0 | 0 | 0 | 0 | 0 | 0 | 0 | 0 | 0 | 0 | 0 | 0 | 0 | 0 | 0 | 0 | 0 | 0 | 0 | 0 | 0 | 0 | 0 | 0 | 0 | 0 | 0 | 0 | 0
CDP5 | SA | SESA | Flexible gas | 143 | 143 | 143 | 143 | 80 | 80 | 80 | 80 | 80 | 80 | 80 | 80 | 0 | 0 | 0 | 0 | 0 | 0 | 0 | 0 | 0 | 0 | 0 | 0 | 0 | 0 | 0 | 0 | 0
CDP5 | SA | SESA | Hydro | 0 | 0 | 0 | 0 | 0 | 0 | 0 | 0 | 0 | 0 | 0 | 0 | 0 | 0 | 0 | 0 | 0 | 0 | 0 | 0 | 0 | 0 | 0 | 0 | 0 | 0 | 0 | 0 | 0
CDP5 | SA | SESA | Utility storage | 25 | 25 | 25 | 25 | 25 | 25 | 25 | 25 | 25 | 25 | 25 | 4.374e-05 | 4.374e-05 | 4.374e-05 | 7.059e-05 | 7.466e-05 | 7.466e-05 | 7.466e-05 | 7.466e-05 | 7.466e-05 | 7.466e-05 | 7.998e-05 | 8.499e-05 | 0.00021686 | 0.0025101 | 0.0025067 | 0.0025008 | 0.0025008 | 0.0024992
CDP5 | SA | SESA | Coordinated CER storage | 1.9701 | 2.2312 | 2.5031 | 2.7724 | 3.0693 | 3.3785 | 3.771 | 4.1547 | 4.5772 | 5.0453 | 5.5905 | 6.2292 | 6.8967 | 7.6454 | 8.4204 | 9.2343 | 10.0864 | 10.97 | 11.8923 | 12.8505 | 13.8935 | 15.057 | 16.2673 | 17.5209 | 18.834 | 20.1658 | 21.5197 | 22.1956 | 22.8328
CDP5 | SA | SESA | Passive CER storage | 5.7829 | 6.3171 | 6.8043 | 7.2775 | 7.7459 | 8.2424 | 8.8562 | 9.3849 | 9.9001 | 10.4074 | 10.9659 | 11.6011 | 12.1692 | 12.779 | 13.3159 | 13.8063 | 14.2494 | 14.6336 | 14.9745 | 15.2687 | 15.6028 | 16.033 | 16.4336 | 16.813 | 17.1981 | 17.5263 | 17.8106 | 18.2151 | 18.6306
CDP5 | SA | SESA | Offshore wind | 0 | 0 | 0 | 0 | 0 | 0 | 0 | 0 | 0 | 0 | 0 | 0 | 0 | 0 | 0 | 0 | 0 | 0 | 0 | 0 | 0 | 0 | 0 | 0 | 0 | 0 | 0 | 0 | 0
CDP5 | SA | SESA | Wind | 324.5 | 324.5 | 324.5 | 324.5 | 324.5 | 888.6758 | 888.6758 | 888.6758 | 888.6758 | 888.6758 | 888.6758 | 888.6758 | 762.1758 | 762.1758 | 762.1758 | 603.1758 | 603.1758 | 564.1758 | 564.1758 | 564.1758 | 564.1758 | 564.1758 | 564.1758 | 564.1758 | 564.1758 | 564.1758 | 787.4785 | 787.4785 | 787.4785
CDP5 | SA | SESA | Utility solar | 42.9 | 42.9 | 42.9 | 42.9 | 42.9 | 42.9 | 42.9 | 42.9 | 42.9 | 42.9 | 42.9 | 42.9 | 42.9 | 42.9 | 42.9 | 42.9 | 42.9 | 42.9 | 0 | 0 | 0 | 0 | 0 | 0 | 0 | 0 | 0 | 0 | 0
CDP5 | SA | SESA | Distributed PV | 83.6952 | 87.0282 | 89.9188 | 93.849 | 99.2782 | 104.4655 | 110.6695 | 115.8376 | 120.225 | 123.9958 | 128.4132 | 132.6594 | 135.447 | 138.9108 | 141.8218 | 143.7709 | 146.0024 | 148.3721 | 151.1876 | 152.8717 | 155.8903 | 159.718 | 163.4487 | 165.4983 | 167.756 | 169.7433 | 172.5161 | 174.9055 | 178.6376
CDP5 | SA | SESA | Other renewable fuels | 0 | 0 | 0 | 0 | 0 | 0 | 0 | 0 | 0 | 0 | 0 | 0 | 0 | 0 | 0 | 0 | 0 | 0 | 0 | 0 | 0 | 0 | 0 | 0 | 0 | 0 | 0 | 0 | 0
CDP5 | SA | SESA | DSP | 0 | 0 | 0 | 0 | 0 | 0 | 0 | 0 | 0 | 0 | 0 | 0 | 0 | 0 | 0 | 0 | 0 | 0 | 0 | 0 | 0 | 0 | 0 | 0 | 0 | 0 | 0 | 0 | 0
CDP5 | TAS | TAS | Mid-merit gas | 208 | 208 | 208 | 208 | 0 | 0 | 0 | 0 | 0 | 0 | 0 | 0 | 0 | 0 | 0 | 0 | 0 | 0 | 0 | 0 | 0 | 0 | 0 | 0 | 0 | 0 | 0 | 0 | 0
CDP5 | TAS | TAS | Flexible gas with CCS | 0 | 0 | 0 | 0 | 0 | 0 | 0 | 0 | 0 | 0 | 0 | 0 | 0 | 0 | 0 | 0 | 0 | 0 | 0 | 0 | 0 | 0 | 0 | 0 | 0 | 0 | 0 | 0 | 0
CDP5 | TAS | TAS | Flexible gas | 178 | 178 | 178 | 178 | 178 | 178 | 178 | 178 | 178 | 178 | 178 | 178 | 178 | 178 | 178 | 178 | 178 | 58 | 58 | 58 | 58 | 58 | 58 | 58 | 58 | 58 | 58 | 0 | 0
CDP5 | TAS | TAS | Hydro | 2176.7 | 2176.7 | 2176.7 | 2176.7 | 2176.7 | 2176.7 | 2176.7 | 2566.7 | 2566.7 | 2566.7 | 2566.7 | 2566.7 | 2566.7 | 2566.7 | 2566.7 | 2566.7 | 2566.7 | 2566.7 | 2566.7 | 2566.7 | 2566.7 | 2566.7 | 2566.7 | 2566.7 | 2566.7 | 2566.7 | 2566.7 | 2566.7 | 2566.7
CDP5 | TAS | TAS | Utility storage | 0 | 0 | 0 | 0 | 1.183e-05 | 1.316e-05 | 1.469e-05 | 3.213e-05 | 4.963e-05 | 9.586e-05 | 0.00010675 | 0.00010675 | 0.00010675 | 0.00010675 | 0.00011466 | 0.00012619 | 0.00013771 | 8.66 | 8.66 | 159.9483 | 437.1212 | 1009.1873 | 1009.1873 | 1009.1873 | 1009.1873 | 1009.1873 | 1009.1873 | 1009.1873 | 1009.1873
CDP5 | TAS | TAS | Coordinated CER storage | 0.57875 | 0.86202 | 1.1897 | 1.5604 | 1.9874 | 2.4806 | 3.1026 | 3.6027 | 4.2371 | 5.0419 | 6.0802 | 7.3806 | 8.9752 | 10.855 | 13.0758 | 15.6258 | 18.4829 | 21.6512 | 25.1679 | 29.047 | 33.2957 | 37.9263 | 43.0768 | 48.6582 | 54.6735 | 61.0336 | 67.7354 | 71.4596 | 74.781
CDP5 | TAS | TAS | Passive CER storage | 16.4983 | 18.3551 | 20.1214 | 21.7939 | 23.5599 | 25.4634 | 28.0008 | 30.1463 | 32.4307 | 34.7743 | 37.3199 | 39.9892 | 42.7744 | 45.4739 | 48.2933 | 51.0238 | 53.4633 | 55.579 | 57.5324 | 59.351 | 61.0565 | 63.1414 | 65.3064 | 67.5415 | 69.8609 | 71.8752 | 73.5976 | 75.9416 | 77.9696
CDP5 | TAS | TAS | Offshore wind | 0 | 0 | 0 | 0 | 0 | 0 | 0 | 0 | 0 | 0 | 0 | 0 | 0 | 0 | 0 | 0 | 0 | 0 | 0 | 0 | 0 | 0 | 0 | 0 | 0 | 0 | 0 | 0 | 0
CDP5 | TAS | TAS | Wind | 563.35 | 563.35 | 563.35 | 1021.6459 | 1208.6303 | 1476.0039 | 1544.7794 | 1610.5205 | 1691.3955 | 1913.6304 | 1913.6304 | 2116.3468 | 2266.3496 | 2274.1612 | 2416.7507 | 2489.6835 | 2489.6835 | 2489.6835 | 2489.6835 | 2489.6835 | 2489.6835 | 2345.6835 | 2345.6835 | 2345.6835 | 2345.6835 | 2345.6835 | 2345.6835 | 2037.9335 | 2037.9335
CDP5 | TAS | TAS | Utility solar | 0 | 0 | 0 | 0 | 0 | 0 | 0 | 0 | 0 | 0 | 0 | 0 | 0 | 0 | 0 | 0 | 0 | 0 | 0 | 0 | 0 | 0 | 0 | 0 | 0 | 0 | 0 | 0 | 0
CDP5 | TAS | TAS | Distributed PV | 275.4595 | 286.8109 | 298.1623 | 315.088 | 354.168 | 394.531 | 440.094 | 467.582 | 496.331 | 524.805 | 554.695 | 577.869 | 593.286 | 600.415 | 608.279 | 612.658 | 617.88 | 623.117 | 630.779 | 635.441 | 640.601 | 645.81 | 653.619 | 658.482 | 663.84 | 669.299 | 677.348 | 682.546 | 688.275
CDP5 | TAS | TAS | Other renewable fuels | 0 | 0 | 0 | 0 | 0 | 0 | 0 | 0 | 0 | 0 | 0 | 0 | 0 | 0 | 0 | 0 | 0 | 0 | 0 | 0 | 0 | 0 | 0 | 0 | 0 | 0 | 0 | 0 | 0
CDP5 | TAS | TAS | DSP | 5.95 | 6 | 5.24 | 4.54 | 4.57 | 4.66 | 4.79 | 4.91 | 5.01 | 5.05 | 5.06 | 5.09 | 5.06 | 5.08 | 5.09 | 5.11 | 5.12 | 5.16 | 5.18 | 5.2 | 5.21 | 5.19 | 5.19 | 5.18 | 5.19 | 5.2 | 5.14 | 5.03 | 4.96
CDP6 | NSW | NNSW | Black coal | 0 | 0 | 0 | 0 | 0 | 0 | 0 | 0 | 0 | 0 | 0 | 0 | 0 | 0 | 0 | 0 | 0 | 0 | 0 | 0 | 0 | 0 | 0 | 0 | 0 | 0 | 0 | 0 | 0
CDP6 | NSW | NNSW | Mid-merit gas | 0 | 0 | 0 | 0 | 0 | 0 | 0 | 0 | 0 | 0 | 0 | 0 | 0 | 0 | 0 | 0 | 0 | 0 | 0 | 0 | 0 | 0 | 0 | 0 | 0 | 0 | 0 | 0 | 0
CDP6 | NSW | NNSW | Flexible gas with CCS | 0 | 0 | 0 | 0 | 0 | 0 | 0 | 0 | 0 | 0 | 0 | 0 | 0 | 0 | 0 | 0 | 0 | 0 | 0 | 0 | 0 | 0 | 0 | 0 | 0 | 0 | 0 | 0 | 0
CDP6 | NSW | NNSW | Flexible gas | 0 | 0 | 0 | 0 | 0 | 0 | 0 | 0 | 0 | 0 | 0 | 0 | 0 | 0 | 0 | 0 | 0 | 0 | 0 | 0 | 0 | 0 | 0 | 0 | 0 | 0 | 0 | 0 | 0
CDP6 | NSW | NNSW | Hydro | 0 | 0 | 0 | 0 | 0 | 0 | 0 | 0 | 0 | 0 | 0 | 0 | 0 | 0 | 0 | 0 | 0 | 0 | 0 | 0 | 0 | 0 | 0 | 0 | 0 | 0 | 0 | 0 | 0
CDP6 | NSW | NNSW | Utility storage | 0 | 0 | 30 | 505 | 705 | 804.4913 | 1433.3912 | 1433.3913 | 1433.3913 | 1433.3913 | 1403.3913 | 1403.3913 | 1403.3913 | 1403.3913 | 1403.3913 | 1403.3913 | 1403.3913 | 1403.3913 | 1403.3913 | 1403.3913 | 1403.3914 | 2403.3914 | 2403.3914 | 1728.3914 | 2182.8323 | 2083.3411 | 2233.1685 | 2233.1685 | 2615.7719
CDP6 | NSW | NNSW | Coordinated CER storage | 2.1928 | 2.9011 | 3.6904 | 4.6278 | 5.5596 | 6.6915 | 7.9992 | 9.7928 | 12.0913 | 14.9199 | 18.3769 | 22.4496 | 27.1895 | 32.5292 | 38.5657 | 45.2506 | 52.5465 | 60.457 | 69.0343 | 78.2621 | 88.1661 | 98.8985 | 110.4266 | 122.6426 | 135.5582 | 148.9852 | 162.8922 | 169.464 | 175.3439
CDP6 | NSW | NNSW | Passive CER storage | 47.7175 | 51.9224 | 55.9244 | 59.7457 | 63.1809 | 66.9501 | 72.1109 | 76.9127 | 82.1206 | 87.477 | 93.3283 | 99.3194 | 105.5537 | 111.5324 | 117.7469 | 123.7732 | 129.3342 | 134.4245 | 139.3018 | 143.8527 | 148.1976 | 153.2203 | 158.3806 | 163.6836 | 169.1359 | 173.9747 | 178.2371 | 183.577 | 188.3339
CDP6 | NSW | NNSW | Offshore wind | 0 | 0 | 0 | 0 | 0 | 0 | 0 | 0 | 0 | 0 | 0 | 0 | 0 | 0 | 0 | 0 | 0 | 0 | 0 | 0 | 0 | 0 | 0 | 0 | 0 | 0 | 0 | 0 | 0
CDP6 | NSW | NNSW | Wind | 442.48 | 442.48 | 442.48 | 784.8411 | 819.4522 | 819.4522 | 3503.3967 | 3503.3967 | 3503.3967 | 3503.3967 | 3503.3967 | 4047.3581 | 4047.3581 | 4047.3581 | 4047.3581 | 3874.8781 | 3874.8781 | 4446.1482 | 5648.4282 | 6963.8809 | 7226.7666 | 7226.7666 | 7226.7666 | 7226.7666 | 7226.7666 | 7400 | 7400 | 7400 | 7400
CDP6 | NSW | NNSW | Utility solar | 701.02 | 701.02 | 1021.02 | 1324.2128 | 1324.2128 | 1324.2128 | 1573.2999 | 1573.2999 | 1573.2999 | 1573.2999 | 1573.2999 | 1782.2924 | 1782.2924 | 1782.2924 | 1782.2924 | 1782.2924 | 1782.2924 | 1782.2924 | 3189.6068 | 3189.6068 | 4289.2128 | 4289.2128 | 4289.2128 | 4263.101 | 4280.8418 | 4280.8418 | 4286.14 | 4302.19 | 4459.5617
CDP6 | NSW | NNSW | Distributed PV | 999.795 | 1024.5274 | 1042.0404 | 1062.8416 | 1119.5661 | 1186.9908 | 1258.7771 | 1308.956 | 1356.0219 | 1394.7316 | 1433.3051 | 1460.8986 | 1482.9765 | 1497.8632 | 1516.4188 | 1530.7247 | 1546.3741 | 1562.7988 | 1581.7996 | 1598.2848 | 1617.7461 | 1635.9887 | 1654.643 | 1671.6642 | 1690.6614 | 1710.0652 | 1730.7883 | 1751.4803 | 1774.4013
CDP6 | NSW | NNSW | Other renewable fuels | 0 | 0 | 0 | 0 | 0 | 0 | 0 | 0 | 0 | 0 | 0 | 0 | 0 | 0 | 0 | 0 | 0 | 0 | 0 | 0 | 0 | 0 | 0 | 0 | 0 | 0 | 0 | 90 | 90
CDP6 | NSW | NNSW | DSP | 0 | 0 | 0 | 0 | 0 | 0 | 0 | 0 | 0 | 0 | 0 | 0 | 0 | 0 | 0 | 0 | 0 | 0 | 0 | 0 | 0 | 0 | 0 | 0 | 0 | 0 | 0 | 0 | 0
CDP6 | NSW | CNSW | Black coal | 4105 | 4105 | 4105 | 4105 | 4135 | 3450 | 1420 | 1420 | 1420 | 1420 | 1420 | 1420 | 1420 | 1420 | 1420 | 1420 | 1420 | 0 | 0 | 0 | 0 | 0 | 0 | 0 | 0 | 0 | 0 | 0 | 0
CDP6 | NSW | CNSW | Mid-merit gas | 0 | 0 | 0 | 0 | 0 | 0 | 0 | 0 | 0 | 0 | 0 | 0 | 0 | 0 | 0 | 0 | 0 | 0 | 0 | 0 | 0 | 0 | 0 | 0 | 0 | 0 | 0 | 0 | 0
CDP6 | NSW | CNSW | Flexible gas with CCS | 0 | 0 | 0 | 0 | 0 | 0 | 0 | 0 | 0 | 0 | 0 | 0 | 0 | 0 | 0 | 0 | 0 | 0 | 0 | 0 | 0 | 0 | 0 | 0 | 0 | 0 | 0 | 0 | 0
CDP6 | NSW | CNSW | Flexible gas | 0 | 0 | 0 | 0 | 0 | 0 | 0 | 0 | 0 | 0 | 0 | 0 | 0 | 0 | 0 | 0 | 0 | 0 | 0 | 0 | 0 | 0 | 0 | 0 | 0 | 0 | 0 | 0 | 0
CDP6 | NSW | CNSW | Hydro | 0 | 0 | 0 | 0 | 0 | 0 | 0 | 0 | 0 | 0 | 0 | 0 | 0 | 0 | 0 | 0 | 0 | 0 | 0 | 0 | 0 | 0 | 0 | 0 | 0 | 0 | 0 | 0 | 0
CDP6 | NSW | CNSW | Utility storage | 247 | 247 | 816 | 1444.5194 | 3090.827 | 4519.9605 | 4992.4137 | 4952.3937 | 4992.4137 | 4952.3937 | 4952.3937 | 4992.4137 | 4952.3937 | 4952.3937 | 4992.4137 | 4992.4137 | 4952.3937 | 4952.3937 | 4952.3937 | 4952.3937 | 4992.4137 | 4952.3937 | 4423.4137 | 3754.8743 | 2477.0267 | 1087.9132 | 734.8875 | 734.8875 | 774.9075
CDP6 | NSW | CNSW | Coordinated CER storage | 0.91547 | 1.218 | 1.5545 | 1.9694 | 2.396 | 2.8889 | 3.468 | 4.4484 | 5.7616 | 7.4129 | 9.4548 | 11.9182 | 14.7956 | 18.091 | 21.8271 | 26.0012 | 30.6055 | 35.6384 | 41.1048 | 47.0119 | 53.3576 | 60.2411 | 67.6633 | 75.5332 | 83.8558 | 92.5557 | 101.5813 | 105.8426 | 109.6628
CDP6 | NSW | CNSW | Passive CER storage | 19.9215 | 21.7984 | 23.5569 | 25.4252 | 27.2293 | 28.9039 | 31.2635 | 33.4736 | 36.0114 | 38.6022 | 41.3825 | 44.4067 | 47.4404 | 50.4842 | 53.5835 | 56.6421 | 59.5615 | 62.2973 | 64.8483 | 67.2355 | 69.4388 | 72.0568 | 74.8106 | 77.6287 | 80.5076 | 83.1503 | 85.4446 | 88.2195 | 90.7189
CDP6 | NSW | CNSW | Offshore wind | 0 | 0 | 0 | 0 | 0 | 0 | 0 | 0 | 0 | 0 | 0 | 0 | 0 | 0 | 0 | 0 | 0 | 0 | 0 | 0 | 0 | 0 | 0 | 0 | 0 | 0 | 0 | 0 | 0
CDP6 | NSW | CNSW | Wind | 503.54 | 503.54 | 641.54 | 1494.3435 | 2267.6624 | 5156.7292 | 5156.7292 | 5156.7292 | 5156.7292 | 5156.7292 | 5156.7292 | 5156.7292 | 5156.7292 | 5156.7292 | 5156.7292 | 5156.7292 | 5156.7292 | 5049.9292 | 4911.9192 | 4911.9192 | 4911.9192 | 4911.9192 | 4911.9192 | 4911.9192 | 4911.9192 | 5159.4298 | 5663.157 | 5663.157 | 5663.157
CDP6 | NSW | CNSW | Utility solar | 1876.49 | 1876.49 | 1956.35 | 2917.9061 | 2917.9061 | 4029.9556 | 4161.3634 | 4161.3634 | 4161.3634 | 4161.3634 | 4161.3634 | 4729.4943 | 4729.4943 | 4729.4943 | 4729.4943 | 4729.4943 | 4729.4943 | 4729.4943 | 4729.4943 | 4627.4743 | 4896.8719 | 4896.8719 | 4895.0623 | 4951.5014 | 6461.3389 | 6693.4821 | 8215.99 | 8096.24 | 7926.36
CDP6 | NSW | CNSW | Distributed PV | 621.9378 | 636.102 | 644.9182 | 661.8711 | 702.2766 | 740.456 | 787.694 | 821.4306 | 856.4795 | 886.1984 | 918.429 | 939.0199 | 954.7714 | 966.4442 | 983.7172 | 994.2831 | 1006.6496 | 1019.2425 | 1037.8102 | 1049.5191 | 1061.3193 | 1073.5732 | 1093.3139 | 1104.7404 | 1118.1637 | 1133.1908 | 1153.9216 | 1167.3489 | 1182.2507
CDP6 | NSW | CNSW | Other renewable fuels | 0 | 0 | 0 | 0 | 0 | 0 | 0 | 0 | 0 | 0 | 0 | 0 | 0 | 0 | 0 | 0 | 0 | 0 | 0 | 0 | 0 | 0 | 0 | 0 | 0 | 0 | 30 | 90 | 90
CDP6 | NSW | CNSW | DSP | 0 | 0 | 0 | 0 | 0 | 0 | 0 | 0 | 0 | 0 | 0 | 0 | 0 | 0 | 0 | 0 | 0 | 0 | 0 | 0 | 0 | 0 | 0 | 0 | 0 | 0 | 0 | 0 | 0
CDP6 | NSW | SNW | Black coal | 4200 | 4200 | 1320 | 1320 | 1320 | 0 | 0 | 0 | 0 | 0 | 0 | 0 | 0 | 0 | 0 | 0 | 0 | 0 | 0 | 0 | 0 | 0 | 0 | 0 | 0 | 0 | 0 | 0 | 0
CDP6 | NSW | SNW | Mid-merit gas | 440 | 440 | 440 | 440 | 440 | 440 | 440 | 440 | 440 | 440 | 440 | 440 | 440 | 440 | 440 | 440 | 440 | 440 | 440 | 440 | 0 | 0 | 0 | 0 | 0 | 0 | 0 | 0 | 0
CDP6 | NSW | SNW | Flexible gas with CCS | 0 | 0 | 0 | 0 | 0 | 0 | 0 | 0 | 0 | 0 | 0 | 0 | 0 | 0 | 0 | 0 | 0 | 0 | 0 | 0 | 0 | 0 | 0 | 0 | 0 | 0 | 0 | 0 | 0
CDP6 | NSW | SNW | Flexible gas | 1979 | 1979 | 1979 | 1979 | 1979 | 1979 | 1979 | 2416.0943 | 2416.0943 | 2416.0943 | 2416.0943 | 2416.0943 | 2416.0943 | 2416.0943 | 2416.0943 | 2416.0943 | 2416.0943 | 2416.0943 | 2416.0943 | 2416.0943 | 2918.3387 | 3790.4351 | 3790.4351 | 3790.4351 | 3790.4351 | 3790.4351 | 3790.4351 | 3790.4351 | 3790.4351
CDP6 | NSW | SNW | Hydro | 0 | 0 | 0 | 0 | 0 | 0 | 0 | 0 | 0 | 0 | 0 | 0 | 0 | 0 | 0 | 0 | 0 | 0 | 0 | 0 | 0 | 0 | 0 | 0 | 0 | 0 | 0 | 0 | 0
CDP6 | NSW | SNW | Utility storage | 50 | 50 | 1571.8585 | 1571.8626 | 1607.4973 | 1607.4973 | 2116.6089 | 2744.1609 | 2816.7369 | 2744.1609 | 2744.1609 | 2816.7369 | 2744.1609 | 2694.1609 | 2766.7369 | 2766.7369 | 2694.1609 | 2694.1609 | 2694.1609 | 2694.1609 | 2766.7369 | 2694.1609 | 1352.5904 | 1280.0103 | 1247.3976 | 1319.9736 | 985.5847 | 985.5847 | 1058.1607
CDP6 | NSW | SNW | Coordinated CER storage | 8.587 | 11.5295 | 14.8171 | 18.6626 | 22.7871 | 27.7997 | 33.4963 | 43.0237 | 55.4305 | 70.9627 | 90.1039 | 112.9793 | 139.8314 | 170.4524 | 205.2684 | 244.1544 | 286.9162 | 333.5338 | 384.2127 | 438.8854 | 497.66 | 560.8937 | 629.5544 | 702.4072 | 779.5514 | 860.1351 | 943.9419 | 983.3503 | 1018.6582
CDP6 | NSW | SNW | Passive CER storage | 186.8609 | 206.3463 | 224.5379 | 240.9368 | 258.9593 | 278.1444 | 301.9599 | 322.7208 | 344.5839 | 366.8252 | 390.7075 | 415.6523 | 441.7183 | 467.2367 | 494.0385 | 520.566 | 545.206 | 567.5963 | 588.6361 | 607.8089 | 625.5986 | 647.3132 | 670.0861 | 693.8422 | 718.7364 | 741.3337 | 761.6739 | 786.6727 | 809.1086
CDP6 | NSW | SNW | Offshore wind | 0 | 0 | 0 | 0 | 0 | 0 | 0 | 0 | 0 | 0 | 0 | 0 | 0 | 0 | 0 | 0 | 0 | 0 | 0 | 0 | 0 | 0 | 0 | 0 | 0 | 0 | 0 | 0 | 0
CDP6 | NSW | SNW | Wind | 0 | 0 | 0 | 0 | 0 | 0 | 0 | 0 | 0 | 0 | 0 | 0 | 0 | 0 | 0 | 0 | 0 | 0 | 0 | 0 | 0 | 0 | 0 | 0 | 0 | 0 | 0 | 0 | 0
CDP6 | NSW | SNW | Utility solar | 0 | 0 | 0 | 0 | 0 | 0 | 0 | 0 | 0 | 0 | 0 | 0 | 0 | 0 | 0 | 0 | 0 | 0 | 0 | 0 | 0 | 0 | 0 | 0 | 0 | 0 | 0 | 0 | 0
CDP6 | NSW | SNW | Distributed PV | 3679.6425 | 3821.5974 | 3976.6457 | 4171.7761 | 4514.291 | 4858.2954 | 5220.1292 | 5496.252 | 5768.549 | 6015.446 | 6247.5007 | 6444.969 | 6601.2248 | 6709.9767 | 6807.533 | 6901.289 | 6995.1835 | 7087.6409 | 7182.3455 | 7274.2264 | 7368.4104 | 7463.4566 | 7560.2199 | 7654.4945 | 7751.1288 | 7849.3467 | 7952.3875 | 8051.2259 | 8161.516
CDP6 | NSW | SNW | Other renewable fuels | 0 | 0 | 0 | 0 | 0 | 0 | 0 | 0 | 0 | 0 | 0 | 0 | 0 | 0 | 0 | 0 | 0 | 0 | 0 | 0 | 0 | 0 | 0 | 0 | 0 | 0 | 90 | 90 | 90
CDP6 | NSW | SNW | DSP | 336.74 | 342.94 | 349.4 | 358.05 | 499.09 | 685.31 | 850.38 | 920.72 | 991.02 | 1061.28 | 1070.04 | 1079.54 | 1087.21 | 1096.93 | 1105.44 | 1116.29 | 1124.85 | 1136.31 | 1138.21 | 1141.89 | 1148.33 | 1146.26 | 1149.08 | 1151.3 | 1149.72 | 1153.61 | 1157.93 | 1166.18 | 1185.25
CDP6 | NSW | SNSW | Black coal | 0 | 0 | 0 | 0 | 0 | 0 | 0 | 0 | 0 | 0 | 0 | 0 | 0 | 0 | 0 | 0 | 0 | 0 | 0 | 0 | 0 | 0 | 0 | 0 | 0 | 0 | 0 | 0 | 0
CDP6 | NSW | SNSW | Mid-merit gas | 0 | 0 | 0 | 0 | 0 | 0 | 0 | 0 | 0 | 0 | 0 | 0 | 0 | 0 | 0 | 0 | 0 | 0 | 0 | 0 | 0 | 0 | 0 | 0 | 0 | 0 | 0 | 0 | 0
CDP6 | NSW | SNSW | Flexible gas with CCS | 0 | 0 | 0 | 0 | 0 | 0 | 0 | 0 | 0 | 0 | 0 | 0 | 0 | 0 | 0 | 0 | 0 | 0 | 0 | 0 | 0 | 0 | 0 | 0 | 0 | 0 | 0 | 0 | 0
CDP6 | NSW | SNSW | Flexible gas | 692 | 692 | 692 | 692 | 692 | 692 | 692 | 692 | 692 | 692 | 692 | 692 | 692 | 692 | 692 | 692 | 692 | 692 | 692 | 692 | 692 | 0 | 0 | 0 | 0 | 0 | 0 | 0 | 0
CDP6 | NSW | SNSW | Hydro | 2285 | 2285 | 2285 | 2285 | 2285 | 2285 | 2285 | 2285 | 2285 | 2285 | 2285 | 2285 | 2285 | 2285 | 2285 | 2285 | 2285 | 2285 | 2285 | 2285 | 2285 | 2285 | 2285 | 2285 | 2285 | 2285 | 2285 | 2285 | 2285
CDP6 | NSW | SNSW | Utility storage | 299.99 | 309.99 | 368.9 | 368.9 | 568.9 | 2768.9 | 2769.8901 | 2768.9001 | 2769.8901 | 2768.9001 | 2768.9001 | 2769.8901 | 2768.9001 | 2768.9001 | 2769.8901 | 2769.8901 | 2768.9001 | 2768.9001 | 2768.9001 | 2758.9001 | 2709.8901 | 2708.9002 | 2649.9902 | 2649.0002 | 2649.0003 | 2550.0003 | 2550.0003 | 2550.0003 | 2400.0003
CDP6 | NSW | SNSW | Coordinated CER storage | 1.8316 | 2.4469 | 3.1469 | 4.0056 | 4.9448 | 6.063 | 7.344 | 8.8828 | 10.843 | 13.2952 | 16.3304 | 19.989 | 24.3293 | 29.3361 | 35.0941 | 41.5771 | 48.7432 | 56.6101 | 65.2405 | 74.6487 | 84.8616 | 95.9878 | 108.1835 | 121.2843 | 135.2958 | 150.0261 | 165.4879 | 173.4974 | 180.7336
CDP6 | NSW | SNSW | Passive CER storage | 39.8581 | 43.7926 | 47.6885 | 51.7125 | 56.1945 | 60.6618 | 66.2045 | 71.0929 | 76.2779 | 81.7101 | 87.5202 | 93.586 | 99.9174 | 106.2198 | 112.7798 | 119.2142 | 125.1293 | 130.5318 | 135.6734 | 140.5429 | 145.2071 | 150.7156 | 156.525 | 162.5649 | 168.7895 | 174.3699 | 179.4516 | 185.5172 | 191.0124
CDP6 | NSW | SNSW | Offshore wind | 0 | 0 | 0 | 0 | 0 | 0 | 0 | 0 | 0 | 0 | 0 | 0 | 0 | 0 | 0 | 0 | 0 | 0 | 0 | 0 | 0 | 0 | 0 | 0 | 0 | 0 | 0 | 0 | 0
CDP6 | NSW | SNSW | Wind | 1792.06 | 1850.06 | 1890.08 | 2420.54 | 3021.3919 | 3021.3919 | 3021.3919 | 3021.3919 | 3021.3919 | 3021.3919 | 3021.3919 | 3021.3919 | 3021.3919 | 2974.8919 | 2974.8919 | 2944.8919 | 2944.8919 | 2732.3999 | 2684.0999 | 2684.0999 | 2395.0899 | 2395.0899 | 2151.2899 | 1939.7832 | 1944.9186 | 1568.3947 | 1575.424 | 1575.424 | 1575.424
CDP6 | NSW | SNSW | Utility solar | 2083.08 | 2083.08 | 2475.36 | 2841.9292 | 3372.8462 | 3372.8462 | 3373.7462 | 3372.8462 | 3372.8462 | 3372.8462 | 3372.8462 | 3372.8462 | 3372.8462 | 3372.8462 | 3372.8462 | 3222.8162 | 3222.8162 | 3222.8162 | 3222.8162 | 3222.8162 | 4091.4697 | 4505.3569 | 4505.3569 | 4420.3569 | 4387.9569 | 4750.3379 | 4425.3663 | 3650.1563 | 3620.1563
CDP6 | NSW | SNSW | Distributed PV | 986.0326 | 1016.5758 | 1046.5931 | 1086.1683 | 1164.1203 | 1240.9168 | 1328.5137 | 1393.4014 | 1458.5676 | 1517.356 | 1578.8062 | 1621.3015 | 1659.1313 | 1689.5418 | 1724.7489 | 1750.0152 | 1777.7549 | 1805.5558 | 1841.3577 | 1866.4198 | 1894.7072 | 1924.1874 | 1962.8752 | 1990.9999 | 2022.3122 | 2052.6863 | 2093.9396 | 2124.8409 | 2159.5341
CDP6 | NSW | SNSW | Other renewable fuels | 0 | 0 | 0 | 0 | 0 | 0 | 0 | 0 | 0 | 0 | 0 | 0 | 0 | 0 | 0 | 0 | 0 | 0 | 0 | 0 | 0 | 0 | 0 | 0 | 0 | 0 | 0 | 0 | 0
CDP6 | NSW | SNSW | DSP | 0 | 0 | 0 | 0 | 0 | 0 | 0 | 0 | 0 | 0 | 0 | 0 | 0 | 0 | 0 | 0 | 0 | 0 | 0 | 0 | 0 | 0 | 0 | 0 | 0 | 0 | 0 | 0 | 0
CDP6 | QLD | NQ | Black coal | 0 | 0 | 0 | 0 | 0 | 0 | 0 | 0 | 0 | 0 | 0 | 0 | 0 | 0 | 0 | 0 | 0 | 0 | 0 | 0 | 0 | 0 | 0 | 0 | 0 | 0 | 0 | 0 | 0
CDP6 | QLD | NQ | Mid-merit gas | 244 | 244 | 244 | 244 | 244 | 244 | 244 | 244 | 244 | 244 | 244 | 244 | 244 | 244 | 244 | 244 | 244 | 244 | 244 | 244 | 244 | 244 | 244 | 0 | 0 | 0 | 0 | 0 | 0
CDP6 | QLD | NQ | Flexible gas with CCS | 0 | 0 | 0 | 0 | 0 | 0 | 0 | 0 | 0 | 0 | 0 | 0 | 0 | 0 | 0 | 0 | 0 | 0 | 0 | 0 | 0 | 0 | 0 | 0 | 0 | 0 | 0 | 0 | 0
CDP6 | QLD | NQ | Flexible gas | 423.5 | 423.5 | 423.5 | 423.5 | 423.5 | 423.5 | 423.5 | 423.5 | 423.5 | 423.5 | 131.5 | 131.5 | 131.5 | 131.5 | 131.5 | 131.5 | 131.5 | 131.5 | 131.5 | 131.5 | 131.5 | 0 | 0 | 0 | 0 | 0 | 0 | 0 | 0
CDP6 | QLD | NQ | Hydro | 156.4 | 156.4 | 156.4 | 156.4 | 156.4 | 156.4 | 156.4 | 156.4 | 156.4 | 156.4 | 156.4 | 156.4 | 156.4 | 156.4 | 70 | 70 | 70 | 70 | 70 | 0 | 0 | 0 | 0 | 0 | 0 | 0 | 0 | 0 | 0
CDP6 | QLD | NQ | Utility storage | 250 | 250 | 250 | 550 | 550 | 550 | 550 | 550 | 550 | 550 | 550.0001 | 550.0001 | 550.0001 | 550.0001 | 550.0001 | 550.0002 | 550.0002 | 550.0002 | 550.0002 | 550.0002 | 550.0002 | 550.0004 | 550.0007 | 256.1387 | 270.3186 | 399.0281 | 430.8666 | 430.8666 | 430.8666
CDP6 | QLD | NQ | Coordinated CER storage | 0.88737 | 1.2167 | 1.5929 | 2.0251 | 2.5236 | 3.12 | 3.8402 | 4.861 | 6.1864 | 7.8245 | 9.8358 | 12.2418 | 15.0717 | 18.2721 | 21.9141 | 25.9728 | 30.4036 | 35.228 | 40.4665 | 46.1292 | 52.2496 | 58.927 | 66.1344 | 73.8088 | 81.9834 | 90.4987 | 99.3492 | 103.7072 | 107.6837
CDP6 | QLD | NQ | Passive CER storage | 18.5285 | 21.0552 | 23.4635 | 25.9022 | 28.4576 | 31.3925 | 34.814 | 37.9522 | 41.4162 | 44.9799 | 48.8461 | 52.9834 | 57.3995 | 61.6721 | 66.1572 | 70.6014 | 74.6827 | 78.4936 | 82.1191 | 85.5856 | 89.0361 | 92.9771 | 97.0969 | 101.3628 | 105.886 | 109.9772 | 113.7091 | 117.7593 | 121.4976
CDP6 | QLD | NQ | Offshore wind | 0 | 0 | 0 | 0 | 0 | 0 | 0 | 0 | 0 | 0 | 0 | 0 | 0 | 0 | 0 | 0 | 0 | 0 | 0 | 0 | 0 | 0 | 0 | 0 | 0 | 0 | 0 | 0 | 0
CDP6 | QLD | NQ | Wind | 375.64 | 375.64 | 375.64 | 375.64 | 1613.1529 | 1932.5486 | 2515.0946 | 2515.0946 | 2515.0946 | 2515.0946 | 2673.7159 | 2673.7159 | 2770.2916 | 2970.2934 | 2970.2934 | 2970.2934 | 2970.2934 | 2970.2934 | 2970.2934 | 2970.2934 | 2959.6808 | 3423.5578 | 3423.5578 | 3380.3578 | 3380.3578 | 3250.5896 | 3399.1205 | 3434.4783 | 3440.8234
CDP6 | QLD | NQ | Utility solar | 521.6 | 521.6 | 521.6 | 521.6 | 521.6 | 521.6 | 521.6 | 521.6 | 521.6 | 521.6 | 521.6 | 521.6 | 521.6001 | 521.6001 | 473.1001 | 473.1001 | 473.1001 | 473.1001 | 670.2517 | 623.3524 | 507.3924 | 507.3924 | 507.3924 | 492.3924 | 392.4124 | 371.4424 | 664.514 | 564.484 | 564.484
CDP6 | QLD | NQ | Distributed PV | 650.1918 | 674.7727 | 703.9561 | 730.2258 | 763.9198 | 810.8536 | 853.2797 | 886.3548 | 917.2914 | 944.1354 | 970.7969 | 991.2841 | 1008.6228 | 1022.5255 | 1038.7204 | 1053.488 | 1067.6015 | 1084.5645 | 1102.9542 | 1118.778 | 1136.6862 | 1153.6954 | 1172.9582 | 1190.3775 | 1209.4642 | 1228.2939 | 1251.6994 | 1274.419 | 1298.4572
CDP6 | QLD | NQ | Other renewable fuels | 0 | 0 | 0 | 0 | 0 | 0 | 0 | 0 | 0 | 0 | 0 | 0 | 0 | 0 | 0 | 0 | 0 | 0 | 0 | 0 | 0 | 0 | 0 | 0 | 0 | 0 | 0 | 0 | 0
CDP6 | QLD | NQ | DSP | 0 | 0 | 0 | 0 | 0 | 0 | 0 | 0 | 0 | 0 | 0 | 0 | 0 | 0 | 0 | 0 | 0 | 0 | 0 | 0 | 0 | 0 | 0 | 0 | 0 | 0 | 0 | 0 | 0
CDP6 | QLD | GG | Black coal | 1680 | 1680 | 1680 | 1680 | 840 | 840 | 840 | 280 | 0 | 0 | 0 | 0 | 0 | 0 | 0 | 0 | 0 | 0 | 0 | 0 | 0 | 0 | 0 | 0 | 0 | 0 | 0 | 0 | 0
CDP6 | QLD | GG | Mid-merit gas | 180 | 180 | 180 | 180 | 180 | 180 | 180 | 180 | 180 | 180 | 180 | 180 | 180 | 180 | 180 | 180 | 180 | 180 | 180 | 180 | 180 | 180 | 180 | 180 | 180 | 180 | 180 | 0 | 0
CDP6 | QLD | GG | Flexible gas with CCS | 0 | 0 | 0 | 0 | 0 | 0 | 0 | 0 | 0 | 0 | 0 | 0 | 0 | 0 | 0 | 0 | 0 | 0 | 0 | 0 | 0 | 0 | 0 | 0 | 0 | 0 | 0 | 0 | 0
CDP6 | QLD | GG | Flexible gas | 0 | 0 | 0 | 0 | 0 | 0 | 0 | 0 | 0 | 0 | 0 | 0 | 0 | 0 | 0 | 0 | 0 | 0 | 0 | 0 | 0 | 0 | 0 | 0 | 0 | 0 | 0 | 0 | 0
CDP6 | QLD | GG | Hydro | 0 | 0 | 0 | 0 | 0 | 0 | 0 | 0 | 0 | 0 | 0 | 0 | 0 | 0 | 0 | 0 | 0 | 0 | 0 | 0 | 0 | 0 | 0 | 0 | 0 | 0 | 0 | 0 | 0
CDP6 | QLD | GG | Utility storage | 0 | 0 | 400 | 400 | 400 | 400 | 400 | 400 | 400 | 400 | 400.0001 | 400.0001 | 400.0001 | 400.0001 | 400.0002 | 400.0002 | 400.0002 | 400.0002 | 400.0002 | 400.0002 | 400.0002 | 400.0002 | 69.3111 | 69.3111 | 79.5881 | 79.5881 | 354.4183 | 354.4183 | 698.2253
CDP6 | QLD | GG | Coordinated CER storage | 0.048726 | 0.066819 | 0.087887 | 0.11153 | 0.14153 | 0.17366 | 0.21572 | 0.29891 | 0.41299 | 0.56211 | 0.74955 | 0.97712 | 1.2471 | 1.5592 | 1.9169 | 2.3184 | 2.7646 | 3.2536 | 3.7908 | 4.3761 | 5.009 | 5.7004 | 6.4465 | 7.2409 | 8.0831 | 8.9664 | 9.8883 | 10.3376 | 10.7449
CDP6 | QLD | GG | Passive CER storage | 1.0174 | 1.1563 | 1.2946 | 1.4266 | 1.5959 | 1.7473 | 1.9556 | 2.1352 | 2.3376 | 2.5644 | 2.8105 | 3.0704 | 3.3401 | 3.6127 | 3.8978 | 4.1748 | 4.4417 | 4.6827 | 4.9228 | 5.1563 | 5.3782 | 5.6374 | 5.9123 | 6.1964 | 6.4847 | 6.7498 | 6.9899 | 7.2551 | 7.4911
CDP6 | QLD | GG | Offshore wind | 0 | 0 | 0 | 0 | 0 | 0 | 0 | 0 | 0 | 0 | 0 | 0 | 0 | 0 | 0 | 0 | 0 | 0 | 0 | 0 | 0 | 0 | 0 | 0 | 0 | 0 | 0 | 0 | 0
CDP6 | QLD | GG | Wind | 0 | 0 | 0 | 0 | 0 | 0 | 0 | 0 | 0 | 0 | 0 | 0 | 0 | 0 | 0 | 0 | 0 | 0 | 0 | 0 | 0 | 0 | 0 | 0 | 0 | 0 | 0 | 0 | 0
CDP6 | QLD | GG | Utility solar | 0 | 0 | 0 | 0 | 0 | 0 | 0 | 0 | 0 | 0 | 0 | 0 | 0 | 0 | 0 | 0 | 0 | 0 | 0 | 0 | 0 | 0 | 0 | 0 | 0 | 0 | 0 | 0 | 0
CDP6 | QLD | GG | Distributed PV | 62.5042 | 64.2791 | 66.415 | 68.9878 | 72.7673 | 76.244 | 80.0461 | 83.5314 | 86.727 | 89.5602 | 92.1585 | 94.3304 | 96.0517 | 97.5469 | 99.0431 | 100.4574 | 101.995 | 103.5388 | 105.3012 | 107.0116 | 108.5825 | 110.2539 | 112.0709 | 113.8938 | 115.5761 | 117.3638 | 119.4773 | 121.9029 | 124.2038
CDP6 | QLD | GG | Other renewable fuels | 0 | 0 | 0 | 0 | 0 | 0 | 0 | 0 | 0 | 0 | 0 | 0 | 0 | 0 | 0 | 0 | 0 | 0 | 0 | 0 | 0 | 0 | 0 | 0 | 0 | 0 | 0 | 0 | 0
CDP6 | QLD | GG | DSP | 0 | 0 | 0 | 0 | 0 | 0 | 0 | 0 | 0 | 0 | 0 | 0 | 0 | 0 | 0 | 0 | 0 | 0 | 0 | 0 | 0 | 0 | 0 | 0 | 0 | 0 | 0 | 0 | 0
CDP6 | QLD | CQ | Black coal | 3004 | 3004 | 3004 | 3004 | 2304 | 2304 | 1574 | 1574 | 1574 | 844 | 844 | 844 | 844 | 844 | 844 | 844 | 844 | 844 | 844 | 844 | 844 | 844 | 844 | 844 | 844 | 844 | 844 | 844 | 0
CDP6 | QLD | CQ | Mid-merit gas | 0 | 0 | 0 | 0 | 0 | 0 | 0 | 0 | 0 | 0 | 0 | 0 | 0 | 0 | 0 | 0 | 0 | 0 | 0 | 0 | 0 | 0 | 0 | 0 | 0 | 0 | 0 | 0 | 0
CDP6 | QLD | CQ | Flexible gas with CCS | 0 | 0 | 0 | 0 | 0 | 0 | 0 | 0 | 0 | 0 | 0 | 0 | 0 | 0 | 0 | 0 | 0 | 0 | 0 | 0 | 0 | 0 | 0 | 0 | 0 | 0 | 0 | 0 | 0
CDP6 | QLD | CQ | Flexible gas | 37 | 37 | 37 | 37 | 37 | 37 | 37 | 37 | 37 | 37 | 37 | 0 | 0 | 0 | 0 | 0 | 0 | 0 | 0 | 0 | 0 | 0 | 0 | 0 | 0 | 0 | 0 | 0 | 0
CDP6 | QLD | CQ | Hydro | 0 | 0 | 0 | 0 | 0 | 0 | 0 | 0 | 0 | 0 | 0 | 0 | 0 | 0 | 0 | 0 | 0 | 0 | 0 | 0 | 0 | 0 | 0 | 0 | 0 | 0 | 0 | 0 | 0
CDP6 | QLD | CQ | Utility storage | 50 | 50 | 50 | 50 | 200 | 200 | 200 | 200 | 200 | 200 | 200.0001 | 200.0001 | 200.0001 | 200.0002 | 200.0003 | 200.0003 | 200.0003 | 200.0003 | 200.0003 | 150.0003 | 150.0003 | 150.0007 | 219.2121 | 219.2121 | 233.4716 | 233.4732 | 926.4947 | 926.4947 | 1113.8922
CDP6 | QLD | CQ | Coordinated CER storage | 0.81707 | 1.1192 | 1.475 | 1.8705 | 2.3506 | 2.8941 | 3.5651 | 4.6403 | 6.0457 | 7.8273 | 10.0404 | 12.6969 | 15.8224 | 19.4074 | 23.4888 | 28.0554 | 33.0802 | 38.5531 | 44.5354 | 51.0196 | 58.024 | 65.6952 | 73.9546 | 82.751 | 92.094 | 101.874 | 112.0393 | 117.0219 | 121.5395
CDP6 | QLD | CQ | Passive CER storage | 17.0607 | 19.3666 | 21.7275 | 23.9255 | 26.506 | 29.119 | 32.3201 | 35.3739 | 38.6267 | 42.1175 | 45.9487 | 49.9898 | 54.2028 | 58.4551 | 62.8527 | 67.2149 | 71.3089 | 75.0313 | 78.6845 | 82.1837 | 85.591 | 89.6089 | 93.7355 | 98.007 | 102.4317 | 106.5375 | 110.2123 | 114.1759 | 117.7274
CDP6 | QLD | CQ | Offshore wind | 0 | 0 | 0 | 0 | 0 | 0 | 0 | 0 | 0 | 0 | 0 | 0 | 0 | 0 | 0 | 0 | 0 | 0 | 0 | 0 | 0 | 0 | 0 | 0 | 0 | 0 | 0 | 0 | 0
CDP6 | QLD | CQ | Wind | 300 | 300 | 439 | 439 | 941.9711 | 1438.8353 | 1438.8353 | 1438.8353 | 1438.8353 | 1438.8353 | 2096.1409 | 2107.281 | 2107.281 | 2167.9164 | 2167.9164 | 2167.9164 | 2167.9164 | 2167.9164 | 2167.9164 | 2167.9164 | 2256.4636 | 3891.0108 | 3891.0108 | 3891.0108 | 3891.0108 | 3891.0108 | 3482.8352 | 3482.8352 | 3482.8352
CDP6 | QLD | CQ | Utility solar | 788.17 | 788.17 | 788.17 | 788.17 | 860.8806 | 860.8806 | 860.8806 | 860.8806 | 860.8806 | 860.8806 | 864.0211 | 864.0218 | 864.0219 | 864.0219 | 864.0219 | 864.0219 | 864.0219 | 866.1465 | 1378.64 | 1378.64 | 1364.6406 | 1322.1406 | 1322.1406 | 1322.1406 | 1322.1408 | 2332.9136 | 3267.2244 | 3877.6646 | 4704.4743
CDP6 | QLD | CQ | Distributed PV | 722.2681 | 742.6714 | 766.5235 | 793.7311 | 832.2373 | 870.8408 | 919.19 | 959.03 | 992.0332 | 1024.4908 | 1056.5767 | 1083.0724 | 1101.7266 | 1123.061 | 1144.5628 | 1165.0051 | 1182.6817 | 1203.6093 | 1227.4527 | 1248.9192 | 1267.2572 | 1290.1466 | 1314.2082 | 1336.8165 | 1356.4594 | 1381.1351 | 1408.4892 | 1436.2188 | 1460.3169
CDP6 | QLD | CQ | Other renewable fuels | 0 | 0 | 0 | 0 | 0 | 0 | 0 | 0 | 0 | 0 | 0 | 0 | 0 | 0 | 0 | 0 | 0 | 0 | 0 | 0 | 0 | 0 | 0 | 0 | 0 | 0 | 0 | 0 | 0
CDP6 | QLD | CQ | DSP | 0 | 0 | 0 | 0 | 0 | 0 | 0 | 0 | 0 | 0 | 0 | 0 | 0 | 0 | 0 | 0 | 0 | 0 | 0 | 0 | 0 | 0 | 0 | 0 | 0 | 0 | 0 | 0 | 0
CDP6 | QLD | SQ | Black coal | 3446 | 3446 | 3446 | 3446 | 3446 | 3446 | 3446 | 2746 | 2746 | 2396 | 1596 | 852 | 852 | 852 | 852 | 852 | 852 | 852 | 852 | 852 | 852 | 852 | 852 | 852 | 852 | 852 | 852 | 852 | 0
CDP6 | QLD | SQ | Mid-merit gas | 1173.9 | 1173.9 | 1173.9 | 1173.9 | 1173.9 | 1173.9 | 1173.9 | 1173.9 | 1173.9 | 1173.9 | 1173.9 | 1173.9 | 1173.9 | 788.9 | 788.9 | 788.9 | 644.5 | 644.5 | 644.5 | 644.5 | 644.5 | 644.5 | 0 | 0 | 0 | 0 | 0 | 0 | 0
CDP6 | QLD | SQ | Flexible gas with CCS | 0 | 0 | 0 | 0 | 0 | 0 | 0 | 0 | 0 | 0 | 0 | 0 | 0 | 0 | 0 | 0 | 0 | 0 | 0 | 0 | 0 | 0 | 0 | 0 | 0 | 0 | 0 | 0 | 0
CDP6 | QLD | SQ | Flexible gas | 1509 | 1509 | 1509 | 1709 | 1709 | 1709 | 1709 | 1709 | 1709 | 1709 | 1880.9601 | 1800.9601 | 1800.9601 | 1870.4277 | 2098.1355 | 2307.7391 | 2725.6607 | 2925.7267 | 3001.2731 | 4062.3351 | 4062.3351 | 4062.3351 | 4062.3351 | 4232.1965 | 4232.1965 | 4232.1965 | 3713.1965 | 3367.1965 | 3543.6078
CDP6 | QLD | SQ | Hydro | 0 | 0 | 0 | 0 | 0 | 0 | 0 | 0 | 0 | 0 | 0 | 0 | 0 | 0 | 0 | 0 | 0 | 0 | 0 | 0 | 0 | 0 | 0 | 0 | 0 | 0 | 0 | 0 | 0
CDP6 | QLD | SQ | Utility storage | 709.6 | 1423.76 | 1729.76 | 1729.76 | 1729.76 | 1729.76 | 1729.76 | 1729.76 | 3727.76 | 3727.76 | 3727.76 | 3727.76 | 3727.76 | 3727.7601 | 3727.7601 | 3627.7601 | 3627.7601 | 3627.7601 | 3627.7601 | 3627.7601 | 3627.7601 | 3327.7601 | 3115.1879 | 3484.9782 | 3484.9782 | 3230.1782 | 3824.6317 | 3824.6317 | 3724.6317
CDP6 | QLD | SQ | Coordinated CER storage | 4.2813 | 5.9349 | 7.8549 | 10.0673 | 12.639 | 15.6606 | 19.5036 | 26.1745 | 34.9449 | 45.9905 | 59.704 | 76.2037 | 95.6949 | 118.0268 | 143.566 | 172.1726 | 203.6626 | 237.961 | 275.4027 | 316.0829 | 360.0365 | 407.5661 | 459.4511 | 514.7474 | 573.5005 | 635.0211 | 699.1749 | 730.6031 | 759.1308
CDP6 | QLD | SQ | Passive CER storage | 89.3949 | 102.7017 | 115.7072 | 128.7691 | 142.5235 | 157.5718 | 176.8119 | 194.2469 | 213.1165 | 232.7482 | 254.1827 | 276.937 | 301.0369 | 325.0195 | 350.4149 | 375.6131 | 399.0493 | 420.0192 | 440.1605 | 459.7105 | 478.6237 | 501.0311 | 524.6191 | 549.2404 | 574.878 | 598.5559 | 620.3463 | 643.8322 | 664.9847
CDP6 | QLD | SQ | Offshore wind | 0 | 0 | 0 | 0 | 0 | 0 | 0 | 0 | 0 | 0 | 0 | 0 | 0 | 0 | 0 | 0 | 0 | 0 | 0 | 0 | 0 | 0 | 0 | 0 | 0 | 0 | 0 | 0 | 0
CDP6 | QLD | SQ | Wind | 864.95 | 1788.35 | 1788.35 | 1788.35 | 3188.35 | 4140.6093 | 4140.6093 | 4140.6093 | 4140.6093 | 4140.6094 | 4140.6094 | 4822.737 | 4822.737 | 5002.3445 | 5002.3445 | 5002.3445 | 5002.3445 | 5002.3445 | 5002.3445 | 5002.3445 | 5002.3446 | 4562.3746 | 4562.3746 | 4562.3746 | 4562.3746 | 7909.5414 | 7909.5414 | 8048.38 | 8048.38
CDP6 | QLD | SQ | Utility solar | 1791.51 | 1791.51 | 1850.95 | 1951.79 | 1951.25 | 1950.69 | 1950.14 | 1949.57 | 1949.01 | 2164.0844 | 4371.8053 | 5004.8418 | 5925.5446 | 5815.5446 | 5815.5446 | 5815.5446 | 5815.5446 | 5815.5446 | 5815.5446 | 6939.2519 | 6983.9212 | 6880.9612 | 7410.1246 | 6816.1146 | 7368.1215 | 7340.8215 | 9275.1964 | 9275.1964 | 9510.93
CDP6 | QLD | SQ | Distributed PV | 4444.5857 | 4601.2689 | 4749.54 | 4916.8363 | 5144.4056 | 5366.8426 | 5600.5382 | 5818.1179 | 6023.3354 | 6208.4396 | 6390.235 | 6547.3482 | 6680.4309 | 6801.3486 | 6930.4487 | 7058.0895 | 7183.3758 | 7312.5864 | 7449.028 | 7583.0522 | 7712.7031 | 7848.2261 | 7992.0637 | 8132.0113 | 8268.3973 | 8416.1653 | 8582.7632 | 8750.2442 | 8916.9501
CDP6 | QLD | SQ | Other renewable fuels | 0 | 0 | 0 | 0 | 0 | 0 | 0 | 0 | 0 | 0 | 0 | 0 | 0 | 0 | 0 | 0 | 0 | 0 | 0 | 0 | 0 | 0 | 0 | 0 | 0 | 0 | 0 | 90 | 90
CDP6 | QLD | SQ | DSP | 261.52 | 264.77 | 266.65 | 271.43 | 274.99 | 279.39 | 263.31 | 268.86 | 272.92 | 276.84 | 281.85 | 287.32 | 293.21 | 299.76 | 303.87 | 308.31 | 314.85 | 318.56 | 321.21 | 324.66 | 327.68 | 329.75 | 332.41 | 336.27 | 338.73 | 347.33 | 354.15 | 361.49 | 363.01
CDP6 | VIC | VIC | Brown coal | 4820 | 4820 | 4820 | 4820 | 4820 | 3370 | 3370 | 3370 | 3370 | 3370 | 1160 | 580 | 580 | 580 | 580 | 580 | 580 | 580 | 580 | 580 | 580 | 580 | 580 | 580 | 0 | 0 | 0 | 0 | 0
CDP6 | VIC | VIC | Mid-merit gas | 500 | 500 | 500 | 500 | 500 | 0 | 0 | 0 | 0 | 0 | 0 | 0 | 0 | 0 | 0 | 0 | 0 | 0 | 0 | 0 | 0 | 0 | 0 | 0 | 0 | 0 | 0 | 0 | 0
CDP6 | VIC | VIC | Flexible gas with CCS | 0 | 0 | 0 | 0 | 0 | 0 | 0 | 0 | 0 | 0 | 0 | 0 | 0 | 0 | 0 | 0 | 0 | 0 | 0 | 0 | 0 | 0 | 0 | 0 | 0 | 0 | 0 | 0 | 0
CDP6 | VIC | VIC | Flexible gas | 1900 | 1900 | 1900 | 1900 | 1900 | 1900 | 1900 | 1900 | 1900 | 1900 | 1730 | 1730 | 1730 | 1730 | 1730 | 1730 | 1290 | 1290 | 1290 | 1196 | 1261.58 | 1261.58 | 1261.58 | 1261.58 | 1279.8745 | 1279.8745 | 1279.8745 | 1279.8745 | 2164.5408
CDP6 | VIC | VIC | Hydro | 2219.02 | 2219.02 | 2219.02 | 2219.02 | 2219.02 | 2219.02 | 2219.02 | 2219.02 | 2219.02 | 2219.02 | 2219.02 | 2219.02 | 2219.02 | 2219.02 | 2219.02 | 2219.02 | 2219.02 | 2219.02 | 2219.02 | 2219.02 | 2219.02 | 2219.02 | 2219.02 | 2219.02 | 2219.02 | 2219.02 | 2219.02 | 2219.02 | 2219.02
CDP6 | VIC | VIC | Utility storage | 299.13 | 479.13 | 1990.64 | 2405.4403 | 3070.53 | 3062.83 | 3053.23 | 3060.53 | 3572.23 | 4083.17 | 4593.04 | 6201.9199 | 6201.9199 | 6208.5199 | 6201.9199 | 6196.9199 | 6196.9199 | 6196.9199 | 5896.9199 | 5896.9199 | 5746.9199 | 5918.4729 | 5617.1629 | 4878.6626 | 4363.1729 | 4363.1729 | 4343.1729 | 3743.1729 | 3282.4923
CDP6 | VIC | VIC | Coordinated CER storage | 10.6132 | 15.1363 | 20.7187 | 26.6998 | 33.6099 | 42.073 | 52.0251 | 65.3888 | 82.4785 | 103.5543 | 129.304 | 159.8675 | 195.5802 | 236.092 | 282.1042 | 333.3048 | 389.2764 | 449.9516 | 515.8702 | 587.1309 | 663.853 | 746.8741 | 837.0114 | 932.8772 | 1034.5743 | 1140.6225 | 1250.7708 | 1304.751 | 1353.7071
CDP6 | VIC | VIC | Passive CER storage | 269.7717 | 301.4603 | 331.822 | 361.74 | 393.4245 | 427.1076 | 470.0826 | 508.8755 | 550.5086 | 593.6031 | 640.251 | 689.3259 | 740.7945 | 791.6143 | 844.9475 | 897.6568 | 946.6059 | 991.0946 | 1033.8217 | 1074.9606 | 1114.8568 | 1161.2955 | 1209.6656 | 1259.8506 | 1312.0582 | 1360.0652 | 1403.9921 | 1454.6296 | 1500.8336
CDP6 | VIC | VIC | Offshore wind | 0 | 0 | 0 | 0 | 0 | 0 | 0 | 1000 | 2000 | 2666.6666 | 3333.3333 | 3999.9999 | 4999.9999 | 5999.9999 | 6999.9998 | 8000 | 9000 | 9000 | 9000 | 9000 | 9000 | 9000 | 9000 | 9000 | 9000 | 9000 | 9000 | 9000 | 9000
CDP6 | VIC | VIC | Wind | 4537.37 | 4537.37 | 5381.93 | 5399.09 | 5399.0901 | 6769.7688 | 7198.4407 | 7198.4407 | 7198.4407 | 7198.4407 | 7145.9407 | 6953.9407 | 6953.9407 | 6953.9407 | 6890.9407 | 6470.9407 | 6470.9407 | 6182.6407 | 6182.6407 | 6132.0907 | 5814.8907 | 5502.8907 | 4655.9007 | 4655.9007 | 4258.4007 | 4933.0552 | 5514.4625 | 5326.3237 | 5326.3237
CDP6 | VIC | VIC | Utility solar | 1078.39 | 1171.87 | 1343.97 | 1696.09 | 1696.09 | 1696.09 | 1696.09 | 1696.09 | 1696.09 | 1696.0902 | 1696.0902 | 1696.0902 | 1696.0902 | 1696.0902 | 1696.0902 | 1696.0902 | 1696.0902 | 1696.0902 | 1696.0902 | 1696.0902 | 2590.2887 | 3288.1718 | 3261.0018 | 3261.0018 | 3261.0018 | 3226.2467 | 2850.3167 | 2769.3167 | 2574.3067
CDP6 | VIC | VIC | Distributed PV | 4946.5809 | 5473.4647 | 6000.3487 | 6548.375 | 7156.223 | 7660.403 | 8174.482 | 8576.747 | 8962.685 | 9347.904 | 9703.346 | 10044.94 | 10318.213 | 10545.242 | 10731.794 | 10916.825 | 11076.006 | 11258.545 | 11424.147 | 11608.487 | 11778.063 | 11966.74 | 12140.772 | 12336.863 | 12549.209 | 12805.429 | 13049.815 | 13309.967 | 13556.198
CDP6 | VIC | VIC | Other renewable fuels | 0 | 0 | 0 | 0 | 0 | 0 | 0 | 0 | 0 | 0 | 0 | 0 | 0 | 0 | 0 | 0 | 0 | 0 | 0 | 0 | 0 | 0 | 0 | 0 | 0 | 0 | 0 | 90 | 90
CDP6 | VIC | VIC | DSP | 257.18 | 259.24 | 262.65 | 254.27 | 258.93 | 265 | 272.05 | 276.46 | 282.34 | 286.44 | 291.15 | 294 | 296.52 | 298.78 | 301.25 | 303.94 | 307.11 | 310.41 | 312.34 | 314.87 | 316.32 | 317.01 | 318.65 | 319.05 | 318.14 | 316.32 | 315.74 | 316.68 | 318.56
CDP6 | SA | CSA | Mid-merit gas | 1509 | 1509 | 1509 | 529 | 529 | 529 | 529 | 529 | 529 | 529 | 529 | 529 | 529 | 529 | 0 | 0 | 0 | 0 | 0 | 0 | 0 | 0 | 0 | 0 | 0 | 0 | 0 | 0 | 0
CDP6 | SA | CSA | Flexible gas with CCS | 0 | 0 | 0 | 0 | 0 | 0 | 0 | 0 | 0 | 0 | 0 | 0 | 0 | 0 | 0 | 0 | 0 | 0 | 0 | 0 | 0 | 0 | 0 | 0 | 0 | 0 | 0 | 0 | 0
CDP6 | SA | CSA | Flexible gas | 1421.06 | 1421.06 | 1621.06 | 1621.06 | 1547.56 | 1547.56 | 1547.56 | 1301.56 | 1301.56 | 1061.9 | 1326.9 | 1326.9 | 1326.9 | 1326.9 | 1326.9 | 1440.6909 | 1440.6909 | 1440.6909 | 1440.6909 | 1440.6909 | 1933.9266 | 1599.8901 | 1476.6901 | 1322.6901 | 1322.6901 | 1322.6901 | 1322.6901 | 1285.4901 | 1285.4901
CDP6 | SA | CSA | Hydro | 0 | 0 | 0 | 0 | 0 | 0 | 0 | 0 | 0 | 0 | 0 | 0 | 0 | 0 | 0 | 0 | 0 | 0 | 0 | 0 | 0 | 0 | 0 | 0 | 0 | 0 | 0 | 0 | 0
CDP6 | SA | CSA | Utility storage | 456.2 | 656.2 | 951.18 | 951.1814 | 951.1814 | 957.2014 | 951.1814 | 921.1814 | 921.1814 | 921.1814 | 921.1814 | 921.1814 | 921.1814 | 921.1814 | 921.1815 | 921.1815 | 921.1815 | 921.1815 | 909.1815 | 915.2015 | 658.4815 | 464.5015 | 343.3676 | 361.9041 | 1110.1397 | 1068.6397 | 1331.4544 | 1331.4544 | 1331.4544
CDP6 | SA | CSA | Coordinated CER storage | 55.6719 | 62.4605 | 69.574 | 76.4942 | 84.1684 | 92.1358 | 101.9094 | 111.3026 | 121.9009 | 133.5508 | 146.6546 | 161.056 | 176.8714 | 193.5765 | 211.7514 | 230.9299 | 250.6652 | 270.8794 | 292.0065 | 314.1066 | 337.1741 | 362.1662 | 388.8506 | 416.8107 | 446.0604 | 475.6817 | 505.6161 | 520.6813 | 534.0007
CDP6 | SA | CSA | Passive CER storage | 163.4148 | 176.8412 | 189.127 | 200.7947 | 212.4134 | 224.7795 | 239.333 | 252.1373 | 265.4672 | 278.7557 | 292.6711 | 306.7404 | 321.0593 | 334.5405 | 348.2941 | 361.3463 | 372.8549 | 382.7225 | 391.8089 | 400.2474 | 408.0508 | 417.2101 | 426.5738 | 436.0668 | 445.6894 | 454.0331 | 461.1754 | 471.3591 | 480.3156
CDP6 | SA | CSA | Offshore wind | 0 | 0 | 0 | 0 | 0 | 0 | 0 | 0 | 0 | 0 | 0 | 0 | 0 | 0 | 0 | 0 | 0 | 0 | 0 | 0 | 0 | 0 | 0 | 0 | 0 | 0 | 0 | 0 | 0
CDP6 | SA | CSA | Wind | 2265.94 | 2265.94 | 2406.13 | 2406.13 | 2389.9158 | 2897.9039 | 2831.1853 | 2769.1853 | 2769.1853 | 2769.1853 | 2919.3075 | 2919.3075 | 2775.6275 | 2591.1475 | 2591.1475 | 2841.8817 | 2515.1817 | 2931.9973 | 2931.9973 | 2931.9973 | 2718.1373 | 2718.1373 | 2652.3851 | 2994.4881 | 3249.6961 | 3617.0239 | 3482.8563 | 3482.8563 | 3483.3119
CDP6 | SA | CSA | Utility solar | 566.2 | 566.2 | 566.2 | 845.96 | 845.96 | 845.9601 | 845.9601 | 845.9601 | 839.8401 | 839.8401 | 839.8402 | 974.5581 | 974.5581 | 974.5581 | 974.5581 | 974.5581 | 974.5581 | 1195.596 | 1164.556 | 1323.1438 | 1641.2397 | 3117.979 | 3099.359 | 3099.359 | 3020.159 | 3020.159 | 2925.159 | 2930.8963 | 2930.8963
CDP6 | SA | CSA | Distributed PV | 2384.3353 | 2442.1813 | 2500.4698 | 2567.782 | 2677.0418 | 2784.8805 | 2909.5845 | 3009.2554 | 3102.066 | 3180.5322 | 3268.8848 | 3329.2026 | 3380.66 | 3426.1092 | 3489.9642 | 3538.8511 | 3587.8176 | 3637.0179 | 3703.2634 | 3753.7863 | 3803.3867 | 3852.582 | 3919.3763 | 3971.0747 | 4023.001 | 4075.7847 | 4146.0359 | 4201.0105 | 4255.8474
CDP6 | SA | CSA | Other renewable fuels | 0 | 0 | 0 | 0 | 0 | 0 | 0 | 0 | 0 | 0 | 0 | 0 | 0 | 0 | 0 | 0 | 0 | 0 | 0 | 0 | 0 | 0 | 0 | 0 | 0 | 0 | 0 | 0 | 0
CDP6 | SA | CSA | DSP | 48.57 | 49.28 | 50.28 | 51.56 | 52.85 | 53.42 | 54.14 | 54.66 | 55.32 | 55.88 | 56.69 | 57.36 | 58.07 | 58.69 | 59.22 | 59.72 | 60.24 | 60.85 | 61.33 | 61.79 | 62.07 | 62.2 | 62.04 | 61.81 | 61.44 | 61.03 | 61.09 | 61.34 | 61.65
CDP6 | SA | SESA | Mid-merit gas | 0 | 0 | 0 | 0 | 0 | 0 | 0 | 0 | 0 | 0 | 0 | 0 | 0 | 0 | 0 | 0 | 0 | 0 | 0 | 0 | 0 | 0 | 0 | 0 | 0 | 0 | 0 | 0 | 0
CDP6 | SA | SESA | Flexible gas with CCS | 0 | 0 | 0 | 0 | 0 | 0 | 0 | 0 | 0 | 0 | 0 | 0 | 0 | 0 | 0 | 0 | 0 | 0 | 0 | 0 | 0 | 0 | 0 | 0 | 0 | 0 | 0 | 0 | 0
CDP6 | SA | SESA | Flexible gas | 143 | 143 | 143 | 143 | 80 | 80 | 80 | 80 | 80 | 80 | 80 | 80 | 0 | 0 | 0 | 0 | 0 | 0 | 0 | 0 | 0 | 0 | 0 | 0 | 0 | 0 | 0 | 0 | 0
CDP6 | SA | SESA | Hydro | 0 | 0 | 0 | 0 | 0 | 0 | 0 | 0 | 0 | 0 | 0 | 0 | 0 | 0 | 0 | 0 | 0 | 0 | 0 | 0 | 0 | 0 | 0 | 0 | 0 | 0 | 0 | 0 | 0
CDP6 | SA | SESA | Utility storage | 25 | 25 | 25 | 25 | 25 | 25 | 25 | 25 | 25 | 25 | 25 | 4.52e-05 | 4.52e-05 | 4.52e-05 | 6.28e-05 | 7.672e-05 | 7.672e-05 | 7.672e-05 | 7.672e-05 | 7.672e-05 | 7.672e-05 | 8.85e-05 | 0.00018478 | 0.00021879 | 76.0846 | 76.0846 | 76.0845 | 76.0845 | 76.0845
CDP6 | SA | SESA | Coordinated CER storage | 1.9701 | 2.2312 | 2.5031 | 2.7724 | 3.0693 | 3.3785 | 3.771 | 4.1547 | 4.5772 | 5.0453 | 5.5905 | 6.2292 | 6.8967 | 7.6454 | 8.4204 | 9.2343 | 10.0864 | 10.97 | 11.8923 | 12.8505 | 13.8935 | 15.057 | 16.2673 | 17.5209 | 18.834 | 20.1658 | 21.5197 | 22.1956 | 22.8328
CDP6 | SA | SESA | Passive CER storage | 5.7829 | 6.3171 | 6.8043 | 7.2775 | 7.7459 | 8.2424 | 8.8562 | 9.3849 | 9.9001 | 10.4074 | 10.9659 | 11.6011 | 12.1692 | 12.779 | 13.3159 | 13.8063 | 14.2494 | 14.6336 | 14.9745 | 15.2687 | 15.6028 | 16.033 | 16.4336 | 16.813 | 17.1981 | 17.5263 | 17.8106 | 18.2151 | 18.6306
CDP6 | SA | SESA | Offshore wind | 0 | 0 | 0 | 0 | 0 | 0 | 0 | 0 | 0 | 0 | 0 | 0 | 0 | 0 | 0 | 0 | 0 | 0 | 0 | 0 | 0 | 0 | 0 | 0 | 0 | 0 | 0 | 0 | 0
CDP6 | SA | SESA | Wind | 324.5 | 324.5 | 324.5 | 324.5 | 324.5 | 847.615 | 847.615 | 847.615 | 847.615 | 847.615 | 847.615 | 847.615 | 721.115 | 721.115 | 721.115 | 562.115 | 562.115 | 523.115 | 523.115 | 523.115 | 523.115 | 523.115 | 523.115 | 523.115 | 523.115 | 550.1268 | 786.7357 | 786.7357 | 786.7357
CDP6 | SA | SESA | Utility solar | 42.9 | 42.9 | 42.9 | 42.9 | 42.9 | 42.9 | 42.9 | 42.9 | 42.9 | 42.9 | 42.9 | 42.9 | 42.9 | 42.9 | 42.9 | 42.9 | 42.9 | 42.9 | 0 | 0 | 0 | 0 | 0 | 0 | 0 | 0 | 0 | 0 | 0
CDP6 | SA | SESA | Distributed PV | 83.6952 | 87.0282 | 89.9188 | 93.849 | 99.2782 | 104.4655 | 110.6695 | 115.8376 | 120.225 | 123.9958 | 128.4132 | 132.6594 | 135.447 | 138.9108 | 141.8218 | 143.7709 | 146.0024 | 148.3721 | 151.1876 | 152.8717 | 155.8903 | 159.718 | 163.4487 | 165.4983 | 167.756 | 169.7433 | 172.5161 | 174.9055 | 178.6376
CDP6 | SA | SESA | Other renewable fuels | 0 | 0 | 0 | 0 | 0 | 0 | 0 | 0 | 0 | 0 | 0 | 0 | 0 | 0 | 0 | 0 | 0 | 0 | 0 | 0 | 0 | 0 | 0 | 0 | 0 | 0 | 0 | 0 | 0
CDP6 | SA | SESA | DSP | 0 | 0 | 0 | 0 | 0 | 0 | 0 | 0 | 0 | 0 | 0 | 0 | 0 | 0 | 0 | 0 | 0 | 0 | 0 | 0 | 0 | 0 | 0 | 0 | 0 | 0 | 0 | 0 | 0
CDP6 | TAS | TAS | Mid-merit gas | 208 | 208 | 208 | 208 | 0 | 0 | 0 | 0 | 0 | 0 | 0 | 0 | 0 | 0 | 0 | 0 | 0 | 0 | 0 | 0 | 0 | 0 | 0 | 0 | 0 | 0 | 0 | 0 | 0
CDP6 | TAS | TAS | Flexible gas with CCS | 0 | 0 | 0 | 0 | 0 | 0 | 0 | 0 | 0 | 0 | 0 | 0 | 0 | 0 | 0 | 0 | 0 | 0 | 0 | 0 | 0 | 0 | 0 | 0 | 0 | 0 | 0 | 0 | 0
CDP6 | TAS | TAS | Flexible gas | 178 | 178 | 178 | 178 | 178 | 178 | 178 | 178 | 178 | 178 | 178 | 178 | 178 | 178 | 178 | 178 | 178 | 58 | 58 | 58 | 58 | 58 | 58 | 58 | 58 | 58 | 58 | 0 | 0
CDP6 | TAS | TAS | Hydro | 2176.7 | 2176.7 | 2176.7 | 2176.7 | 2176.7 | 2176.7 | 2176.7 | 2566.7 | 2566.7 | 2566.7 | 2566.7 | 2566.7 | 2566.7 | 2566.7 | 2566.7 | 2566.7 | 2566.7 | 2566.7 | 2566.7 | 2566.7 | 2566.7 | 2566.7 | 2566.7 | 2566.7 | 2566.7 | 2566.7 | 2566.7 | 2566.7 | 2566.7
CDP6 | TAS | TAS | Utility storage | 0 | 0 | 0 | 0 | 1.133e-05 | 1.24e-05 | 1.24e-05 | 2.891e-05 | 4.175e-05 | 8.746e-05 | 9.978e-05 | 9.978e-05 | 9.978e-05 | 9.978e-05 | 0.00010338 | 0.00011607 | 0.00012326 | 0.0010603 | 0.0010615 | 123.195 | 385.0045 | 932.0461 | 932.0461 | 932.0461 | 932.0461 | 932.0461 | 932.0461 | 932.0461 | 932.0461
CDP6 | TAS | TAS | Coordinated CER storage | 0.57875 | 0.86202 | 1.1897 | 1.5604 | 1.9874 | 2.4806 | 3.1026 | 3.6027 | 4.2371 | 5.0419 | 6.0802 | 7.3806 | 8.9752 | 10.855 | 13.0758 | 15.6258 | 18.4829 | 21.6512 | 25.1679 | 29.047 | 33.2957 | 37.9263 | 43.0768 | 48.6582 | 54.6735 | 61.0336 | 67.7354 | 71.4596 | 74.781
CDP6 | TAS | TAS | Passive CER storage | 16.4983 | 18.3551 | 20.1214 | 21.7939 | 23.5599 | 25.4634 | 28.0008 | 30.1463 | 32.4307 | 34.7743 | 37.3199 | 39.9892 | 42.7744 | 45.4739 | 48.2933 | 51.0238 | 53.4633 | 55.579 | 57.5324 | 59.351 | 61.0565 | 63.1414 | 65.3064 | 67.5415 | 69.8609 | 71.8752 | 73.5976 | 75.9416 | 77.9696
CDP6 | TAS | TAS | Offshore wind | 0 | 0 | 0 | 0 | 0 | 0 | 0 | 0 | 0 | 0 | 0 | 0 | 0 | 0 | 0 | 0 | 0 | 0 | 0 | 0 | 0 | 0 | 0 | 0 | 0 | 0 | 0 | 0 | 0
CDP6 | TAS | TAS | Wind | 563.35 | 563.35 | 563.35 | 1021.6459 | 1208.8279 | 1476.0027 | 1545.2924 | 1610.369 | 1691.396 | 1913.6308 | 1913.6308 | 2116.347 | 2266.3867 | 2274.1953 | 2416.9199 | 2489.6497 | 2489.6497 | 2489.6497 | 2489.6497 | 2489.6497 | 2489.6497 | 2345.6497 | 2345.6497 | 2345.6497 | 2345.6497 | 2345.6497 | 2345.6497 | 2037.8997 | 2037.8997
CDP6 | TAS | TAS | Utility solar | 0 | 0 | 0 | 0 | 0 | 0 | 0 | 0 | 0 | 0 | 0 | 0 | 0 | 0 | 0 | 0 | 0 | 0 | 0 | 0 | 0 | 0 | 0 | 0 | 0 | 0 | 0 | 0 | 0
CDP6 | TAS | TAS | Distributed PV | 275.4595 | 286.8109 | 298.1623 | 315.088 | 354.168 | 394.531 | 440.094 | 467.582 | 496.331 | 524.805 | 554.695 | 577.869 | 593.286 | 600.415 | 608.279 | 612.658 | 617.88 | 623.117 | 630.779 | 635.441 | 640.601 | 645.81 | 653.619 | 658.482 | 663.84 | 669.299 | 677.348 | 682.546 | 688.275
CDP6 | TAS | TAS | Other renewable fuels | 0 | 0 | 0 | 0 | 0 | 0 | 0 | 0 | 0 | 0 | 0 | 0 | 0 | 0 | 0 | 0 | 0 | 0 | 0 | 0 | 0 | 0 | 0 | 0 | 0 | 0 | 0 | 0 | 0
CDP6 | TAS | TAS | DSP | 5.95 | 6 | 5.24 | 4.54 | 4.57 | 4.66 | 4.79 | 4.91 | 5.01 | 5.05 | 5.06 | 5.09 | 5.06 | 5.08 | 5.09 | 5.11 | 5.12 | 5.16 | 5.18 | 5.2 | 5.21 | 5.19 | 5.19 | 5.18 | 5.19 | 5.2 | 5.14 | 5.03 | 4.96
CDP7 | NSW | NNSW | Black coal | 0 | 0 | 0 | 0 | 0 | 0 | 0 | 0 | 0 | 0 | 0 | 0 | 0 | 0 | 0 | 0 | 0 | 0 | 0 | 0 | 0 | 0 | 0 | 0 | 0 | 0 | 0 | 0 | 0
CDP7 | NSW | NNSW | Mid-merit gas | 0 | 0 | 0 | 0 | 0 | 0 | 0 | 0 | 0 | 0 | 0 | 0 | 0 | 0 | 0 | 0 | 0 | 0 | 0 | 0 | 0 | 0 | 0 | 0 | 0 | 0 | 0 | 0 | 0
CDP7 | NSW | NNSW | Flexible gas with CCS | 0 | 0 | 0 | 0 | 0 | 0 | 0 | 0 | 0 | 0 | 0 | 0 | 0 | 0 | 0 | 0 | 0 | 0 | 0 | 0 | 0 | 0 | 0 | 0 | 0 | 0 | 0 | 0 | 0
CDP7 | NSW | NNSW | Flexible gas | 0 | 0 | 0 | 0 | 0 | 0 | 0 | 0 | 0 | 0 | 0 | 0 | 0 | 0 | 0 | 0 | 0 | 0 | 0 | 0 | 0 | 0 | 0 | 0 | 0 | 0 | 0 | 0 | 0
CDP7 | NSW | NNSW | Hydro | 0 | 0 | 0 | 0 | 0 | 0 | 0 | 0 | 0 | 0 | 0 | 0 | 0 | 0 | 0 | 0 | 0 | 0 | 0 | 0 | 0 | 0 | 0 | 0 | 0 | 0 | 0 | 0 | 0
CDP7 | NSW | NNSW | Utility storage | 0 | 0 | 30 | 505 | 705.0001 | 808.9563 | 1585.9994 | 1836.32 | 1836.32 | 1836.32 | 1806.32 | 1806.32 | 1806.32 | 1806.32 | 1806.32 | 1806.32 | 1806.32 | 1806.32 | 1806.32 | 1806.32 | 1806.32 | 2555.9996 | 2555.9996 | 1880.9996 | 2115.905 | 2011.9488 | 2255.3662 | 2255.3662 | 2635.2731
CDP7 | NSW | NNSW | Coordinated CER storage | 2.1928 | 2.9011 | 3.6904 | 4.6278 | 5.5596 | 6.6915 | 7.9992 | 9.7928 | 12.0913 | 14.9199 | 18.3769 | 22.4496 | 27.1895 | 32.5292 | 38.5657 | 45.2506 | 52.5465 | 60.457 | 69.0343 | 78.2621 | 88.1661 | 98.8985 | 110.4266 | 122.6426 | 135.5582 | 148.9852 | 162.8922 | 169.464 | 175.3439
CDP7 | NSW | NNSW | Passive CER storage | 47.7175 | 51.9224 | 55.9244 | 59.7457 | 63.1809 | 66.9501 | 72.1109 | 76.9127 | 82.1206 | 87.477 | 93.3283 | 99.3194 | 105.5537 | 111.5324 | 117.7469 | 123.7732 | 129.3342 | 134.4245 | 139.3018 | 143.8527 | 148.1976 | 153.2203 | 158.3806 | 163.6836 | 169.1359 | 173.9747 | 178.2371 | 183.577 | 188.3339
CDP7 | NSW | NNSW | Offshore wind | 0 | 0 | 0 | 0 | 0 | 0 | 0 | 0 | 0 | 0 | 0 | 0 | 0 | 0 | 0 | 0 | 0 | 0 | 0 | 0 | 0 | 0 | 0 | 0 | 0 | 0 | 0 | 0 | 0
CDP7 | NSW | NNSW | Wind | 442.48 | 442.48 | 442.48 | 784.1002 | 817.5827 | 817.5827 | 3482.8145 | 3482.8145 | 3482.8145 | 3482.8145 | 3482.8145 | 4044.7331 | 4044.7331 | 4044.7331 | 4044.7331 | 3872.2531 | 3872.2531 | 4428.3734 | 5649.5425 | 7016.4394 | 7236.4189 | 7236.4189 | 7236.4189 | 7236.4189 | 7236.4189 | 7400 | 7400 | 7400 | 7400
CDP7 | NSW | NNSW | Utility solar | 701.02 | 701.02 | 1021.02 | 1323.8974 | 1323.8974 | 1323.8974 | 1486.0723 | 1486.0723 | 1486.0723 | 1486.0723 | 1486.0723 | 2015.5611 | 2015.5611 | 2015.5611 | 2015.5611 | 2015.5611 | 2015.5611 | 2015.5611 | 3281.5917 | 3447.9827 | 4288.8974 | 4288.8974 | 4288.8974 | 4263.101 | 4280.3789 | 4280.3789 | 4286.1397 | 4302.1897 | 4459.7957
CDP7 | NSW | NNSW | Distributed PV | 999.795 | 1024.5274 | 1042.0404 | 1062.8416 | 1119.5661 | 1186.9908 | 1258.7771 | 1308.956 | 1356.0219 | 1394.7316 | 1433.3051 | 1460.8986 | 1482.9765 | 1497.8632 | 1516.4188 | 1530.7247 | 1546.3741 | 1562.7988 | 1581.7996 | 1598.2848 | 1617.7461 | 1635.9887 | 1654.643 | 1671.6642 | 1690.6614 | 1710.0652 | 1730.7883 | 1751.4803 | 1774.4013
CDP7 | NSW | NNSW | Other renewable fuels | 0 | 0 | 0 | 0 | 0 | 0 | 0 | 0 | 0 | 0 | 0 | 0 | 0 | 0 | 0 | 0 | 0 | 0 | 0 | 0 | 0 | 0 | 0 | 0 | 0 | 0 | 0 | 90 | 90
CDP7 | NSW | NNSW | DSP | 0 | 0 | 0 | 0 | 0 | 0 | 0 | 0 | 0 | 0 | 0 | 0 | 0 | 0 | 0 | 0 | 0 | 0 | 0 | 0 | 0 | 0 | 0 | 0 | 0 | 0 | 0 | 0 | 0
CDP7 | NSW | CNSW | Black coal | 4105 | 4105 | 4105 | 4105 | 4135 | 3450 | 1420 | 1420 | 1420 | 1420 | 1420 | 1420 | 1420 | 1420 | 1420 | 1420 | 1420 | 0 | 0 | 0 | 0 | 0 | 0 | 0 | 0 | 0 | 0 | 0 | 0
CDP7 | NSW | CNSW | Mid-merit gas | 0 | 0 | 0 | 0 | 0 | 0 | 0 | 0 | 0 | 0 | 0 | 0 | 0 | 0 | 0 | 0 | 0 | 0 | 0 | 0 | 0 | 0 | 0 | 0 | 0 | 0 | 0 | 0 | 0
CDP7 | NSW | CNSW | Flexible gas with CCS | 0 | 0 | 0 | 0 | 0 | 0 | 0 | 0 | 0 | 0 | 0 | 0 | 0 | 0 | 0 | 0 | 0 | 0 | 0 | 0 | 0 | 0 | 0 | 0 | 0 | 0 | 0 | 0 | 0
CDP7 | NSW | CNSW | Flexible gas | 0 | 0 | 0 | 0 | 0 | 0 | 0 | 0 | 0 | 0 | 0 | 0 | 0 | 0 | 0 | 0 | 0 | 0 | 0 | 0 | 0 | 0 | 0 | 0 | 0 | 0 | 0 | 0 | 0
CDP7 | NSW | CNSW | Hydro | 0 | 0 | 0 | 0 | 0 | 0 | 0 | 0 | 0 | 0 | 0 | 0 | 0 | 0 | 0 | 0 | 0 | 0 | 0 | 0 | 0 | 0 | 0 | 0 | 0 | 0 | 0 | 0 | 0
CDP7 | NSW | CNSW | Utility storage | 247 | 247 | 816 | 826.6368 | 1977.9359 | 3021.4946 | 3090.9283 | 3050.9083 | 3090.9283 | 3050.9083 | 3050.9083 | 3090.9283 | 3050.9083 | 3050.9083 | 3090.9283 | 3090.9283 | 3050.9083 | 3050.9083 | 3050.9083 | 3050.9083 | 3090.9283 | 3050.9083 | 2521.9283 | 2471.2715 | 1688.4323 | 778.4218 | 721.9037 | 721.9037 | 761.9237
CDP7 | NSW | CNSW | Coordinated CER storage | 0.91547 | 1.218 | 1.5545 | 1.9694 | 2.396 | 2.8889 | 3.468 | 4.4484 | 5.7616 | 7.4129 | 9.4548 | 11.9182 | 14.7956 | 18.091 | 21.8271 | 26.0012 | 30.6055 | 35.6384 | 41.1048 | 47.0119 | 53.3576 | 60.2411 | 67.6633 | 75.5332 | 83.8558 | 92.5557 | 101.5813 | 105.8426 | 109.6628
CDP7 | NSW | CNSW | Passive CER storage | 19.9215 | 21.7984 | 23.5569 | 25.4252 | 27.2293 | 28.9039 | 31.2635 | 33.4736 | 36.0114 | 38.6022 | 41.3825 | 44.4067 | 47.4404 | 50.4842 | 53.5835 | 56.6421 | 59.5615 | 62.2973 | 64.8483 | 67.2355 | 69.4388 | 72.0568 | 74.8106 | 77.6287 | 80.5076 | 83.1503 | 85.4446 | 88.2195 | 90.7189
CDP7 | NSW | CNSW | Offshore wind | 0 | 0 | 0 | 0 | 0 | 0 | 0 | 0 | 0 | 0 | 0 | 0 | 0 | 0 | 0 | 0 | 0 | 0 | 0 | 0 | 0 | 0 | 0 | 0 | 0 | 0 | 0 | 0 | 0
CDP7 | NSW | CNSW | Wind | 503.54 | 503.54 | 641.54 | 1485.2703 | 2265.1742 | 5169.8049 | 5169.8049 | 5169.8049 | 5169.8049 | 5169.8049 | 5169.8049 | 5169.8049 | 5169.8049 | 5169.8049 | 5169.8049 | 5169.8049 | 5169.8049 | 5063.0049 | 4924.9949 | 4924.9949 | 4924.9949 | 4924.9949 | 4924.9949 | 4924.9949 | 4924.9949 | 5197.9046 | 5667.222 | 5667.222 | 5667.222
CDP7 | NSW | CNSW | Utility solar | 1876.49 | 1876.49 | 1956.35 | 2947.1657 | 2947.1657 | 3993.9626 | 4232.5726 | 4232.5726 | 4232.5726 | 4232.5726 | 4232.5726 | 4426.2042 | 4426.2042 | 4426.2042 | 4426.2042 | 4426.2042 | 4426.2042 | 4426.2042 | 4426.2042 | 4324.1842 | 4853.7797 | 4853.7797 | 5000.1962 | 5000.1962 | 6440.2658 | 6680.6295 | 8215.99 | 8096.24 | 7926.36
CDP7 | NSW | CNSW | Distributed PV | 621.9378 | 636.102 | 644.9182 | 661.8711 | 702.2766 | 740.456 | 787.694 | 821.4306 | 856.4795 | 886.1984 | 918.429 | 939.0199 | 954.7714 | 966.4442 | 983.7172 | 994.2831 | 1006.6496 | 1019.2425 | 1037.8102 | 1049.5191 | 1061.3193 | 1073.5732 | 1093.3139 | 1104.7404 | 1118.1637 | 1133.1908 | 1153.9216 | 1167.3489 | 1182.2507
CDP7 | NSW | CNSW | Other renewable fuels | 0 | 0 | 0 | 0 | 0 | 0 | 0 | 0 | 0 | 0 | 0 | 0 | 0 | 0 | 0 | 0 | 0 | 0 | 0 | 0 | 0 | 0 | 0 | 0 | 0 | 0 | 30 | 90 | 90
CDP7 | NSW | CNSW | DSP | 0 | 0 | 0 | 0 | 0 | 0 | 0 | 0 | 0 | 0 | 0 | 0 | 0 | 0 | 0 | 0 | 0 | 0 | 0 | 0 | 0 | 0 | 0 | 0 | 0 | 0 | 0 | 0 | 0
CDP7 | NSW | SNW | Black coal | 4200 | 4200 | 1320 | 1320 | 1320 | 0 | 0 | 0 | 0 | 0 | 0 | 0 | 0 | 0 | 0 | 0 | 0 | 0 | 0 | 0 | 0 | 0 | 0 | 0 | 0 | 0 | 0 | 0 | 0
CDP7 | NSW | SNW | Mid-merit gas | 440 | 440 | 440 | 440 | 440 | 440 | 440 | 440 | 440 | 440 | 440 | 440 | 440 | 440 | 440 | 440 | 440 | 440 | 440 | 440 | 0 | 0 | 0 | 0 | 0 | 0 | 0 | 0 | 0
CDP7 | NSW | SNW | Flexible gas with CCS | 0 | 0 | 0 | 0 | 0 | 0 | 0 | 0 | 0 | 0 | 0 | 0 | 0 | 0 | 0 | 0 | 0 | 0 | 0 | 0 | 0 | 0 | 0 | 0 | 0 | 0 | 0 | 0 | 0
CDP7 | NSW | SNW | Flexible gas | 1979 | 1979 | 1979 | 1979 | 1979 | 1979 | 1979 | 2745.7913 | 2745.7913 | 2745.7913 | 2745.7913 | 2745.7913 | 2745.7913 | 2745.7913 | 2745.7913 | 2745.7913 | 2745.7913 | 2745.7913 | 2745.7913 | 2745.7913 | 3168.6508 | 4044.7108 | 4044.7108 | 4044.7108 | 4044.7108 | 4044.7108 | 4044.7108 | 4044.7108 | 4044.7108
CDP7 | NSW | SNW | Hydro | 0 | 0 | 0 | 0 | 0 | 0 | 0 | 0 | 0 | 0 | 0 | 0 | 0 | 0 | 0 | 0 | 0 | 0 | 0 | 0 | 0 | 0 | 0 | 0 | 0 | 0 | 0 | 0 | 0
CDP7 | NSW | SNW | Utility storage | 50 | 50 | 1571.8575 | 1571.8627 | 1571.8736 | 1952.9834 | 2510.9061 | 3138.4581 | 3211.0341 | 3138.4581 | 3138.4581 | 3211.0341 | 3138.4581 | 3088.4581 | 3161.0341 | 3161.0341 | 3088.4581 | 3088.4581 | 3088.4581 | 3088.4581 | 3161.0341 | 3088.4581 | 1746.8886 | 1674.3074 | 1674.2966 | 1399.9195 | 1038.152 | 1038.152 | 1110.7281
CDP7 | NSW | SNW | Coordinated CER storage | 8.587 | 11.5295 | 14.8171 | 18.6626 | 22.7871 | 27.7997 | 33.4963 | 43.0237 | 55.4305 | 70.9627 | 90.1039 | 112.9793 | 139.8314 | 170.4524 | 205.2684 | 244.1544 | 286.9162 | 333.5338 | 384.2127 | 438.8854 | 497.66 | 560.8937 | 629.5544 | 702.4072 | 779.5514 | 860.1351 | 943.9419 | 983.3503 | 1018.6582
CDP7 | NSW | SNW | Passive CER storage | 186.8609 | 206.3463 | 224.5379 | 240.9368 | 258.9593 | 278.1444 | 301.9599 | 322.7208 | 344.5839 | 366.8252 | 390.7075 | 415.6523 | 441.7183 | 467.2367 | 494.0385 | 520.566 | 545.206 | 567.5963 | 588.6361 | 607.8089 | 625.5986 | 647.3132 | 670.0861 | 693.8422 | 718.7364 | 741.3337 | 761.6739 | 786.6727 | 809.1086
CDP7 | NSW | SNW | Offshore wind | 0 | 0 | 0 | 0 | 0 | 0 | 0 | 0 | 0 | 0 | 0 | 0 | 0 | 0 | 0 | 0 | 0 | 0 | 0 | 0 | 0 | 0 | 0 | 0 | 0 | 0 | 0 | 0 | 0
CDP7 | NSW | SNW | Wind | 0 | 0 | 0 | 0 | 0 | 0 | 0 | 0 | 0 | 0 | 0 | 0 | 0 | 0 | 0 | 0 | 0 | 0 | 0 | 0 | 0 | 0 | 0 | 0 | 0 | 0 | 0 | 0 | 0
CDP7 | NSW | SNW | Utility solar | 0 | 0 | 0 | 0 | 0 | 0 | 0 | 0 | 0 | 0 | 0 | 0 | 0 | 0 | 0 | 0 | 0 | 0 | 0 | 0 | 0 | 0 | 0 | 0 | 0 | 0 | 0 | 0 | 0
CDP7 | NSW | SNW | Distributed PV | 3679.6425 | 3821.5974 | 3976.6457 | 4171.7761 | 4514.291 | 4858.2954 | 5220.1292 | 5496.252 | 5768.549 | 6015.446 | 6247.5007 | 6444.969 | 6601.2248 | 6709.9767 | 6807.533 | 6901.289 | 6995.1835 | 7087.6409 | 7182.3455 | 7274.2264 | 7368.4104 | 7463.4566 | 7560.2199 | 7654.4945 | 7751.1288 | 7849.3467 | 7952.3875 | 8051.2259 | 8161.516
CDP7 | NSW | SNW | Other renewable fuels | 0 | 0 | 0 | 0 | 0 | 0 | 0 | 0 | 0 | 0 | 0 | 0 | 0 | 0 | 0 | 0 | 0 | 0 | 0 | 0 | 0 | 0 | 0 | 0 | 0 | 0 | 90 | 90 | 90
CDP7 | NSW | SNW | DSP | 336.74 | 342.94 | 349.4 | 358.05 | 499.09 | 685.31 | 850.38 | 920.72 | 991.02 | 1061.28 | 1070.04 | 1079.54 | 1087.21 | 1096.93 | 1105.44 | 1116.29 | 1124.85 | 1136.31 | 1138.21 | 1141.89 | 1148.33 | 1146.26 | 1149.08 | 1151.3 | 1149.72 | 1153.61 | 1157.93 | 1166.18 | 1185.25
CDP7 | NSW | SNSW | Black coal | 0 | 0 | 0 | 0 | 0 | 0 | 0 | 0 | 0 | 0 | 0 | 0 | 0 | 0 | 0 | 0 | 0 | 0 | 0 | 0 | 0 | 0 | 0 | 0 | 0 | 0 | 0 | 0 | 0
CDP7 | NSW | SNSW | Mid-merit gas | 0 | 0 | 0 | 0 | 0 | 0 | 0 | 0 | 0 | 0 | 0 | 0 | 0 | 0 | 0 | 0 | 0 | 0 | 0 | 0 | 0 | 0 | 0 | 0 | 0 | 0 | 0 | 0 | 0
CDP7 | NSW | SNSW | Flexible gas with CCS | 0 | 0 | 0 | 0 | 0 | 0 | 0 | 0 | 0 | 0 | 0 | 0 | 0 | 0 | 0 | 0 | 0 | 0 | 0 | 0 | 0 | 0 | 0 | 0 | 0 | 0 | 0 | 0 | 0
CDP7 | NSW | SNSW | Flexible gas | 692 | 692 | 692 | 692 | 692 | 692 | 692 | 692 | 692 | 692 | 692 | 692 | 692 | 692 | 692 | 692 | 692 | 692 | 692 | 692 | 692 | 0 | 0 | 0 | 0 | 0 | 0 | 0 | 0
CDP7 | NSW | SNSW | Hydro | 2285 | 2285 | 2285 | 2285 | 2285 | 2285 | 2285 | 2285 | 2285 | 2285 | 2285 | 2285 | 2285 | 2285 | 2285 | 2285 | 2285 | 2285 | 2285 | 2285 | 2285 | 2285 | 2285 | 2285 | 2285 | 2285 | 2285 | 2285 | 2285
CDP7 | NSW | SNSW | Utility storage | 299.99 | 309.99 | 368.9 | 368.9 | 568.9 | 2768.9 | 2769.8903 | 2768.9003 | 2769.8903 | 2768.9003 | 2768.9003 | 2769.8903 | 2768.9003 | 2768.9003 | 2769.8903 | 2769.8903 | 2768.9003 | 2768.9003 | 2768.9003 | 2758.9003 | 2709.8903 | 2708.9003 | 2649.9903 | 2649.0003 | 2649.0003 | 2550.0003 | 2550.0001 | 2550.0001 | 2400.0001
CDP7 | NSW | SNSW | Coordinated CER storage | 1.8316 | 2.4469 | 3.1469 | 4.0056 | 4.9448 | 6.063 | 7.344 | 8.8828 | 10.843 | 13.2952 | 16.3304 | 19.989 | 24.3293 | 29.3361 | 35.0941 | 41.5771 | 48.7432 | 56.6101 | 65.2405 | 74.6487 | 84.8616 | 95.9878 | 108.1835 | 121.2843 | 135.2958 | 150.0261 | 165.4879 | 173.4974 | 180.7336
CDP7 | NSW | SNSW | Passive CER storage | 39.8581 | 43.7926 | 47.6885 | 51.7125 | 56.1945 | 60.6618 | 66.2045 | 71.0929 | 76.2779 | 81.7101 | 87.5202 | 93.586 | 99.9174 | 106.2198 | 112.7798 | 119.2142 | 125.1293 | 130.5318 | 135.6734 | 140.5429 | 145.2071 | 150.7156 | 156.525 | 162.5649 | 168.7895 | 174.3699 | 179.4516 | 185.5172 | 191.0124
CDP7 | NSW | SNSW | Offshore wind | 0 | 0 | 0 | 0 | 0 | 0 | 0 | 0 | 0 | 0 | 0 | 0 | 0 | 0 | 0 | 0 | 0 | 0 | 0 | 0 | 0 | 0 | 0 | 0 | 0 | 0 | 0 | 0 | 0
CDP7 | NSW | SNSW | Wind | 1792.06 | 1850.06 | 1890.08 | 2420.54 | 3002.2403 | 3002.2403 | 3002.2403 | 3002.2403 | 3002.2403 | 3002.2403 | 3002.2403 | 3002.2403 | 3002.2403 | 2955.7403 | 2955.7403 | 2925.7403 | 2925.7403 | 2715.8439 | 2667.5439 | 2667.5439 | 2378.5339 | 2378.5339 | 2134.7339 | 1920.3937 | 1925.7047 | 1548.064 | 1555.8642 | 1555.8642 | 1555.8642
CDP7 | NSW | SNSW | Utility solar | 2083.08 | 2083.08 | 2475.36 | 2825.7207 | 3369.5957 | 3369.5957 | 3370.4957 | 3369.5957 | 3369.5957 | 3369.5957 | 3369.5957 | 3369.5957 | 3369.5957 | 3369.5957 | 3369.5957 | 3219.5657 | 3219.5657 | 3219.5657 | 3219.5657 | 3219.5657 | 4141.5235 | 4348.5796 | 4348.5796 | 4263.5796 | 4231.1796 | 4535.8973 | 4425.2945 | 3650.0845 | 3620.0845
CDP7 | NSW | SNSW | Distributed PV | 986.0326 | 1016.5758 | 1046.5931 | 1086.1683 | 1164.1203 | 1240.9168 | 1328.5137 | 1393.4014 | 1458.5676 | 1517.356 | 1578.8062 | 1621.3015 | 1659.1313 | 1689.5418 | 1724.7489 | 1750.0152 | 1777.7549 | 1805.5558 | 1841.3577 | 1866.4198 | 1894.7072 | 1924.1874 | 1962.8752 | 1990.9999 | 2022.3122 | 2052.6863 | 2093.9396 | 2124.8409 | 2159.5341
CDP7 | NSW | SNSW | Other renewable fuels | 0 | 0 | 0 | 0 | 0 | 0 | 0 | 0 | 0 | 0 | 0 | 0 | 0 | 0 | 0 | 0 | 0 | 0 | 0 | 0 | 0 | 0 | 0 | 0 | 0 | 0 | 0 | 0 | 0
CDP7 | NSW | SNSW | DSP | 0 | 0 | 0 | 0 | 0 | 0 | 0 | 0 | 0 | 0 | 0 | 0 | 0 | 0 | 0 | 0 | 0 | 0 | 0 | 0 | 0 | 0 | 0 | 0 | 0 | 0 | 0 | 0 | 0
CDP7 | QLD | NQ | Black coal | 0 | 0 | 0 | 0 | 0 | 0 | 0 | 0 | 0 | 0 | 0 | 0 | 0 | 0 | 0 | 0 | 0 | 0 | 0 | 0 | 0 | 0 | 0 | 0 | 0 | 0 | 0 | 0 | 0
CDP7 | QLD | NQ | Mid-merit gas | 244 | 244 | 244 | 244 | 244 | 244 | 244 | 244 | 244 | 244 | 244 | 244 | 244 | 244 | 244 | 244 | 244 | 244 | 244 | 244 | 244 | 244 | 244 | 0 | 0 | 0 | 0 | 0 | 0
CDP7 | QLD | NQ | Flexible gas with CCS | 0 | 0 | 0 | 0 | 0 | 0 | 0 | 0 | 0 | 0 | 0 | 0 | 0 | 0 | 0 | 0 | 0 | 0 | 0 | 0 | 0 | 0 | 0 | 0 | 0 | 0 | 0 | 0 | 0
CDP7 | QLD | NQ | Flexible gas | 423.5 | 423.5 | 423.5 | 423.5 | 423.5 | 423.5 | 423.5 | 423.5 | 423.5 | 423.5 | 131.5 | 131.5 | 131.5 | 131.5 | 131.5 | 131.5 | 131.5 | 131.5 | 131.5 | 131.5 | 131.5 | 0 | 0 | 0 | 0 | 0 | 0 | 0 | 0
CDP7 | QLD | NQ | Hydro | 156.4 | 156.4 | 156.4 | 156.4 | 156.4 | 156.4 | 156.4 | 156.4 | 156.4 | 156.4 | 156.4 | 156.4 | 156.4 | 156.4 | 70 | 70 | 70 | 70 | 70 | 0 | 0 | 0 | 0 | 0 | 0 | 0 | 0 | 0 | 0
CDP7 | QLD | NQ | Utility storage | 250 | 250 | 250 | 550 | 550 | 550 | 550 | 550.0001 | 550.0001 | 550.0001 | 550.0001 | 550.0001 | 550.0001 | 550.0001 | 550.0002 | 550.0002 | 550.0002 | 550.0002 | 550.0002 | 550.0002 | 550.0002 | 550.0004 | 550.0007 | 255.8581 | 270.2136 | 399.5011 | 430.8925 | 430.8925 | 430.8925
CDP7 | QLD | NQ | Coordinated CER storage | 0.88737 | 1.2167 | 1.5929 | 2.0251 | 2.5236 | 3.12 | 3.8402 | 4.861 | 6.1864 | 7.8245 | 9.8358 | 12.2418 | 15.0717 | 18.2721 | 21.9141 | 25.9728 | 30.4036 | 35.228 | 40.4665 | 46.1292 | 52.2496 | 58.927 | 66.1344 | 73.8088 | 81.9834 | 90.4987 | 99.3492 | 103.7072 | 107.6837
CDP7 | QLD | NQ | Passive CER storage | 18.5285 | 21.0552 | 23.4635 | 25.9022 | 28.4576 | 31.3925 | 34.814 | 37.9522 | 41.4162 | 44.9799 | 48.8461 | 52.9834 | 57.3995 | 61.6721 | 66.1572 | 70.6014 | 74.6827 | 78.4936 | 82.1191 | 85.5856 | 89.0361 | 92.9771 | 97.0969 | 101.3628 | 105.886 | 109.9772 | 113.7091 | 117.7593 | 121.4976
CDP7 | QLD | NQ | Offshore wind | 0 | 0 | 0 | 0 | 0 | 0 | 0 | 0 | 0 | 0 | 0 | 0 | 0 | 0 | 0 | 0 | 0 | 0 | 0 | 0 | 0 | 0 | 0 | 0 | 0 | 0 | 0 | 0 | 0
CDP7 | QLD | NQ | Wind | 375.64 | 375.64 | 375.64 | 375.64 | 1609.2137 | 1935.5178 | 2515.6727 | 2515.6727 | 2515.6727 | 2515.6727 | 2678.5697 | 2678.5697 | 2765.7948 | 2959.9059 | 2959.9059 | 2959.9059 | 2959.9059 | 2959.9059 | 2959.9059 | 2959.9059 | 2959.7409 | 3423.4004 | 3423.4004 | 3380.2004 | 3380.2004 | 3247.9789 | 3393.4538 | 3432.9315 | 3439.6428
CDP7 | QLD | NQ | Utility solar | 521.6 | 521.6 | 521.6 | 521.6 | 521.6 | 521.6 | 521.6 | 521.6 | 521.6 | 521.6 | 521.6 | 521.6 | 521.6001 | 521.6001 | 473.1001 | 473.1001 | 473.1001 | 473.1001 | 661.9138 | 631.2775 | 515.3175 | 515.3175 | 515.3175 | 500.3175 | 400.3375 | 379.3675 | 664.3354 | 564.3054 | 564.3054
CDP7 | QLD | NQ | Distributed PV | 650.1918 | 674.7727 | 703.9561 | 730.2258 | 763.9198 | 810.8536 | 853.2797 | 886.3548 | 917.2914 | 944.1354 | 970.7969 | 991.2841 | 1008.6228 | 1022.5255 | 1038.7204 | 1053.488 | 1067.6015 | 1084.5645 | 1102.9542 | 1118.778 | 1136.6862 | 1153.6954 | 1172.9582 | 1190.3775 | 1209.4642 | 1228.2939 | 1251.6994 | 1274.419 | 1298.4572
CDP7 | QLD | NQ | Other renewable fuels | 0 | 0 | 0 | 0 | 0 | 0 | 0 | 0 | 0 | 0 | 0 | 0 | 0 | 0 | 0 | 0 | 0 | 0 | 0 | 0 | 0 | 0 | 0 | 0 | 0 | 0 | 0 | 0 | 0
CDP7 | QLD | NQ | DSP | 0 | 0 | 0 | 0 | 0 | 0 | 0 | 0 | 0 | 0 | 0 | 0 | 0 | 0 | 0 | 0 | 0 | 0 | 0 | 0 | 0 | 0 | 0 | 0 | 0 | 0 | 0 | 0 | 0
CDP7 | QLD | GG | Black coal | 1680 | 1680 | 1680 | 1680 | 840 | 840 | 840 | 280 | 0 | 0 | 0 | 0 | 0 | 0 | 0 | 0 | 0 | 0 | 0 | 0 | 0 | 0 | 0 | 0 | 0 | 0 | 0 | 0 | 0
CDP7 | QLD | GG | Mid-merit gas | 180 | 180 | 180 | 180 | 180 | 180 | 180 | 180 | 180 | 180 | 180 | 180 | 180 | 180 | 180 | 180 | 180 | 180 | 180 | 180 | 180 | 180 | 180 | 180 | 180 | 180 | 180 | 0 | 0
CDP7 | QLD | GG | Flexible gas with CCS | 0 | 0 | 0 | 0 | 0 | 0 | 0 | 0 | 0 | 0 | 0 | 0 | 0 | 0 | 0 | 0 | 0 | 0 | 0 | 0 | 0 | 0 | 0 | 0 | 0 | 0 | 0 | 0 | 0
CDP7 | QLD | GG | Flexible gas | 0 | 0 | 0 | 0 | 0 | 0 | 0 | 0 | 0 | 0 | 0 | 0 | 0 | 0 | 0 | 0 | 0 | 0 | 0 | 0 | 0 | 0 | 0 | 0 | 0 | 0 | 0 | 0 | 0
CDP7 | QLD | GG | Hydro | 0 | 0 | 0 | 0 | 0 | 0 | 0 | 0 | 0 | 0 | 0 | 0 | 0 | 0 | 0 | 0 | 0 | 0 | 0 | 0 | 0 | 0 | 0 | 0 | 0 | 0 | 0 | 0 | 0
CDP7 | QLD | GG | Utility storage | 0 | 0 | 400 | 400 | 400 | 400 | 400.0001 | 400.0001 | 400.0001 | 400.0001 | 400.0001 | 400.0001 | 400.0001 | 400.0001 | 400.0002 | 400.0002 | 400.0002 | 400.0002 | 400.0002 | 400.0002 | 400.0002 | 400.0002 | 61.6583 | 61.6583 | 165.6915 | 165.6916 | 231.1191 | 231.1191 | 629.6811
CDP7 | QLD | GG | Coordinated CER storage | 0.048726 | 0.066819 | 0.087887 | 0.11153 | 0.14153 | 0.17366 | 0.21572 | 0.29891 | 0.41299 | 0.56211 | 0.74955 | 0.97712 | 1.2471 | 1.5592 | 1.9169 | 2.3184 | 2.7646 | 3.2536 | 3.7908 | 4.3761 | 5.009 | 5.7004 | 6.4465 | 7.2409 | 8.0831 | 8.9664 | 9.8883 | 10.3376 | 10.7449
CDP7 | QLD | GG | Passive CER storage | 1.0174 | 1.1563 | 1.2946 | 1.4266 | 1.5959 | 1.7473 | 1.9556 | 2.1352 | 2.3376 | 2.5644 | 2.8105 | 3.0704 | 3.3401 | 3.6127 | 3.8978 | 4.1748 | 4.4417 | 4.6827 | 4.9228 | 5.1563 | 5.3782 | 5.6374 | 5.9123 | 6.1964 | 6.4847 | 6.7498 | 6.9899 | 7.2551 | 7.4911
CDP7 | QLD | GG | Offshore wind | 0 | 0 | 0 | 0 | 0 | 0 | 0 | 0 | 0 | 0 | 0 | 0 | 0 | 0 | 0 | 0 | 0 | 0 | 0 | 0 | 0 | 0 | 0 | 0 | 0 | 0 | 0 | 0 | 0
CDP7 | QLD | GG | Wind | 0 | 0 | 0 | 0 | 0 | 0 | 0 | 0 | 0 | 0 | 0 | 0 | 0 | 0 | 0 | 0 | 0 | 0 | 0 | 0 | 0 | 0 | 0 | 0 | 0 | 0 | 0 | 0 | 0
CDP7 | QLD | GG | Utility solar | 0 | 0 | 0 | 0 | 0 | 0 | 0 | 0 | 0 | 0 | 0 | 0 | 0 | 0 | 0 | 0 | 0 | 0 | 0 | 0 | 0 | 0 | 0 | 0 | 0 | 0 | 0 | 0 | 0
CDP7 | QLD | GG | Distributed PV | 62.5042 | 64.2791 | 66.415 | 68.9878 | 72.7673 | 76.244 | 80.0461 | 83.5314 | 86.727 | 89.5602 | 92.1585 | 94.3304 | 96.0517 | 97.5469 | 99.0431 | 100.4574 | 101.995 | 103.5388 | 105.3012 | 107.0116 | 108.5825 | 110.2539 | 112.0709 | 113.8938 | 115.5761 | 117.3638 | 119.4773 | 121.9029 | 124.2038
CDP7 | QLD | GG | Other renewable fuels | 0 | 0 | 0 | 0 | 0 | 0 | 0 | 0 | 0 | 0 | 0 | 0 | 0 | 0 | 0 | 0 | 0 | 0 | 0 | 0 | 0 | 0 | 0 | 0 | 0 | 0 | 0 | 0 | 0
CDP7 | QLD | GG | DSP | 0 | 0 | 0 | 0 | 0 | 0 | 0 | 0 | 0 | 0 | 0 | 0 | 0 | 0 | 0 | 0 | 0 | 0 | 0 | 0 | 0 | 0 | 0 | 0 | 0 | 0 | 0 | 0 | 0
CDP7 | QLD | CQ | Black coal | 3004 | 3004 | 3004 | 3004 | 2304 | 2304 | 1574 | 1574 | 1574 | 844 | 844 | 844 | 844 | 844 | 844 | 844 | 844 | 844 | 844 | 844 | 844 | 844 | 844 | 844 | 844 | 844 | 844 | 844 | 0
CDP7 | QLD | CQ | Mid-merit gas | 0 | 0 | 0 | 0 | 0 | 0 | 0 | 0 | 0 | 0 | 0 | 0 | 0 | 0 | 0 | 0 | 0 | 0 | 0 | 0 | 0 | 0 | 0 | 0 | 0 | 0 | 0 | 0 | 0
CDP7 | QLD | CQ | Flexible gas with CCS | 0 | 0 | 0 | 0 | 0 | 0 | 0 | 0 | 0 | 0 | 0 | 0 | 0 | 0 | 0 | 0 | 0 | 0 | 0 | 0 | 0 | 0 | 0 | 0 | 0 | 0 | 0 | 0 | 0
CDP7 | QLD | CQ | Flexible gas | 37 | 37 | 37 | 37 | 37 | 37 | 37 | 37 | 37 | 37 | 37 | 0 | 0 | 0 | 0 | 0 | 0 | 0 | 0 | 0 | 0 | 0 | 0 | 0 | 0 | 0 | 0 | 0 | 0
CDP7 | QLD | CQ | Hydro | 0 | 0 | 0 | 0 | 0 | 0 | 0 | 0 | 0 | 0 | 0 | 0 | 0 | 0 | 0 | 0 | 0 | 0 | 0 | 0 | 0 | 0 | 0 | 0 | 0 | 0 | 0 | 0 | 0
CDP7 | QLD | CQ | Utility storage | 50 | 50 | 50 | 50 | 200 | 200 | 200.0001 | 200.0001 | 200.0001 | 200.0001 | 200.0002 | 200.0002 | 200.0002 | 200.0002 | 200.0003 | 200.0003 | 200.0003 | 200.0003 | 200.0003 | 150.0003 | 150.0003 | 169.1681 | 230.6779 | 230.6779 | 184.7839 | 184.7842 | 900.9405 | 900.9405 | 1020.1434
CDP7 | QLD | CQ | Coordinated CER storage | 0.81707 | 1.1192 | 1.475 | 1.8705 | 2.3506 | 2.8941 | 3.5651 | 4.6403 | 6.0457 | 7.8273 | 10.0404 | 12.6969 | 15.8224 | 19.4074 | 23.4888 | 28.0554 | 33.0802 | 38.5531 | 44.5354 | 51.0196 | 58.024 | 65.6952 | 73.9546 | 82.751 | 92.094 | 101.874 | 112.0393 | 117.0219 | 121.5395
CDP7 | QLD | CQ | Passive CER storage | 17.0607 | 19.3666 | 21.7275 | 23.9255 | 26.506 | 29.119 | 32.3201 | 35.3739 | 38.6267 | 42.1175 | 45.9487 | 49.9898 | 54.2028 | 58.4551 | 62.8527 | 67.2149 | 71.3089 | 75.0313 | 78.6845 | 82.1837 | 85.591 | 89.6089 | 93.7355 | 98.007 | 102.4317 | 106.5375 | 110.2123 | 114.1759 | 117.7274
CDP7 | QLD | CQ | Offshore wind | 0 | 0 | 0 | 0 | 0 | 0 | 0 | 0 | 0 | 0 | 0 | 0 | 0 | 0 | 0 | 0 | 0 | 0 | 0 | 0 | 0 | 0 | 0 | 0 | 0 | 0 | 0 | 0 | 0
CDP7 | QLD | CQ | Wind | 300 | 300 | 439 | 439 | 944.5611 | 1415.5733 | 1415.5733 | 1415.5733 | 1415.5733 | 1415.5733 | 2108.9196 | 2114.8987 | 2114.8987 | 2114.8987 | 2114.8987 | 2114.8987 | 2114.8987 | 2114.8987 | 2114.8987 | 2114.8987 | 2208.4996 | 4033.797 | 4033.797 | 4033.797 | 4033.797 | 4033.797 | 3594.797 | 3594.797 | 3594.797
CDP7 | QLD | CQ | Utility solar | 788.17 | 788.17 | 788.17 | 788.17 | 860.6872 | 860.6872 | 860.6872 | 860.6872 | 860.6872 | 860.6873 | 864.9214 | 864.9218 | 864.923 | 865.0478 | 865.0478 | 865.0478 | 865.0478 | 869.7442 | 1378.3776 | 1378.3777 | 1364.3782 | 1321.8782 | 1321.8782 | 1321.8782 | 1321.8782 | 2316.0381 | 3201.419 | 3708.9886 | 4558.0979
CDP7 | QLD | CQ | Distributed PV | 722.2681 | 742.6714 | 766.5235 | 793.7311 | 832.2373 | 870.8408 | 919.19 | 959.03 | 992.0332 | 1024.4908 | 1056.5767 | 1083.0724 | 1101.7266 | 1123.061 | 1144.5628 | 1165.0051 | 1182.6817 | 1203.6093 | 1227.4527 | 1248.9192 | 1267.2572 | 1290.1466 | 1314.2082 | 1336.8165 | 1356.4594 | 1381.1351 | 1408.4892 | 1436.2188 | 1460.3169
CDP7 | QLD | CQ | Other renewable fuels | 0 | 0 | 0 | 0 | 0 | 0 | 0 | 0 | 0 | 0 | 0 | 0 | 0 | 0 | 0 | 0 | 0 | 0 | 0 | 0 | 0 | 0 | 0 | 0 | 0 | 0 | 0 | 0 | 0
CDP7 | QLD | CQ | DSP | 0 | 0 | 0 | 0 | 0 | 0 | 0 | 0 | 0 | 0 | 0 | 0 | 0 | 0 | 0 | 0 | 0 | 0 | 0 | 0 | 0 | 0 | 0 | 0 | 0 | 0 | 0 | 0 | 0
CDP7 | QLD | SQ | Black coal | 3446 | 3446 | 3446 | 3446 | 3446 | 3446 | 3446 | 2746 | 2746 | 2396 | 1596 | 852 | 852 | 852 | 852 | 852 | 852 | 852 | 852 | 852 | 852 | 852 | 852 | 852 | 852 | 852 | 852 | 852 | 0
CDP7 | QLD | SQ | Mid-merit gas | 1173.9 | 1173.9 | 1173.9 | 1173.9 | 1173.9 | 1173.9 | 1173.9 | 1173.9 | 1173.9 | 1173.9 | 1173.9 | 1173.9 | 1173.9 | 788.9 | 788.9 | 788.9 | 644.5 | 644.5 | 644.5 | 644.5 | 644.5 | 644.5 | 0 | 0 | 0 | 0 | 0 | 0 | 0
CDP7 | QLD | SQ | Flexible gas with CCS | 0 | 0 | 0 | 0 | 0 | 0 | 0 | 0 | 0 | 0 | 0 | 0 | 0 | 0 | 0 | 0 | 0 | 0 | 0 | 0 | 0 | 0 | 0 | 0 | 0 | 0 | 0 | 0 | 0
CDP7 | QLD | SQ | Flexible gas | 1509 | 1509 | 1509 | 1709 | 1709 | 1709 | 1709 | 1709 | 1709 | 1709 | 1884.5061 | 1804.5061 | 1804.5061 | 1857.5219 | 2085.9973 | 2295.6078 | 2713.7072 | 2905.7375 | 2905.7375 | 3966.7942 | 3987.8493 | 3987.8493 | 3987.8493 | 4172.2095 | 4172.2095 | 4172.2095 | 3653.2095 | 3307.2095 | 3502.3058
CDP7 | QLD | SQ | Hydro | 0 | 0 | 0 | 0 | 0 | 0 | 0 | 0 | 0 | 0 | 0 | 0 | 0 | 0 | 0 | 0 | 0 | 0 | 0 | 0 | 0 | 0 | 0 | 0 | 0 | 0 | 0 | 0 | 0
CDP7 | QLD | SQ | Utility storage | 709.6 | 1423.76 | 1729.76 | 1729.76 | 1729.76 | 1729.76 | 1729.7601 | 1729.7601 | 3727.7601 | 3727.7601 | 3727.7601 | 3727.7601 | 3727.7601 | 3727.7601 | 3727.7602 | 3627.7602 | 3627.7602 | 3627.7602 | 3627.7602 | 3627.7602 | 3627.7602 | 3327.7602 | 3133.2415 | 3490.0399 | 3490.0399 | 3235.2399 | 3746.8318 | 3746.8318 | 3646.8318
CDP7 | QLD | SQ | Coordinated CER storage | 4.2813 | 5.9349 | 7.8549 | 10.0673 | 12.639 | 15.6606 | 19.5036 | 26.1745 | 34.9449 | 45.9905 | 59.704 | 76.2037 | 95.6949 | 118.0268 | 143.566 | 172.1726 | 203.6626 | 237.961 | 275.4027 | 316.0829 | 360.0365 | 407.5661 | 459.4511 | 514.7474 | 573.5005 | 635.0211 | 699.1749 | 730.6031 | 759.1308
CDP7 | QLD | SQ | Passive CER storage | 89.3949 | 102.7017 | 115.7072 | 128.7691 | 142.5235 | 157.5718 | 176.8119 | 194.2469 | 213.1165 | 232.7482 | 254.1827 | 276.937 | 301.0369 | 325.0195 | 350.4149 | 375.6131 | 399.0493 | 420.0192 | 440.1605 | 459.7105 | 478.6237 | 501.0311 | 524.6191 | 549.2404 | 574.878 | 598.5559 | 620.3463 | 643.8322 | 664.9847
CDP7 | QLD | SQ | Offshore wind | 0 | 0 | 0 | 0 | 0 | 0 | 0 | 0 | 0 | 0 | 0 | 0 | 0 | 0 | 0 | 0 | 0 | 0 | 0 | 0 | 0 | 0 | 0 | 0 | 0 | 0 | 0 | 0 | 0
CDP7 | QLD | SQ | Wind | 864.95 | 1788.35 | 1788.35 | 1788.35 | 3188.3501 | 4088.6845 | 4088.6845 | 4088.6845 | 4088.6845 | 4088.6845 | 4088.6845 | 4840.4856 | 4840.4856 | 5102.8109 | 5102.8109 | 5102.8109 | 5102.8109 | 5102.8109 | 5102.8109 | 5102.811 | 5102.811 | 4662.841 | 4662.841 | 4662.841 | 4662.841 | 7910.5896 | 7910.5896 | 8048.38 | 8048.38
CDP7 | QLD | SQ | Utility solar | 1791.51 | 1791.51 | 1850.95 | 1951.79 | 1951.25 | 1950.69 | 1950.14 | 1949.57 | 1949.0101 | 2273.1643 | 4422.6359 | 5081.4824 | 6002.5723 | 5892.5723 | 5892.5723 | 5892.5723 | 5892.5723 | 5892.5723 | 5892.5723 | 6953.1067 | 6956.452 | 6853.492 | 7326.3515 | 6732.3415 | 7338.9521 | 7311.6521 | 9264.6718 | 9267.148 | 9510.93
CDP7 | QLD | SQ | Distributed PV | 4444.5857 | 4601.2689 | 4749.54 | 4916.8363 | 5144.4056 | 5366.8426 | 5600.5382 | 5818.1179 | 6023.3354 | 6208.4396 | 6390.235 | 6547.3482 | 6680.4309 | 6801.3486 | 6930.4487 | 7058.0895 | 7183.3758 | 7312.5864 | 7449.028 | 7583.0522 | 7712.7031 | 7848.2261 | 7992.0637 | 8132.0113 | 8268.3973 | 8416.1653 | 8582.7632 | 8750.2442 | 8916.9501
CDP7 | QLD | SQ | Other renewable fuels | 0 | 0 | 0 | 0 | 0 | 0 | 0 | 0 | 0 | 0 | 0 | 0 | 0 | 0 | 0 | 0 | 0 | 0 | 0 | 0 | 0 | 0 | 0 | 0 | 0 | 0 | 0 | 90 | 90
CDP7 | QLD | SQ | DSP | 261.52 | 264.77 | 266.65 | 271.43 | 274.99 | 279.39 | 263.31 | 268.86 | 272.92 | 276.84 | 281.85 | 287.32 | 293.21 | 299.76 | 303.87 | 308.31 | 314.85 | 318.56 | 321.21 | 324.66 | 327.68 | 329.75 | 332.41 | 336.27 | 338.73 | 347.33 | 354.15 | 361.49 | 363.01
CDP7 | VIC | VIC | Brown coal | 4820 | 4820 | 4820 | 4820 | 4820 | 3370 | 3370 | 3370 | 3370 | 3370 | 1160 | 580 | 580 | 580 | 580 | 580 | 580 | 580 | 580 | 580 | 580 | 580 | 580 | 580 | 0 | 0 | 0 | 0 | 0
CDP7 | VIC | VIC | Mid-merit gas | 500 | 500 | 500 | 500 | 500 | 0 | 0 | 0 | 0 | 0 | 0 | 0 | 0 | 0 | 0 | 0 | 0 | 0 | 0 | 0 | 0 | 0 | 0 | 0 | 0 | 0 | 0 | 0 | 0
CDP7 | VIC | VIC | Flexible gas with CCS | 0 | 0 | 0 | 0 | 0 | 0 | 0 | 0 | 0 | 0 | 0 | 0 | 0 | 0 | 0 | 0 | 0 | 0 | 0 | 0 | 0 | 0 | 0 | 0 | 0 | 0 | 0 | 0 | 0
CDP7 | VIC | VIC | Flexible gas | 1900 | 1900 | 1900 | 1900 | 1900 | 1900 | 1900 | 1900 | 1900 | 1900 | 1730 | 1730 | 1730 | 1730 | 1730 | 1730 | 1290 | 1290 | 1290 | 1196 | 1323.047 | 1323.047 | 1323.047 | 1323.047 | 1349.6914 | 1349.6914 | 1349.6914 | 1349.6914 | 2215.6531
CDP7 | VIC | VIC | Hydro | 2219.02 | 2219.02 | 2219.02 | 2219.02 | 2219.02 | 2219.02 | 2219.02 | 2219.02 | 2219.02 | 2219.02 | 2219.02 | 2219.02 | 2219.02 | 2219.02 | 2219.02 | 2219.02 | 2219.02 | 2219.02 | 2219.02 | 2219.02 | 2219.02 | 2219.02 | 2219.02 | 2219.02 | 2219.02 | 2219.02 | 2219.02 | 2219.02 | 2219.02
CDP7 | VIC | VIC | Utility storage | 299.13 | 479.13 | 1990.64 | 2405.4405 | 2864.4649 | 2856.7649 | 3053.23 | 3060.53 | 3572.23 | 4083.17 | 4593.0399 | 6201.9199 | 6201.9199 | 6208.5199 | 6201.9199 | 6196.9199 | 6196.9199 | 6196.9199 | 5896.9199 | 5896.9199 | 5746.9199 | 6042.6434 | 5741.3334 | 5002.8329 | 4693.4086 | 4693.4086 | 4467.3435 | 3867.3435 | 3411.6642
CDP7 | VIC | VIC | Coordinated CER storage | 10.6132 | 15.1363 | 20.7187 | 26.6998 | 33.6099 | 42.073 | 52.0251 | 65.3888 | 82.4785 | 103.5543 | 129.304 | 159.8675 | 195.5802 | 236.092 | 282.1042 | 333.3048 | 389.2764 | 449.9516 | 515.8702 | 587.1309 | 663.853 | 746.8741 | 837.0114 | 932.8772 | 1034.5743 | 1140.6225 | 1250.7708 | 1304.751 | 1353.7071
CDP7 | VIC | VIC | Passive CER storage | 269.7717 | 301.4603 | 331.822 | 361.74 | 393.4245 | 427.1076 | 470.0826 | 508.8755 | 550.5086 | 593.6031 | 640.251 | 689.3259 | 740.7945 | 791.6143 | 844.9475 | 897.6568 | 946.6059 | 991.0946 | 1033.8217 | 1074.9606 | 1114.8568 | 1161.2955 | 1209.6656 | 1259.8506 | 1312.0582 | 1360.0652 | 1403.9921 | 1454.6296 | 1500.8336
CDP7 | VIC | VIC | Offshore wind | 0 | 0 | 0 | 0 | 0 | 0 | 0 | 1000 | 2000 | 2666.6666 | 3333.3333 | 3999.9999 | 4999.9999 | 5999.9999 | 6999.9998 | 8000 | 9000 | 9000 | 9000 | 9000 | 9000 | 9000 | 9000 | 9000 | 9000 | 9000 | 9000 | 9000 | 9000
CDP7 | VIC | VIC | Wind | 4537.37 | 4537.37 | 5381.93 | 5399.09 | 5399.0901 | 6811.2317 | 7255.7606 | 7255.7606 | 7255.7606 | 7255.7607 | 7203.2607 | 7011.2607 | 7011.2607 | 7011.2607 | 6948.2607 | 6528.2607 | 6528.2607 | 6239.9607 | 6239.9607 | 6189.4107 | 5872.2107 | 5560.2107 | 4713.2207 | 4713.2207 | 4315.7207 | 5034.8287 | 5601.8745 | 5420.975 | 5420.975
CDP7 | VIC | VIC | Utility solar | 1078.39 | 1171.87 | 1343.97 | 1696.09 | 1696.09 | 1696.09 | 1696.0901 | 1696.0901 | 1696.0901 | 1696.0902 | 1696.0902 | 1696.0902 | 1696.0902 | 1696.0902 | 1696.0902 | 1696.0902 | 1696.0902 | 1696.0902 | 1696.0902 | 1696.0902 | 2388.1619 | 3063.5526 | 3036.3826 | 3036.3826 | 3036.3826 | 3086.9724 | 2711.0424 | 2630.0424 | 2435.0324
CDP7 | VIC | VIC | Distributed PV | 4946.5809 | 5473.4647 | 6000.3487 | 6548.375 | 7156.223 | 7660.403 | 8174.482 | 8576.747 | 8962.685 | 9347.904 | 9703.346 | 10044.94 | 10318.213 | 10545.242 | 10731.794 | 10916.825 | 11076.006 | 11258.545 | 11424.147 | 11608.487 | 11778.063 | 11966.74 | 12140.772 | 12336.863 | 12549.209 | 12805.429 | 13049.815 | 13309.967 | 13556.198
CDP7 | VIC | VIC | Other renewable fuels | 0 | 0 | 0 | 0 | 0 | 0 | 0 | 0 | 0 | 0 | 0 | 0 | 0 | 0 | 0 | 0 | 0 | 0 | 0 | 0 | 0 | 0 | 0 | 0 | 0 | 0 | 0 | 90 | 90
CDP7 | VIC | VIC | DSP | 257.18 | 259.24 | 262.65 | 254.27 | 258.93 | 265 | 272.05 | 276.46 | 282.34 | 286.44 | 291.15 | 294 | 296.52 | 298.78 | 301.25 | 303.94 | 307.11 | 310.41 | 312.34 | 314.87 | 316.32 | 317.01 | 318.65 | 319.05 | 318.14 | 316.32 | 315.74 | 316.68 | 318.56
CDP7 | SA | CSA | Mid-merit gas | 1509 | 1509 | 1509 | 529 | 529 | 529 | 529 | 529 | 529 | 529 | 529 | 529 | 529 | 529 | 0 | 0 | 0 | 0 | 0 | 0 | 0 | 0 | 0 | 0 | 0 | 0 | 0 | 0 | 0
CDP7 | SA | CSA | Flexible gas with CCS | 0 | 0 | 0 | 0 | 0 | 0 | 0 | 0 | 0 | 0 | 0 | 0 | 0 | 0 | 0 | 0 | 0 | 0 | 0 | 0 | 0 | 0 | 0 | 0 | 0 | 0 | 0 | 0 | 0
CDP7 | SA | CSA | Flexible gas | 1421.06 | 1421.06 | 1621.06 | 1621.06 | 1547.56 | 1547.56 | 1547.56 | 1301.56 | 1301.56 | 1061.9 | 1326.9 | 1326.9 | 1326.9 | 1326.9 | 1326.9 | 1326.9 | 1326.9 | 1326.9 | 1326.9 | 1326.9 | 1816.9983 | 1478.9983 | 1355.7983 | 1201.7983 | 1201.7983 | 1201.7983 | 1201.7983 | 1164.5983 | 1164.5983
CDP7 | SA | CSA | Hydro | 0 | 0 | 0 | 0 | 0 | 0 | 0 | 0 | 0 | 0 | 0 | 0 | 0 | 0 | 0 | 0 | 0 | 0 | 0 | 0 | 0 | 0 | 0 | 0 | 0 | 0 | 0 | 0 | 0
CDP7 | SA | CSA | Utility storage | 456.2 | 656.2 | 951.18 | 1569.0638 | 2305.7611 | 2311.7811 | 2305.7611 | 2275.7612 | 2275.7612 | 2275.7612 | 2275.7612 | 2275.7612 | 2275.7612 | 2275.7612 | 2275.7612 | 2275.7612 | 2275.7612 | 2275.7612 | 2263.7612 | 2269.7812 | 2013.0612 | 1819.0812 | 1657.0812 | 1039.1974 | 1396.5402 | 1355.0402 | 1690.2763 | 1690.2763 | 1690.2763
CDP7 | SA | CSA | Coordinated CER storage | 55.6719 | 62.4605 | 69.574 | 76.4942 | 84.1684 | 92.1358 | 101.9094 | 111.3026 | 121.9009 | 133.5508 | 146.6546 | 161.056 | 176.8714 | 193.5765 | 211.7514 | 230.9299 | 250.6652 | 270.8794 | 292.0065 | 314.1066 | 337.1741 | 362.1662 | 388.8506 | 416.8107 | 446.0604 | 475.6817 | 505.6161 | 520.6813 | 534.0007
CDP7 | SA | CSA | Passive CER storage | 163.4148 | 176.8412 | 189.127 | 200.7947 | 212.4134 | 224.7795 | 239.333 | 252.1373 | 265.4672 | 278.7557 | 292.6711 | 306.7404 | 321.0593 | 334.5405 | 348.2941 | 361.3463 | 372.8549 | 382.7225 | 391.8089 | 400.2474 | 408.0508 | 417.2101 | 426.5738 | 436.0668 | 445.6894 | 454.0331 | 461.1754 | 471.3591 | 480.3156
CDP7 | SA | CSA | Offshore wind | 0 | 0 | 0 | 0 | 0 | 0 | 0 | 0 | 0 | 0 | 0 | 0 | 0 | 0 | 0 | 0 | 0 | 0 | 0 | 0 | 0 | 0 | 0 | 0 | 0 | 0 | 0 | 0 | 0
CDP7 | SA | CSA | Wind | 2265.94 | 2265.94 | 2406.13 | 2406.13 | 2389.4704 | 2878.5376 | 2831.3821 | 2769.3821 | 2769.3821 | 2769.3821 | 2888.9636 | 2888.9636 | 2745.2836 | 2560.8036 | 2560.8036 | 2825.2241 | 2498.5241 | 2882.5588 | 2882.5588 | 2882.5588 | 2668.6988 | 2668.6988 | 2459.2334 | 2884.4871 | 3235.451 | 3569.0709 | 3412.1412 | 3412.1412 | 3412.7052
CDP7 | SA | CSA | Utility solar | 566.2 | 566.2 | 566.2 | 845.96 | 845.96 | 890.5504 | 890.5505 | 890.5505 | 884.4305 | 884.4305 | 884.4305 | 1100.0145 | 1100.0145 | 1100.0145 | 1100.0145 | 1100.0145 | 1100.0145 | 1337.8571 | 1306.8171 | 1326.7499 | 1852.995 | 3306.233 | 3287.613 | 3287.613 | 3208.413 | 3208.413 | 3113.413 | 3120.5561 | 3120.5561
CDP7 | SA | CSA | Distributed PV | 2384.3353 | 2442.1813 | 2500.4698 | 2567.782 | 2677.0418 | 2784.8805 | 2909.5845 | 3009.2554 | 3102.066 | 3180.5322 | 3268.8848 | 3329.2026 | 3380.66 | 3426.1092 | 3489.9642 | 3538.8511 | 3587.8176 | 3637.0179 | 3703.2634 | 3753.7863 | 3803.3867 | 3852.582 | 3919.3763 | 3971.0747 | 4023.001 | 4075.7847 | 4146.0359 | 4201.0105 | 4255.8474
CDP7 | SA | CSA | Other renewable fuels | 0 | 0 | 0 | 0 | 0 | 0 | 0 | 0 | 0 | 0 | 0 | 0 | 0 | 0 | 0 | 0 | 0 | 0 | 0 | 0 | 0 | 0 | 0 | 0 | 0 | 0 | 0 | 0 | 0
CDP7 | SA | CSA | DSP | 48.57 | 49.28 | 50.28 | 51.56 | 52.85 | 53.42 | 54.14 | 54.66 | 55.32 | 55.88 | 56.69 | 57.36 | 58.07 | 58.69 | 59.22 | 59.72 | 60.24 | 60.85 | 61.33 | 61.79 | 62.07 | 62.2 | 62.04 | 61.81 | 61.44 | 61.03 | 61.09 | 61.34 | 61.65
CDP7 | SA | SESA | Mid-merit gas | 0 | 0 | 0 | 0 | 0 | 0 | 0 | 0 | 0 | 0 | 0 | 0 | 0 | 0 | 0 | 0 | 0 | 0 | 0 | 0 | 0 | 0 | 0 | 0 | 0 | 0 | 0 | 0 | 0
CDP7 | SA | SESA | Flexible gas with CCS | 0 | 0 | 0 | 0 | 0 | 0 | 0 | 0 | 0 | 0 | 0 | 0 | 0 | 0 | 0 | 0 | 0 | 0 | 0 | 0 | 0 | 0 | 0 | 0 | 0 | 0 | 0 | 0 | 0
CDP7 | SA | SESA | Flexible gas | 143 | 143 | 143 | 143 | 80 | 80 | 80 | 80 | 80 | 80 | 80 | 80 | 0 | 0 | 0 | 0 | 0 | 0 | 0 | 0 | 0 | 0 | 0 | 0 | 0 | 0 | 0 | 0 | 0
CDP7 | SA | SESA | Hydro | 0 | 0 | 0 | 0 | 0 | 0 | 0 | 0 | 0 | 0 | 0 | 0 | 0 | 0 | 0 | 0 | 0 | 0 | 0 | 0 | 0 | 0 | 0 | 0 | 0 | 0 | 0 | 0 | 0
CDP7 | SA | SESA | Utility storage | 25 | 25 | 25 | 25 | 25 | 25 | 25 | 25 | 25 | 25 | 25.0001 | 5.057e-05 | 5.057e-05 | 5.057e-05 | 6.655e-05 | 7.073e-05 | 7.073e-05 | 7.073e-05 | 7.073e-05 | 7.073e-05 | 7.073e-05 | 7.468e-05 | 7.98e-05 | 0.00010043 | 64.3067 | 64.3067 | 64.3067 | 64.3067 | 64.3067
CDP7 | SA | SESA | Coordinated CER storage | 1.9701 | 2.2312 | 2.5031 | 2.7724 | 3.0693 | 3.3785 | 3.771 | 4.1547 | 4.5772 | 5.0453 | 5.5905 | 6.2292 | 6.8967 | 7.6454 | 8.4204 | 9.2343 | 10.0864 | 10.97 | 11.8923 | 12.8505 | 13.8935 | 15.057 | 16.2673 | 17.5209 | 18.834 | 20.1658 | 21.5197 | 22.1956 | 22.8328
CDP7 | SA | SESA | Passive CER storage | 5.7829 | 6.3171 | 6.8043 | 7.2775 | 7.7459 | 8.2424 | 8.8562 | 9.3849 | 9.9001 | 10.4074 | 10.9659 | 11.6011 | 12.1692 | 12.779 | 13.3159 | 13.8063 | 14.2494 | 14.6336 | 14.9745 | 15.2687 | 15.6028 | 16.033 | 16.4336 | 16.813 | 17.1981 | 17.5263 | 17.8106 | 18.2151 | 18.6306
CDP7 | SA | SESA | Offshore wind | 0 | 0 | 0 | 0 | 0 | 0 | 0 | 0 | 0 | 0 | 0 | 0 | 0 | 0 | 0 | 0 | 0 | 0 | 0 | 0 | 0 | 0 | 0 | 0 | 0 | 0 | 0 | 0 | 0
CDP7 | SA | SESA | Wind | 324.5 | 324.5 | 324.5 | 324.5 | 324.5 | 847.3321 | 847.3321 | 847.3321 | 847.3321 | 847.3321 | 847.3321 | 847.3321 | 720.8321 | 720.8321 | 720.8321 | 561.8321 | 561.8321 | 522.8321 | 522.8321 | 522.8321 | 522.8321 | 522.8321 | 522.8321 | 522.8321 | 522.8321 | 522.8321 | 778.7697 | 778.7697 | 778.7697
CDP7 | SA | SESA | Utility solar | 42.9 | 42.9 | 42.9 | 42.9 | 42.9 | 42.9 | 42.9 | 42.9 | 42.9 | 42.9 | 42.9 | 42.9 | 42.9 | 42.9 | 42.9 | 42.9 | 42.9 | 42.9 | 0 | 0 | 0 | 0 | 0 | 0 | 0 | 0 | 0 | 0 | 0
CDP7 | SA | SESA | Distributed PV | 83.6952 | 87.0282 | 89.9188 | 93.849 | 99.2782 | 104.4655 | 110.6695 | 115.8376 | 120.225 | 123.9958 | 128.4132 | 132.6594 | 135.447 | 138.9108 | 141.8218 | 143.7709 | 146.0024 | 148.3721 | 151.1876 | 152.8717 | 155.8903 | 159.718 | 163.4487 | 165.4983 | 167.756 | 169.7433 | 172.5161 | 174.9055 | 178.6376
CDP7 | SA | SESA | Other renewable fuels | 0 | 0 | 0 | 0 | 0 | 0 | 0 | 0 | 0 | 0 | 0 | 0 | 0 | 0 | 0 | 0 | 0 | 0 | 0 | 0 | 0 | 0 | 0 | 0 | 0 | 0 | 0 | 0 | 0
CDP7 | SA | SESA | DSP | 0 | 0 | 0 | 0 | 0 | 0 | 0 | 0 | 0 | 0 | 0 | 0 | 0 | 0 | 0 | 0 | 0 | 0 | 0 | 0 | 0 | 0 | 0 | 0 | 0 | 0 | 0 | 0 | 0
CDP7 | TAS | TAS | Mid-merit gas | 208 | 208 | 208 | 208 | 0 | 0 | 0 | 0 | 0 | 0 | 0 | 0 | 0 | 0 | 0 | 0 | 0 | 0 | 0 | 0 | 0 | 0 | 0 | 0 | 0 | 0 | 0 | 0 | 0
CDP7 | TAS | TAS | Flexible gas with CCS | 0 | 0 | 0 | 0 | 0 | 0 | 0 | 0 | 0 | 0 | 0 | 0 | 0 | 0 | 0 | 0 | 0 | 0 | 0 | 0 | 0 | 0 | 0 | 0 | 0 | 0 | 0 | 0 | 0
CDP7 | TAS | TAS | Flexible gas | 178 | 178 | 178 | 178 | 178 | 178 | 178 | 178 | 178 | 178 | 178 | 178 | 178 | 178 | 178 | 178 | 178 | 58 | 58 | 58 | 58 | 58 | 58 | 58 | 58 | 58 | 58 | 0 | 0
CDP7 | TAS | TAS | Hydro | 2176.7 | 2176.7 | 2176.7 | 2176.7 | 2176.7 | 2176.7 | 2176.7 | 2566.7 | 2566.7 | 2566.7 | 2566.7 | 2566.7 | 2566.7 | 2566.7 | 2566.7 | 2566.7 | 2566.7 | 2566.7 | 2566.7 | 2566.7 | 2566.7 | 2566.7 | 2566.7 | 2566.7 | 2566.7 | 2566.7 | 2566.7 | 2566.7 | 2566.7
CDP7 | TAS | TAS | Utility storage | 0 | 0 | 0 | 0 | 2.146e-05 | 2.399e-05 | 2.653e-05 | 5.915e-05 | 6.509e-05 | 0.00010638 | 0.00010793 | 0.00010793 | 0.00010793 | 0.00010793 | 0.00011373 | 0.00012518 | 0.00013212 | 0.0012989 | 0.0013008 | 127.4463 | 404.741 | 919.1668 | 919.1668 | 919.1668 | 919.1668 | 919.1668 | 919.1668 | 919.1668 | 919.1668
CDP7 | TAS | TAS | Coordinated CER storage | 0.57875 | 0.86202 | 1.1897 | 1.5604 | 1.9874 | 2.4806 | 3.1026 | 3.6027 | 4.2371 | 5.0419 | 6.0802 | 7.3806 | 8.9752 | 10.855 | 13.0758 | 15.6258 | 18.4829 | 21.6512 | 25.1679 | 29.047 | 33.2957 | 37.9263 | 43.0768 | 48.6582 | 54.6735 | 61.0336 | 67.7354 | 71.4596 | 74.781
CDP7 | TAS | TAS | Passive CER storage | 16.4983 | 18.3551 | 20.1214 | 21.7939 | 23.5599 | 25.4634 | 28.0008 | 30.1463 | 32.4307 | 34.7743 | 37.3199 | 39.9892 | 42.7744 | 45.4739 | 48.2933 | 51.0238 | 53.4633 | 55.579 | 57.5324 | 59.351 | 61.0565 | 63.1414 | 65.3064 | 67.5415 | 69.8609 | 71.8752 | 73.5976 | 75.9416 | 77.9696
CDP7 | TAS | TAS | Offshore wind | 0 | 0 | 0 | 0 | 0 | 0 | 0 | 0 | 0 | 0 | 0 | 0 | 0 | 0 | 0 | 0 | 0 | 0 | 0 | 0 | 0 | 0 | 0 | 0 | 0 | 0 | 0 | 0 | 0
CDP7 | TAS | TAS | Wind | 563.35 | 563.35 | 563.35 | 1021.6459 | 1208.631 | 1476.1487 | 1544.7213 | 1612.0075 | 1691.3173 | 1913.5724 | 1913.5724 | 2116.317 | 2266.1448 | 2274.1667 | 2416.581 | 2489.6321 | 2489.6321 | 2489.6321 | 2489.6321 | 2489.6321 | 2489.6321 | 2345.6321 | 2345.6321 | 2345.6321 | 2345.6321 | 2345.6321 | 2345.6321 | 2037.8821 | 2037.8821
CDP7 | TAS | TAS | Utility solar | 0 | 0 | 0 | 0 | 0 | 0 | 0 | 0 | 0 | 0 | 0 | 0 | 0 | 0 | 0 | 0 | 0 | 0 | 0 | 0 | 0 | 0 | 0 | 0 | 0 | 0 | 0 | 0 | 0
CDP7 | TAS | TAS | Distributed PV | 275.4595 | 286.8109 | 298.1623 | 315.088 | 354.168 | 394.531 | 440.094 | 467.582 | 496.331 | 524.805 | 554.695 | 577.869 | 593.286 | 600.415 | 608.279 | 612.658 | 617.88 | 623.117 | 630.779 | 635.441 | 640.601 | 645.81 | 653.619 | 658.482 | 663.84 | 669.299 | 677.348 | 682.546 | 688.275
CDP7 | TAS | TAS | Other renewable fuels | 0 | 0 | 0 | 0 | 0 | 0 | 0 | 0 | 0 | 0 | 0 | 0 | 0 | 0 | 0 | 0 | 0 | 0 | 0 | 0 | 0 | 0 | 0 | 0 | 0 | 0 | 0 | 0 | 0
CDP7 | TAS | TAS | DSP | 5.95 | 6 | 5.24 | 4.54 | 4.57 | 4.66 | 4.79 | 4.91 | 5.01 | 5.05 | 5.06 | 5.09 | 5.06 | 5.08 | 5.09 | 5.11 | 5.12 | 5.16 | 5.18 | 5.2 | 5.21 | 5.19 | 5.19 | 5.18 | 5.19 | 5.2 | 5.14 | 5.03 | 4.96
CDP8 | NSW | NNSW | Black coal | 0 | 0 | 0 | 0 | 0 | 0 | 0 | 0 | 0 | 0 | 0 | 0 | 0 | 0 | 0 | 0 | 0 | 0 | 0 | 0 | 0 | 0 | 0 | 0 | 0 | 0 | 0 | 0 | 0
CDP8 | NSW | NNSW | Mid-merit gas | 0 | 0 | 0 | 0 | 0 | 0 | 0 | 0 | 0 | 0 | 0 | 0 | 0 | 0 | 0 | 0 | 0 | 0 | 0 | 0 | 0 | 0 | 0 | 0 | 0 | 0 | 0 | 0 | 0
CDP8 | NSW | NNSW | Flexible gas with CCS | 0 | 0 | 0 | 0 | 0 | 0 | 0 | 0 | 0 | 0 | 0 | 0 | 0 | 0 | 0 | 0 | 0 | 0 | 0 | 0 | 0 | 0 | 0 | 0 | 0 | 0 | 0 | 0 | 0
CDP8 | NSW | NNSW | Flexible gas | 0 | 0 | 0 | 0 | 0 | 0 | 0 | 0 | 0 | 0 | 0 | 0 | 0 | 0 | 0 | 0 | 0 | 0 | 0 | 0 | 0 | 0 | 0 | 0 | 0 | 0 | 0 | 0 | 0
CDP8 | NSW | NNSW | Hydro | 0 | 0 | 0 | 0 | 0 | 0 | 0 | 0 | 0 | 0 | 0 | 0 | 0 | 0 | 0 | 0 | 0 | 0 | 0 | 0 | 0 | 0 | 0 | 0 | 0 | 0 | 0 | 0 | 0
CDP8 | NSW | NNSW | Utility storage | 0 | 0 | 30 | 505 | 705 | 812.9211 | 1616.7129 | 1616.713 | 1616.713 | 1616.713 | 1586.713 | 1586.713 | 1586.713 | 1586.713 | 1586.713 | 1586.713 | 1586.713 | 1586.713 | 1586.713 | 1586.713 | 1586.7131 | 2586.7132 | 2586.7132 | 1911.7132 | 2308.0401 | 2200.119 | 2239.442 | 2239.442 | 2627.9472
CDP8 | NSW | NNSW | Coordinated CER storage | 2.1928 | 2.9011 | 3.6904 | 4.6278 | 5.5596 | 6.6915 | 7.9992 | 9.7928 | 12.0913 | 14.9199 | 18.3769 | 22.4496 | 27.1895 | 32.5292 | 38.5657 | 45.2506 | 52.5465 | 60.457 | 69.0343 | 78.2621 | 88.1661 | 98.8985 | 110.4266 | 122.6426 | 135.5582 | 148.9852 | 162.8922 | 169.464 | 175.3439
CDP8 | NSW | NNSW | Passive CER storage | 47.7175 | 51.9224 | 55.9244 | 59.7457 | 63.1809 | 66.9501 | 72.1109 | 76.9127 | 82.1206 | 87.477 | 93.3283 | 99.3194 | 105.5537 | 111.5324 | 117.7469 | 123.7732 | 129.3342 | 134.4245 | 139.3018 | 143.8527 | 148.1976 | 153.2203 | 158.3806 | 163.6836 | 169.1359 | 173.9747 | 178.2371 | 183.577 | 188.3339
CDP8 | NSW | NNSW | Offshore wind | 0 | 0 | 0 | 0 | 0 | 0 | 0 | 0 | 0 | 0 | 0 | 0 | 0 | 0 | 0 | 0 | 0 | 0 | 0 | 0 | 0 | 0 | 0 | 0 | 0 | 0 | 0 | 0 | 0
CDP8 | NSW | NNSW | Wind | 442.48 | 442.48 | 442.48 | 783.1255 | 815.9042 | 815.9042 | 3469.0914 | 3469.0914 | 3469.0914 | 3469.0914 | 3469.0914 | 4033.6863 | 4033.6863 | 4033.6863 | 4033.6863 | 3861.2063 | 3861.2063 | 4456.2734 | 6127.4675 | 6950.3639 | 7267.0497 | 7267.0497 | 7267.0497 | 7267.0497 | 7267.0497 | 7400 | 7400 | 7400 | 7400
CDP8 | NSW | NNSW | Utility solar | 701.02 | 701.02 | 1021.02 | 1322.984 | 1322.984 | 1322.984 | 1366.3068 | 1366.3068 | 1366.3068 | 1366.3068 | 1366.3068 | 1860.9575 | 1860.9575 | 1860.9575 | 1860.9575 | 1860.9575 | 1860.9575 | 1860.9575 | 3184.0663 | 3503.0069 | 4287.984 | 4287.984 | 4287.984 | 4263.1009 | 4281.8704 | 4281.8704 | 4286.1085 | 4302.6283 | 4449.9228
CDP8 | NSW | NNSW | Distributed PV | 999.795 | 1024.5274 | 1042.0404 | 1062.8416 | 1119.5661 | 1186.9908 | 1258.7771 | 1308.956 | 1356.0219 | 1394.7316 | 1433.3051 | 1460.8986 | 1482.9765 | 1497.8632 | 1516.4188 | 1530.7247 | 1546.3741 | 1562.7988 | 1581.7996 | 1598.2848 | 1617.7461 | 1635.9887 | 1654.643 | 1671.6642 | 1690.6614 | 1710.0652 | 1730.7883 | 1751.4803 | 1774.4013
CDP8 | NSW | NNSW | Other renewable fuels | 0 | 0 | 0 | 0 | 0 | 0 | 0 | 0 | 0 | 0 | 0 | 0 | 0 | 0 | 0 | 0 | 0 | 0 | 0 | 0 | 0 | 0 | 0 | 0 | 0 | 0 | 0 | 90 | 90
CDP8 | NSW | NNSW | DSP | 0 | 0 | 0 | 0 | 0 | 0 | 0 | 0 | 0 | 0 | 0 | 0 | 0 | 0 | 0 | 0 | 0 | 0 | 0 | 0 | 0 | 0 | 0 | 0 | 0 | 0 | 0 | 0 | 0
CDP8 | NSW | CNSW | Black coal | 4105 | 4105 | 4105 | 4105 | 4135 | 3450 | 1420 | 1420 | 1420 | 1420 | 1420 | 1420 | 1420 | 1420 | 1420 | 1420 | 1420 | 0 | 0 | 0 | 0 | 0 | 0 | 0 | 0 | 0 | 0 | 0 | 0
CDP8 | NSW | CNSW | Mid-merit gas | 0 | 0 | 0 | 0 | 0 | 0 | 0 | 0 | 0 | 0 | 0 | 0 | 0 | 0 | 0 | 0 | 0 | 0 | 0 | 0 | 0 | 0 | 0 | 0 | 0 | 0 | 0 | 0 | 0
CDP8 | NSW | CNSW | Flexible gas with CCS | 0 | 0 | 0 | 0 | 0 | 0 | 0 | 0 | 0 | 0 | 0 | 0 | 0 | 0 | 0 | 0 | 0 | 0 | 0 | 0 | 0 | 0 | 0 | 0 | 0 | 0 | 0 | 0 | 0
CDP8 | NSW | CNSW | Flexible gas | 0 | 0 | 0 | 0 | 0 | 0 | 0 | 0 | 0 | 0 | 0 | 0 | 0 | 0 | 0 | 0 | 0 | 0 | 0 | 0 | 0 | 0 | 0 | 0 | 0 | 0 | 0 | 0 | 0
CDP8 | NSW | CNSW | Hydro | 0 | 0 | 0 | 0 | 0 | 0 | 0 | 0 | 0 | 0 | 0 | 0 | 0 | 0 | 0 | 0 | 0 | 0 | 0 | 0 | 0 | 0 | 0 | 0 | 0 | 0 | 0 | 0 | 0
CDP8 | NSW | CNSW | Utility storage | 247 | 247 | 816 | 825.9295 | 1486.8285 | 2871.9553 | 2911.9891 | 2871.9691 | 2911.9891 | 2871.9691 | 2871.9691 | 2911.9891 | 2871.9691 | 2871.9691 | 2911.9891 | 2911.9891 | 2871.9691 | 2871.9691 | 2871.9691 | 2871.9691 | 2911.9891 | 2871.9691 | 2342.9891 | 2293.0396 | 2000.6007 | 779.6348 | 739.607 | 739.607 | 779.6271
CDP8 | NSW | CNSW | Coordinated CER storage | 0.91547 | 1.218 | 1.5545 | 1.9694 | 2.396 | 2.8889 | 3.468 | 4.4484 | 5.7616 | 7.4129 | 9.4548 | 11.9182 | 14.7956 | 18.091 | 21.8271 | 26.0012 | 30.6055 | 35.6384 | 41.1048 | 47.0119 | 53.3576 | 60.2411 | 67.6633 | 75.5332 | 83.8558 | 92.5557 | 101.5813 | 105.8426 | 109.6628
CDP8 | NSW | CNSW | Passive CER storage | 19.9215 | 21.7984 | 23.5569 | 25.4252 | 27.2293 | 28.9039 | 31.2635 | 33.4736 | 36.0114 | 38.6022 | 41.3825 | 44.4067 | 47.4404 | 50.4842 | 53.5835 | 56.6421 | 59.5615 | 62.2973 | 64.8483 | 67.2355 | 69.4388 | 72.0568 | 74.8106 | 77.6287 | 80.5076 | 83.1503 | 85.4446 | 88.2195 | 90.7189
CDP8 | NSW | CNSW | Offshore wind | 0 | 0 | 0 | 0 | 0 | 0 | 0 | 0 | 0 | 0 | 0 | 0 | 0 | 0 | 0 | 0 | 0 | 0 | 0 | 0 | 0 | 0 | 0 | 0 | 0 | 0 | 0 | 0 | 0
CDP8 | NSW | CNSW | Wind | 503.54 | 503.54 | 641.54 | 1485.0286 | 2248.6519 | 5158.3108 | 5158.3108 | 5158.3108 | 5158.3108 | 5158.3108 | 5158.3108 | 5158.3108 | 5158.3108 | 5158.3108 | 5158.3108 | 5158.3108 | 5158.3108 | 5051.5108 | 4913.5008 | 4913.5008 | 4913.5008 | 4942.2746 | 4942.2746 | 4942.2746 | 4942.2746 | 5233.2293 | 5712.681 | 5712.681 | 5712.681
CDP8 | NSW | CNSW | Utility solar | 1876.49 | 1876.49 | 1956.35 | 2952.1598 | 2952.1598 | 3935.8306 | 4208.6748 | 4208.6748 | 4208.6748 | 4208.6748 | 4208.6748 | 4208.6748 | 4208.6748 | 4208.6748 | 4208.6748 | 4208.6748 | 4208.6748 | 4208.6748 | 4208.6748 | 4106.6548 | 4975.2712 | 4975.2712 | 4939.2612 | 4939.2612 | 6457.1427 | 6680.8394 | 8215.99 | 8096.24 | 7926.36
CDP8 | NSW | CNSW | Distributed PV | 621.9378 | 636.102 | 644.9182 | 661.8711 | 702.2766 | 740.456 | 787.694 | 821.4306 | 856.4795 | 886.1984 | 918.429 | 939.0199 | 954.7714 | 966.4442 | 983.7172 | 994.2831 | 1006.6496 | 1019.2425 | 1037.8102 | 1049.5191 | 1061.3193 | 1073.5732 | 1093.3139 | 1104.7404 | 1118.1637 | 1133.1908 | 1153.9216 | 1167.3489 | 1182.2507
CDP8 | NSW | CNSW | Other renewable fuels | 0 | 0 | 0 | 0 | 0 | 0 | 0 | 0 | 0 | 0 | 0 | 0 | 0 | 0 | 0 | 0 | 0 | 0 | 0 | 0 | 0 | 0 | 0 | 0 | 0 | 0 | 30 | 90 | 90
CDP8 | NSW | CNSW | DSP | 0 | 0 | 0 | 0 | 0 | 0 | 0 | 0 | 0 | 0 | 0 | 0 | 0 | 0 | 0 | 0 | 0 | 0 | 0 | 0 | 0 | 0 | 0 | 0 | 0 | 0 | 0 | 0 | 0
CDP8 | NSW | SNW | Black coal | 4200 | 4200 | 1320 | 1320 | 1320 | 0 | 0 | 0 | 0 | 0 | 0 | 0 | 0 | 0 | 0 | 0 | 0 | 0 | 0 | 0 | 0 | 0 | 0 | 0 | 0 | 0 | 0 | 0 | 0
CDP8 | NSW | SNW | Mid-merit gas | 440 | 440 | 440 | 440 | 440 | 440 | 440 | 440 | 440 | 440 | 440 | 440 | 440 | 440 | 440 | 440 | 440 | 440 | 440 | 440 | 0 | 0 | 0 | 0 | 0 | 0 | 0 | 0 | 0
CDP8 | NSW | SNW | Flexible gas with CCS | 0 | 0 | 0 | 0 | 0 | 0 | 0 | 0 | 0 | 0 | 0 | 0 | 0 | 0 | 0 | 0 | 0 | 0 | 0 | 0 | 0 | 0 | 0 | 0 | 0 | 0 | 0 | 0 | 0
CDP8 | NSW | SNW | Flexible gas | 1979 | 1979 | 1979 | 1979 | 1979 | 1979 | 1979 | 1979 | 1979 | 1979 | 1979 | 1979 | 1979 | 1979 | 1979 | 1979 | 1979 | 1979 | 1979 | 2406.1569 | 3115.2744 | 3991.3344 | 3991.3344 | 3991.3344 | 3991.3344 | 3991.3344 | 3991.3344 | 3991.3344 | 3991.3344
CDP8 | NSW | SNW | Hydro | 0 | 0 | 0 | 0 | 0 | 0 | 0 | 0 | 0 | 0 | 0 | 0 | 0 | 0 | 0 | 0 | 0 | 0 | 0 | 0 | 0 | 0 | 0 | 0 | 0 | 0 | 0 | 0 | 0
CDP8 | NSW | SNW | Utility storage | 50 | 50 | 1571.8727 | 1571.8766 | 1571.8786 | 1607.4553 | 2098.5206 | 2726.0726 | 2798.6486 | 2726.0726 | 2726.0726 | 2798.6486 | 2726.0726 | 2676.0726 | 2748.6486 | 2748.6486 | 2676.0726 | 2676.0726 | 2676.0726 | 2676.0726 | 2748.6486 | 2676.0726 | 1334.4879 | 1261.9079 | 1261.9062 | 1302.094 | 977.8266 | 977.8266 | 1050.4026
CDP8 | NSW | SNW | Coordinated CER storage | 8.587 | 11.5295 | 14.8171 | 18.6626 | 22.7871 | 27.7997 | 33.4963 | 43.0237 | 55.4305 | 70.9627 | 90.1039 | 112.9793 | 139.8314 | 170.4524 | 205.2684 | 244.1544 | 286.9162 | 333.5338 | 384.2127 | 438.8854 | 497.66 | 560.8937 | 629.5544 | 702.4072 | 779.5514 | 860.1351 | 943.9419 | 983.3503 | 1018.6582
CDP8 | NSW | SNW | Passive CER storage | 186.8609 | 206.3463 | 224.5379 | 240.9368 | 258.9593 | 278.1444 | 301.9599 | 322.7208 | 344.5839 | 366.8252 | 390.7075 | 415.6523 | 441.7183 | 467.2367 | 494.0385 | 520.566 | 545.206 | 567.5963 | 588.6361 | 607.8089 | 625.5986 | 647.3132 | 670.0861 | 693.8422 | 718.7364 | 741.3337 | 761.6739 | 786.6727 | 809.1086
CDP8 | NSW | SNW | Offshore wind | 0 | 0 | 0 | 0 | 0 | 0 | 0 | 0 | 0 | 0 | 0 | 0 | 0 | 0 | 0 | 0 | 0 | 0 | 0 | 0 | 0 | 0 | 0 | 0 | 0 | 0 | 0 | 0 | 0
CDP8 | NSW | SNW | Wind | 0 | 0 | 0 | 0 | 0 | 0 | 0 | 0 | 0 | 0 | 0 | 0 | 0 | 0 | 0 | 0 | 0 | 0 | 0 | 0 | 0 | 0 | 0 | 0 | 0 | 0 | 0 | 0 | 0
CDP8 | NSW | SNW | Utility solar | 0 | 0 | 0 | 0 | 0 | 0 | 0 | 0 | 0 | 0 | 0 | 0 | 0 | 0 | 0 | 0 | 0 | 0 | 0 | 0 | 0 | 0 | 0 | 0 | 0 | 0 | 0 | 0 | 0
CDP8 | NSW | SNW | Distributed PV | 3679.6425 | 3821.5974 | 3976.6457 | 4171.7761 | 4514.291 | 4858.2954 | 5220.1292 | 5496.252 | 5768.549 | 6015.446 | 6247.5007 | 6444.969 | 6601.2248 | 6709.9767 | 6807.533 | 6901.289 | 6995.1835 | 7087.6409 | 7182.3455 | 7274.2264 | 7368.4104 | 7463.4566 | 7560.2199 | 7654.4945 | 7751.1288 | 7849.3467 | 7952.3875 | 8051.2259 | 8161.516
CDP8 | NSW | SNW | Other renewable fuels | 0 | 0 | 0 | 0 | 0 | 0 | 0 | 0 | 0 | 0 | 0 | 0 | 0 | 0 | 0 | 0 | 0 | 0 | 0 | 0 | 0 | 0 | 0 | 0 | 0 | 0 | 90 | 90 | 90
CDP8 | NSW | SNW | DSP | 336.74 | 342.94 | 349.4 | 358.05 | 499.09 | 685.31 | 850.38 | 920.72 | 991.02 | 1061.28 | 1070.04 | 1079.54 | 1087.21 | 1096.93 | 1105.44 | 1116.29 | 1124.85 | 1136.31 | 1138.21 | 1141.89 | 1148.33 | 1146.26 | 1149.08 | 1151.3 | 1149.72 | 1153.61 | 1157.93 | 1166.18 | 1185.25
CDP8 | NSW | SNSW | Black coal | 0 | 0 | 0 | 0 | 0 | 0 | 0 | 0 | 0 | 0 | 0 | 0 | 0 | 0 | 0 | 0 | 0 | 0 | 0 | 0 | 0 | 0 | 0 | 0 | 0 | 0 | 0 | 0 | 0
CDP8 | NSW | SNSW | Mid-merit gas | 0 | 0 | 0 | 0 | 0 | 0 | 0 | 0 | 0 | 0 | 0 | 0 | 0 | 0 | 0 | 0 | 0 | 0 | 0 | 0 | 0 | 0 | 0 | 0 | 0 | 0 | 0 | 0 | 0
CDP8 | NSW | SNSW | Flexible gas with CCS | 0 | 0 | 0 | 0 | 0 | 0 | 0 | 0 | 0 | 0 | 0 | 0 | 0 | 0 | 0 | 0 | 0 | 0 | 0 | 0 | 0 | 0 | 0 | 0 | 0 | 0 | 0 | 0 | 0
CDP8 | NSW | SNSW | Flexible gas | 692 | 692 | 692 | 692 | 692 | 692 | 692 | 692 | 692 | 692 | 692 | 692 | 692 | 692 | 692 | 692 | 692 | 692 | 692 | 692 | 692 | 0 | 0 | 0 | 0 | 0 | 0 | 0 | 0
CDP8 | NSW | SNSW | Hydro | 2285 | 2285 | 2285 | 2285 | 2285 | 2285 | 2285 | 2285 | 2285 | 2285 | 2285 | 2285 | 2285 | 2285 | 2285 | 2285 | 2285 | 2285 | 2285 | 2285 | 2285 | 2285 | 2285 | 2285 | 2285 | 2285 | 2285 | 2285 | 2285
CDP8 | NSW | SNSW | Utility storage | 299.99 | 309.99 | 368.9 | 368.9 | 568.9 | 2768.9 | 2835.434 | 2834.444 | 2835.434 | 2834.444 | 2834.444 | 2835.434 | 2834.444 | 2834.444 | 2835.434 | 2835.434 | 2834.444 | 2834.444 | 2834.444 | 2824.444 | 2775.434 | 2774.444 | 2715.534 | 2714.544 | 2714.544 | 2615.544 | 2578.7805 | 2578.7805 | 2428.7805
CDP8 | NSW | SNSW | Coordinated CER storage | 1.8316 | 2.4469 | 3.1469 | 4.0056 | 4.9448 | 6.063 | 7.344 | 8.8828 | 10.843 | 13.2952 | 16.3304 | 19.989 | 24.3293 | 29.3361 | 35.0941 | 41.5771 | 48.7432 | 56.6101 | 65.2405 | 74.6487 | 84.8616 | 95.9878 | 108.1835 | 121.2843 | 135.2958 | 150.0261 | 165.4879 | 173.4974 | 180.7336
CDP8 | NSW | SNSW | Passive CER storage | 39.8581 | 43.7926 | 47.6885 | 51.7125 | 56.1945 | 60.6618 | 66.2045 | 71.0929 | 76.2779 | 81.7101 | 87.5202 | 93.586 | 99.9174 | 106.2198 | 112.7798 | 119.2142 | 125.1293 | 130.5318 | 135.6734 | 140.5429 | 145.2071 | 150.7156 | 156.525 | 162.5649 | 168.7895 | 174.3699 | 179.4516 | 185.5172 | 191.0124
CDP8 | NSW | SNSW | Offshore wind | 0 | 0 | 0 | 0 | 0 | 0 | 0 | 0 | 0 | 0 | 0 | 0 | 0 | 0 | 0 | 0 | 0 | 0 | 0 | 0 | 0 | 0 | 0 | 0 | 0 | 0 | 0 | 0 | 0
CDP8 | NSW | SNSW | Wind | 1792.06 | 1850.06 | 1890.08 | 2420.54 | 3013.6134 | 3013.6134 | 3013.6134 | 3013.6134 | 3013.6134 | 3013.6134 | 3013.6134 | 3013.6134 | 3013.6134 | 2967.1134 | 2967.1134 | 2937.1134 | 2937.1134 | 2723.7481 | 2675.4481 | 2675.4481 | 2386.4381 | 2386.4381 | 2144.4919 | 1932.57 | 1937.1863 | 1560.2559 | 1567.3584 | 1567.3584 | 1567.3584
CDP8 | NSW | SNSW | Utility solar | 2083.08 | 2083.08 | 2475.36 | 2823.3768 | 3375.8118 | 3375.8118 | 3376.7118 | 3375.8118 | 3375.8118 | 3375.8118 | 3375.8118 | 3375.8118 | 3375.8118 | 3375.8118 | 3375.8118 | 3225.7818 | 3225.7818 | 3225.7818 | 3225.7818 | 3225.7818 | 3709.5508 | 4601.8928 | 4601.8928 | 4516.8928 | 4484.4928 | 4519.6164 | 4419.0281 | 3643.8181 | 3613.8181
CDP8 | NSW | SNSW | Distributed PV | 986.0326 | 1016.5758 | 1046.5931 | 1086.1683 | 1164.1203 | 1240.9168 | 1328.5137 | 1393.4014 | 1458.5676 | 1517.356 | 1578.8062 | 1621.3015 | 1659.1313 | 1689.5418 | 1724.7489 | 1750.0152 | 1777.7549 | 1805.5558 | 1841.3577 | 1866.4198 | 1894.7072 | 1924.1874 | 1962.8752 | 1990.9999 | 2022.3122 | 2052.6863 | 2093.9396 | 2124.8409 | 2159.5341
CDP8 | NSW | SNSW | Other renewable fuels | 0 | 0 | 0 | 0 | 0 | 0 | 0 | 0 | 0 | 0 | 0 | 0 | 0 | 0 | 0 | 0 | 0 | 0 | 0 | 0 | 0 | 0 | 0 | 0 | 0 | 0 | 0 | 0 | 0
CDP8 | NSW | SNSW | DSP | 0 | 0 | 0 | 0 | 0 | 0 | 0 | 0 | 0 | 0 | 0 | 0 | 0 | 0 | 0 | 0 | 0 | 0 | 0 | 0 | 0 | 0 | 0 | 0 | 0 | 0 | 0 | 0 | 0
CDP8 | QLD | NQ | Black coal | 0 | 0 | 0 | 0 | 0 | 0 | 0 | 0 | 0 | 0 | 0 | 0 | 0 | 0 | 0 | 0 | 0 | 0 | 0 | 0 | 0 | 0 | 0 | 0 | 0 | 0 | 0 | 0 | 0
CDP8 | QLD | NQ | Mid-merit gas | 244 | 244 | 244 | 244 | 244 | 244 | 244 | 244 | 244 | 244 | 244 | 244 | 244 | 244 | 244 | 244 | 244 | 244 | 244 | 244 | 244 | 244 | 244 | 0 | 0 | 0 | 0 | 0 | 0
CDP8 | QLD | NQ | Flexible gas with CCS | 0 | 0 | 0 | 0 | 0 | 0 | 0 | 0 | 0 | 0 | 0 | 0 | 0 | 0 | 0 | 0 | 0 | 0 | 0 | 0 | 0 | 0 | 0 | 0 | 0 | 0 | 0 | 0 | 0
CDP8 | QLD | NQ | Flexible gas | 423.5 | 423.5 | 423.5 | 423.5 | 423.5 | 423.5 | 423.5 | 423.5 | 423.5 | 423.5 | 131.5 | 131.5 | 131.5 | 131.5 | 131.5 | 131.5 | 131.5 | 131.5 | 131.5 | 131.5 | 131.5 | 0 | 0 | 0 | 0 | 0 | 0 | 0 | 0
CDP8 | QLD | NQ | Hydro | 156.4 | 156.4 | 156.4 | 156.4 | 156.4 | 156.4 | 156.4 | 156.4 | 156.4 | 156.4 | 156.4 | 156.4 | 156.4 | 156.4 | 70 | 70 | 70 | 70 | 70 | 0 | 0 | 0 | 0 | 0 | 0 | 0 | 0 | 0 | 0
CDP8 | QLD | NQ | Utility storage | 250 | 250 | 250 | 550 | 550 | 550 | 550 | 550 | 550 | 550 | 550.0001 | 550.0001 | 550.0001 | 550.0001 | 550.0002 | 550.0002 | 550.0002 | 550.0002 | 550.0002 | 550.0002 | 550.0002 | 550.0003 | 550.0004 | 263.994 | 274.0441 | 391.8774 | 430.4665 | 430.4665 | 430.8892
CDP8 | QLD | NQ | Coordinated CER storage | 0.88737 | 1.2167 | 1.5929 | 2.0251 | 2.5236 | 3.12 | 3.8402 | 4.861 | 6.1864 | 7.8245 | 9.8358 | 12.2418 | 15.0717 | 18.2721 | 21.9141 | 25.9728 | 30.4036 | 35.228 | 40.4665 | 46.1292 | 52.2496 | 58.927 | 66.1344 | 73.8088 | 81.9834 | 90.4987 | 99.3492 | 103.7072 | 107.6837
CDP8 | QLD | NQ | Passive CER storage | 18.5285 | 21.0552 | 23.4635 | 25.9022 | 28.4576 | 31.3925 | 34.814 | 37.9522 | 41.4162 | 44.9799 | 48.8461 | 52.9834 | 57.3995 | 61.6721 | 66.1572 | 70.6014 | 74.6827 | 78.4936 | 82.1191 | 85.5856 | 89.0361 | 92.9771 | 97.0969 | 101.3628 | 105.886 | 109.9772 | 113.7091 | 117.7593 | 121.4976
CDP8 | QLD | NQ | Offshore wind | 0 | 0 | 0 | 0 | 0 | 0 | 0 | 0 | 0 | 0 | 0 | 0 | 0 | 0 | 0 | 0 | 0 | 0 | 0 | 0 | 0 | 0 | 0 | 0 | 0 | 0 | 0 | 0 | 0
CDP8 | QLD | NQ | Wind | 375.64 | 375.64 | 375.64 | 375.64 | 1603.0742 | 1932.1436 | 2520.8008 | 2520.8008 | 2520.8008 | 2520.8008 | 2679.6687 | 2679.6687 | 2765.7101 | 2963.1631 | 2963.1631 | 2963.1631 | 2963.1631 | 2963.1631 | 2963.1631 | 2963.1631 | 2959.3093 | 3423.3364 | 3423.3364 | 3380.1364 | 3380.1364 | 3258.3354 | 3423.9931 | 3458.9519 | 3459.2586
CDP8 | QLD | NQ | Utility solar | 521.6 | 521.6 | 521.6 | 521.6 | 521.6 | 521.6 | 521.6 | 521.6 | 521.6 | 521.6 | 521.6 | 521.6 | 521.6001 | 521.6001 | 473.1001 | 473.1001 | 473.1001 | 473.1002 | 670.5251 | 626.6164 | 510.6564 | 518.5011 | 518.5011 | 503.5011 | 403.5211 | 382.5511 | 687.852 | 587.822 | 587.822
CDP8 | QLD | NQ | Distributed PV | 650.1918 | 674.7727 | 703.9561 | 730.2258 | 763.9198 | 810.8536 | 853.2797 | 886.3548 | 917.2914 | 944.1354 | 970.7969 | 991.2841 | 1008.6228 | 1022.5255 | 1038.7204 | 1053.488 | 1067.6015 | 1084.5645 | 1102.9542 | 1118.778 | 1136.6862 | 1153.6954 | 1172.9582 | 1190.3775 | 1209.4642 | 1228.2939 | 1251.6994 | 1274.419 | 1298.4572
CDP8 | QLD | NQ | Other renewable fuels | 0 | 0 | 0 | 0 | 0 | 0 | 0 | 0 | 0 | 0 | 0 | 0 | 0 | 0 | 0 | 0 | 0 | 0 | 0 | 0 | 0 | 0 | 0 | 0 | 0 | 0 | 0 | 0 | 0
CDP8 | QLD | NQ | DSP | 0 | 0 | 0 | 0 | 0 | 0 | 0 | 0 | 0 | 0 | 0 | 0 | 0 | 0 | 0 | 0 | 0 | 0 | 0 | 0 | 0 | 0 | 0 | 0 | 0 | 0 | 0 | 0 | 0
CDP8 | QLD | GG | Black coal | 1680 | 1680 | 1680 | 1680 | 840 | 840 | 840 | 280 | 0 | 0 | 0 | 0 | 0 | 0 | 0 | 0 | 0 | 0 | 0 | 0 | 0 | 0 | 0 | 0 | 0 | 0 | 0 | 0 | 0
CDP8 | QLD | GG | Mid-merit gas | 180 | 180 | 180 | 180 | 180 | 180 | 180 | 180 | 180 | 180 | 180 | 180 | 180 | 180 | 180 | 180 | 180 | 180 | 180 | 180 | 180 | 180 | 180 | 180 | 180 | 180 | 180 | 0 | 0
CDP8 | QLD | GG | Flexible gas with CCS | 0 | 0 | 0 | 0 | 0 | 0 | 0 | 0 | 0 | 0 | 0 | 0 | 0 | 0 | 0 | 0 | 0 | 0 | 0 | 0 | 0 | 0 | 0 | 0 | 0 | 0 | 0 | 0 | 0
CDP8 | QLD | GG | Flexible gas | 0 | 0 | 0 | 0 | 0 | 0 | 0 | 0 | 0 | 0 | 0 | 0 | 0 | 0 | 0 | 0 | 0 | 0 | 0 | 0 | 0 | 0 | 0 | 0 | 0 | 0 | 0 | 0 | 0
CDP8 | QLD | GG | Hydro | 0 | 0 | 0 | 0 | 0 | 0 | 0 | 0 | 0 | 0 | 0 | 0 | 0 | 0 | 0 | 0 | 0 | 0 | 0 | 0 | 0 | 0 | 0 | 0 | 0 | 0 | 0 | 0 | 0
CDP8 | QLD | GG | Utility storage | 0 | 0 | 400 | 400 | 400 | 400 | 400 | 400 | 400 | 400 | 400.0001 | 400.0001 | 400.0001 | 400.0001 | 400.0002 | 400.0002 | 400.0002 | 400.0002 | 400.0002 | 400.0002 | 400.0002 | 400.0002 | 0.0011264 | 96.2631 | 139.0583 | 139.0584 | 587.796 | 587.796 | 788.4469
CDP8 | QLD | GG | Coordinated CER storage | 0.048726 | 0.066819 | 0.087887 | 0.11153 | 0.14153 | 0.17366 | 0.21572 | 0.29891 | 0.41299 | 0.56211 | 0.74955 | 0.97712 | 1.2471 | 1.5592 | 1.9169 | 2.3184 | 2.7646 | 3.2536 | 3.7908 | 4.3761 | 5.009 | 5.7004 | 6.4465 | 7.2409 | 8.0831 | 8.9664 | 9.8883 | 10.3376 | 10.7449
CDP8 | QLD | GG | Passive CER storage | 1.0174 | 1.1563 | 1.2946 | 1.4266 | 1.5959 | 1.7473 | 1.9556 | 2.1352 | 2.3376 | 2.5644 | 2.8105 | 3.0704 | 3.3401 | 3.6127 | 3.8978 | 4.1748 | 4.4417 | 4.6827 | 4.9228 | 5.1563 | 5.3782 | 5.6374 | 5.9123 | 6.1964 | 6.4847 | 6.7498 | 6.9899 | 7.2551 | 7.4911
CDP8 | QLD | GG | Offshore wind | 0 | 0 | 0 | 0 | 0 | 0 | 0 | 0 | 0 | 0 | 0 | 0 | 0 | 0 | 0 | 0 | 0 | 0 | 0 | 0 | 0 | 0 | 0 | 0 | 0 | 0 | 0 | 0 | 0
CDP8 | QLD | GG | Wind | 0 | 0 | 0 | 0 | 0 | 0 | 0 | 0 | 0 | 0 | 0 | 0 | 0 | 0 | 0 | 0 | 0 | 0 | 0 | 0 | 0 | 0 | 0 | 0 | 0 | 0 | 0 | 0 | 0
CDP8 | QLD | GG | Utility solar | 0 | 0 | 0 | 0 | 0 | 0 | 0 | 0 | 0 | 0 | 0 | 0 | 0 | 0 | 0 | 0 | 0 | 0 | 0 | 0 | 0 | 0 | 0 | 0 | 0 | 0 | 0 | 0 | 0
CDP8 | QLD | GG | Distributed PV | 62.5042 | 64.2791 | 66.415 | 68.9878 | 72.7673 | 76.244 | 80.0461 | 83.5314 | 86.727 | 89.5602 | 92.1585 | 94.3304 | 96.0517 | 97.5469 | 99.0431 | 100.4574 | 101.995 | 103.5388 | 105.3012 | 107.0116 | 108.5825 | 110.2539 | 112.0709 | 113.8938 | 115.5761 | 117.3638 | 119.4773 | 121.9029 | 124.2038
CDP8 | QLD | GG | Other renewable fuels | 0 | 0 | 0 | 0 | 0 | 0 | 0 | 0 | 0 | 0 | 0 | 0 | 0 | 0 | 0 | 0 | 0 | 0 | 0 | 0 | 0 | 0 | 0 | 0 | 0 | 0 | 0 | 0 | 0
CDP8 | QLD | GG | DSP | 0 | 0 | 0 | 0 | 0 | 0 | 0 | 0 | 0 | 0 | 0 | 0 | 0 | 0 | 0 | 0 | 0 | 0 | 0 | 0 | 0 | 0 | 0 | 0 | 0 | 0 | 0 | 0 | 0
CDP8 | QLD | CQ | Black coal | 3004 | 3004 | 3004 | 3004 | 2304 | 2304 | 1574 | 1574 | 1574 | 844 | 844 | 844 | 844 | 844 | 844 | 844 | 844 | 844 | 844 | 844 | 844 | 844 | 844 | 844 | 844 | 844 | 844 | 844 | 0
CDP8 | QLD | CQ | Mid-merit gas | 0 | 0 | 0 | 0 | 0 | 0 | 0 | 0 | 0 | 0 | 0 | 0 | 0 | 0 | 0 | 0 | 0 | 0 | 0 | 0 | 0 | 0 | 0 | 0 | 0 | 0 | 0 | 0 | 0
CDP8 | QLD | CQ | Flexible gas with CCS | 0 | 0 | 0 | 0 | 0 | 0 | 0 | 0 | 0 | 0 | 0 | 0 | 0 | 0 | 0 | 0 | 0 | 0 | 0 | 0 | 0 | 0 | 0 | 0 | 0 | 0 | 0 | 0 | 0
CDP8 | QLD | CQ | Flexible gas | 37 | 37 | 37 | 37 | 37 | 37 | 37 | 37 | 37 | 37 | 37 | 0 | 0 | 0 | 0 | 0 | 0 | 0 | 0 | 0 | 0 | 0 | 0 | 0 | 0 | 0 | 0 | 0 | 0
CDP8 | QLD | CQ | Hydro | 0 | 0 | 0 | 0 | 0 | 0 | 0 | 0 | 0 | 0 | 0 | 0 | 0 | 0 | 0 | 0 | 0 | 0 | 0 | 0 | 0 | 0 | 0 | 0 | 0 | 0 | 0 | 0 | 0
CDP8 | QLD | CQ | Utility storage | 50 | 50 | 50 | 50 | 200 | 200 | 200 | 200.0001 | 200.0001 | 200.0001 | 200.0002 | 200.0002 | 200.0002 | 200.0002 | 200.0003 | 200.0003 | 200.0003 | 200.0003 | 200.0003 | 150.0003 | 150.0003 | 150.0005 | 150.0014 | 245.8721 | 143.8787 | 190.4625 | 941.1027 | 941.1027 | 1246.1779
CDP8 | QLD | CQ | Coordinated CER storage | 0.81707 | 1.1192 | 1.475 | 1.8705 | 2.3506 | 2.8941 | 3.5651 | 4.6403 | 6.0457 | 7.8273 | 10.0404 | 12.6969 | 15.8224 | 19.4074 | 23.4888 | 28.0554 | 33.0802 | 38.5531 | 44.5354 | 51.0196 | 58.024 | 65.6952 | 73.9546 | 82.751 | 92.094 | 101.874 | 112.0393 | 117.0219 | 121.5395
CDP8 | QLD | CQ | Passive CER storage | 17.0607 | 19.3666 | 21.7275 | 23.9255 | 26.506 | 29.119 | 32.3201 | 35.3739 | 38.6267 | 42.1175 | 45.9487 | 49.9898 | 54.2028 | 58.4551 | 62.8527 | 67.2149 | 71.3089 | 75.0313 | 78.6845 | 82.1837 | 85.591 | 89.6089 | 93.7355 | 98.007 | 102.4317 | 106.5375 | 110.2123 | 114.1759 | 117.7274
CDP8 | QLD | CQ | Offshore wind | 0 | 0 | 0 | 0 | 0 | 0 | 0 | 0 | 0 | 0 | 0 | 0 | 0 | 0 | 0 | 0 | 0 | 0 | 0 | 0 | 0 | 0 | 0 | 0 | 0 | 0 | 0 | 0 | 0
CDP8 | QLD | CQ | Wind | 300 | 300 | 439 | 439 | 939.7315 | 1436.6678 | 1436.6678 | 1436.6678 | 1436.6678 | 1436.6678 | 2110.6136 | 2130.0763 | 2130.0763 | 2130.0763 | 2130.0763 | 2130.0763 | 2130.0763 | 2130.0763 | 2130.0763 | 2130.0763 | 2210.8281 | 3106.1957 | 3106.1957 | 3106.1957 | 3106.1957 | 3106.1957 | 2922.5425 | 2922.5425 | 2922.5425
CDP8 | QLD | CQ | Utility solar | 788.17 | 788.17 | 788.17 | 788.17 | 860.7805 | 860.7805 | 860.7805 | 860.7805 | 860.7805 | 860.7805 | 862.7761 | 862.7763 | 862.7768 | 862.7768 | 862.7768 | 862.7769 | 862.7769 | 905.6205 | 1368.391 | 1368.3912 | 1354.3922 | 1311.8922 | 1311.8922 | 1311.8922 | 1490.8979 | 2496.2187 | 3559.6625 | 4208.9674 | 5219.5327
CDP8 | QLD | CQ | Distributed PV | 722.2681 | 742.6714 | 766.5235 | 793.7311 | 832.2373 | 870.8408 | 919.19 | 959.03 | 992.0332 | 1024.4908 | 1056.5767 | 1083.0724 | 1101.7266 | 1123.061 | 1144.5628 | 1165.0051 | 1182.6817 | 1203.6093 | 1227.4527 | 1248.9192 | 1267.2572 | 1290.1466 | 1314.2082 | 1336.8165 | 1356.4594 | 1381.1351 | 1408.4892 | 1436.2188 | 1460.3169
CDP8 | QLD | CQ | Other renewable fuels | 0 | 0 | 0 | 0 | 0 | 0 | 0 | 0 | 0 | 0 | 0 | 0 | 0 | 0 | 0 | 0 | 0 | 0 | 0 | 0 | 0 | 0 | 0 | 0 | 0 | 0 | 0 | 0 | 0
CDP8 | QLD | CQ | DSP | 0 | 0 | 0 | 0 | 0 | 0 | 0 | 0 | 0 | 0 | 0 | 0 | 0 | 0 | 0 | 0 | 0 | 0 | 0 | 0 | 0 | 0 | 0 | 0 | 0 | 0 | 0 | 0 | 0
CDP8 | QLD | SQ | Black coal | 3446 | 3446 | 3446 | 3446 | 3446 | 3446 | 3446 | 2746 | 2746 | 2396 | 1596 | 852 | 852 | 852 | 852 | 852 | 852 | 852 | 852 | 852 | 852 | 852 | 852 | 852 | 852 | 852 | 852 | 852 | 0
CDP8 | QLD | SQ | Mid-merit gas | 1173.9 | 1173.9 | 1173.9 | 1173.9 | 1173.9 | 1173.9 | 1173.9 | 1173.9 | 1173.9 | 1173.9 | 1173.9 | 1173.9 | 1173.9 | 788.9 | 788.9 | 788.9 | 644.5 | 644.5 | 644.5 | 644.5 | 644.5 | 644.5 | 0 | 0 | 0 | 0 | 0 | 0 | 0
CDP8 | QLD | SQ | Flexible gas with CCS | 0 | 0 | 0 | 0 | 0 | 0 | 0 | 0 | 0 | 0 | 0 | 0 | 0 | 0 | 0 | 0 | 0 | 0 | 0 | 0 | 0 | 0 | 0 | 0 | 0 | 0 | 0 | 0 | 0
CDP8 | QLD | SQ | Flexible gas | 1509 | 1509 | 1509 | 1709 | 1709 | 1709 | 1709 | 1709 | 1709 | 1709 | 1871.1882 | 1791.1882 | 1791.1882 | 1904.8569 | 2130.4305 | 2340.0541 | 2758.4543 | 2944.674 | 3807.3775 | 4330.5093 | 4330.5093 | 4330.5093 | 4330.5093 | 4163.7071 | 4163.7071 | 4163.7071 | 3644.7071 | 3298.7071 | 3347.0802
CDP8 | QLD | SQ | Hydro | 0 | 0 | 0 | 0 | 0 | 0 | 0 | 0 | 0 | 0 | 0 | 0 | 0 | 0 | 0 | 0 | 0 | 0 | 0 | 0 | 0 | 0 | 0 | 0 | 0 | 0 | 0 | 0 | 0
CDP8 | QLD | SQ | Utility storage | 709.6 | 1423.76 | 1729.76 | 1729.76 | 1729.76 | 1729.76 | 1729.76 | 1729.76 | 3727.76 | 3727.7601 | 3727.7601 | 3727.7601 | 3727.7601 | 3727.7601 | 3727.7601 | 3627.7601 | 3627.7601 | 3627.7601 | 3627.7601 | 3627.7601 | 3627.7601 | 3327.7602 | 3111.1965 | 3585.7582 | 3585.7582 | 3330.9582 | 3613.7979 | 3613.7979 | 3513.7978
CDP8 | QLD | SQ | Coordinated CER storage | 4.2813 | 5.9349 | 7.8549 | 10.0673 | 12.639 | 15.6606 | 19.5036 | 26.1745 | 34.9449 | 45.9905 | 59.704 | 76.2037 | 95.6949 | 118.0268 | 143.566 | 172.1726 | 203.6626 | 237.961 | 275.4027 | 316.0829 | 360.0365 | 407.5661 | 459.4511 | 514.7474 | 573.5005 | 635.0211 | 699.1749 | 730.6031 | 759.1308
CDP8 | QLD | SQ | Passive CER storage | 89.3949 | 102.7017 | 115.7072 | 128.7691 | 142.5235 | 157.5718 | 176.8119 | 194.2469 | 213.1165 | 232.7482 | 254.1827 | 276.937 | 301.0369 | 325.0195 | 350.4149 | 375.6131 | 399.0493 | 420.0192 | 440.1605 | 459.7105 | 478.6237 | 501.0311 | 524.6191 | 549.2404 | 574.878 | 598.5559 | 620.3463 | 643.8322 | 664.9847
CDP8 | QLD | SQ | Offshore wind | 0 | 0 | 0 | 0 | 0 | 0 | 0 | 0 | 0 | 0 | 0 | 0 | 0 | 0 | 0 | 0 | 0 | 0 | 0 | 0 | 0 | 0 | 0 | 0 | 0 | 0 | 0 | 0 | 0
CDP8 | QLD | SQ | Wind | 864.95 | 1788.35 | 1788.35 | 1788.35 | 3188.3501 | 4147.8286 | 4147.8286 | 4147.8286 | 4147.8286 | 4147.8286 | 4147.8286 | 4596.4331 | 4667.1131 | 4882.7638 | 4882.7638 | 4882.7638 | 4882.7638 | 4882.7638 | 4882.7638 | 4882.7638 | 4948.1947 | 4508.2247 | 4763.5616 | 4763.5616 | 4763.5616 | 8048.38 | 8048.38 | 8048.38 | 8048.38
CDP8 | QLD | SQ | Utility solar | 1791.51 | 1791.51 | 1850.95 | 1951.79 | 1951.25 | 1950.69 | 1950.14 | 1949.57 | 1949.01 | 2182.2627 | 4423.3087 | 5081.2318 | 5977.0513 | 5867.0513 | 5867.0513 | 5867.0513 | 5867.0513 | 5867.0513 | 5867.0513 | 7066.5179 | 7183.6877 | 7080.7277 | 7692.2677 | 7189.6271 | 7668.2023 | 7640.9023 | 9231.0822 | 9231.0822 | 9510.93
CDP8 | QLD | SQ | Distributed PV | 4444.5857 | 4601.2689 | 4749.54 | 4916.8363 | 5144.4056 | 5366.8426 | 5600.5382 | 5818.1179 | 6023.3354 | 6208.4396 | 6390.235 | 6547.3482 | 6680.4309 | 6801.3486 | 6930.4487 | 7058.0895 | 7183.3758 | 7312.5864 | 7449.028 | 7583.0522 | 7712.7031 | 7848.2261 | 7992.0637 | 8132.0113 | 8268.3973 | 8416.1653 | 8582.7632 | 8750.2442 | 8916.9501
CDP8 | QLD | SQ | Other renewable fuels | 0 | 0 | 0 | 0 | 0 | 0 | 0 | 0 | 0 | 0 | 0 | 0 | 0 | 0 | 0 | 0 | 0 | 0 | 0 | 0 | 0 | 0 | 0 | 0 | 0 | 0 | 0 | 90 | 90
CDP8 | QLD | SQ | DSP | 261.52 | 264.77 | 266.65 | 271.43 | 274.99 | 279.39 | 263.31 | 268.86 | 272.92 | 276.84 | 281.85 | 287.32 | 293.21 | 299.76 | 303.87 | 308.31 | 314.85 | 318.56 | 321.21 | 324.66 | 327.68 | 329.75 | 332.41 | 336.27 | 338.73 | 347.33 | 354.15 | 361.49 | 363.01
CDP8 | VIC | VIC | Brown coal | 4820 | 4820 | 4820 | 4820 | 4820 | 3370 | 3370 | 3370 | 3370 | 3370 | 1160 | 580 | 580 | 580 | 580 | 580 | 580 | 580 | 580 | 580 | 580 | 580 | 580 | 580 | 0 | 0 | 0 | 0 | 0
CDP8 | VIC | VIC | Mid-merit gas | 500 | 500 | 500 | 500 | 500 | 0 | 0 | 0 | 0 | 0 | 0 | 0 | 0 | 0 | 0 | 0 | 0 | 0 | 0 | 0 | 0 | 0 | 0 | 0 | 0 | 0 | 0 | 0 | 0
CDP8 | VIC | VIC | Flexible gas with CCS | 0 | 0 | 0 | 0 | 0 | 0 | 0 | 0 | 0 | 0 | 0 | 0 | 0 | 0 | 0 | 0 | 0 | 0 | 0 | 0 | 0 | 0 | 0 | 0 | 0 | 0 | 0 | 0 | 0
CDP8 | VIC | VIC | Flexible gas | 1900 | 1900 | 1900 | 1900 | 1900 | 1900 | 1900 | 1900 | 1900 | 1900 | 1730 | 1730 | 1730 | 1730 | 1730 | 1730 | 1290 | 1290 | 1290 | 1196.0013 | 1212.3442 | 1212.3442 | 1212.3442 | 1212.3442 | 1243.2316 | 1243.2316 | 1243.2316 | 1243.2316 | 2255.9263
CDP8 | VIC | VIC | Hydro | 2219.02 | 2219.02 | 2219.02 | 2219.02 | 2219.02 | 2219.02 | 2219.02 | 2219.02 | 2219.02 | 2219.02 | 2219.02 | 2219.02 | 2219.02 | 2219.02 | 2219.02 | 2219.02 | 2219.02 | 2219.02 | 2219.02 | 2219.02 | 2219.02 | 2219.02 | 2219.02 | 2219.02 | 2219.02 | 2219.02 | 2219.02 | 2219.02 | 2219.02
CDP8 | VIC | VIC | Utility storage | 299.13 | 479.13 | 1990.64 | 2405.4404 | 2860.4999 | 2852.7999 | 3053.23 | 3060.53 | 3572.23 | 4083.17 | 4593.04 | 6201.9199 | 6201.9199 | 6208.5199 | 6201.9199 | 6196.9199 | 6196.9199 | 6196.9199 | 5896.9199 | 5896.9199 | 5746.9199 | 5688.5886 | 5387.2786 | 4648.7783 | 4343.3189 | 4343.3189 | 4180.2179 | 3580.2179 | 3121.2359
CDP8 | VIC | VIC | Coordinated CER storage | 10.6132 | 15.1363 | 20.7187 | 26.6998 | 33.6099 | 42.073 | 52.0251 | 65.3888 | 82.4785 | 103.5543 | 129.304 | 159.8675 | 195.5802 | 236.092 | 282.1042 | 333.3048 | 389.2764 | 449.9516 | 515.8702 | 587.1309 | 663.853 | 746.8741 | 837.0114 | 932.8772 | 1034.5743 | 1140.6225 | 1250.7708 | 1304.751 | 1353.7071
CDP8 | VIC | VIC | Passive CER storage | 269.7717 | 301.4603 | 331.822 | 361.74 | 393.4245 | 427.1076 | 470.0826 | 508.8755 | 550.5086 | 593.6031 | 640.251 | 689.3259 | 740.7945 | 791.6143 | 844.9475 | 897.6568 | 946.6059 | 991.0946 | 1033.8217 | 1074.9606 | 1114.8568 | 1161.2955 | 1209.6656 | 1259.8506 | 1312.0582 | 1360.0652 | 1403.9921 | 1454.6296 | 1500.8336
CDP8 | VIC | VIC | Offshore wind | 0 | 0 | 0 | 0 | 0 | 0 | 0 | 1000 | 2000 | 2666.6666 | 3333.3333 | 3999.9999 | 4999.9999 | 5999.9999 | 6999.9999 | 8000 | 9000 | 9000 | 9000 | 9000 | 9000 | 9000 | 9000 | 9000 | 9000 | 9000 | 9000 | 9000 | 9000
CDP8 | VIC | VIC | Wind | 4537.37 | 4537.37 | 5381.93 | 5399.09 | 5399.0901 | 6737.4653 | 7147.2054 | 7147.2054 | 7147.2054 | 7147.2054 | 7094.7054 | 6902.7055 | 6902.7055 | 6902.7055 | 6839.7055 | 6419.7055 | 6419.7055 | 6131.4055 | 6131.4055 | 6080.8555 | 5763.6555 | 5451.6555 | 4604.6655 | 4604.6655 | 4207.1656 | 4785.9761 | 5505.6187 | 5320.7172 | 5320.7172
CDP8 | VIC | VIC | Utility solar | 1078.39 | 1171.87 | 1343.97 | 1696.09 | 1696.09 | 1696.09 | 1696.0901 | 1696.0901 | 1696.0901 | 1696.0902 | 1696.0902 | 2025.2131 | 2025.2131 | 2025.2131 | 2025.2131 | 2025.2131 | 2025.2131 | 2025.2131 | 2025.2131 | 2025.2131 | 2613.7029 | 3294.8264 | 3267.6564 | 3267.6564 | 3267.6564 | 3398.4559 | 3022.5259 | 2941.5259 | 2746.5159
CDP8 | VIC | VIC | Distributed PV | 4946.5809 | 5473.4647 | 6000.3487 | 6548.375 | 7156.223 | 7660.403 | 8174.482 | 8576.747 | 8962.685 | 9347.904 | 9703.346 | 10044.94 | 10318.213 | 10545.242 | 10731.794 | 10916.825 | 11076.006 | 11258.545 | 11424.147 | 11608.487 | 11778.063 | 11966.74 | 12140.772 | 12336.863 | 12549.209 | 12805.429 | 13049.815 | 13309.967 | 13556.198
CDP8 | VIC | VIC | Other renewable fuels | 0 | 0 | 0 | 0 | 0 | 0 | 0 | 0 | 0 | 0 | 0 | 0 | 0 | 0 | 0 | 0 | 0 | 0 | 0 | 0 | 0 | 0 | 0 | 0 | 0 | 0 | 0 | 90 | 90
CDP8 | VIC | VIC | DSP | 257.18 | 259.24 | 262.65 | 254.27 | 258.93 | 265 | 272.05 | 276.46 | 282.34 | 286.44 | 291.15 | 294 | 296.52 | 298.78 | 301.25 | 303.94 | 307.11 | 310.41 | 312.34 | 314.87 | 316.32 | 317.01 | 318.65 | 319.05 | 318.14 | 316.32 | 315.74 | 316.68 | 318.56
CDP8 | SA | CSA | Mid-merit gas | 1509 | 1509 | 1509 | 529 | 529 | 529 | 529 | 529 | 529 | 529 | 529 | 529 | 529 | 529 | 0 | 0 | 0 | 0 | 0 | 0 | 0 | 0 | 0 | 0 | 0 | 0 | 0 | 0 | 0
CDP8 | SA | CSA | Flexible gas with CCS | 0 | 0 | 0 | 0 | 0 | 0 | 0 | 0 | 0 | 0 | 0 | 0 | 0 | 0 | 0 | 0 | 0 | 0 | 0 | 0 | 0 | 0 | 0 | 0 | 0 | 0 | 0 | 0 | 0
CDP8 | SA | CSA | Flexible gas | 1421.06 | 1421.06 | 1621.06 | 1621.06 | 1547.56 | 1547.56 | 1547.56 | 1301.56 | 1301.56 | 1061.9 | 1061.9 | 1326.9 | 1326.9 | 1326.9 | 1326.9 | 1326.9 | 1326.9 | 1326.9 | 1326.9 | 1429.9903 | 1765.5898 | 1427.5898 | 1304.3898 | 1150.3898 | 1150.3898 | 1150.3898 | 1150.3898 | 1113.1898 | 1113.1898
CDP8 | SA | CSA | Hydro | 0 | 0 | 0 | 0 | 0 | 0 | 0 | 0 | 0 | 0 | 0 | 0 | 0 | 0 | 0 | 0 | 0 | 0 | 0 | 0 | 0 | 0 | 0 | 0 | 0 | 0 | 0 | 0 | 0
CDP8 | SA | CSA | Utility storage | 456.2 | 656.2 | 951.18 | 1569.7572 | 2800.8286 | 2806.8486 | 2800.8287 | 2770.8287 | 2770.8287 | 2770.8287 | 2770.8287 | 2770.8287 | 2770.8287 | 2770.8287 | 2770.8287 | 2770.8287 | 2770.8287 | 2770.8287 | 2758.8287 | 2764.8487 | 2508.1287 | 2314.1487 | 2152.1487 | 1533.5715 | 1552.1965 | 1510.6965 | 1666.2794 | 1666.2794 | 1666.2794
CDP8 | SA | CSA | Coordinated CER storage | 55.6719 | 62.4605 | 69.574 | 76.4942 | 84.1684 | 92.1358 | 101.9094 | 111.3026 | 121.9009 | 133.5508 | 146.6546 | 161.056 | 176.8714 | 193.5765 | 211.7514 | 230.9299 | 250.6652 | 270.8794 | 292.0065 | 314.1066 | 337.1741 | 362.1662 | 388.8506 | 416.8107 | 446.0604 | 475.6817 | 505.6161 | 520.6813 | 534.0007
CDP8 | SA | CSA | Passive CER storage | 163.4148 | 176.8412 | 189.127 | 200.7947 | 212.4134 | 224.7795 | 239.333 | 252.1373 | 265.4672 | 278.7557 | 292.6711 | 306.7404 | 321.0593 | 334.5405 | 348.2941 | 361.3463 | 372.8549 | 382.7225 | 391.8089 | 400.2474 | 408.0508 | 417.2101 | 426.5738 | 436.0668 | 445.6894 | 454.0331 | 461.1754 | 471.3591 | 480.3156
CDP8 | SA | CSA | Offshore wind | 0 | 0 | 0 | 0 | 0 | 0 | 0 | 0 | 0 | 0 | 0 | 0 | 0 | 0 | 0 | 0 | 0 | 0 | 0 | 0 | 0 | 0 | 0 | 0 | 0 | 0 | 0 | 0 | 0
CDP8 | SA | CSA | Wind | 2265.94 | 2265.94 | 2406.13 | 2406.13 | 2388.0849 | 2867.0306 | 2811.9624 | 2749.9624 | 2749.9624 | 2749.9624 | 2651.2625 | 2981.565 | 2837.885 | 2653.405 | 2653.405 | 2716.8913 | 2390.1913 | 2758.1311 | 2758.1311 | 2800.9753 | 2587.1153 | 2587.1153 | 2429.7881 | 2649.1064 | 3217.3186 | 3620.5063 | 3425.9696 | 3425.9696 | 3426.0845
CDP8 | SA | CSA | Utility solar | 566.2 | 566.2 | 566.2 | 845.96 | 845.96 | 937.2682 | 937.2683 | 937.2683 | 931.1483 | 931.1483 | 931.1483 | 1340.5849 | 1340.5849 | 1340.5849 | 1340.5849 | 1340.5849 | 1340.5849 | 1340.5849 | 1309.5449 | 1330.0592 | 1939.1423 | 3315.0654 | 3296.4454 | 3296.4454 | 3217.2454 | 3217.2454 | 3122.2454 | 3129.3893 | 3129.3893
CDP8 | SA | CSA | Distributed PV | 2384.3353 | 2442.1813 | 2500.4698 | 2567.782 | 2677.0418 | 2784.8805 | 2909.5845 | 3009.2554 | 3102.066 | 3180.5322 | 3268.8848 | 3329.2026 | 3380.66 | 3426.1092 | 3489.9642 | 3538.8511 | 3587.8176 | 3637.0179 | 3703.2634 | 3753.7863 | 3803.3867 | 3852.582 | 3919.3763 | 3971.0747 | 4023.001 | 4075.7847 | 4146.0359 | 4201.0105 | 4255.8474
CDP8 | SA | CSA | Other renewable fuels | 0 | 0 | 0 | 0 | 0 | 0 | 0 | 0 | 0 | 0 | 0 | 0 | 0 | 0 | 0 | 0 | 0 | 0 | 0 | 0 | 0 | 0 | 0 | 0 | 0 | 0 | 0 | 0 | 0
CDP8 | SA | CSA | DSP | 48.57 | 49.28 | 50.28 | 51.56 | 52.85 | 53.42 | 54.14 | 54.66 | 55.32 | 55.88 | 56.69 | 57.36 | 58.07 | 58.69 | 59.22 | 59.72 | 60.24 | 60.85 | 61.33 | 61.79 | 62.07 | 62.2 | 62.04 | 61.81 | 61.44 | 61.03 | 61.09 | 61.34 | 61.65
CDP8 | SA | SESA | Mid-merit gas | 0 | 0 | 0 | 0 | 0 | 0 | 0 | 0 | 0 | 0 | 0 | 0 | 0 | 0 | 0 | 0 | 0 | 0 | 0 | 0 | 0 | 0 | 0 | 0 | 0 | 0 | 0 | 0 | 0
CDP8 | SA | SESA | Flexible gas with CCS | 0 | 0 | 0 | 0 | 0 | 0 | 0 | 0 | 0 | 0 | 0 | 0 | 0 | 0 | 0 | 0 | 0 | 0 | 0 | 0 | 0 | 0 | 0 | 0 | 0 | 0 | 0 | 0 | 0
CDP8 | SA | SESA | Flexible gas | 143 | 143 | 143 | 143 | 80 | 80 | 80 | 80 | 80 | 80 | 80 | 80 | 0 | 0 | 0 | 0 | 0 | 0 | 0 | 0 | 0 | 0 | 0 | 0 | 0 | 0 | 0 | 0 | 0
CDP8 | SA | SESA | Hydro | 0 | 0 | 0 | 0 | 0 | 0 | 0 | 0 | 0 | 0 | 0 | 0 | 0 | 0 | 0 | 0 | 0 | 0 | 0 | 0 | 0 | 0 | 0 | 0 | 0 | 0 | 0 | 0 | 0
CDP8 | SA | SESA | Utility storage | 25 | 25 | 25 | 25 | 25 | 25 | 25 | 25 | 25 | 25 | 25 | 4.443e-05 | 4.443e-05 | 4.443e-05 | 4.443e-05 | 4.974e-05 | 4.974e-05 | 4.974e-05 | 4.974e-05 | 4.974e-05 | 5.098e-05 | 8.266e-05 | 8.745e-05 | 8.897e-05 | 72.4872 | 72.4871 | 72.4871 | 72.4871 | 72.4871
CDP8 | SA | SESA | Coordinated CER storage | 1.9701 | 2.2312 | 2.5031 | 2.7724 | 3.0693 | 3.3785 | 3.771 | 4.1547 | 4.5772 | 5.0453 | 5.5905 | 6.2292 | 6.8967 | 7.6454 | 8.4204 | 9.2343 | 10.0864 | 10.97 | 11.8923 | 12.8505 | 13.8935 | 15.057 | 16.2673 | 17.5209 | 18.834 | 20.1658 | 21.5197 | 22.1956 | 22.8328
CDP8 | SA | SESA | Passive CER storage | 5.7829 | 6.3171 | 6.8043 | 7.2775 | 7.7459 | 8.2424 | 8.8562 | 9.3849 | 9.9001 | 10.4074 | 10.9659 | 11.6011 | 12.1692 | 12.779 | 13.3159 | 13.8063 | 14.2494 | 14.6336 | 14.9745 | 15.2687 | 15.6028 | 16.033 | 16.4336 | 16.813 | 17.1981 | 17.5263 | 17.8106 | 18.2151 | 18.6306
CDP8 | SA | SESA | Offshore wind | 0 | 0 | 0 | 0 | 0 | 0 | 0 | 0 | 0 | 0 | 0 | 0 | 0 | 0 | 0 | 0 | 0 | 0 | 0 | 0 | 0 | 0 | 0 | 0 | 0 | 0 | 0 | 0 | 0
CDP8 | SA | SESA | Wind | 324.5 | 324.5 | 324.5 | 324.5 | 324.5 | 902.2473 | 902.2473 | 902.2473 | 902.2473 | 902.2473 | 902.2473 | 902.2473 | 775.7473 | 775.7473 | 775.7473 | 616.7473 | 616.7473 | 577.7473 | 577.7473 | 577.7473 | 577.7473 | 577.7473 | 577.7473 | 577.7473 | 577.7473 | 577.7473 | 800 | 800 | 800
CDP8 | SA | SESA | Utility solar | 42.9 | 42.9 | 42.9 | 42.9 | 42.9 | 42.9 | 42.9 | 42.9 | 42.9 | 42.9 | 42.9 | 42.9 | 42.9 | 42.9 | 42.9 | 42.9 | 42.9 | 42.9 | 0 | 0 | 0 | 0 | 0 | 0 | 0 | 0 | 0 | 0 | 0
CDP8 | SA | SESA | Distributed PV | 83.6952 | 87.0282 | 89.9188 | 93.849 | 99.2782 | 104.4655 | 110.6695 | 115.8376 | 120.225 | 123.9958 | 128.4132 | 132.6594 | 135.447 | 138.9108 | 141.8218 | 143.7709 | 146.0024 | 148.3721 | 151.1876 | 152.8717 | 155.8903 | 159.718 | 163.4487 | 165.4983 | 167.756 | 169.7433 | 172.5161 | 174.9055 | 178.6376
CDP8 | SA | SESA | Other renewable fuels | 0 | 0 | 0 | 0 | 0 | 0 | 0 | 0 | 0 | 0 | 0 | 0 | 0 | 0 | 0 | 0 | 0 | 0 | 0 | 0 | 0 | 0 | 0 | 0 | 0 | 0 | 0 | 0 | 0
CDP8 | SA | SESA | DSP | 0 | 0 | 0 | 0 | 0 | 0 | 0 | 0 | 0 | 0 | 0 | 0 | 0 | 0 | 0 | 0 | 0 | 0 | 0 | 0 | 0 | 0 | 0 | 0 | 0 | 0 | 0 | 0 | 0
CDP8 | TAS | TAS | Mid-merit gas | 208 | 208 | 208 | 208 | 0 | 0 | 0 | 0 | 0 | 0 | 0 | 0 | 0 | 0 | 0 | 0 | 0 | 0 | 0 | 0 | 0 | 0 | 0 | 0 | 0 | 0 | 0 | 0 | 0
CDP8 | TAS | TAS | Flexible gas with CCS | 0 | 0 | 0 | 0 | 0 | 0 | 0 | 0 | 0 | 0 | 0 | 0 | 0 | 0 | 0 | 0 | 0 | 0 | 0 | 0 | 0 | 0 | 0 | 0 | 0 | 0 | 0 | 0 | 0
CDP8 | TAS | TAS | Flexible gas | 178 | 178 | 178 | 178 | 178 | 178 | 178 | 178 | 178 | 178 | 178 | 178 | 178 | 178 | 178 | 178 | 178 | 58 | 58 | 58 | 58 | 58 | 58 | 58 | 58 | 58 | 58 | 0 | 0
CDP8 | TAS | TAS | Hydro | 2176.7 | 2176.7 | 2176.7 | 2176.7 | 2176.7 | 2176.7 | 2176.7 | 2566.7 | 2566.7 | 2566.7 | 2566.7 | 2566.7 | 2566.7 | 2566.7 | 2566.7 | 2566.7 | 2566.7 | 2566.7 | 2566.7 | 2566.7 | 2566.7 | 2566.7 | 2566.7 | 2566.7 | 2566.7 | 2566.7 | 2566.7 | 2566.7 | 2566.7
CDP8 | TAS | TAS | Utility storage | 0 | 0 | 0 | 0 | 1.592e-05 | 1.709e-05 | 1.709e-05 | 3.976e-05 | 4.898e-05 | 6.934e-05 | 7.18e-05 | 7.18e-05 | 7.18e-05 | 7.18e-05 | 7.18e-05 | 8.522e-05 | 0.00010522 | 0.00033353 | 0.00033503 | 81.4868 | 371.0003 | 913.1003 | 913.1003 | 913.1003 | 913.1003 | 913.1003 | 913.1003 | 913.1003 | 913.1003
CDP8 | TAS | TAS | Coordinated CER storage | 0.57875 | 0.86202 | 1.1897 | 1.5604 | 1.9874 | 2.4806 | 3.1026 | 3.6027 | 4.2371 | 5.0419 | 6.0802 | 7.3806 | 8.9752 | 10.855 | 13.0758 | 15.6258 | 18.4829 | 21.6512 | 25.1679 | 29.047 | 33.2957 | 37.9263 | 43.0768 | 48.6582 | 54.6735 | 61.0336 | 67.7354 | 71.4596 | 74.781
CDP8 | TAS | TAS | Passive CER storage | 16.4983 | 18.3551 | 20.1214 | 21.7939 | 23.5599 | 25.4634 | 28.0008 | 30.1463 | 32.4307 | 34.7743 | 37.3199 | 39.9892 | 42.7744 | 45.4739 | 48.2933 | 51.0238 | 53.4633 | 55.579 | 57.5324 | 59.351 | 61.0565 | 63.1414 | 65.3064 | 67.5415 | 69.8609 | 71.8752 | 73.5976 | 75.9416 | 77.9696
CDP8 | TAS | TAS | Offshore wind | 0 | 0 | 0 | 0 | 0 | 0 | 0 | 0 | 0 | 0 | 0 | 0 | 0 | 0 | 0 | 0 | 0 | 0 | 0 | 0 | 0 | 0 | 0 | 0 | 0 | 0 | 0 | 0 | 0
CDP8 | TAS | TAS | Wind | 563.35 | 563.35 | 563.35 | 1021.6459 | 1217.4235 | 1727.4864 | 1727.4864 | 1727.4864 | 1727.4864 | 1889.514 | 1889.514 | 2089.0698 | 2249.5968 | 2270.7746 | 2373.5255 | 2468.18 | 2468.18 | 2468.18 | 2468.18 | 2468.18 | 2468.18 | 2324.18 | 2324.18 | 2324.18 | 2324.18 | 2324.18 | 2324.18 | 2016.43 | 2016.43
CDP8 | TAS | TAS | Utility solar | 0 | 0 | 0 | 0 | 0 | 0 | 0 | 0 | 0 | 0 | 0 | 0 | 0 | 0 | 0 | 0 | 0 | 0 | 0 | 0 | 0 | 0 | 0 | 0 | 0 | 0 | 0 | 0 | 0
CDP8 | TAS | TAS | Distributed PV | 275.4595 | 286.8109 | 298.1623 | 315.088 | 354.168 | 394.531 | 440.094 | 467.582 | 496.331 | 524.805 | 554.695 | 577.869 | 593.286 | 600.415 | 608.279 | 612.658 | 617.88 | 623.117 | 630.779 | 635.441 | 640.601 | 645.81 | 653.619 | 658.482 | 663.84 | 669.299 | 677.348 | 682.546 | 688.275
CDP8 | TAS | TAS | Other renewable fuels | 0 | 0 | 0 | 0 | 0 | 0 | 0 | 0 | 0 | 0 | 0 | 0 | 0 | 0 | 0 | 0 | 0 | 0 | 0 | 0 | 0 | 0 | 0 | 0 | 0 | 0 | 0 | 0 | 0
CDP8 | TAS | TAS | DSP | 5.95 | 6 | 5.24 | 4.54 | 4.57 | 4.66 | 4.79 | 4.91 | 5.01 | 5.05 | 5.06 | 5.09 | 5.06 | 5.08 | 5.09 | 5.11 | 5.12 | 5.16 | 5.18 | 5.2 | 5.21 | 5.19 | 5.19 | 5.18 | 5.19 | 5.2 | 5.14 | 5.03 | 4.96
CDP9 | NSW | NNSW | Black coal | 0 | 0 | 0 | 0 | 0 | 0 | 0 | 0 | 0 | 0 | 0 | 0 | 0 | 0 | 0 | 0 | 0 | 0 | 0 | 0 | 0 | 0 | 0 | 0 | 0 | 0 | 0 | 0 | 0
CDP9 | NSW | NNSW | Mid-merit gas | 0 | 0 | 0 | 0 | 0 | 0 | 0 | 0 | 0 | 0 | 0 | 0 | 0 | 0 | 0 | 0 | 0 | 0 | 0 | 0 | 0 | 0 | 0 | 0 | 0 | 0 | 0 | 0 | 0
CDP9 | NSW | NNSW | Flexible gas with CCS | 0 | 0 | 0 | 0 | 0 | 0 | 0 | 0 | 0 | 0 | 0 | 0 | 0 | 0 | 0 | 0 | 0 | 0 | 0 | 0 | 0 | 0 | 0 | 0 | 0 | 0 | 0 | 0 | 0
CDP9 | NSW | NNSW | Flexible gas | 0 | 0 | 0 | 0 | 0 | 0 | 0 | 0 | 0 | 0 | 0 | 0 | 0 | 0 | 0 | 0 | 0 | 0 | 0 | 0 | 0 | 0 | 0 | 0 | 0 | 0 | 0 | 0 | 0
CDP9 | NSW | NNSW | Hydro | 0 | 0 | 0 | 0 | 0 | 0 | 0 | 0 | 0 | 0 | 0 | 0 | 0 | 0 | 0 | 0 | 0 | 0 | 0 | 0 | 0 | 0 | 0 | 0 | 0 | 0 | 0 | 0 | 0
CDP9 | NSW | NNSW | Utility storage | 0 | 0 | 30 | 651.31 | 1086.4099 | 1202.4314 | 1718.4716 | 1718.4716 | 1718.4716 | 1718.4716 | 1688.4716 | 1688.4716 | 1688.4716 | 1688.4716 | 1688.4719 | 1688.4719 | 1688.4719 | 1688.4719 | 1688.4719 | 1688.4719 | 1688.4719 | 2688.4717 | 2688.4717 | 1867.1616 | 2068.1176 | 1952.096 | 2173.0876 | 2173.0876 | 2558.9477
CDP9 | NSW | NNSW | Coordinated CER storage | 2.1928 | 2.9011 | 3.6904 | 4.6278 | 5.5596 | 6.6915 | 7.9992 | 9.7928 | 12.0913 | 14.9199 | 18.3769 | 22.4496 | 27.1895 | 32.5292 | 38.5657 | 45.2506 | 52.5465 | 60.457 | 69.0343 | 78.2621 | 88.1661 | 98.8985 | 110.4266 | 122.6426 | 135.5582 | 148.9852 | 162.8922 | 169.464 | 175.3439
CDP9 | NSW | NNSW | Passive CER storage | 47.7175 | 51.9224 | 55.9244 | 59.7457 | 63.1809 | 66.9501 | 72.1109 | 76.9127 | 82.1206 | 87.477 | 93.3283 | 99.3194 | 105.5537 | 111.5324 | 117.7469 | 123.7732 | 129.3342 | 134.4245 | 139.3018 | 143.8527 | 148.1976 | 153.2203 | 158.3806 | 163.6836 | 169.1359 | 173.9747 | 178.2371 | 183.577 | 188.3339
CDP9 | NSW | NNSW | Offshore wind | 0 | 0 | 0 | 0 | 0 | 0 | 0 | 0 | 0 | 0 | 0 | 0 | 0 | 0 | 0 | 0 | 0 | 0 | 0 | 0 | 0 | 0 | 0 | 0 | 0 | 0 | 0 | 0 | 0
CDP9 | NSW | NNSW | Wind | 442.48 | 442.48 | 442.48 | 709.3913 | 709.3913 | 709.3913 | 709.3913 | 709.3913 | 709.3913 | 1014.301 | 1014.301 | 2923.2865 | 2923.2865 | 2923.2865 | 2923.2865 | 2750.8065 | 2750.8065 | 4270.7039 | 5324.0074 | 6313.3614 | 6928.773 | 6983.3884 | 6983.3884 | 6983.3884 | 6983.3884 | 7400 | 7400 | 7400 | 7400
CDP9 | NSW | NNSW | Utility solar | 701.02 | 701.02 | 1021.02 | 1317.5891 | 1317.5891 | 1317.5891 | 1317.5891 | 1317.5891 | 1317.5891 | 1317.5892 | 1317.5892 | 1317.5893 | 1317.5893 | 1317.5893 | 1317.5893 | 1317.5893 | 1317.5893 | 1317.5893 | 2249.4935 | 2249.4935 | 4086.7571 | 4086.7571 | 4086.7571 | 4067.0319 | 4279.7242 | 4279.7242 | 4285.6509 | 4302.0611 | 4429.5435
CDP9 | NSW | NNSW | Distributed PV | 999.795 | 1024.5274 | 1042.0404 | 1062.8416 | 1119.5661 | 1186.9908 | 1258.7771 | 1308.956 | 1356.0219 | 1394.7316 | 1433.3051 | 1460.8986 | 1482.9765 | 1497.8632 | 1516.4188 | 1530.7247 | 1546.3741 | 1562.7988 | 1581.7996 | 1598.2848 | 1617.7461 | 1635.9887 | 1654.643 | 1671.6642 | 1690.6614 | 1710.0652 | 1730.7883 | 1751.4803 | 1774.4013
CDP9 | NSW | NNSW | Other renewable fuels | 0 | 0 | 0 | 0 | 0 | 0 | 0 | 0 | 0 | 0 | 0 | 0 | 0 | 0 | 0 | 0 | 0 | 0 | 0 | 0 | 0 | 0 | 0 | 0 | 0 | 0 | 0 | 90 | 90
CDP9 | NSW | NNSW | DSP | 0 | 0 | 0 | 0 | 0 | 0 | 0 | 0 | 0 | 0 | 0 | 0 | 0 | 0 | 0 | 0 | 0 | 0 | 0 | 0 | 0 | 0 | 0 | 0 | 0 | 0 | 0 | 0 | 0
CDP9 | NSW | CNSW | Black coal | 4105 | 4105 | 4105 | 4105 | 4135 | 3450 | 1420 | 1420 | 1420 | 1420 | 1420 | 1420 | 1420 | 1420 | 1420 | 1420 | 1420 | 0 | 0 | 0 | 0 | 0 | 0 | 0 | 0 | 0 | 0 | 0 | 0
CDP9 | NSW | CNSW | Mid-merit gas | 0 | 0 | 0 | 0 | 0 | 0 | 0 | 0 | 0 | 0 | 0 | 0 | 0 | 0 | 0 | 0 | 0 | 0 | 0 | 0 | 0 | 0 | 0 | 0 | 0 | 0 | 0 | 0 | 0
CDP9 | NSW | CNSW | Flexible gas with CCS | 0 | 0 | 0 | 0 | 0 | 0 | 0 | 0 | 0 | 0 | 0 | 0 | 0 | 0 | 0 | 0 | 0 | 0 | 0 | 0 | 0 | 0 | 0 | 0 | 0 | 0 | 0 | 0 | 0
CDP9 | NSW | CNSW | Flexible gas | 0 | 0 | 0 | 0 | 0 | 0 | 0 | 0 | 0 | 0 | 0 | 0 | 0 | 0 | 0 | 0 | 0 | 0 | 0 | 0 | 0 | 0 | 0 | 0 | 0 | 0 | 0 | 0 | 0
CDP9 | NSW | CNSW | Hydro | 0 | 0 | 0 | 0 | 0 | 0 | 0 | 0 | 0 | 0 | 0 | 0 | 0 | 0 | 0 | 0 | 0 | 0 | 0 | 0 | 0 | 0 | 0 | 0 | 0 | 0 | 0 | 0 | 0
CDP9 | NSW | CNSW | Utility storage | 247 | 247 | 816 | 878.934 | 1454.7223 | 2831.6869 | 2871.7144 | 2831.6944 | 2871.7144 | 2831.6944 | 2831.6944 | 2871.7144 | 2831.6944 | 2831.6944 | 2871.7144 | 2871.7144 | 2831.6944 | 2831.6944 | 2831.6944 | 2831.6944 | 2871.7144 | 2831.6944 | 2302.7144 | 2199.7605 | 1992.4321 | 778.8968 | 738.8726 | 738.8726 | 778.8928
CDP9 | NSW | CNSW | Coordinated CER storage | 0.91547 | 1.218 | 1.5545 | 1.9694 | 2.396 | 2.8889 | 3.468 | 4.4484 | 5.7616 | 7.4129 | 9.4548 | 11.9182 | 14.7956 | 18.091 | 21.8271 | 26.0012 | 30.6055 | 35.6384 | 41.1048 | 47.0119 | 53.3576 | 60.2411 | 67.6633 | 75.5332 | 83.8558 | 92.5557 | 101.5813 | 105.8426 | 109.6628
CDP9 | NSW | CNSW | Passive CER storage | 19.9215 | 21.7984 | 23.5569 | 25.4252 | 27.2293 | 28.9039 | 31.2635 | 33.4736 | 36.0114 | 38.6022 | 41.3825 | 44.4067 | 47.4404 | 50.4842 | 53.5835 | 56.6421 | 59.5615 | 62.2973 | 64.8483 | 67.2355 | 69.4388 | 72.0568 | 74.8106 | 77.6287 | 80.5076 | 83.1503 | 85.4446 | 88.2195 | 90.7189
CDP9 | NSW | CNSW | Offshore wind | 0 | 0 | 0 | 0 | 0 | 0 | 0 | 0 | 0 | 0 | 0 | 0 | 0 | 0 | 0 | 0 | 0 | 0 | 0 | 0 | 0 | 0 | 0 | 0 | 0 | 0 | 0 | 0 | 0
CDP9 | NSW | CNSW | Wind | 503.54 | 503.54 | 641.54 | 1417.7071 | 2094.7422 | 5353.6607 | 6546.2883 | 6546.2883 | 6546.2883 | 6546.2883 | 6546.2883 | 6546.2883 | 6546.2883 | 6546.2883 | 6546.2883 | 6546.2883 | 6546.2883 | 6439.4883 | 6301.4783 | 6301.4783 | 6301.4783 | 6301.4783 | 6301.4783 | 6301.4783 | 6301.4783 | 6301.4783 | 6188.2883 | 6188.2883 | 6188.2883
CDP9 | NSW | CNSW | Utility solar | 1876.49 | 1876.49 | 1956.35 | 2971.7488 | 2971.7488 | 3741.4623 | 4884.8847 | 4884.8847 | 4884.8847 | 4884.8848 | 4884.8848 | 4884.8848 | 4884.8848 | 4884.8848 | 4884.8848 | 4884.8848 | 4884.8848 | 4884.8848 | 4884.8848 | 4782.8648 | 4782.8648 | 4782.8648 | 4746.8548 | 4746.8548 | 6006.9428 | 6306.032 | 8370.1277 | 8250.3777 | 8080.4977
CDP9 | NSW | CNSW | Distributed PV | 621.9378 | 636.102 | 644.9182 | 661.8711 | 702.2766 | 740.456 | 787.694 | 821.4306 | 856.4795 | 886.1984 | 918.429 | 939.0199 | 954.7714 | 966.4442 | 983.7172 | 994.2831 | 1006.6496 | 1019.2425 | 1037.8102 | 1049.5191 | 1061.3193 | 1073.5732 | 1093.3139 | 1104.7404 | 1118.1637 | 1133.1908 | 1153.9216 | 1167.3489 | 1182.2507
CDP9 | NSW | CNSW | Other renewable fuels | 0 | 0 | 0 | 0 | 0 | 0 | 0 | 0 | 0 | 0 | 0 | 0 | 0 | 0 | 0 | 0 | 0 | 0 | 0 | 0 | 0 | 0 | 0 | 0 | 0 | 0 | 30 | 90 | 90
CDP9 | NSW | CNSW | DSP | 0 | 0 | 0 | 0 | 0 | 0 | 0 | 0 | 0 | 0 | 0 | 0 | 0 | 0 | 0 | 0 | 0 | 0 | 0 | 0 | 0 | 0 | 0 | 0 | 0 | 0 | 0 | 0 | 0
CDP9 | NSW | SNW | Black coal | 4200 | 4200 | 1320 | 1320 | 1320 | 0 | 0 | 0 | 0 | 0 | 0 | 0 | 0 | 0 | 0 | 0 | 0 | 0 | 0 | 0 | 0 | 0 | 0 | 0 | 0 | 0 | 0 | 0 | 0
CDP9 | NSW | SNW | Mid-merit gas | 440 | 440 | 440 | 440 | 440 | 440 | 440 | 440 | 440 | 440 | 440 | 440 | 440 | 440 | 440 | 440 | 440 | 440 | 440 | 440 | 0 | 0 | 0 | 0 | 0 | 0 | 0 | 0 | 0
CDP9 | NSW | SNW | Flexible gas with CCS | 0 | 0 | 0 | 0 | 0 | 0 | 0 | 0 | 0 | 0 | 0 | 0 | 0 | 0 | 0 | 0 | 0 | 0 | 0 | 0 | 0 | 0 | 0 | 0 | 0 | 0 | 0 | 0 | 0
CDP9 | NSW | SNW | Flexible gas | 1979 | 1979 | 1979 | 1979 | 1979 | 1979 | 1979 | 1979 | 1979 | 1979 | 1979 | 1979 | 1979 | 1979 | 1979 | 1979 | 1979 | 1979 | 1979 | 2327.7181 | 2857.1462 | 3733.2062 | 3733.2062 | 3733.2062 | 3733.2062 | 3733.2062 | 3733.2062 | 3733.2062 | 3733.2062
CDP9 | NSW | SNW | Hydro | 0 | 0 | 0 | 0 | 0 | 0 | 0 | 0 | 0 | 0 | 0 | 0 | 0 | 0 | 0 | 0 | 0 | 0 | 0 | 0 | 0 | 0 | 0 | 0 | 0 | 0 | 0 | 0 | 0
CDP9 | NSW | SNW | Utility storage | 50 | 50 | 1571.858 | 1571.8603 | 1571.8604 | 1607.499 | 2071.9534 | 2699.5054 | 2772.0814 | 2699.5054 | 2699.5054 | 2772.0814 | 2699.5054 | 2649.5054 | 2722.0814 | 2722.0814 | 2649.5054 | 2649.5054 | 2649.5054 | 2649.5054 | 2722.0814 | 2649.5054 | 1307.9355 | 1235.3572 | 1235.3572 | 1275.4887 | 966.1475 | 966.1475 | 1038.7235
CDP9 | NSW | SNW | Coordinated CER storage | 8.587 | 11.5295 | 14.8171 | 18.6626 | 22.7871 | 27.7997 | 33.4963 | 43.0237 | 55.4305 | 70.9627 | 90.1039 | 112.9793 | 139.8314 | 170.4524 | 205.2684 | 244.1544 | 286.9162 | 333.5338 | 384.2127 | 438.8854 | 497.66 | 560.8937 | 629.5544 | 702.4072 | 779.5514 | 860.1351 | 943.9419 | 983.3503 | 1018.6582
CDP9 | NSW | SNW | Passive CER storage | 186.8609 | 206.3463 | 224.5379 | 240.9368 | 258.9593 | 278.1444 | 301.9599 | 322.7208 | 344.5839 | 366.8252 | 390.7075 | 415.6523 | 441.7183 | 467.2367 | 494.0385 | 520.566 | 545.206 | 567.5963 | 588.6361 | 607.8089 | 625.5986 | 647.3132 | 670.0861 | 693.8422 | 718.7364 | 741.3337 | 761.6739 | 786.6727 | 809.1086
CDP9 | NSW | SNW | Offshore wind | 0 | 0 | 0 | 0 | 0 | 0 | 0 | 0 | 0 | 0 | 0 | 0 | 0 | 0 | 0 | 0 | 0 | 0 | 0 | 0 | 0 | 0 | 0 | 0 | 0 | 0 | 0 | 0 | 0
CDP9 | NSW | SNW | Wind | 0 | 0 | 0 | 0 | 0 | 0 | 0 | 0 | 0 | 0 | 0 | 0 | 0 | 0 | 0 | 0 | 0 | 0 | 0 | 0 | 0 | 0 | 0 | 0 | 0 | 0 | 0 | 0 | 0
CDP9 | NSW | SNW | Utility solar | 0 | 0 | 0 | 0 | 0 | 0 | 0 | 0 | 0 | 0 | 0 | 0 | 0 | 0 | 0 | 0 | 0 | 0 | 0 | 0 | 0 | 0 | 0 | 0 | 0 | 0 | 0 | 0 | 0
CDP9 | NSW | SNW | Distributed PV | 3679.6425 | 3821.5974 | 3976.6457 | 4171.7761 | 4514.291 | 4858.2954 | 5220.1292 | 5496.252 | 5768.549 | 6015.446 | 6247.5007 | 6444.969 | 6601.2248 | 6709.9767 | 6807.533 | 6901.289 | 6995.1835 | 7087.6409 | 7182.3455 | 7274.2264 | 7368.4104 | 7463.4566 | 7560.2199 | 7654.4945 | 7751.1288 | 7849.3467 | 7952.3875 | 8051.2259 | 8161.516
CDP9 | NSW | SNW | Other renewable fuels | 0 | 0 | 0 | 0 | 0 | 0 | 0 | 0 | 0 | 0 | 0 | 0 | 0 | 0 | 0 | 0 | 0 | 0 | 0 | 0 | 0 | 0 | 0 | 0 | 0 | 0 | 90 | 90 | 90
CDP9 | NSW | SNW | DSP | 336.74 | 342.94 | 349.4 | 358.05 | 499.09 | 685.31 | 850.38 | 920.72 | 991.02 | 1061.28 | 1070.04 | 1079.54 | 1087.21 | 1096.93 | 1105.44 | 1116.29 | 1124.85 | 1136.31 | 1138.21 | 1141.89 | 1148.33 | 1146.26 | 1149.08 | 1151.3 | 1149.72 | 1153.61 | 1157.93 | 1166.18 | 1185.25
CDP9 | NSW | SNSW | Black coal | 0 | 0 | 0 | 0 | 0 | 0 | 0 | 0 | 0 | 0 | 0 | 0 | 0 | 0 | 0 | 0 | 0 | 0 | 0 | 0 | 0 | 0 | 0 | 0 | 0 | 0 | 0 | 0 | 0
CDP9 | NSW | SNSW | Mid-merit gas | 0 | 0 | 0 | 0 | 0 | 0 | 0 | 0 | 0 | 0 | 0 | 0 | 0 | 0 | 0 | 0 | 0 | 0 | 0 | 0 | 0 | 0 | 0 | 0 | 0 | 0 | 0 | 0 | 0
CDP9 | NSW | SNSW | Flexible gas with CCS | 0 | 0 | 0 | 0 | 0 | 0 | 0 | 0 | 0 | 0 | 0 | 0 | 0 | 0 | 0 | 0 | 0 | 0 | 0 | 0 | 0 | 0 | 0 | 0 | 0 | 0 | 0 | 0 | 0
CDP9 | NSW | SNSW | Flexible gas | 692 | 692 | 692 | 692 | 692 | 692 | 692 | 692 | 692 | 692 | 692 | 692 | 692 | 692 | 692 | 692 | 692 | 692 | 692 | 692 | 692 | 0 | 0 | 0 | 0 | 0 | 0 | 0 | 0
CDP9 | NSW | SNSW | Hydro | 2285 | 2285 | 2285 | 2285 | 2285 | 2285 | 2285 | 2285 | 2285 | 2285 | 2285 | 2285 | 2285 | 2285 | 2285 | 2285 | 2285 | 2285 | 2285 | 2285 | 2285 | 2285 | 2285 | 2285 | 2285 | 2285 | 2285 | 2285 | 2285
CDP9 | NSW | SNSW | Utility storage | 299.99 | 309.99 | 368.9 | 368.9 | 568.9 | 2768.9 | 3144.3434 | 3143.3534 | 3144.3434 | 3143.3534 | 3143.3534 | 3144.3434 | 3143.3534 | 3143.3534 | 3144.3434 | 3144.3434 | 3143.3534 | 3143.3534 | 3143.3534 | 3133.3534 | 3084.3434 | 3083.3534 | 3024.4434 | 3023.4534 | 3023.4534 | 2924.4534 | 2714.4232 | 2714.4232 | 2564.4232
CDP9 | NSW | SNSW | Coordinated CER storage | 1.8316 | 2.4469 | 3.1469 | 4.0056 | 4.9448 | 6.063 | 7.344 | 8.8828 | 10.843 | 13.2952 | 16.3304 | 19.989 | 24.3293 | 29.3361 | 35.0941 | 41.5771 | 48.7432 | 56.6101 | 65.2405 | 74.6487 | 84.8616 | 95.9878 | 108.1835 | 121.2843 | 135.2958 | 150.0261 | 165.4879 | 173.4974 | 180.7336
CDP9 | NSW | SNSW | Passive CER storage | 39.8581 | 43.7926 | 47.6885 | 51.7125 | 56.1945 | 60.6618 | 66.2045 | 71.0929 | 76.2779 | 81.7101 | 87.5202 | 93.586 | 99.9174 | 106.2198 | 112.7798 | 119.2142 | 125.1293 | 130.5318 | 135.6734 | 140.5429 | 145.2071 | 150.7156 | 156.525 | 162.5649 | 168.7895 | 174.3699 | 179.4516 | 185.5172 | 191.0124
CDP9 | NSW | SNSW | Offshore wind | 0 | 0 | 0 | 0 | 0 | 0 | 0 | 0 | 0 | 0 | 0 | 0 | 0 | 0 | 0 | 0 | 0 | 0 | 0 | 0 | 0 | 0 | 0 | 0 | 0 | 0 | 0 | 0 | 0
CDP9 | NSW | SNSW | Wind | 1792.06 | 1850.06 | 1890.08 | 2420.54 | 3055.8047 | 3055.8047 | 3073.9143 | 3073.9143 | 3073.9144 | 3073.9144 | 3073.9144 | 3073.9144 | 3073.9144 | 3027.4144 | 3027.4144 | 2997.4144 | 2997.4144 | 2743.5344 | 2695.2344 | 2695.2344 | 2406.2244 | 2406.2244 | 2162.4244 | 1991.0914 | 1999.7543 | 1620.7099 | 1629.6533 | 1629.6533 | 1629.6533
CDP9 | NSW | SNSW | Utility solar | 2083.08 | 2083.08 | 2475.36 | 3027.636 | 3686.0789 | 3686.0789 | 3686.9789 | 3686.0789 | 3686.0789 | 3686.0789 | 3686.0789 | 3686.0789 | 3686.0789 | 3686.0789 | 3686.0789 | 3536.0489 | 3536.0489 | 3536.0489 | 3536.0489 | 3536.0489 | 3514.1518 | 4538.0036 | 4538.0036 | 4453.0036 | 4420.6036 | 4420.6036 | 4120.1191 | 3344.9091 | 3314.9091
CDP9 | NSW | SNSW | Distributed PV | 986.0326 | 1016.5758 | 1046.5931 | 1086.1683 | 1164.1203 | 1240.9168 | 1328.5137 | 1393.4014 | 1458.5676 | 1517.356 | 1578.8062 | 1621.3015 | 1659.1313 | 1689.5418 | 1724.7489 | 1750.0152 | 1777.7549 | 1805.5558 | 1841.3577 | 1866.4198 | 1894.7072 | 1924.1874 | 1962.8752 | 1990.9999 | 2022.3122 | 2052.6863 | 2093.9396 | 2124.8409 | 2159.5341
CDP9 | NSW | SNSW | Other renewable fuels | 0 | 0 | 0 | 0 | 0 | 0 | 0 | 0 | 0 | 0 | 0 | 0 | 0 | 0 | 0 | 0 | 0 | 0 | 0 | 0 | 0 | 0 | 0 | 0 | 0 | 0 | 0 | 0 | 0
CDP9 | NSW | SNSW | DSP | 0 | 0 | 0 | 0 | 0 | 0 | 0 | 0 | 0 | 0 | 0 | 0 | 0 | 0 | 0 | 0 | 0 | 0 | 0 | 0 | 0 | 0 | 0 | 0 | 0 | 0 | 0 | 0 | 0
CDP9 | QLD | NQ | Black coal | 0 | 0 | 0 | 0 | 0 | 0 | 0 | 0 | 0 | 0 | 0 | 0 | 0 | 0 | 0 | 0 | 0 | 0 | 0 | 0 | 0 | 0 | 0 | 0 | 0 | 0 | 0 | 0 | 0
CDP9 | QLD | NQ | Mid-merit gas | 244 | 244 | 244 | 244 | 244 | 244 | 244 | 244 | 244 | 244 | 244 | 244 | 244 | 244 | 244 | 244 | 244 | 244 | 244 | 244 | 244 | 244 | 244 | 0 | 0 | 0 | 0 | 0 | 0
CDP9 | QLD | NQ | Flexible gas with CCS | 0 | 0 | 0 | 0 | 0 | 0 | 0 | 0 | 0 | 0 | 0 | 0 | 0 | 0 | 0 | 0 | 0 | 0 | 0 | 0 | 0 | 0 | 0 | 0 | 0 | 0 | 0 | 0 | 0
CDP9 | QLD | NQ | Flexible gas | 423.5 | 423.5 | 423.5 | 423.5 | 423.5 | 423.5 | 423.5 | 423.5 | 423.5 | 423.5 | 131.5 | 131.5 | 131.5 | 131.5 | 131.5 | 131.5 | 131.5 | 131.5 | 131.5 | 131.5 | 131.5 | 0 | 0 | 0 | 0 | 0 | 0 | 0 | 0
CDP9 | QLD | NQ | Hydro | 156.4 | 156.4 | 156.4 | 156.4 | 156.4 | 156.4 | 156.4 | 156.4 | 156.4 | 156.4 | 156.4 | 156.4 | 156.4 | 156.4 | 70 | 70 | 70 | 70 | 70 | 0 | 0 | 0 | 0 | 0 | 0 | 0 | 0 | 0 | 0
CDP9 | QLD | NQ | Utility storage | 250 | 250 | 250 | 550 | 550 | 550 | 550 | 550 | 550 | 550 | 550.0001 | 550.0001 | 550.0001 | 550.0002 | 550.0002 | 550.0002 | 550.0002 | 550.0002 | 550.0002 | 550.0002 | 550.0002 | 550.0003 | 550.0004 | 256.1746 | 303.7602 | 378.8355 | 430.743 | 430.743 | 433.1831
CDP9 | QLD | NQ | Coordinated CER storage | 0.88737 | 1.2167 | 1.5929 | 2.0251 | 2.5236 | 3.12 | 3.8402 | 4.861 | 6.1864 | 7.8245 | 9.8358 | 12.2418 | 15.0717 | 18.2721 | 21.9141 | 25.9728 | 30.4036 | 35.228 | 40.4665 | 46.1292 | 52.2496 | 58.927 | 66.1344 | 73.8088 | 81.9834 | 90.4987 | 99.3492 | 103.7072 | 107.6837
CDP9 | QLD | NQ | Passive CER storage | 18.5285 | 21.0552 | 23.4635 | 25.9022 | 28.4576 | 31.3925 | 34.814 | 37.9522 | 41.4162 | 44.9799 | 48.8461 | 52.9834 | 57.3995 | 61.6721 | 66.1572 | 70.6014 | 74.6827 | 78.4936 | 82.1191 | 85.5856 | 89.0361 | 92.9771 | 97.0969 | 101.3628 | 105.886 | 109.9772 | 113.7091 | 117.7593 | 121.4976
CDP9 | QLD | NQ | Offshore wind | 0 | 0 | 0 | 0 | 0 | 0 | 0 | 0 | 0 | 0 | 0 | 0 | 0 | 0 | 0 | 0 | 0 | 0 | 0 | 0 | 0 | 0 | 0 | 0 | 0 | 0 | 0 | 0 | 0
CDP9 | QLD | NQ | Wind | 375.64 | 375.64 | 375.64 | 375.64 | 1558.1222 | 1914.7684 | 2589.7108 | 2589.7108 | 2589.7108 | 2589.7108 | 2661.4462 | 2661.4462 | 2763.0683 | 2953.4687 | 2953.4687 | 2953.4687 | 2953.4687 | 2953.4687 | 2953.4687 | 2953.4687 | 2932.4845 | 3422.2661 | 3422.2661 | 3379.0661 | 3379.0661 | 3258.6319 | 3422.874 | 3441.9911 | 3442.2069
CDP9 | QLD | NQ | Utility solar | 521.6 | 521.6 | 521.6 | 521.6 | 521.6 | 521.6 | 521.6 | 521.6 | 521.6 | 521.6 | 521.6 | 521.6 | 521.6002 | 521.6002 | 473.1002 | 473.1002 | 473.1002 | 473.1002 | 703.0211 | 629.4523 | 513.4923 | 513.4923 | 513.4923 | 498.4923 | 398.5123 | 377.5423 | 689.4935 | 589.4635 | 589.4635
CDP9 | QLD | NQ | Distributed PV | 650.1918 | 674.7727 | 703.9561 | 730.2258 | 763.9198 | 810.8536 | 853.2797 | 886.3548 | 917.2914 | 944.1354 | 970.7969 | 991.2841 | 1008.6228 | 1022.5255 | 1038.7204 | 1053.488 | 1067.6015 | 1084.5645 | 1102.9542 | 1118.778 | 1136.6862 | 1153.6954 | 1172.9582 | 1190.3775 | 1209.4642 | 1228.2939 | 1251.6994 | 1274.419 | 1298.4572
CDP9 | QLD | NQ | Other renewable fuels | 0 | 0 | 0 | 0 | 0 | 0 | 0 | 0 | 0 | 0 | 0 | 0 | 0 | 0 | 0 | 0 | 0 | 0 | 0 | 0 | 0 | 0 | 0 | 0 | 0 | 0 | 0 | 0 | 0
CDP9 | QLD | NQ | DSP | 0 | 0 | 0 | 0 | 0 | 0 | 0 | 0 | 0 | 0 | 0 | 0 | 0 | 0 | 0 | 0 | 0 | 0 | 0 | 0 | 0 | 0 | 0 | 0 | 0 | 0 | 0 | 0 | 0
CDP9 | QLD | GG | Black coal | 1680 | 1680 | 1680 | 1680 | 840 | 840 | 840 | 280 | 0 | 0 | 0 | 0 | 0 | 0 | 0 | 0 | 0 | 0 | 0 | 0 | 0 | 0 | 0 | 0 | 0 | 0 | 0 | 0 | 0
CDP9 | QLD | GG | Mid-merit gas | 180 | 180 | 180 | 180 | 180 | 180 | 180 | 180 | 180 | 180 | 180 | 180 | 180 | 180 | 180 | 180 | 180 | 180 | 180 | 180 | 180 | 180 | 180 | 180 | 180 | 180 | 180 | 0 | 0
CDP9 | QLD | GG | Flexible gas with CCS | 0 | 0 | 0 | 0 | 0 | 0 | 0 | 0 | 0 | 0 | 0 | 0 | 0 | 0 | 0 | 0 | 0 | 0 | 0 | 0 | 0 | 0 | 0 | 0 | 0 | 0 | 0 | 0 | 0
CDP9 | QLD | GG | Flexible gas | 0 | 0 | 0 | 0 | 0 | 0 | 0 | 0 | 0 | 0 | 0 | 0 | 0 | 0 | 0 | 0 | 0 | 0 | 0 | 0 | 0 | 0 | 0 | 0 | 0 | 0 | 0 | 0 | 0
CDP9 | QLD | GG | Hydro | 0 | 0 | 0 | 0 | 0 | 0 | 0 | 0 | 0 | 0 | 0 | 0 | 0 | 0 | 0 | 0 | 0 | 0 | 0 | 0 | 0 | 0 | 0 | 0 | 0 | 0 | 0 | 0 | 0
CDP9 | QLD | GG | Utility storage | 0 | 0 | 400 | 400 | 400 | 400 | 400 | 400 | 400 | 400 | 400.0001 | 400.0001 | 400.0001 | 400.0001 | 400.0002 | 400.0003 | 400.0003 | 400.0003 | 400.0003 | 400.0003 | 400.0003 | 400.0003 | 0.001599 | 132.4416 | 132.4637 | 132.4637 | 660.838 | 660.838 | 801.8425
CDP9 | QLD | GG | Coordinated CER storage | 0.048726 | 0.066819 | 0.087887 | 0.11153 | 0.14153 | 0.17366 | 0.21572 | 0.29891 | 0.41299 | 0.56211 | 0.74955 | 0.97712 | 1.2471 | 1.5592 | 1.9169 | 2.3184 | 2.7646 | 3.2536 | 3.7908 | 4.3761 | 5.009 | 5.7004 | 6.4465 | 7.2409 | 8.0831 | 8.9664 | 9.8883 | 10.3376 | 10.7449
CDP9 | QLD | GG | Passive CER storage | 1.0174 | 1.1563 | 1.2946 | 1.4266 | 1.5959 | 1.7473 | 1.9556 | 2.1352 | 2.3376 | 2.5644 | 2.8105 | 3.0704 | 3.3401 | 3.6127 | 3.8978 | 4.1748 | 4.4417 | 4.6827 | 4.9228 | 5.1563 | 5.3782 | 5.6374 | 5.9123 | 6.1964 | 6.4847 | 6.7498 | 6.9899 | 7.2551 | 7.4911
CDP9 | QLD | GG | Offshore wind | 0 | 0 | 0 | 0 | 0 | 0 | 0 | 0 | 0 | 0 | 0 | 0 | 0 | 0 | 0 | 0 | 0 | 0 | 0 | 0 | 0 | 0 | 0 | 0 | 0 | 0 | 0 | 0 | 0
CDP9 | QLD | GG | Wind | 0 | 0 | 0 | 0 | 0 | 0 | 0 | 0 | 0 | 0 | 0 | 0 | 0 | 0 | 0 | 0 | 0 | 0 | 0 | 0 | 0 | 0 | 0 | 0 | 0 | 0 | 0 | 0 | 0
CDP9 | QLD | GG | Utility solar | 0 | 0 | 0 | 0 | 0 | 0 | 0 | 0 | 0 | 0 | 0 | 0 | 0 | 0 | 0 | 0 | 0 | 0 | 0 | 0 | 0 | 0 | 0 | 0 | 0 | 0 | 0 | 0 | 0
CDP9 | QLD | GG | Distributed PV | 62.5042 | 64.2791 | 66.415 | 68.9878 | 72.7673 | 76.244 | 80.0461 | 83.5314 | 86.727 | 89.5602 | 92.1585 | 94.3304 | 96.0517 | 97.5469 | 99.0431 | 100.4574 | 101.995 | 103.5388 | 105.3012 | 107.0116 | 108.5825 | 110.2539 | 112.0709 | 113.8938 | 115.5761 | 117.3638 | 119.4773 | 121.9029 | 124.2038
CDP9 | QLD | GG | Other renewable fuels | 0 | 0 | 0 | 0 | 0 | 0 | 0 | 0 | 0 | 0 | 0 | 0 | 0 | 0 | 0 | 0 | 0 | 0 | 0 | 0 | 0 | 0 | 0 | 0 | 0 | 0 | 0 | 0 | 0
CDP9 | QLD | GG | DSP | 0 | 0 | 0 | 0 | 0 | 0 | 0 | 0 | 0 | 0 | 0 | 0 | 0 | 0 | 0 | 0 | 0 | 0 | 0 | 0 | 0 | 0 | 0 | 0 | 0 | 0 | 0 | 0 | 0
CDP9 | QLD | CQ | Black coal | 3004 | 3004 | 3004 | 3004 | 2304 | 2304 | 1574 | 1574 | 1574 | 844 | 844 | 844 | 844 | 844 | 844 | 844 | 844 | 844 | 844 | 844 | 844 | 844 | 844 | 844 | 844 | 844 | 844 | 844 | 0
CDP9 | QLD | CQ | Mid-merit gas | 0 | 0 | 0 | 0 | 0 | 0 | 0 | 0 | 0 | 0 | 0 | 0 | 0 | 0 | 0 | 0 | 0 | 0 | 0 | 0 | 0 | 0 | 0 | 0 | 0 | 0 | 0 | 0 | 0
CDP9 | QLD | CQ | Flexible gas with CCS | 0 | 0 | 0 | 0 | 0 | 0 | 0 | 0 | 0 | 0 | 0 | 0 | 0 | 0 | 0 | 0 | 0 | 0 | 0 | 0 | 0 | 0 | 0 | 0 | 0 | 0 | 0 | 0 | 0
CDP9 | QLD | CQ | Flexible gas | 37 | 37 | 37 | 37 | 37 | 37 | 37 | 37 | 37 | 37 | 37 | 0 | 0 | 0 | 0 | 0 | 0 | 0 | 0 | 0 | 0 | 0 | 0 | 0 | 0 | 0 | 0 | 0 | 0
CDP9 | QLD | CQ | Hydro | 0 | 0 | 0 | 0 | 0 | 0 | 0 | 0 | 0 | 0 | 0 | 0 | 0 | 0 | 0 | 0 | 0 | 0 | 0 | 0 | 0 | 0 | 0 | 0 | 0 | 0 | 0 | 0 | 0
CDP9 | QLD | CQ | Utility storage | 50 | 50 | 50 | 50 | 200 | 200 | 200 | 200 | 200.0001 | 200.0001 | 200.0002 | 200.0002 | 200.0002 | 200.0002 | 200.0004 | 200.0004 | 200.0004 | 200.0004 | 200.0004 | 150.0004 | 150.0004 | 150.0005 | 150.0019 | 284.0304 | 222.3248 | 298.8942 | 1002.1977 | 1002.1977 | 1361.6681
CDP9 | QLD | CQ | Coordinated CER storage | 0.81707 | 1.1192 | 1.475 | 1.8705 | 2.3506 | 2.8941 | 3.5651 | 4.6403 | 6.0457 | 7.8273 | 10.0404 | 12.6969 | 15.8224 | 19.4074 | 23.4888 | 28.0554 | 33.0802 | 38.5531 | 44.5354 | 51.0196 | 58.024 | 65.6952 | 73.9546 | 82.751 | 92.094 | 101.874 | 112.0393 | 117.0219 | 121.5395
CDP9 | QLD | CQ | Passive CER storage | 17.0607 | 19.3666 | 21.7275 | 23.9255 | 26.506 | 29.119 | 32.3201 | 35.3739 | 38.6267 | 42.1175 | 45.9487 | 49.9898 | 54.2028 | 58.4551 | 62.8527 | 67.2149 | 71.3089 | 75.0313 | 78.6845 | 82.1837 | 85.591 | 89.6089 | 93.7355 | 98.007 | 102.4317 | 106.5375 | 110.2123 | 114.1759 | 117.7274
CDP9 | QLD | CQ | Offshore wind | 0 | 0 | 0 | 0 | 0 | 0 | 0 | 0 | 0 | 0 | 0 | 0 | 0 | 0 | 0 | 0 | 0 | 0 | 0 | 0 | 0 | 0 | 0 | 0 | 0 | 0 | 0 | 0 | 0
CDP9 | QLD | CQ | Wind | 300 | 300 | 439 | 439 | 855.5261 | 1357.7538 | 1362.963 | 1362.963 | 1362.963 | 1362.963 | 2053.4243 | 2056.6104 | 2056.6104 | 2086.449 | 2086.449 | 2086.449 | 2086.449 | 2086.449 | 2086.449 | 2086.449 | 2177.1622 | 2961.8999 | 2961.8999 | 2961.8999 | 2961.8999 | 2961.8999 | 2783.8463 | 2783.8463 | 2783.8463
CDP9 | QLD | CQ | Utility solar | 788.17 | 788.17 | 788.17 | 788.17 | 861.6442 | 861.6442 | 861.6442 | 861.6442 | 861.6442 | 861.6442 | 864.8511 | 864.8803 | 864.8803 | 864.8803 | 864.8803 | 864.8803 | 864.8803 | 866.3605 | 1372.9288 | 1372.9288 | 1358.9293 | 1316.4293 | 1316.4294 | 1316.4294 | 1500.1872 | 2585.8348 | 3658.3558 | 4278.4539 | 5313.5299
CDP9 | QLD | CQ | Distributed PV | 722.2681 | 742.6714 | 766.5235 | 793.7311 | 832.2373 | 870.8408 | 919.19 | 959.03 | 992.0332 | 1024.4908 | 1056.5767 | 1083.0724 | 1101.7266 | 1123.061 | 1144.5628 | 1165.0051 | 1182.6817 | 1203.6093 | 1227.4527 | 1248.9192 | 1267.2572 | 1290.1466 | 1314.2082 | 1336.8165 | 1356.4594 | 1381.1351 | 1408.4892 | 1436.2188 | 1460.3169
CDP9 | QLD | CQ | Other renewable fuels | 0 | 0 | 0 | 0 | 0 | 0 | 0 | 0 | 0 | 0 | 0 | 0 | 0 | 0 | 0 | 0 | 0 | 0 | 0 | 0 | 0 | 0 | 0 | 0 | 0 | 0 | 0 | 0 | 0
CDP9 | QLD | CQ | DSP | 0 | 0 | 0 | 0 | 0 | 0 | 0 | 0 | 0 | 0 | 0 | 0 | 0 | 0 | 0 | 0 | 0 | 0 | 0 | 0 | 0 | 0 | 0 | 0 | 0 | 0 | 0 | 0 | 0
CDP9 | QLD | SQ | Black coal | 3446 | 3446 | 3446 | 3446 | 3446 | 3446 | 3446 | 2746 | 2746 | 2396 | 1596 | 852 | 852 | 852 | 852 | 852 | 852 | 852 | 852 | 852 | 852 | 852 | 852 | 852 | 852 | 852 | 852 | 852 | 0
CDP9 | QLD | SQ | Mid-merit gas | 1173.9 | 1173.9 | 1173.9 | 1173.9 | 1173.9 | 1173.9 | 1173.9 | 1173.9 | 1173.9 | 1173.9 | 1173.9 | 1173.9 | 1173.9 | 788.9 | 788.9 | 788.9 | 644.5 | 644.5 | 644.5 | 644.5 | 644.5 | 644.5 | 0 | 0 | 0 | 0 | 0 | 0 | 0
CDP9 | QLD | SQ | Flexible gas with CCS | 0 | 0 | 0 | 0 | 0 | 0 | 0 | 0 | 0 | 0 | 0 | 0 | 0 | 0 | 0 | 0 | 0 | 0 | 0 | 0 | 0 | 0 | 0 | 0 | 0 | 0 | 0 | 0 | 0
CDP9 | QLD | SQ | Flexible gas | 1509 | 1509 | 1509 | 1709 | 1709 | 1709 | 1709 | 1709 | 1709 | 1709 | 1863.8784 | 1783.8784 | 1783.8784 | 1926.9798 | 2187.3584 | 2360.7013 | 2778.4389 | 2943.5645 | 3992.8686 | 4335.8854 | 4335.8854 | 4335.8854 | 4335.8854 | 4187.0816 | 4187.0816 | 4187.0816 | 3668.0816 | 3322.0816 | 3551.1093
CDP9 | QLD | SQ | Hydro | 0 | 0 | 0 | 0 | 0 | 0 | 0 | 0 | 0 | 0 | 0 | 0 | 0 | 0 | 0 | 0 | 0 | 0 | 0 | 0 | 0 | 0 | 0 | 0 | 0 | 0 | 0 | 0 | 0
CDP9 | QLD | SQ | Utility storage | 709.6 | 1423.76 | 1729.76 | 1729.76 | 1729.76 | 1729.76 | 1729.76 | 1729.76 | 3727.76 | 3727.76 | 3727.7601 | 3727.7601 | 3727.7601 | 3727.7601 | 3727.7602 | 3627.7602 | 3627.7602 | 3627.7602 | 3627.7602 | 3627.7602 | 3627.7602 | 3327.7602 | 3191.6528 | 3587.2532 | 3587.2532 | 3332.4532 | 3609.4876 | 3609.4876 | 3509.4876
CDP9 | QLD | SQ | Coordinated CER storage | 4.2813 | 5.9349 | 7.8549 | 10.0673 | 12.639 | 15.6606 | 19.5036 | 26.1745 | 34.9449 | 45.9905 | 59.704 | 76.2037 | 95.6949 | 118.0268 | 143.566 | 172.1726 | 203.6626 | 237.961 | 275.4027 | 316.0829 | 360.0365 | 407.5661 | 459.4511 | 514.7474 | 573.5005 | 635.0211 | 699.1749 | 730.6031 | 759.1308
CDP9 | QLD | SQ | Passive CER storage | 89.3949 | 102.7017 | 115.7072 | 128.7691 | 142.5235 | 157.5718 | 176.8119 | 194.2469 | 213.1165 | 232.7482 | 254.1827 | 276.937 | 301.0369 | 325.0195 | 350.4149 | 375.6131 | 399.0493 | 420.0192 | 440.1605 | 459.7105 | 478.6237 | 501.0311 | 524.6191 | 549.2404 | 574.878 | 598.5559 | 620.3463 | 643.8322 | 664.9847
CDP9 | QLD | SQ | Offshore wind | 0 | 0 | 0 | 0 | 0 | 0 | 0 | 0 | 0 | 0 | 0 | 0 | 0 | 0 | 0 | 0 | 0 | 0 | 0 | 0 | 0 | 0 | 0 | 0 | 0 | 0 | 0 | 0 | 0
CDP9 | QLD | SQ | Wind | 864.95 | 1788.35 | 1788.35 | 1788.35 | 3188.35 | 4306.1121 | 4306.1121 | 4306.1121 | 4306.1121 | 4306.1121 | 4306.1122 | 4613.8161 | 4693.9268 | 4898.1114 | 4898.1114 | 4898.1114 | 4898.1114 | 4898.1114 | 4898.1114 | 4898.1114 | 4898.1114 | 4458.1414 | 4458.1417 | 4458.1417 | 4458.1417 | 7794.3134 | 7981.2583 | 8048.38 | 8048.38
CDP9 | QLD | SQ | Utility solar | 1791.51 | 1791.51 | 1850.95 | 1951.79 | 1951.25 | 1950.69 | 1950.14 | 1949.57 | 1949.01 | 2083.5283 | 4280.3035 | 4948.5901 | 5744.3282 | 5634.3282 | 5634.3282 | 5634.3282 | 5634.3282 | 5634.3282 | 5634.3282 | 6849.7968 | 7091.0372 | 6988.0772 | 7763.7363 | 7169.7263 | 7750.9433 | 7723.6433 | 9214.6791 | 9214.6791 | 9510.93
CDP9 | QLD | SQ | Distributed PV | 4444.5857 | 4601.2689 | 4749.54 | 4916.8363 | 5144.4056 | 5366.8426 | 5600.5382 | 5818.1179 | 6023.3354 | 6208.4396 | 6390.235 | 6547.3482 | 6680.4309 | 6801.3486 | 6930.4487 | 7058.0895 | 7183.3758 | 7312.5864 | 7449.028 | 7583.0522 | 7712.7031 | 7848.2261 | 7992.0637 | 8132.0113 | 8268.3973 | 8416.1653 | 8582.7632 | 8750.2442 | 8916.9501
CDP9 | QLD | SQ | Other renewable fuels | 0 | 0 | 0 | 0 | 0 | 0 | 0 | 0 | 0 | 0 | 0 | 0 | 0 | 0 | 0 | 0 | 0 | 0 | 0 | 0 | 0 | 0 | 0 | 0 | 0 | 0 | 0 | 90 | 90
CDP9 | QLD | SQ | DSP | 261.52 | 264.77 | 266.65 | 271.43 | 274.99 | 279.39 | 263.31 | 268.86 | 272.92 | 276.84 | 281.85 | 287.32 | 293.21 | 299.76 | 303.87 | 308.31 | 314.85 | 318.56 | 321.21 | 324.66 | 327.68 | 329.75 | 332.41 | 336.27 | 338.73 | 347.33 | 354.15 | 361.49 | 363.01
CDP9 | VIC | VIC | Brown coal | 4820 | 4820 | 4820 | 4820 | 4820 | 3370 | 3370 | 3370 | 3370 | 3370 | 1160 | 580 | 580 | 580 | 580 | 580 | 580 | 580 | 580 | 580 | 580 | 580 | 580 | 580 | 0 | 0 | 0 | 0 | 0
CDP9 | VIC | VIC | Mid-merit gas | 500 | 500 | 500 | 500 | 500 | 0 | 0 | 0 | 0 | 0 | 0 | 0 | 0 | 0 | 0 | 0 | 0 | 0 | 0 | 0 | 0 | 0 | 0 | 0 | 0 | 0 | 0 | 0 | 0
CDP9 | VIC | VIC | Flexible gas with CCS | 0 | 0 | 0 | 0 | 0 | 0 | 0 | 0 | 0 | 0 | 0 | 0 | 0 | 0 | 0 | 0 | 0 | 0 | 0 | 0 | 0 | 0 | 0 | 0 | 0 | 0 | 0 | 0 | 0
CDP9 | VIC | VIC | Flexible gas | 1900 | 1900 | 1900 | 1900 | 1900 | 1900 | 1900 | 1900 | 1900 | 1900 | 1730 | 1730 | 1730 | 1730 | 1730 | 1730 | 1290 | 1290 | 1290 | 1243.1874 | 1403.4559 | 1403.4559 | 1403.4559 | 1403.4559 | 1449.2823 | 1449.2823 | 1449.2823 | 1449.2823 | 2281.3176
CDP9 | VIC | VIC | Hydro | 2219.02 | 2219.02 | 2219.02 | 2219.02 | 2219.02 | 2219.02 | 2219.02 | 2219.02 | 2219.02 | 2219.02 | 2219.02 | 2219.02 | 2219.02 | 2219.02 | 2219.02 | 2219.02 | 2219.02 | 2219.02 | 2219.02 | 2219.02 | 2219.02 | 2219.02 | 2219.02 | 2219.02 | 2219.02 | 2219.02 | 2219.02 | 2219.02 | 2219.02
CDP9 | VIC | VIC | Utility storage | 299.13 | 479.13 | 1990.64 | 2405.4402 | 2855.0405 | 2847.3405 | 3053.23 | 3060.53 | 3572.23 | 4083.17 | 4593.0399 | 6201.9199 | 6201.9199 | 6208.5199 | 6201.9199 | 6196.9199 | 6196.9199 | 6196.9199 | 5896.9199 | 5896.9199 | 5746.9199 | 5955.3419 | 5654.0319 | 4915.5317 | 4615.5318 | 4693.5556 | 4458.0661 | 3858.0661 | 3395.7371
CDP9 | VIC | VIC | Coordinated CER storage | 10.6132 | 15.1363 | 20.7187 | 26.6998 | 33.6099 | 42.073 | 52.0251 | 65.3888 | 82.4785 | 103.5543 | 129.304 | 159.8675 | 195.5802 | 236.092 | 282.1042 | 333.3048 | 389.2764 | 449.9516 | 515.8702 | 587.1309 | 663.853 | 746.8741 | 837.0114 | 932.8772 | 1034.5743 | 1140.6225 | 1250.7708 | 1304.751 | 1353.7071
CDP9 | VIC | VIC | Passive CER storage | 269.7717 | 301.4603 | 331.822 | 361.74 | 393.4245 | 427.1076 | 470.0826 | 508.8755 | 550.5086 | 593.6031 | 640.251 | 689.3259 | 740.7945 | 791.6143 | 844.9475 | 897.6568 | 946.6059 | 991.0946 | 1033.8217 | 1074.9606 | 1114.8568 | 1161.2955 | 1209.6656 | 1259.8506 | 1312.0582 | 1360.0652 | 1403.9921 | 1454.6296 | 1500.8336
CDP9 | VIC | VIC | Offshore wind | 0 | 0 | 0 | 0 | 0 | 0 | 0 | 1000 | 2000 | 2666.6666 | 3333.3333 | 3999.9999 | 4999.9999 | 5999.9998 | 6999.9998 | 8000 | 9000 | 9000 | 9000 | 9000 | 9000 | 9000 | 9000 | 9000 | 9000 | 9000 | 9000 | 9000 | 9000
CDP9 | VIC | VIC | Wind | 4537.37 | 4537.37 | 5381.93 | 5399.09 | 5399.09 | 6599.0901 | 7827.4386 | 7827.4386 | 7827.4386 | 7827.4386 | 7774.9386 | 7582.9387 | 7582.9387 | 7582.9387 | 7519.9387 | 7099.9387 | 7099.9387 | 6811.6387 | 6811.6387 | 6761.0887 | 6443.8887 | 6131.8887 | 5284.8987 | 5284.8988 | 4887.3988 | 5070.1028 | 5661.0978 | 5479.219 | 5479.219
CDP9 | VIC | VIC | Utility solar | 1078.39 | 1171.87 | 1343.97 | 1696.09 | 1696.09 | 1696.09 | 1696.0901 | 1696.0901 | 1696.0901 | 1696.0901 | 1696.0901 | 1696.0902 | 1696.0902 | 1696.0902 | 1696.0902 | 1696.0902 | 1696.0902 | 1696.0902 | 1696.0902 | 1696.0902 | 1951.2716 | 2580.7501 | 2553.5801 | 2553.5801 | 2553.5801 | 2905.1908 | 2529.2608 | 2448.2608 | 2253.2508
CDP9 | VIC | VIC | Distributed PV | 4946.5809 | 5473.4647 | 6000.3487 | 6548.375 | 7156.223 | 7660.403 | 8174.482 | 8576.747 | 8962.685 | 9347.904 | 9703.346 | 10044.94 | 10318.213 | 10545.242 | 10731.794 | 10916.825 | 11076.006 | 11258.545 | 11424.147 | 11608.487 | 11778.063 | 11966.74 | 12140.772 | 12336.863 | 12549.209 | 12805.429 | 13049.815 | 13309.967 | 13556.198
CDP9 | VIC | VIC | Other renewable fuels | 0 | 0 | 0 | 0 | 0 | 0 | 0 | 0 | 0 | 0 | 0 | 0 | 0 | 0 | 0 | 0 | 0 | 0 | 0 | 0 | 0 | 0 | 0 | 0 | 0 | 0 | 0 | 90 | 90
CDP9 | VIC | VIC | DSP | 257.18 | 259.24 | 262.65 | 254.27 | 258.93 | 265 | 272.05 | 276.46 | 282.34 | 286.44 | 291.15 | 294 | 296.52 | 298.78 | 301.25 | 303.94 | 307.11 | 310.41 | 312.34 | 314.87 | 316.32 | 317.01 | 318.65 | 319.05 | 318.14 | 316.32 | 315.74 | 316.68 | 318.56
CDP9 | SA | CSA | Mid-merit gas | 1509 | 1509 | 1509 | 529 | 529 | 529 | 529 | 529 | 529 | 529 | 529 | 529 | 529 | 529 | 0 | 0 | 0 | 0 | 0 | 0 | 0 | 0 | 0 | 0 | 0 | 0 | 0 | 0 | 0
CDP9 | SA | CSA | Flexible gas with CCS | 0 | 0 | 0 | 0 | 0 | 0 | 0 | 0 | 0 | 0 | 0 | 0 | 0 | 0 | 0 | 0 | 0 | 0 | 0 | 0 | 0 | 0 | 0 | 0 | 0 | 0 | 0 | 0 | 0
CDP9 | SA | CSA | Flexible gas | 1421.06 | 1421.06 | 1621.06 | 1621.06 | 1547.56 | 1547.56 | 1547.56 | 1301.56 | 1301.56 | 1061.9 | 1137.1626 | 1326.9 | 1326.9 | 1326.9 | 1326.9 | 1326.9 | 1326.9 | 1326.9 | 1326.9 | 1461.4085 | 1832.772 | 1494.772 | 1371.572 | 1217.572 | 1217.572 | 1217.572 | 1217.572 | 1180.372 | 1180.372
CDP9 | SA | CSA | Hydro | 0 | 0 | 0 | 0 | 0 | 0 | 0 | 0 | 0 | 0 | 0 | 0 | 0 | 0 | 0 | 0 | 0 | 0 | 0 | 0 | 0 | 0 | 0 | 0 | 0 | 0 | 0 | 0 | 0
CDP9 | SA | CSA | Utility storage | 456.2 | 656.2 | 951.18 | 1370.4592 | 2457.0026 | 2463.0226 | 2457.0026 | 2427.0026 | 2427.0026 | 2427.0026 | 2427.0026 | 2427.0026 | 2427.0026 | 2427.0026 | 2427.0026 | 2427.0026 | 2427.0026 | 2427.0026 | 2415.0026 | 2421.0226 | 2164.3027 | 1970.3227 | 1808.3227 | 1389.0435 | 1492.5805 | 1451.0805 | 1611.9197 | 1611.9197 | 1611.9197
CDP9 | SA | CSA | Coordinated CER storage | 55.6719 | 62.4605 | 69.574 | 76.4942 | 84.1684 | 92.1358 | 101.9094 | 111.3026 | 121.9009 | 133.5508 | 146.6546 | 161.056 | 176.8714 | 193.5765 | 211.7514 | 230.9299 | 250.6652 | 270.8794 | 292.0065 | 314.1066 | 337.1741 | 362.1662 | 388.8506 | 416.8107 | 446.0604 | 475.6817 | 505.6161 | 520.6813 | 534.0007
CDP9 | SA | CSA | Passive CER storage | 163.4148 | 176.8412 | 189.127 | 200.7947 | 212.4134 | 224.7795 | 239.333 | 252.1373 | 265.4672 | 278.7557 | 292.6711 | 306.7404 | 321.0593 | 334.5405 | 348.2941 | 361.3463 | 372.8549 | 382.7225 | 391.8089 | 400.2474 | 408.0508 | 417.2101 | 426.5738 | 436.0668 | 445.6894 | 454.0331 | 461.1754 | 471.3591 | 480.3156
CDP9 | SA | CSA | Offshore wind | 0 | 0 | 0 | 0 | 0 | 0 | 0 | 0 | 0 | 0 | 0 | 0 | 0 | 0 | 0 | 0 | 0 | 0 | 0 | 0 | 0 | 0 | 0 | 0 | 0 | 0 | 0 | 0 | 0
CDP9 | SA | CSA | Wind | 2265.94 | 2265.94 | 2406.13 | 2406.13 | 2373.1301 | 2843.4852 | 3052.7051 | 2990.7051 | 2990.7051 | 2990.7051 | 2892.0051 | 2892.0051 | 2748.3251 | 2563.8451 | 2563.8451 | 2563.8451 | 2237.1451 | 2467.3184 | 2467.3184 | 2551.9304 | 2338.0704 | 2338.0704 | 2373.9924 | 2473.0956 | 2923.9703 | 3526.0356 | 3413.0716 | 3413.0716 | 3413.9893
CDP9 | SA | CSA | Utility solar | 566.2 | 566.2 | 566.2 | 845.96 | 845.9601 | 845.9601 | 1051.5737 | 1051.5737 | 1045.4537 | 1045.4537 | 1045.4537 | 1045.4537 | 1045.4537 | 1045.4538 | 1045.4538 | 1045.4538 | 1045.4538 | 1045.4538 | 1014.4138 | 1382.6394 | 1956.1658 | 3249.646 | 3231.026 | 3231.026 | 3151.826 | 3151.826 | 3056.826 | 3060.5543 | 3060.5543
CDP9 | SA | CSA | Distributed PV | 2384.3353 | 2442.1813 | 2500.4698 | 2567.782 | 2677.0418 | 2784.8805 | 2909.5845 | 3009.2554 | 3102.066 | 3180.5322 | 3268.8848 | 3329.2026 | 3380.66 | 3426.1092 | 3489.9642 | 3538.8511 | 3587.8176 | 3637.0179 | 3703.2634 | 3753.7863 | 3803.3867 | 3852.582 | 3919.3763 | 3971.0747 | 4023.001 | 4075.7847 | 4146.0359 | 4201.0105 | 4255.8474
CDP9 | SA | CSA | Other renewable fuels | 0 | 0 | 0 | 0 | 0 | 0 | 0 | 0 | 0 | 0 | 0 | 0 | 0 | 0 | 0 | 0 | 0 | 0 | 0 | 0 | 0 | 0 | 0 | 0 | 0 | 0 | 0 | 0 | 0
CDP9 | SA | CSA | DSP | 48.57 | 49.28 | 50.28 | 51.56 | 52.85 | 53.42 | 54.14 | 54.66 | 55.32 | 55.88 | 56.69 | 57.36 | 58.07 | 58.69 | 59.22 | 59.72 | 60.24 | 60.85 | 61.33 | 61.79 | 62.07 | 62.2 | 62.04 | 61.81 | 61.44 | 61.03 | 61.09 | 61.34 | 61.65
CDP9 | SA | SESA | Mid-merit gas | 0 | 0 | 0 | 0 | 0 | 0 | 0 | 0 | 0 | 0 | 0 | 0 | 0 | 0 | 0 | 0 | 0 | 0 | 0 | 0 | 0 | 0 | 0 | 0 | 0 | 0 | 0 | 0 | 0
CDP9 | SA | SESA | Flexible gas with CCS | 0 | 0 | 0 | 0 | 0 | 0 | 0 | 0 | 0 | 0 | 0 | 0 | 0 | 0 | 0 | 0 | 0 | 0 | 0 | 0 | 0 | 0 | 0 | 0 | 0 | 0 | 0 | 0 | 0
CDP9 | SA | SESA | Flexible gas | 143 | 143 | 143 | 143 | 80 | 80 | 80 | 80 | 80 | 80 | 80 | 80 | 0 | 0 | 0 | 0 | 0 | 0 | 0 | 0 | 0 | 0 | 0 | 0 | 0 | 0 | 0 | 0 | 0
CDP9 | SA | SESA | Hydro | 0 | 0 | 0 | 0 | 0 | 0 | 0 | 0 | 0 | 0 | 0 | 0 | 0 | 0 | 0 | 0 | 0 | 0 | 0 | 0 | 0 | 0 | 0 | 0 | 0 | 0 | 0 | 0 | 0
CDP9 | SA | SESA | Utility storage | 25 | 25 | 25 | 25 | 25 | 25 | 25 | 25 | 25 | 25 | 25 | 3.001e-05 | 3.001e-05 | 3.25e-05 | 7.819e-05 | 8.101e-05 | 8.101e-05 | 8.101e-05 | 8.101e-05 | 8.101e-05 | 8.486e-05 | 9.309e-05 | 9.847e-05 | 0.00010002 | 47.6997 | 47.6997 | 47.6997 | 47.6997 | 47.6997
CDP9 | SA | SESA | Coordinated CER storage | 1.9701 | 2.2312 | 2.5031 | 2.7724 | 3.0693 | 3.3785 | 3.771 | 4.1547 | 4.5772 | 5.0453 | 5.5905 | 6.2292 | 6.8967 | 7.6454 | 8.4204 | 9.2343 | 10.0864 | 10.97 | 11.8923 | 12.8505 | 13.8935 | 15.057 | 16.2673 | 17.5209 | 18.834 | 20.1658 | 21.5197 | 22.1956 | 22.8328
CDP9 | SA | SESA | Passive CER storage | 5.7829 | 6.3171 | 6.8043 | 7.2775 | 7.7459 | 8.2424 | 8.8562 | 9.3849 | 9.9001 | 10.4074 | 10.9659 | 11.6011 | 12.1692 | 12.779 | 13.3159 | 13.8063 | 14.2494 | 14.6336 | 14.9745 | 15.2687 | 15.6028 | 16.033 | 16.4336 | 16.813 | 17.1981 | 17.5263 | 17.8106 | 18.2151 | 18.6306
CDP9 | SA | SESA | Offshore wind | 0 | 0 | 0 | 0 | 0 | 0 | 0 | 0 | 0 | 0 | 0 | 0 | 0 | 0 | 0 | 0 | 0 | 0 | 0 | 0 | 0 | 0 | 0 | 0 | 0 | 0 | 0 | 0 | 0
CDP9 | SA | SESA | Wind | 324.5 | 324.5 | 324.5 | 324.5 | 324.5 | 930.399 | 930.399 | 930.399 | 930.399 | 930.399 | 930.399 | 930.399 | 803.899 | 803.899 | 803.899 | 644.899 | 644.899 | 605.899 | 605.899 | 605.899 | 605.899 | 605.899 | 605.899 | 605.899 | 605.899 | 605.899 | 800 | 800 | 800
CDP9 | SA | SESA | Utility solar | 42.9 | 42.9 | 42.9 | 42.9 | 42.9 | 42.9 | 42.9 | 42.9 | 42.9 | 42.9 | 42.9 | 42.9 | 42.9 | 42.9 | 42.9 | 42.9 | 42.9 | 42.9 | 0 | 0 | 0 | 0 | 0 | 0 | 0 | 0 | 0 | 0 | 0
CDP9 | SA | SESA | Distributed PV | 83.6952 | 87.0282 | 89.9188 | 93.849 | 99.2782 | 104.4655 | 110.6695 | 115.8376 | 120.225 | 123.9958 | 128.4132 | 132.6594 | 135.447 | 138.9108 | 141.8218 | 143.7709 | 146.0024 | 148.3721 | 151.1876 | 152.8717 | 155.8903 | 159.718 | 163.4487 | 165.4983 | 167.756 | 169.7433 | 172.5161 | 174.9055 | 178.6376
CDP9 | SA | SESA | Other renewable fuels | 0 | 0 | 0 | 0 | 0 | 0 | 0 | 0 | 0 | 0 | 0 | 0 | 0 | 0 | 0 | 0 | 0 | 0 | 0 | 0 | 0 | 0 | 0 | 0 | 0 | 0 | 0 | 0 | 0
CDP9 | SA | SESA | DSP | 0 | 0 | 0 | 0 | 0 | 0 | 0 | 0 | 0 | 0 | 0 | 0 | 0 | 0 | 0 | 0 | 0 | 0 | 0 | 0 | 0 | 0 | 0 | 0 | 0 | 0 | 0 | 0 | 0
CDP9 | TAS | TAS | Mid-merit gas | 208 | 208 | 208 | 208 | 0 | 0 | 0 | 0 | 0 | 0 | 0 | 0 | 0 | 0 | 0 | 0 | 0 | 0 | 0 | 0 | 0 | 0 | 0 | 0 | 0 | 0 | 0 | 0 | 0
CDP9 | TAS | TAS | Flexible gas with CCS | 0 | 0 | 0 | 0 | 0 | 0 | 0 | 0 | 0 | 0 | 0 | 0 | 0 | 0 | 0 | 0 | 0 | 0 | 0 | 0 | 0 | 0 | 0 | 0 | 0 | 0 | 0 | 0 | 0
CDP9 | TAS | TAS | Flexible gas | 178 | 178 | 178 | 178 | 178 | 178 | 178 | 178 | 178 | 178 | 178 | 178 | 178 | 178 | 178 | 178 | 178 | 58 | 58 | 58 | 58 | 58 | 58 | 58 | 58 | 58 | 58 | 0 | 0
CDP9 | TAS | TAS | Hydro | 2176.7 | 2176.7 | 2176.7 | 2176.7 | 2176.7 | 2176.7 | 2176.7 | 2566.7 | 2566.7 | 2566.7 | 2566.7 | 2566.7 | 2566.7 | 2566.7 | 2566.7 | 2566.7 | 2566.7 | 2566.7 | 2566.7 | 2566.7 | 2566.7 | 2566.7 | 2566.7 | 2566.7 | 2566.7 | 2566.7 | 2566.7 | 2566.7 | 2566.7
CDP9 | TAS | TAS | Utility storage | 0 | 0 | 0 | 0 | 9.13e-06 | 1.034e-05 | 1.178e-05 | 2.584e-05 | 5.093e-05 | 7.414e-05 | 8.156e-05 | 8.156e-05 | 8.156e-05 | 8.296e-05 | 0.00012086 | 0.00012927 | 0.00013274 | 0.0013233 | 0.0013244 | 154.4563 | 383.6852 | 860.2229 | 860.2229 | 860.2229 | 860.2229 | 860.2229 | 860.2229 | 860.2229 | 860.2229
CDP9 | TAS | TAS | Coordinated CER storage | 0.57875 | 0.86202 | 1.1897 | 1.5604 | 1.9874 | 2.4806 | 3.1026 | 3.6027 | 4.2371 | 5.0419 | 6.0802 | 7.3806 | 8.9752 | 10.855 | 13.0758 | 15.6258 | 18.4829 | 21.6512 | 25.1679 | 29.047 | 33.2957 | 37.9263 | 43.0768 | 48.6582 | 54.6735 | 61.0336 | 67.7354 | 71.4596 | 74.781
CDP9 | TAS | TAS | Passive CER storage | 16.4983 | 18.3551 | 20.1214 | 21.7939 | 23.5599 | 25.4634 | 28.0008 | 30.1463 | 32.4307 | 34.7743 | 37.3199 | 39.9892 | 42.7744 | 45.4739 | 48.2933 | 51.0238 | 53.4633 | 55.579 | 57.5324 | 59.351 | 61.0565 | 63.1414 | 65.3064 | 67.5415 | 69.8609 | 71.8752 | 73.5976 | 75.9416 | 77.9696
CDP9 | TAS | TAS | Offshore wind | 0 | 0 | 0 | 0 | 0 | 0 | 0 | 0 | 0 | 0 | 0 | 0 | 0 | 0 | 0 | 0 | 0 | 0 | 0 | 0 | 0 | 0 | 0 | 0 | 0 | 0 | 0 | 0 | 0
CDP9 | TAS | TAS | Wind | 563.35 | 563.35 | 563.35 | 1021.6459 | 1208.6325 | 1476.3565 | 1543.4314 | 1610.2576 | 1691.2075 | 1913.4916 | 1913.4916 | 2116.2749 | 2265.2406 | 2274.0623 | 2417.0257 | 2489.4232 | 2489.4232 | 2489.4232 | 2489.4232 | 2489.4232 | 2489.4232 | 2345.4232 | 2345.4232 | 2345.4232 | 2345.4232 | 2345.4232 | 2345.4232 | 2037.6732 | 2037.6732
CDP9 | TAS | TAS | Utility solar | 0 | 0 | 0 | 0 | 0 | 0 | 0 | 0 | 0 | 0 | 0 | 0 | 0 | 0 | 0 | 0 | 0 | 0 | 0 | 0 | 0 | 0 | 0 | 0 | 0 | 0 | 0 | 0 | 0
CDP9 | TAS | TAS | Distributed PV | 275.4595 | 286.8109 | 298.1623 | 315.088 | 354.168 | 394.531 | 440.094 | 467.582 | 496.331 | 524.805 | 554.695 | 577.869 | 593.286 | 600.415 | 608.279 | 612.658 | 617.88 | 623.117 | 630.779 | 635.441 | 640.601 | 645.81 | 653.619 | 658.482 | 663.84 | 669.299 | 677.348 | 682.546 | 688.275
CDP9 | TAS | TAS | Other renewable fuels | 0 | 0 | 0 | 0 | 0 | 0 | 0 | 0 | 0 | 0 | 0 | 0 | 0 | 0 | 0 | 0 | 0 | 0 | 0 | 0 | 0 | 0 | 0 | 0 | 0 | 0 | 0 | 0 | 0
CDP9 | TAS | TAS | DSP | 5.95 | 6 | 5.24 | 4.54 | 4.57 | 4.66 | 4.79 | 4.91 | 5.01 | 5.05 | 5.06 | 5.09 | 5.06 | 5.08 | 5.09 | 5.11 | 5.12 | 5.16 | 5.18 | 5.2 | 5.21 | 5.19 | 5.19 | 5.18 | 5.19 | 5.2 | 5.14 | 5.03 | 4.96
CDP10 | NSW | NNSW | Black coal | 0 | 0 | 0 | 0 | 0 | 0 | 0 | 0 | 0 | 0 | 0 | 0 | 0 | 0 | 0 | 0 | 0 | 0 | 0 | 0 | 0 | 0 | 0 | 0 | 0 | 0 | 0 | 0 | 0
CDP10 | NSW | NNSW | Mid-merit gas | 0 | 0 | 0 | 0 | 0 | 0 | 0 | 0 | 0 | 0 | 0 | 0 | 0 | 0 | 0 | 0 | 0 | 0 | 0 | 0 | 0 | 0 | 0 | 0 | 0 | 0 | 0 | 0 | 0
CDP10 | NSW | NNSW | Flexible gas with CCS | 0 | 0 | 0 | 0 | 0 | 0 | 0 | 0 | 0 | 0 | 0 | 0 | 0 | 0 | 0 | 0 | 0 | 0 | 0 | 0 | 0 | 0 | 0 | 0 | 0 | 0 | 0 | 0 | 0
CDP10 | NSW | NNSW | Flexible gas | 0 | 0 | 0 | 0 | 0 | 0 | 0 | 0 | 0 | 0 | 0 | 0 | 0 | 0 | 0 | 0 | 0 | 0 | 0 | 0 | 0 | 0 | 0 | 0 | 0 | 0 | 0 | 0 | 0
CDP10 | NSW | NNSW | Hydro | 0 | 0 | 0 | 0 | 0 | 0 | 0 | 0 | 0 | 0 | 0 | 0 | 0 | 0 | 0 | 0 | 0 | 0 | 0 | 0 | 0 | 0 | 0 | 0 | 0 | 0 | 0 | 0 | 0
CDP10 | NSW | NNSW | Utility storage | 0 | 0 | 30 | 505 | 705.0001 | 812.9079 | 1618.9121 | 1618.9121 | 1618.9121 | 1618.9121 | 1588.9121 | 1588.9121 | 1588.9121 | 1588.9121 | 1588.9122 | 1588.9122 | 1588.9122 | 1588.9122 | 1588.9122 | 1588.9122 | 1588.9122 | 2588.9123 | 2588.9123 | 1913.9123 | 2486.004 | 2378.0961 | 2273.9276 | 2273.9276 | 2628.9184
CDP10 | NSW | NNSW | Coordinated CER storage | 2.1928 | 2.9011 | 3.6904 | 4.6278 | 5.5596 | 6.6915 | 7.9992 | 9.7928 | 12.0913 | 14.9199 | 18.3769 | 22.4496 | 27.1895 | 32.5292 | 38.5657 | 45.2506 | 52.5465 | 60.457 | 69.0343 | 78.2621 | 88.1661 | 98.8985 | 110.4266 | 122.6426 | 135.5582 | 148.9852 | 162.8922 | 169.464 | 175.3439
CDP10 | NSW | NNSW | Passive CER storage | 47.7175 | 51.9224 | 55.9244 | 59.7457 | 63.1809 | 66.9501 | 72.1109 | 76.9127 | 82.1206 | 87.477 | 93.3283 | 99.3194 | 105.5537 | 111.5324 | 117.7469 | 123.7732 | 129.3342 | 134.4245 | 139.3018 | 143.8527 | 148.1976 | 153.2203 | 158.3806 | 163.6836 | 169.1359 | 173.9747 | 178.2371 | 183.577 | 188.3339
CDP10 | NSW | NNSW | Offshore wind | 0 | 0 | 0 | 0 | 0 | 0 | 0 | 0 | 0 | 0 | 0 | 0 | 0 | 0 | 0 | 0 | 0 | 0 | 0 | 0 | 0 | 0 | 0 | 0 | 0 | 0 | 0 | 0 | 0
CDP10 | NSW | NNSW | Wind | 442.48 | 442.48 | 442.48 | 781.9872 | 815.9071 | 815.9071 | 3468.9839 | 3468.9839 | 3468.9839 | 3468.9839 | 3468.9839 | 5683.179 | 5683.179 | 5683.179 | 5683.179 | 5510.699 | 5510.699 | 7148.951 | 7148.951 | 7148.951 | 7291.7102 | 7291.7102 | 7291.7102 | 7291.7102 | 7291.7102 | 7400 | 7400 | 7400 | 7400
CDP10 | NSW | NNSW | Utility solar | 701.02 | 701.02 | 1021.02 | 1322.984 | 1322.984 | 1322.984 | 1374.7036 | 1374.7036 | 1374.7036 | 1374.7036 | 1374.7036 | 1496.8337 | 1496.8337 | 1496.8337 | 1496.8337 | 1496.8337 | 1496.8337 | 1496.8337 | 3090.6915 | 3548.3094 | 4287.9839 | 4287.9839 | 4287.9839 | 4263.101 | 4282.4637 | 4282.4637 | 4286.1401 | 4302.6286 | 4452.4654
CDP10 | NSW | NNSW | Distributed PV | 999.795 | 1024.5274 | 1042.0404 | 1062.8416 | 1119.5661 | 1186.9908 | 1258.7771 | 1308.956 | 1356.0219 | 1394.7316 | 1433.3051 | 1460.8986 | 1482.9765 | 1497.8632 | 1516.4188 | 1530.7247 | 1546.3741 | 1562.7988 | 1581.7996 | 1598.2848 | 1617.7461 | 1635.9887 | 1654.643 | 1671.6642 | 1690.6614 | 1710.0652 | 1730.7883 | 1751.4803 | 1774.4013
CDP10 | NSW | NNSW | Other renewable fuels | 0 | 0 | 0 | 0 | 0 | 0 | 0 | 0 | 0 | 0 | 0 | 0 | 0 | 0 | 0 | 0 | 0 | 0 | 0 | 0 | 0 | 0 | 0 | 0 | 0 | 0 | 0 | 90 | 90
CDP10 | NSW | NNSW | DSP | 0 | 0 | 0 | 0 | 0 | 0 | 0 | 0 | 0 | 0 | 0 | 0 | 0 | 0 | 0 | 0 | 0 | 0 | 0 | 0 | 0 | 0 | 0 | 0 | 0 | 0 | 0 | 0 | 0
CDP10 | NSW | CNSW | Black coal | 4105 | 4105 | 4105 | 4105 | 4135 | 3450 | 1420 | 1420 | 1420 | 1420 | 1420 | 1420 | 1420 | 1420 | 1420 | 1420 | 1420 | 0 | 0 | 0 | 0 | 0 | 0 | 0 | 0 | 0 | 0 | 0 | 0
CDP10 | NSW | CNSW | Mid-merit gas | 0 | 0 | 0 | 0 | 0 | 0 | 0 | 0 | 0 | 0 | 0 | 0 | 0 | 0 | 0 | 0 | 0 | 0 | 0 | 0 | 0 | 0 | 0 | 0 | 0 | 0 | 0 | 0 | 0
CDP10 | NSW | CNSW | Flexible gas with CCS | 0 | 0 | 0 | 0 | 0 | 0 | 0 | 0 | 0 | 0 | 0 | 0 | 0 | 0 | 0 | 0 | 0 | 0 | 0 | 0 | 0 | 0 | 0 | 0 | 0 | 0 | 0 | 0 | 0
CDP10 | NSW | CNSW | Flexible gas | 0 | 0 | 0 | 0 | 0 | 0 | 0 | 0 | 0 | 0 | 0 | 0 | 0 | 0 | 0 | 0 | 0 | 0 | 0 | 0 | 0 | 0 | 0 | 0 | 0 | 0 | 0 | 0 | 0
CDP10 | NSW | CNSW | Hydro | 0 | 0 | 0 | 0 | 0 | 0 | 0 | 0 | 0 | 0 | 0 | 0 | 0 | 0 | 0 | 0 | 0 | 0 | 0 | 0 | 0 | 0 | 0 | 0 | 0 | 0 | 0 | 0 | 0
CDP10 | NSW | CNSW | Utility storage | 247 | 247 | 816 | 826.0619 | 1485.867 | 2870.9467 | 2910.9811 | 2870.9611 | 2910.9811 | 2870.9611 | 2870.9611 | 2910.9811 | 2870.9611 | 2870.9611 | 2910.9811 | 2910.9811 | 2870.9611 | 2870.9611 | 2870.9611 | 2870.9611 | 2910.9811 | 2870.9611 | 2341.9811 | 2291.8992 | 2000.5542 | 779.6315 | 739.6034 | 739.6034 | 779.6235
CDP10 | NSW | CNSW | Coordinated CER storage | 0.91547 | 1.218 | 1.5545 | 1.9694 | 2.396 | 2.8889 | 3.468 | 4.4484 | 5.7616 | 7.4129 | 9.4548 | 11.9182 | 14.7956 | 18.091 | 21.8271 | 26.0012 | 30.6055 | 35.6384 | 41.1048 | 47.0119 | 53.3576 | 60.2411 | 67.6633 | 75.5332 | 83.8558 | 92.5557 | 101.5813 | 105.8426 | 109.6628
CDP10 | NSW | CNSW | Passive CER storage | 19.9215 | 21.7984 | 23.5569 | 25.4252 | 27.2293 | 28.9039 | 31.2635 | 33.4736 | 36.0114 | 38.6022 | 41.3825 | 44.4067 | 47.4404 | 50.4842 | 53.5835 | 56.6421 | 59.5615 | 62.2973 | 64.8483 | 67.2355 | 69.4388 | 72.0568 | 74.8106 | 77.6287 | 80.5076 | 83.1503 | 85.4446 | 88.2195 | 90.7189
CDP10 | NSW | CNSW | Offshore wind | 0 | 0 | 0 | 0 | 0 | 0 | 0 | 0 | 0 | 0 | 0 | 0 | 0 | 0 | 0 | 0 | 0 | 0 | 0 | 0 | 0 | 0 | 0 | 0 | 0 | 0 | 0 | 0 | 0
CDP10 | NSW | CNSW | Wind | 503.54 | 503.54 | 641.54 | 1483.7289 | 2247.5043 | 5157.8875 | 5157.8875 | 5157.8875 | 5157.8875 | 5157.8875 | 5157.8875 | 5157.8875 | 5157.8875 | 5157.8875 | 5157.8875 | 5157.8875 | 5157.8875 | 5051.0875 | 4913.0775 | 4913.0775 | 4913.0775 | 4970.9465 | 4970.9465 | 4970.9465 | 4970.9465 | 5204.5308 | 5736.4321 | 5736.4321 | 5736.4321
CDP10 | NSW | CNSW | Utility solar | 1876.49 | 1876.49 | 1956.35 | 2961.0555 | 2961.0555 | 3944.0721 | 4206.6314 | 4206.6314 | 4206.6314 | 4206.6314 | 4206.6314 | 4206.6314 | 4206.6314 | 4206.6314 | 4206.6314 | 4206.6314 | 4206.6314 | 4206.6314 | 4206.6314 | 4104.6114 | 4967.6656 | 4967.6656 | 4931.6556 | 4931.6556 | 6457.1233 | 6691.1377 | 8215.99 | 8096.24 | 7926.36
CDP10 | NSW | CNSW | Distributed PV | 621.9378 | 636.102 | 644.9182 | 661.8711 | 702.2766 | 740.456 | 787.694 | 821.4306 | 856.4795 | 886.1984 | 918.429 | 939.0199 | 954.7714 | 966.4442 | 983.7172 | 994.2831 | 1006.6496 | 1019.2425 | 1037.8102 | 1049.5191 | 1061.3193 | 1073.5732 | 1093.3139 | 1104.7404 | 1118.1637 | 1133.1908 | 1153.9216 | 1167.3489 | 1182.2507
CDP10 | NSW | CNSW | Other renewable fuels | 0 | 0 | 0 | 0 | 0 | 0 | 0 | 0 | 0 | 0 | 0 | 0 | 0 | 0 | 0 | 0 | 0 | 0 | 0 | 0 | 0 | 0 | 0 | 0 | 0 | 0 | 30 | 90 | 90
CDP10 | NSW | CNSW | DSP | 0 | 0 | 0 | 0 | 0 | 0 | 0 | 0 | 0 | 0 | 0 | 0 | 0 | 0 | 0 | 0 | 0 | 0 | 0 | 0 | 0 | 0 | 0 | 0 | 0 | 0 | 0 | 0 | 0
CDP10 | NSW | SNW | Black coal | 4200 | 4200 | 1320 | 1320 | 1320 | 0 | 0 | 0 | 0 | 0 | 0 | 0 | 0 | 0 | 0 | 0 | 0 | 0 | 0 | 0 | 0 | 0 | 0 | 0 | 0 | 0 | 0 | 0 | 0
CDP10 | NSW | SNW | Mid-merit gas | 440 | 440 | 440 | 440 | 440 | 440 | 440 | 440 | 440 | 440 | 440 | 440 | 440 | 440 | 440 | 440 | 440 | 440 | 440 | 440 | 0 | 0 | 0 | 0 | 0 | 0 | 0 | 0 | 0
CDP10 | NSW | SNW | Flexible gas with CCS | 0 | 0 | 0 | 0 | 0 | 0 | 0 | 0 | 0 | 0 | 0 | 0 | 0 | 0 | 0 | 0 | 0 | 0 | 0 | 0 | 0 | 0 | 0 | 0 | 0 | 0 | 0 | 0 | 0
CDP10 | NSW | SNW | Flexible gas | 1979 | 1979 | 1979 | 1979 | 1979 | 1979 | 1979 | 1979 | 1979 | 1979 | 1979 | 1979 | 1979 | 1979 | 1979 | 1979 | 1979 | 1979 | 1979 | 2296.6158 | 2932.0875 | 3808.1475 | 3808.1475 | 3808.1475 | 3808.1475 | 3808.1475 | 3808.1475 | 3808.1475 | 3808.1475
CDP10 | NSW | SNW | Hydro | 0 | 0 | 0 | 0 | 0 | 0 | 0 | 0 | 0 | 0 | 0 | 0 | 0 | 0 | 0 | 0 | 0 | 0 | 0 | 0 | 0 | 0 | 0 | 0 | 0 | 0 | 0 | 0 | 0
CDP10 | NSW | SNW | Utility storage | 50 | 50 | 1571.8576 | 1571.8622 | 1571.8644 | 1607.5015 | 2076.8317 | 2704.3837 | 2776.9597 | 2704.3837 | 2704.3837 | 2776.9597 | 2704.3837 | 2654.3837 | 2726.9597 | 2726.9597 | 2654.3837 | 2654.3837 | 2654.3837 | 2654.3837 | 2726.9597 | 2654.3837 | 1312.8141 | 1240.2336 | 1240.2316 | 1280.3644 | 968.2884 | 968.2884 | 1040.8645
CDP10 | NSW | SNW | Coordinated CER storage | 8.587 | 11.5295 | 14.8171 | 18.6626 | 22.7871 | 27.7997 | 33.4963 | 43.0237 | 55.4305 | 70.9627 | 90.1039 | 112.9793 | 139.8314 | 170.4524 | 205.2684 | 244.1544 | 286.9162 | 333.5338 | 384.2127 | 438.8854 | 497.66 | 560.8937 | 629.5544 | 702.4072 | 779.5514 | 860.1351 | 943.9419 | 983.3503 | 1018.6582
CDP10 | NSW | SNW | Passive CER storage | 186.8609 | 206.3463 | 224.5379 | 240.9368 | 258.9593 | 278.1444 | 301.9599 | 322.7208 | 344.5839 | 366.8252 | 390.7075 | 415.6523 | 441.7183 | 467.2367 | 494.0385 | 520.566 | 545.206 | 567.5963 | 588.6361 | 607.8089 | 625.5986 | 647.3132 | 670.0861 | 693.8422 | 718.7364 | 741.3337 | 761.6739 | 786.6727 | 809.1086
CDP10 | NSW | SNW | Offshore wind | 0 | 0 | 0 | 0 | 0 | 0 | 0 | 0 | 0 | 0 | 0 | 0 | 0 | 0 | 0 | 0 | 0 | 0 | 0 | 0 | 0 | 0 | 0 | 0 | 0 | 0 | 0 | 0 | 0
CDP10 | NSW | SNW | Wind | 0 | 0 | 0 | 0 | 0 | 0 | 0 | 0 | 0 | 0 | 0 | 0 | 0 | 0 | 0 | 0 | 0 | 0 | 0 | 0 | 0 | 0 | 0 | 0 | 0 | 0 | 0 | 0 | 0
CDP10 | NSW | SNW | Utility solar | 0 | 0 | 0 | 0 | 0 | 0 | 0 | 0 | 0 | 0 | 0 | 0 | 0 | 0 | 0 | 0 | 0 | 0 | 0 | 0 | 0 | 0 | 0 | 0 | 0 | 0 | 0 | 0 | 0
CDP10 | NSW | SNW | Distributed PV | 3679.6425 | 3821.5974 | 3976.6457 | 4171.7761 | 4514.291 | 4858.2954 | 5220.1292 | 5496.252 | 5768.549 | 6015.446 | 6247.5007 | 6444.969 | 6601.2248 | 6709.9767 | 6807.533 | 6901.289 | 6995.1835 | 7087.6409 | 7182.3455 | 7274.2264 | 7368.4104 | 7463.4566 | 7560.2199 | 7654.4945 | 7751.1288 | 7849.3467 | 7952.3875 | 8051.2259 | 8161.516
CDP10 | NSW | SNW | Other renewable fuels | 0 | 0 | 0 | 0 | 0 | 0 | 0 | 0 | 0 | 0 | 0 | 0 | 0 | 0 | 0 | 0 | 0 | 0 | 0 | 0 | 0 | 0 | 0 | 0 | 0 | 0 | 90 | 90 | 90
CDP10 | NSW | SNW | DSP | 336.74 | 342.94 | 349.4 | 358.05 | 499.09 | 685.31 | 850.38 | 920.72 | 991.02 | 1061.28 | 1070.04 | 1079.54 | 1087.21 | 1096.93 | 1105.44 | 1116.29 | 1124.85 | 1136.31 | 1138.21 | 1141.89 | 1148.33 | 1146.26 | 1149.08 | 1151.3 | 1149.72 | 1153.61 | 1157.93 | 1166.18 | 1185.25
CDP10 | NSW | SNSW | Black coal | 0 | 0 | 0 | 0 | 0 | 0 | 0 | 0 | 0 | 0 | 0 | 0 | 0 | 0 | 0 | 0 | 0 | 0 | 0 | 0 | 0 | 0 | 0 | 0 | 0 | 0 | 0 | 0 | 0
CDP10 | NSW | SNSW | Mid-merit gas | 0 | 0 | 0 | 0 | 0 | 0 | 0 | 0 | 0 | 0 | 0 | 0 | 0 | 0 | 0 | 0 | 0 | 0 | 0 | 0 | 0 | 0 | 0 | 0 | 0 | 0 | 0 | 0 | 0
CDP10 | NSW | SNSW | Flexible gas with CCS | 0 | 0 | 0 | 0 | 0 | 0 | 0 | 0 | 0 | 0 | 0 | 0 | 0 | 0 | 0 | 0 | 0 | 0 | 0 | 0 | 0 | 0 | 0 | 0 | 0 | 0 | 0 | 0 | 0
CDP10 | NSW | SNSW | Flexible gas | 692 | 692 | 692 | 692 | 692 | 692 | 692 | 692 | 692 | 692 | 692 | 692 | 692 | 692 | 692 | 692 | 692 | 692 | 692 | 692 | 692 | 0 | 0 | 0 | 0 | 0 | 0 | 0 | 0
CDP10 | NSW | SNSW | Hydro | 2285 | 2285 | 2285 | 2285 | 2285 | 2285 | 2285 | 2285 | 2285 | 2285 | 2285 | 2285 | 2285 | 2285 | 2285 | 2285 | 2285 | 2285 | 2285 | 2285 | 2285 | 2285 | 2285 | 2285 | 2285 | 2285 | 2285 | 2285 | 2285
CDP10 | NSW | SNSW | Utility storage | 299.99 | 309.99 | 368.9 | 368.9 | 568.9 | 2768.9 | 2854.9692 | 2853.9792 | 2854.9692 | 2853.9792 | 2853.9792 | 2854.9692 | 2853.9792 | 2853.9792 | 2854.9692 | 2854.9692 | 2853.9792 | 2853.9792 | 2853.9792 | 2843.9792 | 2794.9692 | 2793.9792 | 2735.0692 | 2734.0792 | 2734.0792 | 2635.0792 | 2587.3584 | 2587.3584 | 2437.3584
CDP10 | NSW | SNSW | Coordinated CER storage | 1.8316 | 2.4469 | 3.1469 | 4.0056 | 4.9448 | 6.063 | 7.344 | 8.8828 | 10.843 | 13.2952 | 16.3304 | 19.989 | 24.3293 | 29.3361 | 35.0941 | 41.5771 | 48.7432 | 56.6101 | 65.2405 | 74.6487 | 84.8616 | 95.9878 | 108.1835 | 121.2843 | 135.2958 | 150.0261 | 165.4879 | 173.4974 | 180.7336
CDP10 | NSW | SNSW | Passive CER storage | 39.8581 | 43.7926 | 47.6885 | 51.7125 | 56.1945 | 60.6618 | 66.2045 | 71.0929 | 76.2779 | 81.7101 | 87.5202 | 93.586 | 99.9174 | 106.2198 | 112.7798 | 119.2142 | 125.1293 | 130.5318 | 135.6734 | 140.5429 | 145.2071 | 150.7156 | 156.525 | 162.5649 | 168.7895 | 174.3699 | 179.4516 | 185.5172 | 191.0124
CDP10 | NSW | SNSW | Offshore wind | 0 | 0 | 0 | 0 | 0 | 0 | 0 | 0 | 0 | 0 | 0 | 0 | 0 | 0 | 0 | 0 | 0 | 0 | 0 | 0 | 0 | 0 | 0 | 0 | 0 | 0 | 0 | 0 | 0
CDP10 | NSW | SNSW | Wind | 1792.06 | 1850.06 | 1890.08 | 2420.54 | 3005.6666 | 3005.6666 | 3005.6666 | 3005.6666 | 3005.6666 | 3005.6666 | 3005.6666 | 3005.6666 | 3005.6666 | 2959.1666 | 2959.1666 | 2929.1666 | 2929.1666 | 2675.2866 | 2626.9866 | 2626.9866 | 2337.9766 | 2337.9766 | 2125.023 | 1924.8138 | 1929.2394 | 1554.7849 | 1559.5024 | 1559.5024 | 1559.5024
CDP10 | NSW | SNSW | Utility solar | 2083.08 | 2083.08 | 2475.36 | 2817.7576 | 3376.8769 | 3376.8769 | 3377.7769 | 3376.8769 | 3376.8769 | 3376.8769 | 3376.8769 | 3376.8769 | 3376.8769 | 3376.8769 | 3376.8769 | 3226.8469 | 3226.8469 | 3226.8469 | 3226.8469 | 3226.8469 | 3702.0035 | 4628.9031 | 4628.9031 | 4543.9031 | 4511.5031 | 4751.3691 | 4419.0291 | 3643.8191 | 3613.8191
CDP10 | NSW | SNSW | Distributed PV | 986.0326 | 1016.5758 | 1046.5931 | 1086.1683 | 1164.1203 | 1240.9168 | 1328.5137 | 1393.4014 | 1458.5676 | 1517.356 | 1578.8062 | 1621.3015 | 1659.1313 | 1689.5418 | 1724.7489 | 1750.0152 | 1777.7549 | 1805.5558 | 1841.3577 | 1866.4198 | 1894.7072 | 1924.1874 | 1962.8752 | 1990.9999 | 2022.3122 | 2052.6863 | 2093.9396 | 2124.8409 | 2159.5341
CDP10 | NSW | SNSW | Other renewable fuels | 0 | 0 | 0 | 0 | 0 | 0 | 0 | 0 | 0 | 0 | 0 | 0 | 0 | 0 | 0 | 0 | 0 | 0 | 0 | 0 | 0 | 0 | 0 | 0 | 0 | 0 | 0 | 0 | 0
CDP10 | NSW | SNSW | DSP | 0 | 0 | 0 | 0 | 0 | 0 | 0 | 0 | 0 | 0 | 0 | 0 | 0 | 0 | 0 | 0 | 0 | 0 | 0 | 0 | 0 | 0 | 0 | 0 | 0 | 0 | 0 | 0 | 0
CDP10 | QLD | NQ | Black coal | 0 | 0 | 0 | 0 | 0 | 0 | 0 | 0 | 0 | 0 | 0 | 0 | 0 | 0 | 0 | 0 | 0 | 0 | 0 | 0 | 0 | 0 | 0 | 0 | 0 | 0 | 0 | 0 | 0
CDP10 | QLD | NQ | Mid-merit gas | 244 | 244 | 244 | 244 | 244 | 244 | 244 | 244 | 244 | 244 | 244 | 244 | 244 | 244 | 244 | 244 | 244 | 244 | 244 | 244 | 244 | 244 | 244 | 0 | 0 | 0 | 0 | 0 | 0
CDP10 | QLD | NQ | Flexible gas with CCS | 0 | 0 | 0 | 0 | 0 | 0 | 0 | 0 | 0 | 0 | 0 | 0 | 0 | 0 | 0 | 0 | 0 | 0 | 0 | 0 | 0 | 0 | 0 | 0 | 0 | 0 | 0 | 0 | 0
CDP10 | QLD | NQ | Flexible gas | 423.5 | 423.5 | 423.5 | 423.5 | 423.5 | 423.5 | 423.5 | 423.5 | 423.5 | 423.5 | 131.5 | 131.5 | 131.5 | 131.5 | 131.5 | 131.5 | 131.5 | 131.5 | 131.5 | 131.5 | 131.5 | 0 | 0 | 0 | 0 | 0 | 0 | 0 | 0
CDP10 | QLD | NQ | Hydro | 156.4 | 156.4 | 156.4 | 156.4 | 156.4 | 156.4 | 156.4 | 156.4 | 156.4 | 156.4 | 156.4 | 156.4 | 156.4 | 156.4 | 70 | 70 | 70 | 70 | 70 | 0 | 0 | 0 | 0 | 0 | 0 | 0 | 0 | 0 | 0
CDP10 | QLD | NQ | Utility storage | 250 | 250 | 250 | 550 | 550 | 550 | 550 | 550 | 550 | 550.0001 | 550.0001 | 550.0001 | 550.0001 | 550.0002 | 550.0002 | 550.0002 | 550.0002 | 550.0002 | 550.0002 | 550.0002 | 550.0002 | 550.0003 | 550.0003 | 267.1515 | 270.2183 | 391.323 | 430.4026 | 430.4026 | 430.4026
CDP10 | QLD | NQ | Coordinated CER storage | 0.88737 | 1.2167 | 1.5929 | 2.0251 | 2.5236 | 3.12 | 3.8402 | 4.861 | 6.1864 | 7.8245 | 9.8358 | 12.2418 | 15.0717 | 18.2721 | 21.9141 | 25.9728 | 30.4036 | 35.228 | 40.4665 | 46.1292 | 52.2496 | 58.927 | 66.1344 | 73.8088 | 81.9834 | 90.4987 | 99.3492 | 103.7072 | 107.6837
CDP10 | QLD | NQ | Passive CER storage | 18.5285 | 21.0552 | 23.4635 | 25.9022 | 28.4576 | 31.3925 | 34.814 | 37.9522 | 41.4162 | 44.9799 | 48.8461 | 52.9834 | 57.3995 | 61.6721 | 66.1572 | 70.6014 | 74.6827 | 78.4936 | 82.1191 | 85.5856 | 89.0361 | 92.9771 | 97.0969 | 101.3628 | 105.886 | 109.9772 | 113.7091 | 117.7593 | 121.4976
CDP10 | QLD | NQ | Offshore wind | 0 | 0 | 0 | 0 | 0 | 0 | 0 | 0 | 0 | 0 | 0 | 0 | 0 | 0 | 0 | 0 | 0 | 0 | 0 | 0 | 0 | 0 | 0 | 0 | 0 | 0 | 0 | 0 | 0
CDP10 | QLD | NQ | Wind | 375.64 | 375.64 | 375.64 | 375.64 | 1603.071 | 1932.1655 | 2515.1991 | 2515.1991 | 2515.1991 | 2515.1991 | 2663.1574 | 2663.1574 | 2737.6256 | 2975.8501 | 2975.8501 | 2975.8501 | 2975.8501 | 2975.8501 | 2975.8501 | 2975.8501 | 2956.8717 | 3423.4008 | 3423.4008 | 3380.2008 | 3380.2008 | 3259.4339 | 3424.4564 | 3459.8206 | 3459.8206
CDP10 | QLD | NQ | Utility solar | 521.6 | 521.6 | 521.6 | 521.6 | 521.6 | 521.6 | 521.6 | 521.6 | 521.6 | 521.6 | 521.6 | 521.6 | 521.6001 | 521.6001 | 473.1001 | 473.1001 | 473.1001 | 473.1001 | 731.2399 | 627.965 | 512.005 | 515.2614 | 515.2614 | 500.2614 | 400.2814 | 379.3114 | 678.211 | 578.181 | 578.181
CDP10 | QLD | NQ | Distributed PV | 650.1918 | 674.7727 | 703.9561 | 730.2258 | 763.9198 | 810.8536 | 853.2797 | 886.3548 | 917.2914 | 944.1354 | 970.7969 | 991.2841 | 1008.6228 | 1022.5255 | 1038.7204 | 1053.488 | 1067.6015 | 1084.5645 | 1102.9542 | 1118.778 | 1136.6862 | 1153.6954 | 1172.9582 | 1190.3775 | 1209.4642 | 1228.2939 | 1251.6994 | 1274.419 | 1298.4572
CDP10 | QLD | NQ | Other renewable fuels | 0 | 0 | 0 | 0 | 0 | 0 | 0 | 0 | 0 | 0 | 0 | 0 | 0 | 0 | 0 | 0 | 0 | 0 | 0 | 0 | 0 | 0 | 0 | 0 | 0 | 0 | 0 | 0 | 0
CDP10 | QLD | NQ | DSP | 0 | 0 | 0 | 0 | 0 | 0 | 0 | 0 | 0 | 0 | 0 | 0 | 0 | 0 | 0 | 0 | 0 | 0 | 0 | 0 | 0 | 0 | 0 | 0 | 0 | 0 | 0 | 0 | 0
CDP10 | QLD | GG | Black coal | 1680 | 1680 | 1680 | 1680 | 840 | 840 | 840 | 280 | 0 | 0 | 0 | 0 | 0 | 0 | 0 | 0 | 0 | 0 | 0 | 0 | 0 | 0 | 0 | 0 | 0 | 0 | 0 | 0 | 0
CDP10 | QLD | GG | Mid-merit gas | 180 | 180 | 180 | 180 | 180 | 180 | 180 | 180 | 180 | 180 | 180 | 180 | 180 | 180 | 180 | 180 | 180 | 180 | 180 | 180 | 180 | 180 | 180 | 180 | 180 | 180 | 180 | 0 | 0
CDP10 | QLD | GG | Flexible gas with CCS | 0 | 0 | 0 | 0 | 0 | 0 | 0 | 0 | 0 | 0 | 0 | 0 | 0 | 0 | 0 | 0 | 0 | 0 | 0 | 0 | 0 | 0 | 0 | 0 | 0 | 0 | 0 | 0 | 0
CDP10 | QLD | GG | Flexible gas | 0 | 0 | 0 | 0 | 0 | 0 | 0 | 0 | 0 | 0 | 0 | 0 | 0 | 0 | 0 | 0 | 0 | 0 | 0 | 0 | 0 | 0 | 0 | 0 | 0 | 0 | 0 | 0 | 0
CDP10 | QLD | GG | Hydro | 0 | 0 | 0 | 0 | 0 | 0 | 0 | 0 | 0 | 0 | 0 | 0 | 0 | 0 | 0 | 0 | 0 | 0 | 0 | 0 | 0 | 0 | 0 | 0 | 0 | 0 | 0 | 0 | 0
CDP10 | QLD | GG | Utility storage | 0 | 0 | 400 | 400 | 400 | 400 | 400.0001 | 400.0001 | 400.0001 | 400.0001 | 400.0001 | 400.0001 | 400.0001 | 400.0001 | 400.0002 | 400.0002 | 400.0002 | 400.0002 | 400.0002 | 400.0002 | 400.0002 | 400.0002 | 0.0010301 | 48.4809 | 55.5285 | 55.5285 | 590.3868 | 590.3868 | 782.1322
CDP10 | QLD | GG | Coordinated CER storage | 0.048726 | 0.066819 | 0.087887 | 0.11153 | 0.14153 | 0.17366 | 0.21572 | 0.29891 | 0.41299 | 0.56211 | 0.74955 | 0.97712 | 1.2471 | 1.5592 | 1.9169 | 2.3184 | 2.7646 | 3.2536 | 3.7908 | 4.3761 | 5.009 | 5.7004 | 6.4465 | 7.2409 | 8.0831 | 8.9664 | 9.8883 | 10.3376 | 10.7449
CDP10 | QLD | GG | Passive CER storage | 1.0174 | 1.1563 | 1.2946 | 1.4266 | 1.5959 | 1.7473 | 1.9556 | 2.1352 | 2.3376 | 2.5644 | 2.8105 | 3.0704 | 3.3401 | 3.6127 | 3.8978 | 4.1748 | 4.4417 | 4.6827 | 4.9228 | 5.1563 | 5.3782 | 5.6374 | 5.9123 | 6.1964 | 6.4847 | 6.7498 | 6.9899 | 7.2551 | 7.4911
CDP10 | QLD | GG | Offshore wind | 0 | 0 | 0 | 0 | 0 | 0 | 0 | 0 | 0 | 0 | 0 | 0 | 0 | 0 | 0 | 0 | 0 | 0 | 0 | 0 | 0 | 0 | 0 | 0 | 0 | 0 | 0 | 0 | 0
CDP10 | QLD | GG | Wind | 0 | 0 | 0 | 0 | 0 | 0 | 0 | 0 | 0 | 0 | 0 | 0 | 0 | 0 | 0 | 0 | 0 | 0 | 0 | 0 | 0 | 0 | 0 | 0 | 0 | 0 | 0 | 0 | 0
CDP10 | QLD | GG | Utility solar | 0 | 0 | 0 | 0 | 0 | 0 | 0 | 0 | 0 | 0 | 0 | 0 | 0 | 0 | 0 | 0 | 0 | 0 | 0 | 0 | 0 | 0 | 0 | 0 | 0 | 0 | 0 | 0 | 0
CDP10 | QLD | GG | Distributed PV | 62.5042 | 64.2791 | 66.415 | 68.9878 | 72.7673 | 76.244 | 80.0461 | 83.5314 | 86.727 | 89.5602 | 92.1585 | 94.3304 | 96.0517 | 97.5469 | 99.0431 | 100.4574 | 101.995 | 103.5388 | 105.3012 | 107.0116 | 108.5825 | 110.2539 | 112.0709 | 113.8938 | 115.5761 | 117.3638 | 119.4773 | 121.9029 | 124.2038
CDP10 | QLD | GG | Other renewable fuels | 0 | 0 | 0 | 0 | 0 | 0 | 0 | 0 | 0 | 0 | 0 | 0 | 0 | 0 | 0 | 0 | 0 | 0 | 0 | 0 | 0 | 0 | 0 | 0 | 0 | 0 | 0 | 0 | 0
CDP10 | QLD | GG | DSP | 0 | 0 | 0 | 0 | 0 | 0 | 0 | 0 | 0 | 0 | 0 | 0 | 0 | 0 | 0 | 0 | 0 | 0 | 0 | 0 | 0 | 0 | 0 | 0 | 0 | 0 | 0 | 0 | 0
CDP10 | QLD | CQ | Black coal | 3004 | 3004 | 3004 | 3004 | 2304 | 2304 | 1574 | 1574 | 1574 | 844 | 844 | 844 | 844 | 844 | 844 | 844 | 844 | 844 | 844 | 844 | 844 | 844 | 844 | 844 | 844 | 844 | 844 | 844 | 0
CDP10 | QLD | CQ | Mid-merit gas | 0 | 0 | 0 | 0 | 0 | 0 | 0 | 0 | 0 | 0 | 0 | 0 | 0 | 0 | 0 | 0 | 0 | 0 | 0 | 0 | 0 | 0 | 0 | 0 | 0 | 0 | 0 | 0 | 0
CDP10 | QLD | CQ | Flexible gas with CCS | 0 | 0 | 0 | 0 | 0 | 0 | 0 | 0 | 0 | 0 | 0 | 0 | 0 | 0 | 0 | 0 | 0 | 0 | 0 | 0 | 0 | 0 | 0 | 0 | 0 | 0 | 0 | 0 | 0
CDP10 | QLD | CQ | Flexible gas | 37 | 37 | 37 | 37 | 37 | 37 | 37 | 37 | 37 | 37 | 37 | 0 | 0 | 0 | 0 | 0 | 0 | 0 | 0 | 0 | 0 | 0 | 0 | 0 | 0 | 0 | 0 | 0 | 0
CDP10 | QLD | CQ | Hydro | 0 | 0 | 0 | 0 | 0 | 0 | 0 | 0 | 0 | 0 | 0 | 0 | 0 | 0 | 0 | 0 | 0 | 0 | 0 | 0 | 0 | 0 | 0 | 0 | 0 | 0 | 0 | 0 | 0
CDP10 | QLD | CQ | Utility storage | 50 | 50 | 50 | 50 | 200 | 200 | 200.0001 | 200.0001 | 200.0001 | 200.0001 | 200.0002 | 200.0002 | 200.0002 | 200.0002 | 200.0003 | 200.0004 | 200.0004 | 200.0004 | 200.0004 | 150.0004 | 150.0004 | 150.0005 | 150.0013 | 199.7535 | 134.9035 | 181.172 | 910.5265 | 910.5265 | 1265.3249
CDP10 | QLD | CQ | Coordinated CER storage | 0.81707 | 1.1192 | 1.475 | 1.8705 | 2.3506 | 2.8941 | 3.5651 | 4.6403 | 6.0457 | 7.8273 | 10.0404 | 12.6969 | 15.8224 | 19.4074 | 23.4888 | 28.0554 | 33.0802 | 38.5531 | 44.5354 | 51.0196 | 58.024 | 65.6952 | 73.9546 | 82.751 | 92.094 | 101.874 | 112.0393 | 117.0219 | 121.5395
CDP10 | QLD | CQ | Passive CER storage | 17.0607 | 19.3666 | 21.7275 | 23.9255 | 26.506 | 29.119 | 32.3201 | 35.3739 | 38.6267 | 42.1175 | 45.9487 | 49.9898 | 54.2028 | 58.4551 | 62.8527 | 67.2149 | 71.3089 | 75.0313 | 78.6845 | 82.1837 | 85.591 | 89.6089 | 93.7355 | 98.007 | 102.4317 | 106.5375 | 110.2123 | 114.1759 | 117.7274
CDP10 | QLD | CQ | Offshore wind | 0 | 0 | 0 | 0 | 0 | 0 | 0 | 0 | 0 | 0 | 0 | 0 | 0 | 0 | 0 | 0 | 0 | 0 | 0 | 0 | 0 | 0 | 0 | 0 | 0 | 0 | 0 | 0 | 0
CDP10 | QLD | CQ | Wind | 300 | 300 | 439 | 439 | 947.0826 | 1434.41 | 1434.4101 | 1434.4101 | 1434.4101 | 1434.4101 | 2071.6852 | 2082.4262 | 2082.4262 | 2201.3949 | 2201.3949 | 2201.3949 | 2201.3949 | 2201.3949 | 2201.3949 | 2201.3949 | 2291.5031 | 3216.3436 | 3216.3436 | 3216.3436 | 3216.3436 | 3216.3436 | 2973.1724 | 2973.1724 | 2973.1724
CDP10 | QLD | CQ | Utility solar | 788.17 | 788.17 | 788.17 | 788.17 | 860.8017 | 860.8017 | 860.8017 | 860.8017 | 860.8017 | 860.8017 | 863.8917 | 863.892 | 863.892 | 863.892 | 863.892 | 863.892 | 863.892 | 864.733 | 1360.2531 | 1360.2532 | 1346.2532 | 1303.7532 | 1303.7532 | 1303.7532 | 1481.7633 | 2433.8308 | 3549.9884 | 4223.8699 | 5129.6453
CDP10 | QLD | CQ | Distributed PV | 722.2681 | 742.6714 | 766.5235 | 793.7311 | 832.2373 | 870.8408 | 919.19 | 959.03 | 992.0332 | 1024.4908 | 1056.5767 | 1083.0724 | 1101.7266 | 1123.061 | 1144.5628 | 1165.0051 | 1182.6817 | 1203.6093 | 1227.4527 | 1248.9192 | 1267.2572 | 1290.1466 | 1314.2082 | 1336.8165 | 1356.4594 | 1381.1351 | 1408.4892 | 1436.2188 | 1460.3169
CDP10 | QLD | CQ | Other renewable fuels | 0 | 0 | 0 | 0 | 0 | 0 | 0 | 0 | 0 | 0 | 0 | 0 | 0 | 0 | 0 | 0 | 0 | 0 | 0 | 0 | 0 | 0 | 0 | 0 | 0 | 0 | 0 | 0 | 0
CDP10 | QLD | CQ | DSP | 0 | 0 | 0 | 0 | 0 | 0 | 0 | 0 | 0 | 0 | 0 | 0 | 0 | 0 | 0 | 0 | 0 | 0 | 0 | 0 | 0 | 0 | 0 | 0 | 0 | 0 | 0 | 0 | 0
CDP10 | QLD | SQ | Black coal | 3446 | 3446 | 3446 | 3446 | 3446 | 3446 | 3446 | 2746 | 2746 | 2396 | 1596 | 852 | 852 | 852 | 852 | 852 | 852 | 852 | 852 | 852 | 852 | 852 | 852 | 852 | 852 | 852 | 852 | 852 | 0
CDP10 | QLD | SQ | Mid-merit gas | 1173.9 | 1173.9 | 1173.9 | 1173.9 | 1173.9 | 1173.9 | 1173.9 | 1173.9 | 1173.9 | 1173.9 | 1173.9 | 1173.9 | 1173.9 | 788.9 | 788.9 | 788.9 | 644.5 | 644.5 | 644.5 | 644.5 | 644.5 | 644.5 | 0 | 0 | 0 | 0 | 0 | 0 | 0
CDP10 | QLD | SQ | Flexible gas with CCS | 0 | 0 | 0 | 0 | 0 | 0 | 0 | 0 | 0 | 0 | 0 | 0 | 0 | 0 | 0 | 0 | 0 | 0 | 0 | 0 | 0 | 0 | 0 | 0 | 0 | 0 | 0 | 0 | 0
CDP10 | QLD | SQ | Flexible gas | 1509 | 1509 | 1509 | 1709 | 1709 | 1709 | 1709 | 1709 | 1709 | 1709 | 1881.4883 | 1801.4883 | 1801.4883 | 2013.0539 | 2231.6542 | 2441.28 | 2860.8719 | 3031.5871 | 3724.3226 | 4331.3461 | 4331.3461 | 4331.3461 | 4331.3461 | 4164.3229 | 4164.3229 | 4164.3229 | 3645.3229 | 3299.3229 | 3491.0643
CDP10 | QLD | SQ | Hydro | 0 | 0 | 0 | 0 | 0 | 0 | 0 | 0 | 0 | 0 | 0 | 0 | 0 | 0 | 0 | 0 | 0 | 0 | 0 | 0 | 0 | 0 | 0 | 0 | 0 | 0 | 0 | 0 | 0
CDP10 | QLD | SQ | Utility storage | 709.6 | 1423.76 | 1729.76 | 1729.76 | 1729.76 | 1729.76 | 1729.76 | 1729.76 | 3727.7601 | 3727.7601 | 3727.7601 | 3727.7601 | 3727.7601 | 3727.7601 | 3727.7602 | 3627.7602 | 3627.7602 | 3627.7602 | 3627.7602 | 3627.7602 | 3627.7602 | 3327.7602 | 3115.2416 | 3680.1718 | 3680.1718 | 3425.3718 | 3664.2065 | 3664.2065 | 3564.2065
CDP10 | QLD | SQ | Coordinated CER storage | 4.2813 | 5.9349 | 7.8549 | 10.0673 | 12.639 | 15.6606 | 19.5036 | 26.1745 | 34.9449 | 45.9905 | 59.704 | 76.2037 | 95.6949 | 118.0268 | 143.566 | 172.1726 | 203.6626 | 237.961 | 275.4027 | 316.0829 | 360.0365 | 407.5661 | 459.4511 | 514.7474 | 573.5005 | 635.0211 | 699.1749 | 730.6031 | 759.1308
CDP10 | QLD | SQ | Passive CER storage | 89.3949 | 102.7017 | 115.7072 | 128.7691 | 142.5235 | 157.5718 | 176.8119 | 194.2469 | 213.1165 | 232.7482 | 254.1827 | 276.937 | 301.0369 | 325.0195 | 350.4149 | 375.6131 | 399.0493 | 420.0192 | 440.1605 | 459.7105 | 478.6237 | 501.0311 | 524.6191 | 549.2404 | 574.878 | 598.5559 | 620.3463 | 643.8322 | 664.9847
CDP10 | QLD | SQ | Offshore wind | 0 | 0 | 0 | 0 | 0 | 0 | 0 | 0 | 0 | 0 | 0 | 0 | 0 | 0 | 0 | 0 | 0 | 0 | 0 | 0 | 0 | 0 | 0 | 0 | 0 | 0 | 0 | 0 | 0
CDP10 | QLD | SQ | Wind | 864.95 | 1788.35 | 1788.35 | 1788.35 | 3188.3501 | 4142.8104 | 4142.8104 | 4142.8104 | 4142.8104 | 4142.8104 | 4142.8104 | 4142.8104 | 4231.1513 | 4304.0739 | 4304.0739 | 4304.0739 | 4304.0739 | 4304.0739 | 4304.0739 | 4618.7733 | 4845.8518 | 4405.8818 | 4614.0276 | 4614.0276 | 4614.0276 | 8048.38 | 8048.38 | 8048.38 | 8048.38
CDP10 | QLD | SQ | Utility solar | 1791.51 | 1791.51 | 1850.95 | 1951.79 | 1951.25 | 1950.69 | 1950.14 | 1949.57 | 1949.01 | 2108.7049 | 4459.0562 | 5086.7111 | 6051.5649 | 5941.5649 | 5941.5649 | 5941.5649 | 5941.5649 | 5941.5649 | 5941.5649 | 7129.5053 | 7190.9028 | 7087.9428 | 7782.253 | 7286.3718 | 7697.2824 | 7669.9824 | 9239.2957 | 9239.2957 | 9510.93
CDP10 | QLD | SQ | Distributed PV | 4444.5857 | 4601.2689 | 4749.54 | 4916.8363 | 5144.4056 | 5366.8426 | 5600.5382 | 5818.1179 | 6023.3354 | 6208.4396 | 6390.235 | 6547.3482 | 6680.4309 | 6801.3486 | 6930.4487 | 7058.0895 | 7183.3758 | 7312.5864 | 7449.028 | 7583.0522 | 7712.7031 | 7848.2261 | 7992.0637 | 8132.0113 | 8268.3973 | 8416.1653 | 8582.7632 | 8750.2442 | 8916.9501
CDP10 | QLD | SQ | Other renewable fuels | 0 | 0 | 0 | 0 | 0 | 0 | 0 | 0 | 0 | 0 | 0 | 0 | 0 | 0 | 0 | 0 | 0 | 0 | 0 | 0 | 0 | 0 | 0 | 0 | 0 | 0 | 0 | 90 | 90
CDP10 | QLD | SQ | DSP | 261.52 | 264.77 | 266.65 | 271.43 | 274.99 | 279.39 | 263.31 | 268.86 | 272.92 | 276.84 | 281.85 | 287.32 | 293.21 | 299.76 | 303.87 | 308.31 | 314.85 | 318.56 | 321.21 | 324.66 | 327.68 | 329.75 | 332.41 | 336.27 | 338.73 | 347.33 | 354.15 | 361.49 | 363.01
CDP10 | VIC | VIC | Brown coal | 4820 | 4820 | 4820 | 4820 | 4820 | 3370 | 3370 | 3370 | 3370 | 3370 | 1160 | 580 | 580 | 580 | 580 | 580 | 580 | 580 | 580 | 580 | 580 | 580 | 580 | 580 | 0 | 0 | 0 | 0 | 0
CDP10 | VIC | VIC | Mid-merit gas | 500 | 500 | 500 | 500 | 500 | 0 | 0 | 0 | 0 | 0 | 0 | 0 | 0 | 0 | 0 | 0 | 0 | 0 | 0 | 0 | 0 | 0 | 0 | 0 | 0 | 0 | 0 | 0 | 0
CDP10 | VIC | VIC | Flexible gas with CCS | 0 | 0 | 0 | 0 | 0 | 0 | 0 | 0 | 0 | 0 | 0 | 0 | 0 | 0 | 0 | 0 | 0 | 0 | 0 | 0 | 0 | 0 | 0 | 0 | 0 | 0 | 0 | 0 | 0
CDP10 | VIC | VIC | Flexible gas | 1900 | 1900 | 1900 | 1900 | 1900 | 1900 | 1900 | 1900 | 1900 | 1900 | 1730 | 1730 | 1730 | 1730 | 1730 | 1730 | 1290 | 1290 | 1290 | 1242.2819 | 1310.5595 | 1310.5595 | 1310.5595 | 1310.5595 | 1373.1811 | 1373.1811 | 1373.1811 | 1373.1811 | 2242.4999
CDP10 | VIC | VIC | Hydro | 2219.02 | 2219.02 | 2219.02 | 2219.02 | 2219.02 | 2219.02 | 2219.02 | 2219.02 | 2219.02 | 2219.02 | 2219.02 | 2219.02 | 2219.02 | 2219.02 | 2219.02 | 2219.02 | 2219.02 | 2219.02 | 2219.02 | 2219.02 | 2219.02 | 2219.02 | 2219.02 | 2219.02 | 2219.02 | 2219.02 | 2219.02 | 2219.02 | 2219.02
CDP10 | VIC | VIC | Utility storage | 299.13 | 479.13 | 1990.64 | 2405.4404 | 2860.5132 | 2852.8132 | 3053.23 | 3060.53 | 3572.23 | 4083.17 | 4593.04 | 6201.9199 | 6201.9199 | 6208.5199 | 6201.9199 | 6196.9199 | 6196.9199 | 6196.9199 | 5896.9199 | 5896.9199 | 5746.9199 | 6039.4884 | 5738.1784 | 4999.678 | 4694.2056 | 4694.2056 | 4476.5942 | 3876.5942 | 3418.5284
CDP10 | VIC | VIC | Coordinated CER storage | 10.6132 | 15.1363 | 20.7187 | 26.6998 | 33.6099 | 42.073 | 52.0251 | 65.3888 | 82.4785 | 103.5543 | 129.304 | 159.8675 | 195.5802 | 236.092 | 282.1042 | 333.3048 | 389.2764 | 449.9516 | 515.8702 | 587.1309 | 663.853 | 746.8741 | 837.0114 | 932.8772 | 1034.5743 | 1140.6225 | 1250.7708 | 1304.751 | 1353.7071
CDP10 | VIC | VIC | Passive CER storage | 269.7717 | 301.4603 | 331.822 | 361.74 | 393.4245 | 427.1076 | 470.0826 | 508.8755 | 550.5086 | 593.6031 | 640.251 | 689.3259 | 740.7945 | 791.6143 | 844.9475 | 897.6568 | 946.6059 | 991.0946 | 1033.8217 | 1074.9606 | 1114.8568 | 1161.2955 | 1209.6656 | 1259.8506 | 1312.0582 | 1360.0652 | 1403.9921 | 1454.6296 | 1500.8336
CDP10 | VIC | VIC | Offshore wind | 0 | 0 | 0 | 0 | 0 | 0 | 0 | 1000 | 2000 | 2666.6666 | 3333.3333 | 3999.9999 | 4999.9999 | 5999.9999 | 6999.9998 | 8000 | 9000 | 9000 | 9000 | 9000 | 9000 | 9000 | 9000 | 9000 | 9000 | 9000 | 9000 | 9000 | 9000
CDP10 | VIC | VIC | Wind | 4537.37 | 4537.37 | 5381.93 | 5399.09 | 5399.0901 | 6754.2242 | 7177.2408 | 7177.2408 | 7177.2408 | 7177.2409 | 7124.7409 | 6932.7409 | 6932.7409 | 6932.7409 | 6869.7409 | 6449.7409 | 6449.7409 | 6161.4409 | 6161.4409 | 6110.8909 | 5793.6909 | 5481.6909 | 4634.7009 | 4634.7009 | 4237.2009 | 4914.639 | 5613.3437 | 5406.5728 | 5406.5728
CDP10 | VIC | VIC | Utility solar | 1078.39 | 1171.87 | 1343.97 | 1696.09 | 1696.09 | 1696.09 | 1696.0901 | 1696.0901 | 1696.0901 | 1696.0901 | 1696.0901 | 1696.0901 | 1696.0901 | 1696.0901 | 1696.0901 | 1696.0901 | 1696.0901 | 1696.0901 | 1696.0901 | 1696.0901 | 2491.288 | 3196.5831 | 3169.4131 | 3169.4131 | 3169.4131 | 3147.194 | 2771.264 | 2690.264 | 2495.254
CDP10 | VIC | VIC | Distributed PV | 4946.5809 | 5473.4647 | 6000.3487 | 6548.375 | 7156.223 | 7660.403 | 8174.482 | 8576.747 | 8962.685 | 9347.904 | 9703.346 | 10044.94 | 10318.213 | 10545.242 | 10731.794 | 10916.825 | 11076.006 | 11258.545 | 11424.147 | 11608.487 | 11778.063 | 11966.74 | 12140.772 | 12336.863 | 12549.209 | 12805.429 | 13049.815 | 13309.967 | 13556.198
CDP10 | VIC | VIC | Other renewable fuels | 0 | 0 | 0 | 0 | 0 | 0 | 0 | 0 | 0 | 0 | 0 | 0 | 0 | 0 | 0 | 0 | 0 | 0 | 0 | 0 | 0 | 0 | 0 | 0 | 0 | 0 | 0 | 90 | 90
CDP10 | VIC | VIC | DSP | 257.18 | 259.24 | 262.65 | 254.27 | 258.93 | 265 | 272.05 | 276.46 | 282.34 | 286.44 | 291.15 | 294 | 296.52 | 298.78 | 301.25 | 303.94 | 307.11 | 310.41 | 312.34 | 314.87 | 316.32 | 317.01 | 318.65 | 319.05 | 318.14 | 316.32 | 315.74 | 316.68 | 318.56
CDP10 | SA | CSA | Mid-merit gas | 1509 | 1509 | 1509 | 529 | 529 | 529 | 529 | 529 | 529 | 529 | 529 | 529 | 529 | 529 | 0 | 0 | 0 | 0 | 0 | 0 | 0 | 0 | 0 | 0 | 0 | 0 | 0 | 0 | 0
CDP10 | SA | CSA | Flexible gas with CCS | 0 | 0 | 0 | 0 | 0 | 0 | 0 | 0 | 0 | 0 | 0 | 0 | 0 | 0 | 0 | 0 | 0 | 0 | 0 | 0 | 0 | 0 | 0 | 0 | 0 | 0 | 0 | 0 | 0
CDP10 | SA | CSA | Flexible gas | 1421.06 | 1421.06 | 1621.06 | 1621.06 | 1547.56 | 1547.56 | 1547.56 | 1301.56 | 1301.56 | 1061.9 | 1265.5792 | 1326.9 | 1326.9 | 1326.9 | 1326.9 | 1326.9 | 1326.9 | 1326.9 | 1326.9 | 1417.0388 | 1774.3494 | 1436.3494 | 1313.1494 | 1159.1494 | 1159.1494 | 1159.1494 | 1159.1494 | 1121.9494 | 1121.9494
CDP10 | SA | CSA | Hydro | 0 | 0 | 0 | 0 | 0 | 0 | 0 | 0 | 0 | 0 | 0 | 0 | 0 | 0 | 0 | 0 | 0 | 0 | 0 | 0 | 0 | 0 | 0 | 0 | 0 | 0 | 0 | 0 | 0
CDP10 | SA | CSA | Utility storage | 456.2 | 656.2 | 951.18 | 1569.6392 | 2801.791 | 2807.811 | 2801.7911 | 2771.7911 | 2771.7911 | 2771.7911 | 2771.7911 | 2771.7911 | 2771.7911 | 2771.7911 | 2771.7911 | 2771.7911 | 2771.7911 | 2771.7911 | 2759.7911 | 2765.8111 | 2509.0911 | 2315.1111 | 2153.1111 | 1534.6519 | 1490.8385 | 1449.3385 | 1783.7875 | 1783.7875 | 1783.7875
CDP10 | SA | CSA | Coordinated CER storage | 55.6719 | 62.4605 | 69.574 | 76.4942 | 84.1684 | 92.1358 | 101.9094 | 111.3026 | 121.9009 | 133.5508 | 146.6546 | 161.056 | 176.8714 | 193.5765 | 211.7514 | 230.9299 | 250.6652 | 270.8794 | 292.0065 | 314.1066 | 337.1741 | 362.1662 | 388.8506 | 416.8107 | 446.0604 | 475.6817 | 505.6161 | 520.6813 | 534.0007
CDP10 | SA | CSA | Passive CER storage | 163.4148 | 176.8412 | 189.127 | 200.7947 | 212.4134 | 224.7795 | 239.333 | 252.1373 | 265.4672 | 278.7557 | 292.6711 | 306.7404 | 321.0593 | 334.5405 | 348.2941 | 361.3463 | 372.8549 | 382.7225 | 391.8089 | 400.2474 | 408.0508 | 417.2101 | 426.5738 | 436.0668 | 445.6894 | 454.0331 | 461.1754 | 471.3591 | 480.3156
CDP10 | SA | CSA | Offshore wind | 0 | 0 | 0 | 0 | 0 | 0 | 0 | 0 | 0 | 0 | 0 | 0 | 0 | 0 | 0 | 0 | 0 | 0 | 0 | 0 | 0 | 0 | 0 | 0 | 0 | 0 | 0 | 0 | 0
CDP10 | SA | CSA | Wind | 2265.94 | 2265.94 | 2406.13 | 2406.13 | 2388.6382 | 2867.4024 | 2811.8043 | 2749.8043 | 2749.8043 | 2749.8043 | 2651.1044 | 2651.1044 | 2507.4244 | 2322.9444 | 2322.9444 | 2535.717 | 2209.017 | 2249.7759 | 2249.7759 | 2914.1241 | 2700.2641 | 2700.2641 | 2460.2544 | 2703.6776 | 3192.3402 | 3610.8442 | 3416.2928 | 3416.2928 | 3416.2928
CDP10 | SA | CSA | Utility solar | 566.2 | 566.2 | 566.2 | 845.96 | 845.9601 | 932.1698 | 932.1699 | 932.1699 | 926.0499 | 926.0499 | 926.0499 | 926.0499 | 926.0499 | 926.0499 | 926.0499 | 926.0499 | 926.0499 | 926.0499 | 1041.749 | 1327.6698 | 1858.5754 | 3243.5955 | 3224.9755 | 3224.9755 | 3145.7755 | 3145.7755 | 3050.7755 | 3071.6125 | 3071.6125
CDP10 | SA | CSA | Distributed PV | 2384.3353 | 2442.1813 | 2500.4698 | 2567.782 | 2677.0418 | 2784.8805 | 2909.5845 | 3009.2554 | 3102.066 | 3180.5322 | 3268.8848 | 3329.2026 | 3380.66 | 3426.1092 | 3489.9642 | 3538.8511 | 3587.8176 | 3637.0179 | 3703.2634 | 3753.7863 | 3803.3867 | 3852.582 | 3919.3763 | 3971.0747 | 4023.001 | 4075.7847 | 4146.0359 | 4201.0105 | 4255.8474
CDP10 | SA | CSA | Other renewable fuels | 0 | 0 | 0 | 0 | 0 | 0 | 0 | 0 | 0 | 0 | 0 | 0 | 0 | 0 | 0 | 0 | 0 | 0 | 0 | 0 | 0 | 0 | 0 | 0 | 0 | 0 | 0 | 0 | 0
CDP10 | SA | CSA | DSP | 48.57 | 49.28 | 50.28 | 51.56 | 52.85 | 53.42 | 54.14 | 54.66 | 55.32 | 55.88 | 56.69 | 57.36 | 58.07 | 58.69 | 59.22 | 59.72 | 60.24 | 60.85 | 61.33 | 61.79 | 62.07 | 62.2 | 62.04 | 61.81 | 61.44 | 61.03 | 61.09 | 61.34 | 61.65
CDP10 | SA | SESA | Mid-merit gas | 0 | 0 | 0 | 0 | 0 | 0 | 0 | 0 | 0 | 0 | 0 | 0 | 0 | 0 | 0 | 0 | 0 | 0 | 0 | 0 | 0 | 0 | 0 | 0 | 0 | 0 | 0 | 0 | 0
CDP10 | SA | SESA | Flexible gas with CCS | 0 | 0 | 0 | 0 | 0 | 0 | 0 | 0 | 0 | 0 | 0 | 0 | 0 | 0 | 0 | 0 | 0 | 0 | 0 | 0 | 0 | 0 | 0 | 0 | 0 | 0 | 0 | 0 | 0
CDP10 | SA | SESA | Flexible gas | 143 | 143 | 143 | 143 | 80 | 80 | 80 | 80 | 80 | 80 | 80 | 80 | 0 | 0 | 0 | 0 | 0 | 0 | 0 | 0 | 0 | 0 | 0 | 0 | 0 | 0 | 0 | 0 | 0
CDP10 | SA | SESA | Hydro | 0 | 0 | 0 | 0 | 0 | 0 | 0 | 0 | 0 | 0 | 0 | 0 | 0 | 0 | 0 | 0 | 0 | 0 | 0 | 0 | 0 | 0 | 0 | 0 | 0 | 0 | 0 | 0 | 0
CDP10 | SA | SESA | Utility storage | 25 | 25 | 25 | 25 | 25 | 25 | 25 | 25 | 25 | 25 | 25 | 4.348e-05 | 4.348e-05 | 4.475e-05 | 5.996e-05 | 6.505e-05 | 6.505e-05 | 6.505e-05 | 6.505e-05 | 6.505e-05 | 6.505e-05 | 6.956e-05 | 7.554e-05 | 7.554e-05 | 58.2052 | 58.2052 | 58.2052 | 58.2052 | 58.2052
CDP10 | SA | SESA | Coordinated CER storage | 1.9701 | 2.2312 | 2.5031 | 2.7724 | 3.0693 | 3.3785 | 3.771 | 4.1547 | 4.5772 | 5.0453 | 5.5905 | 6.2292 | 6.8967 | 7.6454 | 8.4204 | 9.2343 | 10.0864 | 10.97 | 11.8923 | 12.8505 | 13.8935 | 15.057 | 16.2673 | 17.5209 | 18.834 | 20.1658 | 21.5197 | 22.1956 | 22.8328
CDP10 | SA | SESA | Passive CER storage | 5.7829 | 6.3171 | 6.8043 | 7.2775 | 7.7459 | 8.2424 | 8.8562 | 9.3849 | 9.9001 | 10.4074 | 10.9659 | 11.6011 | 12.1692 | 12.779 | 13.3159 | 13.8063 | 14.2494 | 14.6336 | 14.9745 | 15.2687 | 15.6028 | 16.033 | 16.4336 | 16.813 | 17.1981 | 17.5263 | 17.8106 | 18.2151 | 18.6306
CDP10 | SA | SESA | Offshore wind | 0 | 0 | 0 | 0 | 0 | 0 | 0 | 0 | 0 | 0 | 0 | 0 | 0 | 0 | 0 | 0 | 0 | 0 | 0 | 0 | 0 | 0 | 0 | 0 | 0 | 0 | 0 | 0 | 0
CDP10 | SA | SESA | Wind | 324.5 | 324.5 | 324.5 | 324.5 | 324.5 | 902.3918 | 902.3918 | 902.3918 | 902.3918 | 902.3918 | 902.3918 | 902.3918 | 775.8918 | 775.8918 | 775.8918 | 616.8918 | 616.8918 | 577.8918 | 577.8918 | 577.8918 | 577.8918 | 577.8918 | 577.8918 | 577.8918 | 577.8918 | 577.8918 | 800 | 800 | 800
CDP10 | SA | SESA | Utility solar | 42.9 | 42.9 | 42.9 | 42.9 | 42.9 | 42.9 | 42.9 | 42.9 | 42.9 | 42.9 | 42.9 | 42.9 | 42.9 | 42.9 | 42.9 | 42.9 | 42.9 | 42.9 | 0 | 0 | 0 | 0 | 0 | 0 | 0 | 0 | 0 | 0 | 0
CDP10 | SA | SESA | Distributed PV | 83.6952 | 87.0282 | 89.9188 | 93.849 | 99.2782 | 104.4655 | 110.6695 | 115.8376 | 120.225 | 123.9958 | 128.4132 | 132.6594 | 135.447 | 138.9108 | 141.8218 | 143.7709 | 146.0024 | 148.3721 | 151.1876 | 152.8717 | 155.8903 | 159.718 | 163.4487 | 165.4983 | 167.756 | 169.7433 | 172.5161 | 174.9055 | 178.6376
CDP10 | SA | SESA | Other renewable fuels | 0 | 0 | 0 | 0 | 0 | 0 | 0 | 0 | 0 | 0 | 0 | 0 | 0 | 0 | 0 | 0 | 0 | 0 | 0 | 0 | 0 | 0 | 0 | 0 | 0 | 0 | 0 | 0 | 0
CDP10 | SA | SESA | DSP | 0 | 0 | 0 | 0 | 0 | 0 | 0 | 0 | 0 | 0 | 0 | 0 | 0 | 0 | 0 | 0 | 0 | 0 | 0 | 0 | 0 | 0 | 0 | 0 | 0 | 0 | 0 | 0 | 0
CDP10 | TAS | TAS | Mid-merit gas | 208 | 208 | 208 | 208 | 0 | 0 | 0 | 0 | 0 | 0 | 0 | 0 | 0 | 0 | 0 | 0 | 0 | 0 | 0 | 0 | 0 | 0 | 0 | 0 | 0 | 0 | 0 | 0 | 0
CDP10 | TAS | TAS | Flexible gas with CCS | 0 | 0 | 0 | 0 | 0 | 0 | 0 | 0 | 0 | 0 | 0 | 0 | 0 | 0 | 0 | 0 | 0 | 0 | 0 | 0 | 0 | 0 | 0 | 0 | 0 | 0 | 0 | 0 | 0
CDP10 | TAS | TAS | Flexible gas | 178 | 178 | 178 | 178 | 178 | 178 | 178 | 178 | 178 | 178 | 178 | 178 | 178 | 178 | 178 | 178 | 178 | 58 | 58 | 58 | 58 | 58 | 58 | 58 | 58 | 58 | 58 | 0 | 0
CDP10 | TAS | TAS | Hydro | 2176.7 | 2176.7 | 2176.7 | 2176.7 | 2176.7 | 2176.7 | 2176.7 | 2566.7 | 2566.7 | 2566.7 | 2566.7 | 2566.7 | 2566.7 | 2566.7 | 2566.7 | 2566.7 | 2566.7 | 2566.7 | 2566.7 | 2566.7 | 2566.7 | 2566.7 | 2566.7 | 2566.7 | 2566.7 | 2566.7 | 2566.7 | 2566.7 | 2566.7
CDP10 | TAS | TAS | Utility storage | 0 | 0 | 0 | 0 | 1.868e-05 | 2.117e-05 | 2.357e-05 | 5.136e-05 | 5.734e-05 | 7.317e-05 | 7.317e-05 | 7.317e-05 | 7.317e-05 | 8.413e-05 | 0.00010156 | 0.00011158 | 0.00014014 | 0.00049402 | 0.00050257 | 176.5928 | 475.3406 | 907.0825 | 907.0825 | 907.0825 | 907.0825 | 907.0825 | 907.0825 | 907.0825 | 907.0825
CDP10 | TAS | TAS | Coordinated CER storage | 0.57875 | 0.86202 | 1.1897 | 1.5604 | 1.9874 | 2.4806 | 3.1026 | 3.6027 | 4.2371 | 5.0419 | 6.0802 | 7.3806 | 8.9752 | 10.855 | 13.0758 | 15.6258 | 18.4829 | 21.6512 | 25.1679 | 29.047 | 33.2957 | 37.9263 | 43.0768 | 48.6582 | 54.6735 | 61.0336 | 67.7354 | 71.4596 | 74.781
CDP10 | TAS | TAS | Passive CER storage | 16.4983 | 18.3551 | 20.1214 | 21.7939 | 23.5599 | 25.4634 | 28.0008 | 30.1463 | 32.4307 | 34.7743 | 37.3199 | 39.9892 | 42.7744 | 45.4739 | 48.2933 | 51.0238 | 53.4633 | 55.579 | 57.5324 | 59.351 | 61.0565 | 63.1414 | 65.3064 | 67.5415 | 69.8609 | 71.8752 | 73.5976 | 75.9416 | 77.9696
CDP10 | TAS | TAS | Offshore wind | 0 | 0 | 0 | 0 | 0 | 0 | 0 | 0 | 0 | 0 | 0 | 0 | 0 | 0 | 0 | 0 | 0 | 0 | 0 | 0 | 0 | 0 | 0 | 0 | 0 | 0 | 0 | 0 | 0
CDP10 | TAS | TAS | Wind | 563.35 | 563.35 | 563.35 | 1021.646 | 1208.6317 | 1476.0055 | 1544.3944 | 1610.4503 | 1691.3946 | 1913.6298 | 1913.6298 | 2116.3465 | 2265.8637 | 2274.1919 | 2416.4815 | 2489.5037 | 2489.5037 | 2489.5037 | 2489.5037 | 2489.5037 | 2489.5037 | 2345.5037 | 2345.5037 | 2345.5037 | 2345.5037 | 2345.5037 | 2345.5037 | 2037.7537 | 2037.7537
CDP10 | TAS | TAS | Utility solar | 0 | 0 | 0 | 0 | 0 | 0 | 0 | 0 | 0 | 0 | 0 | 0 | 0 | 0 | 0 | 0 | 0 | 0 | 0 | 0 | 0 | 0 | 0 | 0 | 0 | 0 | 0 | 0 | 0
CDP10 | TAS | TAS | Distributed PV | 275.4595 | 286.8109 | 298.1623 | 315.088 | 354.168 | 394.531 | 440.094 | 467.582 | 496.331 | 524.805 | 554.695 | 577.869 | 593.286 | 600.415 | 608.279 | 612.658 | 617.88 | 623.117 | 630.779 | 635.441 | 640.601 | 645.81 | 653.619 | 658.482 | 663.84 | 669.299 | 677.348 | 682.546 | 688.275
CDP10 | TAS | TAS | Other renewable fuels | 0 | 0 | 0 | 0 | 0 | 0 | 0 | 0 | 0 | 0 | 0 | 0 | 0 | 0 | 0 | 0 | 0 | 0 | 0 | 0 | 0 | 0 | 0 | 0 | 0 | 0 | 0 | 0 | 0
CDP10 | TAS | TAS | DSP | 5.95 | 6 | 5.24 | 4.54 | 4.57 | 4.66 | 4.79 | 4.91 | 5.01 | 5.05 | 5.06 | 5.09 | 5.06 | 5.08 | 5.09 | 5.11 | 5.12 | 5.16 | 5.18 | 5.2 | 5.21 | 5.19 | 5.19 | 5.18 | 5.19 | 5.2 | 5.14 | 5.03 | 4.96
CDP11 | NSW | NNSW | Black coal | 0 | 0 | 0 | 0 | 0 | 0 | 0 | 0 | 0 | 0 | 0 | 0 | 0 | 0 | 0 | 0 | 0 | 0 | 0 | 0 | 0 | 0 | 0 | 0 | 0 | 0 | 0 | 0 | 0
CDP11 | NSW | NNSW | Mid-merit gas | 0 | 0 | 0 | 0 | 0 | 0 | 0 | 0 | 0 | 0 | 0 | 0 | 0 | 0 | 0 | 0 | 0 | 0 | 0 | 0 | 0 | 0 | 0 | 0 | 0 | 0 | 0 | 0 | 0
CDP11 | NSW | NNSW | Flexible gas with CCS | 0 | 0 | 0 | 0 | 0 | 0 | 0 | 0 | 0 | 0 | 0 | 0 | 0 | 0 | 0 | 0 | 0 | 0 | 0 | 0 | 0 | 0 | 0 | 0 | 0 | 0 | 0 | 0 | 0
CDP11 | NSW | NNSW | Flexible gas | 0 | 0 | 0 | 0 | 0 | 0 | 0 | 0 | 0 | 0 | 0 | 0 | 0 | 0 | 0 | 0 | 0 | 0 | 0 | 0 | 0 | 0 | 0 | 0 | 0 | 0 | 0 | 0 | 0
CDP11 | NSW | NNSW | Hydro | 0 | 0 | 0 | 0 | 0 | 0 | 0 | 0 | 0 | 0 | 0 | 0 | 0 | 0 | 0 | 0 | 0 | 0 | 0 | 0 | 0 | 0 | 0 | 0 | 0 | 0 | 0 | 0 | 0
CDP11 | NSW | NNSW | Utility storage | 0 | 0 | 30 | 505 | 705.0001 | 812.705 | 1527.9366 | 1527.9366 | 1527.9366 | 1527.9366 | 1497.9366 | 1497.9366 | 1497.9367 | 1497.9367 | 1497.9367 | 1497.9367 | 1497.9367 | 1497.9367 | 1497.9367 | 1497.9367 | 1497.9367 | 2497.9368 | 2497.9368 | 1822.9368 | 2406.5894 | 2298.8845 | 2233.0529 | 2233.0529 | 2589.0596
CDP11 | NSW | NNSW | Coordinated CER storage | 2.1928 | 2.9011 | 3.6904 | 4.6278 | 5.5596 | 6.6915 | 7.9992 | 9.7928 | 12.0913 | 14.9199 | 18.3769 | 22.4496 | 27.1895 | 32.5292 | 38.5657 | 45.2506 | 52.5465 | 60.457 | 69.0343 | 78.2621 | 88.1661 | 98.8985 | 110.4266 | 122.6426 | 135.5582 | 148.9852 | 162.8922 | 169.464 | 175.3439
CDP11 | NSW | NNSW | Passive CER storage | 47.7175 | 51.9224 | 55.9244 | 59.7457 | 63.1809 | 66.9501 | 72.1109 | 76.9127 | 82.1206 | 87.477 | 93.3283 | 99.3194 | 105.5537 | 111.5324 | 117.7469 | 123.7732 | 129.3342 | 134.4245 | 139.3018 | 143.8527 | 148.1976 | 153.2203 | 158.3806 | 163.6836 | 169.1359 | 173.9747 | 178.2371 | 183.577 | 188.3339
CDP11 | NSW | NNSW | Offshore wind | 0 | 0 | 0 | 0 | 0 | 0 | 0 | 0 | 0 | 0 | 0 | 0 | 0 | 0 | 0 | 0 | 0 | 0 | 0 | 0 | 0 | 0 | 0 | 0 | 0 | 0 | 0 | 0 | 0
CDP11 | NSW | NNSW | Wind | 442.48 | 442.48 | 442.48 | 781.9872 | 814.5743 | 814.5743 | 3378.7087 | 3378.7087 | 3378.7087 | 3378.7087 | 3378.7087 | 3378.7087 | 3378.7087 | 3378.7087 | 3378.7087 | 3206.2287 | 3206.2287 | 4480.918 | 5755.9488 | 6924.2766 | 7201.5286 | 7201.5286 | 7201.5286 | 7201.5286 | 7201.5286 | 7400 | 7400 | 7400 | 7400
CDP11 | NSW | NNSW | Utility solar | 701.02 | 701.02 | 1021.02 | 1322.9839 | 1322.9839 | 1322.9839 | 1420.1792 | 1420.1792 | 1420.1792 | 1420.1792 | 1420.1792 | 1420.1792 | 1420.1792 | 1420.1792 | 1420.1792 | 1420.1792 | 1420.1792 | 1420.1792 | 2626.3552 | 2726.5114 | 4287.9839 | 4287.9839 | 4287.9839 | 4263.101 | 4283.1514 | 4283.1514 | 4286.14 | 4302.4355 | 4450.189
CDP11 | NSW | NNSW | Distributed PV | 999.795 | 1024.5274 | 1042.0404 | 1062.8416 | 1119.5661 | 1186.9908 | 1258.7771 | 1308.956 | 1356.0219 | 1394.7316 | 1433.3051 | 1460.8986 | 1482.9765 | 1497.8632 | 1516.4188 | 1530.7247 | 1546.3741 | 1562.7988 | 1581.7996 | 1598.2848 | 1617.7461 | 1635.9887 | 1654.643 | 1671.6642 | 1690.6614 | 1710.0652 | 1730.7883 | 1751.4803 | 1774.4013
CDP11 | NSW | NNSW | Other renewable fuels | 0 | 0 | 0 | 0 | 0 | 0 | 0 | 0 | 0 | 0 | 0 | 0 | 0 | 0 | 0 | 0 | 0 | 0 | 0 | 0 | 0 | 0 | 0 | 0 | 0 | 0 | 0 | 90 | 90
CDP11 | NSW | NNSW | DSP | 0 | 0 | 0 | 0 | 0 | 0 | 0 | 0 | 0 | 0 | 0 | 0 | 0 | 0 | 0 | 0 | 0 | 0 | 0 | 0 | 0 | 0 | 0 | 0 | 0 | 0 | 0 | 0 | 0
CDP11 | NSW | CNSW | Black coal | 4105 | 4105 | 4105 | 4105 | 4135 | 3450 | 1420 | 1420 | 1420 | 1420 | 1420 | 1420 | 1420 | 1420 | 1420 | 1420 | 1420 | 0 | 0 | 0 | 0 | 0 | 0 | 0 | 0 | 0 | 0 | 0 | 0
CDP11 | NSW | CNSW | Mid-merit gas | 0 | 0 | 0 | 0 | 0 | 0 | 0 | 0 | 0 | 0 | 0 | 0 | 0 | 0 | 0 | 0 | 0 | 0 | 0 | 0 | 0 | 0 | 0 | 0 | 0 | 0 | 0 | 0 | 0
CDP11 | NSW | CNSW | Flexible gas with CCS | 0 | 0 | 0 | 0 | 0 | 0 | 0 | 0 | 0 | 0 | 0 | 0 | 0 | 0 | 0 | 0 | 0 | 0 | 0 | 0 | 0 | 0 | 0 | 0 | 0 | 0 | 0 | 0 | 0
CDP11 | NSW | CNSW | Flexible gas | 0 | 0 | 0 | 0 | 0 | 0 | 0 | 0 | 0 | 0 | 0 | 0 | 0 | 0 | 0 | 0 | 0 | 0 | 0 | 0 | 0 | 0 | 0 | 0 | 0 | 0 | 0 | 0 | 0
CDP11 | NSW | CNSW | Hydro | 0 | 0 | 0 | 0 | 0 | 0 | 0 | 0 | 0 | 0 | 0 | 0 | 0 | 0 | 0 | 0 | 0 | 0 | 0 | 0 | 0 | 0 | 0 | 0 | 0 | 0 | 0 | 0 | 0
CDP11 | NSW | CNSW | Utility storage | 247 | 247 | 816 | 825.523 | 1509.0068 | 2894.288 | 2938.4808 | 2898.4608 | 2938.4808 | 2898.4608 | 2898.4608 | 2938.4808 | 2898.4608 | 2898.4608 | 2938.4808 | 2938.4808 | 2898.4608 | 2898.4608 | 2898.4608 | 2898.4608 | 2938.4808 | 2898.4608 | 2369.4808 | 2319.9378 | 2004.9141 | 783.8078 | 741.4472 | 741.4472 | 781.4672
CDP11 | NSW | CNSW | Coordinated CER storage | 0.91547 | 1.218 | 1.5545 | 1.9694 | 2.396 | 2.8889 | 3.468 | 4.4484 | 5.7616 | 7.4129 | 9.4548 | 11.9182 | 14.7956 | 18.091 | 21.8271 | 26.0012 | 30.6055 | 35.6384 | 41.1048 | 47.0119 | 53.3576 | 60.2411 | 67.6633 | 75.5332 | 83.8558 | 92.5557 | 101.5813 | 105.8426 | 109.6628
CDP11 | NSW | CNSW | Passive CER storage | 19.9215 | 21.7984 | 23.5569 | 25.4252 | 27.2293 | 28.9039 | 31.2635 | 33.4736 | 36.0114 | 38.6022 | 41.3825 | 44.4067 | 47.4404 | 50.4842 | 53.5835 | 56.6421 | 59.5615 | 62.2973 | 64.8483 | 67.2355 | 69.4388 | 72.0568 | 74.8106 | 77.6287 | 80.5076 | 83.1503 | 85.4446 | 88.2195 | 90.7189
CDP11 | NSW | CNSW | Offshore wind | 0 | 0 | 0 | 0 | 0 | 0 | 0 | 0 | 0 | 0 | 0 | 0 | 0 | 0 | 0 | 0 | 0 | 0 | 0 | 0 | 0 | 0 | 0 | 0 | 0 | 0 | 0 | 0 | 0
CDP11 | NSW | CNSW | Wind | 503.54 | 503.54 | 641.54 | 1483.7944 | 2246.1209 | 5172.1133 | 5172.1133 | 5172.1133 | 5172.1133 | 5172.1133 | 5172.1133 | 5172.1133 | 5172.1133 | 5172.1133 | 5172.1133 | 5172.1133 | 5172.1133 | 5065.3133 | 4927.3033 | 4927.3033 | 4927.3033 | 4927.3033 | 4927.3033 | 4927.3033 | 4927.3033 | 5245.3671 | 5754.7782 | 5754.7782 | 5754.7782
CDP11 | NSW | CNSW | Utility solar | 1876.49 | 1876.49 | 1956.35 | 2959.6282 | 2959.6282 | 3933.0864 | 4199.2598 | 4199.2598 | 4199.2598 | 4199.2598 | 4199.2598 | 5019.6584 | 5019.6584 | 5019.6584 | 5019.6584 | 5019.6584 | 5019.6584 | 5019.6584 | 5019.6584 | 4917.6384 | 4920.3943 | 4920.3943 | 4969.5232 | 4969.5232 | 6453.3753 | 6689.0537 | 8215.99 | 8096.24 | 7926.36
CDP11 | NSW | CNSW | Distributed PV | 621.9378 | 636.102 | 644.9182 | 661.8711 | 702.2766 | 740.456 | 787.694 | 821.4306 | 856.4795 | 886.1984 | 918.429 | 939.0199 | 954.7714 | 966.4442 | 983.7172 | 994.2831 | 1006.6496 | 1019.2425 | 1037.8102 | 1049.5191 | 1061.3193 | 1073.5732 | 1093.3139 | 1104.7404 | 1118.1637 | 1133.1908 | 1153.9216 | 1167.3489 | 1182.2507
CDP11 | NSW | CNSW | Other renewable fuels | 0 | 0 | 0 | 0 | 0 | 0 | 0 | 0 | 0 | 0 | 0 | 0 | 0 | 0 | 0 | 0 | 0 | 0 | 0 | 0 | 0 | 0 | 0 | 0 | 0 | 0 | 30 | 90 | 90
CDP11 | NSW | CNSW | DSP | 0 | 0 | 0 | 0 | 0 | 0 | 0 | 0 | 0 | 0 | 0 | 0 | 0 | 0 | 0 | 0 | 0 | 0 | 0 | 0 | 0 | 0 | 0 | 0 | 0 | 0 | 0 | 0 | 0
CDP11 | NSW | SNW | Black coal | 4200 | 4200 | 1320 | 1320 | 1320 | 0 | 0 | 0 | 0 | 0 | 0 | 0 | 0 | 0 | 0 | 0 | 0 | 0 | 0 | 0 | 0 | 0 | 0 | 0 | 0 | 0 | 0 | 0 | 0
CDP11 | NSW | SNW | Mid-merit gas | 440 | 440 | 440 | 440 | 440 | 440 | 440 | 440 | 440 | 440 | 440 | 440 | 440 | 440 | 440 | 440 | 440 | 440 | 440 | 440 | 0 | 0 | 0 | 0 | 0 | 0 | 0 | 0 | 0
CDP11 | NSW | SNW | Flexible gas with CCS | 0 | 0 | 0 | 0 | 0 | 0 | 0 | 0 | 0 | 0 | 0 | 0 | 0 | 0 | 0 | 0 | 0 | 0 | 0 | 0 | 0 | 0 | 0 | 0 | 0 | 0 | 0 | 0 | 0
CDP11 | NSW | SNW | Flexible gas | 1979 | 1979 | 1979 | 1979 | 1979 | 1979 | 1979 | 1979 | 1979 | 1979 | 1979 | 1979 | 1979 | 1979 | 1979 | 1979 | 1979 | 1979 | 1979 | 2242.8857 | 2938.0611 | 3814.1211 | 3814.1211 | 3814.1211 | 3814.1211 | 3814.1211 | 3814.1211 | 3814.1211 | 3814.1211
CDP11 | NSW | SNW | Hydro | 0 | 0 | 0 | 0 | 0 | 0 | 0 | 0 | 0 | 0 | 0 | 0 | 0 | 0 | 0 | 0 | 0 | 0 | 0 | 0 | 0 | 0 | 0 | 0 | 0 | 0 | 0 | 0 | 0
CDP11 | NSW | SNW | Utility storage | 50 | 50 | 1571.8572 | 1571.8622 | 1571.8645 | 1607.503 | 2158.0536 | 2785.6056 | 2858.1816 | 2785.6056 | 2785.6056 | 2858.1816 | 2785.6056 | 2735.6056 | 2808.1816 | 2808.1816 | 2735.6056 | 2735.6056 | 2735.6056 | 2735.6056 | 2808.1816 | 2735.6056 | 1394.0364 | 1321.4554 | 1321.4533 | 1361.5848 | 1003.9521 | 1003.9521 | 1076.5281
CDP11 | NSW | SNW | Coordinated CER storage | 8.587 | 11.5295 | 14.8171 | 18.6626 | 22.7871 | 27.7997 | 33.4963 | 43.0237 | 55.4305 | 70.9627 | 90.1039 | 112.9793 | 139.8314 | 170.4524 | 205.2684 | 244.1544 | 286.9162 | 333.5338 | 384.2127 | 438.8854 | 497.66 | 560.8937 | 629.5544 | 702.4072 | 779.5514 | 860.1351 | 943.9419 | 983.3503 | 1018.6582
CDP11 | NSW | SNW | Passive CER storage | 186.8609 | 206.3463 | 224.5379 | 240.9368 | 258.9593 | 278.1444 | 301.9599 | 322.7208 | 344.5839 | 366.8252 | 390.7075 | 415.6523 | 441.7183 | 467.2367 | 494.0385 | 520.566 | 545.206 | 567.5963 | 588.6361 | 607.8089 | 625.5986 | 647.3132 | 670.0861 | 693.8422 | 718.7364 | 741.3337 | 761.6739 | 786.6727 | 809.1086
CDP11 | NSW | SNW | Offshore wind | 0 | 0 | 0 | 0 | 0 | 0 | 0 | 0 | 0 | 0 | 0 | 0 | 0 | 0 | 0 | 0 | 0 | 0 | 0 | 0 | 0 | 0 | 0 | 0 | 0 | 0 | 0 | 0 | 0
CDP11 | NSW | SNW | Wind | 0 | 0 | 0 | 0 | 0 | 0 | 0 | 0 | 0 | 0 | 0 | 0 | 0 | 0 | 0 | 0 | 0 | 0 | 0 | 0 | 0 | 0 | 0 | 0 | 0 | 0 | 0 | 0 | 0
CDP11 | NSW | SNW | Utility solar | 0 | 0 | 0 | 0 | 0 | 0 | 0 | 0 | 0 | 0 | 0 | 0 | 0 | 0 | 0 | 0 | 0 | 0 | 0 | 0 | 0 | 0 | 0 | 0 | 0 | 0 | 0 | 0 | 0
CDP11 | NSW | SNW | Distributed PV | 3679.6425 | 3821.5974 | 3976.6457 | 4171.7761 | 4514.291 | 4858.2954 | 5220.1292 | 5496.252 | 5768.549 | 6015.446 | 6247.5007 | 6444.969 | 6601.2248 | 6709.9767 | 6807.533 | 6901.289 | 6995.1835 | 7087.6409 | 7182.3455 | 7274.2264 | 7368.4104 | 7463.4566 | 7560.2199 | 7654.4945 | 7751.1288 | 7849.3467 | 7952.3875 | 8051.2259 | 8161.516
CDP11 | NSW | SNW | Other renewable fuels | 0 | 0 | 0 | 0 | 0 | 0 | 0 | 0 | 0 | 0 | 0 | 0 | 0 | 0 | 0 | 0 | 0 | 0 | 0 | 0 | 0 | 0 | 0 | 0 | 0 | 0 | 90 | 90 | 90
CDP11 | NSW | SNW | DSP | 336.74 | 342.94 | 349.4 | 358.05 | 499.09 | 685.31 | 850.38 | 920.72 | 991.02 | 1061.28 | 1070.04 | 1079.54 | 1087.21 | 1096.93 | 1105.44 | 1116.29 | 1124.85 | 1136.31 | 1138.21 | 1141.89 | 1148.33 | 1146.26 | 1149.08 | 1151.3 | 1149.72 | 1153.61 | 1157.93 | 1166.18 | 1185.25
CDP11 | NSW | SNSW | Black coal | 0 | 0 | 0 | 0 | 0 | 0 | 0 | 0 | 0 | 0 | 0 | 0 | 0 | 0 | 0 | 0 | 0 | 0 | 0 | 0 | 0 | 0 | 0 | 0 | 0 | 0 | 0 | 0 | 0
CDP11 | NSW | SNSW | Mid-merit gas | 0 | 0 | 0 | 0 | 0 | 0 | 0 | 0 | 0 | 0 | 0 | 0 | 0 | 0 | 0 | 0 | 0 | 0 | 0 | 0 | 0 | 0 | 0 | 0 | 0 | 0 | 0 | 0 | 0
CDP11 | NSW | SNSW | Flexible gas with CCS | 0 | 0 | 0 | 0 | 0 | 0 | 0 | 0 | 0 | 0 | 0 | 0 | 0 | 0 | 0 | 0 | 0 | 0 | 0 | 0 | 0 | 0 | 0 | 0 | 0 | 0 | 0 | 0 | 0
CDP11 | NSW | SNSW | Flexible gas | 692 | 692 | 692 | 692 | 692 | 692 | 692 | 692 | 692 | 692 | 692 | 692 | 692 | 692 | 692 | 692 | 692 | 692 | 692 | 692 | 692 | 0 | 0 | 0 | 0 | 0 | 0 | 0 | 0
CDP11 | NSW | SNSW | Hydro | 2285 | 2285 | 2285 | 2285 | 2285 | 2285 | 2285 | 2285 | 2285 | 2285 | 2285 | 2285 | 2285 | 2285 | 2285 | 2285 | 2285 | 2285 | 2285 | 2285 | 2285 | 2285 | 2285 | 2285 | 2285 | 2285 | 2285 | 2285 | 2285
CDP11 | NSW | SNSW | Utility storage | 299.99 | 309.99 | 368.9 | 368.9 | 568.9 | 2768.9 | 2860.5659 | 2859.5759 | 2860.5659 | 2859.5759 | 2859.5759 | 2860.5659 | 2859.5759 | 2859.5759 | 2860.5659 | 2860.5659 | 2859.5759 | 2859.5759 | 2859.5759 | 2849.5759 | 2800.5659 | 2799.5759 | 2740.6659 | 2739.6759 | 2739.6759 | 2640.6759 | 2589.8159 | 2589.8159 | 2439.8159
CDP11 | NSW | SNSW | Coordinated CER storage | 1.8316 | 2.4469 | 3.1469 | 4.0056 | 4.9448 | 6.063 | 7.344 | 8.8828 | 10.843 | 13.2952 | 16.3304 | 19.989 | 24.3293 | 29.3361 | 35.0941 | 41.5771 | 48.7432 | 56.6101 | 65.2405 | 74.6487 | 84.8616 | 95.9878 | 108.1835 | 121.2843 | 135.2958 | 150.0261 | 165.4879 | 173.4974 | 180.7336
CDP11 | NSW | SNSW | Passive CER storage | 39.8581 | 43.7926 | 47.6885 | 51.7125 | 56.1945 | 60.6618 | 66.2045 | 71.0929 | 76.2779 | 81.7101 | 87.5202 | 93.586 | 99.9174 | 106.2198 | 112.7798 | 119.2142 | 125.1293 | 130.5318 | 135.6734 | 140.5429 | 145.2071 | 150.7156 | 156.525 | 162.5649 | 168.7895 | 174.3699 | 179.4516 | 185.5172 | 191.0124
CDP11 | NSW | SNSW | Offshore wind | 0 | 0 | 0 | 0 | 0 | 0 | 0 | 0 | 0 | 0 | 0 | 0 | 0 | 0 | 0 | 0 | 0 | 0 | 0 | 0 | 0 | 0 | 0 | 0 | 0 | 0 | 0 | 0 | 0
CDP11 | NSW | SNSW | Wind | 1792.06 | 1850.06 | 1890.08 | 2420.54 | 3011.7886 | 3011.7886 | 3011.7886 | 3011.7886 | 3011.7886 | 3011.7886 | 3011.7886 | 3011.7886 | 3011.7886 | 2965.2886 | 2965.2886 | 2935.2886 | 2935.2886 | 2681.4086 | 2633.1086 | 2633.1086 | 2344.0986 | 2344.0986 | 2146.1719 | 1934.291 | 1938.5577 | 1564.6362 | 1569.4081 | 1569.4081 | 1569.4081
CDP11 | NSW | SNSW | Utility solar | 2083.08 | 2083.08 | 2475.36 | 2819.1082 | 3375.7263 | 3375.7263 | 3376.6263 | 3375.7263 | 3375.7263 | 3375.7263 | 3375.7263 | 3375.7263 | 3375.7263 | 3375.7263 | 3375.7263 | 3225.6963 | 3225.6963 | 3225.6963 | 3225.6963 | 3225.6963 | 3722.1949 | 4537.4989 | 4537.4989 | 4452.4989 | 4420.0989 | 4752.9877 | 4420.6477 | 3645.4377 | 3615.4377
CDP11 | NSW | SNSW | Distributed PV | 986.0326 | 1016.5758 | 1046.5931 | 1086.1683 | 1164.1203 | 1240.9168 | 1328.5137 | 1393.4014 | 1458.5676 | 1517.356 | 1578.8062 | 1621.3015 | 1659.1313 | 1689.5418 | 1724.7489 | 1750.0152 | 1777.7549 | 1805.5558 | 1841.3577 | 1866.4198 | 1894.7072 | 1924.1874 | 1962.8752 | 1990.9999 | 2022.3122 | 2052.6863 | 2093.9396 | 2124.8409 | 2159.5341
CDP11 | NSW | SNSW | Other renewable fuels | 0 | 0 | 0 | 0 | 0 | 0 | 0 | 0 | 0 | 0 | 0 | 0 | 0 | 0 | 0 | 0 | 0 | 0 | 0 | 0 | 0 | 0 | 0 | 0 | 0 | 0 | 0 | 0 | 0
CDP11 | NSW | SNSW | DSP | 0 | 0 | 0 | 0 | 0 | 0 | 0 | 0 | 0 | 0 | 0 | 0 | 0 | 0 | 0 | 0 | 0 | 0 | 0 | 0 | 0 | 0 | 0 | 0 | 0 | 0 | 0 | 0 | 0
CDP11 | QLD | NQ | Black coal | 0 | 0 | 0 | 0 | 0 | 0 | 0 | 0 | 0 | 0 | 0 | 0 | 0 | 0 | 0 | 0 | 0 | 0 | 0 | 0 | 0 | 0 | 0 | 0 | 0 | 0 | 0 | 0 | 0
CDP11 | QLD | NQ | Mid-merit gas | 244 | 244 | 244 | 244 | 244 | 244 | 244 | 244 | 244 | 244 | 244 | 244 | 244 | 244 | 244 | 244 | 244 | 244 | 244 | 244 | 244 | 244 | 244 | 0 | 0 | 0 | 0 | 0 | 0
CDP11 | QLD | NQ | Flexible gas with CCS | 0 | 0 | 0 | 0 | 0 | 0 | 0 | 0 | 0 | 0 | 0 | 0 | 0 | 0 | 0 | 0 | 0 | 0 | 0 | 0 | 0 | 0 | 0 | 0 | 0 | 0 | 0 | 0 | 0
CDP11 | QLD | NQ | Flexible gas | 423.5 | 423.5 | 423.5 | 423.5 | 423.5 | 423.5 | 423.5 | 423.5 | 423.5 | 423.5 | 131.5 | 131.5 | 131.5 | 131.5 | 131.5 | 131.5 | 131.5 | 131.5 | 131.5 | 131.5 | 131.5 | 0 | 0 | 0 | 0 | 0 | 0 | 0 | 0
CDP11 | QLD | NQ | Hydro | 156.4 | 156.4 | 156.4 | 156.4 | 156.4 | 156.4 | 156.4 | 156.4 | 156.4 | 156.4 | 156.4 | 156.4 | 156.4 | 156.4 | 70 | 70 | 70 | 70 | 70 | 0 | 0 | 0 | 0 | 0 | 0 | 0 | 0 | 0 | 0
CDP11 | QLD | NQ | Utility storage | 250 | 250 | 250 | 550 | 550 | 550 | 550 | 550.0001 | 550.0001 | 550.0001 | 550.0001 | 550.0001 | 550.0001 | 550.0001 | 550.0002 | 550.0002 | 550.0002 | 550.0002 | 550.0002 | 550.0002 | 550.0002 | 550.0003 | 550.0003 | 258.3596 | 270.3477 | 380.0636 | 430.3938 | 430.3938 | 430.3938
CDP11 | QLD | NQ | Coordinated CER storage | 0.88737 | 1.2167 | 1.5929 | 2.0251 | 2.5236 | 3.12 | 3.8402 | 4.861 | 6.1864 | 7.8245 | 9.8358 | 12.2418 | 15.0717 | 18.2721 | 21.9141 | 25.9728 | 30.4036 | 35.228 | 40.4665 | 46.1292 | 52.2496 | 58.927 | 66.1344 | 73.8088 | 81.9834 | 90.4987 | 99.3492 | 103.7072 | 107.6837
CDP11 | QLD | NQ | Passive CER storage | 18.5285 | 21.0552 | 23.4635 | 25.9022 | 28.4576 | 31.3925 | 34.814 | 37.9522 | 41.4162 | 44.9799 | 48.8461 | 52.9834 | 57.3995 | 61.6721 | 66.1572 | 70.6014 | 74.6827 | 78.4936 | 82.1191 | 85.5856 | 89.0361 | 92.9771 | 97.0969 | 101.3628 | 105.886 | 109.9772 | 113.7091 | 117.7593 | 121.4976
CDP11 | QLD | NQ | Offshore wind | 0 | 0 | 0 | 0 | 0 | 0 | 0 | 0 | 0 | 0 | 0 | 0 | 0 | 0 | 0 | 0 | 0 | 0 | 0 | 0 | 0 | 0 | 0 | 0 | 0 | 0 | 0 | 0 | 0
CDP11 | QLD | NQ | Wind | 375.64 | 375.64 | 375.64 | 375.64 | 1602.6794 | 1931.7953 | 2517.1713 | 2517.1713 | 2517.1713 | 2517.1713 | 2696.8313 | 2696.8313 | 2777.0847 | 2960.787 | 2960.787 | 2960.787 | 2960.787 | 2960.787 | 2960.787 | 2960.787 | 2897.2307 | 3423.6162 | 3423.6162 | 3380.4162 | 3380.4162 | 3261.7034 | 3433.0696 | 3460.2385 | 3460.2385
CDP11 | QLD | NQ | Utility solar | 521.6 | 521.6 | 521.6 | 521.6 | 521.6 | 521.6 | 521.6 | 521.6 | 521.6 | 521.6 | 521.6 | 521.6 | 521.6001 | 521.6001 | 473.1001 | 473.1001 | 473.1001 | 473.1001 | 580.7393 | 616.4065 | 500.4465 | 505.0556 | 505.0556 | 490.0556 | 390.0756 | 369.1056 | 687.1421 | 587.1121 | 587.1121
CDP11 | QLD | NQ | Distributed PV | 650.1918 | 674.7727 | 703.9561 | 730.2258 | 763.9198 | 810.8536 | 853.2797 | 886.3548 | 917.2914 | 944.1354 | 970.7969 | 991.2841 | 1008.6228 | 1022.5255 | 1038.7204 | 1053.488 | 1067.6015 | 1084.5645 | 1102.9542 | 1118.778 | 1136.6862 | 1153.6954 | 1172.9582 | 1190.3775 | 1209.4642 | 1228.2939 | 1251.6994 | 1274.419 | 1298.4572
CDP11 | QLD | NQ | Other renewable fuels | 0 | 0 | 0 | 0 | 0 | 0 | 0 | 0 | 0 | 0 | 0 | 0 | 0 | 0 | 0 | 0 | 0 | 0 | 0 | 0 | 0 | 0 | 0 | 0 | 0 | 0 | 0 | 0 | 0
CDP11 | QLD | NQ | DSP | 0 | 0 | 0 | 0 | 0 | 0 | 0 | 0 | 0 | 0 | 0 | 0 | 0 | 0 | 0 | 0 | 0 | 0 | 0 | 0 | 0 | 0 | 0 | 0 | 0 | 0 | 0 | 0 | 0
CDP11 | QLD | GG | Black coal | 1680 | 1680 | 1680 | 1680 | 840 | 840 | 840 | 280 | 0 | 0 | 0 | 0 | 0 | 0 | 0 | 0 | 0 | 0 | 0 | 0 | 0 | 0 | 0 | 0 | 0 | 0 | 0 | 0 | 0
CDP11 | QLD | GG | Mid-merit gas | 180 | 180 | 180 | 180 | 180 | 180 | 180 | 180 | 180 | 180 | 180 | 180 | 180 | 180 | 180 | 180 | 180 | 180 | 180 | 180 | 180 | 180 | 180 | 180 | 180 | 180 | 180 | 0 | 0
CDP11 | QLD | GG | Flexible gas with CCS | 0 | 0 | 0 | 0 | 0 | 0 | 0 | 0 | 0 | 0 | 0 | 0 | 0 | 0 | 0 | 0 | 0 | 0 | 0 | 0 | 0 | 0 | 0 | 0 | 0 | 0 | 0 | 0 | 0
CDP11 | QLD | GG | Flexible gas | 0 | 0 | 0 | 0 | 0 | 0 | 0 | 0 | 0 | 0 | 0 | 0 | 0 | 0 | 0 | 0 | 0 | 0 | 0 | 0 | 0 | 0 | 0 | 0 | 0 | 0 | 0 | 0 | 0
CDP11 | QLD | GG | Hydro | 0 | 0 | 0 | 0 | 0 | 0 | 0 | 0 | 0 | 0 | 0 | 0 | 0 | 0 | 0 | 0 | 0 | 0 | 0 | 0 | 0 | 0 | 0 | 0 | 0 | 0 | 0 | 0 | 0
CDP11 | QLD | GG | Utility storage | 0 | 0 | 400 | 400 | 400 | 400 | 400.0001 | 400.0001 | 400.0001 | 400.0001 | 400.0001 | 400.0001 | 400.0001 | 400.0001 | 400.0002 | 400.0002 | 400.0002 | 400.0002 | 400.0002 | 400.0002 | 400.0002 | 400.0002 | 0.00019435 | 94.3835 | 95.7022 | 95.7023 | 605.2221 | 605.2221 | 832.6752
CDP11 | QLD | GG | Coordinated CER storage | 0.048726 | 0.066819 | 0.087887 | 0.11153 | 0.14153 | 0.17366 | 0.21572 | 0.29891 | 0.41299 | 0.56211 | 0.74955 | 0.97712 | 1.2471 | 1.5592 | 1.9169 | 2.3184 | 2.7646 | 3.2536 | 3.7908 | 4.3761 | 5.009 | 5.7004 | 6.4465 | 7.2409 | 8.0831 | 8.9664 | 9.8883 | 10.3376 | 10.7449
CDP11 | QLD | GG | Passive CER storage | 1.0174 | 1.1563 | 1.2946 | 1.4266 | 1.5959 | 1.7473 | 1.9556 | 2.1352 | 2.3376 | 2.5644 | 2.8105 | 3.0704 | 3.3401 | 3.6127 | 3.8978 | 4.1748 | 4.4417 | 4.6827 | 4.9228 | 5.1563 | 5.3782 | 5.6374 | 5.9123 | 6.1964 | 6.4847 | 6.7498 | 6.9899 | 7.2551 | 7.4911
CDP11 | QLD | GG | Offshore wind | 0 | 0 | 0 | 0 | 0 | 0 | 0 | 0 | 0 | 0 | 0 | 0 | 0 | 0 | 0 | 0 | 0 | 0 | 0 | 0 | 0 | 0 | 0 | 0 | 0 | 0 | 0 | 0 | 0
CDP11 | QLD | GG | Wind | 0 | 0 | 0 | 0 | 0 | 0 | 0 | 0 | 0 | 0 | 0 | 0 | 0 | 0 | 0 | 0 | 0 | 0 | 0 | 0 | 0 | 0 | 0 | 0 | 0 | 0 | 0 | 0 | 0
CDP11 | QLD | GG | Utility solar | 0 | 0 | 0 | 0 | 0 | 0 | 0 | 0 | 0 | 0 | 0 | 0 | 0 | 0 | 0 | 0 | 0 | 0 | 0 | 0 | 0 | 0 | 0 | 0 | 0 | 0 | 0 | 0 | 0
CDP11 | QLD | GG | Distributed PV | 62.5042 | 64.2791 | 66.415 | 68.9878 | 72.7673 | 76.244 | 80.0461 | 83.5314 | 86.727 | 89.5602 | 92.1585 | 94.3304 | 96.0517 | 97.5469 | 99.0431 | 100.4574 | 101.995 | 103.5388 | 105.3012 | 107.0116 | 108.5825 | 110.2539 | 112.0709 | 113.8938 | 115.5761 | 117.3638 | 119.4773 | 121.9029 | 124.2038
CDP11 | QLD | GG | Other renewable fuels | 0 | 0 | 0 | 0 | 0 | 0 | 0 | 0 | 0 | 0 | 0 | 0 | 0 | 0 | 0 | 0 | 0 | 0 | 0 | 0 | 0 | 0 | 0 | 0 | 0 | 0 | 0 | 0 | 0
CDP11 | QLD | GG | DSP | 0 | 0 | 0 | 0 | 0 | 0 | 0 | 0 | 0 | 0 | 0 | 0 | 0 | 0 | 0 | 0 | 0 | 0 | 0 | 0 | 0 | 0 | 0 | 0 | 0 | 0 | 0 | 0 | 0
CDP11 | QLD | CQ | Black coal | 3004 | 3004 | 3004 | 3004 | 2304 | 2304 | 1574 | 1574 | 1574 | 844 | 844 | 844 | 844 | 844 | 844 | 844 | 844 | 844 | 844 | 844 | 844 | 844 | 844 | 844 | 844 | 844 | 844 | 844 | 0
CDP11 | QLD | CQ | Mid-merit gas | 0 | 0 | 0 | 0 | 0 | 0 | 0 | 0 | 0 | 0 | 0 | 0 | 0 | 0 | 0 | 0 | 0 | 0 | 0 | 0 | 0 | 0 | 0 | 0 | 0 | 0 | 0 | 0 | 0
CDP11 | QLD | CQ | Flexible gas with CCS | 0 | 0 | 0 | 0 | 0 | 0 | 0 | 0 | 0 | 0 | 0 | 0 | 0 | 0 | 0 | 0 | 0 | 0 | 0 | 0 | 0 | 0 | 0 | 0 | 0 | 0 | 0 | 0 | 0
CDP11 | QLD | CQ | Flexible gas | 37 | 37 | 37 | 37 | 37 | 37 | 37 | 37 | 37 | 37 | 37 | 0 | 0 | 0 | 0 | 0 | 0 | 0 | 0 | 0 | 0 | 0 | 0 | 0 | 0 | 0 | 0 | 0 | 0
CDP11 | QLD | CQ | Hydro | 0 | 0 | 0 | 0 | 0 | 0 | 0 | 0 | 0 | 0 | 0 | 0 | 0 | 0 | 0 | 0 | 0 | 0 | 0 | 0 | 0 | 0 | 0 | 0 | 0 | 0 | 0 | 0 | 0
CDP11 | QLD | CQ | Utility storage | 50 | 50 | 50 | 50 | 200 | 200 | 200.0001 | 200.0001 | 200.0001 | 200.0001 | 200.0002 | 200.0002 | 200.0002 | 200.0002 | 200.0003 | 200.0003 | 200.0003 | 200.0003 | 200.0003 | 150.0003 | 150.0003 | 150.0004 | 150.0004 | 243.931 | 170.3428 | 266.0207 | 964.357 | 964.357 | 1313.0761
CDP11 | QLD | CQ | Coordinated CER storage | 0.81707 | 1.1192 | 1.475 | 1.8705 | 2.3506 | 2.8941 | 3.5651 | 4.6403 | 6.0457 | 7.8273 | 10.0404 | 12.6969 | 15.8224 | 19.4074 | 23.4888 | 28.0554 | 33.0802 | 38.5531 | 44.5354 | 51.0196 | 58.024 | 65.6952 | 73.9546 | 82.751 | 92.094 | 101.874 | 112.0393 | 117.0219 | 121.5395
CDP11 | QLD | CQ | Passive CER storage | 17.0607 | 19.3666 | 21.7275 | 23.9255 | 26.506 | 29.119 | 32.3201 | 35.3739 | 38.6267 | 42.1175 | 45.9487 | 49.9898 | 54.2028 | 58.4551 | 62.8527 | 67.2149 | 71.3089 | 75.0313 | 78.6845 | 82.1837 | 85.591 | 89.6089 | 93.7355 | 98.007 | 102.4317 | 106.5375 | 110.2123 | 114.1759 | 117.7274
CDP11 | QLD | CQ | Offshore wind | 0 | 0 | 0 | 0 | 0 | 0 | 0 | 0 | 0 | 0 | 0 | 0 | 0 | 0 | 0 | 0 | 0 | 0 | 0 | 0 | 0 | 0 | 0 | 0 | 0 | 0 | 0 | 0 | 0
CDP11 | QLD | CQ | Wind | 300 | 300 | 439 | 439 | 946.6407 | 1422.3774 | 1422.3774 | 1422.3774 | 1422.3774 | 1422.3774 | 2157.1379 | 2157.1379 | 2157.1379 | 2157.1379 | 2157.1379 | 2157.1379 | 2157.1379 | 2157.1379 | 2157.1379 | 2157.1379 | 2244.312 | 2969.0586 | 2969.0586 | 2969.0586 | 2969.0586 | 2969.0586 | 2830.5233 | 2830.5233 | 2830.5233
CDP11 | QLD | CQ | Utility solar | 788.17 | 788.17 | 788.17 | 788.17 | 860.8017 | 860.8017 | 860.8017 | 860.8017 | 860.8017 | 860.8017 | 863.8882 | 864.0422 | 864.3002 | 864.3002 | 864.3002 | 864.3002 | 864.3003 | 866.0173 | 1283.9209 | 1283.921 | 1269.9213 | 1227.4213 | 1227.4213 | 1227.4213 | 1419.651 | 2607.4472 | 3643.3396 | 4304.5844 | 5330.9306
CDP11 | QLD | CQ | Distributed PV | 722.2681 | 742.6714 | 766.5235 | 793.7311 | 832.2373 | 870.8408 | 919.19 | 959.03 | 992.0332 | 1024.4908 | 1056.5767 | 1083.0724 | 1101.7266 | 1123.061 | 1144.5628 | 1165.0051 | 1182.6817 | 1203.6093 | 1227.4527 | 1248.9192 | 1267.2572 | 1290.1466 | 1314.2082 | 1336.8165 | 1356.4594 | 1381.1351 | 1408.4892 | 1436.2188 | 1460.3169
CDP11 | QLD | CQ | Other renewable fuels | 0 | 0 | 0 | 0 | 0 | 0 | 0 | 0 | 0 | 0 | 0 | 0 | 0 | 0 | 0 | 0 | 0 | 0 | 0 | 0 | 0 | 0 | 0 | 0 | 0 | 0 | 0 | 0 | 0
CDP11 | QLD | CQ | DSP | 0 | 0 | 0 | 0 | 0 | 0 | 0 | 0 | 0 | 0 | 0 | 0 | 0 | 0 | 0 | 0 | 0 | 0 | 0 | 0 | 0 | 0 | 0 | 0 | 0 | 0 | 0 | 0 | 0
CDP11 | QLD | SQ | Black coal | 3446 | 3446 | 3446 | 3446 | 3446 | 3446 | 3446 | 2746 | 2746 | 2396 | 1596 | 852 | 852 | 852 | 852 | 852 | 852 | 852 | 852 | 852 | 852 | 852 | 852 | 852 | 852 | 852 | 852 | 852 | 0
CDP11 | QLD | SQ | Mid-merit gas | 1173.9 | 1173.9 | 1173.9 | 1173.9 | 1173.9 | 1173.9 | 1173.9 | 1173.9 | 1173.9 | 1173.9 | 1173.9 | 1173.9 | 1173.9 | 788.9 | 788.9 | 788.9 | 644.5 | 644.5 | 644.5 | 644.5 | 644.5 | 644.5 | 0 | 0 | 0 | 0 | 0 | 0 | 0
CDP11 | QLD | SQ | Flexible gas with CCS | 0 | 0 | 0 | 0 | 0 | 0 | 0 | 0 | 0 | 0 | 0 | 0 | 0 | 0 | 0 | 0 | 0 | 0 | 0 | 0 | 0 | 0 | 0 | 0 | 0 | 0 | 0 | 0 | 0
CDP11 | QLD | SQ | Flexible gas | 1509 | 1509 | 1509 | 1709 | 1709 | 1709 | 1709 | 1709 | 1709 | 1709 | 1846.9188 | 1766.9188 | 1766.9188 | 1766.9188 | 1971.5534 | 2181.1103 | 2597.9201 | 2821.0979 | 3730.7216 | 4348.0077 | 4348.0077 | 4348.0077 | 4348.0077 | 4175.5953 | 4175.5953 | 4175.5953 | 3656.5953 | 3310.5953 | 3486.861
CDP11 | QLD | SQ | Hydro | 0 | 0 | 0 | 0 | 0 | 0 | 0 | 0 | 0 | 0 | 0 | 0 | 0 | 0 | 0 | 0 | 0 | 0 | 0 | 0 | 0 | 0 | 0 | 0 | 0 | 0 | 0 | 0 | 0
CDP11 | QLD | SQ | Utility storage | 709.6 | 1423.76 | 1729.76 | 1729.76 | 1729.76 | 1729.76 | 1729.7601 | 1729.7601 | 3727.7601 | 3727.7601 | 3727.7601 | 3727.7601 | 3727.7601 | 3727.7601 | 3727.7601 | 3627.7601 | 3627.7601 | 3627.7601 | 3627.7601 | 3627.7601 | 3627.7601 | 3327.7601 | 3077.7601 | 3537.3217 | 3537.3217 | 3282.5217 | 3594.2548 | 3594.2548 | 3494.2548
CDP11 | QLD | SQ | Coordinated CER storage | 4.2813 | 5.9349 | 7.8549 | 10.0673 | 12.639 | 15.6606 | 19.5036 | 26.1745 | 34.9449 | 45.9905 | 59.704 | 76.2037 | 95.6949 | 118.0268 | 143.566 | 172.1726 | 203.6626 | 237.961 | 275.4027 | 316.0829 | 360.0365 | 407.5661 | 459.4511 | 514.7474 | 573.5005 | 635.0211 | 699.1749 | 730.6031 | 759.1308
CDP11 | QLD | SQ | Passive CER storage | 89.3949 | 102.7017 | 115.7072 | 128.7691 | 142.5235 | 157.5718 | 176.8119 | 194.2469 | 213.1165 | 232.7482 | 254.1827 | 276.937 | 301.0369 | 325.0195 | 350.4149 | 375.6131 | 399.0493 | 420.0192 | 440.1605 | 459.7105 | 478.6237 | 501.0311 | 524.6191 | 549.2404 | 574.878 | 598.5559 | 620.3463 | 643.8322 | 664.9847
CDP11 | QLD | SQ | Offshore wind | 0 | 0 | 0 | 0 | 0 | 0 | 0 | 0 | 0 | 0 | 0 | 0 | 0 | 0 | 0 | 0 | 0 | 0 | 0 | 0 | 0 | 0 | 0 | 0 | 0 | 0 | 0 | 0 | 0
CDP11 | QLD | SQ | Wind | 864.95 | 1788.35 | 1788.35 | 1788.35 | 3188.3501 | 4163.5633 | 4163.5633 | 4163.5633 | 4163.5633 | 4163.5633 | 4163.5633 | 5402.3977 | 5402.3977 | 5614.8667 | 5614.8667 | 5614.8667 | 5614.8667 | 5614.8667 | 5614.8667 | 5614.8667 | 5614.8668 | 5174.8968 | 5174.8968 | 5174.8968 | 5174.8968 | 8048.38 | 8048.38 | 8048.38 | 8048.38
CDP11 | QLD | SQ | Utility solar | 1791.51 | 1791.51 | 1850.95 | 1951.79 | 1951.25 | 1950.69 | 1950.14 | 1949.57 | 1949.0101 | 2284.2883 | 4515.2795 | 5035.3143 | 5935.0485 | 5825.0485 | 5825.0485 | 5825.0485 | 5825.0485 | 5825.0485 | 5825.0485 | 6754.8947 | 7004.855 | 6901.895 | 7500.2435 | 7124.3745 | 7638.5379 | 7611.2379 | 9211.3747 | 9211.3747 | 9510.93
CDP11 | QLD | SQ | Distributed PV | 4444.5857 | 4601.2689 | 4749.54 | 4916.8363 | 5144.4056 | 5366.8426 | 5600.5382 | 5818.1179 | 6023.3354 | 6208.4396 | 6390.235 | 6547.3482 | 6680.4309 | 6801.3486 | 6930.4487 | 7058.0895 | 7183.3758 | 7312.5864 | 7449.028 | 7583.0522 | 7712.7031 | 7848.2261 | 7992.0637 | 8132.0113 | 8268.3973 | 8416.1653 | 8582.7632 | 8750.2442 | 8916.9501
CDP11 | QLD | SQ | Other renewable fuels | 0 | 0 | 0 | 0 | 0 | 0 | 0 | 0 | 0 | 0 | 0 | 0 | 0 | 0 | 0 | 0 | 0 | 0 | 0 | 0 | 0 | 0 | 0 | 0 | 0 | 0 | 0 | 90 | 90
CDP11 | QLD | SQ | DSP | 261.52 | 264.77 | 266.65 | 271.43 | 274.99 | 279.39 | 263.31 | 268.86 | 272.92 | 276.84 | 281.85 | 287.32 | 293.21 | 299.76 | 303.87 | 308.31 | 314.85 | 318.56 | 321.21 | 324.66 | 327.68 | 329.75 | 332.41 | 336.27 | 338.73 | 347.33 | 354.15 | 361.49 | 363.01
CDP11 | VIC | VIC | Brown coal | 4820 | 4820 | 4820 | 4820 | 4820 | 3370 | 3370 | 3370 | 3370 | 3370 | 1160 | 580 | 580 | 580 | 580 | 580 | 580 | 580 | 580 | 580 | 580 | 580 | 580 | 580 | 0 | 0 | 0 | 0 | 0
CDP11 | VIC | VIC | Mid-merit gas | 500 | 500 | 500 | 500 | 500 | 0 | 0 | 0 | 0 | 0 | 0 | 0 | 0 | 0 | 0 | 0 | 0 | 0 | 0 | 0 | 0 | 0 | 0 | 0 | 0 | 0 | 0 | 0 | 0
CDP11 | VIC | VIC | Flexible gas with CCS | 0 | 0 | 0 | 0 | 0 | 0 | 0 | 0 | 0 | 0 | 0 | 0 | 0 | 0 | 0 | 0 | 0 | 0 | 0 | 0 | 0 | 0 | 0 | 0 | 0 | 0 | 0 | 0 | 0
CDP11 | VIC | VIC | Flexible gas | 1900 | 1900 | 1900 | 1900 | 1900 | 1900 | 1900 | 1900 | 1900 | 1900 | 1730 | 1730 | 1730 | 1730 | 1730 | 1730 | 1290 | 1290 | 1290 | 1285.06 | 1285.06 | 1285.06 | 1285.06 | 1285.06 | 1344.2627 | 1344.2627 | 1344.2627 | 1344.2627 | 2229.0609
CDP11 | VIC | VIC | Hydro | 2219.02 | 2219.02 | 2219.02 | 2219.02 | 2219.02 | 2219.02 | 2219.02 | 2219.02 | 2219.02 | 2219.02 | 2219.02 | 2219.02 | 2219.02 | 2219.02 | 2219.02 | 2219.02 | 2219.02 | 2219.02 | 2219.02 | 2219.02 | 2219.02 | 2219.02 | 2219.02 | 2219.02 | 2219.02 | 2219.02 | 2219.02 | 2219.02 | 2219.02
CDP11 | VIC | VIC | Utility storage | 299.13 | 479.13 | 1990.64 | 2405.4405 | 2860.7161 | 2853.0161 | 3053.23 | 3060.53 | 3572.23 | 4083.17 | 4593.04 | 6201.9199 | 6201.9199 | 6208.5199 | 6201.9199 | 6196.9199 | 6196.9199 | 6196.9199 | 5896.9199 | 5896.9199 | 5746.92 | 6068.4597 | 5767.1497 | 5028.6492 | 4722.9739 | 4722.9739 | 4500.3638 | 3900.3638 | 3428.7934
CDP11 | VIC | VIC | Coordinated CER storage | 10.6132 | 15.1363 | 20.7187 | 26.6998 | 33.6099 | 42.073 | 52.0251 | 65.3888 | 82.4785 | 103.5543 | 129.304 | 159.8675 | 195.5802 | 236.092 | 282.1042 | 333.3048 | 389.2764 | 449.9516 | 515.8702 | 587.1309 | 663.853 | 746.8741 | 837.0114 | 932.8772 | 1034.5743 | 1140.6225 | 1250.7708 | 1304.751 | 1353.7071
CDP11 | VIC | VIC | Passive CER storage | 269.7717 | 301.4603 | 331.822 | 361.74 | 393.4245 | 427.1076 | 470.0826 | 508.8755 | 550.5086 | 593.6031 | 640.251 | 689.3259 | 740.7945 | 791.6143 | 844.9475 | 897.6568 | 946.6059 | 991.0946 | 1033.8217 | 1074.9606 | 1114.8568 | 1161.2955 | 1209.6656 | 1259.8506 | 1312.0582 | 1360.0652 | 1403.9921 | 1454.6296 | 1500.8336
CDP11 | VIC | VIC | Offshore wind | 0 | 0 | 0 | 0 | 0 | 0 | 0 | 1000 | 2000 | 2666.6667 | 3333.3333 | 4000 | 4999.9999 | 5999.9999 | 6999.9999 | 8000 | 9000 | 9000 | 9000 | 9000 | 9000 | 9000 | 9000 | 9000 | 9000 | 9000 | 9000 | 9000 | 9000
CDP11 | VIC | VIC | Wind | 4537.37 | 4537.37 | 5381.93 | 5399.09 | 5399.0901 | 6744.2565 | 7192.0022 | 7192.0022 | 7192.0022 | 7192.0022 | 7139.5022 | 6947.5022 | 6947.5022 | 6947.5022 | 6884.5022 | 6464.5022 | 6464.5022 | 6176.2022 | 6176.2022 | 6125.6522 | 5808.4522 | 5496.4522 | 4649.4622 | 4649.4622 | 4251.9622 | 4915.2448 | 5611.6228 | 5420.9209 | 5420.9209
CDP11 | VIC | VIC | Utility solar | 1078.39 | 1171.87 | 1343.97 | 1696.09 | 1696.09 | 1696.09 | 1696.0901 | 1696.0901 | 1696.0901 | 1696.0901 | 1696.0901 | 1696.0901 | 1696.0901 | 1696.0901 | 1696.0901 | 1696.0901 | 1696.0901 | 1696.0901 | 1696.0901 | 1696.0901 | 2414.9932 | 3242.7467 | 3215.5767 | 3215.5767 | 3215.5767 | 3130.0322 | 2754.1022 | 2673.1022 | 2478.0922
CDP11 | VIC | VIC | Distributed PV | 4946.5809 | 5473.4647 | 6000.3487 | 6548.375 | 7156.223 | 7660.403 | 8174.482 | 8576.747 | 8962.685 | 9347.904 | 9703.346 | 10044.94 | 10318.213 | 10545.242 | 10731.794 | 10916.825 | 11076.006 | 11258.545 | 11424.147 | 11608.487 | 11778.063 | 11966.74 | 12140.772 | 12336.863 | 12549.209 | 12805.429 | 13049.815 | 13309.967 | 13556.198
CDP11 | VIC | VIC | Other renewable fuels | 0 | 0 | 0 | 0 | 0 | 0 | 0 | 0 | 0 | 0 | 0 | 0 | 0 | 0 | 0 | 0 | 0 | 0 | 0 | 0 | 0 | 0 | 0 | 0 | 0 | 0 | 0 | 90 | 90
CDP11 | VIC | VIC | DSP | 257.18 | 259.24 | 262.65 | 254.27 | 258.93 | 265 | 272.05 | 276.46 | 282.34 | 286.44 | 291.15 | 294 | 296.52 | 298.78 | 301.25 | 303.94 | 307.11 | 310.41 | 312.34 | 314.87 | 316.32 | 317.01 | 318.65 | 319.05 | 318.14 | 316.32 | 315.74 | 316.68 | 318.56
CDP11 | SA | CSA | Mid-merit gas | 1509 | 1509 | 1509 | 529 | 529 | 529 | 529 | 529 | 529 | 529 | 529 | 529 | 529 | 529 | 0 | 0 | 0 | 0 | 0 | 0 | 0 | 0 | 0 | 0 | 0 | 0 | 0 | 0 | 0
CDP11 | SA | CSA | Flexible gas with CCS | 0 | 0 | 0 | 0 | 0 | 0 | 0 | 0 | 0 | 0 | 0 | 0 | 0 | 0 | 0 | 0 | 0 | 0 | 0 | 0 | 0 | 0 | 0 | 0 | 0 | 0 | 0 | 0 | 0
CDP11 | SA | CSA | Flexible gas | 1421.06 | 1421.06 | 1621.06 | 1621.06 | 1547.56 | 1547.56 | 1547.56 | 1301.56 | 1301.56 | 1061.9 | 1259.8873 | 1326.9 | 1326.9 | 1326.9 | 1326.9 | 1326.9 | 1326.9 | 1326.9 | 1326.9 | 1417.7283 | 1783.6128 | 1445.6128 | 1322.4128 | 1168.4128 | 1168.4128 | 1168.4128 | 1168.4128 | 1131.2128 | 1131.2128
CDP11 | SA | CSA | Hydro | 0 | 0 | 0 | 0 | 0 | 0 | 0 | 0 | 0 | 0 | 0 | 0 | 0 | 0 | 0 | 0 | 0 | 0 | 0 | 0 | 0 | 0 | 0 | 0 | 0 | 0 | 0 | 0 | 0
CDP11 | SA | CSA | Utility storage | 456.2 | 656.2 | 951.18 | 1570.178 | 2778.4482 | 2784.4682 | 2778.4482 | 2748.4482 | 2748.4482 | 2748.4482 | 2748.4482 | 2748.4482 | 2748.4482 | 2748.4482 | 2748.4482 | 2748.4482 | 2748.4482 | 2748.4482 | 2736.4482 | 2742.4682 | 2485.7482 | 2291.7683 | 2129.7683 | 1510.7703 | 1480.4266 | 1438.9266 | 1770.7001 | 1770.7001 | 1770.7001
CDP11 | SA | CSA | Coordinated CER storage | 55.6719 | 62.4605 | 69.574 | 76.4942 | 84.1684 | 92.1358 | 101.9094 | 111.3026 | 121.9009 | 133.5508 | 146.6546 | 161.056 | 176.8714 | 193.5765 | 211.7514 | 230.9299 | 250.6652 | 270.8794 | 292.0065 | 314.1066 | 337.1741 | 362.1662 | 388.8506 | 416.8107 | 446.0604 | 475.6817 | 505.6161 | 520.6813 | 534.0007
CDP11 | SA | CSA | Passive CER storage | 163.4148 | 176.8412 | 189.127 | 200.7947 | 212.4134 | 224.7795 | 239.333 | 252.1373 | 265.4672 | 278.7557 | 292.6711 | 306.7404 | 321.0593 | 334.5405 | 348.2941 | 361.3463 | 372.8549 | 382.7225 | 391.8089 | 400.2474 | 408.0508 | 417.2101 | 426.5738 | 436.0668 | 445.6894 | 454.0331 | 461.1754 | 471.3591 | 480.3156
CDP11 | SA | CSA | Offshore wind | 0 | 0 | 0 | 0 | 0 | 0 | 0 | 0 | 0 | 0 | 0 | 0 | 0 | 0 | 0 | 0 | 0 | 0 | 0 | 0 | 0 | 0 | 0 | 0 | 0 | 0 | 0 | 0 | 0
CDP11 | SA | CSA | Wind | 2265.94 | 2265.94 | 2406.13 | 2406.13 | 2388.6437 | 2864.0775 | 2830.3835 | 2768.3835 | 2768.3835 | 2768.3835 | 2695.9108 | 2985.9482 | 2842.2682 | 2657.7882 | 2657.7882 | 2749.9516 | 2423.2516 | 2811.9549 | 2811.9549 | 2811.9549 | 2598.0949 | 2598.0949 | 2376.7801 | 2623.8227 | 3135.6213 | 3599.6372 | 3404.8343 | 3404.8343 | 3405.4741
CDP11 | SA | CSA | Utility solar | 566.2 | 566.2 | 566.2 | 845.96 | 845.9601 | 930.8065 | 930.8066 | 930.8066 | 924.6866 | 924.6866 | 924.6866 | 1191.3319 | 1191.3319 | 1191.3319 | 1191.3319 | 1191.3319 | 1191.3319 | 1204.7379 | 1173.6979 | 1329.4446 | 1923.9701 | 3397.2304 | 3378.6104 | 3378.6104 | 3299.4104 | 3299.4104 | 3204.4104 | 3212.0222 | 3212.0222
CDP11 | SA | CSA | Distributed PV | 2384.3353 | 2442.1813 | 2500.4698 | 2567.782 | 2677.0418 | 2784.8805 | 2909.5845 | 3009.2554 | 3102.066 | 3180.5322 | 3268.8848 | 3329.2026 | 3380.66 | 3426.1092 | 3489.9642 | 3538.8511 | 3587.8176 | 3637.0179 | 3703.2634 | 3753.7863 | 3803.3867 | 3852.582 | 3919.3763 | 3971.0747 | 4023.001 | 4075.7847 | 4146.0359 | 4201.0105 | 4255.8474
CDP11 | SA | CSA | Other renewable fuels | 0 | 0 | 0 | 0 | 0 | 0 | 0 | 0 | 0 | 0 | 0 | 0 | 0 | 0 | 0 | 0 | 0 | 0 | 0 | 0 | 0 | 0 | 0 | 0 | 0 | 0 | 0 | 0 | 0
CDP11 | SA | CSA | DSP | 48.57 | 49.28 | 50.28 | 51.56 | 52.85 | 53.42 | 54.14 | 54.66 | 55.32 | 55.88 | 56.69 | 57.36 | 58.07 | 58.69 | 59.22 | 59.72 | 60.24 | 60.85 | 61.33 | 61.79 | 62.07 | 62.2 | 62.04 | 61.81 | 61.44 | 61.03 | 61.09 | 61.34 | 61.65
CDP11 | SA | SESA | Mid-merit gas | 0 | 0 | 0 | 0 | 0 | 0 | 0 | 0 | 0 | 0 | 0 | 0 | 0 | 0 | 0 | 0 | 0 | 0 | 0 | 0 | 0 | 0 | 0 | 0 | 0 | 0 | 0 | 0 | 0
CDP11 | SA | SESA | Flexible gas with CCS | 0 | 0 | 0 | 0 | 0 | 0 | 0 | 0 | 0 | 0 | 0 | 0 | 0 | 0 | 0 | 0 | 0 | 0 | 0 | 0 | 0 | 0 | 0 | 0 | 0 | 0 | 0 | 0 | 0
CDP11 | SA | SESA | Flexible gas | 143 | 143 | 143 | 143 | 80 | 80 | 80 | 80 | 80 | 80 | 80 | 80 | 0 | 0 | 0 | 0 | 0 | 0 | 0 | 0 | 0 | 0 | 0 | 0 | 0 | 0 | 0 | 0 | 0
CDP11 | SA | SESA | Hydro | 0 | 0 | 0 | 0 | 0 | 0 | 0 | 0 | 0 | 0 | 0 | 0 | 0 | 0 | 0 | 0 | 0 | 0 | 0 | 0 | 0 | 0 | 0 | 0 | 0 | 0 | 0 | 0 | 0
CDP11 | SA | SESA | Utility storage | 25 | 25 | 25 | 25 | 25 | 25 | 25 | 25 | 25 | 25 | 25 | 4.744e-05 | 4.744e-05 | 4.866e-05 | 6.318e-05 | 6.726e-05 | 6.726e-05 | 6.726e-05 | 6.726e-05 | 6.726e-05 | 6.726e-05 | 7.033e-05 | 7.265e-05 | 8.6e-05 | 52.5078 | 52.5078 | 52.5078 | 52.5078 | 52.5078
CDP11 | SA | SESA | Coordinated CER storage | 1.9701 | 2.2312 | 2.5031 | 2.7724 | 3.0693 | 3.3785 | 3.771 | 4.1547 | 4.5772 | 5.0453 | 5.5905 | 6.2292 | 6.8967 | 7.6454 | 8.4204 | 9.2343 | 10.0864 | 10.97 | 11.8923 | 12.8505 | 13.8935 | 15.057 | 16.2673 | 17.5209 | 18.834 | 20.1658 | 21.5197 | 22.1956 | 22.8328
CDP11 | SA | SESA | Passive CER storage | 5.7829 | 6.3171 | 6.8043 | 7.2775 | 7.7459 | 8.2424 | 8.8562 | 9.3849 | 9.9001 | 10.4074 | 10.9659 | 11.6011 | 12.1692 | 12.779 | 13.3159 | 13.8063 | 14.2494 | 14.6336 | 14.9745 | 15.2687 | 15.6028 | 16.033 | 16.4336 | 16.813 | 17.1981 | 17.5263 | 17.8106 | 18.2151 | 18.6306
CDP11 | SA | SESA | Offshore wind | 0 | 0 | 0 | 0 | 0 | 0 | 0 | 0 | 0 | 0 | 0 | 0 | 0 | 0 | 0 | 0 | 0 | 0 | 0 | 0 | 0 | 0 | 0 | 0 | 0 | 0 | 0 | 0 | 0
CDP11 | SA | SESA | Wind | 324.5 | 324.5 | 324.5 | 324.5 | 324.5 | 898.5734 | 898.5734 | 898.5734 | 898.5734 | 898.5734 | 898.5734 | 898.5734 | 772.0734 | 772.0734 | 772.0734 | 613.0734 | 613.0734 | 574.0734 | 574.0734 | 574.0734 | 574.0734 | 574.0734 | 574.0734 | 574.0734 | 574.0734 | 574.0734 | 790.5719 | 790.5719 | 790.5719
CDP11 | SA | SESA | Utility solar | 42.9 | 42.9 | 42.9 | 42.9 | 42.9 | 42.9 | 42.9 | 42.9 | 42.9 | 42.9 | 42.9 | 42.9 | 42.9 | 42.9 | 42.9 | 42.9 | 42.9 | 42.9 | 0 | 0 | 0 | 0 | 0 | 0 | 0 | 0 | 0 | 0 | 0
CDP11 | SA | SESA | Distributed PV | 83.6952 | 87.0282 | 89.9188 | 93.849 | 99.2782 | 104.4655 | 110.6695 | 115.8376 | 120.225 | 123.9958 | 128.4132 | 132.6594 | 135.447 | 138.9108 | 141.8218 | 143.7709 | 146.0024 | 148.3721 | 151.1876 | 152.8717 | 155.8903 | 159.718 | 163.4487 | 165.4983 | 167.756 | 169.7433 | 172.5161 | 174.9055 | 178.6376
CDP11 | SA | SESA | Other renewable fuels | 0 | 0 | 0 | 0 | 0 | 0 | 0 | 0 | 0 | 0 | 0 | 0 | 0 | 0 | 0 | 0 | 0 | 0 | 0 | 0 | 0 | 0 | 0 | 0 | 0 | 0 | 0 | 0 | 0
CDP11 | SA | SESA | DSP | 0 | 0 | 0 | 0 | 0 | 0 | 0 | 0 | 0 | 0 | 0 | 0 | 0 | 0 | 0 | 0 | 0 | 0 | 0 | 0 | 0 | 0 | 0 | 0 | 0 | 0 | 0 | 0 | 0
CDP11 | TAS | TAS | Mid-merit gas | 208 | 208 | 208 | 208 | 0 | 0 | 0 | 0 | 0 | 0 | 0 | 0 | 0 | 0 | 0 | 0 | 0 | 0 | 0 | 0 | 0 | 0 | 0 | 0 | 0 | 0 | 0 | 0 | 0
CDP11 | TAS | TAS | Flexible gas with CCS | 0 | 0 | 0 | 0 | 0 | 0 | 0 | 0 | 0 | 0 | 0 | 0 | 0 | 0 | 0 | 0 | 0 | 0 | 0 | 0 | 0 | 0 | 0 | 0 | 0 | 0 | 0 | 0 | 0
CDP11 | TAS | TAS | Flexible gas | 178 | 178 | 178 | 178 | 178 | 178 | 178 | 178 | 178 | 178 | 178 | 178 | 178 | 178 | 178 | 178 | 178 | 58 | 58 | 58 | 58 | 58 | 58 | 58 | 58 | 58 | 58 | 0 | 0
CDP11 | TAS | TAS | Hydro | 2176.7 | 2176.7 | 2176.7 | 2176.7 | 2176.7 | 2176.7 | 2176.7 | 2566.7 | 2566.7 | 2566.7 | 2566.7 | 2566.7 | 2566.7 | 2566.7 | 2566.7 | 2566.7 | 2566.7 | 2566.7 | 2566.7 | 2566.7 | 2566.7 | 2566.7 | 2566.7 | 2566.7 | 2566.7 | 2566.7 | 2566.7 | 2566.7 | 2566.7
CDP11 | TAS | TAS | Utility storage | 0 | 0 | 0 | 0 | 2.036e-05 | 2.309e-05 | 2.571e-05 | 5.603e-05 | 6.274e-05 | 7.389e-05 | 7.706e-05 | 7.706e-05 | 7.706e-05 | 7.706e-05 | 9.54e-05 | 0.00010712 | 0.00011515 | 15.3389 | 15.3389 | 168.5716 | 441.8732 | 917.1858 | 917.1858 | 917.1858 | 917.1858 | 917.1858 | 917.1858 | 917.1858 | 917.1858
CDP11 | TAS | TAS | Coordinated CER storage | 0.57875 | 0.86202 | 1.1897 | 1.5604 | 1.9874 | 2.4806 | 3.1026 | 3.6027 | 4.2371 | 5.0419 | 6.0802 | 7.3806 | 8.9752 | 10.855 | 13.0758 | 15.6258 | 18.4829 | 21.6512 | 25.1679 | 29.047 | 33.2957 | 37.9263 | 43.0768 | 48.6582 | 54.6735 | 61.0336 | 67.7354 | 71.4596 | 74.781
CDP11 | TAS | TAS | Passive CER storage | 16.4983 | 18.3551 | 20.1214 | 21.7939 | 23.5599 | 25.4634 | 28.0008 | 30.1463 | 32.4307 | 34.7743 | 37.3199 | 39.9892 | 42.7744 | 45.4739 | 48.2933 | 51.0238 | 53.4633 | 55.579 | 57.5324 | 59.351 | 61.0565 | 63.1414 | 65.3064 | 67.5415 | 69.8609 | 71.8752 | 73.5976 | 75.9416 | 77.9696
CDP11 | TAS | TAS | Offshore wind | 0 | 0 | 0 | 0 | 0 | 0 | 0 | 0 | 0 | 0 | 0 | 0 | 0 | 0 | 0 | 0 | 0 | 0 | 0 | 0 | 0 | 0 | 0 | 0 | 0 | 0 | 0 | 0 | 0
CDP11 | TAS | TAS | Wind | 563.35 | 563.35 | 563.35 | 1021.6459 | 1208.6319 | 1476.0033 | 1544.3654 | 1610.3241 | 1691.3953 | 1913.6302 | 1913.6302 | 2116.3468 | 2267.0745 | 2274.1677 | 2416.7289 | 2489.6522 | 2489.6522 | 2489.6522 | 2489.6522 | 2489.6522 | 2489.6522 | 2345.6522 | 2345.6522 | 2345.6522 | 2345.6522 | 2345.6522 | 2345.6522 | 2037.9022 | 2037.9022
CDP11 | TAS | TAS | Utility solar | 0 | 0 | 0 | 0 | 0 | 0 | 0 | 0 | 0 | 0 | 0 | 0 | 0 | 0 | 0 | 0 | 0 | 0 | 0 | 0 | 0 | 0 | 0 | 0 | 0 | 0 | 0 | 0 | 0
CDP11 | TAS | TAS | Distributed PV | 275.4595 | 286.8109 | 298.1623 | 315.088 | 354.168 | 394.531 | 440.094 | 467.582 | 496.331 | 524.805 | 554.695 | 577.869 | 593.286 | 600.415 | 608.279 | 612.658 | 617.88 | 623.117 | 630.779 | 635.441 | 640.601 | 645.81 | 653.619 | 658.482 | 663.84 | 669.299 | 677.348 | 682.546 | 688.275
CDP11 | TAS | TAS | Other renewable fuels | 0 | 0 | 0 | 0 | 0 | 0 | 0 | 0 | 0 | 0 | 0 | 0 | 0 | 0 | 0 | 0 | 0 | 0 | 0 | 0 | 0 | 0 | 0 | 0 | 0 | 0 | 0 | 0 | 0
CDP11 | TAS | TAS | DSP | 5.95 | 6 | 5.24 | 4.54 | 4.57 | 4.66 | 4.79 | 4.91 | 5.01 | 5.05 | 5.06 | 5.09 | 5.06 | 5.08 | 5.09 | 5.11 | 5.12 | 5.16 | 5.18 | 5.2 | 5.21 | 5.19 | 5.19 | 5.18 | 5.19 | 5.2 | 5.14 | 5.03 | 4.96
CDP12 | NSW | NNSW | Black coal | 0 | 0 | 0 | 0 | 0 | 0 | 0 | 0 | 0 | 0 | 0 | 0 | 0 | 0 | 0 | 0 | 0 | 0 | 0 | 0 | 0 | 0 | 0 | 0 | 0 | 0 | 0 | 0 | 0
CDP12 | NSW | NNSW | Mid-merit gas | 0 | 0 | 0 | 0 | 0 | 0 | 0 | 0 | 0 | 0 | 0 | 0 | 0 | 0 | 0 | 0 | 0 | 0 | 0 | 0 | 0 | 0 | 0 | 0 | 0 | 0 | 0 | 0 | 0
CDP12 | NSW | NNSW | Flexible gas with CCS | 0 | 0 | 0 | 0 | 0 | 0 | 0 | 0 | 0 | 0 | 0 | 0 | 0 | 0 | 0 | 0 | 0 | 0 | 0 | 0 | 0 | 0 | 0 | 0 | 0 | 0 | 0 | 0 | 0
CDP12 | NSW | NNSW | Flexible gas | 0 | 0 | 0 | 0 | 0 | 0 | 0 | 0 | 0 | 0 | 0 | 0 | 0 | 0 | 0 | 0 | 0 | 0 | 0 | 0 | 0 | 0 | 0 | 0 | 0 | 0 | 0 | 0 | 0
CDP12 | NSW | NNSW | Hydro | 0 | 0 | 0 | 0 | 0 | 0 | 0 | 0 | 0 | 0 | 0 | 0 | 0 | 0 | 0 | 0 | 0 | 0 | 0 | 0 | 0 | 0 | 0 | 0 | 0 | 0 | 0 | 0 | 0
CDP12 | NSW | NNSW | Utility storage | 0 | 0 | 30 | 505 | 705 | 812.5133 | 1557.3597 | 1557.3597 | 1557.3597 | 1557.3597 | 1527.3597 | 1527.3597 | 1527.3597 | 1527.3598 | 1527.3598 | 1527.3598 | 1527.3598 | 1527.3598 | 1527.3598 | 1527.3598 | 1527.3598 | 2527.3599 | 2527.3599 | 1852.3599 | 2419.8994 | 2312.3861 | 2250.5717 | 2250.5717 | 2602.0636
CDP12 | NSW | NNSW | Coordinated CER storage | 2.1928 | 2.9011 | 3.6904 | 4.6278 | 5.5596 | 6.6915 | 7.9992 | 9.7928 | 12.0913 | 14.9199 | 18.3769 | 22.4496 | 27.1895 | 32.5292 | 38.5657 | 45.2506 | 52.5465 | 60.457 | 69.0343 | 78.2621 | 88.1661 | 98.8985 | 110.4266 | 122.6426 | 135.5582 | 148.9852 | 162.8922 | 169.464 | 175.3439
CDP12 | NSW | NNSW | Passive CER storage | 47.7175 | 51.9224 | 55.9244 | 59.7457 | 63.1809 | 66.9501 | 72.1109 | 76.9127 | 82.1206 | 87.477 | 93.3283 | 99.3194 | 105.5537 | 111.5324 | 117.7469 | 123.7732 | 129.3342 | 134.4245 | 139.3018 | 143.8527 | 148.1976 | 153.2203 | 158.3806 | 163.6836 | 169.1359 | 173.9747 | 178.2371 | 183.577 | 188.3339
CDP12 | NSW | NNSW | Offshore wind | 0 | 0 | 0 | 0 | 0 | 0 | 0 | 0 | 0 | 0 | 0 | 0 | 0 | 0 | 0 | 0 | 0 | 0 | 0 | 0 | 0 | 0 | 0 | 0 | 0 | 0 | 0 | 0 | 0
CDP12 | NSW | NNSW | Wind | 442.48 | 442.48 | 442.48 | 781.9871 | 819.4499 | 819.4499 | 3482.8879 | 3482.8879 | 3482.8879 | 3482.8879 | 3482.8879 | 4064.8925 | 4064.8925 | 4064.8925 | 4064.8925 | 3892.4125 | 3892.4125 | 4473.0729 | 6032.5503 | 6961.2061 | 7259.9134 | 7259.9134 | 7259.9134 | 7259.9134 | 7259.9134 | 7400 | 7400 | 7400 | 7400
CDP12 | NSW | NNSW | Utility solar | 701.02 | 701.02 | 1021.02 | 1323.8687 | 1323.8687 | 1323.8687 | 1345.0912 | 1345.0912 | 1345.0912 | 1345.0912 | 1345.0912 | 1798.0309 | 1798.0309 | 1798.0309 | 1798.0309 | 1798.0309 | 1798.0309 | 1798.0309 | 3003.8873 | 3303.8783 | 4288.8687 | 4288.8687 | 4288.8687 | 4263.101 | 4282.0259 | 4282.0259 | 4286.1399 | 4302.6284 | 4449.777
CDP12 | NSW | NNSW | Distributed PV | 999.795 | 1024.5274 | 1042.0404 | 1062.8416 | 1119.5661 | 1186.9908 | 1258.7771 | 1308.956 | 1356.0219 | 1394.7316 | 1433.3051 | 1460.8986 | 1482.9765 | 1497.8632 | 1516.4188 | 1530.7247 | 1546.3741 | 1562.7988 | 1581.7996 | 1598.2848 | 1617.7461 | 1635.9887 | 1654.643 | 1671.6642 | 1690.6614 | 1710.0652 | 1730.7883 | 1751.4803 | 1774.4013
CDP12 | NSW | NNSW | Other renewable fuels | 0 | 0 | 0 | 0 | 0 | 0 | 0 | 0 | 0 | 0 | 0 | 0 | 0 | 0 | 0 | 0 | 0 | 0 | 0 | 0 | 0 | 0 | 0 | 0 | 0 | 0 | 0 | 90 | 90
CDP12 | NSW | NNSW | DSP | 0 | 0 | 0 | 0 | 0 | 0 | 0 | 0 | 0 | 0 | 0 | 0 | 0 | 0 | 0 | 0 | 0 | 0 | 0 | 0 | 0 | 0 | 0 | 0 | 0 | 0 | 0 | 0 | 0
CDP12 | NSW | CNSW | Black coal | 4105 | 4105 | 4105 | 4105 | 4135 | 3450 | 1420 | 1420 | 1420 | 1420 | 1420 | 1420 | 1420 | 1420 | 1420 | 1420 | 1420 | 0 | 0 | 0 | 0 | 0 | 0 | 0 | 0 | 0 | 0 | 0 | 0
CDP12 | NSW | CNSW | Mid-merit gas | 0 | 0 | 0 | 0 | 0 | 0 | 0 | 0 | 0 | 0 | 0 | 0 | 0 | 0 | 0 | 0 | 0 | 0 | 0 | 0 | 0 | 0 | 0 | 0 | 0 | 0 | 0 | 0 | 0
CDP12 | NSW | CNSW | Flexible gas with CCS | 0 | 0 | 0 | 0 | 0 | 0 | 0 | 0 | 0 | 0 | 0 | 0 | 0 | 0 | 0 | 0 | 0 | 0 | 0 | 0 | 0 | 0 | 0 | 0 | 0 | 0 | 0 | 0 | 0
CDP12 | NSW | CNSW | Flexible gas | 0 | 0 | 0 | 0 | 0 | 0 | 0 | 0 | 0 | 0 | 0 | 0 | 0 | 0 | 0 | 0 | 0 | 0 | 0 | 0 | 0 | 0 | 0 | 0 | 0 | 0 | 0 | 0 | 0
CDP12 | NSW | CNSW | Hydro | 0 | 0 | 0 | 0 | 0 | 0 | 0 | 0 | 0 | 0 | 0 | 0 | 0 | 0 | 0 | 0 | 0 | 0 | 0 | 0 | 0 | 0 | 0 | 0 | 0 | 0 | 0 | 0 | 0
CDP12 | NSW | CNSW | Utility storage | 247 | 247 | 816 | 828.8033 | 1555.4482 | 2940.9189 | 3051.0198 | 3010.9998 | 3051.0198 | 3010.9998 | 3010.9998 | 3051.0198 | 3010.9998 | 3010.9998 | 3051.0198 | 3051.0198 | 3010.9998 | 3010.9998 | 3010.9998 | 3010.9998 | 3051.0198 | 3010.9998 | 2482.0198 | 2429.1965 | 2071.0116 | 849.7323 | 770.404 | 770.404 | 810.424
CDP12 | NSW | CNSW | Coordinated CER storage | 0.91547 | 1.218 | 1.5545 | 1.9694 | 2.396 | 2.8889 | 3.468 | 4.4484 | 5.7616 | 7.4129 | 9.4548 | 11.9182 | 14.7956 | 18.091 | 21.8271 | 26.0012 | 30.6055 | 35.6384 | 41.1048 | 47.0119 | 53.3576 | 60.2411 | 67.6633 | 75.5332 | 83.8558 | 92.5557 | 101.5813 | 105.8426 | 109.6628
CDP12 | NSW | CNSW | Passive CER storage | 19.9215 | 21.7984 | 23.5569 | 25.4252 | 27.2293 | 28.9039 | 31.2635 | 33.4736 | 36.0114 | 38.6022 | 41.3825 | 44.4067 | 47.4404 | 50.4842 | 53.5835 | 56.6421 | 59.5615 | 62.2973 | 64.8483 | 67.2355 | 69.4388 | 72.0568 | 74.8106 | 77.6287 | 80.5076 | 83.1503 | 85.4446 | 88.2195 | 90.7189
CDP12 | NSW | CNSW | Offshore wind | 0 | 0 | 0 | 0 | 0 | 0 | 0 | 0 | 0 | 0 | 0 | 0 | 0 | 0 | 0 | 0 | 0 | 0 | 0 | 0 | 0 | 0 | 0 | 0 | 0 | 0 | 0 | 0 | 0
CDP12 | NSW | CNSW | Wind | 503.54 | 503.54 | 641.54 | 1481.0058 | 2174.305 | 5079.6897 | 5079.6897 | 5079.6897 | 5079.6897 | 5079.6897 | 5079.6897 | 5079.6897 | 5079.6897 | 5079.6898 | 5079.6898 | 5079.6898 | 5079.6898 | 4972.8898 | 4834.8798 | 4834.8798 | 4834.8798 | 4924.1857 | 4924.1857 | 4924.1857 | 4924.1857 | 5203.03 | 5696.8412 | 5696.8412 | 5696.8412
CDP12 | NSW | CNSW | Utility solar | 1876.49 | 1876.49 | 1956.35 | 2969.2396 | 2969.2396 | 3953.5165 | 4228.2158 | 4228.2158 | 4228.2158 | 4228.2158 | 4228.2158 | 4506.4384 | 4506.4384 | 4506.4384 | 4506.4384 | 4506.4384 | 4506.4384 | 4506.4384 | 4506.4384 | 4404.4184 | 4990.2913 | 4990.2913 | 4954.2813 | 4954.2813 | 6454.5011 | 6688.9152 | 8215.99 | 8096.24 | 7926.36
CDP12 | NSW | CNSW | Distributed PV | 621.9378 | 636.102 | 644.9182 | 661.8711 | 702.2766 | 740.456 | 787.694 | 821.4306 | 856.4795 | 886.1984 | 918.429 | 939.0199 | 954.7714 | 966.4442 | 983.7172 | 994.2831 | 1006.6496 | 1019.2425 | 1037.8102 | 1049.5191 | 1061.3193 | 1073.5732 | 1093.3139 | 1104.7404 | 1118.1637 | 1133.1908 | 1153.9216 | 1167.3489 | 1182.2507
CDP12 | NSW | CNSW | Other renewable fuels | 0 | 0 | 0 | 0 | 0 | 0 | 0 | 0 | 0 | 0 | 0 | 0 | 0 | 0 | 0 | 0 | 0 | 0 | 0 | 0 | 0 | 0 | 0 | 0 | 0 | 0 | 30 | 90 | 90
CDP12 | NSW | CNSW | DSP | 0 | 0 | 0 | 0 | 0 | 0 | 0 | 0 | 0 | 0 | 0 | 0 | 0 | 0 | 0 | 0 | 0 | 0 | 0 | 0 | 0 | 0 | 0 | 0 | 0 | 0 | 0 | 0 | 0
CDP12 | NSW | SNW | Black coal | 4200 | 4200 | 1320 | 1320 | 1320 | 0 | 0 | 0 | 0 | 0 | 0 | 0 | 0 | 0 | 0 | 0 | 0 | 0 | 0 | 0 | 0 | 0 | 0 | 0 | 0 | 0 | 0 | 0 | 0
CDP12 | NSW | SNW | Mid-merit gas | 440 | 440 | 440 | 440 | 440 | 440 | 440 | 440 | 440 | 440 | 440 | 440 | 440 | 440 | 440 | 440 | 440 | 440 | 440 | 440 | 0 | 0 | 0 | 0 | 0 | 0 | 0 | 0 | 0
CDP12 | NSW | SNW | Flexible gas with CCS | 0 | 0 | 0 | 0 | 0 | 0 | 0 | 0 | 0 | 0 | 0 | 0 | 0 | 0 | 0 | 0 | 0 | 0 | 0 | 0 | 0 | 0 | 0 | 0 | 0 | 0 | 0 | 0 | 0
CDP12 | NSW | SNW | Flexible gas | 1979 | 1979 | 1979 | 1979 | 1979 | 1979 | 1979 | 1979 | 1979 | 1979 | 1979 | 1979 | 1979 | 1979 | 1979 | 1979 | 1979 | 1979 | 1979 | 2232.5906 | 2934.7903 | 3810.8503 | 3810.8503 | 3810.8503 | 3810.8503 | 3810.8503 | 3810.8503 | 3810.8503 | 3810.8503
CDP12 | NSW | SNW | Hydro | 0 | 0 | 0 | 0 | 0 | 0 | 0 | 0 | 0 | 0 | 0 | 0 | 0 | 0 | 0 | 0 | 0 | 0 | 0 | 0 | 0 | 0 | 0 | 0 | 0 | 0 | 0 | 0 | 0
CDP12 | NSW | SNW | Utility storage | 50 | 50 | 1571.8571 | 1571.8596 | 1571.861 | 1607.5017 | 2113.4833 | 2741.0353 | 2813.6113 | 2741.0353 | 2741.0353 | 2813.6113 | 2741.0353 | 2691.0353 | 2763.6113 | 2763.6113 | 2691.0353 | 2691.0353 | 2691.0353 | 2691.0353 | 2763.6113 | 2691.0353 | 1349.4662 | 1276.8877 | 1276.8864 | 1317.016 | 984.382 | 984.382 | 1056.958
CDP12 | NSW | SNW | Coordinated CER storage | 8.587 | 11.5295 | 14.8171 | 18.6626 | 22.7871 | 27.7997 | 33.4963 | 43.0237 | 55.4305 | 70.9627 | 90.1039 | 112.9793 | 139.8314 | 170.4524 | 205.2684 | 244.1544 | 286.9162 | 333.5338 | 384.2127 | 438.8854 | 497.66 | 560.8937 | 629.5544 | 702.4072 | 779.5514 | 860.1351 | 943.9419 | 983.3503 | 1018.6582
CDP12 | NSW | SNW | Passive CER storage | 186.8609 | 206.3463 | 224.5379 | 240.9368 | 258.9593 | 278.1444 | 301.9599 | 322.7208 | 344.5839 | 366.8252 | 390.7075 | 415.6523 | 441.7183 | 467.2367 | 494.0385 | 520.566 | 545.206 | 567.5963 | 588.6361 | 607.8089 | 625.5986 | 647.3132 | 670.0861 | 693.8422 | 718.7364 | 741.3337 | 761.6739 | 786.6727 | 809.1086
CDP12 | NSW | SNW | Offshore wind | 0 | 0 | 0 | 0 | 0 | 0 | 0 | 0 | 0 | 0 | 0 | 0 | 0 | 0 | 0 | 0 | 0 | 0 | 0 | 0 | 0 | 0 | 0 | 0 | 0 | 0 | 0 | 0 | 0
CDP12 | NSW | SNW | Wind | 0 | 0 | 0 | 0 | 0 | 0 | 0 | 0 | 0 | 0 | 0 | 0 | 0 | 0 | 0 | 0 | 0 | 0 | 0 | 0 | 0 | 0 | 0 | 0 | 0 | 0 | 0 | 0 | 0
CDP12 | NSW | SNW | Utility solar | 0 | 0 | 0 | 0 | 0 | 0 | 0 | 0 | 0 | 0 | 0 | 0 | 0 | 0 | 0 | 0 | 0 | 0 | 0 | 0 | 0 | 0 | 0 | 0 | 0 | 0 | 0 | 0 | 0
CDP12 | NSW | SNW | Distributed PV | 3679.6425 | 3821.5974 | 3976.6457 | 4171.7761 | 4514.291 | 4858.2954 | 5220.1292 | 5496.252 | 5768.549 | 6015.446 | 6247.5007 | 6444.969 | 6601.2248 | 6709.9767 | 6807.533 | 6901.289 | 6995.1835 | 7087.6409 | 7182.3455 | 7274.2264 | 7368.4104 | 7463.4566 | 7560.2199 | 7654.4945 | 7751.1288 | 7849.3467 | 7952.3875 | 8051.2259 | 8161.516
CDP12 | NSW | SNW | Other renewable fuels | 0 | 0 | 0 | 0 | 0 | 0 | 0 | 0 | 0 | 0 | 0 | 0 | 0 | 0 | 0 | 0 | 0 | 0 | 0 | 0 | 0 | 0 | 0 | 0 | 0 | 0 | 90 | 90 | 90
CDP12 | NSW | SNW | DSP | 336.74 | 342.94 | 349.4 | 358.05 | 499.09 | 685.31 | 850.38 | 920.72 | 991.02 | 1061.28 | 1070.04 | 1079.54 | 1087.21 | 1096.93 | 1105.44 | 1116.29 | 1124.85 | 1136.31 | 1138.21 | 1141.89 | 1148.33 | 1146.26 | 1149.08 | 1151.3 | 1149.72 | 1153.61 | 1157.93 | 1166.18 | 1185.25
CDP12 | NSW | SNSW | Black coal | 0 | 0 | 0 | 0 | 0 | 0 | 0 | 0 | 0 | 0 | 0 | 0 | 0 | 0 | 0 | 0 | 0 | 0 | 0 | 0 | 0 | 0 | 0 | 0 | 0 | 0 | 0 | 0 | 0
CDP12 | NSW | SNSW | Mid-merit gas | 0 | 0 | 0 | 0 | 0 | 0 | 0 | 0 | 0 | 0 | 0 | 0 | 0 | 0 | 0 | 0 | 0 | 0 | 0 | 0 | 0 | 0 | 0 | 0 | 0 | 0 | 0 | 0 | 0
CDP12 | NSW | SNSW | Flexible gas with CCS | 0 | 0 | 0 | 0 | 0 | 0 | 0 | 0 | 0 | 0 | 0 | 0 | 0 | 0 | 0 | 0 | 0 | 0 | 0 | 0 | 0 | 0 | 0 | 0 | 0 | 0 | 0 | 0 | 0
CDP12 | NSW | SNSW | Flexible gas | 692 | 692 | 692 | 692 | 692 | 692 | 692 | 692 | 692 | 692 | 692 | 692 | 692 | 692 | 692 | 692 | 692 | 692 | 692 | 692 | 692 | 0 | 0 | 0 | 0 | 0 | 0 | 0 | 0
CDP12 | NSW | SNSW | Hydro | 2285 | 2285 | 2285 | 2285 | 2285 | 2285 | 2285 | 2285 | 2285 | 2285 | 2285 | 2285 | 2285 | 2285 | 2285 | 2285 | 2285 | 2285 | 2285 | 2285 | 2285 | 2285 | 2285 | 2285 | 2285 | 2285 | 2285 | 2285 | 2285
CDP12 | NSW | SNSW | Utility storage | 299.99 | 309.99 | 368.9 | 368.9 | 568.9 | 2768.9 | 2809.8038 | 2808.8138 | 2809.8038 | 2808.8138 | 2808.8138 | 2809.8038 | 2808.8138 | 2808.8138 | 2809.8038 | 2809.8038 | 2808.8138 | 2808.8138 | 2808.8139 | 2798.8139 | 2749.8039 | 2748.8139 | 2689.9039 | 2688.9139 | 2688.9139 | 2589.9139 | 2567.5264 | 2567.5264 | 2417.5264
CDP12 | NSW | SNSW | Coordinated CER storage | 1.8316 | 2.4469 | 3.1469 | 4.0056 | 4.9448 | 6.063 | 7.344 | 8.8828 | 10.843 | 13.2952 | 16.3304 | 19.989 | 24.3293 | 29.3361 | 35.0941 | 41.5771 | 48.7432 | 56.6101 | 65.2405 | 74.6487 | 84.8616 | 95.9878 | 108.1835 | 121.2843 | 135.2958 | 150.0261 | 165.4879 | 173.4974 | 180.7336
CDP12 | NSW | SNSW | Passive CER storage | 39.8581 | 43.7926 | 47.6885 | 51.7125 | 56.1945 | 60.6618 | 66.2045 | 71.0929 | 76.2779 | 81.7101 | 87.5202 | 93.586 | 99.9174 | 106.2198 | 112.7798 | 119.2142 | 125.1293 | 130.5318 | 135.6734 | 140.5429 | 145.2071 | 150.7156 | 156.525 | 162.5649 | 168.7895 | 174.3699 | 179.4516 | 185.5172 | 191.0124
CDP12 | NSW | SNSW | Offshore wind | 0 | 0 | 0 | 0 | 0 | 0 | 0 | 0 | 0 | 0 | 0 | 0 | 0 | 0 | 0 | 0 | 0 | 0 | 0 | 0 | 0 | 0 | 0 | 0 | 0 | 0 | 0 | 0 | 0
CDP12 | NSW | SNSW | Wind | 1792.06 | 1850.06 | 1890.08 | 2420.54 | 3071.5155 | 3071.5155 | 3071.5155 | 3071.5155 | 3071.5155 | 3071.5155 | 3071.5155 | 3071.5155 | 3071.5155 | 3025.0155 | 3025.0155 | 2995.0155 | 2995.0155 | 2782.8406 | 2734.5406 | 2734.5406 | 2445.5306 | 2445.5306 | 2201.9976 | 1990.2595 | 1994.3141 | 1620.1117 | 1624.9388 | 1624.9388 | 1624.9388
CDP12 | NSW | SNSW | Utility solar | 2083.08 | 2083.08 | 2475.36 | 2812.1482 | 3373.3743 | 3373.3743 | 3374.2743 | 3373.3743 | 3373.3743 | 3373.3743 | 3373.3743 | 3373.3743 | 3373.3743 | 3373.3743 | 3373.3743 | 3223.3443 | 3223.3443 | 3223.3443 | 3223.3443 | 3223.3443 | 3721.073 | 4507.6421 | 4507.6421 | 4422.6421 | 4390.2421 | 4748.9266 | 4419.8367 | 3644.6267 | 3614.6267
CDP12 | NSW | SNSW | Distributed PV | 986.0326 | 1016.5758 | 1046.5931 | 1086.1683 | 1164.1203 | 1240.9168 | 1328.5137 | 1393.4014 | 1458.5676 | 1517.356 | 1578.8062 | 1621.3015 | 1659.1313 | 1689.5418 | 1724.7489 | 1750.0152 | 1777.7549 | 1805.5558 | 1841.3577 | 1866.4198 | 1894.7072 | 1924.1874 | 1962.8752 | 1990.9999 | 2022.3122 | 2052.6863 | 2093.9396 | 2124.8409 | 2159.5341
CDP12 | NSW | SNSW | Other renewable fuels | 0 | 0 | 0 | 0 | 0 | 0 | 0 | 0 | 0 | 0 | 0 | 0 | 0 | 0 | 0 | 0 | 0 | 0 | 0 | 0 | 0 | 0 | 0 | 0 | 0 | 0 | 0 | 0 | 0
CDP12 | NSW | SNSW | DSP | 0 | 0 | 0 | 0 | 0 | 0 | 0 | 0 | 0 | 0 | 0 | 0 | 0 | 0 | 0 | 0 | 0 | 0 | 0 | 0 | 0 | 0 | 0 | 0 | 0 | 0 | 0 | 0 | 0
CDP12 | QLD | NQ | Black coal | 0 | 0 | 0 | 0 | 0 | 0 | 0 | 0 | 0 | 0 | 0 | 0 | 0 | 0 | 0 | 0 | 0 | 0 | 0 | 0 | 0 | 0 | 0 | 0 | 0 | 0 | 0 | 0 | 0
CDP12 | QLD | NQ | Mid-merit gas | 244 | 244 | 244 | 244 | 244 | 244 | 244 | 244 | 244 | 244 | 244 | 244 | 244 | 244 | 244 | 244 | 244 | 244 | 244 | 244 | 244 | 244 | 244 | 0 | 0 | 0 | 0 | 0 | 0
CDP12 | QLD | NQ | Flexible gas with CCS | 0 | 0 | 0 | 0 | 0 | 0 | 0 | 0 | 0 | 0 | 0 | 0 | 0 | 0 | 0 | 0 | 0 | 0 | 0 | 0 | 0 | 0 | 0 | 0 | 0 | 0 | 0 | 0 | 0
CDP12 | QLD | NQ | Flexible gas | 423.5 | 423.5 | 423.5 | 423.5 | 423.5 | 423.5 | 423.5 | 423.5 | 423.5 | 423.5 | 131.5 | 131.5 | 131.5 | 131.5 | 131.5 | 131.5 | 131.5 | 131.5 | 131.5 | 131.5 | 131.5 | 0 | 0 | 0 | 0 | 0 | 0 | 0 | 0
CDP12 | QLD | NQ | Hydro | 156.4 | 156.4 | 156.4 | 156.4 | 156.4 | 156.4 | 156.4 | 156.4 | 156.4 | 156.4 | 156.4 | 156.4 | 156.4 | 156.4 | 70 | 70 | 70 | 70 | 70 | 0 | 0 | 0 | 0 | 0 | 0 | 0 | 0 | 0 | 0
CDP12 | QLD | NQ | Utility storage | 250 | 250 | 250 | 550 | 550 | 550 | 550 | 550 | 550 | 550 | 550.0001 | 550.0001 | 550.0001 | 550.0001 | 550.0002 | 550.0002 | 550.0002 | 550.0002 | 550.0002 | 550.0002 | 550.0002 | 550.0003 | 550.0003 | 256.782 | 269.817 | 393.1215 | 430.3963 | 430.3963 | 430.3963
CDP12 | QLD | NQ | Coordinated CER storage | 0.88737 | 1.2167 | 1.5929 | 2.0251 | 2.5236 | 3.12 | 3.8402 | 4.861 | 6.1864 | 7.8245 | 9.8358 | 12.2418 | 15.0717 | 18.2721 | 21.9141 | 25.9728 | 30.4036 | 35.228 | 40.4665 | 46.1292 | 52.2496 | 58.927 | 66.1344 | 73.8088 | 81.9834 | 90.4987 | 99.3492 | 103.7072 | 107.6837
CDP12 | QLD | NQ | Passive CER storage | 18.5285 | 21.0552 | 23.4635 | 25.9022 | 28.4576 | 31.3925 | 34.814 | 37.9522 | 41.4162 | 44.9799 | 48.8461 | 52.9834 | 57.3995 | 61.6721 | 66.1572 | 70.6014 | 74.6827 | 78.4936 | 82.1191 | 85.5856 | 89.0361 | 92.9771 | 97.0969 | 101.3628 | 105.886 | 109.9772 | 113.7091 | 117.7593 | 121.4976
CDP12 | QLD | NQ | Offshore wind | 0 | 0 | 0 | 0 | 0 | 0 | 0 | 0 | 0 | 0 | 0 | 0 | 0 | 0 | 0 | 0 | 0 | 0 | 0 | 0 | 0 | 0 | 0 | 0 | 0 | 0 | 0 | 0 | 0
CDP12 | QLD | NQ | Wind | 375.64 | 375.64 | 375.64 | 375.64 | 1600.9144 | 1932.1748 | 2520.8382 | 2520.8382 | 2520.8382 | 2520.8382 | 2681.2525 | 2681.2525 | 2772.8964 | 2969.037 | 2969.037 | 2969.037 | 2969.037 | 2969.037 | 2969.037 | 2969.037 | 2947.8221 | 3422.8121 | 3422.8121 | 3379.6121 | 3379.6121 | 3257.8008 | 3432.4631 | 3460.0209 | 3461.3588
CDP12 | QLD | NQ | Utility solar | 521.6 | 521.6 | 521.6 | 521.6 | 521.6 | 521.6 | 521.6 | 521.6 | 521.6 | 521.6 | 521.6 | 521.6 | 521.6001 | 521.6001 | 473.1001 | 473.1001 | 473.1001 | 473.1001 | 652.853 | 610.3106 | 494.3506 | 544.8348 | 544.8348 | 529.8348 | 429.8548 | 408.8848 | 681.0117 | 580.9817 | 580.9817
CDP12 | QLD | NQ | Distributed PV | 650.1918 | 674.7727 | 703.9561 | 730.2258 | 763.9198 | 810.8536 | 853.2797 | 886.3548 | 917.2914 | 944.1354 | 970.7969 | 991.2841 | 1008.6228 | 1022.5255 | 1038.7204 | 1053.488 | 1067.6015 | 1084.5645 | 1102.9542 | 1118.778 | 1136.6862 | 1153.6954 | 1172.9582 | 1190.3775 | 1209.4642 | 1228.2939 | 1251.6994 | 1274.419 | 1298.4572
CDP12 | QLD | NQ | Other renewable fuels | 0 | 0 | 0 | 0 | 0 | 0 | 0 | 0 | 0 | 0 | 0 | 0 | 0 | 0 | 0 | 0 | 0 | 0 | 0 | 0 | 0 | 0 | 0 | 0 | 0 | 0 | 0 | 0 | 0
CDP12 | QLD | NQ | DSP | 0 | 0 | 0 | 0 | 0 | 0 | 0 | 0 | 0 | 0 | 0 | 0 | 0 | 0 | 0 | 0 | 0 | 0 | 0 | 0 | 0 | 0 | 0 | 0 | 0 | 0 | 0 | 0 | 0
CDP12 | QLD | GG | Black coal | 1680 | 1680 | 1680 | 1680 | 840 | 840 | 840 | 280 | 0 | 0 | 0 | 0 | 0 | 0 | 0 | 0 | 0 | 0 | 0 | 0 | 0 | 0 | 0 | 0 | 0 | 0 | 0 | 0 | 0
CDP12 | QLD | GG | Mid-merit gas | 180 | 180 | 180 | 180 | 180 | 180 | 180 | 180 | 180 | 180 | 180 | 180 | 180 | 180 | 180 | 180 | 180 | 180 | 180 | 180 | 180 | 180 | 180 | 180 | 180 | 180 | 180 | 0 | 0
CDP12 | QLD | GG | Flexible gas with CCS | 0 | 0 | 0 | 0 | 0 | 0 | 0 | 0 | 0 | 0 | 0 | 0 | 0 | 0 | 0 | 0 | 0 | 0 | 0 | 0 | 0 | 0 | 0 | 0 | 0 | 0 | 0 | 0 | 0
CDP12 | QLD | GG | Flexible gas | 0 | 0 | 0 | 0 | 0 | 0 | 0 | 0 | 0 | 0 | 0 | 0 | 0 | 0 | 0 | 0 | 0 | 0 | 0 | 0 | 0 | 0 | 0 | 0 | 0 | 0 | 0 | 0 | 0
CDP12 | QLD | GG | Hydro | 0 | 0 | 0 | 0 | 0 | 0 | 0 | 0 | 0 | 0 | 0 | 0 | 0 | 0 | 0 | 0 | 0 | 0 | 0 | 0 | 0 | 0 | 0 | 0 | 0 | 0 | 0 | 0 | 0
CDP12 | QLD | GG | Utility storage | 0 | 0 | 400 | 400 | 400 | 400 | 400 | 400 | 400 | 400 | 400.0001 | 400.0001 | 400.0001 | 400.0001 | 400.0002 | 400.0002 | 400.0002 | 400.0002 | 400.0002 | 400.0002 | 400.0002 | 400.0002 | 2.4461 | 37.7282 | 37.7293 | 37.7294 | 566.2368 | 566.2368 | 780.8596
CDP12 | QLD | GG | Coordinated CER storage | 0.048726 | 0.066819 | 0.087887 | 0.11153 | 0.14153 | 0.17366 | 0.21572 | 0.29891 | 0.41299 | 0.56211 | 0.74955 | 0.97712 | 1.2471 | 1.5592 | 1.9169 | 2.3184 | 2.7646 | 3.2536 | 3.7908 | 4.3761 | 5.009 | 5.7004 | 6.4465 | 7.2409 | 8.0831 | 8.9664 | 9.8883 | 10.3376 | 10.7449
CDP12 | QLD | GG | Passive CER storage | 1.0174 | 1.1563 | 1.2946 | 1.4266 | 1.5959 | 1.7473 | 1.9556 | 2.1352 | 2.3376 | 2.5644 | 2.8105 | 3.0704 | 3.3401 | 3.6127 | 3.8978 | 4.1748 | 4.4417 | 4.6827 | 4.9228 | 5.1563 | 5.3782 | 5.6374 | 5.9123 | 6.1964 | 6.4847 | 6.7498 | 6.9899 | 7.2551 | 7.4911
CDP12 | QLD | GG | Offshore wind | 0 | 0 | 0 | 0 | 0 | 0 | 0 | 0 | 0 | 0 | 0 | 0 | 0 | 0 | 0 | 0 | 0 | 0 | 0 | 0 | 0 | 0 | 0 | 0 | 0 | 0 | 0 | 0 | 0
CDP12 | QLD | GG | Wind | 0 | 0 | 0 | 0 | 0 | 0 | 0 | 0 | 0 | 0 | 0 | 0 | 0 | 0 | 0 | 0 | 0 | 0 | 0 | 0 | 0 | 0 | 0 | 0 | 0 | 0 | 0 | 0 | 0
CDP12 | QLD | GG | Utility solar | 0 | 0 | 0 | 0 | 0 | 0 | 0 | 0 | 0 | 0 | 0 | 0 | 0 | 0 | 0 | 0 | 0 | 0 | 0 | 0 | 0 | 0 | 0 | 0 | 0 | 0 | 0 | 0 | 0
CDP12 | QLD | GG | Distributed PV | 62.5042 | 64.2791 | 66.415 | 68.9878 | 72.7673 | 76.244 | 80.0461 | 83.5314 | 86.727 | 89.5602 | 92.1585 | 94.3304 | 96.0517 | 97.5469 | 99.0431 | 100.4574 | 101.995 | 103.5388 | 105.3012 | 107.0116 | 108.5825 | 110.2539 | 112.0709 | 113.8938 | 115.5761 | 117.3638 | 119.4773 | 121.9029 | 124.2038
CDP12 | QLD | GG | Other renewable fuels | 0 | 0 | 0 | 0 | 0 | 0 | 0 | 0 | 0 | 0 | 0 | 0 | 0 | 0 | 0 | 0 | 0 | 0 | 0 | 0 | 0 | 0 | 0 | 0 | 0 | 0 | 0 | 0 | 0
CDP12 | QLD | GG | DSP | 0 | 0 | 0 | 0 | 0 | 0 | 0 | 0 | 0 | 0 | 0 | 0 | 0 | 0 | 0 | 0 | 0 | 0 | 0 | 0 | 0 | 0 | 0 | 0 | 0 | 0 | 0 | 0 | 0
CDP12 | QLD | CQ | Black coal | 3004 | 3004 | 3004 | 3004 | 2304 | 2304 | 1574 | 1574 | 1574 | 844 | 844 | 844 | 844 | 844 | 844 | 844 | 844 | 844 | 844 | 844 | 844 | 844 | 844 | 844 | 844 | 844 | 844 | 844 | 0
CDP12 | QLD | CQ | Mid-merit gas | 0 | 0 | 0 | 0 | 0 | 0 | 0 | 0 | 0 | 0 | 0 | 0 | 0 | 0 | 0 | 0 | 0 | 0 | 0 | 0 | 0 | 0 | 0 | 0 | 0 | 0 | 0 | 0 | 0
CDP12 | QLD | CQ | Flexible gas with CCS | 0 | 0 | 0 | 0 | 0 | 0 | 0 | 0 | 0 | 0 | 0 | 0 | 0 | 0 | 0 | 0 | 0 | 0 | 0 | 0 | 0 | 0 | 0 | 0 | 0 | 0 | 0 | 0 | 0
CDP12 | QLD | CQ | Flexible gas | 37 | 37 | 37 | 37 | 37 | 37 | 37 | 37 | 37 | 37 | 37 | 0 | 0 | 0 | 0 | 0 | 0 | 0 | 0 | 0 | 0 | 0 | 0 | 0 | 0 | 0 | 0 | 0 | 0
CDP12 | QLD | CQ | Hydro | 0 | 0 | 0 | 0 | 0 | 0 | 0 | 0 | 0 | 0 | 0 | 0 | 0 | 0 | 0 | 0 | 0 | 0 | 0 | 0 | 0 | 0 | 0 | 0 | 0 | 0 | 0 | 0 | 0
CDP12 | QLD | CQ | Utility storage | 50 | 50 | 50 | 50 | 200 | 200 | 200 | 200 | 200.0001 | 200.0001 | 200.0002 | 200.0002 | 200.0002 | 200.0002 | 200.0003 | 200.0003 | 200.0003 | 200.0003 | 200.0003 | 150.0003 | 150.0003 | 150.0005 | 152.4454 | 251.9555 | 182.8565 | 237.063 | 952.3234 | 952.3234 | 1309.1363
CDP12 | QLD | CQ | Coordinated CER storage | 0.81707 | 1.1192 | 1.475 | 1.8705 | 2.3506 | 2.8941 | 3.5651 | 4.6403 | 6.0457 | 7.8273 | 10.0404 | 12.6969 | 15.8224 | 19.4074 | 23.4888 | 28.0554 | 33.0802 | 38.5531 | 44.5354 | 51.0196 | 58.024 | 65.6952 | 73.9546 | 82.751 | 92.094 | 101.874 | 112.0393 | 117.0219 | 121.5395
CDP12 | QLD | CQ | Passive CER storage | 17.0607 | 19.3666 | 21.7275 | 23.9255 | 26.506 | 29.119 | 32.3201 | 35.3739 | 38.6267 | 42.1175 | 45.9487 | 49.9898 | 54.2028 | 58.4551 | 62.8527 | 67.2149 | 71.3089 | 75.0313 | 78.6845 | 82.1837 | 85.591 | 89.6089 | 93.7355 | 98.007 | 102.4317 | 106.5375 | 110.2123 | 114.1759 | 117.7274
CDP12 | QLD | CQ | Offshore wind | 0 | 0 | 0 | 0 | 0 | 0 | 0 | 0 | 0 | 0 | 0 | 0 | 0 | 0 | 0 | 0 | 0 | 0 | 0 | 0 | 0 | 0 | 0 | 0 | 0 | 0 | 0 | 0 | 0
CDP12 | QLD | CQ | Wind | 300 | 300 | 439 | 439 | 948.0343 | 1430.2971 | 1430.2971 | 1430.2971 | 1430.2971 | 1430.2971 | 2137.8895 | 2150.9825 | 2150.9825 | 2207.8142 | 2207.8142 | 2207.8142 | 2207.8142 | 2207.8142 | 2207.8142 | 2207.8142 | 2294.1326 | 3147.4934 | 3147.4934 | 3147.4934 | 3147.4934 | 3147.4934 | 2923.6599 | 2923.6599 | 2923.6599
CDP12 | QLD | CQ | Utility solar | 788.17 | 788.17 | 788.17 | 788.17 | 860.8016 | 860.8016 | 860.8016 | 860.8016 | 860.8016 | 860.8017 | 863.4403 | 863.4404 | 863.4407 | 863.4407 | 863.4407 | 863.4407 | 863.4407 | 865.8038 | 1321.0648 | 1321.0649 | 1307.0655 | 1264.5655 | 1264.5655 | 1264.5655 | 1402.3812 | 2444.6958 | 3588.0216 | 4230.8246 | 5225.6005
CDP12 | QLD | CQ | Distributed PV | 722.2681 | 742.6714 | 766.5235 | 793.7311 | 832.2373 | 870.8408 | 919.19 | 959.03 | 992.0332 | 1024.4908 | 1056.5767 | 1083.0724 | 1101.7266 | 1123.061 | 1144.5628 | 1165.0051 | 1182.6817 | 1203.6093 | 1227.4527 | 1248.9192 | 1267.2572 | 1290.1466 | 1314.2082 | 1336.8165 | 1356.4594 | 1381.1351 | 1408.4892 | 1436.2188 | 1460.3169
CDP12 | QLD | CQ | Other renewable fuels | 0 | 0 | 0 | 0 | 0 | 0 | 0 | 0 | 0 | 0 | 0 | 0 | 0 | 0 | 0 | 0 | 0 | 0 | 0 | 0 | 0 | 0 | 0 | 0 | 0 | 0 | 0 | 0 | 0
CDP12 | QLD | CQ | DSP | 0 | 0 | 0 | 0 | 0 | 0 | 0 | 0 | 0 | 0 | 0 | 0 | 0 | 0 | 0 | 0 | 0 | 0 | 0 | 0 | 0 | 0 | 0 | 0 | 0 | 0 | 0 | 0 | 0
CDP12 | QLD | SQ | Black coal | 3446 | 3446 | 3446 | 3446 | 3446 | 3446 | 3446 | 2746 | 2746 | 2396 | 1596 | 852 | 852 | 852 | 852 | 852 | 852 | 852 | 852 | 852 | 852 | 852 | 852 | 852 | 852 | 852 | 852 | 852 | 0
CDP12 | QLD | SQ | Mid-merit gas | 1173.9 | 1173.9 | 1173.9 | 1173.9 | 1173.9 | 1173.9 | 1173.9 | 1173.9 | 1173.9 | 1173.9 | 1173.9 | 1173.9 | 1173.9 | 788.9 | 788.9 | 788.9 | 644.5 | 644.5 | 644.5 | 644.5 | 644.5 | 644.5 | 0 | 0 | 0 | 0 | 0 | 0 | 0
CDP12 | QLD | SQ | Flexible gas with CCS | 0 | 0 | 0 | 0 | 0 | 0 | 0 | 0 | 0 | 0 | 0 | 0 | 0 | 0 | 0 | 0 | 0 | 0 | 0 | 0 | 0 | 0 | 0 | 0 | 0 | 0 | 0 | 0 | 0
CDP12 | QLD | SQ | Flexible gas | 1509 | 1509 | 1509 | 1709 | 1709 | 1709 | 1709 | 1709 | 1709 | 1709 | 1860.6221 | 1780.6221 | 1780.6221 | 1839.9494 | 2069.705 | 2279.2958 | 2696.8209 | 2921.0725 | 3725.6118 | 4343.5522 | 4343.5522 | 4343.5522 | 4343.5522 | 4182.319 | 4182.319 | 4182.319 | 3663.319 | 3317.319 | 3483.1691
CDP12 | QLD | SQ | Hydro | 0 | 0 | 0 | 0 | 0 | 0 | 0 | 0 | 0 | 0 | 0 | 0 | 0 | 0 | 0 | 0 | 0 | 0 | 0 | 0 | 0 | 0 | 0 | 0 | 0 | 0 | 0 | 0 | 0
CDP12 | QLD | SQ | Utility storage | 709.6 | 1423.76 | 1729.76 | 1729.76 | 1729.76 | 1729.76 | 1729.76 | 1729.76 | 3727.76 | 3727.76 | 3727.7601 | 3727.7601 | 3727.7601 | 3727.7601 | 3727.7602 | 3627.7602 | 3627.7602 | 3627.7602 | 3627.7602 | 3627.7602 | 3627.7602 | 3327.7602 | 3077.7605 | 3609.34 | 3609.34 | 3354.54 | 3625.1203 | 3625.1203 | 3525.1203
CDP12 | QLD | SQ | Coordinated CER storage | 4.2813 | 5.9349 | 7.8549 | 10.0673 | 12.639 | 15.6606 | 19.5036 | 26.1745 | 34.9449 | 45.9905 | 59.704 | 76.2037 | 95.6949 | 118.0268 | 143.566 | 172.1726 | 203.6626 | 237.961 | 275.4027 | 316.0829 | 360.0365 | 407.5661 | 459.4511 | 514.7474 | 573.5005 | 635.0211 | 699.1749 | 730.6031 | 759.1308
CDP12 | QLD | SQ | Passive CER storage | 89.3949 | 102.7017 | 115.7072 | 128.7691 | 142.5235 | 157.5718 | 176.8119 | 194.2469 | 213.1165 | 232.7482 | 254.1827 | 276.937 | 301.0369 | 325.0195 | 350.4149 | 375.6131 | 399.0493 | 420.0192 | 440.1605 | 459.7105 | 478.6237 | 501.0311 | 524.6191 | 549.2404 | 574.878 | 598.5559 | 620.3463 | 643.8322 | 664.9847
CDP12 | QLD | SQ | Offshore wind | 0 | 0 | 0 | 0 | 0 | 0 | 0 | 0 | 0 | 0 | 0 | 0 | 0 | 0 | 0 | 0 | 0 | 0 | 0 | 0 | 0 | 0 | 0 | 0 | 0 | 0 | 0 | 0 | 0
CDP12 | QLD | SQ | Wind | 864.95 | 1788.35 | 1788.35 | 1788.35 | 3188.35 | 4159.6563 | 4159.6563 | 4159.6563 | 4159.6563 | 4159.6563 | 4159.6563 | 4943.3888 | 4943.3888 | 5106.9842 | 5106.9842 | 5106.9842 | 5106.9842 | 5106.9842 | 5106.9842 | 5106.9842 | 5106.9843 | 4667.0143 | 4828.492 | 4828.492 | 4828.492 | 8048.38 | 8048.38 | 8048.38 | 8048.38
CDP12 | QLD | SQ | Utility solar | 1791.51 | 1791.51 | 1850.95 | 1951.79 | 1951.25 | 1950.69 | 1950.14 | 1949.57 | 1949.01 | 2187.1948 | 4445.5946 | 4968.4306 | 5888.5238 | 5778.5238 | 5778.5238 | 5778.5238 | 5778.5238 | 5778.5238 | 5778.5238 | 6945.5772 | 7062.241 | 6959.281 | 7597.1355 | 7189.3432 | 7682.0844 | 7654.7844 | 9228.3843 | 9228.3843 | 9510.93
CDP12 | QLD | SQ | Distributed PV | 4444.5857 | 4601.2689 | 4749.54 | 4916.8363 | 5144.4056 | 5366.8426 | 5600.5382 | 5818.1179 | 6023.3354 | 6208.4396 | 6390.235 | 6547.3482 | 6680.4309 | 6801.3486 | 6930.4487 | 7058.0895 | 7183.3758 | 7312.5864 | 7449.028 | 7583.0522 | 7712.7031 | 7848.2261 | 7992.0637 | 8132.0113 | 8268.3973 | 8416.1653 | 8582.7632 | 8750.2442 | 8916.9501
CDP12 | QLD | SQ | Other renewable fuels | 0 | 0 | 0 | 0 | 0 | 0 | 0 | 0 | 0 | 0 | 0 | 0 | 0 | 0 | 0 | 0 | 0 | 0 | 0 | 0 | 0 | 0 | 0 | 0 | 0 | 0 | 0 | 90 | 90
CDP12 | QLD | SQ | DSP | 261.52 | 264.77 | 266.65 | 271.43 | 274.99 | 279.39 | 263.31 | 268.86 | 272.92 | 276.84 | 281.85 | 287.32 | 293.21 | 299.76 | 303.87 | 308.31 | 314.85 | 318.56 | 321.21 | 324.66 | 327.68 | 329.75 | 332.41 | 336.27 | 338.73 | 347.33 | 354.15 | 361.49 | 363.01
CDP12 | VIC | VIC | Brown coal | 4820 | 4820 | 4820 | 4820 | 4820 | 3370 | 3370 | 3370 | 3370 | 3370 | 1160 | 580 | 580 | 580 | 580 | 580 | 580 | 580 | 580 | 580 | 580 | 580 | 580 | 580 | 0 | 0 | 0 | 0 | 0
CDP12 | VIC | VIC | Mid-merit gas | 500 | 500 | 500 | 500 | 500 | 0 | 0 | 0 | 0 | 0 | 0 | 0 | 0 | 0 | 0 | 0 | 0 | 0 | 0 | 0 | 0 | 0 | 0 | 0 | 0 | 0 | 0 | 0 | 0
CDP12 | VIC | VIC | Flexible gas with CCS | 0 | 0 | 0 | 0 | 0 | 0 | 0 | 0 | 0 | 0 | 0 | 0 | 0 | 0 | 0 | 0 | 0 | 0 | 0 | 0 | 0 | 0 | 0 | 0 | 0 | 0 | 0 | 0 | 0
CDP12 | VIC | VIC | Flexible gas | 1900 | 1900 | 1900 | 1900 | 1900 | 1900 | 1900 | 1900 | 1900 | 1900 | 1730 | 1730 | 1730 | 1730 | 1730 | 1730 | 1290 | 1290 | 1290 | 1295.4523 | 1295.4523 | 1295.4523 | 1295.4523 | 1295.4523 | 1349.3946 | 1349.3946 | 1349.3946 | 1349.3946 | 2244.6122
CDP12 | VIC | VIC | Hydro | 2219.02 | 2219.02 | 2219.02 | 2219.02 | 2219.02 | 2219.02 | 2219.02 | 2219.02 | 2219.02 | 2219.02 | 2219.02 | 2219.02 | 2219.02 | 2219.02 | 2219.02 | 2219.02 | 2219.02 | 2219.02 | 2219.02 | 2219.02 | 2219.02 | 2219.02 | 2219.02 | 2219.02 | 2219.02 | 2219.02 | 2219.02 | 2219.02 | 2219.02
CDP12 | VIC | VIC | Utility storage | 299.13 | 479.13 | 1990.64 | 2405.4402 | 2860.9077 | 2853.2077 | 3053.23 | 3060.53 | 3572.23 | 4083.17 | 4593.0399 | 6201.9199 | 6201.9199 | 6208.5199 | 6201.9199 | 6196.9199 | 6196.9199 | 6196.9199 | 5896.9199 | 5896.9199 | 5746.9199 | 6064.1679 | 5762.8579 | 5024.3577 | 4718.4904 | 4718.4904 | 4498.0124 | 3898.0124 | 3414.3329
CDP12 | VIC | VIC | Coordinated CER storage | 10.6132 | 15.1363 | 20.7187 | 26.6998 | 33.6099 | 42.073 | 52.0251 | 65.3888 | 82.4785 | 103.5543 | 129.304 | 159.8675 | 195.5802 | 236.092 | 282.1042 | 333.3048 | 389.2764 | 449.9516 | 515.8702 | 587.1309 | 663.853 | 746.8741 | 837.0114 | 932.8772 | 1034.5743 | 1140.6225 | 1250.7708 | 1304.751 | 1353.7071
CDP12 | VIC | VIC | Passive CER storage | 269.7717 | 301.4603 | 331.822 | 361.74 | 393.4245 | 427.1076 | 470.0826 | 508.8755 | 550.5086 | 593.6031 | 640.251 | 689.3259 | 740.7945 | 791.6143 | 844.9475 | 897.6568 | 946.6059 | 991.0946 | 1033.8217 | 1074.9606 | 1114.8568 | 1161.2955 | 1209.6656 | 1259.8506 | 1312.0582 | 1360.0652 | 1403.9921 | 1454.6296 | 1500.8336
CDP12 | VIC | VIC | Offshore wind | 0 | 0 | 0 | 0 | 0 | 0 | 0 | 1000 | 2000 | 2666.6666 | 3333.3333 | 3999.9999 | 4999.9999 | 5999.9998 | 6999.9998 | 8000 | 9000 | 9000 | 9000 | 9000 | 9000 | 9000 | 9000 | 9000 | 9000 | 9000 | 9000 | 9000 | 9000
CDP12 | VIC | VIC | Wind | 4537.37 | 4537.37 | 5381.93 | 5399.09 | 5399.0901 | 6733.5173 | 7188.4482 | 7188.4482 | 7188.4482 | 7188.4482 | 7135.9482 | 6943.9482 | 6943.9482 | 6943.9482 | 6880.9482 | 6460.9482 | 6460.9482 | 6172.6482 | 6172.6482 | 6122.0982 | 5804.8982 | 5492.8982 | 4645.9083 | 4645.9083 | 4248.4083 | 4900.095 | 5607.7792 | 5402.8707 | 5402.8707
CDP12 | VIC | VIC | Utility solar | 1078.39 | 1171.87 | 1343.97 | 1696.09 | 1696.09 | 1696.09 | 1696.09 | 1696.09 | 1696.0901 | 1696.0901 | 1696.0901 | 1696.0901 | 1696.0901 | 1696.0901 | 1696.0901 | 1696.0901 | 1696.0901 | 1696.0901 | 1696.0901 | 1696.0901 | 2451.5043 | 3247.8329 | 3220.6629 | 3220.6629 | 3220.6629 | 3132.6368 | 2756.7068 | 2675.7068 | 2480.6968
CDP12 | VIC | VIC | Distributed PV | 4946.5809 | 5473.4647 | 6000.3487 | 6548.375 | 7156.223 | 7660.403 | 8174.482 | 8576.747 | 8962.685 | 9347.904 | 9703.346 | 10044.94 | 10318.213 | 10545.242 | 10731.794 | 10916.825 | 11076.006 | 11258.545 | 11424.147 | 11608.487 | 11778.063 | 11966.74 | 12140.772 | 12336.863 | 12549.209 | 12805.429 | 13049.815 | 13309.967 | 13556.198
CDP12 | VIC | VIC | Other renewable fuels | 0 | 0 | 0 | 0 | 0 | 0 | 0 | 0 | 0 | 0 | 0 | 0 | 0 | 0 | 0 | 0 | 0 | 0 | 0 | 0 | 0 | 0 | 0 | 0 | 0 | 0 | 0 | 90 | 90
CDP12 | VIC | VIC | DSP | 257.18 | 259.24 | 262.65 | 254.27 | 258.93 | 265 | 272.05 | 276.46 | 282.34 | 286.44 | 291.15 | 294 | 296.52 | 298.78 | 301.25 | 303.94 | 307.11 | 310.41 | 312.34 | 314.87 | 316.32 | 317.01 | 318.65 | 319.05 | 318.14 | 316.32 | 315.74 | 316.68 | 318.56
CDP12 | SA | CSA | Mid-merit gas | 1509 | 1509 | 1509 | 529 | 529 | 529 | 529 | 529 | 529 | 529 | 529 | 529 | 529 | 529 | 0 | 0 | 0 | 0 | 0 | 0 | 0 | 0 | 0 | 0 | 0 | 0 | 0 | 0 | 0
CDP12 | SA | CSA | Flexible gas with CCS | 0 | 0 | 0 | 0 | 0 | 0 | 0 | 0 | 0 | 0 | 0 | 0 | 0 | 0 | 0 | 0 | 0 | 0 | 0 | 0 | 0 | 0 | 0 | 0 | 0 | 0 | 0 | 0 | 0
CDP12 | SA | CSA | Flexible gas | 1421.06 | 1421.06 | 1621.06 | 1621.06 | 1547.56 | 1547.56 | 1547.56 | 1301.56 | 1301.56 | 1061.9 | 1279.6634 | 1326.9 | 1326.9 | 1326.9 | 1326.9 | 1326.9 | 1326.9 | 1326.9 | 1326.9 | 1416.9766 | 1775.8369 | 1437.8369 | 1314.6369 | 1160.6369 | 1160.6369 | 1160.6369 | 1160.6369 | 1123.4369 | 1123.4369
CDP12 | SA | CSA | Hydro | 0 | 0 | 0 | 0 | 0 | 0 | 0 | 0 | 0 | 0 | 0 | 0 | 0 | 0 | 0 | 0 | 0 | 0 | 0 | 0 | 0 | 0 | 0 | 0 | 0 | 0 | 0 | 0 | 0
CDP12 | SA | CSA | Utility storage | 456.2 | 656.2 | 951.18 | 1566.9005 | 2731.8187 | 2737.8387 | 2731.8187 | 2701.8187 | 2701.8187 | 2701.8187 | 2701.8187 | 2701.8187 | 2701.8187 | 2701.8187 | 2701.8188 | 2701.8188 | 2701.8188 | 2701.8188 | 2689.8188 | 2695.8388 | 2439.1188 | 2245.1388 | 2083.1388 | 1467.4183 | 1486.2178 | 1444.7178 | 1776.7184 | 1776.7184 | 1776.7184
CDP12 | SA | CSA | Coordinated CER storage | 55.6719 | 62.4605 | 69.574 | 76.4942 | 84.1684 | 92.1358 | 101.9094 | 111.3026 | 121.9009 | 133.5508 | 146.6546 | 161.056 | 176.8714 | 193.5765 | 211.7514 | 230.9299 | 250.6652 | 270.8794 | 292.0065 | 314.1066 | 337.1741 | 362.1662 | 388.8506 | 416.8107 | 446.0604 | 475.6817 | 505.6161 | 520.6813 | 534.0007
CDP12 | SA | CSA | Passive CER storage | 163.4148 | 176.8412 | 189.127 | 200.7947 | 212.4134 | 224.7795 | 239.333 | 252.1373 | 265.4672 | 278.7557 | 292.6711 | 306.7404 | 321.0593 | 334.5405 | 348.2941 | 361.3463 | 372.8549 | 382.7225 | 391.8089 | 400.2474 | 408.0508 | 417.2101 | 426.5738 | 436.0668 | 445.6894 | 454.0331 | 461.1754 | 471.3591 | 480.3156
CDP12 | SA | CSA | Offshore wind | 0 | 0 | 0 | 0 | 0 | 0 | 0 | 0 | 0 | 0 | 0 | 0 | 0 | 0 | 0 | 0 | 0 | 0 | 0 | 0 | 0 | 0 | 0 | 0 | 0 | 0 | 0 | 0 | 0
CDP12 | SA | CSA | Wind | 2265.94 | 2265.94 | 2406.13 | 2406.13 | 2388.0848 | 2863.0371 | 2825.4115 | 2763.4115 | 2763.4115 | 2763.4115 | 2664.7116 | 2833.4232 | 2689.7432 | 2505.2632 | 2505.2632 | 2631.6396 | 2304.9396 | 2860.7534 | 2860.7534 | 2867.1377 | 2653.2777 | 2653.2777 | 2410.8764 | 2663.2904 | 3154.1467 | 3598.4007 | 3403.8658 | 3403.8658 | 3404.0867
CDP12 | SA | CSA | Utility solar | 566.2 | 566.2 | 566.2 | 845.96 | 845.96 | 930.5877 | 930.5877 | 930.5877 | 924.4677 | 924.4677 | 924.4677 | 1172.2519 | 1172.2519 | 1172.2519 | 1172.2519 | 1172.2519 | 1172.2519 | 1310.6395 | 1279.5995 | 1327.5992 | 1889.9326 | 3322.8579 | 3304.2379 | 3304.2379 | 3225.0379 | 3225.0379 | 3130.0379 | 3145.5254 | 3145.5254
CDP12 | SA | CSA | Distributed PV | 2384.3353 | 2442.1813 | 2500.4698 | 2567.782 | 2677.0418 | 2784.8805 | 2909.5845 | 3009.2554 | 3102.066 | 3180.5322 | 3268.8848 | 3329.2026 | 3380.66 | 3426.1092 | 3489.9642 | 3538.8511 | 3587.8176 | 3637.0179 | 3703.2634 | 3753.7863 | 3803.3867 | 3852.582 | 3919.3763 | 3971.0747 | 4023.001 | 4075.7847 | 4146.0359 | 4201.0105 | 4255.8474
CDP12 | SA | CSA | Other renewable fuels | 0 | 0 | 0 | 0 | 0 | 0 | 0 | 0 | 0 | 0 | 0 | 0 | 0 | 0 | 0 | 0 | 0 | 0 | 0 | 0 | 0 | 0 | 0 | 0 | 0 | 0 | 0 | 0 | 0
CDP12 | SA | CSA | DSP | 48.57 | 49.28 | 50.28 | 51.56 | 52.85 | 53.42 | 54.14 | 54.66 | 55.32 | 55.88 | 56.69 | 57.36 | 58.07 | 58.69 | 59.22 | 59.72 | 60.24 | 60.85 | 61.33 | 61.79 | 62.07 | 62.2 | 62.04 | 61.81 | 61.44 | 61.03 | 61.09 | 61.34 | 61.65
CDP12 | SA | SESA | Mid-merit gas | 0 | 0 | 0 | 0 | 0 | 0 | 0 | 0 | 0 | 0 | 0 | 0 | 0 | 0 | 0 | 0 | 0 | 0 | 0 | 0 | 0 | 0 | 0 | 0 | 0 | 0 | 0 | 0 | 0
CDP12 | SA | SESA | Flexible gas with CCS | 0 | 0 | 0 | 0 | 0 | 0 | 0 | 0 | 0 | 0 | 0 | 0 | 0 | 0 | 0 | 0 | 0 | 0 | 0 | 0 | 0 | 0 | 0 | 0 | 0 | 0 | 0 | 0 | 0
CDP12 | SA | SESA | Flexible gas | 143 | 143 | 143 | 143 | 80 | 80 | 80 | 80 | 80 | 80 | 80 | 80 | 0 | 0 | 0 | 0 | 0 | 0 | 0 | 0 | 0 | 0 | 0 | 0 | 0 | 0 | 0 | 0 | 0
CDP12 | SA | SESA | Hydro | 0 | 0 | 0 | 0 | 0 | 0 | 0 | 0 | 0 | 0 | 0 | 0 | 0 | 0 | 0 | 0 | 0 | 0 | 0 | 0 | 0 | 0 | 0 | 0 | 0 | 0 | 0 | 0 | 0
CDP12 | SA | SESA | Utility storage | 25 | 25 | 25 | 25 | 25 | 25 | 25 | 25 | 25 | 25 | 25 | 3.023e-05 | 3.023e-05 | 3.148e-05 | 6.922e-05 | 7.305e-05 | 7.305e-05 | 7.305e-05 | 7.305e-05 | 7.305e-05 | 7.408e-05 | 0.00010042 | 0.00010253 | 0.00012772 | 60.4727 | 60.4727 | 60.4727 | 60.4727 | 60.4727
CDP12 | SA | SESA | Coordinated CER storage | 1.9701 | 2.2312 | 2.5031 | 2.7724 | 3.0693 | 3.3785 | 3.771 | 4.1547 | 4.5772 | 5.0453 | 5.5905 | 6.2292 | 6.8967 | 7.6454 | 8.4204 | 9.2343 | 10.0864 | 10.97 | 11.8923 | 12.8505 | 13.8935 | 15.057 | 16.2673 | 17.5209 | 18.834 | 20.1658 | 21.5197 | 22.1956 | 22.8328
CDP12 | SA | SESA | Passive CER storage | 5.7829 | 6.3171 | 6.8043 | 7.2775 | 7.7459 | 8.2424 | 8.8562 | 9.3849 | 9.9001 | 10.4074 | 10.9659 | 11.6011 | 12.1692 | 12.779 | 13.3159 | 13.8063 | 14.2494 | 14.6336 | 14.9745 | 15.2687 | 15.6028 | 16.033 | 16.4336 | 16.813 | 17.1981 | 17.5263 | 17.8106 | 18.2151 | 18.6306
CDP12 | SA | SESA | Offshore wind | 0 | 0 | 0 | 0 | 0 | 0 | 0 | 0 | 0 | 0 | 0 | 0 | 0 | 0 | 0 | 0 | 0 | 0 | 0 | 0 | 0 | 0 | 0 | 0 | 0 | 0 | 0 | 0 | 0
CDP12 | SA | SESA | Wind | 324.5 | 324.5 | 324.5 | 324.5 | 324.5 | 900.4009 | 900.4009 | 900.4009 | 900.4009 | 900.4009 | 900.4009 | 900.4009 | 773.9009 | 773.9009 | 773.9009 | 614.9009 | 614.9009 | 575.9009 | 575.9009 | 575.9009 | 575.9009 | 575.9009 | 575.9009 | 575.9009 | 575.9009 | 575.9009 | 800 | 800 | 800
CDP12 | SA | SESA | Utility solar | 42.9 | 42.9 | 42.9 | 42.9 | 42.9 | 42.9 | 42.9 | 42.9 | 42.9 | 42.9 | 42.9 | 42.9 | 42.9 | 42.9 | 42.9 | 42.9 | 42.9 | 42.9 | 0 | 0 | 0 | 0 | 0 | 0 | 0 | 0 | 0 | 0 | 0
CDP12 | SA | SESA | Distributed PV | 83.6952 | 87.0282 | 89.9188 | 93.849 | 99.2782 | 104.4655 | 110.6695 | 115.8376 | 120.225 | 123.9958 | 128.4132 | 132.6594 | 135.447 | 138.9108 | 141.8218 | 143.7709 | 146.0024 | 148.3721 | 151.1876 | 152.8717 | 155.8903 | 159.718 | 163.4487 | 165.4983 | 167.756 | 169.7433 | 172.5161 | 174.9055 | 178.6376
CDP12 | SA | SESA | Other renewable fuels | 0 | 0 | 0 | 0 | 0 | 0 | 0 | 0 | 0 | 0 | 0 | 0 | 0 | 0 | 0 | 0 | 0 | 0 | 0 | 0 | 0 | 0 | 0 | 0 | 0 | 0 | 0 | 0 | 0
CDP12 | SA | SESA | DSP | 0 | 0 | 0 | 0 | 0 | 0 | 0 | 0 | 0 | 0 | 0 | 0 | 0 | 0 | 0 | 0 | 0 | 0 | 0 | 0 | 0 | 0 | 0 | 0 | 0 | 0 | 0 | 0 | 0
CDP12 | TAS | TAS | Mid-merit gas | 208 | 208 | 208 | 208 | 0 | 0 | 0 | 0 | 0 | 0 | 0 | 0 | 0 | 0 | 0 | 0 | 0 | 0 | 0 | 0 | 0 | 0 | 0 | 0 | 0 | 0 | 0 | 0 | 0
CDP12 | TAS | TAS | Flexible gas with CCS | 0 | 0 | 0 | 0 | 0 | 0 | 0 | 0 | 0 | 0 | 0 | 0 | 0 | 0 | 0 | 0 | 0 | 0 | 0 | 0 | 0 | 0 | 0 | 0 | 0 | 0 | 0 | 0 | 0
CDP12 | TAS | TAS | Flexible gas | 178 | 178 | 178 | 178 | 178 | 178 | 178 | 178 | 178 | 178 | 178 | 178 | 178 | 178 | 178 | 178 | 178 | 58 | 58 | 58 | 58 | 58 | 58 | 58 | 58 | 58 | 58 | 0 | 0
CDP12 | TAS | TAS | Hydro | 2176.7 | 2176.7 | 2176.7 | 2176.7 | 2176.7 | 2176.7 | 2176.7 | 2566.7 | 2566.7 | 2566.7 | 2566.7 | 2566.7 | 2566.7 | 2566.7 | 2566.7 | 2566.7 | 2566.7 | 2566.7 | 2566.7 | 2566.7 | 2566.7 | 2566.7 | 2566.7 | 2566.7 | 2566.7 | 2566.7 | 2566.7 | 2566.7 | 2566.7
CDP12 | TAS | TAS | Utility storage | 0 | 0 | 0 | 0 | 1.002e-05 | 1.13e-05 | 1.261e-05 | 2.747e-05 | 4.765e-05 | 6.6e-05 | 7.159e-05 | 7.159e-05 | 7.159e-05 | 7.159e-05 | 0.00010376 | 0.00011539 | 0.00012368 | 21.8924 | 21.8924 | 172.7881 | 456.4335 | 906.5641 | 906.5641 | 906.5641 | 906.5641 | 906.5641 | 906.5641 | 906.5641 | 906.5641
CDP12 | TAS | TAS | Coordinated CER storage | 0.57875 | 0.86202 | 1.1897 | 1.5604 | 1.9874 | 2.4806 | 3.1026 | 3.6027 | 4.2371 | 5.0419 | 6.0802 | 7.3806 | 8.9752 | 10.855 | 13.0758 | 15.6258 | 18.4829 | 21.6512 | 25.1679 | 29.047 | 33.2957 | 37.9263 | 43.0768 | 48.6582 | 54.6735 | 61.0336 | 67.7354 | 71.4596 | 74.781
CDP12 | TAS | TAS | Passive CER storage | 16.4983 | 18.3551 | 20.1214 | 21.7939 | 23.5599 | 25.4634 | 28.0008 | 30.1463 | 32.4307 | 34.7743 | 37.3199 | 39.9892 | 42.7744 | 45.4739 | 48.2933 | 51.0238 | 53.4633 | 55.579 | 57.5324 | 59.351 | 61.0565 | 63.1414 | 65.3064 | 67.5415 | 69.8609 | 71.8752 | 73.5976 | 75.9416 | 77.9696
CDP12 | TAS | TAS | Offshore wind | 0 | 0 | 0 | 0 | 0 | 0 | 0 | 0 | 0 | 0 | 0 | 0 | 0 | 0 | 0 | 0 | 0 | 0 | 0 | 0 | 0 | 0 | 0 | 0 | 0 | 0 | 0 | 0 | 0
CDP12 | TAS | TAS | Wind | 563.35 | 563.35 | 563.35 | 1021.6459 | 1208.6317 | 1476.0043 | 1544.793 | 1610.4042 | 1691.3949 | 1913.6299 | 1913.6299 | 2116.3466 | 2266.1141 | 2274.2533 | 2416.897 | 2489.6938 | 2489.6938 | 2489.6938 | 2489.6938 | 2489.6938 | 2489.6938 | 2345.6938 | 2345.6938 | 2345.6938 | 2345.6938 | 2345.6938 | 2345.6938 | 2037.9438 | 2037.9438
CDP12 | TAS | TAS | Utility solar | 0 | 0 | 0 | 0 | 0 | 0 | 0 | 0 | 0 | 0 | 0 | 0 | 0 | 0 | 0 | 0 | 0 | 0 | 0 | 0 | 0 | 0 | 0 | 0 | 0 | 0 | 0 | 0 | 0
CDP12 | TAS | TAS | Distributed PV | 275.4595 | 286.8109 | 298.1623 | 315.088 | 354.168 | 394.531 | 440.094 | 467.582 | 496.331 | 524.805 | 554.695 | 577.869 | 593.286 | 600.415 | 608.279 | 612.658 | 617.88 | 623.117 | 630.779 | 635.441 | 640.601 | 645.81 | 653.619 | 658.482 | 663.84 | 669.299 | 677.348 | 682.546 | 688.275
CDP12 | TAS | TAS | Other renewable fuels | 0 | 0 | 0 | 0 | 0 | 0 | 0 | 0 | 0 | 0 | 0 | 0 | 0 | 0 | 0 | 0 | 0 | 0 | 0 | 0 | 0 | 0 | 0 | 0 | 0 | 0 | 0 | 0 | 0
CDP12 | TAS | TAS | DSP | 5.95 | 6 | 5.24 | 4.54 | 4.57 | 4.66 | 4.79 | 4.91 | 5.01 | 5.05 | 5.06 | 5.09 | 5.06 | 5.08 | 5.09 | 5.11 | 5.12 | 5.16 | 5.18 | 5.2 | 5.21 | 5.19 | 5.19 | 5.18 | 5.19 | 5.2 | 5.14 | 5.03 | 4.96
CDP13 | NSW | NNSW | Black coal | 0 | 0 | 0 | 0 | 0 | 0 | 0 | 0 | 0 | 0 | 0 | 0 | 0 | 0 | 0 | 0 | 0 | 0 | 0 | 0 | 0 | 0 | 0 | 0 | 0 | 0 | 0 | 0 | 0
CDP13 | NSW | NNSW | Mid-merit gas | 0 | 0 | 0 | 0 | 0 | 0 | 0 | 0 | 0 | 0 | 0 | 0 | 0 | 0 | 0 | 0 | 0 | 0 | 0 | 0 | 0 | 0 | 0 | 0 | 0 | 0 | 0 | 0 | 0
CDP13 | NSW | NNSW | Flexible gas with CCS | 0 | 0 | 0 | 0 | 0 | 0 | 0 | 0 | 0 | 0 | 0 | 0 | 0 | 0 | 0 | 0 | 0 | 0 | 0 | 0 | 0 | 0 | 0 | 0 | 0 | 0 | 0 | 0 | 0
CDP13 | NSW | NNSW | Flexible gas | 0 | 0 | 0 | 0 | 0 | 0 | 0 | 0 | 0 | 0 | 0 | 0 | 0 | 0 | 0 | 0 | 0 | 0 | 0 | 0 | 0 | 0 | 0 | 0 | 0 | 0 | 0 | 0 | 0
CDP13 | NSW | NNSW | Hydro | 0 | 0 | 0 | 0 | 0 | 0 | 0 | 0 | 0 | 0 | 0 | 0 | 0 | 0 | 0 | 0 | 0 | 0 | 0 | 0 | 0 | 0 | 0 | 0 | 0 | 0 | 0 | 0 | 0
CDP13 | NSW | NNSW | Utility storage | 0 | 0 | 30 | 505 | 705 | 812.8896 | 1606.867 | 1606.8671 | 1606.8671 | 1606.8671 | 1576.8671 | 1576.8671 | 1576.8671 | 1576.8671 | 1576.8671 | 1576.8671 | 1576.8671 | 1576.8671 | 1576.8671 | 1576.8671 | 1576.8672 | 2576.8673 | 2576.8673 | 1901.8673 | 2222.7246 | 2114.835 | 2127.9637 | 2127.9637 | 2623.635
CDP13 | NSW | NNSW | Coordinated CER storage | 2.1928 | 2.9011 | 3.6904 | 4.6278 | 5.5596 | 6.6915 | 7.9992 | 9.7928 | 12.0913 | 14.9199 | 18.3769 | 22.4496 | 27.1895 | 32.5292 | 38.5657 | 45.2506 | 52.5465 | 60.457 | 69.0343 | 78.2621 | 88.1661 | 98.8985 | 110.4266 | 122.6426 | 135.5582 | 148.9852 | 162.8922 | 169.464 | 175.3439
CDP13 | NSW | NNSW | Passive CER storage | 47.7175 | 51.9224 | 55.9244 | 59.7457 | 63.1809 | 66.9501 | 72.1109 | 76.9127 | 82.1206 | 87.477 | 93.3283 | 99.3194 | 105.5537 | 111.5324 | 117.7469 | 123.7732 | 129.3342 | 134.4245 | 139.3018 | 143.8527 | 148.1976 | 153.2203 | 158.3806 | 163.6836 | 169.1359 | 173.9747 | 178.2371 | 183.577 | 188.3339
CDP13 | NSW | NNSW | Offshore wind | 0 | 0 | 0 | 0 | 0 | 0 | 0 | 0 | 0 | 0 | 0 | 0 | 0 | 0 | 0 | 0 | 0 | 0 | 0 | 0 | 0 | 0 | 0 | 0 | 0 | 0 | 0 | 0 | 0
CDP13 | NSW | NNSW | Wind | 442.48 | 442.48 | 442.48 | 781.9871 | 815.9175 | 815.9175 | 3474.3729 | 3474.3729 | 3474.3729 | 3474.3729 | 3474.3729 | 4118.6123 | 4118.6123 | 4118.6123 | 4118.6123 | 3946.1323 | 3946.1323 | 4373.1019 | 5798.8586 | 6943.2411 | 7232.5639 | 7232.5639 | 7232.5639 | 7232.5639 | 7232.5639 | 7400 | 7400 | 7400 | 7400
CDP13 | NSW | NNSW | Utility solar | 701.02 | 701.02 | 1021.02 | 1322.7675 | 1322.7675 | 1322.7675 | 1401.9169 | 1401.9169 | 1401.9169 | 1401.9169 | 1934.7632 | 1934.7632 | 1934.7632 | 1934.7632 | 1934.7632 | 1934.7632 | 1934.7632 | 1934.7632 | 2727.62 | 2810.7683 | 4287.7675 | 4287.7675 | 4287.7675 | 4263.1011 | 4280.8418 | 4280.8418 | 4286.1084 | 4302.1893 | 4456.3944
CDP13 | NSW | NNSW | Distributed PV | 999.795 | 1024.5274 | 1042.0404 | 1062.8416 | 1119.5661 | 1186.9908 | 1258.7771 | 1308.956 | 1356.0219 | 1394.7316 | 1433.3051 | 1460.8986 | 1482.9765 | 1497.8632 | 1516.4188 | 1530.7247 | 1546.3741 | 1562.7988 | 1581.7996 | 1598.2848 | 1617.7461 | 1635.9887 | 1654.643 | 1671.6642 | 1690.6614 | 1710.0652 | 1730.7883 | 1751.4803 | 1774.4013
CDP13 | NSW | NNSW | Other renewable fuels | 0 | 0 | 0 | 0 | 0 | 0 | 0 | 0 | 0 | 0 | 0 | 0 | 0 | 0 | 0 | 0 | 0 | 0 | 0 | 0 | 0 | 0 | 0 | 0 | 0 | 0 | 0 | 90 | 90
CDP13 | NSW | NNSW | DSP | 0 | 0 | 0 | 0 | 0 | 0 | 0 | 0 | 0 | 0 | 0 | 0 | 0 | 0 | 0 | 0 | 0 | 0 | 0 | 0 | 0 | 0 | 0 | 0 | 0 | 0 | 0 | 0 | 0
CDP13 | NSW | CNSW | Black coal | 4105 | 4105 | 4105 | 4105 | 4135 | 3450 | 1420 | 1420 | 1420 | 1420 | 1420 | 1420 | 1420 | 1420 | 1420 | 1420 | 1420 | 0 | 0 | 0 | 0 | 0 | 0 | 0 | 0 | 0 | 0 | 0 | 0
CDP13 | NSW | CNSW | Mid-merit gas | 0 | 0 | 0 | 0 | 0 | 0 | 0 | 0 | 0 | 0 | 0 | 0 | 0 | 0 | 0 | 0 | 0 | 0 | 0 | 0 | 0 | 0 | 0 | 0 | 0 | 0 | 0 | 0 | 0
CDP13 | NSW | CNSW | Flexible gas with CCS | 0 | 0 | 0 | 0 | 0 | 0 | 0 | 0 | 0 | 0 | 0 | 0 | 0 | 0 | 0 | 0 | 0 | 0 | 0 | 0 | 0 | 0 | 0 | 0 | 0 | 0 | 0 | 0 | 0
CDP13 | NSW | CNSW | Flexible gas | 0 | 0 | 0 | 0 | 0 | 0 | 0 | 0 | 0 | 0 | 0 | 0 | 0 | 0 | 0 | 0 | 0 | 0 | 0 | 0 | 0 | 0 | 0 | 0 | 0 | 0 | 0 | 0 | 0
CDP13 | NSW | CNSW | Hydro | 0 | 0 | 0 | 0 | 0 | 0 | 0 | 0 | 0 | 0 | 0 | 0 | 0 | 0 | 0 | 0 | 0 | 0 | 0 | 0 | 0 | 0 | 0 | 0 | 0 | 0 | 0 | 0 | 0
CDP13 | NSW | CNSW | Utility storage | 247 | 247 | 816 | 826.0356 | 1464.7725 | 2849.8697 | 2889.9018 | 2849.8818 | 2889.9018 | 2849.8818 | 2849.8818 | 2889.9018 | 2849.8818 | 2849.8818 | 2889.9018 | 2889.9018 | 2849.8818 | 2849.8818 | 2849.8818 | 2849.8818 | 2889.9018 | 2849.8818 | 2320.9018 | 2270.8462 | 2000.5693 | 779.6298 | 739.603 | 739.603 | 779.6231
CDP13 | NSW | CNSW | Coordinated CER storage | 0.91547 | 1.218 | 1.5545 | 1.9694 | 2.396 | 2.8889 | 3.468 | 4.4484 | 5.7616 | 7.4129 | 9.4548 | 11.9182 | 14.7956 | 18.091 | 21.8271 | 26.0012 | 30.6055 | 35.6384 | 41.1048 | 47.0119 | 53.3576 | 60.2411 | 67.6633 | 75.5332 | 83.8558 | 92.5557 | 101.5813 | 105.8426 | 109.6628
CDP13 | NSW | CNSW | Passive CER storage | 19.9215 | 21.7984 | 23.5569 | 25.4252 | 27.2293 | 28.9039 | 31.2635 | 33.4736 | 36.0114 | 38.6022 | 41.3825 | 44.4067 | 47.4404 | 50.4842 | 53.5835 | 56.6421 | 59.5615 | 62.2973 | 64.8483 | 67.2355 | 69.4388 | 72.0568 | 74.8106 | 77.6287 | 80.5076 | 83.1503 | 85.4446 | 88.2195 | 90.7189
CDP13 | NSW | CNSW | Offshore wind | 0 | 0 | 0 | 0 | 0 | 0 | 0 | 0 | 0 | 0 | 0 | 0 | 0 | 0 | 0 | 0 | 0 | 0 | 0 | 0 | 0 | 0 | 0 | 0 | 0 | 0 | 0 | 0 | 0
CDP13 | NSW | CNSW | Wind | 503.54 | 503.54 | 641.54 | 1483.7753 | 2247.8689 | 5160.6951 | 5160.6951 | 5160.6951 | 5160.6951 | 5160.6951 | 5160.6951 | 5160.6951 | 5160.6951 | 5160.6951 | 5160.6951 | 5160.6951 | 5160.6951 | 5053.8951 | 4915.8851 | 4915.8851 | 4915.8851 | 4951.9848 | 4951.9848 | 4951.9848 | 4951.9848 | 5223.8324 | 5649.697 | 5649.697 | 5649.697
CDP13 | NSW | CNSW | Utility solar | 1876.49 | 1876.49 | 1956.35 | 2960.0455 | 2960.0455 | 3941.609 | 4196.0544 | 4196.0544 | 4196.0544 | 4196.0544 | 4196.0544 | 4965.7764 | 4965.7764 | 4965.7764 | 4965.7764 | 4965.7764 | 4965.7764 | 4965.7764 | 4965.7764 | 4863.7564 | 4863.7564 | 4863.7564 | 4987.7738 | 4987.7738 | 6456.3413 | 6635.6425 | 8215.99 | 8096.24 | 7926.36
CDP13 | NSW | CNSW | Distributed PV | 621.9378 | 636.102 | 644.9182 | 661.8711 | 702.2766 | 740.456 | 787.694 | 821.4306 | 856.4795 | 886.1984 | 918.429 | 939.0199 | 954.7714 | 966.4442 | 983.7172 | 994.2831 | 1006.6496 | 1019.2425 | 1037.8102 | 1049.5191 | 1061.3193 | 1073.5732 | 1093.3139 | 1104.7404 | 1118.1637 | 1133.1908 | 1153.9216 | 1167.3489 | 1182.2507
CDP13 | NSW | CNSW | Other renewable fuels | 0 | 0 | 0 | 0 | 0 | 0 | 0 | 0 | 0 | 0 | 0 | 0 | 0 | 0 | 0 | 0 | 0 | 0 | 0 | 0 | 0 | 0 | 0 | 0 | 0 | 0 | 30 | 90 | 90
CDP13 | NSW | CNSW | DSP | 0 | 0 | 0 | 0 | 0 | 0 | 0 | 0 | 0 | 0 | 0 | 0 | 0 | 0 | 0 | 0 | 0 | 0 | 0 | 0 | 0 | 0 | 0 | 0 | 0 | 0 | 0 | 0 | 0
CDP13 | NSW | SNW | Black coal | 4200 | 4200 | 1320 | 1320 | 1320 | 0 | 0 | 0 | 0 | 0 | 0 | 0 | 0 | 0 | 0 | 0 | 0 | 0 | 0 | 0 | 0 | 0 | 0 | 0 | 0 | 0 | 0 | 0 | 0
CDP13 | NSW | SNW | Mid-merit gas | 440 | 440 | 440 | 440 | 440 | 440 | 440 | 440 | 440 | 440 | 440 | 440 | 440 | 440 | 440 | 440 | 440 | 440 | 440 | 440 | 0 | 0 | 0 | 0 | 0 | 0 | 0 | 0 | 0
CDP13 | NSW | SNW | Flexible gas with CCS | 0 | 0 | 0 | 0 | 0 | 0 | 0 | 0 | 0 | 0 | 0 | 0 | 0 | 0 | 0 | 0 | 0 | 0 | 0 | 0 | 0 | 0 | 0 | 0 | 0 | 0 | 0 | 0 | 0
CDP13 | NSW | SNW | Flexible gas | 1979 | 1979 | 1979 | 1979 | 1979 | 1979 | 1979 | 1979 | 1979 | 1979 | 1979 | 1979 | 1979 | 1979 | 1979 | 1979 | 1979 | 1979 | 1979 | 2485.1359 | 3193.7317 | 4069.7917 | 4069.7917 | 4069.7917 | 4069.7917 | 4069.7917 | 4069.7917 | 4069.7917 | 4069.7917
CDP13 | NSW | SNW | Hydro | 0 | 0 | 0 | 0 | 0 | 0 | 0 | 0 | 0 | 0 | 0 | 0 | 0 | 0 | 0 | 0 | 0 | 0 | 0 | 0 | 0 | 0 | 0 | 0 | 0 | 0 | 0 | 0 | 0
CDP13 | NSW | SNW | Utility storage | 50 | 50 | 1571.8579 | 1571.8605 | 1571.8616 | 1607.4995 | 2078.4306 | 2705.9826 | 2778.5586 | 2705.9826 | 2705.9826 | 2778.5586 | 2705.9826 | 2655.9826 | 2728.5586 | 2728.5586 | 2655.9826 | 2655.9826 | 2655.9826 | 2655.9826 | 2728.5586 | 2655.9826 | 1314.4127 | 1241.8342 | 1241.8332 | 1281.9653 | 968.9907 | 968.9907 | 1041.5668
CDP13 | NSW | SNW | Coordinated CER storage | 8.587 | 11.5295 | 14.8171 | 18.6626 | 22.7871 | 27.7997 | 33.4963 | 43.0237 | 55.4305 | 70.9627 | 90.1039 | 112.9793 | 139.8314 | 170.4524 | 205.2684 | 244.1544 | 286.9162 | 333.5338 | 384.2127 | 438.8854 | 497.66 | 560.8937 | 629.5544 | 702.4072 | 779.5514 | 860.1351 | 943.9419 | 983.3503 | 1018.6582
CDP13 | NSW | SNW | Passive CER storage | 186.8609 | 206.3463 | 224.5379 | 240.9368 | 258.9593 | 278.1444 | 301.9599 | 322.7208 | 344.5839 | 366.8252 | 390.7075 | 415.6523 | 441.7183 | 467.2367 | 494.0385 | 520.566 | 545.206 | 567.5963 | 588.6361 | 607.8089 | 625.5986 | 647.3132 | 670.0861 | 693.8422 | 718.7364 | 741.3337 | 761.6739 | 786.6727 | 809.1086
CDP13 | NSW | SNW | Offshore wind | 0 | 0 | 0 | 0 | 0 | 0 | 0 | 0 | 0 | 0 | 0 | 0 | 0 | 0 | 0 | 0 | 0 | 0 | 0 | 0 | 0 | 0 | 0 | 0 | 0 | 0 | 0 | 0 | 0
CDP13 | NSW | SNW | Wind | 0 | 0 | 0 | 0 | 0 | 0 | 0 | 0 | 0 | 0 | 0 | 0 | 0 | 0 | 0 | 0 | 0 | 0 | 0 | 0 | 0 | 0 | 0 | 0 | 0 | 0 | 0 | 0 | 0
CDP13 | NSW | SNW | Utility solar | 0 | 0 | 0 | 0 | 0 | 0 | 0 | 0 | 0 | 0 | 0 | 0 | 0 | 0 | 0 | 0 | 0 | 0 | 0 | 0 | 0 | 0 | 0 | 0 | 0 | 0 | 0 | 0 | 0
CDP13 | NSW | SNW | Distributed PV | 3679.6425 | 3821.5974 | 3976.6457 | 4171.7761 | 4514.291 | 4858.2954 | 5220.1292 | 5496.252 | 5768.549 | 6015.446 | 6247.5007 | 6444.969 | 6601.2248 | 6709.9767 | 6807.533 | 6901.289 | 6995.1835 | 7087.6409 | 7182.3455 | 7274.2264 | 7368.4104 | 7463.4566 | 7560.2199 | 7654.4945 | 7751.1288 | 7849.3467 | 7952.3875 | 8051.2259 | 8161.516
CDP13 | NSW | SNW | Other renewable fuels | 0 | 0 | 0 | 0 | 0 | 0 | 0 | 0 | 0 | 0 | 0 | 0 | 0 | 0 | 0 | 0 | 0 | 0 | 0 | 0 | 0 | 0 | 0 | 0 | 0 | 0 | 90 | 90 | 90
CDP13 | NSW | SNW | DSP | 336.74 | 342.94 | 349.4 | 358.05 | 499.09 | 685.31 | 850.38 | 920.72 | 991.02 | 1061.28 | 1070.04 | 1079.54 | 1087.21 | 1096.93 | 1105.44 | 1116.29 | 1124.85 | 1136.31 | 1138.21 | 1141.89 | 1148.33 | 1146.26 | 1149.08 | 1151.3 | 1149.72 | 1153.61 | 1157.93 | 1166.18 | 1185.25
CDP13 | NSW | SNSW | Black coal | 0 | 0 | 0 | 0 | 0 | 0 | 0 | 0 | 0 | 0 | 0 | 0 | 0 | 0 | 0 | 0 | 0 | 0 | 0 | 0 | 0 | 0 | 0 | 0 | 0 | 0 | 0 | 0 | 0
CDP13 | NSW | SNSW | Mid-merit gas | 0 | 0 | 0 | 0 | 0 | 0 | 0 | 0 | 0 | 0 | 0 | 0 | 0 | 0 | 0 | 0 | 0 | 0 | 0 | 0 | 0 | 0 | 0 | 0 | 0 | 0 | 0 | 0 | 0
CDP13 | NSW | SNSW | Flexible gas with CCS | 0 | 0 | 0 | 0 | 0 | 0 | 0 | 0 | 0 | 0 | 0 | 0 | 0 | 0 | 0 | 0 | 0 | 0 | 0 | 0 | 0 | 0 | 0 | 0 | 0 | 0 | 0 | 0 | 0
CDP13 | NSW | SNSW | Flexible gas | 692 | 692 | 692 | 692 | 692 | 692 | 692 | 692 | 692 | 692 | 692 | 692 | 692 | 692 | 692 | 692 | 692 | 692 | 692 | 692 | 692 | 0 | 0 | 0 | 0 | 0 | 0 | 0 | 0
CDP13 | NSW | SNSW | Hydro | 2285 | 2285 | 2285 | 2285 | 2285 | 2285 | 2285 | 2285 | 2285 | 2285 | 2285 | 2285 | 2285 | 2285 | 2285 | 2285 | 2285 | 2285 | 2285 | 2285 | 2285 | 2285 | 2285 | 2285 | 2285 | 2285 | 2285 | 2285 | 2285
CDP13 | NSW | SNSW | Utility storage | 299.99 | 309.99 | 368.9 | 368.9 | 568.9 | 2768.9 | 2865.4157 | 2864.4257 | 2865.4157 | 2864.4257 | 2864.4257 | 2865.4157 | 2864.4257 | 2864.4257 | 2865.4157 | 2865.4157 | 2864.4257 | 2864.4257 | 2864.4257 | 2854.4257 | 2805.4157 | 2804.4257 | 2745.5157 | 2744.5257 | 2744.5257 | 2645.5257 | 2591.9454 | 2591.9454 | 2441.9454
CDP13 | NSW | SNSW | Coordinated CER storage | 1.8316 | 2.4469 | 3.1469 | 4.0056 | 4.9448 | 6.063 | 7.344 | 8.8828 | 10.843 | 13.2952 | 16.3304 | 19.989 | 24.3293 | 29.3361 | 35.0941 | 41.5771 | 48.7432 | 56.6101 | 65.2405 | 74.6487 | 84.8616 | 95.9878 | 108.1835 | 121.2843 | 135.2958 | 150.0261 | 165.4879 | 173.4974 | 180.7336
CDP13 | NSW | SNSW | Passive CER storage | 39.8581 | 43.7926 | 47.6885 | 51.7125 | 56.1945 | 60.6618 | 66.2045 | 71.0929 | 76.2779 | 81.7101 | 87.5202 | 93.586 | 99.9174 | 106.2198 | 112.7798 | 119.2142 | 125.1293 | 130.5318 | 135.6734 | 140.5429 | 145.2071 | 150.7156 | 156.525 | 162.5649 | 168.7895 | 174.3699 | 179.4516 | 185.5172 | 191.0124
CDP13 | NSW | SNSW | Offshore wind | 0 | 0 | 0 | 0 | 0 | 0 | 0 | 0 | 0 | 0 | 0 | 0 | 0 | 0 | 0 | 0 | 0 | 0 | 0 | 0 | 0 | 0 | 0 | 0 | 0 | 0 | 0 | 0 | 0
CDP13 | NSW | SNSW | Wind | 1792.06 | 1850.06 | 1890.08 | 2420.54 | 3006.1677 | 3006.1677 | 3006.1677 | 3006.1677 | 3006.1677 | 3006.1677 | 3006.1677 | 3006.1677 | 3006.1677 | 2959.6677 | 2959.6677 | 2929.6677 | 2929.6677 | 2675.7877 | 2627.4877 | 2627.4877 | 2338.4777 | 2338.4777 | 2094.6777 | 1929.0644 | 1933.7172 | 1556.9178 | 1563.4298 | 1563.4298 | 1563.4298
CDP13 | NSW | SNSW | Utility solar | 2083.08 | 2083.08 | 2475.36 | 2818.9476 | 3377.1439 | 3377.1439 | 3378.0439 | 3377.1439 | 3377.1439 | 3377.1439 | 3377.1439 | 3377.1439 | 3377.1439 | 3377.1439 | 3377.1439 | 3227.1139 | 3227.1139 | 3227.1139 | 3227.1139 | 3227.1139 | 3896.96 | 4520.3945 | 4520.3945 | 4435.3945 | 4402.9945 | 4629.2193 | 4409.5913 | 3634.3813 | 3604.3813
CDP13 | NSW | SNSW | Distributed PV | 986.0326 | 1016.5758 | 1046.5931 | 1086.1683 | 1164.1203 | 1240.9168 | 1328.5137 | 1393.4014 | 1458.5676 | 1517.356 | 1578.8062 | 1621.3015 | 1659.1313 | 1689.5418 | 1724.7489 | 1750.0152 | 1777.7549 | 1805.5558 | 1841.3577 | 1866.4198 | 1894.7072 | 1924.1874 | 1962.8752 | 1990.9999 | 2022.3122 | 2052.6863 | 2093.9396 | 2124.8409 | 2159.5341
CDP13 | NSW | SNSW | Other renewable fuels | 0 | 0 | 0 | 0 | 0 | 0 | 0 | 0 | 0 | 0 | 0 | 0 | 0 | 0 | 0 | 0 | 0 | 0 | 0 | 0 | 0 | 0 | 0 | 0 | 0 | 0 | 0 | 0 | 0
CDP13 | NSW | SNSW | DSP | 0 | 0 | 0 | 0 | 0 | 0 | 0 | 0 | 0 | 0 | 0 | 0 | 0 | 0 | 0 | 0 | 0 | 0 | 0 | 0 | 0 | 0 | 0 | 0 | 0 | 0 | 0 | 0 | 0
CDP13 | QLD | NQ | Black coal | 0 | 0 | 0 | 0 | 0 | 0 | 0 | 0 | 0 | 0 | 0 | 0 | 0 | 0 | 0 | 0 | 0 | 0 | 0 | 0 | 0 | 0 | 0 | 0 | 0 | 0 | 0 | 0 | 0
CDP13 | QLD | NQ | Mid-merit gas | 244 | 244 | 244 | 244 | 244 | 244 | 244 | 244 | 244 | 244 | 244 | 244 | 244 | 244 | 244 | 244 | 244 | 244 | 244 | 244 | 244 | 244 | 244 | 0 | 0 | 0 | 0 | 0 | 0
CDP13 | QLD | NQ | Flexible gas with CCS | 0 | 0 | 0 | 0 | 0 | 0 | 0 | 0 | 0 | 0 | 0 | 0 | 0 | 0 | 0 | 0 | 0 | 0 | 0 | 0 | 0 | 0 | 0 | 0 | 0 | 0 | 0 | 0 | 0
CDP13 | QLD | NQ | Flexible gas | 423.5 | 423.5 | 423.5 | 423.5 | 423.5 | 423.5 | 423.5 | 423.5 | 423.5 | 423.5 | 131.5 | 131.5 | 131.5 | 131.5 | 131.5 | 131.5 | 131.5 | 131.5 | 131.5 | 131.5 | 131.5 | 0 | 0 | 0 | 0 | 0 | 0 | 0 | 0
CDP13 | QLD | NQ | Hydro | 156.4 | 156.4 | 156.4 | 156.4 | 156.4 | 156.4 | 156.4 | 156.4 | 156.4 | 156.4 | 156.4 | 156.4 | 156.4 | 156.4 | 70 | 70 | 70 | 70 | 70 | 0 | 0 | 0 | 0 | 0 | 0 | 0 | 0 | 0 | 0
CDP13 | QLD | NQ | Utility storage | 250 | 250 | 250 | 550 | 550 | 550 | 550 | 550 | 550 | 550 | 550.0001 | 550.0001 | 550.0001 | 550.0001 | 550.0002 | 550.0002 | 550.0002 | 550.0002 | 550.0002 | 550.0002 | 550.0002 | 550.0003 | 550.0004 | 255.4081 | 270.0233 | 414.5015 | 430.6062 | 430.6062 | 430.6062
CDP13 | QLD | NQ | Coordinated CER storage | 0.88737 | 1.2167 | 1.5929 | 2.0251 | 2.5236 | 3.12 | 3.8402 | 4.861 | 6.1864 | 7.8245 | 9.8358 | 12.2418 | 15.0717 | 18.2721 | 21.9141 | 25.9728 | 30.4036 | 35.228 | 40.4665 | 46.1292 | 52.2496 | 58.927 | 66.1344 | 73.8088 | 81.9834 | 90.4987 | 99.3492 | 103.7072 | 107.6837
CDP13 | QLD | NQ | Passive CER storage | 18.5285 | 21.0552 | 23.4635 | 25.9022 | 28.4576 | 31.3925 | 34.814 | 37.9522 | 41.4162 | 44.9799 | 48.8461 | 52.9834 | 57.3995 | 61.6721 | 66.1572 | 70.6014 | 74.6827 | 78.4936 | 82.1191 | 85.5856 | 89.0361 | 92.9771 | 97.0969 | 101.3628 | 105.886 | 109.9772 | 113.7091 | 117.7593 | 121.4976
CDP13 | QLD | NQ | Offshore wind | 0 | 0 | 0 | 0 | 0 | 0 | 0 | 0 | 0 | 0 | 0 | 0 | 0 | 0 | 0 | 0 | 0 | 0 | 0 | 0 | 0 | 0 | 0 | 0 | 0 | 0 | 0 | 0 | 0
CDP13 | QLD | NQ | Wind | 375.64 | 375.64 | 375.64 | 375.64 | 1606.1417 | 1934.3421 | 2508.282 | 2508.282 | 2508.282 | 2508.282 | 2718.5006 | 2718.5006 | 2861.0187 | 2922.788 | 2922.788 | 2922.788 | 2922.788 | 2922.788 | 2922.788 | 2922.788 | 2928.7384 | 3423.1259 | 3423.1259 | 3379.9259 | 3379.9259 | 3255.2986 | 3423.1892 | 3451.2007 | 3454.0259
CDP13 | QLD | NQ | Utility solar | 521.6 | 521.6 | 521.6 | 521.6 | 521.6 | 521.6 | 521.6 | 521.6 | 521.6 | 521.6 | 521.6 | 521.6 | 521.6001 | 521.6001 | 473.1001 | 473.1001 | 473.1001 | 473.1001 | 697.8766 | 645.0249 | 529.0649 | 529.0649 | 529.0649 | 514.0649 | 414.0849 | 393.1149 | 670.8746 | 570.8446 | 570.8446
CDP13 | QLD | NQ | Distributed PV | 650.1918 | 674.7727 | 703.9561 | 730.2258 | 763.9198 | 810.8536 | 853.2797 | 886.3548 | 917.2914 | 944.1354 | 970.7969 | 991.2841 | 1008.6228 | 1022.5255 | 1038.7204 | 1053.488 | 1067.6015 | 1084.5645 | 1102.9542 | 1118.778 | 1136.6862 | 1153.6954 | 1172.9582 | 1190.3775 | 1209.4642 | 1228.2939 | 1251.6994 | 1274.419 | 1298.4572
CDP13 | QLD | NQ | Other renewable fuels | 0 | 0 | 0 | 0 | 0 | 0 | 0 | 0 | 0 | 0 | 0 | 0 | 0 | 0 | 0 | 0 | 0 | 0 | 0 | 0 | 0 | 0 | 0 | 0 | 0 | 0 | 0 | 0 | 0
CDP13 | QLD | NQ | DSP | 0 | 0 | 0 | 0 | 0 | 0 | 0 | 0 | 0 | 0 | 0 | 0 | 0 | 0 | 0 | 0 | 0 | 0 | 0 | 0 | 0 | 0 | 0 | 0 | 0 | 0 | 0 | 0 | 0
CDP13 | QLD | GG | Black coal | 1680 | 1680 | 1680 | 1680 | 840 | 840 | 840 | 280 | 0 | 0 | 0 | 0 | 0 | 0 | 0 | 0 | 0 | 0 | 0 | 0 | 0 | 0 | 0 | 0 | 0 | 0 | 0 | 0 | 0
CDP13 | QLD | GG | Mid-merit gas | 180 | 180 | 180 | 180 | 180 | 180 | 180 | 180 | 180 | 180 | 180 | 180 | 180 | 180 | 180 | 180 | 180 | 180 | 180 | 180 | 180 | 180 | 180 | 180 | 180 | 180 | 180 | 0 | 0
CDP13 | QLD | GG | Flexible gas with CCS | 0 | 0 | 0 | 0 | 0 | 0 | 0 | 0 | 0 | 0 | 0 | 0 | 0 | 0 | 0 | 0 | 0 | 0 | 0 | 0 | 0 | 0 | 0 | 0 | 0 | 0 | 0 | 0 | 0
CDP13 | QLD | GG | Flexible gas | 0 | 0 | 0 | 0 | 0 | 0 | 0 | 0 | 0 | 0 | 0 | 0 | 0 | 0 | 0 | 0 | 0 | 0 | 0 | 0 | 0 | 0 | 0 | 0 | 0 | 0 | 0 | 0 | 0
CDP13 | QLD | GG | Hydro | 0 | 0 | 0 | 0 | 0 | 0 | 0 | 0 | 0 | 0 | 0 | 0 | 0 | 0 | 0 | 0 | 0 | 0 | 0 | 0 | 0 | 0 | 0 | 0 | 0 | 0 | 0 | 0 | 0
CDP13 | QLD | GG | Utility storage | 0 | 0 | 400 | 400 | 400 | 400 | 400 | 400 | 400 | 400 | 400.0001 | 400.0001 | 400.0001 | 400.0001 | 400.0002 | 400.0002 | 400.0002 | 400.0002 | 400.0002 | 400.0002 | 400.0002 | 400.0002 | 12.4255 | 42.7973 | 132.4496 | 132.4497 | 560.3467 | 560.3467 | 716.8592
CDP13 | QLD | GG | Coordinated CER storage | 0.048726 | 0.066819 | 0.087887 | 0.11153 | 0.14153 | 0.17366 | 0.21572 | 0.29891 | 0.41299 | 0.56211 | 0.74955 | 0.97712 | 1.2471 | 1.5592 | 1.9169 | 2.3184 | 2.7646 | 3.2536 | 3.7908 | 4.3761 | 5.009 | 5.7004 | 6.4465 | 7.2409 | 8.0831 | 8.9664 | 9.8883 | 10.3376 | 10.7449
CDP13 | QLD | GG | Passive CER storage | 1.0174 | 1.1563 | 1.2946 | 1.4266 | 1.5959 | 1.7473 | 1.9556 | 2.1352 | 2.3376 | 2.5644 | 2.8105 | 3.0704 | 3.3401 | 3.6127 | 3.8978 | 4.1748 | 4.4417 | 4.6827 | 4.9228 | 5.1563 | 5.3782 | 5.6374 | 5.9123 | 6.1964 | 6.4847 | 6.7498 | 6.9899 | 7.2551 | 7.4911
CDP13 | QLD | GG | Offshore wind | 0 | 0 | 0 | 0 | 0 | 0 | 0 | 0 | 0 | 0 | 0 | 0 | 0 | 0 | 0 | 0 | 0 | 0 | 0 | 0 | 0 | 0 | 0 | 0 | 0 | 0 | 0 | 0 | 0
CDP13 | QLD | GG | Wind | 0 | 0 | 0 | 0 | 0 | 0 | 0 | 0 | 0 | 0 | 0 | 0 | 0 | 0 | 0 | 0 | 0 | 0 | 0 | 0 | 0 | 0 | 0 | 0 | 0 | 0 | 0 | 0 | 0
CDP13 | QLD | GG | Utility solar | 0 | 0 | 0 | 0 | 0 | 0 | 0 | 0 | 0 | 0 | 0 | 0 | 0 | 0 | 0 | 0 | 0 | 0 | 0 | 0 | 0 | 0 | 0 | 0 | 0 | 0 | 0 | 0 | 0
CDP13 | QLD | GG | Distributed PV | 62.5042 | 64.2791 | 66.415 | 68.9878 | 72.7673 | 76.244 | 80.0461 | 83.5314 | 86.727 | 89.5602 | 92.1585 | 94.3304 | 96.0517 | 97.5469 | 99.0431 | 100.4574 | 101.995 | 103.5388 | 105.3012 | 107.0116 | 108.5825 | 110.2539 | 112.0709 | 113.8938 | 115.5761 | 117.3638 | 119.4773 | 121.9029 | 124.2038
CDP13 | QLD | GG | Other renewable fuels | 0 | 0 | 0 | 0 | 0 | 0 | 0 | 0 | 0 | 0 | 0 | 0 | 0 | 0 | 0 | 0 | 0 | 0 | 0 | 0 | 0 | 0 | 0 | 0 | 0 | 0 | 0 | 0 | 0
CDP13 | QLD | GG | DSP | 0 | 0 | 0 | 0 | 0 | 0 | 0 | 0 | 0 | 0 | 0 | 0 | 0 | 0 | 0 | 0 | 0 | 0 | 0 | 0 | 0 | 0 | 0 | 0 | 0 | 0 | 0 | 0 | 0
CDP13 | QLD | CQ | Black coal | 3004 | 3004 | 3004 | 3004 | 2304 | 2304 | 1574 | 1574 | 1574 | 844 | 844 | 844 | 844 | 844 | 844 | 844 | 844 | 844 | 844 | 844 | 844 | 844 | 844 | 844 | 844 | 844 | 844 | 844 | 0
CDP13 | QLD | CQ | Mid-merit gas | 0 | 0 | 0 | 0 | 0 | 0 | 0 | 0 | 0 | 0 | 0 | 0 | 0 | 0 | 0 | 0 | 0 | 0 | 0 | 0 | 0 | 0 | 0 | 0 | 0 | 0 | 0 | 0 | 0
CDP13 | QLD | CQ | Flexible gas with CCS | 0 | 0 | 0 | 0 | 0 | 0 | 0 | 0 | 0 | 0 | 0 | 0 | 0 | 0 | 0 | 0 | 0 | 0 | 0 | 0 | 0 | 0 | 0 | 0 | 0 | 0 | 0 | 0 | 0
CDP13 | QLD | CQ | Flexible gas | 37 | 37 | 37 | 37 | 37 | 37 | 37 | 37 | 37 | 37 | 37 | 0 | 0 | 0 | 0 | 0 | 0 | 0 | 0 | 0 | 0 | 0 | 0 | 0 | 0 | 0 | 0 | 0 | 0
CDP13 | QLD | CQ | Hydro | 0 | 0 | 0 | 0 | 0 | 0 | 0 | 0 | 0 | 0 | 0 | 0 | 0 | 0 | 0 | 0 | 0 | 0 | 0 | 0 | 0 | 0 | 0 | 0 | 0 | 0 | 0 | 0 | 0
CDP13 | QLD | CQ | Utility storage | 50 | 50 | 50 | 50 | 200 | 200 | 200 | 200 | 200.0001 | 200.0001 | 200.0001 | 200.0001 | 200.0001 | 200.0002 | 200.0003 | 200.0003 | 200.0003 | 200.0003 | 200.0003 | 150.0003 | 150.0003 | 150.0005 | 162.4012 | 193.1974 | 43.7011 | 72.7307 | 895.4092 | 895.4092 | 1151.7139
CDP13 | QLD | CQ | Coordinated CER storage | 0.81707 | 1.1192 | 1.475 | 1.8705 | 2.3506 | 2.8941 | 3.5651 | 4.6403 | 6.0457 | 7.8273 | 10.0404 | 12.6969 | 15.8224 | 19.4074 | 23.4888 | 28.0554 | 33.0802 | 38.5531 | 44.5354 | 51.0196 | 58.024 | 65.6952 | 73.9546 | 82.751 | 92.094 | 101.874 | 112.0393 | 117.0219 | 121.5395
CDP13 | QLD | CQ | Passive CER storage | 17.0607 | 19.3666 | 21.7275 | 23.9255 | 26.506 | 29.119 | 32.3201 | 35.3739 | 38.6267 | 42.1175 | 45.9487 | 49.9898 | 54.2028 | 58.4551 | 62.8527 | 67.2149 | 71.3089 | 75.0313 | 78.6845 | 82.1837 | 85.591 | 89.6089 | 93.7355 | 98.007 | 102.4317 | 106.5375 | 110.2123 | 114.1759 | 117.7274
CDP13 | QLD | CQ | Offshore wind | 0 | 0 | 0 | 0 | 0 | 0 | 0 | 0 | 0 | 0 | 0 | 0 | 0 | 0 | 0 | 0 | 0 | 0 | 0 | 0 | 0 | 0 | 0 | 0 | 0 | 0 | 0 | 0 | 0
CDP13 | QLD | CQ | Wind | 300 | 300 | 439 | 439 | 944.1136 | 1393.3684 | 1393.3684 | 1393.3684 | 1393.3684 | 1393.3684 | 2258.4707 | 2258.4707 | 2258.4707 | 2258.4707 | 2258.4707 | 2258.4707 | 2258.4707 | 2258.4707 | 2258.4707 | 2258.4707 | 2339.7966 | 3406.0627 | 3406.0627 | 3406.0627 | 3406.0627 | 3406.0627 | 3089.1483 | 3089.1483 | 3089.1483
CDP13 | QLD | CQ | Utility solar | 788.17 | 788.17 | 788.17 | 788.17 | 860.7784 | 860.7784 | 860.7784 | 860.7784 | 860.7784 | 860.7918 | 862.2857 | 862.6466 | 862.6466 | 862.6466 | 862.6466 | 862.6466 | 862.6466 | 864.8238 | 1278.4426 | 1278.4427 | 1264.4431 | 1221.9431 | 1221.9431 | 1221.9431 | 1272.432 | 2365.0987 | 3473.0482 | 4092.1682 | 4898.4625
CDP13 | QLD | CQ | Distributed PV | 722.2681 | 742.6714 | 766.5235 | 793.7311 | 832.2373 | 870.8408 | 919.19 | 959.03 | 992.0332 | 1024.4908 | 1056.5767 | 1083.0724 | 1101.7266 | 1123.061 | 1144.5628 | 1165.0051 | 1182.6817 | 1203.6093 | 1227.4527 | 1248.9192 | 1267.2572 | 1290.1466 | 1314.2082 | 1336.8165 | 1356.4594 | 1381.1351 | 1408.4892 | 1436.2188 | 1460.3169
CDP13 | QLD | CQ | Other renewable fuels | 0 | 0 | 0 | 0 | 0 | 0 | 0 | 0 | 0 | 0 | 0 | 0 | 0 | 0 | 0 | 0 | 0 | 0 | 0 | 0 | 0 | 0 | 0 | 0 | 0 | 0 | 0 | 0 | 0
CDP13 | QLD | CQ | DSP | 0 | 0 | 0 | 0 | 0 | 0 | 0 | 0 | 0 | 0 | 0 | 0 | 0 | 0 | 0 | 0 | 0 | 0 | 0 | 0 | 0 | 0 | 0 | 0 | 0 | 0 | 0 | 0 | 0
CDP13 | QLD | SQ | Black coal | 3446 | 3446 | 3446 | 3446 | 3446 | 3446 | 3446 | 2746 | 2746 | 2396 | 1596 | 852 | 852 | 852 | 852 | 852 | 852 | 852 | 852 | 852 | 852 | 852 | 852 | 852 | 852 | 852 | 852 | 852 | 0
CDP13 | QLD | SQ | Mid-merit gas | 1173.9 | 1173.9 | 1173.9 | 1173.9 | 1173.9 | 1173.9 | 1173.9 | 1173.9 | 1173.9 | 1173.9 | 1173.9 | 1173.9 | 1173.9 | 788.9 | 788.9 | 788.9 | 644.5 | 644.5 | 644.5 | 644.5 | 644.5 | 644.5 | 0 | 0 | 0 | 0 | 0 | 0 | 0
CDP13 | QLD | SQ | Flexible gas with CCS | 0 | 0 | 0 | 0 | 0 | 0 | 0 | 0 | 0 | 0 | 0 | 0 | 0 | 0 | 0 | 0 | 0 | 0 | 0 | 0 | 0 | 0 | 0 | 0 | 0 | 0 | 0 | 0 | 0
CDP13 | QLD | SQ | Flexible gas | 1509 | 1509 | 1509 | 1709 | 1709 | 1709 | 1709 | 1709 | 1709 | 1709 | 1828.7752 | 1748.7752 | 1748.7752 | 1833.809 | 2063.9332 | 2273.5532 | 2690.4237 | 2849.572 | 3830.9968 | 4288.7784 | 4288.7784 | 4288.7784 | 4288.7784 | 4162.9903 | 4162.9903 | 4162.9903 | 3643.9903 | 3297.9903 | 3500.4969
CDP13 | QLD | SQ | Hydro | 0 | 0 | 0 | 0 | 0 | 0 | 0 | 0 | 0 | 0 | 0 | 0 | 0 | 0 | 0 | 0 | 0 | 0 | 0 | 0 | 0 | 0 | 0 | 0 | 0 | 0 | 0 | 0 | 0
CDP13 | QLD | SQ | Utility storage | 709.6 | 1423.76 | 1729.76 | 1729.76 | 1729.76 | 1729.76 | 1729.76 | 1729.76 | 3727.76 | 3727.76 | 3727.76 | 3727.76 | 3727.76 | 3727.7601 | 3727.7601 | 3627.7601 | 3627.7601 | 3627.7601 | 3627.7601 | 3627.7601 | 3627.7601 | 3327.7602 | 3077.7607 | 3653.9764 | 3653.9764 | 3399.1764 | 3630.887 | 3630.887 | 3530.887
CDP13 | QLD | SQ | Coordinated CER storage | 4.2813 | 5.9349 | 7.8549 | 10.0673 | 12.639 | 15.6606 | 19.5036 | 26.1745 | 34.9449 | 45.9905 | 59.704 | 76.2037 | 95.6949 | 118.0268 | 143.566 | 172.1726 | 203.6626 | 237.961 | 275.4027 | 316.0829 | 360.0365 | 407.5661 | 459.4511 | 514.7474 | 573.5005 | 635.0211 | 699.1749 | 730.6031 | 759.1308
CDP13 | QLD | SQ | Passive CER storage | 89.3949 | 102.7017 | 115.7072 | 128.7691 | 142.5235 | 157.5718 | 176.8119 | 194.2469 | 213.1165 | 232.7482 | 254.1827 | 276.937 | 301.0369 | 325.0195 | 350.4149 | 375.6131 | 399.0493 | 420.0192 | 440.1605 | 459.7105 | 478.6237 | 501.0311 | 524.6191 | 549.2404 | 574.878 | 598.5559 | 620.3463 | 643.8322 | 664.9847
CDP13 | QLD | SQ | Offshore wind | 0 | 0 | 0 | 0 | 0 | 0 | 0 | 0 | 0 | 0 | 0 | 0 | 0 | 0 | 0 | 0 | 0 | 0 | 0 | 0 | 0 | 0 | 0 | 0 | 0 | 0 | 0 | 0 | 0
CDP13 | QLD | SQ | Wind | 864.95 | 1788.35 | 1788.35 | 1788.35 | 3188.35 | 4110.084 | 4110.084 | 4110.084 | 4110.084 | 4110.084 | 4110.0841 | 5171.4535 | 5171.4537 | 5171.4538 | 5171.4538 | 5171.4538 | 5171.4538 | 5171.4538 | 5171.4538 | 5171.4538 | 5171.4539 | 4731.4839 | 4732.1434 | 4732.1434 | 4732.1434 | 8048.38 | 8048.38 | 8048.38 | 8048.38
CDP13 | QLD | SQ | Utility solar | 1791.51 | 1791.51 | 1850.95 | 1951.79 | 1951.25 | 1950.69 | 1950.14 | 1949.57 | 1949.01 | 2725.9856 | 4558.4212 | 5330.3064 | 5725.6088 | 5615.6088 | 5615.6088 | 5615.6088 | 5615.6088 | 5615.6088 | 5615.6088 | 6861.1936 | 7011.0604 | 6908.1004 | 7622.3587 | 7150.3967 | 7611.0241 | 7583.7241 | 9201.241 | 9201.241 | 9510.93
CDP13 | QLD | SQ | Distributed PV | 4444.5857 | 4601.2689 | 4749.54 | 4916.8363 | 5144.4056 | 5366.8426 | 5600.5382 | 5818.1179 | 6023.3354 | 6208.4396 | 6390.235 | 6547.3482 | 6680.4309 | 6801.3486 | 6930.4487 | 7058.0895 | 7183.3758 | 7312.5864 | 7449.028 | 7583.0522 | 7712.7031 | 7848.2261 | 7992.0637 | 8132.0113 | 8268.3973 | 8416.1653 | 8582.7632 | 8750.2442 | 8916.9501
CDP13 | QLD | SQ | Other renewable fuels | 0 | 0 | 0 | 0 | 0 | 0 | 0 | 0 | 0 | 0 | 0 | 0 | 0 | 0 | 0 | 0 | 0 | 0 | 0 | 0 | 0 | 0 | 0 | 0 | 0 | 0 | 0 | 90 | 90
CDP13 | QLD | SQ | DSP | 261.52 | 264.77 | 266.65 | 271.43 | 274.99 | 279.39 | 263.31 | 268.86 | 272.92 | 276.84 | 281.85 | 287.32 | 293.21 | 299.76 | 303.87 | 308.31 | 314.85 | 318.56 | 321.21 | 324.66 | 327.68 | 329.75 | 332.41 | 336.27 | 338.73 | 347.33 | 354.15 | 361.49 | 363.01
CDP13 | VIC | VIC | Brown coal | 4820 | 4820 | 4820 | 4820 | 4820 | 3370 | 3370 | 3370 | 3370 | 3370 | 1160 | 580 | 580 | 580 | 580 | 580 | 580 | 580 | 580 | 580 | 580 | 580 | 580 | 580 | 0 | 0 | 0 | 0 | 0
CDP13 | VIC | VIC | Mid-merit gas | 500 | 500 | 500 | 500 | 500 | 0 | 0 | 0 | 0 | 0 | 0 | 0 | 0 | 0 | 0 | 0 | 0 | 0 | 0 | 0 | 0 | 0 | 0 | 0 | 0 | 0 | 0 | 0 | 0
CDP13 | VIC | VIC | Flexible gas with CCS | 0 | 0 | 0 | 0 | 0 | 0 | 0 | 0 | 0 | 0 | 0 | 0 | 0 | 0 | 0 | 0 | 0 | 0 | 0 | 0 | 0 | 0 | 0 | 0 | 0 | 0 | 0 | 0 | 0
CDP13 | VIC | VIC | Flexible gas | 1900 | 1900 | 1900 | 1900 | 1900 | 1900 | 1900 | 1900 | 1900 | 1900 | 1730 | 1730 | 1730 | 1730 | 1730 | 1730 | 1290 | 1290 | 1290 | 1196.0003 | 1196.0026 | 1196.0026 | 1196.0026 | 1196.0026 | 1269.2989 | 1269.2989 | 1269.2989 | 1269.2989 | 2127.851
CDP13 | VIC | VIC | Hydro | 2219.02 | 2219.02 | 2219.02 | 2219.02 | 2219.02 | 2219.02 | 2219.02 | 2219.02 | 2219.02 | 2219.02 | 2219.02 | 2219.02 | 2219.02 | 2219.02 | 2219.02 | 2219.02 | 2219.02 | 2219.02 | 2219.02 | 2219.02 | 2219.02 | 2219.02 | 2219.02 | 2219.02 | 2219.02 | 2219.02 | 2219.02 | 2219.02 | 2219.02
CDP13 | VIC | VIC | Utility storage | 299.13 | 479.13 | 1990.64 | 2405.4402 | 2860.5315 | 2852.8315 | 3053.23 | 3060.53 | 3572.23 | 4083.17 | 4593.04 | 6201.9199 | 6201.9199 | 6208.5199 | 6201.9199 | 6196.9199 | 6196.9199 | 6196.9199 | 5896.9199 | 5896.9199 | 5746.9199 | 5856.9555 | 5555.6455 | 4817.1452 | 4511.6542 | 4511.6542 | 4281.6556 | 3681.6556 | 3169.9557
CDP13 | VIC | VIC | Coordinated CER storage | 10.6132 | 15.1363 | 20.7187 | 26.6998 | 33.6099 | 42.073 | 52.0251 | 65.3888 | 82.4785 | 103.5543 | 129.304 | 159.8675 | 195.5802 | 236.092 | 282.1042 | 333.3048 | 389.2764 | 449.9516 | 515.8702 | 587.1309 | 663.853 | 746.8741 | 837.0114 | 932.8772 | 1034.5743 | 1140.6225 | 1250.7708 | 1304.751 | 1353.7071
CDP13 | VIC | VIC | Passive CER storage | 269.7717 | 301.4603 | 331.822 | 361.74 | 393.4245 | 427.1076 | 470.0826 | 508.8755 | 550.5086 | 593.6031 | 640.251 | 689.3259 | 740.7945 | 791.6143 | 844.9475 | 897.6568 | 946.6059 | 991.0946 | 1033.8217 | 1074.9606 | 1114.8568 | 1161.2955 | 1209.6656 | 1259.8506 | 1312.0582 | 1360.0652 | 1403.9921 | 1454.6296 | 1500.8336
CDP13 | VIC | VIC | Offshore wind | 0 | 0 | 0 | 0 | 0 | 0 | 0 | 1000 | 2000 | 2666.6667 | 3333.3333 | 4000 | 4999.9999 | 5999.9999 | 6999.9999 | 8000 | 9000 | 9000 | 9000 | 9000 | 9000 | 9000 | 9000 | 9000 | 9000 | 9000 | 9000 | 9000 | 9000
CDP13 | VIC | VIC | Wind | 4537.37 | 4537.37 | 5381.93 | 5399.09 | 5399.0901 | 6813.2798 | 7370.2037 | 7370.2037 | 7370.2037 | 7370.2037 | 7317.7037 | 7125.7037 | 7125.7037 | 7125.7037 | 7062.7037 | 6642.7037 | 6642.7037 | 6354.4037 | 6354.4037 | 6303.8537 | 5986.6538 | 5674.6538 | 4827.6638 | 4827.6638 | 4430.1638 | 5161.6024 | 5810.2972 | 5596.5181 | 5596.5181
CDP13 | VIC | VIC | Utility solar | 1078.39 | 1171.87 | 1343.97 | 1696.09 | 1696.09 | 1696.09 | 1696.0901 | 1696.0901 | 1696.0901 | 1873.8042 | 1873.8042 | 1873.8042 | 1873.8042 | 1873.8042 | 1873.8042 | 1873.8042 | 1873.8042 | 1873.8042 | 1873.8042 | 1873.8042 | 2298.6652 | 3144.2755 | 3117.1055 | 3117.1055 | 3117.1055 | 3034.1325 | 2658.2025 | 2577.2025 | 2382.1925
CDP13 | VIC | VIC | Distributed PV | 4946.5809 | 5473.4647 | 6000.3487 | 6548.375 | 7156.223 | 7660.403 | 8174.482 | 8576.747 | 8962.685 | 9347.904 | 9703.346 | 10044.94 | 10318.213 | 10545.242 | 10731.794 | 10916.825 | 11076.006 | 11258.545 | 11424.147 | 11608.487 | 11778.063 | 11966.74 | 12140.772 | 12336.863 | 12549.209 | 12805.429 | 13049.815 | 13309.967 | 13556.198
CDP13 | VIC | VIC | Other renewable fuels | 0 | 0 | 0 | 0 | 0 | 0 | 0 | 0 | 0 | 0 | 0 | 0 | 0 | 0 | 0 | 0 | 0 | 0 | 0 | 0 | 0 | 0 | 0 | 0 | 0 | 0 | 0 | 90 | 90
CDP13 | VIC | VIC | DSP | 257.18 | 259.24 | 262.65 | 254.27 | 258.93 | 265 | 272.05 | 276.46 | 282.34 | 286.44 | 291.15 | 294 | 296.52 | 298.78 | 301.25 | 303.94 | 307.11 | 310.41 | 312.34 | 314.87 | 316.32 | 317.01 | 318.65 | 319.05 | 318.14 | 316.32 | 315.74 | 316.68 | 318.56
CDP13 | SA | CSA | Mid-merit gas | 1509 | 1509 | 1509 | 529 | 529 | 529 | 529 | 529 | 529 | 529 | 529 | 529 | 529 | 529 | 0 | 0 | 0 | 0 | 0 | 0 | 0 | 0 | 0 | 0 | 0 | 0 | 0 | 0 | 0
CDP13 | SA | CSA | Flexible gas with CCS | 0 | 0 | 0 | 0 | 0 | 0 | 0 | 0 | 0 | 0 | 0 | 0 | 0 | 0 | 0 | 0 | 0 | 0 | 0 | 0 | 0 | 0 | 0 | 0 | 0 | 0 | 0 | 0 | 0
CDP13 | SA | CSA | Flexible gas | 1421.06 | 1421.06 | 1621.06 | 1621.06 | 1547.56 | 1547.56 | 1547.56 | 1301.56 | 1301.56 | 1061.9 | 1061.9 | 1326.9 | 1326.9 | 1326.9 | 1326.9 | 1326.9 | 1326.9 | 1326.9 | 1326.9 | 1424.0421 | 1776.504 | 1438.504 | 1315.304 | 1161.304 | 1161.304 | 1161.304 | 1161.304 | 1124.104 | 1124.104
CDP13 | SA | CSA | Hydro | 0 | 0 | 0 | 0 | 0 | 0 | 0 | 0 | 0 | 0 | 0 | 0 | 0 | 0 | 0 | 0 | 0 | 0 | 0 | 0 | 0 | 0 | 0 | 0 | 0 | 0 | 0 | 0 | 0
CDP13 | SA | CSA | Utility storage | 456.2 | 656.2 | 951.18 | 1569.6674 | 2822.8702 | 2828.8902 | 2822.8702 | 2792.8702 | 2792.8702 | 2792.8702 | 2792.8702 | 2792.8702 | 2792.8702 | 2792.8702 | 2792.8702 | 2792.8702 | 2792.8702 | 2792.8702 | 2780.8702 | 2786.8902 | 2530.1702 | 2336.1903 | 2174.1903 | 1555.7029 | 1419.1258 | 1377.6258 | 1806.5296 | 1806.5296 | 1806.5296
CDP13 | SA | CSA | Coordinated CER storage | 55.6719 | 62.4605 | 69.574 | 76.4942 | 84.1684 | 92.1358 | 101.9094 | 111.3026 | 121.9009 | 133.5508 | 146.6546 | 161.056 | 176.8714 | 193.5765 | 211.7514 | 230.9299 | 250.6652 | 270.8794 | 292.0065 | 314.1066 | 337.1741 | 362.1662 | 388.8506 | 416.8107 | 446.0604 | 475.6817 | 505.6161 | 520.6813 | 534.0007
CDP13 | SA | CSA | Passive CER storage | 163.4148 | 176.8412 | 189.127 | 200.7947 | 212.4134 | 224.7795 | 239.333 | 252.1373 | 265.4672 | 278.7557 | 292.6711 | 306.7404 | 321.0593 | 334.5405 | 348.2941 | 361.3463 | 372.8549 | 382.7225 | 391.8089 | 400.2474 | 408.0508 | 417.2101 | 426.5738 | 436.0668 | 445.6894 | 454.0331 | 461.1754 | 471.3591 | 480.3156
CDP13 | SA | CSA | Offshore wind | 0 | 0 | 0 | 0 | 0 | 0 | 0 | 0 | 0 | 0 | 0 | 0 | 0 | 0 | 0 | 0 | 0 | 0 | 0 | 0 | 0 | 0 | 0 | 0 | 0 | 0 | 0 | 0 | 0
CDP13 | SA | CSA | Wind | 2265.94 | 2265.94 | 2406.13 | 2406.13 | 2388.6436 | 2861.3227 | 2844.8152 | 2782.8152 | 2782.8152 | 2859.1913 | 3137.4396 | 3137.4396 | 2993.7596 | 2809.2796 | 2809.2796 | 2884.4984 | 2557.7984 | 2718.8283 | 2718.8283 | 2760.9087 | 2547.0487 | 2547.0487 | 2358.0262 | 2609.1853 | 3156.2096 | 3582.5337 | 3406.1298 | 3406.1298 | 3407.1327
CDP13 | SA | CSA | Utility solar | 566.2 | 566.2 | 566.2 | 845.96 | 845.96 | 940.0256 | 940.0256 | 940.0256 | 933.9056 | 933.9056 | 1110.4458 | 1158.4212 | 1158.4212 | 1158.4212 | 1158.4212 | 1158.4212 | 1158.4212 | 1158.4212 | 1127.3812 | 1329.6939 | 1993.8628 | 3468.4215 | 3449.8015 | 3449.8015 | 3370.6015 | 3370.6015 | 3275.6015 | 3275.6015 | 3275.6015
CDP13 | SA | CSA | Distributed PV | 2384.3353 | 2442.1813 | 2500.4698 | 2567.782 | 2677.0418 | 2784.8805 | 2909.5845 | 3009.2554 | 3102.066 | 3180.5322 | 3268.8848 | 3329.2026 | 3380.66 | 3426.1092 | 3489.9642 | 3538.8511 | 3587.8176 | 3637.0179 | 3703.2634 | 3753.7863 | 3803.3867 | 3852.582 | 3919.3763 | 3971.0747 | 4023.001 | 4075.7847 | 4146.0359 | 4201.0105 | 4255.8474
CDP13 | SA | CSA | Other renewable fuels | 0 | 0 | 0 | 0 | 0 | 0 | 0 | 0 | 0 | 0 | 0 | 0 | 0 | 0 | 0 | 0 | 0 | 0 | 0 | 0 | 0 | 0 | 0 | 0 | 0 | 0 | 0 | 0 | 0
CDP13 | SA | CSA | DSP | 48.57 | 49.28 | 50.28 | 51.56 | 52.85 | 53.42 | 54.14 | 54.66 | 55.32 | 55.88 | 56.69 | 57.36 | 58.07 | 58.69 | 59.22 | 59.72 | 60.24 | 60.85 | 61.33 | 61.79 | 62.07 | 62.2 | 62.04 | 61.81 | 61.44 | 61.03 | 61.09 | 61.34 | 61.65
CDP13 | SA | SESA | Mid-merit gas | 0 | 0 | 0 | 0 | 0 | 0 | 0 | 0 | 0 | 0 | 0 | 0 | 0 | 0 | 0 | 0 | 0 | 0 | 0 | 0 | 0 | 0 | 0 | 0 | 0 | 0 | 0 | 0 | 0
CDP13 | SA | SESA | Flexible gas with CCS | 0 | 0 | 0 | 0 | 0 | 0 | 0 | 0 | 0 | 0 | 0 | 0 | 0 | 0 | 0 | 0 | 0 | 0 | 0 | 0 | 0 | 0 | 0 | 0 | 0 | 0 | 0 | 0 | 0
CDP13 | SA | SESA | Flexible gas | 143 | 143 | 143 | 143 | 80 | 80 | 80 | 80 | 80 | 80 | 80 | 80 | 0 | 0 | 0 | 0 | 0 | 0 | 0 | 0 | 0 | 0 | 0 | 0 | 0 | 0 | 0 | 0 | 0
CDP13 | SA | SESA | Hydro | 0 | 0 | 0 | 0 | 0 | 0 | 0 | 0 | 0 | 0 | 0 | 0 | 0 | 0 | 0 | 0 | 0 | 0 | 0 | 0 | 0 | 0 | 0 | 0 | 0 | 0 | 0 | 0 | 0
CDP13 | SA | SESA | Utility storage | 25 | 25 | 25 | 25 | 25 | 25 | 25 | 25 | 25 | 25 | 25 | 2.674e-05 | 2.674e-05 | 2.674e-05 | 2.838e-05 | 3.032e-05 | 3.032e-05 | 3.032e-05 | 3.032e-05 | 3.032e-05 | 3.032e-05 | 7.209e-05 | 7.511e-05 | 7.973e-05 | 0.0038317 | 0.0038282 | 0.0038232 | 0.0038232 | 0.0038219
CDP13 | SA | SESA | Coordinated CER storage | 1.9701 | 2.2312 | 2.5031 | 2.7724 | 3.0693 | 3.3785 | 3.771 | 4.1547 | 4.5772 | 5.0453 | 5.5905 | 6.2292 | 6.8967 | 7.6454 | 8.4204 | 9.2343 | 10.0864 | 10.97 | 11.8923 | 12.8505 | 13.8935 | 15.057 | 16.2673 | 17.5209 | 18.834 | 20.1658 | 21.5197 | 22.1956 | 22.8328
CDP13 | SA | SESA | Passive CER storage | 5.7829 | 6.3171 | 6.8043 | 7.2775 | 7.7459 | 8.2424 | 8.8562 | 9.3849 | 9.9001 | 10.4074 | 10.9659 | 11.6011 | 12.1692 | 12.779 | 13.3159 | 13.8063 | 14.2494 | 14.6336 | 14.9745 | 15.2687 | 15.6028 | 16.033 | 16.4336 | 16.813 | 17.1981 | 17.5263 | 17.8106 | 18.2151 | 18.6306
CDP13 | SA | SESA | Offshore wind | 0 | 0 | 0 | 0 | 0 | 0 | 0 | 0 | 0 | 0 | 0 | 0 | 0 | 0 | 0 | 0 | 0 | 0 | 0 | 0 | 0 | 0 | 0 | 0 | 0 | 0 | 0 | 0 | 0
CDP13 | SA | SESA | Wind | 324.5 | 324.5 | 324.5 | 324.5 | 324.5 | 839.7408 | 839.7408 | 839.7408 | 839.7408 | 839.7408 | 839.7408 | 839.7408 | 713.2408 | 713.2408 | 713.2408 | 554.2408 | 554.2408 | 515.2408 | 515.2408 | 515.2408 | 515.2408 | 515.2408 | 515.2408 | 515.2408 | 515.2408 | 515.2408 | 767.2921 | 767.2921 | 767.2921
CDP13 | SA | SESA | Utility solar | 42.9 | 42.9 | 42.9 | 42.9 | 42.9 | 42.9 | 42.9 | 42.9 | 42.9 | 42.9 | 42.9 | 42.9 | 42.9 | 42.9 | 42.9 | 42.9 | 42.9 | 42.9 | 0 | 0 | 0 | 0 | 0 | 0 | 0 | 0 | 0 | 0 | 0
CDP13 | SA | SESA | Distributed PV | 83.6952 | 87.0282 | 89.9188 | 93.849 | 99.2782 | 104.4655 | 110.6695 | 115.8376 | 120.225 | 123.9958 | 128.4132 | 132.6594 | 135.447 | 138.9108 | 141.8218 | 143.7709 | 146.0024 | 148.3721 | 151.1876 | 152.8717 | 155.8903 | 159.718 | 163.4487 | 165.4983 | 167.756 | 169.7433 | 172.5161 | 174.9055 | 178.6376
CDP13 | SA | SESA | Other renewable fuels | 0 | 0 | 0 | 0 | 0 | 0 | 0 | 0 | 0 | 0 | 0 | 0 | 0 | 0 | 0 | 0 | 0 | 0 | 0 | 0 | 0 | 0 | 0 | 0 | 0 | 0 | 0 | 0 | 0
CDP13 | SA | SESA | DSP | 0 | 0 | 0 | 0 | 0 | 0 | 0 | 0 | 0 | 0 | 0 | 0 | 0 | 0 | 0 | 0 | 0 | 0 | 0 | 0 | 0 | 0 | 0 | 0 | 0 | 0 | 0 | 0 | 0
CDP13 | TAS | TAS | Mid-merit gas | 208 | 208 | 208 | 208 | 0 | 0 | 0 | 0 | 0 | 0 | 0 | 0 | 0 | 0 | 0 | 0 | 0 | 0 | 0 | 0 | 0 | 0 | 0 | 0 | 0 | 0 | 0 | 0 | 0
CDP13 | TAS | TAS | Flexible gas with CCS | 0 | 0 | 0 | 0 | 0 | 0 | 0 | 0 | 0 | 0 | 0 | 0 | 0 | 0 | 0 | 0 | 0 | 0 | 0 | 0 | 0 | 0 | 0 | 0 | 0 | 0 | 0 | 0 | 0
CDP13 | TAS | TAS | Flexible gas | 178 | 178 | 178 | 178 | 178 | 178 | 178 | 178 | 178 | 178 | 178 | 178 | 178 | 178 | 178 | 178 | 178 | 58 | 58 | 58 | 58 | 58 | 58 | 58 | 58 | 58 | 58 | 0 | 0
CDP13 | TAS | TAS | Hydro | 2176.7 | 2176.7 | 2176.7 | 2176.7 | 2176.7 | 2176.7 | 2176.7 | 2176.7 | 2176.7 | 2176.7 | 2176.7 | 2176.7 | 2176.7 | 2566.7 | 2566.7 | 2566.7 | 2566.7 | 2566.7 | 2566.7 | 2566.7 | 2566.7 | 2566.7 | 2566.7 | 2566.7 | 2566.7 | 2566.7 | 2566.7 | 2566.7 | 2566.7
CDP13 | TAS | TAS | Utility storage | 0 | 0 | 0 | 0 | 1.039e-05 | 1.183e-05 | 1.339e-05 | 3.094e-05 | 4.664e-05 | 73.5464 | 73.5464 | 127.7072 | 216.1763 | 216.1763 | 216.1763 | 216.1763 | 216.1763 | 216.1763 | 216.1763 | 216.1763 | 444.5422 | 1050.248 | 1050.248 | 1050.2481 | 1050.248 | 1050.248 | 1050.248 | 1050.248 | 1050.248
CDP13 | TAS | TAS | Coordinated CER storage | 0.57875 | 0.86202 | 1.1897 | 1.5604 | 1.9874 | 2.4806 | 3.1026 | 3.6027 | 4.2371 | 5.0419 | 6.0802 | 7.3806 | 8.9752 | 10.855 | 13.0758 | 15.6258 | 18.4829 | 21.6512 | 25.1679 | 29.047 | 33.2957 | 37.9263 | 43.0768 | 48.6582 | 54.6735 | 61.0336 | 67.7354 | 71.4596 | 74.781
CDP13 | TAS | TAS | Passive CER storage | 16.4983 | 18.3551 | 20.1214 | 21.7939 | 23.5599 | 25.4634 | 28.0008 | 30.1463 | 32.4307 | 34.7743 | 37.3199 | 39.9892 | 42.7744 | 45.4739 | 48.2933 | 51.0238 | 53.4633 | 55.579 | 57.5324 | 59.351 | 61.0565 | 63.1414 | 65.3064 | 67.5415 | 69.8609 | 71.8752 | 73.5976 | 75.9416 | 77.9696
CDP13 | TAS | TAS | Offshore wind | 0 | 0 | 0 | 0 | 0 | 0 | 0 | 0 | 0 | 0 | 0 | 0 | 0 | 0 | 0 | 0 | 0 | 0 | 0 | 0 | 0 | 0 | 0 | 0 | 0 | 0 | 0 | 0 | 0
CDP13 | TAS | TAS | Wind | 563.35 | 563.35 | 563.35 | 1021.6459 | 1208.6315 | 1476.3832 | 1543.5906 | 1616.8209 | 1715.5146 | 1997.9347 | 1997.9347 | 2180.6645 | 2213.9471 | 2213.9471 | 2213.9471 | 2281.7282 | 2281.7282 | 2281.7282 | 2281.7282 | 2281.7282 | 2281.7282 | 2137.7282 | 2137.7282 | 2137.7282 | 2137.7282 | 2137.7282 | 2137.7282 | 1829.9782 | 1829.9782
CDP13 | TAS | TAS | Utility solar | 0 | 0 | 0 | 6.67e-06 | 6.67e-06 | 6.67e-06 | 6.67e-06 | 8.17e-06 | 1.272e-05 | 6.124e-05 | 6.124e-05 | 203.2218 | 450 | 450 | 450 | 450 | 450 | 450 | 450 | 450 | 450 | 450 | 450 | 450 | 450 | 450 | 450 | 450 | 450
CDP13 | TAS | TAS | Distributed PV | 275.4595 | 286.8109 | 298.1623 | 315.088 | 354.168 | 394.531 | 440.094 | 467.582 | 496.331 | 524.805 | 554.695 | 577.869 | 593.286 | 600.415 | 608.279 | 612.658 | 617.88 | 623.117 | 630.779 | 635.441 | 640.601 | 645.81 | 653.619 | 658.482 | 663.84 | 669.299 | 677.348 | 682.546 | 688.275
CDP13 | TAS | TAS | Other renewable fuels | 0 | 0 | 0 | 0 | 0 | 0 | 0 | 0 | 0 | 0 | 0 | 0 | 0 | 0 | 0 | 0 | 0 | 0 | 0 | 0 | 0 | 0 | 0 | 0 | 0 | 0 | 0 | 0 | 0
CDP13 | TAS | TAS | DSP | 5.95 | 6 | 5.24 | 4.54 | 4.57 | 4.66 | 4.79 | 4.91 | 5.01 | 5.05 | 5.06 | 5.09 | 5.06 | 5.08 | 5.09 | 5.11 | 5.12 | 5.16 | 5.18 | 5.2 | 5.21 | 5.19 | 5.19 | 5.18 | 5.19 | 5.2 | 5.14 | 5.03 | 4.96
CDP14 | NSW | NNSW | Black coal | 0 | 0 | 0 | 0 | 0 | 0 | 0 | 0 | 0 | 0 | 0 | 0 | 0 | 0 | 0 | 0 | 0 | 0 | 0 | 0 | 0 | 0 | 0 | 0 | 0 | 0 | 0 | 0 | 0
CDP14 | NSW | NNSW | Mid-merit gas | 0 | 0 | 0 | 0 | 0 | 0 | 0 | 0 | 0 | 0 | 0 | 0 | 0 | 0 | 0 | 0 | 0 | 0 | 0 | 0 | 0 | 0 | 0 | 0 | 0 | 0 | 0 | 0 | 0
CDP14 | NSW | NNSW | Flexible gas with CCS | 0 | 0 | 0 | 0 | 0 | 0 | 0 | 0 | 0 | 0 | 0 | 0 | 0 | 0 | 0 | 0 | 0 | 0 | 0 | 0 | 0 | 0 | 0 | 0 | 0 | 0 | 0 | 0 | 0
CDP14 | NSW | NNSW | Flexible gas | 0 | 0 | 0 | 0 | 0 | 0 | 0 | 0 | 0 | 0 | 0 | 0 | 0 | 0 | 0 | 0 | 0 | 0 | 0 | 0 | 0 | 0 | 0 | 0 | 0 | 0 | 0 | 0 | 0
CDP14 | NSW | NNSW | Hydro | 0 | 0 | 0 | 0 | 0 | 0 | 0 | 0 | 0 | 0 | 0 | 0 | 0 | 0 | 0 | 0 | 0 | 0 | 0 | 0 | 0 | 0 | 0 | 0 | 0 | 0 | 0 | 0 | 0
CDP14 | NSW | NNSW | Utility storage | 0 | 0 | 30 | 505 | 705.0001 | 812.9079 | 1618.9121 | 1618.9121 | 1618.9121 | 1618.9121 | 1588.9121 | 1588.9121 | 1588.9121 | 1588.9121 | 1588.9121 | 1588.9121 | 1588.9121 | 1588.9122 | 1588.9122 | 1588.9122 | 1588.9122 | 2588.9123 | 2588.9123 | 1913.9123 | 2472.974 | 2365.0662 | 2261.5798 | 2261.5798 | 2628.9184
CDP14 | NSW | NNSW | Coordinated CER storage | 2.1928 | 2.9011 | 3.6904 | 4.6278 | 5.5596 | 6.6915 | 7.9992 | 9.7928 | 12.0913 | 14.9199 | 18.3769 | 22.4496 | 27.1895 | 32.5292 | 38.5657 | 45.2506 | 52.5465 | 60.457 | 69.0343 | 78.2621 | 88.1661 | 98.8985 | 110.4266 | 122.6426 | 135.5582 | 148.9852 | 162.8922 | 169.464 | 175.3439
CDP14 | NSW | NNSW | Passive CER storage | 47.7175 | 51.9224 | 55.9244 | 59.7457 | 63.1809 | 66.9501 | 72.1109 | 76.9127 | 82.1206 | 87.477 | 93.3283 | 99.3194 | 105.5537 | 111.5324 | 117.7469 | 123.7732 | 129.3342 | 134.4245 | 139.3018 | 143.8527 | 148.1976 | 153.2203 | 158.3806 | 163.6836 | 169.1359 | 173.9747 | 178.2371 | 183.577 | 188.3339
CDP14 | NSW | NNSW | Offshore wind | 0 | 0 | 0 | 0 | 0 | 0 | 0 | 0 | 0 | 0 | 0 | 0 | 0 | 0 | 0 | 0 | 0 | 0 | 0 | 0 | 0 | 0 | 0 | 0 | 0 | 0 | 0 | 0 | 0
CDP14 | NSW | NNSW | Wind | 442.48 | 442.48 | 442.48 | 781.9872 | 815.9071 | 815.9071 | 3468.9839 | 3468.9839 | 3468.9839 | 3468.9839 | 3468.9839 | 4046.5607 | 4046.5607 | 4046.5607 | 4046.5607 | 3874.0807 | 3874.0807 | 4483.2913 | 6113.8957 | 7002.3807 | 7282.5691 | 7282.5691 | 7282.5691 | 7282.5691 | 7282.5691 | 7400 | 7400 | 7400 | 7400
CDP14 | NSW | NNSW | Utility solar | 701.02 | 701.02 | 1021.02 | 1322.984 | 1322.984 | 1322.984 | 1374.7036 | 1374.7036 | 1374.7036 | 1374.7036 | 1374.7036 | 1817.03 | 1817.03 | 1817.03 | 1817.03 | 1817.03 | 1817.03 | 1817.03 | 3030.2528 | 3347.2205 | 4287.9839 | 4287.9839 | 4287.9839 | 4263.101 | 4282.0259 | 4282.0259 | 4286.1399 | 4302.6283 | 4449.7772
CDP14 | NSW | NNSW | Distributed PV | 999.795 | 1024.5274 | 1042.0404 | 1062.8416 | 1119.5661 | 1186.9908 | 1258.7771 | 1308.956 | 1356.0219 | 1394.7316 | 1433.3051 | 1460.8986 | 1482.9765 | 1497.8632 | 1516.4188 | 1530.7247 | 1546.3741 | 1562.7988 | 1581.7996 | 1598.2848 | 1617.7461 | 1635.9887 | 1654.643 | 1671.6642 | 1690.6614 | 1710.0652 | 1730.7883 | 1751.4803 | 1774.4013
CDP14 | NSW | NNSW | Other renewable fuels | 0 | 0 | 0 | 0 | 0 | 0 | 0 | 0 | 0 | 0 | 0 | 0 | 0 | 0 | 0 | 0 | 0 | 0 | 0 | 0 | 0 | 0 | 0 | 0 | 0 | 0 | 0 | 90 | 90
CDP14 | NSW | NNSW | DSP | 0 | 0 | 0 | 0 | 0 | 0 | 0 | 0 | 0 | 0 | 0 | 0 | 0 | 0 | 0 | 0 | 0 | 0 | 0 | 0 | 0 | 0 | 0 | 0 | 0 | 0 | 0 | 0 | 0
CDP14 | NSW | CNSW | Black coal | 4105 | 4105 | 4105 | 4105 | 4135 | 3450 | 1420 | 1420 | 1420 | 1420 | 1420 | 1420 | 1420 | 1420 | 1420 | 1420 | 1420 | 0 | 0 | 0 | 0 | 0 | 0 | 0 | 0 | 0 | 0 | 0 | 0
CDP14 | NSW | CNSW | Mid-merit gas | 0 | 0 | 0 | 0 | 0 | 0 | 0 | 0 | 0 | 0 | 0 | 0 | 0 | 0 | 0 | 0 | 0 | 0 | 0 | 0 | 0 | 0 | 0 | 0 | 0 | 0 | 0 | 0 | 0
CDP14 | NSW | CNSW | Flexible gas with CCS | 0 | 0 | 0 | 0 | 0 | 0 | 0 | 0 | 0 | 0 | 0 | 0 | 0 | 0 | 0 | 0 | 0 | 0 | 0 | 0 | 0 | 0 | 0 | 0 | 0 | 0 | 0 | 0 | 0
CDP14 | NSW | CNSW | Flexible gas | 0 | 0 | 0 | 0 | 0 | 0 | 0 | 0 | 0 | 0 | 0 | 0 | 0 | 0 | 0 | 0 | 0 | 0 | 0 | 0 | 0 | 0 | 0 | 0 | 0 | 0 | 0 | 0 | 0
CDP14 | NSW | CNSW | Hydro | 0 | 0 | 0 | 0 | 0 | 0 | 0 | 0 | 0 | 0 | 0 | 0 | 0 | 0 | 0 | 0 | 0 | 0 | 0 | 0 | 0 | 0 | 0 | 0 | 0 | 0 | 0 | 0 | 0
CDP14 | NSW | CNSW | Utility storage | 247 | 247 | 816 | 826.0619 | 1485.867 | 2870.9467 | 2910.9811 | 2870.9611 | 2910.9811 | 2870.9611 | 2870.9611 | 2910.9811 | 2870.9611 | 2870.9611 | 2910.9811 | 2910.9811 | 2870.9611 | 2870.9611 | 2870.9611 | 2870.9611 | 2910.9811 | 2870.9611 | 2341.9811 | 2291.8992 | 2000.5541 | 779.6314 | 739.6033 | 739.6033 | 779.6233
CDP14 | NSW | CNSW | Coordinated CER storage | 0.91547 | 1.218 | 1.5545 | 1.9694 | 2.396 | 2.8889 | 3.468 | 4.4484 | 5.7616 | 7.4129 | 9.4548 | 11.9182 | 14.7956 | 18.091 | 21.8271 | 26.0012 | 30.6055 | 35.6384 | 41.1048 | 47.0119 | 53.3576 | 60.2411 | 67.6633 | 75.5332 | 83.8558 | 92.5557 | 101.5813 | 105.8426 | 109.6628
CDP14 | NSW | CNSW | Passive CER storage | 19.9215 | 21.7984 | 23.5569 | 25.4252 | 27.2293 | 28.9039 | 31.2635 | 33.4736 | 36.0114 | 38.6022 | 41.3825 | 44.4067 | 47.4404 | 50.4842 | 53.5835 | 56.6421 | 59.5615 | 62.2973 | 64.8483 | 67.2355 | 69.4388 | 72.0568 | 74.8106 | 77.6287 | 80.5076 | 83.1503 | 85.4446 | 88.2195 | 90.7189
CDP14 | NSW | CNSW | Offshore wind | 0 | 0 | 0 | 0 | 0 | 0 | 0 | 0 | 0 | 0 | 0 | 0 | 0 | 0 | 0 | 0 | 0 | 0 | 0 | 0 | 0 | 0 | 0 | 0 | 0 | 0 | 0 | 0 | 0
CDP14 | NSW | CNSW | Wind | 503.54 | 503.54 | 641.54 | 1483.7289 | 2247.5043 | 5157.8875 | 5157.8875 | 5157.8875 | 5157.8875 | 5157.8875 | 5157.8875 | 5157.8875 | 5157.8875 | 5157.8875 | 5157.8875 | 5157.8875 | 5157.8875 | 5051.0875 | 4913.0775 | 4913.0775 | 4913.0775 | 4913.0775 | 4913.0775 | 4913.0775 | 4913.0775 | 5221.3132 | 5757.528 | 5757.528 | 5757.528
CDP14 | NSW | CNSW | Utility solar | 1876.49 | 1876.49 | 1956.35 | 2961.0555 | 2961.0555 | 3944.0721 | 4206.6314 | 4206.6314 | 4206.6314 | 4206.6314 | 4206.6314 | 4443.8931 | 4443.8931 | 4443.8931 | 4443.8931 | 4443.8931 | 4443.8931 | 4443.8931 | 4443.8931 | 4341.8731 | 4982.2624 | 4982.2624 | 4946.2524 | 4946.2524 | 6457.1233 | 6691.1384 | 8215.99 | 8096.24 | 7926.36
CDP14 | NSW | CNSW | Distributed PV | 621.9378 | 636.102 | 644.9182 | 661.8711 | 702.2766 | 740.456 | 787.694 | 821.4306 | 856.4795 | 886.1984 | 918.429 | 939.0199 | 954.7714 | 966.4442 | 983.7172 | 994.2831 | 1006.6496 | 1019.2425 | 1037.8102 | 1049.5191 | 1061.3193 | 1073.5732 | 1093.3139 | 1104.7404 | 1118.1637 | 1133.1908 | 1153.9216 | 1167.3489 | 1182.2507
CDP14 | NSW | CNSW | Other renewable fuels | 0 | 0 | 0 | 0 | 0 | 0 | 0 | 0 | 0 | 0 | 0 | 0 | 0 | 0 | 0 | 0 | 0 | 0 | 0 | 0 | 0 | 0 | 0 | 0 | 0 | 0 | 30 | 90 | 90
CDP14 | NSW | CNSW | DSP | 0 | 0 | 0 | 0 | 0 | 0 | 0 | 0 | 0 | 0 | 0 | 0 | 0 | 0 | 0 | 0 | 0 | 0 | 0 | 0 | 0 | 0 | 0 | 0 | 0 | 0 | 0 | 0 | 0
CDP14 | NSW | SNW | Black coal | 4200 | 4200 | 1320 | 1320 | 1320 | 0 | 0 | 0 | 0 | 0 | 0 | 0 | 0 | 0 | 0 | 0 | 0 | 0 | 0 | 0 | 0 | 0 | 0 | 0 | 0 | 0 | 0 | 0 | 0
CDP14 | NSW | SNW | Mid-merit gas | 440 | 440 | 440 | 440 | 440 | 440 | 440 | 440 | 440 | 440 | 440 | 440 | 440 | 440 | 440 | 440 | 440 | 440 | 440 | 440 | 0 | 0 | 0 | 0 | 0 | 0 | 0 | 0 | 0
CDP14 | NSW | SNW | Flexible gas with CCS | 0 | 0 | 0 | 0 | 0 | 0 | 0 | 0 | 0 | 0 | 0 | 0 | 0 | 0 | 0 | 0 | 0 | 0 | 0 | 0 | 0 | 0 | 0 | 0 | 0 | 0 | 0 | 0 | 0
CDP14 | NSW | SNW | Flexible gas | 1979 | 1979 | 1979 | 1979 | 1979 | 1979 | 1979 | 1979 | 1979 | 1979 | 1979 | 1979 | 1979 | 1979 | 1979 | 1979 | 1979 | 1979 | 1979 | 2258.9217 | 2956.1121 | 3832.172 | 3832.172 | 3832.172 | 3832.172 | 3832.172 | 3832.172 | 3832.172 | 3832.172
CDP14 | NSW | SNW | Hydro | 0 | 0 | 0 | 0 | 0 | 0 | 0 | 0 | 0 | 0 | 0 | 0 | 0 | 0 | 0 | 0 | 0 | 0 | 0 | 0 | 0 | 0 | 0 | 0 | 0 | 0 | 0 | 0 | 0
CDP14 | NSW | SNW | Utility storage | 50 | 50 | 1571.8576 | 1571.8622 | 1571.8644 | 1607.5015 | 2076.8317 | 2704.3837 | 2776.9597 | 2704.3837 | 2704.3837 | 2776.9597 | 2704.3837 | 2654.3837 | 2726.9597 | 2726.9597 | 2654.3837 | 2654.3837 | 2654.3837 | 2654.3837 | 2726.9597 | 2654.3837 | 1312.8141 | 1240.2336 | 1240.2315 | 1280.3643 | 968.2882 | 968.2882 | 1040.8642
CDP14 | NSW | SNW | Coordinated CER storage | 8.587 | 11.5295 | 14.8171 | 18.6626 | 22.7871 | 27.7997 | 33.4963 | 43.0237 | 55.4305 | 70.9627 | 90.1039 | 112.9793 | 139.8314 | 170.4524 | 205.2684 | 244.1544 | 286.9162 | 333.5338 | 384.2127 | 438.8854 | 497.66 | 560.8937 | 629.5544 | 702.4072 | 779.5514 | 860.1351 | 943.9419 | 983.3503 | 1018.6582
CDP14 | NSW | SNW | Passive CER storage | 186.8609 | 206.3463 | 224.5379 | 240.9368 | 258.9593 | 278.1444 | 301.9599 | 322.7208 | 344.5839 | 366.8252 | 390.7075 | 415.6523 | 441.7183 | 467.2367 | 494.0385 | 520.566 | 545.206 | 567.5963 | 588.6361 | 607.8089 | 625.5986 | 647.3132 | 670.0861 | 693.8422 | 718.7364 | 741.3337 | 761.6739 | 786.6727 | 809.1086
CDP14 | NSW | SNW | Offshore wind | 0 | 0 | 0 | 0 | 0 | 0 | 0 | 0 | 0 | 0 | 0 | 0 | 0 | 0 | 0 | 0 | 0 | 0 | 0 | 0 | 0 | 0 | 0 | 0 | 0 | 0 | 0 | 0 | 0
CDP14 | NSW | SNW | Wind | 0 | 0 | 0 | 0 | 0 | 0 | 0 | 0 | 0 | 0 | 0 | 0 | 0 | 0 | 0 | 0 | 0 | 0 | 0 | 0 | 0 | 0 | 0 | 0 | 0 | 0 | 0 | 0 | 0
CDP14 | NSW | SNW | Utility solar | 0 | 0 | 0 | 0 | 0 | 0 | 0 | 0 | 0 | 0 | 0 | 0 | 0 | 0 | 0 | 0 | 0 | 0 | 0 | 0 | 0 | 0 | 0 | 0 | 0 | 0 | 0 | 0 | 0
CDP14 | NSW | SNW | Distributed PV | 3679.6425 | 3821.5974 | 3976.6457 | 4171.7761 | 4514.291 | 4858.2954 | 5220.1292 | 5496.252 | 5768.549 | 6015.446 | 6247.5007 | 6444.969 | 6601.2248 | 6709.9767 | 6807.533 | 6901.289 | 6995.1835 | 7087.6409 | 7182.3455 | 7274.2264 | 7368.4104 | 7463.4566 | 7560.2199 | 7654.4945 | 7751.1288 | 7849.3467 | 7952.3875 | 8051.2259 | 8161.516
CDP14 | NSW | SNW | Other renewable fuels | 0 | 0 | 0 | 0 | 0 | 0 | 0 | 0 | 0 | 0 | 0 | 0 | 0 | 0 | 0 | 0 | 0 | 0 | 0 | 0 | 0 | 0 | 0 | 0 | 0 | 0 | 90 | 90 | 90
CDP14 | NSW | SNW | DSP | 336.74 | 342.94 | 349.4 | 358.05 | 499.09 | 685.31 | 850.38 | 920.72 | 991.02 | 1061.28 | 1070.04 | 1079.54 | 1087.21 | 1096.93 | 1105.44 | 1116.29 | 1124.85 | 1136.31 | 1138.21 | 1141.89 | 1148.33 | 1146.26 | 1149.08 | 1151.3 | 1149.72 | 1153.61 | 1157.93 | 1166.18 | 1185.25
CDP14 | NSW | SNSW | Black coal | 0 | 0 | 0 | 0 | 0 | 0 | 0 | 0 | 0 | 0 | 0 | 0 | 0 | 0 | 0 | 0 | 0 | 0 | 0 | 0 | 0 | 0 | 0 | 0 | 0 | 0 | 0 | 0 | 0
CDP14 | NSW | SNSW | Mid-merit gas | 0 | 0 | 0 | 0 | 0 | 0 | 0 | 0 | 0 | 0 | 0 | 0 | 0 | 0 | 0 | 0 | 0 | 0 | 0 | 0 | 0 | 0 | 0 | 0 | 0 | 0 | 0 | 0 | 0
CDP14 | NSW | SNSW | Flexible gas with CCS | 0 | 0 | 0 | 0 | 0 | 0 | 0 | 0 | 0 | 0 | 0 | 0 | 0 | 0 | 0 | 0 | 0 | 0 | 0 | 0 | 0 | 0 | 0 | 0 | 0 | 0 | 0 | 0 | 0
CDP14 | NSW | SNSW | Flexible gas | 692 | 692 | 692 | 692 | 692 | 692 | 692 | 692 | 692 | 692 | 692 | 692 | 692 | 692 | 692 | 692 | 692 | 692 | 692 | 692 | 692 | 0 | 0 | 0 | 0 | 0 | 0 | 0 | 0
CDP14 | NSW | SNSW | Hydro | 2285 | 2285 | 2285 | 2285 | 2285 | 2285 | 2285 | 2285 | 2285 | 2285 | 2285 | 2285 | 2285 | 2285 | 2285 | 2285 | 2285 | 2285 | 2285 | 2285 | 2285 | 2285 | 2285 | 2285 | 2285 | 2285 | 2285 | 2285 | 2285
CDP14 | NSW | SNSW | Utility storage | 299.99 | 309.99 | 368.9 | 368.9 | 568.9 | 2768.9 | 2854.9692 | 2853.9792 | 2854.9692 | 2853.9792 | 2853.9792 | 2854.9692 | 2853.9792 | 2853.9792 | 2854.9692 | 2854.9692 | 2853.9792 | 2853.9792 | 2853.9792 | 2843.9792 | 2794.9692 | 2793.9792 | 2735.0692 | 2734.0792 | 2734.0792 | 2635.0792 | 2587.3584 | 2587.3584 | 2437.3584
CDP14 | NSW | SNSW | Coordinated CER storage | 1.8316 | 2.4469 | 3.1469 | 4.0056 | 4.9448 | 6.063 | 7.344 | 8.8828 | 10.843 | 13.2952 | 16.3304 | 19.989 | 24.3293 | 29.3361 | 35.0941 | 41.5771 | 48.7432 | 56.6101 | 65.2405 | 74.6487 | 84.8616 | 95.9878 | 108.1835 | 121.2843 | 135.2958 | 150.0261 | 165.4879 | 173.4974 | 180.7336
CDP14 | NSW | SNSW | Passive CER storage | 39.8581 | 43.7926 | 47.6885 | 51.7125 | 56.1945 | 60.6618 | 66.2045 | 71.0929 | 76.2779 | 81.7101 | 87.5202 | 93.586 | 99.9174 | 106.2198 | 112.7798 | 119.2142 | 125.1293 | 130.5318 | 135.6734 | 140.5429 | 145.2071 | 150.7156 | 156.525 | 162.5649 | 168.7895 | 174.3699 | 179.4516 | 185.5172 | 191.0124
CDP14 | NSW | SNSW | Offshore wind | 0 | 0 | 0 | 0 | 0 | 0 | 0 | 0 | 0 | 0 | 0 | 0 | 0 | 0 | 0 | 0 | 0 | 0 | 0 | 0 | 0 | 0 | 0 | 0 | 0 | 0 | 0 | 0 | 0
CDP14 | NSW | SNSW | Wind | 1792.06 | 1850.06 | 1890.08 | 2420.54 | 3005.6666 | 3005.6666 | 3005.6666 | 3005.6666 | 3005.6666 | 3005.6666 | 3005.6666 | 3005.6666 | 3005.6666 | 2959.1666 | 2959.1666 | 2929.1666 | 2929.1666 | 2717.3859 | 2669.0859 | 2669.0859 | 2380.0759 | 2380.0759 | 2138.0692 | 1925.3342 | 1929.2396 | 1553.9719 | 1559.503 | 1559.503 | 1559.503
CDP14 | NSW | SNSW | Utility solar | 2083.08 | 2083.08 | 2475.36 | 2817.7576 | 3376.8769 | 3376.8769 | 3377.7769 | 3376.8769 | 3376.8769 | 3376.8769 | 3376.8769 | 3376.8769 | 3376.8769 | 3376.8769 | 3376.8769 | 3226.8469 | 3226.8469 | 3226.8469 | 3226.8469 | 3226.8469 | 3678.3514 | 4624.7716 | 4624.7716 | 4539.7716 | 4507.3716 | 4751.3692 | 4419.0292 | 3643.8192 | 3613.8192
CDP14 | NSW | SNSW | Distributed PV | 986.0326 | 1016.5758 | 1046.5931 | 1086.1683 | 1164.1203 | 1240.9168 | 1328.5137 | 1393.4014 | 1458.5676 | 1517.356 | 1578.8062 | 1621.3015 | 1659.1313 | 1689.5418 | 1724.7489 | 1750.0152 | 1777.7549 | 1805.5558 | 1841.3577 | 1866.4198 | 1894.7072 | 1924.1874 | 1962.8752 | 1990.9999 | 2022.3122 | 2052.6863 | 2093.9396 | 2124.8409 | 2159.5341
CDP14 | NSW | SNSW | Other renewable fuels | 0 | 0 | 0 | 0 | 0 | 0 | 0 | 0 | 0 | 0 | 0 | 0 | 0 | 0 | 0 | 0 | 0 | 0 | 0 | 0 | 0 | 0 | 0 | 0 | 0 | 0 | 0 | 0 | 0
CDP14 | NSW | SNSW | DSP | 0 | 0 | 0 | 0 | 0 | 0 | 0 | 0 | 0 | 0 | 0 | 0 | 0 | 0 | 0 | 0 | 0 | 0 | 0 | 0 | 0 | 0 | 0 | 0 | 0 | 0 | 0 | 0 | 0
CDP14 | QLD | NQ | Black coal | 0 | 0 | 0 | 0 | 0 | 0 | 0 | 0 | 0 | 0 | 0 | 0 | 0 | 0 | 0 | 0 | 0 | 0 | 0 | 0 | 0 | 0 | 0 | 0 | 0 | 0 | 0 | 0 | 0
CDP14 | QLD | NQ | Mid-merit gas | 244 | 244 | 244 | 244 | 244 | 244 | 244 | 244 | 244 | 244 | 244 | 244 | 244 | 244 | 244 | 244 | 244 | 244 | 244 | 244 | 244 | 244 | 244 | 0 | 0 | 0 | 0 | 0 | 0
CDP14 | QLD | NQ | Flexible gas with CCS | 0 | 0 | 0 | 0 | 0 | 0 | 0 | 0 | 0 | 0 | 0 | 0 | 0 | 0 | 0 | 0 | 0 | 0 | 0 | 0 | 0 | 0 | 0 | 0 | 0 | 0 | 0 | 0 | 0
CDP14 | QLD | NQ | Flexible gas | 423.5 | 423.5 | 423.5 | 423.5 | 423.5 | 423.5 | 423.5 | 423.5 | 423.5 | 423.5 | 131.5 | 131.5 | 131.5 | 131.5 | 131.5 | 131.5 | 131.5 | 131.5 | 131.5 | 131.5 | 131.5 | 0 | 0 | 0 | 0 | 0 | 0 | 0 | 0
CDP14 | QLD | NQ | Hydro | 156.4 | 156.4 | 156.4 | 156.4 | 156.4 | 156.4 | 156.4 | 156.4 | 156.4 | 156.4 | 156.4 | 156.4 | 156.4 | 156.4 | 70 | 70 | 70 | 70 | 70 | 0 | 0 | 0 | 0 | 0 | 0 | 0 | 0 | 0 | 0
CDP14 | QLD | NQ | Utility storage | 250 | 250 | 250 | 550 | 550 | 550 | 550 | 550 | 550 | 550 | 550.0001 | 550.0001 | 550.0001 | 550.0001 | 550.0002 | 550.0002 | 550.0002 | 550.0002 | 550.0002 | 550.0002 | 550.0002 | 550.0003 | 550.0003 | 262.4408 | 269.7738 | 394.0837 | 430.4561 | 430.4561 | 430.4561
CDP14 | QLD | NQ | Coordinated CER storage | 0.88737 | 1.2167 | 1.5929 | 2.0251 | 2.5236 | 3.12 | 3.8402 | 4.861 | 6.1864 | 7.8245 | 9.8358 | 12.2418 | 15.0717 | 18.2721 | 21.9141 | 25.9728 | 30.4036 | 35.228 | 40.4665 | 46.1292 | 52.2496 | 58.927 | 66.1344 | 73.8088 | 81.9834 | 90.4987 | 99.3492 | 103.7072 | 107.6837
CDP14 | QLD | NQ | Passive CER storage | 18.5285 | 21.0552 | 23.4635 | 25.9022 | 28.4576 | 31.3925 | 34.814 | 37.9522 | 41.4162 | 44.9799 | 48.8461 | 52.9834 | 57.3995 | 61.6721 | 66.1572 | 70.6014 | 74.6827 | 78.4936 | 82.1191 | 85.5856 | 89.0361 | 92.9771 | 97.0969 | 101.3628 | 105.886 | 109.9772 | 113.7091 | 117.7593 | 121.4976
CDP14 | QLD | NQ | Offshore wind | 0 | 0 | 0 | 0 | 0 | 0 | 0 | 0 | 0 | 0 | 0 | 0 | 0 | 0 | 0 | 0 | 0 | 0 | 0 | 0 | 0 | 0 | 0 | 0 | 0 | 0 | 0 | 0 | 0
CDP14 | QLD | NQ | Wind | 375.64 | 375.64 | 375.64 | 375.64 | 1603.071 | 1932.1655 | 2515.1991 | 2515.1991 | 2515.1991 | 2515.1991 | 2679.6707 | 2679.6707 | 2763.0045 | 2937.3625 | 2937.3625 | 2937.3625 | 2937.3625 | 2937.3625 | 2937.3625 | 2937.3625 | 2939.0315 | 3422.7542 | 3422.7542 | 3379.5542 | 3379.5542 | 3255.7677 | 3428.8706 | 3459.361 | 3459.361
CDP14 | QLD | NQ | Utility solar | 521.6 | 521.6 | 521.6 | 521.6 | 521.6 | 521.6 | 521.6 | 521.6 | 521.6 | 521.6 | 521.6 | 521.6 | 521.6001 | 521.6001 | 473.1001 | 473.1001 | 473.1001 | 473.1002 | 687.9039 | 629.2824 | 513.3224 | 547.7584 | 547.7584 | 532.7584 | 432.7784 | 411.8084 | 678.3423 | 578.3123 | 578.3123
CDP14 | QLD | NQ | Distributed PV | 650.1918 | 674.7727 | 703.9561 | 730.2258 | 763.9198 | 810.8536 | 853.2797 | 886.3548 | 917.2914 | 944.1354 | 970.7969 | 991.2841 | 1008.6228 | 1022.5255 | 1038.7204 | 1053.488 | 1067.6015 | 1084.5645 | 1102.9542 | 1118.778 | 1136.6862 | 1153.6954 | 1172.9582 | 1190.3775 | 1209.4642 | 1228.2939 | 1251.6994 | 1274.419 | 1298.4572
CDP14 | QLD | NQ | Other renewable fuels | 0 | 0 | 0 | 0 | 0 | 0 | 0 | 0 | 0 | 0 | 0 | 0 | 0 | 0 | 0 | 0 | 0 | 0 | 0 | 0 | 0 | 0 | 0 | 0 | 0 | 0 | 0 | 0 | 0
CDP14 | QLD | NQ | DSP | 0 | 0 | 0 | 0 | 0 | 0 | 0 | 0 | 0 | 0 | 0 | 0 | 0 | 0 | 0 | 0 | 0 | 0 | 0 | 0 | 0 | 0 | 0 | 0 | 0 | 0 | 0 | 0 | 0
CDP14 | QLD | GG | Black coal | 1680 | 1680 | 1680 | 1680 | 840 | 840 | 840 | 280 | 0 | 0 | 0 | 0 | 0 | 0 | 0 | 0 | 0 | 0 | 0 | 0 | 0 | 0 | 0 | 0 | 0 | 0 | 0 | 0 | 0
CDP14 | QLD | GG | Mid-merit gas | 180 | 180 | 180 | 180 | 180 | 180 | 180 | 180 | 180 | 180 | 180 | 180 | 180 | 180 | 180 | 180 | 180 | 180 | 180 | 180 | 180 | 180 | 180 | 180 | 180 | 180 | 180 | 0 | 0
CDP14 | QLD | GG | Flexible gas with CCS | 0 | 0 | 0 | 0 | 0 | 0 | 0 | 0 | 0 | 0 | 0 | 0 | 0 | 0 | 0 | 0 | 0 | 0 | 0 | 0 | 0 | 0 | 0 | 0 | 0 | 0 | 0 | 0 | 0
CDP14 | QLD | GG | Flexible gas | 0 | 0 | 0 | 0 | 0 | 0 | 0 | 0 | 0 | 0 | 0 | 0 | 0 | 0 | 0 | 0 | 0 | 0 | 0 | 0 | 0 | 0 | 0 | 0 | 0 | 0 | 0 | 0 | 0
CDP14 | QLD | GG | Hydro | 0 | 0 | 0 | 0 | 0 | 0 | 0 | 0 | 0 | 0 | 0 | 0 | 0 | 0 | 0 | 0 | 0 | 0 | 0 | 0 | 0 | 0 | 0 | 0 | 0 | 0 | 0 | 0 | 0
CDP14 | QLD | GG | Utility storage | 0 | 0 | 400 | 400 | 400 | 400 | 400.0001 | 400.0001 | 400.0001 | 400.0001 | 400.0001 | 400.0001 | 400.0001 | 400.0001 | 400.0002 | 400.0002 | 400.0002 | 400.0002 | 400.0002 | 400.0002 | 400.0002 | 400.0002 | 0.00023895 | 68.1546 | 68.1564 | 68.1565 | 589.4497 | 589.4497 | 786.186
CDP14 | QLD | GG | Coordinated CER storage | 0.048726 | 0.066819 | 0.087887 | 0.11153 | 0.14153 | 0.17366 | 0.21572 | 0.29891 | 0.41299 | 0.56211 | 0.74955 | 0.97712 | 1.2471 | 1.5592 | 1.9169 | 2.3184 | 2.7646 | 3.2536 | 3.7908 | 4.3761 | 5.009 | 5.7004 | 6.4465 | 7.2409 | 8.0831 | 8.9664 | 9.8883 | 10.3376 | 10.7449
CDP14 | QLD | GG | Passive CER storage | 1.0174 | 1.1563 | 1.2946 | 1.4266 | 1.5959 | 1.7473 | 1.9556 | 2.1352 | 2.3376 | 2.5644 | 2.8105 | 3.0704 | 3.3401 | 3.6127 | 3.8978 | 4.1748 | 4.4417 | 4.6827 | 4.9228 | 5.1563 | 5.3782 | 5.6374 | 5.9123 | 6.1964 | 6.4847 | 6.7498 | 6.9899 | 7.2551 | 7.4911
CDP14 | QLD | GG | Offshore wind | 0 | 0 | 0 | 0 | 0 | 0 | 0 | 0 | 0 | 0 | 0 | 0 | 0 | 0 | 0 | 0 | 0 | 0 | 0 | 0 | 0 | 0 | 0 | 0 | 0 | 0 | 0 | 0 | 0
CDP14 | QLD | GG | Wind | 0 | 0 | 0 | 0 | 0 | 0 | 0 | 0 | 0 | 0 | 0 | 0 | 0 | 0 | 0 | 0 | 0 | 0 | 0 | 0 | 0 | 0 | 0 | 0 | 0 | 0 | 0 | 0 | 0
CDP14 | QLD | GG | Utility solar | 0 | 0 | 0 | 0 | 0 | 0 | 0 | 0 | 0 | 0 | 0 | 0 | 0 | 0 | 0 | 0 | 0 | 0 | 0 | 0 | 0 | 0 | 0 | 0 | 0 | 0 | 0 | 0 | 0
CDP14 | QLD | GG | Distributed PV | 62.5042 | 64.2791 | 66.415 | 68.9878 | 72.7673 | 76.244 | 80.0461 | 83.5314 | 86.727 | 89.5602 | 92.1585 | 94.3304 | 96.0517 | 97.5469 | 99.0431 | 100.4574 | 101.995 | 103.5388 | 105.3012 | 107.0116 | 108.5825 | 110.2539 | 112.0709 | 113.8938 | 115.5761 | 117.3638 | 119.4773 | 121.9029 | 124.2038
CDP14 | QLD | GG | Other renewable fuels | 0 | 0 | 0 | 0 | 0 | 0 | 0 | 0 | 0 | 0 | 0 | 0 | 0 | 0 | 0 | 0 | 0 | 0 | 0 | 0 | 0 | 0 | 0 | 0 | 0 | 0 | 0 | 0 | 0
CDP14 | QLD | GG | DSP | 0 | 0 | 0 | 0 | 0 | 0 | 0 | 0 | 0 | 0 | 0 | 0 | 0 | 0 | 0 | 0 | 0 | 0 | 0 | 0 | 0 | 0 | 0 | 0 | 0 | 0 | 0 | 0 | 0
CDP14 | QLD | CQ | Black coal | 3004 | 3004 | 3004 | 3004 | 2304 | 2304 | 1574 | 1574 | 1574 | 844 | 844 | 844 | 844 | 844 | 844 | 844 | 844 | 844 | 844 | 844 | 844 | 844 | 844 | 844 | 844 | 844 | 844 | 844 | 0
CDP14 | QLD | CQ | Mid-merit gas | 0 | 0 | 0 | 0 | 0 | 0 | 0 | 0 | 0 | 0 | 0 | 0 | 0 | 0 | 0 | 0 | 0 | 0 | 0 | 0 | 0 | 0 | 0 | 0 | 0 | 0 | 0 | 0 | 0
CDP14 | QLD | CQ | Flexible gas with CCS | 0 | 0 | 0 | 0 | 0 | 0 | 0 | 0 | 0 | 0 | 0 | 0 | 0 | 0 | 0 | 0 | 0 | 0 | 0 | 0 | 0 | 0 | 0 | 0 | 0 | 0 | 0 | 0 | 0
CDP14 | QLD | CQ | Flexible gas | 37 | 37 | 37 | 37 | 37 | 37 | 37 | 37 | 37 | 37 | 37 | 0 | 0 | 0 | 0 | 0 | 0 | 0 | 0 | 0 | 0 | 0 | 0 | 0 | 0 | 0 | 0 | 0 | 0
CDP14 | QLD | CQ | Hydro | 0 | 0 | 0 | 0 | 0 | 0 | 0 | 0 | 0 | 0 | 0 | 0 | 0 | 0 | 0 | 0 | 0 | 0 | 0 | 0 | 0 | 0 | 0 | 0 | 0 | 0 | 0 | 0 | 0
CDP14 | QLD | CQ | Utility storage | 50 | 50 | 50 | 50 | 200 | 200 | 200.0001 | 200.0001 | 200.0001 | 200.0001 | 200.0001 | 200.0001 | 200.0001 | 200.0002 | 200.0003 | 200.0003 | 200.0003 | 200.0003 | 200.0003 | 150.0003 | 150.0003 | 150.0005 | 150.0005 | 219.9953 | 156.5021 | 204.4777 | 925.5347 | 925.5347 | 1257.9609
CDP14 | QLD | CQ | Coordinated CER storage | 0.81707 | 1.1192 | 1.475 | 1.8705 | 2.3506 | 2.8941 | 3.5651 | 4.6403 | 6.0457 | 7.8273 | 10.0404 | 12.6969 | 15.8224 | 19.4074 | 23.4888 | 28.0554 | 33.0802 | 38.5531 | 44.5354 | 51.0196 | 58.024 | 65.6952 | 73.9546 | 82.751 | 92.094 | 101.874 | 112.0393 | 117.0219 | 121.5395
CDP14 | QLD | CQ | Passive CER storage | 17.0607 | 19.3666 | 21.7275 | 23.9255 | 26.506 | 29.119 | 32.3201 | 35.3739 | 38.6267 | 42.1175 | 45.9487 | 49.9898 | 54.2028 | 58.4551 | 62.8527 | 67.2149 | 71.3089 | 75.0313 | 78.6845 | 82.1837 | 85.591 | 89.6089 | 93.7355 | 98.007 | 102.4317 | 106.5375 | 110.2123 | 114.1759 | 117.7274
CDP14 | QLD | CQ | Offshore wind | 0 | 0 | 0 | 0 | 0 | 0 | 0 | 0 | 0 | 0 | 0 | 0 | 0 | 0 | 0 | 0 | 0 | 0 | 0 | 0 | 0 | 0 | 0 | 0 | 0 | 0 | 0 | 0 | 0
CDP14 | QLD | CQ | Wind | 300 | 300 | 439 | 439 | 947.0826 | 1434.41 | 1434.4101 | 1434.4101 | 1434.4101 | 1434.4101 | 2140.1267 | 2146.1537 | 2146.1537 | 2215.9541 | 2215.9541 | 2215.9541 | 2215.9541 | 2215.9541 | 2215.9541 | 2215.9541 | 2309.3368 | 3157.1651 | 3157.1651 | 3157.1651 | 3157.1651 | 3157.1651 | 2943.533 | 2943.533 | 2943.533
CDP14 | QLD | CQ | Utility solar | 788.17 | 788.17 | 788.17 | 788.17 | 860.8017 | 860.8017 | 860.8017 | 860.8017 | 860.8017 | 860.8017 | 864.1504 | 864.1505 | 864.1508 | 864.1508 | 864.1508 | 864.1508 | 864.1508 | 866.5581 | 1308.4822 | 1308.4825 | 1294.483 | 1251.983 | 1251.983 | 1251.983 | 1402.7206 | 2411.9383 | 3561.9712 | 4203.3878 | 5177.6435
CDP14 | QLD | CQ | Distributed PV | 722.2681 | 742.6714 | 766.5235 | 793.7311 | 832.2373 | 870.8408 | 919.19 | 959.03 | 992.0332 | 1024.4908 | 1056.5767 | 1083.0724 | 1101.7266 | 1123.061 | 1144.5628 | 1165.0051 | 1182.6817 | 1203.6093 | 1227.4527 | 1248.9192 | 1267.2572 | 1290.1466 | 1314.2082 | 1336.8165 | 1356.4594 | 1381.1351 | 1408.4892 | 1436.2188 | 1460.3169
CDP14 | QLD | CQ | Other renewable fuels | 0 | 0 | 0 | 0 | 0 | 0 | 0 | 0 | 0 | 0 | 0 | 0 | 0 | 0 | 0 | 0 | 0 | 0 | 0 | 0 | 0 | 0 | 0 | 0 | 0 | 0 | 0 | 0 | 0
CDP14 | QLD | CQ | DSP | 0 | 0 | 0 | 0 | 0 | 0 | 0 | 0 | 0 | 0 | 0 | 0 | 0 | 0 | 0 | 0 | 0 | 0 | 0 | 0 | 0 | 0 | 0 | 0 | 0 | 0 | 0 | 0 | 0
CDP14 | QLD | SQ | Black coal | 3446 | 3446 | 3446 | 3446 | 3446 | 3446 | 3446 | 2746 | 2746 | 2396 | 1596 | 852 | 852 | 852 | 852 | 852 | 852 | 852 | 852 | 852 | 852 | 852 | 852 | 852 | 852 | 852 | 852 | 852 | 0
CDP14 | QLD | SQ | Mid-merit gas | 1173.9 | 1173.9 | 1173.9 | 1173.9 | 1173.9 | 1173.9 | 1173.9 | 1173.9 | 1173.9 | 1173.9 | 1173.9 | 1173.9 | 1173.9 | 788.9 | 788.9 | 788.9 | 644.5 | 644.5 | 644.5 | 644.5 | 644.5 | 644.5 | 0 | 0 | 0 | 0 | 0 | 0 | 0
CDP14 | QLD | SQ | Flexible gas with CCS | 0 | 0 | 0 | 0 | 0 | 0 | 0 | 0 | 0 | 0 | 0 | 0 | 0 | 0 | 0 | 0 | 0 | 0 | 0 | 0 | 0 | 0 | 0 | 0 | 0 | 0 | 0 | 0 | 0
CDP14 | QLD | SQ | Flexible gas | 1509 | 1509 | 1509 | 1709 | 1709 | 1709 | 1709 | 1709 | 1709 | 1709 | 1862.7953 | 1782.7953 | 1782.7953 | 1872.8866 | 2100.6938 | 2310.2788 | 2728.4075 | 2943.3018 | 3799.1091 | 4368.712 | 4368.712 | 4368.712 | 4368.712 | 4170.8342 | 4170.8342 | 4170.8342 | 3651.8342 | 3305.8342 | 3508.9383
CDP14 | QLD | SQ | Hydro | 0 | 0 | 0 | 0 | 0 | 0 | 0 | 0 | 0 | 0 | 0 | 0 | 0 | 0 | 0 | 0 | 0 | 0 | 0 | 0 | 0 | 0 | 0 | 0 | 0 | 0 | 0 | 0 | 0
CDP14 | QLD | SQ | Utility storage | 709.6 | 1423.76 | 1729.76 | 1729.76 | 1729.76 | 1729.76 | 1729.76 | 1729.76 | 3727.7601 | 3727.7601 | 3727.7601 | 3727.7601 | 3727.7601 | 3727.7601 | 3727.7601 | 3627.7602 | 3627.7602 | 3627.7602 | 3627.7602 | 3627.7602 | 3627.7602 | 3327.7602 | 3077.7602 | 3631.9868 | 3631.9868 | 3377.1868 | 3623.8837 | 3623.8837 | 3523.8837
CDP14 | QLD | SQ | Coordinated CER storage | 4.2813 | 5.9349 | 7.8549 | 10.0673 | 12.639 | 15.6606 | 19.5036 | 26.1745 | 34.9449 | 45.9905 | 59.704 | 76.2037 | 95.6949 | 118.0268 | 143.566 | 172.1726 | 203.6626 | 237.961 | 275.4027 | 316.0829 | 360.0365 | 407.5661 | 459.4511 | 514.7474 | 573.5005 | 635.0211 | 699.1749 | 730.6031 | 759.1308
CDP14 | QLD | SQ | Passive CER storage | 89.3949 | 102.7017 | 115.7072 | 128.7691 | 142.5235 | 157.5718 | 176.8119 | 194.2469 | 213.1165 | 232.7482 | 254.1827 | 276.937 | 301.0369 | 325.0195 | 350.4149 | 375.6131 | 399.0493 | 420.0192 | 440.1605 | 459.7105 | 478.6237 | 501.0311 | 524.6191 | 549.2404 | 574.878 | 598.5559 | 620.3463 | 643.8322 | 664.9847
CDP14 | QLD | SQ | Offshore wind | 0 | 0 | 0 | 0 | 0 | 0 | 0 | 0 | 0 | 0 | 0 | 0 | 0 | 0 | 0 | 0 | 0 | 0 | 0 | 0 | 0 | 0 | 0 | 0 | 0 | 0 | 0 | 0 | 0
CDP14 | QLD | SQ | Wind | 864.95 | 1788.35 | 1788.35 | 1788.35 | 3188.3501 | 4142.8104 | 4142.8104 | 4142.8104 | 4142.8104 | 4142.8104 | 4142.8104 | 4962.5358 | 4962.5358 | 4962.5369 | 4962.5369 | 4962.5369 | 4962.5369 | 4962.5369 | 4962.5369 | 4962.5369 | 4962.5382 | 4522.5683 | 4719.6151 | 4719.6151 | 4719.6151 | 8048.38 | 8048.38 | 8048.38 | 8048.38
CDP14 | QLD | SQ | Utility solar | 1791.51 | 1791.51 | 1850.95 | 1951.79 | 1951.25 | 1950.69 | 1950.14 | 1949.57 | 1949.01 | 2169.3332 | 4462.8644 | 5002.1201 | 5975.7051 | 5865.7051 | 5865.7051 | 5865.7051 | 5865.7051 | 5865.7051 | 5865.7051 | 7040.4161 | 7154.9123 | 7051.9523 | 7640.606 | 7265.2339 | 7714.468 | 7687.168 | 9233.1237 | 9233.1237 | 9510.93
CDP14 | QLD | SQ | Distributed PV | 4444.5857 | 4601.2689 | 4749.54 | 4916.8363 | 5144.4056 | 5366.8426 | 5600.5382 | 5818.1179 | 6023.3354 | 6208.4396 | 6390.235 | 6547.3482 | 6680.4309 | 6801.3486 | 6930.4487 | 7058.0895 | 7183.3758 | 7312.5864 | 7449.028 | 7583.0522 | 7712.7031 | 7848.2261 | 7992.0637 | 8132.0113 | 8268.3973 | 8416.1653 | 8582.7632 | 8750.2442 | 8916.9501
CDP14 | QLD | SQ | Other renewable fuels | 0 | 0 | 0 | 0 | 0 | 0 | 0 | 0 | 0 | 0 | 0 | 0 | 0 | 0 | 0 | 0 | 0 | 0 | 0 | 0 | 0 | 0 | 0 | 0 | 0 | 0 | 0 | 90 | 90
CDP14 | QLD | SQ | DSP | 261.52 | 264.77 | 266.65 | 271.43 | 274.99 | 279.39 | 263.31 | 268.86 | 272.92 | 276.84 | 281.85 | 287.32 | 293.21 | 299.76 | 303.87 | 308.31 | 314.85 | 318.56 | 321.21 | 324.66 | 327.68 | 329.75 | 332.41 | 336.27 | 338.73 | 347.33 | 354.15 | 361.49 | 363.01
CDP14 | VIC | VIC | Brown coal | 4820 | 4820 | 4820 | 4820 | 4820 | 3370 | 3370 | 3370 | 3370 | 3370 | 1160 | 580 | 580 | 580 | 580 | 580 | 580 | 580 | 580 | 580 | 580 | 580 | 580 | 580 | 0 | 0 | 0 | 0 | 0
CDP14 | VIC | VIC | Mid-merit gas | 500 | 500 | 500 | 500 | 500 | 0 | 0 | 0 | 0 | 0 | 0 | 0 | 0 | 0 | 0 | 0 | 0 | 0 | 0 | 0 | 0 | 0 | 0 | 0 | 0 | 0 | 0 | 0 | 0
CDP14 | VIC | VIC | Flexible gas with CCS | 0 | 0 | 0 | 0 | 0 | 0 | 0 | 0 | 0 | 0 | 0 | 0 | 0 | 0 | 0 | 0 | 0 | 0 | 0 | 0 | 0 | 0 | 0 | 0 | 0 | 0 | 0 | 0 | 0
CDP14 | VIC | VIC | Flexible gas | 1900 | 1900 | 1900 | 1900 | 1900 | 1900 | 1900 | 1900 | 1900 | 1900 | 1730 | 1730 | 1730 | 1730 | 1730 | 1730 | 1290 | 1290 | 1290 | 1317.6776 | 1317.6776 | 1317.6776 | 1317.6776 | 1317.6776 | 1380.5817 | 1380.5817 | 1380.5817 | 1380.5817 | 2238.5199
CDP14 | VIC | VIC | Hydro | 2219.02 | 2219.02 | 2219.02 | 2219.02 | 2219.02 | 2219.02 | 2219.02 | 2219.02 | 2219.02 | 2219.02 | 2219.02 | 2219.02 | 2219.02 | 2219.02 | 2219.02 | 2219.02 | 2219.02 | 2219.02 | 2219.02 | 2219.02 | 2219.02 | 2219.02 | 2219.02 | 2219.02 | 2219.02 | 2219.02 | 2219.02 | 2219.02 | 2219.02
CDP14 | VIC | VIC | Utility storage | 299.13 | 479.13 | 1990.64 | 2405.4404 | 2860.5132 | 2852.8132 | 3053.23 | 3060.53 | 3572.23 | 4083.17 | 4593.04 | 6201.9199 | 6201.9199 | 6208.5199 | 6201.9199 | 6196.9199 | 6196.92 | 6196.92 | 5896.92 | 5896.92 | 5746.92 | 6034.1896 | 5732.8796 | 4994.3792 | 4688.9067 | 4688.9067 | 4466.8054 | 3866.8054 | 3414.4417
CDP14 | VIC | VIC | Coordinated CER storage | 10.6132 | 15.1363 | 20.7187 | 26.6998 | 33.6099 | 42.073 | 52.0251 | 65.3888 | 82.4785 | 103.5543 | 129.304 | 159.8675 | 195.5802 | 236.092 | 282.1042 | 333.3048 | 389.2764 | 449.9516 | 515.8702 | 587.1309 | 663.853 | 746.8741 | 837.0114 | 932.8772 | 1034.5743 | 1140.6225 | 1250.7708 | 1304.751 | 1353.7071
CDP14 | VIC | VIC | Passive CER storage | 269.7717 | 301.4603 | 331.822 | 361.74 | 393.4245 | 427.1076 | 470.0826 | 508.8755 | 550.5086 | 593.6031 | 640.251 | 689.3259 | 740.7945 | 791.6143 | 844.9475 | 897.6568 | 946.6059 | 991.0946 | 1033.8217 | 1074.9606 | 1114.8568 | 1161.2955 | 1209.6656 | 1259.8506 | 1312.0582 | 1360.0652 | 1403.9921 | 1454.6296 | 1500.8336
CDP14 | VIC | VIC | Offshore wind | 0 | 0 | 0 | 0 | 0 | 0 | 0 | 1000 | 2000 | 2666.6667 | 3333.3333 | 4000 | 4999.9999 | 5999.9999 | 6999.9999 | 8000 | 9000 | 9000 | 9000 | 9000 | 9000 | 9000 | 9000 | 9000 | 9000 | 9000 | 9000 | 9000 | 9000
CDP14 | VIC | VIC | Wind | 4537.37 | 4537.37 | 5381.93 | 5399.09 | 5399.0901 | 6754.2242 | 7177.2408 | 7177.2408 | 7177.2408 | 7177.2408 | 7124.7408 | 6932.7409 | 6932.7409 | 6932.7409 | 6869.7409 | 6449.7409 | 6449.7409 | 6161.4409 | 6161.4409 | 6110.8909 | 5793.6909 | 5481.6909 | 4634.7009 | 4634.7009 | 4237.2009 | 4924.3729 | 5613.4249 | 5425.3686 | 5425.3686
CDP14 | VIC | VIC | Utility solar | 1078.39 | 1171.87 | 1343.97 | 1696.09 | 1696.09 | 1696.09 | 1696.0901 | 1696.0901 | 1696.0901 | 1696.0901 | 1696.0901 | 1696.0901 | 1696.0901 | 1696.0901 | 1696.0901 | 1696.0901 | 1696.0901 | 1696.0901 | 1696.0901 | 1696.0901 | 2471.1431 | 3205.5273 | 3178.3573 | 3178.3573 | 3178.3573 | 3100.3714 | 2724.4414 | 2643.4414 | 2448.4314
CDP14 | VIC | VIC | Distributed PV | 4946.5809 | 5473.4647 | 6000.3487 | 6548.375 | 7156.223 | 7660.403 | 8174.482 | 8576.747 | 8962.685 | 9347.904 | 9703.346 | 10044.94 | 10318.213 | 10545.242 | 10731.794 | 10916.825 | 11076.006 | 11258.545 | 11424.147 | 11608.487 | 11778.063 | 11966.74 | 12140.772 | 12336.863 | 12549.209 | 12805.429 | 13049.815 | 13309.967 | 13556.198
CDP14 | VIC | VIC | Other renewable fuels | 0 | 0 | 0 | 0 | 0 | 0 | 0 | 0 | 0 | 0 | 0 | 0 | 0 | 0 | 0 | 0 | 0 | 0 | 0 | 0 | 0 | 0 | 0 | 0 | 0 | 0 | 0 | 90 | 90
CDP14 | VIC | VIC | DSP | 257.18 | 259.24 | 262.65 | 254.27 | 258.93 | 265 | 272.05 | 276.46 | 282.34 | 286.44 | 291.15 | 294 | 296.52 | 298.78 | 301.25 | 303.94 | 307.11 | 310.41 | 312.34 | 314.87 | 316.32 | 317.01 | 318.65 | 319.05 | 318.14 | 316.32 | 315.74 | 316.68 | 318.56
CDP14 | SA | CSA | Mid-merit gas | 1509 | 1509 | 1509 | 529 | 529 | 529 | 529 | 529 | 529 | 529 | 529 | 529 | 529 | 529 | 0 | 0 | 0 | 0 | 0 | 0 | 0 | 0 | 0 | 0 | 0 | 0 | 0 | 0 | 0
CDP14 | SA | CSA | Flexible gas with CCS | 0 | 0 | 0 | 0 | 0 | 0 | 0 | 0 | 0 | 0 | 0 | 0 | 0 | 0 | 0 | 0 | 0 | 0 | 0 | 0 | 0 | 0 | 0 | 0 | 0 | 0 | 0 | 0 | 0
CDP14 | SA | CSA | Flexible gas | 1421.06 | 1421.06 | 1621.06 | 1621.06 | 1547.56 | 1547.56 | 1547.56 | 1301.56 | 1301.56 | 1061.9 | 1265.5884 | 1326.9 | 1326.9 | 1326.9 | 1326.9 | 1326.9 | 1326.9 | 1326.9 | 1326.9 | 1416.7577 | 1780.6273 | 1442.6273 | 1319.4273 | 1165.4273 | 1165.4273 | 1165.4273 | 1165.4273 | 1128.2273 | 1128.2273
CDP14 | SA | CSA | Hydro | 0 | 0 | 0 | 0 | 0 | 0 | 0 | 0 | 0 | 0 | 0 | 0 | 0 | 0 | 0 | 0 | 0 | 0 | 0 | 0 | 0 | 0 | 0 | 0 | 0 | 0 | 0 | 0 | 0
CDP14 | SA | CSA | Utility storage | 456.2 | 656.2 | 951.18 | 1569.6392 | 2801.791 | 2807.811 | 2801.7911 | 2771.7911 | 2771.7911 | 2771.7911 | 2771.7911 | 2771.7911 | 2771.7911 | 2771.7911 | 2771.7911 | 2771.7911 | 2771.7911 | 2771.7911 | 2759.7911 | 2765.8111 | 2509.0911 | 2315.1111 | 2153.1111 | 1534.652 | 1479.85 | 1438.35 | 1784.8406 | 1784.8406 | 1784.8406
CDP14 | SA | CSA | Coordinated CER storage | 55.6719 | 62.4605 | 69.574 | 76.4942 | 84.1684 | 92.1358 | 101.9094 | 111.3026 | 121.9009 | 133.5508 | 146.6546 | 161.056 | 176.8714 | 193.5765 | 211.7514 | 230.9299 | 250.6652 | 270.8794 | 292.0065 | 314.1066 | 337.1741 | 362.1662 | 388.8506 | 416.8107 | 446.0604 | 475.6817 | 505.6161 | 520.6813 | 534.0007
CDP14 | SA | CSA | Passive CER storage | 163.4148 | 176.8412 | 189.127 | 200.7947 | 212.4134 | 224.7795 | 239.333 | 252.1373 | 265.4672 | 278.7557 | 292.6711 | 306.7404 | 321.0593 | 334.5405 | 348.2941 | 361.3463 | 372.8549 | 382.7225 | 391.8089 | 400.2474 | 408.0508 | 417.2101 | 426.5738 | 436.0668 | 445.6894 | 454.0331 | 461.1754 | 471.3591 | 480.3156
CDP14 | SA | CSA | Offshore wind | 0 | 0 | 0 | 0 | 0 | 0 | 0 | 0 | 0 | 0 | 0 | 0 | 0 | 0 | 0 | 0 | 0 | 0 | 0 | 0 | 0 | 0 | 0 | 0 | 0 | 0 | 0 | 0 | 0
CDP14 | SA | CSA | Wind | 2265.94 | 2265.94 | 2406.13 | 2406.13 | 2388.6382 | 2867.4024 | 2811.8043 | 2749.8043 | 2749.8043 | 2749.8043 | 2651.1043 | 2804.3263 | 2660.6463 | 2476.1663 | 2476.1663 | 2635.7501 | 2309.0501 | 2846.6175 | 2846.6175 | 2885.0959 | 2671.2359 | 2671.2359 | 2458.5367 | 2685.8532 | 3184.5676 | 3603.1091 | 3408.5745 | 3408.5745 | 3408.6894
CDP14 | SA | CSA | Utility solar | 566.2 | 566.2 | 566.2 | 845.96 | 845.9601 | 932.1698 | 932.1699 | 932.1699 | 926.0499 | 926.0499 | 926.0499 | 1061.8926 | 1061.8926 | 1061.8926 | 1061.8926 | 1061.8926 | 1061.8926 | 1305.2623 | 1274.2223 | 1327.3115 | 1884.1641 | 3296.9747 | 3278.3547 | 3278.3547 | 3199.1547 | 3199.1547 | 3104.1547 | 3123.4624 | 3123.4624
CDP14 | SA | CSA | Distributed PV | 2384.3353 | 2442.1813 | 2500.4698 | 2567.782 | 2677.0418 | 2784.8805 | 2909.5845 | 3009.2554 | 3102.066 | 3180.5322 | 3268.8848 | 3329.2026 | 3380.66 | 3426.1092 | 3489.9642 | 3538.8511 | 3587.8176 | 3637.0179 | 3703.2634 | 3753.7863 | 3803.3867 | 3852.582 | 3919.3763 | 3971.0747 | 4023.001 | 4075.7847 | 4146.0359 | 4201.0105 | 4255.8474
CDP14 | SA | CSA | Other renewable fuels | 0 | 0 | 0 | 0 | 0 | 0 | 0 | 0 | 0 | 0 | 0 | 0 | 0 | 0 | 0 | 0 | 0 | 0 | 0 | 0 | 0 | 0 | 0 | 0 | 0 | 0 | 0 | 0 | 0
CDP14 | SA | CSA | DSP | 48.57 | 49.28 | 50.28 | 51.56 | 52.85 | 53.42 | 54.14 | 54.66 | 55.32 | 55.88 | 56.69 | 57.36 | 58.07 | 58.69 | 59.22 | 59.72 | 60.24 | 60.85 | 61.33 | 61.79 | 62.07 | 62.2 | 62.04 | 61.81 | 61.44 | 61.03 | 61.09 | 61.34 | 61.65
CDP14 | SA | SESA | Mid-merit gas | 0 | 0 | 0 | 0 | 0 | 0 | 0 | 0 | 0 | 0 | 0 | 0 | 0 | 0 | 0 | 0 | 0 | 0 | 0 | 0 | 0 | 0 | 0 | 0 | 0 | 0 | 0 | 0 | 0
CDP14 | SA | SESA | Flexible gas with CCS | 0 | 0 | 0 | 0 | 0 | 0 | 0 | 0 | 0 | 0 | 0 | 0 | 0 | 0 | 0 | 0 | 0 | 0 | 0 | 0 | 0 | 0 | 0 | 0 | 0 | 0 | 0 | 0 | 0
CDP14 | SA | SESA | Flexible gas | 143 | 143 | 143 | 143 | 80 | 80 | 80 | 80 | 80 | 80 | 80 | 80 | 0 | 0 | 0 | 0 | 0 | 0 | 0 | 0 | 0 | 0 | 0 | 0 | 0 | 0 | 0 | 0 | 0
CDP14 | SA | SESA | Hydro | 0 | 0 | 0 | 0 | 0 | 0 | 0 | 0 | 0 | 0 | 0 | 0 | 0 | 0 | 0 | 0 | 0 | 0 | 0 | 0 | 0 | 0 | 0 | 0 | 0 | 0 | 0 | 0 | 0
CDP14 | SA | SESA | Utility storage | 25 | 25 | 25 | 25 | 25 | 25 | 25 | 25 | 25 | 25 | 25 | 4.017e-05 | 4.017e-05 | 4.316e-05 | 6.813e-05 | 7.408e-05 | 7.408e-05 | 7.408e-05 | 7.408e-05 | 7.408e-05 | 7.511e-05 | 8.822e-05 | 9.13e-05 | 9.691e-05 | 45.3907 | 45.3907 | 45.3907 | 45.3907 | 45.3907
CDP14 | SA | SESA | Coordinated CER storage | 1.9701 | 2.2312 | 2.5031 | 2.7724 | 3.0693 | 3.3785 | 3.771 | 4.1547 | 4.5772 | 5.0453 | 5.5905 | 6.2292 | 6.8967 | 7.6454 | 8.4204 | 9.2343 | 10.0864 | 10.97 | 11.8923 | 12.8505 | 13.8935 | 15.057 | 16.2673 | 17.5209 | 18.834 | 20.1658 | 21.5197 | 22.1956 | 22.8328
CDP14 | SA | SESA | Passive CER storage | 5.7829 | 6.3171 | 6.8043 | 7.2775 | 7.7459 | 8.2424 | 8.8562 | 9.3849 | 9.9001 | 10.4074 | 10.9659 | 11.6011 | 12.1692 | 12.779 | 13.3159 | 13.8063 | 14.2494 | 14.6336 | 14.9745 | 15.2687 | 15.6028 | 16.033 | 16.4336 | 16.813 | 17.1981 | 17.5263 | 17.8106 | 18.2151 | 18.6306
CDP14 | SA | SESA | Offshore wind | 0 | 0 | 0 | 0 | 0 | 0 | 0 | 0 | 0 | 0 | 0 | 0 | 0 | 0 | 0 | 0 | 0 | 0 | 0 | 0 | 0 | 0 | 0 | 0 | 0 | 0 | 0 | 0 | 0
CDP14 | SA | SESA | Wind | 324.5 | 324.5 | 324.5 | 324.5 | 324.5 | 902.3918 | 902.3918 | 902.3918 | 902.3918 | 902.3918 | 902.3918 | 902.3918 | 775.8918 | 775.8918 | 775.8918 | 616.8918 | 616.8918 | 577.8918 | 577.8918 | 577.8918 | 577.8918 | 577.8918 | 577.8918 | 577.8918 | 577.8918 | 577.8918 | 794.3122 | 794.3122 | 794.3122
CDP14 | SA | SESA | Utility solar | 42.9 | 42.9 | 42.9 | 42.9 | 42.9 | 42.9 | 42.9 | 42.9 | 42.9 | 42.9 | 42.9 | 42.9 | 42.9 | 42.9 | 42.9 | 42.9 | 42.9 | 42.9 | 0 | 0 | 0 | 0 | 0 | 0 | 0 | 0 | 0 | 0 | 0
CDP14 | SA | SESA | Distributed PV | 83.6952 | 87.0282 | 89.9188 | 93.849 | 99.2782 | 104.4655 | 110.6695 | 115.8376 | 120.225 | 123.9958 | 128.4132 | 132.6594 | 135.447 | 138.9108 | 141.8218 | 143.7709 | 146.0024 | 148.3721 | 151.1876 | 152.8717 | 155.8903 | 159.718 | 163.4487 | 165.4983 | 167.756 | 169.7433 | 172.5161 | 174.9055 | 178.6376
CDP14 | SA | SESA | Other renewable fuels | 0 | 0 | 0 | 0 | 0 | 0 | 0 | 0 | 0 | 0 | 0 | 0 | 0 | 0 | 0 | 0 | 0 | 0 | 0 | 0 | 0 | 0 | 0 | 0 | 0 | 0 | 0 | 0 | 0
CDP14 | SA | SESA | DSP | 0 | 0 | 0 | 0 | 0 | 0 | 0 | 0 | 0 | 0 | 0 | 0 | 0 | 0 | 0 | 0 | 0 | 0 | 0 | 0 | 0 | 0 | 0 | 0 | 0 | 0 | 0 | 0 | 0
CDP14 | TAS | TAS | Mid-merit gas | 208 | 208 | 208 | 208 | 0 | 0 | 0 | 0 | 0 | 0 | 0 | 0 | 0 | 0 | 0 | 0 | 0 | 0 | 0 | 0 | 0 | 0 | 0 | 0 | 0 | 0 | 0 | 0 | 0
CDP14 | TAS | TAS | Flexible gas with CCS | 0 | 0 | 0 | 0 | 0 | 0 | 0 | 0 | 0 | 0 | 0 | 0 | 0 | 0 | 0 | 0 | 0 | 0 | 0 | 0 | 0 | 0 | 0 | 0 | 0 | 0 | 0 | 0 | 0
CDP14 | TAS | TAS | Flexible gas | 178 | 178 | 178 | 178 | 178 | 178 | 178 | 178 | 178 | 178 | 178 | 178 | 178 | 178 | 178 | 178 | 178 | 58 | 58 | 58 | 58 | 58 | 58 | 58 | 58 | 58 | 58 | 0 | 0
CDP14 | TAS | TAS | Hydro | 2176.7 | 2176.7 | 2176.7 | 2176.7 | 2176.7 | 2176.7 | 2176.7 | 2566.7 | 2566.7 | 2566.7 | 2566.7 | 2566.7 | 2566.7 | 2566.7 | 2566.7 | 2566.7 | 2566.7 | 2566.7 | 2566.7 | 2566.7 | 2566.7 | 2566.7 | 2566.7 | 2566.7 | 2566.7 | 2566.7 | 2566.7 | 2566.7 | 2566.7
CDP14 | TAS | TAS | Utility storage | 0 | 0 | 0 | 0 | 1.868e-05 | 2.117e-05 | 2.357e-05 | 5.136e-05 | 5.694e-05 | 7.054e-05 | 7.279e-05 | 7.279e-05 | 7.279e-05 | 5.5908 | 53.3172 | 53.3172 | 53.3172 | 53.3172 | 53.3172 | 172.9971 | 455.8183 | 922.618 | 922.618 | 922.618 | 922.618 | 922.618 | 922.618 | 922.618 | 922.618
CDP14 | TAS | TAS | Coordinated CER storage | 0.57875 | 0.86202 | 1.1897 | 1.5604 | 1.9874 | 2.4806 | 3.1026 | 3.6027 | 4.2371 | 5.0419 | 6.0802 | 7.3806 | 8.9752 | 10.855 | 13.0758 | 15.6258 | 18.4829 | 21.6512 | 25.1679 | 29.047 | 33.2957 | 37.9263 | 43.0768 | 48.6582 | 54.6735 | 61.0336 | 67.7354 | 71.4596 | 74.781
CDP14 | TAS | TAS | Passive CER storage | 16.4983 | 18.3551 | 20.1214 | 21.7939 | 23.5599 | 25.4634 | 28.0008 | 30.1463 | 32.4307 | 34.7743 | 37.3199 | 39.9892 | 42.7744 | 45.4739 | 48.2933 | 51.0238 | 53.4633 | 55.579 | 57.5324 | 59.351 | 61.0565 | 63.1414 | 65.3064 | 67.5415 | 69.8609 | 71.8752 | 73.5976 | 75.9416 | 77.9696
CDP14 | TAS | TAS | Offshore wind | 0 | 0 | 0 | 0 | 0 | 0 | 0 | 0 | 0 | 0 | 0 | 0 | 0 | 0 | 0 | 0 | 0 | 0 | 0 | 0 | 0 | 0 | 0 | 0 | 0 | 0 | 0 | 0 | 0
CDP14 | TAS | TAS | Wind | 563.35 | 563.35 | 563.35 | 1021.646 | 1208.6317 | 1476.0055 | 1544.3944 | 1610.4503 | 1691.3946 | 1913.6298 | 1913.6298 | 2116.3465 | 2266.0215 | 2273.6034 | 2405.6906 | 2479.4788 | 2479.4788 | 2479.4788 | 2479.4788 | 2479.4788 | 2479.4788 | 2335.4788 | 2335.4788 | 2335.4788 | 2335.4788 | 2335.4788 | 2335.4788 | 2027.7288 | 2027.7288
CDP14 | TAS | TAS | Utility solar | 0 | 0 | 0 | 0 | 0 | 0 | 0 | 0 | 0 | 0 | 0 | 0 | 0 | 0 | 0 | 0 | 0 | 0 | 0 | 0 | 0 | 0 | 0 | 0 | 0 | 0 | 0 | 0 | 0
CDP14 | TAS | TAS | Distributed PV | 275.4595 | 286.8109 | 298.1623 | 315.088 | 354.168 | 394.531 | 440.094 | 467.582 | 496.331 | 524.805 | 554.695 | 577.869 | 593.286 | 600.415 | 608.279 | 612.658 | 617.88 | 623.117 | 630.779 | 635.441 | 640.601 | 645.81 | 653.619 | 658.482 | 663.84 | 669.299 | 677.348 | 682.546 | 688.275
CDP14 | TAS | TAS | Other renewable fuels | 0 | 0 | 0 | 0 | 0 | 0 | 0 | 0 | 0 | 0 | 0 | 0 | 0 | 0 | 0 | 0 | 0 | 0 | 0 | 0 | 0 | 0 | 0 | 0 | 0 | 0 | 0 | 0 | 0
CDP14 | TAS | TAS | DSP | 5.95 | 6 | 5.24 | 4.54 | 4.57 | 4.66 | 4.79 | 4.91 | 5.01 | 5.05 | 5.06 | 5.09 | 5.06 | 5.08 | 5.09 | 5.11 | 5.12 | 5.16 | 5.18 | 5.2 | 5.21 | 5.19 | 5.19 | 5.18 | 5.19 | 5.2 | 5.14 | 5.03 | 4.96
CDP15 | NSW | NNSW | Black coal | 0 | 0 | 0 | 0 | 0 | 0 | 0 | 0 | 0 | 0 | 0 | 0 | 0 | 0 | 0 | 0 | 0 | 0 | 0 | 0 | 0 | 0 | 0 | 0 | 0 | 0 | 0 | 0 | 0
CDP15 | NSW | NNSW | Mid-merit gas | 0 | 0 | 0 | 0 | 0 | 0 | 0 | 0 | 0 | 0 | 0 | 0 | 0 | 0 | 0 | 0 | 0 | 0 | 0 | 0 | 0 | 0 | 0 | 0 | 0 | 0 | 0 | 0 | 0
CDP15 | NSW | NNSW | Flexible gas with CCS | 0 | 0 | 0 | 0 | 0 | 0 | 0 | 0 | 0 | 0 | 0 | 0 | 0 | 0 | 0 | 0 | 0 | 0 | 0 | 0 | 0 | 0 | 0 | 0 | 0 | 0 | 0 | 0 | 0
CDP15 | NSW | NNSW | Flexible gas | 0 | 0 | 0 | 0 | 0 | 0 | 0 | 0 | 0 | 0 | 0 | 0 | 0 | 0 | 0 | 0 | 0 | 0 | 0 | 0 | 0 | 0 | 0 | 0 | 0 | 0 | 0 | 0 | 0
CDP15 | NSW | NNSW | Hydro | 0 | 0 | 0 | 0 | 0 | 0 | 0 | 0 | 0 | 0 | 0 | 0 | 0 | 0 | 0 | 0 | 0 | 0 | 0 | 0 | 0 | 0 | 0 | 0 | 0 | 0 | 0 | 0 | 0
CDP15 | NSW | NNSW | Utility storage | 0 | 0 | 30 | 505 | 705 | 812.9082 | 1618.8611 | 1618.8611 | 1618.8612 | 1618.8612 | 1588.8612 | 1588.8612 | 1588.8612 | 1588.8612 | 1588.8612 | 1588.8612 | 1588.8612 | 1588.8612 | 1588.8612 | 1588.8612 | 1588.8612 | 2588.8613 | 2588.8613 | 1913.8613 | 2506.8386 | 2398.9305 | 2296.3789 | 2296.3789 | 2628.894
CDP15 | NSW | NNSW | Coordinated CER storage | 2.1928 | 2.9011 | 3.6904 | 4.6278 | 5.5596 | 6.6915 | 7.9992 | 9.7928 | 12.0913 | 14.9199 | 18.3769 | 22.4496 | 27.1895 | 32.5292 | 38.5657 | 45.2506 | 52.5465 | 60.457 | 69.0343 | 78.2621 | 88.1661 | 98.8985 | 110.4266 | 122.6426 | 135.5582 | 148.9852 | 162.8922 | 169.464 | 175.3439
CDP15 | NSW | NNSW | Passive CER storage | 47.7175 | 51.9224 | 55.9244 | 59.7457 | 63.1809 | 66.9501 | 72.1109 | 76.9127 | 82.1206 | 87.477 | 93.3283 | 99.3194 | 105.5537 | 111.5324 | 117.7469 | 123.7732 | 129.3342 | 134.4245 | 139.3018 | 143.8527 | 148.1976 | 153.2203 | 158.3806 | 163.6836 | 169.1359 | 173.9747 | 178.2371 | 183.577 | 188.3339
CDP15 | NSW | NNSW | Offshore wind | 0 | 0 | 0 | 0 | 0 | 0 | 0 | 0 | 0 | 0 | 0 | 0 | 0 | 0 | 0 | 0 | 0 | 0 | 0 | 0 | 0 | 0 | 0 | 0 | 0 | 0 | 0 | 0 | 0
CDP15 | NSW | NNSW | Wind | 442.48 | 442.48 | 442.48 | 781.9871 | 815.907 | 815.907 | 3468.9643 | 3468.9643 | 3468.9643 | 3468.9643 | 3468.9643 | 4059.8659 | 4059.8659 | 4059.8659 | 4059.8659 | 3887.3859 | 3887.3859 | 4464.8975 | 6070.2678 | 6940.8397 | 7267.05 | 7267.05 | 7267.05 | 7267.05 | 7267.05 | 7400 | 7400 | 7400 | 7400
CDP15 | NSW | NNSW | Utility solar | 701.02 | 701.02 | 1021.02 | 1322.984 | 1322.984 | 1322.984 | 1375.1234 | 1375.1234 | 1375.1234 | 1375.1234 | 1375.1234 | 1862.6481 | 1862.6481 | 1862.6481 | 1862.6481 | 1862.6481 | 1862.6481 | 1862.6481 | 3034.1662 | 3339.2495 | 4287.9839 | 4287.9839 | 4287.9839 | 4263.1009 | 4283.1512 | 4283.1512 | 4288.3971 | 4304.8854 | 4452.07
CDP15 | NSW | NNSW | Distributed PV | 999.795 | 1024.5274 | 1042.0404 | 1062.8416 | 1119.5661 | 1186.9908 | 1258.7771 | 1308.956 | 1356.0219 | 1394.7316 | 1433.3051 | 1460.8986 | 1482.9765 | 1497.8632 | 1516.4188 | 1530.7247 | 1546.3741 | 1562.7988 | 1581.7996 | 1598.2848 | 1617.7461 | 1635.9887 | 1654.643 | 1671.6642 | 1690.6614 | 1710.0652 | 1730.7883 | 1751.4803 | 1774.4013
CDP15 | NSW | NNSW | Other renewable fuels | 0 | 0 | 0 | 0 | 0 | 0 | 0 | 0 | 0 | 0 | 0 | 0 | 0 | 0 | 0 | 0 | 0 | 0 | 0 | 0 | 0 | 0 | 0 | 0 | 0 | 0 | 0 | 90 | 90
CDP15 | NSW | NNSW | DSP | 0 | 0 | 0 | 0 | 0 | 0 | 0 | 0 | 0 | 0 | 0 | 0 | 0 | 0 | 0 | 0 | 0 | 0 | 0 | 0 | 0 | 0 | 0 | 0 | 0 | 0 | 0 | 0 | 0
CDP15 | NSW | CNSW | Black coal | 4105 | 4105 | 4105 | 4105 | 4135 | 3450 | 1420 | 1420 | 1420 | 1420 | 1420 | 1420 | 1420 | 1420 | 1420 | 1420 | 1420 | 0 | 0 | 0 | 0 | 0 | 0 | 0 | 0 | 0 | 0 | 0 | 0
CDP15 | NSW | CNSW | Mid-merit gas | 0 | 0 | 0 | 0 | 0 | 0 | 0 | 0 | 0 | 0 | 0 | 0 | 0 | 0 | 0 | 0 | 0 | 0 | 0 | 0 | 0 | 0 | 0 | 0 | 0 | 0 | 0 | 0 | 0
CDP15 | NSW | CNSW | Flexible gas with CCS | 0 | 0 | 0 | 0 | 0 | 0 | 0 | 0 | 0 | 0 | 0 | 0 | 0 | 0 | 0 | 0 | 0 | 0 | 0 | 0 | 0 | 0 | 0 | 0 | 0 | 0 | 0 | 0 | 0
CDP15 | NSW | CNSW | Flexible gas | 0 | 0 | 0 | 0 | 0 | 0 | 0 | 0 | 0 | 0 | 0 | 0 | 0 | 0 | 0 | 0 | 0 | 0 | 0 | 0 | 0 | 0 | 0 | 0 | 0 | 0 | 0 | 0 | 0
CDP15 | NSW | CNSW | Hydro | 0 | 0 | 0 | 0 | 0 | 0 | 0 | 0 | 0 | 0 | 0 | 0 | 0 | 0 | 0 | 0 | 0 | 0 | 0 | 0 | 0 | 0 | 0 | 0 | 0 | 0 | 0 | 0 | 0
CDP15 | NSW | CNSW | Utility storage | 247 | 247 | 816 | 826.045 | 1486.1332 | 2871.2075 | 2911.2368 | 2871.2168 | 2911.2368 | 2871.2168 | 2871.2168 | 2911.2368 | 2871.2168 | 2871.2168 | 2911.2368 | 2911.2368 | 2871.2168 | 2871.2168 | 2871.2168 | 2871.2168 | 2911.2368 | 2871.2168 | 2342.2368 | 2292.1719 | 2000.5436 | 779.6262 | 739.6009 | 739.6009 | 779.621
CDP15 | NSW | CNSW | Coordinated CER storage | 0.91547 | 1.218 | 1.5545 | 1.9694 | 2.396 | 2.8889 | 3.468 | 4.4484 | 5.7616 | 7.4129 | 9.4548 | 11.9182 | 14.7956 | 18.091 | 21.8271 | 26.0012 | 30.6055 | 35.6384 | 41.1048 | 47.0119 | 53.3576 | 60.2411 | 67.6633 | 75.5332 | 83.8558 | 92.5557 | 101.5813 | 105.8426 | 109.6628
CDP15 | NSW | CNSW | Passive CER storage | 19.9215 | 21.7984 | 23.5569 | 25.4252 | 27.2293 | 28.9039 | 31.2635 | 33.4736 | 36.0114 | 38.6022 | 41.3825 | 44.4067 | 47.4404 | 50.4842 | 53.5835 | 56.6421 | 59.5615 | 62.2973 | 64.8483 | 67.2355 | 69.4388 | 72.0568 | 74.8106 | 77.6287 | 80.5076 | 83.1503 | 85.4446 | 88.2195 | 90.7189
CDP15 | NSW | CNSW | Offshore wind | 0 | 0 | 0 | 0 | 0 | 0 | 0 | 0 | 0 | 0 | 0 | 0 | 0 | 0 | 0 | 0 | 0 | 0 | 0 | 0 | 0 | 0 | 0 | 0 | 0 | 0 | 0 | 0 | 0
CDP15 | NSW | CNSW | Wind | 503.54 | 503.54 | 641.54 | 1483.7288 | 2247.7952 | 5158.186 | 5158.186 | 5158.186 | 5158.186 | 5158.186 | 5158.186 | 5158.186 | 5158.186 | 5158.186 | 5158.186 | 5158.186 | 5158.186 | 5051.386 | 4913.376 | 4913.376 | 4913.376 | 4914.9699 | 4914.9699 | 4914.9699 | 4914.9699 | 5204.5398 | 5752.6422 | 5752.6422 | 5752.6422
CDP15 | NSW | CNSW | Utility solar | 1876.49 | 1876.49 | 1956.35 | 2961.0555 | 2961.0555 | 3939.3852 | 4206.288 | 4206.288 | 4206.288 | 4206.288 | 4206.288 | 4443.8867 | 4443.8867 | 4443.8867 | 4443.8867 | 4443.8867 | 4443.8867 | 4443.8867 | 4443.8867 | 4341.8667 | 5033.8488 | 5033.8488 | 4997.8388 | 4997.8388 | 6457.1207 | 6691.1362 | 8215.99 | 8096.24 | 7926.36
CDP15 | NSW | CNSW | Distributed PV | 621.9378 | 636.102 | 644.9182 | 661.8711 | 702.2766 | 740.456 | 787.694 | 821.4306 | 856.4795 | 886.1984 | 918.429 | 939.0199 | 954.7714 | 966.4442 | 983.7172 | 994.2831 | 1006.6496 | 1019.2425 | 1037.8102 | 1049.5191 | 1061.3193 | 1073.5732 | 1093.3139 | 1104.7404 | 1118.1637 | 1133.1908 | 1153.9216 | 1167.3489 | 1182.2507
CDP15 | NSW | CNSW | Other renewable fuels | 0 | 0 | 0 | 0 | 0 | 0 | 0 | 0 | 0 | 0 | 0 | 0 | 0 | 0 | 0 | 0 | 0 | 0 | 0 | 0 | 0 | 0 | 0 | 0 | 0 | 0 | 30 | 90 | 90
CDP15 | NSW | CNSW | DSP | 0 | 0 | 0 | 0 | 0 | 0 | 0 | 0 | 0 | 0 | 0 | 0 | 0 | 0 | 0 | 0 | 0 | 0 | 0 | 0 | 0 | 0 | 0 | 0 | 0 | 0 | 0 | 0 | 0
CDP15 | NSW | SNW | Black coal | 4200 | 4200 | 1320 | 1320 | 1320 | 0 | 0 | 0 | 0 | 0 | 0 | 0 | 0 | 0 | 0 | 0 | 0 | 0 | 0 | 0 | 0 | 0 | 0 | 0 | 0 | 0 | 0 | 0 | 0
CDP15 | NSW | SNW | Mid-merit gas | 440 | 440 | 440 | 440 | 440 | 440 | 440 | 440 | 440 | 440 | 440 | 440 | 440 | 440 | 440 | 440 | 440 | 440 | 440 | 440 | 0 | 0 | 0 | 0 | 0 | 0 | 0 | 0 | 0
CDP15 | NSW | SNW | Flexible gas with CCS | 0 | 0 | 0 | 0 | 0 | 0 | 0 | 0 | 0 | 0 | 0 | 0 | 0 | 0 | 0 | 0 | 0 | 0 | 0 | 0 | 0 | 0 | 0 | 0 | 0 | 0 | 0 | 0 | 0
CDP15 | NSW | SNW | Flexible gas | 1979 | 1979 | 1979 | 1979 | 1979 | 1979 | 1979 | 1979 | 1979 | 1979 | 1979 | 1979 | 1979 | 1979 | 1979 | 1979 | 1979 | 1979 | 1979 | 2236.1331 | 2920.0035 | 3796.0635 | 3796.0635 | 3796.0635 | 3796.0635 | 3796.0635 | 3796.0635 | 3796.0635 | 3796.0635
CDP15 | NSW | SNW | Hydro | 0 | 0 | 0 | 0 | 0 | 0 | 0 | 0 | 0 | 0 | 0 | 0 | 0 | 0 | 0 | 0 | 0 | 0 | 0 | 0 | 0 | 0 | 0 | 0 | 0 | 0 | 0 | 0 | 0
CDP15 | NSW | SNW | Utility storage | 50 | 50 | 1571.8567 | 1571.8596 | 1571.8609 | 1607.5032 | 2065.6073 | 2693.1593 | 2765.7353 | 2693.1593 | 2693.1593 | 2765.7353 | 2693.1593 | 2643.1593 | 2715.7353 | 2715.7353 | 2643.1593 | 2643.1593 | 2643.1593 | 2643.1593 | 2715.7353 | 2643.1593 | 1301.5906 | 1229.0118 | 1229.0105 | 1269.1386 | 963.359 | 963.359 | 1035.935
CDP15 | NSW | SNW | Coordinated CER storage | 8.587 | 11.5295 | 14.8171 | 18.6626 | 22.7871 | 27.7997 | 33.4963 | 43.0237 | 55.4305 | 70.9627 | 90.1039 | 112.9793 | 139.8314 | 170.4524 | 205.2684 | 244.1544 | 286.9162 | 333.5338 | 384.2127 | 438.8854 | 497.66 | 560.8937 | 629.5544 | 702.4072 | 779.5514 | 860.1351 | 943.9419 | 983.3503 | 1018.6582
CDP15 | NSW | SNW | Passive CER storage | 186.8609 | 206.3463 | 224.5379 | 240.9368 | 258.9593 | 278.1444 | 301.9599 | 322.7208 | 344.5839 | 366.8252 | 390.7075 | 415.6523 | 441.7183 | 467.2367 | 494.0385 | 520.566 | 545.206 | 567.5963 | 588.6361 | 607.8089 | 625.5986 | 647.3132 | 670.0861 | 693.8422 | 718.7364 | 741.3337 | 761.6739 | 786.6727 | 809.1086
CDP15 | NSW | SNW | Offshore wind | 0 | 0 | 0 | 0 | 0 | 0 | 0 | 0 | 0 | 0 | 0 | 0 | 0 | 0 | 0 | 0 | 0 | 0 | 0 | 0 | 0 | 0 | 0 | 0 | 0 | 0 | 0 | 0 | 0
CDP15 | NSW | SNW | Wind | 0 | 0 | 0 | 0 | 0 | 0 | 0 | 0 | 0 | 0 | 0 | 0 | 0 | 0 | 0 | 0 | 0 | 0 | 0 | 0 | 0 | 0 | 0 | 0 | 0 | 0 | 0 | 0 | 0
CDP15 | NSW | SNW | Utility solar | 0 | 0 | 0 | 0 | 0 | 0 | 0 | 0 | 0 | 0 | 0 | 0 | 0 | 0 | 0 | 0 | 0 | 0 | 0 | 0 | 0 | 0 | 0 | 0 | 0 | 0 | 0 | 0 | 0
CDP15 | NSW | SNW | Distributed PV | 3679.6425 | 3821.5974 | 3976.6457 | 4171.7761 | 4514.291 | 4858.2954 | 5220.1292 | 5496.252 | 5768.549 | 6015.446 | 6247.5007 | 6444.969 | 6601.2248 | 6709.9767 | 6807.533 | 6901.289 | 6995.1835 | 7087.6409 | 7182.3455 | 7274.2264 | 7368.4104 | 7463.4566 | 7560.2199 | 7654.4945 | 7751.1288 | 7849.3467 | 7952.3875 | 8051.2259 | 8161.516
CDP15 | NSW | SNW | Other renewable fuels | 0 | 0 | 0 | 0 | 0 | 0 | 0 | 0 | 0 | 0 | 0 | 0 | 0 | 0 | 0 | 0 | 0 | 0 | 0 | 0 | 0 | 0 | 0 | 0 | 0 | 0 | 90 | 90 | 90
CDP15 | NSW | SNW | DSP | 336.74 | 342.94 | 349.4 | 358.05 | 499.09 | 685.31 | 850.38 | 920.72 | 991.02 | 1061.28 | 1070.04 | 1079.54 | 1087.21 | 1096.93 | 1105.44 | 1116.29 | 1124.85 | 1136.31 | 1138.21 | 1141.89 | 1148.33 | 1146.26 | 1149.08 | 1151.3 | 1149.72 | 1153.61 | 1157.93 | 1166.18 | 1185.25
CDP15 | NSW | SNSW | Black coal | 0 | 0 | 0 | 0 | 0 | 0 | 0 | 0 | 0 | 0 | 0 | 0 | 0 | 0 | 0 | 0 | 0 | 0 | 0 | 0 | 0 | 0 | 0 | 0 | 0 | 0 | 0 | 0 | 0
CDP15 | NSW | SNSW | Mid-merit gas | 0 | 0 | 0 | 0 | 0 | 0 | 0 | 0 | 0 | 0 | 0 | 0 | 0 | 0 | 0 | 0 | 0 | 0 | 0 | 0 | 0 | 0 | 0 | 0 | 0 | 0 | 0 | 0 | 0
CDP15 | NSW | SNSW | Flexible gas with CCS | 0 | 0 | 0 | 0 | 0 | 0 | 0 | 0 | 0 | 0 | 0 | 0 | 0 | 0 | 0 | 0 | 0 | 0 | 0 | 0 | 0 | 0 | 0 | 0 | 0 | 0 | 0 | 0 | 0
CDP15 | NSW | SNSW | Flexible gas | 692 | 692 | 692 | 692 | 692 | 692 | 692 | 692 | 692 | 692 | 692 | 692 | 692 | 692 | 692 | 692 | 692 | 692 | 692 | 692 | 692 | 0 | 0 | 0 | 0 | 0 | 0 | 0 | 0
CDP15 | NSW | SNSW | Hydro | 2285 | 2285 | 2285 | 2285 | 2285 | 2285 | 2285 | 2285 | 2285 | 2285 | 2285 | 2285 | 2285 | 2285 | 2285 | 2285 | 2285 | 2285 | 2285 | 2285 | 2285 | 2285 | 2285 | 2285 | 2285 | 2285 | 2285 | 2285 | 2285
CDP15 | NSW | SNSW | Utility storage | 299.99 | 309.99 | 368.9 | 368.9 | 568.9 | 2768.9 | 2866.2514 | 2865.2614 | 2866.2514 | 2865.2614 | 2865.2614 | 2866.2514 | 2865.2614 | 2865.2614 | 2866.2514 | 2866.2514 | 2865.2614 | 2865.2614 | 2865.2614 | 2855.2614 | 2806.2514 | 2805.2615 | 2746.3515 | 2745.3615 | 2745.3615 | 2646.3615 | 2592.3126 | 2592.3126 | 2442.3126
CDP15 | NSW | SNSW | Coordinated CER storage | 1.8316 | 2.4469 | 3.1469 | 4.0056 | 4.9448 | 6.063 | 7.344 | 8.8828 | 10.843 | 13.2952 | 16.3304 | 19.989 | 24.3293 | 29.3361 | 35.0941 | 41.5771 | 48.7432 | 56.6101 | 65.2405 | 74.6487 | 84.8616 | 95.9878 | 108.1835 | 121.2843 | 135.2958 | 150.0261 | 165.4879 | 173.4974 | 180.7336
CDP15 | NSW | SNSW | Passive CER storage | 39.8581 | 43.7926 | 47.6885 | 51.7125 | 56.1945 | 60.6618 | 66.2045 | 71.0929 | 76.2779 | 81.7101 | 87.5202 | 93.586 | 99.9174 | 106.2198 | 112.7798 | 119.2142 | 125.1293 | 130.5318 | 135.6734 | 140.5429 | 145.2071 | 150.7156 | 156.525 | 162.5649 | 168.7895 | 174.3699 | 179.4516 | 185.5172 | 191.0124
CDP15 | NSW | SNSW | Offshore wind | 0 | 0 | 0 | 0 | 0 | 0 | 0 | 0 | 0 | 0 | 0 | 0 | 0 | 0 | 0 | 0 | 0 | 0 | 0 | 0 | 0 | 0 | 0 | 0 | 0 | 0 | 0 | 0 | 0
CDP15 | NSW | SNSW | Wind | 1792.06 | 1850.06 | 1890.08 | 2420.54 | 3005.2049 | 3005.2049 | 3005.2049 | 3005.2049 | 3005.2049 | 3005.2049 | 3005.2049 | 3005.2049 | 3005.205 | 2958.705 | 2958.705 | 2928.705 | 2928.705 | 2715.6938 | 2667.3938 | 2667.3938 | 2378.3838 | 2378.3838 | 2138.4794 | 1924.5236 | 1928.7725 | 1554.3209 | 1559.046 | 1559.046 | 1559.046
CDP15 | NSW | SNSW | Utility solar | 2083.08 | 2083.08 | 2475.36 | 2817.7577 | 3377.04 | 3377.04 | 3377.94 | 3377.04 | 3377.04 | 3377.04 | 3377.04 | 3377.04 | 3377.04 | 3377.04 | 3377.04 | 3227.01 | 3227.01 | 3227.01 | 3227.01 | 3227.01 | 3628.6725 | 4574.0542 | 4574.0542 | 4489.0542 | 4456.6542 | 4751.3692 | 4419.0292 | 3643.8192 | 3613.8192
CDP15 | NSW | SNSW | Distributed PV | 986.0326 | 1016.5758 | 1046.5931 | 1086.1683 | 1164.1203 | 1240.9168 | 1328.5137 | 1393.4014 | 1458.5676 | 1517.356 | 1578.8062 | 1621.3015 | 1659.1313 | 1689.5418 | 1724.7489 | 1750.0152 | 1777.7549 | 1805.5558 | 1841.3577 | 1866.4198 | 1894.7072 | 1924.1874 | 1962.8752 | 1990.9999 | 2022.3122 | 2052.6863 | 2093.9396 | 2124.8409 | 2159.5341
CDP15 | NSW | SNSW | Other renewable fuels | 0 | 0 | 0 | 0 | 0 | 0 | 0 | 0 | 0 | 0 | 0 | 0 | 0 | 0 | 0 | 0 | 0 | 0 | 0 | 0 | 0 | 0 | 0 | 0 | 0 | 0 | 0 | 0 | 0
CDP15 | NSW | SNSW | DSP | 0 | 0 | 0 | 0 | 0 | 0 | 0 | 0 | 0 | 0 | 0 | 0 | 0 | 0 | 0 | 0 | 0 | 0 | 0 | 0 | 0 | 0 | 0 | 0 | 0 | 0 | 0 | 0 | 0
CDP15 | QLD | NQ | Black coal | 0 | 0 | 0 | 0 | 0 | 0 | 0 | 0 | 0 | 0 | 0 | 0 | 0 | 0 | 0 | 0 | 0 | 0 | 0 | 0 | 0 | 0 | 0 | 0 | 0 | 0 | 0 | 0 | 0
CDP15 | QLD | NQ | Mid-merit gas | 244 | 244 | 244 | 244 | 244 | 244 | 244 | 244 | 244 | 244 | 244 | 244 | 244 | 244 | 244 | 244 | 244 | 244 | 244 | 244 | 244 | 244 | 244 | 0 | 0 | 0 | 0 | 0 | 0
CDP15 | QLD | NQ | Flexible gas with CCS | 0 | 0 | 0 | 0 | 0 | 0 | 0 | 0 | 0 | 0 | 0 | 0 | 0 | 0 | 0 | 0 | 0 | 0 | 0 | 0 | 0 | 0 | 0 | 0 | 0 | 0 | 0 | 0 | 0
CDP15 | QLD | NQ | Flexible gas | 423.5 | 423.5 | 423.5 | 423.5 | 423.5 | 423.5 | 423.5 | 423.5 | 423.5 | 423.5 | 131.5 | 131.5 | 131.5 | 131.5 | 131.5 | 131.5 | 131.5 | 131.5 | 131.5 | 131.5 | 131.5 | 0 | 0 | 0 | 0 | 0 | 0 | 0 | 0
CDP15 | QLD | NQ | Hydro | 156.4 | 156.4 | 156.4 | 156.4 | 156.4 | 156.4 | 156.4 | 156.4 | 156.4 | 156.4 | 156.4 | 156.4 | 156.4 | 156.4 | 70 | 70 | 70 | 70 | 70 | 0 | 0 | 0 | 0 | 0 | 0 | 0 | 0 | 0 | 0
CDP15 | QLD | NQ | Utility storage | 250 | 250 | 250 | 550 | 550 | 550 | 550 | 550 | 550 | 550 | 550.0001 | 550.0001 | 550.0001 | 550.0001 | 550.0002 | 550.0002 | 550.0002 | 550.0002 | 550.0002 | 550.0002 | 550.0002 | 550.0003 | 550.0003 | 256.83 | 269.8349 | 390.8689 | 430.4724 | 430.4724 | 430.6702
CDP15 | QLD | NQ | Coordinated CER storage | 0.88737 | 1.2167 | 1.5929 | 2.0251 | 2.5236 | 3.12 | 3.8402 | 4.861 | 6.1864 | 7.8245 | 9.8358 | 12.2418 | 15.0717 | 18.2721 | 21.9141 | 25.9728 | 30.4036 | 35.228 | 40.4665 | 46.1292 | 52.2496 | 58.927 | 66.1344 | 73.8088 | 81.9834 | 90.4987 | 99.3492 | 103.7072 | 107.6837
CDP15 | QLD | NQ | Passive CER storage | 18.5285 | 21.0552 | 23.4635 | 25.9022 | 28.4576 | 31.3925 | 34.814 | 37.9522 | 41.4162 | 44.9799 | 48.8461 | 52.9834 | 57.3995 | 61.6721 | 66.1572 | 70.6014 | 74.6827 | 78.4936 | 82.1191 | 85.5856 | 89.0361 | 92.9771 | 97.0969 | 101.3628 | 105.886 | 109.9772 | 113.7091 | 117.7593 | 121.4976
CDP15 | QLD | NQ | Offshore wind | 0 | 0 | 0 | 0 | 0 | 0 | 0 | 0 | 0 | 0 | 0 | 0 | 0 | 0 | 0 | 0 | 0 | 0 | 0 | 0 | 0 | 0 | 0 | 0 | 0 | 0 | 0 | 0 | 0
CDP15 | QLD | NQ | Wind | 375.64 | 375.64 | 375.64 | 375.64 | 1603.0722 | 1932.1749 | 2517.2006 | 2517.2006 | 2517.2006 | 2517.2006 | 2681.2407 | 2681.2407 | 2772.8872 | 2969.0361 | 2969.0361 | 2969.0361 | 2969.0361 | 2969.0361 | 2969.0361 | 2969.0361 | 2947.932 | 3422.6834 | 3422.6834 | 3379.4834 | 3379.4834 | 3260.5899 | 3432.2539 | 3458.908 | 3458.908
CDP15 | QLD | NQ | Utility solar | 521.6 | 521.6 | 521.6 | 521.6 | 521.6 | 521.6 | 521.6 | 521.6 | 521.6 | 521.6 | 521.6 | 521.6 | 521.6001 | 521.6001 | 473.1001 | 473.1001 | 473.1001 | 473.1002 | 652.8517 | 607.872 | 491.912 | 543.141 | 543.141 | 528.141 | 428.161 | 407.191 | 684.3283 | 584.2983 | 584.2983
CDP15 | QLD | NQ | Distributed PV | 650.1918 | 674.7727 | 703.9561 | 730.2258 | 763.9198 | 810.8536 | 853.2797 | 886.3548 | 917.2914 | 944.1354 | 970.7969 | 991.2841 | 1008.6228 | 1022.5255 | 1038.7204 | 1053.488 | 1067.6015 | 1084.5645 | 1102.9542 | 1118.778 | 1136.6862 | 1153.6954 | 1172.9582 | 1190.3775 | 1209.4642 | 1228.2939 | 1251.6994 | 1274.419 | 1298.4572
CDP15 | QLD | NQ | Other renewable fuels | 0 | 0 | 0 | 0 | 0 | 0 | 0 | 0 | 0 | 0 | 0 | 0 | 0 | 0 | 0 | 0 | 0 | 0 | 0 | 0 | 0 | 0 | 0 | 0 | 0 | 0 | 0 | 0 | 0
CDP15 | QLD | NQ | DSP | 0 | 0 | 0 | 0 | 0 | 0 | 0 | 0 | 0 | 0 | 0 | 0 | 0 | 0 | 0 | 0 | 0 | 0 | 0 | 0 | 0 | 0 | 0 | 0 | 0 | 0 | 0 | 0 | 0
CDP15 | QLD | GG | Black coal | 1680 | 1680 | 1680 | 1680 | 840 | 840 | 840 | 280 | 0 | 0 | 0 | 0 | 0 | 0 | 0 | 0 | 0 | 0 | 0 | 0 | 0 | 0 | 0 | 0 | 0 | 0 | 0 | 0 | 0
CDP15 | QLD | GG | Mid-merit gas | 180 | 180 | 180 | 180 | 180 | 180 | 180 | 180 | 180 | 180 | 180 | 180 | 180 | 180 | 180 | 180 | 180 | 180 | 180 | 180 | 180 | 180 | 180 | 180 | 180 | 180 | 180 | 0 | 0
CDP15 | QLD | GG | Flexible gas with CCS | 0 | 0 | 0 | 0 | 0 | 0 | 0 | 0 | 0 | 0 | 0 | 0 | 0 | 0 | 0 | 0 | 0 | 0 | 0 | 0 | 0 | 0 | 0 | 0 | 0 | 0 | 0 | 0 | 0
CDP15 | QLD | GG | Flexible gas | 0 | 0 | 0 | 0 | 0 | 0 | 0 | 0 | 0 | 0 | 0 | 0 | 0 | 0 | 0 | 0 | 0 | 0 | 0 | 0 | 0 | 0 | 0 | 0 | 0 | 0 | 0 | 0 | 0
CDP15 | QLD | GG | Hydro | 0 | 0 | 0 | 0 | 0 | 0 | 0 | 0 | 0 | 0 | 0 | 0 | 0 | 0 | 0 | 0 | 0 | 0 | 0 | 0 | 0 | 0 | 0 | 0 | 0 | 0 | 0 | 0 | 0
CDP15 | QLD | GG | Utility storage | 0 | 0 | 400 | 400 | 400 | 400 | 400 | 400 | 400 | 400 | 400.0001 | 400.0001 | 400.0001 | 400.0001 | 400.0002 | 400.0002 | 400.0002 | 400.0002 | 400.0002 | 400.0002 | 400.0002 | 400.0002 | 0.00025001 | 81.2028 | 81.4137 | 81.4138 | 456.5464 | 456.5464 | 662.6542
CDP15 | QLD | GG | Coordinated CER storage | 0.048726 | 0.066819 | 0.087887 | 0.11153 | 0.14153 | 0.17366 | 0.21572 | 0.29891 | 0.41299 | 0.56211 | 0.74955 | 0.97712 | 1.2471 | 1.5592 | 1.9169 | 2.3184 | 2.7646 | 3.2536 | 3.7908 | 4.3761 | 5.009 | 5.7004 | 6.4465 | 7.2409 | 8.0831 | 8.9664 | 9.8883 | 10.3376 | 10.7449
CDP15 | QLD | GG | Passive CER storage | 1.0174 | 1.1563 | 1.2946 | 1.4266 | 1.5959 | 1.7473 | 1.9556 | 2.1352 | 2.3376 | 2.5644 | 2.8105 | 3.0704 | 3.3401 | 3.6127 | 3.8978 | 4.1748 | 4.4417 | 4.6827 | 4.9228 | 5.1563 | 5.3782 | 5.6374 | 5.9123 | 6.1964 | 6.4847 | 6.7498 | 6.9899 | 7.2551 | 7.4911
CDP15 | QLD | GG | Offshore wind | 0 | 0 | 0 | 0 | 0 | 0 | 0 | 0 | 0 | 0 | 0 | 0 | 0 | 0 | 0 | 0 | 0 | 0 | 0 | 0 | 0 | 0 | 0 | 0 | 0 | 0 | 0 | 0 | 0
CDP15 | QLD | GG | Wind | 0 | 0 | 0 | 0 | 0 | 0 | 0 | 0 | 0 | 0 | 0 | 0 | 0 | 0 | 0 | 0 | 0 | 0 | 0 | 0 | 0 | 0 | 0 | 0 | 0 | 0 | 0 | 0 | 0
CDP15 | QLD | GG | Utility solar | 0 | 0 | 0 | 0 | 0 | 0 | 0 | 0 | 0 | 0 | 0 | 0 | 0 | 0 | 0 | 0 | 0 | 0 | 0 | 0 | 0 | 0 | 0 | 0 | 0 | 0 | 0 | 0 | 0
CDP15 | QLD | GG | Distributed PV | 62.5042 | 64.2791 | 66.415 | 68.9878 | 72.7673 | 76.244 | 80.0461 | 83.5314 | 86.727 | 89.5602 | 92.1585 | 94.3304 | 96.0517 | 97.5469 | 99.0431 | 100.4574 | 101.995 | 103.5388 | 105.3012 | 107.0116 | 108.5825 | 110.2539 | 112.0709 | 113.8938 | 115.5761 | 117.3638 | 119.4773 | 121.9029 | 124.2038
CDP15 | QLD | GG | Other renewable fuels | 0 | 0 | 0 | 0 | 0 | 0 | 0 | 0 | 0 | 0 | 0 | 0 | 0 | 0 | 0 | 0 | 0 | 0 | 0 | 0 | 0 | 0 | 0 | 0 | 0 | 0 | 0 | 0 | 0
CDP15 | QLD | GG | DSP | 0 | 0 | 0 | 0 | 0 | 0 | 0 | 0 | 0 | 0 | 0 | 0 | 0 | 0 | 0 | 0 | 0 | 0 | 0 | 0 | 0 | 0 | 0 | 0 | 0 | 0 | 0 | 0 | 0
CDP15 | QLD | CQ | Black coal | 3004 | 3004 | 3004 | 3004 | 2304 | 2304 | 1574 | 1574 | 1574 | 844 | 844 | 844 | 844 | 844 | 844 | 844 | 844 | 844 | 844 | 844 | 844 | 844 | 844 | 844 | 844 | 844 | 844 | 844 | 0
CDP15 | QLD | CQ | Mid-merit gas | 0 | 0 | 0 | 0 | 0 | 0 | 0 | 0 | 0 | 0 | 0 | 0 | 0 | 0 | 0 | 0 | 0 | 0 | 0 | 0 | 0 | 0 | 0 | 0 | 0 | 0 | 0 | 0 | 0
CDP15 | QLD | CQ | Flexible gas with CCS | 0 | 0 | 0 | 0 | 0 | 0 | 0 | 0 | 0 | 0 | 0 | 0 | 0 | 0 | 0 | 0 | 0 | 0 | 0 | 0 | 0 | 0 | 0 | 0 | 0 | 0 | 0 | 0 | 0
CDP15 | QLD | CQ | Flexible gas | 37 | 37 | 37 | 37 | 37 | 37 | 37 | 37 | 37 | 37 | 37 | 0 | 0 | 0 | 0 | 0 | 0 | 0 | 0 | 0 | 0 | 0 | 0 | 0 | 0 | 0 | 0 | 0 | 0
CDP15 | QLD | CQ | Hydro | 0 | 0 | 0 | 0 | 0 | 0 | 0 | 0 | 0 | 0 | 0 | 0 | 0 | 0 | 0 | 0 | 0 | 0 | 0 | 0 | 0 | 0 | 0 | 0 | 0 | 0 | 0 | 0 | 0
CDP15 | QLD | CQ | Utility storage | 50 | 50 | 50 | 50 | 200 | 200 | 200 | 200 | 200.0001 | 200.0001 | 200.0002 | 200.0002 | 200.0002 | 200.0002 | 200.0003 | 200.0003 | 200.0003 | 200.0003 | 200.0003 | 150.0003 | 150.0003 | 150.0005 | 150.0005 | 231.1813 | 165.674 | 227.2875 | 1088.9051 | 1088.9051 | 1443.2944
CDP15 | QLD | CQ | Coordinated CER storage | 0.81707 | 1.1192 | 1.475 | 1.8705 | 2.3506 | 2.8941 | 3.5651 | 4.6403 | 6.0457 | 7.8273 | 10.0404 | 12.6969 | 15.8224 | 19.4074 | 23.4888 | 28.0554 | 33.0802 | 38.5531 | 44.5354 | 51.0196 | 58.024 | 65.6952 | 73.9546 | 82.751 | 92.094 | 101.874 | 112.0393 | 117.0219 | 121.5395
CDP15 | QLD | CQ | Passive CER storage | 17.0607 | 19.3666 | 21.7275 | 23.9255 | 26.506 | 29.119 | 32.3201 | 35.3739 | 38.6267 | 42.1175 | 45.9487 | 49.9898 | 54.2028 | 58.4551 | 62.8527 | 67.2149 | 71.3089 | 75.0313 | 78.6845 | 82.1837 | 85.591 | 89.6089 | 93.7355 | 98.007 | 102.4317 | 106.5375 | 110.2123 | 114.1759 | 117.7274
CDP15 | QLD | CQ | Offshore wind | 0 | 0 | 0 | 0 | 0 | 0 | 0 | 0 | 0 | 0 | 0 | 0 | 0 | 0 | 0 | 0 | 0 | 0 | 0 | 0 | 0 | 0 | 0 | 0 | 0 | 0 | 0 | 0 | 0
CDP15 | QLD | CQ | Wind | 300 | 300 | 439 | 439 | 947.2265 | 1433.7067 | 1433.7067 | 1433.7067 | 1433.7067 | 1433.7067 | 2141.8962 | 2154.6223 | 2154.6223 | 2203.3707 | 2203.3707 | 2203.3707 | 2203.3707 | 2203.3707 | 2203.3707 | 2203.3707 | 2289.9875 | 3070.561 | 3070.561 | 3070.561 | 3070.561 | 3070.561 | 2898.1667 | 2898.1667 | 2898.1667
CDP15 | QLD | CQ | Utility solar | 788.17 | 788.17 | 788.17 | 788.17 | 860.8017 | 860.8017 | 860.8017 | 860.8017 | 860.8017 | 860.8017 | 863.4744 | 863.4745 | 863.4748 | 863.4748 | 863.4748 | 863.4748 | 863.4748 | 865.8214 | 1312.0448 | 1312.0449 | 1298.0453 | 1255.5453 | 1255.5455 | 1255.5455 | 1442.8329 | 2479.8767 | 3607.9465 | 4268.2142 | 5262.7313
CDP15 | QLD | CQ | Distributed PV | 722.2681 | 742.6714 | 766.5235 | 793.7311 | 832.2373 | 870.8408 | 919.19 | 959.03 | 992.0332 | 1024.4908 | 1056.5767 | 1083.0724 | 1101.7266 | 1123.061 | 1144.5628 | 1165.0051 | 1182.6817 | 1203.6093 | 1227.4527 | 1248.9192 | 1267.2572 | 1290.1466 | 1314.2082 | 1336.8165 | 1356.4594 | 1381.1351 | 1408.4892 | 1436.2188 | 1460.3169
CDP15 | QLD | CQ | Other renewable fuels | 0 | 0 | 0 | 0 | 0 | 0 | 0 | 0 | 0 | 0 | 0 | 0 | 0 | 0 | 0 | 0 | 0 | 0 | 0 | 0 | 0 | 0 | 0 | 0 | 0 | 0 | 0 | 0 | 0
CDP15 | QLD | CQ | DSP | 0 | 0 | 0 | 0 | 0 | 0 | 0 | 0 | 0 | 0 | 0 | 0 | 0 | 0 | 0 | 0 | 0 | 0 | 0 | 0 | 0 | 0 | 0 | 0 | 0 | 0 | 0 | 0 | 0
CDP15 | QLD | SQ | Black coal | 3446 | 3446 | 3446 | 3446 | 3446 | 3446 | 3446 | 2746 | 2746 | 2396 | 1596 | 852 | 852 | 852 | 852 | 852 | 852 | 852 | 852 | 852 | 852 | 852 | 852 | 852 | 852 | 852 | 852 | 852 | 0
CDP15 | QLD | SQ | Mid-merit gas | 1173.9 | 1173.9 | 1173.9 | 1173.9 | 1173.9 | 1173.9 | 1173.9 | 1173.9 | 1173.9 | 1173.9 | 1173.9 | 1173.9 | 1173.9 | 788.9 | 788.9 | 788.9 | 644.5 | 644.5 | 644.5 | 644.5 | 644.5 | 644.5 | 0 | 0 | 0 | 0 | 0 | 0 | 0
CDP15 | QLD | SQ | Flexible gas with CCS | 0 | 0 | 0 | 0 | 0 | 0 | 0 | 0 | 0 | 0 | 0 | 0 | 0 | 0 | 0 | 0 | 0 | 0 | 0 | 0 | 0 | 0 | 0 | 0 | 0 | 0 | 0 | 0 | 0
CDP15 | QLD | SQ | Flexible gas | 1509 | 1509 | 1509 | 1709 | 1709 | 1709 | 1709 | 1709 | 1709 | 1709 | 1861.2324 | 1781.2324 | 1781.2324 | 1836.2997 | 2066.1986 | 2275.8154 | 2693.3046 | 2906.9849 | 3785.9841 | 4357.9296 | 4357.9296 | 4357.9296 | 4357.9296 | 4159.2164 | 4159.2164 | 4159.2164 | 3640.2164 | 3294.2164 | 3503.2698
CDP15 | QLD | SQ | Hydro | 0 | 0 | 0 | 0 | 0 | 0 | 0 | 0 | 0 | 0 | 0 | 0 | 0 | 0 | 0 | 0 | 0 | 0 | 0 | 0 | 0 | 0 | 0 | 0 | 0 | 0 | 0 | 0 | 0
CDP15 | QLD | SQ | Utility storage | 709.6 | 1423.76 | 1729.76 | 1729.76 | 1729.76 | 1729.76 | 1729.76 | 1729.76 | 3727.76 | 3727.76 | 3727.7601 | 3727.7601 | 3727.7601 | 3727.7601 | 3727.7602 | 3627.7602 | 3627.7602 | 3627.7602 | 3627.7602 | 3627.7602 | 3627.7602 | 3327.7602 | 3077.7602 | 3613.6916 | 3613.6916 | 3358.8916 | 3639.122 | 3639.122 | 3539.122
CDP15 | QLD | SQ | Coordinated CER storage | 4.2813 | 5.9349 | 7.8549 | 10.0673 | 12.639 | 15.6606 | 19.5036 | 26.1745 | 34.9449 | 45.9905 | 59.704 | 76.2037 | 95.6949 | 118.0268 | 143.566 | 172.1726 | 203.6626 | 237.961 | 275.4027 | 316.0829 | 360.0365 | 407.5661 | 459.4511 | 514.7474 | 573.5005 | 635.0211 | 699.1749 | 730.6031 | 759.1308
CDP15 | QLD | SQ | Passive CER storage | 89.3949 | 102.7017 | 115.7072 | 128.7691 | 142.5235 | 157.5718 | 176.8119 | 194.2469 | 213.1165 | 232.7482 | 254.1827 | 276.937 | 301.0369 | 325.0195 | 350.4149 | 375.6131 | 399.0493 | 420.0192 | 440.1605 | 459.7105 | 478.6237 | 501.0311 | 524.6191 | 549.2404 | 574.878 | 598.5559 | 620.3463 | 643.8322 | 664.9847
CDP15 | QLD | SQ | Offshore wind | 0 | 0 | 0 | 0 | 0 | 0 | 0 | 0 | 0 | 0 | 0 | 0 | 0 | 0 | 0 | 0 | 0 | 0 | 0 | 0 | 0 | 0 | 0 | 0 | 0 | 0 | 0 | 0 | 0
CDP15 | QLD | SQ | Wind | 864.95 | 1788.35 | 1788.35 | 1788.35 | 3188.35 | 4142.3808 | 4142.3808 | 4142.3808 | 4142.3809 | 4142.3809 | 4142.3809 | 4944.9184 | 4944.9184 | 5127.9914 | 5127.9914 | 5127.9914 | 5127.9914 | 5127.9914 | 5127.9914 | 5127.9914 | 5127.9914 | 4688.0214 | 4865.3389 | 4865.3389 | 4865.3389 | 8048.38 | 8048.38 | 8048.38 | 8048.38
CDP15 | QLD | SQ | Utility solar | 1791.51 | 1791.51 | 1850.95 | 1951.79 | 1951.25 | 1950.69 | 1950.14 | 1949.57 | 1949.01 | 2205.6363 | 4475.7868 | 4963.4306 | 5887.5681 | 5777.5681 | 5777.5681 | 5777.5681 | 5777.5681 | 5777.5681 | 5777.5681 | 6974.0621 | 7099.5209 | 6996.5609 | 7594.735 | 7250.4168 | 7706.2867 | 7678.9867 | 9234.5206 | 9234.5206 | 9510.93
CDP15 | QLD | SQ | Distributed PV | 4444.5857 | 4601.2689 | 4749.54 | 4916.8363 | 5144.4056 | 5366.8426 | 5600.5382 | 5818.1179 | 6023.3354 | 6208.4396 | 6390.235 | 6547.3482 | 6680.4309 | 6801.3486 | 6930.4487 | 7058.0895 | 7183.3758 | 7312.5864 | 7449.028 | 7583.0522 | 7712.7031 | 7848.2261 | 7992.0637 | 8132.0113 | 8268.3973 | 8416.1653 | 8582.7632 | 8750.2442 | 8916.9501
CDP15 | QLD | SQ | Other renewable fuels | 0 | 0 | 0 | 0 | 0 | 0 | 0 | 0 | 0 | 0 | 0 | 0 | 0 | 0 | 0 | 0 | 0 | 0 | 0 | 0 | 0 | 0 | 0 | 0 | 0 | 0 | 0 | 90 | 90
CDP15 | QLD | SQ | DSP | 261.52 | 264.77 | 266.65 | 271.43 | 274.99 | 279.39 | 263.31 | 268.86 | 272.92 | 276.84 | 281.85 | 287.32 | 293.21 | 299.76 | 303.87 | 308.31 | 314.85 | 318.56 | 321.21 | 324.66 | 327.68 | 329.75 | 332.41 | 336.27 | 338.73 | 347.33 | 354.15 | 361.49 | 363.01
CDP15 | VIC | VIC | Brown coal | 4820 | 4820 | 4820 | 4820 | 4820 | 3370 | 3370 | 3370 | 3370 | 3370 | 1160 | 580 | 580 | 580 | 580 | 580 | 580 | 580 | 580 | 580 | 580 | 580 | 580 | 580 | 0 | 0 | 0 | 0 | 0
CDP15 | VIC | VIC | Mid-merit gas | 500 | 500 | 500 | 500 | 500 | 0 | 0 | 0 | 0 | 0 | 0 | 0 | 0 | 0 | 0 | 0 | 0 | 0 | 0 | 0 | 0 | 0 | 0 | 0 | 0 | 0 | 0 | 0 | 0
CDP15 | VIC | VIC | Flexible gas with CCS | 0 | 0 | 0 | 0 | 0 | 0 | 0 | 0 | 0 | 0 | 0 | 0 | 0 | 0 | 0 | 0 | 0 | 0 | 0 | 0 | 0 | 0 | 0 | 0 | 0 | 0 | 0 | 0 | 0
CDP15 | VIC | VIC | Flexible gas | 1900 | 1900 | 1900 | 1900 | 1900 | 1900 | 1900 | 1900 | 1900 | 1900 | 1730 | 1730 | 1730 | 1730 | 1730 | 1730 | 1290 | 1290 | 1290 | 1327.2829 | 1327.2829 | 1327.2829 | 1327.2829 | 1327.2829 | 1381.831 | 1381.831 | 1381.831 | 1381.831 | 2233.8444
CDP15 | VIC | VIC | Hydro | 2219.02 | 2219.02 | 2219.02 | 2219.02 | 2219.02 | 2219.02 | 2219.02 | 2219.02 | 2219.02 | 2219.02 | 2219.02 | 2219.02 | 2219.02 | 2219.02 | 2219.02 | 2219.02 | 2219.02 | 2219.02 | 2219.02 | 2219.02 | 2219.02 | 2219.02 | 2219.02 | 2219.02 | 2219.02 | 2219.02 | 2219.02 | 2219.02 | 2219.02
CDP15 | VIC | VIC | Utility storage | 299.13 | 479.13 | 1990.64 | 2405.4403 | 2860.5129 | 2852.8129 | 3053.23 | 3060.53 | 3572.23 | 4083.17 | 4593.0399 | 6201.9199 | 6201.9199 | 6208.5199 | 6201.9199 | 6196.9199 | 6196.9199 | 6196.9199 | 5896.9199 | 5896.9199 | 5746.9199 | 6025.9488 | 5724.6388 | 4986.1386 | 4680.6662 | 4683.318 | 4464.4452 | 3864.4452 | 3419.0716
CDP15 | VIC | VIC | Coordinated CER storage | 10.6132 | 15.1363 | 20.7187 | 26.6998 | 33.6099 | 42.073 | 52.0251 | 65.3888 | 82.4785 | 103.5543 | 129.304 | 159.8675 | 195.5802 | 236.092 | 282.1042 | 333.3048 | 389.2764 | 449.9516 | 515.8702 | 587.1309 | 663.853 | 746.8741 | 837.0114 | 932.8772 | 1034.5743 | 1140.6225 | 1250.7708 | 1304.751 | 1353.7071
CDP15 | VIC | VIC | Passive CER storage | 269.7717 | 301.4603 | 331.822 | 361.74 | 393.4245 | 427.1076 | 470.0826 | 508.8755 | 550.5086 | 593.6031 | 640.251 | 689.3259 | 740.7945 | 791.6143 | 844.9475 | 897.6568 | 946.6059 | 991.0946 | 1033.8217 | 1074.9606 | 1114.8568 | 1161.2955 | 1209.6656 | 1259.8506 | 1312.0582 | 1360.0652 | 1403.9921 | 1454.6296 | 1500.8336
CDP15 | VIC | VIC | Offshore wind | 0 | 0 | 0 | 0 | 0 | 0 | 0 | 1000 | 2000 | 2666.6666 | 3333.3333 | 3999.9999 | 4999.9999 | 5999.9998 | 6999.9998 | 8000 | 9000 | 9000 | 9000 | 9000 | 9000 | 9000 | 9000 | 9000 | 9000 | 9000 | 9000 | 9000 | 9000
CDP15 | VIC | VIC | Wind | 4537.37 | 4537.37 | 5381.93 | 5399.09 | 5399.0901 | 6758.0865 | 7177.7299 | 7177.7299 | 7177.7299 | 7177.7299 | 7125.2299 | 6933.2299 | 6933.2299 | 6933.2299 | 6870.2299 | 6450.2299 | 6450.2299 | 6161.9299 | 6161.9299 | 6111.3799 | 5794.1799 | 5482.1799 | 4635.1899 | 4635.1899 | 4237.6899 | 4954.721 | 5628.7807 | 5418.7599 | 5418.7599
CDP15 | VIC | VIC | Utility solar | 1078.39 | 1171.87 | 1343.97 | 1696.09 | 1696.09 | 1696.09 | 1696.0901 | 1696.0901 | 1696.0901 | 1696.0901 | 1696.0901 | 1696.0901 | 1696.0901 | 1696.0901 | 1696.0901 | 1696.0901 | 1696.0901 | 1696.0901 | 1696.0901 | 1696.0901 | 2460.1772 | 3170.319 | 3143.149 | 3143.149 | 3143.149 | 3110.7627 | 2734.8327 | 2653.8327 | 2458.8227
CDP15 | VIC | VIC | Distributed PV | 4946.5809 | 5473.4647 | 6000.3487 | 6548.375 | 7156.223 | 7660.403 | 8174.482 | 8576.747 | 8962.685 | 9347.904 | 9703.346 | 10044.94 | 10318.213 | 10545.242 | 10731.794 | 10916.825 | 11076.006 | 11258.545 | 11424.147 | 11608.487 | 11778.063 | 11966.74 | 12140.772 | 12336.863 | 12549.209 | 12805.429 | 13049.815 | 13309.967 | 13556.198
CDP15 | VIC | VIC | Other renewable fuels | 0 | 0 | 0 | 0 | 0 | 0 | 0 | 0 | 0 | 0 | 0 | 0 | 0 | 0 | 0 | 0 | 0 | 0 | 0 | 0 | 0 | 0 | 0 | 0 | 0 | 0 | 0 | 90 | 90
CDP15 | VIC | VIC | DSP | 257.18 | 259.24 | 262.65 | 254.27 | 258.93 | 265 | 272.05 | 276.46 | 282.34 | 286.44 | 291.15 | 294 | 296.52 | 298.78 | 301.25 | 303.94 | 307.11 | 310.41 | 312.34 | 314.87 | 316.32 | 317.01 | 318.65 | 319.05 | 318.14 | 316.32 | 315.74 | 316.68 | 318.56
CDP15 | SA | CSA | Mid-merit gas | 1509 | 1509 | 1509 | 529 | 529 | 529 | 529 | 529 | 529 | 529 | 529 | 529 | 529 | 529 | 0 | 0 | 0 | 0 | 0 | 0 | 0 | 0 | 0 | 0 | 0 | 0 | 0 | 0 | 0
CDP15 | SA | CSA | Flexible gas with CCS | 0 | 0 | 0 | 0 | 0 | 0 | 0 | 0 | 0 | 0 | 0 | 0 | 0 | 0 | 0 | 0 | 0 | 0 | 0 | 0 | 0 | 0 | 0 | 0 | 0 | 0 | 0 | 0 | 0
CDP15 | SA | CSA | Flexible gas | 1421.06 | 1421.06 | 1621.06 | 1621.06 | 1547.56 | 1547.56 | 1547.56 | 1301.56 | 1301.56 | 1061.9 | 1262.3067 | 1326.9 | 1326.9 | 1326.9 | 1326.9 | 1326.9 | 1326.9 | 1326.9 | 1326.9 | 1414.5202 | 1791.7098 | 1453.7098 | 1330.5098 | 1176.5098 | 1176.5098 | 1176.5098 | 1176.5098 | 1139.3098 | 1139.3098
CDP15 | SA | CSA | Hydro | 0 | 0 | 0 | 0 | 0 | 0 | 0 | 0 | 0 | 0 | 0 | 0 | 0 | 0 | 0 | 0 | 0 | 0 | 0 | 0 | 0 | 0 | 0 | 0 | 0 | 0 | 0 | 0 | 0
CDP15 | SA | CSA | Utility storage | 456.2 | 656.2 | 951.18 | 1569.6589 | 2801.5287 | 2807.5487 | 2801.5287 | 2771.5287 | 2771.5287 | 2771.5287 | 2771.5287 | 2771.5287 | 2771.5287 | 2771.5287 | 2771.5287 | 2771.5287 | 2771.5287 | 2771.5287 | 2759.5287 | 2765.5487 | 2508.8288 | 2314.8488 | 2152.8488 | 1534.3699 | 1475.5205 | 1434.0205 | 1743.4237 | 1743.4237 | 1743.4237
CDP15 | SA | CSA | Coordinated CER storage | 55.6719 | 62.4605 | 69.574 | 76.4942 | 84.1684 | 92.1358 | 101.9094 | 111.3026 | 121.9009 | 133.5508 | 146.6546 | 161.056 | 176.8714 | 193.5765 | 211.7514 | 230.9299 | 250.6652 | 270.8794 | 292.0065 | 314.1066 | 337.1741 | 362.1662 | 388.8506 | 416.8107 | 446.0604 | 475.6817 | 505.6161 | 520.6813 | 534.0007
CDP15 | SA | CSA | Passive CER storage | 163.4148 | 176.8412 | 189.127 | 200.7947 | 212.4134 | 224.7795 | 239.333 | 252.1373 | 265.4672 | 278.7557 | 292.6711 | 306.7404 | 321.0593 | 334.5405 | 348.2941 | 361.3463 | 372.8549 | 382.7225 | 391.8089 | 400.2474 | 408.0508 | 417.2101 | 426.5738 | 436.0668 | 445.6894 | 454.0331 | 461.1754 | 471.3591 | 480.3156
CDP15 | SA | CSA | Offshore wind | 0 | 0 | 0 | 0 | 0 | 0 | 0 | 0 | 0 | 0 | 0 | 0 | 0 | 0 | 0 | 0 | 0 | 0 | 0 | 0 | 0 | 0 | 0 | 0 | 0 | 0 | 0 | 0 | 0
CDP15 | SA | CSA | Wind | 2265.94 | 2265.94 | 2406.13 | 2406.13 | 2388.5011 | 2865.9322 | 2812.9867 | 2750.9867 | 2750.9867 | 2750.9867 | 2660.2605 | 2832.38 | 2688.7 | 2504.22 | 2504.22 | 2627.3241 | 2300.6241 | 2853.44 | 2853.44 | 2862.7156 | 2648.8556 | 2648.8556 | 2464.8655 | 2687.0272 | 3192.265 | 3607.2675 | 3412.752 | 3412.752 | 3412.8478
CDP15 | SA | CSA | Utility solar | 566.2 | 566.2 | 566.2 | 845.96 | 845.96 | 932.3291 | 932.3291 | 932.3291 | 926.2091 | 926.2091 | 926.2091 | 1176.5846 | 1176.5846 | 1176.5846 | 1176.5846 | 1176.5846 | 1176.5846 | 1311.6259 | 1280.5859 | 1327.5996 | 1903.4016 | 3298.2562 | 3279.6362 | 3279.6362 | 3200.4362 | 3200.4362 | 3105.4362 | 3122.1659 | 3122.1659
CDP15 | SA | CSA | Distributed PV | 2384.3353 | 2442.1813 | 2500.4698 | 2567.782 | 2677.0418 | 2784.8805 | 2909.5845 | 3009.2554 | 3102.066 | 3180.5322 | 3268.8848 | 3329.2026 | 3380.66 | 3426.1092 | 3489.9642 | 3538.8511 | 3587.8176 | 3637.0179 | 3703.2634 | 3753.7863 | 3803.3867 | 3852.582 | 3919.3763 | 3971.0747 | 4023.001 | 4075.7847 | 4146.0359 | 4201.0105 | 4255.8474
CDP15 | SA | CSA | Other renewable fuels | 0 | 0 | 0 | 0 | 0 | 0 | 0 | 0 | 0 | 0 | 0 | 0 | 0 | 0 | 0 | 0 | 0 | 0 | 0 | 0 | 0 | 0 | 0 | 0 | 0 | 0 | 0 | 0 | 0
CDP15 | SA | CSA | DSP | 48.57 | 49.28 | 50.28 | 51.56 | 52.85 | 53.42 | 54.14 | 54.66 | 55.32 | 55.88 | 56.69 | 57.36 | 58.07 | 58.69 | 59.22 | 59.72 | 60.24 | 60.85 | 61.33 | 61.79 | 62.07 | 62.2 | 62.04 | 61.81 | 61.44 | 61.03 | 61.09 | 61.34 | 61.65
CDP15 | SA | SESA | Mid-merit gas | 0 | 0 | 0 | 0 | 0 | 0 | 0 | 0 | 0 | 0 | 0 | 0 | 0 | 0 | 0 | 0 | 0 | 0 | 0 | 0 | 0 | 0 | 0 | 0 | 0 | 0 | 0 | 0 | 0
CDP15 | SA | SESA | Flexible gas with CCS | 0 | 0 | 0 | 0 | 0 | 0 | 0 | 0 | 0 | 0 | 0 | 0 | 0 | 0 | 0 | 0 | 0 | 0 | 0 | 0 | 0 | 0 | 0 | 0 | 0 | 0 | 0 | 0 | 0
CDP15 | SA | SESA | Flexible gas | 143 | 143 | 143 | 143 | 80 | 80 | 80 | 80 | 80 | 80 | 80 | 80 | 0 | 0 | 0 | 0 | 0 | 0 | 0 | 0 | 0 | 0 | 0 | 0 | 0 | 0 | 0 | 0 | 0
CDP15 | SA | SESA | Hydro | 0 | 0 | 0 | 0 | 0 | 0 | 0 | 0 | 0 | 0 | 0 | 0 | 0 | 0 | 0 | 0 | 0 | 0 | 0 | 0 | 0 | 0 | 0 | 0 | 0 | 0 | 0 | 0 | 0
CDP15 | SA | SESA | Utility storage | 25 | 25 | 25 | 25 | 25 | 25 | 25 | 25 | 25 | 25 | 25 | 2.65e-05 | 2.65e-05 | 2.761e-05 | 6.819e-05 | 7.354e-05 | 7.354e-05 | 7.354e-05 | 7.354e-05 | 7.354e-05 | 7.354e-05 | 7.909e-05 | 8.144e-05 | 9.081e-05 | 64.0247 | 64.0247 | 64.0247 | 64.0247 | 64.0247
CDP15 | SA | SESA | Coordinated CER storage | 1.9701 | 2.2312 | 2.5031 | 2.7724 | 3.0693 | 3.3785 | 3.771 | 4.1547 | 4.5772 | 5.0453 | 5.5905 | 6.2292 | 6.8967 | 7.6454 | 8.4204 | 9.2343 | 10.0864 | 10.97 | 11.8923 | 12.8505 | 13.8935 | 15.057 | 16.2673 | 17.5209 | 18.834 | 20.1658 | 21.5197 | 22.1956 | 22.8328
CDP15 | SA | SESA | Passive CER storage | 5.7829 | 6.3171 | 6.8043 | 7.2775 | 7.7459 | 8.2424 | 8.8562 | 9.3849 | 9.9001 | 10.4074 | 10.9659 | 11.6011 | 12.1692 | 12.779 | 13.3159 | 13.8063 | 14.2494 | 14.6336 | 14.9745 | 15.2687 | 15.6028 | 16.033 | 16.4336 | 16.813 | 17.1981 | 17.5263 | 17.8106 | 18.2151 | 18.6306
CDP15 | SA | SESA | Offshore wind | 0 | 0 | 0 | 0 | 0 | 0 | 0 | 0 | 0 | 0 | 0 | 0 | 0 | 0 | 0 | 0 | 0 | 0 | 0 | 0 | 0 | 0 | 0 | 0 | 0 | 0 | 0 | 0 | 0
CDP15 | SA | SESA | Wind | 324.5 | 324.5 | 324.5 | 324.5 | 324.5 | 898.8674 | 898.8674 | 898.8674 | 898.8674 | 898.8674 | 898.8674 | 898.8674 | 772.3674 | 772.3674 | 772.3674 | 613.3674 | 613.3674 | 574.3674 | 574.3674 | 574.3674 | 574.3674 | 574.3674 | 574.3674 | 574.3674 | 574.3674 | 574.3674 | 800 | 800 | 800
CDP15 | SA | SESA | Utility solar | 42.9 | 42.9 | 42.9 | 42.9 | 42.9 | 42.9 | 42.9 | 42.9 | 42.9 | 42.9 | 42.9 | 42.9 | 42.9 | 42.9 | 42.9 | 42.9 | 42.9 | 42.9 | 0 | 0 | 0 | 0 | 0 | 0 | 0 | 0 | 0 | 0 | 0
CDP15 | SA | SESA | Distributed PV | 83.6952 | 87.0282 | 89.9188 | 93.849 | 99.2782 | 104.4655 | 110.6695 | 115.8376 | 120.225 | 123.9958 | 128.4132 | 132.6594 | 135.447 | 138.9108 | 141.8218 | 143.7709 | 146.0024 | 148.3721 | 151.1876 | 152.8717 | 155.8903 | 159.718 | 163.4487 | 165.4983 | 167.756 | 169.7433 | 172.5161 | 174.9055 | 178.6376
CDP15 | SA | SESA | Other renewable fuels | 0 | 0 | 0 | 0 | 0 | 0 | 0 | 0 | 0 | 0 | 0 | 0 | 0 | 0 | 0 | 0 | 0 | 0 | 0 | 0 | 0 | 0 | 0 | 0 | 0 | 0 | 0 | 0 | 0
CDP15 | SA | SESA | DSP | 0 | 0 | 0 | 0 | 0 | 0 | 0 | 0 | 0 | 0 | 0 | 0 | 0 | 0 | 0 | 0 | 0 | 0 | 0 | 0 | 0 | 0 | 0 | 0 | 0 | 0 | 0 | 0 | 0
CDP15 | TAS | TAS | Mid-merit gas | 208 | 208 | 208 | 208 | 0 | 0 | 0 | 0 | 0 | 0 | 0 | 0 | 0 | 0 | 0 | 0 | 0 | 0 | 0 | 0 | 0 | 0 | 0 | 0 | 0 | 0 | 0 | 0 | 0
CDP15 | TAS | TAS | Flexible gas with CCS | 0 | 0 | 0 | 0 | 0 | 0 | 0 | 0 | 0 | 0 | 0 | 0 | 0 | 0 | 0 | 0 | 0 | 0 | 0 | 0 | 0 | 0 | 0 | 0 | 0 | 0 | 0 | 0 | 0
CDP15 | TAS | TAS | Flexible gas | 178 | 178 | 178 | 178 | 178 | 178 | 178 | 178 | 178 | 178 | 178 | 178 | 178 | 178 | 178 | 178 | 178 | 58 | 58 | 58 | 58 | 58 | 58 | 58 | 58 | 58 | 58 | 0 | 0
CDP15 | TAS | TAS | Hydro | 2176.7 | 2176.7 | 2176.7 | 2176.7 | 2176.7 | 2176.7 | 2176.7 | 2566.7 | 2566.7 | 2566.7 | 2566.7 | 2566.7 | 2566.7 | 2566.7 | 2566.7 | 2566.7 | 2566.7 | 2566.7 | 2566.7 | 2566.7 | 2566.7 | 2566.7 | 2566.7 | 2566.7 | 2566.7 | 2566.7 | 2566.7 | 2566.7 | 2566.7
CDP15 | TAS | TAS | Utility storage | 0 | 0 | 0 | 0 | 1.131e-05 | 1.298e-05 | 1.464e-05 | 3.183e-05 | 4.894e-05 | 7.051e-05 | 7.051e-05 | 7.051e-05 | 7.051e-05 | 7.051e-05 | 7.566e-05 | 8.65e-05 | 0.00010894 | 20.5984 | 20.5984 | 176.7174 | 462.8759 | 905.1715 | 905.1715 | 905.1715 | 905.1715 | 905.1715 | 905.1714 | 905.1714 | 905.1714
CDP15 | TAS | TAS | Coordinated CER storage | 0.57875 | 0.86202 | 1.1897 | 1.5604 | 1.9874 | 2.4806 | 3.1026 | 3.6027 | 4.2371 | 5.0419 | 6.0802 | 7.3806 | 8.9752 | 10.855 | 13.0758 | 15.6258 | 18.4829 | 21.6512 | 25.1679 | 29.047 | 33.2957 | 37.9263 | 43.0768 | 48.6582 | 54.6735 | 61.0336 | 67.7354 | 71.4596 | 74.781
CDP15 | TAS | TAS | Passive CER storage | 16.4983 | 18.3551 | 20.1214 | 21.7939 | 23.5599 | 25.4634 | 28.0008 | 30.1463 | 32.4307 | 34.7743 | 37.3199 | 39.9892 | 42.7744 | 45.4739 | 48.2933 | 51.0238 | 53.4633 | 55.579 | 57.5324 | 59.351 | 61.0565 | 63.1414 | 65.3064 | 67.5415 | 69.8609 | 71.8752 | 73.5976 | 75.9416 | 77.9696
CDP15 | TAS | TAS | Offshore wind | 0 | 0 | 0 | 0 | 0 | 0 | 0 | 0 | 0 | 0 | 0 | 0 | 0 | 0 | 0 | 0 | 0 | 0 | 0 | 0 | 0 | 0 | 0 | 0 | 0 | 0 | 0 | 0 | 0
CDP15 | TAS | TAS | Wind | 563.35 | 563.35 | 563.35 | 1021.6459 | 1208.6317 | 1473.2206 | 1573.0178 | 1649.338 | 1721.0258 | 1932.3618 | 1932.3618 | 2121.6549 | 2260.7635 | 2270.786 | 2405.6145 | 2484.5452 | 2484.5452 | 2484.5452 | 2484.5452 | 2484.5452 | 2484.5452 | 2340.5452 | 2340.5452 | 2340.5452 | 2340.5452 | 2340.5452 | 2340.5452 | 2032.7952 | 2032.7952
CDP15 | TAS | TAS | Utility solar | 0 | 0 | 0 | 0 | 0 | 0 | 0 | 0 | 0 | 0 | 0 | 0 | 0 | 0 | 0 | 0 | 0 | 0 | 0 | 0 | 0 | 0 | 0 | 0 | 0 | 0 | 0 | 0 | 0
CDP15 | TAS | TAS | Distributed PV | 275.4595 | 286.8109 | 298.1623 | 315.088 | 354.168 | 394.531 | 440.094 | 467.582 | 496.331 | 524.805 | 554.695 | 577.869 | 593.286 | 600.415 | 608.279 | 612.658 | 617.88 | 623.117 | 630.779 | 635.441 | 640.601 | 645.81 | 653.619 | 658.482 | 663.84 | 669.299 | 677.348 | 682.546 | 688.275
CDP15 | TAS | TAS | Other renewable fuels | 0 | 0 | 0 | 0 | 0 | 0 | 0 | 0 | 0 | 0 | 0 | 0 | 0 | 0 | 0 | 0 | 0 | 0 | 0 | 0 | 0 | 0 | 0 | 0 | 0 | 0 | 0 | 0 | 0
CDP15 | TAS | TAS | DSP | 5.95 | 6 | 5.24 | 4.54 | 4.57 | 4.66 | 4.79 | 4.91 | 5.01 | 5.05 | 5.06 | 5.09 | 5.06 | 5.08 | 5.09 | 5.11 | 5.12 | 5.16 | 5.18 | 5.2 | 5.21 | 5.19 | 5.19 | 5.18 | 5.19 | 5.2 | 5.14 | 5.03 | 4.96
CDP16 | NSW | NNSW | Black coal | 0 | 0 | 0 | 0 | 0 | 0 | 0 | 0 | 0 | 0 | 0 | 0 | 0 | 0 | 0 | 0 | 0 | 0 | 0 | 0 | 0 | 0 | 0 | 0 | 0 | 0 | 0 | 0 | 0
CDP16 | NSW | NNSW | Mid-merit gas | 0 | 0 | 0 | 0 | 0 | 0 | 0 | 0 | 0 | 0 | 0 | 0 | 0 | 0 | 0 | 0 | 0 | 0 | 0 | 0 | 0 | 0 | 0 | 0 | 0 | 0 | 0 | 0 | 0
CDP16 | NSW | NNSW | Flexible gas with CCS | 0 | 0 | 0 | 0 | 0 | 0 | 0 | 0 | 0 | 0 | 0 | 0 | 0 | 0 | 0 | 0 | 0 | 0 | 0 | 0 | 0 | 0 | 0 | 0 | 0 | 0 | 0 | 0 | 0
CDP16 | NSW | NNSW | Flexible gas | 0 | 0 | 0 | 0 | 0 | 0 | 0 | 0 | 0 | 0 | 0 | 0 | 0 | 0 | 0 | 0 | 0 | 0 | 0 | 0 | 0 | 0 | 0 | 0 | 0 | 0 | 0 | 0 | 0
CDP16 | NSW | NNSW | Hydro | 0 | 0 | 0 | 0 | 0 | 0 | 0 | 0 | 0 | 0 | 0 | 0 | 0 | 0 | 0 | 0 | 0 | 0 | 0 | 0 | 0 | 0 | 0 | 0 | 0 | 0 | 0 | 0 | 0
CDP16 | NSW | NNSW | Utility storage | 0 | 0 | 30 | 505 | 705 | 812.9067 | 1618.8333 | 1618.8333 | 1618.8333 | 1618.8334 | 1588.8334 | 1588.8334 | 1588.8334 | 1588.8334 | 1588.8334 | 1588.8334 | 1588.8334 | 1588.8334 | 1588.8334 | 1588.8334 | 1588.8334 | 2588.8335 | 2588.8335 | 1913.8335 | 2491.074 | 2383.1673 | 2293.8987 | 2293.8987 | 2628.8853
CDP16 | NSW | NNSW | Coordinated CER storage | 2.1928 | 2.9011 | 3.6904 | 4.6278 | 5.5596 | 6.6915 | 7.9992 | 9.7928 | 12.0913 | 14.9199 | 18.3769 | 22.4496 | 27.1895 | 32.5292 | 38.5657 | 45.2506 | 52.5465 | 60.457 | 69.0343 | 78.2621 | 88.1661 | 98.8985 | 110.4266 | 122.6426 | 135.5582 | 148.9852 | 162.8922 | 169.464 | 175.3439
CDP16 | NSW | NNSW | Passive CER storage | 47.7175 | 51.9224 | 55.9244 | 59.7457 | 63.1809 | 66.9501 | 72.1109 | 76.9127 | 82.1206 | 87.477 | 93.3283 | 99.3194 | 105.5537 | 111.5324 | 117.7469 | 123.7732 | 129.3342 | 134.4245 | 139.3018 | 143.8527 | 148.1976 | 153.2203 | 158.3806 | 163.6836 | 169.1359 | 173.9747 | 178.2371 | 183.577 | 188.3339
CDP16 | NSW | NNSW | Offshore wind | 0 | 0 | 0 | 0 | 0 | 0 | 0 | 0 | 0 | 0 | 0 | 0 | 0 | 0 | 0 | 0 | 0 | 0 | 0 | 0 | 0 | 0 | 0 | 0 | 0 | 0 | 0 | 0 | 0
CDP16 | NSW | NNSW | Wind | 442.48 | 442.48 | 442.48 | 781.9871 | 815.9078 | 815.9078 | 3469.0531 | 3469.0531 | 3469.0531 | 3469.0531 | 3469.0531 | 4071.8253 | 4071.8253 | 4071.8253 | 4071.8253 | 3899.3453 | 3899.3453 | 4503.6925 | 6150.599 | 7075.6149 | 7294.397 | 7294.397 | 7294.397 | 7294.397 | 7294.397 | 7400 | 7400 | 7400 | 7400
CDP16 | NSW | NNSW | Utility solar | 701.02 | 701.02 | 1021.02 | 1322.984 | 1322.984 | 1322.984 | 1374.7355 | 1374.7355 | 1374.7355 | 1374.7355 | 1374.7355 | 1878.0039 | 1878.0039 | 1878.0039 | 1878.0039 | 1878.0039 | 1878.0039 | 1878.0039 | 3098.583 | 3321.6363 | 4287.984 | 4287.984 | 4287.984 | 4263.101 | 4281.8704 | 4281.8704 | 4286.1433 | 4302.4388 | 4449.6221
CDP16 | NSW | NNSW | Distributed PV | 999.795 | 1024.5274 | 1042.0404 | 1062.8416 | 1119.5661 | 1186.9908 | 1258.7771 | 1308.956 | 1356.0219 | 1394.7316 | 1433.3051 | 1460.8986 | 1482.9765 | 1497.8632 | 1516.4188 | 1530.7247 | 1546.3741 | 1562.7988 | 1581.7996 | 1598.2848 | 1617.7461 | 1635.9887 | 1654.643 | 1671.6642 | 1690.6614 | 1710.0652 | 1730.7883 | 1751.4803 | 1774.4013
CDP16 | NSW | NNSW | Other renewable fuels | 0 | 0 | 0 | 0 | 0 | 0 | 0 | 0 | 0 | 0 | 0 | 0 | 0 | 0 | 0 | 0 | 0 | 0 | 0 | 0 | 0 | 0 | 0 | 0 | 0 | 0 | 0 | 90 | 90
CDP16 | NSW | NNSW | DSP | 0 | 0 | 0 | 0 | 0 | 0 | 0 | 0 | 0 | 0 | 0 | 0 | 0 | 0 | 0 | 0 | 0 | 0 | 0 | 0 | 0 | 0 | 0 | 0 | 0 | 0 | 0 | 0 | 0
CDP16 | NSW | CNSW | Black coal | 4105 | 4105 | 4105 | 4105 | 4135 | 3450 | 1420 | 1420 | 1420 | 1420 | 1420 | 1420 | 1420 | 1420 | 1420 | 1420 | 1420 | 0 | 0 | 0 | 0 | 0 | 0 | 0 | 0 | 0 | 0 | 0 | 0
CDP16 | NSW | CNSW | Mid-merit gas | 0 | 0 | 0 | 0 | 0 | 0 | 0 | 0 | 0 | 0 | 0 | 0 | 0 | 0 | 0 | 0 | 0 | 0 | 0 | 0 | 0 | 0 | 0 | 0 | 0 | 0 | 0 | 0 | 0
CDP16 | NSW | CNSW | Flexible gas with CCS | 0 | 0 | 0 | 0 | 0 | 0 | 0 | 0 | 0 | 0 | 0 | 0 | 0 | 0 | 0 | 0 | 0 | 0 | 0 | 0 | 0 | 0 | 0 | 0 | 0 | 0 | 0 | 0 | 0
CDP16 | NSW | CNSW | Flexible gas | 0 | 0 | 0 | 0 | 0 | 0 | 0 | 0 | 0 | 0 | 0 | 0 | 0 | 0 | 0 | 0 | 0 | 0 | 0 | 0 | 0 | 0 | 0 | 0 | 0 | 0 | 0 | 0 | 0
CDP16 | NSW | CNSW | Hydro | 0 | 0 | 0 | 0 | 0 | 0 | 0 | 0 | 0 | 0 | 0 | 0 | 0 | 0 | 0 | 0 | 0 | 0 | 0 | 0 | 0 | 0 | 0 | 0 | 0 | 0 | 0 | 0 | 0
CDP16 | NSW | CNSW | Utility storage | 247 | 247 | 816 | 826.0194 | 1477.4837 | 2862.5594 | 2902.5886 | 2862.5686 | 2902.5886 | 2862.5686 | 2862.5686 | 2902.5886 | 2862.5686 | 2862.5686 | 2902.5886 | 2902.5886 | 2862.5686 | 2862.5686 | 2862.5686 | 2862.5686 | 2902.5886 | 2862.5686 | 2333.5886 | 2283.5493 | 2000.5449 | 779.6255 | 739.6003 | 739.6003 | 779.6204
CDP16 | NSW | CNSW | Coordinated CER storage | 0.91547 | 1.218 | 1.5545 | 1.9694 | 2.396 | 2.8889 | 3.468 | 4.4484 | 5.7616 | 7.4129 | 9.4548 | 11.9182 | 14.7956 | 18.091 | 21.8271 | 26.0012 | 30.6055 | 35.6384 | 41.1048 | 47.0119 | 53.3576 | 60.2411 | 67.6633 | 75.5332 | 83.8558 | 92.5557 | 101.5813 | 105.8426 | 109.6628
CDP16 | NSW | CNSW | Passive CER storage | 19.9215 | 21.7984 | 23.5569 | 25.4252 | 27.2293 | 28.9039 | 31.2635 | 33.4736 | 36.0114 | 38.6022 | 41.3825 | 44.4067 | 47.4404 | 50.4842 | 53.5835 | 56.6421 | 59.5615 | 62.2973 | 64.8483 | 67.2355 | 69.4388 | 72.0568 | 74.8106 | 77.6287 | 80.5076 | 83.1503 | 85.4446 | 88.2195 | 90.7189
CDP16 | NSW | CNSW | Offshore wind | 0 | 0 | 0 | 0 | 0 | 0 | 0 | 0 | 0 | 0 | 0 | 0 | 0 | 0 | 0 | 0 | 0 | 0 | 0 | 0 | 0 | 0 | 0 | 0 | 0 | 0 | 0 | 0 | 0
CDP16 | NSW | CNSW | Wind | 503.54 | 503.54 | 641.54 | 1483.7517 | 2247.6341 | 5160.4916 | 5160.4916 | 5160.4916 | 5160.4916 | 5160.4916 | 5160.4916 | 5160.4916 | 5160.4916 | 5160.4916 | 5160.4916 | 5160.4916 | 5160.4916 | 5053.6916 | 4915.6816 | 4915.6816 | 4915.6816 | 5028.1117 | 5028.1117 | 5028.1117 | 5028.1117 | 5207.0437 | 5749.546 | 5749.546 | 5749.546
CDP16 | NSW | CNSW | Utility solar | 1876.49 | 1876.49 | 1956.35 | 2960.5592 | 2960.5592 | 3947.2406 | 4205.2824 | 4205.2824 | 4205.2824 | 4205.2824 | 4205.2824 | 4606.3326 | 4606.3326 | 4606.3326 | 4606.3326 | 4606.3326 | 4606.3326 | 4606.3326 | 4606.3326 | 4504.3126 | 5016.2778 | 5016.2778 | 4980.2678 | 4980.2678 | 6456.3433 | 6690.7041 | 8215.99 | 8096.24 | 7926.36
CDP16 | NSW | CNSW | Distributed PV | 621.9378 | 636.102 | 644.9182 | 661.8711 | 702.2766 | 740.456 | 787.694 | 821.4306 | 856.4795 | 886.1984 | 918.429 | 939.0199 | 954.7714 | 966.4442 | 983.7172 | 994.2831 | 1006.6496 | 1019.2425 | 1037.8102 | 1049.5191 | 1061.3193 | 1073.5732 | 1093.3139 | 1104.7404 | 1118.1637 | 1133.1908 | 1153.9216 | 1167.3489 | 1182.2507
CDP16 | NSW | CNSW | Other renewable fuels | 0 | 0 | 0 | 0 | 0 | 0 | 0 | 0 | 0 | 0 | 0 | 0 | 0 | 0 | 0 | 0 | 0 | 0 | 0 | 0 | 0 | 0 | 0 | 0 | 0 | 0 | 30 | 90 | 90
CDP16 | NSW | CNSW | DSP | 0 | 0 | 0 | 0 | 0 | 0 | 0 | 0 | 0 | 0 | 0 | 0 | 0 | 0 | 0 | 0 | 0 | 0 | 0 | 0 | 0 | 0 | 0 | 0 | 0 | 0 | 0 | 0 | 0
CDP16 | NSW | SNW | Black coal | 4200 | 4200 | 1320 | 1320 | 1320 | 0 | 0 | 0 | 0 | 0 | 0 | 0 | 0 | 0 | 0 | 0 | 0 | 0 | 0 | 0 | 0 | 0 | 0 | 0 | 0 | 0 | 0 | 0 | 0
CDP16 | NSW | SNW | Mid-merit gas | 440 | 440 | 440 | 440 | 440 | 440 | 440 | 440 | 440 | 440 | 440 | 440 | 440 | 440 | 440 | 440 | 440 | 440 | 440 | 440 | 0 | 0 | 0 | 0 | 0 | 0 | 0 | 0 | 0
CDP16 | NSW | SNW | Flexible gas with CCS | 0 | 0 | 0 | 0 | 0 | 0 | 0 | 0 | 0 | 0 | 0 | 0 | 0 | 0 | 0 | 0 | 0 | 0 | 0 | 0 | 0 | 0 | 0 | 0 | 0 | 0 | 0 | 0 | 0
CDP16 | NSW | SNW | Flexible gas | 1979 | 1979 | 1979 | 1979 | 1979 | 1979 | 1979 | 1979 | 1979 | 1979 | 1979 | 1979 | 1979 | 1979 | 1979 | 1979 | 1979 | 1979 | 1979 | 2243.9703 | 2923.3449 | 3799.4049 | 3799.4049 | 3799.4049 | 3799.4049 | 3799.4049 | 3799.4049 | 3799.4049 | 3799.4049
CDP16 | NSW | SNW | Hydro | 0 | 0 | 0 | 0 | 0 | 0 | 0 | 0 | 0 | 0 | 0 | 0 | 0 | 0 | 0 | 0 | 0 | 0 | 0 | 0 | 0 | 0 | 0 | 0 | 0 | 0 | 0 | 0 | 0
CDP16 | NSW | SNW | Utility storage | 50 | 50 | 1571.8568 | 1571.8597 | 1571.8611 | 1607.5033 | 2076.9176 | 2704.4696 | 2777.0456 | 2704.4696 | 2704.4696 | 2777.0456 | 2704.4696 | 2654.4696 | 2727.0456 | 2727.0456 | 2654.4696 | 2654.4696 | 2654.4696 | 2654.4696 | 2727.0456 | 2654.4696 | 1312.9008 | 1240.3219 | 1240.3208 | 1280.4489 | 968.326 | 968.326 | 1040.902
CDP16 | NSW | SNW | Coordinated CER storage | 8.587 | 11.5295 | 14.8171 | 18.6626 | 22.7871 | 27.7997 | 33.4963 | 43.0237 | 55.4305 | 70.9627 | 90.1039 | 112.9793 | 139.8314 | 170.4524 | 205.2684 | 244.1544 | 286.9162 | 333.5338 | 384.2127 | 438.8854 | 497.66 | 560.8937 | 629.5544 | 702.4072 | 779.5514 | 860.1351 | 943.9419 | 983.3503 | 1018.6582
CDP16 | NSW | SNW | Passive CER storage | 186.8609 | 206.3463 | 224.5379 | 240.9368 | 258.9593 | 278.1444 | 301.9599 | 322.7208 | 344.5839 | 366.8252 | 390.7075 | 415.6523 | 441.7183 | 467.2367 | 494.0385 | 520.566 | 545.206 | 567.5963 | 588.6361 | 607.8089 | 625.5986 | 647.3132 | 670.0861 | 693.8422 | 718.7364 | 741.3337 | 761.6739 | 786.6727 | 809.1086
CDP16 | NSW | SNW | Offshore wind | 0 | 0 | 0 | 0 | 0 | 0 | 0 | 0 | 0 | 0 | 0 | 0 | 0 | 0 | 0 | 0 | 0 | 0 | 0 | 0 | 0 | 0 | 0 | 0 | 0 | 0 | 0 | 0 | 0
CDP16 | NSW | SNW | Wind | 0 | 0 | 0 | 0 | 0 | 0 | 0 | 0 | 0 | 0 | 0 | 0 | 0 | 0 | 0 | 0 | 0 | 0 | 0 | 0 | 0 | 0 | 0 | 0 | 0 | 0 | 0 | 0 | 0
CDP16 | NSW | SNW | Utility solar | 0 | 0 | 0 | 0 | 0 | 0 | 0 | 0 | 0 | 0 | 0 | 0 | 0 | 0 | 0 | 0 | 0 | 0 | 0 | 0 | 0 | 0 | 0 | 0 | 0 | 0 | 0 | 0 | 0
CDP16 | NSW | SNW | Distributed PV | 3679.6425 | 3821.5974 | 3976.6457 | 4171.7761 | 4514.291 | 4858.2954 | 5220.1292 | 5496.252 | 5768.549 | 6015.446 | 6247.5007 | 6444.969 | 6601.2248 | 6709.9767 | 6807.533 | 6901.289 | 6995.1835 | 7087.6409 | 7182.3455 | 7274.2264 | 7368.4104 | 7463.4566 | 7560.2199 | 7654.4945 | 7751.1288 | 7849.3467 | 7952.3875 | 8051.2259 | 8161.516
CDP16 | NSW | SNW | Other renewable fuels | 0 | 0 | 0 | 0 | 0 | 0 | 0 | 0 | 0 | 0 | 0 | 0 | 0 | 0 | 0 | 0 | 0 | 0 | 0 | 0 | 0 | 0 | 0 | 0 | 0 | 0 | 90 | 90 | 90
CDP16 | NSW | SNW | DSP | 336.74 | 342.94 | 349.4 | 358.05 | 499.09 | 685.31 | 850.38 | 920.72 | 991.02 | 1061.28 | 1070.04 | 1079.54 | 1087.21 | 1096.93 | 1105.44 | 1116.29 | 1124.85 | 1136.31 | 1138.21 | 1141.89 | 1148.33 | 1146.26 | 1149.08 | 1151.3 | 1149.72 | 1153.61 | 1157.93 | 1166.18 | 1185.25
CDP16 | NSW | SNSW | Black coal | 0 | 0 | 0 | 0 | 0 | 0 | 0 | 0 | 0 | 0 | 0 | 0 | 0 | 0 | 0 | 0 | 0 | 0 | 0 | 0 | 0 | 0 | 0 | 0 | 0 | 0 | 0 | 0 | 0
CDP16 | NSW | SNSW | Mid-merit gas | 0 | 0 | 0 | 0 | 0 | 0 | 0 | 0 | 0 | 0 | 0 | 0 | 0 | 0 | 0 | 0 | 0 | 0 | 0 | 0 | 0 | 0 | 0 | 0 | 0 | 0 | 0 | 0 | 0
CDP16 | NSW | SNSW | Flexible gas with CCS | 0 | 0 | 0 | 0 | 0 | 0 | 0 | 0 | 0 | 0 | 0 | 0 | 0 | 0 | 0 | 0 | 0 | 0 | 0 | 0 | 0 | 0 | 0 | 0 | 0 | 0 | 0 | 0 | 0
CDP16 | NSW | SNSW | Flexible gas | 692 | 692 | 692 | 692 | 692 | 692 | 692 | 692 | 692 | 692 | 692 | 692 | 692 | 692 | 692 | 692 | 692 | 692 | 692 | 692 | 692 | 0 | 0 | 0 | 0 | 0 | 0 | 0 | 0
CDP16 | NSW | SNSW | Hydro | 2285 | 2285 | 2285 | 2285 | 2285 | 2285 | 2285 | 2285 | 2285 | 2285 | 2285 | 2285 | 2285 | 2285 | 2285 | 2285 | 2285 | 2285 | 2285 | 2285 | 2285 | 2285 | 2285 | 2285 | 2285 | 2285 | 2285 | 2285 | 2285
CDP16 | NSW | SNSW | Utility storage | 299.99 | 309.99 | 368.9 | 368.9 | 568.9 | 2768.9 | 2854.9692 | 2853.9792 | 2854.9692 | 2853.9792 | 2853.9792 | 2854.9692 | 2853.9792 | 2853.9792 | 2854.9692 | 2854.9692 | 2853.9792 | 2853.9792 | 2853.9792 | 2843.9792 | 2794.9692 | 2793.9792 | 2735.0692 | 2734.0792 | 2734.0792 | 2635.0792 | 2587.3584 | 2587.3584 | 2437.3584
CDP16 | NSW | SNSW | Coordinated CER storage | 1.8316 | 2.4469 | 3.1469 | 4.0056 | 4.9448 | 6.063 | 7.344 | 8.8828 | 10.843 | 13.2952 | 16.3304 | 19.989 | 24.3293 | 29.3361 | 35.0941 | 41.5771 | 48.7432 | 56.6101 | 65.2405 | 74.6487 | 84.8616 | 95.9878 | 108.1835 | 121.2843 | 135.2958 | 150.0261 | 165.4879 | 173.4974 | 180.7336
CDP16 | NSW | SNSW | Passive CER storage | 39.8581 | 43.7926 | 47.6885 | 51.7125 | 56.1945 | 60.6618 | 66.2045 | 71.0929 | 76.2779 | 81.7101 | 87.5202 | 93.586 | 99.9174 | 106.2198 | 112.7798 | 119.2142 | 125.1293 | 130.5318 | 135.6734 | 140.5429 | 145.2071 | 150.7156 | 156.525 | 162.5649 | 168.7895 | 174.3699 | 179.4516 | 185.5172 | 191.0124
CDP16 | NSW | SNSW | Offshore wind | 0 | 0 | 0 | 0 | 0 | 0 | 0 | 0 | 0 | 0 | 0 | 0 | 0 | 0 | 0 | 0 | 0 | 0 | 0 | 0 | 0 | 0 | 0 | 0 | 0 | 0 | 0 | 0 | 0
CDP16 | NSW | SNSW | Wind | 1792.06 | 1850.06 | 1890.08 | 2420.54 | 3006.1175 | 3006.1175 | 3006.1175 | 3006.1175 | 3006.1175 | 3006.1175 | 3006.1175 | 3006.1175 | 3006.1175 | 2959.6175 | 2959.6175 | 2929.6175 | 2929.6175 | 2721.9465 | 2673.6465 | 2673.6465 | 2384.6365 | 2384.6365 | 2140.8365 | 1925.5932 | 1929.0423 | 1555.5868 | 1560.3092 | 1560.3092 | 1560.3092
CDP16 | NSW | SNSW | Utility solar | 2083.08 | 2083.08 | 2475.36 | 2818.2243 | 3376.7325 | 3376.7325 | 3377.6325 | 3376.7325 | 3376.7325 | 3376.7325 | 3376.7325 | 3376.7326 | 3376.7326 | 3376.7326 | 3376.7326 | 3226.7026 | 3226.7026 | 3226.7026 | 3226.7026 | 3226.7026 | 3660.9994 | 4689.0494 | 4689.0494 | 4604.0494 | 4571.6494 | 4751.3693 | 4419.0293 | 3643.8193 | 3613.8193
CDP16 | NSW | SNSW | Distributed PV | 986.0326 | 1016.5758 | 1046.5931 | 1086.1683 | 1164.1203 | 1240.9168 | 1328.5137 | 1393.4014 | 1458.5676 | 1517.356 | 1578.8062 | 1621.3015 | 1659.1313 | 1689.5418 | 1724.7489 | 1750.0152 | 1777.7549 | 1805.5558 | 1841.3577 | 1866.4198 | 1894.7072 | 1924.1874 | 1962.8752 | 1990.9999 | 2022.3122 | 2052.6863 | 2093.9396 | 2124.8409 | 2159.5341
CDP16 | NSW | SNSW | Other renewable fuels | 0 | 0 | 0 | 0 | 0 | 0 | 0 | 0 | 0 | 0 | 0 | 0 | 0 | 0 | 0 | 0 | 0 | 0 | 0 | 0 | 0 | 0 | 0 | 0 | 0 | 0 | 0 | 0 | 0
CDP16 | NSW | SNSW | DSP | 0 | 0 | 0 | 0 | 0 | 0 | 0 | 0 | 0 | 0 | 0 | 0 | 0 | 0 | 0 | 0 | 0 | 0 | 0 | 0 | 0 | 0 | 0 | 0 | 0 | 0 | 0 | 0 | 0
CDP16 | QLD | NQ | Black coal | 0 | 0 | 0 | 0 | 0 | 0 | 0 | 0 | 0 | 0 | 0 | 0 | 0 | 0 | 0 | 0 | 0 | 0 | 0 | 0 | 0 | 0 | 0 | 0 | 0 | 0 | 0 | 0 | 0
CDP16 | QLD | NQ | Mid-merit gas | 244 | 244 | 244 | 244 | 244 | 244 | 244 | 244 | 244 | 244 | 244 | 244 | 244 | 244 | 244 | 244 | 244 | 244 | 244 | 244 | 244 | 244 | 244 | 0 | 0 | 0 | 0 | 0 | 0
CDP16 | QLD | NQ | Flexible gas with CCS | 0 | 0 | 0 | 0 | 0 | 0 | 0 | 0 | 0 | 0 | 0 | 0 | 0 | 0 | 0 | 0 | 0 | 0 | 0 | 0 | 0 | 0 | 0 | 0 | 0 | 0 | 0 | 0 | 0
CDP16 | QLD | NQ | Flexible gas | 423.5 | 423.5 | 423.5 | 423.5 | 423.5 | 423.5 | 423.5 | 423.5 | 423.5 | 423.5 | 131.5 | 131.5 | 131.5 | 131.5 | 131.5 | 131.5 | 131.5 | 131.5 | 131.5 | 131.5 | 131.5 | 0 | 0 | 0 | 0 | 0 | 0 | 0 | 0
CDP16 | QLD | NQ | Hydro | 156.4 | 156.4 | 156.4 | 156.4 | 156.4 | 156.4 | 156.4 | 156.4 | 156.4 | 156.4 | 156.4 | 156.4 | 156.4 | 156.4 | 70 | 70 | 70 | 70 | 70 | 0 | 0 | 0 | 0 | 0 | 0 | 0 | 0 | 0 | 0
CDP16 | QLD | NQ | Utility storage | 250 | 250 | 250 | 550 | 550 | 550 | 550 | 550 | 550 | 550 | 550.0001 | 550.0001 | 550.0001 | 550.0001 | 550.0002 | 550.0002 | 550.0002 | 550.0002 | 550.0002 | 550.0002 | 550.0002 | 550.0003 | 550.0004 | 259.3516 | 270.0346 | 392.3615 | 430.4645 | 430.4645 | 430.7549
CDP16 | QLD | NQ | Coordinated CER storage | 0.88737 | 1.2167 | 1.5929 | 2.0251 | 2.5236 | 3.12 | 3.8402 | 4.861 | 6.1864 | 7.8245 | 9.8358 | 12.2418 | 15.0717 | 18.2721 | 21.9141 | 25.9728 | 30.4036 | 35.228 | 40.4665 | 46.1292 | 52.2496 | 58.927 | 66.1344 | 73.8088 | 81.9834 | 90.4987 | 99.3492 | 103.7072 | 107.6837
CDP16 | QLD | NQ | Passive CER storage | 18.5285 | 21.0552 | 23.4635 | 25.9022 | 28.4576 | 31.3925 | 34.814 | 37.9522 | 41.4162 | 44.9799 | 48.8461 | 52.9834 | 57.3995 | 61.6721 | 66.1572 | 70.6014 | 74.6827 | 78.4936 | 82.1191 | 85.5856 | 89.0361 | 92.9771 | 97.0969 | 101.3628 | 105.886 | 109.9772 | 113.7091 | 117.7593 | 121.4976
CDP16 | QLD | NQ | Offshore wind | 0 | 0 | 0 | 0 | 0 | 0 | 0 | 0 | 0 | 0 | 0 | 0 | 0 | 0 | 0 | 0 | 0 | 0 | 0 | 0 | 0 | 0 | 0 | 0 | 0 | 0 | 0 | 0 | 0
CDP16 | QLD | NQ | Wind | 375.64 | 375.64 | 375.64 | 375.64 | 1603.0744 | 1932.2075 | 2514.8104 | 2514.8104 | 2514.8104 | 2514.8104 | 2682.1963 | 2682.1963 | 2777.8932 | 2971.6028 | 2971.6028 | 2971.6028 | 2971.6028 | 2971.6028 | 2971.6028 | 2971.6028 | 2951.5373 | 3423.1423 | 3423.1423 | 3379.9423 | 3379.9423 | 3260.8625 | 3429.2141 | 3458.9458 | 3458.9458
CDP16 | QLD | NQ | Utility solar | 521.6 | 521.6 | 521.6 | 521.6 | 521.6 | 521.6 | 521.6 | 521.6 | 521.6 | 521.6 | 521.6 | 521.6 | 521.6001 | 521.6001 | 473.1001 | 473.1001 | 473.1001 | 473.1002 | 654.008 | 605.6707 | 489.7107 | 528.2241 | 528.2241 | 513.2241 | 413.2441 | 392.2741 | 688.2543 | 588.2243 | 588.2243
CDP16 | QLD | NQ | Distributed PV | 650.1918 | 674.7727 | 703.9561 | 730.2258 | 763.9198 | 810.8536 | 853.2797 | 886.3548 | 917.2914 | 944.1354 | 970.7969 | 991.2841 | 1008.6228 | 1022.5255 | 1038.7204 | 1053.488 | 1067.6015 | 1084.5645 | 1102.9542 | 1118.778 | 1136.6862 | 1153.6954 | 1172.9582 | 1190.3775 | 1209.4642 | 1228.2939 | 1251.6994 | 1274.419 | 1298.4572
CDP16 | QLD | NQ | Other renewable fuels | 0 | 0 | 0 | 0 | 0 | 0 | 0 | 0 | 0 | 0 | 0 | 0 | 0 | 0 | 0 | 0 | 0 | 0 | 0 | 0 | 0 | 0 | 0 | 0 | 0 | 0 | 0 | 0 | 0
CDP16 | QLD | NQ | DSP | 0 | 0 | 0 | 0 | 0 | 0 | 0 | 0 | 0 | 0 | 0 | 0 | 0 | 0 | 0 | 0 | 0 | 0 | 0 | 0 | 0 | 0 | 0 | 0 | 0 | 0 | 0 | 0 | 0
CDP16 | QLD | GG | Black coal | 1680 | 1680 | 1680 | 1680 | 840 | 840 | 840 | 280 | 0 | 0 | 0 | 0 | 0 | 0 | 0 | 0 | 0 | 0 | 0 | 0 | 0 | 0 | 0 | 0 | 0 | 0 | 0 | 0 | 0
CDP16 | QLD | GG | Mid-merit gas | 180 | 180 | 180 | 180 | 180 | 180 | 180 | 180 | 180 | 180 | 180 | 180 | 180 | 180 | 180 | 180 | 180 | 180 | 180 | 180 | 180 | 180 | 180 | 180 | 180 | 180 | 180 | 0 | 0
CDP16 | QLD | GG | Flexible gas with CCS | 0 | 0 | 0 | 0 | 0 | 0 | 0 | 0 | 0 | 0 | 0 | 0 | 0 | 0 | 0 | 0 | 0 | 0 | 0 | 0 | 0 | 0 | 0 | 0 | 0 | 0 | 0 | 0 | 0
CDP16 | QLD | GG | Flexible gas | 0 | 0 | 0 | 0 | 0 | 0 | 0 | 0 | 0 | 0 | 0 | 0 | 0 | 0 | 0 | 0 | 0 | 0 | 0 | 0 | 0 | 0 | 0 | 0 | 0 | 0 | 0 | 0 | 0
CDP16 | QLD | GG | Hydro | 0 | 0 | 0 | 0 | 0 | 0 | 0 | 0 | 0 | 0 | 0 | 0 | 0 | 0 | 0 | 0 | 0 | 0 | 0 | 0 | 0 | 0 | 0 | 0 | 0 | 0 | 0 | 0 | 0
CDP16 | QLD | GG | Utility storage | 0 | 0 | 400 | 400 | 400 | 400 | 400 | 400 | 400 | 400 | 400.0001 | 400.0001 | 400.0001 | 400.0001 | 400.0002 | 400.0002 | 400.0002 | 400.0002 | 400.0002 | 400.0002 | 400.0002 | 400.0002 | 2.9678 | 81.225 | 118.8395 | 118.8396 | 603.8087 | 603.8087 | 806.775
CDP16 | QLD | GG | Coordinated CER storage | 0.048726 | 0.066819 | 0.087887 | 0.11153 | 0.14153 | 0.17366 | 0.21572 | 0.29891 | 0.41299 | 0.56211 | 0.74955 | 0.97712 | 1.2471 | 1.5592 | 1.9169 | 2.3184 | 2.7646 | 3.2536 | 3.7908 | 4.3761 | 5.009 | 5.7004 | 6.4465 | 7.2409 | 8.0831 | 8.9664 | 9.8883 | 10.3376 | 10.7449
CDP16 | QLD | GG | Passive CER storage | 1.0174 | 1.1563 | 1.2946 | 1.4266 | 1.5959 | 1.7473 | 1.9556 | 2.1352 | 2.3376 | 2.5644 | 2.8105 | 3.0704 | 3.3401 | 3.6127 | 3.8978 | 4.1748 | 4.4417 | 4.6827 | 4.9228 | 5.1563 | 5.3782 | 5.6374 | 5.9123 | 6.1964 | 6.4847 | 6.7498 | 6.9899 | 7.2551 | 7.4911
CDP16 | QLD | GG | Offshore wind | 0 | 0 | 0 | 0 | 0 | 0 | 0 | 0 | 0 | 0 | 0 | 0 | 0 | 0 | 0 | 0 | 0 | 0 | 0 | 0 | 0 | 0 | 0 | 0 | 0 | 0 | 0 | 0 | 0
CDP16 | QLD | GG | Wind | 0 | 0 | 0 | 0 | 0 | 0 | 0 | 0 | 0 | 0 | 0 | 0 | 0 | 0 | 0 | 0 | 0 | 0 | 0 | 0 | 0 | 0 | 0 | 0 | 0 | 0 | 0 | 0 | 0
CDP16 | QLD | GG | Utility solar | 0 | 0 | 0 | 0 | 0 | 0 | 0 | 0 | 0 | 0 | 0 | 0 | 0 | 0 | 0 | 0 | 0 | 0 | 0 | 0 | 0 | 0 | 0 | 0 | 0 | 0 | 0 | 0 | 0
CDP16 | QLD | GG | Distributed PV | 62.5042 | 64.2791 | 66.415 | 68.9878 | 72.7673 | 76.244 | 80.0461 | 83.5314 | 86.727 | 89.5602 | 92.1585 | 94.3304 | 96.0517 | 97.5469 | 99.0431 | 100.4574 | 101.995 | 103.5388 | 105.3012 | 107.0116 | 108.5825 | 110.2539 | 112.0709 | 113.8938 | 115.5761 | 117.3638 | 119.4773 | 121.9029 | 124.2038
CDP16 | QLD | GG | Other renewable fuels | 0 | 0 | 0 | 0 | 0 | 0 | 0 | 0 | 0 | 0 | 0 | 0 | 0 | 0 | 0 | 0 | 0 | 0 | 0 | 0 | 0 | 0 | 0 | 0 | 0 | 0 | 0 | 0 | 0
CDP16 | QLD | GG | DSP | 0 | 0 | 0 | 0 | 0 | 0 | 0 | 0 | 0 | 0 | 0 | 0 | 0 | 0 | 0 | 0 | 0 | 0 | 0 | 0 | 0 | 0 | 0 | 0 | 0 | 0 | 0 | 0 | 0
CDP16 | QLD | CQ | Black coal | 3004 | 3004 | 3004 | 3004 | 2304 | 2304 | 1574 | 1574 | 1574 | 844 | 844 | 844 | 844 | 844 | 844 | 844 | 844 | 844 | 844 | 844 | 844 | 844 | 844 | 844 | 844 | 844 | 844 | 844 | 0
CDP16 | QLD | CQ | Mid-merit gas | 0 | 0 | 0 | 0 | 0 | 0 | 0 | 0 | 0 | 0 | 0 | 0 | 0 | 0 | 0 | 0 | 0 | 0 | 0 | 0 | 0 | 0 | 0 | 0 | 0 | 0 | 0 | 0 | 0
CDP16 | QLD | CQ | Flexible gas with CCS | 0 | 0 | 0 | 0 | 0 | 0 | 0 | 0 | 0 | 0 | 0 | 0 | 0 | 0 | 0 | 0 | 0 | 0 | 0 | 0 | 0 | 0 | 0 | 0 | 0 | 0 | 0 | 0 | 0
CDP16 | QLD | CQ | Flexible gas | 37 | 37 | 37 | 37 | 37 | 37 | 37 | 37 | 37 | 37 | 37 | 0 | 0 | 0 | 0 | 0 | 0 | 0 | 0 | 0 | 0 | 0 | 0 | 0 | 0 | 0 | 0 | 0 | 0
CDP16 | QLD | CQ | Hydro | 0 | 0 | 0 | 0 | 0 | 0 | 0 | 0 | 0 | 0 | 0 | 0 | 0 | 0 | 0 | 0 | 0 | 0 | 0 | 0 | 0 | 0 | 0 | 0 | 0 | 0 | 0 | 0 | 0
CDP16 | QLD | CQ | Utility storage | 50 | 50 | 50 | 50 | 200 | 200 | 200 | 200.0001 | 200.0001 | 200.0001 | 200.0002 | 200.0002 | 200.0002 | 200.0002 | 200.0003 | 200.0003 | 200.0003 | 200.0003 | 200.0003 | 150.0003 | 150.0003 | 150.0005 | 152.9664 | 230.9817 | 116.9256 | 181.2688 | 945.7257 | 945.7257 | 1307.8121
CDP16 | QLD | CQ | Coordinated CER storage | 0.81707 | 1.1192 | 1.475 | 1.8705 | 2.3506 | 2.8941 | 3.5651 | 4.6403 | 6.0457 | 7.8273 | 10.0404 | 12.6969 | 15.8224 | 19.4074 | 23.4888 | 28.0554 | 33.0802 | 38.5531 | 44.5354 | 51.0196 | 58.024 | 65.6952 | 73.9546 | 82.751 | 92.094 | 101.874 | 112.0393 | 117.0219 | 121.5395
CDP16 | QLD | CQ | Passive CER storage | 17.0607 | 19.3666 | 21.7275 | 23.9255 | 26.506 | 29.119 | 32.3201 | 35.3739 | 38.6267 | 42.1175 | 45.9487 | 49.9898 | 54.2028 | 58.4551 | 62.8527 | 67.2149 | 71.3089 | 75.0313 | 78.6845 | 82.1837 | 85.591 | 89.6089 | 93.7355 | 98.007 | 102.4317 | 106.5375 | 110.2123 | 114.1759 | 117.7274
CDP16 | QLD | CQ | Offshore wind | 0 | 0 | 0 | 0 | 0 | 0 | 0 | 0 | 0 | 0 | 0 | 0 | 0 | 0 | 0 | 0 | 0 | 0 | 0 | 0 | 0 | 0 | 0 | 0 | 0 | 0 | 0 | 0 | 0
CDP16 | QLD | CQ | Wind | 300 | 300 | 439 | 439 | 947.1333 | 1434.3085 | 1434.3085 | 1434.3085 | 1434.3085 | 1434.3085 | 2151.8068 | 2166.9594 | 2166.9594 | 2207.8568 | 2207.8568 | 2207.8568 | 2207.8568 | 2207.8568 | 2207.8568 | 2207.8568 | 2292.116 | 3091.1292 | 3091.1292 | 3091.1292 | 3091.1292 | 3091.1292 | 2897.9303 | 2897.9303 | 2897.9303
CDP16 | QLD | CQ | Utility solar | 788.17 | 788.17 | 788.17 | 788.17 | 860.8018 | 860.8018 | 860.8018 | 860.8018 | 860.8018 | 860.8018 | 862.9253 | 862.9255 | 862.9258 | 862.9258 | 862.9258 | 862.9258 | 862.9258 | 865.5789 | 1314.2517 | 1314.2518 | 1300.2523 | 1257.7523 | 1257.7523 | 1257.7523 | 1342.6192 | 2536.7908 | 3613.7837 | 4263.908 | 5270.2676
CDP16 | QLD | CQ | Distributed PV | 722.2681 | 742.6714 | 766.5235 | 793.7311 | 832.2373 | 870.8408 | 919.19 | 959.03 | 992.0332 | 1024.4908 | 1056.5767 | 1083.0724 | 1101.7266 | 1123.061 | 1144.5628 | 1165.0051 | 1182.6817 | 1203.6093 | 1227.4527 | 1248.9192 | 1267.2572 | 1290.1466 | 1314.2082 | 1336.8165 | 1356.4594 | 1381.1351 | 1408.4892 | 1436.2188 | 1460.3169
CDP16 | QLD | CQ | Other renewable fuels | 0 | 0 | 0 | 0 | 0 | 0 | 0 | 0 | 0 | 0 | 0 | 0 | 0 | 0 | 0 | 0 | 0 | 0 | 0 | 0 | 0 | 0 | 0 | 0 | 0 | 0 | 0 | 0 | 0
CDP16 | QLD | CQ | DSP | 0 | 0 | 0 | 0 | 0 | 0 | 0 | 0 | 0 | 0 | 0 | 0 | 0 | 0 | 0 | 0 | 0 | 0 | 0 | 0 | 0 | 0 | 0 | 0 | 0 | 0 | 0 | 0 | 0
CDP16 | QLD | SQ | Black coal | 3446 | 3446 | 3446 | 3446 | 3446 | 3446 | 3446 | 2746 | 2746 | 2396 | 1596 | 852 | 852 | 852 | 852 | 852 | 852 | 852 | 852 | 852 | 852 | 852 | 852 | 852 | 852 | 852 | 852 | 852 | 0
CDP16 | QLD | SQ | Mid-merit gas | 1173.9 | 1173.9 | 1173.9 | 1173.9 | 1173.9 | 1173.9 | 1173.9 | 1173.9 | 1173.9 | 1173.9 | 1173.9 | 1173.9 | 1173.9 | 788.9 | 788.9 | 788.9 | 644.5 | 644.5 | 644.5 | 644.5 | 644.5 | 644.5 | 0 | 0 | 0 | 0 | 0 | 0 | 0
CDP16 | QLD | SQ | Flexible gas with CCS | 0 | 0 | 0 | 0 | 0 | 0 | 0 | 0 | 0 | 0 | 0 | 0 | 0 | 0 | 0 | 0 | 0 | 0 | 0 | 0 | 0 | 0 | 0 | 0 | 0 | 0 | 0 | 0 | 0
CDP16 | QLD | SQ | Flexible gas | 1509 | 1509 | 1509 | 1709 | 1709 | 1709 | 1709 | 1709 | 1709 | 1709 | 1858.0775 | 1778.0775 | 1778.0775 | 1825.0105 | 2055.3786 | 2265.1583 | 2682.4426 | 2955.9191 | 3731.4887 | 4349.8864 | 4349.8864 | 4349.8864 | 4349.8864 | 4166.4259 | 4166.4259 | 4166.4259 | 3647.4259 | 3301.4259 | 3499.1396
CDP16 | QLD | SQ | Hydro | 0 | 0 | 0 | 0 | 0 | 0 | 0 | 0 | 0 | 0 | 0 | 0 | 0 | 0 | 0 | 0 | 0 | 0 | 0 | 0 | 0 | 0 | 0 | 0 | 0 | 0 | 0 | 0 | 0
CDP16 | QLD | SQ | Utility storage | 709.6 | 1423.76 | 1729.76 | 1729.76 | 1729.76 | 1729.76 | 1729.76 | 1729.76 | 3727.76 | 3727.76 | 3727.7601 | 3727.7601 | 3727.7601 | 3727.7601 | 3727.7601 | 3627.7602 | 3627.7602 | 3627.7602 | 3627.7602 | 3627.7602 | 3627.7602 | 3327.7602 | 3077.7606 | 3604.0084 | 3604.0084 | 3349.2084 | 3637.6184 | 3637.6184 | 3537.6184
CDP16 | QLD | SQ | Coordinated CER storage | 4.2813 | 5.9349 | 7.8549 | 10.0673 | 12.639 | 15.6606 | 19.5036 | 26.1745 | 34.9449 | 45.9905 | 59.704 | 76.2037 | 95.6949 | 118.0268 | 143.566 | 172.1726 | 203.6626 | 237.961 | 275.4027 | 316.0829 | 360.0365 | 407.5661 | 459.4511 | 514.7474 | 573.5005 | 635.0211 | 699.1749 | 730.6031 | 759.1308
CDP16 | QLD | SQ | Passive CER storage | 89.3949 | 102.7017 | 115.7072 | 128.7691 | 142.5235 | 157.5718 | 176.8119 | 194.2469 | 213.1165 | 232.7482 | 254.1827 | 276.937 | 301.0369 | 325.0195 | 350.4149 | 375.6131 | 399.0493 | 420.0192 | 440.1605 | 459.7105 | 478.6237 | 501.0311 | 524.6191 | 549.2404 | 574.878 | 598.5559 | 620.3463 | 643.8322 | 664.9847
CDP16 | QLD | SQ | Offshore wind | 0 | 0 | 0 | 0 | 0 | 0 | 0 | 0 | 0 | 0 | 0 | 0 | 0 | 0 | 0 | 0 | 0 | 0 | 0 | 0 | 0 | 0 | 0 | 0 | 0 | 0 | 0 | 0 | 0
CDP16 | QLD | SQ | Wind | 864.95 | 1788.35 | 1788.35 | 1788.35 | 3188.35 | 4144.9523 | 4144.9523 | 4144.9523 | 4144.9523 | 4144.9523 | 4144.9524 | 5008.1386 | 5008.1386 | 5178.4995 | 5178.4995 | 5178.4995 | 5178.4995 | 5178.4995 | 5178.4995 | 5178.4995 | 5178.4996 | 4738.5296 | 4861.5194 | 4861.5194 | 4861.5194 | 8048.38 | 8048.38 | 8048.38 | 8048.38
CDP16 | QLD | SQ | Utility solar | 1791.51 | 1791.51 | 1850.95 | 1951.79 | 1951.25 | 1950.69 | 1950.14 | 1949.57 | 1949.01 | 2223.0945 | 4480.2781 | 4974.9226 | 5858.5852 | 5748.5852 | 5748.5852 | 5748.5852 | 5748.5852 | 5748.5852 | 5748.5852 | 6992.212 | 7066.9276 | 6963.9676 | 7560.1144 | 7180.4574 | 7634.7736 | 7607.4736 | 9234.2958 | 9234.2958 | 9510.93
CDP16 | QLD | SQ | Distributed PV | 4444.5857 | 4601.2689 | 4749.54 | 4916.8363 | 5144.4056 | 5366.8426 | 5600.5382 | 5818.1179 | 6023.3354 | 6208.4396 | 6390.235 | 6547.3482 | 6680.4309 | 6801.3486 | 6930.4487 | 7058.0895 | 7183.3758 | 7312.5864 | 7449.028 | 7583.0522 | 7712.7031 | 7848.2261 | 7992.0637 | 8132.0113 | 8268.3973 | 8416.1653 | 8582.7632 | 8750.2442 | 8916.9501
CDP16 | QLD | SQ | Other renewable fuels | 0 | 0 | 0 | 0 | 0 | 0 | 0 | 0 | 0 | 0 | 0 | 0 | 0 | 0 | 0 | 0 | 0 | 0 | 0 | 0 | 0 | 0 | 0 | 0 | 0 | 0 | 0 | 90 | 90
CDP16 | QLD | SQ | DSP | 261.52 | 264.77 | 266.65 | 271.43 | 274.99 | 279.39 | 263.31 | 268.86 | 272.92 | 276.84 | 281.85 | 287.32 | 293.21 | 299.76 | 303.87 | 308.31 | 314.85 | 318.56 | 321.21 | 324.66 | 327.68 | 329.75 | 332.41 | 336.27 | 338.73 | 347.33 | 354.15 | 361.49 | 363.01
CDP16 | VIC | VIC | Brown coal | 4820 | 4820 | 4820 | 4820 | 4820 | 3370 | 3370 | 3370 | 3370 | 3370 | 1160 | 580 | 580 | 580 | 580 | 580 | 580 | 580 | 580 | 580 | 580 | 580 | 580 | 580 | 0 | 0 | 0 | 0 | 0
CDP16 | VIC | VIC | Mid-merit gas | 500 | 500 | 500 | 500 | 500 | 0 | 0 | 0 | 0 | 0 | 0 | 0 | 0 | 0 | 0 | 0 | 0 | 0 | 0 | 0 | 0 | 0 | 0 | 0 | 0 | 0 | 0 | 0 | 0
CDP16 | VIC | VIC | Flexible gas with CCS | 0 | 0 | 0 | 0 | 0 | 0 | 0 | 0 | 0 | 0 | 0 | 0 | 0 | 0 | 0 | 0 | 0 | 0 | 0 | 0 | 0 | 0 | 0 | 0 | 0 | 0 | 0 | 0 | 0
CDP16 | VIC | VIC | Flexible gas | 1900 | 1900 | 1900 | 1900 | 1900 | 1900 | 1900 | 1900 | 1900 | 1900 | 1730 | 1730 | 1730 | 1730 | 1730 | 1730 | 1290 | 1290 | 1290 | 1261.8846 | 1261.8846 | 1261.8846 | 1261.8846 | 1261.8846 | 1353.4074 | 1353.4074 | 1353.4074 | 1353.4074 | 2216.7664
CDP16 | VIC | VIC | Hydro | 2219.02 | 2219.02 | 2219.02 | 2219.02 | 2219.02 | 2219.02 | 2219.02 | 2219.02 | 2219.02 | 2219.02 | 2219.02 | 2219.02 | 2219.02 | 2219.02 | 2219.02 | 2219.02 | 2219.02 | 2219.02 | 2219.02 | 2219.02 | 2219.02 | 2219.02 | 2219.02 | 2219.02 | 2219.02 | 2219.02 | 2219.02 | 2219.02 | 2219.02
CDP16 | VIC | VIC | Utility storage | 299.13 | 479.13 | 1990.64 | 2405.4403 | 2860.5143 | 2852.8143 | 3053.23 | 3060.53 | 3572.23 | 4083.17 | 4593.04 | 6201.9199 | 6201.9199 | 6208.5199 | 6201.9199 | 6196.9199 | 6196.9199 | 6196.9199 | 5896.9199 | 5896.9199 | 5746.92 | 6052.3875 | 5751.0775 | 5012.5772 | 4707.1035 | 4707.1035 | 4481.891 | 3881.891 | 3423.8684
CDP16 | VIC | VIC | Coordinated CER storage | 10.6132 | 15.1363 | 20.7187 | 26.6998 | 33.6099 | 42.073 | 52.0251 | 65.3888 | 82.4785 | 103.5543 | 129.304 | 159.8675 | 195.5802 | 236.092 | 282.1042 | 333.3048 | 389.2764 | 449.9516 | 515.8702 | 587.1309 | 663.853 | 746.8741 | 837.0114 | 932.8772 | 1034.5743 | 1140.6225 | 1250.7708 | 1304.751 | 1353.7071
CDP16 | VIC | VIC | Passive CER storage | 269.7717 | 301.4603 | 331.822 | 361.74 | 393.4245 | 427.1076 | 470.0826 | 508.8755 | 550.5086 | 593.6031 | 640.251 | 689.3259 | 740.7945 | 791.6143 | 844.9475 | 897.6568 | 946.6059 | 991.0946 | 1033.8217 | 1074.9606 | 1114.8568 | 1161.2955 | 1209.6656 | 1259.8506 | 1312.0582 | 1360.0652 | 1403.9921 | 1454.6296 | 1500.8336
CDP16 | VIC | VIC | Offshore wind | 0 | 0 | 0 | 0 | 0 | 0 | 0 | 1000 | 2000 | 2666.6666 | 3333.3333 | 3999.9999 | 4999.9999 | 5999.9999 | 6999.9999 | 8000 | 9000 | 9000 | 9000 | 9000 | 9000 | 9000 | 9000 | 9000 | 9000 | 9000 | 9000 | 9000 | 9000
CDP16 | VIC | VIC | Wind | 4537.37 | 4537.37 | 5381.93 | 5399.09 | 5399.0901 | 6747.563 | 7181.2216 | 7181.2216 | 7181.2216 | 7181.2217 | 7128.7217 | 6936.7217 | 6936.7217 | 6936.7217 | 6873.7217 | 6453.7217 | 6453.7217 | 6165.4217 | 6165.4217 | 6114.8717 | 5797.6717 | 5485.6717 | 4638.6817 | 4638.6817 | 4241.1817 | 4903.8473 | 5597.1363 | 5401.0004 | 5401.0004
CDP16 | VIC | VIC | Utility solar | 1078.39 | 1171.87 | 1343.97 | 1696.09 | 1696.09 | 1696.09 | 1696.0901 | 1696.0901 | 1696.0901 | 1696.0901 | 1696.0901 | 1696.0901 | 1696.0901 | 1696.0901 | 1696.0901 | 1696.0901 | 1696.0901 | 1696.0901 | 1696.0901 | 1696.0901 | 2481.3099 | 3371.2656 | 3344.0956 | 3344.0956 | 3344.0956 | 3204.0756 | 2828.1456 | 2747.1456 | 2552.1356
CDP16 | VIC | VIC | Distributed PV | 4946.5809 | 5473.4647 | 6000.3487 | 6548.375 | 7156.223 | 7660.403 | 8174.482 | 8576.747 | 8962.685 | 9347.904 | 9703.346 | 10044.94 | 10318.213 | 10545.242 | 10731.794 | 10916.825 | 11076.006 | 11258.545 | 11424.147 | 11608.487 | 11778.063 | 11966.74 | 12140.772 | 12336.863 | 12549.209 | 12805.429 | 13049.815 | 13309.967 | 13556.198
CDP16 | VIC | VIC | Other renewable fuels | 0 | 0 | 0 | 0 | 0 | 0 | 0 | 0 | 0 | 0 | 0 | 0 | 0 | 0 | 0 | 0 | 0 | 0 | 0 | 0 | 0 | 0 | 0 | 0 | 0 | 0 | 0 | 90 | 90
CDP16 | VIC | VIC | DSP | 257.18 | 259.24 | 262.65 | 254.27 | 258.93 | 265 | 272.05 | 276.46 | 282.34 | 286.44 | 291.15 | 294 | 296.52 | 298.78 | 301.25 | 303.94 | 307.11 | 310.41 | 312.34 | 314.87 | 316.32 | 317.01 | 318.65 | 319.05 | 318.14 | 316.32 | 315.74 | 316.68 | 318.56
CDP16 | SA | CSA | Mid-merit gas | 1509 | 1509 | 1509 | 529 | 529 | 529 | 529 | 529 | 529 | 529 | 529 | 529 | 529 | 529 | 0 | 0 | 0 | 0 | 0 | 0 | 0 | 0 | 0 | 0 | 0 | 0 | 0 | 0 | 0
CDP16 | SA | CSA | Flexible gas with CCS | 0 | 0 | 0 | 0 | 0 | 0 | 0 | 0 | 0 | 0 | 0 | 0 | 0 | 0 | 0 | 0 | 0 | 0 | 0 | 0 | 0 | 0 | 0 | 0 | 0 | 0 | 0 | 0 | 0
CDP16 | SA | CSA | Flexible gas | 1421.06 | 1421.06 | 1621.06 | 1621.06 | 1547.56 | 1547.56 | 1547.56 | 1301.56 | 1301.56 | 1061.9 | 1263.8354 | 1326.9 | 1326.9 | 1326.9 | 1326.9 | 1326.9 | 1326.9 | 1326.9 | 1326.9 | 1438.7074 | 1820.3928 | 1482.3928 | 1359.1928 | 1205.1928 | 1205.1928 | 1205.1928 | 1205.1928 | 1167.9928 | 1167.9928
CDP16 | SA | CSA | Hydro | 0 | 0 | 0 | 0 | 0 | 0 | 0 | 0 | 0 | 0 | 0 | 0 | 0 | 0 | 0 | 0 | 0 | 0 | 0 | 0 | 0 | 0 | 0 | 0 | 0 | 0 | 0 | 0 | 0
CDP16 | SA | CSA | Utility storage | 456.2 | 656.2 | 951.18 | 1569.6843 | 2810.1766 | 2816.1966 | 2810.1766 | 2780.1766 | 2780.1766 | 2780.1766 | 2780.1766 | 2780.1766 | 2780.1766 | 2780.1766 | 2780.1766 | 2780.1766 | 2780.1766 | 2780.1766 | 2768.1766 | 2774.1966 | 2517.4767 | 2323.4967 | 2161.4967 | 1542.9924 | 1432.5021 | 1391.0021 | 1705.2652 | 1705.2652 | 1705.2652
CDP16 | SA | CSA | Coordinated CER storage | 55.6719 | 62.4605 | 69.574 | 76.4942 | 84.1684 | 92.1358 | 101.9094 | 111.3026 | 121.9009 | 133.5508 | 146.6546 | 161.056 | 176.8714 | 193.5765 | 211.7514 | 230.9299 | 250.6652 | 270.8794 | 292.0065 | 314.1066 | 337.1741 | 362.1662 | 388.8506 | 416.8107 | 446.0604 | 475.6817 | 505.6161 | 520.6813 | 534.0007
CDP16 | SA | CSA | Passive CER storage | 163.4148 | 176.8412 | 189.127 | 200.7947 | 212.4134 | 224.7795 | 239.333 | 252.1373 | 265.4672 | 278.7557 | 292.6711 | 306.7404 | 321.0593 | 334.5405 | 348.2941 | 361.3463 | 372.8549 | 382.7225 | 391.8089 | 400.2474 | 408.0508 | 417.2101 | 426.5738 | 436.0668 | 445.6894 | 454.0331 | 461.1754 | 471.3591 | 480.3156
CDP16 | SA | CSA | Offshore wind | 0 | 0 | 0 | 0 | 0 | 0 | 0 | 0 | 0 | 0 | 0 | 0 | 0 | 0 | 0 | 0 | 0 | 0 | 0 | 0 | 0 | 0 | 0 | 0 | 0 | 0 | 0 | 0 | 0
CDP16 | SA | CSA | Wind | 2265.94 | 2265.94 | 2406.13 | 2406.13 | 2388.6436 | 2857.2995 | 2797.4607 | 2735.4607 | 2735.4607 | 2735.4607 | 2636.7608 | 2679.6735 | 2535.9935 | 2351.5135 | 2351.5135 | 2484.6597 | 2157.9597 | 2554.6244 | 2554.6244 | 2554.6244 | 2340.7644 | 2340.7644 | 2358.1885 | 2481.9264 | 3194.5507 | 3621.448 | 3426.1673 | 3426.1673 | 3426.1673
CDP16 | SA | CSA | Utility solar | 566.2 | 566.2 | 566.2 | 845.96 | 845.96 | 933.2803 | 933.2803 | 933.2803 | 927.1603 | 927.1603 | 927.1603 | 1044.2432 | 1044.2432 | 1059.2298 | 1059.2298 | 1059.2298 | 1059.2298 | 1212.435 | 1181.395 | 1310.4707 | 2133.9306 | 3189.8949 | 3171.2749 | 3171.2749 | 3092.0749 | 3092.0749 | 2997.0749 | 3026.7253 | 3026.7253
CDP16 | SA | CSA | Distributed PV | 2384.3353 | 2442.1813 | 2500.4698 | 2567.782 | 2677.0418 | 2784.8805 | 2909.5845 | 3009.2554 | 3102.066 | 3180.5322 | 3268.8848 | 3329.2026 | 3380.66 | 3426.1092 | 3489.9642 | 3538.8511 | 3587.8176 | 3637.0179 | 3703.2634 | 3753.7863 | 3803.3867 | 3852.582 | 3919.3763 | 3971.0747 | 4023.001 | 4075.7847 | 4146.0359 | 4201.0105 | 4255.8474
CDP16 | SA | CSA | Other renewable fuels | 0 | 0 | 0 | 0 | 0 | 0 | 0 | 0 | 0 | 0 | 0 | 0 | 0 | 0 | 0 | 0 | 0 | 0 | 0 | 0 | 0 | 0 | 0 | 0 | 0 | 0 | 0 | 0 | 0
CDP16 | SA | CSA | DSP | 48.57 | 49.28 | 50.28 | 51.56 | 52.85 | 53.42 | 54.14 | 54.66 | 55.32 | 55.88 | 56.69 | 57.36 | 58.07 | 58.69 | 59.22 | 59.72 | 60.24 | 60.85 | 61.33 | 61.79 | 62.07 | 62.2 | 62.04 | 61.81 | 61.44 | 61.03 | 61.09 | 61.34 | 61.65
CDP16 | SA | SESA | Mid-merit gas | 0 | 0 | 0 | 0 | 0 | 0 | 0 | 0 | 0 | 0 | 0 | 0 | 0 | 0 | 0 | 0 | 0 | 0 | 0 | 0 | 0 | 0 | 0 | 0 | 0 | 0 | 0 | 0 | 0
CDP16 | SA | SESA | Flexible gas with CCS | 0 | 0 | 0 | 0 | 0 | 0 | 0 | 0 | 0 | 0 | 0 | 0 | 0 | 0 | 0 | 0 | 0 | 0 | 0 | 0 | 0 | 0 | 0 | 0 | 0 | 0 | 0 | 0 | 0
CDP16 | SA | SESA | Flexible gas | 143 | 143 | 143 | 143 | 80 | 80 | 80 | 80 | 80 | 80 | 80 | 80 | 0 | 0 | 0 | 0 | 0 | 0 | 0 | 0 | 0 | 0 | 0 | 0 | 0 | 0 | 0 | 0 | 0
CDP16 | SA | SESA | Hydro | 0 | 0 | 0 | 0 | 0 | 0 | 0 | 0 | 0 | 0 | 0 | 0 | 0 | 0 | 0 | 0 | 0 | 0 | 0 | 0 | 0 | 0 | 0 | 0 | 0 | 0 | 0 | 0 | 0
CDP16 | SA | SESA | Utility storage | 25 | 25 | 25 | 25 | 25 | 25 | 25 | 25 | 25 | 25 | 25 | 2.841e-05 | 2.841e-05 | 2.841e-05 | 6.716e-05 | 7.242e-05 | 7.242e-05 | 7.242e-05 | 7.242e-05 | 7.242e-05 | 8.555e-05 | 9.471e-05 | 9.828e-05 | 0.00010286 | 69.8446 | 69.8446 | 69.8446 | 69.8446 | 69.8446
CDP16 | SA | SESA | Coordinated CER storage | 1.9701 | 2.2312 | 2.5031 | 2.7724 | 3.0693 | 3.3785 | 3.771 | 4.1547 | 4.5772 | 5.0453 | 5.5905 | 6.2292 | 6.8967 | 7.6454 | 8.4204 | 9.2343 | 10.0864 | 10.97 | 11.8923 | 12.8505 | 13.8935 | 15.057 | 16.2673 | 17.5209 | 18.834 | 20.1658 | 21.5197 | 22.1956 | 22.8328
CDP16 | SA | SESA | Passive CER storage | 5.7829 | 6.3171 | 6.8043 | 7.2775 | 7.7459 | 8.2424 | 8.8562 | 9.3849 | 9.9001 | 10.4074 | 10.9659 | 11.6011 | 12.1692 | 12.779 | 13.3159 | 13.8063 | 14.2494 | 14.6336 | 14.9745 | 15.2687 | 15.6028 | 16.033 | 16.4336 | 16.813 | 17.1981 | 17.5263 | 17.8106 | 18.2151 | 18.6306
CDP16 | SA | SESA | Offshore wind | 0 | 0 | 0 | 0 | 0 | 0 | 0 | 0 | 0 | 0 | 0 | 0 | 0 | 0 | 0 | 0 | 0 | 0 | 0 | 0 | 0 | 0 | 0 | 0 | 0 | 0 | 0 | 0 | 0
CDP16 | SA | SESA | Wind | 324.5 | 324.5 | 324.5 | 324.5 | 324.5 | 909.013 | 909.013 | 909.013 | 909.013 | 909.013 | 909.013 | 909.013 | 782.513 | 782.513 | 782.513 | 623.513 | 623.513 | 584.513 | 584.513 | 584.513 | 584.513 | 584.513 | 584.513 | 584.513 | 584.513 | 584.513 | 800 | 800 | 800
CDP16 | SA | SESA | Utility solar | 42.9 | 42.9 | 42.9 | 42.9 | 42.9 | 42.9 | 42.9 | 42.9 | 42.9 | 42.9 | 42.9 | 42.9 | 42.9 | 42.9 | 42.9 | 42.9 | 42.9 | 42.9 | 0 | 0 | 0 | 0 | 0 | 0 | 0 | 0 | 0 | 0 | 0
CDP16 | SA | SESA | Distributed PV | 83.6952 | 87.0282 | 89.9188 | 93.849 | 99.2782 | 104.4655 | 110.6695 | 115.8376 | 120.225 | 123.9958 | 128.4132 | 132.6594 | 135.447 | 138.9108 | 141.8218 | 143.7709 | 146.0024 | 148.3721 | 151.1876 | 152.8717 | 155.8903 | 159.718 | 163.4487 | 165.4983 | 167.756 | 169.7433 | 172.5161 | 174.9055 | 178.6376
CDP16 | SA | SESA | Other renewable fuels | 0 | 0 | 0 | 0 | 0 | 0 | 0 | 0 | 0 | 0 | 0 | 0 | 0 | 0 | 0 | 0 | 0 | 0 | 0 | 0 | 0 | 0 | 0 | 0 | 0 | 0 | 0 | 0 | 0
CDP16 | SA | SESA | DSP | 0 | 0 | 0 | 0 | 0 | 0 | 0 | 0 | 0 | 0 | 0 | 0 | 0 | 0 | 0 | 0 | 0 | 0 | 0 | 0 | 0 | 0 | 0 | 0 | 0 | 0 | 0 | 0 | 0
CDP16 | TAS | TAS | Mid-merit gas | 208 | 208 | 208 | 208 | 0 | 0 | 0 | 0 | 0 | 0 | 0 | 0 | 0 | 0 | 0 | 0 | 0 | 0 | 0 | 0 | 0 | 0 | 0 | 0 | 0 | 0 | 0 | 0 | 0
CDP16 | TAS | TAS | Flexible gas with CCS | 0 | 0 | 0 | 0 | 0 | 0 | 0 | 0 | 0 | 0 | 0 | 0 | 0 | 0 | 0 | 0 | 0 | 0 | 0 | 0 | 0 | 0 | 0 | 0 | 0 | 0 | 0 | 0 | 0
CDP16 | TAS | TAS | Flexible gas | 178 | 178 | 178 | 178 | 178 | 178 | 178 | 178 | 178 | 178 | 178 | 178 | 178 | 178 | 178 | 178 | 178 | 58 | 58 | 58 | 58 | 58 | 58 | 58 | 58 | 58 | 58 | 0 | 0
CDP16 | TAS | TAS | Hydro | 2176.7 | 2176.7 | 2176.7 | 2176.7 | 2176.7 | 2176.7 | 2176.7 | 2566.7 | 2566.7 | 2566.7 | 2566.7 | 2566.7 | 2566.7 | 2566.7 | 2566.7 | 2566.7 | 2566.7 | 2566.7 | 2566.7 | 2566.7 | 2566.7 | 2566.7 | 2566.7 | 2566.7 | 2566.7 | 2566.7 | 2566.7 | 2566.7 | 2566.7
CDP16 | TAS | TAS | Utility storage | 0 | 0 | 0 | 0 | 1.179e-05 | 1.337e-05 | 1.488e-05 | 3.243e-05 | 4.916e-05 | 6.69e-05 | 6.966e-05 | 6.966e-05 | 6.966e-05 | 6.966e-05 | 0.00010103 | 0.00011517 | 0.00012757 | 55.0819 | 55.0819 | 193.9663 | 497.7264 | 910.8128 | 910.8129 | 910.8129 | 910.8129 | 910.8128 | 910.8128 | 910.8128 | 910.8128
CDP16 | TAS | TAS | Coordinated CER storage | 0.57875 | 0.86202 | 1.1897 | 1.5604 | 1.9874 | 2.4806 | 3.1026 | 3.6027 | 4.2371 | 5.0419 | 6.0802 | 7.3806 | 8.9752 | 10.855 | 13.0758 | 15.6258 | 18.4829 | 21.6512 | 25.1679 | 29.047 | 33.2957 | 37.9263 | 43.0768 | 48.6582 | 54.6735 | 61.0336 | 67.7354 | 71.4596 | 74.781
CDP16 | TAS | TAS | Passive CER storage | 16.4983 | 18.3551 | 20.1214 | 21.7939 | 23.5599 | 25.4634 | 28.0008 | 30.1463 | 32.4307 | 34.7743 | 37.3199 | 39.9892 | 42.7744 | 45.4739 | 48.2933 | 51.0238 | 53.4633 | 55.579 | 57.5324 | 59.351 | 61.0565 | 63.1414 | 65.3064 | 67.5415 | 69.8609 | 71.8752 | 73.5976 | 75.9416 | 77.9696
CDP16 | TAS | TAS | Offshore wind | 0 | 0 | 0 | 0 | 0 | 0 | 0 | 0 | 0 | 0 | 0 | 0 | 0 | 0 | 0 | 0 | 0 | 0 | 0 | 0 | 0 | 0 | 0 | 0 | 0 | 0 | 0 | 0 | 0
CDP16 | TAS | TAS | Wind | 563.35 | 563.35 | 563.35 | 1021.6459 | 1208.6315 | 1476.0521 | 1544.3615 | 1610.4207 | 1691.3693 | 1913.6109 | 1913.6109 | 2116.3367 | 2266.2016 | 2274.1444 | 2416.9239 | 2489.8809 | 2489.8809 | 2489.8809 | 2489.8809 | 2489.8809 | 2489.8809 | 2345.8809 | 2345.8809 | 2345.8809 | 2345.8809 | 2345.8809 | 2345.8809 | 2038.1309 | 2038.1309
CDP16 | TAS | TAS | Utility solar | 0 | 0 | 0 | 0 | 0 | 0 | 0 | 0 | 0 | 0 | 0 | 0 | 0 | 0 | 0 | 0 | 0 | 0 | 0 | 0 | 0 | 0 | 0 | 0 | 0 | 0 | 0 | 0 | 0
CDP16 | TAS | TAS | Distributed PV | 275.4595 | 286.8109 | 298.1623 | 315.088 | 354.168 | 394.531 | 440.094 | 467.582 | 496.331 | 524.805 | 554.695 | 577.869 | 593.286 | 600.415 | 608.279 | 612.658 | 617.88 | 623.117 | 630.779 | 635.441 | 640.601 | 645.81 | 653.619 | 658.482 | 663.84 | 669.299 | 677.348 | 682.546 | 688.275
CDP16 | TAS | TAS | Other renewable fuels | 0 | 0 | 0 | 0 | 0 | 0 | 0 | 0 | 0 | 0 | 0 | 0 | 0 | 0 | 0 | 0 | 0 | 0 | 0 | 0 | 0 | 0 | 0 | 0 | 0 | 0 | 0 | 0 | 0
CDP16 | TAS | TAS | DSP | 5.95 | 6 | 5.24 | 4.54 | 4.57 | 4.66 | 4.79 | 4.91 | 5.01 | 5.05 | 5.06 | 5.09 | 5.06 | 5.08 | 5.09 | 5.11 | 5.12 | 5.16 | 5.18 | 5.2 | 5.21 | 5.19 | 5.19 | 5.18 | 5.19 | 5.2 | 5.14 | 5.03 | 4.96
CDP17 | NSW | NNSW | Black coal | 0 | 0 | 0 | 0 | 0 | 0 | 0 | 0 | 0 | 0 | 0 | 0 | 0 | 0 | 0 | 0 | 0 | 0 | 0 | 0 | 0 | 0 | 0 | 0 | 0 | 0 | 0 | 0 | 0
CDP17 | NSW | NNSW | Mid-merit gas | 0 | 0 | 0 | 0 | 0 | 0 | 0 | 0 | 0 | 0 | 0 | 0 | 0 | 0 | 0 | 0 | 0 | 0 | 0 | 0 | 0 | 0 | 0 | 0 | 0 | 0 | 0 | 0 | 0
CDP17 | NSW | NNSW | Flexible gas with CCS | 0 | 0 | 0 | 0 | 0 | 0 | 0 | 0 | 0 | 0 | 0 | 0 | 0 | 0 | 0 | 0 | 0 | 0 | 0 | 0 | 0 | 0 | 0 | 0 | 0 | 0 | 0 | 0 | 0
CDP17 | NSW | NNSW | Flexible gas | 0 | 0 | 0 | 0 | 0 | 0 | 0 | 0 | 0 | 0 | 0 | 0 | 0 | 0 | 0 | 0 | 0 | 0 | 0 | 0 | 0 | 0 | 0 | 0 | 0 | 0 | 0 | 0 | 0
CDP17 | NSW | NNSW | Hydro | 0 | 0 | 0 | 0 | 0 | 0 | 0 | 0 | 0 | 0 | 0 | 0 | 0 | 0 | 0 | 0 | 0 | 0 | 0 | 0 | 0 | 0 | 0 | 0 | 0 | 0 | 0 | 0 | 0
CDP17 | NSW | NNSW | Utility storage | 0 | 0 | 30 | 505 | 705 | 812.9082 | 1618.9069 | 1618.9069 | 1618.9069 | 1618.9069 | 1588.9069 | 1588.9069 | 1588.907 | 1588.907 | 1588.907 | 1588.907 | 1588.907 | 1588.907 | 1588.907 | 1588.907 | 1588.907 | 2588.907 | 2588.907 | 1913.907 | 2429.6099 | 2321.7017 | 2112.8228 | 2112.8228 | 2635.2725
CDP17 | NSW | NNSW | Coordinated CER storage | 2.1928 | 2.9011 | 3.6904 | 4.6278 | 5.5596 | 6.6915 | 7.9992 | 9.7928 | 12.0913 | 14.9199 | 18.3769 | 22.4496 | 27.1895 | 32.5292 | 38.5657 | 45.2506 | 52.5465 | 60.457 | 69.0343 | 78.2621 | 88.1661 | 98.8985 | 110.4266 | 122.6426 | 135.5582 | 148.9852 | 162.8922 | 169.464 | 175.3439
CDP17 | NSW | NNSW | Passive CER storage | 47.7175 | 51.9224 | 55.9244 | 59.7457 | 63.1809 | 66.9501 | 72.1109 | 76.9127 | 82.1206 | 87.477 | 93.3283 | 99.3194 | 105.5537 | 111.5324 | 117.7469 | 123.7732 | 129.3342 | 134.4245 | 139.3018 | 143.8527 | 148.1976 | 153.2203 | 158.3806 | 163.6836 | 169.1359 | 173.9747 | 178.2371 | 183.577 | 188.3339
CDP17 | NSW | NNSW | Offshore wind | 0 | 0 | 0 | 0 | 0 | 0 | 0 | 0 | 0 | 0 | 0 | 0 | 0 | 0 | 0 | 0 | 0 | 0 | 0 | 0 | 0 | 0 | 0 | 0 | 0 | 0 | 0 | 0 | 0
CDP17 | NSW | NNSW | Wind | 442.48 | 442.48 | 442.48 | 781.9871 | 815.9069 | 815.9069 | 3468.9873 | 3468.9873 | 3468.9873 | 3468.9873 | 3468.9873 | 4038.8226 | 4038.8226 | 4038.8226 | 4038.8226 | 3866.3426 | 3866.3426 | 4487.9412 | 5875.1323 | 6921.4396 | 7237.8028 | 7237.8028 | 7237.8028 | 7237.8028 | 7237.8028 | 7400 | 7400 | 7400 | 7400
CDP17 | NSW | NNSW | Utility solar | 701.02 | 701.02 | 1021.02 | 1322.984 | 1322.984 | 1322.984 | 1374.7028 | 1374.7028 | 1374.7028 | 1374.7028 | 1374.7028 | 1895.4017 | 1895.4017 | 1895.4017 | 1895.4017 | 1895.4017 | 1895.4017 | 1895.4017 | 3498.5913 | 3498.5913 | 4287.984 | 4287.984 | 4287.984 | 4263.101 | 4281.7822 | 4281.7822 | 4285.5937 | 4302.061 | 4461.4221
CDP17 | NSW | NNSW | Distributed PV | 999.795 | 1024.5274 | 1042.0404 | 1062.8416 | 1119.5661 | 1186.9908 | 1258.7771 | 1308.956 | 1356.0219 | 1394.7316 | 1433.3051 | 1460.8986 | 1482.9765 | 1497.8632 | 1516.4188 | 1530.7247 | 1546.3741 | 1562.7988 | 1581.7996 | 1598.2848 | 1617.7461 | 1635.9887 | 1654.643 | 1671.6642 | 1690.6614 | 1710.0652 | 1730.7883 | 1751.4803 | 1774.4013
CDP17 | NSW | NNSW | Other renewable fuels | 0 | 0 | 0 | 0 | 0 | 0 | 0 | 0 | 0 | 0 | 0 | 0 | 0 | 0 | 0 | 0 | 0 | 0 | 0 | 0 | 0 | 0 | 0 | 0 | 0 | 0 | 0 | 90 | 90
CDP17 | NSW | NNSW | DSP | 0 | 0 | 0 | 0 | 0 | 0 | 0 | 0 | 0 | 0 | 0 | 0 | 0 | 0 | 0 | 0 | 0 | 0 | 0 | 0 | 0 | 0 | 0 | 0 | 0 | 0 | 0 | 0 | 0
CDP17 | NSW | CNSW | Black coal | 4105 | 4105 | 4105 | 4105 | 4135 | 3450 | 1420 | 1420 | 1420 | 1420 | 1420 | 1420 | 1420 | 1420 | 1420 | 1420 | 1420 | 0 | 0 | 0 | 0 | 0 | 0 | 0 | 0 | 0 | 0 | 0 | 0
CDP17 | NSW | CNSW | Mid-merit gas | 0 | 0 | 0 | 0 | 0 | 0 | 0 | 0 | 0 | 0 | 0 | 0 | 0 | 0 | 0 | 0 | 0 | 0 | 0 | 0 | 0 | 0 | 0 | 0 | 0 | 0 | 0 | 0 | 0
CDP17 | NSW | CNSW | Flexible gas with CCS | 0 | 0 | 0 | 0 | 0 | 0 | 0 | 0 | 0 | 0 | 0 | 0 | 0 | 0 | 0 | 0 | 0 | 0 | 0 | 0 | 0 | 0 | 0 | 0 | 0 | 0 | 0 | 0 | 0
CDP17 | NSW | CNSW | Flexible gas | 0 | 0 | 0 | 0 | 0 | 0 | 0 | 0 | 0 | 0 | 0 | 0 | 0 | 0 | 0 | 0 | 0 | 0 | 0 | 0 | 0 | 0 | 0 | 0 | 0 | 0 | 0 | 0 | 0
CDP17 | NSW | CNSW | Hydro | 0 | 0 | 0 | 0 | 0 | 0 | 0 | 0 | 0 | 0 | 0 | 0 | 0 | 0 | 0 | 0 | 0 | 0 | 0 | 0 | 0 | 0 | 0 | 0 | 0 | 0 | 0 | 0 | 0
CDP17 | NSW | CNSW | Utility storage | 247 | 247 | 816 | 826.0291 | 1485.8686 | 2870.9441 | 2910.9709 | 2870.9509 | 2910.9709 | 2870.9509 | 2870.9509 | 2910.9709 | 2870.9509 | 2870.9509 | 2910.9709 | 2910.9709 | 2870.9509 | 2870.9509 | 2870.9509 | 2870.9509 | 2910.9709 | 2870.9509 | 2341.9709 | 2291.9218 | 2000.5423 | 779.6228 | 739.5989 | 739.5989 | 779.619
CDP17 | NSW | CNSW | Coordinated CER storage | 0.91547 | 1.218 | 1.5545 | 1.9694 | 2.396 | 2.8889 | 3.468 | 4.4484 | 5.7616 | 7.4129 | 9.4548 | 11.9182 | 14.7956 | 18.091 | 21.8271 | 26.0012 | 30.6055 | 35.6384 | 41.1048 | 47.0119 | 53.3576 | 60.2411 | 67.6633 | 75.5332 | 83.8558 | 92.5557 | 101.5813 | 105.8426 | 109.6628
CDP17 | NSW | CNSW | Passive CER storage | 19.9215 | 21.7984 | 23.5569 | 25.4252 | 27.2293 | 28.9039 | 31.2635 | 33.4736 | 36.0114 | 38.6022 | 41.3825 | 44.4067 | 47.4404 | 50.4842 | 53.5835 | 56.6421 | 59.5615 | 62.2973 | 64.8483 | 67.2355 | 69.4388 | 72.0568 | 74.8106 | 77.6287 | 80.5076 | 83.1503 | 85.4446 | 88.2195 | 90.7189
CDP17 | NSW | CNSW | Offshore wind | 0 | 0 | 0 | 0 | 0 | 0 | 0 | 0 | 0 | 0 | 0 | 0 | 0 | 0 | 0 | 0 | 0 | 0 | 0 | 0 | 0 | 0 | 0 | 0 | 0 | 0 | 0 | 0 | 0
CDP17 | NSW | CNSW | Wind | 503.54 | 503.54 | 641.54 | 1483.7288 | 2247.5045 | 5157.8848 | 5157.8848 | 5157.8848 | 5157.8848 | 5157.8848 | 5157.8848 | 5157.8848 | 5157.8848 | 5157.8848 | 5157.8848 | 5157.8848 | 5157.8848 | 5051.0848 | 4913.0748 | 4913.0748 | 4913.0748 | 4913.0748 | 4913.0748 | 4913.0748 | 4913.0748 | 5100.4356 | 5630.9732 | 5630.9732 | 5630.9732
CDP17 | NSW | CNSW | Utility solar | 1876.49 | 1876.49 | 1956.35 | 2961.0558 | 2961.0558 | 3944.073 | 4206.6319 | 4206.6319 | 4206.6319 | 4206.6319 | 4206.6319 | 4425.5276 | 4425.5276 | 4425.5276 | 4425.5276 | 4425.5276 | 4425.5276 | 4425.5276 | 4425.5276 | 4323.5076 | 4960.4442 | 4960.4442 | 4924.4342 | 4924.4342 | 6457.1241 | 6691.1382 | 8215.99 | 8096.24 | 7926.36
CDP17 | NSW | CNSW | Distributed PV | 621.9378 | 636.102 | 644.9182 | 661.8711 | 702.2766 | 740.456 | 787.694 | 821.4306 | 856.4795 | 886.1984 | 918.429 | 939.0199 | 954.7714 | 966.4442 | 983.7172 | 994.2831 | 1006.6496 | 1019.2425 | 1037.8102 | 1049.5191 | 1061.3193 | 1073.5732 | 1093.3139 | 1104.7404 | 1118.1637 | 1133.1908 | 1153.9216 | 1167.3489 | 1182.2507
CDP17 | NSW | CNSW | Other renewable fuels | 0 | 0 | 0 | 0 | 0 | 0 | 0 | 0 | 0 | 0 | 0 | 0 | 0 | 0 | 0 | 0 | 0 | 0 | 0 | 0 | 0 | 0 | 0 | 0 | 0 | 0 | 30 | 90 | 90
CDP17 | NSW | CNSW | DSP | 0 | 0 | 0 | 0 | 0 | 0 | 0 | 0 | 0 | 0 | 0 | 0 | 0 | 0 | 0 | 0 | 0 | 0 | 0 | 0 | 0 | 0 | 0 | 0 | 0 | 0 | 0 | 0 | 0
CDP17 | NSW | SNW | Black coal | 4200 | 4200 | 1320 | 1320 | 1320 | 0 | 0 | 0 | 0 | 0 | 0 | 0 | 0 | 0 | 0 | 0 | 0 | 0 | 0 | 0 | 0 | 0 | 0 | 0 | 0 | 0 | 0 | 0 | 0
CDP17 | NSW | SNW | Mid-merit gas | 440 | 440 | 440 | 440 | 440 | 440 | 440 | 440 | 440 | 440 | 440 | 440 | 440 | 440 | 440 | 440 | 440 | 440 | 440 | 440 | 0 | 0 | 0 | 0 | 0 | 0 | 0 | 0 | 0
CDP17 | NSW | SNW | Flexible gas with CCS | 0 | 0 | 0 | 0 | 0 | 0 | 0 | 0 | 0 | 0 | 0 | 0 | 0 | 0 | 0 | 0 | 0 | 0 | 0 | 0 | 0 | 0 | 0 | 0 | 0 | 0 | 0 | 0 | 0
CDP17 | NSW | SNW | Flexible gas | 1979 | 1979 | 1979 | 1979 | 1979 | 1979 | 1979 | 1979 | 1979 | 1979 | 1979 | 1979 | 1979 | 1979 | 1979 | 1979 | 1979 | 1979 | 1979 | 2240.0975 | 2924.9559 | 3731.1601 | 3731.1601 | 3731.1601 | 3731.1601 | 3731.1601 | 3731.1601 | 3731.1601 | 3731.1601
CDP17 | NSW | SNW | Hydro | 0 | 0 | 0 | 0 | 0 | 0 | 0 | 0 | 0 | 0 | 0 | 0 | 0 | 0 | 0 | 0 | 0 | 0 | 0 | 0 | 0 | 0 | 0 | 0 | 0 | 0 | 0 | 0 | 0
CDP17 | NSW | SNW | Utility storage | 50 | 50 | 1571.8574 | 1571.8595 | 1571.8606 | 1607.5015 | 2076.8464 | 2704.3984 | 2776.9744 | 2704.3984 | 2704.3984 | 2776.9744 | 2704.3984 | 2654.3984 | 2726.9744 | 2726.9744 | 2654.3984 | 2654.3984 | 2654.3984 | 2654.3984 | 2726.9744 | 2654.3984 | 1312.829 | 1240.2509 | 1240.25 | 1280.3793 | 968.2948 | 968.2948 | 1040.8709
CDP17 | NSW | SNW | Coordinated CER storage | 8.587 | 11.5295 | 14.8171 | 18.6626 | 22.7871 | 27.7997 | 33.4963 | 43.0237 | 55.4305 | 70.9627 | 90.1039 | 112.9793 | 139.8314 | 170.4524 | 205.2684 | 244.1544 | 286.9162 | 333.5338 | 384.2127 | 438.8854 | 497.66 | 560.8937 | 629.5544 | 702.4072 | 779.5514 | 860.1351 | 943.9419 | 983.3503 | 1018.6582
CDP17 | NSW | SNW | Passive CER storage | 186.8609 | 206.3463 | 224.5379 | 240.9368 | 258.9593 | 278.1444 | 301.9599 | 322.7208 | 344.5839 | 366.8252 | 390.7075 | 415.6523 | 441.7183 | 467.2367 | 494.0385 | 520.566 | 545.206 | 567.5963 | 588.6361 | 607.8089 | 625.5986 | 647.3132 | 670.0861 | 693.8422 | 718.7364 | 741.3337 | 761.6739 | 786.6727 | 809.1086
CDP17 | NSW | SNW | Offshore wind | 0 | 0 | 0 | 0 | 0 | 0 | 0 | 0 | 0 | 0 | 0 | 0 | 0 | 0 | 0 | 0 | 0 | 0 | 0 | 0 | 0 | 0 | 0 | 0 | 0 | 0 | 0 | 0 | 0
CDP17 | NSW | SNW | Wind | 0 | 0 | 0 | 0 | 0 | 0 | 0 | 0 | 0 | 0 | 0 | 0 | 0 | 0 | 0 | 0 | 0 | 0 | 0 | 0 | 0 | 0 | 0 | 0 | 0 | 0 | 0 | 0 | 0
CDP17 | NSW | SNW | Utility solar | 0 | 0 | 0 | 0 | 0 | 0 | 0 | 0 | 0 | 0 | 0 | 0 | 0 | 0 | 0 | 0 | 0 | 0 | 0 | 0 | 0 | 0 | 0 | 0 | 0 | 0 | 0 | 0 | 0
CDP17 | NSW | SNW | Distributed PV | 3679.6425 | 3821.5974 | 3976.6457 | 4171.7761 | 4514.291 | 4858.2954 | 5220.1292 | 5496.252 | 5768.549 | 6015.446 | 6247.5007 | 6444.969 | 6601.2248 | 6709.9767 | 6807.533 | 6901.289 | 6995.1835 | 7087.6409 | 7182.3455 | 7274.2264 | 7368.4104 | 7463.4566 | 7560.2199 | 7654.4945 | 7751.1288 | 7849.3467 | 7952.3875 | 8051.2259 | 8161.516
CDP17 | NSW | SNW | Other renewable fuels | 0 | 0 | 0 | 0 | 0 | 0 | 0 | 0 | 0 | 0 | 0 | 0 | 0 | 0 | 0 | 0 | 0 | 0 | 0 | 0 | 0 | 0 | 0 | 0 | 0 | 0 | 90 | 90 | 90
CDP17 | NSW | SNW | DSP | 336.74 | 342.94 | 349.4 | 358.05 | 499.09 | 685.31 | 850.38 | 920.72 | 991.02 | 1061.28 | 1070.04 | 1079.54 | 1087.21 | 1096.93 | 1105.44 | 1116.29 | 1124.85 | 1136.31 | 1138.21 | 1141.89 | 1148.33 | 1146.26 | 1149.08 | 1151.3 | 1149.72 | 1153.61 | 1157.93 | 1166.18 | 1185.25
CDP17 | NSW | SNSW | Black coal | 0 | 0 | 0 | 0 | 0 | 0 | 0 | 0 | 0 | 0 | 0 | 0 | 0 | 0 | 0 | 0 | 0 | 0 | 0 | 0 | 0 | 0 | 0 | 0 | 0 | 0 | 0 | 0 | 0
CDP17 | NSW | SNSW | Mid-merit gas | 0 | 0 | 0 | 0 | 0 | 0 | 0 | 0 | 0 | 0 | 0 | 0 | 0 | 0 | 0 | 0 | 0 | 0 | 0 | 0 | 0 | 0 | 0 | 0 | 0 | 0 | 0 | 0 | 0
CDP17 | NSW | SNSW | Flexible gas with CCS | 0 | 0 | 0 | 0 | 0 | 0 | 0 | 0 | 0 | 0 | 0 | 0 | 0 | 0 | 0 | 0 | 0 | 0 | 0 | 0 | 0 | 0 | 0 | 0 | 0 | 0 | 0 | 0 | 0
CDP17 | NSW | SNSW | Flexible gas | 692 | 692 | 692 | 692 | 692 | 692 | 692 | 692 | 692 | 692 | 692 | 692 | 692 | 692 | 692 | 692 | 692 | 692 | 692 | 692 | 692 | 0 | 0 | 0 | 0 | 0 | 0 | 0 | 0
CDP17 | NSW | SNSW | Hydro | 2285 | 2285 | 2285 | 2285 | 2285 | 2285 | 2285 | 2285 | 2285 | 2285 | 2285 | 2285 | 2285 | 2285 | 2285 | 2285 | 2285 | 2285 | 2285 | 2285 | 2285 | 2285 | 2285 | 2285 | 2285 | 2285 | 2285 | 2285 | 2285
CDP17 | NSW | SNSW | Utility storage | 299.99 | 309.99 | 368.9 | 368.9 | 568.9 | 2768.9 | 2854.9675 | 2853.9775 | 2854.9675 | 2853.9775 | 2853.9775 | 2854.9675 | 2853.9775 | 2853.9775 | 2854.9675 | 2854.9675 | 2853.9775 | 2853.9775 | 2853.9775 | 2843.9775 | 2794.9675 | 2793.9775 | 2735.0675 | 2734.0775 | 2734.0775 | 2635.0775 | 2587.3576 | 2587.3576 | 2437.3576
CDP17 | NSW | SNSW | Coordinated CER storage | 1.8316 | 2.4469 | 3.1469 | 4.0056 | 4.9448 | 6.063 | 7.344 | 8.8828 | 10.843 | 13.2952 | 16.3304 | 19.989 | 24.3293 | 29.3361 | 35.0941 | 41.5771 | 48.7432 | 56.6101 | 65.2405 | 74.6487 | 84.8616 | 95.9878 | 108.1835 | 121.2843 | 135.2958 | 150.0261 | 165.4879 | 173.4974 | 180.7336
CDP17 | NSW | SNSW | Passive CER storage | 39.8581 | 43.7926 | 47.6885 | 51.7125 | 56.1945 | 60.6618 | 66.2045 | 71.0929 | 76.2779 | 81.7101 | 87.5202 | 93.586 | 99.9174 | 106.2198 | 112.7798 | 119.2142 | 125.1293 | 130.5318 | 135.6734 | 140.5429 | 145.2071 | 150.7156 | 156.525 | 162.5649 | 168.7895 | 174.3699 | 179.4516 | 185.5172 | 191.0124
CDP17 | NSW | SNSW | Offshore wind | 0 | 0 | 0 | 0 | 0 | 0 | 0 | 0 | 0 | 0 | 0 | 0 | 0 | 0 | 0 | 0 | 0 | 0 | 0 | 0 | 0 | 0 | 0 | 0 | 0 | 0 | 0 | 0 | 0
CDP17 | NSW | SNSW | Wind | 1792.06 | 1850.06 | 1890.08 | 2420.54 | 3005.6669 | 3005.6669 | 3005.6669 | 3005.6669 | 3005.6669 | 3005.6669 | 3005.6669 | 3005.6669 | 3005.6669 | 2959.1669 | 2959.1669 | 2929.1669 | 2929.1669 | 2675.2869 | 2626.9869 | 2626.9869 | 2337.9769 | 2337.9769 | 2094.1769 | 1924.1626 | 1929.2441 | 1551.6543 | 1558.7068 | 1558.7068 | 1558.7068
CDP17 | NSW | SNSW | Utility solar | 2083.08 | 2083.08 | 2475.36 | 2817.7574 | 3376.8763 | 3376.8763 | 3377.7763 | 3376.8763 | 3376.8763 | 3376.8763 | 3376.8763 | 3376.8763 | 3376.8763 | 3376.8763 | 3376.8763 | 3226.8463 | 3226.8463 | 3226.8463 | 3226.8463 | 3226.8463 | 3698.8431 | 4693.9221 | 4693.9221 | 4608.9221 | 4576.5221 | 4751.1158 | 4418.7758 | 3643.5658 | 3613.5658
CDP17 | NSW | SNSW | Distributed PV | 986.0326 | 1016.5758 | 1046.5931 | 1086.1683 | 1164.1203 | 1240.9168 | 1328.5137 | 1393.4014 | 1458.5676 | 1517.356 | 1578.8062 | 1621.3015 | 1659.1313 | 1689.5418 | 1724.7489 | 1750.0152 | 1777.7549 | 1805.5558 | 1841.3577 | 1866.4198 | 1894.7072 | 1924.1874 | 1962.8752 | 1990.9999 | 2022.3122 | 2052.6863 | 2093.9396 | 2124.8409 | 2159.5341
CDP17 | NSW | SNSW | Other renewable fuels | 0 | 0 | 0 | 0 | 0 | 0 | 0 | 0 | 0 | 0 | 0 | 0 | 0 | 0 | 0 | 0 | 0 | 0 | 0 | 0 | 0 | 0 | 0 | 0 | 0 | 0 | 0 | 0 | 0
CDP17 | NSW | SNSW | DSP | 0 | 0 | 0 | 0 | 0 | 0 | 0 | 0 | 0 | 0 | 0 | 0 | 0 | 0 | 0 | 0 | 0 | 0 | 0 | 0 | 0 | 0 | 0 | 0 | 0 | 0 | 0 | 0 | 0
CDP17 | QLD | NQ | Black coal | 0 | 0 | 0 | 0 | 0 | 0 | 0 | 0 | 0 | 0 | 0 | 0 | 0 | 0 | 0 | 0 | 0 | 0 | 0 | 0 | 0 | 0 | 0 | 0 | 0 | 0 | 0 | 0 | 0
CDP17 | QLD | NQ | Mid-merit gas | 244 | 244 | 244 | 244 | 244 | 244 | 244 | 244 | 244 | 244 | 244 | 244 | 244 | 244 | 244 | 244 | 244 | 244 | 244 | 244 | 244 | 244 | 244 | 0 | 0 | 0 | 0 | 0 | 0
CDP17 | QLD | NQ | Flexible gas with CCS | 0 | 0 | 0 | 0 | 0 | 0 | 0 | 0 | 0 | 0 | 0 | 0 | 0 | 0 | 0 | 0 | 0 | 0 | 0 | 0 | 0 | 0 | 0 | 0 | 0 | 0 | 0 | 0 | 0
CDP17 | QLD | NQ | Flexible gas | 423.5 | 423.5 | 423.5 | 423.5 | 423.5 | 423.5 | 423.5 | 423.5 | 423.5 | 423.5 | 131.5 | 131.5 | 131.5 | 131.5 | 131.5 | 131.5 | 131.5 | 131.5 | 131.5 | 131.5 | 131.5 | 0 | 0 | 0 | 0 | 0 | 0 | 0 | 0
CDP17 | QLD | NQ | Hydro | 156.4 | 156.4 | 156.4 | 156.4 | 156.4 | 156.4 | 156.4 | 156.4 | 156.4 | 156.4 | 156.4 | 156.4 | 156.4 | 156.4 | 70 | 70 | 70 | 70 | 70 | 0 | 0 | 0 | 0 | 0 | 0 | 0 | 0 | 0 | 0
CDP17 | QLD | NQ | Utility storage | 250 | 250 | 250 | 550 | 550 | 550 | 550 | 550 | 550 | 550 | 550.0001 | 550.0001 | 550.0001 | 550.0001 | 550.0002 | 550.0002 | 550.0002 | 550.0002 | 550.0002 | 550.0002 | 550.0002 | 550.0003 | 550.0003 | 250.0005 | 250.0005 | 284.0834 | 298.2714 | 298.2714 | 354.6448
CDP17 | QLD | NQ | Coordinated CER storage | 0.88737 | 1.2167 | 1.5929 | 2.0251 | 2.5236 | 3.12 | 3.8402 | 4.861 | 6.1864 | 7.8245 | 9.8358 | 12.2418 | 15.0717 | 18.2721 | 21.9141 | 25.9728 | 30.4036 | 35.228 | 40.4665 | 46.1292 | 52.2496 | 58.927 | 66.1344 | 73.8088 | 81.9834 | 90.4987 | 99.3492 | 103.7072 | 107.6837
CDP17 | QLD | NQ | Passive CER storage | 18.5285 | 21.0552 | 23.4635 | 25.9022 | 28.4576 | 31.3925 | 34.814 | 37.9522 | 41.4162 | 44.9799 | 48.8461 | 52.9834 | 57.3995 | 61.6721 | 66.1572 | 70.6014 | 74.6827 | 78.4936 | 82.1191 | 85.5856 | 89.0361 | 92.9771 | 97.0969 | 101.3628 | 105.886 | 109.9772 | 113.7091 | 117.7593 | 121.4976
CDP17 | QLD | NQ | Offshore wind | 0 | 0 | 0 | 0 | 0 | 0 | 0 | 0 | 0 | 0 | 0 | 0 | 0 | 0 | 0 | 0 | 0 | 0 | 0 | 0 | 0 | 0 | 0 | 0 | 0 | 0 | 0 | 0 | 0
CDP17 | QLD | NQ | Wind | 375.64 | 375.64 | 375.64 | 375.64 | 1603.0717 | 1932.1643 | 2515.1982 | 2515.1982 | 2515.1982 | 2515.1982 | 3560.164 | 3560.164 | 3567.5478 | 3696.8045 | 3696.8045 | 3696.8045 | 3696.8045 | 3696.8045 | 3696.8045 | 3696.8045 | 3645.4145 | 4931.3918 | 4931.3918 | 4888.1918 | 4888.1918 | 4785.2058 | 4810.2242 | 4810.2242 | 4918.9192
CDP17 | QLD | NQ | Utility solar | 521.6 | 521.6 | 521.6 | 521.6 | 521.6 | 521.6 | 521.6 | 521.6 | 521.6 | 521.6001 | 521.6001 | 521.6001 | 521.6004 | 521.6004 | 473.1004 | 473.1004 | 473.1004 | 528.937 | 889.0987 | 767.9387 | 651.9787 | 651.9787 | 651.9787 | 636.9787 | 536.9987 | 516.0287 | 741.8836 | 641.8536 | 641.8536
CDP17 | QLD | NQ | Distributed PV | 650.1918 | 674.7727 | 703.9561 | 730.2258 | 763.9198 | 810.8536 | 853.2797 | 886.3548 | 917.2914 | 944.1354 | 970.7969 | 991.2841 | 1008.6228 | 1022.5255 | 1038.7204 | 1053.488 | 1067.6015 | 1084.5645 | 1102.9542 | 1118.778 | 1136.6862 | 1153.6954 | 1172.9582 | 1190.3775 | 1209.4642 | 1228.2939 | 1251.6994 | 1274.419 | 1298.4572
CDP17 | QLD | NQ | Other renewable fuels | 0 | 0 | 0 | 0 | 0 | 0 | 0 | 0 | 0 | 0 | 0 | 0 | 0 | 0 | 0 | 0 | 0 | 0 | 0 | 0 | 0 | 0 | 0 | 0 | 0 | 0 | 0 | 0 | 0
CDP17 | QLD | NQ | DSP | 0 | 0 | 0 | 0 | 0 | 0 | 0 | 0 | 0 | 0 | 0 | 0 | 0 | 0 | 0 | 0 | 0 | 0 | 0 | 0 | 0 | 0 | 0 | 0 | 0 | 0 | 0 | 0 | 0
CDP17 | QLD | GG | Black coal | 1680 | 1680 | 1680 | 1680 | 840 | 840 | 840 | 280 | 0 | 0 | 0 | 0 | 0 | 0 | 0 | 0 | 0 | 0 | 0 | 0 | 0 | 0 | 0 | 0 | 0 | 0 | 0 | 0 | 0
CDP17 | QLD | GG | Mid-merit gas | 180 | 180 | 180 | 180 | 180 | 180 | 180 | 180 | 180 | 180 | 180 | 180 | 180 | 180 | 180 | 180 | 180 | 180 | 180 | 180 | 180 | 180 | 180 | 180 | 180 | 180 | 180 | 0 | 0
CDP17 | QLD | GG | Flexible gas with CCS | 0 | 0 | 0 | 0 | 0 | 0 | 0 | 0 | 0 | 0 | 0 | 0 | 0 | 0 | 0 | 0 | 0 | 0 | 0 | 0 | 0 | 0 | 0 | 0 | 0 | 0 | 0 | 0 | 0
CDP17 | QLD | GG | Flexible gas | 0 | 0 | 0 | 0 | 0 | 0 | 0 | 0 | 0 | 0 | 0 | 0 | 0 | 0 | 0 | 0 | 0 | 0 | 0 | 0 | 0 | 0 | 0 | 0 | 0 | 0 | 0 | 0 | 0
CDP17 | QLD | GG | Hydro | 0 | 0 | 0 | 0 | 0 | 0 | 0 | 0 | 0 | 0 | 0 | 0 | 0 | 0 | 0 | 0 | 0 | 0 | 0 | 0 | 0 | 0 | 0 | 0 | 0 | 0 | 0 | 0 | 0
CDP17 | QLD | GG | Utility storage | 0 | 0 | 400 | 400 | 400 | 400 | 400 | 400 | 400 | 400 | 400.0001 | 400.0001 | 400.0001 | 400.0001 | 400.0003 | 400.0003 | 400.0003 | 400.0003 | 400.0003 | 400.0003 | 400.0003 | 400.0003 | 0.00065083 | 0.0012748 | 77.713 | 77.713 | 843.8019 | 843.8019 | 843.9103
CDP17 | QLD | GG | Coordinated CER storage | 0.048726 | 0.066819 | 0.087887 | 0.11153 | 0.14153 | 0.17366 | 0.21572 | 0.29891 | 0.41299 | 0.56211 | 0.74955 | 0.97712 | 1.2471 | 1.5592 | 1.9169 | 2.3184 | 2.7646 | 3.2536 | 3.7908 | 4.3761 | 5.009 | 5.7004 | 6.4465 | 7.2409 | 8.0831 | 8.9664 | 9.8883 | 10.3376 | 10.7449
CDP17 | QLD | GG | Passive CER storage | 1.0174 | 1.1563 | 1.2946 | 1.4266 | 1.5959 | 1.7473 | 1.9556 | 2.1352 | 2.3376 | 2.5644 | 2.8105 | 3.0704 | 3.3401 | 3.6127 | 3.8978 | 4.1748 | 4.4417 | 4.6827 | 4.9228 | 5.1563 | 5.3782 | 5.6374 | 5.9123 | 6.1964 | 6.4847 | 6.7498 | 6.9899 | 7.2551 | 7.4911
CDP17 | QLD | GG | Offshore wind | 0 | 0 | 0 | 0 | 0 | 0 | 0 | 0 | 0 | 0 | 0 | 0 | 0 | 0 | 0 | 0 | 0 | 0 | 0 | 0 | 0 | 0 | 0 | 0 | 0 | 0 | 0 | 0 | 0
CDP17 | QLD | GG | Wind | 0 | 0 | 0 | 0 | 0 | 0 | 0 | 0 | 0 | 0 | 0 | 0 | 0 | 0 | 0 | 0 | 0 | 0 | 0 | 0 | 0 | 0 | 0 | 0 | 0 | 0 | 0 | 0 | 0
CDP17 | QLD | GG | Utility solar | 0 | 0 | 0 | 0 | 0 | 0 | 0 | 0 | 0 | 0 | 0 | 0 | 0 | 0 | 0 | 0 | 0 | 0 | 0 | 0 | 0 | 0 | 0 | 0 | 0 | 0 | 0 | 0 | 0
CDP17 | QLD | GG | Distributed PV | 62.5042 | 64.2791 | 66.415 | 68.9878 | 72.7673 | 76.244 | 80.0461 | 83.5314 | 86.727 | 89.5602 | 92.1585 | 94.3304 | 96.0517 | 97.5469 | 99.0431 | 100.4574 | 101.995 | 103.5388 | 105.3012 | 107.0116 | 108.5825 | 110.2539 | 112.0709 | 113.8938 | 115.5761 | 117.3638 | 119.4773 | 121.9029 | 124.2038
CDP17 | QLD | GG | Other renewable fuels | 0 | 0 | 0 | 0 | 0 | 0 | 0 | 0 | 0 | 0 | 0 | 0 | 0 | 0 | 0 | 0 | 0 | 0 | 0 | 0 | 0 | 0 | 0 | 0 | 0 | 0 | 0 | 0 | 0
CDP17 | QLD | GG | DSP | 0 | 0 | 0 | 0 | 0 | 0 | 0 | 0 | 0 | 0 | 0 | 0 | 0 | 0 | 0 | 0 | 0 | 0 | 0 | 0 | 0 | 0 | 0 | 0 | 0 | 0 | 0 | 0 | 0
CDP17 | QLD | CQ | Black coal | 3004 | 3004 | 3004 | 3004 | 2304 | 2304 | 1574 | 1574 | 1574 | 844 | 844 | 844 | 844 | 844 | 844 | 844 | 844 | 844 | 844 | 844 | 844 | 844 | 844 | 844 | 844 | 844 | 844 | 844 | 0
CDP17 | QLD | CQ | Mid-merit gas | 0 | 0 | 0 | 0 | 0 | 0 | 0 | 0 | 0 | 0 | 0 | 0 | 0 | 0 | 0 | 0 | 0 | 0 | 0 | 0 | 0 | 0 | 0 | 0 | 0 | 0 | 0 | 0 | 0
CDP17 | QLD | CQ | Flexible gas with CCS | 0 | 0 | 0 | 0 | 0 | 0 | 0 | 0 | 0 | 0 | 0 | 0 | 0 | 0 | 0 | 0 | 0 | 0 | 0 | 0 | 0 | 0 | 0 | 0 | 0 | 0 | 0 | 0 | 0
CDP17 | QLD | CQ | Flexible gas | 37 | 37 | 37 | 37 | 37 | 37 | 37 | 37 | 37 | 37 | 37 | 0 | 0 | 0 | 0 | 0 | 0 | 0 | 0 | 0 | 0 | 0 | 0 | 0 | 0 | 0 | 0 | 0 | 0
CDP17 | QLD | CQ | Hydro | 0 | 0 | 0 | 0 | 0 | 0 | 0 | 0 | 0 | 0 | 0 | 0 | 0 | 0 | 0 | 0 | 0 | 0 | 0 | 0 | 0 | 0 | 0 | 0 | 0 | 0 | 0 | 0 | 0
CDP17 | QLD | CQ | Utility storage | 50 | 50 | 50 | 50 | 200 | 200 | 200 | 200 | 200.0001 | 200.0001 | 200.0002 | 200.0002 | 200.0002 | 200.0003 | 200.0004 | 200.0005 | 200.0005 | 200.0005 | 200.0005 | 150.0005 | 150.0005 | 150.0005 | 150.0009 | 150.0015 | 167.9959 | 182.5827 | 563.0176 | 563.0176 | 1178.8564
CDP17 | QLD | CQ | Coordinated CER storage | 0.81707 | 1.1192 | 1.475 | 1.8705 | 2.3506 | 2.8941 | 3.5651 | 4.6403 | 6.0457 | 7.8273 | 10.0404 | 12.6969 | 15.8224 | 19.4074 | 23.4888 | 28.0554 | 33.0802 | 38.5531 | 44.5354 | 51.0196 | 58.024 | 65.6952 | 73.9546 | 82.751 | 92.094 | 101.874 | 112.0393 | 117.0219 | 121.5395
CDP17 | QLD | CQ | Passive CER storage | 17.0607 | 19.3666 | 21.7275 | 23.9255 | 26.506 | 29.119 | 32.3201 | 35.3739 | 38.6267 | 42.1175 | 45.9487 | 49.9898 | 54.2028 | 58.4551 | 62.8527 | 67.2149 | 71.3089 | 75.0313 | 78.6845 | 82.1837 | 85.591 | 89.6089 | 93.7355 | 98.007 | 102.4317 | 106.5375 | 110.2123 | 114.1759 | 117.7274
CDP17 | QLD | CQ | Offshore wind | 0 | 0 | 0 | 0 | 0 | 0 | 0 | 0 | 0 | 0 | 0 | 0 | 0 | 0 | 0 | 0 | 0 | 0 | 0 | 0 | 0 | 0 | 0 | 0 | 0 | 0 | 0 | 0 | 0
CDP17 | QLD | CQ | Wind | 300 | 300 | 439 | 439 | 947.0803 | 1434.4106 | 1434.4107 | 1434.4107 | 1434.4107 | 1434.4107 | 1434.4107 | 1434.411 | 1522.1215 | 1559.0748 | 1559.0748 | 1559.0748 | 1559.0748 | 1621.6205 | 1634.2076 | 1634.2076 | 1731.2517 | 1737.9712 | 1737.9712 | 1737.9712 | 1812.9629 | 1976.9531 | 2067.8411 | 2067.8411 | 2067.8411
CDP17 | QLD | CQ | Utility solar | 788.17 | 788.17 | 788.17 | 788.17 | 860.8019 | 860.8019 | 860.8019 | 860.8019 | 860.8019 | 860.802 | 862.1875 | 864.3858 | 864.3859 | 864.3859 | 864.3859 | 864.3859 | 864.3859 | 865.763 | 1047.3795 | 1047.3795 | 1033.3795 | 990.8795 | 990.8795 | 990.8795 | 1164.5257 | 2085.0001 | 3278.7479 | 3913.5277 | 4711.5485
CDP17 | QLD | CQ | Distributed PV | 722.2681 | 742.6714 | 766.5235 | 793.7311 | 832.2373 | 870.8408 | 919.19 | 959.03 | 992.0332 | 1024.4908 | 1056.5767 | 1083.0724 | 1101.7266 | 1123.061 | 1144.5628 | 1165.0051 | 1182.6817 | 1203.6093 | 1227.4527 | 1248.9192 | 1267.2572 | 1290.1466 | 1314.2082 | 1336.8165 | 1356.4594 | 1381.1351 | 1408.4892 | 1436.2188 | 1460.3169
CDP17 | QLD | CQ | Other renewable fuels | 0 | 0 | 0 | 0 | 0 | 0 | 0 | 0 | 0 | 0 | 0 | 0 | 0 | 0 | 0 | 0 | 0 | 0 | 0 | 0 | 0 | 0 | 0 | 0 | 0 | 0 | 0 | 0 | 0
CDP17 | QLD | CQ | DSP | 0 | 0 | 0 | 0 | 0 | 0 | 0 | 0 | 0 | 0 | 0 | 0 | 0 | 0 | 0 | 0 | 0 | 0 | 0 | 0 | 0 | 0 | 0 | 0 | 0 | 0 | 0 | 0 | 0
CDP17 | QLD | SQ | Black coal | 3446 | 3446 | 3446 | 3446 | 3446 | 3446 | 3446 | 2746 | 2746 | 2396 | 1596 | 852 | 852 | 852 | 852 | 852 | 852 | 852 | 852 | 852 | 852 | 852 | 852 | 852 | 852 | 852 | 852 | 852 | 0
CDP17 | QLD | SQ | Mid-merit gas | 1173.9 | 1173.9 | 1173.9 | 1173.9 | 1173.9 | 1173.9 | 1173.9 | 1173.9 | 1173.9 | 1173.9 | 1173.9 | 1173.9 | 1173.9 | 788.9 | 788.9 | 788.9 | 644.5 | 644.5 | 644.5 | 644.5 | 644.5 | 644.5 | 0 | 0 | 0 | 0 | 0 | 0 | 0
CDP17 | QLD | SQ | Flexible gas with CCS | 0 | 0 | 0 | 0 | 0 | 0 | 0 | 0 | 0 | 0 | 0 | 0 | 0 | 0 | 0 | 0 | 0 | 0 | 0 | 0 | 0 | 0 | 0 | 0 | 0 | 0 | 0 | 0 | 0
CDP17 | QLD | SQ | Flexible gas | 1509 | 1509 | 1509 | 1709 | 1709 | 1709 | 1709 | 1709 | 1709 | 1709 | 1835.275 | 1755.275 | 1755.275 | 1924.4733 | 2051.295 | 2259.0476 | 2676.0298 | 2816.8797 | 3828.7954 | 4149.1804 | 4149.1804 | 4149.1804 | 4149.1804 | 4133.5462 | 4133.5462 | 4133.5462 | 3614.5462 | 3268.5462 | 3483.8962
CDP17 | QLD | SQ | Hydro | 0 | 0 | 0 | 0 | 0 | 0 | 0 | 0 | 0 | 0 | 0 | 0 | 0 | 0 | 0 | 0 | 0 | 0 | 0 | 0 | 0 | 0 | 0 | 0 | 0 | 0 | 0 | 0 | 0
CDP17 | QLD | SQ | Utility storage | 709.6 | 1423.76 | 1729.76 | 1729.76 | 1729.76 | 1729.76 | 1729.76 | 1729.76 | 3727.76 | 3727.76 | 3727.7601 | 3727.7601 | 3727.7601 | 3727.7601 | 3727.7602 | 3627.7602 | 3627.7602 | 3627.7602 | 3627.7602 | 3627.7602 | 3627.7602 | 3327.7602 | 3255.307 | 3802.0048 | 3802.0048 | 3547.2048 | 4227.5702 | 4227.5702 | 4127.5701
CDP17 | QLD | SQ | Coordinated CER storage | 4.2813 | 5.9349 | 7.8549 | 10.0673 | 12.639 | 15.6606 | 19.5036 | 26.1745 | 34.9449 | 45.9905 | 59.704 | 76.2037 | 95.6949 | 118.0268 | 143.566 | 172.1726 | 203.6626 | 237.961 | 275.4027 | 316.0829 | 360.0365 | 407.5661 | 459.4511 | 514.7474 | 573.5005 | 635.0211 | 699.1749 | 730.6031 | 759.1308
CDP17 | QLD | SQ | Passive CER storage | 89.3949 | 102.7017 | 115.7072 | 128.7691 | 142.5235 | 157.5718 | 176.8119 | 194.2469 | 213.1165 | 232.7482 | 254.1827 | 276.937 | 301.0369 | 325.0195 | 350.4149 | 375.6131 | 399.0493 | 420.0192 | 440.1605 | 459.7105 | 478.6237 | 501.0311 | 524.6191 | 549.2404 | 574.878 | 598.5559 | 620.3463 | 643.8322 | 664.9847
CDP17 | QLD | SQ | Offshore wind | 0 | 0 | 0 | 0 | 0 | 0 | 0 | 0 | 0 | 0 | 0 | 0 | 0 | 0 | 0 | 0 | 0 | 0 | 0 | 0 | 0 | 0 | 0 | 0 | 0 | 0 | 0 | 0 | 0
CDP17 | QLD | SQ | Wind | 864.95 | 1788.35 | 1788.35 | 1788.35 | 3188.35 | 4142.8127 | 4142.8127 | 4142.8127 | 4142.8127 | 4142.8127 | 4142.8127 | 4759.3855 | 4759.3856 | 5147.9706 | 5147.9706 | 5147.9706 | 5147.9706 | 5147.9706 | 5147.9706 | 5147.9706 | 5147.9707 | 4708.0007 | 4720.8417 | 4720.8417 | 4720.8417 | 7979.4903 | 7979.4903 | 8048.38 | 8048.38
CDP17 | QLD | SQ | Utility solar | 1791.51 | 1791.51 | 1850.95 | 1951.79 | 1951.25 | 1950.69 | 1950.14 | 1949.57 | 1949.01 | 2155.9193 | 4323.9887 | 4957.78 | 5790.0793 | 5680.0793 | 5680.0793 | 5680.0793 | 5680.0793 | 5680.0793 | 5680.0793 | 7003.0044 | 7195.3332 | 7092.3732 | 7969.3308 | 7375.3208 | 7740.3934 | 7713.0934 | 9370.2533 | 9370.2533 | 9510.93
CDP17 | QLD | SQ | Distributed PV | 4444.5857 | 4601.2689 | 4749.54 | 4916.8363 | 5144.4056 | 5366.8426 | 5600.5382 | 5818.1179 | 6023.3354 | 6208.4396 | 6390.235 | 6547.3482 | 6680.4309 | 6801.3486 | 6930.4487 | 7058.0895 | 7183.3758 | 7312.5864 | 7449.028 | 7583.0522 | 7712.7031 | 7848.2261 | 7992.0637 | 8132.0113 | 8268.3973 | 8416.1653 | 8582.7632 | 8750.2442 | 8916.9501
CDP17 | QLD | SQ | Other renewable fuels | 0 | 0 | 0 | 0 | 0 | 0 | 0 | 0 | 0 | 0 | 0 | 0 | 0 | 0 | 0 | 0 | 0 | 0 | 0 | 0 | 0 | 0 | 0 | 0 | 0 | 0 | 0 | 90 | 90
CDP17 | QLD | SQ | DSP | 261.52 | 264.77 | 266.65 | 271.43 | 274.99 | 279.39 | 263.31 | 268.86 | 272.92 | 276.84 | 281.85 | 287.32 | 293.21 | 299.76 | 303.87 | 308.31 | 314.85 | 318.56 | 321.21 | 324.66 | 327.68 | 329.75 | 332.41 | 336.27 | 338.73 | 347.33 | 354.15 | 361.49 | 363.01
CDP17 | VIC | VIC | Brown coal | 4820 | 4820 | 4820 | 4820 | 4820 | 3370 | 3370 | 3370 | 3370 | 3370 | 1160 | 580 | 580 | 580 | 580 | 580 | 580 | 580 | 580 | 580 | 580 | 580 | 580 | 580 | 0 | 0 | 0 | 0 | 0
CDP17 | VIC | VIC | Mid-merit gas | 500 | 500 | 500 | 500 | 500 | 0 | 0 | 0 | 0 | 0 | 0 | 0 | 0 | 0 | 0 | 0 | 0 | 0 | 0 | 0 | 0 | 0 | 0 | 0 | 0 | 0 | 0 | 0 | 0
CDP17 | VIC | VIC | Flexible gas with CCS | 0 | 0 | 0 | 0 | 0 | 0 | 0 | 0 | 0 | 0 | 0 | 0 | 0 | 0 | 0 | 0 | 0 | 0 | 0 | 0 | 0 | 0 | 0 | 0 | 0 | 0 | 0 | 0 | 0
CDP17 | VIC | VIC | Flexible gas | 1900 | 1900 | 1900 | 1900 | 1900 | 1900 | 1900 | 1900 | 1900 | 1900 | 1730 | 1730 | 1730 | 1730 | 1730 | 1730 | 1290 | 1290 | 1290 | 1342.596 | 1342.596 | 1342.596 | 1342.596 | 1342.596 | 1398.6612 | 1398.6612 | 1398.6612 | 1398.6612 | 2235.1422
CDP17 | VIC | VIC | Hydro | 2219.02 | 2219.02 | 2219.02 | 2219.02 | 2219.02 | 2219.02 | 2219.02 | 2219.02 | 2219.02 | 2219.02 | 2219.02 | 2219.02 | 2219.02 | 2219.02 | 2219.02 | 2219.02 | 2219.02 | 2219.02 | 2219.02 | 2219.02 | 2219.02 | 2219.02 | 2219.02 | 2219.02 | 2219.02 | 2219.02 | 2219.02 | 2219.02 | 2219.02
CDP17 | VIC | VIC | Utility storage | 299.13 | 479.13 | 1990.64 | 2405.4402 | 2860.5128 | 2852.8128 | 3053.23 | 3060.53 | 3572.23 | 4083.17 | 4593.04 | 6201.9199 | 6201.9199 | 6208.5199 | 6201.9199 | 6196.9199 | 6196.9199 | 6196.9199 | 5896.9199 | 5896.9199 | 5746.9199 | 5955.5909 | 5654.2809 | 4915.7807 | 4610.3085 | 4661.3695 | 4431.3523 | 3831.3523 | 3378.7854
CDP17 | VIC | VIC | Coordinated CER storage | 10.6132 | 15.1363 | 20.7187 | 26.6998 | 33.6099 | 42.073 | 52.0251 | 65.3888 | 82.4785 | 103.5543 | 129.304 | 159.8675 | 195.5802 | 236.092 | 282.1042 | 333.3048 | 389.2764 | 449.9516 | 515.8702 | 587.1309 | 663.853 | 746.8741 | 837.0114 | 932.8772 | 1034.5743 | 1140.6225 | 1250.7708 | 1304.751 | 1353.7071
CDP17 | VIC | VIC | Passive CER storage | 269.7717 | 301.4603 | 331.822 | 361.74 | 393.4245 | 427.1076 | 470.0826 | 508.8755 | 550.5086 | 593.6031 | 640.251 | 689.3259 | 740.7945 | 791.6143 | 844.9475 | 897.6568 | 946.6059 | 991.0946 | 1033.8217 | 1074.9606 | 1114.8568 | 1161.2955 | 1209.6656 | 1259.8506 | 1312.0582 | 1360.0652 | 1403.9921 | 1454.6296 | 1500.8336
CDP17 | VIC | VIC | Offshore wind | 0 | 0 | 0 | 0 | 0 | 0 | 0 | 1000 | 2000 | 2666.6667 | 3333.3333 | 4000 | 4999.9999 | 5999.9999 | 6999.9998 | 8000 | 9000 | 9000 | 9000 | 9000 | 9000 | 9000 | 9000 | 9000 | 9000 | 9000 | 9000 | 9000 | 9000
CDP17 | VIC | VIC | Wind | 4537.37 | 4537.37 | 5381.93 | 5399.09 | 5399.09 | 6754.2259 | 7177.2484 | 7177.2484 | 7177.2484 | 7177.2484 | 7124.7484 | 6932.7485 | 6932.7485 | 6932.7485 | 6869.7485 | 6449.7485 | 6449.7485 | 6161.4485 | 6161.4485 | 6110.8985 | 5793.6985 | 5481.6985 | 4634.7085 | 4634.7085 | 4237.2086 | 4961.2261 | 5584.6669 | 5428.5901 | 5428.5901
CDP17 | VIC | VIC | Utility solar | 1078.39 | 1171.87 | 1343.97 | 1696.09 | 1696.09 | 1696.09 | 1696.09 | 1696.09 | 1696.09 | 1696.0901 | 1696.0901 | 1696.0901 | 1696.0901 | 1696.0901 | 1696.0901 | 1696.0901 | 1696.0901 | 1696.0901 | 1696.0901 | 1696.0901 | 2477.9476 | 3140.5306 | 3113.3606 | 3113.3606 | 3113.3606 | 3044.3717 | 2668.4417 | 2587.4417 | 2392.4317
CDP17 | VIC | VIC | Distributed PV | 4946.5809 | 5473.4647 | 6000.3487 | 6548.375 | 7156.223 | 7660.403 | 8174.482 | 8576.747 | 8962.685 | 9347.904 | 9703.346 | 10044.94 | 10318.213 | 10545.242 | 10731.794 | 10916.825 | 11076.006 | 11258.545 | 11424.147 | 11608.487 | 11778.063 | 11966.74 | 12140.772 | 12336.863 | 12549.209 | 12805.429 | 13049.815 | 13309.967 | 13556.198
CDP17 | VIC | VIC | Other renewable fuels | 0 | 0 | 0 | 0 | 0 | 0 | 0 | 0 | 0 | 0 | 0 | 0 | 0 | 0 | 0 | 0 | 0 | 0 | 0 | 0 | 0 | 0 | 0 | 0 | 0 | 0 | 0 | 90 | 90
CDP17 | VIC | VIC | DSP | 257.18 | 259.24 | 262.65 | 254.27 | 258.93 | 265 | 272.05 | 276.46 | 282.34 | 286.44 | 291.15 | 294 | 296.52 | 298.78 | 301.25 | 303.94 | 307.11 | 310.41 | 312.34 | 314.87 | 316.32 | 317.01 | 318.65 | 319.05 | 318.14 | 316.32 | 315.74 | 316.68 | 318.56
CDP17 | SA | CSA | Mid-merit gas | 1509 | 1509 | 1509 | 529 | 529 | 529 | 529 | 529 | 529 | 529 | 529 | 529 | 529 | 529 | 0 | 0 | 0 | 0 | 0 | 0 | 0 | 0 | 0 | 0 | 0 | 0 | 0 | 0 | 0
CDP17 | SA | CSA | Flexible gas with CCS | 0 | 0 | 0 | 0 | 0 | 0 | 0 | 0 | 0 | 0 | 0 | 0 | 0 | 0 | 0 | 0 | 0 | 0 | 0 | 0 | 0 | 0 | 0 | 0 | 0 | 0 | 0 | 0 | 0
CDP17 | SA | CSA | Flexible gas | 1421.06 | 1421.06 | 1621.06 | 1621.06 | 1547.56 | 1547.56 | 1547.56 | 1301.56 | 1301.56 | 1061.9 | 1266.3161 | 1326.9 | 1326.9 | 1326.9 | 1326.9 | 1326.9 | 1326.9 | 1326.9 | 1326.9 | 1413.6013 | 1789.8029 | 1521.6587 | 1398.4587 | 1244.4587 | 1244.4587 | 1244.4587 | 1244.4587 | 1207.2587 | 1207.2587
CDP17 | SA | CSA | Hydro | 0 | 0 | 0 | 0 | 0 | 0 | 0 | 0 | 0 | 0 | 0 | 0 | 0 | 0 | 0 | 0 | 0 | 0 | 0 | 0 | 0 | 0 | 0 | 0 | 0 | 0 | 0 | 0 | 0
CDP17 | SA | CSA | Utility storage | 456.2 | 656.2 | 951.18 | 1569.6748 | 2801.7938 | 2807.8138 | 2801.7938 | 2771.7938 | 2771.7938 | 2771.7938 | 2771.7938 | 2771.7938 | 2771.7938 | 2771.7938 | 2771.7939 | 2771.7939 | 2771.7939 | 2771.7939 | 2759.7939 | 2765.8139 | 2509.0939 | 2315.1139 | 2153.1139 | 1534.6191 | 1433.02 | 1391.52 | 1607.509 | 1607.509 | 1607.509
CDP17 | SA | CSA | Coordinated CER storage | 55.6719 | 62.4605 | 69.574 | 76.4942 | 84.1684 | 92.1358 | 101.9094 | 111.3026 | 121.9009 | 133.5508 | 146.6546 | 161.056 | 176.8714 | 193.5765 | 211.7514 | 230.9299 | 250.6652 | 270.8794 | 292.0065 | 314.1066 | 337.1741 | 362.1662 | 388.8506 | 416.8107 | 446.0604 | 475.6817 | 505.6161 | 520.6813 | 534.0007
CDP17 | SA | CSA | Passive CER storage | 163.4148 | 176.8412 | 189.127 | 200.7947 | 212.4134 | 224.7795 | 239.333 | 252.1373 | 265.4672 | 278.7557 | 292.6711 | 306.7404 | 321.0593 | 334.5405 | 348.2941 | 361.3463 | 372.8549 | 382.7225 | 391.8089 | 400.2474 | 408.0508 | 417.2101 | 426.5738 | 436.0668 | 445.6894 | 454.0331 | 461.1754 | 471.3591 | 480.3156
CDP17 | SA | CSA | Offshore wind | 0 | 0 | 0 | 0 | 0 | 0 | 0 | 0 | 0 | 0 | 0 | 0 | 0 | 0 | 0 | 0 | 0 | 0 | 0 | 0 | 0 | 0 | 0 | 0 | 0 | 0 | 0 | 0 | 0
CDP17 | SA | CSA | Wind | 2265.94 | 2265.94 | 2406.13 | 2406.13 | 2388.6397 | 2867.404 | 2811.7963 | 2749.7963 | 2749.7963 | 2749.7963 | 2651.0963 | 2805.3101 | 2661.6301 | 2477.1501 | 2477.1501 | 2602.523 | 2275.823 | 2854.3586 | 2854.3586 | 2854.3587 | 2640.4987 | 2640.4987 | 2391.0609 | 2647.9026 | 3259.6668 | 3595.2529 | 3412.6965 | 3412.6965 | 3412.9451
CDP17 | SA | CSA | Utility solar | 566.2 | 566.2 | 566.2 | 845.96 | 845.96 | 932.1704 | 932.1704 | 932.1704 | 926.0504 | 926.0504 | 926.0504 | 1182.5229 | 1182.5229 | 1182.5229 | 1182.5229 | 1182.5229 | 1182.5229 | 1300.9456 | 1269.9056 | 1327.0383 | 1897.7662 | 3271.1977 | 3252.5777 | 3252.5777 | 3173.3777 | 3173.3777 | 3078.3777 | 3083.7351 | 3083.7351
CDP17 | SA | CSA | Distributed PV | 2384.3353 | 2442.1813 | 2500.4698 | 2567.782 | 2677.0418 | 2784.8805 | 2909.5845 | 3009.2554 | 3102.066 | 3180.5322 | 3268.8848 | 3329.2026 | 3380.66 | 3426.1092 | 3489.9642 | 3538.8511 | 3587.8176 | 3637.0179 | 3703.2634 | 3753.7863 | 3803.3867 | 3852.582 | 3919.3763 | 3971.0747 | 4023.001 | 4075.7847 | 4146.0359 | 4201.0105 | 4255.8474
CDP17 | SA | CSA | Other renewable fuels | 0 | 0 | 0 | 0 | 0 | 0 | 0 | 0 | 0 | 0 | 0 | 0 | 0 | 0 | 0 | 0 | 0 | 0 | 0 | 0 | 0 | 0 | 0 | 0 | 0 | 0 | 0 | 0 | 0
CDP17 | SA | CSA | DSP | 48.57 | 49.28 | 50.28 | 51.56 | 52.85 | 53.42 | 54.14 | 54.66 | 55.32 | 55.88 | 56.69 | 57.36 | 58.07 | 58.69 | 59.22 | 59.72 | 60.24 | 60.85 | 61.33 | 61.79 | 62.07 | 62.2 | 62.04 | 61.81 | 61.44 | 61.03 | 61.09 | 61.34 | 61.65
CDP17 | SA | SESA | Mid-merit gas | 0 | 0 | 0 | 0 | 0 | 0 | 0 | 0 | 0 | 0 | 0 | 0 | 0 | 0 | 0 | 0 | 0 | 0 | 0 | 0 | 0 | 0 | 0 | 0 | 0 | 0 | 0 | 0 | 0
CDP17 | SA | SESA | Flexible gas with CCS | 0 | 0 | 0 | 0 | 0 | 0 | 0 | 0 | 0 | 0 | 0 | 0 | 0 | 0 | 0 | 0 | 0 | 0 | 0 | 0 | 0 | 0 | 0 | 0 | 0 | 0 | 0 | 0 | 0
CDP17 | SA | SESA | Flexible gas | 143 | 143 | 143 | 143 | 80 | 80 | 80 | 80 | 80 | 80 | 80 | 80 | 0 | 0 | 0 | 0 | 0 | 0 | 0 | 0 | 0 | 0 | 0 | 0 | 0 | 0 | 0 | 0 | 0
CDP17 | SA | SESA | Hydro | 0 | 0 | 0 | 0 | 0 | 0 | 0 | 0 | 0 | 0 | 0 | 0 | 0 | 0 | 0 | 0 | 0 | 0 | 0 | 0 | 0 | 0 | 0 | 0 | 0 | 0 | 0 | 0 | 0
CDP17 | SA | SESA | Utility storage | 25 | 25 | 25 | 25 | 25 | 25 | 25 | 25 | 25 | 25 | 25 | 3.807e-05 | 3.807e-05 | 4.076e-05 | 0.00010059 | 0.00010586 | 0.00010586 | 0.00010586 | 0.00010586 | 0.00010586 | 0.00010762 | 0.00011391 | 0.00011622 | 0.00011886 | 91.687 | 91.687 | 91.687 | 91.687 | 91.687
CDP17 | SA | SESA | Coordinated CER storage | 1.9701 | 2.2312 | 2.5031 | 2.7724 | 3.0693 | 3.3785 | 3.771 | 4.1547 | 4.5772 | 5.0453 | 5.5905 | 6.2292 | 6.8967 | 7.6454 | 8.4204 | 9.2343 | 10.0864 | 10.97 | 11.8923 | 12.8505 | 13.8935 | 15.057 | 16.2673 | 17.5209 | 18.834 | 20.1658 | 21.5197 | 22.1956 | 22.8328
CDP17 | SA | SESA | Passive CER storage | 5.7829 | 6.3171 | 6.8043 | 7.2775 | 7.7459 | 8.2424 | 8.8562 | 9.3849 | 9.9001 | 10.4074 | 10.9659 | 11.6011 | 12.1692 | 12.779 | 13.3159 | 13.8063 | 14.2494 | 14.6336 | 14.9745 | 15.2687 | 15.6028 | 16.033 | 16.4336 | 16.813 | 17.1981 | 17.5263 | 17.8106 | 18.2151 | 18.6306
CDP17 | SA | SESA | Offshore wind | 0 | 0 | 0 | 0 | 0 | 0 | 0 | 0 | 0 | 0 | 0 | 0 | 0 | 0 | 0 | 0 | 0 | 0 | 0 | 0 | 0 | 0 | 0 | 0 | 0 | 0 | 0 | 0 | 0
CDP17 | SA | SESA | Wind | 324.5 | 324.5 | 324.5 | 324.5 | 324.5 | 902.3893 | 902.3893 | 902.3893 | 902.3893 | 902.3893 | 902.3893 | 902.3893 | 775.8893 | 775.8893 | 775.8893 | 616.8893 | 616.8893 | 577.8893 | 577.8893 | 577.8893 | 577.8893 | 577.8893 | 577.8893 | 577.8893 | 577.8893 | 577.8893 | 800 | 800 | 800
CDP17 | SA | SESA | Utility solar | 42.9 | 42.9 | 42.9 | 42.9 | 42.9 | 42.9 | 42.9 | 42.9 | 42.9 | 42.9 | 42.9 | 42.9 | 42.9 | 42.9 | 42.9 | 42.9 | 42.9 | 42.9 | 0 | 0 | 0 | 0 | 0 | 0 | 0 | 0 | 0 | 0 | 0
CDP17 | SA | SESA | Distributed PV | 83.6952 | 87.0282 | 89.9188 | 93.849 | 99.2782 | 104.4655 | 110.6695 | 115.8376 | 120.225 | 123.9958 | 128.4132 | 132.6594 | 135.447 | 138.9108 | 141.8218 | 143.7709 | 146.0024 | 148.3721 | 151.1876 | 152.8717 | 155.8903 | 159.718 | 163.4487 | 165.4983 | 167.756 | 169.7433 | 172.5161 | 174.9055 | 178.6376
CDP17 | SA | SESA | Other renewable fuels | 0 | 0 | 0 | 0 | 0 | 0 | 0 | 0 | 0 | 0 | 0 | 0 | 0 | 0 | 0 | 0 | 0 | 0 | 0 | 0 | 0 | 0 | 0 | 0 | 0 | 0 | 0 | 0 | 0
CDP17 | SA | SESA | DSP | 0 | 0 | 0 | 0 | 0 | 0 | 0 | 0 | 0 | 0 | 0 | 0 | 0 | 0 | 0 | 0 | 0 | 0 | 0 | 0 | 0 | 0 | 0 | 0 | 0 | 0 | 0 | 0 | 0
CDP17 | TAS | TAS | Mid-merit gas | 208 | 208 | 208 | 208 | 0 | 0 | 0 | 0 | 0 | 0 | 0 | 0 | 0 | 0 | 0 | 0 | 0 | 0 | 0 | 0 | 0 | 0 | 0 | 0 | 0 | 0 | 0 | 0 | 0
CDP17 | TAS | TAS | Flexible gas with CCS | 0 | 0 | 0 | 0 | 0 | 0 | 0 | 0 | 0 | 0 | 0 | 0 | 0 | 0 | 0 | 0 | 0 | 0 | 0 | 0 | 0 | 0 | 0 | 0 | 0 | 0 | 0 | 0 | 0
CDP17 | TAS | TAS | Flexible gas | 178 | 178 | 178 | 178 | 178 | 178 | 178 | 178 | 178 | 178 | 178 | 178 | 178 | 178 | 178 | 178 | 178 | 58 | 58 | 58 | 58 | 58 | 58 | 58 | 58 | 58 | 58 | 0 | 0
CDP17 | TAS | TAS | Hydro | 2176.7 | 2176.7 | 2176.7 | 2176.7 | 2176.7 | 2176.7 | 2176.7 | 2566.7 | 2566.7 | 2566.7 | 2566.7 | 2566.7 | 2566.7 | 2566.7 | 2566.7 | 2566.7 | 2566.7 | 2566.7 | 2566.7 | 2566.7 | 2566.7 | 2566.7 | 2566.7 | 2566.7 | 2566.7 | 2566.7 | 2566.7 | 2566.7 | 2566.7
CDP17 | TAS | TAS | Utility storage | 0 | 0 | 0 | 0 | 8.76e-06 | 9.93e-06 | 1.105e-05 | 2.408e-05 | 6.519e-05 | 9.612e-05 | 0.00010554 | 0.00010554 | 0.00010554 | 0.00010677 | 0.0001565 | 0.00016735 | 0.00018756 | 28.0025 | 28.0025 | 168.5767 | 460.3226 | 898.8339 | 898.8339 | 898.8339 | 898.8339 | 898.8339 | 898.8339 | 898.8339 | 898.8339
CDP17 | TAS | TAS | Coordinated CER storage | 0.57875 | 0.86202 | 1.1897 | 1.5604 | 1.9874 | 2.4806 | 3.1026 | 3.6027 | 4.2371 | 5.0419 | 6.0802 | 7.3806 | 8.9752 | 10.855 | 13.0758 | 15.6258 | 18.4829 | 21.6512 | 25.1679 | 29.047 | 33.2957 | 37.9263 | 43.0768 | 48.6582 | 54.6735 | 61.0336 | 67.7354 | 71.4596 | 74.781
CDP17 | TAS | TAS | Passive CER storage | 16.4983 | 18.3551 | 20.1214 | 21.7939 | 23.5599 | 25.4634 | 28.0008 | 30.1463 | 32.4307 | 34.7743 | 37.3199 | 39.9892 | 42.7744 | 45.4739 | 48.2933 | 51.0238 | 53.4633 | 55.579 | 57.5324 | 59.351 | 61.0565 | 63.1414 | 65.3064 | 67.5415 | 69.8609 | 71.8752 | 73.5976 | 75.9416 | 77.9696
CDP17 | TAS | TAS | Offshore wind | 0 | 0 | 0 | 0 | 0 | 0 | 0 | 0 | 0 | 0 | 0 | 0 | 0 | 0 | 0 | 0 | 0 | 0 | 0 | 0 | 0 | 0 | 0 | 0 | 0 | 0 | 0 | 0 | 0
CDP17 | TAS | TAS | Wind | 563.35 | 563.35 | 563.35 | 1021.6459 | 1208.6317 | 1476.0056 | 1544.3943 | 1610.4503 | 1691.3977 | 1913.6283 | 1913.6283 | 2116.3461 | 2266.1297 | 2274.1215 | 2417.4075 | 2489.7863 | 2489.7863 | 2489.7863 | 2489.7863 | 2489.7863 | 2489.7863 | 2345.7863 | 2345.7863 | 2345.7863 | 2345.7863 | 2345.7863 | 2345.7863 | 2038.0363 | 2038.0363
CDP17 | TAS | TAS | Utility solar | 0 | 0 | 0 | 0 | 0 | 0 | 0 | 0 | 0 | 0 | 0 | 0 | 0 | 0 | 0 | 0 | 0 | 0 | 0 | 0 | 0 | 0 | 0 | 0 | 0 | 0 | 0 | 0 | 0
CDP17 | TAS | TAS | Distributed PV | 275.4595 | 286.8109 | 298.1623 | 315.088 | 354.168 | 394.531 | 440.094 | 467.582 | 496.331 | 524.805 | 554.695 | 577.869 | 593.286 | 600.415 | 608.279 | 612.658 | 617.88 | 623.117 | 630.779 | 635.441 | 640.601 | 645.81 | 653.619 | 658.482 | 663.84 | 669.299 | 677.348 | 682.546 | 688.275
CDP17 | TAS | TAS | Other renewable fuels | 0 | 0 | 0 | 0 | 0 | 0 | 0 | 0 | 0 | 0 | 0 | 0 | 0 | 0 | 0 | 0 | 0 | 0 | 0 | 0 | 0 | 0 | 0 | 0 | 0 | 0 | 0 | 0 | 0
CDP17 | TAS | TAS | DSP | 5.95 | 6 | 5.24 | 4.54 | 4.57 | 4.66 | 4.79 | 4.91 | 5.01 | 5.05 | 5.06 | 5.09 | 5.06 | 5.08 | 5.09 | 5.11 | 5.12 | 5.16 | 5.18 | 5.2 | 5.21 | 5.19 | 5.19 | 5.18 | 5.19 | 5.2 | 5.14 | 5.03 | 4.96
CDP18 | NSW | NNSW | Black coal | 0 | 0 | 0 | 0 | 0 | 0 | 0 | 0 | 0 | 0 | 0 | 0 | 0 | 0 | 0 | 0 | 0 | 0 | 0 | 0 | 0 | 0 | 0 | 0 | 0 | 0 | 0 | 0 | 0
CDP18 | NSW | NNSW | Mid-merit gas | 0 | 0 | 0 | 0 | 0 | 0 | 0 | 0 | 0 | 0 | 0 | 0 | 0 | 0 | 0 | 0 | 0 | 0 | 0 | 0 | 0 | 0 | 0 | 0 | 0 | 0 | 0 | 0 | 0
CDP18 | NSW | NNSW | Flexible gas with CCS | 0 | 0 | 0 | 0 | 0 | 0 | 0 | 0 | 0 | 0 | 0 | 0 | 0 | 0 | 0 | 0 | 0 | 0 | 0 | 0 | 0 | 0 | 0 | 0 | 0 | 0 | 0 | 0 | 0
CDP18 | NSW | NNSW | Flexible gas | 0 | 0 | 0 | 0 | 0 | 0 | 0 | 0 | 0 | 0 | 0 | 0 | 0 | 0 | 0 | 0 | 0 | 0 | 0 | 0 | 0 | 0 | 0 | 0 | 0 | 0 | 0 | 0 | 0
CDP18 | NSW | NNSW | Hydro | 0 | 0 | 0 | 0 | 0 | 0 | 0 | 0 | 0 | 0 | 0 | 0 | 0 | 0 | 0 | 0 | 0 | 0 | 0 | 0 | 0 | 0 | 0 | 0 | 0 | 0 | 0 | 0 | 0
CDP18 | NSW | NNSW | Utility storage | 0 | 0 | 30 | 505 | 705.0001 | 812.9079 | 1618.9121 | 1618.9121 | 1618.9121 | 1618.9121 | 1588.9121 | 1588.9121 | 1588.9121 | 1588.9121 | 1588.9121 | 1588.9121 | 1588.9121 | 1588.9122 | 1588.9122 | 1588.9122 | 1588.9122 | 2588.9122 | 2588.9123 | 1913.9123 | 2496.4415 | 2388.5337 | 2293.8521 | 2293.8521 | 2628.9189
CDP18 | NSW | NNSW | Coordinated CER storage | 2.1928 | 2.9011 | 3.6904 | 4.6278 | 5.5596 | 6.6915 | 7.9992 | 9.7928 | 12.0913 | 14.9199 | 18.3769 | 22.4496 | 27.1895 | 32.5292 | 38.5657 | 45.2506 | 52.5465 | 60.457 | 69.0343 | 78.2621 | 88.1661 | 98.8985 | 110.4266 | 122.6426 | 135.5582 | 148.9852 | 162.8922 | 169.464 | 175.3439
CDP18 | NSW | NNSW | Passive CER storage | 47.7175 | 51.9224 | 55.9244 | 59.7457 | 63.1809 | 66.9501 | 72.1109 | 76.9127 | 82.1206 | 87.477 | 93.3283 | 99.3194 | 105.5537 | 111.5324 | 117.7469 | 123.7732 | 129.3342 | 134.4245 | 139.3018 | 143.8527 | 148.1976 | 153.2203 | 158.3806 | 163.6836 | 169.1359 | 173.9747 | 178.2371 | 183.577 | 188.3339
CDP18 | NSW | NNSW | Offshore wind | 0 | 0 | 0 | 0 | 0 | 0 | 0 | 0 | 0 | 0 | 0 | 0 | 0 | 0 | 0 | 0 | 0 | 0 | 0 | 0 | 0 | 0 | 0 | 0 | 0 | 0 | 0 | 0 | 0
CDP18 | NSW | NNSW | Wind | 442.48 | 442.48 | 442.48 | 781.9872 | 815.9071 | 815.9071 | 3468.9839 | 3468.9839 | 3468.9839 | 3468.9839 | 3468.9839 | 4064.8667 | 4064.8667 | 4064.8667 | 4064.8667 | 3892.3867 | 3892.3867 | 4456.9469 | 6017.7936 | 6916.2383 | 7267.0499 | 7267.0499 | 7267.0499 | 7267.0499 | 7267.0499 | 7400 | 7400 | 7400 | 7400
CDP18 | NSW | NNSW | Utility solar | 701.02 | 701.02 | 1021.02 | 1322.984 | 1322.984 | 1322.984 | 1374.7036 | 1374.7036 | 1374.7036 | 1374.7036 | 1508.1656 | 1821.6267 | 1821.6267 | 1821.6267 | 1821.6267 | 1821.6267 | 1821.6267 | 1821.6267 | 3022.3179 | 3302.1701 | 4287.984 | 4287.984 | 4287.984 | 4263.101 | 4282.4637 | 4282.4637 | 4286.1427 | 4302.6311 | 4449.7771
CDP18 | NSW | NNSW | Distributed PV | 999.795 | 1024.5274 | 1042.0404 | 1062.8416 | 1119.5661 | 1186.9908 | 1258.7771 | 1308.956 | 1356.0219 | 1394.7316 | 1433.3051 | 1460.8986 | 1482.9765 | 1497.8632 | 1516.4188 | 1530.7247 | 1546.3741 | 1562.7988 | 1581.7996 | 1598.2848 | 1617.7461 | 1635.9887 | 1654.643 | 1671.6642 | 1690.6614 | 1710.0652 | 1730.7883 | 1751.4803 | 1774.4013
CDP18 | NSW | NNSW | Other renewable fuels | 0 | 0 | 0 | 0 | 0 | 0 | 0 | 0 | 0 | 0 | 0 | 0 | 0 | 0 | 0 | 0 | 0 | 0 | 0 | 0 | 0 | 0 | 0 | 0 | 0 | 0 | 0 | 90 | 90
CDP18 | NSW | NNSW | DSP | 0 | 0 | 0 | 0 | 0 | 0 | 0 | 0 | 0 | 0 | 0 | 0 | 0 | 0 | 0 | 0 | 0 | 0 | 0 | 0 | 0 | 0 | 0 | 0 | 0 | 0 | 0 | 0 | 0
CDP18 | NSW | CNSW | Black coal | 4105 | 4105 | 4105 | 4105 | 4135 | 3450 | 1420 | 1420 | 1420 | 1420 | 1420 | 1420 | 1420 | 1420 | 1420 | 1420 | 1420 | 0 | 0 | 0 | 0 | 0 | 0 | 0 | 0 | 0 | 0 | 0 | 0
CDP18 | NSW | CNSW | Mid-merit gas | 0 | 0 | 0 | 0 | 0 | 0 | 0 | 0 | 0 | 0 | 0 | 0 | 0 | 0 | 0 | 0 | 0 | 0 | 0 | 0 | 0 | 0 | 0 | 0 | 0 | 0 | 0 | 0 | 0
CDP18 | NSW | CNSW | Flexible gas with CCS | 0 | 0 | 0 | 0 | 0 | 0 | 0 | 0 | 0 | 0 | 0 | 0 | 0 | 0 | 0 | 0 | 0 | 0 | 0 | 0 | 0 | 0 | 0 | 0 | 0 | 0 | 0 | 0 | 0
CDP18 | NSW | CNSW | Flexible gas | 0 | 0 | 0 | 0 | 0 | 0 | 0 | 0 | 0 | 0 | 0 | 0 | 0 | 0 | 0 | 0 | 0 | 0 | 0 | 0 | 0 | 0 | 0 | 0 | 0 | 0 | 0 | 0 | 0
CDP18 | NSW | CNSW | Hydro | 0 | 0 | 0 | 0 | 0 | 0 | 0 | 0 | 0 | 0 | 0 | 0 | 0 | 0 | 0 | 0 | 0 | 0 | 0 | 0 | 0 | 0 | 0 | 0 | 0 | 0 | 0 | 0 | 0
CDP18 | NSW | CNSW | Utility storage | 247 | 247 | 816 | 826.0619 | 1485.867 | 2870.9467 | 2910.9811 | 2870.9611 | 2910.9811 | 2870.9611 | 2870.9611 | 2910.9811 | 2870.9611 | 2870.9611 | 2910.9811 | 2910.9811 | 2870.9611 | 2870.9611 | 2870.9611 | 2870.9611 | 2910.9811 | 2870.9611 | 2341.9811 | 2291.8992 | 2000.5541 | 779.6324 | 739.6042 | 739.6042 | 779.6243
CDP18 | NSW | CNSW | Coordinated CER storage | 0.91547 | 1.218 | 1.5545 | 1.9694 | 2.396 | 2.8889 | 3.468 | 4.4484 | 5.7616 | 7.4129 | 9.4548 | 11.9182 | 14.7956 | 18.091 | 21.8271 | 26.0012 | 30.6055 | 35.6384 | 41.1048 | 47.0119 | 53.3576 | 60.2411 | 67.6633 | 75.5332 | 83.8558 | 92.5557 | 101.5813 | 105.8426 | 109.6628
CDP18 | NSW | CNSW | Passive CER storage | 19.9215 | 21.7984 | 23.5569 | 25.4252 | 27.2293 | 28.9039 | 31.2635 | 33.4736 | 36.0114 | 38.6022 | 41.3825 | 44.4067 | 47.4404 | 50.4842 | 53.5835 | 56.6421 | 59.5615 | 62.2973 | 64.8483 | 67.2355 | 69.4388 | 72.0568 | 74.8106 | 77.6287 | 80.5076 | 83.1503 | 85.4446 | 88.2195 | 90.7189
CDP18 | NSW | CNSW | Offshore wind | 0 | 0 | 0 | 0 | 0 | 0 | 0 | 0 | 0 | 0 | 0 | 0 | 0 | 0 | 0 | 0 | 0 | 0 | 0 | 0 | 0 | 0 | 0 | 0 | 0 | 0 | 0 | 0 | 0
CDP18 | NSW | CNSW | Wind | 503.54 | 503.54 | 641.54 | 1483.7289 | 2247.5043 | 5157.8875 | 5157.8875 | 5157.8875 | 5157.8875 | 5157.8875 | 5157.8875 | 5157.8875 | 5157.8875 | 5157.8875 | 5157.8875 | 5157.8875 | 5157.8875 | 5051.0875 | 4913.0775 | 4913.0775 | 4913.0775 | 4963.9754 | 4963.9754 | 4963.9754 | 4963.9754 | 5200.8287 | 5749.3962 | 5749.3962 | 5749.3962
CDP18 | NSW | CNSW | Utility solar | 1876.49 | 1876.49 | 1956.35 | 2961.0555 | 2961.0555 | 3944.0721 | 4206.6314 | 4206.6314 | 4206.6314 | 4206.6314 | 4206.6314 | 4514.7643 | 4514.7643 | 4514.7643 | 4514.7643 | 4514.7643 | 4514.7643 | 4514.7643 | 4514.7643 | 4412.7443 | 5006.8417 | 5006.8417 | 4970.8317 | 4970.8317 | 6457.1233 | 6691.1377 | 8215.99 | 8096.24 | 7926.36
CDP18 | NSW | CNSW | Distributed PV | 621.9378 | 636.102 | 644.9182 | 661.8711 | 702.2766 | 740.456 | 787.694 | 821.4306 | 856.4795 | 886.1984 | 918.429 | 939.0199 | 954.7714 | 966.4442 | 983.7172 | 994.2831 | 1006.6496 | 1019.2425 | 1037.8102 | 1049.5191 | 1061.3193 | 1073.5732 | 1093.3139 | 1104.7404 | 1118.1637 | 1133.1908 | 1153.9216 | 1167.3489 | 1182.2507
CDP18 | NSW | CNSW | Other renewable fuels | 0 | 0 | 0 | 0 | 0 | 0 | 0 | 0 | 0 | 0 | 0 | 0 | 0 | 0 | 0 | 0 | 0 | 0 | 0 | 0 | 0 | 0 | 0 | 0 | 0 | 0 | 30 | 90 | 90
CDP18 | NSW | CNSW | DSP | 0 | 0 | 0 | 0 | 0 | 0 | 0 | 0 | 0 | 0 | 0 | 0 | 0 | 0 | 0 | 0 | 0 | 0 | 0 | 0 | 0 | 0 | 0 | 0 | 0 | 0 | 0 | 0 | 0
CDP18 | NSW | SNW | Black coal | 4200 | 4200 | 1320 | 1320 | 1320 | 0 | 0 | 0 | 0 | 0 | 0 | 0 | 0 | 0 | 0 | 0 | 0 | 0 | 0 | 0 | 0 | 0 | 0 | 0 | 0 | 0 | 0 | 0 | 0
CDP18 | NSW | SNW | Mid-merit gas | 440 | 440 | 440 | 440 | 440 | 440 | 440 | 440 | 440 | 440 | 440 | 440 | 440 | 440 | 440 | 440 | 440 | 440 | 440 | 440 | 0 | 0 | 0 | 0 | 0 | 0 | 0 | 0 | 0
CDP18 | NSW | SNW | Flexible gas with CCS | 0 | 0 | 0 | 0 | 0 | 0 | 0 | 0 | 0 | 0 | 0 | 0 | 0 | 0 | 0 | 0 | 0 | 0 | 0 | 0 | 0 | 0 | 0 | 0 | 0 | 0 | 0 | 0 | 0
CDP18 | NSW | SNW | Flexible gas | 1979 | 1979 | 1979 | 1979 | 1979 | 1979 | 1979 | 1979 | 1979 | 1979 | 1979 | 1979 | 1979 | 1979 | 1979 | 1979 | 1979 | 1979 | 1979 | 2233.1503 | 2922.8427 | 3798.9027 | 3798.9027 | 3798.9027 | 3798.9027 | 3798.9027 | 3798.9027 | 3798.9027 | 3798.9027
CDP18 | NSW | SNW | Hydro | 0 | 0 | 0 | 0 | 0 | 0 | 0 | 0 | 0 | 0 | 0 | 0 | 0 | 0 | 0 | 0 | 0 | 0 | 0 | 0 | 0 | 0 | 0 | 0 | 0 | 0 | 0 | 0 | 0
CDP18 | NSW | SNW | Utility storage | 50 | 50 | 1571.8576 | 1571.8622 | 1571.8644 | 1607.5015 | 2076.8317 | 2704.3837 | 2776.9597 | 2704.3837 | 2704.3837 | 2776.9597 | 2704.3837 | 2654.3837 | 2726.9597 | 2726.9597 | 2654.3837 | 2654.3837 | 2654.3837 | 2654.3837 | 2726.9597 | 2654.3837 | 1312.8141 | 1240.2336 | 1240.2315 | 1280.3643 | 968.2887 | 968.2887 | 1040.8647
CDP18 | NSW | SNW | Coordinated CER storage | 8.587 | 11.5295 | 14.8171 | 18.6626 | 22.7871 | 27.7997 | 33.4963 | 43.0237 | 55.4305 | 70.9627 | 90.1039 | 112.9793 | 139.8314 | 170.4524 | 205.2684 | 244.1544 | 286.9162 | 333.5338 | 384.2127 | 438.8854 | 497.66 | 560.8937 | 629.5544 | 702.4072 | 779.5514 | 860.1351 | 943.9419 | 983.3503 | 1018.6582
CDP18 | NSW | SNW | Passive CER storage | 186.8609 | 206.3463 | 224.5379 | 240.9368 | 258.9593 | 278.1444 | 301.9599 | 322.7208 | 344.5839 | 366.8252 | 390.7075 | 415.6523 | 441.7183 | 467.2367 | 494.0385 | 520.566 | 545.206 | 567.5963 | 588.6361 | 607.8089 | 625.5986 | 647.3132 | 670.0861 | 693.8422 | 718.7364 | 741.3337 | 761.6739 | 786.6727 | 809.1086
CDP18 | NSW | SNW | Offshore wind | 0 | 0 | 0 | 0 | 0 | 0 | 0 | 0 | 0 | 0 | 0 | 0 | 0 | 0 | 0 | 0 | 0 | 0 | 0 | 0 | 0 | 0 | 0 | 0 | 0 | 0 | 0 | 0 | 0
CDP18 | NSW | SNW | Wind | 0 | 0 | 0 | 0 | 0 | 0 | 0 | 0 | 0 | 0 | 0 | 0 | 0 | 0 | 0 | 0 | 0 | 0 | 0 | 0 | 0 | 0 | 0 | 0 | 0 | 0 | 0 | 0 | 0
CDP18 | NSW | SNW | Utility solar | 0 | 0 | 0 | 0 | 0 | 0 | 0 | 0 | 0 | 0 | 0 | 0 | 0 | 0 | 0 | 0 | 0 | 0 | 0 | 0 | 0 | 0 | 0 | 0 | 0 | 0 | 0 | 0 | 0
CDP18 | NSW | SNW | Distributed PV | 3679.6425 | 3821.5974 | 3976.6457 | 4171.7761 | 4514.291 | 4858.2954 | 5220.1292 | 5496.252 | 5768.549 | 6015.446 | 6247.5007 | 6444.969 | 6601.2248 | 6709.9767 | 6807.533 | 6901.289 | 6995.1835 | 7087.6409 | 7182.3455 | 7274.2264 | 7368.4104 | 7463.4566 | 7560.2199 | 7654.4945 | 7751.1288 | 7849.3467 | 7952.3875 | 8051.2259 | 8161.516
CDP18 | NSW | SNW | Other renewable fuels | 0 | 0 | 0 | 0 | 0 | 0 | 0 | 0 | 0 | 0 | 0 | 0 | 0 | 0 | 0 | 0 | 0 | 0 | 0 | 0 | 0 | 0 | 0 | 0 | 0 | 0 | 90 | 90 | 90
CDP18 | NSW | SNW | DSP | 336.74 | 342.94 | 349.4 | 358.05 | 499.09 | 685.31 | 850.38 | 920.72 | 991.02 | 1061.28 | 1070.04 | 1079.54 | 1087.21 | 1096.93 | 1105.44 | 1116.29 | 1124.85 | 1136.31 | 1138.21 | 1141.89 | 1148.33 | 1146.26 | 1149.08 | 1151.3 | 1149.72 | 1153.61 | 1157.93 | 1166.18 | 1185.25
CDP18 | NSW | SNSW | Black coal | 0 | 0 | 0 | 0 | 0 | 0 | 0 | 0 | 0 | 0 | 0 | 0 | 0 | 0 | 0 | 0 | 0 | 0 | 0 | 0 | 0 | 0 | 0 | 0 | 0 | 0 | 0 | 0 | 0
CDP18 | NSW | SNSW | Mid-merit gas | 0 | 0 | 0 | 0 | 0 | 0 | 0 | 0 | 0 | 0 | 0 | 0 | 0 | 0 | 0 | 0 | 0 | 0 | 0 | 0 | 0 | 0 | 0 | 0 | 0 | 0 | 0 | 0 | 0
CDP18 | NSW | SNSW | Flexible gas with CCS | 0 | 0 | 0 | 0 | 0 | 0 | 0 | 0 | 0 | 0 | 0 | 0 | 0 | 0 | 0 | 0 | 0 | 0 | 0 | 0 | 0 | 0 | 0 | 0 | 0 | 0 | 0 | 0 | 0
CDP18 | NSW | SNSW | Flexible gas | 692 | 692 | 692 | 692 | 692 | 692 | 692 | 692 | 692 | 692 | 692 | 692 | 692 | 692 | 692 | 692 | 692 | 692 | 692 | 692 | 692 | 0 | 0 | 0 | 0 | 0 | 0 | 0 | 0
CDP18 | NSW | SNSW | Hydro | 2285 | 2285 | 2285 | 2285 | 2285 | 2285 | 2285 | 2285 | 2285 | 2285 | 2285 | 2285 | 2285 | 2285 | 2285 | 2285 | 2285 | 2285 | 2285 | 2285 | 2285 | 2285 | 2285 | 2285 | 2285 | 2285 | 2285 | 2285 | 2285
CDP18 | NSW | SNSW | Utility storage | 299.99 | 309.99 | 368.9 | 368.9 | 568.9 | 2768.9 | 2854.9692 | 2853.9792 | 2854.9692 | 2853.9792 | 2853.9792 | 2854.9692 | 2853.9792 | 2853.9792 | 2854.9692 | 2854.9692 | 2853.9792 | 2853.9792 | 2853.9792 | 2843.9792 | 2794.9692 | 2793.9792 | 2735.0692 | 2734.0792 | 2734.0792 | 2635.0792 | 2587.3584 | 2587.3584 | 2437.3584
CDP18 | NSW | SNSW | Coordinated CER storage | 1.8316 | 2.4469 | 3.1469 | 4.0056 | 4.9448 | 6.063 | 7.344 | 8.8828 | 10.843 | 13.2952 | 16.3304 | 19.989 | 24.3293 | 29.3361 | 35.0941 | 41.5771 | 48.7432 | 56.6101 | 65.2405 | 74.6487 | 84.8616 | 95.9878 | 108.1835 | 121.2843 | 135.2958 | 150.0261 | 165.4879 | 173.4974 | 180.7336
CDP18 | NSW | SNSW | Passive CER storage | 39.8581 | 43.7926 | 47.6885 | 51.7125 | 56.1945 | 60.6618 | 66.2045 | 71.0929 | 76.2779 | 81.7101 | 87.5202 | 93.586 | 99.9174 | 106.2198 | 112.7798 | 119.2142 | 125.1293 | 130.5318 | 135.6734 | 140.5429 | 145.2071 | 150.7156 | 156.525 | 162.5649 | 168.7895 | 174.3699 | 179.4516 | 185.5172 | 191.0124
CDP18 | NSW | SNSW | Offshore wind | 0 | 0 | 0 | 0 | 0 | 0 | 0 | 0 | 0 | 0 | 0 | 0 | 0 | 0 | 0 | 0 | 0 | 0 | 0 | 0 | 0 | 0 | 0 | 0 | 0 | 0 | 0 | 0 | 0
CDP18 | NSW | SNSW | Wind | 1792.06 | 1850.06 | 1890.08 | 2420.54 | 3005.6666 | 3005.6666 | 3005.6666 | 3005.6666 | 3005.6666 | 3005.6666 | 3005.6666 | 3005.6666 | 3005.6666 | 2959.1666 | 2959.1666 | 2929.1666 | 2929.1666 | 2695.3611 | 2647.0611 | 2647.0611 | 2358.0511 | 2358.0511 | 2124.2934 | 1925.1221 | 1929.5788 | 1554.9461 | 1559.8578 | 1559.8578 | 1559.8578
CDP18 | NSW | SNSW | Utility solar | 2083.08 | 2083.08 | 2475.36 | 2817.7576 | 3376.8769 | 3376.8769 | 3377.7769 | 3376.8769 | 3376.8769 | 3376.8769 | 3376.8769 | 3376.8769 | 3376.8769 | 3376.8769 | 3376.8769 | 3226.8469 | 3226.8469 | 3226.8469 | 3226.8469 | 3226.8469 | 3703.0727 | 4570.7221 | 4570.7221 | 4485.7221 | 4453.3221 | 4751.3693 | 4419.0293 | 3643.8193 | 3613.8193
CDP18 | NSW | SNSW | Distributed PV | 986.0326 | 1016.5758 | 1046.5931 | 1086.1683 | 1164.1203 | 1240.9168 | 1328.5137 | 1393.4014 | 1458.5676 | 1517.356 | 1578.8062 | 1621.3015 | 1659.1313 | 1689.5418 | 1724.7489 | 1750.0152 | 1777.7549 | 1805.5558 | 1841.3577 | 1866.4198 | 1894.7072 | 1924.1874 | 1962.8752 | 1990.9999 | 2022.3122 | 2052.6863 | 2093.9396 | 2124.8409 | 2159.5341
CDP18 | NSW | SNSW | Other renewable fuels | 0 | 0 | 0 | 0 | 0 | 0 | 0 | 0 | 0 | 0 | 0 | 0 | 0 | 0 | 0 | 0 | 0 | 0 | 0 | 0 | 0 | 0 | 0 | 0 | 0 | 0 | 0 | 0 | 0
CDP18 | NSW | SNSW | DSP | 0 | 0 | 0 | 0 | 0 | 0 | 0 | 0 | 0 | 0 | 0 | 0 | 0 | 0 | 0 | 0 | 0 | 0 | 0 | 0 | 0 | 0 | 0 | 0 | 0 | 0 | 0 | 0 | 0
CDP18 | QLD | NQ | Black coal | 0 | 0 | 0 | 0 | 0 | 0 | 0 | 0 | 0 | 0 | 0 | 0 | 0 | 0 | 0 | 0 | 0 | 0 | 0 | 0 | 0 | 0 | 0 | 0 | 0 | 0 | 0 | 0 | 0
CDP18 | QLD | NQ | Mid-merit gas | 244 | 244 | 244 | 244 | 244 | 244 | 244 | 244 | 244 | 244 | 244 | 244 | 244 | 244 | 244 | 244 | 244 | 244 | 244 | 244 | 244 | 244 | 244 | 0 | 0 | 0 | 0 | 0 | 0
CDP18 | QLD | NQ | Flexible gas with CCS | 0 | 0 | 0 | 0 | 0 | 0 | 0 | 0 | 0 | 0 | 0 | 0 | 0 | 0 | 0 | 0 | 0 | 0 | 0 | 0 | 0 | 0 | 0 | 0 | 0 | 0 | 0 | 0 | 0
CDP18 | QLD | NQ | Flexible gas | 423.5 | 423.5 | 423.5 | 423.5 | 423.5 | 423.5 | 423.5 | 423.5 | 423.5 | 423.5 | 131.5 | 131.5 | 131.5 | 131.5 | 131.5 | 131.5 | 131.5 | 131.5 | 131.5 | 131.5 | 131.5 | 0 | 0 | 0 | 0 | 0 | 0 | 0 | 0
CDP18 | QLD | NQ | Hydro | 156.4 | 156.4 | 156.4 | 156.4 | 156.4 | 156.4 | 156.4 | 156.4 | 156.4 | 156.4 | 156.4 | 156.4 | 156.4 | 156.4 | 70 | 70 | 70 | 70 | 70 | 0 | 0 | 0 | 0 | 0 | 0 | 0 | 0 | 0 | 0
CDP18 | QLD | NQ | Utility storage | 250 | 250 | 250 | 550 | 550 | 550 | 550 | 550 | 550 | 550.0001 | 550.0001 | 550.0001 | 550.0001 | 550.0001 | 550.0002 | 550.0002 | 550.0002 | 550.0002 | 550.0002 | 550.0002 | 550.0002 | 550.0003 | 550.0003 | 261.0776 | 269.5557 | 400.7754 | 430.4665 | 430.4665 | 430.4665
CDP18 | QLD | NQ | Coordinated CER storage | 0.88737 | 1.2167 | 1.5929 | 2.0251 | 2.5236 | 3.12 | 3.8402 | 4.861 | 6.1864 | 7.8245 | 9.8358 | 12.2418 | 15.0717 | 18.2721 | 21.9141 | 25.9728 | 30.4036 | 35.228 | 40.4665 | 46.1292 | 52.2496 | 58.927 | 66.1344 | 73.8088 | 81.9834 | 90.4987 | 99.3492 | 103.7072 | 107.6837
CDP18 | QLD | NQ | Passive CER storage | 18.5285 | 21.0552 | 23.4635 | 25.9022 | 28.4576 | 31.3925 | 34.814 | 37.9522 | 41.4162 | 44.9799 | 48.8461 | 52.9834 | 57.3995 | 61.6721 | 66.1572 | 70.6014 | 74.6827 | 78.4936 | 82.1191 | 85.5856 | 89.0361 | 92.9771 | 97.0969 | 101.3628 | 105.886 | 109.9772 | 113.7091 | 117.7593 | 121.4976
CDP18 | QLD | NQ | Offshore wind | 0 | 0 | 0 | 0 | 0 | 0 | 0 | 0 | 0 | 0 | 0 | 0 | 0 | 0 | 0 | 0 | 0 | 0 | 0 | 0 | 0 | 0 | 0 | 0 | 0 | 0 | 0 | 0 | 0
CDP18 | QLD | NQ | Wind | 375.64 | 375.64 | 375.64 | 375.64 | 1603.071 | 1932.1655 | 2515.1991 | 2515.1991 | 2515.1991 | 2515.1991 | 2747.3566 | 2747.3566 | 2755.0875 | 2977.6545 | 2977.6545 | 2977.6545 | 2977.6545 | 2977.6545 | 2977.6545 | 2977.6545 | 2927.7289 | 3422.4358 | 3422.4358 | 3379.2358 | 3379.2358 | 3255.4483 | 3432.1698 | 3458.9317 | 3458.9317
CDP18 | QLD | NQ | Utility solar | 521.6 | 521.6 | 521.6 | 521.6 | 521.6 | 521.6 | 521.6 | 521.6 | 521.6 | 521.6 | 521.6 | 521.6 | 521.6001 | 521.6001 | 473.1001 | 473.1001 | 473.1001 | 473.1001 | 656.8891 | 604.2669 | 488.3069 | 563.7063 | 563.7063 | 548.7063 | 448.7263 | 427.7563 | 686.651 | 586.621 | 586.621
CDP18 | QLD | NQ | Distributed PV | 650.1918 | 674.7727 | 703.9561 | 730.2258 | 763.9198 | 810.8536 | 853.2797 | 886.3548 | 917.2914 | 944.1354 | 970.7969 | 991.2841 | 1008.6228 | 1022.5255 | 1038.7204 | 1053.488 | 1067.6015 | 1084.5645 | 1102.9542 | 1118.778 | 1136.6862 | 1153.6954 | 1172.9582 | 1190.3775 | 1209.4642 | 1228.2939 | 1251.6994 | 1274.419 | 1298.4572
CDP18 | QLD | NQ | Other renewable fuels | 0 | 0 | 0 | 0 | 0 | 0 | 0 | 0 | 0 | 0 | 0 | 0 | 0 | 0 | 0 | 0 | 0 | 0 | 0 | 0 | 0 | 0 | 0 | 0 | 0 | 0 | 0 | 0 | 0
CDP18 | QLD | NQ | DSP | 0 | 0 | 0 | 0 | 0 | 0 | 0 | 0 | 0 | 0 | 0 | 0 | 0 | 0 | 0 | 0 | 0 | 0 | 0 | 0 | 0 | 0 | 0 | 0 | 0 | 0 | 0 | 0 | 0
CDP18 | QLD | GG | Black coal | 1680 | 1680 | 1680 | 1680 | 840 | 840 | 840 | 280 | 0 | 0 | 0 | 0 | 0 | 0 | 0 | 0 | 0 | 0 | 0 | 0 | 0 | 0 | 0 | 0 | 0 | 0 | 0 | 0 | 0
CDP18 | QLD | GG | Mid-merit gas | 180 | 180 | 180 | 180 | 180 | 180 | 180 | 180 | 180 | 180 | 180 | 180 | 180 | 180 | 180 | 180 | 180 | 180 | 180 | 180 | 180 | 180 | 180 | 180 | 180 | 180 | 180 | 0 | 0
CDP18 | QLD | GG | Flexible gas with CCS | 0 | 0 | 0 | 0 | 0 | 0 | 0 | 0 | 0 | 0 | 0 | 0 | 0 | 0 | 0 | 0 | 0 | 0 | 0 | 0 | 0 | 0 | 0 | 0 | 0 | 0 | 0 | 0 | 0
CDP18 | QLD | GG | Flexible gas | 0 | 0 | 0 | 0 | 0 | 0 | 0 | 0 | 0 | 0 | 0 | 0 | 0 | 0 | 0 | 0 | 0 | 0 | 0 | 0 | 0 | 0 | 0 | 0 | 0 | 0 | 0 | 0 | 0
CDP18 | QLD | GG | Hydro | 0 | 0 | 0 | 0 | 0 | 0 | 0 | 0 | 0 | 0 | 0 | 0 | 0 | 0 | 0 | 0 | 0 | 0 | 0 | 0 | 0 | 0 | 0 | 0 | 0 | 0 | 0 | 0 | 0
CDP18 | QLD | GG | Utility storage | 0 | 0 | 400 | 400 | 400 | 400 | 400.0001 | 400.0001 | 400.0001 | 400.0001 | 400.0001 | 400.0001 | 400.0001 | 400.0001 | 400.0002 | 400.0002 | 400.0002 | 400.0002 | 400.0002 | 400.0002 | 400.0002 | 400.0002 | 0.000272 | 73.9107 | 159.4128 | 159.4128 | 598.8973 | 598.8973 | 803.6227
CDP18 | QLD | GG | Coordinated CER storage | 0.048726 | 0.066819 | 0.087887 | 0.11153 | 0.14153 | 0.17366 | 0.21572 | 0.29891 | 0.41299 | 0.56211 | 0.74955 | 0.97712 | 1.2471 | 1.5592 | 1.9169 | 2.3184 | 2.7646 | 3.2536 | 3.7908 | 4.3761 | 5.009 | 5.7004 | 6.4465 | 7.2409 | 8.0831 | 8.9664 | 9.8883 | 10.3376 | 10.7449
CDP18 | QLD | GG | Passive CER storage | 1.0174 | 1.1563 | 1.2946 | 1.4266 | 1.5959 | 1.7473 | 1.9556 | 2.1352 | 2.3376 | 2.5644 | 2.8105 | 3.0704 | 3.3401 | 3.6127 | 3.8978 | 4.1748 | 4.4417 | 4.6827 | 4.9228 | 5.1563 | 5.3782 | 5.6374 | 5.9123 | 6.1964 | 6.4847 | 6.7498 | 6.9899 | 7.2551 | 7.4911
CDP18 | QLD | GG | Offshore wind | 0 | 0 | 0 | 0 | 0 | 0 | 0 | 0 | 0 | 0 | 0 | 0 | 0 | 0 | 0 | 0 | 0 | 0 | 0 | 0 | 0 | 0 | 0 | 0 | 0 | 0 | 0 | 0 | 0
CDP18 | QLD | GG | Wind | 0 | 0 | 0 | 0 | 0 | 0 | 0 | 0 | 0 | 0 | 0 | 0 | 0 | 0 | 0 | 0 | 0 | 0 | 0 | 0 | 0 | 0 | 0 | 0 | 0 | 0 | 0 | 0 | 0
CDP18 | QLD | GG | Utility solar | 0 | 0 | 0 | 0 | 0 | 0 | 0 | 0 | 0 | 0 | 0 | 0 | 0 | 0 | 0 | 0 | 0 | 0 | 0 | 0 | 0 | 0 | 0 | 0 | 0 | 0 | 0 | 0 | 0
CDP18 | QLD | GG | Distributed PV | 62.5042 | 64.2791 | 66.415 | 68.9878 | 72.7673 | 76.244 | 80.0461 | 83.5314 | 86.727 | 89.5602 | 92.1585 | 94.3304 | 96.0517 | 97.5469 | 99.0431 | 100.4574 | 101.995 | 103.5388 | 105.3012 | 107.0116 | 108.5825 | 110.2539 | 112.0709 | 113.8938 | 115.5761 | 117.3638 | 119.4773 | 121.9029 | 124.2038
CDP18 | QLD | GG | Other renewable fuels | 0 | 0 | 0 | 0 | 0 | 0 | 0 | 0 | 0 | 0 | 0 | 0 | 0 | 0 | 0 | 0 | 0 | 0 | 0 | 0 | 0 | 0 | 0 | 0 | 0 | 0 | 0 | 0 | 0
CDP18 | QLD | GG | DSP | 0 | 0 | 0 | 0 | 0 | 0 | 0 | 0 | 0 | 0 | 0 | 0 | 0 | 0 | 0 | 0 | 0 | 0 | 0 | 0 | 0 | 0 | 0 | 0 | 0 | 0 | 0 | 0 | 0
CDP18 | QLD | CQ | Black coal | 3004 | 3004 | 3004 | 3004 | 2304 | 2304 | 1574 | 1574 | 1574 | 844 | 844 | 844 | 844 | 844 | 844 | 844 | 844 | 844 | 844 | 844 | 844 | 844 | 844 | 844 | 844 | 844 | 844 | 844 | 0
CDP18 | QLD | CQ | Mid-merit gas | 0 | 0 | 0 | 0 | 0 | 0 | 0 | 0 | 0 | 0 | 0 | 0 | 0 | 0 | 0 | 0 | 0 | 0 | 0 | 0 | 0 | 0 | 0 | 0 | 0 | 0 | 0 | 0 | 0
CDP18 | QLD | CQ | Flexible gas with CCS | 0 | 0 | 0 | 0 | 0 | 0 | 0 | 0 | 0 | 0 | 0 | 0 | 0 | 0 | 0 | 0 | 0 | 0 | 0 | 0 | 0 | 0 | 0 | 0 | 0 | 0 | 0 | 0 | 0
CDP18 | QLD | CQ | Flexible gas | 37 | 37 | 37 | 37 | 37 | 37 | 37 | 37 | 37 | 37 | 37 | 0 | 0 | 0 | 0 | 0 | 0 | 0 | 0 | 0 | 0 | 0 | 0 | 0 | 0 | 0 | 0 | 0 | 0
CDP18 | QLD | CQ | Hydro | 0 | 0 | 0 | 0 | 0 | 0 | 0 | 0 | 0 | 0 | 0 | 0 | 0 | 0 | 0 | 0 | 0 | 0 | 0 | 0 | 0 | 0 | 0 | 0 | 0 | 0 | 0 | 0 | 0
CDP18 | QLD | CQ | Utility storage | 50 | 50 | 50 | 50 | 200 | 200 | 200.0001 | 200.0001 | 200.0001 | 200.0001 | 200.0002 | 200.0002 | 200.0002 | 200.0002 | 200.0003 | 200.0003 | 200.0003 | 200.0003 | 200.0003 | 150.0003 | 150.0003 | 150.0005 | 150.0005 | 223.2622 | 75.2977 | 119.7082 | 934.4401 | 934.4401 | 1292.1008
CDP18 | QLD | CQ | Coordinated CER storage | 0.81707 | 1.1192 | 1.475 | 1.8705 | 2.3506 | 2.8941 | 3.5651 | 4.6403 | 6.0457 | 7.8273 | 10.0404 | 12.6969 | 15.8224 | 19.4074 | 23.4888 | 28.0554 | 33.0802 | 38.5531 | 44.5354 | 51.0196 | 58.024 | 65.6952 | 73.9546 | 82.751 | 92.094 | 101.874 | 112.0393 | 117.0219 | 121.5395
CDP18 | QLD | CQ | Passive CER storage | 17.0607 | 19.3666 | 21.7275 | 23.9255 | 26.506 | 29.119 | 32.3201 | 35.3739 | 38.6267 | 42.1175 | 45.9487 | 49.9898 | 54.2028 | 58.4551 | 62.8527 | 67.2149 | 71.3089 | 75.0313 | 78.6845 | 82.1837 | 85.591 | 89.6089 | 93.7355 | 98.007 | 102.4317 | 106.5375 | 110.2123 | 114.1759 | 117.7274
CDP18 | QLD | CQ | Offshore wind | 0 | 0 | 0 | 0 | 0 | 0 | 0 | 0 | 0 | 0 | 0 | 0 | 0 | 0 | 0 | 0 | 0 | 0 | 0 | 0 | 0 | 0 | 0 | 0 | 0 | 0 | 0 | 0 | 0
CDP18 | QLD | CQ | Wind | 300 | 300 | 439 | 439 | 947.0826 | 1434.41 | 1434.4101 | 1434.4101 | 1434.4101 | 1434.4101 | 2370.3852 | 2370.3852 | 2370.3852 | 2370.3852 | 2370.3852 | 2370.3852 | 2370.3852 | 2370.3852 | 2370.3852 | 2370.3852 | 2438.1085 | 3114.57 | 3114.57 | 3114.57 | 3114.57 | 3114.57 | 2900.4052 | 2900.4052 | 2900.4052
CDP18 | QLD | CQ | Utility solar | 788.17 | 788.17 | 788.17 | 788.17 | 860.8017 | 860.8017 | 860.8017 | 860.8017 | 860.8017 | 860.8017 | 860.8017 | 860.8018 | 860.8019 | 860.8019 | 860.8019 | 860.8019 | 860.8019 | 862.4858 | 1205.588 | 1205.5882 | 1191.5892 | 1149.0892 | 1149.0892 | 1149.0892 | 1378.8645 | 2454.1572 | 3613.3251 | 4270.1865 | 5262.27
CDP18 | QLD | CQ | Distributed PV | 722.2681 | 742.6714 | 766.5235 | 793.7311 | 832.2373 | 870.8408 | 919.19 | 959.03 | 992.0332 | 1024.4908 | 1056.5767 | 1083.0724 | 1101.7266 | 1123.061 | 1144.5628 | 1165.0051 | 1182.6817 | 1203.6093 | 1227.4527 | 1248.9192 | 1267.2572 | 1290.1466 | 1314.2082 | 1336.8165 | 1356.4594 | 1381.1351 | 1408.4892 | 1436.2188 | 1460.3169
CDP18 | QLD | CQ | Other renewable fuels | 0 | 0 | 0 | 0 | 0 | 0 | 0 | 0 | 0 | 0 | 0 | 0 | 0 | 0 | 0 | 0 | 0 | 0 | 0 | 0 | 0 | 0 | 0 | 0 | 0 | 0 | 0 | 0 | 0
CDP18 | QLD | CQ | DSP | 0 | 0 | 0 | 0 | 0 | 0 | 0 | 0 | 0 | 0 | 0 | 0 | 0 | 0 | 0 | 0 | 0 | 0 | 0 | 0 | 0 | 0 | 0 | 0 | 0 | 0 | 0 | 0 | 0
CDP18 | QLD | SQ | Black coal | 3446 | 3446 | 3446 | 3446 | 3446 | 3446 | 3446 | 2746 | 2746 | 2396 | 1596 | 852 | 852 | 852 | 852 | 852 | 852 | 852 | 852 | 852 | 852 | 852 | 852 | 852 | 852 | 852 | 852 | 852 | 0
CDP18 | QLD | SQ | Mid-merit gas | 1173.9 | 1173.9 | 1173.9 | 1173.9 | 1173.9 | 1173.9 | 1173.9 | 1173.9 | 1173.9 | 1173.9 | 1173.9 | 1173.9 | 1173.9 | 788.9 | 788.9 | 788.9 | 644.5 | 644.5 | 644.5 | 644.5 | 644.5 | 644.5 | 0 | 0 | 0 | 0 | 0 | 0 | 0
CDP18 | QLD | SQ | Flexible gas with CCS | 0 | 0 | 0 | 0 | 0 | 0 | 0 | 0 | 0 | 0 | 0 | 0 | 0 | 0 | 0 | 0 | 0 | 0 | 0 | 0 | 0 | 0 | 0 | 0 | 0 | 0 | 0 | 0 | 0
CDP18 | QLD | SQ | Flexible gas | 1509 | 1509 | 1509 | 1709 | 1709 | 1709 | 1709 | 1709 | 1709 | 1709 | 1862.4943 | 1782.4943 | 1782.4943 | 1803.7823 | 2035.5644 | 2245.1997 | 2662.4273 | 2877.6148 | 3752.6299 | 4361.8153 | 4361.8153 | 4361.8153 | 4361.8153 | 4174.2916 | 4174.2916 | 4174.2916 | 3655.2916 | 3309.2916 | 3492.6061
CDP18 | QLD | SQ | Hydro | 0 | 0 | 0 | 0 | 0 | 0 | 0 | 0 | 0 | 0 | 0 | 0 | 0 | 0 | 0 | 0 | 0 | 0 | 0 | 0 | 0 | 0 | 0 | 0 | 0 | 0 | 0 | 0 | 0
CDP18 | QLD | SQ | Utility storage | 709.6 | 1423.76 | 1729.76 | 1729.76 | 1729.76 | 1729.76 | 1729.76 | 1729.76 | 3727.76 | 3727.7601 | 3727.7601 | 3727.7601 | 3727.7601 | 3727.7601 | 3727.7601 | 3627.7601 | 3627.7601 | 3627.7601 | 3627.7601 | 3627.7601 | 3627.7601 | 3327.7602 | 3077.7603 | 3619.1792 | 3619.1791 | 3364.3791 | 3632.8716 | 3632.8716 | 3532.8716
CDP18 | QLD | SQ | Coordinated CER storage | 4.2813 | 5.9349 | 7.8549 | 10.0673 | 12.639 | 15.6606 | 19.5036 | 26.1745 | 34.9449 | 45.9905 | 59.704 | 76.2037 | 95.6949 | 118.0268 | 143.566 | 172.1726 | 203.6626 | 237.961 | 275.4027 | 316.0829 | 360.0365 | 407.5661 | 459.4511 | 514.7474 | 573.5005 | 635.0211 | 699.1749 | 730.6031 | 759.1308
CDP18 | QLD | SQ | Passive CER storage | 89.3949 | 102.7017 | 115.7072 | 128.7691 | 142.5235 | 157.5718 | 176.8119 | 194.2469 | 213.1165 | 232.7482 | 254.1827 | 276.937 | 301.0369 | 325.0195 | 350.4149 | 375.6131 | 399.0493 | 420.0192 | 440.1605 | 459.7105 | 478.6237 | 501.0311 | 524.6191 | 549.2404 | 574.878 | 598.5559 | 620.3463 | 643.8322 | 664.9847
CDP18 | QLD | SQ | Offshore wind | 0 | 0 | 0 | 0 | 0 | 0 | 0 | 0 | 0 | 0 | 0 | 0 | 0 | 0 | 0 | 0 | 0 | 0 | 0 | 0 | 0 | 0 | 0 | 0 | 0 | 0 | 0 | 0 | 0
CDP18 | QLD | SQ | Wind | 864.95 | 1788.35 | 1788.35 | 1788.35 | 3188.3501 | 4142.8104 | 4142.8104 | 4142.8104 | 4142.8104 | 4142.8104 | 4580.1183 | 4912.877 | 4912.877 | 5096.1051 | 5096.1051 | 5096.1051 | 5096.1051 | 5096.1051 | 5096.1051 | 5096.1051 | 5096.1051 | 4656.1351 | 4777.3286 | 4777.3286 | 4777.3286 | 8048.38 | 8048.38 | 8048.38 | 8048.38
CDP18 | QLD | SQ | Utility solar | 1791.51 | 1791.51 | 1850.95 | 1951.79 | 1951.25 | 1950.69 | 1950.14 | 1949.57 | 1949.01 | 1948.45 | 2354.0929 | 4943.9056 | 5890.4437 | 5780.4437 | 5780.4437 | 5780.4437 | 5780.4437 | 5780.4437 | 5780.4437 | 6971.0276 | 7133.423 | 7030.463 | 7806.0954 | 7334.1269 | 7693.318 | 7666.018 | 9228.8452 | 9228.8452 | 9510.93
CDP18 | QLD | SQ | Distributed PV | 4444.5857 | 4601.2689 | 4749.54 | 4916.8363 | 5144.4056 | 5366.8426 | 5600.5382 | 5818.1179 | 6023.3354 | 6208.4396 | 6390.235 | 6547.3482 | 6680.4309 | 6801.3486 | 6930.4487 | 7058.0895 | 7183.3758 | 7312.5864 | 7449.028 | 7583.0522 | 7712.7031 | 7848.2261 | 7992.0637 | 8132.0113 | 8268.3973 | 8416.1653 | 8582.7632 | 8750.2442 | 8916.9501
CDP18 | QLD | SQ | Other renewable fuels | 0 | 0 | 0 | 0 | 0 | 0 | 0 | 0 | 0 | 0 | 0 | 0 | 0 | 0 | 0 | 0 | 0 | 0 | 0 | 0 | 0 | 0 | 0 | 0 | 0 | 0 | 0 | 90 | 90
CDP18 | QLD | SQ | DSP | 261.52 | 264.77 | 266.65 | 271.43 | 274.99 | 279.39 | 263.31 | 268.86 | 272.92 | 276.84 | 281.85 | 287.32 | 293.21 | 299.76 | 303.87 | 308.31 | 314.85 | 318.56 | 321.21 | 324.66 | 327.68 | 329.75 | 332.41 | 336.27 | 338.73 | 347.33 | 354.15 | 361.49 | 363.01
CDP18 | VIC | VIC | Brown coal | 4820 | 4820 | 4820 | 4820 | 4820 | 3370 | 3370 | 3370 | 3370 | 3370 | 1160 | 580 | 580 | 580 | 580 | 580 | 580 | 580 | 580 | 580 | 580 | 580 | 580 | 580 | 0 | 0 | 0 | 0 | 0
CDP18 | VIC | VIC | Mid-merit gas | 500 | 500 | 500 | 500 | 500 | 0 | 0 | 0 | 0 | 0 | 0 | 0 | 0 | 0 | 0 | 0 | 0 | 0 | 0 | 0 | 0 | 0 | 0 | 0 | 0 | 0 | 0 | 0 | 0
CDP18 | VIC | VIC | Flexible gas with CCS | 0 | 0 | 0 | 0 | 0 | 0 | 0 | 0 | 0 | 0 | 0 | 0 | 0 | 0 | 0 | 0 | 0 | 0 | 0 | 0 | 0 | 0 | 0 | 0 | 0 | 0 | 0 | 0 | 0
CDP18 | VIC | VIC | Flexible gas | 1900 | 1900 | 1900 | 1900 | 1900 | 1900 | 1900 | 1900 | 1900 | 1900 | 1730 | 1730 | 1730 | 1730 | 1730 | 1730 | 1290 | 1290 | 1290 | 1309.7458 | 1309.7458 | 1309.7458 | 1309.7458 | 1309.7458 | 1367.1506 | 1367.1506 | 1367.1506 | 1367.1506 | 2244.8832
CDP18 | VIC | VIC | Hydro | 2219.02 | 2219.02 | 2219.02 | 2219.02 | 2219.02 | 2219.02 | 2219.02 | 2219.02 | 2219.02 | 2219.02 | 2219.02 | 2219.02 | 2219.02 | 2219.02 | 2219.02 | 2219.02 | 2219.02 | 2219.02 | 2219.02 | 2219.02 | 2219.02 | 2219.02 | 2219.02 | 2219.02 | 2219.02 | 2219.02 | 2219.02 | 2219.02 | 2219.02
CDP18 | VIC | VIC | Utility storage | 299.13 | 479.13 | 1990.64 | 2405.4404 | 2860.5132 | 2852.8132 | 3053.23 | 3060.53 | 3572.23 | 4083.17 | 4593.04 | 6201.9199 | 6201.9199 | 6208.5199 | 6201.9199 | 6196.9199 | 6196.9199 | 6196.9199 | 5896.9199 | 5896.9199 | 5746.92 | 6044.4256 | 5743.1156 | 5004.6152 | 4699.1426 | 4699.1426 | 4479.9504 | 3879.9504 | 3414.3044
CDP18 | VIC | VIC | Coordinated CER storage | 10.6132 | 15.1363 | 20.7187 | 26.6998 | 33.6099 | 42.073 | 52.0251 | 65.3888 | 82.4785 | 103.5543 | 129.304 | 159.8675 | 195.5802 | 236.092 | 282.1042 | 333.3048 | 389.2764 | 449.9516 | 515.8702 | 587.1309 | 663.853 | 746.8741 | 837.0114 | 932.8772 | 1034.5743 | 1140.6225 | 1250.7708 | 1304.751 | 1353.7071
CDP18 | VIC | VIC | Passive CER storage | 269.7717 | 301.4603 | 331.822 | 361.74 | 393.4245 | 427.1076 | 470.0826 | 508.8755 | 550.5086 | 593.6031 | 640.251 | 689.3259 | 740.7945 | 791.6143 | 844.9475 | 897.6568 | 946.6059 | 991.0946 | 1033.8217 | 1074.9606 | 1114.8568 | 1161.2955 | 1209.6656 | 1259.8506 | 1312.0582 | 1360.0652 | 1403.9921 | 1454.6296 | 1500.8336
CDP18 | VIC | VIC | Offshore wind | 0 | 0 | 0 | 0 | 0 | 0 | 0 | 1000 | 2000 | 2666.6667 | 3333.3333 | 4000 | 4999.9999 | 5999.9999 | 6999.9999 | 8000 | 9000 | 9000 | 9000 | 9000 | 9000 | 9000 | 9000 | 9000 | 9000 | 9000 | 9000 | 9000 | 9000
CDP18 | VIC | VIC | Wind | 4537.37 | 4537.37 | 5381.93 | 5399.09 | 5399.0901 | 6754.2242 | 7177.2408 | 7177.2408 | 7177.2409 | 7177.2409 | 7124.7409 | 6932.7409 | 6932.7409 | 6932.7409 | 6869.7409 | 6449.7409 | 6449.7409 | 6161.4409 | 6161.4409 | 6110.8909 | 5793.6909 | 5481.6909 | 4634.701 | 4634.701 | 4237.201 | 4936.6317 | 5613.2202 | 5408.424 | 5408.424
CDP18 | VIC | VIC | Utility solar | 1078.39 | 1171.87 | 1343.97 | 1696.09 | 1696.09 | 1696.09 | 1696.0901 | 1696.0901 | 1696.0901 | 1696.0901 | 1696.0901 | 1696.0901 | 1696.0901 | 1696.0901 | 1696.0901 | 1696.0901 | 1696.0901 | 1696.0901 | 1696.0901 | 1696.0901 | 2444.6317 | 3225.513 | 3198.343 | 3198.343 | 3198.343 | 3128.1584 | 2752.2284 | 2671.2284 | 2476.2184
CDP18 | VIC | VIC | Distributed PV | 4946.5809 | 5473.4647 | 6000.3487 | 6548.375 | 7156.223 | 7660.403 | 8174.482 | 8576.747 | 8962.685 | 9347.904 | 9703.346 | 10044.94 | 10318.213 | 10545.242 | 10731.794 | 10916.825 | 11076.006 | 11258.545 | 11424.147 | 11608.487 | 11778.063 | 11966.74 | 12140.772 | 12336.863 | 12549.209 | 12805.429 | 13049.815 | 13309.967 | 13556.198
CDP18 | VIC | VIC | Other renewable fuels | 0 | 0 | 0 | 0 | 0 | 0 | 0 | 0 | 0 | 0 | 0 | 0 | 0 | 0 | 0 | 0 | 0 | 0 | 0 | 0 | 0 | 0 | 0 | 0 | 0 | 0 | 0 | 90 | 90
CDP18 | VIC | VIC | DSP | 257.18 | 259.24 | 262.65 | 254.27 | 258.93 | 265 | 272.05 | 276.46 | 282.34 | 286.44 | 291.15 | 294 | 296.52 | 298.78 | 301.25 | 303.94 | 307.11 | 310.41 | 312.34 | 314.87 | 316.32 | 317.01 | 318.65 | 319.05 | 318.14 | 316.32 | 315.74 | 316.68 | 318.56
CDP18 | SA | CSA | Mid-merit gas | 1509 | 1509 | 1509 | 529 | 529 | 529 | 529 | 529 | 529 | 529 | 529 | 529 | 529 | 529 | 0 | 0 | 0 | 0 | 0 | 0 | 0 | 0 | 0 | 0 | 0 | 0 | 0 | 0 | 0
CDP18 | SA | CSA | Flexible gas with CCS | 0 | 0 | 0 | 0 | 0 | 0 | 0 | 0 | 0 | 0 | 0 | 0 | 0 | 0 | 0 | 0 | 0 | 0 | 0 | 0 | 0 | 0 | 0 | 0 | 0 | 0 | 0 | 0 | 0
CDP18 | SA | CSA | Flexible gas | 1421.06 | 1421.06 | 1621.06 | 1621.06 | 1547.56 | 1547.56 | 1547.56 | 1301.56 | 1301.56 | 1061.9 | 1236.3457 | 1326.9 | 1326.9 | 1326.9 | 1326.9 | 1326.9 | 1326.9 | 1326.9 | 1326.9 | 1410.8785 | 1782.246 | 1444.246 | 1321.046 | 1167.046 | 1167.046 | 1167.046 | 1167.046 | 1129.846 | 1129.846
CDP18 | SA | CSA | Hydro | 0 | 0 | 0 | 0 | 0 | 0 | 0 | 0 | 0 | 0 | 0 | 0 | 0 | 0 | 0 | 0 | 0 | 0 | 0 | 0 | 0 | 0 | 0 | 0 | 0 | 0 | 0 | 0 | 0
CDP18 | SA | CSA | Utility storage | 456.2 | 656.2 | 951.18 | 1569.6392 | 2801.791 | 2807.811 | 2801.7911 | 2771.7911 | 2771.7911 | 2771.7911 | 2771.7911 | 2771.7911 | 2771.7911 | 2771.7911 | 2771.7911 | 2771.7911 | 2771.7911 | 2771.7911 | 2759.7911 | 2765.8111 | 2509.0911 | 2315.1111 | 2153.1111 | 1534.6519 | 1482.2519 | 1440.7519 | 1758.5109 | 1758.5109 | 1758.5109
CDP18 | SA | CSA | Coordinated CER storage | 55.6719 | 62.4605 | 69.574 | 76.4942 | 84.1684 | 92.1358 | 101.9094 | 111.3026 | 121.9009 | 133.5508 | 146.6546 | 161.056 | 176.8714 | 193.5765 | 211.7514 | 230.9299 | 250.6652 | 270.8794 | 292.0065 | 314.1066 | 337.1741 | 362.1662 | 388.8506 | 416.8107 | 446.0604 | 475.6817 | 505.6161 | 520.6813 | 534.0007
CDP18 | SA | CSA | Passive CER storage | 163.4148 | 176.8412 | 189.127 | 200.7947 | 212.4134 | 224.7795 | 239.333 | 252.1373 | 265.4672 | 278.7557 | 292.6711 | 306.7404 | 321.0593 | 334.5405 | 348.2941 | 361.3463 | 372.8549 | 382.7225 | 391.8089 | 400.2474 | 408.0508 | 417.2101 | 426.5738 | 436.0668 | 445.6894 | 454.0331 | 461.1754 | 471.3591 | 480.3156
CDP18 | SA | CSA | Offshore wind | 0 | 0 | 0 | 0 | 0 | 0 | 0 | 0 | 0 | 0 | 0 | 0 | 0 | 0 | 0 | 0 | 0 | 0 | 0 | 0 | 0 | 0 | 0 | 0 | 0 | 0 | 0 | 0 | 0
CDP18 | SA | CSA | Wind | 2265.94 | 2265.94 | 2406.13 | 2406.13 | 2388.6382 | 2867.4024 | 2811.8043 | 2749.8043 | 2749.8043 | 2749.8043 | 2789.3591 | 2854.716 | 2711.036 | 2526.556 | 2526.556 | 2646.5337 | 2319.8337 | 2856.8258 | 2856.8258 | 2857.0533 | 2643.1933 | 2643.1933 | 2439.8507 | 2674.2511 | 3181.9539 | 3607.1594 | 3412.6247 | 3412.6247 | 3412.7398
CDP18 | SA | CSA | Utility solar | 566.2 | 566.2 | 566.2 | 845.96 | 845.9601 | 932.1698 | 932.1699 | 932.1699 | 926.0499 | 926.0499 | 926.0499 | 1184.6551 | 1184.6551 | 1184.6551 | 1184.6551 | 1184.6551 | 1184.6551 | 1285.1855 | 1254.1455 | 1327.3108 | 1900.4103 | 3300.4496 | 3281.8296 | 3281.8296 | 3202.6296 | 3202.6296 | 3107.6296 | 3125.8469 | 3125.8469
CDP18 | SA | CSA | Distributed PV | 2384.3353 | 2442.1813 | 2500.4698 | 2567.782 | 2677.0418 | 2784.8805 | 2909.5845 | 3009.2554 | 3102.066 | 3180.5322 | 3268.8848 | 3329.2026 | 3380.66 | 3426.1092 | 3489.9642 | 3538.8511 | 3587.8176 | 3637.0179 | 3703.2634 | 3753.7863 | 3803.3867 | 3852.582 | 3919.3763 | 3971.0747 | 4023.001 | 4075.7847 | 4146.0359 | 4201.0105 | 4255.8474
CDP18 | SA | CSA | Other renewable fuels | 0 | 0 | 0 | 0 | 0 | 0 | 0 | 0 | 0 | 0 | 0 | 0 | 0 | 0 | 0 | 0 | 0 | 0 | 0 | 0 | 0 | 0 | 0 | 0 | 0 | 0 | 0 | 0 | 0
CDP18 | SA | CSA | DSP | 48.57 | 49.28 | 50.28 | 51.56 | 52.85 | 53.42 | 54.14 | 54.66 | 55.32 | 55.88 | 56.69 | 57.36 | 58.07 | 58.69 | 59.22 | 59.72 | 60.24 | 60.85 | 61.33 | 61.79 | 62.07 | 62.2 | 62.04 | 61.81 | 61.44 | 61.03 | 61.09 | 61.34 | 61.65
CDP18 | SA | SESA | Mid-merit gas | 0 | 0 | 0 | 0 | 0 | 0 | 0 | 0 | 0 | 0 | 0 | 0 | 0 | 0 | 0 | 0 | 0 | 0 | 0 | 0 | 0 | 0 | 0 | 0 | 0 | 0 | 0 | 0 | 0
CDP18 | SA | SESA | Flexible gas with CCS | 0 | 0 | 0 | 0 | 0 | 0 | 0 | 0 | 0 | 0 | 0 | 0 | 0 | 0 | 0 | 0 | 0 | 0 | 0 | 0 | 0 | 0 | 0 | 0 | 0 | 0 | 0 | 0 | 0
CDP18 | SA | SESA | Flexible gas | 143 | 143 | 143 | 143 | 80 | 80 | 80 | 80 | 80 | 80 | 80 | 80 | 0 | 0 | 0 | 0 | 0 | 0 | 0 | 0 | 0 | 0 | 0 | 0 | 0 | 0 | 0 | 0 | 0
CDP18 | SA | SESA | Hydro | 0 | 0 | 0 | 0 | 0 | 0 | 0 | 0 | 0 | 0 | 0 | 0 | 0 | 0 | 0 | 0 | 0 | 0 | 0 | 0 | 0 | 0 | 0 | 0 | 0 | 0 | 0 | 0 | 0
CDP18 | SA | SESA | Utility storage | 25 | 25 | 25 | 25 | 25 | 25 | 25 | 25 | 25 | 25 | 25 | 4.246e-05 | 4.246e-05 | 4.379e-05 | 5.824e-05 | 6.311e-05 | 6.311e-05 | 6.311e-05 | 6.311e-05 | 6.311e-05 | 6.915e-05 | 7.446e-05 | 7.818e-05 | 7.818e-05 | 68.0375 | 68.0375 | 68.0375 | 68.0375 | 68.0375
CDP18 | SA | SESA | Coordinated CER storage | 1.9701 | 2.2312 | 2.5031 | 2.7724 | 3.0693 | 3.3785 | 3.771 | 4.1547 | 4.5772 | 5.0453 | 5.5905 | 6.2292 | 6.8967 | 7.6454 | 8.4204 | 9.2343 | 10.0864 | 10.97 | 11.8923 | 12.8505 | 13.8935 | 15.057 | 16.2673 | 17.5209 | 18.834 | 20.1658 | 21.5197 | 22.1956 | 22.8328
CDP18 | SA | SESA | Passive CER storage | 5.7829 | 6.3171 | 6.8043 | 7.2775 | 7.7459 | 8.2424 | 8.8562 | 9.3849 | 9.9001 | 10.4074 | 10.9659 | 11.6011 | 12.1692 | 12.779 | 13.3159 | 13.8063 | 14.2494 | 14.6336 | 14.9745 | 15.2687 | 15.6028 | 16.033 | 16.4336 | 16.813 | 17.1981 | 17.5263 | 17.8106 | 18.2151 | 18.6306
CDP18 | SA | SESA | Offshore wind | 0 | 0 | 0 | 0 | 0 | 0 | 0 | 0 | 0 | 0 | 0 | 0 | 0 | 0 | 0 | 0 | 0 | 0 | 0 | 0 | 0 | 0 | 0 | 0 | 0 | 0 | 0 | 0 | 0
CDP18 | SA | SESA | Wind | 324.5 | 324.5 | 324.5 | 324.5 | 324.5 | 902.3918 | 902.3918 | 902.3918 | 902.3918 | 902.3918 | 902.3918 | 902.3918 | 775.8918 | 775.8918 | 775.8918 | 616.8918 | 616.8918 | 577.8918 | 577.8918 | 577.8918 | 577.8918 | 577.8918 | 577.8918 | 577.8918 | 577.8918 | 577.8918 | 799.8459 | 799.8459 | 799.8459
CDP18 | SA | SESA | Utility solar | 42.9 | 42.9 | 42.9 | 42.9 | 42.9 | 42.9 | 42.9 | 42.9 | 42.9 | 42.9 | 42.9 | 42.9 | 42.9 | 42.9 | 42.9 | 42.9 | 42.9 | 42.9 | 0 | 0 | 0 | 0 | 0 | 0 | 0 | 0 | 0 | 0 | 0
CDP18 | SA | SESA | Distributed PV | 83.6952 | 87.0282 | 89.9188 | 93.849 | 99.2782 | 104.4655 | 110.6695 | 115.8376 | 120.225 | 123.9958 | 128.4132 | 132.6594 | 135.447 | 138.9108 | 141.8218 | 143.7709 | 146.0024 | 148.3721 | 151.1876 | 152.8717 | 155.8903 | 159.718 | 163.4487 | 165.4983 | 167.756 | 169.7433 | 172.5161 | 174.9055 | 178.6376
CDP18 | SA | SESA | Other renewable fuels | 0 | 0 | 0 | 0 | 0 | 0 | 0 | 0 | 0 | 0 | 0 | 0 | 0 | 0 | 0 | 0 | 0 | 0 | 0 | 0 | 0 | 0 | 0 | 0 | 0 | 0 | 0 | 0 | 0
CDP18 | SA | SESA | DSP | 0 | 0 | 0 | 0 | 0 | 0 | 0 | 0 | 0 | 0 | 0 | 0 | 0 | 0 | 0 | 0 | 0 | 0 | 0 | 0 | 0 | 0 | 0 | 0 | 0 | 0 | 0 | 0 | 0
CDP18 | TAS | TAS | Mid-merit gas | 208 | 208 | 208 | 208 | 0 | 0 | 0 | 0 | 0 | 0 | 0 | 0 | 0 | 0 | 0 | 0 | 0 | 0 | 0 | 0 | 0 | 0 | 0 | 0 | 0 | 0 | 0 | 0 | 0
CDP18 | TAS | TAS | Flexible gas with CCS | 0 | 0 | 0 | 0 | 0 | 0 | 0 | 0 | 0 | 0 | 0 | 0 | 0 | 0 | 0 | 0 | 0 | 0 | 0 | 0 | 0 | 0 | 0 | 0 | 0 | 0 | 0 | 0 | 0
CDP18 | TAS | TAS | Flexible gas | 178 | 178 | 178 | 178 | 178 | 178 | 178 | 178 | 178 | 178 | 178 | 178 | 178 | 178 | 178 | 178 | 178 | 58 | 58 | 58 | 58 | 58 | 58 | 58 | 58 | 58 | 58 | 0 | 0
CDP18 | TAS | TAS | Hydro | 2176.7 | 2176.7 | 2176.7 | 2176.7 | 2176.7 | 2176.7 | 2176.7 | 2566.7 | 2566.7 | 2566.7 | 2566.7 | 2566.7 | 2566.7 | 2566.7 | 2566.7 | 2566.7 | 2566.7 | 2566.7 | 2566.7 | 2566.7 | 2566.7 | 2566.7 | 2566.7 | 2566.7 | 2566.7 | 2566.7 | 2566.7 | 2566.7 | 2566.7
CDP18 | TAS | TAS | Utility storage | 0 | 0 | 0 | 0 | 1.868e-05 | 2.117e-05 | 2.357e-05 | 5.136e-05 | 5.478e-05 | 7.229e-05 | 7.394e-05 | 7.394e-05 | 7.394e-05 | 7.394e-05 | 8.998e-05 | 0.0001021 | 0.00011373 | 19.6144 | 19.6144 | 173.1271 | 448.2457 | 900.5226 | 900.5226 | 900.5226 | 900.5226 | 900.5226 | 900.5226 | 900.5226 | 900.5226
CDP18 | TAS | TAS | Coordinated CER storage | 0.57875 | 0.86202 | 1.1897 | 1.5604 | 1.9874 | 2.4806 | 3.1026 | 3.6027 | 4.2371 | 5.0419 | 6.0802 | 7.3806 | 8.9752 | 10.855 | 13.0758 | 15.6258 | 18.4829 | 21.6512 | 25.1679 | 29.047 | 33.2957 | 37.9263 | 43.0768 | 48.6582 | 54.6735 | 61.0336 | 67.7354 | 71.4596 | 74.781
CDP18 | TAS | TAS | Passive CER storage | 16.4983 | 18.3551 | 20.1214 | 21.7939 | 23.5599 | 25.4634 | 28.0008 | 30.1463 | 32.4307 | 34.7743 | 37.3199 | 39.9892 | 42.7744 | 45.4739 | 48.2933 | 51.0238 | 53.4633 | 55.579 | 57.5324 | 59.351 | 61.0565 | 63.1414 | 65.3064 | 67.5415 | 69.8609 | 71.8752 | 73.5976 | 75.9416 | 77.9696
CDP18 | TAS | TAS | Offshore wind | 0 | 0 | 0 | 0 | 0 | 0 | 0 | 0 | 0 | 0 | 0 | 0 | 0 | 0 | 0 | 0 | 0 | 0 | 0 | 0 | 0 | 0 | 0 | 0 | 0 | 0 | 0 | 0 | 0
CDP18 | TAS | TAS | Wind | 563.35 | 563.35 | 563.35 | 1021.646 | 1208.6317 | 1476.0055 | 1544.3944 | 1610.4503 | 1691.3946 | 1913.6298 | 1913.6298 | 2116.3465 | 2266.1457 | 2274.2005 | 2416.9775 | 2489.7282 | 2489.7282 | 2489.7282 | 2489.7282 | 2489.7282 | 2489.7282 | 2345.7282 | 2345.7282 | 2345.7282 | 2345.7282 | 2345.7282 | 2345.7282 | 2037.9782 | 2037.9782
CDP18 | TAS | TAS | Utility solar | 0 | 0 | 0 | 0 | 0 | 0 | 0 | 0 | 0 | 0 | 0 | 0 | 0 | 0 | 0 | 0 | 0 | 0 | 0 | 0 | 0 | 0 | 0 | 0 | 0 | 0 | 0 | 0 | 0
CDP18 | TAS | TAS | Distributed PV | 275.4595 | 286.8109 | 298.1623 | 315.088 | 354.168 | 394.531 | 440.094 | 467.582 | 496.331 | 524.805 | 554.695 | 577.869 | 593.286 | 600.415 | 608.279 | 612.658 | 617.88 | 623.117 | 630.779 | 635.441 | 640.601 | 645.81 | 653.619 | 658.482 | 663.84 | 669.299 | 677.348 | 682.546 | 688.275
CDP18 | TAS | TAS | Other renewable fuels | 0 | 0 | 0 | 0 | 0 | 0 | 0 | 0 | 0 | 0 | 0 | 0 | 0 | 0 | 0 | 0 | 0 | 0 | 0 | 0 | 0 | 0 | 0 | 0 | 0 | 0 | 0 | 0 | 0
CDP18 | TAS | TAS | DSP | 5.95 | 6 | 5.24 | 4.54 | 4.57 | 4.66 | 4.79 | 4.91 | 5.01 | 5.05 | 5.06 | 5.09 | 5.06 | 5.08 | 5.09 | 5.11 | 5.12 | 5.16 | 5.18 | 5.2 | 5.21 | 5.19 | 5.19 | 5.18 | 5.19 | 5.2 | 5.14 | 5.03 | 4.96
CDP19 | NSW | NNSW | Black coal | 0 | 0 | 0 | 0 | 0 | 0 | 0 | 0 | 0 | 0 | 0 | 0 | 0 | 0 | 0 | 0 | 0 | 0 | 0 | 0 | 0 | 0 | 0 | 0 | 0 | 0 | 0 | 0 | 0
CDP19 | NSW | NNSW | Mid-merit gas | 0 | 0 | 0 | 0 | 0 | 0 | 0 | 0 | 0 | 0 | 0 | 0 | 0 | 0 | 0 | 0 | 0 | 0 | 0 | 0 | 0 | 0 | 0 | 0 | 0 | 0 | 0 | 0 | 0
CDP19 | NSW | NNSW | Flexible gas with CCS | 0 | 0 | 0 | 0 | 0 | 0 | 0 | 0 | 0 | 0 | 0 | 0 | 0 | 0 | 0 | 0 | 0 | 0 | 0 | 0 | 0 | 0 | 0 | 0 | 0 | 0 | 0 | 0 | 0
CDP19 | NSW | NNSW | Flexible gas | 0 | 0 | 0 | 0 | 0 | 0 | 0 | 0 | 0 | 0 | 0 | 0 | 0 | 0 | 0 | 0 | 0 | 0 | 0 | 0 | 0 | 0 | 0 | 0 | 0 | 0 | 0 | 0 | 0
CDP19 | NSW | NNSW | Hydro | 0 | 0 | 0 | 0 | 0 | 0 | 0 | 0 | 0 | 0 | 0 | 0 | 0 | 0 | 0 | 0 | 0 | 0 | 0 | 0 | 0 | 0 | 0 | 0 | 0 | 0 | 0 | 0 | 0
CDP19 | NSW | NNSW | Utility storage | 0 | 0 | 30 | 505 | 705 | 812.9079 | 1618.9084 | 1618.9085 | 1618.9085 | 1618.9085 | 1588.9085 | 1588.9085 | 1588.9085 | 1588.9085 | 1588.9085 | 1588.9085 | 1588.9085 | 1588.9085 | 1588.9086 | 1588.9086 | 1588.9086 | 2588.9086 | 2588.9086 | 1913.9086 | 2496.436 | 2388.5281 | 2293.7854 | 2293.7854 | 2628.9182
CDP19 | NSW | NNSW | Coordinated CER storage | 2.1928 | 2.9011 | 3.6904 | 4.6278 | 5.5596 | 6.6915 | 7.9992 | 9.7928 | 12.0913 | 14.9199 | 18.3769 | 22.4496 | 27.1895 | 32.5292 | 38.5657 | 45.2506 | 52.5465 | 60.457 | 69.0343 | 78.2621 | 88.1661 | 98.8985 | 110.4266 | 122.6426 | 135.5582 | 148.9852 | 162.8922 | 169.464 | 175.3439
CDP19 | NSW | NNSW | Passive CER storage | 47.7175 | 51.9224 | 55.9244 | 59.7457 | 63.1809 | 66.9501 | 72.1109 | 76.9127 | 82.1206 | 87.477 | 93.3283 | 99.3194 | 105.5537 | 111.5324 | 117.7469 | 123.7732 | 129.3342 | 134.4245 | 139.3018 | 143.8527 | 148.1976 | 153.2203 | 158.3806 | 163.6836 | 169.1359 | 173.9747 | 178.2371 | 183.577 | 188.3339
CDP19 | NSW | NNSW | Offshore wind | 0 | 0 | 0 | 0 | 0 | 0 | 0 | 0 | 0 | 0 | 0 | 0 | 0 | 0 | 0 | 0 | 0 | 0 | 0 | 0 | 0 | 0 | 0 | 0 | 0 | 0 | 0 | 0 | 0
CDP19 | NSW | NNSW | Wind | 442.48 | 442.48 | 442.48 | 781.9871 | 815.9071 | 815.9071 | 3468.9864 | 3468.9864 | 3468.9864 | 3468.9864 | 3468.9864 | 4064.926 | 4064.926 | 4064.926 | 4064.926 | 3892.446 | 3892.446 | 4456.9502 | 6017.8101 | 6916.6585 | 7267.0499 | 7267.0499 | 7267.0499 | 7267.0499 | 7267.0499 | 7400 | 7400 | 7400 | 7400
CDP19 | NSW | NNSW | Utility solar | 701.02 | 701.02 | 1021.02 | 1322.984 | 1322.984 | 1322.984 | 1374.705 | 1374.705 | 1374.705 | 1374.705 | 1508.1335 | 1821.5874 | 1821.5874 | 1821.5874 | 1821.5874 | 1821.5874 | 1821.5874 | 1821.5874 | 3022.2678 | 3301.631 | 4287.984 | 4287.984 | 4287.984 | 4263.101 | 4282.4638 | 4282.4638 | 4286.1426 | 4302.631 | 4449.7776
CDP19 | NSW | NNSW | Distributed PV | 999.795 | 1024.5274 | 1042.0404 | 1062.8416 | 1119.5661 | 1186.9908 | 1258.7771 | 1308.956 | 1356.0219 | 1394.7316 | 1433.3051 | 1460.8986 | 1482.9765 | 1497.8632 | 1516.4188 | 1530.7247 | 1546.3741 | 1562.7988 | 1581.7996 | 1598.2848 | 1617.7461 | 1635.9887 | 1654.643 | 1671.6642 | 1690.6614 | 1710.0652 | 1730.7883 | 1751.4803 | 1774.4013
CDP19 | NSW | NNSW | Other renewable fuels | 0 | 0 | 0 | 0 | 0 | 0 | 0 | 0 | 0 | 0 | 0 | 0 | 0 | 0 | 0 | 0 | 0 | 0 | 0 | 0 | 0 | 0 | 0 | 0 | 0 | 0 | 0 | 90 | 90
CDP19 | NSW | NNSW | DSP | 0 | 0 | 0 | 0 | 0 | 0 | 0 | 0 | 0 | 0 | 0 | 0 | 0 | 0 | 0 | 0 | 0 | 0 | 0 | 0 | 0 | 0 | 0 | 0 | 0 | 0 | 0 | 0 | 0
CDP19 | NSW | CNSW | Black coal | 4105 | 4105 | 4105 | 4105 | 4135 | 3450 | 1420 | 1420 | 1420 | 1420 | 1420 | 1420 | 1420 | 1420 | 1420 | 1420 | 1420 | 0 | 0 | 0 | 0 | 0 | 0 | 0 | 0 | 0 | 0 | 0 | 0
CDP19 | NSW | CNSW | Mid-merit gas | 0 | 0 | 0 | 0 | 0 | 0 | 0 | 0 | 0 | 0 | 0 | 0 | 0 | 0 | 0 | 0 | 0 | 0 | 0 | 0 | 0 | 0 | 0 | 0 | 0 | 0 | 0 | 0 | 0
CDP19 | NSW | CNSW | Flexible gas with CCS | 0 | 0 | 0 | 0 | 0 | 0 | 0 | 0 | 0 | 0 | 0 | 0 | 0 | 0 | 0 | 0 | 0 | 0 | 0 | 0 | 0 | 0 | 0 | 0 | 0 | 0 | 0 | 0 | 0
CDP19 | NSW | CNSW | Flexible gas | 0 | 0 | 0 | 0 | 0 | 0 | 0 | 0 | 0 | 0 | 0 | 0 | 0 | 0 | 0 | 0 | 0 | 0 | 0 | 0 | 0 | 0 | 0 | 0 | 0 | 0 | 0 | 0 | 0
CDP19 | NSW | CNSW | Hydro | 0 | 0 | 0 | 0 | 0 | 0 | 0 | 0 | 0 | 0 | 0 | 0 | 0 | 0 | 0 | 0 | 0 | 0 | 0 | 0 | 0 | 0 | 0 | 0 | 0 | 0 | 0 | 0 | 0
CDP19 | NSW | CNSW | Utility storage | 247 | 247 | 816 | 826.0321 | 1485.8639 | 2870.9421 | 2910.974 | 2870.954 | 2910.974 | 2870.954 | 2870.954 | 2910.974 | 2870.954 | 2870.954 | 2910.974 | 2910.974 | 2870.954 | 2870.954 | 2870.954 | 2870.954 | 2910.974 | 2870.954 | 2341.974 | 2291.9219 | 2000.5501 | 779.6298 | 739.6032 | 739.6032 | 779.6232
CDP19 | NSW | CNSW | Coordinated CER storage | 0.91547 | 1.218 | 1.5545 | 1.9694 | 2.396 | 2.8889 | 3.468 | 4.4484 | 5.7616 | 7.4129 | 9.4548 | 11.9182 | 14.7956 | 18.091 | 21.8271 | 26.0012 | 30.6055 | 35.6384 | 41.1048 | 47.0119 | 53.3576 | 60.2411 | 67.6633 | 75.5332 | 83.8558 | 92.5557 | 101.5813 | 105.8426 | 109.6628
CDP19 | NSW | CNSW | Passive CER storage | 19.9215 | 21.7984 | 23.5569 | 25.4252 | 27.2293 | 28.9039 | 31.2635 | 33.4736 | 36.0114 | 38.6022 | 41.3825 | 44.4067 | 47.4404 | 50.4842 | 53.5835 | 56.6421 | 59.5615 | 62.2973 | 64.8483 | 67.2355 | 69.4388 | 72.0568 | 74.8106 | 77.6287 | 80.5076 | 83.1503 | 85.4446 | 88.2195 | 90.7189
CDP19 | NSW | CNSW | Offshore wind | 0 | 0 | 0 | 0 | 0 | 0 | 0 | 0 | 0 | 0 | 0 | 0 | 0 | 0 | 0 | 0 | 0 | 0 | 0 | 0 | 0 | 0 | 0 | 0 | 0 | 0 | 0 | 0 | 0
CDP19 | NSW | CNSW | Wind | 503.54 | 503.54 | 641.54 | 1483.7289 | 2247.5037 | 5157.8841 | 5157.8841 | 5157.8841 | 5157.8841 | 5157.8841 | 5157.8841 | 5157.8841 | 5157.8841 | 5157.8841 | 5157.8841 | 5157.8841 | 5157.8841 | 5051.0841 | 4913.0741 | 4913.0741 | 4913.0741 | 4964.042 | 4964.042 | 4964.042 | 4964.042 | 5200.9349 | 5749.2805 | 5749.2805 | 5749.2805
CDP19 | NSW | CNSW | Utility solar | 1876.49 | 1876.49 | 1956.35 | 2961.0555 | 2961.0555 | 3944.0724 | 4206.6245 | 4206.6245 | 4206.6245 | 4206.6245 | 4206.6245 | 4514.7937 | 4514.7937 | 4514.7937 | 4514.7937 | 4514.7937 | 4514.7937 | 4514.7937 | 4514.7937 | 4412.7737 | 5006.8414 | 5006.8414 | 4970.8314 | 4970.8314 | 6457.1241 | 6691.1381 | 8215.99 | 8096.24 | 7926.36
CDP19 | NSW | CNSW | Distributed PV | 621.9378 | 636.102 | 644.9182 | 661.8711 | 702.2766 | 740.456 | 787.694 | 821.4306 | 856.4795 | 886.1984 | 918.429 | 939.0199 | 954.7714 | 966.4442 | 983.7172 | 994.2831 | 1006.6496 | 1019.2425 | 1037.8102 | 1049.5191 | 1061.3193 | 1073.5732 | 1093.3139 | 1104.7404 | 1118.1637 | 1133.1908 | 1153.9216 | 1167.3489 | 1182.2507
CDP19 | NSW | CNSW | Other renewable fuels | 0 | 0 | 0 | 0 | 0 | 0 | 0 | 0 | 0 | 0 | 0 | 0 | 0 | 0 | 0 | 0 | 0 | 0 | 0 | 0 | 0 | 0 | 0 | 0 | 0 | 0 | 30 | 90 | 90
CDP19 | NSW | CNSW | DSP | 0 | 0 | 0 | 0 | 0 | 0 | 0 | 0 | 0 | 0 | 0 | 0 | 0 | 0 | 0 | 0 | 0 | 0 | 0 | 0 | 0 | 0 | 0 | 0 | 0 | 0 | 0 | 0 | 0
CDP19 | NSW | SNW | Black coal | 4200 | 4200 | 1320 | 1320 | 1320 | 0 | 0 | 0 | 0 | 0 | 0 | 0 | 0 | 0 | 0 | 0 | 0 | 0 | 0 | 0 | 0 | 0 | 0 | 0 | 0 | 0 | 0 | 0 | 0
CDP19 | NSW | SNW | Mid-merit gas | 440 | 440 | 440 | 440 | 440 | 440 | 440 | 440 | 440 | 440 | 440 | 440 | 440 | 440 | 440 | 440 | 440 | 440 | 440 | 440 | 0 | 0 | 0 | 0 | 0 | 0 | 0 | 0 | 0
CDP19 | NSW | SNW | Flexible gas with CCS | 0 | 0 | 0 | 0 | 0 | 0 | 0 | 0 | 0 | 0 | 0 | 0 | 0 | 0 | 0 | 0 | 0 | 0 | 0 | 0 | 0 | 0 | 0 | 0 | 0 | 0 | 0 | 0 | 0
CDP19 | NSW | SNW | Flexible gas | 1979 | 1979 | 1979 | 1979 | 1979 | 1979 | 1979 | 1979 | 1979 | 1979 | 1979 | 1979 | 1979 | 1979 | 1979 | 1979 | 1979 | 1979 | 1979 | 2233.1379 | 2922.9866 | 3799.0466 | 3799.0466 | 3799.0466 | 3799.0466 | 3799.0466 | 3799.0466 | 3799.0466 | 3799.0466
CDP19 | NSW | SNW | Hydro | 0 | 0 | 0 | 0 | 0 | 0 | 0 | 0 | 0 | 0 | 0 | 0 | 0 | 0 | 0 | 0 | 0 | 0 | 0 | 0 | 0 | 0 | 0 | 0 | 0 | 0 | 0 | 0 | 0
CDP19 | NSW | SNW | Utility storage | 50 | 50 | 1571.8575 | 1571.8612 | 1571.8629 | 1607.5015 | 2076.8385 | 2704.3905 | 2776.9665 | 2704.3905 | 2704.3905 | 2776.9665 | 2704.3905 | 2654.3905 | 2726.9665 | 2726.9665 | 2654.3905 | 2654.3905 | 2654.3905 | 2654.3905 | 2726.9665 | 2654.3905 | 1312.821 | 1240.2414 | 1240.2397 | 1280.3713 | 968.2923 | 968.2923 | 1040.8683
CDP19 | NSW | SNW | Coordinated CER storage | 8.587 | 11.5295 | 14.8171 | 18.6626 | 22.7871 | 27.7997 | 33.4963 | 43.0237 | 55.4305 | 70.9627 | 90.1039 | 112.9793 | 139.8314 | 170.4524 | 205.2684 | 244.1544 | 286.9162 | 333.5338 | 384.2127 | 438.8854 | 497.66 | 560.8937 | 629.5544 | 702.4072 | 779.5514 | 860.1351 | 943.9419 | 983.3503 | 1018.6582
CDP19 | NSW | SNW | Passive CER storage | 186.8609 | 206.3463 | 224.5379 | 240.9368 | 258.9593 | 278.1444 | 301.9599 | 322.7208 | 344.5839 | 366.8252 | 390.7075 | 415.6523 | 441.7183 | 467.2367 | 494.0385 | 520.566 | 545.206 | 567.5963 | 588.6361 | 607.8089 | 625.5986 | 647.3132 | 670.0861 | 693.8422 | 718.7364 | 741.3337 | 761.6739 | 786.6727 | 809.1086
CDP19 | NSW | SNW | Offshore wind | 0 | 0 | 0 | 0 | 0 | 0 | 0 | 0 | 0 | 0 | 0 | 0 | 0 | 0 | 0 | 0 | 0 | 0 | 0 | 0 | 0 | 0 | 0 | 0 | 0 | 0 | 0 | 0 | 0
CDP19 | NSW | SNW | Wind | 0 | 0 | 0 | 0 | 0 | 0 | 0 | 0 | 0 | 0 | 0 | 0 | 0 | 0 | 0 | 0 | 0 | 0 | 0 | 0 | 0 | 0 | 0 | 0 | 0 | 0 | 0 | 0 | 0
CDP19 | NSW | SNW | Utility solar | 0 | 0 | 0 | 0 | 0 | 0 | 0 | 0 | 0 | 0 | 0 | 0 | 0 | 0 | 0 | 0 | 0 | 0 | 0 | 0 | 0 | 0 | 0 | 0 | 0 | 0 | 0 | 0 | 0
CDP19 | NSW | SNW | Distributed PV | 3679.6425 | 3821.5974 | 3976.6457 | 4171.7761 | 4514.291 | 4858.2954 | 5220.1292 | 5496.252 | 5768.549 | 6015.446 | 6247.5007 | 6444.969 | 6601.2248 | 6709.9767 | 6807.533 | 6901.289 | 6995.1835 | 7087.6409 | 7182.3455 | 7274.2264 | 7368.4104 | 7463.4566 | 7560.2199 | 7654.4945 | 7751.1288 | 7849.3467 | 7952.3875 | 8051.2259 | 8161.516
CDP19 | NSW | SNW | Other renewable fuels | 0 | 0 | 0 | 0 | 0 | 0 | 0 | 0 | 0 | 0 | 0 | 0 | 0 | 0 | 0 | 0 | 0 | 0 | 0 | 0 | 0 | 0 | 0 | 0 | 0 | 0 | 90 | 90 | 90
CDP19 | NSW | SNW | DSP | 336.74 | 342.94 | 349.4 | 358.05 | 499.09 | 685.31 | 850.38 | 920.72 | 991.02 | 1061.28 | 1070.04 | 1079.54 | 1087.21 | 1096.93 | 1105.44 | 1116.29 | 1124.85 | 1136.31 | 1138.21 | 1141.89 | 1148.33 | 1146.26 | 1149.08 | 1151.3 | 1149.72 | 1153.61 | 1157.93 | 1166.18 | 1185.25
CDP19 | NSW | SNSW | Black coal | 0 | 0 | 0 | 0 | 0 | 0 | 0 | 0 | 0 | 0 | 0 | 0 | 0 | 0 | 0 | 0 | 0 | 0 | 0 | 0 | 0 | 0 | 0 | 0 | 0 | 0 | 0 | 0 | 0
CDP19 | NSW | SNSW | Mid-merit gas | 0 | 0 | 0 | 0 | 0 | 0 | 0 | 0 | 0 | 0 | 0 | 0 | 0 | 0 | 0 | 0 | 0 | 0 | 0 | 0 | 0 | 0 | 0 | 0 | 0 | 0 | 0 | 0 | 0
CDP19 | NSW | SNSW | Flexible gas with CCS | 0 | 0 | 0 | 0 | 0 | 0 | 0 | 0 | 0 | 0 | 0 | 0 | 0 | 0 | 0 | 0 | 0 | 0 | 0 | 0 | 0 | 0 | 0 | 0 | 0 | 0 | 0 | 0 | 0
CDP19 | NSW | SNSW | Flexible gas | 692 | 692 | 692 | 692 | 692 | 692 | 692 | 692 | 692 | 692 | 692 | 692 | 692 | 692 | 692 | 692 | 692 | 692 | 692 | 692 | 692 | 0 | 0 | 0 | 0 | 0 | 0 | 0 | 0
CDP19 | NSW | SNSW | Hydro | 2285 | 2285 | 2285 | 2285 | 2285 | 2285 | 2285 | 2285 | 2285 | 2285 | 2285 | 2285 | 2285 | 2285 | 2285 | 2285 | 2285 | 2285 | 2285 | 2285 | 2285 | 2285 | 2285 | 2285 | 2285 | 2285 | 2285 | 2285 | 2285
CDP19 | NSW | SNSW | Utility storage | 299.99 | 309.99 | 368.9 | 368.9 | 568.9 | 2768.9 | 2854.9687 | 2853.9787 | 2854.9687 | 2853.9787 | 2853.9787 | 2854.9687 | 2853.9787 | 2853.9787 | 2854.9687 | 2854.9687 | 2853.9787 | 2853.9787 | 2853.9787 | 2843.9787 | 2794.9687 | 2793.9787 | 2735.0687 | 2734.0787 | 2734.0787 | 2635.0787 | 2587.3582 | 2587.3582 | 2437.3582
CDP19 | NSW | SNSW | Coordinated CER storage | 1.8316 | 2.4469 | 3.1469 | 4.0056 | 4.9448 | 6.063 | 7.344 | 8.8828 | 10.843 | 13.2952 | 16.3304 | 19.989 | 24.3293 | 29.3361 | 35.0941 | 41.5771 | 48.7432 | 56.6101 | 65.2405 | 74.6487 | 84.8616 | 95.9878 | 108.1835 | 121.2843 | 135.2958 | 150.0261 | 165.4879 | 173.4974 | 180.7336
CDP19 | NSW | SNSW | Passive CER storage | 39.8581 | 43.7926 | 47.6885 | 51.7125 | 56.1945 | 60.6618 | 66.2045 | 71.0929 | 76.2779 | 81.7101 | 87.5202 | 93.586 | 99.9174 | 106.2198 | 112.7798 | 119.2142 | 125.1293 | 130.5318 | 135.6734 | 140.5429 | 145.2071 | 150.7156 | 156.525 | 162.5649 | 168.7895 | 174.3699 | 179.4516 | 185.5172 | 191.0124
CDP19 | NSW | SNSW | Offshore wind | 0 | 0 | 0 | 0 | 0 | 0 | 0 | 0 | 0 | 0 | 0 | 0 | 0 | 0 | 0 | 0 | 0 | 0 | 0 | 0 | 0 | 0 | 0 | 0 | 0 | 0 | 0 | 0 | 0
CDP19 | NSW | SNSW | Wind | 1792.06 | 1850.06 | 1890.08 | 2420.54 | 3005.6667 | 3005.6667 | 3005.6667 | 3005.6667 | 3005.6667 | 3005.6667 | 3005.6667 | 3005.6667 | 3005.6667 | 2959.1667 | 2959.1667 | 2929.1667 | 2929.1667 | 2695.2805 | 2646.9805 | 2646.9805 | 2357.9705 | 2357.9705 | 2123.2991 | 1925.1194 | 1929.5797 | 1554.9392 | 1559.8557 | 1559.8557 | 1559.8557
CDP19 | NSW | SNSW | Utility solar | 2083.08 | 2083.08 | 2475.36 | 2817.7576 | 3376.8775 | 3376.8775 | 3377.7775 | 3376.8775 | 3376.8775 | 3376.8775 | 3376.8775 | 3376.8775 | 3376.8775 | 3376.8775 | 3376.8775 | 3226.8475 | 3226.8475 | 3226.8475 | 3226.8475 | 3226.8475 | 3703.0714 | 4570.7936 | 4570.7936 | 4485.7936 | 4453.3936 | 4751.3692 | 4419.0292 | 3643.8192 | 3613.8192
CDP19 | NSW | SNSW | Distributed PV | 986.0326 | 1016.5758 | 1046.5931 | 1086.1683 | 1164.1203 | 1240.9168 | 1328.5137 | 1393.4014 | 1458.5676 | 1517.356 | 1578.8062 | 1621.3015 | 1659.1313 | 1689.5418 | 1724.7489 | 1750.0152 | 1777.7549 | 1805.5558 | 1841.3577 | 1866.4198 | 1894.7072 | 1924.1874 | 1962.8752 | 1990.9999 | 2022.3122 | 2052.6863 | 2093.9396 | 2124.8409 | 2159.5341
CDP19 | NSW | SNSW | Other renewable fuels | 0 | 0 | 0 | 0 | 0 | 0 | 0 | 0 | 0 | 0 | 0 | 0 | 0 | 0 | 0 | 0 | 0 | 0 | 0 | 0 | 0 | 0 | 0 | 0 | 0 | 0 | 0 | 0 | 0
CDP19 | NSW | SNSW | DSP | 0 | 0 | 0 | 0 | 0 | 0 | 0 | 0 | 0 | 0 | 0 | 0 | 0 | 0 | 0 | 0 | 0 | 0 | 0 | 0 | 0 | 0 | 0 | 0 | 0 | 0 | 0 | 0 | 0
CDP19 | QLD | NQ | Black coal | 0 | 0 | 0 | 0 | 0 | 0 | 0 | 0 | 0 | 0 | 0 | 0 | 0 | 0 | 0 | 0 | 0 | 0 | 0 | 0 | 0 | 0 | 0 | 0 | 0 | 0 | 0 | 0 | 0
CDP19 | QLD | NQ | Mid-merit gas | 244 | 244 | 244 | 244 | 244 | 244 | 244 | 244 | 244 | 244 | 244 | 244 | 244 | 244 | 244 | 244 | 244 | 244 | 244 | 244 | 244 | 244 | 244 | 0 | 0 | 0 | 0 | 0 | 0
CDP19 | QLD | NQ | Flexible gas with CCS | 0 | 0 | 0 | 0 | 0 | 0 | 0 | 0 | 0 | 0 | 0 | 0 | 0 | 0 | 0 | 0 | 0 | 0 | 0 | 0 | 0 | 0 | 0 | 0 | 0 | 0 | 0 | 0 | 0
CDP19 | QLD | NQ | Flexible gas | 423.5 | 423.5 | 423.5 | 423.5 | 423.5 | 423.5 | 423.5 | 423.5 | 423.5 | 423.5 | 131.5 | 131.5 | 131.5 | 131.5 | 131.5 | 131.5 | 131.5 | 131.5 | 131.5 | 131.5 | 131.5 | 0 | 0 | 0 | 0 | 0 | 0 | 0 | 0
CDP19 | QLD | NQ | Hydro | 156.4 | 156.4 | 156.4 | 156.4 | 156.4 | 156.4 | 156.4 | 156.4 | 156.4 | 156.4 | 156.4 | 156.4 | 156.4 | 156.4 | 70 | 70 | 70 | 70 | 70 | 0 | 0 | 0 | 0 | 0 | 0 | 0 | 0 | 0 | 0
CDP19 | QLD | NQ | Utility storage | 250 | 250 | 250 | 550 | 550 | 550 | 550 | 550 | 550 | 550.0001 | 550.0002 | 550.0002 | 550.0002 | 550.0002 | 550.0002 | 550.0002 | 550.0002 | 550.0002 | 550.0002 | 550.0002 | 550.0002 | 550.0003 | 550.0003 | 261.3154 | 269.5614 | 401.0524 | 430.4678 | 430.4678 | 430.4678
CDP19 | QLD | NQ | Coordinated CER storage | 0.88737 | 1.2167 | 1.5929 | 2.0251 | 2.5236 | 3.12 | 3.8402 | 4.861 | 6.1864 | 7.8245 | 9.8358 | 12.2418 | 15.0717 | 18.2721 | 21.9141 | 25.9728 | 30.4036 | 35.228 | 40.4665 | 46.1292 | 52.2496 | 58.927 | 66.1344 | 73.8088 | 81.9834 | 90.4987 | 99.3492 | 103.7072 | 107.6837
CDP19 | QLD | NQ | Passive CER storage | 18.5285 | 21.0552 | 23.4635 | 25.9022 | 28.4576 | 31.3925 | 34.814 | 37.9522 | 41.4162 | 44.9799 | 48.8461 | 52.9834 | 57.3995 | 61.6721 | 66.1572 | 70.6014 | 74.6827 | 78.4936 | 82.1191 | 85.5856 | 89.0361 | 92.9771 | 97.0969 | 101.3628 | 105.886 | 109.9772 | 113.7091 | 117.7593 | 121.4976
CDP19 | QLD | NQ | Offshore wind | 0 | 0 | 0 | 0 | 0 | 0 | 0 | 0 | 0 | 0 | 0 | 0 | 0 | 0 | 0 | 0 | 0 | 0 | 0 | 0 | 0 | 0 | 0 | 0 | 0 | 0 | 0 | 0 | 0
CDP19 | QLD | NQ | Wind | 375.64 | 375.64 | 375.64 | 375.64 | 1603.0714 | 1932.1639 | 2515.1975 | 2515.1975 | 2515.1975 | 2515.1975 | 2747.3576 | 2747.3576 | 2755.0895 | 2977.6787 | 2977.6787 | 2977.6787 | 2977.6787 | 2977.6787 | 2977.6787 | 2977.6787 | 2927.738 | 3422.4356 | 3422.4356 | 3379.2356 | 3379.2356 | 3255.444 | 3432.1546 | 3458.9122 | 3458.9122
CDP19 | QLD | NQ | Utility solar | 521.6 | 521.6 | 521.6 | 521.6 | 521.6 | 521.6 | 521.6 | 521.6 | 521.6 | 521.6 | 521.6 | 521.6 | 521.6001 | 521.6001 | 473.1001 | 473.1001 | 473.1001 | 473.1001 | 656.8685 | 604.2374 | 488.2774 | 563.7065 | 563.7065 | 548.7065 | 448.7265 | 427.7565 | 686.85 | 586.82 | 586.82
CDP19 | QLD | NQ | Distributed PV | 650.1918 | 674.7727 | 703.9561 | 730.2258 | 763.9198 | 810.8536 | 853.2797 | 886.3548 | 917.2914 | 944.1354 | 970.7969 | 991.2841 | 1008.6228 | 1022.5255 | 1038.7204 | 1053.488 | 1067.6015 | 1084.5645 | 1102.9542 | 1118.778 | 1136.6862 | 1153.6954 | 1172.9582 | 1190.3775 | 1209.4642 | 1228.2939 | 1251.6994 | 1274.419 | 1298.4572
CDP19 | QLD | NQ | Other renewable fuels | 0 | 0 | 0 | 0 | 0 | 0 | 0 | 0 | 0 | 0 | 0 | 0 | 0 | 0 | 0 | 0 | 0 | 0 | 0 | 0 | 0 | 0 | 0 | 0 | 0 | 0 | 0 | 0 | 0
CDP19 | QLD | NQ | DSP | 0 | 0 | 0 | 0 | 0 | 0 | 0 | 0 | 0 | 0 | 0 | 0 | 0 | 0 | 0 | 0 | 0 | 0 | 0 | 0 | 0 | 0 | 0 | 0 | 0 | 0 | 0 | 0 | 0
CDP19 | QLD | GG | Black coal | 1680 | 1680 | 1680 | 1680 | 840 | 840 | 840 | 280 | 0 | 0 | 0 | 0 | 0 | 0 | 0 | 0 | 0 | 0 | 0 | 0 | 0 | 0 | 0 | 0 | 0 | 0 | 0 | 0 | 0
CDP19 | QLD | GG | Mid-merit gas | 180 | 180 | 180 | 180 | 180 | 180 | 180 | 180 | 180 | 180 | 180 | 180 | 180 | 180 | 180 | 180 | 180 | 180 | 180 | 180 | 180 | 180 | 180 | 180 | 180 | 180 | 180 | 0 | 0
CDP19 | QLD | GG | Flexible gas with CCS | 0 | 0 | 0 | 0 | 0 | 0 | 0 | 0 | 0 | 0 | 0 | 0 | 0 | 0 | 0 | 0 | 0 | 0 | 0 | 0 | 0 | 0 | 0 | 0 | 0 | 0 | 0 | 0 | 0
CDP19 | QLD | GG | Flexible gas | 0 | 0 | 0 | 0 | 0 | 0 | 0 | 0 | 0 | 0 | 0 | 0 | 0 | 0 | 0 | 0 | 0 | 0 | 0 | 0 | 0 | 0 | 0 | 0 | 0 | 0 | 0 | 0 | 0
CDP19 | QLD | GG | Hydro | 0 | 0 | 0 | 0 | 0 | 0 | 0 | 0 | 0 | 0 | 0 | 0 | 0 | 0 | 0 | 0 | 0 | 0 | 0 | 0 | 0 | 0 | 0 | 0 | 0 | 0 | 0 | 0 | 0
CDP19 | QLD | GG | Utility storage | 0 | 0 | 400 | 400 | 400 | 400 | 400 | 400 | 400 | 400.0001 | 400.0001 | 400.0001 | 400.0001 | 400.0001 | 400.0002 | 400.0002 | 400.0002 | 400.0002 | 400.0002 | 400.0002 | 400.0002 | 400.0003 | 0.00030226 | 51.4399 | 127.6804 | 127.6805 | 599.1007 | 599.1007 | 804.1571
CDP19 | QLD | GG | Coordinated CER storage | 0.048726 | 0.066819 | 0.087887 | 0.11153 | 0.14153 | 0.17366 | 0.21572 | 0.29891 | 0.41299 | 0.56211 | 0.74955 | 0.97712 | 1.2471 | 1.5592 | 1.9169 | 2.3184 | 2.7646 | 3.2536 | 3.7908 | 4.3761 | 5.009 | 5.7004 | 6.4465 | 7.2409 | 8.0831 | 8.9664 | 9.8883 | 10.3376 | 10.7449
CDP19 | QLD | GG | Passive CER storage | 1.0174 | 1.1563 | 1.2946 | 1.4266 | 1.5959 | 1.7473 | 1.9556 | 2.1352 | 2.3376 | 2.5644 | 2.8105 | 3.0704 | 3.3401 | 3.6127 | 3.8978 | 4.1748 | 4.4417 | 4.6827 | 4.9228 | 5.1563 | 5.3782 | 5.6374 | 5.9123 | 6.1964 | 6.4847 | 6.7498 | 6.9899 | 7.2551 | 7.4911
CDP19 | QLD | GG | Offshore wind | 0 | 0 | 0 | 0 | 0 | 0 | 0 | 0 | 0 | 0 | 0 | 0 | 0 | 0 | 0 | 0 | 0 | 0 | 0 | 0 | 0 | 0 | 0 | 0 | 0 | 0 | 0 | 0 | 0
CDP19 | QLD | GG | Wind | 0 | 0 | 0 | 0 | 0 | 0 | 0 | 0 | 0 | 0 | 0 | 0 | 0 | 0 | 0 | 0 | 0 | 0 | 0 | 0 | 0 | 0 | 0 | 0 | 0 | 0 | 0 | 0 | 0
CDP19 | QLD | GG | Utility solar | 0 | 0 | 0 | 0 | 0 | 0 | 0 | 0 | 0 | 0 | 0 | 0 | 0 | 0 | 0 | 0 | 0 | 0 | 0 | 0 | 0 | 0 | 0 | 0 | 0 | 0 | 0 | 0 | 0
CDP19 | QLD | GG | Distributed PV | 62.5042 | 64.2791 | 66.415 | 68.9878 | 72.7673 | 76.244 | 80.0461 | 83.5314 | 86.727 | 89.5602 | 92.1585 | 94.3304 | 96.0517 | 97.5469 | 99.0431 | 100.4574 | 101.995 | 103.5388 | 105.3012 | 107.0116 | 108.5825 | 110.2539 | 112.0709 | 113.8938 | 115.5761 | 117.3638 | 119.4773 | 121.9029 | 124.2038
CDP19 | QLD | GG | Other renewable fuels | 0 | 0 | 0 | 0 | 0 | 0 | 0 | 0 | 0 | 0 | 0 | 0 | 0 | 0 | 0 | 0 | 0 | 0 | 0 | 0 | 0 | 0 | 0 | 0 | 0 | 0 | 0 | 0 | 0
CDP19 | QLD | GG | DSP | 0 | 0 | 0 | 0 | 0 | 0 | 0 | 0 | 0 | 0 | 0 | 0 | 0 | 0 | 0 | 0 | 0 | 0 | 0 | 0 | 0 | 0 | 0 | 0 | 0 | 0 | 0 | 0 | 0
CDP19 | QLD | CQ | Black coal | 3004 | 3004 | 3004 | 3004 | 2304 | 2304 | 1574 | 1574 | 1574 | 844 | 844 | 844 | 844 | 844 | 844 | 844 | 844 | 844 | 844 | 844 | 844 | 844 | 844 | 844 | 844 | 844 | 844 | 844 | 0
CDP19 | QLD | CQ | Mid-merit gas | 0 | 0 | 0 | 0 | 0 | 0 | 0 | 0 | 0 | 0 | 0 | 0 | 0 | 0 | 0 | 0 | 0 | 0 | 0 | 0 | 0 | 0 | 0 | 0 | 0 | 0 | 0 | 0 | 0
CDP19 | QLD | CQ | Flexible gas with CCS | 0 | 0 | 0 | 0 | 0 | 0 | 0 | 0 | 0 | 0 | 0 | 0 | 0 | 0 | 0 | 0 | 0 | 0 | 0 | 0 | 0 | 0 | 0 | 0 | 0 | 0 | 0 | 0 | 0
CDP19 | QLD | CQ | Flexible gas | 37 | 37 | 37 | 37 | 37 | 37 | 37 | 37 | 37 | 37 | 37 | 0 | 0 | 0 | 0 | 0 | 0 | 0 | 0 | 0 | 0 | 0 | 0 | 0 | 0 | 0 | 0 | 0 | 0
CDP19 | QLD | CQ | Hydro | 0 | 0 | 0 | 0 | 0 | 0 | 0 | 0 | 0 | 0 | 0 | 0 | 0 | 0 | 0 | 0 | 0 | 0 | 0 | 0 | 0 | 0 | 0 | 0 | 0 | 0 | 0 | 0 | 0
CDP19 | QLD | CQ | Utility storage | 50 | 50 | 50 | 50 | 200 | 200 | 200 | 200.0001 | 200.0001 | 200.0001 | 200.0003 | 200.0003 | 200.0003 | 200.0003 | 200.0004 | 200.0004 | 200.0004 | 200.0004 | 200.0004 | 150.0004 | 150.0004 | 150.0005 | 150.0006 | 245.3967 | 106.6856 | 150.874 | 933.972 | 933.972 | 1291.3489
CDP19 | QLD | CQ | Coordinated CER storage | 0.81707 | 1.1192 | 1.475 | 1.8705 | 2.3506 | 2.8941 | 3.5651 | 4.6403 | 6.0457 | 7.8273 | 10.0404 | 12.6969 | 15.8224 | 19.4074 | 23.4888 | 28.0554 | 33.0802 | 38.5531 | 44.5354 | 51.0196 | 58.024 | 65.6952 | 73.9546 | 82.751 | 92.094 | 101.874 | 112.0393 | 117.0219 | 121.5395
CDP19 | QLD | CQ | Passive CER storage | 17.0607 | 19.3666 | 21.7275 | 23.9255 | 26.506 | 29.119 | 32.3201 | 35.3739 | 38.6267 | 42.1175 | 45.9487 | 49.9898 | 54.2028 | 58.4551 | 62.8527 | 67.2149 | 71.3089 | 75.0313 | 78.6845 | 82.1837 | 85.591 | 89.6089 | 93.7355 | 98.007 | 102.4317 | 106.5375 | 110.2123 | 114.1759 | 117.7274
CDP19 | QLD | CQ | Offshore wind | 0 | 0 | 0 | 0 | 0 | 0 | 0 | 0 | 0 | 0 | 0 | 0 | 0 | 0 | 0 | 0 | 0 | 0 | 0 | 0 | 0 | 0 | 0 | 0 | 0 | 0 | 0 | 0 | 0
CDP19 | QLD | CQ | Wind | 300 | 300 | 439 | 439 | 947.0795 | 1434.4131 | 1434.4132 | 1434.4132 | 1434.4132 | 1434.4132 | 2370.3851 | 2370.3851 | 2370.3851 | 2370.3851 | 2370.3851 | 2370.3851 | 2370.3851 | 2370.3851 | 2370.3851 | 2370.3851 | 2438.1085 | 3114.4919 | 3114.4919 | 3114.4919 | 3114.4919 | 3114.4919 | 2900.0905 | 2900.0905 | 2900.0905
CDP19 | QLD | CQ | Utility solar | 788.17 | 788.17 | 788.17 | 788.17 | 860.8019 | 860.8019 | 860.8019 | 860.8019 | 860.8019 | 860.8019 | 860.802 | 860.8021 | 860.8023 | 860.8023 | 860.8023 | 860.8023 | 860.8023 | 862.4859 | 1205.5881 | 1205.5883 | 1191.5893 | 1149.0893 | 1149.0893 | 1149.0893 | 1378.3581 | 2453.7809 | 3612.9926 | 4269.4726 | 5262.7427
CDP19 | QLD | CQ | Distributed PV | 722.2681 | 742.6714 | 766.5235 | 793.7311 | 832.2373 | 870.8408 | 919.19 | 959.03 | 992.0332 | 1024.4908 | 1056.5767 | 1083.0724 | 1101.7266 | 1123.061 | 1144.5628 | 1165.0051 | 1182.6817 | 1203.6093 | 1227.4527 | 1248.9192 | 1267.2572 | 1290.1466 | 1314.2082 | 1336.8165 | 1356.4594 | 1381.1351 | 1408.4892 | 1436.2188 | 1460.3169
CDP19 | QLD | CQ | Other renewable fuels | 0 | 0 | 0 | 0 | 0 | 0 | 0 | 0 | 0 | 0 | 0 | 0 | 0 | 0 | 0 | 0 | 0 | 0 | 0 | 0 | 0 | 0 | 0 | 0 | 0 | 0 | 0 | 0 | 0
CDP19 | QLD | CQ | DSP | 0 | 0 | 0 | 0 | 0 | 0 | 0 | 0 | 0 | 0 | 0 | 0 | 0 | 0 | 0 | 0 | 0 | 0 | 0 | 0 | 0 | 0 | 0 | 0 | 0 | 0 | 0 | 0 | 0
CDP19 | QLD | SQ | Black coal | 3446 | 3446 | 3446 | 3446 | 3446 | 3446 | 3446 | 2746 | 2746 | 2396 | 1596 | 852 | 852 | 852 | 852 | 852 | 852 | 852 | 852 | 852 | 852 | 852 | 852 | 852 | 852 | 852 | 852 | 852 | 0
CDP19 | QLD | SQ | Mid-merit gas | 1173.9 | 1173.9 | 1173.9 | 1173.9 | 1173.9 | 1173.9 | 1173.9 | 1173.9 | 1173.9 | 1173.9 | 1173.9 | 1173.9 | 1173.9 | 788.9 | 788.9 | 788.9 | 644.5 | 644.5 | 644.5 | 644.5 | 644.5 | 644.5 | 0 | 0 | 0 | 0 | 0 | 0 | 0
CDP19 | QLD | SQ | Flexible gas with CCS | 0 | 0 | 0 | 0 | 0 | 0 | 0 | 0 | 0 | 0 | 0 | 0 | 0 | 0 | 0 | 0 | 0 | 0 | 0 | 0 | 0 | 0 | 0 | 0 | 0 | 0 | 0 | 0 | 0
CDP19 | QLD | SQ | Flexible gas | 1509 | 1509 | 1509 | 1709 | 1709 | 1709 | 1709 | 1709 | 1709 | 1709 | 1862.4807 | 1782.4807 | 1782.4807 | 1803.8492 | 2035.6204 | 2245.2388 | 2662.4406 | 2877.6554 | 3752.454 | 4361.9691 | 4361.9691 | 4361.9691 | 4361.9691 | 4174.4261 | 4174.4261 | 4174.4261 | 3655.4261 | 3309.4261 | 3492.4715
CDP19 | QLD | SQ | Hydro | 0 | 0 | 0 | 0 | 0 | 0 | 0 | 0 | 0 | 0 | 0 | 0 | 0 | 0 | 0 | 0 | 0 | 0 | 0 | 0 | 0 | 0 | 0 | 0 | 0 | 0 | 0 | 0 | 0
CDP19 | QLD | SQ | Utility storage | 709.6 | 1423.76 | 1729.76 | 1729.76 | 1729.76 | 1729.76 | 1729.76 | 1729.76 | 3727.76 | 3727.7601 | 3727.7601 | 3727.7601 | 3727.7601 | 3727.7601 | 3727.7602 | 3627.7602 | 3627.7602 | 3627.7602 | 3627.7602 | 3627.7602 | 3627.7602 | 3327.7602 | 3077.7603 | 3619.1819 | 3619.1819 | 3364.3819 | 3632.8319 | 3632.8319 | 3532.8319
CDP19 | QLD | SQ | Coordinated CER storage | 4.2813 | 5.9349 | 7.8549 | 10.0673 | 12.639 | 15.6606 | 19.5036 | 26.1745 | 34.9449 | 45.9905 | 59.704 | 76.2037 | 95.6949 | 118.0268 | 143.566 | 172.1726 | 203.6626 | 237.961 | 275.4027 | 316.0829 | 360.0365 | 407.5661 | 459.4511 | 514.7474 | 573.5005 | 635.0211 | 699.1749 | 730.6031 | 759.1308
CDP19 | QLD | SQ | Passive CER storage | 89.3949 | 102.7017 | 115.7072 | 128.7691 | 142.5235 | 157.5718 | 176.8119 | 194.2469 | 213.1165 | 232.7482 | 254.1827 | 276.937 | 301.0369 | 325.0195 | 350.4149 | 375.6131 | 399.0493 | 420.0192 | 440.1605 | 459.7105 | 478.6237 | 501.0311 | 524.6191 | 549.2404 | 574.878 | 598.5559 | 620.3463 | 643.8322 | 664.9847
CDP19 | QLD | SQ | Offshore wind | 0 | 0 | 0 | 0 | 0 | 0 | 0 | 0 | 0 | 0 | 0 | 0 | 0 | 0 | 0 | 0 | 0 | 0 | 0 | 0 | 0 | 0 | 0 | 0 | 0 | 0 | 0 | 0 | 0
CDP19 | QLD | SQ | Wind | 864.95 | 1788.35 | 1788.35 | 1788.35 | 3188.3501 | 4142.8125 | 4142.8125 | 4142.8125 | 4142.8125 | 4142.8125 | 4580.2231 | 4912.888 | 4912.888 | 5095.9416 | 5095.9416 | 5095.9416 | 5095.9416 | 5095.9416 | 5095.9416 | 5095.9416 | 5095.9416 | 4655.9716 | 4777.2194 | 4777.2194 | 4777.2194 | 8048.38 | 8048.38 | 8048.38 | 8048.38
CDP19 | QLD | SQ | Utility solar | 1791.51 | 1791.51 | 1850.95 | 1951.79 | 1951.25 | 1950.69 | 1950.14 | 1949.57 | 1949.01 | 1948.45 | 2354.0884 | 4943.9204 | 5890.4569 | 5780.4569 | 5780.4569 | 5780.4569 | 5780.4569 | 5780.4569 | 5780.4569 | 6971.0698 | 7133.4605 | 7030.5005 | 7806.1345 | 7334.2125 | 7693.267 | 7665.967 | 9228.741 | 9228.741 | 9510.93
CDP19 | QLD | SQ | Distributed PV | 4444.5857 | 4601.2689 | 4749.54 | 4916.8363 | 5144.4056 | 5366.8426 | 5600.5382 | 5818.1179 | 6023.3354 | 6208.4396 | 6390.235 | 6547.3482 | 6680.4309 | 6801.3486 | 6930.4487 | 7058.0895 | 7183.3758 | 7312.5864 | 7449.028 | 7583.0522 | 7712.7031 | 7848.2261 | 7992.0637 | 8132.0113 | 8268.3973 | 8416.1653 | 8582.7632 | 8750.2442 | 8916.9501
CDP19 | QLD | SQ | Other renewable fuels | 0 | 0 | 0 | 0 | 0 | 0 | 0 | 0 | 0 | 0 | 0 | 0 | 0 | 0 | 0 | 0 | 0 | 0 | 0 | 0 | 0 | 0 | 0 | 0 | 0 | 0 | 0 | 90 | 90
CDP19 | QLD | SQ | DSP | 261.52 | 264.77 | 266.65 | 271.43 | 274.99 | 279.39 | 263.31 | 268.86 | 272.92 | 276.84 | 281.85 | 287.32 | 293.21 | 299.76 | 303.87 | 308.31 | 314.85 | 318.56 | 321.21 | 324.66 | 327.68 | 329.75 | 332.41 | 336.27 | 338.73 | 347.33 | 354.15 | 361.49 | 363.01
CDP19 | VIC | VIC | Brown coal | 4820 | 4820 | 4820 | 4820 | 4820 | 3370 | 3370 | 3370 | 3370 | 3370 | 1160 | 580 | 580 | 580 | 580 | 580 | 580 | 580 | 580 | 580 | 580 | 580 | 580 | 580 | 0 | 0 | 0 | 0 | 0
CDP19 | VIC | VIC | Mid-merit gas | 500 | 500 | 500 | 500 | 500 | 0 | 0 | 0 | 0 | 0 | 0 | 0 | 0 | 0 | 0 | 0 | 0 | 0 | 0 | 0 | 0 | 0 | 0 | 0 | 0 | 0 | 0 | 0 | 0
CDP19 | VIC | VIC | Flexible gas with CCS | 0 | 0 | 0 | 0 | 0 | 0 | 0 | 0 | 0 | 0 | 0 | 0 | 0 | 0 | 0 | 0 | 0 | 0 | 0 | 0 | 0 | 0 | 0 | 0 | 0 | 0 | 0 | 0 | 0
CDP19 | VIC | VIC | Flexible gas | 1900 | 1900 | 1900 | 1900 | 1900 | 1900 | 1900 | 1900 | 1900 | 1900 | 1730 | 1730 | 1730 | 1730 | 1730 | 1730 | 1290 | 1290 | 1290 | 1309.1922 | 1309.1922 | 1309.1922 | 1309.1922 | 1309.1922 | 1366.7247 | 1366.7247 | 1366.7247 | 1366.7247 | 2244.7197
CDP19 | VIC | VIC | Hydro | 2219.02 | 2219.02 | 2219.02 | 2219.02 | 2219.02 | 2219.02 | 2219.02 | 2219.02 | 2219.02 | 2219.02 | 2219.02 | 2219.02 | 2219.02 | 2219.02 | 2219.02 | 2219.02 | 2219.02 | 2219.02 | 2219.02 | 2219.02 | 2219.02 | 2219.02 | 2219.02 | 2219.02 | 2219.02 | 2219.02 | 2219.02 | 2219.02 | 2219.02
CDP19 | VIC | VIC | Utility storage | 299.13 | 479.13 | 1990.64 | 2405.4403 | 2860.5131 | 2852.8132 | 3053.23 | 3060.53 | 3572.23 | 4083.17 | 4593.0399 | 6201.9199 | 6201.9199 | 6208.5199 | 6201.9199 | 6196.9199 | 6196.9199 | 6196.9199 | 5896.9199 | 5896.9199 | 5746.9199 | 6044.7594 | 5743.4494 | 5004.949 | 4699.4765 | 4699.4765 | 4480.3495 | 3880.3495 | 3414.283
CDP19 | VIC | VIC | Coordinated CER storage | 10.6132 | 15.1363 | 20.7187 | 26.6998 | 33.6099 | 42.073 | 52.0251 | 65.3888 | 82.4785 | 103.5543 | 129.304 | 159.8675 | 195.5802 | 236.092 | 282.1042 | 333.3048 | 389.2764 | 449.9516 | 515.8702 | 587.1309 | 663.853 | 746.8741 | 837.0114 | 932.8772 | 1034.5743 | 1140.6225 | 1250.7708 | 1304.751 | 1353.7071
CDP19 | VIC | VIC | Passive CER storage | 269.7717 | 301.4603 | 331.822 | 361.74 | 393.4245 | 427.1076 | 470.0826 | 508.8755 | 550.5086 | 593.6031 | 640.251 | 689.3259 | 740.7945 | 791.6143 | 844.9475 | 897.6568 | 946.6059 | 991.0946 | 1033.8217 | 1074.9606 | 1114.8568 | 1161.2955 | 1209.6656 | 1259.8506 | 1312.0582 | 1360.0652 | 1403.9921 | 1454.6296 | 1500.8336
CDP19 | VIC | VIC | Offshore wind | 0 | 0 | 0 | 0 | 0 | 0 | 0 | 1000 | 2000 | 2666.6666 | 3333.3333 | 3999.9999 | 4999.9999 | 5999.9998 | 6999.9998 | 8000 | 9000 | 9000 | 9000 | 9000 | 9000 | 9000 | 9000 | 9000 | 9000 | 9000 | 9000 | 9000 | 9000
CDP19 | VIC | VIC | Wind | 4537.37 | 4537.37 | 5381.93 | 5399.09 | 5399.0901 | 6754.224 | 7177.2399 | 7177.2399 | 7177.2399 | 7177.24 | 7124.74 | 6932.74 | 6932.74 | 6932.74 | 6869.74 | 6449.74 | 6449.74 | 6161.44 | 6161.44 | 6110.89 | 5793.69 | 5481.69 | 4634.7 | 4634.7 | 4237.2 | 4936.4304 | 5613.2613 | 5408.401 | 5408.401
CDP19 | VIC | VIC | Utility solar | 1078.39 | 1171.87 | 1343.97 | 1696.09 | 1696.09 | 1696.09 | 1696.0901 | 1696.0901 | 1696.0901 | 1696.0901 | 1696.0901 | 1696.0901 | 1696.0901 | 1696.0901 | 1696.0901 | 1696.0901 | 1696.0901 | 1696.0901 | 1696.0901 | 1696.0901 | 2444.6374 | 3226.3997 | 3199.2297 | 3199.2297 | 3199.2297 | 3128.8586 | 2752.9286 | 2671.9286 | 2476.9186
CDP19 | VIC | VIC | Distributed PV | 4946.5809 | 5473.4647 | 6000.3487 | 6548.375 | 7156.223 | 7660.403 | 8174.482 | 8576.747 | 8962.685 | 9347.904 | 9703.346 | 10044.94 | 10318.213 | 10545.242 | 10731.794 | 10916.825 | 11076.006 | 11258.545 | 11424.147 | 11608.487 | 11778.063 | 11966.74 | 12140.772 | 12336.863 | 12549.209 | 12805.429 | 13049.815 | 13309.967 | 13556.198
CDP19 | VIC | VIC | Other renewable fuels | 0 | 0 | 0 | 0 | 0 | 0 | 0 | 0 | 0 | 0 | 0 | 0 | 0 | 0 | 0 | 0 | 0 | 0 | 0 | 0 | 0 | 0 | 0 | 0 | 0 | 0 | 0 | 90 | 90
CDP19 | VIC | VIC | DSP | 257.18 | 259.24 | 262.65 | 254.27 | 258.93 | 265 | 272.05 | 276.46 | 282.34 | 286.44 | 291.15 | 294 | 296.52 | 298.78 | 301.25 | 303.94 | 307.11 | 310.41 | 312.34 | 314.87 | 316.32 | 317.01 | 318.65 | 319.05 | 318.14 | 316.32 | 315.74 | 316.68 | 318.56
CDP19 | SA | CSA | Mid-merit gas | 1509 | 1509 | 1509 | 529 | 529 | 529 | 529 | 529 | 529 | 529 | 529 | 529 | 529 | 529 | 0 | 0 | 0 | 0 | 0 | 0 | 0 | 0 | 0 | 0 | 0 | 0 | 0 | 0 | 0
CDP19 | SA | CSA | Flexible gas with CCS | 0 | 0 | 0 | 0 | 0 | 0 | 0 | 0 | 0 | 0 | 0 | 0 | 0 | 0 | 0 | 0 | 0 | 0 | 0 | 0 | 0 | 0 | 0 | 0 | 0 | 0 | 0 | 0 | 0
CDP19 | SA | CSA | Flexible gas | 1421.06 | 1421.06 | 1621.06 | 1621.06 | 1547.56 | 1547.56 | 1547.56 | 1301.56 | 1301.56 | 1061.9 | 1236.3542 | 1326.9 | 1326.9 | 1326.9 | 1326.9 | 1326.9 | 1326.9 | 1326.9 | 1326.9 | 1411.1147 | 1782.326 | 1444.326 | 1321.126 | 1167.126 | 1167.126 | 1167.126 | 1167.126 | 1129.926 | 1129.926
CDP19 | SA | CSA | Hydro | 0 | 0 | 0 | 0 | 0 | 0 | 0 | 0 | 0 | 0 | 0 | 0 | 0 | 0 | 0 | 0 | 0 | 0 | 0 | 0 | 0 | 0 | 0 | 0 | 0 | 0 | 0 | 0 | 0
CDP19 | SA | CSA | Utility storage | 456.2 | 656.2 | 951.18 | 1569.6701 | 2801.7957 | 2807.8157 | 2801.7957 | 2771.7957 | 2771.7957 | 2771.7957 | 2771.7957 | 2771.7957 | 2771.7957 | 2771.7958 | 2771.7958 | 2771.7958 | 2771.7958 | 2771.7958 | 2759.7958 | 2765.8158 | 2509.0958 | 2315.1158 | 2153.1158 | 1534.6257 | 1482.293 | 1440.793 | 1758.5576 | 1758.5576 | 1758.5576
CDP19 | SA | CSA | Coordinated CER storage | 55.6719 | 62.4605 | 69.574 | 76.4942 | 84.1684 | 92.1358 | 101.9094 | 111.3026 | 121.9009 | 133.5508 | 146.6546 | 161.056 | 176.8714 | 193.5765 | 211.7514 | 230.9299 | 250.6652 | 270.8794 | 292.0065 | 314.1066 | 337.1741 | 362.1662 | 388.8506 | 416.8107 | 446.0604 | 475.6817 | 505.6161 | 520.6813 | 534.0007
CDP19 | SA | CSA | Passive CER storage | 163.4148 | 176.8412 | 189.127 | 200.7947 | 212.4134 | 224.7795 | 239.333 | 252.1373 | 265.4672 | 278.7557 | 292.6711 | 306.7404 | 321.0593 | 334.5405 | 348.2941 | 361.3463 | 372.8549 | 382.7225 | 391.8089 | 400.2474 | 408.0508 | 417.2101 | 426.5738 | 436.0668 | 445.6894 | 454.0331 | 461.1754 | 471.3591 | 480.3156
CDP19 | SA | CSA | Offshore wind | 0 | 0 | 0 | 0 | 0 | 0 | 0 | 0 | 0 | 0 | 0 | 0 | 0 | 0 | 0 | 0 | 0 | 0 | 0 | 0 | 0 | 0 | 0 | 0 | 0 | 0 | 0 | 0 | 0
CDP19 | SA | CSA | Wind | 2265.94 | 2265.94 | 2406.13 | 2406.13 | 2388.6407 | 2867.4023 | 2811.8052 | 2749.8052 | 2749.8052 | 2749.8052 | 2789.3535 | 2854.7136 | 2711.0336 | 2526.5536 | 2526.5536 | 2646.5295 | 2319.8295 | 2856.8064 | 2856.8064 | 2857.0524 | 2643.1924 | 2643.1924 | 2439.849 | 2674.2492 | 3181.5079 | 3607.1747 | 3412.6379 | 3412.6379 | 3412.7529
CDP19 | SA | CSA | Utility solar | 566.2 | 566.2 | 566.2 | 845.96 | 845.96 | 932.1705 | 932.1706 | 932.1706 | 926.0506 | 926.0506 | 926.0506 | 1184.6567 | 1184.6567 | 1184.6567 | 1184.6567 | 1184.6567 | 1184.6567 | 1285.4216 | 1254.3816 | 1327.32 | 1900.4135 | 3300.4499 | 3281.8299 | 3281.8299 | 3202.6299 | 3202.6299 | 3107.6299 | 3125.8527 | 3125.8527
CDP19 | SA | CSA | Distributed PV | 2384.3353 | 2442.1813 | 2500.4698 | 2567.782 | 2677.0418 | 2784.8805 | 2909.5845 | 3009.2554 | 3102.066 | 3180.5322 | 3268.8848 | 3329.2026 | 3380.66 | 3426.1092 | 3489.9642 | 3538.8511 | 3587.8176 | 3637.0179 | 3703.2634 | 3753.7863 | 3803.3867 | 3852.582 | 3919.3763 | 3971.0747 | 4023.001 | 4075.7847 | 4146.0359 | 4201.0105 | 4255.8474
CDP19 | SA | CSA | Other renewable fuels | 0 | 0 | 0 | 0 | 0 | 0 | 0 | 0 | 0 | 0 | 0 | 0 | 0 | 0 | 0 | 0 | 0 | 0 | 0 | 0 | 0 | 0 | 0 | 0 | 0 | 0 | 0 | 0 | 0
CDP19 | SA | CSA | DSP | 48.57 | 49.28 | 50.28 | 51.56 | 52.85 | 53.42 | 54.14 | 54.66 | 55.32 | 55.88 | 56.69 | 57.36 | 58.07 | 58.69 | 59.22 | 59.72 | 60.24 | 60.85 | 61.33 | 61.79 | 62.07 | 62.2 | 62.04 | 61.81 | 61.44 | 61.03 | 61.09 | 61.34 | 61.65
CDP19 | SA | SESA | Mid-merit gas | 0 | 0 | 0 | 0 | 0 | 0 | 0 | 0 | 0 | 0 | 0 | 0 | 0 | 0 | 0 | 0 | 0 | 0 | 0 | 0 | 0 | 0 | 0 | 0 | 0 | 0 | 0 | 0 | 0
CDP19 | SA | SESA | Flexible gas with CCS | 0 | 0 | 0 | 0 | 0 | 0 | 0 | 0 | 0 | 0 | 0 | 0 | 0 | 0 | 0 | 0 | 0 | 0 | 0 | 0 | 0 | 0 | 0 | 0 | 0 | 0 | 0 | 0 | 0
CDP19 | SA | SESA | Flexible gas | 143 | 143 | 143 | 143 | 80 | 80 | 80 | 80 | 80 | 80 | 80 | 80 | 0 | 0 | 0 | 0 | 0 | 0 | 0 | 0 | 0 | 0 | 0 | 0 | 0 | 0 | 0 | 0 | 0
CDP19 | SA | SESA | Hydro | 0 | 0 | 0 | 0 | 0 | 0 | 0 | 0 | 0 | 0 | 0 | 0 | 0 | 0 | 0 | 0 | 0 | 0 | 0 | 0 | 0 | 0 | 0 | 0 | 0 | 0 | 0 | 0 | 0
CDP19 | SA | SESA | Utility storage | 25 | 25 | 25 | 25 | 25 | 25 | 25 | 25 | 25 | 25 | 25 | 3.609e-05 | 3.609e-05 | 3.738e-05 | 7.619e-05 | 8.048e-05 | 8.048e-05 | 8.048e-05 | 8.048e-05 | 8.048e-05 | 8.869e-05 | 9.914e-05 | 0.00010131 | 0.00013185 | 67.7202 | 67.7202 | 67.7202 | 67.7202 | 67.7202
CDP19 | SA | SESA | Coordinated CER storage | 1.9701 | 2.2312 | 2.5031 | 2.7724 | 3.0693 | 3.3785 | 3.771 | 4.1547 | 4.5772 | 5.0453 | 5.5905 | 6.2292 | 6.8967 | 7.6454 | 8.4204 | 9.2343 | 10.0864 | 10.97 | 11.8923 | 12.8505 | 13.8935 | 15.057 | 16.2673 | 17.5209 | 18.834 | 20.1658 | 21.5197 | 22.1956 | 22.8328
CDP19 | SA | SESA | Passive CER storage | 5.7829 | 6.3171 | 6.8043 | 7.2775 | 7.7459 | 8.2424 | 8.8562 | 9.3849 | 9.9001 | 10.4074 | 10.9659 | 11.6011 | 12.1692 | 12.779 | 13.3159 | 13.8063 | 14.2494 | 14.6336 | 14.9745 | 15.2687 | 15.6028 | 16.033 | 16.4336 | 16.813 | 17.1981 | 17.5263 | 17.8106 | 18.2151 | 18.6306
CDP19 | SA | SESA | Offshore wind | 0 | 0 | 0 | 0 | 0 | 0 | 0 | 0 | 0 | 0 | 0 | 0 | 0 | 0 | 0 | 0 | 0 | 0 | 0 | 0 | 0 | 0 | 0 | 0 | 0 | 0 | 0 | 0 | 0
CDP19 | SA | SESA | Wind | 324.5 | 324.5 | 324.5 | 324.5 | 324.5 | 902.3913 | 902.3913 | 902.3913 | 902.3913 | 902.3913 | 902.3913 | 902.3913 | 775.8913 | 775.8913 | 775.8913 | 616.8913 | 616.8913 | 577.8913 | 577.8913 | 577.8913 | 577.8913 | 577.8913 | 577.8913 | 577.8913 | 577.8913 | 577.8913 | 799.7639 | 799.7639 | 799.7639
CDP19 | SA | SESA | Utility solar | 42.9 | 42.9 | 42.9 | 42.9 | 42.9 | 42.9 | 42.9 | 42.9 | 42.9 | 42.9 | 42.9 | 42.9 | 42.9 | 42.9 | 42.9 | 42.9 | 42.9 | 42.9 | 0 | 0 | 0 | 0 | 0 | 0 | 0 | 0 | 0 | 0 | 0
CDP19 | SA | SESA | Distributed PV | 83.6952 | 87.0282 | 89.9188 | 93.849 | 99.2782 | 104.4655 | 110.6695 | 115.8376 | 120.225 | 123.9958 | 128.4132 | 132.6594 | 135.447 | 138.9108 | 141.8218 | 143.7709 | 146.0024 | 148.3721 | 151.1876 | 152.8717 | 155.8903 | 159.718 | 163.4487 | 165.4983 | 167.756 | 169.7433 | 172.5161 | 174.9055 | 178.6376
CDP19 | SA | SESA | Other renewable fuels | 0 | 0 | 0 | 0 | 0 | 0 | 0 | 0 | 0 | 0 | 0 | 0 | 0 | 0 | 0 | 0 | 0 | 0 | 0 | 0 | 0 | 0 | 0 | 0 | 0 | 0 | 0 | 0 | 0
CDP19 | SA | SESA | DSP | 0 | 0 | 0 | 0 | 0 | 0 | 0 | 0 | 0 | 0 | 0 | 0 | 0 | 0 | 0 | 0 | 0 | 0 | 0 | 0 | 0 | 0 | 0 | 0 | 0 | 0 | 0 | 0 | 0
CDP19 | TAS | TAS | Mid-merit gas | 208 | 208 | 208 | 208 | 0 | 0 | 0 | 0 | 0 | 0 | 0 | 0 | 0 | 0 | 0 | 0 | 0 | 0 | 0 | 0 | 0 | 0 | 0 | 0 | 0 | 0 | 0 | 0 | 0
CDP19 | TAS | TAS | Flexible gas with CCS | 0 | 0 | 0 | 0 | 0 | 0 | 0 | 0 | 0 | 0 | 0 | 0 | 0 | 0 | 0 | 0 | 0 | 0 | 0 | 0 | 0 | 0 | 0 | 0 | 0 | 0 | 0 | 0 | 0
CDP19 | TAS | TAS | Flexible gas | 178 | 178 | 178 | 178 | 178 | 178 | 178 | 178 | 178 | 178 | 178 | 178 | 178 | 178 | 178 | 178 | 178 | 58 | 58 | 58 | 58 | 58 | 58 | 58 | 58 | 58 | 58 | 0 | 0
CDP19 | TAS | TAS | Hydro | 2176.7 | 2176.7 | 2176.7 | 2176.7 | 2176.7 | 2176.7 | 2176.7 | 2566.7 | 2566.7 | 2566.7 | 2566.7 | 2566.7 | 2566.7 | 2566.7 | 2566.7 | 2566.7 | 2566.7 | 2566.7 | 2566.7 | 2566.7 | 2566.7 | 2566.7 | 2566.7 | 2566.7 | 2566.7 | 2566.7 | 2566.7 | 2566.7 | 2566.7
CDP19 | TAS | TAS | Utility storage | 0 | 0 | 0 | 0 | 1.49e-05 | 1.689e-05 | 1.88e-05 | 4.096e-05 | 5.752e-05 | 8.125e-05 | 8.125e-05 | 8.125e-05 | 8.125e-05 | 8.125e-05 | 0.00011433 | 0.00012432 | 0.00015381 | 19.6169 | 19.6169 | 173.1277 | 448.2529 | 900.8261 | 900.8261 | 900.8261 | 900.8261 | 900.8261 | 900.8261 | 900.8261 | 900.8261
CDP19 | TAS | TAS | Coordinated CER storage | 0.57875 | 0.86202 | 1.1897 | 1.5604 | 1.9874 | 2.4806 | 3.1026 | 3.6027 | 4.2371 | 5.0419 | 6.0802 | 7.3806 | 8.9752 | 10.855 | 13.0758 | 15.6258 | 18.4829 | 21.6512 | 25.1679 | 29.047 | 33.2957 | 37.9263 | 43.0768 | 48.6582 | 54.6735 | 61.0336 | 67.7354 | 71.4596 | 74.781
CDP19 | TAS | TAS | Passive CER storage | 16.4983 | 18.3551 | 20.1214 | 21.7939 | 23.5599 | 25.4634 | 28.0008 | 30.1463 | 32.4307 | 34.7743 | 37.3199 | 39.9892 | 42.7744 | 45.4739 | 48.2933 | 51.0238 | 53.4633 | 55.579 | 57.5324 | 59.351 | 61.0565 | 63.1414 | 65.3064 | 67.5415 | 69.8609 | 71.8752 | 73.5976 | 75.9416 | 77.9696
CDP19 | TAS | TAS | Offshore wind | 0 | 0 | 0 | 0 | 0 | 0 | 0 | 0 | 0 | 0 | 0 | 0 | 0 | 0 | 0 | 0 | 0 | 0 | 0 | 0 | 0 | 0 | 0 | 0 | 0 | 0 | 0 | 0 | 0
CDP19 | TAS | TAS | Wind | 563.35 | 563.35 | 563.35 | 1021.6459 | 1208.6317 | 1476.0058 | 1544.3942 | 1610.4502 | 1691.3944 | 1913.6297 | 1913.6297 | 2116.3464 | 2266.1456 | 2274.2007 | 2416.9775 | 2489.7282 | 2489.7282 | 2489.7282 | 2489.7282 | 2489.7282 | 2489.7282 | 2345.7282 | 2345.7282 | 2345.7282 | 2345.7282 | 2345.7282 | 2345.7282 | 2037.9782 | 2037.9782
CDP19 | TAS | TAS | Utility solar | 0 | 0 | 0 | 0 | 0 | 0 | 0 | 0 | 0 | 0 | 0 | 0 | 0 | 0 | 0 | 0 | 0 | 0 | 0 | 0 | 0 | 0 | 0 | 0 | 0 | 0 | 0 | 0 | 0
CDP19 | TAS | TAS | Distributed PV | 275.4595 | 286.8109 | 298.1623 | 315.088 | 354.168 | 394.531 | 440.094 | 467.582 | 496.331 | 524.805 | 554.695 | 577.869 | 593.286 | 600.415 | 608.279 | 612.658 | 617.88 | 623.117 | 630.779 | 635.441 | 640.601 | 645.81 | 653.619 | 658.482 | 663.84 | 669.299 | 677.348 | 682.546 | 688.275
CDP19 | TAS | TAS | Other renewable fuels | 0 | 0 | 0 | 0 | 0 | 0 | 0 | 0 | 0 | 0 | 0 | 0 | 0 | 0 | 0 | 0 | 0 | 0 | 0 | 0 | 0 | 0 | 0 | 0 | 0 | 0 | 0 | 0 | 0
CDP19 | TAS | TAS | DSP | 5.95 | 6 | 5.24 | 4.54 | 4.57 | 4.66 | 4.79 | 4.91 | 5.01 | 5.05 | 5.06 | 5.09 | 5.06 | 5.08 | 5.09 | 5.11 | 5.12 | 5.16 | 5.18 | 5.2 | 5.21 | 5.19 | 5.19 | 5.18 | 5.19 | 5.2 | 5.14 | 5.03 | 4.96
CDP20 | NSW | NNSW | Black coal | 0 | 0 | 0 | 0 | 0 | 0 | 0 | 0 | 0 | 0 | 0 | 0 | 0 | 0 | 0 | 0 | 0 | 0 | 0 | 0 | 0 | 0 | 0 | 0 | 0 | 0 | 0 | 0 | 0
CDP20 | NSW | NNSW | Mid-merit gas | 0 | 0 | 0 | 0 | 0 | 0 | 0 | 0 | 0 | 0 | 0 | 0 | 0 | 0 | 0 | 0 | 0 | 0 | 0 | 0 | 0 | 0 | 0 | 0 | 0 | 0 | 0 | 0 | 0
CDP20 | NSW | NNSW | Flexible gas with CCS | 0 | 0 | 0 | 0 | 0 | 0 | 0 | 0 | 0 | 0 | 0 | 0 | 0 | 0 | 0 | 0 | 0 | 0 | 0 | 0 | 0 | 0 | 0 | 0 | 0 | 0 | 0 | 0 | 0
CDP20 | NSW | NNSW | Flexible gas | 0 | 0 | 0 | 0 | 0 | 0 | 0 | 0 | 0 | 0 | 0 | 0 | 0 | 0 | 0 | 0 | 0 | 0 | 0 | 0 | 0 | 0 | 0 | 0 | 0 | 0 | 0 | 0 | 0
CDP20 | NSW | NNSW | Hydro | 0 | 0 | 0 | 0 | 0 | 0 | 0 | 0 | 0 | 0 | 0 | 0 | 0 | 0 | 0 | 0 | 0 | 0 | 0 | 0 | 0 | 0 | 0 | 0 | 0 | 0 | 0 | 0 | 0
CDP20 | NSW | NNSW | Utility storage | 0 | 0 | 30 | 505 | 705.0001 | 811.778 | 1568.1954 | 1568.1954 | 1568.1954 | 1568.1954 | 1538.1954 | 1538.1954 | 1538.1954 | 1538.1954 | 1538.1954 | 1538.1955 | 1538.1955 | 1538.1955 | 1538.1955 | 1538.1955 | 1538.1955 | 2538.1956 | 2538.1956 | 1863.1956 | 2410.9704 | 2304.1924 | 2238.3998 | 2238.3998 | 2607.1458
CDP20 | NSW | NNSW | Coordinated CER storage | 2.1928 | 2.9011 | 3.6904 | 4.6278 | 5.5596 | 6.6915 | 7.9992 | 9.7928 | 12.0913 | 14.9199 | 18.3769 | 22.4496 | 27.1895 | 32.5292 | 38.5657 | 45.2506 | 52.5465 | 60.457 | 69.0343 | 78.2621 | 88.1661 | 98.8985 | 110.4266 | 122.6426 | 135.5582 | 148.9852 | 162.8922 | 169.464 | 175.3439
CDP20 | NSW | NNSW | Passive CER storage | 47.7175 | 51.9224 | 55.9244 | 59.7457 | 63.1809 | 66.9501 | 72.1109 | 76.9127 | 82.1206 | 87.477 | 93.3283 | 99.3194 | 105.5537 | 111.5324 | 117.7469 | 123.7732 | 129.3342 | 134.4245 | 139.3018 | 143.8527 | 148.1976 | 153.2203 | 158.3806 | 163.6836 | 169.1359 | 173.9747 | 178.2371 | 183.577 | 188.3339
CDP20 | NSW | NNSW | Offshore wind | 0 | 0 | 0 | 0 | 0 | 0 | 0 | 0 | 0 | 0 | 0 | 0 | 0 | 0 | 0 | 0 | 0 | 0 | 0 | 0 | 0 | 0 | 0 | 0 | 0 | 0 | 0 | 0 | 0
CDP20 | NSW | NNSW | Wind | 442.48 | 442.48 | 442.48 | 782.1418 | 817.0167 | 817.0167 | 3468.6749 | 3468.6749 | 3468.6749 | 3468.6749 | 3468.6749 | 4072.8174 | 4072.8174 | 4072.8174 | 4072.8174 | 3900.3374 | 3900.3374 | 4468.3039 | 5902.7304 | 6909.7383 | 7250.3643 | 7250.3643 | 7250.3643 | 7250.3643 | 7250.3643 | 7400 | 7400 | 7400 | 7400
CDP20 | NSW | NNSW | Utility solar | 701.02 | 701.02 | 1021.02 | 1323.7089 | 1323.7089 | 1323.7089 | 1447.0809 | 1447.0809 | 1447.0809 | 1447.0809 | 1541.4073 | 1773.2008 | 1773.2008 | 1773.2008 | 1773.2008 | 1773.2008 | 1773.2008 | 1773.2008 | 3016.3474 | 3267.9202 | 4288.7089 | 4288.7089 | 4288.7089 | 4263.101 | 4281.8704 | 4281.8704 | 4286.1399 | 4302.6282 | 4452.4651
CDP20 | NSW | NNSW | Distributed PV | 999.795 | 1024.5274 | 1042.0404 | 1062.8416 | 1119.5661 | 1186.9908 | 1258.7771 | 1308.956 | 1356.0219 | 1394.7316 | 1433.3051 | 1460.8986 | 1482.9765 | 1497.8632 | 1516.4188 | 1530.7247 | 1546.3741 | 1562.7988 | 1581.7996 | 1598.2848 | 1617.7461 | 1635.9887 | 1654.643 | 1671.6642 | 1690.6614 | 1710.0652 | 1730.7883 | 1751.4803 | 1774.4013
CDP20 | NSW | NNSW | Other renewable fuels | 0 | 0 | 0 | 0 | 0 | 0 | 0 | 0 | 0 | 0 | 0 | 0 | 0 | 0 | 0 | 0 | 0 | 0 | 0 | 0 | 0 | 0 | 0 | 0 | 0 | 0 | 0 | 90 | 90
CDP20 | NSW | NNSW | DSP | 0 | 0 | 0 | 0 | 0 | 0 | 0 | 0 | 0 | 0 | 0 | 0 | 0 | 0 | 0 | 0 | 0 | 0 | 0 | 0 | 0 | 0 | 0 | 0 | 0 | 0 | 0 | 0 | 0
CDP20 | NSW | CNSW | Black coal | 4105 | 4105 | 4105 | 4105 | 4135 | 3450 | 1420 | 1420 | 1420 | 1420 | 1420 | 1420 | 1420 | 1420 | 1420 | 1420 | 1420 | 0 | 0 | 0 | 0 | 0 | 0 | 0 | 0 | 0 | 0 | 0 | 0
CDP20 | NSW | CNSW | Mid-merit gas | 0 | 0 | 0 | 0 | 0 | 0 | 0 | 0 | 0 | 0 | 0 | 0 | 0 | 0 | 0 | 0 | 0 | 0 | 0 | 0 | 0 | 0 | 0 | 0 | 0 | 0 | 0 | 0 | 0
CDP20 | NSW | CNSW | Flexible gas with CCS | 0 | 0 | 0 | 0 | 0 | 0 | 0 | 0 | 0 | 0 | 0 | 0 | 0 | 0 | 0 | 0 | 0 | 0 | 0 | 0 | 0 | 0 | 0 | 0 | 0 | 0 | 0 | 0 | 0
CDP20 | NSW | CNSW | Flexible gas | 0 | 0 | 0 | 0 | 0 | 0 | 0 | 0 | 0 | 0 | 0 | 0 | 0 | 0 | 0 | 0 | 0 | 0 | 0 | 0 | 0 | 0 | 0 | 0 | 0 | 0 | 0 | 0 | 0
CDP20 | NSW | CNSW | Hydro | 0 | 0 | 0 | 0 | 0 | 0 | 0 | 0 | 0 | 0 | 0 | 0 | 0 | 0 | 0 | 0 | 0 | 0 | 0 | 0 | 0 | 0 | 0 | 0 | 0 | 0 | 0 | 0 | 0
CDP20 | NSW | CNSW | Utility storage | 247 | 247 | 816 | 826.3232 | 1540.5366 | 2850.1024 | 2890.1249 | 2850.1049 | 2890.1249 | 2850.1049 | 2850.1049 | 2890.1249 | 2850.1049 | 2850.1049 | 2890.1249 | 2890.1249 | 2850.1049 | 2850.1049 | 2850.1049 | 2850.1049 | 2890.1249 | 2850.105 | 2321.125 | 2270.7817 | 1925.0284 | 772.8513 | 732.8298 | 732.8298 | 772.8499
CDP20 | NSW | CNSW | Coordinated CER storage | 0.91547 | 1.218 | 1.5545 | 1.9694 | 2.396 | 2.8889 | 3.468 | 4.4484 | 5.7616 | 7.4129 | 9.4548 | 11.9182 | 14.7956 | 18.091 | 21.8271 | 26.0012 | 30.6055 | 35.6384 | 41.1048 | 47.0119 | 53.3576 | 60.2411 | 67.6633 | 75.5332 | 83.8558 | 92.5557 | 101.5813 | 105.8426 | 109.6628
CDP20 | NSW | CNSW | Passive CER storage | 19.9215 | 21.7984 | 23.5569 | 25.4252 | 27.2293 | 28.9039 | 31.2635 | 33.4736 | 36.0114 | 38.6022 | 41.3825 | 44.4067 | 47.4404 | 50.4842 | 53.5835 | 56.6421 | 59.5615 | 62.2973 | 64.8483 | 67.2355 | 69.4388 | 72.0568 | 74.8106 | 77.6287 | 80.5076 | 83.1503 | 85.4446 | 88.2195 | 90.7189
CDP20 | NSW | CNSW | Offshore wind | 0 | 0 | 0 | 0 | 0 | 0 | 0 | 0 | 0 | 0 | 0 | 0 | 0 | 0 | 0 | 0 | 0 | 0 | 0 | 0 | 0 | 0 | 0 | 0 | 0 | 0 | 0 | 0 | 0
CDP20 | NSW | CNSW | Wind | 503.54 | 503.54 | 641.54 | 1483.8698 | 2257.8231 | 5165.3281 | 5165.3281 | 5165.3281 | 5165.3281 | 5165.3281 | 5165.3281 | 5165.3281 | 5165.3281 | 5165.3281 | 5165.3281 | 5165.3281 | 5165.3281 | 5058.5281 | 4920.5181 | 4920.5181 | 4920.5181 | 4936.9335 | 4936.9335 | 4936.9335 | 4936.9335 | 5203.9284 | 5731.6417 | 5731.6417 | 5731.6417
CDP20 | NSW | CNSW | Utility solar | 1876.49 | 1876.49 | 1956.35 | 2957.989 | 2957.989 | 3939.1996 | 4175.2563 | 4175.2563 | 4175.2563 | 4175.2563 | 4175.2563 | 4553.5984 | 4553.5984 | 4553.5984 | 4553.5984 | 4553.5984 | 4553.5984 | 4553.5984 | 4553.5984 | 4451.5784 | 4881.5503 | 4881.5503 | 4845.5403 | 4903.015 | 6456.0804 | 6690.5578 | 8215.99 | 8096.24 | 7926.36
CDP20 | NSW | CNSW | Distributed PV | 621.9378 | 636.102 | 644.9182 | 661.8711 | 702.2766 | 740.456 | 787.694 | 821.4306 | 856.4795 | 886.1984 | 918.429 | 939.0199 | 954.7714 | 966.4442 | 983.7172 | 994.2831 | 1006.6496 | 1019.2425 | 1037.8102 | 1049.5191 | 1061.3193 | 1073.5732 | 1093.3139 | 1104.7404 | 1118.1637 | 1133.1908 | 1153.9216 | 1167.3489 | 1182.2507
CDP20 | NSW | CNSW | Other renewable fuels | 0 | 0 | 0 | 0 | 0 | 0 | 0 | 0 | 0 | 0 | 0 | 0 | 0 | 0 | 0 | 0 | 0 | 0 | 0 | 0 | 0 | 0 | 0 | 0 | 0 | 0 | 30 | 90 | 90
CDP20 | NSW | CNSW | DSP | 0 | 0 | 0 | 0 | 0 | 0 | 0 | 0 | 0 | 0 | 0 | 0 | 0 | 0 | 0 | 0 | 0 | 0 | 0 | 0 | 0 | 0 | 0 | 0 | 0 | 0 | 0 | 0 | 0
CDP20 | NSW | SNW | Black coal | 4200 | 4200 | 1320 | 1320 | 1320 | 0 | 0 | 0 | 0 | 0 | 0 | 0 | 0 | 0 | 0 | 0 | 0 | 0 | 0 | 0 | 0 | 0 | 0 | 0 | 0 | 0 | 0 | 0 | 0
CDP20 | NSW | SNW | Mid-merit gas | 440 | 440 | 440 | 440 | 440 | 440 | 440 | 440 | 440 | 440 | 440 | 440 | 440 | 440 | 440 | 440 | 440 | 440 | 440 | 440 | 0 | 0 | 0 | 0 | 0 | 0 | 0 | 0 | 0
CDP20 | NSW | SNW | Flexible gas with CCS | 0 | 0 | 0 | 0 | 0 | 0 | 0 | 0 | 0 | 0 | 0 | 0 | 0 | 0 | 0 | 0 | 0 | 0 | 0 | 0 | 0 | 0 | 0 | 0 | 0 | 0 | 0 | 0 | 0
CDP20 | NSW | SNW | Flexible gas | 1979 | 1979 | 1979 | 1979 | 1979 | 1979 | 1979 | 1979 | 1979 | 1979 | 1979 | 1979 | 1979 | 1979 | 1979 | 1979 | 1979 | 1979 | 1979 | 2240.7984 | 2947.6769 | 3823.7369 | 3823.7369 | 3823.7369 | 3823.7369 | 3823.7369 | 3823.7369 | 3823.7369 | 3823.7369
CDP20 | NSW | SNW | Hydro | 0 | 0 | 0 | 0 | 0 | 0 | 0 | 0 | 0 | 0 | 0 | 0 | 0 | 0 | 0 | 0 | 0 | 0 | 0 | 0 | 0 | 0 | 0 | 0 | 0 | 0 | 0 | 0 | 0
CDP20 | NSW | SNW | Utility storage | 50 | 50 | 1571.8573 | 1571.8613 | 1571.8637 | 1684.1446 | 2289.2814 | 2916.8334 | 2989.4094 | 2916.8334 | 2916.8334 | 2989.4094 | 2916.8334 | 2866.8334 | 2939.4094 | 2939.4094 | 2866.8334 | 2866.8334 | 2866.8334 | 2866.8334 | 2939.4094 | 2866.8334 | 1525.2641 | 1452.6841 | 1452.6819 | 1423.04 | 1034.7908 | 1034.7908 | 1107.3668
CDP20 | NSW | SNW | Coordinated CER storage | 8.587 | 11.5295 | 14.8171 | 18.6626 | 22.7871 | 27.7997 | 33.4963 | 43.0237 | 55.4305 | 70.9627 | 90.1039 | 112.9793 | 139.8314 | 170.4524 | 205.2684 | 244.1544 | 286.9162 | 333.5338 | 384.2127 | 438.8854 | 497.66 | 560.8937 | 629.5544 | 702.4072 | 779.5514 | 860.1351 | 943.9419 | 983.3503 | 1018.6582
CDP20 | NSW | SNW | Passive CER storage | 186.8609 | 206.3463 | 224.5379 | 240.9368 | 258.9593 | 278.1444 | 301.9599 | 322.7208 | 344.5839 | 366.8252 | 390.7075 | 415.6523 | 441.7183 | 467.2367 | 494.0385 | 520.566 | 545.206 | 567.5963 | 588.6361 | 607.8089 | 625.5986 | 647.3132 | 670.0861 | 693.8422 | 718.7364 | 741.3337 | 761.6739 | 786.6727 | 809.1086
CDP20 | NSW | SNW | Offshore wind | 0 | 0 | 0 | 0 | 0 | 0 | 0 | 0 | 0 | 0 | 0 | 0 | 0 | 0 | 0 | 0 | 0 | 0 | 0 | 0 | 0 | 0 | 0 | 0 | 0 | 0 | 0 | 0 | 0
CDP20 | NSW | SNW | Wind | 0 | 0 | 0 | 0 | 0 | 0 | 0 | 0 | 0 | 0 | 0 | 0 | 0 | 0 | 0 | 0 | 0 | 0 | 0 | 0 | 0 | 0 | 0 | 0 | 0 | 0 | 0 | 0 | 0
CDP20 | NSW | SNW | Utility solar | 0 | 0 | 0 | 0 | 0 | 0 | 0 | 0 | 0 | 0 | 0 | 0 | 0 | 0 | 0 | 0 | 0 | 0 | 0 | 0 | 0 | 0 | 0 | 0 | 0 | 0 | 0 | 0 | 0
CDP20 | NSW | SNW | Distributed PV | 3679.6425 | 3821.5974 | 3976.6457 | 4171.7761 | 4514.291 | 4858.2954 | 5220.1292 | 5496.252 | 5768.549 | 6015.446 | 6247.5007 | 6444.969 | 6601.2248 | 6709.9767 | 6807.533 | 6901.289 | 6995.1835 | 7087.6409 | 7182.3455 | 7274.2264 | 7368.4104 | 7463.4566 | 7560.2199 | 7654.4945 | 7751.1288 | 7849.3467 | 7952.3875 | 8051.2259 | 8161.516
CDP20 | NSW | SNW | Other renewable fuels | 0 | 0 | 0 | 0 | 0 | 0 | 0 | 0 | 0 | 0 | 0 | 0 | 0 | 0 | 0 | 0 | 0 | 0 | 0 | 0 | 0 | 0 | 0 | 0 | 0 | 0 | 90 | 90 | 90
CDP20 | NSW | SNW | DSP | 336.74 | 342.94 | 349.4 | 358.05 | 499.09 | 685.31 | 850.38 | 920.72 | 991.02 | 1061.28 | 1070.04 | 1079.54 | 1087.21 | 1096.93 | 1105.44 | 1116.29 | 1124.85 | 1136.31 | 1138.21 | 1141.89 | 1148.33 | 1146.26 | 1149.08 | 1151.3 | 1149.72 | 1153.61 | 1157.93 | 1166.18 | 1185.25
CDP20 | NSW | SNSW | Black coal | 0 | 0 | 0 | 0 | 0 | 0 | 0 | 0 | 0 | 0 | 0 | 0 | 0 | 0 | 0 | 0 | 0 | 0 | 0 | 0 | 0 | 0 | 0 | 0 | 0 | 0 | 0 | 0 | 0
CDP20 | NSW | SNSW | Mid-merit gas | 0 | 0 | 0 | 0 | 0 | 0 | 0 | 0 | 0 | 0 | 0 | 0 | 0 | 0 | 0 | 0 | 0 | 0 | 0 | 0 | 0 | 0 | 0 | 0 | 0 | 0 | 0 | 0 | 0
CDP20 | NSW | SNSW | Flexible gas with CCS | 0 | 0 | 0 | 0 | 0 | 0 | 0 | 0 | 0 | 0 | 0 | 0 | 0 | 0 | 0 | 0 | 0 | 0 | 0 | 0 | 0 | 0 | 0 | 0 | 0 | 0 | 0 | 0 | 0
CDP20 | NSW | SNSW | Flexible gas | 692 | 692 | 692 | 692 | 692 | 692 | 692 | 692 | 692 | 692 | 692 | 692 | 692 | 692 | 692 | 692 | 692 | 692 | 692 | 692 | 692 | 0 | 0 | 0 | 0 | 0 | 0 | 0 | 0
CDP20 | NSW | SNSW | Hydro | 2285 | 2285 | 2285 | 2285 | 2285 | 2285 | 2285 | 2285 | 2285 | 2285 | 2285 | 2285 | 2285 | 2285 | 2285 | 2285 | 2285 | 2285 | 2285 | 2285 | 2285 | 2285 | 2285 | 2285 | 2285 | 2285 | 2285 | 2285 | 2285
CDP20 | NSW | SNSW | Utility storage | 299.99 | 309.99 | 368.9 | 368.9 | 568.9 | 2768.9 | 2769.8914 | 2768.9014 | 2769.8914 | 2768.9014 | 2768.9014 | 2769.8914 | 2768.9014 | 2768.9014 | 2769.8914 | 2769.8914 | 2768.9014 | 2768.9014 | 2768.9014 | 2758.9014 | 2709.8915 | 2708.9015 | 2649.9915 | 2649.0015 | 2649.0016 | 2550.0015 | 2550.0008 | 2550.0008 | 2400.0008
CDP20 | NSW | SNSW | Coordinated CER storage | 1.8316 | 2.4469 | 3.1469 | 4.0056 | 4.9448 | 6.063 | 7.344 | 8.8828 | 10.843 | 13.2952 | 16.3304 | 19.989 | 24.3293 | 29.3361 | 35.0941 | 41.5771 | 48.7432 | 56.6101 | 65.2405 | 74.6487 | 84.8616 | 95.9878 | 108.1835 | 121.2843 | 135.2958 | 150.0261 | 165.4879 | 173.4974 | 180.7336
CDP20 | NSW | SNSW | Passive CER storage | 39.8581 | 43.7926 | 47.6885 | 51.7125 | 56.1945 | 60.6618 | 66.2045 | 71.0929 | 76.2779 | 81.7101 | 87.5202 | 93.586 | 99.9174 | 106.2198 | 112.7798 | 119.2142 | 125.1293 | 130.5318 | 135.6734 | 140.5429 | 145.2071 | 150.7156 | 156.525 | 162.5649 | 168.7895 | 174.3699 | 179.4516 | 185.5172 | 191.0124
CDP20 | NSW | SNSW | Offshore wind | 0 | 0 | 0 | 0 | 0 | 0 | 0 | 0 | 0 | 0 | 0 | 0 | 0 | 0 | 0 | 0 | 0 | 0 | 0 | 0 | 0 | 0 | 0 | 0 | 0 | 0 | 0 | 0 | 0
CDP20 | NSW | SNSW | Wind | 1792.06 | 1850.06 | 1890.08 | 2420.54 | 2995.487 | 2995.487 | 2995.487 | 2995.487 | 2995.487 | 2995.487 | 2995.487 | 2995.487 | 2995.487 | 2948.987 | 2948.987 | 2918.987 | 2918.987 | 2703.357 | 2655.057 | 2655.057 | 2366.047 | 2366.047 | 2126.6965 | 1914.9453 | 1919.4003 | 1544.0309 | 1549.5845 | 1549.5845 | 1549.5845
CDP20 | NSW | SNSW | Utility solar | 2083.08 | 2083.08 | 2475.36 | 2819.6671 | 3375.8408 | 3375.8408 | 3376.7408 | 3375.8408 | 3375.8408 | 3375.8408 | 3375.8408 | 3375.8408 | 3375.8408 | 3375.8408 | 3375.8408 | 3225.8108 | 3225.8108 | 3225.8108 | 3225.8108 | 3225.8108 | 3842.5265 | 4547.9573 | 4547.9573 | 4462.9573 | 4430.5573 | 4753.3188 | 4420.9788 | 3645.7688 | 3615.7688
CDP20 | NSW | SNSW | Distributed PV | 986.0326 | 1016.5758 | 1046.5931 | 1086.1683 | 1164.1203 | 1240.9168 | 1328.5137 | 1393.4014 | 1458.5676 | 1517.356 | 1578.8062 | 1621.3015 | 1659.1313 | 1689.5418 | 1724.7489 | 1750.0152 | 1777.7549 | 1805.5558 | 1841.3577 | 1866.4198 | 1894.7072 | 1924.1874 | 1962.8752 | 1990.9999 | 2022.3122 | 2052.6863 | 2093.9396 | 2124.8409 | 2159.5341
CDP20 | NSW | SNSW | Other renewable fuels | 0 | 0 | 0 | 0 | 0 | 0 | 0 | 0 | 0 | 0 | 0 | 0 | 0 | 0 | 0 | 0 | 0 | 0 | 0 | 0 | 0 | 0 | 0 | 0 | 0 | 0 | 0 | 0 | 0
CDP20 | NSW | SNSW | DSP | 0 | 0 | 0 | 0 | 0 | 0 | 0 | 0 | 0 | 0 | 0 | 0 | 0 | 0 | 0 | 0 | 0 | 0 | 0 | 0 | 0 | 0 | 0 | 0 | 0 | 0 | 0 | 0 | 0
CDP20 | QLD | NQ | Black coal | 0 | 0 | 0 | 0 | 0 | 0 | 0 | 0 | 0 | 0 | 0 | 0 | 0 | 0 | 0 | 0 | 0 | 0 | 0 | 0 | 0 | 0 | 0 | 0 | 0 | 0 | 0 | 0 | 0
CDP20 | QLD | NQ | Mid-merit gas | 244 | 244 | 244 | 244 | 244 | 244 | 244 | 244 | 244 | 244 | 244 | 244 | 244 | 244 | 244 | 244 | 244 | 244 | 244 | 244 | 244 | 244 | 244 | 0 | 0 | 0 | 0 | 0 | 0
CDP20 | QLD | NQ | Flexible gas with CCS | 0 | 0 | 0 | 0 | 0 | 0 | 0 | 0 | 0 | 0 | 0 | 0 | 0 | 0 | 0 | 0 | 0 | 0 | 0 | 0 | 0 | 0 | 0 | 0 | 0 | 0 | 0 | 0 | 0
CDP20 | QLD | NQ | Flexible gas | 423.5 | 423.5 | 423.5 | 423.5 | 423.5 | 423.5 | 423.5 | 423.5 | 423.5 | 423.5 | 131.5 | 131.5 | 131.5 | 131.5 | 131.5 | 131.5 | 131.5 | 131.5 | 131.5 | 131.5 | 131.5 | 0 | 0 | 0 | 0 | 0 | 0 | 0 | 0
CDP20 | QLD | NQ | Hydro | 156.4 | 156.4 | 156.4 | 156.4 | 156.4 | 156.4 | 156.4 | 156.4 | 156.4 | 156.4 | 156.4 | 156.4 | 156.4 | 156.4 | 70 | 70 | 70 | 70 | 70 | 0 | 0 | 0 | 0 | 0 | 0 | 0 | 0 | 0 | 0
CDP20 | QLD | NQ | Utility storage | 250 | 250 | 250 | 550 | 550 | 550 | 550 | 550 | 550 | 550 | 550.0001 | 550.0001 | 550.0001 | 550.0001 | 550.0002 | 550.0002 | 550.0002 | 550.0002 | 550.0002 | 550.0002 | 550.0002 | 550.0003 | 550.0004 | 255.2503 | 269.6805 | 406.6654 | 430.4002 | 430.4002 | 430.4002
CDP20 | QLD | NQ | Coordinated CER storage | 0.88737 | 1.2167 | 1.5929 | 2.0251 | 2.5236 | 3.12 | 3.8402 | 4.861 | 6.1864 | 7.8245 | 9.8358 | 12.2418 | 15.0717 | 18.2721 | 21.9141 | 25.9728 | 30.4036 | 35.228 | 40.4665 | 46.1292 | 52.2496 | 58.927 | 66.1344 | 73.8088 | 81.9834 | 90.4987 | 99.3492 | 103.7072 | 107.6837
CDP20 | QLD | NQ | Passive CER storage | 18.5285 | 21.0552 | 23.4635 | 25.9022 | 28.4576 | 31.3925 | 34.814 | 37.9522 | 41.4162 | 44.9799 | 48.8461 | 52.9834 | 57.3995 | 61.6721 | 66.1572 | 70.6014 | 74.6827 | 78.4936 | 82.1191 | 85.5856 | 89.0361 | 92.9771 | 97.0969 | 101.3628 | 105.886 | 109.9772 | 113.7091 | 117.7593 | 121.4976
CDP20 | QLD | NQ | Offshore wind | 0 | 0 | 0 | 0 | 0 | 0 | 0 | 0 | 0 | 0 | 0 | 0 | 0 | 0 | 0 | 0 | 0 | 0 | 0 | 0 | 0 | 0 | 0 | 0 | 0 | 0 | 0 | 0 | 0
CDP20 | QLD | NQ | Wind | 375.64 | 375.64 | 375.64 | 375.64 | 1606.1473 | 1931.9653 | 2520.8443 | 2520.8443 | 2520.8443 | 2520.8443 | 2747.0984 | 2747.0984 | 2755.0952 | 2977.7406 | 2977.7406 | 2977.7406 | 2977.7406 | 2977.7406 | 2977.7406 | 2977.7406 | 2927.3339 | 3422.6055 | 3422.6055 | 3379.4055 | 3379.4055 | 3254.0129 | 3424.5585 | 3459.8848 | 3459.8849
CDP20 | QLD | NQ | Utility solar | 521.6 | 521.6 | 521.6 | 521.6 | 521.6 | 521.6 | 521.6 | 521.6 | 521.6 | 521.6 | 521.6 | 521.6 | 521.6001 | 521.6001 | 473.1001 | 473.1001 | 473.1001 | 473.1001 | 652.2557 | 615.6648 | 499.7048 | 555.1423 | 555.1423 | 540.1423 | 440.1623 | 419.1923 | 674.4347 | 574.4047 | 574.4047
CDP20 | QLD | NQ | Distributed PV | 650.1918 | 674.7727 | 703.9561 | 730.2258 | 763.9198 | 810.8536 | 853.2797 | 886.3548 | 917.2914 | 944.1354 | 970.7969 | 991.2841 | 1008.6228 | 1022.5255 | 1038.7204 | 1053.488 | 1067.6015 | 1084.5645 | 1102.9542 | 1118.778 | 1136.6862 | 1153.6954 | 1172.9582 | 1190.3775 | 1209.4642 | 1228.2939 | 1251.6994 | 1274.419 | 1298.4572
CDP20 | QLD | NQ | Other renewable fuels | 0 | 0 | 0 | 0 | 0 | 0 | 0 | 0 | 0 | 0 | 0 | 0 | 0 | 0 | 0 | 0 | 0 | 0 | 0 | 0 | 0 | 0 | 0 | 0 | 0 | 0 | 0 | 0 | 0
CDP20 | QLD | NQ | DSP | 0 | 0 | 0 | 0 | 0 | 0 | 0 | 0 | 0 | 0 | 0 | 0 | 0 | 0 | 0 | 0 | 0 | 0 | 0 | 0 | 0 | 0 | 0 | 0 | 0 | 0 | 0 | 0 | 0
CDP20 | QLD | GG | Black coal | 1680 | 1680 | 1680 | 1680 | 840 | 840 | 840 | 280 | 0 | 0 | 0 | 0 | 0 | 0 | 0 | 0 | 0 | 0 | 0 | 0 | 0 | 0 | 0 | 0 | 0 | 0 | 0 | 0 | 0
CDP20 | QLD | GG | Mid-merit gas | 180 | 180 | 180 | 180 | 180 | 180 | 180 | 180 | 180 | 180 | 180 | 180 | 180 | 180 | 180 | 180 | 180 | 180 | 180 | 180 | 180 | 180 | 180 | 180 | 180 | 180 | 180 | 0 | 0
CDP20 | QLD | GG | Flexible gas with CCS | 0 | 0 | 0 | 0 | 0 | 0 | 0 | 0 | 0 | 0 | 0 | 0 | 0 | 0 | 0 | 0 | 0 | 0 | 0 | 0 | 0 | 0 | 0 | 0 | 0 | 0 | 0 | 0 | 0
CDP20 | QLD | GG | Flexible gas | 0 | 0 | 0 | 0 | 0 | 0 | 0 | 0 | 0 | 0 | 0 | 0 | 0 | 0 | 0 | 0 | 0 | 0 | 0 | 0 | 0 | 0 | 0 | 0 | 0 | 0 | 0 | 0 | 0
CDP20 | QLD | GG | Hydro | 0 | 0 | 0 | 0 | 0 | 0 | 0 | 0 | 0 | 0 | 0 | 0 | 0 | 0 | 0 | 0 | 0 | 0 | 0 | 0 | 0 | 0 | 0 | 0 | 0 | 0 | 0 | 0 | 0
CDP20 | QLD | GG | Utility storage | 0 | 0 | 400 | 400 | 400 | 400 | 400 | 400 | 400.0001 | 400.0001 | 400.0001 | 400.0001 | 400.0001 | 400.0001 | 400.0002 | 400.0002 | 400.0002 | 400.0002 | 400.0002 | 400.0002 | 400.0002 | 400.0002 | 8.5549 | 34.6747 | 84.485 | 84.4851 | 533.4183 | 533.4183 | 784.1627
CDP20 | QLD | GG | Coordinated CER storage | 0.048726 | 0.066819 | 0.087887 | 0.11153 | 0.14153 | 0.17366 | 0.21572 | 0.29891 | 0.41299 | 0.56211 | 0.74955 | 0.97712 | 1.2471 | 1.5592 | 1.9169 | 2.3184 | 2.7646 | 3.2536 | 3.7908 | 4.3761 | 5.009 | 5.7004 | 6.4465 | 7.2409 | 8.0831 | 8.9664 | 9.8883 | 10.3376 | 10.7449
CDP20 | QLD | GG | Passive CER storage | 1.0174 | 1.1563 | 1.2946 | 1.4266 | 1.5959 | 1.7473 | 1.9556 | 2.1352 | 2.3376 | 2.5644 | 2.8105 | 3.0704 | 3.3401 | 3.6127 | 3.8978 | 4.1748 | 4.4417 | 4.6827 | 4.9228 | 5.1563 | 5.3782 | 5.6374 | 5.9123 | 6.1964 | 6.4847 | 6.7498 | 6.9899 | 7.2551 | 7.4911
CDP20 | QLD | GG | Offshore wind | 0 | 0 | 0 | 0 | 0 | 0 | 0 | 0 | 0 | 0 | 0 | 0 | 0 | 0 | 0 | 0 | 0 | 0 | 0 | 0 | 0 | 0 | 0 | 0 | 0 | 0 | 0 | 0 | 0
CDP20 | QLD | GG | Wind | 0 | 0 | 0 | 0 | 0 | 0 | 0 | 0 | 0 | 0 | 0 | 0 | 0 | 0 | 0 | 0 | 0 | 0 | 0 | 0 | 0 | 0 | 0 | 0 | 0 | 0 | 0 | 0 | 0
CDP20 | QLD | GG | Utility solar | 0 | 0 | 0 | 0 | 0 | 0 | 0 | 0 | 0 | 0 | 0 | 0 | 0 | 0 | 0 | 0 | 0 | 0 | 0 | 0 | 0 | 0 | 0 | 0 | 0 | 0 | 0 | 0 | 0
CDP20 | QLD | GG | Distributed PV | 62.5042 | 64.2791 | 66.415 | 68.9878 | 72.7673 | 76.244 | 80.0461 | 83.5314 | 86.727 | 89.5602 | 92.1585 | 94.3304 | 96.0517 | 97.5469 | 99.0431 | 100.4574 | 101.995 | 103.5388 | 105.3012 | 107.0116 | 108.5825 | 110.2539 | 112.0709 | 113.8938 | 115.5761 | 117.3638 | 119.4773 | 121.9029 | 124.2038
CDP20 | QLD | GG | Other renewable fuels | 0 | 0 | 0 | 0 | 0 | 0 | 0 | 0 | 0 | 0 | 0 | 0 | 0 | 0 | 0 | 0 | 0 | 0 | 0 | 0 | 0 | 0 | 0 | 0 | 0 | 0 | 0 | 0 | 0
CDP20 | QLD | GG | DSP | 0 | 0 | 0 | 0 | 0 | 0 | 0 | 0 | 0 | 0 | 0 | 0 | 0 | 0 | 0 | 0 | 0 | 0 | 0 | 0 | 0 | 0 | 0 | 0 | 0 | 0 | 0 | 0 | 0
CDP20 | QLD | CQ | Black coal | 3004 | 3004 | 3004 | 3004 | 2304 | 2304 | 1574 | 1574 | 1574 | 844 | 844 | 844 | 844 | 844 | 844 | 844 | 844 | 844 | 844 | 844 | 844 | 844 | 844 | 844 | 844 | 844 | 844 | 844 | 0
CDP20 | QLD | CQ | Mid-merit gas | 0 | 0 | 0 | 0 | 0 | 0 | 0 | 0 | 0 | 0 | 0 | 0 | 0 | 0 | 0 | 0 | 0 | 0 | 0 | 0 | 0 | 0 | 0 | 0 | 0 | 0 | 0 | 0 | 0
CDP20 | QLD | CQ | Flexible gas with CCS | 0 | 0 | 0 | 0 | 0 | 0 | 0 | 0 | 0 | 0 | 0 | 0 | 0 | 0 | 0 | 0 | 0 | 0 | 0 | 0 | 0 | 0 | 0 | 0 | 0 | 0 | 0 | 0 | 0
CDP20 | QLD | CQ | Flexible gas | 37 | 37 | 37 | 37 | 37 | 37 | 37 | 37 | 37 | 37 | 37 | 0 | 0 | 0 | 0 | 0 | 0 | 0 | 0 | 0 | 0 | 0 | 0 | 0 | 0 | 0 | 0 | 0 | 0
CDP20 | QLD | CQ | Hydro | 0 | 0 | 0 | 0 | 0 | 0 | 0 | 0 | 0 | 0 | 0 | 0 | 0 | 0 | 0 | 0 | 0 | 0 | 0 | 0 | 0 | 0 | 0 | 0 | 0 | 0 | 0 | 0 | 0
CDP20 | QLD | CQ | Utility storage | 50 | 50 | 50 | 50 | 200 | 200 | 200.0001 | 200.0001 | 200.0001 | 200.0001 | 200.0002 | 200.0002 | 200.0002 | 200.0002 | 200.0003 | 200.0003 | 200.0003 | 200.0003 | 200.0003 | 150.0003 | 150.0003 | 150.0006 | 158.5468 | 184.6342 | 83.8776 | 112.4847 | 928.5966 | 928.5966 | 1261.0921
CDP20 | QLD | CQ | Coordinated CER storage | 0.81707 | 1.1192 | 1.475 | 1.8705 | 2.3506 | 2.8941 | 3.5651 | 4.6403 | 6.0457 | 7.8273 | 10.0404 | 12.6969 | 15.8224 | 19.4074 | 23.4888 | 28.0554 | 33.0802 | 38.5531 | 44.5354 | 51.0196 | 58.024 | 65.6952 | 73.9546 | 82.751 | 92.094 | 101.874 | 112.0393 | 117.0219 | 121.5395
CDP20 | QLD | CQ | Passive CER storage | 17.0607 | 19.3666 | 21.7275 | 23.9255 | 26.506 | 29.119 | 32.3201 | 35.3739 | 38.6267 | 42.1175 | 45.9487 | 49.9898 | 54.2028 | 58.4551 | 62.8527 | 67.2149 | 71.3089 | 75.0313 | 78.6845 | 82.1837 | 85.591 | 89.6089 | 93.7355 | 98.007 | 102.4317 | 106.5375 | 110.2123 | 114.1759 | 117.7274
CDP20 | QLD | CQ | Offshore wind | 0 | 0 | 0 | 0 | 0 | 0 | 0 | 0 | 0 | 0 | 0 | 0 | 0 | 0 | 0 | 0 | 0 | 0 | 0 | 0 | 0 | 0 | 0 | 0 | 0 | 0 | 0 | 0 | 0
CDP20 | QLD | CQ | Wind | 300 | 300 | 439 | 439 | 946.1531 | 1432.3224 | 1432.3225 | 1432.3225 | 1432.3225 | 1432.3225 | 2370.4117 | 2370.4117 | 2370.4117 | 2370.4117 | 2370.4117 | 2370.4117 | 2370.4117 | 2370.4117 | 2370.4117 | 2370.4117 | 2438.1338 | 3302.6302 | 3302.6302 | 3302.6302 | 3302.6302 | 3302.6302 | 2994.1396 | 2994.1396 | 2994.1396
CDP20 | QLD | CQ | Utility solar | 788.17 | 788.17 | 788.17 | 788.17 | 860.7788 | 860.7788 | 860.7788 | 860.7788 | 860.7788 | 860.7789 | 860.7789 | 860.779 | 860.7791 | 860.7791 | 860.7791 | 860.7791 | 860.7791 | 862.4855 | 1219.2905 | 1219.2907 | 1205.2916 | 1162.7916 | 1162.7916 | 1162.7916 | 1299.9871 | 2377.5281 | 3532.2703 | 4144.8307 | 5107.1445
CDP20 | QLD | CQ | Distributed PV | 722.2681 | 742.6714 | 766.5235 | 793.7311 | 832.2373 | 870.8408 | 919.19 | 959.03 | 992.0332 | 1024.4908 | 1056.5767 | 1083.0724 | 1101.7266 | 1123.061 | 1144.5628 | 1165.0051 | 1182.6817 | 1203.6093 | 1227.4527 | 1248.9192 | 1267.2572 | 1290.1466 | 1314.2082 | 1336.8165 | 1356.4594 | 1381.1351 | 1408.4892 | 1436.2188 | 1460.3169
CDP20 | QLD | CQ | Other renewable fuels | 0 | 0 | 0 | 0 | 0 | 0 | 0 | 0 | 0 | 0 | 0 | 0 | 0 | 0 | 0 | 0 | 0 | 0 | 0 | 0 | 0 | 0 | 0 | 0 | 0 | 0 | 0 | 0 | 0
CDP20 | QLD | CQ | DSP | 0 | 0 | 0 | 0 | 0 | 0 | 0 | 0 | 0 | 0 | 0 | 0 | 0 | 0 | 0 | 0 | 0 | 0 | 0 | 0 | 0 | 0 | 0 | 0 | 0 | 0 | 0 | 0 | 0
CDP20 | QLD | SQ | Black coal | 3446 | 3446 | 3446 | 3446 | 3446 | 3446 | 3446 | 2746 | 2746 | 2396 | 1596 | 852 | 852 | 852 | 852 | 852 | 852 | 852 | 852 | 852 | 852 | 852 | 852 | 852 | 852 | 852 | 852 | 852 | 0
CDP20 | QLD | SQ | Mid-merit gas | 1173.9 | 1173.9 | 1173.9 | 1173.9 | 1173.9 | 1173.9 | 1173.9 | 1173.9 | 1173.9 | 1173.9 | 1173.9 | 1173.9 | 1173.9 | 788.9 | 788.9 | 788.9 | 644.5 | 644.5 | 644.5 | 644.5 | 644.5 | 644.5 | 0 | 0 | 0 | 0 | 0 | 0 | 0
CDP20 | QLD | SQ | Flexible gas with CCS | 0 | 0 | 0 | 0 | 0 | 0 | 0 | 0 | 0 | 0 | 0 | 0 | 0 | 0 | 0 | 0 | 0 | 0 | 0 | 0 | 0 | 0 | 0 | 0 | 0 | 0 | 0 | 0 | 0
CDP20 | QLD | SQ | Flexible gas | 1509 | 1509 | 1509 | 1709 | 1709 | 1709 | 1709 | 1709 | 1709 | 1709 | 1863.4276 | 1783.4276 | 1783.4276 | 1803.8508 | 2035.7234 | 2245.3347 | 2662.5817 | 2876.1365 | 3656.6583 | 4314.0721 | 4314.0721 | 4314.0721 | 4314.0721 | 4194.7398 | 4194.7398 | 4194.7398 | 3675.7398 | 3329.7398 | 3473.134
CDP20 | QLD | SQ | Hydro | 0 | 0 | 0 | 0 | 0 | 0 | 0 | 0 | 0 | 0 | 0 | 0 | 0 | 0 | 0 | 0 | 0 | 0 | 0 | 0 | 0 | 0 | 0 | 0 | 0 | 0 | 0 | 0 | 0
CDP20 | QLD | SQ | Utility storage | 709.6 | 1423.76 | 1729.76 | 1729.76 | 1729.76 | 1729.76 | 1729.76 | 1729.76 | 3727.76 | 3727.76 | 3727.7601 | 3727.7601 | 3727.7601 | 3727.7601 | 3727.7601 | 3627.7602 | 3627.7602 | 3627.7602 | 3627.7602 | 3627.7602 | 3627.7602 | 3327.7602 | 3077.7607 | 3655.7072 | 3655.7072 | 3400.9072 | 3646.423 | 3646.423 | 3546.423
CDP20 | QLD | SQ | Coordinated CER storage | 4.2813 | 5.9349 | 7.8549 | 10.0673 | 12.639 | 15.6606 | 19.5036 | 26.1745 | 34.9449 | 45.9905 | 59.704 | 76.2037 | 95.6949 | 118.0268 | 143.566 | 172.1726 | 203.6626 | 237.961 | 275.4027 | 316.0829 | 360.0365 | 407.5661 | 459.4511 | 514.7474 | 573.5005 | 635.0211 | 699.1749 | 730.6031 | 759.1308
CDP20 | QLD | SQ | Passive CER storage | 89.3949 | 102.7017 | 115.7072 | 128.7691 | 142.5235 | 157.5718 | 176.8119 | 194.2469 | 213.1165 | 232.7482 | 254.1827 | 276.937 | 301.0369 | 325.0195 | 350.4149 | 375.6131 | 399.0493 | 420.0192 | 440.1605 | 459.7105 | 478.6237 | 501.0311 | 524.6191 | 549.2404 | 574.878 | 598.5559 | 620.3463 | 643.8322 | 664.9847
CDP20 | QLD | SQ | Offshore wind | 0 | 0 | 0 | 0 | 0 | 0 | 0 | 0 | 0 | 0 | 0 | 0 | 0 | 0 | 0 | 0 | 0 | 0 | 0 | 0 | 0 | 0 | 0 | 0 | 0 | 0 | 0 | 0 | 0
CDP20 | QLD | SQ | Wind | 864.95 | 1788.35 | 1788.35 | 1788.35 | 3188.3501 | 4153.356 | 4153.356 | 4153.356 | 4153.356 | 4153.356 | 4575.9184 | 4909.0788 | 4909.0788 | 5093.0743 | 5093.0743 | 5093.0743 | 5093.0743 | 5093.0743 | 5093.0743 | 5093.0743 | 5093.0743 | 4653.1043 | 4747.732 | 4747.732 | 4747.732 | 8048.38 | 8048.38 | 8048.38 | 8048.38
CDP20 | QLD | SQ | Utility solar | 1791.51 | 1791.51 | 1850.95 | 1951.79 | 1951.25 | 1950.69 | 1950.14 | 1949.57 | 1949.01 | 1948.45 | 2354.5589 | 4948.4174 | 5899.2724 | 5789.2724 | 5789.2724 | 5789.2724 | 5789.2724 | 5789.2724 | 5789.2724 | 6954.6052 | 7079.7262 | 6976.7662 | 7700.7277 | 7268.1926 | 7647.2127 | 7619.9127 | 9228.6545 | 9228.6545 | 9510.93
CDP20 | QLD | SQ | Distributed PV | 4444.5857 | 4601.2689 | 4749.54 | 4916.8363 | 5144.4056 | 5366.8426 | 5600.5382 | 5818.1179 | 6023.3354 | 6208.4396 | 6390.235 | 6547.3482 | 6680.4309 | 6801.3486 | 6930.4487 | 7058.0895 | 7183.3758 | 7312.5864 | 7449.028 | 7583.0522 | 7712.7031 | 7848.2261 | 7992.0637 | 8132.0113 | 8268.3973 | 8416.1653 | 8582.7632 | 8750.2442 | 8916.9501
CDP20 | QLD | SQ | Other renewable fuels | 0 | 0 | 0 | 0 | 0 | 0 | 0 | 0 | 0 | 0 | 0 | 0 | 0 | 0 | 0 | 0 | 0 | 0 | 0 | 0 | 0 | 0 | 0 | 0 | 0 | 0 | 0 | 90 | 90
CDP20 | QLD | SQ | DSP | 261.52 | 264.77 | 266.65 | 271.43 | 274.99 | 279.39 | 263.31 | 268.86 | 272.92 | 276.84 | 281.85 | 287.32 | 293.21 | 299.76 | 303.87 | 308.31 | 314.85 | 318.56 | 321.21 | 324.66 | 327.68 | 329.75 | 332.41 | 336.27 | 338.73 | 347.33 | 354.15 | 361.49 | 363.01
CDP20 | VIC | VIC | Brown coal | 4820 | 4820 | 4820 | 4820 | 4820 | 3370 | 3370 | 3370 | 3370 | 3370 | 1160 | 580 | 580 | 580 | 580 | 580 | 580 | 580 | 580 | 580 | 580 | 580 | 580 | 580 | 0 | 0 | 0 | 0 | 0
CDP20 | VIC | VIC | Mid-merit gas | 500 | 500 | 500 | 500 | 500 | 0 | 0 | 0 | 0 | 0 | 0 | 0 | 0 | 0 | 0 | 0 | 0 | 0 | 0 | 0 | 0 | 0 | 0 | 0 | 0 | 0 | 0 | 0 | 0
CDP20 | VIC | VIC | Flexible gas with CCS | 0 | 0 | 0 | 0 | 0 | 0 | 0 | 0 | 0 | 0 | 0 | 0 | 0 | 0 | 0 | 0 | 0 | 0 | 0 | 0 | 0 | 0 | 0 | 0 | 0 | 0 | 0 | 0 | 0
CDP20 | VIC | VIC | Flexible gas | 1900 | 1900 | 1900 | 1900 | 1900 | 1900 | 1900 | 1900 | 1900 | 1900 | 1730 | 1730 | 1730 | 1730 | 1730 | 1730 | 1290 | 1290 | 1290 | 1248.9388 | 1248.9388 | 1248.9388 | 1248.9388 | 1248.9388 | 1310.3922 | 1310.3922 | 1310.3922 | 1310.3922 | 2228.062
CDP20 | VIC | VIC | Hydro | 2219.02 | 2219.02 | 2219.02 | 2219.02 | 2219.02 | 2219.02 | 2219.02 | 2219.02 | 2219.02 | 2219.02 | 2219.02 | 2219.02 | 2219.02 | 2219.02 | 2219.02 | 2219.02 | 2219.02 | 2219.02 | 2219.02 | 2219.02 | 2219.02 | 2219.02 | 2219.02 | 2219.02 | 2219.02 | 2219.02 | 2219.02 | 2219.02 | 2219.02
CDP20 | VIC | VIC | Utility storage | 299.13 | 479.13 | 1990.64 | 2405.4404 | 2861.6431 | 2853.9431 | 3053.23 | 3060.53 | 3572.23 | 4083.17 | 4593.04 | 6201.9199 | 6201.9199 | 6208.5199 | 6201.9199 | 6196.9199 | 6196.9199 | 6196.9199 | 5896.9199 | 5896.9199 | 5746.9199 | 6105.3524 | 5804.0424 | 5065.542 | 4758.9396 | 4758.9396 | 4530.0527 | 3930.0527 | 3423.6908
CDP20 | VIC | VIC | Coordinated CER storage | 10.6132 | 15.1363 | 20.7187 | 26.6998 | 33.6099 | 42.073 | 52.0251 | 65.3888 | 82.4785 | 103.5543 | 129.304 | 159.8675 | 195.5802 | 236.092 | 282.1042 | 333.3048 | 389.2764 | 449.9516 | 515.8702 | 587.1309 | 663.853 | 746.8741 | 837.0114 | 932.8772 | 1034.5743 | 1140.6225 | 1250.7708 | 1304.751 | 1353.7071
CDP20 | VIC | VIC | Passive CER storage | 269.7717 | 301.4603 | 331.822 | 361.74 | 393.4245 | 427.1076 | 470.0826 | 508.8755 | 550.5086 | 593.6031 | 640.251 | 689.3259 | 740.7945 | 791.6143 | 844.9475 | 897.6568 | 946.6059 | 991.0946 | 1033.8217 | 1074.9606 | 1114.8568 | 1161.2955 | 1209.6656 | 1259.8506 | 1312.0582 | 1360.0652 | 1403.9921 | 1454.6296 | 1500.8336
CDP20 | VIC | VIC | Offshore wind | 0 | 0 | 0 | 0 | 0 | 0 | 0 | 1000 | 2000 | 2666.6666 | 3333.3333 | 3999.9999 | 4999.9999 | 5999.9999 | 6999.9999 | 8000 | 9000 | 9000 | 9000 | 9000 | 9000 | 9000 | 9000 | 9000 | 9000 | 9000 | 9000 | 9000 | 9000
CDP20 | VIC | VIC | Wind | 4537.37 | 4537.37 | 5381.93 | 5399.09 | 5399.0901 | 6744.6457 | 7165.9468 | 7165.9468 | 7165.9468 | 7165.9468 | 7113.4468 | 6921.4468 | 6921.4468 | 6921.4468 | 6858.4468 | 6438.4468 | 6438.4468 | 6150.1468 | 6150.1468 | 6099.5968 | 5782.3968 | 5470.3968 | 4623.4068 | 4623.4068 | 4225.9069 | 4877.597 | 5582.4104 | 5398.8533 | 5398.8533
CDP20 | VIC | VIC | Utility solar | 1078.39 | 1171.87 | 1343.97 | 1696.09 | 1696.09 | 1696.09 | 1696.0901 | 1696.0901 | 1696.0901 | 1696.0901 | 1696.0901 | 1696.0901 | 1696.0901 | 1696.0901 | 1696.0901 | 1696.0901 | 1696.0901 | 1696.0901 | 1696.0901 | 1696.0901 | 2467.7859 | 3311.0817 | 3283.9117 | 3283.9117 | 3283.9117 | 3155.983 | 2780.053 | 2699.053 | 2504.043
CDP20 | VIC | VIC | Distributed PV | 4946.5809 | 5473.4647 | 6000.3487 | 6548.375 | 7156.223 | 7660.403 | 8174.482 | 8576.747 | 8962.685 | 9347.904 | 9703.346 | 10044.94 | 10318.213 | 10545.242 | 10731.794 | 10916.825 | 11076.006 | 11258.545 | 11424.147 | 11608.487 | 11778.063 | 11966.74 | 12140.772 | 12336.863 | 12549.209 | 12805.429 | 13049.815 | 13309.967 | 13556.198
CDP20 | VIC | VIC | Other renewable fuels | 0 | 0 | 0 | 0 | 0 | 0 | 0 | 0 | 0 | 0 | 0 | 0 | 0 | 0 | 0 | 0 | 0 | 0 | 0 | 0 | 0 | 0 | 0 | 0 | 0 | 0 | 0 | 90 | 90
CDP20 | VIC | VIC | DSP | 257.18 | 259.24 | 262.65 | 254.27 | 258.93 | 265 | 272.05 | 276.46 | 282.34 | 286.44 | 291.15 | 294 | 296.52 | 298.78 | 301.25 | 303.94 | 307.11 | 310.41 | 312.34 | 314.87 | 316.32 | 317.01 | 318.65 | 319.05 | 318.14 | 316.32 | 315.74 | 316.68 | 318.56
CDP20 | SA | CSA | Mid-merit gas | 1509 | 1509 | 1509 | 529 | 529 | 529 | 529 | 529 | 529 | 529 | 529 | 529 | 529 | 529 | 0 | 0 | 0 | 0 | 0 | 0 | 0 | 0 | 0 | 0 | 0 | 0 | 0 | 0 | 0
CDP20 | SA | CSA | Flexible gas with CCS | 0 | 0 | 0 | 0 | 0 | 0 | 0 | 0 | 0 | 0 | 0 | 0 | 0 | 0 | 0 | 0 | 0 | 0 | 0 | 0 | 0 | 0 | 0 | 0 | 0 | 0 | 0 | 0 | 0
CDP20 | SA | CSA | Flexible gas | 1421.06 | 1421.06 | 1621.06 | 1621.06 | 1547.56 | 1547.56 | 1547.56 | 1301.56 | 1301.56 | 1061.9 | 1253.4584 | 1326.9 | 1326.9 | 1326.9 | 1326.9 | 1326.9 | 1326.9 | 1326.9 | 1326.9 | 1415.8089 | 1769.9904 | 1431.9904 | 1308.7904 | 1154.7904 | 1154.7904 | 1154.7904 | 1154.7904 | 1117.5904 | 1117.5904
CDP20 | SA | CSA | Hydro | 0 | 0 | 0 | 0 | 0 | 0 | 0 | 0 | 0 | 0 | 0 | 0 | 0 | 0 | 0 | 0 | 0 | 0 | 0 | 0 | 0 | 0 | 0 | 0 | 0 | 0 | 0 | 0 | 0
CDP20 | SA | CSA | Utility storage | 456.2 | 656.2 | 951.18 | 1569.3788 | 2745.9922 | 2752.0122 | 2745.9922 | 2715.9922 | 2715.9922 | 2715.9922 | 2715.9922 | 2715.9922 | 2715.9922 | 2715.9922 | 2715.9922 | 2715.9922 | 2715.9922 | 2715.9922 | 2703.9922 | 2710.0122 | 2453.2922 | 2259.3123 | 2097.3123 | 1479.1135 | 1483.7182 | 1442.2182 | 1821.6849 | 1821.6849 | 1821.6849
CDP20 | SA | CSA | Coordinated CER storage | 55.6719 | 62.4605 | 69.574 | 76.4942 | 84.1684 | 92.1358 | 101.9094 | 111.3026 | 121.9009 | 133.5508 | 146.6546 | 161.056 | 176.8714 | 193.5765 | 211.7514 | 230.9299 | 250.6652 | 270.8794 | 292.0065 | 314.1066 | 337.1741 | 362.1662 | 388.8506 | 416.8107 | 446.0604 | 475.6817 | 505.6161 | 520.6813 | 534.0007
CDP20 | SA | CSA | Passive CER storage | 163.4148 | 176.8412 | 189.127 | 200.7947 | 212.4134 | 224.7795 | 239.333 | 252.1373 | 265.4672 | 278.7557 | 292.6711 | 306.7404 | 321.0593 | 334.5405 | 348.2941 | 361.3463 | 372.8549 | 382.7225 | 391.8089 | 400.2474 | 408.0508 | 417.2101 | 426.5738 | 436.0668 | 445.6894 | 454.0331 | 461.1754 | 471.3591 | 480.3156
CDP20 | SA | CSA | Offshore wind | 0 | 0 | 0 | 0 | 0 | 0 | 0 | 0 | 0 | 0 | 0 | 0 | 0 | 0 | 0 | 0 | 0 | 0 | 0 | 0 | 0 | 0 | 0 | 0 | 0 | 0 | 0 | 0 | 0
CDP20 | SA | CSA | Wind | 2265.94 | 2265.94 | 2406.13 | 2406.13 | 2388.6436 | 2874.4537 | 2803.5468 | 2741.5468 | 2741.5468 | 2741.5468 | 2799.3051 | 2860.278 | 2716.598 | 2532.118 | 2532.118 | 2680.1451 | 2353.4451 | 2857.1266 | 2857.1266 | 2857.1266 | 2643.2666 | 2643.2666 | 2382.531 | 2646.5977 | 3147.3317 | 3580.8547 | 3386.0514 | 3386.0514 | 3386.6907
CDP20 | SA | CSA | Utility solar | 566.2 | 566.2 | 566.2 | 845.96 | 845.96 | 919.8119 | 919.812 | 919.812 | 913.692 | 913.692 | 913.692 | 1180.7113 | 1180.7113 | 1180.7113 | 1180.7113 | 1180.7113 | 1180.7113 | 1303.4236 | 1272.3836 | 1327.3108 | 1897.3652 | 3388.536 | 3369.916 | 3369.916 | 3290.716 | 3290.716 | 3195.716 | 3206.885 | 3206.885
CDP20 | SA | CSA | Distributed PV | 2384.3353 | 2442.1813 | 2500.4698 | 2567.782 | 2677.0418 | 2784.8805 | 2909.5845 | 3009.2554 | 3102.066 | 3180.5322 | 3268.8848 | 3329.2026 | 3380.66 | 3426.1092 | 3489.9642 | 3538.8511 | 3587.8176 | 3637.0179 | 3703.2634 | 3753.7863 | 3803.3867 | 3852.582 | 3919.3763 | 3971.0747 | 4023.001 | 4075.7847 | 4146.0359 | 4201.0105 | 4255.8474
CDP20 | SA | CSA | Other renewable fuels | 0 | 0 | 0 | 0 | 0 | 0 | 0 | 0 | 0 | 0 | 0 | 0 | 0 | 0 | 0 | 0 | 0 | 0 | 0 | 0 | 0 | 0 | 0 | 0 | 0 | 0 | 0 | 0 | 0
CDP20 | SA | CSA | DSP | 48.57 | 49.28 | 50.28 | 51.56 | 52.85 | 53.42 | 54.14 | 54.66 | 55.32 | 55.88 | 56.69 | 57.36 | 58.07 | 58.69 | 59.22 | 59.72 | 60.24 | 60.85 | 61.33 | 61.79 | 62.07 | 62.2 | 62.04 | 61.81 | 61.44 | 61.03 | 61.09 | 61.34 | 61.65
CDP20 | SA | SESA | Mid-merit gas | 0 | 0 | 0 | 0 | 0 | 0 | 0 | 0 | 0 | 0 | 0 | 0 | 0 | 0 | 0 | 0 | 0 | 0 | 0 | 0 | 0 | 0 | 0 | 0 | 0 | 0 | 0 | 0 | 0
CDP20 | SA | SESA | Flexible gas with CCS | 0 | 0 | 0 | 0 | 0 | 0 | 0 | 0 | 0 | 0 | 0 | 0 | 0 | 0 | 0 | 0 | 0 | 0 | 0 | 0 | 0 | 0 | 0 | 0 | 0 | 0 | 0 | 0 | 0
CDP20 | SA | SESA | Flexible gas | 143 | 143 | 143 | 143 | 80 | 80 | 80 | 80 | 80 | 80 | 80 | 80 | 0 | 0 | 0 | 0 | 0 | 0 | 0 | 0 | 0 | 0 | 0 | 0 | 0 | 0 | 0 | 0 | 0
CDP20 | SA | SESA | Hydro | 0 | 0 | 0 | 0 | 0 | 0 | 0 | 0 | 0 | 0 | 0 | 0 | 0 | 0 | 0 | 0 | 0 | 0 | 0 | 0 | 0 | 0 | 0 | 0 | 0 | 0 | 0 | 0 | 0
CDP20 | SA | SESA | Utility storage | 25 | 25 | 25 | 25 | 25 | 25 | 25 | 25 | 25 | 25 | 25 | 3.858e-05 | 3.858e-05 | 3.975e-05 | 6.237e-05 | 6.804e-05 | 6.804e-05 | 6.804e-05 | 6.804e-05 | 6.804e-05 | 7.989e-05 | 8.935e-05 | 9.196e-05 | 0.00013097 | 39.829 | 39.829 | 39.829 | 39.829 | 39.829
CDP20 | SA | SESA | Coordinated CER storage | 1.9701 | 2.2312 | 2.5031 | 2.7724 | 3.0693 | 3.3785 | 3.771 | 4.1547 | 4.5772 | 5.0453 | 5.5905 | 6.2292 | 6.8967 | 7.6454 | 8.4204 | 9.2343 | 10.0864 | 10.97 | 11.8923 | 12.8505 | 13.8935 | 15.057 | 16.2673 | 17.5209 | 18.834 | 20.1658 | 21.5197 | 22.1956 | 22.8328
CDP20 | SA | SESA | Passive CER storage | 5.7829 | 6.3171 | 6.8043 | 7.2775 | 7.7459 | 8.2424 | 8.8562 | 9.3849 | 9.9001 | 10.4074 | 10.9659 | 11.6011 | 12.1692 | 12.779 | 13.3159 | 13.8063 | 14.2494 | 14.6336 | 14.9745 | 15.2687 | 15.6028 | 16.033 | 16.4336 | 16.813 | 17.1981 | 17.5263 | 17.8106 | 18.2151 | 18.6306
CDP20 | SA | SESA | Offshore wind | 0 | 0 | 0 | 0 | 0 | 0 | 0 | 0 | 0 | 0 | 0 | 0 | 0 | 0 | 0 | 0 | 0 | 0 | 0 | 0 | 0 | 0 | 0 | 0 | 0 | 0 | 0 | 0 | 0
CDP20 | SA | SESA | Wind | 324.5 | 324.5 | 324.5 | 324.5 | 324.5 | 901.2738 | 901.2738 | 901.2738 | 901.2738 | 901.2738 | 901.2738 | 901.2738 | 774.7738 | 774.7738 | 774.7738 | 615.7738 | 615.7738 | 576.7738 | 576.7738 | 576.7738 | 576.7738 | 576.7738 | 576.7738 | 576.7738 | 576.7738 | 576.7738 | 798.523 | 798.523 | 798.523
CDP20 | SA | SESA | Utility solar | 42.9 | 42.9 | 42.9 | 42.9 | 42.9 | 42.9 | 42.9 | 42.9 | 42.9 | 42.9 | 42.9 | 42.9 | 42.9 | 42.9 | 42.9 | 42.9 | 42.9 | 42.9 | 0 | 0 | 0 | 0 | 0 | 0 | 0 | 0 | 0 | 0 | 0
CDP20 | SA | SESA | Distributed PV | 83.6952 | 87.0282 | 89.9188 | 93.849 | 99.2782 | 104.4655 | 110.6695 | 115.8376 | 120.225 | 123.9958 | 128.4132 | 132.6594 | 135.447 | 138.9108 | 141.8218 | 143.7709 | 146.0024 | 148.3721 | 151.1876 | 152.8717 | 155.8903 | 159.718 | 163.4487 | 165.4983 | 167.756 | 169.7433 | 172.5161 | 174.9055 | 178.6376
CDP20 | SA | SESA | Other renewable fuels | 0 | 0 | 0 | 0 | 0 | 0 | 0 | 0 | 0 | 0 | 0 | 0 | 0 | 0 | 0 | 0 | 0 | 0 | 0 | 0 | 0 | 0 | 0 | 0 | 0 | 0 | 0 | 0 | 0
CDP20 | SA | SESA | DSP | 0 | 0 | 0 | 0 | 0 | 0 | 0 | 0 | 0 | 0 | 0 | 0 | 0 | 0 | 0 | 0 | 0 | 0 | 0 | 0 | 0 | 0 | 0 | 0 | 0 | 0 | 0 | 0 | 0
CDP20 | TAS | TAS | Mid-merit gas | 208 | 208 | 208 | 208 | 0 | 0 | 0 | 0 | 0 | 0 | 0 | 0 | 0 | 0 | 0 | 0 | 0 | 0 | 0 | 0 | 0 | 0 | 0 | 0 | 0 | 0 | 0 | 0 | 0
CDP20 | TAS | TAS | Flexible gas with CCS | 0 | 0 | 0 | 0 | 0 | 0 | 0 | 0 | 0 | 0 | 0 | 0 | 0 | 0 | 0 | 0 | 0 | 0 | 0 | 0 | 0 | 0 | 0 | 0 | 0 | 0 | 0 | 0 | 0
CDP20 | TAS | TAS | Flexible gas | 178 | 178 | 178 | 178 | 178 | 178 | 178 | 178 | 178 | 178 | 178 | 178 | 178 | 178 | 178 | 178 | 178 | 58 | 58 | 58 | 58 | 58 | 58 | 58 | 58 | 58 | 58 | 0 | 0
CDP20 | TAS | TAS | Hydro | 2176.7 | 2176.7 | 2176.7 | 2176.7 | 2176.7 | 2176.7 | 2176.7 | 2566.7 | 2566.7 | 2566.7 | 2566.7 | 2566.7 | 2566.7 | 2566.7 | 2566.7 | 2566.7 | 2566.7 | 2566.7 | 2566.7 | 2566.7 | 2566.7 | 2566.7 | 2566.7 | 2566.7 | 2566.7 | 2566.7 | 2566.7 | 2566.7 | 2566.7
CDP20 | TAS | TAS | Utility storage | 0 | 0 | 0 | 0 | 1.672e-05 | 1.888e-05 | 2.104e-05 | 4.584e-05 | 5.295e-05 | 6.95e-05 | 6.95e-05 | 6.95e-05 | 6.95e-05 | 7.889e-05 | 9.971e-05 | 0.00011268 | 0.00012499 | 21.947 | 21.947 | 175.8118 | 459.8419 | 931.9822 | 931.9822 | 931.9822 | 931.9822 | 931.9822 | 931.9822 | 931.9822 | 931.9822
CDP20 | TAS | TAS | Coordinated CER storage | 0.57875 | 0.86202 | 1.1897 | 1.5604 | 1.9874 | 2.4806 | 3.1026 | 3.6027 | 4.2371 | 5.0419 | 6.0802 | 7.3806 | 8.9752 | 10.855 | 13.0758 | 15.6258 | 18.4829 | 21.6512 | 25.1679 | 29.047 | 33.2957 | 37.9263 | 43.0768 | 48.6582 | 54.6735 | 61.0336 | 67.7354 | 71.4596 | 74.781
CDP20 | TAS | TAS | Passive CER storage | 16.4983 | 18.3551 | 20.1214 | 21.7939 | 23.5599 | 25.4634 | 28.0008 | 30.1463 | 32.4307 | 34.7743 | 37.3199 | 39.9892 | 42.7744 | 45.4739 | 48.2933 | 51.0238 | 53.4633 | 55.579 | 57.5324 | 59.351 | 61.0565 | 63.1414 | 65.3064 | 67.5415 | 69.8609 | 71.8752 | 73.5976 | 75.9416 | 77.9696
CDP20 | TAS | TAS | Offshore wind | 0 | 0 | 0 | 0 | 0 | 0 | 0 | 0 | 0 | 0 | 0 | 0 | 0 | 0 | 0 | 0 | 0 | 0 | 0 | 0 | 0 | 0 | 0 | 0 | 0 | 0 | 0 | 0 | 0
CDP20 | TAS | TAS | Wind | 563.35 | 563.35 | 563.35 | 1021.6459 | 1208.6313 | 1475.9957 | 1544.6451 | 1610.456 | 1691.4003 | 1913.6341 | 1913.6341 | 2116.3486 | 2266.1832 | 2274.1752 | 2416.9593 | 2489.7315 | 2489.7315 | 2489.7315 | 2489.7315 | 2489.7315 | 2489.7315 | 2345.7315 | 2345.7315 | 2345.7315 | 2345.7315 | 2345.7315 | 2345.7315 | 2037.9815 | 2037.9815
CDP20 | TAS | TAS | Utility solar | 0 | 0 | 0 | 0 | 0 | 0 | 0 | 0 | 0 | 0 | 0 | 0 | 0 | 0 | 0 | 0 | 0 | 0 | 0 | 0 | 0 | 0 | 0 | 0 | 0 | 0 | 0 | 0 | 0
CDP20 | TAS | TAS | Distributed PV | 275.4595 | 286.8109 | 298.1623 | 315.088 | 354.168 | 394.531 | 440.094 | 467.582 | 496.331 | 524.805 | 554.695 | 577.869 | 593.286 | 600.415 | 608.279 | 612.658 | 617.88 | 623.117 | 630.779 | 635.441 | 640.601 | 645.81 | 653.619 | 658.482 | 663.84 | 669.299 | 677.348 | 682.546 | 688.275
CDP20 | TAS | TAS | Other renewable fuels | 0 | 0 | 0 | 0 | 0 | 0 | 0 | 0 | 0 | 0 | 0 | 0 | 0 | 0 | 0 | 0 | 0 | 0 | 0 | 0 | 0 | 0 | 0 | 0 | 0 | 0 | 0 | 0 | 0
CDP20 | TAS | TAS | DSP | 5.95 | 6 | 5.24 | 4.54 | 4.57 | 4.66 | 4.79 | 4.91 | 5.01 | 5.05 | 5.06 | 5.09 | 5.06 | 5.08 | 5.09 | 5.11 | 5.12 | 5.16 | 5.18 | 5.2 | 5.21 | 5.19 | 5.19 | 5.18 | 5.19 | 5.2 | 5.14 | 5.03 | 4.96
CDP21 | NSW | NNSW | Black coal | 0 | 0 | 0 | 0 | 0 | 0 | 0 | 0 | 0 | 0 | 0 | 0 | 0 | 0 | 0 | 0 | 0 | 0 | 0 | 0 | 0 | 0 | 0 | 0 | 0 | 0 | 0 | 0 | 0
CDP21 | NSW | NNSW | Mid-merit gas | 0 | 0 | 0 | 0 | 0 | 0 | 0 | 0 | 0 | 0 | 0 | 0 | 0 | 0 | 0 | 0 | 0 | 0 | 0 | 0 | 0 | 0 | 0 | 0 | 0 | 0 | 0 | 0 | 0
CDP21 | NSW | NNSW | Flexible gas with CCS | 0 | 0 | 0 | 0 | 0 | 0 | 0 | 0 | 0 | 0 | 0 | 0 | 0 | 0 | 0 | 0 | 0 | 0 | 0 | 0 | 0 | 0 | 0 | 0 | 0 | 0 | 0 | 0 | 0
CDP21 | NSW | NNSW | Flexible gas | 0 | 0 | 0 | 0 | 0 | 0 | 0 | 0 | 0 | 0 | 0 | 0 | 0 | 0 | 0 | 0 | 0 | 0 | 0 | 0 | 0 | 0 | 0 | 0 | 0 | 0 | 0 | 0 | 0
CDP21 | NSW | NNSW | Hydro | 0 | 0 | 0 | 0 | 0 | 0 | 0 | 0 | 0 | 0 | 0 | 0 | 0 | 0 | 0 | 0 | 0 | 0 | 0 | 0 | 0 | 0 | 0 | 0 | 0 | 0 | 0 | 0 | 0
CDP21 | NSW | NNSW | Utility storage | 0 | 0 | 30 | 505 | 705.0001 | 811.778 | 1568.1954 | 1568.1954 | 1568.1954 | 1568.1954 | 1538.1954 | 1538.1954 | 1538.1954 | 1538.1954 | 1538.1954 | 1538.1954 | 1538.1954 | 1538.1954 | 1538.1954 | 1538.1954 | 1538.1955 | 2538.1955 | 2538.1955 | 1863.1955 | 2382.1101 | 2275.3322 | 2219.2009 | 2219.2009 | 2607.1446
CDP21 | NSW | NNSW | Coordinated CER storage | 2.1928 | 2.9011 | 3.6904 | 4.6278 | 5.5596 | 6.6915 | 7.9992 | 9.7928 | 12.0913 | 14.9199 | 18.3769 | 22.4496 | 27.1895 | 32.5292 | 38.5657 | 45.2506 | 52.5465 | 60.457 | 69.0343 | 78.2621 | 88.1661 | 98.8985 | 110.4266 | 122.6426 | 135.5582 | 148.9852 | 162.8922 | 169.464 | 175.3439
CDP21 | NSW | NNSW | Passive CER storage | 47.7175 | 51.9224 | 55.9244 | 59.7457 | 63.1809 | 66.9501 | 72.1109 | 76.9127 | 82.1206 | 87.477 | 93.3283 | 99.3194 | 105.5537 | 111.5324 | 117.7469 | 123.7732 | 129.3342 | 134.4245 | 139.3018 | 143.8527 | 148.1976 | 153.2203 | 158.3806 | 163.6836 | 169.1359 | 173.9747 | 178.2371 | 183.577 | 188.3339
CDP21 | NSW | NNSW | Offshore wind | 0 | 0 | 0 | 0 | 0 | 0 | 0 | 0 | 0 | 0 | 0 | 0 | 0 | 0 | 0 | 0 | 0 | 0 | 0 | 0 | 0 | 0 | 0 | 0 | 0 | 0 | 0 | 0 | 0
CDP21 | NSW | NNSW | Wind | 442.48 | 442.48 | 442.48 | 782.1418 | 817.0167 | 817.0167 | 3468.6749 | 3468.6749 | 3468.6749 | 3468.6749 | 3468.6749 | 4047.2148 | 4047.2148 | 4047.2148 | 4047.2148 | 3874.7348 | 3874.7348 | 4477.4547 | 5995.0286 | 7019.0116 | 7265.2804 | 7265.2804 | 7265.2804 | 7265.2804 | 7265.2804 | 7400 | 7400 | 7400 | 7400
CDP21 | NSW | NNSW | Utility solar | 701.02 | 701.02 | 1021.02 | 1323.7089 | 1323.7089 | 1323.7089 | 1447.0809 | 1447.0809 | 1447.0809 | 1447.0809 | 1447.0809 | 1781.8969 | 1781.8969 | 1781.8969 | 1781.8969 | 1781.8969 | 1781.8969 | 1781.8969 | 3022.0348 | 3299.1701 | 4288.7089 | 4288.7089 | 4288.7089 | 4263.101 | 4281.8704 | 4281.8704 | 4286.1086 | 4302.4352 | 4452.2985
CDP21 | NSW | NNSW | Distributed PV | 999.795 | 1024.5274 | 1042.0404 | 1062.8416 | 1119.5661 | 1186.9908 | 1258.7771 | 1308.956 | 1356.0219 | 1394.7316 | 1433.3051 | 1460.8986 | 1482.9765 | 1497.8632 | 1516.4188 | 1530.7247 | 1546.3741 | 1562.7988 | 1581.7996 | 1598.2848 | 1617.7461 | 1635.9887 | 1654.643 | 1671.6642 | 1690.6614 | 1710.0652 | 1730.7883 | 1751.4803 | 1774.4013
CDP21 | NSW | NNSW | Other renewable fuels | 0 | 0 | 0 | 0 | 0 | 0 | 0 | 0 | 0 | 0 | 0 | 0 | 0 | 0 | 0 | 0 | 0 | 0 | 0 | 0 | 0 | 0 | 0 | 0 | 0 | 0 | 0 | 90 | 90
CDP21 | NSW | NNSW | DSP | 0 | 0 | 0 | 0 | 0 | 0 | 0 | 0 | 0 | 0 | 0 | 0 | 0 | 0 | 0 | 0 | 0 | 0 | 0 | 0 | 0 | 0 | 0 | 0 | 0 | 0 | 0 | 0 | 0
CDP21 | NSW | CNSW | Black coal | 4105 | 4105 | 4105 | 4105 | 4135 | 3450 | 1420 | 1420 | 1420 | 1420 | 1420 | 1420 | 1420 | 1420 | 1420 | 1420 | 1420 | 0 | 0 | 0 | 0 | 0 | 0 | 0 | 0 | 0 | 0 | 0 | 0
CDP21 | NSW | CNSW | Mid-merit gas | 0 | 0 | 0 | 0 | 0 | 0 | 0 | 0 | 0 | 0 | 0 | 0 | 0 | 0 | 0 | 0 | 0 | 0 | 0 | 0 | 0 | 0 | 0 | 0 | 0 | 0 | 0 | 0 | 0
CDP21 | NSW | CNSW | Flexible gas with CCS | 0 | 0 | 0 | 0 | 0 | 0 | 0 | 0 | 0 | 0 | 0 | 0 | 0 | 0 | 0 | 0 | 0 | 0 | 0 | 0 | 0 | 0 | 0 | 0 | 0 | 0 | 0 | 0 | 0
CDP21 | NSW | CNSW | Flexible gas | 0 | 0 | 0 | 0 | 0 | 0 | 0 | 0 | 0 | 0 | 0 | 0 | 0 | 0 | 0 | 0 | 0 | 0 | 0 | 0 | 0 | 0 | 0 | 0 | 0 | 0 | 0 | 0 | 0
CDP21 | NSW | CNSW | Hydro | 0 | 0 | 0 | 0 | 0 | 0 | 0 | 0 | 0 | 0 | 0 | 0 | 0 | 0 | 0 | 0 | 0 | 0 | 0 | 0 | 0 | 0 | 0 | 0 | 0 | 0 | 0 | 0 | 0
CDP21 | NSW | CNSW | Utility storage | 247 | 247 | 816 | 826.3232 | 1540.5366 | 2850.1024 | 2890.1249 | 2850.1049 | 2890.1249 | 2850.1049 | 2850.1049 | 2890.1249 | 2850.1049 | 2850.1049 | 2890.1249 | 2890.1249 | 2850.1049 | 2850.1049 | 2850.1049 | 2850.1049 | 2890.1249 | 2850.1049 | 2321.1249 | 2270.7817 | 1925.0283 | 772.8513 | 732.8299 | 732.8299 | 772.8499
CDP21 | NSW | CNSW | Coordinated CER storage | 0.91547 | 1.218 | 1.5545 | 1.9694 | 2.396 | 2.8889 | 3.468 | 4.4484 | 5.7616 | 7.4129 | 9.4548 | 11.9182 | 14.7956 | 18.091 | 21.8271 | 26.0012 | 30.6055 | 35.6384 | 41.1048 | 47.0119 | 53.3576 | 60.2411 | 67.6633 | 75.5332 | 83.8558 | 92.5557 | 101.5813 | 105.8426 | 109.6628
CDP21 | NSW | CNSW | Passive CER storage | 19.9215 | 21.7984 | 23.5569 | 25.4252 | 27.2293 | 28.9039 | 31.2635 | 33.4736 | 36.0114 | 38.6022 | 41.3825 | 44.4067 | 47.4404 | 50.4842 | 53.5835 | 56.6421 | 59.5615 | 62.2973 | 64.8483 | 67.2355 | 69.4388 | 72.0568 | 74.8106 | 77.6287 | 80.5076 | 83.1503 | 85.4446 | 88.2195 | 90.7189
CDP21 | NSW | CNSW | Offshore wind | 0 | 0 | 0 | 0 | 0 | 0 | 0 | 0 | 0 | 0 | 0 | 0 | 0 | 0 | 0 | 0 | 0 | 0 | 0 | 0 | 0 | 0 | 0 | 0 | 0 | 0 | 0 | 0 | 0
CDP21 | NSW | CNSW | Wind | 503.54 | 503.54 | 641.54 | 1483.8698 | 2257.8231 | 5165.3281 | 5165.3281 | 5165.3281 | 5165.3281 | 5165.3281 | 5165.3281 | 5165.3281 | 5165.3281 | 5165.3281 | 5165.3281 | 5165.3281 | 5165.3281 | 5058.5281 | 4920.5181 | 4920.5181 | 4920.5181 | 4938.1185 | 4938.1185 | 4938.1185 | 4938.1185 | 5204.9691 | 5733.2515 | 5733.2515 | 5733.2515
CDP21 | NSW | CNSW | Utility solar | 1876.49 | 1876.49 | 1956.35 | 2957.989 | 2957.989 | 3939.1996 | 4175.2563 | 4175.2563 | 4175.2563 | 4175.2563 | 4175.2563 | 4495.5817 | 4495.5817 | 4495.5817 | 4495.5817 | 4495.5817 | 4495.5817 | 4495.5817 | 4495.5817 | 4393.5617 | 4861.5174 | 4861.5174 | 4825.5074 | 4879.0188 | 6456.0804 | 6690.5578 | 8215.99 | 8096.24 | 7926.36
CDP21 | NSW | CNSW | Distributed PV | 621.9378 | 636.102 | 644.9182 | 661.8711 | 702.2766 | 740.456 | 787.694 | 821.4306 | 856.4795 | 886.1984 | 918.429 | 939.0199 | 954.7714 | 966.4442 | 983.7172 | 994.2831 | 1006.6496 | 1019.2425 | 1037.8102 | 1049.5191 | 1061.3193 | 1073.5732 | 1093.3139 | 1104.7404 | 1118.1637 | 1133.1908 | 1153.9216 | 1167.3489 | 1182.2507
CDP21 | NSW | CNSW | Other renewable fuels | 0 | 0 | 0 | 0 | 0 | 0 | 0 | 0 | 0 | 0 | 0 | 0 | 0 | 0 | 0 | 0 | 0 | 0 | 0 | 0 | 0 | 0 | 0 | 0 | 0 | 0 | 30 | 90 | 90
CDP21 | NSW | CNSW | DSP | 0 | 0 | 0 | 0 | 0 | 0 | 0 | 0 | 0 | 0 | 0 | 0 | 0 | 0 | 0 | 0 | 0 | 0 | 0 | 0 | 0 | 0 | 0 | 0 | 0 | 0 | 0 | 0 | 0
CDP21 | NSW | SNW | Black coal | 4200 | 4200 | 1320 | 1320 | 1320 | 0 | 0 | 0 | 0 | 0 | 0 | 0 | 0 | 0 | 0 | 0 | 0 | 0 | 0 | 0 | 0 | 0 | 0 | 0 | 0 | 0 | 0 | 0 | 0
CDP21 | NSW | SNW | Mid-merit gas | 440 | 440 | 440 | 440 | 440 | 440 | 440 | 440 | 440 | 440 | 440 | 440 | 440 | 440 | 440 | 440 | 440 | 440 | 440 | 440 | 0 | 0 | 0 | 0 | 0 | 0 | 0 | 0 | 0
CDP21 | NSW | SNW | Flexible gas with CCS | 0 | 0 | 0 | 0 | 0 | 0 | 0 | 0 | 0 | 0 | 0 | 0 | 0 | 0 | 0 | 0 | 0 | 0 | 0 | 0 | 0 | 0 | 0 | 0 | 0 | 0 | 0 | 0 | 0
CDP21 | NSW | SNW | Flexible gas | 1979 | 1979 | 1979 | 1979 | 1979 | 1979 | 1979 | 1979 | 1979 | 1979 | 1979 | 1979 | 1979 | 1979 | 1979 | 1979 | 1979 | 1979 | 1979 | 2259.3926 | 2984.8842 | 3860.9442 | 3860.9442 | 3860.9442 | 3860.9442 | 3860.9442 | 3860.9442 | 3860.9442 | 3860.9442
CDP21 | NSW | SNW | Hydro | 0 | 0 | 0 | 0 | 0 | 0 | 0 | 0 | 0 | 0 | 0 | 0 | 0 | 0 | 0 | 0 | 0 | 0 | 0 | 0 | 0 | 0 | 0 | 0 | 0 | 0 | 0 | 0 | 0
CDP21 | NSW | SNW | Utility storage | 50 | 50 | 1571.8573 | 1571.8613 | 1571.8637 | 1684.1446 | 2289.2814 | 2916.8334 | 2989.4094 | 2916.8334 | 2916.8334 | 2989.4094 | 2916.8334 | 2866.8334 | 2939.4094 | 2939.4094 | 2866.8334 | 2866.8334 | 2866.8334 | 2866.8334 | 2939.4094 | 2866.8334 | 1525.2641 | 1452.6841 | 1452.6819 | 1423.04 | 1034.7901 | 1034.7901 | 1107.3662
CDP21 | NSW | SNW | Coordinated CER storage | 8.587 | 11.5295 | 14.8171 | 18.6626 | 22.7871 | 27.7997 | 33.4963 | 43.0237 | 55.4305 | 70.9627 | 90.1039 | 112.9793 | 139.8314 | 170.4524 | 205.2684 | 244.1544 | 286.9162 | 333.5338 | 384.2127 | 438.8854 | 497.66 | 560.8937 | 629.5544 | 702.4072 | 779.5514 | 860.1351 | 943.9419 | 983.3503 | 1018.6582
CDP21 | NSW | SNW | Passive CER storage | 186.8609 | 206.3463 | 224.5379 | 240.9368 | 258.9593 | 278.1444 | 301.9599 | 322.7208 | 344.5839 | 366.8252 | 390.7075 | 415.6523 | 441.7183 | 467.2367 | 494.0385 | 520.566 | 545.206 | 567.5963 | 588.6361 | 607.8089 | 625.5986 | 647.3132 | 670.0861 | 693.8422 | 718.7364 | 741.3337 | 761.6739 | 786.6727 | 809.1086
CDP21 | NSW | SNW | Offshore wind | 0 | 0 | 0 | 0 | 0 | 0 | 0 | 0 | 0 | 0 | 0 | 0 | 0 | 0 | 0 | 0 | 0 | 0 | 0 | 0 | 0 | 0 | 0 | 0 | 0 | 0 | 0 | 0 | 0
CDP21 | NSW | SNW | Wind | 0 | 0 | 0 | 0 | 0 | 0 | 0 | 0 | 0 | 0 | 0 | 0 | 0 | 0 | 0 | 0 | 0 | 0 | 0 | 0 | 0 | 0 | 0 | 0 | 0 | 0 | 0 | 0 | 0
CDP21 | NSW | SNW | Utility solar | 0 | 0 | 0 | 0 | 0 | 0 | 0 | 0 | 0 | 0 | 0 | 0 | 0 | 0 | 0 | 0 | 0 | 0 | 0 | 0 | 0 | 0 | 0 | 0 | 0 | 0 | 0 | 0 | 0
CDP21 | NSW | SNW | Distributed PV | 3679.6425 | 3821.5974 | 3976.6457 | 4171.7761 | 4514.291 | 4858.2954 | 5220.1292 | 5496.252 | 5768.549 | 6015.446 | 6247.5007 | 6444.969 | 6601.2248 | 6709.9767 | 6807.533 | 6901.289 | 6995.1835 | 7087.6409 | 7182.3455 | 7274.2264 | 7368.4104 | 7463.4566 | 7560.2199 | 7654.4945 | 7751.1288 | 7849.3467 | 7952.3875 | 8051.2259 | 8161.516
CDP21 | NSW | SNW | Other renewable fuels | 0 | 0 | 0 | 0 | 0 | 0 | 0 | 0 | 0 | 0 | 0 | 0 | 0 | 0 | 0 | 0 | 0 | 0 | 0 | 0 | 0 | 0 | 0 | 0 | 0 | 0 | 90 | 90 | 90
CDP21 | NSW | SNW | DSP | 336.74 | 342.94 | 349.4 | 358.05 | 499.09 | 685.31 | 850.38 | 920.72 | 991.02 | 1061.28 | 1070.04 | 1079.54 | 1087.21 | 1096.93 | 1105.44 | 1116.29 | 1124.85 | 1136.31 | 1138.21 | 1141.89 | 1148.33 | 1146.26 | 1149.08 | 1151.3 | 1149.72 | 1153.61 | 1157.93 | 1166.18 | 1185.25
CDP21 | NSW | SNSW | Black coal | 0 | 0 | 0 | 0 | 0 | 0 | 0 | 0 | 0 | 0 | 0 | 0 | 0 | 0 | 0 | 0 | 0 | 0 | 0 | 0 | 0 | 0 | 0 | 0 | 0 | 0 | 0 | 0 | 0
CDP21 | NSW | SNSW | Mid-merit gas | 0 | 0 | 0 | 0 | 0 | 0 | 0 | 0 | 0 | 0 | 0 | 0 | 0 | 0 | 0 | 0 | 0 | 0 | 0 | 0 | 0 | 0 | 0 | 0 | 0 | 0 | 0 | 0 | 0
CDP21 | NSW | SNSW | Flexible gas with CCS | 0 | 0 | 0 | 0 | 0 | 0 | 0 | 0 | 0 | 0 | 0 | 0 | 0 | 0 | 0 | 0 | 0 | 0 | 0 | 0 | 0 | 0 | 0 | 0 | 0 | 0 | 0 | 0 | 0
CDP21 | NSW | SNSW | Flexible gas | 692 | 692 | 692 | 692 | 692 | 692 | 692 | 692 | 692 | 692 | 692 | 692 | 692 | 692 | 692 | 692 | 692 | 692 | 692 | 692 | 692 | 0 | 0 | 0 | 0 | 0 | 0 | 0 | 0
CDP21 | NSW | SNSW | Hydro | 2285 | 2285 | 2285 | 2285 | 2285 | 2285 | 2285 | 2285 | 2285 | 2285 | 2285 | 2285 | 2285 | 2285 | 2285 | 2285 | 2285 | 2285 | 2285 | 2285 | 2285 | 2285 | 2285 | 2285 | 2285 | 2285 | 2285 | 2285 | 2285
CDP21 | NSW | SNSW | Utility storage | 299.99 | 309.99 | 368.9 | 368.9 | 568.9 | 2768.9 | 2769.8914 | 2768.9014 | 2769.8914 | 2768.9014 | 2768.9014 | 2769.8914 | 2768.9014 | 2768.9014 | 2769.8914 | 2769.8914 | 2768.9014 | 2768.9014 | 2768.9014 | 2758.9014 | 2709.8915 | 2708.9015 | 2649.9915 | 2649.0015 | 2649.0016 | 2550.0016 | 2550.0008 | 2550.0008 | 2400.0008
CDP21 | NSW | SNSW | Coordinated CER storage | 1.8316 | 2.4469 | 3.1469 | 4.0056 | 4.9448 | 6.063 | 7.344 | 8.8828 | 10.843 | 13.2952 | 16.3304 | 19.989 | 24.3293 | 29.3361 | 35.0941 | 41.5771 | 48.7432 | 56.6101 | 65.2405 | 74.6487 | 84.8616 | 95.9878 | 108.1835 | 121.2843 | 135.2958 | 150.0261 | 165.4879 | 173.4974 | 180.7336
CDP21 | NSW | SNSW | Passive CER storage | 39.8581 | 43.7926 | 47.6885 | 51.7125 | 56.1945 | 60.6618 | 66.2045 | 71.0929 | 76.2779 | 81.7101 | 87.5202 | 93.586 | 99.9174 | 106.2198 | 112.7798 | 119.2142 | 125.1293 | 130.5318 | 135.6734 | 140.5429 | 145.2071 | 150.7156 | 156.525 | 162.5649 | 168.7895 | 174.3699 | 179.4516 | 185.5172 | 191.0124
CDP21 | NSW | SNSW | Offshore wind | 0 | 0 | 0 | 0 | 0 | 0 | 0 | 0 | 0 | 0 | 0 | 0 | 0 | 0 | 0 | 0 | 0 | 0 | 0 | 0 | 0 | 0 | 0 | 0 | 0 | 0 | 0 | 0 | 0
CDP21 | NSW | SNSW | Wind | 1792.06 | 1850.06 | 1890.08 | 2420.54 | 2995.487 | 2995.487 | 2995.487 | 2995.487 | 2995.487 | 2995.487 | 2995.487 | 2995.487 | 2995.487 | 2948.987 | 2948.987 | 2918.987 | 2918.987 | 2709.29 | 2660.99 | 2660.99 | 2371.98 | 2371.98 | 2128.18 | 1914.6684 | 1918.8715 | 1543.7432 | 1549.2924 | 1549.2924 | 1549.2924
CDP21 | NSW | SNSW | Utility solar | 2083.08 | 2083.08 | 2475.36 | 2819.6671 | 3375.8408 | 3375.8408 | 3376.7408 | 3375.8408 | 3375.8408 | 3375.8408 | 3375.8408 | 3375.8408 | 3375.8408 | 3375.8408 | 3375.8408 | 3225.8108 | 3225.8108 | 3225.8108 | 3225.8108 | 3225.8108 | 3843.611 | 4571.6489 | 4571.6489 | 4486.6489 | 4454.2489 | 4712.5446 | 4420.8831 | 3645.6731 | 3615.6731
CDP21 | NSW | SNSW | Distributed PV | 986.0326 | 1016.5758 | 1046.5931 | 1086.1683 | 1164.1203 | 1240.9168 | 1328.5137 | 1393.4014 | 1458.5676 | 1517.356 | 1578.8062 | 1621.3015 | 1659.1313 | 1689.5418 | 1724.7489 | 1750.0152 | 1777.7549 | 1805.5558 | 1841.3577 | 1866.4198 | 1894.7072 | 1924.1874 | 1962.8752 | 1990.9999 | 2022.3122 | 2052.6863 | 2093.9396 | 2124.8409 | 2159.5341
CDP21 | NSW | SNSW | Other renewable fuels | 0 | 0 | 0 | 0 | 0 | 0 | 0 | 0 | 0 | 0 | 0 | 0 | 0 | 0 | 0 | 0 | 0 | 0 | 0 | 0 | 0 | 0 | 0 | 0 | 0 | 0 | 0 | 0 | 0
CDP21 | NSW | SNSW | DSP | 0 | 0 | 0 | 0 | 0 | 0 | 0 | 0 | 0 | 0 | 0 | 0 | 0 | 0 | 0 | 0 | 0 | 0 | 0 | 0 | 0 | 0 | 0 | 0 | 0 | 0 | 0 | 0 | 0
CDP21 | QLD | NQ | Black coal | 0 | 0 | 0 | 0 | 0 | 0 | 0 | 0 | 0 | 0 | 0 | 0 | 0 | 0 | 0 | 0 | 0 | 0 | 0 | 0 | 0 | 0 | 0 | 0 | 0 | 0 | 0 | 0 | 0
CDP21 | QLD | NQ | Mid-merit gas | 244 | 244 | 244 | 244 | 244 | 244 | 244 | 244 | 244 | 244 | 244 | 244 | 244 | 244 | 244 | 244 | 244 | 244 | 244 | 244 | 244 | 244 | 244 | 0 | 0 | 0 | 0 | 0 | 0
CDP21 | QLD | NQ | Flexible gas with CCS | 0 | 0 | 0 | 0 | 0 | 0 | 0 | 0 | 0 | 0 | 0 | 0 | 0 | 0 | 0 | 0 | 0 | 0 | 0 | 0 | 0 | 0 | 0 | 0 | 0 | 0 | 0 | 0 | 0
CDP21 | QLD | NQ | Flexible gas | 423.5 | 423.5 | 423.5 | 423.5 | 423.5 | 423.5 | 423.5 | 423.5 | 423.5 | 423.5 | 131.5 | 131.5 | 131.5 | 131.5 | 131.5 | 131.5 | 131.5 | 131.5 | 131.5 | 131.5 | 131.5 | 0 | 0 | 0 | 0 | 0 | 0 | 0 | 0
CDP21 | QLD | NQ | Hydro | 156.4 | 156.4 | 156.4 | 156.4 | 156.4 | 156.4 | 156.4 | 156.4 | 156.4 | 156.4 | 156.4 | 156.4 | 156.4 | 156.4 | 70 | 70 | 70 | 70 | 70 | 0 | 0 | 0 | 0 | 0 | 0 | 0 | 0 | 0 | 0
CDP21 | QLD | NQ | Utility storage | 250 | 250 | 250 | 550 | 550 | 550 | 550 | 550 | 550 | 550 | 550.0001 | 550.0001 | 550.0001 | 550.0001 | 550.0002 | 550.0002 | 550.0002 | 550.0002 | 550.0002 | 550.0002 | 550.0002 | 550.0003 | 550.0004 | 257.9014 | 270.0353 | 406.0103 | 430.4468 | 430.4468 | 430.4468
CDP21 | QLD | NQ | Coordinated CER storage | 0.88737 | 1.2167 | 1.5929 | 2.0251 | 2.5236 | 3.12 | 3.8402 | 4.861 | 6.1864 | 7.8245 | 9.8358 | 12.2418 | 15.0717 | 18.2721 | 21.9141 | 25.9728 | 30.4036 | 35.228 | 40.4665 | 46.1292 | 52.2496 | 58.927 | 66.1344 | 73.8088 | 81.9834 | 90.4987 | 99.3492 | 103.7072 | 107.6837
CDP21 | QLD | NQ | Passive CER storage | 18.5285 | 21.0552 | 23.4635 | 25.9022 | 28.4576 | 31.3925 | 34.814 | 37.9522 | 41.4162 | 44.9799 | 48.8461 | 52.9834 | 57.3995 | 61.6721 | 66.1572 | 70.6014 | 74.6827 | 78.4936 | 82.1191 | 85.5856 | 89.0361 | 92.9771 | 97.0969 | 101.3628 | 105.886 | 109.9772 | 113.7091 | 117.7593 | 121.4976
CDP21 | QLD | NQ | Offshore wind | 0 | 0 | 0 | 0 | 0 | 0 | 0 | 0 | 0 | 0 | 0 | 0 | 0 | 0 | 0 | 0 | 0 | 0 | 0 | 0 | 0 | 0 | 0 | 0 | 0 | 0 | 0 | 0 | 0
CDP21 | QLD | NQ | Wind | 375.64 | 375.64 | 375.64 | 375.64 | 1606.1473 | 1931.9653 | 2520.8443 | 2520.8443 | 2520.8443 | 2520.8443 | 2679.6689 | 2679.6689 | 2763.0314 | 2937.3555 | 2937.3555 | 2937.3555 | 2937.3555 | 2937.3555 | 2937.3555 | 2937.3555 | 2946.0008 | 3423.1371 | 3423.1371 | 3379.9371 | 3379.9371 | 3255.6163 | 3423.3748 | 3457.0981 | 3457.0981
CDP21 | QLD | NQ | Utility solar | 521.6 | 521.6 | 521.6 | 521.6 | 521.6 | 521.6 | 521.6 | 521.6 | 521.6 | 521.6 | 521.6 | 521.6 | 521.6001 | 521.6001 | 473.1001 | 473.1001 | 473.1001 | 473.1001 | 693.9745 | 641.6779 | 525.7179 | 528.5291 | 528.5291 | 513.5291 | 413.5491 | 392.5791 | 673.1568 | 573.1268 | 573.1268
CDP21 | QLD | NQ | Distributed PV | 650.1918 | 674.7727 | 703.9561 | 730.2258 | 763.9198 | 810.8536 | 853.2797 | 886.3548 | 917.2914 | 944.1354 | 970.7969 | 991.2841 | 1008.6228 | 1022.5255 | 1038.7204 | 1053.488 | 1067.6015 | 1084.5645 | 1102.9542 | 1118.778 | 1136.6862 | 1153.6954 | 1172.9582 | 1190.3775 | 1209.4642 | 1228.2939 | 1251.6994 | 1274.419 | 1298.4572
CDP21 | QLD | NQ | Other renewable fuels | 0 | 0 | 0 | 0 | 0 | 0 | 0 | 0 | 0 | 0 | 0 | 0 | 0 | 0 | 0 | 0 | 0 | 0 | 0 | 0 | 0 | 0 | 0 | 0 | 0 | 0 | 0 | 0 | 0
CDP21 | QLD | NQ | DSP | 0 | 0 | 0 | 0 | 0 | 0 | 0 | 0 | 0 | 0 | 0 | 0 | 0 | 0 | 0 | 0 | 0 | 0 | 0 | 0 | 0 | 0 | 0 | 0 | 0 | 0 | 0 | 0 | 0
CDP21 | QLD | GG | Black coal | 1680 | 1680 | 1680 | 1680 | 840 | 840 | 840 | 280 | 0 | 0 | 0 | 0 | 0 | 0 | 0 | 0 | 0 | 0 | 0 | 0 | 0 | 0 | 0 | 0 | 0 | 0 | 0 | 0 | 0
CDP21 | QLD | GG | Mid-merit gas | 180 | 180 | 180 | 180 | 180 | 180 | 180 | 180 | 180 | 180 | 180 | 180 | 180 | 180 | 180 | 180 | 180 | 180 | 180 | 180 | 180 | 180 | 180 | 180 | 180 | 180 | 180 | 0 | 0
CDP21 | QLD | GG | Flexible gas with CCS | 0 | 0 | 0 | 0 | 0 | 0 | 0 | 0 | 0 | 0 | 0 | 0 | 0 | 0 | 0 | 0 | 0 | 0 | 0 | 0 | 0 | 0 | 0 | 0 | 0 | 0 | 0 | 0 | 0
CDP21 | QLD | GG | Flexible gas | 0 | 0 | 0 | 0 | 0 | 0 | 0 | 0 | 0 | 0 | 0 | 0 | 0 | 0 | 0 | 0 | 0 | 0 | 0 | 0 | 0 | 0 | 0 | 0 | 0 | 0 | 0 | 0 | 0
CDP21 | QLD | GG | Hydro | 0 | 0 | 0 | 0 | 0 | 0 | 0 | 0 | 0 | 0 | 0 | 0 | 0 | 0 | 0 | 0 | 0 | 0 | 0 | 0 | 0 | 0 | 0 | 0 | 0 | 0 | 0 | 0 | 0
CDP21 | QLD | GG | Utility storage | 0 | 0 | 400 | 400 | 400 | 400 | 400 | 400 | 400.0001 | 400.0001 | 400.0001 | 400.0001 | 400.0001 | 400.0001 | 400.0002 | 400.0002 | 400.0002 | 400.0002 | 400.0002 | 400.0002 | 400.0002 | 400.0002 | 4.9042 | 39.0215 | 42.3308 | 42.3308 | 518.1515 | 518.1515 | 763.5136
CDP21 | QLD | GG | Coordinated CER storage | 0.048726 | 0.066819 | 0.087887 | 0.11153 | 0.14153 | 0.17366 | 0.21572 | 0.29891 | 0.41299 | 0.56211 | 0.74955 | 0.97712 | 1.2471 | 1.5592 | 1.9169 | 2.3184 | 2.7646 | 3.2536 | 3.7908 | 4.3761 | 5.009 | 5.7004 | 6.4465 | 7.2409 | 8.0831 | 8.9664 | 9.8883 | 10.3376 | 10.7449
CDP21 | QLD | GG | Passive CER storage | 1.0174 | 1.1563 | 1.2946 | 1.4266 | 1.5959 | 1.7473 | 1.9556 | 2.1352 | 2.3376 | 2.5644 | 2.8105 | 3.0704 | 3.3401 | 3.6127 | 3.8978 | 4.1748 | 4.4417 | 4.6827 | 4.9228 | 5.1563 | 5.3782 | 5.6374 | 5.9123 | 6.1964 | 6.4847 | 6.7498 | 6.9899 | 7.2551 | 7.4911
CDP21 | QLD | GG | Offshore wind | 0 | 0 | 0 | 0 | 0 | 0 | 0 | 0 | 0 | 0 | 0 | 0 | 0 | 0 | 0 | 0 | 0 | 0 | 0 | 0 | 0 | 0 | 0 | 0 | 0 | 0 | 0 | 0 | 0
CDP21 | QLD | GG | Wind | 0 | 0 | 0 | 0 | 0 | 0 | 0 | 0 | 0 | 0 | 0 | 0 | 0 | 0 | 0 | 0 | 0 | 0 | 0 | 0 | 0 | 0 | 0 | 0 | 0 | 0 | 0 | 0 | 0
CDP21 | QLD | GG | Utility solar | 0 | 0 | 0 | 0 | 0 | 0 | 0 | 0 | 0 | 0 | 0 | 0 | 0 | 0 | 0 | 0 | 0 | 0 | 0 | 0 | 0 | 0 | 0 | 0 | 0 | 0 | 0 | 0 | 0
CDP21 | QLD | GG | Distributed PV | 62.5042 | 64.2791 | 66.415 | 68.9878 | 72.7673 | 76.244 | 80.0461 | 83.5314 | 86.727 | 89.5602 | 92.1585 | 94.3304 | 96.0517 | 97.5469 | 99.0431 | 100.4574 | 101.995 | 103.5388 | 105.3012 | 107.0116 | 108.5825 | 110.2539 | 112.0709 | 113.8938 | 115.5761 | 117.3638 | 119.4773 | 121.9029 | 124.2038
CDP21 | QLD | GG | Other renewable fuels | 0 | 0 | 0 | 0 | 0 | 0 | 0 | 0 | 0 | 0 | 0 | 0 | 0 | 0 | 0 | 0 | 0 | 0 | 0 | 0 | 0 | 0 | 0 | 0 | 0 | 0 | 0 | 0 | 0
CDP21 | QLD | GG | DSP | 0 | 0 | 0 | 0 | 0 | 0 | 0 | 0 | 0 | 0 | 0 | 0 | 0 | 0 | 0 | 0 | 0 | 0 | 0 | 0 | 0 | 0 | 0 | 0 | 0 | 0 | 0 | 0 | 0
CDP21 | QLD | CQ | Black coal | 3004 | 3004 | 3004 | 3004 | 2304 | 2304 | 1574 | 1574 | 1574 | 844 | 844 | 844 | 844 | 844 | 844 | 844 | 844 | 844 | 844 | 844 | 844 | 844 | 844 | 844 | 844 | 844 | 844 | 844 | 0
CDP21 | QLD | CQ | Mid-merit gas | 0 | 0 | 0 | 0 | 0 | 0 | 0 | 0 | 0 | 0 | 0 | 0 | 0 | 0 | 0 | 0 | 0 | 0 | 0 | 0 | 0 | 0 | 0 | 0 | 0 | 0 | 0 | 0 | 0
CDP21 | QLD | CQ | Flexible gas with CCS | 0 | 0 | 0 | 0 | 0 | 0 | 0 | 0 | 0 | 0 | 0 | 0 | 0 | 0 | 0 | 0 | 0 | 0 | 0 | 0 | 0 | 0 | 0 | 0 | 0 | 0 | 0 | 0 | 0
CDP21 | QLD | CQ | Flexible gas | 37 | 37 | 37 | 37 | 37 | 37 | 37 | 37 | 37 | 37 | 37 | 0 | 0 | 0 | 0 | 0 | 0 | 0 | 0 | 0 | 0 | 0 | 0 | 0 | 0 | 0 | 0 | 0 | 0
CDP21 | QLD | CQ | Hydro | 0 | 0 | 0 | 0 | 0 | 0 | 0 | 0 | 0 | 0 | 0 | 0 | 0 | 0 | 0 | 0 | 0 | 0 | 0 | 0 | 0 | 0 | 0 | 0 | 0 | 0 | 0 | 0 | 0
CDP21 | QLD | CQ | Utility storage | 50 | 50 | 50 | 50 | 200 | 200 | 200.0001 | 200.0001 | 200.0001 | 200.0001 | 200.0001 | 200.0001 | 200.0001 | 200.0002 | 200.0003 | 200.0003 | 200.0003 | 200.0003 | 200.0003 | 150.0003 | 150.0003 | 150.0005 | 154.9012 | 188.9492 | 126.0247 | 156.5223 | 924.8588 | 924.8588 | 1216.2269
CDP21 | QLD | CQ | Coordinated CER storage | 0.81707 | 1.1192 | 1.475 | 1.8705 | 2.3506 | 2.8941 | 3.5651 | 4.6403 | 6.0457 | 7.8273 | 10.0404 | 12.6969 | 15.8224 | 19.4074 | 23.4888 | 28.0554 | 33.0802 | 38.5531 | 44.5354 | 51.0196 | 58.024 | 65.6952 | 73.9546 | 82.751 | 92.094 | 101.874 | 112.0393 | 117.0219 | 121.5395
CDP21 | QLD | CQ | Passive CER storage | 17.0607 | 19.3666 | 21.7275 | 23.9255 | 26.506 | 29.119 | 32.3201 | 35.3739 | 38.6267 | 42.1175 | 45.9487 | 49.9898 | 54.2028 | 58.4551 | 62.8527 | 67.2149 | 71.3089 | 75.0313 | 78.6845 | 82.1837 | 85.591 | 89.6089 | 93.7355 | 98.007 | 102.4317 | 106.5375 | 110.2123 | 114.1759 | 117.7274
CDP21 | QLD | CQ | Offshore wind | 0 | 0 | 0 | 0 | 0 | 0 | 0 | 0 | 0 | 0 | 0 | 0 | 0 | 0 | 0 | 0 | 0 | 0 | 0 | 0 | 0 | 0 | 0 | 0 | 0 | 0 | 0 | 0 | 0
CDP21 | QLD | CQ | Wind | 300 | 300 | 439 | 439 | 946.1531 | 1432.3224 | 1432.3225 | 1432.3225 | 1432.3225 | 1432.3225 | 2137.7622 | 2143.7821 | 2143.7821 | 2214.1107 | 2214.1107 | 2214.1107 | 2214.1107 | 2214.1107 | 2214.1107 | 2214.1107 | 2307.7076 | 3349.2989 | 3349.2989 | 3349.2989 | 3349.2989 | 3349.2989 | 3045.6152 | 3045.6152 | 3045.6152
CDP21 | QLD | CQ | Utility solar | 788.17 | 788.17 | 788.17 | 788.17 | 860.7788 | 860.7788 | 860.7788 | 860.7788 | 860.7788 | 860.7789 | 864.1566 | 864.1567 | 864.1569 | 864.1569 | 864.1569 | 864.1569 | 864.1569 | 866.4869 | 1317.205 | 1317.2052 | 1303.2056 | 1260.7056 | 1260.7056 | 1260.7056 | 1293.3657 | 2344.2783 | 3485.2171 | 4100.2113 | 5006.6475
CDP21 | QLD | CQ | Distributed PV | 722.2681 | 742.6714 | 766.5235 | 793.7311 | 832.2373 | 870.8408 | 919.19 | 959.03 | 992.0332 | 1024.4908 | 1056.5767 | 1083.0724 | 1101.7266 | 1123.061 | 1144.5628 | 1165.0051 | 1182.6817 | 1203.6093 | 1227.4527 | 1248.9192 | 1267.2572 | 1290.1466 | 1314.2082 | 1336.8165 | 1356.4594 | 1381.1351 | 1408.4892 | 1436.2188 | 1460.3169
CDP21 | QLD | CQ | Other renewable fuels | 0 | 0 | 0 | 0 | 0 | 0 | 0 | 0 | 0 | 0 | 0 | 0 | 0 | 0 | 0 | 0 | 0 | 0 | 0 | 0 | 0 | 0 | 0 | 0 | 0 | 0 | 0 | 0 | 0
CDP21 | QLD | CQ | DSP | 0 | 0 | 0 | 0 | 0 | 0 | 0 | 0 | 0 | 0 | 0 | 0 | 0 | 0 | 0 | 0 | 0 | 0 | 0 | 0 | 0 | 0 | 0 | 0 | 0 | 0 | 0 | 0 | 0
CDP21 | QLD | SQ | Black coal | 3446 | 3446 | 3446 | 3446 | 3446 | 3446 | 3446 | 2746 | 2746 | 2396 | 1596 | 852 | 852 | 852 | 852 | 852 | 852 | 852 | 852 | 852 | 852 | 852 | 852 | 852 | 852 | 852 | 852 | 852 | 0
CDP21 | QLD | SQ | Mid-merit gas | 1173.9 | 1173.9 | 1173.9 | 1173.9 | 1173.9 | 1173.9 | 1173.9 | 1173.9 | 1173.9 | 1173.9 | 1173.9 | 1173.9 | 1173.9 | 788.9 | 788.9 | 788.9 | 644.5 | 644.5 | 644.5 | 644.5 | 644.5 | 644.5 | 0 | 0 | 0 | 0 | 0 | 0 | 0
CDP21 | QLD | SQ | Flexible gas with CCS | 0 | 0 | 0 | 0 | 0 | 0 | 0 | 0 | 0 | 0 | 0 | 0 | 0 | 0 | 0 | 0 | 0 | 0 | 0 | 0 | 0 | 0 | 0 | 0 | 0 | 0 | 0 | 0 | 0
CDP21 | QLD | SQ | Flexible gas | 1509 | 1509 | 1509 | 1709 | 1709 | 1709 | 1709 | 1709 | 1709 | 1709 | 1862.7313 | 1782.7313 | 1782.7313 | 1873.622 | 2101.3515 | 2310.986 | 2729.1014 | 2945.7963 | 3703.2133 | 4318.668 | 4318.668 | 4318.668 | 4318.668 | 4191.9514 | 4191.9514 | 4191.9514 | 3672.9514 | 3326.9514 | 3494.0441
CDP21 | QLD | SQ | Hydro | 0 | 0 | 0 | 0 | 0 | 0 | 0 | 0 | 0 | 0 | 0 | 0 | 0 | 0 | 0 | 0 | 0 | 0 | 0 | 0 | 0 | 0 | 0 | 0 | 0 | 0 | 0 | 0 | 0
CDP21 | QLD | SQ | Utility storage | 709.6 | 1423.76 | 1729.76 | 1729.76 | 1729.76 | 1729.76 | 1729.76 | 1729.76 | 3727.76 | 3727.7601 | 3727.7601 | 3727.7601 | 3727.7601 | 3727.7601 | 3727.7602 | 3627.7602 | 3627.7602 | 3627.7602 | 3627.7602 | 3627.7602 | 3627.7602 | 3327.7602 | 3077.7606 | 3643.9148 | 3643.9148 | 3389.1148 | 3643.5352 | 3643.5352 | 3543.5352
CDP21 | QLD | SQ | Coordinated CER storage | 4.2813 | 5.9349 | 7.8549 | 10.0673 | 12.639 | 15.6606 | 19.5036 | 26.1745 | 34.9449 | 45.9905 | 59.704 | 76.2037 | 95.6949 | 118.0268 | 143.566 | 172.1726 | 203.6626 | 237.961 | 275.4027 | 316.0829 | 360.0365 | 407.5661 | 459.4511 | 514.7474 | 573.5005 | 635.0211 | 699.1749 | 730.6031 | 759.1308
CDP21 | QLD | SQ | Passive CER storage | 89.3949 | 102.7017 | 115.7072 | 128.7691 | 142.5235 | 157.5718 | 176.8119 | 194.2469 | 213.1165 | 232.7482 | 254.1827 | 276.937 | 301.0369 | 325.0195 | 350.4149 | 375.6131 | 399.0493 | 420.0192 | 440.1605 | 459.7105 | 478.6237 | 501.0311 | 524.6191 | 549.2404 | 574.878 | 598.5559 | 620.3463 | 643.8322 | 664.9847
CDP21 | QLD | SQ | Offshore wind | 0 | 0 | 0 | 0 | 0 | 0 | 0 | 0 | 0 | 0 | 0 | 0 | 0 | 0 | 0 | 0 | 0 | 0 | 0 | 0 | 0 | 0 | 0 | 0 | 0 | 0 | 0 | 0 | 0
CDP21 | QLD | SQ | Wind | 864.95 | 1788.35 | 1788.35 | 1788.35 | 3188.3501 | 4153.356 | 4153.356 | 4153.356 | 4153.356 | 4153.356 | 4153.356 | 4962.5355 | 4962.5355 | 4962.5368 | 4962.5368 | 4962.5368 | 4962.5368 | 4962.5368 | 4962.5368 | 4962.5368 | 4962.5379 | 4522.5679 | 4723.2925 | 4723.2925 | 4723.2925 | 8048.38 | 8048.38 | 8048.38 | 8048.38
CDP21 | QLD | SQ | Utility solar | 1791.51 | 1791.51 | 1850.95 | 1951.79 | 1951.25 | 1950.69 | 1950.14 | 1949.57 | 1949.01 | 2151.2548 | 4440.3639 | 5001.3545 | 5970.1332 | 5860.1332 | 5860.1332 | 5860.1332 | 5860.1332 | 5860.1332 | 5860.1332 | 7047.8758 | 7076.195 | 6973.235 | 7594.8377 | 7157.2276 | 7644.8616 | 7617.5616 | 9224.265 | 9224.265 | 9510.93
CDP21 | QLD | SQ | Distributed PV | 4444.5857 | 4601.2689 | 4749.54 | 4916.8363 | 5144.4056 | 5366.8426 | 5600.5382 | 5818.1179 | 6023.3354 | 6208.4396 | 6390.235 | 6547.3482 | 6680.4309 | 6801.3486 | 6930.4487 | 7058.0895 | 7183.3758 | 7312.5864 | 7449.028 | 7583.0522 | 7712.7031 | 7848.2261 | 7992.0637 | 8132.0113 | 8268.3973 | 8416.1653 | 8582.7632 | 8750.2442 | 8916.9501
CDP21 | QLD | SQ | Other renewable fuels | 0 | 0 | 0 | 0 | 0 | 0 | 0 | 0 | 0 | 0 | 0 | 0 | 0 | 0 | 0 | 0 | 0 | 0 | 0 | 0 | 0 | 0 | 0 | 0 | 0 | 0 | 0 | 90 | 90
CDP21 | QLD | SQ | DSP | 261.52 | 264.77 | 266.65 | 271.43 | 274.99 | 279.39 | 263.31 | 268.86 | 272.92 | 276.84 | 281.85 | 287.32 | 293.21 | 299.76 | 303.87 | 308.31 | 314.85 | 318.56 | 321.21 | 324.66 | 327.68 | 329.75 | 332.41 | 336.27 | 338.73 | 347.33 | 354.15 | 361.49 | 363.01
CDP21 | VIC | VIC | Brown coal | 4820 | 4820 | 4820 | 4820 | 4820 | 3370 | 3370 | 3370 | 3370 | 3370 | 1160 | 580 | 580 | 580 | 580 | 580 | 580 | 580 | 580 | 580 | 580 | 580 | 580 | 580 | 0 | 0 | 0 | 0 | 0
CDP21 | VIC | VIC | Mid-merit gas | 500 | 500 | 500 | 500 | 500 | 0 | 0 | 0 | 0 | 0 | 0 | 0 | 0 | 0 | 0 | 0 | 0 | 0 | 0 | 0 | 0 | 0 | 0 | 0 | 0 | 0 | 0 | 0 | 0
CDP21 | VIC | VIC | Flexible gas with CCS | 0 | 0 | 0 | 0 | 0 | 0 | 0 | 0 | 0 | 0 | 0 | 0 | 0 | 0 | 0 | 0 | 0 | 0 | 0 | 0 | 0 | 0 | 0 | 0 | 0 | 0 | 0 | 0 | 0
CDP21 | VIC | VIC | Flexible gas | 1900 | 1900 | 1900 | 1900 | 1900 | 1900 | 1900 | 1900 | 1900 | 1900 | 1730 | 1730 | 1730 | 1730 | 1730 | 1730 | 1290 | 1290 | 1290 | 1261.2551 | 1261.2551 | 1261.2551 | 1261.2551 | 1261.2551 | 1331.3476 | 1331.3476 | 1331.3476 | 1331.3476 | 2225.3232
CDP21 | VIC | VIC | Hydro | 2219.02 | 2219.02 | 2219.02 | 2219.02 | 2219.02 | 2219.02 | 2219.02 | 2219.02 | 2219.02 | 2219.02 | 2219.02 | 2219.02 | 2219.02 | 2219.02 | 2219.02 | 2219.02 | 2219.02 | 2219.02 | 2219.02 | 2219.02 | 2219.02 | 2219.02 | 2219.02 | 2219.02 | 2219.02 | 2219.02 | 2219.02 | 2219.02 | 2219.02
CDP21 | VIC | VIC | Utility storage | 299.13 | 479.13 | 1990.64 | 2405.4404 | 2861.6431 | 2853.9431 | 3053.23 | 3060.53 | 3572.23 | 4083.17 | 4593.04 | 6201.9199 | 6201.9199 | 6208.5199 | 6201.9199 | 6196.9199 | 6196.9199 | 6196.9199 | 5896.9199 | 5896.9199 | 5746.9199 | 6093.7873 | 5792.4773 | 5053.9769 | 4747.3745 | 4747.3745 | 4518.4876 | 3918.4876 | 3427.472
CDP21 | VIC | VIC | Coordinated CER storage | 10.6132 | 15.1363 | 20.7187 | 26.6998 | 33.6099 | 42.073 | 52.0251 | 65.3888 | 82.4785 | 103.5543 | 129.304 | 159.8675 | 195.5802 | 236.092 | 282.1042 | 333.3048 | 389.2764 | 449.9516 | 515.8702 | 587.1309 | 663.853 | 746.8741 | 837.0114 | 932.8772 | 1034.5743 | 1140.6225 | 1250.7708 | 1304.751 | 1353.7071
CDP21 | VIC | VIC | Passive CER storage | 269.7717 | 301.4603 | 331.822 | 361.74 | 393.4245 | 427.1076 | 470.0826 | 508.8755 | 550.5086 | 593.6031 | 640.251 | 689.3259 | 740.7945 | 791.6143 | 844.9475 | 897.6568 | 946.6059 | 991.0946 | 1033.8217 | 1074.9606 | 1114.8568 | 1161.2955 | 1209.6656 | 1259.8506 | 1312.0582 | 1360.0652 | 1403.9921 | 1454.6296 | 1500.8336
CDP21 | VIC | VIC | Offshore wind | 0 | 0 | 0 | 0 | 0 | 0 | 0 | 1000 | 2000 | 2666.6667 | 3333.3333 | 4000 | 4999.9999 | 5999.9999 | 6999.9999 | 8000 | 9000 | 9000 | 9000 | 9000 | 9000 | 9000 | 9000 | 9000 | 9000 | 9000 | 9000 | 9000 | 9000
CDP21 | VIC | VIC | Wind | 4537.37 | 4537.37 | 5381.93 | 5399.09 | 5399.0901 | 6744.6457 | 7165.9468 | 7165.9468 | 7165.9468 | 7165.9468 | 7113.4468 | 6921.4468 | 6921.4468 | 6921.4468 | 6858.4468 | 6438.4468 | 6438.4468 | 6150.1468 | 6150.1468 | 6099.5968 | 5782.3968 | 5470.3968 | 4623.4068 | 4623.4068 | 4225.9068 | 4882.5522 | 5559.5848 | 5393.2761 | 5393.2761
CDP21 | VIC | VIC | Utility solar | 1078.39 | 1171.87 | 1343.97 | 1696.09 | 1696.09 | 1696.09 | 1696.0901 | 1696.0901 | 1696.0901 | 1696.0901 | 1696.0901 | 1696.0901 | 1696.0901 | 1696.0901 | 1696.0901 | 1696.0901 | 1696.0901 | 1696.0901 | 1696.0901 | 1696.0901 | 2490.3463 | 3324.3677 | 3297.1977 | 3297.1977 | 3297.1977 | 3157.1778 | 2781.2478 | 2700.2478 | 2505.2378
CDP21 | VIC | VIC | Distributed PV | 4946.5809 | 5473.4647 | 6000.3487 | 6548.375 | 7156.223 | 7660.403 | 8174.482 | 8576.747 | 8962.685 | 9347.904 | 9703.346 | 10044.94 | 10318.213 | 10545.242 | 10731.794 | 10916.825 | 11076.006 | 11258.545 | 11424.147 | 11608.487 | 11778.063 | 11966.74 | 12140.772 | 12336.863 | 12549.209 | 12805.429 | 13049.815 | 13309.967 | 13556.198
CDP21 | VIC | VIC | Other renewable fuels | 0 | 0 | 0 | 0 | 0 | 0 | 0 | 0 | 0 | 0 | 0 | 0 | 0 | 0 | 0 | 0 | 0 | 0 | 0 | 0 | 0 | 0 | 0 | 0 | 0 | 0 | 0 | 90 | 90
CDP21 | VIC | VIC | DSP | 257.18 | 259.24 | 262.65 | 254.27 | 258.93 | 265 | 272.05 | 276.46 | 282.34 | 286.44 | 291.15 | 294 | 296.52 | 298.78 | 301.25 | 303.94 | 307.11 | 310.41 | 312.34 | 314.87 | 316.32 | 317.01 | 318.65 | 319.05 | 318.14 | 316.32 | 315.74 | 316.68 | 318.56
CDP21 | SA | CSA | Mid-merit gas | 1509 | 1509 | 1509 | 529 | 529 | 529 | 529 | 529 | 529 | 529 | 529 | 529 | 529 | 529 | 0 | 0 | 0 | 0 | 0 | 0 | 0 | 0 | 0 | 0 | 0 | 0 | 0 | 0 | 0
CDP21 | SA | CSA | Flexible gas with CCS | 0 | 0 | 0 | 0 | 0 | 0 | 0 | 0 | 0 | 0 | 0 | 0 | 0 | 0 | 0 | 0 | 0 | 0 | 0 | 0 | 0 | 0 | 0 | 0 | 0 | 0 | 0 | 0 | 0
CDP21 | SA | CSA | Flexible gas | 1421.06 | 1421.06 | 1621.06 | 1621.06 | 1547.56 | 1547.56 | 1547.56 | 1301.56 | 1301.56 | 1061.9 | 1286.5367 | 1326.9 | 1326.9 | 1326.9 | 1326.9 | 1326.9 | 1326.9 | 1326.9 | 1326.9 | 1426.8576 | 1762.4259 | 1424.4259 | 1301.2259 | 1147.2259 | 1147.2259 | 1147.2259 | 1147.2259 | 1110.0259 | 1110.0259
CDP21 | SA | CSA | Hydro | 0 | 0 | 0 | 0 | 0 | 0 | 0 | 0 | 0 | 0 | 0 | 0 | 0 | 0 | 0 | 0 | 0 | 0 | 0 | 0 | 0 | 0 | 0 | 0 | 0 | 0 | 0 | 0 | 0
CDP21 | SA | CSA | Utility storage | 456.2 | 656.2 | 951.18 | 1569.3788 | 2745.9922 | 2752.0122 | 2745.9922 | 2715.9922 | 2715.9922 | 2715.9922 | 2715.9922 | 2715.9922 | 2715.9922 | 2715.9922 | 2715.9922 | 2715.9922 | 2715.9922 | 2715.9922 | 2703.9922 | 2710.0122 | 2453.2922 | 2259.3122 | 2097.3123 | 1479.1135 | 1490.3587 | 1448.8587 | 1846.9089 | 1846.9089 | 1846.9089
CDP21 | SA | CSA | Coordinated CER storage | 55.6719 | 62.4605 | 69.574 | 76.4942 | 84.1684 | 92.1358 | 101.9094 | 111.3026 | 121.9009 | 133.5508 | 146.6546 | 161.056 | 176.8714 | 193.5765 | 211.7514 | 230.9299 | 250.6652 | 270.8794 | 292.0065 | 314.1066 | 337.1741 | 362.1662 | 388.8506 | 416.8107 | 446.0604 | 475.6817 | 505.6161 | 520.6813 | 534.0007
CDP21 | SA | CSA | Passive CER storage | 163.4148 | 176.8412 | 189.127 | 200.7947 | 212.4134 | 224.7795 | 239.333 | 252.1373 | 265.4672 | 278.7557 | 292.6711 | 306.7404 | 321.0593 | 334.5405 | 348.2941 | 361.3463 | 372.8549 | 382.7225 | 391.8089 | 400.2474 | 408.0508 | 417.2101 | 426.5738 | 436.0668 | 445.6894 | 454.0331 | 461.1754 | 471.3591 | 480.3156
CDP21 | SA | CSA | Offshore wind | 0 | 0 | 0 | 0 | 0 | 0 | 0 | 0 | 0 | 0 | 0 | 0 | 0 | 0 | 0 | 0 | 0 | 0 | 0 | 0 | 0 | 0 | 0 | 0 | 0 | 0 | 0 | 0 | 0
CDP21 | SA | CSA | Wind | 2265.94 | 2265.94 | 2406.13 | 2406.13 | 2388.6436 | 2874.4537 | 2803.5468 | 2741.5468 | 2741.5468 | 2741.5468 | 2642.8699 | 2810.9557 | 2667.2757 | 2482.7957 | 2482.7957 | 2670.6563 | 2343.9563 | 2871.7947 | 2871.7947 | 2873.2087 | 2659.3487 | 2659.3487 | 2377.2857 | 2633.7561 | 3149.492 | 3576.2445 | 3381.4417 | 3381.4417 | 3381.9309
CDP21 | SA | CSA | Utility solar | 566.2 | 566.2 | 566.2 | 845.96 | 845.96 | 919.8119 | 919.812 | 919.812 | 913.692 | 913.692 | 913.692 | 1056.7754 | 1056.7754 | 1056.7754 | 1056.7754 | 1056.7754 | 1056.7754 | 1325.9427 | 1294.9027 | 1327.5994 | 1886.5724 | 3381.6158 | 3362.9958 | 3362.9958 | 3283.7958 | 3283.7958 | 3188.7958 | 3199.9658 | 3199.9658
CDP21 | SA | CSA | Distributed PV | 2384.3353 | 2442.1813 | 2500.4698 | 2567.782 | 2677.0418 | 2784.8805 | 2909.5845 | 3009.2554 | 3102.066 | 3180.5322 | 3268.8848 | 3329.2026 | 3380.66 | 3426.1092 | 3489.9642 | 3538.8511 | 3587.8176 | 3637.0179 | 3703.2634 | 3753.7863 | 3803.3867 | 3852.582 | 3919.3763 | 3971.0747 | 4023.001 | 4075.7847 | 4146.0359 | 4201.0105 | 4255.8474
CDP21 | SA | CSA | Other renewable fuels | 0 | 0 | 0 | 0 | 0 | 0 | 0 | 0 | 0 | 0 | 0 | 0 | 0 | 0 | 0 | 0 | 0 | 0 | 0 | 0 | 0 | 0 | 0 | 0 | 0 | 0 | 0 | 0 | 0
CDP21 | SA | CSA | DSP | 48.57 | 49.28 | 50.28 | 51.56 | 52.85 | 53.42 | 54.14 | 54.66 | 55.32 | 55.88 | 56.69 | 57.36 | 58.07 | 58.69 | 59.22 | 59.72 | 60.24 | 60.85 | 61.33 | 61.79 | 62.07 | 62.2 | 62.04 | 61.81 | 61.44 | 61.03 | 61.09 | 61.34 | 61.65
CDP21 | SA | SESA | Mid-merit gas | 0 | 0 | 0 | 0 | 0 | 0 | 0 | 0 | 0 | 0 | 0 | 0 | 0 | 0 | 0 | 0 | 0 | 0 | 0 | 0 | 0 | 0 | 0 | 0 | 0 | 0 | 0 | 0 | 0
CDP21 | SA | SESA | Flexible gas with CCS | 0 | 0 | 0 | 0 | 0 | 0 | 0 | 0 | 0 | 0 | 0 | 0 | 0 | 0 | 0 | 0 | 0 | 0 | 0 | 0 | 0 | 0 | 0 | 0 | 0 | 0 | 0 | 0 | 0
CDP21 | SA | SESA | Flexible gas | 143 | 143 | 143 | 143 | 80 | 80 | 80 | 80 | 80 | 80 | 80 | 80 | 0 | 0 | 0 | 0 | 0 | 0 | 0 | 0 | 0 | 0 | 0 | 0 | 0 | 0 | 0 | 0 | 0
CDP21 | SA | SESA | Hydro | 0 | 0 | 0 | 0 | 0 | 0 | 0 | 0 | 0 | 0 | 0 | 0 | 0 | 0 | 0 | 0 | 0 | 0 | 0 | 0 | 0 | 0 | 0 | 0 | 0 | 0 | 0 | 0 | 0
CDP21 | SA | SESA | Utility storage | 25 | 25 | 25 | 25 | 25 | 25 | 25 | 25 | 25 | 25 | 25 | 3.566e-05 | 3.566e-05 | 3.566e-05 | 5.113e-05 | 5.574e-05 | 5.574e-05 | 5.574e-05 | 5.574e-05 | 5.574e-05 | 5.717e-05 | 6.414e-05 | 6.755e-05 | 7.241e-05 | 13.8451 | 13.8451 | 13.8451 | 13.8451 | 13.8451
CDP21 | SA | SESA | Coordinated CER storage | 1.9701 | 2.2312 | 2.5031 | 2.7724 | 3.0693 | 3.3785 | 3.771 | 4.1547 | 4.5772 | 5.0453 | 5.5905 | 6.2292 | 6.8967 | 7.6454 | 8.4204 | 9.2343 | 10.0864 | 10.97 | 11.8923 | 12.8505 | 13.8935 | 15.057 | 16.2673 | 17.5209 | 18.834 | 20.1658 | 21.5197 | 22.1956 | 22.8328
CDP21 | SA | SESA | Passive CER storage | 5.7829 | 6.3171 | 6.8043 | 7.2775 | 7.7459 | 8.2424 | 8.8562 | 9.3849 | 9.9001 | 10.4074 | 10.9659 | 11.6011 | 12.1692 | 12.779 | 13.3159 | 13.8063 | 14.2494 | 14.6336 | 14.9745 | 15.2687 | 15.6028 | 16.033 | 16.4336 | 16.813 | 17.1981 | 17.5263 | 17.8106 | 18.2151 | 18.6306
CDP21 | SA | SESA | Offshore wind | 0 | 0 | 0 | 0 | 0 | 0 | 0 | 0 | 0 | 0 | 0 | 0 | 0 | 0 | 0 | 0 | 0 | 0 | 0 | 0 | 0 | 0 | 0 | 0 | 0 | 0 | 0 | 0 | 0
CDP21 | SA | SESA | Wind | 324.5 | 324.5 | 324.5 | 324.5 | 324.5 | 901.2738 | 901.2738 | 901.2738 | 901.2738 | 901.2738 | 901.2738 | 901.2738 | 774.7738 | 774.7738 | 774.7738 | 615.7738 | 615.7738 | 576.7738 | 576.7738 | 576.7738 | 576.7738 | 576.7738 | 576.7738 | 576.7738 | 576.7738 | 576.7738 | 800 | 800 | 800
CDP21 | SA | SESA | Utility solar | 42.9 | 42.9 | 42.9 | 42.9 | 42.9 | 42.9 | 42.9 | 42.9 | 42.9 | 42.9 | 42.9 | 42.9 | 42.9 | 42.9 | 42.9 | 42.9 | 42.9 | 42.9 | 0 | 0 | 0 | 0 | 0 | 0 | 0 | 0 | 0 | 0 | 0
CDP21 | SA | SESA | Distributed PV | 83.6952 | 87.0282 | 89.9188 | 93.849 | 99.2782 | 104.4655 | 110.6695 | 115.8376 | 120.225 | 123.9958 | 128.4132 | 132.6594 | 135.447 | 138.9108 | 141.8218 | 143.7709 | 146.0024 | 148.3721 | 151.1876 | 152.8717 | 155.8903 | 159.718 | 163.4487 | 165.4983 | 167.756 | 169.7433 | 172.5161 | 174.9055 | 178.6376
CDP21 | SA | SESA | Other renewable fuels | 0 | 0 | 0 | 0 | 0 | 0 | 0 | 0 | 0 | 0 | 0 | 0 | 0 | 0 | 0 | 0 | 0 | 0 | 0 | 0 | 0 | 0 | 0 | 0 | 0 | 0 | 0 | 0 | 0
CDP21 | SA | SESA | DSP | 0 | 0 | 0 | 0 | 0 | 0 | 0 | 0 | 0 | 0 | 0 | 0 | 0 | 0 | 0 | 0 | 0 | 0 | 0 | 0 | 0 | 0 | 0 | 0 | 0 | 0 | 0 | 0 | 0
CDP21 | TAS | TAS | Mid-merit gas | 208 | 208 | 208 | 208 | 0 | 0 | 0 | 0 | 0 | 0 | 0 | 0 | 0 | 0 | 0 | 0 | 0 | 0 | 0 | 0 | 0 | 0 | 0 | 0 | 0 | 0 | 0 | 0 | 0
CDP21 | TAS | TAS | Flexible gas with CCS | 0 | 0 | 0 | 0 | 0 | 0 | 0 | 0 | 0 | 0 | 0 | 0 | 0 | 0 | 0 | 0 | 0 | 0 | 0 | 0 | 0 | 0 | 0 | 0 | 0 | 0 | 0 | 0 | 0
CDP21 | TAS | TAS | Flexible gas | 178 | 178 | 178 | 178 | 178 | 178 | 178 | 178 | 178 | 178 | 178 | 178 | 178 | 178 | 178 | 178 | 178 | 58 | 58 | 58 | 58 | 58 | 58 | 58 | 58 | 58 | 58 | 0 | 0
CDP21 | TAS | TAS | Hydro | 2176.7 | 2176.7 | 2176.7 | 2176.7 | 2176.7 | 2176.7 | 2176.7 | 2566.7 | 2566.7 | 2566.7 | 2566.7 | 2566.7 | 2566.7 | 2566.7 | 2566.7 | 2566.7 | 2566.7 | 2566.7 | 2566.7 | 2566.7 | 2566.7 | 2566.7 | 2566.7 | 2566.7 | 2566.7 | 2566.7 | 2566.7 | 2566.7 | 2566.7
CDP21 | TAS | TAS | Utility storage | 0 | 0 | 0 | 0 | 1.672e-05 | 1.888e-05 | 2.104e-05 | 4.584e-05 | 5.071e-05 | 7.122e-05 | 7.513e-05 | 7.513e-05 | 7.513e-05 | 6.4393 | 62.0677 | 62.0677 | 62.0677 | 62.0677 | 62.0677 | 176.256 | 464.2183 | 948.7441 | 948.7441 | 948.7441 | 948.7441 | 948.7441 | 948.7441 | 948.7441 | 948.7441
CDP21 | TAS | TAS | Coordinated CER storage | 0.57875 | 0.86202 | 1.1897 | 1.5604 | 1.9874 | 2.4806 | 3.1026 | 3.6027 | 4.2371 | 5.0419 | 6.0802 | 7.3806 | 8.9752 | 10.855 | 13.0758 | 15.6258 | 18.4829 | 21.6512 | 25.1679 | 29.047 | 33.2957 | 37.9263 | 43.0768 | 48.6582 | 54.6735 | 61.0336 | 67.7354 | 71.4596 | 74.781
CDP21 | TAS | TAS | Passive CER storage | 16.4983 | 18.3551 | 20.1214 | 21.7939 | 23.5599 | 25.4634 | 28.0008 | 30.1463 | 32.4307 | 34.7743 | 37.3199 | 39.9892 | 42.7744 | 45.4739 | 48.2933 | 51.0238 | 53.4633 | 55.579 | 57.5324 | 59.351 | 61.0565 | 63.1414 | 65.3064 | 67.5415 | 69.8609 | 71.8752 | 73.5976 | 75.9416 | 77.9696
CDP21 | TAS | TAS | Offshore wind | 0 | 0 | 0 | 0 | 0 | 0 | 0 | 0 | 0 | 0 | 0 | 0 | 0 | 0 | 0 | 0 | 0 | 0 | 0 | 0 | 0 | 0 | 0 | 0 | 0 | 0 | 0 | 0 | 0
CDP21 | TAS | TAS | Wind | 563.35 | 563.35 | 563.35 | 1021.6459 | 1208.6313 | 1475.9957 | 1544.6451 | 1610.456 | 1691.4003 | 1913.6341 | 1913.6341 | 2116.3486 | 2266.0338 | 2273.6018 | 2405.6901 | 2479.4779 | 2479.4779 | 2479.4779 | 2479.4779 | 2479.4779 | 2479.4779 | 2335.4779 | 2335.4779 | 2335.4779 | 2335.4779 | 2335.4779 | 2335.4779 | 2027.7279 | 2027.7279
CDP21 | TAS | TAS | Utility solar | 0 | 0 | 0 | 0 | 0 | 0 | 0 | 0 | 0 | 0 | 0 | 0 | 0 | 0 | 0 | 0 | 0 | 0 | 0 | 0 | 0 | 0 | 0 | 0 | 0 | 0 | 0 | 0 | 0
CDP21 | TAS | TAS | Distributed PV | 275.4595 | 286.8109 | 298.1623 | 315.088 | 354.168 | 394.531 | 440.094 | 467.582 | 496.331 | 524.805 | 554.695 | 577.869 | 593.286 | 600.415 | 608.279 | 612.658 | 617.88 | 623.117 | 630.779 | 635.441 | 640.601 | 645.81 | 653.619 | 658.482 | 663.84 | 669.299 | 677.348 | 682.546 | 688.275
CDP21 | TAS | TAS | Other renewable fuels | 0 | 0 | 0 | 0 | 0 | 0 | 0 | 0 | 0 | 0 | 0 | 0 | 0 | 0 | 0 | 0 | 0 | 0 | 0 | 0 | 0 | 0 | 0 | 0 | 0 | 0 | 0 | 0 | 0
CDP21 | TAS | TAS | DSP | 5.95 | 6 | 5.24 | 4.54 | 4.57 | 4.66 | 4.79 | 4.91 | 5.01 | 5.05 | 5.06 | 5.09 | 5.06 | 5.08 | 5.09 | 5.11 | 5.12 | 5.16 | 5.18 | 5.2 | 5.21 | 5.19 | 5.19 | 5.18 | 5.19 | 5.2 | 5.14 | 5.03 | 4.96
CDP22 | NSW | NNSW | Black coal | 0 | 0 | 0 | 0 | 0 | 0 | 0 | 0 | 0 | 0 | 0 | 0 | 0 | 0 | 0 | 0 | 0 | 0 | 0 | 0 | 0 | 0 | 0 | 0 | 0 | 0 | 0 | 0 | 0
CDP22 | NSW | NNSW | Mid-merit gas | 0 | 0 | 0 | 0 | 0 | 0 | 0 | 0 | 0 | 0 | 0 | 0 | 0 | 0 | 0 | 0 | 0 | 0 | 0 | 0 | 0 | 0 | 0 | 0 | 0 | 0 | 0 | 0 | 0
CDP22 | NSW | NNSW | Flexible gas with CCS | 0 | 0 | 0 | 0 | 0 | 0 | 0 | 0 | 0 | 0 | 0 | 0 | 0 | 0 | 0 | 0 | 0 | 0 | 0 | 0 | 0 | 0 | 0 | 0 | 0 | 0 | 0 | 0 | 0
CDP22 | NSW | NNSW | Flexible gas | 0 | 0 | 0 | 0 | 0 | 0 | 0 | 0 | 0 | 0 | 0 | 0 | 0 | 0 | 0 | 0 | 0 | 0 | 0 | 0 | 0 | 0 | 0 | 0 | 0 | 0 | 0 | 0 | 0
CDP22 | NSW | NNSW | Hydro | 0 | 0 | 0 | 0 | 0 | 0 | 0 | 0 | 0 | 0 | 0 | 0 | 0 | 0 | 0 | 0 | 0 | 0 | 0 | 0 | 0 | 0 | 0 | 0 | 0 | 0 | 0 | 0 | 0
CDP22 | NSW | NNSW | Utility storage | 0 | 0 | 30 | 505 | 705.0001 | 812.9167 | 1618.9109 | 1618.9109 | 1618.9109 | 1618.9109 | 1588.9109 | 1588.9109 | 1588.9109 | 1588.9109 | 1588.9109 | 1588.9109 | 1588.9109 | 1588.9109 | 1588.911 | 1588.911 | 1588.911 | 2588.9111 | 2588.9111 | 1913.9111 | 2436.7202 | 2328.8035 | 2240.8415 | 2240.8415 | 2628.914
CDP22 | NSW | NNSW | Coordinated CER storage | 2.1928 | 2.9011 | 3.6904 | 4.6278 | 5.5596 | 6.6915 | 7.9992 | 9.7928 | 12.0913 | 14.9199 | 18.3769 | 22.4496 | 27.1895 | 32.5292 | 38.5657 | 45.2506 | 52.5465 | 60.457 | 69.0343 | 78.2621 | 88.1661 | 98.8985 | 110.4266 | 122.6426 | 135.5582 | 148.9852 | 162.8922 | 169.464 | 175.3439
CDP22 | NSW | NNSW | Passive CER storage | 47.7175 | 51.9224 | 55.9244 | 59.7457 | 63.1809 | 66.9501 | 72.1109 | 76.9127 | 82.1206 | 87.477 | 93.3283 | 99.3194 | 105.5537 | 111.5324 | 117.7469 | 123.7732 | 129.3342 | 134.4245 | 139.3018 | 143.8527 | 148.1976 | 153.2203 | 158.3806 | 163.6836 | 169.1359 | 173.9747 | 178.2371 | 183.577 | 188.3339
CDP22 | NSW | NNSW | Offshore wind | 0 | 0 | 0 | 0 | 0 | 0 | 0 | 0 | 0 | 0 | 0 | 0 | 0 | 0 | 0 | 0 | 0 | 0 | 0 | 0 | 0 | 0 | 0 | 0 | 0 | 0 | 0 | 0 | 0
CDP22 | NSW | NNSW | Wind | 442.48 | 442.48 | 442.48 | 781.9872 | 815.9021 | 815.9021 | 3468.9859 | 3468.9859 | 3468.9859 | 3468.9859 | 3468.9859 | 4012.9226 | 4012.9226 | 4012.9226 | 4012.9226 | 3840.4426 | 3840.4426 | 4290.036 | 5452.5828 | 6746.542 | 7187.8816 | 7187.8816 | 7187.8816 | 7187.8816 | 7187.8816 | 7400 | 7400 | 7400 | 7400
CDP22 | NSW | NNSW | Utility solar | 701.02 | 701.02 | 1021.02 | 1322.9839 | 1322.9839 | 1322.9839 | 1374.6984 | 1374.6984 | 1374.6984 | 1374.6984 | 1519.9828 | 2219.5402 | 2219.5402 | 2219.5402 | 2219.5402 | 2219.5402 | 2219.5402 | 2219.5402 | 3682.8475 | 3682.8475 | 4287.9839 | 4287.9839 | 4287.9839 | 4263.1011 | 4281.7819 | 4281.7819 | 4286.1085 | 4302.1898 | 4456.3945
CDP22 | NSW | NNSW | Distributed PV | 999.795 | 1024.5274 | 1042.0404 | 1062.8416 | 1119.5661 | 1186.9908 | 1258.7771 | 1308.956 | 1356.0219 | 1394.7316 | 1433.3051 | 1460.8986 | 1482.9765 | 1497.8632 | 1516.4188 | 1530.7247 | 1546.3741 | 1562.7988 | 1581.7996 | 1598.2848 | 1617.7461 | 1635.9887 | 1654.643 | 1671.6642 | 1690.6614 | 1710.0652 | 1730.7883 | 1751.4803 | 1774.4013
CDP22 | NSW | NNSW | Other renewable fuels | 0 | 0 | 0 | 0 | 0 | 0 | 0 | 0 | 0 | 0 | 0 | 0 | 0 | 0 | 0 | 0 | 0 | 0 | 0 | 0 | 0 | 0 | 0 | 0 | 0 | 0 | 0 | 90 | 90
CDP22 | NSW | NNSW | DSP | 0 | 0 | 0 | 0 | 0 | 0 | 0 | 0 | 0 | 0 | 0 | 0 | 0 | 0 | 0 | 0 | 0 | 0 | 0 | 0 | 0 | 0 | 0 | 0 | 0 | 0 | 0 | 0 | 0
CDP22 | NSW | CNSW | Black coal | 4105 | 4105 | 4105 | 4105 | 4135 | 3450 | 1420 | 1420 | 1420 | 1420 | 1420 | 1420 | 1420 | 1420 | 1420 | 1420 | 1420 | 0 | 0 | 0 | 0 | 0 | 0 | 0 | 0 | 0 | 0 | 0 | 0
CDP22 | NSW | CNSW | Mid-merit gas | 0 | 0 | 0 | 0 | 0 | 0 | 0 | 0 | 0 | 0 | 0 | 0 | 0 | 0 | 0 | 0 | 0 | 0 | 0 | 0 | 0 | 0 | 0 | 0 | 0 | 0 | 0 | 0 | 0
CDP22 | NSW | CNSW | Flexible gas with CCS | 0 | 0 | 0 | 0 | 0 | 0 | 0 | 0 | 0 | 0 | 0 | 0 | 0 | 0 | 0 | 0 | 0 | 0 | 0 | 0 | 0 | 0 | 0 | 0 | 0 | 0 | 0 | 0 | 0
CDP22 | NSW | CNSW | Flexible gas | 0 | 0 | 0 | 0 | 0 | 0 | 0 | 0 | 0 | 0 | 0 | 0 | 0 | 0 | 0 | 0 | 0 | 0 | 0 | 0 | 0 | 0 | 0 | 0 | 0 | 0 | 0 | 0 | 0
CDP22 | NSW | CNSW | Hydro | 0 | 0 | 0 | 0 | 0 | 0 | 0 | 0 | 0 | 0 | 0 | 0 | 0 | 0 | 0 | 0 | 0 | 0 | 0 | 0 | 0 | 0 | 0 | 0 | 0 | 0 | 0 | 0 | 0
CDP22 | NSW | CNSW | Utility storage | 247 | 247 | 816 | 826.045 | 1485.8807 | 2870.95 | 2910.9844 | 2870.9644 | 2910.9844 | 2870.9644 | 2870.9644 | 2910.9844 | 2870.9644 | 2870.9644 | 2910.9844 | 2910.9844 | 2870.9644 | 2870.9644 | 2870.9644 | 2870.9644 | 2910.9844 | 2870.9644 | 2341.9844 | 2291.9194 | 2000.5437 | 779.6303 | 739.6022 | 739.6022 | 779.6223
CDP22 | NSW | CNSW | Coordinated CER storage | 0.91547 | 1.218 | 1.5545 | 1.9694 | 2.396 | 2.8889 | 3.468 | 4.4484 | 5.7616 | 7.4129 | 9.4548 | 11.9182 | 14.7956 | 18.091 | 21.8271 | 26.0012 | 30.6055 | 35.6384 | 41.1048 | 47.0119 | 53.3576 | 60.2411 | 67.6633 | 75.5332 | 83.8558 | 92.5557 | 101.5813 | 105.8426 | 109.6628
CDP22 | NSW | CNSW | Passive CER storage | 19.9215 | 21.7984 | 23.5569 | 25.4252 | 27.2293 | 28.9039 | 31.2635 | 33.4736 | 36.0114 | 38.6022 | 41.3825 | 44.4067 | 47.4404 | 50.4842 | 53.5835 | 56.6421 | 59.5615 | 62.2973 | 64.8483 | 67.2355 | 69.4388 | 72.0568 | 74.8106 | 77.6287 | 80.5076 | 83.1503 | 85.4446 | 88.2195 | 90.7189
CDP22 | NSW | CNSW | Offshore wind | 0 | 0 | 0 | 0 | 0 | 0 | 0 | 0 | 0 | 0 | 0 | 0 | 0 | 0 | 0 | 0 | 0 | 0 | 0 | 0 | 0 | 0 | 0 | 0 | 0 | 0 | 0 | 0 | 0
CDP22 | NSW | CNSW | Wind | 503.54 | 503.54 | 641.54 | 1483.7289 | 2247.5058 | 5157.8856 | 5157.8856 | 5157.8856 | 5157.8856 | 5157.8856 | 5157.8856 | 5157.8856 | 5157.8856 | 5157.8856 | 5157.8856 | 5157.8856 | 5157.8856 | 5051.0856 | 4913.0756 | 4913.0756 | 4913.0756 | 4913.0756 | 4913.0756 | 4913.0756 | 4913.0756 | 5190.8312 | 5697.0862 | 5697.0862 | 5697.0862
CDP22 | NSW | CNSW | Utility solar | 1876.49 | 1876.49 | 1956.35 | 2961.0555 | 2961.0555 | 3944.0723 | 4206.6406 | 4206.6406 | 4206.6406 | 4206.6406 | 4206.6406 | 4206.6406 | 4206.6406 | 4206.6406 | 4206.6406 | 4206.6406 | 4206.6406 | 4206.6406 | 4206.6406 | 4104.6206 | 4743.391 | 4743.391 | 4871.5675 | 4871.5675 | 6457.1242 | 6691.1383 | 8215.99 | 8096.24 | 7926.36
CDP22 | NSW | CNSW | Distributed PV | 621.9378 | 636.102 | 644.9182 | 661.8711 | 702.2766 | 740.456 | 787.694 | 821.4306 | 856.4795 | 886.1984 | 918.429 | 939.0199 | 954.7714 | 966.4442 | 983.7172 | 994.2831 | 1006.6496 | 1019.2425 | 1037.8102 | 1049.5191 | 1061.3193 | 1073.5732 | 1093.3139 | 1104.7404 | 1118.1637 | 1133.1908 | 1153.9216 | 1167.3489 | 1182.2507
CDP22 | NSW | CNSW | Other renewable fuels | 0 | 0 | 0 | 0 | 0 | 0 | 0 | 0 | 0 | 0 | 0 | 0 | 0 | 0 | 0 | 0 | 0 | 0 | 0 | 0 | 0 | 0 | 0 | 0 | 0 | 0 | 30 | 90 | 90
CDP22 | NSW | CNSW | DSP | 0 | 0 | 0 | 0 | 0 | 0 | 0 | 0 | 0 | 0 | 0 | 0 | 0 | 0 | 0 | 0 | 0 | 0 | 0 | 0 | 0 | 0 | 0 | 0 | 0 | 0 | 0 | 0 | 0
CDP22 | NSW | SNW | Black coal | 4200 | 4200 | 1320 | 1320 | 1320 | 0 | 0 | 0 | 0 | 0 | 0 | 0 | 0 | 0 | 0 | 0 | 0 | 0 | 0 | 0 | 0 | 0 | 0 | 0 | 0 | 0 | 0 | 0 | 0
CDP22 | NSW | SNW | Mid-merit gas | 440 | 440 | 440 | 440 | 440 | 440 | 440 | 440 | 440 | 440 | 440 | 440 | 440 | 440 | 440 | 440 | 440 | 440 | 440 | 440 | 0 | 0 | 0 | 0 | 0 | 0 | 0 | 0 | 0
CDP22 | NSW | SNW | Flexible gas with CCS | 0 | 0 | 0 | 0 | 0 | 0 | 0 | 0 | 0 | 0 | 0 | 0 | 0 | 0 | 0 | 0 | 0 | 0 | 0 | 0 | 0 | 0 | 0 | 0 | 0 | 0 | 0 | 0 | 0
CDP22 | NSW | SNW | Flexible gas | 1979 | 1979 | 1979 | 1979 | 1979 | 1979 | 1979 | 1979 | 1979 | 1979 | 1979 | 1979 | 1979 | 1979 | 1979 | 1979 | 1979 | 1979 | 1979 | 2261.4109 | 2975.1552 | 3851.2152 | 3851.2152 | 3851.2152 | 3851.2152 | 3851.2152 | 3851.2152 | 3851.2152 | 3851.2152
CDP22 | NSW | SNW | Hydro | 0 | 0 | 0 | 0 | 0 | 0 | 0 | 0 | 0 | 0 | 0 | 0 | 0 | 0 | 0 | 0 | 0 | 0 | 0 | 0 | 0 | 0 | 0 | 0 | 0 | 0 | 0 | 0 | 0
CDP22 | NSW | SNW | Utility storage | 50 | 50 | 1571.8573 | 1571.8619 | 1571.8641 | 1607.5028 | 2076.8345 | 2704.3865 | 2776.9625 | 2704.3865 | 2704.3865 | 2776.9625 | 2704.3865 | 2654.3865 | 2726.9625 | 2726.9625 | 2654.3865 | 2654.3865 | 2654.3865 | 2654.3865 | 2726.9625 | 2654.3865 | 1312.8172 | 1240.2366 | 1240.2346 | 1280.366 | 968.289 | 968.289 | 1040.8651
CDP22 | NSW | SNW | Coordinated CER storage | 8.587 | 11.5295 | 14.8171 | 18.6626 | 22.7871 | 27.7997 | 33.4963 | 43.0237 | 55.4305 | 70.9627 | 90.1039 | 112.9793 | 139.8314 | 170.4524 | 205.2684 | 244.1544 | 286.9162 | 333.5338 | 384.2127 | 438.8854 | 497.66 | 560.8937 | 629.5544 | 702.4072 | 779.5514 | 860.1351 | 943.9419 | 983.3503 | 1018.6582
CDP22 | NSW | SNW | Passive CER storage | 186.8609 | 206.3463 | 224.5379 | 240.9368 | 258.9593 | 278.1444 | 301.9599 | 322.7208 | 344.5839 | 366.8252 | 390.7075 | 415.6523 | 441.7183 | 467.2367 | 494.0385 | 520.566 | 545.206 | 567.5963 | 588.6361 | 607.8089 | 625.5986 | 647.3132 | 670.0861 | 693.8422 | 718.7364 | 741.3337 | 761.6739 | 786.6727 | 809.1086
CDP22 | NSW | SNW | Offshore wind | 0 | 0 | 0 | 0 | 0 | 0 | 0 | 0 | 0 | 0 | 0 | 0 | 0 | 0 | 0 | 0 | 0 | 0 | 0 | 0 | 0 | 0 | 0 | 0 | 0 | 0 | 0 | 0 | 0
CDP22 | NSW | SNW | Wind | 0 | 0 | 0 | 0 | 0 | 0 | 0 | 0 | 0 | 0 | 0 | 0 | 0 | 0 | 0 | 0 | 0 | 0 | 0 | 0 | 0 | 0 | 0 | 0 | 0 | 0 | 0 | 0 | 0
CDP22 | NSW | SNW | Utility solar | 0 | 0 | 0 | 0 | 0 | 0 | 0 | 0 | 0 | 0 | 0 | 0 | 0 | 0 | 0 | 0 | 0 | 0 | 0 | 0 | 0 | 0 | 0 | 0 | 0 | 0 | 0 | 0 | 0
CDP22 | NSW | SNW | Distributed PV | 3679.6425 | 3821.5974 | 3976.6457 | 4171.7761 | 4514.291 | 4858.2954 | 5220.1292 | 5496.252 | 5768.549 | 6015.446 | 6247.5007 | 6444.969 | 6601.2248 | 6709.9767 | 6807.533 | 6901.289 | 6995.1835 | 7087.6409 | 7182.3455 | 7274.2264 | 7368.4104 | 7463.4566 | 7560.2199 | 7654.4945 | 7751.1288 | 7849.3467 | 7952.3875 | 8051.2259 | 8161.516
CDP22 | NSW | SNW | Other renewable fuels | 0 | 0 | 0 | 0 | 0 | 0 | 0 | 0 | 0 | 0 | 0 | 0 | 0 | 0 | 0 | 0 | 0 | 0 | 0 | 0 | 0 | 0 | 0 | 0 | 0 | 0 | 90 | 90 | 90
CDP22 | NSW | SNW | DSP | 336.74 | 342.94 | 349.4 | 358.05 | 499.09 | 685.31 | 850.38 | 920.72 | 991.02 | 1061.28 | 1070.04 | 1079.54 | 1087.21 | 1096.93 | 1105.44 | 1116.29 | 1124.85 | 1136.31 | 1138.21 | 1141.89 | 1148.33 | 1146.26 | 1149.08 | 1151.3 | 1149.72 | 1153.61 | 1157.93 | 1166.18 | 1185.25
CDP22 | NSW | SNSW | Black coal | 0 | 0 | 0 | 0 | 0 | 0 | 0 | 0 | 0 | 0 | 0 | 0 | 0 | 0 | 0 | 0 | 0 | 0 | 0 | 0 | 0 | 0 | 0 | 0 | 0 | 0 | 0 | 0 | 0
CDP22 | NSW | SNSW | Mid-merit gas | 0 | 0 | 0 | 0 | 0 | 0 | 0 | 0 | 0 | 0 | 0 | 0 | 0 | 0 | 0 | 0 | 0 | 0 | 0 | 0 | 0 | 0 | 0 | 0 | 0 | 0 | 0 | 0 | 0
CDP22 | NSW | SNSW | Flexible gas with CCS | 0 | 0 | 0 | 0 | 0 | 0 | 0 | 0 | 0 | 0 | 0 | 0 | 0 | 0 | 0 | 0 | 0 | 0 | 0 | 0 | 0 | 0 | 0 | 0 | 0 | 0 | 0 | 0 | 0
CDP22 | NSW | SNSW | Flexible gas | 692 | 692 | 692 | 692 | 692 | 692 | 692 | 692 | 692 | 692 | 692 | 692 | 692 | 692 | 692 | 692 | 692 | 692 | 692 | 692 | 692 | 0 | 0 | 0 | 0 | 0 | 0 | 0 | 0
CDP22 | NSW | SNSW | Hydro | 2285 | 2285 | 2285 | 2285 | 2285 | 2285 | 2285 | 2285 | 2285 | 2285 | 2285 | 2285 | 2285 | 2285 | 2285 | 2285 | 2285 | 2285 | 2285 | 2285 | 2285 | 2285 | 2285 | 2285 | 2285 | 2285 | 2285 | 2285 | 2285
CDP22 | NSW | SNSW | Utility storage | 299.99 | 309.99 | 368.9 | 368.9 | 568.9 | 2768.9 | 2854.969 | 2853.979 | 2854.969 | 2853.979 | 2853.979 | 2854.969 | 2853.979 | 2853.979 | 2854.969 | 2854.969 | 2853.979 | 2853.979 | 2853.979 | 2843.979 | 2794.969 | 2793.979 | 2735.069 | 2734.079 | 2734.079 | 2635.079 | 2587.3583 | 2587.3583 | 2437.3583
CDP22 | NSW | SNSW | Coordinated CER storage | 1.8316 | 2.4469 | 3.1469 | 4.0056 | 4.9448 | 6.063 | 7.344 | 8.8828 | 10.843 | 13.2952 | 16.3304 | 19.989 | 24.3293 | 29.3361 | 35.0941 | 41.5771 | 48.7432 | 56.6101 | 65.2405 | 74.6487 | 84.8616 | 95.9878 | 108.1835 | 121.2843 | 135.2958 | 150.0261 | 165.4879 | 173.4974 | 180.7336
CDP22 | NSW | SNSW | Passive CER storage | 39.8581 | 43.7926 | 47.6885 | 51.7125 | 56.1945 | 60.6618 | 66.2045 | 71.0929 | 76.2779 | 81.7101 | 87.5202 | 93.586 | 99.9174 | 106.2198 | 112.7798 | 119.2142 | 125.1293 | 130.5318 | 135.6734 | 140.5429 | 145.2071 | 150.7156 | 156.525 | 162.5649 | 168.7895 | 174.3699 | 179.4516 | 185.5172 | 191.0124
CDP22 | NSW | SNSW | Offshore wind | 0 | 0 | 0 | 0 | 0 | 0 | 0 | 0 | 0 | 0 | 0 | 0 | 0 | 0 | 0 | 0 | 0 | 0 | 0 | 0 | 0 | 0 | 0 | 0 | 0 | 0 | 0 | 0 | 0
CDP22 | NSW | SNSW | Wind | 1792.06 | 1850.06 | 1890.08 | 2420.54 | 3005.6701 | 3005.6701 | 3005.6701 | 3005.6701 | 3005.6701 | 3005.6701 | 3005.6701 | 3005.6701 | 3005.6701 | 2959.1701 | 2959.1701 | 2929.1701 | 2929.1701 | 2675.2901 | 2626.9901 | 2626.9901 | 2337.9801 | 2337.9801 | 2094.1801 | 1923.9451 | 1928.258 | 1553.9758 | 1559.4153 | 1559.4153 | 1559.4153
CDP22 | NSW | SNSW | Utility solar | 2083.08 | 2083.08 | 2475.36 | 2817.7577 | 3376.8785 | 3376.8785 | 3377.7785 | 3376.8785 | 3376.8785 | 3376.8785 | 3376.8785 | 3376.8785 | 3376.8785 | 3376.8785 | 3376.8785 | 3226.8485 | 3226.8485 | 3226.8485 | 3226.8485 | 3226.8485 | 3826.3733 | 4454.3968 | 4454.3968 | 4369.3968 | 4336.9968 | 4708.5472 | 4426.6294 | 3651.4194 | 3621.4194
CDP22 | NSW | SNSW | Distributed PV | 986.0326 | 1016.5758 | 1046.5931 | 1086.1683 | 1164.1203 | 1240.9168 | 1328.5137 | 1393.4014 | 1458.5676 | 1517.356 | 1578.8062 | 1621.3015 | 1659.1313 | 1689.5418 | 1724.7489 | 1750.0152 | 1777.7549 | 1805.5558 | 1841.3577 | 1866.4198 | 1894.7072 | 1924.1874 | 1962.8752 | 1990.9999 | 2022.3122 | 2052.6863 | 2093.9396 | 2124.8409 | 2159.5341
CDP22 | NSW | SNSW | Other renewable fuels | 0 | 0 | 0 | 0 | 0 | 0 | 0 | 0 | 0 | 0 | 0 | 0 | 0 | 0 | 0 | 0 | 0 | 0 | 0 | 0 | 0 | 0 | 0 | 0 | 0 | 0 | 0 | 0 | 0
CDP22 | NSW | SNSW | DSP | 0 | 0 | 0 | 0 | 0 | 0 | 0 | 0 | 0 | 0 | 0 | 0 | 0 | 0 | 0 | 0 | 0 | 0 | 0 | 0 | 0 | 0 | 0 | 0 | 0 | 0 | 0 | 0 | 0
CDP22 | QLD | NQ | Black coal | 0 | 0 | 0 | 0 | 0 | 0 | 0 | 0 | 0 | 0 | 0 | 0 | 0 | 0 | 0 | 0 | 0 | 0 | 0 | 0 | 0 | 0 | 0 | 0 | 0 | 0 | 0 | 0 | 0
CDP22 | QLD | NQ | Mid-merit gas | 244 | 244 | 244 | 244 | 244 | 244 | 244 | 244 | 244 | 244 | 244 | 244 | 244 | 244 | 244 | 244 | 244 | 244 | 244 | 244 | 244 | 244 | 244 | 0 | 0 | 0 | 0 | 0 | 0
CDP22 | QLD | NQ | Flexible gas with CCS | 0 | 0 | 0 | 0 | 0 | 0 | 0 | 0 | 0 | 0 | 0 | 0 | 0 | 0 | 0 | 0 | 0 | 0 | 0 | 0 | 0 | 0 | 0 | 0 | 0 | 0 | 0 | 0 | 0
CDP22 | QLD | NQ | Flexible gas | 423.5 | 423.5 | 423.5 | 423.5 | 423.5 | 423.5 | 423.5 | 423.5 | 423.5 | 423.5 | 131.5 | 131.5 | 131.5 | 131.5 | 131.5 | 131.5 | 131.5 | 131.5 | 131.5 | 131.5 | 131.5 | 0 | 0 | 0 | 0 | 0 | 0 | 0 | 0
CDP22 | QLD | NQ | Hydro | 156.4 | 156.4 | 156.4 | 156.4 | 156.4 | 156.4 | 156.4 | 156.4 | 156.4 | 156.4 | 156.4 | 156.4 | 156.4 | 156.4 | 70 | 70 | 70 | 70 | 70 | 0 | 0 | 0 | 0 | 0 | 0 | 0 | 0 | 0 | 0
CDP22 | QLD | NQ | Utility storage | 250 | 250 | 250 | 550 | 550 | 550 | 550 | 550 | 550 | 550 | 550.0001 | 550.0001 | 555.2097 | 555.2097 | 555.2099 | 555.2099 | 555.2099 | 555.2099 | 555.2099 | 555.2099 | 555.2099 | 555.2099 | 555.2099 | 255.8598 | 270.2155 | 411.4462 | 430.4398 | 430.4398 | 430.4398
CDP22 | QLD | NQ | Coordinated CER storage | 0.88737 | 1.2167 | 1.5929 | 2.0251 | 2.5236 | 3.12 | 3.8402 | 4.861 | 6.1864 | 7.8245 | 9.8358 | 12.2418 | 15.0717 | 18.2721 | 21.9141 | 25.9728 | 30.4036 | 35.228 | 40.4665 | 46.1292 | 52.2496 | 58.927 | 66.1344 | 73.8088 | 81.9834 | 90.4987 | 99.3492 | 103.7072 | 107.6837
CDP22 | QLD | NQ | Passive CER storage | 18.5285 | 21.0552 | 23.4635 | 25.9022 | 28.4576 | 31.3925 | 34.814 | 37.9522 | 41.4162 | 44.9799 | 48.8461 | 52.9834 | 57.3995 | 61.6721 | 66.1572 | 70.6014 | 74.6827 | 78.4936 | 82.1191 | 85.5856 | 89.0361 | 92.9771 | 97.0969 | 101.3628 | 105.886 | 109.9772 | 113.7091 | 117.7593 | 121.4976
CDP22 | QLD | NQ | Offshore wind | 0 | 0 | 0 | 0 | 0 | 0 | 0 | 0 | 0 | 0 | 0 | 0 | 0 | 0 | 0 | 0 | 0 | 0 | 0 | 0 | 0 | 0 | 0 | 0 | 0 | 0 | 0 | 0 | 0
CDP22 | QLD | NQ | Wind | 375.64 | 375.64 | 375.64 | 375.64 | 1603.0721 | 1932.1658 | 2515.2001 | 2515.2001 | 2515.2001 | 2515.2001 | 2656.8184 | 2674.999 | 2838.7045 | 2975.6767 | 2975.6767 | 2975.6767 | 2975.6767 | 2975.6767 | 2975.6767 | 2975.6767 | 2913.8478 | 3423.4011 | 3423.4011 | 3380.2011 | 3380.2011 | 3254.807 | 3423.3968 | 3457.8995 | 3457.8995
CDP22 | QLD | NQ | Utility solar | 521.6 | 521.6 | 521.6 | 521.6 | 521.6 | 521.6 | 521.6 | 521.6 | 521.6 | 521.6 | 521.6 | 521.6 | 574.127 | 574.127 | 525.627 | 525.627 | 525.627 | 525.627 | 659.9476 | 582.4734 | 466.5134 | 515.2703 | 515.2703 | 500.2703 | 400.2903 | 379.3203 | 672.2521 | 572.2221 | 572.2221
CDP22 | QLD | NQ | Distributed PV | 650.1918 | 674.7727 | 703.9561 | 730.2258 | 763.9198 | 810.8536 | 853.2797 | 886.3548 | 917.2914 | 944.1354 | 970.7969 | 991.2841 | 1008.6228 | 1022.5255 | 1038.7204 | 1053.488 | 1067.6015 | 1084.5645 | 1102.9542 | 1118.778 | 1136.6862 | 1153.6954 | 1172.9582 | 1190.3775 | 1209.4642 | 1228.2939 | 1251.6994 | 1274.419 | 1298.4572
CDP22 | QLD | NQ | Other renewable fuels | 0 | 0 | 0 | 0 | 0 | 0 | 0 | 0 | 0 | 0 | 0 | 0 | 0 | 0 | 0 | 0 | 0 | 0 | 0 | 0 | 0 | 0 | 0 | 0 | 0 | 0 | 0 | 0 | 0
CDP22 | QLD | NQ | DSP | 0 | 0 | 0 | 0 | 0 | 0 | 0 | 0 | 0 | 0 | 0 | 0 | 0 | 0 | 0 | 0 | 0 | 0 | 0 | 0 | 0 | 0 | 0 | 0 | 0 | 0 | 0 | 0 | 0
CDP22 | QLD | GG | Black coal | 1680 | 1680 | 1680 | 1680 | 840 | 840 | 840 | 280 | 0 | 0 | 0 | 0 | 0 | 0 | 0 | 0 | 0 | 0 | 0 | 0 | 0 | 0 | 0 | 0 | 0 | 0 | 0 | 0 | 0
CDP22 | QLD | GG | Mid-merit gas | 180 | 180 | 180 | 180 | 180 | 180 | 180 | 180 | 180 | 180 | 180 | 180 | 180 | 180 | 180 | 180 | 180 | 180 | 180 | 180 | 180 | 180 | 180 | 180 | 180 | 180 | 180 | 0 | 0
CDP22 | QLD | GG | Flexible gas with CCS | 0 | 0 | 0 | 0 | 0 | 0 | 0 | 0 | 0 | 0 | 0 | 0 | 0 | 0 | 0 | 0 | 0 | 0 | 0 | 0 | 0 | 0 | 0 | 0 | 0 | 0 | 0 | 0 | 0
CDP22 | QLD | GG | Flexible gas | 0 | 0 | 0 | 0 | 0 | 0 | 0 | 0 | 0 | 0 | 0 | 0 | 0 | 0 | 0 | 0 | 0 | 0 | 0 | 0 | 0 | 0 | 0 | 0 | 0 | 0 | 0 | 0 | 0
CDP22 | QLD | GG | Hydro | 0 | 0 | 0 | 0 | 0 | 0 | 0 | 0 | 0 | 0 | 0 | 0 | 0 | 0 | 0 | 0 | 0 | 0 | 0 | 0 | 0 | 0 | 0 | 0 | 0 | 0 | 0 | 0 | 0
CDP22 | QLD | GG | Utility storage | 0 | 0 | 400 | 400 | 400 | 400 | 400.0001 | 400.0001 | 400.0001 | 400.0001 | 400.0001 | 400.0001 | 400.0001 | 400.0003 | 400.3743 | 400.3743 | 400.3743 | 400.3743 | 400.3743 | 400.3743 | 400.3743 | 400.3743 | 0.37433 | 32.936 | 81.2033 | 81.2034 | 629.8579 | 629.8579 | 781.4916
CDP22 | QLD | GG | Coordinated CER storage | 0.048726 | 0.066819 | 0.087887 | 0.11153 | 0.14153 | 0.17366 | 0.21572 | 0.29891 | 0.41299 | 0.56211 | 0.74955 | 0.97712 | 1.2471 | 1.5592 | 1.9169 | 2.3184 | 2.7646 | 3.2536 | 3.7908 | 4.3761 | 5.009 | 5.7004 | 6.4465 | 7.2409 | 8.0831 | 8.9664 | 9.8883 | 10.3376 | 10.7449
CDP22 | QLD | GG | Passive CER storage | 1.0174 | 1.1563 | 1.2946 | 1.4266 | 1.5959 | 1.7473 | 1.9556 | 2.1352 | 2.3376 | 2.5644 | 2.8105 | 3.0704 | 3.3401 | 3.6127 | 3.8978 | 4.1748 | 4.4417 | 4.6827 | 4.9228 | 5.1563 | 5.3782 | 5.6374 | 5.9123 | 6.1964 | 6.4847 | 6.7498 | 6.9899 | 7.2551 | 7.4911
CDP22 | QLD | GG | Offshore wind | 0 | 0 | 0 | 0 | 0 | 0 | 0 | 0 | 0 | 0 | 0 | 0 | 0 | 0 | 0 | 0 | 0 | 0 | 0 | 0 | 0 | 0 | 0 | 0 | 0 | 0 | 0 | 0 | 0
CDP22 | QLD | GG | Wind | 0 | 0 | 0 | 0 | 0 | 0 | 0 | 0 | 0 | 0 | 0 | 0 | 0 | 0 | 0 | 0 | 0 | 0 | 0 | 0 | 0 | 0 | 0 | 0 | 0 | 0 | 0 | 0 | 0
CDP22 | QLD | GG | Utility solar | 0 | 0 | 0 | 0 | 0 | 0 | 0 | 0 | 0 | 0 | 0 | 0 | 0 | 0 | 0 | 0 | 0 | 0 | 0 | 0 | 0 | 0 | 0 | 0 | 0 | 0 | 0 | 0 | 0
CDP22 | QLD | GG | Distributed PV | 62.5042 | 64.2791 | 66.415 | 68.9878 | 72.7673 | 76.244 | 80.0461 | 83.5314 | 86.727 | 89.5602 | 92.1585 | 94.3304 | 96.0517 | 97.5469 | 99.0431 | 100.4574 | 101.995 | 103.5388 | 105.3012 | 107.0116 | 108.5825 | 110.2539 | 112.0709 | 113.8938 | 115.5761 | 117.3638 | 119.4773 | 121.9029 | 124.2038
CDP22 | QLD | GG | Other renewable fuels | 0 | 0 | 0 | 0 | 0 | 0 | 0 | 0 | 0 | 0 | 0 | 0 | 0 | 0 | 0 | 0 | 0 | 0 | 0 | 0 | 0 | 0 | 0 | 0 | 0 | 0 | 0 | 0 | 0
CDP22 | QLD | GG | DSP | 0 | 0 | 0 | 0 | 0 | 0 | 0 | 0 | 0 | 0 | 0 | 0 | 0 | 0 | 0 | 0 | 0 | 0 | 0 | 0 | 0 | 0 | 0 | 0 | 0 | 0 | 0 | 0 | 0
CDP22 | QLD | CQ | Black coal | 3004 | 3004 | 3004 | 3004 | 2304 | 2304 | 1574 | 1574 | 1574 | 844 | 844 | 844 | 844 | 844 | 844 | 844 | 844 | 844 | 844 | 844 | 844 | 844 | 844 | 844 | 844 | 844 | 844 | 844 | 0
CDP22 | QLD | CQ | Mid-merit gas | 0 | 0 | 0 | 0 | 0 | 0 | 0 | 0 | 0 | 0 | 0 | 0 | 0 | 0 | 0 | 0 | 0 | 0 | 0 | 0 | 0 | 0 | 0 | 0 | 0 | 0 | 0 | 0 | 0
CDP22 | QLD | CQ | Flexible gas with CCS | 0 | 0 | 0 | 0 | 0 | 0 | 0 | 0 | 0 | 0 | 0 | 0 | 0 | 0 | 0 | 0 | 0 | 0 | 0 | 0 | 0 | 0 | 0 | 0 | 0 | 0 | 0 | 0 | 0
CDP22 | QLD | CQ | Flexible gas | 37 | 37 | 37 | 37 | 37 | 37 | 37 | 37 | 37 | 37 | 37 | 0 | 0 | 0 | 0 | 0 | 0 | 0 | 0 | 0 | 0 | 0 | 0 | 0 | 0 | 0 | 0 | 0 | 0
CDP22 | QLD | CQ | Hydro | 0 | 0 | 0 | 0 | 0 | 0 | 0 | 0 | 0 | 0 | 0 | 0 | 0 | 0 | 0 | 0 | 0 | 0 | 0 | 0 | 0 | 0 | 0 | 0 | 0 | 0 | 0 | 0 | 0
CDP22 | QLD | CQ | Utility storage | 50 | 50 | 50 | 50 | 200 | 200 | 200.0001 | 200.0001 | 200.0001 | 200.0001 | 200.0001 | 200.0001 | 200.001 | 200.0011 | 200.3751 | 200.3752 | 200.3752 | 200.3752 | 200.3752 | 150.3752 | 150.3752 | 150.3754 | 150.3754 | 182.8719 | 80.5373 | 142.9639 | 822.6705 | 822.6705 | 1226.4287
CDP22 | QLD | CQ | Coordinated CER storage | 0.81707 | 1.1192 | 1.475 | 1.8705 | 2.3506 | 2.8941 | 3.5651 | 4.6403 | 6.0457 | 7.8273 | 10.0404 | 12.6969 | 15.8224 | 19.4074 | 23.4888 | 28.0554 | 33.0802 | 38.5531 | 44.5354 | 51.0196 | 58.024 | 65.6952 | 73.9546 | 82.751 | 92.094 | 101.874 | 112.0393 | 117.0219 | 121.5395
CDP22 | QLD | CQ | Passive CER storage | 17.0607 | 19.3666 | 21.7275 | 23.9255 | 26.506 | 29.119 | 32.3201 | 35.3739 | 38.6267 | 42.1175 | 45.9487 | 49.9898 | 54.2028 | 58.4551 | 62.8527 | 67.2149 | 71.3089 | 75.0313 | 78.6845 | 82.1837 | 85.591 | 89.6089 | 93.7355 | 98.007 | 102.4317 | 106.5375 | 110.2123 | 114.1759 | 117.7274
CDP22 | QLD | CQ | Offshore wind | 0 | 0 | 0 | 0 | 0 | 0 | 0 | 0 | 0 | 0 | 0 | 0 | 0 | 0 | 0 | 0 | 0 | 0 | 0 | 0 | 0 | 0 | 0 | 0 | 0 | 0 | 0 | 0 | 0
CDP22 | QLD | CQ | Wind | 300 | 300 | 439 | 439 | 947.0769 | 1434.4096 | 1434.4096 | 1434.4096 | 1434.4096 | 1434.4096 | 1875.5721 | 1931.5006 | 1931.5006 | 2369.214 | 2369.214 | 2369.214 | 2369.214 | 2369.214 | 2369.214 | 2369.214 | 2400.6124 | 3368.1259 | 3368.1259 | 3368.1259 | 3368.1259 | 3368.1259 | 3032.0973 | 3032.0973 | 3032.0973
CDP22 | QLD | CQ | Utility solar | 788.17 | 788.17 | 788.17 | 788.17 | 860.8017 | 860.8017 | 860.8017 | 860.8017 | 860.8017 | 860.8017 | 860.8017 | 1220.9487 | 1220.9487 | 1220.9487 | 1220.9487 | 1220.9487 | 1220.9487 | 1220.9487 | 1252.9902 | 1252.9903 | 1238.9909 | 1196.4909 | 1196.4909 | 1196.4909 | 1196.491 | 2522.2445 | 3480.2277 | 4079.1424 | 4993.9401
CDP22 | QLD | CQ | Distributed PV | 722.2681 | 742.6714 | 766.5235 | 793.7311 | 832.2373 | 870.8408 | 919.19 | 959.03 | 992.0332 | 1024.4908 | 1056.5767 | 1083.0724 | 1101.7266 | 1123.061 | 1144.5628 | 1165.0051 | 1182.6817 | 1203.6093 | 1227.4527 | 1248.9192 | 1267.2572 | 1290.1466 | 1314.2082 | 1336.8165 | 1356.4594 | 1381.1351 | 1408.4892 | 1436.2188 | 1460.3169
CDP22 | QLD | CQ | Other renewable fuels | 0 | 0 | 0 | 0 | 0 | 0 | 0 | 0 | 0 | 0 | 0 | 0 | 0 | 0 | 0 | 0 | 0 | 0 | 0 | 0 | 0 | 0 | 0 | 0 | 0 | 0 | 0 | 0 | 0
CDP22 | QLD | CQ | DSP | 0 | 0 | 0 | 0 | 0 | 0 | 0 | 0 | 0 | 0 | 0 | 0 | 0 | 0 | 0 | 0 | 0 | 0 | 0 | 0 | 0 | 0 | 0 | 0 | 0 | 0 | 0 | 0 | 0
CDP22 | QLD | SQ | Black coal | 3446 | 3446 | 3446 | 3446 | 3446 | 3446 | 3446 | 2746 | 2746 | 2396 | 1596 | 852 | 852 | 852 | 852 | 852 | 852 | 852 | 852 | 852 | 852 | 852 | 852 | 852 | 852 | 852 | 852 | 852 | 0
CDP22 | QLD | SQ | Mid-merit gas | 1173.9 | 1173.9 | 1173.9 | 1173.9 | 1173.9 | 1173.9 | 1173.9 | 1173.9 | 1173.9 | 1173.9 | 1173.9 | 1173.9 | 1173.9 | 788.9 | 788.9 | 788.9 | 644.5 | 644.5 | 644.5 | 644.5 | 644.5 | 644.5 | 0 | 0 | 0 | 0 | 0 | 0 | 0
CDP22 | QLD | SQ | Flexible gas with CCS | 0 | 0 | 0 | 0 | 0 | 0 | 0 | 0 | 0 | 0 | 0 | 0 | 0 | 0 | 0 | 0 | 0 | 0 | 0 | 0 | 0 | 0 | 0 | 0 | 0 | 0 | 0 | 0 | 0
CDP22 | QLD | SQ | Flexible gas | 1509 | 1509 | 1509 | 1709 | 1709 | 1709 | 1709 | 1709 | 1709 | 1709 | 1928.6201 | 2512.7001 | 2893.6238 | 3155.1215 | 3155.1215 | 3364.749 | 3364.749 | 3364.749 | 3559.4994 | 4221.4478 | 4221.4478 | 4221.4478 | 4221.4478 | 4240.5692 | 4240.5692 | 4240.5692 | 3721.5692 | 3375.5692 | 3535.886
CDP22 | QLD | SQ | Hydro | 0 | 0 | 0 | 0 | 0 | 0 | 0 | 0 | 0 | 0 | 0 | 0 | 0 | 0 | 0 | 0 | 0 | 0 | 0 | 0 | 0 | 0 | 0 | 0 | 0 | 0 | 0 | 0 | 0
CDP22 | QLD | SQ | Utility storage | 709.6 | 1423.76 | 1729.76 | 1729.76 | 1729.76 | 1729.76 | 1729.76 | 1729.76 | 3727.76 | 3727.7601 | 3727.7601 | 3727.7601 | 3727.7601 | 3727.7602 | 3870.9016 | 3770.9016 | 3770.9016 | 3770.9016 | 3770.9016 | 3770.9016 | 3770.9016 | 3470.9016 | 3220.9016 | 3504.5338 | 3504.5338 | 3249.7337 | 3612.6761 | 3612.6761 | 3512.6761
CDP22 | QLD | SQ | Coordinated CER storage | 4.2813 | 5.9349 | 7.8549 | 10.0673 | 12.639 | 15.6606 | 19.5036 | 26.1745 | 34.9449 | 45.9905 | 59.704 | 76.2037 | 95.6949 | 118.0268 | 143.566 | 172.1726 | 203.6626 | 237.961 | 275.4027 | 316.0829 | 360.0365 | 407.5661 | 459.4511 | 514.7474 | 573.5005 | 635.0211 | 699.1749 | 730.6031 | 759.1308
CDP22 | QLD | SQ | Passive CER storage | 89.3949 | 102.7017 | 115.7072 | 128.7691 | 142.5235 | 157.5718 | 176.8119 | 194.2469 | 213.1165 | 232.7482 | 254.1827 | 276.937 | 301.0369 | 325.0195 | 350.4149 | 375.6131 | 399.0493 | 420.0192 | 440.1605 | 459.7105 | 478.6237 | 501.0311 | 524.6191 | 549.2404 | 574.878 | 598.5559 | 620.3463 | 643.8322 | 664.9847
CDP22 | QLD | SQ | Offshore wind | 0 | 0 | 0 | 0 | 0 | 0 | 0 | 0 | 0 | 0 | 0 | 0 | 0 | 0 | 0 | 0 | 0 | 0 | 0 | 0 | 0 | 0 | 0 | 0 | 0 | 0 | 0 | 0 | 0
CDP22 | QLD | SQ | Wind | 864.95 | 1788.35 | 1788.35 | 1788.35 | 3188.3501 | 4142.8058 | 4142.8058 | 4142.8058 | 4142.8058 | 4142.8058 | 4142.8058 | 5691.2873 | 5724.1782 | 5781.7364 | 5781.7364 | 5781.7364 | 5781.7364 | 5781.7364 | 5781.7364 | 5781.7364 | 5781.7365 | 5341.7665 | 5341.7665 | 5341.7665 | 5341.7665 | 8048.38 | 8048.38 | 8048.38 | 8048.38
CDP22 | QLD | SQ | Utility solar | 1791.51 | 1791.51 | 1850.95 | 1951.79 | 1951.25 | 1950.69 | 1950.14 | 1949.57 | 1949.01 | 2361.7788 | 4420.3866 | 4546.4319 | 5147.5715 | 5235.5445 | 5235.5445 | 5235.5445 | 5235.5445 | 5235.5445 | 5235.5445 | 6653.606 | 6832.4935 | 6729.5335 | 7238.7276 | 6818.1025 | 7413.3655 | 7386.0655 | 9225.175 | 9225.175 | 9510.93
CDP22 | QLD | SQ | Distributed PV | 4444.5857 | 4601.2689 | 4749.54 | 4916.8363 | 5144.4056 | 5366.8426 | 5600.5382 | 5818.1179 | 6023.3354 | 6208.4396 | 6390.235 | 6547.3482 | 6680.4309 | 6801.3486 | 6930.4487 | 7058.0895 | 7183.3758 | 7312.5864 | 7449.028 | 7583.0522 | 7712.7031 | 7848.2261 | 7992.0637 | 8132.0113 | 8268.3973 | 8416.1653 | 8582.7632 | 8750.2442 | 8916.9501
CDP22 | QLD | SQ | Other renewable fuels | 0 | 0 | 0 | 0 | 0 | 0 | 0 | 0 | 0 | 0 | 0 | 0 | 0 | 0 | 0 | 0 | 0 | 0 | 0 | 0 | 0 | 0 | 0 | 0 | 0 | 0 | 0 | 90 | 90
CDP22 | QLD | SQ | DSP | 261.52 | 264.77 | 266.65 | 271.43 | 274.99 | 279.39 | 263.31 | 268.86 | 272.92 | 276.84 | 281.85 | 287.32 | 293.21 | 299.76 | 303.87 | 308.31 | 314.85 | 318.56 | 321.21 | 324.66 | 327.68 | 329.75 | 332.41 | 336.27 | 338.73 | 347.33 | 354.15 | 361.49 | 363.01
CDP22 | VIC | VIC | Brown coal | 4820 | 4820 | 4820 | 4820 | 4820 | 3370 | 3370 | 3370 | 3370 | 3370 | 1160 | 580 | 580 | 580 | 580 | 580 | 580 | 580 | 580 | 580 | 580 | 580 | 580 | 580 | 0 | 0 | 0 | 0 | 0
CDP22 | VIC | VIC | Mid-merit gas | 500 | 500 | 500 | 500 | 500 | 0 | 0 | 0 | 0 | 0 | 0 | 0 | 0 | 0 | 0 | 0 | 0 | 0 | 0 | 0 | 0 | 0 | 0 | 0 | 0 | 0 | 0 | 0 | 0
CDP22 | VIC | VIC | Flexible gas with CCS | 0 | 0 | 0 | 0 | 0 | 0 | 0 | 0 | 0 | 0 | 0 | 0 | 0 | 0 | 0 | 0 | 0 | 0 | 0 | 0 | 0 | 0 | 0 | 0 | 0 | 0 | 0 | 0 | 0
CDP22 | VIC | VIC | Flexible gas | 1900 | 1900 | 1900 | 1900 | 1900 | 1900 | 1900 | 1900 | 1900 | 1900 | 1730 | 1730 | 1730 | 1730 | 1730 | 1730 | 1290 | 1290 | 1290 | 1228.9624 | 1228.9624 | 1228.9624 | 1228.9624 | 1228.9624 | 1302.9515 | 1302.9515 | 1302.9515 | 1302.9515 | 2203.6935
CDP22 | VIC | VIC | Hydro | 2219.02 | 2219.02 | 2219.02 | 2219.02 | 2219.02 | 2219.02 | 2219.02 | 2219.02 | 2219.02 | 2219.02 | 2219.02 | 2219.02 | 2219.02 | 2219.02 | 2219.02 | 2219.02 | 2219.02 | 2219.02 | 2219.02 | 2219.02 | 2219.02 | 2219.02 | 2219.02 | 2219.02 | 2219.02 | 2219.02 | 2219.02 | 2219.02 | 2219.02
CDP22 | VIC | VIC | Utility storage | 299.13 | 479.13 | 1990.64 | 2405.4404 | 2860.5043 | 2852.8044 | 3053.23 | 3060.53 | 3572.23 | 4083.17 | 4593.04 | 6201.92 | 6201.92 | 6208.52 | 6201.92 | 6196.92 | 6196.92 | 6196.92 | 5896.92 | 5896.92 | 5746.92 | 6128.6298 | 5827.3198 | 5088.8194 | 4783.3557 | 4783.356 | 4553.3303 | 3953.3303 | 3441.6303
CDP22 | VIC | VIC | Coordinated CER storage | 10.6132 | 15.1363 | 20.7187 | 26.6998 | 33.6099 | 42.073 | 52.0251 | 65.3888 | 82.4785 | 103.5543 | 129.304 | 159.8675 | 195.5802 | 236.092 | 282.1042 | 333.3048 | 389.2764 | 449.9516 | 515.8702 | 587.1309 | 663.853 | 746.8741 | 837.0114 | 932.8772 | 1034.5743 | 1140.6225 | 1250.7708 | 1304.751 | 1353.7071
CDP22 | VIC | VIC | Passive CER storage | 269.7717 | 301.4603 | 331.822 | 361.74 | 393.4245 | 427.1076 | 470.0826 | 508.8755 | 550.5086 | 593.6031 | 640.251 | 689.3259 | 740.7945 | 791.6143 | 844.9475 | 897.6568 | 946.6059 | 991.0946 | 1033.8217 | 1074.9606 | 1114.8568 | 1161.2955 | 1209.6656 | 1259.8506 | 1312.0582 | 1360.0652 | 1403.9921 | 1454.6296 | 1500.8336
CDP22 | VIC | VIC | Offshore wind | 0 | 0 | 0 | 0 | 0 | 0 | 0 | 1000 | 2000 | 2666.6667 | 3333.3333 | 4000 | 5000 | 6000 | 7000 | 8000 | 8999.9999 | 8999.9999 | 8999.9999 | 8999.9999 | 8999.9999 | 8999.9999 | 8999.9999 | 8999.9999 | 8999.9999 | 8999.9999 | 8999.9999 | 8999.9999 | 8999.9999
CDP22 | VIC | VIC | Wind | 4537.37 | 4537.37 | 5381.93 | 5399.09 | 5399.0901 | 6754.2224 | 7177.2418 | 7177.2418 | 7177.2418 | 7177.2418 | 7124.7418 | 6932.7418 | 6932.7418 | 6932.7418 | 6869.7418 | 6449.7418 | 6449.7418 | 6161.4418 | 6161.4418 | 6110.8918 | 5793.6918 | 5481.6918 | 4634.7018 | 4634.7018 | 4237.2019 | 4865.5745 | 5557.2179 | 5405.294 | 5405.294
CDP22 | VIC | VIC | Utility solar | 1078.39 | 1171.87 | 1343.97 | 1696.09 | 1696.09 | 1696.09 | 1696.0901 | 1696.0901 | 1696.0901 | 1696.0901 | 1696.0901 | 1696.0901 | 1696.0901 | 1696.0901 | 1696.0901 | 1696.0901 | 1696.0901 | 1696.0901 | 1696.0901 | 1696.0901 | 2415.9659 | 3280.7493 | 3253.5793 | 3253.5793 | 3253.5793 | 3113.5593 | 2737.6293 | 2656.6293 | 2461.6193
CDP22 | VIC | VIC | Distributed PV | 4946.5809 | 5473.4647 | 6000.3487 | 6548.375 | 7156.223 | 7660.403 | 8174.482 | 8576.747 | 8962.685 | 9347.904 | 9703.346 | 10044.94 | 10318.213 | 10545.242 | 10731.794 | 10916.825 | 11076.006 | 11258.545 | 11424.147 | 11608.487 | 11778.063 | 11966.74 | 12140.772 | 12336.863 | 12549.209 | 12805.429 | 13049.815 | 13309.967 | 13556.198
CDP22 | VIC | VIC | Other renewable fuels | 0 | 0 | 0 | 0 | 0 | 0 | 0 | 0 | 0 | 0 | 0 | 0 | 0 | 0 | 0 | 0 | 0 | 0 | 0 | 0 | 0 | 0 | 0 | 0 | 0 | 0 | 0 | 90 | 90
CDP22 | VIC | VIC | DSP | 257.18 | 259.24 | 262.65 | 254.27 | 258.93 | 265 | 272.05 | 276.46 | 282.34 | 286.44 | 291.15 | 294 | 296.52 | 298.78 | 301.25 | 303.94 | 307.11 | 310.41 | 312.34 | 314.87 | 316.32 | 317.01 | 318.65 | 319.05 | 318.14 | 316.32 | 315.74 | 316.68 | 318.56
CDP22 | SA | CSA | Mid-merit gas | 1509 | 1509 | 1509 | 529 | 529 | 529 | 529 | 529 | 529 | 529 | 529 | 529 | 529 | 529 | 0 | 0 | 0 | 0 | 0 | 0 | 0 | 0 | 0 | 0 | 0 | 0 | 0 | 0 | 0
CDP22 | SA | CSA | Flexible gas with CCS | 0 | 0 | 0 | 0 | 0 | 0 | 0 | 0 | 0 | 0 | 0 | 0 | 0 | 0 | 0 | 0 | 0 | 0 | 0 | 0 | 0 | 0 | 0 | 0 | 0 | 0 | 0 | 0 | 0
CDP22 | SA | CSA | Flexible gas | 1421.06 | 1421.06 | 1621.06 | 1621.06 | 1547.56 | 1547.56 | 1547.56 | 1301.56 | 1301.56 | 1061.9 | 1263.6289 | 1326.9 | 1326.9 | 1326.9 | 1326.9 | 1326.9 | 1326.9 | 1326.9 | 1326.9 | 1410.6382 | 1757.9539 | 1419.9539 | 1296.7539 | 1142.7539 | 1142.7539 | 1142.7539 | 1142.7539 | 1105.5539 | 1105.5539
CDP22 | SA | CSA | Hydro | 0 | 0 | 0 | 0 | 0 | 0 | 0 | 0 | 0 | 0 | 0 | 0 | 0 | 0 | 0 | 0 | 0 | 0 | 0 | 0 | 0 | 0 | 0 | 0 | 0 | 0 | 0 | 0 | 0
CDP22 | SA | CSA | Utility storage | 456.2 | 656.2 | 951.18 | 1569.6563 | 2801.7864 | 2807.8064 | 2801.7865 | 2771.7865 | 2771.7865 | 2771.7865 | 2771.7865 | 2771.7865 | 2771.7865 | 2771.7865 | 2771.7865 | 2771.7865 | 2771.7865 | 2771.7865 | 2759.7865 | 2765.8065 | 2509.0865 | 2315.1065 | 2153.1065 | 1534.6302 | 1465.9869 | 1424.4869 | 1852.6294 | 1852.6294 | 1852.6294
CDP22 | SA | CSA | Coordinated CER storage | 55.6719 | 62.4605 | 69.574 | 76.4942 | 84.1684 | 92.1358 | 101.9094 | 111.3026 | 121.9009 | 133.5508 | 146.6546 | 161.056 | 176.8714 | 193.5765 | 211.7514 | 230.9299 | 250.6652 | 270.8794 | 292.0065 | 314.1066 | 337.1741 | 362.1662 | 388.8506 | 416.8107 | 446.0604 | 475.6817 | 505.6161 | 520.6813 | 534.0007
CDP22 | SA | CSA | Passive CER storage | 163.4148 | 176.8412 | 189.127 | 200.7947 | 212.4134 | 224.7795 | 239.333 | 252.1373 | 265.4672 | 278.7557 | 292.6711 | 306.7404 | 321.0593 | 334.5405 | 348.2941 | 361.3463 | 372.8549 | 382.7225 | 391.8089 | 400.2474 | 408.0508 | 417.2101 | 426.5738 | 436.0668 | 445.6894 | 454.0331 | 461.1754 | 471.3591 | 480.3156
CDP22 | SA | CSA | Offshore wind | 0 | 0 | 0 | 0 | 0 | 0 | 0 | 0 | 0 | 0 | 0 | 0 | 0 | 0 | 0 | 0 | 0 | 0 | 0 | 0 | 0 | 0 | 0 | 0 | 0 | 0 | 0 | 0 | 0
CDP22 | SA | CSA | Wind | 2265.94 | 2265.94 | 2406.13 | 2406.13 | 2388.6413 | 2867.4004 | 2811.7993 | 2749.7993 | 2749.7993 | 2749.7993 | 2660.3368 | 2660.3368 | 2516.6568 | 2332.1768 | 2332.1768 | 2485.8895 | 2159.1895 | 2763.0685 | 2763.0685 | 2763.0685 | 2549.2085 | 2549.2085 | 2339.6252 | 2555.1989 | 3052.789 | 3574.2657 | 3381.6883 | 3381.6883 | 3382.144
CDP22 | SA | CSA | Utility solar | 566.2 | 566.2 | 566.2 | 845.96 | 845.9601 | 932.1688 | 932.1689 | 932.1689 | 926.0489 | 926.0489 | 926.0489 | 1131.7532 | 1131.7532 | 1131.7532 | 1131.7532 | 1131.7532 | 1131.7532 | 1297.1085 | 1266.0686 | 1334.6321 | 1975.7512 | 3526.1642 | 3507.5442 | 3507.5442 | 3428.3442 | 3428.3442 | 3333.3442 | 3333.3442 | 3333.3442
CDP22 | SA | CSA | Distributed PV | 2384.3353 | 2442.1813 | 2500.4698 | 2567.782 | 2677.0418 | 2784.8805 | 2909.5845 | 3009.2554 | 3102.066 | 3180.5322 | 3268.8848 | 3329.2026 | 3380.66 | 3426.1092 | 3489.9642 | 3538.8511 | 3587.8176 | 3637.0179 | 3703.2634 | 3753.7863 | 3803.3867 | 3852.582 | 3919.3763 | 3971.0747 | 4023.001 | 4075.7847 | 4146.0359 | 4201.0105 | 4255.8474
CDP22 | SA | CSA | Other renewable fuels | 0 | 0 | 0 | 0 | 0 | 0 | 0 | 0 | 0 | 0 | 0 | 0 | 0 | 0 | 0 | 0 | 0 | 0 | 0 | 0 | 0 | 0 | 0 | 0 | 0 | 0 | 0 | 0 | 0
CDP22 | SA | CSA | DSP | 48.57 | 49.28 | 50.28 | 51.56 | 52.85 | 53.42 | 54.14 | 54.66 | 55.32 | 55.88 | 56.69 | 57.36 | 58.07 | 58.69 | 59.22 | 59.72 | 60.24 | 60.85 | 61.33 | 61.79 | 62.07 | 62.2 | 62.04 | 61.81 | 61.44 | 61.03 | 61.09 | 61.34 | 61.65
CDP22 | SA | SESA | Mid-merit gas | 0 | 0 | 0 | 0 | 0 | 0 | 0 | 0 | 0 | 0 | 0 | 0 | 0 | 0 | 0 | 0 | 0 | 0 | 0 | 0 | 0 | 0 | 0 | 0 | 0 | 0 | 0 | 0 | 0
CDP22 | SA | SESA | Flexible gas with CCS | 0 | 0 | 0 | 0 | 0 | 0 | 0 | 0 | 0 | 0 | 0 | 0 | 0 | 0 | 0 | 0 | 0 | 0 | 0 | 0 | 0 | 0 | 0 | 0 | 0 | 0 | 0 | 0 | 0
CDP22 | SA | SESA | Flexible gas | 143 | 143 | 143 | 143 | 80 | 80 | 80 | 80 | 80 | 80 | 80 | 80 | 0 | 0 | 0 | 0 | 0 | 0 | 0 | 0 | 0 | 0 | 0 | 0 | 0 | 0 | 0 | 0 | 0
CDP22 | SA | SESA | Hydro | 0 | 0 | 0 | 0 | 0 | 0 | 0 | 0 | 0 | 0 | 0 | 0 | 0 | 0 | 0 | 0 | 0 | 0 | 0 | 0 | 0 | 0 | 0 | 0 | 0 | 0 | 0 | 0 | 0
CDP22 | SA | SESA | Utility storage | 25 | 25 | 25 | 25 | 25 | 25 | 25 | 25 | 25 | 25 | 25 | 4.189e-05 | 4.189e-05 | 4.189e-05 | 4.846e-05 | 5.634e-05 | 5.634e-05 | 5.634e-05 | 5.634e-05 | 5.634e-05 | 5.748e-05 | 9.101e-05 | 9.384e-05 | 9.899e-05 | 0.0017059 | 0.0016997 | 0.0016909 | 0.0016909 | 0.0016909
CDP22 | SA | SESA | Coordinated CER storage | 1.9701 | 2.2312 | 2.5031 | 2.7724 | 3.0693 | 3.3785 | 3.771 | 4.1547 | 4.5772 | 5.0453 | 5.5905 | 6.2292 | 6.8967 | 7.6454 | 8.4204 | 9.2343 | 10.0864 | 10.97 | 11.8923 | 12.8505 | 13.8935 | 15.057 | 16.2673 | 17.5209 | 18.834 | 20.1658 | 21.5197 | 22.1956 | 22.8328
CDP22 | SA | SESA | Passive CER storage | 5.7829 | 6.3171 | 6.8043 | 7.2775 | 7.7459 | 8.2424 | 8.8562 | 9.3849 | 9.9001 | 10.4074 | 10.9659 | 11.6011 | 12.1692 | 12.779 | 13.3159 | 13.8063 | 14.2494 | 14.6336 | 14.9745 | 15.2687 | 15.6028 | 16.033 | 16.4336 | 16.813 | 17.1981 | 17.5263 | 17.8106 | 18.2151 | 18.6306
CDP22 | SA | SESA | Offshore wind | 0 | 0 | 0 | 0 | 0 | 0 | 0 | 0 | 0 | 0 | 0 | 0 | 0 | 0 | 0 | 0 | 0 | 0 | 0 | 0 | 0 | 0 | 0 | 0 | 0 | 0 | 0 | 0 | 0
CDP22 | SA | SESA | Wind | 324.5 | 324.5 | 324.5 | 324.5 | 324.5 | 902.395 | 902.395 | 902.395 | 902.395 | 902.395 | 902.395 | 902.395 | 775.895 | 775.895 | 775.895 | 616.895 | 616.895 | 577.895 | 577.895 | 577.895 | 577.895 | 577.895 | 577.895 | 577.895 | 577.895 | 577.895 | 774.7932 | 774.7932 | 774.7932
CDP22 | SA | SESA | Utility solar | 42.9 | 42.9 | 42.9 | 42.9 | 42.9 | 42.9 | 42.9 | 42.9 | 42.9 | 42.9 | 42.9 | 42.9 | 42.9 | 42.9 | 42.9 | 42.9 | 42.9 | 42.9 | 0 | 0 | 0 | 0 | 0 | 0 | 0 | 0 | 0 | 0 | 0
CDP22 | SA | SESA | Distributed PV | 83.6952 | 87.0282 | 89.9188 | 93.849 | 99.2782 | 104.4655 | 110.6695 | 115.8376 | 120.225 | 123.9958 | 128.4132 | 132.6594 | 135.447 | 138.9108 | 141.8218 | 143.7709 | 146.0024 | 148.3721 | 151.1876 | 152.8717 | 155.8903 | 159.718 | 163.4487 | 165.4983 | 167.756 | 169.7433 | 172.5161 | 174.9055 | 178.6376
CDP22 | SA | SESA | Other renewable fuels | 0 | 0 | 0 | 0 | 0 | 0 | 0 | 0 | 0 | 0 | 0 | 0 | 0 | 0 | 0 | 0 | 0 | 0 | 0 | 0 | 0 | 0 | 0 | 0 | 0 | 0 | 0 | 0 | 0
CDP22 | SA | SESA | DSP | 0 | 0 | 0 | 0 | 0 | 0 | 0 | 0 | 0 | 0 | 0 | 0 | 0 | 0 | 0 | 0 | 0 | 0 | 0 | 0 | 0 | 0 | 0 | 0 | 0 | 0 | 0 | 0 | 0
CDP22 | TAS | TAS | Mid-merit gas | 208 | 208 | 208 | 208 | 0 | 0 | 0 | 0 | 0 | 0 | 0 | 0 | 0 | 0 | 0 | 0 | 0 | 0 | 0 | 0 | 0 | 0 | 0 | 0 | 0 | 0 | 0 | 0 | 0
CDP22 | TAS | TAS | Flexible gas with CCS | 0 | 0 | 0 | 0 | 0 | 0 | 0 | 0 | 0 | 0 | 0 | 0 | 0 | 0 | 0 | 0 | 0 | 0 | 0 | 0 | 0 | 0 | 0 | 0 | 0 | 0 | 0 | 0 | 0
CDP22 | TAS | TAS | Flexible gas | 178 | 178 | 178 | 178 | 178 | 178 | 178 | 178 | 178 | 178 | 178 | 178 | 178 | 178 | 178 | 178 | 178 | 58 | 58 | 58 | 58 | 58 | 58 | 58 | 58 | 58 | 58 | 0 | 0
CDP22 | TAS | TAS | Hydro | 2176.7 | 2176.7 | 2176.7 | 2176.7 | 2176.7 | 2176.7 | 2176.7 | 2566.7 | 2566.7 | 2566.7 | 2566.7 | 2566.7 | 2566.7 | 2566.7 | 2566.7 | 2566.7 | 2566.7 | 2566.7 | 2566.7 | 2566.7 | 2566.7 | 2566.7 | 2566.7 | 2566.7 | 2566.7 | 2566.7 | 2566.7 | 2566.7 | 2566.7
CDP22 | TAS | TAS | Utility storage | 0 | 0 | 0 | 0 | 1.876e-05 | 2.126e-05 | 2.368e-05 | 5.158e-05 | 5.493e-05 | 5.493e-05 | 5.937e-05 | 5.937e-05 | 5.937e-05 | 6.306e-05 | 7.163e-05 | 9.547e-05 | 0.00012566 | 0.0014257 | 0.0014257 | 168.5779 | 480.8392 | 994.1279 | 994.1279 | 994.1279 | 994.128 | 994.128 | 994.1279 | 994.1279 | 994.1279
CDP22 | TAS | TAS | Coordinated CER storage | 0.57875 | 0.86202 | 1.1897 | 1.5604 | 1.9874 | 2.4806 | 3.1026 | 3.6027 | 4.2371 | 5.0419 | 6.0802 | 7.3806 | 8.9752 | 10.855 | 13.0758 | 15.6258 | 18.4829 | 21.6512 | 25.1679 | 29.047 | 33.2957 | 37.9263 | 43.0768 | 48.6582 | 54.6735 | 61.0336 | 67.7354 | 71.4596 | 74.781
CDP22 | TAS | TAS | Passive CER storage | 16.4983 | 18.3551 | 20.1214 | 21.7939 | 23.5599 | 25.4634 | 28.0008 | 30.1463 | 32.4307 | 34.7743 | 37.3199 | 39.9892 | 42.7744 | 45.4739 | 48.2933 | 51.0238 | 53.4633 | 55.579 | 57.5324 | 59.351 | 61.0565 | 63.1414 | 65.3064 | 67.5415 | 69.8609 | 71.8752 | 73.5976 | 75.9416 | 77.9696
CDP22 | TAS | TAS | Offshore wind | 0 | 0 | 0 | 0 | 0 | 0 | 0 | 0 | 0 | 0 | 0 | 0 | 0 | 0 | 0 | 0 | 0 | 0 | 0 | 0 | 0 | 0 | 0 | 0 | 0 | 0 | 0 | 0 | 0
CDP22 | TAS | TAS | Wind | 563.35 | 563.35 | 563.35 | 1021.646 | 1208.6317 | 1476.0039 | 1544.3952 | 1610.4512 | 1691.3955 | 1913.6304 | 1913.6304 | 2116.3468 | 2266.2347 | 2273.9464 | 2416.5823 | 2489.604 | 2489.604 | 2489.604 | 2489.604 | 2489.604 | 2489.604 | 2345.604 | 2345.604 | 2345.604 | 2345.604 | 2345.604 | 2345.604 | 2037.854 | 2037.854
CDP22 | TAS | TAS | Utility solar | 0 | 0 | 0 | 0 | 0 | 0 | 0 | 0 | 0 | 0 | 0 | 0 | 0 | 0 | 0 | 0 | 0 | 0 | 0 | 0 | 0 | 0 | 0 | 0 | 0 | 0 | 0 | 0 | 0
CDP22 | TAS | TAS | Distributed PV | 275.4595 | 286.8109 | 298.1623 | 315.088 | 354.168 | 394.531 | 440.094 | 467.582 | 496.331 | 524.805 | 554.695 | 577.869 | 593.286 | 600.415 | 608.279 | 612.658 | 617.88 | 623.117 | 630.779 | 635.441 | 640.601 | 645.81 | 653.619 | 658.482 | 663.84 | 669.299 | 677.348 | 682.546 | 688.275
CDP22 | TAS | TAS | Other renewable fuels | 0 | 0 | 0 | 0 | 0 | 0 | 0 | 0 | 0 | 0 | 0 | 0 | 0 | 0 | 0 | 0 | 0 | 0 | 0 | 0 | 0 | 0 | 0 | 0 | 0 | 0 | 0 | 0 | 0
CDP22 | TAS | TAS | DSP | 5.95 | 6 | 5.24 | 4.54 | 4.57 | 4.66 | 4.79 | 4.91 | 5.01 | 5.05 | 5.06 | 5.09 | 5.06 | 5.08 | 5.09 | 5.11 | 5.12 | 5.16 | 5.18 | 5.2 | 5.21 | 5.19 | 5.19 | 5.18 | 5.19 | 5.2 | 5.14 | 5.03 | 4.96
CDP23 | NSW | NNSW | Black coal | 0 | 0 | 0 | 0 | 0 | 0 | 0 | 0 | 0 | 0 | 0 | 0 | 0 | 0 | 0 | 0 | 0 | 0 | 0 | 0 | 0 | 0 | 0 | 0 | 0 | 0 | 0 | 0 | 0
CDP23 | NSW | NNSW | Mid-merit gas | 0 | 0 | 0 | 0 | 0 | 0 | 0 | 0 | 0 | 0 | 0 | 0 | 0 | 0 | 0 | 0 | 0 | 0 | 0 | 0 | 0 | 0 | 0 | 0 | 0 | 0 | 0 | 0 | 0
CDP23 | NSW | NNSW | Flexible gas with CCS | 0 | 0 | 0 | 0 | 0 | 0 | 0 | 0 | 0 | 0 | 0 | 0 | 0 | 0 | 0 | 0 | 0 | 0 | 0 | 0 | 0 | 0 | 0 | 0 | 0 | 0 | 0 | 0 | 0
CDP23 | NSW | NNSW | Flexible gas | 0 | 0 | 0 | 0 | 0 | 0 | 0 | 0 | 0 | 0 | 0 | 0 | 0 | 0 | 0 | 0 | 0 | 0 | 0 | 0 | 0 | 0 | 0 | 0 | 0 | 0 | 0 | 0 | 0
CDP23 | NSW | NNSW | Hydro | 0 | 0 | 0 | 0 | 0 | 0 | 0 | 0 | 0 | 0 | 0 | 0 | 0 | 0 | 0 | 0 | 0 | 0 | 0 | 0 | 0 | 0 | 0 | 0 | 0 | 0 | 0 | 0 | 0
CDP23 | NSW | NNSW | Utility storage | 0 | 0 | 30 | 505 | 705.0001 | 812.9167 | 1618.9109 | 1618.9109 | 1618.9109 | 1618.9109 | 1588.9109 | 1588.9109 | 1588.9109 | 1588.9109 | 1588.9109 | 1588.9109 | 1588.9109 | 1588.9109 | 1588.911 | 1588.911 | 1588.911 | 2588.9111 | 2588.9111 | 1913.9111 | 2442.3119 | 2334.3952 | 2242.4388 | 2242.4388 | 2628.9167
CDP23 | NSW | NNSW | Coordinated CER storage | 2.1928 | 2.9011 | 3.6904 | 4.6278 | 5.5596 | 6.6915 | 7.9992 | 9.7928 | 12.0913 | 14.9199 | 18.3769 | 22.4496 | 27.1895 | 32.5292 | 38.5657 | 45.2506 | 52.5465 | 60.457 | 69.0343 | 78.2621 | 88.1661 | 98.8985 | 110.4266 | 122.6426 | 135.5582 | 148.9852 | 162.8922 | 169.464 | 175.3439
CDP23 | NSW | NNSW | Passive CER storage | 47.7175 | 51.9224 | 55.9244 | 59.7457 | 63.1809 | 66.9501 | 72.1109 | 76.9127 | 82.1206 | 87.477 | 93.3283 | 99.3194 | 105.5537 | 111.5324 | 117.7469 | 123.7732 | 129.3342 | 134.4245 | 139.3018 | 143.8527 | 148.1976 | 153.2203 | 158.3806 | 163.6836 | 169.1359 | 173.9747 | 178.2371 | 183.577 | 188.3339
CDP23 | NSW | NNSW | Offshore wind | 0 | 0 | 0 | 0 | 0 | 0 | 0 | 0 | 0 | 0 | 0 | 0 | 0 | 0 | 0 | 0 | 0 | 0 | 0 | 0 | 0 | 0 | 0 | 0 | 0 | 0 | 0 | 0 | 0
CDP23 | NSW | NNSW | Wind | 442.48 | 442.48 | 442.48 | 781.9872 | 815.9021 | 815.9021 | 3468.9859 | 3468.9859 | 3468.9859 | 3468.9859 | 3468.9859 | 3950.2 | 3950.2 | 3950.2 | 3950.2 | 3777.72 | 3777.72 | 4287.4188 | 5507.587 | 6797.1812 | 7187.8816 | 7187.8816 | 7187.8816 | 7187.8816 | 7187.8816 | 7400 | 7400 | 7400 | 7400
CDP23 | NSW | NNSW | Utility solar | 701.02 | 701.02 | 1021.02 | 1322.9839 | 1322.9839 | 1322.9839 | 1374.6984 | 1374.6984 | 1374.6984 | 1374.6984 | 1520.5567 | 2281.1994 | 2281.1994 | 2281.1994 | 2281.1994 | 2281.1994 | 2281.1994 | 2281.1994 | 3682.8363 | 3682.8363 | 4287.9839 | 4287.9839 | 4287.9839 | 4263.3816 | 4281.7819 | 4281.7819 | 4286.1085 | 4302.1897 | 4461.541
CDP23 | NSW | NNSW | Distributed PV | 999.795 | 1024.5274 | 1042.0404 | 1062.8416 | 1119.5661 | 1186.9908 | 1258.7771 | 1308.956 | 1356.0219 | 1394.7316 | 1433.3051 | 1460.8986 | 1482.9765 | 1497.8632 | 1516.4188 | 1530.7247 | 1546.3741 | 1562.7988 | 1581.7996 | 1598.2848 | 1617.7461 | 1635.9887 | 1654.643 | 1671.6642 | 1690.6614 | 1710.0652 | 1730.7883 | 1751.4803 | 1774.4013
CDP23 | NSW | NNSW | Other renewable fuels | 0 | 0 | 0 | 0 | 0 | 0 | 0 | 0 | 0 | 0 | 0 | 0 | 0 | 0 | 0 | 0 | 0 | 0 | 0 | 0 | 0 | 0 | 0 | 0 | 0 | 0 | 0 | 90 | 90
CDP23 | NSW | NNSW | DSP | 0 | 0 | 0 | 0 | 0 | 0 | 0 | 0 | 0 | 0 | 0 | 0 | 0 | 0 | 0 | 0 | 0 | 0 | 0 | 0 | 0 | 0 | 0 | 0 | 0 | 0 | 0 | 0 | 0
CDP23 | NSW | CNSW | Black coal | 4105 | 4105 | 4105 | 4105 | 4135 | 3450 | 1420 | 1420 | 1420 | 1420 | 1420 | 1420 | 1420 | 1420 | 1420 | 1420 | 1420 | 0 | 0 | 0 | 0 | 0 | 0 | 0 | 0 | 0 | 0 | 0 | 0
CDP23 | NSW | CNSW | Mid-merit gas | 0 | 0 | 0 | 0 | 0 | 0 | 0 | 0 | 0 | 0 | 0 | 0 | 0 | 0 | 0 | 0 | 0 | 0 | 0 | 0 | 0 | 0 | 0 | 0 | 0 | 0 | 0 | 0 | 0
CDP23 | NSW | CNSW | Flexible gas with CCS | 0 | 0 | 0 | 0 | 0 | 0 | 0 | 0 | 0 | 0 | 0 | 0 | 0 | 0 | 0 | 0 | 0 | 0 | 0 | 0 | 0 | 0 | 0 | 0 | 0 | 0 | 0 | 0 | 0
CDP23 | NSW | CNSW | Flexible gas | 0 | 0 | 0 | 0 | 0 | 0 | 0 | 0 | 0 | 0 | 0 | 0 | 0 | 0 | 0 | 0 | 0 | 0 | 0 | 0 | 0 | 0 | 0 | 0 | 0 | 0 | 0 | 0 | 0
CDP23 | NSW | CNSW | Hydro | 0 | 0 | 0 | 0 | 0 | 0 | 0 | 0 | 0 | 0 | 0 | 0 | 0 | 0 | 0 | 0 | 0 | 0 | 0 | 0 | 0 | 0 | 0 | 0 | 0 | 0 | 0 | 0 | 0
CDP23 | NSW | CNSW | Utility storage | 247 | 247 | 816 | 826.045 | 1485.8807 | 2870.95 | 2910.9844 | 2870.9644 | 2910.9844 | 2870.9644 | 2870.9644 | 2910.9844 | 2870.9644 | 2870.9644 | 2910.9844 | 2910.9844 | 2870.9644 | 2870.9644 | 2870.9644 | 2870.9644 | 2910.9844 | 2870.9644 | 2341.9844 | 2291.9194 | 2000.5437 | 779.6302 | 739.6021 | 739.6021 | 779.6222
CDP23 | NSW | CNSW | Coordinated CER storage | 0.91547 | 1.218 | 1.5545 | 1.9694 | 2.396 | 2.8889 | 3.468 | 4.4484 | 5.7616 | 7.4129 | 9.4548 | 11.9182 | 14.7956 | 18.091 | 21.8271 | 26.0012 | 30.6055 | 35.6384 | 41.1048 | 47.0119 | 53.3576 | 60.2411 | 67.6633 | 75.5332 | 83.8558 | 92.5557 | 101.5813 | 105.8426 | 109.6628
CDP23 | NSW | CNSW | Passive CER storage | 19.9215 | 21.7984 | 23.5569 | 25.4252 | 27.2293 | 28.9039 | 31.2635 | 33.4736 | 36.0114 | 38.6022 | 41.3825 | 44.4067 | 47.4404 | 50.4842 | 53.5835 | 56.6421 | 59.5615 | 62.2973 | 64.8483 | 67.2355 | 69.4388 | 72.0568 | 74.8106 | 77.6287 | 80.5076 | 83.1503 | 85.4446 | 88.2195 | 90.7189
CDP23 | NSW | CNSW | Offshore wind | 0 | 0 | 0 | 0 | 0 | 0 | 0 | 0 | 0 | 0 | 0 | 0 | 0 | 0 | 0 | 0 | 0 | 0 | 0 | 0 | 0 | 0 | 0 | 0 | 0 | 0 | 0 | 0 | 0
CDP23 | NSW | CNSW | Wind | 503.54 | 503.54 | 641.54 | 1483.7289 | 2247.5058 | 5157.8856 | 5157.8856 | 5157.8856 | 5157.8856 | 5157.8856 | 5157.8856 | 5157.8856 | 5157.8856 | 5157.8856 | 5157.8856 | 5157.8856 | 5157.8856 | 5051.0856 | 4913.0756 | 4913.0756 | 4913.0756 | 4913.0756 | 4913.0756 | 4913.0756 | 4913.0756 | 5189.1776 | 5658.2138 | 5658.2138 | 5658.2138
CDP23 | NSW | CNSW | Utility solar | 1876.49 | 1876.49 | 1956.35 | 2961.0555 | 2961.0555 | 3944.0723 | 4206.6406 | 4206.6406 | 4206.6406 | 4206.6406 | 4206.6406 | 4206.6406 | 4206.6406 | 4206.6406 | 4206.6406 | 4206.6406 | 4206.6406 | 4206.6406 | 4206.6406 | 4104.6206 | 4743.3909 | 4743.3909 | 4728.2204 | 4833.3383 | 6457.1242 | 6691.1383 | 8215.99 | 8096.24 | 7926.36
CDP23 | NSW | CNSW | Distributed PV | 621.9378 | 636.102 | 644.9182 | 661.8711 | 702.2766 | 740.456 | 787.694 | 821.4306 | 856.4795 | 886.1984 | 918.429 | 939.0199 | 954.7714 | 966.4442 | 983.7172 | 994.2831 | 1006.6496 | 1019.2425 | 1037.8102 | 1049.5191 | 1061.3193 | 1073.5732 | 1093.3139 | 1104.7404 | 1118.1637 | 1133.1908 | 1153.9216 | 1167.3489 | 1182.2507
CDP23 | NSW | CNSW | Other renewable fuels | 0 | 0 | 0 | 0 | 0 | 0 | 0 | 0 | 0 | 0 | 0 | 0 | 0 | 0 | 0 | 0 | 0 | 0 | 0 | 0 | 0 | 0 | 0 | 0 | 0 | 0 | 30 | 90 | 90
CDP23 | NSW | CNSW | DSP | 0 | 0 | 0 | 0 | 0 | 0 | 0 | 0 | 0 | 0 | 0 | 0 | 0 | 0 | 0 | 0 | 0 | 0 | 0 | 0 | 0 | 0 | 0 | 0 | 0 | 0 | 0 | 0 | 0
CDP23 | NSW | SNW | Black coal | 4200 | 4200 | 1320 | 1320 | 1320 | 0 | 0 | 0 | 0 | 0 | 0 | 0 | 0 | 0 | 0 | 0 | 0 | 0 | 0 | 0 | 0 | 0 | 0 | 0 | 0 | 0 | 0 | 0 | 0
CDP23 | NSW | SNW | Mid-merit gas | 440 | 440 | 440 | 440 | 440 | 440 | 440 | 440 | 440 | 440 | 440 | 440 | 440 | 440 | 440 | 440 | 440 | 440 | 440 | 440 | 0 | 0 | 0 | 0 | 0 | 0 | 0 | 0 | 0
CDP23 | NSW | SNW | Flexible gas with CCS | 0 | 0 | 0 | 0 | 0 | 0 | 0 | 0 | 0 | 0 | 0 | 0 | 0 | 0 | 0 | 0 | 0 | 0 | 0 | 0 | 0 | 0 | 0 | 0 | 0 | 0 | 0 | 0 | 0
CDP23 | NSW | SNW | Flexible gas | 1979 | 1979 | 1979 | 1979 | 1979 | 1979 | 1979 | 1979 | 1979 | 1979 | 1979 | 1979 | 1979 | 1979 | 1979 | 1979 | 1979 | 1979 | 1979 | 2270.3269 | 2988.2339 | 3864.2939 | 3864.2939 | 3864.2939 | 3864.2939 | 3864.2939 | 3864.2939 | 3864.2939 | 3864.2939
CDP23 | NSW | SNW | Hydro | 0 | 0 | 0 | 0 | 0 | 0 | 0 | 0 | 0 | 0 | 0 | 0 | 0 | 0 | 0 | 0 | 0 | 0 | 0 | 0 | 0 | 0 | 0 | 0 | 0 | 0 | 0 | 0 | 0
CDP23 | NSW | SNW | Utility storage | 50 | 50 | 1571.8573 | 1571.8619 | 1571.8641 | 1607.5028 | 2076.8345 | 2704.3865 | 2776.9625 | 2704.3865 | 2704.3865 | 2776.9625 | 2704.3865 | 2654.3865 | 2726.9625 | 2726.9625 | 2654.3865 | 2654.3865 | 2654.3865 | 2654.3865 | 2726.9625 | 2654.3865 | 1312.8172 | 1240.2366 | 1240.2346 | 1280.366 | 968.289 | 968.289 | 1040.865
CDP23 | NSW | SNW | Coordinated CER storage | 8.587 | 11.5295 | 14.8171 | 18.6626 | 22.7871 | 27.7997 | 33.4963 | 43.0237 | 55.4305 | 70.9627 | 90.1039 | 112.9793 | 139.8314 | 170.4524 | 205.2684 | 244.1544 | 286.9162 | 333.5338 | 384.2127 | 438.8854 | 497.66 | 560.8937 | 629.5544 | 702.4072 | 779.5514 | 860.1351 | 943.9419 | 983.3503 | 1018.6582
CDP23 | NSW | SNW | Passive CER storage | 186.8609 | 206.3463 | 224.5379 | 240.9368 | 258.9593 | 278.1444 | 301.9599 | 322.7208 | 344.5839 | 366.8252 | 390.7075 | 415.6523 | 441.7183 | 467.2367 | 494.0385 | 520.566 | 545.206 | 567.5963 | 588.6361 | 607.8089 | 625.5986 | 647.3132 | 670.0861 | 693.8422 | 718.7364 | 741.3337 | 761.6739 | 786.6727 | 809.1086
CDP23 | NSW | SNW | Offshore wind | 0 | 0 | 0 | 0 | 0 | 0 | 0 | 0 | 0 | 0 | 0 | 0 | 0 | 0 | 0 | 0 | 0 | 0 | 0 | 0 | 0 | 0 | 0 | 0 | 0 | 0 | 0 | 0 | 0
CDP23 | NSW | SNW | Wind | 0 | 0 | 0 | 0 | 0 | 0 | 0 | 0 | 0 | 0 | 0 | 0 | 0 | 0 | 0 | 0 | 0 | 0 | 0 | 0 | 0 | 0 | 0 | 0 | 0 | 0 | 0 | 0 | 0
CDP23 | NSW | SNW | Utility solar | 0 | 0 | 0 | 0 | 0 | 0 | 0 | 0 | 0 | 0 | 0 | 0 | 0 | 0 | 0 | 0 | 0 | 0 | 0 | 0 | 0 | 0 | 0 | 0 | 0 | 0 | 0 | 0 | 0
CDP23 | NSW | SNW | Distributed PV | 3679.6425 | 3821.5974 | 3976.6457 | 4171.7761 | 4514.291 | 4858.2954 | 5220.1292 | 5496.252 | 5768.549 | 6015.446 | 6247.5007 | 6444.969 | 6601.2248 | 6709.9767 | 6807.533 | 6901.289 | 6995.1835 | 7087.6409 | 7182.3455 | 7274.2264 | 7368.4104 | 7463.4566 | 7560.2199 | 7654.4945 | 7751.1288 | 7849.3467 | 7952.3875 | 8051.2259 | 8161.516
CDP23 | NSW | SNW | Other renewable fuels | 0 | 0 | 0 | 0 | 0 | 0 | 0 | 0 | 0 | 0 | 0 | 0 | 0 | 0 | 0 | 0 | 0 | 0 | 0 | 0 | 0 | 0 | 0 | 0 | 0 | 0 | 90 | 90 | 90
CDP23 | NSW | SNW | DSP | 336.74 | 342.94 | 349.4 | 358.05 | 499.09 | 685.31 | 850.38 | 920.72 | 991.02 | 1061.28 | 1070.04 | 1079.54 | 1087.21 | 1096.93 | 1105.44 | 1116.29 | 1124.85 | 1136.31 | 1138.21 | 1141.89 | 1148.33 | 1146.26 | 1149.08 | 1151.3 | 1149.72 | 1153.61 | 1157.93 | 1166.18 | 1185.25
CDP23 | NSW | SNSW | Black coal | 0 | 0 | 0 | 0 | 0 | 0 | 0 | 0 | 0 | 0 | 0 | 0 | 0 | 0 | 0 | 0 | 0 | 0 | 0 | 0 | 0 | 0 | 0 | 0 | 0 | 0 | 0 | 0 | 0
CDP23 | NSW | SNSW | Mid-merit gas | 0 | 0 | 0 | 0 | 0 | 0 | 0 | 0 | 0 | 0 | 0 | 0 | 0 | 0 | 0 | 0 | 0 | 0 | 0 | 0 | 0 | 0 | 0 | 0 | 0 | 0 | 0 | 0 | 0
CDP23 | NSW | SNSW | Flexible gas with CCS | 0 | 0 | 0 | 0 | 0 | 0 | 0 | 0 | 0 | 0 | 0 | 0 | 0 | 0 | 0 | 0 | 0 | 0 | 0 | 0 | 0 | 0 | 0 | 0 | 0 | 0 | 0 | 0 | 0
CDP23 | NSW | SNSW | Flexible gas | 692 | 692 | 692 | 692 | 692 | 692 | 692 | 692 | 692 | 692 | 692 | 692 | 692 | 692 | 692 | 692 | 692 | 692 | 692 | 692 | 692 | 0 | 0 | 0 | 0 | 0 | 0 | 0 | 0
CDP23 | NSW | SNSW | Hydro | 2285 | 2285 | 2285 | 2285 | 2285 | 2285 | 2285 | 2285 | 2285 | 2285 | 2285 | 2285 | 2285 | 2285 | 2285 | 2285 | 2285 | 2285 | 2285 | 2285 | 2285 | 2285 | 2285 | 2285 | 2285 | 2285 | 2285 | 2285 | 2285
CDP23 | NSW | SNSW | Utility storage | 299.99 | 309.99 | 368.9 | 368.9 | 568.9 | 2768.9 | 2854.969 | 2853.979 | 2854.969 | 2853.979 | 2853.979 | 2854.969 | 2853.979 | 2853.979 | 2854.969 | 2854.969 | 2853.979 | 2853.979 | 2853.979 | 2843.979 | 2794.969 | 2793.979 | 2735.069 | 2734.079 | 2734.079 | 2635.079 | 2587.3583 | 2587.3583 | 2437.3583
CDP23 | NSW | SNSW | Coordinated CER storage | 1.8316 | 2.4469 | 3.1469 | 4.0056 | 4.9448 | 6.063 | 7.344 | 8.8828 | 10.843 | 13.2952 | 16.3304 | 19.989 | 24.3293 | 29.3361 | 35.0941 | 41.5771 | 48.7432 | 56.6101 | 65.2405 | 74.6487 | 84.8616 | 95.9878 | 108.1835 | 121.2843 | 135.2958 | 150.0261 | 165.4879 | 173.4974 | 180.7336
CDP23 | NSW | SNSW | Passive CER storage | 39.8581 | 43.7926 | 47.6885 | 51.7125 | 56.1945 | 60.6618 | 66.2045 | 71.0929 | 76.2779 | 81.7101 | 87.5202 | 93.586 | 99.9174 | 106.2198 | 112.7798 | 119.2142 | 125.1293 | 130.5318 | 135.6734 | 140.5429 | 145.2071 | 150.7156 | 156.525 | 162.5649 | 168.7895 | 174.3699 | 179.4516 | 185.5172 | 191.0124
CDP23 | NSW | SNSW | Offshore wind | 0 | 0 | 0 | 0 | 0 | 0 | 0 | 0 | 0 | 0 | 0 | 0 | 0 | 0 | 0 | 0 | 0 | 0 | 0 | 0 | 0 | 0 | 0 | 0 | 0 | 0 | 0 | 0 | 0
CDP23 | NSW | SNSW | Wind | 1792.06 | 1850.06 | 1890.08 | 2420.54 | 3005.6701 | 3005.6701 | 3005.6701 | 3005.6701 | 3005.6701 | 3005.6701 | 3005.6701 | 3005.6701 | 3005.6701 | 2959.1701 | 2959.1701 | 2929.1701 | 2929.1701 | 2675.2901 | 2626.9901 | 2626.9901 | 2337.9801 | 2337.9801 | 2094.1801 | 1923.9471 | 1928.6162 | 1554.5989 | 1559.34 | 1559.34 | 1559.34
CDP23 | NSW | SNSW | Utility solar | 2083.08 | 2083.08 | 2475.36 | 2817.7577 | 3376.8785 | 3376.8785 | 3377.7785 | 3376.8785 | 3376.8785 | 3376.8785 | 3376.8785 | 3376.8785 | 3376.8785 | 3376.8785 | 3376.8785 | 3226.8485 | 3226.8485 | 3226.8485 | 3226.8485 | 3226.8485 | 3862.4585 | 4418.7327 | 4418.7327 | 4333.7327 | 4301.3327 | 4566.4817 | 4426.6295 | 3651.4195 | 3621.4195
CDP23 | NSW | SNSW | Distributed PV | 986.0326 | 1016.5758 | 1046.5931 | 1086.1683 | 1164.1203 | 1240.9168 | 1328.5137 | 1393.4014 | 1458.5676 | 1517.356 | 1578.8062 | 1621.3015 | 1659.1313 | 1689.5418 | 1724.7489 | 1750.0152 | 1777.7549 | 1805.5558 | 1841.3577 | 1866.4198 | 1894.7072 | 1924.1874 | 1962.8752 | 1990.9999 | 2022.3122 | 2052.6863 | 2093.9396 | 2124.8409 | 2159.5341
CDP23 | NSW | SNSW | Other renewable fuels | 0 | 0 | 0 | 0 | 0 | 0 | 0 | 0 | 0 | 0 | 0 | 0 | 0 | 0 | 0 | 0 | 0 | 0 | 0 | 0 | 0 | 0 | 0 | 0 | 0 | 0 | 0 | 0 | 0
CDP23 | NSW | SNSW | DSP | 0 | 0 | 0 | 0 | 0 | 0 | 0 | 0 | 0 | 0 | 0 | 0 | 0 | 0 | 0 | 0 | 0 | 0 | 0 | 0 | 0 | 0 | 0 | 0 | 0 | 0 | 0 | 0 | 0
CDP23 | QLD | NQ | Black coal | 0 | 0 | 0 | 0 | 0 | 0 | 0 | 0 | 0 | 0 | 0 | 0 | 0 | 0 | 0 | 0 | 0 | 0 | 0 | 0 | 0 | 0 | 0 | 0 | 0 | 0 | 0 | 0 | 0
CDP23 | QLD | NQ | Mid-merit gas | 244 | 244 | 244 | 244 | 244 | 244 | 244 | 244 | 244 | 244 | 244 | 244 | 244 | 244 | 244 | 244 | 244 | 244 | 244 | 244 | 244 | 244 | 244 | 0 | 0 | 0 | 0 | 0 | 0
CDP23 | QLD | NQ | Flexible gas with CCS | 0 | 0 | 0 | 0 | 0 | 0 | 0 | 0 | 0 | 0 | 0 | 0 | 0 | 0 | 0 | 0 | 0 | 0 | 0 | 0 | 0 | 0 | 0 | 0 | 0 | 0 | 0 | 0 | 0
CDP23 | QLD | NQ | Flexible gas | 423.5 | 423.5 | 423.5 | 423.5 | 423.5 | 423.5 | 423.5 | 423.5 | 423.5 | 423.5 | 131.5 | 131.5 | 131.5 | 131.5 | 131.5 | 131.5 | 131.5 | 131.5 | 131.5 | 131.5 | 131.5 | 0 | 0 | 0 | 0 | 0 | 0 | 0 | 0
CDP23 | QLD | NQ | Hydro | 156.4 | 156.4 | 156.4 | 156.4 | 156.4 | 156.4 | 156.4 | 156.4 | 156.4 | 156.4 | 156.4 | 156.4 | 156.4 | 156.4 | 70 | 70 | 70 | 70 | 70 | 0 | 0 | 0 | 0 | 0 | 0 | 0 | 0 | 0 | 0
CDP23 | QLD | NQ | Utility storage | 250 | 250 | 250 | 550 | 550 | 550 | 550 | 550 | 550 | 550 | 550.0001 | 550.0001 | 550.0034 | 550.0035 | 550.0037 | 550.0037 | 550.0037 | 550.0037 | 550.0037 | 550.0037 | 550.0037 | 550.0037 | 550.0037 | 256.137 | 270.3177 | 412.2992 | 430.527 | 430.527 | 430.527
CDP23 | QLD | NQ | Coordinated CER storage | 0.88737 | 1.2167 | 1.5929 | 2.0251 | 2.5236 | 3.12 | 3.8402 | 4.861 | 6.1864 | 7.8245 | 9.8358 | 12.2418 | 15.0717 | 18.2721 | 21.9141 | 25.9728 | 30.4036 | 35.228 | 40.4665 | 46.1292 | 52.2496 | 58.927 | 66.1344 | 73.8088 | 81.9834 | 90.4987 | 99.3492 | 103.7072 | 107.6837
CDP23 | QLD | NQ | Passive CER storage | 18.5285 | 21.0552 | 23.4635 | 25.9022 | 28.4576 | 31.3925 | 34.814 | 37.9522 | 41.4162 | 44.9799 | 48.8461 | 52.9834 | 57.3995 | 61.6721 | 66.1572 | 70.6014 | 74.6827 | 78.4936 | 82.1191 | 85.5856 | 89.0361 | 92.9771 | 97.0969 | 101.3628 | 105.886 | 109.9772 | 113.7091 | 117.7593 | 121.4976
CDP23 | QLD | NQ | Offshore wind | 0 | 0 | 0 | 0 | 0 | 0 | 0 | 0 | 0 | 0 | 0 | 0 | 0 | 0 | 0 | 0 | 0 | 0 | 0 | 0 | 0 | 0 | 0 | 0 | 0 | 0 | 0 | 0 | 0
CDP23 | QLD | NQ | Wind | 375.64 | 375.64 | 375.64 | 375.64 | 1603.0721 | 1932.1658 | 2515.2001 | 2515.2001 | 2515.2001 | 2515.2001 | 2650.0933 | 2667.5158 | 2830.8093 | 2948.4812 | 2948.4812 | 2948.4812 | 2948.4812 | 2948.4812 | 2948.4812 | 2948.4812 | 2894.4807 | 3423.5569 | 3423.5569 | 3380.3569 | 3380.3569 | 3255.4836 | 3421.3729 | 3454.9535 | 3454.9535
CDP23 | QLD | NQ | Utility solar | 521.6 | 521.6 | 521.6 | 521.6 | 521.6 | 521.6 | 521.6 | 521.6 | 521.6 | 521.6 | 521.6 | 521.6 | 584.7161 | 584.7161 | 536.2161 | 536.2161 | 536.2161 | 536.2161 | 677.1435 | 607.0125 | 491.0525 | 507.4425 | 507.4425 | 492.4425 | 392.4625 | 371.4925 | 670.9431 | 570.9131 | 570.9131
CDP23 | QLD | NQ | Distributed PV | 650.1918 | 674.7727 | 703.9561 | 730.2258 | 763.9198 | 810.8536 | 853.2797 | 886.3548 | 917.2914 | 944.1354 | 970.7969 | 991.2841 | 1008.6228 | 1022.5255 | 1038.7204 | 1053.488 | 1067.6015 | 1084.5645 | 1102.9542 | 1118.778 | 1136.6862 | 1153.6954 | 1172.9582 | 1190.3775 | 1209.4642 | 1228.2939 | 1251.6994 | 1274.419 | 1298.4572
CDP23 | QLD | NQ | Other renewable fuels | 0 | 0 | 0 | 0 | 0 | 0 | 0 | 0 | 0 | 0 | 0 | 0 | 0 | 0 | 0 | 0 | 0 | 0 | 0 | 0 | 0 | 0 | 0 | 0 | 0 | 0 | 0 | 0 | 0
CDP23 | QLD | NQ | DSP | 0 | 0 | 0 | 0 | 0 | 0 | 0 | 0 | 0 | 0 | 0 | 0 | 0 | 0 | 0 | 0 | 0 | 0 | 0 | 0 | 0 | 0 | 0 | 0 | 0 | 0 | 0 | 0 | 0
CDP23 | QLD | GG | Black coal | 1680 | 1680 | 1680 | 1680 | 840 | 840 | 840 | 280 | 0 | 0 | 0 | 0 | 0 | 0 | 0 | 0 | 0 | 0 | 0 | 0 | 0 | 0 | 0 | 0 | 0 | 0 | 0 | 0 | 0
CDP23 | QLD | GG | Mid-merit gas | 180 | 180 | 180 | 180 | 180 | 180 | 180 | 180 | 180 | 180 | 180 | 180 | 180 | 180 | 180 | 180 | 180 | 180 | 180 | 180 | 180 | 180 | 180 | 180 | 180 | 180 | 180 | 0 | 0
CDP23 | QLD | GG | Flexible gas with CCS | 0 | 0 | 0 | 0 | 0 | 0 | 0 | 0 | 0 | 0 | 0 | 0 | 0 | 0 | 0 | 0 | 0 | 0 | 0 | 0 | 0 | 0 | 0 | 0 | 0 | 0 | 0 | 0 | 0
CDP23 | QLD | GG | Flexible gas | 0 | 0 | 0 | 0 | 0 | 0 | 0 | 0 | 0 | 0 | 0 | 0 | 0.00030991 | 0.00030991 | 0.00030991 | 0.00030991 | 0.00030991 | 0.00030991 | 0.00030991 | 0.00030991 | 0.00030991 | 0.00030991 | 0.00030991 | 0.00030991 | 0.00030991 | 0.00030991 | 0.00030991 | 0.00030991 | 0.00030991
CDP23 | QLD | GG | Hydro | 0 | 0 | 0 | 0 | 0 | 0 | 0 | 0 | 0 | 0 | 0 | 0 | 0 | 0 | 0 | 0 | 0 | 0 | 0 | 0 | 0 | 0 | 0 | 0 | 0 | 0 | 0 | 0 | 0
CDP23 | QLD | GG | Utility storage | 0 | 0 | 400 | 400 | 400 | 400 | 400.0001 | 400.0001 | 400.0001 | 400.0001 | 400.0001 | 400.0001 | 400.0001 | 400.0002 | 404.5434 | 404.5434 | 404.5434 | 404.5434 | 404.5434 | 404.5434 | 404.5434 | 404.5434 | 4.5434 | 29.3393 | 68.4602 | 68.4603 | 580.4736 | 580.4736 | 746.5399
CDP23 | QLD | GG | Coordinated CER storage | 0.048726 | 0.066819 | 0.087887 | 0.11153 | 0.14153 | 0.17366 | 0.21572 | 0.29891 | 0.41299 | 0.56211 | 0.74955 | 0.97712 | 1.2471 | 1.5592 | 1.9169 | 2.3184 | 2.7646 | 3.2536 | 3.7908 | 4.3761 | 5.009 | 5.7004 | 6.4465 | 7.2409 | 8.0831 | 8.9664 | 9.8883 | 10.3376 | 10.7449
CDP23 | QLD | GG | Passive CER storage | 1.0174 | 1.1563 | 1.2946 | 1.4266 | 1.5959 | 1.7473 | 1.9556 | 2.1352 | 2.3376 | 2.5644 | 2.8105 | 3.0704 | 3.3401 | 3.6127 | 3.8978 | 4.1748 | 4.4417 | 4.6827 | 4.9228 | 5.1563 | 5.3782 | 5.6374 | 5.9123 | 6.1964 | 6.4847 | 6.7498 | 6.9899 | 7.2551 | 7.4911
CDP23 | QLD | GG | Offshore wind | 0 | 0 | 0 | 0 | 0 | 0 | 0 | 0 | 0 | 0 | 0 | 0 | 0 | 0 | 0 | 0 | 0 | 0 | 0 | 0 | 0 | 0 | 0 | 0 | 0 | 0 | 0 | 0 | 0
CDP23 | QLD | GG | Wind | 0 | 0 | 0 | 0 | 0 | 0 | 0 | 0 | 0 | 0 | 0 | 0 | 0 | 0 | 0 | 0 | 0 | 0 | 0 | 0 | 0 | 0 | 0 | 0 | 0 | 0 | 0 | 0 | 0
CDP23 | QLD | GG | Utility solar | 0 | 0 | 0 | 0 | 0 | 0 | 0 | 0 | 0 | 0 | 0 | 0 | 0 | 0 | 0 | 0 | 0 | 0 | 0 | 0 | 0 | 0 | 0 | 0 | 0 | 0 | 0 | 0 | 0
CDP23 | QLD | GG | Distributed PV | 62.5042 | 64.2791 | 66.415 | 68.9878 | 72.7673 | 76.244 | 80.0461 | 83.5314 | 86.727 | 89.5602 | 92.1585 | 94.3304 | 96.0517 | 97.5469 | 99.0431 | 100.4574 | 101.995 | 103.5388 | 105.3012 | 107.0116 | 108.5825 | 110.2539 | 112.0709 | 113.8938 | 115.5761 | 117.3638 | 119.4773 | 121.9029 | 124.2038
CDP23 | QLD | GG | Other renewable fuels | 0 | 0 | 0 | 0 | 0 | 0 | 0 | 0 | 0 | 0 | 0 | 0 | 0 | 0 | 0 | 0 | 0 | 0 | 0 | 0 | 0 | 0 | 0 | 0 | 0 | 0 | 0 | 0 | 0
CDP23 | QLD | GG | DSP | 0 | 0 | 0 | 0 | 0 | 0 | 0 | 0 | 0 | 0 | 0 | 0 | 0 | 0 | 0 | 0 | 0 | 0 | 0 | 0 | 0 | 0 | 0 | 0 | 0 | 0 | 0 | 0 | 0
CDP23 | QLD | CQ | Black coal | 3004 | 3004 | 3004 | 3004 | 2304 | 2304 | 1574 | 1574 | 1574 | 844 | 844 | 844 | 844 | 844 | 844 | 844 | 844 | 844 | 844 | 844 | 844 | 844 | 844 | 844 | 844 | 844 | 844 | 844 | 0
CDP23 | QLD | CQ | Mid-merit gas | 0 | 0 | 0 | 0 | 0 | 0 | 0 | 0 | 0 | 0 | 0 | 0 | 0 | 0 | 0 | 0 | 0 | 0 | 0 | 0 | 0 | 0 | 0 | 0 | 0 | 0 | 0 | 0 | 0
CDP23 | QLD | CQ | Flexible gas with CCS | 0 | 0 | 0 | 0 | 0 | 0 | 0 | 0 | 0 | 0 | 0 | 0 | 0 | 0 | 0 | 0 | 0 | 0 | 0 | 0 | 0 | 0 | 0 | 0 | 0 | 0 | 0 | 0 | 0
CDP23 | QLD | CQ | Flexible gas | 37 | 37 | 37 | 37 | 37 | 37 | 37 | 37 | 37 | 37 | 37 | 0 | 0 | 0 | 0 | 0 | 0 | 0 | 0 | 0 | 0 | 0 | 0 | 0 | 0 | 0 | 0 | 0 | 0
CDP23 | QLD | CQ | Hydro | 0 | 0 | 0 | 0 | 0 | 0 | 0 | 0 | 0 | 0 | 0 | 0 | 0 | 0 | 0 | 0 | 0 | 0 | 0 | 0 | 0 | 0 | 0 | 0 | 0 | 0 | 0 | 0 | 0
CDP23 | QLD | CQ | Utility storage | 50 | 50 | 50 | 50 | 200 | 200 | 200.0001 | 200.0001 | 200.0001 | 200.0001 | 200.0001 | 200.0001 | 200.0008 | 200.0009 | 204.5438 | 204.5438 | 204.5438 | 204.5438 | 204.5438 | 154.5438 | 154.5438 | 154.544 | 154.5441 | 179.2907 | 67.1036 | 130.2332 | 859.7646 | 859.7646 | 1213.5943
CDP23 | QLD | CQ | Coordinated CER storage | 0.81707 | 1.1192 | 1.475 | 1.8705 | 2.3506 | 2.8941 | 3.5651 | 4.6403 | 6.0457 | 7.8273 | 10.0404 | 12.6969 | 15.8224 | 19.4074 | 23.4888 | 28.0554 | 33.0802 | 38.5531 | 44.5354 | 51.0196 | 58.024 | 65.6952 | 73.9546 | 82.751 | 92.094 | 101.874 | 112.0393 | 117.0219 | 121.5395
CDP23 | QLD | CQ | Passive CER storage | 17.0607 | 19.3666 | 21.7275 | 23.9255 | 26.506 | 29.119 | 32.3201 | 35.3739 | 38.6267 | 42.1175 | 45.9487 | 49.9898 | 54.2028 | 58.4551 | 62.8527 | 67.2149 | 71.3089 | 75.0313 | 78.6845 | 82.1837 | 85.591 | 89.6089 | 93.7355 | 98.007 | 102.4317 | 106.5375 | 110.2123 | 114.1759 | 117.7274
CDP23 | QLD | CQ | Offshore wind | 0 | 0 | 0 | 0 | 0 | 0 | 0 | 0 | 0 | 0 | 0 | 0 | 0 | 0 | 0 | 0 | 0 | 0 | 0 | 0 | 0 | 0 | 0 | 0 | 0 | 0 | 0 | 0 | 0
CDP23 | QLD | CQ | Wind | 300 | 300 | 439 | 439 | 947.0769 | 1434.4096 | 1434.4096 | 1434.4096 | 1434.4096 | 1434.4096 | 1884.5123 | 1935.8628 | 1942.4459 | 2389.2888 | 2389.2888 | 2389.2888 | 2389.2888 | 2389.2888 | 2389.2888 | 2389.2888 | 2429.6611 | 3440.9459 | 3440.9459 | 3440.9459 | 3440.9459 | 3440.9459 | 3070.1415 | 3070.1415 | 3070.1415
CDP23 | QLD | CQ | Utility solar | 788.17 | 788.17 | 788.17 | 788.17 | 860.8017 | 860.8017 | 860.8017 | 860.8017 | 860.8017 | 860.8017 | 860.8017 | 1199.4287 | 1199.4287 | 1199.4287 | 1199.4287 | 1199.4287 | 1199.4287 | 1199.4287 | 1254.2797 | 1254.2799 | 1240.2801 | 1197.7801 | 1197.7801 | 1197.7801 | 1197.7802 | 2481.7813 | 3447.8459 | 4025.648 | 4928.3054
CDP23 | QLD | CQ | Distributed PV | 722.2681 | 742.6714 | 766.5235 | 793.7311 | 832.2373 | 870.8408 | 919.19 | 959.03 | 992.0332 | 1024.4908 | 1056.5767 | 1083.0724 | 1101.7266 | 1123.061 | 1144.5628 | 1165.0051 | 1182.6817 | 1203.6093 | 1227.4527 | 1248.9192 | 1267.2572 | 1290.1466 | 1314.2082 | 1336.8165 | 1356.4594 | 1381.1351 | 1408.4892 | 1436.2188 | 1460.3169
CDP23 | QLD | CQ | Other renewable fuels | 0 | 0 | 0 | 0 | 0 | 0 | 0 | 0 | 0 | 0 | 0 | 0 | 0 | 0 | 0 | 0 | 0 | 0 | 0 | 0 | 0 | 0 | 0 | 0 | 0 | 0 | 0 | 0 | 0
CDP23 | QLD | CQ | DSP | 0 | 0 | 0 | 0 | 0 | 0 | 0 | 0 | 0 | 0 | 0 | 0 | 0 | 0 | 0 | 0 | 0 | 0 | 0 | 0 | 0 | 0 | 0 | 0 | 0 | 0 | 0 | 0 | 0
CDP23 | QLD | SQ | Black coal | 3446 | 3446 | 3446 | 3446 | 3446 | 3446 | 3446 | 2746 | 2746 | 2396 | 1596 | 852 | 852 | 852 | 852 | 852 | 852 | 852 | 852 | 852 | 852 | 852 | 852 | 852 | 852 | 852 | 852 | 852 | 0
CDP23 | QLD | SQ | Mid-merit gas | 1173.9 | 1173.9 | 1173.9 | 1173.9 | 1173.9 | 1173.9 | 1173.9 | 1173.9 | 1173.9 | 1173.9 | 1173.9 | 1173.9 | 1173.9 | 788.9 | 788.9 | 788.9 | 644.5 | 644.5 | 644.5 | 644.5 | 644.5 | 644.5 | 0 | 0 | 0 | 0 | 0 | 0 | 0
CDP23 | QLD | SQ | Flexible gas with CCS | 0 | 0 | 0 | 0 | 0 | 0 | 0 | 0 | 0 | 0 | 0 | 0 | 0 | 0 | 0 | 0 | 0 | 0 | 0 | 0 | 0 | 0 | 0 | 0 | 0 | 0 | 0 | 0 | 0
CDP23 | QLD | SQ | Flexible gas | 1509 | 1509 | 1509 | 1709 | 1709 | 1709 | 1709 | 1709 | 1709 | 1709 | 1931.6067 | 2520.6663 | 2908.4352 | 3189.4563 | 3189.4563 | 3399.0814 | 3399.0814 | 3399.0814 | 3583.2377 | 4229.4317 | 4229.4317 | 4229.4317 | 4229.4317 | 4245.3668 | 4245.3668 | 4245.3668 | 3726.3668 | 3380.3668 | 3567.9621
CDP23 | QLD | SQ | Hydro | 0 | 0 | 0 | 0 | 0 | 0 | 0 | 0 | 0 | 0 | 0 | 0 | 0 | 0 | 0 | 0 | 0 | 0 | 0 | 0 | 0 | 0 | 0 | 0 | 0 | 0 | 0 | 0 | 0
CDP23 | QLD | SQ | Utility storage | 709.6 | 1423.76 | 1729.76 | 1729.76 | 1729.76 | 1729.76 | 1729.76 | 1729.76 | 3727.76 | 3727.7601 | 3727.7601 | 3727.7601 | 3727.7601 | 3727.7601 | 3860.7018 | 3760.7018 | 3760.7018 | 3760.7018 | 3760.7018 | 3760.7018 | 3760.7018 | 3460.7018 | 3210.7018 | 3514.1554 | 3514.1554 | 3259.3554 | 3603.7695 | 3603.7695 | 3503.7695
CDP23 | QLD | SQ | Coordinated CER storage | 4.2813 | 5.9349 | 7.8549 | 10.0673 | 12.639 | 15.6606 | 19.5036 | 26.1745 | 34.9449 | 45.9905 | 59.704 | 76.2037 | 95.6949 | 118.0268 | 143.566 | 172.1726 | 203.6626 | 237.961 | 275.4027 | 316.0829 | 360.0365 | 407.5661 | 459.4511 | 514.7474 | 573.5005 | 635.0211 | 699.1749 | 730.6031 | 759.1308
CDP23 | QLD | SQ | Passive CER storage | 89.3949 | 102.7017 | 115.7072 | 128.7691 | 142.5235 | 157.5718 | 176.8119 | 194.2469 | 213.1165 | 232.7482 | 254.1827 | 276.937 | 301.0369 | 325.0195 | 350.4149 | 375.6131 | 399.0493 | 420.0192 | 440.1605 | 459.7105 | 478.6237 | 501.0311 | 524.6191 | 549.2404 | 574.878 | 598.5559 | 620.3463 | 643.8322 | 664.9847
CDP23 | QLD | SQ | Offshore wind | 0 | 0 | 0 | 0 | 0 | 0 | 0 | 0 | 0 | 0 | 0 | 0 | 0 | 0 | 0 | 0 | 0 | 0 | 0 | 0 | 0 | 0 | 0 | 0 | 0 | 0 | 0 | 0 | 0
CDP23 | QLD | SQ | Wind | 864.95 | 1788.35 | 1788.35 | 1788.35 | 3188.3501 | 4142.8058 | 4142.8058 | 4142.8058 | 4142.8058 | 4142.8058 | 4142.8058 | 5663.1133 | 5663.1133 | 5663.1148 | 5663.1148 | 5663.1148 | 5663.1148 | 5663.1148 | 5663.1148 | 5663.1148 | 5663.1149 | 5223.1449 | 5223.1449 | 5223.1449 | 5223.1449 | 8048.38 | 8048.38 | 8048.38 | 8048.38
CDP23 | QLD | SQ | Utility solar | 1791.51 | 1791.51 | 1850.95 | 1951.79 | 1951.25 | 1950.69 | 1950.14 | 1949.57 | 1949.01 | 2275.3416 | 4375.0163 | 4553.3847 | 5163.1851 | 5249.6006 | 5249.6006 | 5249.6006 | 5249.6006 | 5249.6006 | 5249.6006 | 6668.7551 | 6875.1037 | 6772.1437 | 7287.2889 | 6872.4521 | 7398.0364 | 7370.7364 | 9213.5982 | 9213.5982 | 9510.93
CDP23 | QLD | SQ | Distributed PV | 4444.5857 | 4601.2689 | 4749.54 | 4916.8363 | 5144.4056 | 5366.8426 | 5600.5382 | 5818.1179 | 6023.3354 | 6208.4396 | 6390.235 | 6547.3482 | 6680.4309 | 6801.3486 | 6930.4487 | 7058.0895 | 7183.3758 | 7312.5864 | 7449.028 | 7583.0522 | 7712.7031 | 7848.2261 | 7992.0637 | 8132.0113 | 8268.3973 | 8416.1653 | 8582.7632 | 8750.2442 | 8916.9501
CDP23 | QLD | SQ | Other renewable fuels | 0 | 0 | 0 | 0 | 0 | 0 | 0 | 0 | 0 | 0 | 0 | 0 | 0 | 0 | 0 | 0 | 0 | 0 | 0 | 0 | 0 | 0 | 0 | 0 | 0 | 0 | 0 | 90 | 90
CDP23 | QLD | SQ | DSP | 261.52 | 264.77 | 266.65 | 271.43 | 274.99 | 279.39 | 263.31 | 268.86 | 272.92 | 276.84 | 281.85 | 287.32 | 293.21 | 299.76 | 303.87 | 308.31 | 314.85 | 318.56 | 321.21 | 324.66 | 327.68 | 329.75 | 332.41 | 336.27 | 338.73 | 347.33 | 354.15 | 361.49 | 363.01
CDP23 | VIC | VIC | Brown coal | 4820 | 4820 | 4820 | 4820 | 4820 | 3370 | 3370 | 3370 | 3370 | 3370 | 1160 | 580 | 580 | 580 | 580 | 580 | 580 | 580 | 580 | 580 | 580 | 580 | 580 | 580 | 0 | 0 | 0 | 0 | 0
CDP23 | VIC | VIC | Mid-merit gas | 500 | 500 | 500 | 500 | 500 | 0 | 0 | 0 | 0 | 0 | 0 | 0 | 0 | 0 | 0 | 0 | 0 | 0 | 0 | 0 | 0 | 0 | 0 | 0 | 0 | 0 | 0 | 0 | 0
CDP23 | VIC | VIC | Flexible gas with CCS | 0 | 0 | 0 | 0 | 0 | 0 | 0 | 0 | 0 | 0 | 0 | 0 | 0 | 0 | 0 | 0 | 0 | 0 | 0 | 0 | 0 | 0 | 0 | 0 | 0 | 0 | 0 | 0 | 0
CDP23 | VIC | VIC | Flexible gas | 1900 | 1900 | 1900 | 1900 | 1900 | 1900 | 1900 | 1900 | 1900 | 1900 | 1730 | 1730 | 1730 | 1730 | 1730 | 1730 | 1290 | 1290 | 1290 | 1235.5655 | 1235.5655 | 1235.5655 | 1235.5655 | 1235.5655 | 1312.1391 | 1312.1391 | 1312.1391 | 1312.1391 | 2185.6076
CDP23 | VIC | VIC | Hydro | 2219.02 | 2219.02 | 2219.02 | 2219.02 | 2219.02 | 2219.02 | 2219.02 | 2219.02 | 2219.02 | 2219.02 | 2219.02 | 2219.02 | 2219.02 | 2219.02 | 2219.02 | 2219.02 | 2219.02 | 2219.02 | 2219.02 | 2219.02 | 2219.02 | 2219.02 | 2219.02 | 2219.02 | 2219.02 | 2219.02 | 2219.02 | 2219.02 | 2219.02
CDP23 | VIC | VIC | Utility storage | 299.13 | 479.13 | 1990.64 | 2405.4404 | 2860.5043 | 2852.8044 | 3053.23 | 3060.53 | 3572.23 | 4083.17 | 4593.04 | 6201.92 | 6201.92 | 6208.52 | 6201.92 | 6196.92 | 6196.92 | 6196.92 | 5896.92 | 5896.92 | 5746.92 | 6121.6841 | 5820.3741 | 5081.8736 | 4776.41 | 4776.4104 | 4546.3848 | 3946.3848 | 3434.6848
CDP23 | VIC | VIC | Coordinated CER storage | 10.6132 | 15.1363 | 20.7187 | 26.6998 | 33.6099 | 42.073 | 52.0251 | 65.3888 | 82.4785 | 103.5543 | 129.304 | 159.8675 | 195.5802 | 236.092 | 282.1042 | 333.3048 | 389.2764 | 449.9516 | 515.8702 | 587.1309 | 663.853 | 746.8741 | 837.0114 | 932.8772 | 1034.5743 | 1140.6225 | 1250.7708 | 1304.751 | 1353.7071
CDP23 | VIC | VIC | Passive CER storage | 269.7717 | 301.4603 | 331.822 | 361.74 | 393.4245 | 427.1076 | 470.0826 | 508.8755 | 550.5086 | 593.6031 | 640.251 | 689.3259 | 740.7945 | 791.6143 | 844.9475 | 897.6568 | 946.6059 | 991.0946 | 1033.8217 | 1074.9606 | 1114.8568 | 1161.2955 | 1209.6656 | 1259.8506 | 1312.0582 | 1360.0652 | 1403.9921 | 1454.6296 | 1500.8336
CDP23 | VIC | VIC | Offshore wind | 0 | 0 | 0 | 0 | 0 | 0 | 0 | 1000 | 2000 | 2666.6667 | 3333.3333 | 4000 | 5000 | 6000 | 7000 | 8000 | 9000 | 9000 | 9000 | 9000 | 9000 | 9000 | 9000 | 9000 | 9000 | 9000 | 9000 | 9000 | 9000
CDP23 | VIC | VIC | Wind | 4537.37 | 4537.37 | 5381.93 | 5399.09 | 5399.0901 | 6754.2224 | 7177.2418 | 7177.2418 | 7177.2418 | 7177.2418 | 7124.7418 | 6932.7418 | 6932.7418 | 6932.7418 | 6869.7418 | 6449.7418 | 6449.7418 | 6161.4418 | 6161.4418 | 6110.8918 | 5793.6918 | 5481.6918 | 4634.7018 | 4634.7018 | 4237.2019 | 4820.7468 | 5493.6294 | 5387.3469 | 5387.3469
CDP23 | VIC | VIC | Utility solar | 1078.39 | 1171.87 | 1343.97 | 1696.09 | 1696.09 | 1696.09 | 1696.0901 | 1696.0901 | 1696.0901 | 1696.0901 | 1696.0901 | 1696.0901 | 1696.0901 | 1696.0901 | 1696.0901 | 1696.0901 | 1696.0901 | 1696.0901 | 1696.0901 | 1696.0901 | 2428.9926 | 3350.9386 | 3323.7686 | 3323.7686 | 3323.7686 | 3183.7486 | 2807.8186 | 2726.8186 | 2531.8086
CDP23 | VIC | VIC | Distributed PV | 4946.5809 | 5473.4647 | 6000.3487 | 6548.375 | 7156.223 | 7660.403 | 8174.482 | 8576.747 | 8962.685 | 9347.904 | 9703.346 | 10044.94 | 10318.213 | 10545.242 | 10731.794 | 10916.825 | 11076.006 | 11258.545 | 11424.147 | 11608.487 | 11778.063 | 11966.74 | 12140.772 | 12336.863 | 12549.209 | 12805.429 | 13049.815 | 13309.967 | 13556.198
CDP23 | VIC | VIC | Other renewable fuels | 0 | 0 | 0 | 0 | 0 | 0 | 0 | 0 | 0 | 0 | 0 | 0 | 0 | 0 | 0 | 0 | 0 | 0 | 0 | 0 | 0 | 0 | 0 | 0 | 0 | 0 | 0 | 90 | 90
CDP23 | VIC | VIC | DSP | 257.18 | 259.24 | 262.65 | 254.27 | 258.93 | 265 | 272.05 | 276.46 | 282.34 | 286.44 | 291.15 | 294 | 296.52 | 298.78 | 301.25 | 303.94 | 307.11 | 310.41 | 312.34 | 314.87 | 316.32 | 317.01 | 318.65 | 319.05 | 318.14 | 316.32 | 315.74 | 316.68 | 318.56
CDP23 | SA | CSA | Mid-merit gas | 1509 | 1509 | 1509 | 529 | 529 | 529 | 529 | 529 | 529 | 529 | 529 | 529 | 529 | 529 | 0 | 0 | 0 | 0 | 0 | 0 | 0 | 0 | 0 | 0 | 0 | 0 | 0 | 0 | 0
CDP23 | SA | CSA | Flexible gas with CCS | 0 | 0 | 0 | 0 | 0 | 0 | 0 | 0 | 0 | 0 | 0 | 0 | 0 | 0 | 0 | 0 | 0 | 0 | 0 | 0 | 0 | 0 | 0 | 0 | 0 | 0 | 0 | 0 | 0
CDP23 | SA | CSA | Flexible gas | 1421.06 | 1421.06 | 1621.06 | 1621.06 | 1547.56 | 1547.56 | 1547.56 | 1301.56 | 1301.56 | 1061.9 | 1265.5835 | 1326.9 | 1326.9 | 1326.9 | 1326.9 | 1326.9 | 1326.9 | 1326.9 | 1326.9 | 1410.8735 | 1754.0265 | 1416.0265 | 1292.8265 | 1138.8265 | 1138.8265 | 1138.8265 | 1138.8265 | 1101.6265 | 1101.6265
CDP23 | SA | CSA | Hydro | 0 | 0 | 0 | 0 | 0 | 0 | 0 | 0 | 0 | 0 | 0 | 0 | 0 | 0 | 0 | 0 | 0 | 0 | 0 | 0 | 0 | 0 | 0 | 0 | 0 | 0 | 0 | 0 | 0
CDP23 | SA | CSA | Utility storage | 456.2 | 656.2 | 951.18 | 1569.6563 | 2801.7864 | 2807.8064 | 2801.7865 | 2771.7865 | 2771.7865 | 2771.7865 | 2771.7865 | 2771.7865 | 2771.7865 | 2771.7865 | 2771.7865 | 2771.7865 | 2771.7865 | 2771.7865 | 2759.7865 | 2765.8065 | 2509.0865 | 2315.1065 | 2153.1065 | 1534.6302 | 1406.1562 | 1364.6562 | 1860.216 | 1860.216 | 1860.216
CDP23 | SA | CSA | Coordinated CER storage | 55.6719 | 62.4605 | 69.574 | 76.4942 | 84.1684 | 92.1358 | 101.9094 | 111.3026 | 121.9009 | 133.5508 | 146.6546 | 161.056 | 176.8714 | 193.5765 | 211.7514 | 230.9299 | 250.6652 | 270.8794 | 292.0065 | 314.1066 | 337.1741 | 362.1662 | 388.8506 | 416.8107 | 446.0604 | 475.6817 | 505.6161 | 520.6813 | 534.0007
CDP23 | SA | CSA | Passive CER storage | 163.4148 | 176.8412 | 189.127 | 200.7947 | 212.4134 | 224.7795 | 239.333 | 252.1373 | 265.4672 | 278.7557 | 292.6711 | 306.7404 | 321.0593 | 334.5405 | 348.2941 | 361.3463 | 372.8549 | 382.7225 | 391.8089 | 400.2474 | 408.0508 | 417.2101 | 426.5738 | 436.0668 | 445.6894 | 454.0331 | 461.1754 | 471.3591 | 480.3156
CDP23 | SA | CSA | Offshore wind | 0 | 0 | 0 | 0 | 0 | 0 | 0 | 0 | 0 | 0 | 0 | 0 | 0 | 0 | 0 | 0 | 0 | 0 | 0 | 0 | 0 | 0 | 0 | 0 | 0 | 0 | 0 | 0 | 0
CDP23 | SA | CSA | Wind | 2265.94 | 2265.94 | 2406.13 | 2406.13 | 2388.6413 | 2867.4004 | 2811.7993 | 2749.7993 | 2749.7993 | 2749.7993 | 2651.0993 | 2651.0993 | 2507.4193 | 2322.9393 | 2322.9393 | 2514.2889 | 2187.5889 | 2763.95 | 2763.95 | 2763.95 | 2550.09 | 2550.09 | 2377.2621 | 2554.3016 | 3046.7627 | 3562.1058 | 3393.7605 | 3393.7605 | 3395.3651
CDP23 | SA | CSA | Utility solar | 566.2 | 566.2 | 566.2 | 845.96 | 845.9601 | 932.1688 | 932.1689 | 932.1689 | 926.0489 | 926.0489 | 926.0489 | 1001.8548 | 1001.8548 | 1001.8548 | 1001.8548 | 1001.8548 | 1001.8548 | 1277.9277 | 1246.8877 | 1335.3927 | 1966.3072 | 3541.2429 | 3522.6229 | 3522.6229 | 3443.4229 | 3443.4229 | 3348.4229 | 3348.4229 | 3348.4229
CDP23 | SA | CSA | Distributed PV | 2384.3353 | 2442.1813 | 2500.4698 | 2567.782 | 2677.0418 | 2784.8805 | 2909.5845 | 3009.2554 | 3102.066 | 3180.5322 | 3268.8848 | 3329.2026 | 3380.66 | 3426.1092 | 3489.9642 | 3538.8511 | 3587.8176 | 3637.0179 | 3703.2634 | 3753.7863 | 3803.3867 | 3852.582 | 3919.3763 | 3971.0747 | 4023.001 | 4075.7847 | 4146.0359 | 4201.0105 | 4255.8474
CDP23 | SA | CSA | Other renewable fuels | 0 | 0 | 0 | 0 | 0 | 0 | 0 | 0 | 0 | 0 | 0 | 0 | 0 | 0 | 0 | 0 | 0 | 0 | 0 | 0 | 0 | 0 | 0 | 0 | 0 | 0 | 0 | 0 | 0
CDP23 | SA | CSA | DSP | 48.57 | 49.28 | 50.28 | 51.56 | 52.85 | 53.42 | 54.14 | 54.66 | 55.32 | 55.88 | 56.69 | 57.36 | 58.07 | 58.69 | 59.22 | 59.72 | 60.24 | 60.85 | 61.33 | 61.79 | 62.07 | 62.2 | 62.04 | 61.81 | 61.44 | 61.03 | 61.09 | 61.34 | 61.65
CDP23 | SA | SESA | Mid-merit gas | 0 | 0 | 0 | 0 | 0 | 0 | 0 | 0 | 0 | 0 | 0 | 0 | 0 | 0 | 0 | 0 | 0 | 0 | 0 | 0 | 0 | 0 | 0 | 0 | 0 | 0 | 0 | 0 | 0
CDP23 | SA | SESA | Flexible gas with CCS | 0 | 0 | 0 | 0 | 0 | 0 | 0 | 0 | 0 | 0 | 0 | 0 | 0 | 0 | 0 | 0 | 0 | 0 | 0 | 0 | 0 | 0 | 0 | 0 | 0 | 0 | 0 | 0 | 0
CDP23 | SA | SESA | Flexible gas | 143 | 143 | 143 | 143 | 80 | 80 | 80 | 80 | 80 | 80 | 80 | 80 | 0 | 0 | 0 | 0 | 0 | 0 | 0 | 0 | 0 | 0 | 0 | 0 | 0 | 0 | 0 | 0 | 0
CDP23 | SA | SESA | Hydro | 0 | 0 | 0 | 0 | 0 | 0 | 0 | 0 | 0 | 0 | 0 | 0 | 0 | 0 | 0 | 0 | 0 | 0 | 0 | 0 | 0 | 0 | 0 | 0 | 0 | 0 | 0 | 0 | 0
CDP23 | SA | SESA | Utility storage | 25 | 25 | 25 | 25 | 25 | 25 | 25 | 25 | 25 | 25 | 25 | 4.238e-05 | 4.238e-05 | 4.397e-05 | 4.622e-05 | 5.057e-05 | 5.057e-05 | 5.057e-05 | 5.057e-05 | 5.057e-05 | 5.641e-05 | 8.348e-05 | 8.607e-05 | 8.808e-05 | 0.0020064 | 0.0020002 | 0.0019914 | 0.0019914 | 0.0019914
CDP23 | SA | SESA | Coordinated CER storage | 1.9701 | 2.2312 | 2.5031 | 2.7724 | 3.0693 | 3.3785 | 3.771 | 4.1547 | 4.5772 | 5.0453 | 5.5905 | 6.2292 | 6.8967 | 7.6454 | 8.4204 | 9.2343 | 10.0864 | 10.97 | 11.8923 | 12.8505 | 13.8935 | 15.057 | 16.2673 | 17.5209 | 18.834 | 20.1658 | 21.5197 | 22.1956 | 22.8328
CDP23 | SA | SESA | Passive CER storage | 5.7829 | 6.3171 | 6.8043 | 7.2775 | 7.7459 | 8.2424 | 8.8562 | 9.3849 | 9.9001 | 10.4074 | 10.9659 | 11.6011 | 12.1692 | 12.779 | 13.3159 | 13.8063 | 14.2494 | 14.6336 | 14.9745 | 15.2687 | 15.6028 | 16.033 | 16.4336 | 16.813 | 17.1981 | 17.5263 | 17.8106 | 18.2151 | 18.6306
CDP23 | SA | SESA | Offshore wind | 0 | 0 | 0 | 0 | 0 | 0 | 0 | 0 | 0 | 0 | 0 | 0 | 0 | 0 | 0 | 0 | 0 | 0 | 0 | 0 | 0 | 0 | 0 | 0 | 0 | 0 | 0 | 0 | 0
CDP23 | SA | SESA | Wind | 324.5 | 324.5 | 324.5 | 324.5 | 324.5 | 902.395 | 902.395 | 902.395 | 902.395 | 902.395 | 902.395 | 902.395 | 775.895 | 775.895 | 775.895 | 616.895 | 616.895 | 577.895 | 577.895 | 577.895 | 577.895 | 577.895 | 577.895 | 577.895 | 577.895 | 577.895 | 765.4614 | 765.4614 | 765.4614
CDP23 | SA | SESA | Utility solar | 42.9 | 42.9 | 42.9 | 42.9 | 42.9 | 42.9 | 42.9 | 42.9 | 42.9 | 42.9 | 42.9 | 42.9 | 42.9 | 42.9 | 42.9 | 42.9 | 42.9 | 42.9 | 0 | 0 | 0 | 0 | 0 | 0 | 0 | 0 | 0 | 0 | 0
CDP23 | SA | SESA | Distributed PV | 83.6952 | 87.0282 | 89.9188 | 93.849 | 99.2782 | 104.4655 | 110.6695 | 115.8376 | 120.225 | 123.9958 | 128.4132 | 132.6594 | 135.447 | 138.9108 | 141.8218 | 143.7709 | 146.0024 | 148.3721 | 151.1876 | 152.8717 | 155.8903 | 159.718 | 163.4487 | 165.4983 | 167.756 | 169.7433 | 172.5161 | 174.9055 | 178.6376
CDP23 | SA | SESA | Other renewable fuels | 0 | 0 | 0 | 0 | 0 | 0 | 0 | 0 | 0 | 0 | 0 | 0 | 0 | 0 | 0 | 0 | 0 | 0 | 0 | 0 | 0 | 0 | 0 | 0 | 0 | 0 | 0 | 0 | 0
CDP23 | SA | SESA | DSP | 0 | 0 | 0 | 0 | 0 | 0 | 0 | 0 | 0 | 0 | 0 | 0 | 0 | 0 | 0 | 0 | 0 | 0 | 0 | 0 | 0 | 0 | 0 | 0 | 0 | 0 | 0 | 0 | 0
CDP23 | TAS | TAS | Mid-merit gas | 208 | 208 | 208 | 208 | 0 | 0 | 0 | 0 | 0 | 0 | 0 | 0 | 0 | 0 | 0 | 0 | 0 | 0 | 0 | 0 | 0 | 0 | 0 | 0 | 0 | 0 | 0 | 0 | 0
CDP23 | TAS | TAS | Flexible gas with CCS | 0 | 0 | 0 | 0 | 0 | 0 | 0 | 0 | 0 | 0 | 0 | 0 | 0 | 0 | 0 | 0 | 0 | 0 | 0 | 0 | 0 | 0 | 0 | 0 | 0 | 0 | 0 | 0 | 0
CDP23 | TAS | TAS | Flexible gas | 178 | 178 | 178 | 178 | 178 | 178 | 178 | 178 | 178 | 178 | 178 | 178 | 178 | 178 | 178 | 178 | 178 | 58 | 58 | 58 | 58 | 58 | 58 | 58 | 58 | 58 | 58 | 0 | 0
CDP23 | TAS | TAS | Hydro | 2176.7 | 2176.7 | 2176.7 | 2176.7 | 2176.7 | 2176.7 | 2176.7 | 2566.7 | 2566.7 | 2566.7 | 2566.7 | 2566.7 | 2566.7 | 2566.7 | 2566.7 | 2566.7 | 2566.7 | 2566.7 | 2566.7 | 2566.7 | 2566.7 | 2566.7 | 2566.7 | 2566.7 | 2566.7 | 2566.7 | 2566.7 | 2566.7 | 2566.7
CDP23 | TAS | TAS | Utility storage | 0 | 0 | 0 | 0 | 1.876e-05 | 2.126e-05 | 2.368e-05 | 5.158e-05 | 5.476e-05 | 6.293e-05 | 6.6e-05 | 6.6e-05 | 6.6e-05 | 60.6038 | 61.6511 | 61.6511 | 61.6511 | 61.6511 | 61.6511 | 170.6269 | 474.3698 | 1051.9899 | 1051.9899 | 1051.9899 | 1051.9899 | 1051.9899 | 1051.9899 | 1051.9899 | 1051.9899
CDP23 | TAS | TAS | Coordinated CER storage | 0.57875 | 0.86202 | 1.1897 | 1.5604 | 1.9874 | 2.4806 | 3.1026 | 3.6027 | 4.2371 | 5.0419 | 6.0802 | 7.3806 | 8.9752 | 10.855 | 13.0758 | 15.6258 | 18.4829 | 21.6512 | 25.1679 | 29.047 | 33.2957 | 37.9263 | 43.0768 | 48.6582 | 54.6735 | 61.0336 | 67.7354 | 71.4596 | 74.781
CDP23 | TAS | TAS | Passive CER storage | 16.4983 | 18.3551 | 20.1214 | 21.7939 | 23.5599 | 25.4634 | 28.0008 | 30.1463 | 32.4307 | 34.7743 | 37.3199 | 39.9892 | 42.7744 | 45.4739 | 48.2933 | 51.0238 | 53.4633 | 55.579 | 57.5324 | 59.351 | 61.0565 | 63.1414 | 65.3064 | 67.5415 | 69.8609 | 71.8752 | 73.5976 | 75.9416 | 77.9696
CDP23 | TAS | TAS | Offshore wind | 0 | 0 | 0 | 0 | 0 | 0 | 0 | 0 | 0 | 0 | 0 | 0 | 0 | 0 | 0 | 0 | 0 | 0 | 0 | 0 | 0 | 0 | 0 | 0 | 0 | 0 | 0 | 0 | 0
CDP23 | TAS | TAS | Wind | 563.35 | 563.35 | 563.35 | 1021.646 | 1208.6317 | 1476.0039 | 1544.3952 | 1610.4512 | 1691.3955 | 1913.6304 | 1913.6304 | 2116.3468 | 2266.3456 | 2273.4592 | 2405.7382 | 2479.4817 | 2479.4817 | 2479.4817 | 2479.4817 | 2479.4817 | 2479.4817 | 2335.4817 | 2335.4817 | 2335.4817 | 2335.4817 | 2335.4817 | 2335.4817 | 2027.7317 | 2027.7317
CDP23 | TAS | TAS | Utility solar | 0 | 0 | 0 | 0 | 0 | 0 | 0 | 0 | 0 | 0 | 0 | 0 | 0 | 0 | 0 | 0 | 0 | 0 | 0 | 0 | 0 | 0 | 0 | 0 | 0 | 0 | 0 | 0 | 0
CDP23 | TAS | TAS | Distributed PV | 275.4595 | 286.8109 | 298.1623 | 315.088 | 354.168 | 394.531 | 440.094 | 467.582 | 496.331 | 524.805 | 554.695 | 577.869 | 593.286 | 600.415 | 608.279 | 612.658 | 617.88 | 623.117 | 630.779 | 635.441 | 640.601 | 645.81 | 653.619 | 658.482 | 663.84 | 669.299 | 677.348 | 682.546 | 688.275
CDP23 | TAS | TAS | Other renewable fuels | 0 | 0 | 0 | 0 | 0 | 0 | 0 | 0 | 0 | 0 | 0 | 0 | 0 | 0 | 0 | 0 | 0 | 0 | 0 | 0 | 0 | 0 | 0 | 0 | 0 | 0 | 0 | 0 | 0
CDP23 | TAS | TAS | DSP | 5.95 | 6 | 5.24 | 4.54 | 4.57 | 4.66 | 4.79 | 4.91 | 5.01 | 5.05 | 5.06 | 5.09 | 5.06 | 5.08 | 5.09 | 5.11 | 5.12 | 5.16 | 5.18 | 5.2 | 5.21 | 5.19 | 5.19 | 5.18 | 5.19 | 5.2 | 5.14 | 5.03 | 4.96
CDP24 | NSW | NNSW | Black coal | 0 | 0 | 0 | 0 | 0 | 0 | 0 | 0 | 0 | 0 | 0 | 0 | 0 | 0 | 0 | 0 | 0 | 0 | 0 | 0 | 0 | 0 | 0 | 0 | 0 | 0 | 0 | 0 | 0
CDP24 | NSW | NNSW | Mid-merit gas | 0 | 0 | 0 | 0 | 0 | 0 | 0 | 0 | 0 | 0 | 0 | 0 | 0 | 0 | 0 | 0 | 0 | 0 | 0 | 0 | 0 | 0 | 0 | 0 | 0 | 0 | 0 | 0 | 0
CDP24 | NSW | NNSW | Flexible gas with CCS | 0 | 0 | 0 | 0 | 0 | 0 | 0 | 0 | 0 | 0 | 0 | 0 | 0 | 0 | 0 | 0 | 0 | 0 | 0 | 0 | 0 | 0 | 0 | 0 | 0 | 0 | 0 | 0 | 0
CDP24 | NSW | NNSW | Flexible gas | 0 | 0 | 0 | 0 | 0 | 0 | 0 | 0 | 0 | 0 | 0 | 0 | 0 | 0 | 0 | 0 | 0 | 0 | 0 | 0 | 0 | 0 | 0 | 0 | 0 | 0 | 0 | 0 | 0
CDP24 | NSW | NNSW | Hydro | 0 | 0 | 0 | 0 | 0 | 0 | 0 | 0 | 0 | 0 | 0 | 0 | 0 | 0 | 0 | 0 | 0 | 0 | 0 | 0 | 0 | 0 | 0 | 0 | 0 | 0 | 0 | 0 | 0
CDP24 | NSW | NNSW | Utility storage | 0 | 0 | 30 | 505 | 705.0001 | 812.9079 | 1618.9121 | 1618.9121 | 1618.9121 | 1618.9121 | 1588.9121 | 1588.9121 | 1588.9121 | 1588.9121 | 1588.9121 | 1588.9122 | 1588.9122 | 1588.9122 | 1588.9122 | 1588.9122 | 1588.9122 | 2588.9123 | 2588.9123 | 1913.9123 | 2469.4705 | 2361.5627 | 2261.267 | 2261.267 | 2628.9185
CDP24 | NSW | NNSW | Coordinated CER storage | 2.1928 | 2.9011 | 3.6904 | 4.6278 | 5.5596 | 6.6915 | 7.9992 | 9.7928 | 12.0913 | 14.9199 | 18.3769 | 22.4496 | 27.1895 | 32.5292 | 38.5657 | 45.2506 | 52.5465 | 60.457 | 69.0343 | 78.2621 | 88.1661 | 98.8985 | 110.4266 | 122.6426 | 135.5582 | 148.9852 | 162.8922 | 169.464 | 175.3439
CDP24 | NSW | NNSW | Passive CER storage | 47.7175 | 51.9224 | 55.9244 | 59.7457 | 63.1809 | 66.9501 | 72.1109 | 76.9127 | 82.1206 | 87.477 | 93.3283 | 99.3194 | 105.5537 | 111.5324 | 117.7469 | 123.7732 | 129.3342 | 134.4245 | 139.3018 | 143.8527 | 148.1976 | 153.2203 | 158.3806 | 163.6836 | 169.1359 | 173.9747 | 178.2371 | 183.577 | 188.3339
CDP24 | NSW | NNSW | Offshore wind | 0 | 0 | 0 | 0 | 0 | 0 | 0 | 0 | 0 | 0 | 0 | 0 | 0 | 0 | 0 | 0 | 0 | 0 | 0 | 0 | 0 | 0 | 0 | 0 | 0 | 0 | 0 | 0 | 0
CDP24 | NSW | NNSW | Wind | 442.48 | 442.48 | 442.48 | 781.9872 | 815.9071 | 815.9071 | 3468.9839 | 3468.9839 | 3468.9839 | 3468.9839 | 3468.9839 | 4047.9179 | 4047.9179 | 4047.9179 | 4047.9179 | 3875.4379 | 3875.4379 | 4456.8908 | 6040.2144 | 6953.5545 | 7272.6629 | 7272.6629 | 7272.6629 | 7272.6629 | 7272.6629 | 7400 | 7400 | 7400 | 7400
CDP24 | NSW | NNSW | Utility solar | 701.02 | 701.02 | 1021.02 | 1322.984 | 1322.984 | 1322.984 | 1374.7036 | 1374.7036 | 1374.7036 | 1374.7036 | 1479.8788 | 1822.6288 | 1822.6288 | 1822.6288 | 1822.6288 | 1822.6288 | 1822.6288 | 1822.6288 | 3009.235 | 3282.5149 | 4287.9839 | 4287.9839 | 4287.9839 | 4263.1009 | 4282.0259 | 4282.0259 | 4286.1399 | 4302.6283 | 4450.0022
CDP24 | NSW | NNSW | Distributed PV | 999.795 | 1024.5274 | 1042.0404 | 1062.8416 | 1119.5661 | 1186.9908 | 1258.7771 | 1308.956 | 1356.0219 | 1394.7316 | 1433.3051 | 1460.8986 | 1482.9765 | 1497.8632 | 1516.4188 | 1530.7247 | 1546.3741 | 1562.7988 | 1581.7996 | 1598.2848 | 1617.7461 | 1635.9887 | 1654.643 | 1671.6642 | 1690.6614 | 1710.0652 | 1730.7883 | 1751.4803 | 1774.4013
CDP24 | NSW | NNSW | Other renewable fuels | 0 | 0 | 0 | 0 | 0 | 0 | 0 | 0 | 0 | 0 | 0 | 0 | 0 | 0 | 0 | 0 | 0 | 0 | 0 | 0 | 0 | 0 | 0 | 0 | 0 | 0 | 0 | 90 | 90
CDP24 | NSW | NNSW | DSP | 0 | 0 | 0 | 0 | 0 | 0 | 0 | 0 | 0 | 0 | 0 | 0 | 0 | 0 | 0 | 0 | 0 | 0 | 0 | 0 | 0 | 0 | 0 | 0 | 0 | 0 | 0 | 0 | 0
CDP24 | NSW | CNSW | Black coal | 4105 | 4105 | 4105 | 4105 | 4135 | 3450 | 1420 | 1420 | 1420 | 1420 | 1420 | 1420 | 1420 | 1420 | 1420 | 1420 | 1420 | 0 | 0 | 0 | 0 | 0 | 0 | 0 | 0 | 0 | 0 | 0 | 0
CDP24 | NSW | CNSW | Mid-merit gas | 0 | 0 | 0 | 0 | 0 | 0 | 0 | 0 | 0 | 0 | 0 | 0 | 0 | 0 | 0 | 0 | 0 | 0 | 0 | 0 | 0 | 0 | 0 | 0 | 0 | 0 | 0 | 0 | 0
CDP24 | NSW | CNSW | Flexible gas with CCS | 0 | 0 | 0 | 0 | 0 | 0 | 0 | 0 | 0 | 0 | 0 | 0 | 0 | 0 | 0 | 0 | 0 | 0 | 0 | 0 | 0 | 0 | 0 | 0 | 0 | 0 | 0 | 0 | 0
CDP24 | NSW | CNSW | Flexible gas | 0 | 0 | 0 | 0 | 0 | 0 | 0 | 0 | 0 | 0 | 0 | 0 | 0 | 0 | 0 | 0 | 0 | 0 | 0 | 0 | 0 | 0 | 0 | 0 | 0 | 0 | 0 | 0 | 0
CDP24 | NSW | CNSW | Hydro | 0 | 0 | 0 | 0 | 0 | 0 | 0 | 0 | 0 | 0 | 0 | 0 | 0 | 0 | 0 | 0 | 0 | 0 | 0 | 0 | 0 | 0 | 0 | 0 | 0 | 0 | 0 | 0 | 0
CDP24 | NSW | CNSW | Utility storage | 247 | 247 | 816 | 826.0619 | 1485.867 | 2870.9467 | 2910.9811 | 2870.9611 | 2910.9811 | 2870.9611 | 2870.9611 | 2910.9811 | 2870.9611 | 2870.9611 | 2910.9811 | 2910.9811 | 2870.9611 | 2870.9611 | 2870.9611 | 2870.9611 | 2910.9811 | 2870.9611 | 2341.9811 | 2291.8992 | 2000.5542 | 779.6316 | 739.6035 | 739.6035 | 779.6235
CDP24 | NSW | CNSW | Coordinated CER storage | 0.91547 | 1.218 | 1.5545 | 1.9694 | 2.396 | 2.8889 | 3.468 | 4.4484 | 5.7616 | 7.4129 | 9.4548 | 11.9182 | 14.7956 | 18.091 | 21.8271 | 26.0012 | 30.6055 | 35.6384 | 41.1048 | 47.0119 | 53.3576 | 60.2411 | 67.6633 | 75.5332 | 83.8558 | 92.5557 | 101.5813 | 105.8426 | 109.6628
CDP24 | NSW | CNSW | Passive CER storage | 19.9215 | 21.7984 | 23.5569 | 25.4252 | 27.2293 | 28.9039 | 31.2635 | 33.4736 | 36.0114 | 38.6022 | 41.3825 | 44.4067 | 47.4404 | 50.4842 | 53.5835 | 56.6421 | 59.5615 | 62.2973 | 64.8483 | 67.2355 | 69.4388 | 72.0568 | 74.8106 | 77.6287 | 80.5076 | 83.1503 | 85.4446 | 88.2195 | 90.7189
CDP24 | NSW | CNSW | Offshore wind | 0 | 0 | 0 | 0 | 0 | 0 | 0 | 0 | 0 | 0 | 0 | 0 | 0 | 0 | 0 | 0 | 0 | 0 | 0 | 0 | 0 | 0 | 0 | 0 | 0 | 0 | 0 | 0 | 0
CDP24 | NSW | CNSW | Wind | 503.54 | 503.54 | 641.54 | 1483.7289 | 2247.5043 | 5157.8875 | 5157.8875 | 5157.8875 | 5157.8875 | 5157.8875 | 5157.8875 | 5157.8875 | 5157.8875 | 5157.8875 | 5157.8875 | 5157.8875 | 5157.8875 | 5051.0875 | 4913.0775 | 4913.0775 | 4913.0775 | 4964.6848 | 4964.6848 | 4964.6848 | 4964.6848 | 5204.5325 | 5747.6688 | 5747.6688 | 5747.6688
CDP24 | NSW | CNSW | Utility solar | 1876.49 | 1876.49 | 1956.35 | 2961.0555 | 2961.0555 | 3944.0721 | 4206.6314 | 4206.6314 | 4206.6314 | 4206.6314 | 4206.6314 | 4516.8522 | 4516.8522 | 4516.8522 | 4516.8522 | 4516.8522 | 4516.8522 | 4516.8522 | 4516.8522 | 4414.8322 | 4976.1238 | 4976.1238 | 4940.1138 | 4940.1138 | 6457.1233 | 6691.1372 | 8215.99 | 8096.24 | 7926.36
CDP24 | NSW | CNSW | Distributed PV | 621.9378 | 636.102 | 644.9182 | 661.8711 | 702.2766 | 740.456 | 787.694 | 821.4306 | 856.4795 | 886.1984 | 918.429 | 939.0199 | 954.7714 | 966.4442 | 983.7172 | 994.2831 | 1006.6496 | 1019.2425 | 1037.8102 | 1049.5191 | 1061.3193 | 1073.5732 | 1093.3139 | 1104.7404 | 1118.1637 | 1133.1908 | 1153.9216 | 1167.3489 | 1182.2507
CDP24 | NSW | CNSW | Other renewable fuels | 0 | 0 | 0 | 0 | 0 | 0 | 0 | 0 | 0 | 0 | 0 | 0 | 0 | 0 | 0 | 0 | 0 | 0 | 0 | 0 | 0 | 0 | 0 | 0 | 0 | 0 | 30 | 90 | 90
CDP24 | NSW | CNSW | DSP | 0 | 0 | 0 | 0 | 0 | 0 | 0 | 0 | 0 | 0 | 0 | 0 | 0 | 0 | 0 | 0 | 0 | 0 | 0 | 0 | 0 | 0 | 0 | 0 | 0 | 0 | 0 | 0 | 0
CDP24 | NSW | SNW | Black coal | 4200 | 4200 | 1320 | 1320 | 1320 | 0 | 0 | 0 | 0 | 0 | 0 | 0 | 0 | 0 | 0 | 0 | 0 | 0 | 0 | 0 | 0 | 0 | 0 | 0 | 0 | 0 | 0 | 0 | 0
CDP24 | NSW | SNW | Mid-merit gas | 440 | 440 | 440 | 440 | 440 | 440 | 440 | 440 | 440 | 440 | 440 | 440 | 440 | 440 | 440 | 440 | 440 | 440 | 440 | 440 | 0 | 0 | 0 | 0 | 0 | 0 | 0 | 0 | 0
CDP24 | NSW | SNW | Flexible gas with CCS | 0 | 0 | 0 | 0 | 0 | 0 | 0 | 0 | 0 | 0 | 0 | 0 | 0 | 0 | 0 | 0 | 0 | 0 | 0 | 0 | 0 | 0 | 0 | 0 | 0 | 0 | 0 | 0 | 0
CDP24 | NSW | SNW | Flexible gas | 1979 | 1979 | 1979 | 1979 | 1979 | 1979 | 1979 | 1979 | 1979 | 1979 | 1979 | 1979 | 1979 | 1979 | 1979 | 1979 | 1979 | 1979 | 1979 | 2254.2882 | 2955.4945 | 3831.5544 | 3831.5544 | 3831.5544 | 3831.5544 | 3831.5544 | 3831.5544 | 3831.5544 | 3831.5544
CDP24 | NSW | SNW | Hydro | 0 | 0 | 0 | 0 | 0 | 0 | 0 | 0 | 0 | 0 | 0 | 0 | 0 | 0 | 0 | 0 | 0 | 0 | 0 | 0 | 0 | 0 | 0 | 0 | 0 | 0 | 0 | 0 | 0
CDP24 | NSW | SNW | Utility storage | 50 | 50 | 1571.8576 | 1571.8622 | 1571.8644 | 1607.5015 | 2076.8317 | 2704.3837 | 2776.9597 | 2704.3837 | 2704.3837 | 2776.9597 | 2704.3837 | 2654.3837 | 2726.9597 | 2726.9597 | 2654.3837 | 2654.3837 | 2654.3837 | 2654.3837 | 2726.9597 | 2654.3837 | 1312.8141 | 1240.2336 | 1240.2315 | 1280.3643 | 968.2884 | 968.2884 | 1040.8644
CDP24 | NSW | SNW | Coordinated CER storage | 8.587 | 11.5295 | 14.8171 | 18.6626 | 22.7871 | 27.7997 | 33.4963 | 43.0237 | 55.4305 | 70.9627 | 90.1039 | 112.9793 | 139.8314 | 170.4524 | 205.2684 | 244.1544 | 286.9162 | 333.5338 | 384.2127 | 438.8854 | 497.66 | 560.8937 | 629.5544 | 702.4072 | 779.5514 | 860.1351 | 943.9419 | 983.3503 | 1018.6582
CDP24 | NSW | SNW | Passive CER storage | 186.8609 | 206.3463 | 224.5379 | 240.9368 | 258.9593 | 278.1444 | 301.9599 | 322.7208 | 344.5839 | 366.8252 | 390.7075 | 415.6523 | 441.7183 | 467.2367 | 494.0385 | 520.566 | 545.206 | 567.5963 | 588.6361 | 607.8089 | 625.5986 | 647.3132 | 670.0861 | 693.8422 | 718.7364 | 741.3337 | 761.6739 | 786.6727 | 809.1086
CDP24 | NSW | SNW | Offshore wind | 0 | 0 | 0 | 0 | 0 | 0 | 0 | 0 | 0 | 0 | 0 | 0 | 0 | 0 | 0 | 0 | 0 | 0 | 0 | 0 | 0 | 0 | 0 | 0 | 0 | 0 | 0 | 0 | 0
CDP24 | NSW | SNW | Wind | 0 | 0 | 0 | 0 | 0 | 0 | 0 | 0 | 0 | 0 | 0 | 0 | 0 | 0 | 0 | 0 | 0 | 0 | 0 | 0 | 0 | 0 | 0 | 0 | 0 | 0 | 0 | 0 | 0
CDP24 | NSW | SNW | Utility solar | 0 | 0 | 0 | 0 | 0 | 0 | 0 | 0 | 0 | 0 | 0 | 0 | 0 | 0 | 0 | 0 | 0 | 0 | 0 | 0 | 0 | 0 | 0 | 0 | 0 | 0 | 0 | 0 | 0
CDP24 | NSW | SNW | Distributed PV | 3679.6425 | 3821.5974 | 3976.6457 | 4171.7761 | 4514.291 | 4858.2954 | 5220.1292 | 5496.252 | 5768.549 | 6015.446 | 6247.5007 | 6444.969 | 6601.2248 | 6709.9767 | 6807.533 | 6901.289 | 6995.1835 | 7087.6409 | 7182.3455 | 7274.2264 | 7368.4104 | 7463.4566 | 7560.2199 | 7654.4945 | 7751.1288 | 7849.3467 | 7952.3875 | 8051.2259 | 8161.516
CDP24 | NSW | SNW | Other renewable fuels | 0 | 0 | 0 | 0 | 0 | 0 | 0 | 0 | 0 | 0 | 0 | 0 | 0 | 0 | 0 | 0 | 0 | 0 | 0 | 0 | 0 | 0 | 0 | 0 | 0 | 0 | 90 | 90 | 90
CDP24 | NSW | SNW | DSP | 336.74 | 342.94 | 349.4 | 358.05 | 499.09 | 685.31 | 850.38 | 920.72 | 991.02 | 1061.28 | 1070.04 | 1079.54 | 1087.21 | 1096.93 | 1105.44 | 1116.29 | 1124.85 | 1136.31 | 1138.21 | 1141.89 | 1148.33 | 1146.26 | 1149.08 | 1151.3 | 1149.72 | 1153.61 | 1157.93 | 1166.18 | 1185.25
CDP24 | NSW | SNSW | Black coal | 0 | 0 | 0 | 0 | 0 | 0 | 0 | 0 | 0 | 0 | 0 | 0 | 0 | 0 | 0 | 0 | 0 | 0 | 0 | 0 | 0 | 0 | 0 | 0 | 0 | 0 | 0 | 0 | 0
CDP24 | NSW | SNSW | Mid-merit gas | 0 | 0 | 0 | 0 | 0 | 0 | 0 | 0 | 0 | 0 | 0 | 0 | 0 | 0 | 0 | 0 | 0 | 0 | 0 | 0 | 0 | 0 | 0 | 0 | 0 | 0 | 0 | 0 | 0
CDP24 | NSW | SNSW | Flexible gas with CCS | 0 | 0 | 0 | 0 | 0 | 0 | 0 | 0 | 0 | 0 | 0 | 0 | 0 | 0 | 0 | 0 | 0 | 0 | 0 | 0 | 0 | 0 | 0 | 0 | 0 | 0 | 0 | 0 | 0
CDP24 | NSW | SNSW | Flexible gas | 692 | 692 | 692 | 692 | 692 | 692 | 692 | 692 | 692 | 692 | 692 | 692 | 692 | 692 | 692 | 692 | 692 | 692 | 692 | 692 | 692 | 0 | 0 | 0 | 0 | 0 | 0 | 0 | 0
CDP24 | NSW | SNSW | Hydro | 2285 | 2285 | 2285 | 2285 | 2285 | 2285 | 2285 | 2285 | 2285 | 2285 | 2285 | 2285 | 2285 | 2285 | 2285 | 2285 | 2285 | 2285 | 2285 | 2285 | 2285 | 2285 | 2285 | 2285 | 2285 | 2285 | 2285 | 2285 | 2285
CDP24 | NSW | SNSW | Utility storage | 299.99 | 309.99 | 368.9 | 368.9 | 568.9 | 2768.9 | 2854.9692 | 2853.9792 | 2854.9692 | 2853.9792 | 2853.9792 | 2854.9692 | 2853.9792 | 2853.9792 | 2854.9692 | 2854.9692 | 2853.9792 | 2853.9792 | 2853.9792 | 2843.9792 | 2794.9692 | 2793.9792 | 2735.0692 | 2734.0792 | 2734.0792 | 2635.0792 | 2587.3584 | 2587.3584 | 2437.3584
CDP24 | NSW | SNSW | Coordinated CER storage | 1.8316 | 2.4469 | 3.1469 | 4.0056 | 4.9448 | 6.063 | 7.344 | 8.8828 | 10.843 | 13.2952 | 16.3304 | 19.989 | 24.3293 | 29.3361 | 35.0941 | 41.5771 | 48.7432 | 56.6101 | 65.2405 | 74.6487 | 84.8616 | 95.9878 | 108.1835 | 121.2843 | 135.2958 | 150.0261 | 165.4879 | 173.4974 | 180.7336
CDP24 | NSW | SNSW | Passive CER storage | 39.8581 | 43.7926 | 47.6885 | 51.7125 | 56.1945 | 60.6618 | 66.2045 | 71.0929 | 76.2779 | 81.7101 | 87.5202 | 93.586 | 99.9174 | 106.2198 | 112.7798 | 119.2142 | 125.1293 | 130.5318 | 135.6734 | 140.5429 | 145.2071 | 150.7156 | 156.525 | 162.5649 | 168.7895 | 174.3699 | 179.4516 | 185.5172 | 191.0124
CDP24 | NSW | SNSW | Offshore wind | 0 | 0 | 0 | 0 | 0 | 0 | 0 | 0 | 0 | 0 | 0 | 0 | 0 | 0 | 0 | 0 | 0 | 0 | 0 | 0 | 0 | 0 | 0 | 0 | 0 | 0 | 0 | 0 | 0
CDP24 | NSW | SNSW | Wind | 1792.06 | 1850.06 | 1890.08 | 2420.54 | 3005.6666 | 3005.6666 | 3005.6666 | 3005.6666 | 3005.6666 | 3005.6666 | 3005.6666 | 3005.6666 | 3005.6666 | 2959.1666 | 2959.1666 | 2929.1666 | 2929.1666 | 2699.7339 | 2651.4339 | 2651.4339 | 2362.4239 | 2362.4239 | 2136.5404 | 1924.7847 | 1929.1448 | 1553.8605 | 1559.5027 | 1559.5027 | 1559.5027
CDP24 | NSW | SNSW | Utility solar | 2083.08 | 2083.08 | 2475.36 | 2817.7576 | 3376.8769 | 3376.8769 | 3377.7769 | 3376.8769 | 3376.8769 | 3376.8769 | 3376.8769 | 3376.8769 | 3376.8769 | 3376.8769 | 3376.8769 | 3226.8469 | 3226.8469 | 3226.8469 | 3226.8469 | 3226.8469 | 3718.0744 | 4601.4628 | 4601.4628 | 4516.4628 | 4484.0628 | 4751.8866 | 4419.5466 | 3644.3366 | 3614.3366
CDP24 | NSW | SNSW | Distributed PV | 986.0326 | 1016.5758 | 1046.5931 | 1086.1683 | 1164.1203 | 1240.9168 | 1328.5137 | 1393.4014 | 1458.5676 | 1517.356 | 1578.8062 | 1621.3015 | 1659.1313 | 1689.5418 | 1724.7489 | 1750.0152 | 1777.7549 | 1805.5558 | 1841.3577 | 1866.4198 | 1894.7072 | 1924.1874 | 1962.8752 | 1990.9999 | 2022.3122 | 2052.6863 | 2093.9396 | 2124.8409 | 2159.5341
CDP24 | NSW | SNSW | Other renewable fuels | 0 | 0 | 0 | 0 | 0 | 0 | 0 | 0 | 0 | 0 | 0 | 0 | 0 | 0 | 0 | 0 | 0 | 0 | 0 | 0 | 0 | 0 | 0 | 0 | 0 | 0 | 0 | 0 | 0
CDP24 | NSW | SNSW | DSP | 0 | 0 | 0 | 0 | 0 | 0 | 0 | 0 | 0 | 0 | 0 | 0 | 0 | 0 | 0 | 0 | 0 | 0 | 0 | 0 | 0 | 0 | 0 | 0 | 0 | 0 | 0 | 0 | 0
CDP24 | QLD | NQ | Black coal | 0 | 0 | 0 | 0 | 0 | 0 | 0 | 0 | 0 | 0 | 0 | 0 | 0 | 0 | 0 | 0 | 0 | 0 | 0 | 0 | 0 | 0 | 0 | 0 | 0 | 0 | 0 | 0 | 0
CDP24 | QLD | NQ | Mid-merit gas | 244 | 244 | 244 | 244 | 244 | 244 | 244 | 244 | 244 | 244 | 244 | 244 | 244 | 244 | 244 | 244 | 244 | 244 | 244 | 244 | 244 | 244 | 244 | 0 | 0 | 0 | 0 | 0 | 0
CDP24 | QLD | NQ | Flexible gas with CCS | 0 | 0 | 0 | 0 | 0 | 0 | 0 | 0 | 0 | 0 | 0 | 0 | 0 | 0 | 0 | 0 | 0 | 0 | 0 | 0 | 0 | 0 | 0 | 0 | 0 | 0 | 0 | 0 | 0
CDP24 | QLD | NQ | Flexible gas | 423.5 | 423.5 | 423.5 | 423.5 | 423.5 | 423.5 | 423.5 | 423.5 | 423.5 | 423.5 | 131.5 | 131.5 | 131.5 | 131.5 | 131.5 | 131.5 | 131.5 | 131.5 | 131.5 | 131.5 | 131.5 | 0 | 0 | 0 | 0 | 0 | 0 | 0 | 0
CDP24 | QLD | NQ | Hydro | 156.4 | 156.4 | 156.4 | 156.4 | 156.4 | 156.4 | 156.4 | 156.4 | 156.4 | 156.4 | 156.4 | 156.4 | 156.4 | 156.4 | 70 | 70 | 70 | 70 | 70 | 0 | 0 | 0 | 0 | 0 | 0 | 0 | 0 | 0 | 0
CDP24 | QLD | NQ | Utility storage | 250 | 250 | 250 | 550 | 550 | 550 | 550 | 550 | 550.0001 | 550.0001 | 550.0001 | 550.0001 | 550.0001 | 550.0002 | 550.0002 | 550.0002 | 550.0002 | 550.0002 | 550.0002 | 550.0002 | 550.0002 | 550.0003 | 550.0003 | 258.9265 | 269.5558 | 405.1536 | 430.4647 | 430.4647 | 430.4647
CDP24 | QLD | NQ | Coordinated CER storage | 0.88737 | 1.2167 | 1.5929 | 2.0251 | 2.5236 | 3.12 | 3.8402 | 4.861 | 6.1864 | 7.8245 | 9.8358 | 12.2418 | 15.0717 | 18.2721 | 21.9141 | 25.9728 | 30.4036 | 35.228 | 40.4665 | 46.1292 | 52.2496 | 58.927 | 66.1344 | 73.8088 | 81.9834 | 90.4987 | 99.3492 | 103.7072 | 107.6837
CDP24 | QLD | NQ | Passive CER storage | 18.5285 | 21.0552 | 23.4635 | 25.9022 | 28.4576 | 31.3925 | 34.814 | 37.9522 | 41.4162 | 44.9799 | 48.8461 | 52.9834 | 57.3995 | 61.6721 | 66.1572 | 70.6014 | 74.6827 | 78.4936 | 82.1191 | 85.5856 | 89.0361 | 92.9771 | 97.0969 | 101.3628 | 105.886 | 109.9772 | 113.7091 | 117.7593 | 121.4976
CDP24 | QLD | NQ | Offshore wind | 0 | 0 | 0 | 0 | 0 | 0 | 0 | 0 | 0 | 0 | 0 | 0 | 0 | 0 | 0 | 0 | 0 | 0 | 0 | 0 | 0 | 0 | 0 | 0 | 0 | 0 | 0 | 0 | 0
CDP24 | QLD | NQ | Wind | 375.64 | 375.64 | 375.64 | 375.64 | 1603.071 | 1932.1655 | 2515.1991 | 2515.1991 | 2515.1991 | 2515.1991 | 2739.0064 | 2739.0064 | 2751.9763 | 2939.1689 | 2939.1689 | 2939.1689 | 2939.1689 | 2939.1689 | 2939.1689 | 2939.1689 | 2926.7164 | 3422.4366 | 3422.4366 | 3379.2366 | 3379.2366 | 3253.8407 | 3427.9044 | 3458.8921 | 3458.8921
CDP24 | QLD | NQ | Utility solar | 521.6 | 521.6 | 521.6 | 521.6 | 521.6 | 521.6 | 521.6 | 521.6 | 521.6 | 521.6 | 521.6 | 521.6 | 521.6001 | 521.6001 | 473.1001 | 473.1001 | 473.1001 | 473.1001 | 688.7632 | 633.921 | 517.961 | 563.706 | 563.706 | 548.706 | 448.726 | 427.756 | 680.2579 | 580.2279 | 580.2279
CDP24 | QLD | NQ | Distributed PV | 650.1918 | 674.7727 | 703.9561 | 730.2258 | 763.9198 | 810.8536 | 853.2797 | 886.3548 | 917.2914 | 944.1354 | 970.7969 | 991.2841 | 1008.6228 | 1022.5255 | 1038.7204 | 1053.488 | 1067.6015 | 1084.5645 | 1102.9542 | 1118.778 | 1136.6862 | 1153.6954 | 1172.9582 | 1190.3775 | 1209.4642 | 1228.2939 | 1251.6994 | 1274.419 | 1298.4572
CDP24 | QLD | NQ | Other renewable fuels | 0 | 0 | 0 | 0 | 0 | 0 | 0 | 0 | 0 | 0 | 0 | 0 | 0 | 0 | 0 | 0 | 0 | 0 | 0 | 0 | 0 | 0 | 0 | 0 | 0 | 0 | 0 | 0 | 0
CDP24 | QLD | NQ | DSP | 0 | 0 | 0 | 0 | 0 | 0 | 0 | 0 | 0 | 0 | 0 | 0 | 0 | 0 | 0 | 0 | 0 | 0 | 0 | 0 | 0 | 0 | 0 | 0 | 0 | 0 | 0 | 0 | 0
CDP24 | QLD | GG | Black coal | 1680 | 1680 | 1680 | 1680 | 840 | 840 | 840 | 280 | 0 | 0 | 0 | 0 | 0 | 0 | 0 | 0 | 0 | 0 | 0 | 0 | 0 | 0 | 0 | 0 | 0 | 0 | 0 | 0 | 0
CDP24 | QLD | GG | Mid-merit gas | 180 | 180 | 180 | 180 | 180 | 180 | 180 | 180 | 180 | 180 | 180 | 180 | 180 | 180 | 180 | 180 | 180 | 180 | 180 | 180 | 180 | 180 | 180 | 180 | 180 | 180 | 180 | 0 | 0
CDP24 | QLD | GG | Flexible gas with CCS | 0 | 0 | 0 | 0 | 0 | 0 | 0 | 0 | 0 | 0 | 0 | 0 | 0 | 0 | 0 | 0 | 0 | 0 | 0 | 0 | 0 | 0 | 0 | 0 | 0 | 0 | 0 | 0 | 0
CDP24 | QLD | GG | Flexible gas | 0 | 0 | 0 | 0 | 0 | 0 | 0 | 0 | 0 | 0 | 0 | 0 | 0 | 0 | 0 | 0 | 0 | 0 | 0 | 0 | 0 | 0 | 0 | 0 | 0 | 0 | 0 | 0 | 0
CDP24 | QLD | GG | Hydro | 0 | 0 | 0 | 0 | 0 | 0 | 0 | 0 | 0 | 0 | 0 | 0 | 0 | 0 | 0 | 0 | 0 | 0 | 0 | 0 | 0 | 0 | 0 | 0 | 0 | 0 | 0 | 0 | 0
CDP24 | QLD | GG | Utility storage | 0 | 0 | 400 | 400 | 400 | 400 | 400.0001 | 400.0001 | 400.0001 | 400.0001 | 400.0001 | 400.0001 | 400.0001 | 400.0002 | 400.0002 | 400.0002 | 400.0002 | 400.0002 | 400.0002 | 400.0002 | 400.0002 | 400.0003 | 0.00028043 | 64.5493 | 67.6803 | 67.6803 | 594.346 | 594.346 | 792.5296
CDP24 | QLD | GG | Coordinated CER storage | 0.048726 | 0.066819 | 0.087887 | 0.11153 | 0.14153 | 0.17366 | 0.21572 | 0.29891 | 0.41299 | 0.56211 | 0.74955 | 0.97712 | 1.2471 | 1.5592 | 1.9169 | 2.3184 | 2.7646 | 3.2536 | 3.7908 | 4.3761 | 5.009 | 5.7004 | 6.4465 | 7.2409 | 8.0831 | 8.9664 | 9.8883 | 10.3376 | 10.7449
CDP24 | QLD | GG | Passive CER storage | 1.0174 | 1.1563 | 1.2946 | 1.4266 | 1.5959 | 1.7473 | 1.9556 | 2.1352 | 2.3376 | 2.5644 | 2.8105 | 3.0704 | 3.3401 | 3.6127 | 3.8978 | 4.1748 | 4.4417 | 4.6827 | 4.9228 | 5.1563 | 5.3782 | 5.6374 | 5.9123 | 6.1964 | 6.4847 | 6.7498 | 6.9899 | 7.2551 | 7.4911
CDP24 | QLD | GG | Offshore wind | 0 | 0 | 0 | 0 | 0 | 0 | 0 | 0 | 0 | 0 | 0 | 0 | 0 | 0 | 0 | 0 | 0 | 0 | 0 | 0 | 0 | 0 | 0 | 0 | 0 | 0 | 0 | 0 | 0
CDP24 | QLD | GG | Wind | 0 | 0 | 0 | 0 | 0 | 0 | 0 | 0 | 0 | 0 | 0 | 0 | 0 | 0 | 0 | 0 | 0 | 0 | 0 | 0 | 0 | 0 | 0 | 0 | 0 | 0 | 0 | 0 | 0
CDP24 | QLD | GG | Utility solar | 0 | 0 | 0 | 0 | 0 | 0 | 0 | 0 | 0 | 0 | 0 | 0 | 0 | 0 | 0 | 0 | 0 | 0 | 0 | 0 | 0 | 0 | 0 | 0 | 0 | 0 | 0 | 0 | 0
CDP24 | QLD | GG | Distributed PV | 62.5042 | 64.2791 | 66.415 | 68.9878 | 72.7673 | 76.244 | 80.0461 | 83.5314 | 86.727 | 89.5602 | 92.1585 | 94.3304 | 96.0517 | 97.5469 | 99.0431 | 100.4574 | 101.995 | 103.5388 | 105.3012 | 107.0116 | 108.5825 | 110.2539 | 112.0709 | 113.8938 | 115.5761 | 117.3638 | 119.4773 | 121.9029 | 124.2038
CDP24 | QLD | GG | Other renewable fuels | 0 | 0 | 0 | 0 | 0 | 0 | 0 | 0 | 0 | 0 | 0 | 0 | 0 | 0 | 0 | 0 | 0 | 0 | 0 | 0 | 0 | 0 | 0 | 0 | 0 | 0 | 0 | 0 | 0
CDP24 | QLD | GG | DSP | 0 | 0 | 0 | 0 | 0 | 0 | 0 | 0 | 0 | 0 | 0 | 0 | 0 | 0 | 0 | 0 | 0 | 0 | 0 | 0 | 0 | 0 | 0 | 0 | 0 | 0 | 0 | 0 | 0
CDP24 | QLD | CQ | Black coal | 3004 | 3004 | 3004 | 3004 | 2304 | 2304 | 1574 | 1574 | 1574 | 844 | 844 | 844 | 844 | 844 | 844 | 844 | 844 | 844 | 844 | 844 | 844 | 844 | 844 | 844 | 844 | 844 | 844 | 844 | 0
CDP24 | QLD | CQ | Mid-merit gas | 0 | 0 | 0 | 0 | 0 | 0 | 0 | 0 | 0 | 0 | 0 | 0 | 0 | 0 | 0 | 0 | 0 | 0 | 0 | 0 | 0 | 0 | 0 | 0 | 0 | 0 | 0 | 0 | 0
CDP24 | QLD | CQ | Flexible gas with CCS | 0 | 0 | 0 | 0 | 0 | 0 | 0 | 0 | 0 | 0 | 0 | 0 | 0 | 0 | 0 | 0 | 0 | 0 | 0 | 0 | 0 | 0 | 0 | 0 | 0 | 0 | 0 | 0 | 0
CDP24 | QLD | CQ | Flexible gas | 37 | 37 | 37 | 37 | 37 | 37 | 37 | 37 | 37 | 37 | 37 | 0 | 0 | 0 | 0 | 0 | 0 | 0 | 0 | 0 | 0 | 0 | 0 | 0 | 0 | 0 | 0 | 0 | 0
CDP24 | QLD | CQ | Hydro | 0 | 0 | 0 | 0 | 0 | 0 | 0 | 0 | 0 | 0 | 0 | 0 | 0 | 0 | 0 | 0 | 0 | 0 | 0 | 0 | 0 | 0 | 0 | 0 | 0 | 0 | 0 | 0 | 0
CDP24 | QLD | CQ | Utility storage | 50 | 50 | 50 | 50 | 200 | 200 | 200.0001 | 200.0001 | 200.0001 | 200.0001 | 200.0002 | 200.0002 | 200.0002 | 200.0003 | 200.0004 | 200.0004 | 200.0004 | 200.0004 | 200.0004 | 150.0004 | 150.0004 | 150.0005 | 150.0006 | 214.385 | 138.0251 | 180.1174 | 919.2073 | 919.2073 | 1258.2759
CDP24 | QLD | CQ | Coordinated CER storage | 0.81707 | 1.1192 | 1.475 | 1.8705 | 2.3506 | 2.8941 | 3.5651 | 4.6403 | 6.0457 | 7.8273 | 10.0404 | 12.6969 | 15.8224 | 19.4074 | 23.4888 | 28.0554 | 33.0802 | 38.5531 | 44.5354 | 51.0196 | 58.024 | 65.6952 | 73.9546 | 82.751 | 92.094 | 101.874 | 112.0393 | 117.0219 | 121.5395
CDP24 | QLD | CQ | Passive CER storage | 17.0607 | 19.3666 | 21.7275 | 23.9255 | 26.506 | 29.119 | 32.3201 | 35.3739 | 38.6267 | 42.1175 | 45.9487 | 49.9898 | 54.2028 | 58.4551 | 62.8527 | 67.2149 | 71.3089 | 75.0313 | 78.6845 | 82.1837 | 85.591 | 89.6089 | 93.7355 | 98.007 | 102.4317 | 106.5375 | 110.2123 | 114.1759 | 117.7274
CDP24 | QLD | CQ | Offshore wind | 0 | 0 | 0 | 0 | 0 | 0 | 0 | 0 | 0 | 0 | 0 | 0 | 0 | 0 | 0 | 0 | 0 | 0 | 0 | 0 | 0 | 0 | 0 | 0 | 0 | 0 | 0 | 0 | 0
CDP24 | QLD | CQ | Wind | 300 | 300 | 439 | 439 | 947.0826 | 1434.41 | 1434.4101 | 1434.4101 | 1434.4101 | 1434.4101 | 2365.5677 | 2365.5677 | 2365.5677 | 2365.5677 | 2365.5677 | 2365.5677 | 2365.5677 | 2365.5677 | 2365.5677 | 2365.5677 | 2438.3414 | 3178.193 | 3178.193 | 3178.193 | 3178.193 | 3178.193 | 2938.4056 | 2938.4056 | 2938.4056
CDP24 | QLD | CQ | Utility solar | 788.17 | 788.17 | 788.17 | 788.17 | 860.8017 | 860.8017 | 860.8017 | 860.8017 | 860.8017 | 860.8017 | 860.8017 | 860.8018 | 860.8019 | 860.8019 | 860.8019 | 860.8019 | 860.802 | 863.2357 | 1209.408 | 1209.4082 | 1195.4091 | 1152.9091 | 1152.9091 | 1152.9091 | 1344.39 | 2423.5701 | 3587.5861 | 4207.4528 | 5186.6302
CDP24 | QLD | CQ | Distributed PV | 722.2681 | 742.6714 | 766.5235 | 793.7311 | 832.2373 | 870.8408 | 919.19 | 959.03 | 992.0332 | 1024.4908 | 1056.5767 | 1083.0724 | 1101.7266 | 1123.061 | 1144.5628 | 1165.0051 | 1182.6817 | 1203.6093 | 1227.4527 | 1248.9192 | 1267.2572 | 1290.1466 | 1314.2082 | 1336.8165 | 1356.4594 | 1381.1351 | 1408.4892 | 1436.2188 | 1460.3169
CDP24 | QLD | CQ | Other renewable fuels | 0 | 0 | 0 | 0 | 0 | 0 | 0 | 0 | 0 | 0 | 0 | 0 | 0 | 0 | 0 | 0 | 0 | 0 | 0 | 0 | 0 | 0 | 0 | 0 | 0 | 0 | 0 | 0 | 0
CDP24 | QLD | CQ | DSP | 0 | 0 | 0 | 0 | 0 | 0 | 0 | 0 | 0 | 0 | 0 | 0 | 0 | 0 | 0 | 0 | 0 | 0 | 0 | 0 | 0 | 0 | 0 | 0 | 0 | 0 | 0 | 0 | 0
CDP24 | QLD | SQ | Black coal | 3446 | 3446 | 3446 | 3446 | 3446 | 3446 | 3446 | 2746 | 2746 | 2396 | 1596 | 852 | 852 | 852 | 852 | 852 | 852 | 852 | 852 | 852 | 852 | 852 | 852 | 852 | 852 | 852 | 852 | 852 | 0
CDP24 | QLD | SQ | Mid-merit gas | 1173.9 | 1173.9 | 1173.9 | 1173.9 | 1173.9 | 1173.9 | 1173.9 | 1173.9 | 1173.9 | 1173.9 | 1173.9 | 1173.9 | 1173.9 | 788.9 | 788.9 | 788.9 | 644.5 | 644.5 | 644.5 | 644.5 | 644.5 | 644.5 | 0 | 0 | 0 | 0 | 0 | 0 | 0
CDP24 | QLD | SQ | Flexible gas with CCS | 0 | 0 | 0 | 0 | 0 | 0 | 0 | 0 | 0 | 0 | 0 | 0 | 0 | 0 | 0 | 0 | 0 | 0 | 0 | 0 | 0 | 0 | 0 | 0 | 0 | 0 | 0 | 0 | 0
CDP24 | QLD | SQ | Flexible gas | 1509 | 1509 | 1509 | 1709 | 1709 | 1709 | 1709 | 1709 | 1709 | 1709 | 1871.2791 | 1791.2791 | 1791.2791 | 1831.6362 | 2061.7917 | 2271.4263 | 2689.0752 | 2901.2107 | 3774.711 | 4362.8383 | 4362.8383 | 4362.8383 | 4362.8383 | 4178.0231 | 4178.0231 | 4178.0231 | 3659.0231 | 3313.0231 | 3506.666
CDP24 | QLD | SQ | Hydro | 0 | 0 | 0 | 0 | 0 | 0 | 0 | 0 | 0 | 0 | 0 | 0 | 0 | 0 | 0 | 0 | 0 | 0 | 0 | 0 | 0 | 0 | 0 | 0 | 0 | 0 | 0 | 0 | 0
CDP24 | QLD | SQ | Utility storage | 709.6 | 1423.76 | 1729.76 | 1729.76 | 1729.76 | 1729.76 | 1729.76 | 1729.76 | 3727.76 | 3727.7601 | 3727.7601 | 3727.7601 | 3727.7601 | 3727.7601 | 3727.7602 | 3627.7602 | 3627.7602 | 3627.7602 | 3627.7602 | 3627.7602 | 3627.7602 | 3327.7602 | 3077.7602 | 3632.4283 | 3632.4283 | 3377.6283 | 3614.9227 | 3614.9227 | 3514.9227
CDP24 | QLD | SQ | Coordinated CER storage | 4.2813 | 5.9349 | 7.8549 | 10.0673 | 12.639 | 15.6606 | 19.5036 | 26.1745 | 34.9449 | 45.9905 | 59.704 | 76.2037 | 95.6949 | 118.0268 | 143.566 | 172.1726 | 203.6626 | 237.961 | 275.4027 | 316.0829 | 360.0365 | 407.5661 | 459.4511 | 514.7474 | 573.5005 | 635.0211 | 699.1749 | 730.6031 | 759.1308
CDP24 | QLD | SQ | Passive CER storage | 89.3949 | 102.7017 | 115.7072 | 128.7691 | 142.5235 | 157.5718 | 176.8119 | 194.2469 | 213.1165 | 232.7482 | 254.1827 | 276.937 | 301.0369 | 325.0195 | 350.4149 | 375.6131 | 399.0493 | 420.0192 | 440.1605 | 459.7105 | 478.6237 | 501.0311 | 524.6191 | 549.2404 | 574.878 | 598.5559 | 620.3463 | 643.8322 | 664.9847
CDP24 | QLD | SQ | Offshore wind | 0 | 0 | 0 | 0 | 0 | 0 | 0 | 0 | 0 | 0 | 0 | 0 | 0 | 0 | 0 | 0 | 0 | 0 | 0 | 0 | 0 | 0 | 0 | 0 | 0 | 0 | 0 | 0 | 0
CDP24 | QLD | SQ | Wind | 864.95 | 1788.35 | 1788.35 | 1788.35 | 3188.3501 | 4142.8104 | 4142.8104 | 4142.8104 | 4142.8104 | 4142.8104 | 4556.9524 | 4907.1917 | 4923.4139 | 5002.6293 | 5002.6293 | 5002.6293 | 5002.6293 | 5002.6293 | 5002.6293 | 5002.6293 | 5002.6295 | 4562.6595 | 4745.6519 | 4745.6519 | 4745.6519 | 8048.38 | 8048.38 | 8048.38 | 8048.38
CDP24 | QLD | SQ | Utility solar | 1791.51 | 1791.51 | 1850.95 | 1951.79 | 1951.25 | 1950.69 | 1950.14 | 1949.57 | 1949.01 | 1948.45 | 2342.152 | 4978.1103 | 5943.9533 | 5833.9533 | 5833.9533 | 5833.9533 | 5833.9533 | 5833.9533 | 5833.9533 | 7036.8666 | 7144.8651 | 7041.9051 | 7623.5538 | 7261.6978 | 7681.4053 | 7654.1053 | 9230.11 | 9230.11 | 9510.93
CDP24 | QLD | SQ | Distributed PV | 4444.5857 | 4601.2689 | 4749.54 | 4916.8363 | 5144.4056 | 5366.8426 | 5600.5382 | 5818.1179 | 6023.3354 | 6208.4396 | 6390.235 | 6547.3482 | 6680.4309 | 6801.3486 | 6930.4487 | 7058.0895 | 7183.3758 | 7312.5864 | 7449.028 | 7583.0522 | 7712.7031 | 7848.2261 | 7992.0637 | 8132.0113 | 8268.3973 | 8416.1653 | 8582.7632 | 8750.2442 | 8916.9501
CDP24 | QLD | SQ | Other renewable fuels | 0 | 0 | 0 | 0 | 0 | 0 | 0 | 0 | 0 | 0 | 0 | 0 | 0 | 0 | 0 | 0 | 0 | 0 | 0 | 0 | 0 | 0 | 0 | 0 | 0 | 0 | 0 | 90 | 90
CDP24 | QLD | SQ | DSP | 261.52 | 264.77 | 266.65 | 271.43 | 274.99 | 279.39 | 263.31 | 268.86 | 272.92 | 276.84 | 281.85 | 287.32 | 293.21 | 299.76 | 303.87 | 308.31 | 314.85 | 318.56 | 321.21 | 324.66 | 327.68 | 329.75 | 332.41 | 336.27 | 338.73 | 347.33 | 354.15 | 361.49 | 363.01
CDP24 | VIC | VIC | Brown coal | 4820 | 4820 | 4820 | 4820 | 4820 | 3370 | 3370 | 3370 | 3370 | 3370 | 1160 | 580 | 580 | 580 | 580 | 580 | 580 | 580 | 580 | 580 | 580 | 580 | 580 | 580 | 0 | 0 | 0 | 0 | 0
CDP24 | VIC | VIC | Mid-merit gas | 500 | 500 | 500 | 500 | 500 | 0 | 0 | 0 | 0 | 0 | 0 | 0 | 0 | 0 | 0 | 0 | 0 | 0 | 0 | 0 | 0 | 0 | 0 | 0 | 0 | 0 | 0 | 0 | 0
CDP24 | VIC | VIC | Flexible gas with CCS | 0 | 0 | 0 | 0 | 0 | 0 | 0 | 0 | 0 | 0 | 0 | 0 | 0 | 0 | 0 | 0 | 0 | 0 | 0 | 0 | 0 | 0 | 0 | 0 | 0 | 0 | 0 | 0 | 0
CDP24 | VIC | VIC | Flexible gas | 1900 | 1900 | 1900 | 1900 | 1900 | 1900 | 1900 | 1900 | 1900 | 1900 | 1730 | 1730 | 1730 | 1730 | 1730 | 1730 | 1290 | 1290 | 1290 | 1305.3069 | 1305.3069 | 1305.3069 | 1305.3069 | 1305.3069 | 1370.7929 | 1370.7929 | 1370.7929 | 1370.7929 | 2238.2103
CDP24 | VIC | VIC | Hydro | 2219.02 | 2219.02 | 2219.02 | 2219.02 | 2219.02 | 2219.02 | 2219.02 | 2219.02 | 2219.02 | 2219.02 | 2219.02 | 2219.02 | 2219.02 | 2219.02 | 2219.02 | 2219.02 | 2219.02 | 2219.02 | 2219.02 | 2219.02 | 2219.02 | 2219.02 | 2219.02 | 2219.02 | 2219.02 | 2219.02 | 2219.02 | 2219.02 | 2219.02
CDP24 | VIC | VIC | Utility storage | 299.13 | 479.13 | 1990.64 | 2405.4404 | 2860.5132 | 2852.8132 | 3053.23 | 3060.53 | 3572.23 | 4083.17 | 4593.04 | 6201.9199 | 6201.9199 | 6208.5199 | 6201.9199 | 6196.9199 | 6196.9199 | 6196.9199 | 5896.9199 | 5896.9199 | 5746.9199 | 6046.6577 | 5745.3477 | 5006.8474 | 4701.3748 | 4701.3748 | 4476.8858 | 3876.8858 | 3414.5262
CDP24 | VIC | VIC | Coordinated CER storage | 10.6132 | 15.1363 | 20.7187 | 26.6998 | 33.6099 | 42.073 | 52.0251 | 65.3888 | 82.4785 | 103.5543 | 129.304 | 159.8675 | 195.5802 | 236.092 | 282.1042 | 333.3048 | 389.2764 | 449.9516 | 515.8702 | 587.1309 | 663.853 | 746.8741 | 837.0114 | 932.8772 | 1034.5743 | 1140.6225 | 1250.7708 | 1304.751 | 1353.7071
CDP24 | VIC | VIC | Passive CER storage | 269.7717 | 301.4603 | 331.822 | 361.74 | 393.4245 | 427.1076 | 470.0826 | 508.8755 | 550.5086 | 593.6031 | 640.251 | 689.3259 | 740.7945 | 791.6143 | 844.9475 | 897.6568 | 946.6059 | 991.0946 | 1033.8217 | 1074.9606 | 1114.8568 | 1161.2955 | 1209.6656 | 1259.8506 | 1312.0582 | 1360.0652 | 1403.9921 | 1454.6296 | 1500.8336
CDP24 | VIC | VIC | Offshore wind | 0 | 0 | 0 | 0 | 0 | 0 | 0 | 1000 | 2000 | 2666.6666 | 3333.3333 | 3999.9999 | 4999.9999 | 5999.9999 | 6999.9998 | 8000 | 9000 | 9000 | 9000 | 9000 | 9000 | 9000 | 9000 | 9000 | 9000 | 9000 | 9000 | 9000 | 9000
CDP24 | VIC | VIC | Wind | 4537.37 | 4537.37 | 5381.93 | 5399.09 | 5399.0901 | 6754.2242 | 7177.2408 | 7177.2408 | 7177.2408 | 7177.2409 | 7124.7409 | 6932.7409 | 6932.7409 | 6932.7409 | 6869.7409 | 6449.7409 | 6449.7409 | 6161.4409 | 6161.4409 | 6110.8909 | 5793.6909 | 5481.6909 | 4634.7009 | 4634.7009 | 4237.2009 | 4906.8408 | 5608.2855 | 5417.7794 | 5417.7794
CDP24 | VIC | VIC | Utility solar | 1078.39 | 1171.87 | 1343.97 | 1696.09 | 1696.09 | 1696.09 | 1696.0901 | 1696.0901 | 1696.0901 | 1696.0901 | 1696.0901 | 1696.0901 | 1696.0901 | 1696.0901 | 1696.0901 | 1696.0901 | 1696.0901 | 1696.0901 | 1696.0901 | 1696.0901 | 2455.4218 | 3249.8458 | 3222.6758 | 3222.6758 | 3222.6758 | 3105.8894 | 2729.9594 | 2648.9594 | 2453.9494
CDP24 | VIC | VIC | Distributed PV | 4946.5809 | 5473.4647 | 6000.3487 | 6548.375 | 7156.223 | 7660.403 | 8174.482 | 8576.747 | 8962.685 | 9347.904 | 9703.346 | 10044.94 | 10318.213 | 10545.242 | 10731.794 | 10916.825 | 11076.006 | 11258.545 | 11424.147 | 11608.487 | 11778.063 | 11966.74 | 12140.772 | 12336.863 | 12549.209 | 12805.429 | 13049.815 | 13309.967 | 13556.198
CDP24 | VIC | VIC | Other renewable fuels | 0 | 0 | 0 | 0 | 0 | 0 | 0 | 0 | 0 | 0 | 0 | 0 | 0 | 0 | 0 | 0 | 0 | 0 | 0 | 0 | 0 | 0 | 0 | 0 | 0 | 0 | 0 | 90 | 90
CDP24 | VIC | VIC | DSP | 257.18 | 259.24 | 262.65 | 254.27 | 258.93 | 265 | 272.05 | 276.46 | 282.34 | 286.44 | 291.15 | 294 | 296.52 | 298.78 | 301.25 | 303.94 | 307.11 | 310.41 | 312.34 | 314.87 | 316.32 | 317.01 | 318.65 | 319.05 | 318.14 | 316.32 | 315.74 | 316.68 | 318.56
CDP24 | SA | CSA | Mid-merit gas | 1509 | 1509 | 1509 | 529 | 529 | 529 | 529 | 529 | 529 | 529 | 529 | 529 | 529 | 529 | 0 | 0 | 0 | 0 | 0 | 0 | 0 | 0 | 0 | 0 | 0 | 0 | 0 | 0 | 0
CDP24 | SA | CSA | Flexible gas with CCS | 0 | 0 | 0 | 0 | 0 | 0 | 0 | 0 | 0 | 0 | 0 | 0 | 0 | 0 | 0 | 0 | 0 | 0 | 0 | 0 | 0 | 0 | 0 | 0 | 0 | 0 | 0 | 0 | 0
CDP24 | SA | CSA | Flexible gas | 1421.06 | 1421.06 | 1621.06 | 1621.06 | 1547.56 | 1547.56 | 1547.56 | 1301.56 | 1301.56 | 1061.9 | 1239.7954 | 1326.9 | 1326.9 | 1326.9 | 1326.9 | 1326.9 | 1326.9 | 1326.9 | 1326.9 | 1415.2375 | 1775.0913 | 1437.0913 | 1313.8913 | 1159.8913 | 1159.8913 | 1159.8913 | 1159.8913 | 1122.6913 | 1122.6913
CDP24 | SA | CSA | Hydro | 0 | 0 | 0 | 0 | 0 | 0 | 0 | 0 | 0 | 0 | 0 | 0 | 0 | 0 | 0 | 0 | 0 | 0 | 0 | 0 | 0 | 0 | 0 | 0 | 0 | 0 | 0 | 0 | 0
CDP24 | SA | CSA | Utility storage | 456.2 | 656.2 | 951.18 | 1569.6392 | 2801.791 | 2807.811 | 2801.7911 | 2771.7911 | 2771.7911 | 2771.7911 | 2771.7911 | 2771.7911 | 2771.7911 | 2771.7911 | 2771.7911 | 2771.7911 | 2771.7911 | 2771.7911 | 2759.7911 | 2765.8111 | 2509.0911 | 2315.1111 | 2153.1112 | 1534.652 | 1486.0485 | 1444.5485 | 1801.9929 | 1801.9929 | 1801.9929
CDP24 | SA | CSA | Coordinated CER storage | 55.6719 | 62.4605 | 69.574 | 76.4942 | 84.1684 | 92.1358 | 101.9094 | 111.3026 | 121.9009 | 133.5508 | 146.6546 | 161.056 | 176.8714 | 193.5765 | 211.7514 | 230.9299 | 250.6652 | 270.8794 | 292.0065 | 314.1066 | 337.1741 | 362.1662 | 388.8506 | 416.8107 | 446.0604 | 475.6817 | 505.6161 | 520.6813 | 534.0007
CDP24 | SA | CSA | Passive CER storage | 163.4148 | 176.8412 | 189.127 | 200.7947 | 212.4134 | 224.7795 | 239.333 | 252.1373 | 265.4672 | 278.7557 | 292.6711 | 306.7404 | 321.0593 | 334.5405 | 348.2941 | 361.3463 | 372.8549 | 382.7225 | 391.8089 | 400.2474 | 408.0508 | 417.2101 | 426.5738 | 436.0668 | 445.6894 | 454.0331 | 461.1754 | 471.3591 | 480.3156
CDP24 | SA | CSA | Offshore wind | 0 | 0 | 0 | 0 | 0 | 0 | 0 | 0 | 0 | 0 | 0 | 0 | 0 | 0 | 0 | 0 | 0 | 0 | 0 | 0 | 0 | 0 | 0 | 0 | 0 | 0 | 0 | 0 | 0
CDP24 | SA | CSA | Wind | 2265.94 | 2265.94 | 2406.13 | 2406.13 | 2388.6382 | 2867.4024 | 2811.8043 | 2749.8043 | 2749.8043 | 2749.8043 | 2773.065 | 2819.886 | 2676.206 | 2491.726 | 2491.726 | 2650.4442 | 2323.7443 | 2849.2499 | 2849.2499 | 2868.0285 | 2654.1685 | 2654.1685 | 2435.8704 | 2658.9074 | 3165.2395 | 3599.6559 | 3405.1214 | 3405.1214 | 3405.2361
CDP24 | SA | CSA | Utility solar | 566.2 | 566.2 | 566.2 | 845.96 | 845.9601 | 932.1698 | 932.1699 | 932.1699 | 926.0499 | 926.0499 | 926.0499 | 1059.6011 | 1059.6011 | 1059.6011 | 1059.6011 | 1059.6011 | 1059.6011 | 1275.5435 | 1244.5035 | 1327.039 | 1891.9047 | 3314.9756 | 3296.3556 | 3296.3556 | 3217.1556 | 3217.1556 | 3122.1556 | 3141.4651 | 3141.4651
CDP24 | SA | CSA | Distributed PV | 2384.3353 | 2442.1813 | 2500.4698 | 2567.782 | 2677.0418 | 2784.8805 | 2909.5845 | 3009.2554 | 3102.066 | 3180.5322 | 3268.8848 | 3329.2026 | 3380.66 | 3426.1092 | 3489.9642 | 3538.8511 | 3587.8176 | 3637.0179 | 3703.2634 | 3753.7863 | 3803.3867 | 3852.582 | 3919.3763 | 3971.0747 | 4023.001 | 4075.7847 | 4146.0359 | 4201.0105 | 4255.8474
CDP24 | SA | CSA | Other renewable fuels | 0 | 0 | 0 | 0 | 0 | 0 | 0 | 0 | 0 | 0 | 0 | 0 | 0 | 0 | 0 | 0 | 0 | 0 | 0 | 0 | 0 | 0 | 0 | 0 | 0 | 0 | 0 | 0 | 0
CDP24 | SA | CSA | DSP | 48.57 | 49.28 | 50.28 | 51.56 | 52.85 | 53.42 | 54.14 | 54.66 | 55.32 | 55.88 | 56.69 | 57.36 | 58.07 | 58.69 | 59.22 | 59.72 | 60.24 | 60.85 | 61.33 | 61.79 | 62.07 | 62.2 | 62.04 | 61.81 | 61.44 | 61.03 | 61.09 | 61.34 | 61.65
CDP24 | SA | SESA | Mid-merit gas | 0 | 0 | 0 | 0 | 0 | 0 | 0 | 0 | 0 | 0 | 0 | 0 | 0 | 0 | 0 | 0 | 0 | 0 | 0 | 0 | 0 | 0 | 0 | 0 | 0 | 0 | 0 | 0 | 0
CDP24 | SA | SESA | Flexible gas with CCS | 0 | 0 | 0 | 0 | 0 | 0 | 0 | 0 | 0 | 0 | 0 | 0 | 0 | 0 | 0 | 0 | 0 | 0 | 0 | 0 | 0 | 0 | 0 | 0 | 0 | 0 | 0 | 0 | 0
CDP24 | SA | SESA | Flexible gas | 143 | 143 | 143 | 143 | 80 | 80 | 80 | 80 | 80 | 80 | 80 | 80 | 0 | 0 | 0 | 0 | 0 | 0 | 0 | 0 | 0 | 0 | 0 | 0 | 0 | 0 | 0 | 0 | 0
CDP24 | SA | SESA | Hydro | 0 | 0 | 0 | 0 | 0 | 0 | 0 | 0 | 0 | 0 | 0 | 0 | 0 | 0 | 0 | 0 | 0 | 0 | 0 | 0 | 0 | 0 | 0 | 0 | 0 | 0 | 0 | 0 | 0
CDP24 | SA | SESA | Utility storage | 25 | 25 | 25 | 25 | 25 | 25 | 25 | 25 | 25 | 25 | 25 | 4.458e-05 | 4.458e-05 | 4.596e-05 | 4.75e-05 | 5.294e-05 | 5.294e-05 | 5.294e-05 | 5.294e-05 | 5.294e-05 | 5.437e-05 | 7.758e-05 | 8.149e-05 | 0.00010052 | 39.3612 | 39.3612 | 39.3612 | 39.3612 | 39.3612
CDP24 | SA | SESA | Coordinated CER storage | 1.9701 | 2.2312 | 2.5031 | 2.7724 | 3.0693 | 3.3785 | 3.771 | 4.1547 | 4.5772 | 5.0453 | 5.5905 | 6.2292 | 6.8967 | 7.6454 | 8.4204 | 9.2343 | 10.0864 | 10.97 | 11.8923 | 12.8505 | 13.8935 | 15.057 | 16.2673 | 17.5209 | 18.834 | 20.1658 | 21.5197 | 22.1956 | 22.8328
CDP24 | SA | SESA | Passive CER storage | 5.7829 | 6.3171 | 6.8043 | 7.2775 | 7.7459 | 8.2424 | 8.8562 | 9.3849 | 9.9001 | 10.4074 | 10.9659 | 11.6011 | 12.1692 | 12.779 | 13.3159 | 13.8063 | 14.2494 | 14.6336 | 14.9745 | 15.2687 | 15.6028 | 16.033 | 16.4336 | 16.813 | 17.1981 | 17.5263 | 17.8106 | 18.2151 | 18.6306
CDP24 | SA | SESA | Offshore wind | 0 | 0 | 0 | 0 | 0 | 0 | 0 | 0 | 0 | 0 | 0 | 0 | 0 | 0 | 0 | 0 | 0 | 0 | 0 | 0 | 0 | 0 | 0 | 0 | 0 | 0 | 0 | 0 | 0
CDP24 | SA | SESA | Wind | 324.5 | 324.5 | 324.5 | 324.5 | 324.5 | 902.3918 | 902.3918 | 902.3918 | 902.3918 | 902.3918 | 902.3918 | 902.3918 | 775.8918 | 775.8918 | 775.8918 | 616.8918 | 616.8918 | 577.8918 | 577.8918 | 577.8918 | 577.8918 | 577.8918 | 577.8918 | 577.8918 | 577.8918 | 577.8918 | 799.6356 | 799.6356 | 799.6356
CDP24 | SA | SESA | Utility solar | 42.9 | 42.9 | 42.9 | 42.9 | 42.9 | 42.9 | 42.9 | 42.9 | 42.9 | 42.9 | 42.9 | 42.9 | 42.9 | 42.9 | 42.9 | 42.9 | 42.9 | 42.9 | 0 | 0 | 0 | 0 | 0 | 0 | 0 | 0 | 0 | 0 | 0
CDP24 | SA | SESA | Distributed PV | 83.6952 | 87.0282 | 89.9188 | 93.849 | 99.2782 | 104.4655 | 110.6695 | 115.8376 | 120.225 | 123.9958 | 128.4132 | 132.6594 | 135.447 | 138.9108 | 141.8218 | 143.7709 | 146.0024 | 148.3721 | 151.1876 | 152.8717 | 155.8903 | 159.718 | 163.4487 | 165.4983 | 167.756 | 169.7433 | 172.5161 | 174.9055 | 178.6376
CDP24 | SA | SESA | Other renewable fuels | 0 | 0 | 0 | 0 | 0 | 0 | 0 | 0 | 0 | 0 | 0 | 0 | 0 | 0 | 0 | 0 | 0 | 0 | 0 | 0 | 0 | 0 | 0 | 0 | 0 | 0 | 0 | 0 | 0
CDP24 | SA | SESA | DSP | 0 | 0 | 0 | 0 | 0 | 0 | 0 | 0 | 0 | 0 | 0 | 0 | 0 | 0 | 0 | 0 | 0 | 0 | 0 | 0 | 0 | 0 | 0 | 0 | 0 | 0 | 0 | 0 | 0
CDP24 | TAS | TAS | Mid-merit gas | 208 | 208 | 208 | 208 | 0 | 0 | 0 | 0 | 0 | 0 | 0 | 0 | 0 | 0 | 0 | 0 | 0 | 0 | 0 | 0 | 0 | 0 | 0 | 0 | 0 | 0 | 0 | 0 | 0
CDP24 | TAS | TAS | Flexible gas with CCS | 0 | 0 | 0 | 0 | 0 | 0 | 0 | 0 | 0 | 0 | 0 | 0 | 0 | 0 | 0 | 0 | 0 | 0 | 0 | 0 | 0 | 0 | 0 | 0 | 0 | 0 | 0 | 0 | 0
CDP24 | TAS | TAS | Flexible gas | 178 | 178 | 178 | 178 | 178 | 178 | 178 | 178 | 178 | 178 | 178 | 178 | 178 | 178 | 178 | 178 | 178 | 58 | 58 | 58 | 58 | 58 | 58 | 58 | 58 | 58 | 58 | 0 | 0
CDP24 | TAS | TAS | Hydro | 2176.7 | 2176.7 | 2176.7 | 2176.7 | 2176.7 | 2176.7 | 2176.7 | 2566.7 | 2566.7 | 2566.7 | 2566.7 | 2566.7 | 2566.7 | 2566.7 | 2566.7 | 2566.7 | 2566.7 | 2566.7 | 2566.7 | 2566.7 | 2566.7 | 2566.7 | 2566.7 | 2566.7 | 2566.7 | 2566.7 | 2566.7 | 2566.7 | 2566.7
CDP24 | TAS | TAS | Utility storage | 0 | 0 | 0 | 0 | 1.868e-05 | 2.117e-05 | 2.357e-05 | 5.136e-05 | 5.831e-05 | 8.396e-05 | 8.719e-05 | 8.719e-05 | 8.719e-05 | 12.3095 | 53.3449 | 53.3449 | 53.3449 | 53.3449 | 53.3449 | 173.2775 | 450.951 | 927.0765 | 927.0765 | 927.0765 | 927.0765 | 927.0765 | 927.0765 | 927.0765 | 927.0765
CDP24 | TAS | TAS | Coordinated CER storage | 0.57875 | 0.86202 | 1.1897 | 1.5604 | 1.9874 | 2.4806 | 3.1026 | 3.6027 | 4.2371 | 5.0419 | 6.0802 | 7.3806 | 8.9752 | 10.855 | 13.0758 | 15.6258 | 18.4829 | 21.6512 | 25.1679 | 29.047 | 33.2957 | 37.9263 | 43.0768 | 48.6582 | 54.6735 | 61.0336 | 67.7354 | 71.4596 | 74.781
CDP24 | TAS | TAS | Passive CER storage | 16.4983 | 18.3551 | 20.1214 | 21.7939 | 23.5599 | 25.4634 | 28.0008 | 30.1463 | 32.4307 | 34.7743 | 37.3199 | 39.9892 | 42.7744 | 45.4739 | 48.2933 | 51.0238 | 53.4633 | 55.579 | 57.5324 | 59.351 | 61.0565 | 63.1414 | 65.3064 | 67.5415 | 69.8609 | 71.8752 | 73.5976 | 75.9416 | 77.9696
CDP24 | TAS | TAS | Offshore wind | 0 | 0 | 0 | 0 | 0 | 0 | 0 | 0 | 0 | 0 | 0 | 0 | 0 | 0 | 0 | 0 | 0 | 0 | 0 | 0 | 0 | 0 | 0 | 0 | 0 | 0 | 0 | 0 | 0
CDP24 | TAS | TAS | Wind | 563.35 | 563.35 | 563.35 | 1021.646 | 1208.6317 | 1476.0055 | 1544.3944 | 1610.4503 | 1691.3946 | 1913.6298 | 1913.6298 | 2116.3465 | 2266.1751 | 2273.6035 | 2405.6904 | 2479.4337 | 2479.4337 | 2479.4337 | 2479.4337 | 2479.4337 | 2479.4337 | 2335.4337 | 2335.4337 | 2335.4337 | 2335.4337 | 2335.4337 | 2335.4337 | 2027.6837 | 2027.6837
CDP24 | TAS | TAS | Utility solar | 0 | 0 | 0 | 0 | 0 | 0 | 0 | 0 | 0 | 0 | 0 | 0 | 0 | 0 | 0 | 0 | 0 | 0 | 0 | 0 | 0 | 0 | 0 | 0 | 0 | 0 | 0 | 0 | 0
CDP24 | TAS | TAS | Distributed PV | 275.4595 | 286.8109 | 298.1623 | 315.088 | 354.168 | 394.531 | 440.094 | 467.582 | 496.331 | 524.805 | 554.695 | 577.869 | 593.286 | 600.415 | 608.279 | 612.658 | 617.88 | 623.117 | 630.779 | 635.441 | 640.601 | 645.81 | 653.619 | 658.482 | 663.84 | 669.299 | 677.348 | 682.546 | 688.275
CDP24 | TAS | TAS | Other renewable fuels | 0 | 0 | 0 | 0 | 0 | 0 | 0 | 0 | 0 | 0 | 0 | 0 | 0 | 0 | 0 | 0 | 0 | 0 | 0 | 0 | 0 | 0 | 0 | 0 | 0 | 0 | 0 | 0 | 0
CDP24 | TAS | TAS | DSP | 5.95 | 6 | 5.24 | 4.54 | 4.57 | 4.66 | 4.79 | 4.91 | 5.01 | 5.05 | 5.06 | 5.09 | 5.06 | 5.08 | 5.09 | 5.11 | 5.12 | 5.16 | 5.18 | 5.2 | 5.21 | 5.19 | 5.19 | 5.18 | 5.19 | 5.2 | 5.14 | 5.03 | 4.96
CDP25 | NSW | NNSW | Black coal | 0 | 0 | 0 | 0 | 0 | 0 | 0 | 0 | 0 | 0 | 0 | 0 | 0 | 0 | 0 | 0 | 0 | 0 | 0 | 0 | 0 | 0 | 0 | 0 | 0 | 0 | 0 | 0 | 0
CDP25 | NSW | NNSW | Mid-merit gas | 0 | 0 | 0 | 0 | 0 | 0 | 0 | 0 | 0 | 0 | 0 | 0 | 0 | 0 | 0 | 0 | 0 | 0 | 0 | 0 | 0 | 0 | 0 | 0 | 0 | 0 | 0 | 0 | 0
CDP25 | NSW | NNSW | Flexible gas with CCS | 0 | 0 | 0 | 0 | 0 | 0 | 0 | 0 | 0 | 0 | 0 | 0 | 0 | 0 | 0 | 0 | 0 | 0 | 0 | 0 | 0 | 0 | 0 | 0 | 0 | 0 | 0 | 0 | 0
CDP25 | NSW | NNSW | Flexible gas | 0 | 0 | 0 | 0 | 0 | 0 | 0 | 0 | 0 | 0 | 0 | 0 | 0 | 0 | 0 | 0 | 0 | 0 | 0 | 0 | 0 | 0 | 0 | 0 | 0 | 0 | 0 | 0 | 0
CDP25 | NSW | NNSW | Hydro | 0 | 0 | 0 | 0 | 0 | 0 | 0 | 0 | 0 | 0 | 0 | 0 | 0 | 0 | 0 | 0 | 0 | 0 | 0 | 0 | 0 | 0 | 0 | 0 | 0 | 0 | 0 | 0 | 0
CDP25 | NSW | NNSW | Utility storage | 0 | 0 | 30 | 660.5682 | 1201.4055 | 1307.414 | 1635.9658 | 1865.5049 | 1865.5049 | 1865.5049 | 1835.5049 | 1835.5049 | 1835.5049 | 1835.5049 | 1835.5049 | 1835.5049 | 1835.5049 | 1835.5049 | 1835.5049 | 1835.5049 | 1835.5049 | 2605.9659 | 2605.9659 | 1775.3977 | 1463.463 | 1357.4545 | 1642.6929 | 1642.6929 | 2208.455
CDP25 | NSW | NNSW | Coordinated CER storage | 2.1928 | 2.9011 | 3.6904 | 4.6278 | 5.5596 | 6.6915 | 7.9992 | 9.7928 | 12.0913 | 14.9199 | 18.3769 | 22.4496 | 27.1895 | 32.5292 | 38.5657 | 45.2506 | 52.5465 | 60.457 | 69.0343 | 78.2621 | 88.1661 | 98.8985 | 110.4266 | 122.6426 | 135.5582 | 148.9852 | 162.8922 | 169.464 | 175.3439
CDP25 | NSW | NNSW | Passive CER storage | 47.7175 | 51.9224 | 55.9244 | 59.7457 | 63.1809 | 66.9501 | 72.1109 | 76.9127 | 82.1206 | 87.477 | 93.3283 | 99.3194 | 105.5537 | 111.5324 | 117.7469 | 123.7732 | 129.3342 | 134.4245 | 139.3018 | 143.8527 | 148.1976 | 153.2203 | 158.3806 | 163.6836 | 169.1359 | 173.9747 | 178.2371 | 183.577 | 188.3339
CDP25 | NSW | NNSW | Offshore wind | 0 | 0 | 0 | 0 | 0 | 0 | 0 | 0 | 0 | 0 | 0 | 0 | 0 | 0 | 0 | 0 | 0 | 0 | 0 | 0 | 0 | 0 | 0 | 0 | 0 | 0 | 0 | 0 | 0
CDP25 | NSW | NNSW | Wind | 442.48 | 442.48 | 442.48 | 715.7636 | 715.7636 | 715.7636 | 715.7636 | 715.7636 | 715.7636 | 2234.2636 | 2235.2001 | 2907.7073 | 2907.7073 | 2907.7073 | 2907.7073 | 2735.2273 | 2735.2273 | 3932.8453 | 3932.8453 | 5608.9086 | 6159.594 | 6750.0086 | 6750.0086 | 6750.0086 | 6750.0086 | 7400 | 7400 | 7400 | 7400
CDP25 | NSW | NNSW | Utility solar | 701.02 | 701.02 | 1021.02 | 1318.164 | 1318.164 | 1318.164 | 1318.164 | 1318.164 | 1318.164 | 1318.164 | 1516.7407 | 1516.7407 | 1516.7407 | 1516.7407 | 1516.7407 | 1516.7407 | 1516.7407 | 1516.7407 | 2101.4476 | 2148.0057 | 4283.1639 | 4283.1639 | 4283.164 | 4262.8639 | 4276.3495 | 4276.3495 | 4279.7256 | 4302.061 | 4392.7437
CDP25 | NSW | NNSW | Distributed PV | 999.795 | 1024.5274 | 1042.0404 | 1062.8416 | 1119.5661 | 1186.9908 | 1258.7771 | 1308.956 | 1356.0219 | 1394.7316 | 1433.3051 | 1460.8986 | 1482.9765 | 1497.8632 | 1516.4188 | 1530.7247 | 1546.3741 | 1562.7988 | 1581.7996 | 1598.2848 | 1617.7461 | 1635.9887 | 1654.643 | 1671.6642 | 1690.6614 | 1710.0652 | 1730.7883 | 1751.4803 | 1774.4013
CDP25 | NSW | NNSW | Other renewable fuels | 0 | 0 | 0 | 0 | 0 | 0 | 0 | 0 | 0 | 0 | 0 | 0 | 0 | 0 | 0 | 0 | 0 | 0 | 0 | 0 | 0 | 0 | 0 | 0 | 0 | 0 | 0 | 90 | 90
CDP25 | NSW | NNSW | DSP | 0 | 0 | 0 | 0 | 0 | 0 | 0 | 0 | 0 | 0 | 0 | 0 | 0 | 0 | 0 | 0 | 0 | 0 | 0 | 0 | 0 | 0 | 0 | 0 | 0 | 0 | 0 | 0 | 0
CDP25 | NSW | CNSW | Black coal | 4105 | 4105 | 4105 | 4105 | 4135 | 3450 | 1420 | 1420 | 1420 | 1420 | 1420 | 1420 | 1420 | 1420 | 1420 | 1420 | 1420 | 0 | 0 | 0 | 0 | 0 | 0 | 0 | 0 | 0 | 0 | 0 | 0
CDP25 | NSW | CNSW | Mid-merit gas | 0 | 0 | 0 | 0 | 0 | 0 | 0 | 0 | 0 | 0 | 0 | 0 | 0 | 0 | 0 | 0 | 0 | 0 | 0 | 0 | 0 | 0 | 0 | 0 | 0 | 0 | 0 | 0 | 0
CDP25 | NSW | CNSW | Flexible gas with CCS | 0 | 0 | 0 | 0 | 0 | 0 | 0 | 0 | 0 | 0 | 0 | 0 | 0 | 0 | 0 | 0 | 0 | 0 | 0 | 0 | 0 | 0 | 0 | 0 | 0 | 0 | 0 | 0 | 0
CDP25 | NSW | CNSW | Flexible gas | 0 | 0 | 0 | 0 | 0 | 0 | 0 | 0 | 0 | 0 | 0 | 0 | 0 | 0 | 0 | 0 | 0 | 0 | 0 | 0 | 0 | 0 | 0 | 0 | 0 | 0 | 0 | 0 | 0
CDP25 | NSW | CNSW | Hydro | 0 | 0 | 0 | 0 | 0 | 0 | 0 | 0 | 0 | 0 | 0 | 0 | 0 | 0 | 0 | 0 | 0 | 0 | 0 | 0 | 0 | 0 | 0 | 0 | 0 | 0 | 0 | 0 | 0
CDP25 | NSW | CNSW | Utility storage | 247 | 247 | 816 | 816.0616 | 1565.8583 | 2972.199 | 3012.2207 | 2972.2007 | 3012.2207 | 2972.2007 | 2972.2007 | 3012.2207 | 2972.2007 | 2972.2007 | 3012.2207 | 3012.2207 | 2972.2007 | 2972.2007 | 2972.2007 | 2972.2007 | 3012.2207 | 2972.2007 | 2443.2207 | 2403.1392 | 2021.8024 | 781.5237 | 741.5026 | 741.5026 | 781.5227
CDP25 | NSW | CNSW | Coordinated CER storage | 0.91547 | 1.218 | 1.5545 | 1.9694 | 2.396 | 2.8889 | 3.468 | 4.4484 | 5.7616 | 7.4129 | 9.4548 | 11.9182 | 14.7956 | 18.091 | 21.8271 | 26.0012 | 30.6055 | 35.6384 | 41.1048 | 47.0119 | 53.3576 | 60.2411 | 67.6633 | 75.5332 | 83.8558 | 92.5557 | 101.5813 | 105.8426 | 109.6628
CDP25 | NSW | CNSW | Passive CER storage | 19.9215 | 21.7984 | 23.5569 | 25.4252 | 27.2293 | 28.9039 | 31.2635 | 33.4736 | 36.0114 | 38.6022 | 41.3825 | 44.4067 | 47.4404 | 50.4842 | 53.5835 | 56.6421 | 59.5615 | 62.2973 | 64.8483 | 67.2355 | 69.4388 | 72.0568 | 74.8106 | 77.6287 | 80.5076 | 83.1503 | 85.4446 | 88.2195 | 90.7189
CDP25 | NSW | CNSW | Offshore wind | 0 | 0 | 0 | 0 | 0 | 0 | 0 | 0 | 0 | 0 | 0 | 0 | 0 | 0 | 0 | 0 | 0 | 0 | 0 | 0 | 0 | 0 | 0 | 0 | 0 | 0 | 0 | 0 | 0
CDP25 | NSW | CNSW | Wind | 503.54 | 503.54 | 641.54 | 1473.9974 | 2122.3961 | 5341.3575 | 6154.9895 | 6154.9895 | 6154.9895 | 6154.9895 | 6154.9895 | 6154.9895 | 6154.9895 | 6154.9895 | 6154.9895 | 6154.9895 | 6154.9895 | 6048.1895 | 5910.1795 | 5910.1795 | 5910.1795 | 5910.1795 | 5910.1795 | 5910.1795 | 5910.1795 | 5910.1795 | 6310.8227 | 6310.8227 | 6310.8227
CDP25 | NSW | CNSW | Utility solar | 1876.49 | 1876.49 | 1956.35 | 2848.6526 | 2848.6526 | 3651.811 | 4927.7285 | 4927.7285 | 4927.7285 | 4927.7285 | 4927.7285 | 4927.7285 | 4927.7285 | 4927.7285 | 4927.7285 | 4927.7285 | 4927.7285 | 4927.7285 | 4927.7285 | 4825.7085 | 4825.7085 | 4825.7085 | 4945.8118 | 4945.8118 | 6170.9511 | 6621.5806 | 8215.99 | 8096.24 | 7926.36
CDP25 | NSW | CNSW | Distributed PV | 621.9378 | 636.102 | 644.9182 | 661.8711 | 702.2766 | 740.456 | 787.694 | 821.4306 | 856.4795 | 886.1984 | 918.429 | 939.0199 | 954.7714 | 966.4442 | 983.7172 | 994.2831 | 1006.6496 | 1019.2425 | 1037.8102 | 1049.5191 | 1061.3193 | 1073.5732 | 1093.3139 | 1104.7404 | 1118.1637 | 1133.1908 | 1153.9216 | 1167.3489 | 1182.2507
CDP25 | NSW | CNSW | Other renewable fuels | 0 | 0 | 0 | 0 | 0 | 0 | 0 | 0 | 0 | 0 | 0 | 0 | 0 | 0 | 0 | 0 | 0 | 0 | 0 | 0 | 0 | 0 | 0 | 0 | 0 | 0 | 30 | 90 | 90
CDP25 | NSW | CNSW | DSP | 0 | 0 | 0 | 0 | 0 | 0 | 0 | 0 | 0 | 0 | 0 | 0 | 0 | 0 | 0 | 0 | 0 | 0 | 0 | 0 | 0 | 0 | 0 | 0 | 0 | 0 | 0 | 0 | 0
CDP25 | NSW | SNW | Black coal | 4200 | 4200 | 1320 | 1320 | 1320 | 0 | 0 | 0 | 0 | 0 | 0 | 0 | 0 | 0 | 0 | 0 | 0 | 0 | 0 | 0 | 0 | 0 | 0 | 0 | 0 | 0 | 0 | 0 | 0
CDP25 | NSW | SNW | Mid-merit gas | 440 | 440 | 440 | 440 | 440 | 440 | 440 | 440 | 440 | 440 | 440 | 440 | 440 | 440 | 440 | 440 | 440 | 440 | 440 | 440 | 0 | 0 | 0 | 0 | 0 | 0 | 0 | 0 | 0
CDP25 | NSW | SNW | Flexible gas with CCS | 0 | 0 | 0 | 0 | 0 | 0 | 0 | 0 | 0 | 0 | 0 | 0 | 0 | 0 | 0 | 0 | 0 | 0 | 0 | 0 | 0 | 0 | 0 | 0 | 0 | 0 | 0 | 0 | 0
CDP25 | NSW | SNW | Flexible gas | 1979 | 1979 | 1979 | 1979 | 1979 | 1979 | 1979 | 3040.06 | 3040.06 | 3040.06 | 3040.06 | 3040.06 | 3040.06 | 3040.06 | 3040.06 | 3040.06 | 3040.06 | 3040.06 | 3040.06 | 3040.06 | 3552.0845 | 4428.1444 | 4428.1444 | 4428.1444 | 4428.1444 | 4428.1444 | 4428.1444 | 4428.1444 | 4428.1444
CDP25 | NSW | SNW | Hydro | 0 | 0 | 0 | 0 | 0 | 0 | 0 | 0 | 0 | 0 | 0 | 0 | 0 | 0 | 0 | 0 | 0 | 0 | 0 | 0 | 0 | 0 | 0 | 0 | 0 | 0 | 0 | 0 | 0
CDP25 | NSW | SNW | Utility storage | 50 | 50 | 1571.8573 | 1571.8573 | 1571.8573 | 1580.7682 | 2559.1512 | 3186.7032 | 3259.2792 | 3186.7032 | 3186.7032 | 3259.2792 | 3186.7032 | 3136.7032 | 3209.2792 | 3209.2792 | 3136.7032 | 3136.7032 | 3136.7032 | 3136.7032 | 3209.2792 | 3136.7032 | 1795.1338 | 1722.5578 | 1722.5578 | 1788.7514 | 1191.1471 | 1191.1471 | 1263.7231
CDP25 | NSW | SNW | Coordinated CER storage | 8.587 | 11.5295 | 14.8171 | 18.6626 | 22.7871 | 27.7997 | 33.4963 | 43.0237 | 55.4305 | 70.9627 | 90.1039 | 112.9793 | 139.8314 | 170.4524 | 205.2684 | 244.1544 | 286.9162 | 333.5338 | 384.2127 | 438.8854 | 497.66 | 560.8937 | 629.5544 | 702.4072 | 779.5514 | 860.1351 | 943.9419 | 983.3503 | 1018.6582
CDP25 | NSW | SNW | Passive CER storage | 186.8609 | 206.3463 | 224.5379 | 240.9368 | 258.9593 | 278.1444 | 301.9599 | 322.7208 | 344.5839 | 366.8252 | 390.7075 | 415.6523 | 441.7183 | 467.2367 | 494.0385 | 520.566 | 545.206 | 567.5963 | 588.6361 | 607.8089 | 625.5986 | 647.3132 | 670.0861 | 693.8422 | 718.7364 | 741.3337 | 761.6739 | 786.6727 | 809.1086
CDP25 | NSW | SNW | Offshore wind | 0 | 0 | 0 | 0 | 0 | 0 | 0 | 0 | 0 | 0 | 0 | 0 | 0 | 0 | 0 | 0 | 0 | 0 | 0 | 0 | 0 | 0 | 0 | 0 | 0 | 0 | 0 | 0 | 0
CDP25 | NSW | SNW | Wind | 0 | 0 | 0 | 0 | 0 | 0 | 0 | 0 | 0 | 0 | 0 | 0 | 0 | 0 | 0 | 0 | 0 | 0 | 0 | 0 | 0 | 0 | 0 | 0 | 0 | 0 | 0 | 0 | 0
CDP25 | NSW | SNW | Utility solar | 0 | 0 | 0 | 0 | 0 | 0 | 0 | 0 | 0 | 0 | 0 | 0 | 0 | 0 | 0 | 0 | 0 | 0 | 0 | 0 | 0 | 0 | 0 | 0 | 0 | 0 | 0 | 0 | 0
CDP25 | NSW | SNW | Distributed PV | 3679.6425 | 3821.5974 | 3976.6457 | 4171.7761 | 4514.291 | 4858.2954 | 5220.1292 | 5496.252 | 5768.549 | 6015.446 | 6247.5007 | 6444.969 | 6601.2248 | 6709.9767 | 6807.533 | 6901.289 | 6995.1835 | 7087.6409 | 7182.3455 | 7274.2264 | 7368.4104 | 7463.4566 | 7560.2199 | 7654.4945 | 7751.1288 | 7849.3467 | 7952.3875 | 8051.2259 | 8161.516
CDP25 | NSW | SNW | Other renewable fuels | 0 | 0 | 0 | 0 | 0 | 0 | 0 | 0 | 0 | 0 | 0 | 0 | 0 | 0 | 0 | 0 | 0 | 0 | 0 | 0 | 0 | 0 | 0 | 0 | 0 | 0 | 90 | 90 | 90
CDP25 | NSW | SNW | DSP | 336.74 | 342.94 | 349.4 | 358.05 | 499.09 | 685.31 | 850.38 | 920.72 | 991.02 | 1061.28 | 1070.04 | 1079.54 | 1087.21 | 1096.93 | 1105.44 | 1116.29 | 1124.85 | 1136.31 | 1138.21 | 1141.89 | 1148.33 | 1146.26 | 1149.08 | 1151.3 | 1149.72 | 1153.61 | 1157.93 | 1166.18 | 1185.25
CDP25 | NSW | SNSW | Black coal | 0 | 0 | 0 | 0 | 0 | 0 | 0 | 0 | 0 | 0 | 0 | 0 | 0 | 0 | 0 | 0 | 0 | 0 | 0 | 0 | 0 | 0 | 0 | 0 | 0 | 0 | 0 | 0 | 0
CDP25 | NSW | SNSW | Mid-merit gas | 0 | 0 | 0 | 0 | 0 | 0 | 0 | 0 | 0 | 0 | 0 | 0 | 0 | 0 | 0 | 0 | 0 | 0 | 0 | 0 | 0 | 0 | 0 | 0 | 0 | 0 | 0 | 0 | 0
CDP25 | NSW | SNSW | Flexible gas with CCS | 0 | 0 | 0 | 0 | 0 | 0 | 0 | 0 | 0 | 0 | 0 | 0 | 0 | 0 | 0 | 0 | 0 | 0 | 0 | 0 | 0 | 0 | 0 | 0 | 0 | 0 | 0 | 0 | 0
CDP25 | NSW | SNSW | Flexible gas | 692 | 692 | 692 | 692 | 692 | 692 | 692 | 692 | 692 | 692 | 692 | 692 | 692 | 692 | 692 | 692 | 692 | 692 | 692 | 692 | 692 | 0 | 0 | 0 | 0 | 0 | 0 | 0 | 0
CDP25 | NSW | SNSW | Hydro | 2285 | 2285 | 2285 | 2285 | 2285 | 2285 | 2285 | 2285 | 2285 | 2285 | 2285 | 2285 | 2285 | 2285 | 2285 | 2285 | 2285 | 2285 | 2285 | 2285 | 2285 | 2285 | 2285 | 2285 | 2285 | 2285 | 2285 | 2285 | 2285
CDP25 | NSW | SNSW | Utility storage | 299.99 | 309.99 | 368.9 | 368.9 | 568.9 | 2768.9 | 2825.2809 | 2824.2909 | 2825.2809 | 2824.2909 | 2824.2909 | 2825.2809 | 2824.2909 | 2824.2909 | 2825.2809 | 2825.2809 | 2824.2909 | 2824.2909 | 2824.2909 | 2814.2909 | 2765.2809 | 2764.2909 | 2705.3809 | 2704.3909 | 2704.3909 | 2605.3909 | 2574.3222 | 2574.3222 | 2424.3222
CDP25 | NSW | SNSW | Coordinated CER storage | 1.8316 | 2.4469 | 3.1469 | 4.0056 | 4.9448 | 6.063 | 7.344 | 8.8828 | 10.843 | 13.2952 | 16.3304 | 19.989 | 24.3293 | 29.3361 | 35.0941 | 41.5771 | 48.7432 | 56.6101 | 65.2405 | 74.6487 | 84.8616 | 95.9878 | 108.1835 | 121.2843 | 135.2958 | 150.0261 | 165.4879 | 173.4974 | 180.7336
CDP25 | NSW | SNSW | Passive CER storage | 39.8581 | 43.7926 | 47.6885 | 51.7125 | 56.1945 | 60.6618 | 66.2045 | 71.0929 | 76.2779 | 81.7101 | 87.5202 | 93.586 | 99.9174 | 106.2198 | 112.7798 | 119.2142 | 125.1293 | 130.5318 | 135.6734 | 140.5429 | 145.2071 | 150.7156 | 156.525 | 162.5649 | 168.7895 | 174.3699 | 179.4516 | 185.5172 | 191.0124
CDP25 | NSW | SNSW | Offshore wind | 0 | 0 | 0 | 0 | 0 | 0 | 0 | 0 | 0 | 0 | 0 | 0 | 0 | 0 | 0 | 0 | 0 | 0 | 0 | 0 | 0 | 0 | 0 | 0 | 0 | 0 | 0 | 0 | 0
CDP25 | NSW | SNSW | Wind | 1792.06 | 1850.06 | 1890.08 | 2420.54 | 3139.405 | 3139.405 | 3165.9032 | 3165.9032 | 3165.9032 | 3165.9032 | 3165.9032 | 3165.9032 | 3165.9032 | 3119.4032 | 3119.4032 | 3089.4032 | 3089.4032 | 2835.5232 | 2787.2232 | 2787.2232 | 2498.2132 | 2498.2132 | 2254.4132 | 2082.4538 | 2082.9906 | 1706.2889 | 1717.784 | 1717.784 | 1717.784
CDP25 | NSW | SNSW | Utility solar | 2083.08 | 2083.08 | 2475.36 | 3054.9405 | 3662.5217 | 3662.5217 | 3663.4217 | 3662.5217 | 3662.5217 | 3662.5217 | 3662.5217 | 3662.5217 | 3662.5217 | 3662.5217 | 3662.5217 | 3512.4917 | 3512.4917 | 3512.4917 | 3512.4917 | 3512.4917 | 3486.9805 | 4452.8736 | 4452.8736 | 4367.8736 | 4335.4736 | 4335.4736 | 4003.1336 | 3227.9236 | 3197.9236
CDP25 | NSW | SNSW | Distributed PV | 986.0326 | 1016.5758 | 1046.5931 | 1086.1683 | 1164.1203 | 1240.9168 | 1328.5137 | 1393.4014 | 1458.5676 | 1517.356 | 1578.8062 | 1621.3015 | 1659.1313 | 1689.5418 | 1724.7489 | 1750.0152 | 1777.7549 | 1805.5558 | 1841.3577 | 1866.4198 | 1894.7072 | 1924.1874 | 1962.8752 | 1990.9999 | 2022.3122 | 2052.6863 | 2093.9396 | 2124.8409 | 2159.5341
CDP25 | NSW | SNSW | Other renewable fuels | 0 | 0 | 0 | 0 | 0 | 0 | 0 | 0 | 0 | 0 | 0 | 0 | 0 | 0 | 0 | 0 | 0 | 0 | 0 | 0 | 0 | 0 | 0 | 0 | 0 | 0 | 0 | 0 | 0
CDP25 | NSW | SNSW | DSP | 0 | 0 | 0 | 0 | 0 | 0 | 0 | 0 | 0 | 0 | 0 | 0 | 0 | 0 | 0 | 0 | 0 | 0 | 0 | 0 | 0 | 0 | 0 | 0 | 0 | 0 | 0 | 0 | 0
CDP25 | QLD | NQ | Black coal | 0 | 0 | 0 | 0 | 0 | 0 | 0 | 0 | 0 | 0 | 0 | 0 | 0 | 0 | 0 | 0 | 0 | 0 | 0 | 0 | 0 | 0 | 0 | 0 | 0 | 0 | 0 | 0 | 0
CDP25 | QLD | NQ | Mid-merit gas | 244 | 244 | 244 | 244 | 244 | 244 | 244 | 244 | 244 | 244 | 244 | 244 | 244 | 244 | 244 | 244 | 244 | 244 | 244 | 244 | 244 | 244 | 244 | 0 | 0 | 0 | 0 | 0 | 0
CDP25 | QLD | NQ | Flexible gas with CCS | 0 | 0 | 0 | 0 | 0 | 0 | 0 | 0 | 0 | 0 | 0 | 0 | 0 | 0 | 0 | 0 | 0 | 0 | 0 | 0 | 0 | 0 | 0 | 0 | 0 | 0 | 0 | 0 | 0
CDP25 | QLD | NQ | Flexible gas | 423.5 | 423.5 | 423.5 | 423.5 | 423.5 | 423.5 | 423.5 | 423.5 | 423.5 | 423.5 | 131.5 | 131.5 | 131.5 | 131.5 | 131.5 | 131.5 | 131.5 | 131.5 | 131.5 | 131.5 | 131.5 | 0 | 0 | 0 | 0 | 0 | 0 | 0 | 0
CDP25 | QLD | NQ | Hydro | 156.4 | 156.4 | 156.4 | 156.4 | 156.4 | 156.4 | 156.4 | 156.4 | 156.4 | 156.4 | 156.4 | 156.4 | 156.4 | 156.4 | 70 | 70 | 70 | 70 | 70 | 0 | 0 | 0 | 0 | 0 | 0 | 0 | 0 | 0 | 0
CDP25 | QLD | NQ | Utility storage | 250 | 250 | 250 | 550 | 550 | 550 | 550 | 550 | 550 | 550 | 550.0002 | 550.0002 | 556.2069 | 556.2072 | 556.2072 | 556.2072 | 556.2072 | 556.2072 | 556.2072 | 556.2072 | 556.2072 | 556.2072 | 556.2072 | 258.4009 | 269.5961 | 435.5968 | 435.5968 | 435.5968 | 435.5968
CDP25 | QLD | NQ | Coordinated CER storage | 0.88737 | 1.2167 | 1.5929 | 2.0251 | 2.5236 | 3.12 | 3.8402 | 4.861 | 6.1864 | 7.8245 | 9.8358 | 12.2418 | 15.0717 | 18.2721 | 21.9141 | 25.9728 | 30.4036 | 35.228 | 40.4665 | 46.1292 | 52.2496 | 58.927 | 66.1344 | 73.8088 | 81.9834 | 90.4987 | 99.3492 | 103.7072 | 107.6837
CDP25 | QLD | NQ | Passive CER storage | 18.5285 | 21.0552 | 23.4635 | 25.9022 | 28.4576 | 31.3925 | 34.814 | 37.9522 | 41.4162 | 44.9799 | 48.8461 | 52.9834 | 57.3995 | 61.6721 | 66.1572 | 70.6014 | 74.6827 | 78.4936 | 82.1191 | 85.5856 | 89.0361 | 92.9771 | 97.0969 | 101.3628 | 105.886 | 109.9772 | 113.7091 | 117.7593 | 121.4976
CDP25 | QLD | NQ | Offshore wind | 0 | 0 | 0 | 0 | 0 | 0 | 0 | 0 | 0 | 0 | 0 | 0 | 0 | 0 | 0 | 0 | 0 | 0 | 0 | 0 | 0 | 0 | 0 | 0 | 0 | 0 | 0 | 0 | 0
CDP25 | QLD | NQ | Wind | 375.64 | 375.64 | 375.64 | 375.64 | 1561.1742 | 1900.1496 | 2611.3446 | 2611.3446 | 2611.3446 | 2611.3446 | 2747.4166 | 2747.4166 | 2838.0274 | 2989.0687 | 2989.0687 | 2989.0687 | 2989.0687 | 2989.0687 | 2989.0687 | 2989.0687 | 2892.5157 | 3407.1094 | 3407.1094 | 3363.9094 | 3363.9094 | 3213.5623 | 3415.6703 | 3434.2163 | 3443.4349
CDP25 | QLD | NQ | Utility solar | 521.6 | 521.6 | 521.6 | 521.6 | 521.6 | 521.6 | 521.6 | 521.6 | 521.6 | 521.6 | 521.6001 | 521.6001 | 602.9247 | 602.9247 | 554.4247 | 554.4247 | 554.4247 | 554.4247 | 554.4248 | 525.6997 | 409.7397 | 556.9607 | 556.9607 | 541.9607 | 441.9807 | 421.0107 | 707.1563 | 607.1263 | 607.1263
CDP25 | QLD | NQ | Distributed PV | 650.1918 | 674.7727 | 703.9561 | 730.2258 | 763.9198 | 810.8536 | 853.2797 | 886.3548 | 917.2914 | 944.1354 | 970.7969 | 991.2841 | 1008.6228 | 1022.5255 | 1038.7204 | 1053.488 | 1067.6015 | 1084.5645 | 1102.9542 | 1118.778 | 1136.6862 | 1153.6954 | 1172.9582 | 1190.3775 | 1209.4642 | 1228.2939 | 1251.6994 | 1274.419 | 1298.4572
CDP25 | QLD | NQ | Other renewable fuels | 0 | 0 | 0 | 0 | 0 | 0 | 0 | 0 | 0 | 0 | 0 | 0 | 0 | 0 | 0 | 0 | 0 | 0 | 0 | 0 | 0 | 0 | 0 | 0 | 0 | 0 | 0 | 0 | 0
CDP25 | QLD | NQ | DSP | 0 | 0 | 0 | 0 | 0 | 0 | 0 | 0 | 0 | 0 | 0 | 0 | 0 | 0 | 0 | 0 | 0 | 0 | 0 | 0 | 0 | 0 | 0 | 0 | 0 | 0 | 0 | 0 | 0
CDP25 | QLD | GG | Black coal | 1680 | 1680 | 1680 | 1680 | 840 | 840 | 840 | 280 | 0 | 0 | 0 | 0 | 0 | 0 | 0 | 0 | 0 | 0 | 0 | 0 | 0 | 0 | 0 | 0 | 0 | 0 | 0 | 0 | 0
CDP25 | QLD | GG | Mid-merit gas | 180 | 180 | 180 | 180 | 180 | 180 | 180 | 180 | 180 | 180 | 180 | 180 | 180 | 180 | 180 | 180 | 180 | 180 | 180 | 180 | 180 | 180 | 180 | 180 | 180 | 180 | 180 | 0 | 0
CDP25 | QLD | GG | Flexible gas with CCS | 0 | 0 | 0 | 0 | 0 | 0 | 0 | 0 | 0 | 0 | 0 | 0 | 0 | 0 | 0 | 0 | 0 | 0 | 0 | 0 | 0 | 0 | 0 | 0 | 0 | 0 | 0 | 0 | 0
CDP25 | QLD | GG | Flexible gas | 0 | 0 | 0 | 0 | 0 | 0 | 0 | 0 | 0 | 0 | 0 | 0 | 0 | 0 | 0 | 0 | 0 | 0 | 0 | 0 | 0 | 0 | 0 | 0 | 0 | 0 | 0 | 0 | 0
CDP25 | QLD | GG | Hydro | 0 | 0 | 0 | 0 | 0 | 0 | 0 | 0 | 0 | 0 | 0 | 0 | 0 | 0 | 0 | 0 | 0 | 0 | 0 | 0 | 0 | 0 | 0 | 0 | 0 | 0 | 0 | 0 | 0
CDP25 | QLD | GG | Utility storage | 0 | 0 | 400 | 400 | 400 | 400 | 400 | 400 | 400 | 400 | 400.0001 | 400.0001 | 400.0001 | 408.4262 | 409.4451 | 409.4451 | 409.4451 | 409.4451 | 409.4451 | 409.4451 | 409.4451 | 409.4451 | 9.4451 | 318.2596 | 374.4276 | 374.4279 | 507.5917 | 507.5917 | 771.0658
CDP25 | QLD | GG | Coordinated CER storage | 0.048726 | 0.066819 | 0.087887 | 0.11153 | 0.14153 | 0.17366 | 0.21572 | 0.29891 | 0.41299 | 0.56211 | 0.74955 | 0.97712 | 1.2471 | 1.5592 | 1.9169 | 2.3184 | 2.7646 | 3.2536 | 3.7908 | 4.3761 | 5.009 | 5.7004 | 6.4465 | 7.2409 | 8.0831 | 8.9664 | 9.8883 | 10.3376 | 10.7449
CDP25 | QLD | GG | Passive CER storage | 1.0174 | 1.1563 | 1.2946 | 1.4266 | 1.5959 | 1.7473 | 1.9556 | 2.1352 | 2.3376 | 2.5644 | 2.8105 | 3.0704 | 3.3401 | 3.6127 | 3.8978 | 4.1748 | 4.4417 | 4.6827 | 4.9228 | 5.1563 | 5.3782 | 5.6374 | 5.9123 | 6.1964 | 6.4847 | 6.7498 | 6.9899 | 7.2551 | 7.4911
CDP25 | QLD | GG | Offshore wind | 0 | 0 | 0 | 0 | 0 | 0 | 0 | 0 | 0 | 0 | 0 | 0 | 0 | 0 | 0 | 0 | 0 | 0 | 0 | 0 | 0 | 0 | 0 | 0 | 0 | 0 | 0 | 0 | 0
CDP25 | QLD | GG | Wind | 0 | 0 | 0 | 0 | 0 | 0 | 0 | 0 | 0 | 0 | 0 | 0 | 0 | 0 | 0 | 0 | 0 | 0 | 0 | 0 | 0 | 0 | 0 | 0 | 0 | 0 | 0 | 0 | 0
CDP25 | QLD | GG | Utility solar | 0 | 0 | 0 | 0 | 0 | 0 | 0 | 0 | 0 | 0 | 0 | 0 | 0 | 0 | 0 | 0 | 0 | 0 | 0 | 0 | 0 | 0 | 0 | 0 | 0 | 0 | 0 | 0 | 0
CDP25 | QLD | GG | Distributed PV | 62.5042 | 64.2791 | 66.415 | 68.9878 | 72.7673 | 76.244 | 80.0461 | 83.5314 | 86.727 | 89.5602 | 92.1585 | 94.3304 | 96.0517 | 97.5469 | 99.0431 | 100.4574 | 101.995 | 103.5388 | 105.3012 | 107.0116 | 108.5825 | 110.2539 | 112.0709 | 113.8938 | 115.5761 | 117.3638 | 119.4773 | 121.9029 | 124.2038
CDP25 | QLD | GG | Other renewable fuels | 0 | 0 | 0 | 0 | 0 | 0 | 0 | 0 | 0 | 0 | 0 | 0 | 0 | 0 | 0 | 0 | 0 | 0 | 0 | 0 | 0 | 0 | 0 | 0 | 0 | 0 | 0 | 0 | 0
CDP25 | QLD | GG | DSP | 0 | 0 | 0 | 0 | 0 | 0 | 0 | 0 | 0 | 0 | 0 | 0 | 0 | 0 | 0 | 0 | 0 | 0 | 0 | 0 | 0 | 0 | 0 | 0 | 0 | 0 | 0 | 0 | 0
CDP25 | QLD | CQ | Black coal | 3004 | 3004 | 3004 | 3004 | 2304 | 2304 | 1574 | 1574 | 1574 | 844 | 844 | 844 | 844 | 844 | 844 | 844 | 844 | 844 | 844 | 844 | 844 | 844 | 844 | 844 | 844 | 844 | 844 | 844 | 0
CDP25 | QLD | CQ | Mid-merit gas | 0 | 0 | 0 | 0 | 0 | 0 | 0 | 0 | 0 | 0 | 0 | 0 | 0 | 0 | 0 | 0 | 0 | 0 | 0 | 0 | 0 | 0 | 0 | 0 | 0 | 0 | 0 | 0 | 0
CDP25 | QLD | CQ | Flexible gas with CCS | 0 | 0 | 0 | 0 | 0 | 0 | 0 | 0 | 0 | 0 | 0 | 0 | 0 | 0 | 0 | 0 | 0 | 0 | 0 | 0 | 0 | 0 | 0 | 0 | 0 | 0 | 0 | 0 | 0
CDP25 | QLD | CQ | Flexible gas | 37 | 37 | 37 | 37 | 37 | 37 | 37 | 37 | 37 | 37 | 37 | 0 | 0 | 0 | 0 | 0 | 0 | 0 | 0 | 0 | 0 | 0 | 0 | 0 | 0 | 0 | 0 | 0 | 0
CDP25 | QLD | CQ | Hydro | 0 | 0 | 0 | 0 | 0 | 0 | 0 | 0 | 0 | 0 | 0 | 0 | 0 | 0 | 0 | 0 | 0 | 0 | 0 | 0 | 0 | 0 | 0 | 0 | 0 | 0 | 0 | 0 | 0
CDP25 | QLD | CQ | Utility storage | 50 | 50 | 50 | 50 | 200 | 200 | 200 | 200 | 200 | 200.0001 | 200.0003 | 200.0004 | 200.0008 | 208.4222 | 209.4425 | 209.4425 | 209.4425 | 209.4425 | 209.4425 | 159.4425 | 159.4425 | 159.4425 | 159.4425 | 464.3166 | 314.5635 | 403.3098 | 1116.2939 | 1116.2939 | 1336.8359
CDP25 | QLD | CQ | Coordinated CER storage | 0.81707 | 1.1192 | 1.475 | 1.8705 | 2.3506 | 2.8941 | 3.5651 | 4.6403 | 6.0457 | 7.8273 | 10.0404 | 12.6969 | 15.8224 | 19.4074 | 23.4888 | 28.0554 | 33.0802 | 38.5531 | 44.5354 | 51.0196 | 58.024 | 65.6952 | 73.9546 | 82.751 | 92.094 | 101.874 | 112.0393 | 117.0219 | 121.5395
CDP25 | QLD | CQ | Passive CER storage | 17.0607 | 19.3666 | 21.7275 | 23.9255 | 26.506 | 29.119 | 32.3201 | 35.3739 | 38.6267 | 42.1175 | 45.9487 | 49.9898 | 54.2028 | 58.4551 | 62.8527 | 67.2149 | 71.3089 | 75.0313 | 78.6845 | 82.1837 | 85.591 | 89.6089 | 93.7355 | 98.007 | 102.4317 | 106.5375 | 110.2123 | 114.1759 | 117.7274
CDP25 | QLD | CQ | Offshore wind | 0 | 0 | 0 | 0 | 0 | 0 | 0 | 0 | 0 | 0 | 0 | 0 | 0 | 0 | 0 | 0 | 0 | 0 | 0 | 0 | 0 | 0 | 0 | 0 | 0 | 0 | 0 | 0 | 0
CDP25 | QLD | CQ | Wind | 300 | 300 | 439 | 439 | 848.8025 | 1339.0001 | 1351.2634 | 1351.2634 | 1351.2634 | 1351.2634 | 2286.1997 | 2286.1997 | 2286.1997 | 2286.1997 | 2286.1997 | 2286.1997 | 2286.1997 | 2286.1997 | 2286.1997 | 2286.1997 | 2286.1997 | 2748.9783 | 2748.9783 | 2748.9783 | 2748.9783 | 2748.9783 | 2699.5617 | 2699.5617 | 2699.5617
CDP25 | QLD | CQ | Utility solar | 788.17 | 788.17 | 788.17 | 788.17 | 862.686 | 862.686 | 862.686 | 862.686 | 862.686 | 862.6861 | 862.6861 | 1080.862 | 1201.1347 | 1201.1347 | 1201.1347 | 1201.1347 | 1201.1347 | 1201.1347 | 1232.6737 | 1232.6739 | 1223.9304 | 1181.4304 | 1181.4304 | 1181.4304 | 1665.101 | 2629.2815 | 3657.3744 | 4419.4262 | 5489.0778
CDP25 | QLD | CQ | Distributed PV | 722.2681 | 742.6714 | 766.5235 | 793.7311 | 832.2373 | 870.8408 | 919.19 | 959.03 | 992.0332 | 1024.4908 | 1056.5767 | 1083.0724 | 1101.7266 | 1123.061 | 1144.5628 | 1165.0051 | 1182.6817 | 1203.6093 | 1227.4527 | 1248.9192 | 1267.2572 | 1290.1466 | 1314.2082 | 1336.8165 | 1356.4594 | 1381.1351 | 1408.4892 | 1436.2188 | 1460.3169
CDP25 | QLD | CQ | Other renewable fuels | 0 | 0 | 0 | 0 | 0 | 0 | 0 | 0 | 0 | 0 | 0 | 0 | 0 | 0 | 0 | 0 | 0 | 0 | 0 | 0 | 0 | 0 | 0 | 0 | 0 | 0 | 0 | 0 | 0
CDP25 | QLD | CQ | DSP | 0 | 0 | 0 | 0 | 0 | 0 | 0 | 0 | 0 | 0 | 0 | 0 | 0 | 0 | 0 | 0 | 0 | 0 | 0 | 0 | 0 | 0 | 0 | 0 | 0 | 0 | 0 | 0 | 0
CDP25 | QLD | SQ | Black coal | 3446 | 3446 | 3446 | 3446 | 3446 | 3446 | 3446 | 2746 | 2746 | 2396 | 1596 | 852 | 852 | 852 | 852 | 852 | 852 | 852 | 852 | 852 | 852 | 852 | 852 | 852 | 852 | 852 | 852 | 852 | 0
CDP25 | QLD | SQ | Mid-merit gas | 1173.9 | 1173.9 | 1173.9 | 1173.9 | 1173.9 | 1173.9 | 1173.9 | 1173.9 | 1173.9 | 1173.9 | 1173.9 | 1173.9 | 1173.9 | 788.9 | 788.9 | 788.9 | 644.5 | 644.5 | 644.5 | 644.5 | 644.5 | 644.5 | 0 | 0 | 0 | 0 | 0 | 0 | 0
CDP25 | QLD | SQ | Flexible gas with CCS | 0 | 0 | 0 | 0 | 0 | 0 | 0 | 0 | 0 | 0 | 0 | 0 | 0 | 0 | 0 | 0 | 0 | 0 | 0 | 0 | 0 | 0 | 0 | 0 | 0 | 0 | 0 | 0 | 0
CDP25 | QLD | SQ | Flexible gas | 1509 | 1509 | 1509 | 1709 | 1709 | 1709 | 1709 | 1709 | 1709 | 1709 | 1932.8081 | 2492.9344 | 2872.3948 | 3134.8893 | 3134.8893 | 3344.5356 | 3344.5356 | 3344.5356 | 3344.5356 | 4311.2196 | 4324.4218 | 4324.4218 | 4324.4218 | 3982.1123 | 3982.1123 | 3982.1123 | 3463.1123 | 3117.1123 | 3117.1123
CDP25 | QLD | SQ | Hydro | 0 | 0 | 0 | 0 | 0 | 0 | 0 | 0 | 0 | 0 | 0 | 0 | 0 | 0 | 0 | 0 | 0 | 0 | 0 | 0 | 0 | 0 | 0 | 0 | 0 | 0 | 0 | 0 | 0
CDP25 | QLD | SQ | Utility storage | 709.6 | 1423.76 | 1729.76 | 1729.76 | 1729.76 | 1729.76 | 1729.76 | 1729.76 | 3727.76 | 3727.76 | 3727.7601 | 3727.7601 | 3727.7601 | 3727.7655 | 3870.7631 | 3770.7631 | 3770.7631 | 3770.7631 | 3770.7631 | 3770.7631 | 3770.7631 | 3470.7631 | 3220.7631 | 3274.9258 | 3274.9257 | 3020.1257 | 3593.0707 | 3593.0707 | 3493.0707
CDP25 | QLD | SQ | Coordinated CER storage | 4.2813 | 5.9349 | 7.8549 | 10.0673 | 12.639 | 15.6606 | 19.5036 | 26.1745 | 34.9449 | 45.9905 | 59.704 | 76.2037 | 95.6949 | 118.0268 | 143.566 | 172.1726 | 203.6626 | 237.961 | 275.4027 | 316.0829 | 360.0365 | 407.5661 | 459.4511 | 514.7474 | 573.5005 | 635.0211 | 699.1749 | 730.6031 | 759.1308
CDP25 | QLD | SQ | Passive CER storage | 89.3949 | 102.7017 | 115.7072 | 128.7691 | 142.5235 | 157.5718 | 176.8119 | 194.2469 | 213.1165 | 232.7482 | 254.1827 | 276.937 | 301.0369 | 325.0195 | 350.4149 | 375.6131 | 399.0493 | 420.0192 | 440.1605 | 459.7105 | 478.6237 | 501.0311 | 524.6191 | 549.2404 | 574.878 | 598.5559 | 620.3463 | 643.8322 | 664.9847
CDP25 | QLD | SQ | Offshore wind | 0 | 0 | 0 | 0 | 0 | 0 | 0 | 0 | 0 | 0 | 0 | 0 | 0 | 0 | 0 | 0 | 0 | 0 | 0 | 0 | 0 | 0 | 0 | 0 | 0 | 0 | 0 | 0 | 0
CDP25 | QLD | SQ | Wind | 864.95 | 1788.35 | 1788.35 | 1788.35 | 3188.35 | 4361.8463 | 4361.8463 | 4361.8463 | 4361.8463 | 4361.8463 | 4361.8463 | 5344.2544 | 5665.6427 | 5838.2354 | 5838.2354 | 5838.2354 | 5838.2354 | 5838.2354 | 5838.2354 | 5838.2354 | 5838.2354 | 5398.2654 | 5398.2654 | 5398.2654 | 5398.2654 | 8048.38 | 8048.38 | 8048.38 | 8048.38
CDP25 | QLD | SQ | Utility solar | 1791.51 | 1791.51 | 1850.95 | 1951.79 | 1951.25 | 1950.69 | 1950.14 | 1949.57 | 1949.01 | 1948.45 | 2289.5193 | 4713.4279 | 5188.2009 | 5291.6249 | 5291.6249 | 5291.6249 | 5291.6249 | 5291.6249 | 5291.6249 | 6444.2565 | 7018.538 | 6915.578 | 7607.4487 | 7066.7349 | 7498.0035 | 7470.7035 | 9228.2801 | 9228.2801 | 9510.93
CDP25 | QLD | SQ | Distributed PV | 4444.5857 | 4601.2689 | 4749.54 | 4916.8363 | 5144.4056 | 5366.8426 | 5600.5382 | 5818.1179 | 6023.3354 | 6208.4396 | 6390.235 | 6547.3482 | 6680.4309 | 6801.3486 | 6930.4487 | 7058.0895 | 7183.3758 | 7312.5864 | 7449.028 | 7583.0522 | 7712.7031 | 7848.2261 | 7992.0637 | 8132.0113 | 8268.3973 | 8416.1653 | 8582.7632 | 8750.2442 | 8916.9501
CDP25 | QLD | SQ | Other renewable fuels | 0 | 0 | 0 | 0 | 0 | 0 | 0 | 0 | 0 | 0 | 0 | 0 | 0 | 0 | 0 | 0 | 0 | 0 | 0 | 0 | 0 | 0 | 0 | 0 | 0 | 0 | 0 | 90 | 90
CDP25 | QLD | SQ | DSP | 261.52 | 264.77 | 266.65 | 271.43 | 274.99 | 279.39 | 263.31 | 268.86 | 272.92 | 276.84 | 281.85 | 287.32 | 293.21 | 299.76 | 303.87 | 308.31 | 314.85 | 318.56 | 321.21 | 324.66 | 327.68 | 329.75 | 332.41 | 336.27 | 338.73 | 347.33 | 354.15 | 361.49 | 363.01
CDP25 | VIC | VIC | Brown coal | 4820 | 4820 | 4820 | 4820 | 4820 | 3370 | 3370 | 3370 | 3370 | 3370 | 1160 | 580 | 580 | 580 | 580 | 580 | 580 | 580 | 580 | 580 | 580 | 580 | 580 | 580 | 0 | 0 | 0 | 0 | 0
CDP25 | VIC | VIC | Mid-merit gas | 500 | 500 | 500 | 500 | 500 | 0 | 0 | 0 | 0 | 0 | 0 | 0 | 0 | 0 | 0 | 0 | 0 | 0 | 0 | 0 | 0 | 0 | 0 | 0 | 0 | 0 | 0 | 0 | 0
CDP25 | VIC | VIC | Flexible gas with CCS | 0 | 0 | 0 | 0 | 0 | 0 | 0 | 0 | 0 | 0 | 0 | 0 | 0 | 0 | 0 | 0 | 0 | 0 | 0 | 0 | 0 | 0 | 0 | 0 | 0 | 0 | 0 | 0 | 0
CDP25 | VIC | VIC | Flexible gas | 1900 | 1900 | 1900 | 1900 | 1900 | 1900 | 1900 | 1900 | 1900 | 1900 | 1730 | 1808.6223 | 1808.6223 | 1808.6223 | 1808.6223 | 1808.6223 | 1368.6223 | 1368.6223 | 1368.6223 | 1274.6223 | 1274.6223 | 1274.6223 | 1274.6223 | 1274.6223 | 1030.4369 | 1030.4369 | 1030.4369 | 1030.4369 | 2091.0802
CDP25 | VIC | VIC | Hydro | 2219.02 | 2219.02 | 2219.02 | 2219.02 | 2219.02 | 2219.02 | 2219.02 | 2219.02 | 2219.02 | 2219.02 | 2219.02 | 2219.02 | 2219.02 | 2219.02 | 2219.02 | 2219.02 | 2219.02 | 2219.02 | 2219.02 | 2219.02 | 2219.02 | 2219.02 | 2219.02 | 2219.02 | 2219.02 | 2219.02 | 2219.02 | 2219.02 | 2219.02
CDP25 | VIC | VIC | Utility storage | 299.13 | 479.13 | 1990.64 | 2405.4402 | 2855.0478 | 2854.7124 | 3053.23 | 3060.53 | 3572.23 | 4083.17 | 4593.04 | 6201.92 | 6201.92 | 6208.52 | 6201.92 | 6196.92 | 6196.92 | 6196.92 | 5896.92 | 5896.92 | 5746.92 | 5553.5202 | 5252.2102 | 4513.71 | 4213.7037 | 4206.3391 | 4062.4181 | 3462.4181 | 2950.7184
CDP25 | VIC | VIC | Coordinated CER storage | 10.6132 | 15.1363 | 20.7187 | 26.6998 | 33.6099 | 42.073 | 52.0251 | 65.3888 | 82.4785 | 103.5543 | 129.304 | 159.8675 | 195.5802 | 236.092 | 282.1042 | 333.3048 | 389.2764 | 449.9516 | 515.8702 | 587.1309 | 663.853 | 746.8741 | 837.0114 | 932.8772 | 1034.5743 | 1140.6225 | 1250.7708 | 1304.751 | 1353.7071
CDP25 | VIC | VIC | Passive CER storage | 269.7717 | 301.4603 | 331.822 | 361.74 | 393.4245 | 427.1076 | 470.0826 | 508.8755 | 550.5086 | 593.6031 | 640.251 | 689.3259 | 740.7945 | 791.6143 | 844.9475 | 897.6568 | 946.6059 | 991.0946 | 1033.8217 | 1074.9606 | 1114.8568 | 1161.2955 | 1209.6656 | 1259.8506 | 1312.0582 | 1360.0652 | 1403.9921 | 1454.6296 | 1500.8336
CDP25 | VIC | VIC | Offshore wind | 0 | 0 | 0 | 0 | 0 | 0 | 0 | 1000 | 2000 | 2666.6667 | 3333.3333 | 4000 | 5000 | 6000 | 7000 | 8000 | 8999.9999 | 8999.9999 | 8999.9999 | 8999.9999 | 8999.9999 | 8999.9999 | 8999.9999 | 8999.9999 | 8999.9999 | 8999.9999 | 8999.9999 | 8999.9999 | 8999.9999
CDP25 | VIC | VIC | Wind | 4537.37 | 4537.37 | 5381.93 | 5399.09 | 5399.09 | 6599.0901 | 8099.0901 | 8099.0901 | 8099.0901 | 8099.0901 | 8046.5901 | 7854.5901 | 7854.5901 | 7854.5901 | 7791.5901 | 7371.5901 | 7371.5901 | 7083.2901 | 7083.2901 | 7032.7401 | 6715.5402 | 6403.5402 | 5556.5502 | 5556.5502 | 5159.0502 | 5351.1414 | 5827.028 | 5543.5243 | 5543.5243
CDP25 | VIC | VIC | Utility solar | 1078.39 | 1171.87 | 1343.97 | 1696.09 | 1696.09 | 1696.09 | 1795.1551 | 1795.1551 | 1795.1551 | 1795.1552 | 1795.1552 | 2676.8806 | 2676.8806 | 2676.8806 | 2676.8806 | 2676.8806 | 2676.8806 | 2676.8806 | 2676.8806 | 2676.8806 | 2676.8806 | 2576.9307 | 2549.7607 | 2549.7607 | 2549.7607 | 3304.2325 | 2928.3025 | 2847.3025 | 2652.2925
CDP25 | VIC | VIC | Distributed PV | 4946.5809 | 5473.4647 | 6000.3487 | 6548.375 | 7156.223 | 7660.403 | 8174.482 | 8576.747 | 8962.685 | 9347.904 | 9703.346 | 10044.94 | 10318.213 | 10545.242 | 10731.794 | 10916.825 | 11076.006 | 11258.545 | 11424.147 | 11608.487 | 11778.063 | 11966.74 | 12140.772 | 12336.863 | 12549.209 | 12805.429 | 13049.815 | 13309.967 | 13556.198
CDP25 | VIC | VIC | Other renewable fuels | 0 | 0 | 0 | 0 | 0 | 0 | 0 | 0 | 0 | 0 | 0 | 0 | 0 | 0 | 0 | 0 | 0 | 0 | 0 | 0 | 0 | 0 | 0 | 0 | 0 | 0 | 0 | 90 | 90
CDP25 | VIC | VIC | DSP | 257.18 | 259.24 | 262.65 | 254.27 | 258.93 | 265 | 272.05 | 276.46 | 282.34 | 286.44 | 291.15 | 294 | 296.52 | 298.78 | 301.25 | 303.94 | 307.11 | 310.41 | 312.34 | 314.87 | 316.32 | 317.01 | 318.65 | 319.05 | 318.14 | 316.32 | 315.74 | 316.68 | 318.56
CDP25 | SA | CSA | Mid-merit gas | 1509 | 1509 | 1509 | 529 | 529 | 529 | 529 | 529 | 529 | 529 | 529 | 529 | 529 | 529 | 0 | 0 | 0 | 0 | 0 | 0 | 0 | 0 | 0 | 0 | 0 | 0 | 0 | 0 | 0
CDP25 | SA | CSA | Flexible gas with CCS | 0 | 0 | 0 | 0 | 0 | 0 | 0 | 0 | 0 | 0 | 0 | 0 | 0 | 0 | 0 | 0 | 0 | 0 | 0 | 0 | 0 | 0 | 0 | 0 | 0 | 0 | 0 | 0 | 0
CDP25 | SA | CSA | Flexible gas | 1421.06 | 1421.06 | 1621.06 | 1621.06 | 1547.56 | 1547.56 | 1547.56 | 1301.56 | 1301.56 | 1061.9 | 1061.9 | 1326.9 | 1326.9 | 1326.9 | 1326.9 | 1342.4805 | 1342.4805 | 1342.4805 | 1342.4805 | 1342.4805 | 1878.3138 | 1540.3138 | 1417.1138 | 1263.1138 | 1263.1138 | 1263.1138 | 1263.1138 | 1225.9138 | 1225.9138
CDP25 | SA | CSA | Hydro | 0 | 0 | 0 | 0 | 0 | 0 | 0 | 0 | 0 | 0 | 0 | 0 | 0 | 0 | 0 | 0 | 0 | 0 | 0 | 0 | 0 | 0 | 0 | 0 | 0 | 0 | 0 | 0 | 0
CDP25 | SA | CSA | Utility storage | 456.2 | 656.2 | 951.18 | 1424.0764 | 2230.8668 | 2236.8868 | 2230.8668 | 2200.8668 | 2200.8668 | 2200.8668 | 2200.8668 | 2200.8668 | 2200.8668 | 2200.8668 | 2200.8668 | 2200.8668 | 2200.8668 | 2200.8668 | 2188.8668 | 2194.8868 | 1938.1668 | 1744.1869 | 1582.1869 | 1123.9692 | 1446.1376 | 1404.6376 | 1522.9162 | 1522.9162 | 1522.9162
CDP25 | SA | CSA | Coordinated CER storage | 55.6719 | 62.4605 | 69.574 | 76.4942 | 84.1684 | 92.1358 | 101.9094 | 111.3026 | 121.9009 | 133.5508 | 146.6546 | 161.056 | 176.8714 | 193.5765 | 211.7514 | 230.9299 | 250.6652 | 270.8794 | 292.0065 | 314.1066 | 337.1741 | 362.1662 | 388.8506 | 416.8107 | 446.0604 | 475.6817 | 505.6161 | 520.6813 | 534.0007
CDP25 | SA | CSA | Passive CER storage | 163.4148 | 176.8412 | 189.127 | 200.7947 | 212.4134 | 224.7795 | 239.333 | 252.1373 | 265.4672 | 278.7557 | 292.6711 | 306.7404 | 321.0593 | 334.5405 | 348.2941 | 361.3463 | 372.8549 | 382.7225 | 391.8089 | 400.2474 | 408.0508 | 417.2101 | 426.5738 | 436.0668 | 445.6894 | 454.0331 | 461.1754 | 471.3591 | 480.3156
CDP25 | SA | CSA | Offshore wind | 0 | 0 | 0 | 0 | 0 | 0 | 0 | 0 | 0 | 0 | 0 | 0 | 0 | 0 | 0 | 0 | 0 | 0 | 0 | 0 | 0 | 0 | 0 | 0 | 0 | 0 | 0 | 0 | 0
CDP25 | SA | CSA | Wind | 2265.94 | 2265.94 | 2406.13 | 2406.13 | 2373.1301 | 2834.0335 | 3071.6506 | 3009.6506 | 3009.6506 | 3009.6506 | 2910.9506 | 2910.9506 | 2767.2706 | 2582.7906 | 2582.7906 | 2582.7906 | 2256.0906 | 2256.0906 | 2256.0906 | 2256.0906 | 2042.2306 | 2042.2306 | 2134.944 | 2494.5647 | 2861.8267 | 3307.6352 | 3412.4097 | 3412.4097 | 3413.6069
CDP25 | SA | CSA | Utility solar | 566.2 | 566.2 | 566.2 | 845.96 | 845.9601 | 845.9601 | 1072.1478 | 1072.1478 | 1066.0278 | 1066.0278 | 1066.0278 | 1066.0278 | 1066.0278 | 1066.0278 | 1066.0278 | 1066.0278 | 1066.0278 | 1066.0279 | 1034.9879 | 1302.7447 | 1911.002 | 3057.8422 | 3039.2222 | 3039.2222 | 2960.0222 | 2960.0222 | 2865.0222 | 2887.8027 | 2887.8027
CDP25 | SA | CSA | Distributed PV | 2384.3353 | 2442.1813 | 2500.4698 | 2567.782 | 2677.0418 | 2784.8805 | 2909.5845 | 3009.2554 | 3102.066 | 3180.5322 | 3268.8848 | 3329.2026 | 3380.66 | 3426.1092 | 3489.9642 | 3538.8511 | 3587.8176 | 3637.0179 | 3703.2634 | 3753.7863 | 3803.3867 | 3852.582 | 3919.3763 | 3971.0747 | 4023.001 | 4075.7847 | 4146.0359 | 4201.0105 | 4255.8474
CDP25 | SA | CSA | Other renewable fuels | 0 | 0 | 0 | 0 | 0 | 0 | 0 | 0 | 0 | 0 | 0 | 0 | 0 | 0 | 0 | 0 | 0 | 0 | 0 | 0 | 0 | 0 | 0 | 0 | 0 | 0 | 0 | 0 | 0
CDP25 | SA | CSA | DSP | 48.57 | 49.28 | 50.28 | 51.56 | 52.85 | 53.42 | 54.14 | 54.66 | 55.32 | 55.88 | 56.69 | 57.36 | 58.07 | 58.69 | 59.22 | 59.72 | 60.24 | 60.85 | 61.33 | 61.79 | 62.07 | 62.2 | 62.04 | 61.81 | 61.44 | 61.03 | 61.09 | 61.34 | 61.65
CDP25 | SA | SESA | Mid-merit gas | 0 | 0 | 0 | 0 | 0 | 0 | 0 | 0 | 0 | 0 | 0 | 0 | 0 | 0 | 0 | 0 | 0 | 0 | 0 | 0 | 0 | 0 | 0 | 0 | 0 | 0 | 0 | 0 | 0
CDP25 | SA | SESA | Flexible gas with CCS | 0 | 0 | 0 | 0 | 0 | 0 | 0 | 0 | 0 | 0 | 0 | 0 | 0 | 0 | 0 | 0 | 0 | 0 | 0 | 0 | 0 | 0 | 0 | 0 | 0 | 0 | 0 | 0 | 0
CDP25 | SA | SESA | Flexible gas | 143 | 143 | 143 | 143 | 80 | 80 | 80 | 80 | 80 | 80 | 80 | 80 | 0 | 0 | 0 | 0 | 0 | 0 | 0 | 0 | 0 | 0 | 0 | 0 | 0 | 0 | 0 | 0 | 0
CDP25 | SA | SESA | Hydro | 0 | 0 | 0 | 0 | 0 | 0 | 0 | 0 | 0 | 0 | 0 | 0 | 0 | 0 | 0 | 0 | 0 | 0 | 0 | 0 | 0 | 0 | 0 | 0 | 0 | 0 | 0 | 0 | 0
CDP25 | SA | SESA | Utility storage | 25 | 25 | 25 | 25 | 25 | 25 | 25 | 25 | 25 | 25 | 25 | 3.194e-05 | 3.194e-05 | 3.194e-05 | 3.194e-05 | 4.015e-05 | 4.015e-05 | 4.015e-05 | 4.015e-05 | 4.015e-05 | 4.16e-05 | 7.214e-05 | 7.618e-05 | 0.00021388 | 86.5912 | 86.5912 | 105.675 | 105.675 | 105.675
CDP25 | SA | SESA | Coordinated CER storage | 1.9701 | 2.2312 | 2.5031 | 2.7724 | 3.0693 | 3.3785 | 3.771 | 4.1547 | 4.5772 | 5.0453 | 5.5905 | 6.2292 | 6.8967 | 7.6454 | 8.4204 | 9.2343 | 10.0864 | 10.97 | 11.8923 | 12.8505 | 13.8935 | 15.057 | 16.2673 | 17.5209 | 18.834 | 20.1658 | 21.5197 | 22.1956 | 22.8328
CDP25 | SA | SESA | Passive CER storage | 5.7829 | 6.3171 | 6.8043 | 7.2775 | 7.7459 | 8.2424 | 8.8562 | 9.3849 | 9.9001 | 10.4074 | 10.9659 | 11.6011 | 12.1692 | 12.779 | 13.3159 | 13.8063 | 14.2494 | 14.6336 | 14.9745 | 15.2687 | 15.6028 | 16.033 | 16.4336 | 16.813 | 17.1981 | 17.5263 | 17.8106 | 18.2151 | 18.6306
CDP25 | SA | SESA | Offshore wind | 0 | 0 | 0 | 0 | 0 | 0 | 0 | 0 | 0 | 0 | 0 | 0 | 0 | 0 | 0 | 0 | 0 | 0 | 0 | 0 | 0 | 0 | 0 | 0 | 0 | 0 | 0 | 0 | 0
CDP25 | SA | SESA | Wind | 324.5 | 324.5 | 324.5 | 324.5 | 324.5 | 909.5352 | 909.5352 | 909.5352 | 909.5352 | 909.5352 | 909.5352 | 909.5352 | 783.0352 | 783.0352 | 783.0352 | 624.0352 | 624.0352 | 585.0352 | 585.0352 | 585.0352 | 585.0352 | 585.0352 | 585.0352 | 585.0352 | 585.0352 | 585.0352 | 800 | 800 | 800
CDP25 | SA | SESA | Utility solar | 42.9 | 42.9 | 42.9 | 42.9 | 42.9 | 42.9 | 42.9 | 42.9 | 42.9 | 42.9 | 42.9 | 42.9 | 42.9 | 42.9 | 42.9 | 42.9 | 42.9 | 42.9 | 0 | 0 | 0 | 0 | 0 | 0 | 0 | 0 | 0 | 0 | 0
CDP25 | SA | SESA | Distributed PV | 83.6952 | 87.0282 | 89.9188 | 93.849 | 99.2782 | 104.4655 | 110.6695 | 115.8376 | 120.225 | 123.9958 | 128.4132 | 132.6594 | 135.447 | 138.9108 | 141.8218 | 143.7709 | 146.0024 | 148.3721 | 151.1876 | 152.8717 | 155.8903 | 159.718 | 163.4487 | 165.4983 | 167.756 | 169.7433 | 172.5161 | 174.9055 | 178.6376
CDP25 | SA | SESA | Other renewable fuels | 0 | 0 | 0 | 0 | 0 | 0 | 0 | 0 | 0 | 0 | 0 | 0 | 0 | 0 | 0 | 0 | 0 | 0 | 0 | 0 | 0 | 0 | 0 | 0 | 0 | 0 | 0 | 0 | 0
CDP25 | SA | SESA | DSP | 0 | 0 | 0 | 0 | 0 | 0 | 0 | 0 | 0 | 0 | 0 | 0 | 0 | 0 | 0 | 0 | 0 | 0 | 0 | 0 | 0 | 0 | 0 | 0 | 0 | 0 | 0 | 0 | 0
CDP25 | TAS | TAS | Mid-merit gas | 208 | 208 | 208 | 208 | 0 | 0 | 0 | 0 | 0 | 0 | 0 | 0 | 0 | 0 | 0 | 0 | 0 | 0 | 0 | 0 | 0 | 0 | 0 | 0 | 0 | 0 | 0 | 0 | 0
CDP25 | TAS | TAS | Flexible gas with CCS | 0 | 0 | 0 | 0 | 0 | 0 | 0 | 0 | 0 | 0 | 0 | 0 | 0 | 0 | 0 | 0 | 0 | 0 | 0 | 0 | 0 | 0 | 0 | 0 | 0 | 0 | 0 | 0 | 0
CDP25 | TAS | TAS | Flexible gas | 178 | 178 | 178 | 178 | 178 | 178 | 178 | 178 | 178 | 178 | 178 | 178 | 178 | 178 | 178 | 178 | 178 | 58 | 58 | 58 | 58 | 58 | 58 | 58 | 58 | 58 | 58 | 0 | 0
CDP25 | TAS | TAS | Hydro | 2176.7 | 2176.7 | 2176.7 | 2176.7 | 2176.7 | 2176.7 | 2176.7 | 2176.7 | 2176.7 | 2176.7 | 2176.7 | 2176.7 | 2176.7 | 2566.7 | 2566.7 | 2566.7 | 2566.7 | 2566.7 | 2566.7 | 2566.7 | 2566.7 | 2566.7 | 2566.7 | 2566.7 | 2566.7 | 2566.7 | 2566.7 | 2566.7 | 2566.7
CDP25 | TAS | TAS | Utility storage | 0 | 0 | 0 | 0 | 8.7e-06 | 1.015e-05 | 1.148e-05 | 2.811e-05 | 3.948e-05 | 6.529 | 6.529 | 110.2522 | 173.9788 | 173.9788 | 173.9788 | 173.9788 | 173.9788 | 173.9788 | 173.9788 | 173.9788 | 173.9788 | 701.7973 | 701.7973 | 701.7973 | 805.0049 | 805.0049 | 805.0049 | 805.0049 | 805.0049
CDP25 | TAS | TAS | Coordinated CER storage | 0.57875 | 0.86202 | 1.1897 | 1.5604 | 1.9874 | 2.4806 | 3.1026 | 3.6027 | 4.2371 | 5.0419 | 6.0802 | 7.3806 | 8.9752 | 10.855 | 13.0758 | 15.6258 | 18.4829 | 21.6512 | 25.1679 | 29.047 | 33.2957 | 37.9263 | 43.0768 | 48.6582 | 54.6735 | 61.0336 | 67.7354 | 71.4596 | 74.781
CDP25 | TAS | TAS | Passive CER storage | 16.4983 | 18.3551 | 20.1214 | 21.7939 | 23.5599 | 25.4634 | 28.0008 | 30.1463 | 32.4307 | 34.7743 | 37.3199 | 39.9892 | 42.7744 | 45.4739 | 48.2933 | 51.0238 | 53.4633 | 55.579 | 57.5324 | 59.351 | 61.0565 | 63.1414 | 65.3064 | 67.5415 | 69.8609 | 71.8752 | 73.5976 | 75.9416 | 77.9696
CDP25 | TAS | TAS | Offshore wind | 0 | 0 | 0 | 0 | 0 | 0 | 0 | 0 | 0 | 0 | 0 | 0 | 0 | 0 | 0 | 0 | 0 | 0 | 0 | 0 | 0 | 0 | 0 | 0 | 0 | 0 | 0 | 0 | 0
CDP25 | TAS | TAS | Wind | 563.35 | 563.35 | 563.35 | 1021.6459 | 1208.6318 | 1473.2724 | 1573.7329 | 1656.7939 | 1750.5429 | 2045.265 | 2045.265 | 2219.1782 | 2233.4239 | 2233.4239 | 2233.4239 | 2295.0915 | 2295.0915 | 2295.0915 | 2295.0915 | 2295.0915 | 2295.0915 | 2151.0915 | 2151.0915 | 2151.0915 | 2151.0915 | 2151.0915 | 2151.0915 | 1843.3415 | 1843.3415
CDP25 | TAS | TAS | Utility solar | 0 | 0 | 0 | 6.01e-06 | 6.01e-06 | 6.01e-06 | 6.01e-06 | 1.114e-05 | 1.494e-05 | 5.297e-05 | 5.297e-05 | 150.0002 | 439.7502 | 439.7502 | 439.7502 | 439.7502 | 439.7502 | 439.7502 | 439.7502 | 439.7502 | 439.7502 | 439.7502 | 439.7502 | 439.7502 | 439.7502 | 439.7502 | 439.7502 | 439.7502 | 439.7502
CDP25 | TAS | TAS | Distributed PV | 275.4595 | 286.8109 | 298.1623 | 315.088 | 354.168 | 394.531 | 440.094 | 467.582 | 496.331 | 524.805 | 554.695 | 577.869 | 593.286 | 600.415 | 608.279 | 612.658 | 617.88 | 623.117 | 630.779 | 635.441 | 640.601 | 645.81 | 653.619 | 658.482 | 663.84 | 669.299 | 677.348 | 682.546 | 688.275
CDP25 | TAS | TAS | Other renewable fuels | 0 | 0 | 0 | 0 | 0 | 0 | 0 | 0 | 0 | 0 | 0 | 0 | 0 | 0 | 0 | 0 | 0 | 0 | 0 | 0 | 0 | 0 | 0 | 0 | 0 | 0 | 0 | 0 | 0
CDP25 | TAS | TAS | DSP | 5.95 | 6 | 5.24 | 4.54 | 4.57 | 4.66 | 4.79 | 4.91 | 5.01 | 5.05 | 5.06 | 5.09 | 5.06 | 5.08 | 5.09 | 5.11 | 5.12 | 5.16 | 5.18 | 5.2 | 5.21 | 5.19 | 5.19 | 5.18 | 5.19 | 5.2 | 5.14 | 5.03 | 4.96
Counterfactual | NSW | NNSW | Black coal | 0 | 0 | 0 | 0 | 0 | 0 | 0 | 0 | 0 | 0 | 0 | 0 | 0 | 0 | 0 | 0 | 0 | 0 | 0 | 0 | 0 | 0 | 0 | 0 | 0 | 0 | 0 | 0 | 0
Counterfactual | NSW | NNSW | Mid-merit gas | 0 | 0 | 0 | 0 | 0 | 0 | 0 | 0 | 0 | 0 | 0 | 0 | 0 | 0 | 0 | 0 | 0 | 0 | 0 | 0 | 0 | 0 | 0 | 0 | 0 | 0 | 0 | 0 | 0
Counterfactual | NSW | NNSW | Flexible gas with CCS | 0 | 0 | 0 | 0 | 0 | 0 | 0 | 0 | 0 | 0 | 0 | 0 | 0 | 0 | 0 | 0 | 0 | 0 | 0 | 0 | 0 | 0 | 0 | 0 | 0 | 0 | 0 | 0 | 0
Counterfactual | NSW | NNSW | Flexible gas | 0 | 0 | 0 | 0 | 0 | 0 | 0 | 0 | 0 | 0 | 0 | 0 | 0 | 0 | 0 | 0 | 0 | 0 | 0 | 0 | 0 | 0 | 0 | 0 | 0 | 0 | 0 | 0 | 0
Counterfactual | NSW | NNSW | Hydro | 0 | 0 | 0 | 0 | 0 | 0 | 0 | 0 | 0 | 0 | 0 | 0 | 0 | 0 | 0 | 0 | 0 | 0 | 0 | 0 | 0 | 0 | 0 | 0 | 0 | 0 | 0 | 0 | 0
Counterfactual | NSW | NNSW | Utility storage | 0 | 0 | 30 | 657.2693 | 1244.3453 | 1389.2298 | 1752.0531 | 1990.4082 | 1990.4082 | 1990.4082 | 1960.4082 | 1960.4082 | 1960.4082 | 1960.4082 | 1960.4083 | 1960.4083 | 1960.4083 | 1960.4083 | 1960.4083 | 1960.4083 | 1960.4083 | 2264.5047 | 2264.5047 | 1437.2354 | 1050.1594 | 908.4736 | 861.3299 | 861.3299 | 923.3058
Counterfactual | NSW | NNSW | Coordinated CER storage | 2.1928 | 2.9011 | 3.6904 | 4.6278 | 5.5596 | 6.6915 | 7.9992 | 9.7928 | 12.0913 | 14.9199 | 18.3769 | 22.4496 | 27.1895 | 32.5292 | 38.5657 | 45.2506 | 52.5465 | 60.457 | 69.0343 | 78.2621 | 88.1661 | 98.8985 | 110.4266 | 122.6426 | 135.5582 | 148.9852 | 162.8922 | 169.464 | 175.3439
Counterfactual | NSW | NNSW | Passive CER storage | 47.7175 | 51.9224 | 55.9244 | 59.7457 | 63.1809 | 66.9501 | 72.1109 | 76.9127 | 82.1206 | 87.477 | 93.3283 | 99.3194 | 105.5537 | 111.5324 | 117.7469 | 123.7732 | 129.3342 | 134.4245 | 139.3018 | 143.8527 | 148.1976 | 153.2203 | 158.3806 | 163.6836 | 169.1359 | 173.9747 | 178.2371 | 183.577 | 188.3339
Counterfactual | NSW | NNSW | Offshore wind | 0 | 0 | 0 | 0 | 0 | 0 | 0 | 0 | 0 | 0 | 0 | 0 | 0 | 0 | 0 | 0 | 0 | 0 | 0 | 0 | 0 | 0 | 0 | 0 | 0 | 0 | 0 | 0 | 0
Counterfactual | NSW | NNSW | Wind | 442.48 | 442.48 | 442.48 | 709.1754 | 709.1754 | 709.1754 | 709.1754 | 709.1754 | 709.1754 | 709.1754 | 709.1754 | 709.1754 | 709.1754 | 709.1754 | 709.1754 | 536.6954 | 569.5954 | 692.8735 | 692.8735 | 697.1308 | 672.779 | 730.6496 | 730.6496 | 730.6496 | 730.6496 | 730.6496 | 730.6496 | 730.6496 | 730.6496
Counterfactual | NSW | NNSW | Utility solar | 701.02 | 701.02 | 1021.02 | 1317.5891 | 1317.5891 | 1317.5891 | 1317.5891 | 1317.5891 | 1317.5891 | 1317.5891 | 1317.5891 | 1317.5891 | 1317.5891 | 1317.5891 | 1317.5891 | 1317.5891 | 1317.5891 | 1318.7223 | 1331.9698 | 1331.9698 | 1326.551 | 1342.4788 | 1342.4788 | 1321.3285 | 1326.302 | 1456.7337 | 1456.7337 | 1456.7337 | 1491.4932
Counterfactual | NSW | NNSW | Distributed PV | 999.795 | 1024.5274 | 1042.0404 | 1062.8416 | 1119.5661 | 1186.9908 | 1258.7771 | 1308.956 | 1356.0219 | 1394.7316 | 1433.3051 | 1460.8986 | 1482.9765 | 1497.8632 | 1516.4188 | 1530.7247 | 1546.3741 | 1562.7988 | 1581.7996 | 1598.2848 | 1617.7461 | 1635.9887 | 1654.643 | 1671.6642 | 1690.6614 | 1710.0652 | 1730.7883 | 1751.4803 | 1774.4013
Counterfactual | NSW | NNSW | Other renewable fuels | 0 | 0 | 0 | 0 | 0 | 0 | 0 | 0 | 0 | 0 | 0 | 0 | 0 | 0 | 0 | 0 | 0 | 0 | 0 | 0 | 0 | 0 | 0 | 0 | 0 | 0 | 0 | 90 | 90
Counterfactual | NSW | NNSW | DSP | 0 | 0 | 0 | 0 | 0 | 0 | 0 | 0 | 0 | 0 | 0 | 0 | 0 | 0 | 0 | 0 | 0 | 0 | 0 | 0 | 0 | 0 | 0 | 0 | 0 | 0 | 0 | 0 | 0
Counterfactual | NSW | CNSW | Black coal | 4105 | 4105 | 4105 | 4105 | 4135 | 3450 | 1420 | 1420 | 1420 | 1420 | 1420 | 1420 | 1420 | 1420 | 1420 | 1420 | 1420 | 0 | 0 | 0 | 0 | 0 | 0 | 0 | 0 | 0 | 0 | 0 | 0
Counterfactual | NSW | CNSW | Mid-merit gas | 0 | 0 | 0 | 0 | 0 | 0 | 0 | 0 | 0 | 0 | 0 | 0 | 0 | 0 | 0 | 0 | 0 | 0 | 0 | 0 | 0 | 0 | 0 | 0 | 0 | 0 | 0 | 0 | 0
Counterfactual | NSW | CNSW | Flexible gas with CCS | 0 | 0 | 0 | 0 | 0 | 0 | 0 | 0 | 0 | 0 | 0 | 0 | 0 | 0 | 0 | 0 | 0 | 0 | 0 | 0 | 0 | 0 | 0 | 0 | 0 | 0 | 0 | 0 | 0
Counterfactual | NSW | CNSW | Flexible gas | 0 | 0 | 0 | 0 | 0 | 0 | 0 | 0 | 0 | 0 | 0 | 0 | 0 | 0 | 0 | 0 | 0 | 0 | 0 | 0 | 0 | 0 | 0 | 0 | 0 | 0 | 0 | 0 | 0
Counterfactual | NSW | CNSW | Hydro | 0 | 0 | 0 | 0 | 0 | 0 | 0 | 0 | 0 | 0 | 0 | 0 | 0 | 0 | 0 | 0 | 0 | 0 | 0 | 0 | 0 | 0 | 0 | 0 | 0 | 0 | 0 | 0 | 0
Counterfactual | NSW | CNSW | Utility storage | 247 | 247 | 816 | 816.118 | 1562.2059 | 2932.8621 | 2972.8834 | 2932.8634 | 2972.8834 | 2932.8634 | 2932.8634 | 2972.8834 | 2932.8634 | 2932.8634 | 2972.8834 | 2972.8834 | 2932.8634 | 2932.8635 | 2932.8635 | 2932.8635 | 2972.8835 | 2932.8635 | 2403.8836 | 2363.7456 | 1986.1177 | 778.3259 | 738.3051 | 738.306 | 829.8493
Counterfactual | NSW | CNSW | Coordinated CER storage | 0.91547 | 1.218 | 1.5545 | 1.9694 | 2.396 | 2.8889 | 3.468 | 4.4484 | 5.7616 | 7.4129 | 9.4548 | 11.9182 | 14.7956 | 18.091 | 21.8271 | 26.0012 | 30.6055 | 35.6384 | 41.1048 | 47.0119 | 53.3576 | 60.2411 | 67.6633 | 75.5332 | 83.8558 | 92.5557 | 101.5813 | 105.8426 | 109.6628
Counterfactual | NSW | CNSW | Passive CER storage | 19.9215 | 21.7984 | 23.5569 | 25.4252 | 27.2293 | 28.9039 | 31.2635 | 33.4736 | 36.0114 | 38.6022 | 41.3825 | 44.4067 | 47.4404 | 50.4842 | 53.5835 | 56.6421 | 59.5615 | 62.2973 | 64.8483 | 67.2355 | 69.4388 | 72.0568 | 74.8106 | 77.6287 | 80.5076 | 83.1503 | 85.4446 | 88.2195 | 90.7189
Counterfactual | NSW | CNSW | Offshore wind | 0 | 0 | 0 | 0 | 0 | 0 | 0 | 0 | 0 | 0 | 0 | 0 | 0 | 0 | 0 | 0 | 0 | 0 | 0 | 0 | 0 | 0 | 0 | 0 | 0 | 0 | 0 | 0 | 0
Counterfactual | NSW | CNSW | Wind | 503.54 | 503.54 | 641.54 | 1474.3987 | 2122.0716 | 5359.6803 | 5713.4077 | 5713.4077 | 5713.4077 | 5713.4077 | 5713.4077 | 5713.4077 | 5713.4077 | 5713.4077 | 5713.4077 | 5713.4077 | 5713.4077 | 6371.2 | 6252.6616 | 6252.6616 | 6473.9519 | 6588.0116 | 6588.0117 | 6588.0117 | 6590.8509 | 6590.8509 | 6477.6609 | 6477.6609 | 6477.6609
Counterfactual | NSW | CNSW | Utility solar | 1876.49 | 1876.49 | 1956.35 | 2862.6606 | 2862.6606 | 3670.3822 | 4757.3066 | 4757.3066 | 4757.3066 | 4757.3066 | 4757.3066 | 4926.8969 | 4926.8969 | 4926.8969 | 4926.8969 | 4926.8969 | 4926.8969 | 5374.4604 | 5645.8538 | 5543.8338 | 6137.5686 | 6423.626 | 6387.616 | 6387.616 | 6681.5111 | 7940.9236 | 8577.2285 | 8782.3772 | 9653.7247
Counterfactual | NSW | CNSW | Distributed PV | 621.9378 | 636.102 | 644.9182 | 661.8711 | 702.2766 | 740.456 | 787.694 | 821.4306 | 856.4795 | 886.1984 | 918.429 | 939.0199 | 954.7714 | 966.4442 | 983.7172 | 994.2831 | 1006.6496 | 1019.2425 | 1037.8102 | 1049.5191 | 1061.3193 | 1073.5732 | 1093.3139 | 1104.7404 | 1118.1637 | 1133.1908 | 1153.9216 | 1167.3489 | 1182.2507
Counterfactual | NSW | CNSW | Other renewable fuels | 0 | 0 | 0 | 0 | 0 | 0 | 0 | 0 | 0 | 0 | 0 | 0 | 0 | 0 | 0 | 0 | 0 | 0 | 0 | 0 | 0 | 0 | 0 | 0 | 0 | 0 | 30 | 90 | 90
Counterfactual | NSW | CNSW | DSP | 0 | 0 | 0 | 0 | 0 | 0 | 0 | 0 | 0 | 0 | 0 | 0 | 0 | 0 | 0 | 0 | 0 | 0 | 0 | 0 | 0 | 0 | 0 | 0 | 0 | 0 | 0 | 0 | 0
Counterfactual | NSW | SNW | Black coal | 4200 | 4200 | 1320 | 1320 | 1320 | 0 | 0 | 0 | 0 | 0 | 0 | 0 | 0 | 0 | 0 | 0 | 0 | 0 | 0 | 0 | 0 | 0 | 0 | 0 | 0 | 0 | 0 | 0 | 0
Counterfactual | NSW | SNW | Mid-merit gas | 440 | 440 | 440 | 440 | 440 | 440 | 440 | 440 | 440 | 440 | 440 | 440 | 440 | 440 | 440 | 440 | 440 | 440 | 440 | 440 | 0 | 0 | 0 | 0 | 0 | 0 | 0 | 0 | 0
Counterfactual | NSW | SNW | Flexible gas with CCS | 0 | 0 | 0 | 0 | 0 | 0 | 0 | 0 | 0 | 0 | 0 | 0 | 0 | 0 | 0 | 0 | 0 | 0 | 0 | 0 | 0 | 0 | 0 | 0 | 0 | 0 | 0 | 0 | 0
Counterfactual | NSW | SNW | Flexible gas | 1979 | 1979 | 1979 | 1979 | 1979 | 1979 | 1979 | 3040.06 | 3040.06 | 3040.06 | 3040.06 | 3040.06 | 3040.06 | 3040.06 | 3040.06 | 3040.06 | 3040.06 | 3489.2424 | 4358.7995 | 4897.8247 | 5445.5416 | 6321.6015 | 6321.6015 | 6321.6015 | 6321.6015 | 6321.6015 | 6321.6015 | 6321.6015 | 6321.6015
Counterfactual | NSW | SNW | Hydro | 0 | 0 | 0 | 0 | 0 | 0 | 0 | 0 | 0 | 0 | 0 | 0 | 0 | 0 | 0 | 0 | 0 | 0 | 0 | 0 | 0 | 0 | 0 | 0 | 0 | 0 | 0 | 0 | 0
Counterfactual | NSW | SNW | Utility storage | 50 | 50 | 1571.8573 | 1571.8573 | 1571.8573 | 1580.7682 | 2543.2097 | 3170.7617 | 3243.3377 | 3170.7617 | 3170.7617 | 3243.3377 | 3170.7617 | 3120.7617 | 3193.3377 | 3193.3377 | 3120.7617 | 3120.7617 | 3120.7617 | 3120.7617 | 3193.3377 | 3120.7617 | 1779.1924 | 1706.6164 | 1706.6164 | 1772.8099 | 1184.1478 | 1184.1478 | 1256.7238
Counterfactual | NSW | SNW | Coordinated CER storage | 8.587 | 11.5295 | 14.8171 | 18.6626 | 22.7871 | 27.7997 | 33.4963 | 43.0237 | 55.4305 | 70.9627 | 90.1039 | 112.9793 | 139.8314 | 170.4524 | 205.2684 | 244.1544 | 286.9162 | 333.5338 | 384.2127 | 438.8854 | 497.66 | 560.8937 | 629.5544 | 702.4072 | 779.5514 | 860.1351 | 943.9419 | 983.3503 | 1018.6582
Counterfactual | NSW | SNW | Passive CER storage | 186.8609 | 206.3463 | 224.5379 | 240.9368 | 258.9593 | 278.1444 | 301.9599 | 322.7208 | 344.5839 | 366.8252 | 390.7075 | 415.6523 | 441.7183 | 467.2367 | 494.0385 | 520.566 | 545.206 | 567.5963 | 588.6361 | 607.8089 | 625.5986 | 647.3132 | 670.0861 | 693.8422 | 718.7364 | 741.3337 | 761.6739 | 786.6727 | 809.1086
Counterfactual | NSW | SNW | Offshore wind | 0 | 0 | 0 | 0 | 0 | 0 | 0 | 0 | 0 | 0 | 2.16e-06 | 2.16e-06 | 2.16e-06 | 2.16e-06 | 2.16e-06 | 2.16e-06 | 3.82e-06 | 9.09e-06 | 9.09e-06 | 1.114e-05 | 1.519e-05 | 148 | 148 | 148 | 148 | 148 | 148 | 148 | 148
Counterfactual | NSW | SNW | Wind | 0 | 0 | 0 | 0 | 0 | 0 | 0 | 0 | 0 | 0 | 0 | 0 | 0 | 0 | 0 | 0 | 0 | 0 | 0 | 0 | 0 | 0 | 0 | 0 | 0 | 0 | 0 | 0 | 0
Counterfactual | NSW | SNW | Utility solar | 0 | 0 | 0 | 0 | 0 | 0 | 0 | 0 | 0 | 0 | 0 | 0 | 0 | 0 | 0 | 0 | 0 | 0 | 0 | 0 | 0 | 0 | 0 | 0 | 0 | 0 | 0 | 0 | 0
Counterfactual | NSW | SNW | Distributed PV | 3679.6425 | 3821.5974 | 3976.6457 | 4171.7761 | 4514.291 | 4858.2954 | 5220.1292 | 5496.252 | 5768.549 | 6015.446 | 6247.5007 | 6444.969 | 6601.2248 | 6709.9767 | 6807.533 | 6901.289 | 6995.1835 | 7087.6409 | 7182.3455 | 7274.2264 | 7368.4104 | 7463.4566 | 7560.2199 | 7654.4945 | 7751.1288 | 7849.3467 | 7952.3875 | 8051.2259 | 8161.516
Counterfactual | NSW | SNW | Other renewable fuels | 0 | 0 | 0 | 0 | 0 | 0 | 0 | 0 | 0 | 0 | 0 | 0 | 0 | 0 | 0 | 0 | 0 | 0 | 0 | 0 | 0 | 0 | 0 | 0 | 0 | 0 | 90 | 90 | 90
Counterfactual | NSW | SNW | DSP | 336.74 | 342.94 | 349.4 | 358.05 | 499.09 | 685.31 | 850.38 | 920.72 | 991.02 | 1061.28 | 1070.04 | 1079.54 | 1087.21 | 1096.93 | 1105.44 | 1116.29 | 1124.85 | 1136.31 | 1138.21 | 1141.89 | 1148.33 | 1146.26 | 1149.08 | 1151.3 | 1149.72 | 1153.61 | 1157.93 | 1166.18 | 1185.25
Counterfactual | NSW | SNSW | Black coal | 0 | 0 | 0 | 0 | 0 | 0 | 0 | 0 | 0 | 0 | 0 | 0 | 0 | 0 | 0 | 0 | 0 | 0 | 0 | 0 | 0 | 0 | 0 | 0 | 0 | 0 | 0 | 0 | 0
Counterfactual | NSW | SNSW | Mid-merit gas | 0 | 0 | 0 | 0 | 0 | 0 | 0 | 0 | 0 | 0 | 0 | 0 | 0 | 0 | 0 | 0 | 0 | 0 | 0 | 0 | 0 | 0 | 0 | 0 | 0 | 0 | 0 | 0 | 0
Counterfactual | NSW | SNSW | Flexible gas with CCS | 0 | 0 | 0 | 0 | 0 | 0 | 0 | 0 | 0 | 0 | 0 | 0 | 0 | 0 | 0 | 0 | 0 | 0 | 0 | 0 | 0 | 0 | 0 | 0 | 0 | 0 | 0 | 0 | 0
Counterfactual | NSW | SNSW | Flexible gas | 692 | 692 | 692 | 692 | 692 | 692 | 692 | 692 | 692 | 692 | 692 | 692 | 692 | 692 | 692 | 692 | 692 | 692 | 692 | 692 | 692 | 0 | 0 | 0 | 0 | 0 | 0 | 0 | 0
Counterfactual | NSW | SNSW | Hydro | 2285 | 2285 | 2285 | 2285 | 2285 | 2285 | 2285 | 2285 | 2285 | 2285 | 2285 | 2285 | 2285 | 2285 | 2285 | 2285 | 2285 | 2285 | 2285 | 2285 | 2285 | 2285 | 2285 | 2285 | 2285 | 2285 | 2285 | 2285 | 2285
Counterfactual | NSW | SNSW | Utility storage | 299.99 | 309.99 | 368.9 | 368.9 | 568.9 | 2768.9 | 2803.7651 | 2802.7751 | 2803.7651 | 2802.7751 | 2802.7751 | 2803.7651 | 2802.7751 | 2802.7751 | 2803.7651 | 2803.7651 | 2802.7751 | 2802.7751 | 2802.7751 | 2792.7751 | 2743.7651 | 2742.7751 | 2683.8651 | 2682.8751 | 2682.8751 | 2583.8751 | 2564.8746 | 2564.8746 | 2414.8746
Counterfactual | NSW | SNSW | Coordinated CER storage | 1.8316 | 2.4469 | 3.1469 | 4.0056 | 4.9448 | 6.063 | 7.344 | 8.8828 | 10.843 | 13.2952 | 16.3304 | 19.989 | 24.3293 | 29.3361 | 35.0941 | 41.5771 | 48.7432 | 56.6101 | 65.2405 | 74.6487 | 84.8616 | 95.9878 | 108.1835 | 121.2843 | 135.2958 | 150.0261 | 165.4879 | 173.4974 | 180.7336
Counterfactual | NSW | SNSW | Passive CER storage | 39.8581 | 43.7926 | 47.6885 | 51.7125 | 56.1945 | 60.6618 | 66.2045 | 71.0929 | 76.2779 | 81.7101 | 87.5202 | 93.586 | 99.9174 | 106.2198 | 112.7798 | 119.2142 | 125.1293 | 130.5318 | 135.6734 | 140.5429 | 145.2071 | 150.7156 | 156.525 | 162.5649 | 168.7895 | 174.3699 | 179.4516 | 185.5172 | 191.0124
Counterfactual | NSW | SNSW | Offshore wind | 0 | 0 | 0 | 0 | 0 | 0 | 0 | 0 | 0 | 0 | 0 | 0 | 0 | 0 | 0 | 0 | 0 | 0 | 0 | 0 | 0 | 0 | 0 | 0 | 0 | 0 | 0 | 0 | 0
Counterfactual | NSW | SNSW | Wind | 1792.06 | 1850.06 | 1890.08 | 2420.54 | 3149.3955 | 3149.3955 | 3167.9969 | 3167.9969 | 3167.9969 | 3167.9969 | 3167.9969 | 3167.997 | 3167.997 | 3121.497 | 3121.497 | 3091.497 | 3091.497 | 3315.8737 | 3690.0384 | 3784.1461 | 4061.1385 | 4068.5517 | 3824.7517 | 3606.0517 | 4086.206 | 4086.4746 | 4086.4746 | 4086.4746 | 4086.4746
Counterfactual | NSW | SNSW | Utility solar | 2083.08 | 2083.08 | 2475.36 | 3050.3993 | 3649.3297 | 3649.3297 | 3650.2297 | 3649.3297 | 3649.3297 | 3649.3297 | 3649.3297 | 3649.3297 | 3649.3297 | 3649.3297 | 3649.3297 | 3499.2997 | 3499.2997 | 3499.2997 | 3568.9085 | 3626.681 | 3864.5399 | 4183.1036 | 4183.1036 | 4098.1036 | 4065.7036 | 4116.6449 | 3784.3049 | 3784.6312 | 3754.6312
Counterfactual | NSW | SNSW | Distributed PV | 986.0326 | 1016.5758 | 1046.5931 | 1086.1683 | 1164.1203 | 1240.9168 | 1328.5137 | 1393.4014 | 1458.5676 | 1517.356 | 1578.8062 | 1621.3015 | 1659.1313 | 1689.5418 | 1724.7489 | 1750.0152 | 1777.7549 | 1805.5558 | 1841.3577 | 1866.4198 | 1894.7072 | 1924.1874 | 1962.8752 | 1990.9999 | 2022.3122 | 2052.6863 | 2093.9396 | 2124.8409 | 2159.5341
Counterfactual | NSW | SNSW | Other renewable fuels | 0 | 0 | 0 | 0 | 0 | 0 | 0 | 0 | 0 | 0 | 0 | 0 | 0 | 0 | 0 | 0 | 0 | 0 | 0 | 0 | 0 | 0 | 0 | 0 | 0 | 0 | 0 | 0 | 0
Counterfactual | NSW | SNSW | DSP | 0 | 0 | 0 | 0 | 0 | 0 | 0 | 0 | 0 | 0 | 0 | 0 | 0 | 0 | 0 | 0 | 0 | 0 | 0 | 0 | 0 | 0 | 0 | 0 | 0 | 0 | 0 | 0 | 0
Counterfactual | QLD | NQ | Black coal | 0 | 0 | 0 | 0 | 0 | 0 | 0 | 0 | 0 | 0 | 0 | 0 | 0 | 0 | 0 | 0 | 0 | 0 | 0 | 0 | 0 | 0 | 0 | 0 | 0 | 0 | 0 | 0 | 0
Counterfactual | QLD | NQ | Mid-merit gas | 244 | 244 | 244 | 244 | 244 | 244 | 244 | 244 | 244 | 244 | 244 | 244 | 244 | 244 | 244 | 244 | 244 | 244 | 244 | 244 | 244 | 244 | 244 | 0 | 0 | 0 | 0 | 0 | 0
Counterfactual | QLD | NQ | Flexible gas with CCS | 0 | 0 | 0 | 0 | 0 | 0 | 0 | 0 | 0 | 0 | 0 | 0 | 0 | 0 | 0 | 0 | 0 | 0 | 0 | 0 | 0 | 0 | 0 | 0 | 0 | 0 | 0 | 0 | 0
Counterfactual | QLD | NQ | Flexible gas | 423.5 | 423.5 | 423.5 | 423.5 | 423.5 | 423.5 | 423.5 | 423.5 | 423.5 | 423.5 | 131.5 | 131.5 | 131.5 | 131.5 | 131.5 | 131.5 | 131.5 | 131.5 | 131.5 | 131.5 | 131.5 | 0 | 0 | 0 | 0 | 0 | 0 | 0 | 0
Counterfactual | QLD | NQ | Hydro | 156.4 | 156.4 | 156.4 | 156.4 | 156.4 | 156.4 | 156.4 | 156.4 | 156.4 | 156.4 | 156.4 | 156.4 | 156.4 | 156.4 | 70 | 70 | 70 | 70 | 70 | 0 | 0 | 0 | 0 | 0 | 0 | 0 | 0 | 0 | 0
Counterfactual | QLD | NQ | Utility storage | 250 | 250 | 250 | 550 | 550 | 550 | 550 | 550 | 550 | 550.0001 | 550.0001 | 704.9194 | 727.441 | 727.441 | 727.441 | 727.441 | 727.441 | 727.441 | 727.441 | 727.441 | 848.0777 | 848.0777 | 848.0777 | 548.0777 | 548.0777 | 810.5034 | 810.5034 | 810.5034 | 1092.5417
Counterfactual | QLD | NQ | Coordinated CER storage | 0.88737 | 1.2167 | 1.5929 | 2.0251 | 2.5236 | 3.12 | 3.8402 | 4.861 | 6.1864 | 7.8245 | 9.8358 | 12.2418 | 15.0717 | 18.2721 | 21.9141 | 25.9728 | 30.4036 | 35.228 | 40.4665 | 46.1292 | 52.2496 | 58.927 | 66.1344 | 73.8088 | 81.9834 | 90.4987 | 99.3492 | 103.7072 | 107.6837
Counterfactual | QLD | NQ | Passive CER storage | 18.5285 | 21.0552 | 23.4635 | 25.9022 | 28.4576 | 31.3925 | 34.814 | 37.9522 | 41.4162 | 44.9799 | 48.8461 | 52.9834 | 57.3995 | 61.6721 | 66.1572 | 70.6014 | 74.6827 | 78.4936 | 82.1191 | 85.5856 | 89.0361 | 92.9771 | 97.0969 | 101.3628 | 105.886 | 109.9772 | 113.7091 | 117.7593 | 121.4976
Counterfactual | QLD | NQ | Offshore wind | 0 | 0 | 0 | 0 | 0 | 0 | 0 | 0 | 0 | 0 | 0 | 0 | 0 | 0 | 0 | 0 | 0 | 0 | 0 | 0 | 0 | 0 | 0 | 0 | 0 | 0 | 0 | 0 | 0
Counterfactual | QLD | NQ | Wind | 375.64 | 375.64 | 375.64 | 375.64 | 1558.8082 | 1909.9842 | 2589.1242 | 2589.1242 | 2589.1242 | 2589.1242 | 2736.0421 | 2736.0421 | 2788.137 | 2832.0831 | 2881.3682 | 2881.3682 | 2881.3682 | 2881.3682 | 2881.3682 | 2881.3682 | 2893.5469 | 3258.6887 | 3258.6887 | 3215.4887 | 3215.4887 | 3063.5087 | 3094.5526 | 3110.4421 | 3111.9115
Counterfactual | QLD | NQ | Utility solar | 521.6 | 521.6 | 521.6 | 521.6 | 521.6001 | 521.6001 | 521.6001 | 521.6001 | 521.6001 | 521.6001 | 521.6001 | 521.6002 | 871.5698 | 871.5698 | 823.0698 | 823.0698 | 823.0698 | 823.0698 | 1242.097 | 1120.9397 | 1004.9797 | 1699.5998 | 1699.5998 | 1684.5998 | 1584.6198 | 1563.6499 | 1563.65 | 1525.6382 | 1588.1953
Counterfactual | QLD | NQ | Distributed PV | 650.1918 | 674.7727 | 703.9561 | 730.2258 | 763.9198 | 810.8536 | 853.2797 | 886.3548 | 917.2914 | 944.1354 | 970.7969 | 991.2841 | 1008.6228 | 1022.5255 | 1038.7204 | 1053.488 | 1067.6015 | 1084.5645 | 1102.9542 | 1118.778 | 1136.6862 | 1153.6954 | 1172.9582 | 1190.3775 | 1209.4642 | 1228.2939 | 1251.6994 | 1274.419 | 1298.4572
Counterfactual | QLD | NQ | Other renewable fuels | 0 | 0 | 0 | 0 | 0 | 0 | 0 | 0 | 0 | 0 | 0 | 0 | 0 | 0 | 0 | 0 | 0 | 0 | 0 | 0 | 0 | 0 | 0 | 0 | 0 | 0 | 0 | 0 | 0
Counterfactual | QLD | NQ | DSP | 0 | 0 | 0 | 0 | 0 | 0 | 0 | 0 | 0 | 0 | 0 | 0 | 0 | 0 | 0 | 0 | 0 | 0 | 0 | 0 | 0 | 0 | 0 | 0 | 0 | 0 | 0 | 0 | 0
Counterfactual | QLD | GG | Black coal | 1680 | 1680 | 1680 | 1680 | 840 | 840 | 840 | 280 | 0 | 0 | 0 | 0 | 0 | 0 | 0 | 0 | 0 | 0 | 0 | 0 | 0 | 0 | 0 | 0 | 0 | 0 | 0 | 0 | 0
Counterfactual | QLD | GG | Mid-merit gas | 180 | 180 | 180 | 180 | 180 | 180 | 180 | 180 | 180 | 180 | 180 | 180 | 180 | 180 | 180 | 180 | 180 | 180 | 180 | 180 | 180 | 180 | 180 | 180 | 180 | 180 | 180 | 0 | 0
Counterfactual | QLD | GG | Flexible gas with CCS | 0 | 0 | 0 | 0 | 0 | 0 | 0 | 0 | 0 | 0 | 0 | 0 | 0 | 0 | 0 | 0 | 0 | 0 | 0 | 0 | 0 | 0 | 0 | 0 | 0 | 0 | 0 | 0 | 0
Counterfactual | QLD | GG | Flexible gas | 0 | 0 | 0 | 0 | 0 | 0 | 0 | 0 | 0 | 0 | 0 | 0.00041366 | 0.00041366 | 0.00041366 | 0.00041366 | 0.00041366 | 0.00041366 | 0.00041366 | 0.00041366 | 0.00041366 | 0.00041366 | 0.00041366 | 0.00041366 | 0.00041366 | 0.00041366 | 235.3556 | 235.3556 | 235.3556 | 235.3556
Counterfactual | QLD | GG | Hydro | 0 | 0 | 0 | 0 | 0 | 0 | 0 | 0 | 0 | 0 | 0 | 0 | 0 | 0 | 0 | 0 | 0 | 0 | 0 | 0 | 0 | 0 | 0 | 0 | 0 | 0 | 0 | 0 | 0
Counterfactual | QLD | GG | Utility storage | 0 | 0 | 400 | 400 | 400 | 400 | 400 | 400 | 400 | 400 | 400 | 400 | 400 | 400 | 400 | 400 | 400 | 400.0001 | 400.0001 | 400.0001 | 400.0002 | 400.0002 | 0.0002552 | 0.0002552 | 0.00024849 | 10.5665 | 10.5672 | 10.5672 | 10.5672
Counterfactual | QLD | GG | Coordinated CER storage | 0.048726 | 0.066819 | 0.087887 | 0.11153 | 0.14153 | 0.17366 | 0.21572 | 0.29891 | 0.41299 | 0.56211 | 0.74955 | 0.97712 | 1.2471 | 1.5592 | 1.9169 | 2.3184 | 2.7646 | 3.2536 | 3.7908 | 4.3761 | 5.009 | 5.7004 | 6.4465 | 7.2409 | 8.0831 | 8.9664 | 9.8883 | 10.3376 | 10.7449
Counterfactual | QLD | GG | Passive CER storage | 1.0174 | 1.1563 | 1.2946 | 1.4266 | 1.5959 | 1.7473 | 1.9556 | 2.1352 | 2.3376 | 2.5644 | 2.8105 | 3.0704 | 3.3401 | 3.6127 | 3.8978 | 4.1748 | 4.4417 | 4.6827 | 4.9228 | 5.1563 | 5.3782 | 5.6374 | 5.9123 | 6.1964 | 6.4847 | 6.7498 | 6.9899 | 7.2551 | 7.4911
Counterfactual | QLD | GG | Offshore wind | 0 | 0 | 0 | 0 | 0 | 0 | 0 | 0 | 0 | 0 | 0 | 0 | 0 | 0 | 0 | 0 | 0 | 0 | 0 | 0 | 0 | 0 | 0 | 0 | 0 | 0 | 0 | 0 | 0
Counterfactual | QLD | GG | Wind | 0 | 0 | 0 | 0 | 0 | 0 | 0 | 0 | 0 | 0 | 0 | 0 | 0 | 0 | 0 | 0 | 0 | 0 | 0 | 0 | 0 | 0 | 0 | 0 | 0 | 0 | 0 | 0 | 0
Counterfactual | QLD | GG | Utility solar | 0 | 0 | 0 | 0 | 0 | 0 | 0 | 0 | 0 | 0 | 0 | 0 | 0 | 0 | 0 | 0 | 0 | 0 | 0 | 0 | 0 | 0 | 0 | 0 | 0 | 0 | 0 | 0 | 0
Counterfactual | QLD | GG | Distributed PV | 62.5042 | 64.2791 | 66.415 | 68.9878 | 72.7673 | 76.244 | 80.0461 | 83.5314 | 86.727 | 89.5602 | 92.1585 | 94.3304 | 96.0517 | 97.5469 | 99.0431 | 100.4574 | 101.995 | 103.5388 | 105.3012 | 107.0116 | 108.5825 | 110.2539 | 112.0709 | 113.8938 | 115.5761 | 117.3638 | 119.4773 | 121.9029 | 124.2038
Counterfactual | QLD | GG | Other renewable fuels | 0 | 0 | 0 | 0 | 0 | 0 | 0 | 0 | 0 | 0 | 0 | 0 | 0 | 0 | 0 | 0 | 0 | 0 | 0 | 0 | 0 | 0 | 0 | 0 | 0 | 0 | 0 | 0 | 0
Counterfactual | QLD | GG | DSP | 0 | 0 | 0 | 0 | 0 | 0 | 0 | 0 | 0 | 0 | 0 | 0 | 0 | 0 | 0 | 0 | 0 | 0 | 0 | 0 | 0 | 0 | 0 | 0 | 0 | 0 | 0 | 0 | 0
Counterfactual | QLD | CQ | Black coal | 3004 | 3004 | 3004 | 3004 | 2304 | 2304 | 1574 | 1574 | 1574 | 844 | 844 | 844 | 844 | 844 | 844 | 844 | 844 | 844 | 844 | 844 | 844 | 844 | 844 | 844 | 844 | 844 | 844 | 844 | 0
Counterfactual | QLD | CQ | Mid-merit gas | 0 | 0 | 0 | 0 | 0 | 0 | 0 | 0 | 0 | 0 | 0 | 0 | 0 | 0 | 0 | 0 | 0 | 0 | 0 | 0 | 0 | 0 | 0 | 0 | 0 | 0 | 0 | 0 | 0
Counterfactual | QLD | CQ | Flexible gas with CCS | 0 | 0 | 0 | 0 | 0 | 0 | 0 | 0 | 0 | 0 | 0 | 0 | 0 | 0 | 0 | 0 | 0 | 0 | 0 | 0 | 0 | 0 | 0 | 0 | 0 | 0 | 0 | 0 | 0
Counterfactual | QLD | CQ | Flexible gas | 37 | 37 | 37 | 37 | 37 | 37 | 37 | 37 | 37 | 37 | 37 | 0 | 0 | 0 | 0 | 0 | 0 | 0 | 0 | 0 | 0 | 0 | 0 | 0 | 0 | 0 | 0 | 0 | 0
Counterfactual | QLD | CQ | Hydro | 0 | 0 | 0 | 0 | 0 | 0 | 0 | 0 | 0 | 0 | 0 | 0 | 0 | 0 | 0 | 0 | 0 | 0 | 0 | 0 | 0 | 0 | 0 | 0 | 0 | 0 | 0 | 0 | 0
Counterfactual | QLD | CQ | Utility storage | 50 | 50 | 50 | 50 | 200 | 200 | 200 | 200 | 200 | 200.0001 | 354.5058 | 959.5177 | 959.5177 | 959.5177 | 959.5177 | 959.5177 | 959.5177 | 959.5177 | 959.5177 | 909.5177 | 1075.5287 | 1097.3821 | 1327.6824 | 1327.6824 | 1177.6824 | 1543.3633 | 2211.6489 | 2211.6489 | 2518.3985
Counterfactual | QLD | CQ | Coordinated CER storage | 0.81707 | 1.1192 | 1.475 | 1.8705 | 2.3506 | 2.8941 | 3.5651 | 4.6403 | 6.0457 | 7.8273 | 10.0404 | 12.6969 | 15.8224 | 19.4074 | 23.4888 | 28.0554 | 33.0802 | 38.5531 | 44.5354 | 51.0196 | 58.024 | 65.6952 | 73.9546 | 82.751 | 92.094 | 101.874 | 112.0393 | 117.0219 | 121.5395
Counterfactual | QLD | CQ | Passive CER storage | 17.0607 | 19.3666 | 21.7275 | 23.9255 | 26.506 | 29.119 | 32.3201 | 35.3739 | 38.6267 | 42.1175 | 45.9487 | 49.9898 | 54.2028 | 58.4551 | 62.8527 | 67.2149 | 71.3089 | 75.0313 | 78.6845 | 82.1837 | 85.591 | 89.6089 | 93.7355 | 98.007 | 102.4317 | 106.5375 | 110.2123 | 114.1759 | 117.7274
Counterfactual | QLD | CQ | Offshore wind | 0 | 0 | 0 | 0 | 0 | 0 | 0 | 0 | 0 | 0 | 0 | 0 | 0 | 0 | 0 | 0 | 0 | 0 | 0 | 0 | 0 | 0 | 0 | 0 | 0 | 0 | 0 | 0 | 0
Counterfactual | QLD | CQ | Wind | 300 | 300 | 439 | 439 | 827.9289 | 1339.0002 | 1339.0021 | 1339.0021 | 1339.0021 | 1340.4634 | 2008.8165 | 2008.8165 | 2024.736 | 2385.6618 | 2385.6618 | 2385.6618 | 2385.6618 | 2385.6619 | 2385.6619 | 2385.6619 | 2435.0157 | 2452.9625 | 2527.214 | 2527.214 | 2527.214 | 2527.214 | 2679.3359 | 2896.8375 | 2905.8208
Counterfactual | QLD | CQ | Utility solar | 788.17 | 788.17 | 788.17 | 788.17 | 902.8657 | 902.8657 | 902.8657 | 902.8657 | 902.8657 | 902.8657 | 902.8658 | 1767.7088 | 1767.7088 | 1767.7088 | 1767.7088 | 1767.7088 | 1767.7088 | 1843.4074 | 2146.8209 | 2146.8209 | 2589.4917 | 2546.9917 | 2546.9917 | 2546.9917 | 2851.8074 | 4584.0034 | 5381.5751 | 5525.7037 | 7830.8107
Counterfactual | QLD | CQ | Distributed PV | 722.2681 | 742.6714 | 766.5235 | 793.7311 | 832.2373 | 870.8408 | 919.19 | 959.03 | 992.0332 | 1024.4908 | 1056.5767 | 1083.0724 | 1101.7266 | 1123.061 | 1144.5628 | 1165.0051 | 1182.6817 | 1203.6093 | 1227.4527 | 1248.9192 | 1267.2572 | 1290.1466 | 1314.2082 | 1336.8165 | 1356.4594 | 1381.1351 | 1408.4892 | 1436.2188 | 1460.3169
Counterfactual | QLD | CQ | Other renewable fuels | 0 | 0 | 0 | 0 | 0 | 0 | 0 | 0 | 0 | 0 | 0 | 0 | 0 | 0 | 0 | 0 | 0 | 0 | 0 | 0 | 0 | 0 | 0 | 0 | 0 | 0 | 0 | 0 | 0
Counterfactual | QLD | CQ | DSP | 0 | 0 | 0 | 0 | 0 | 0 | 0 | 0 | 0 | 0 | 0 | 0 | 0 | 0 | 0 | 0 | 0 | 0 | 0 | 0 | 0 | 0 | 0 | 0 | 0 | 0 | 0 | 0 | 0
Counterfactual | QLD | SQ | Black coal | 3446 | 3446 | 3446 | 3446 | 3446 | 3446 | 3446 | 2746 | 2746 | 2396 | 1596 | 852 | 852 | 852 | 852 | 852 | 852 | 852 | 852 | 852 | 852 | 852 | 852 | 852 | 852 | 852 | 852 | 852 | 0
Counterfactual | QLD | SQ | Mid-merit gas | 1173.9 | 1173.9 | 1173.9 | 1173.9 | 1173.9 | 1173.9 | 1173.9 | 1173.9 | 1173.9 | 1173.9 | 1173.9 | 1173.9 | 1173.9 | 788.9 | 788.9 | 788.9 | 644.5 | 644.5 | 644.5 | 644.5 | 644.5 | 644.5 | 0 | 0 | 0 | 0 | 0 | 0 | 0
Counterfactual | QLD | SQ | Flexible gas with CCS | 0 | 0 | 0 | 0 | 0 | 0 | 0 | 0 | 0 | 0 | 0 | 0 | 0 | 0 | 0 | 0 | 0 | 0 | 0 | 0 | 0 | 0 | 0 | 0 | 0 | 0 | 0 | 0 | 0
Counterfactual | QLD | SQ | Flexible gas | 1509 | 1509 | 1509 | 1709 | 1709 | 1709 | 1709 | 1709 | 1709 | 1709 | 1709 | 2690.0738 | 2690.0738 | 2690.0738 | 2690.0738 | 2690.0738 | 3365.0812 | 3414.4355 | 3574.04 | 3804.0872 | 3804.0872 | 3804.0872 | 3970.6257 | 3406.6257 | 3406.6257 | 3794.85 | 3275.85 | 3148.709 | 3148.709
Counterfactual | QLD | SQ | Hydro | 0 | 0 | 0 | 0 | 0 | 0 | 0 | 0 | 0 | 0 | 0 | 0 | 0 | 0 | 0 | 0 | 0 | 0 | 0 | 0 | 0 | 0 | 0 | 0 | 0 | 0 | 0 | 0 | 0
Counterfactual | QLD | SQ | Utility storage | 709.6 | 1423.76 | 1729.76 | 1729.76 | 1729.76 | 1729.76 | 1729.76 | 1729.76 | 3727.76 | 3727.76 | 3727.7601 | 4366.0565 | 4804.3545 | 4804.3545 | 4804.3545 | 4704.3545 | 4704.3545 | 4704.3545 | 4704.3545 | 4704.3545 | 4704.3559 | 4704.3558 | 4692.1439 | 4692.1439 | 4692.1438 | 4572.7957 | 4618.548 | 4618.548 | 4518.548
Counterfactual | QLD | SQ | Coordinated CER storage | 4.2813 | 5.9349 | 7.8549 | 10.0673 | 12.639 | 15.6606 | 19.5036 | 26.1745 | 34.9449 | 45.9905 | 59.704 | 76.2037 | 95.6949 | 118.0268 | 143.566 | 172.1726 | 203.6626 | 237.961 | 275.4027 | 316.0829 | 360.0365 | 407.5661 | 459.4511 | 514.7474 | 573.5005 | 635.0211 | 699.1749 | 730.6031 | 759.1308
Counterfactual | QLD | SQ | Passive CER storage | 89.3949 | 102.7017 | 115.7072 | 128.7691 | 142.5235 | 157.5718 | 176.8119 | 194.2469 | 213.1165 | 232.7482 | 254.1827 | 276.937 | 301.0369 | 325.0195 | 350.4149 | 375.6131 | 399.0493 | 420.0192 | 440.1605 | 459.7105 | 478.6237 | 501.0311 | 524.6191 | 549.2404 | 574.878 | 598.5559 | 620.3463 | 643.8322 | 664.9847
Counterfactual | QLD | SQ | Offshore wind | 0 | 0 | 0 | 0 | 0 | 0 | 0 | 0 | 0 | 0 | 0 | 0 | 0 | 0 | 0 | 0 | 0 | 0 | 0 | 0 | 0 | 0 | 0 | 0 | 0 | 0 | 0 | 0 | 0
Counterfactual | QLD | SQ | Wind | 864.95 | 1788.35 | 1788.35 | 1788.35 | 3188.3501 | 4376.5646 | 4376.5646 | 4376.5646 | 4376.5647 | 4376.5647 | 4692.1983 | 6026.1753 | 6039.9703 | 6486.9427 | 6486.9427 | 6486.9427 | 6486.9427 | 6486.9428 | 6486.9428 | 6486.9428 | 6718.0827 | 6601.1126 | 6601.1126 | 6601.1126 | 6792.1624 | 7988.7781 | 8068.8125 | 8087.6655 | 8087.6655
Counterfactual | QLD | SQ | Utility solar | 1791.51 | 1791.51 | 1850.95 | 1951.79 | 1951.2501 | 1950.6901 | 1950.1401 | 1949.5701 | 1949.0101 | 1948.4501 | 2697.9089 | 3587.7363 | 4625.0888 | 4897.5795 | 4897.5795 | 4897.5795 | 4897.5795 | 5294.619 | 5743.0998 | 6105.1448 | 6080.1448 | 7210.5683 | 7211.9906 | 6891.6555 | 7298.7874 | 7170.0877 | 7802.2128 | 7802.2128 | 8573.4592
Counterfactual | QLD | SQ | Distributed PV | 4444.5857 | 4601.2689 | 4749.54 | 4916.8363 | 5144.4056 | 5366.8426 | 5600.5382 | 5818.1179 | 6023.3354 | 6208.4396 | 6390.235 | 6547.3482 | 6680.4309 | 6801.3486 | 6930.4487 | 7058.0895 | 7183.3758 | 7312.5864 | 7449.028 | 7583.0522 | 7712.7031 | 7848.2261 | 7992.0637 | 8132.0113 | 8268.3973 | 8416.1653 | 8582.7632 | 8750.2442 | 8916.9501
Counterfactual | QLD | SQ | Other renewable fuels | 0 | 0 | 0 | 0 | 0 | 0 | 0 | 0 | 0 | 0 | 0 | 0 | 0 | 0 | 0 | 0 | 0 | 0 | 0 | 0 | 0 | 0 | 0 | 0 | 0 | 0 | 0 | 90 | 90
Counterfactual | QLD | SQ | DSP | 261.52 | 264.77 | 266.65 | 271.43 | 274.99 | 279.39 | 263.31 | 268.86 | 272.92 | 276.84 | 281.85 | 287.32 | 293.21 | 299.76 | 303.87 | 308.31 | 314.85 | 318.56 | 321.21 | 324.66 | 327.68 | 329.75 | 332.41 | 336.27 | 338.73 | 347.33 | 354.15 | 361.49 | 363.01
Counterfactual | VIC | VIC | Brown coal | 4820 | 4820 | 4820 | 4820 | 4820 | 3370 | 3370 | 3370 | 3370 | 3370 | 1160 | 580 | 580 | 580 | 580 | 580 | 580 | 580 | 580 | 580 | 580 | 580 | 580 | 580 | 0 | 0 | 0 | 0 | 0
Counterfactual | VIC | VIC | Mid-merit gas | 500 | 500 | 500 | 500 | 500 | 0 | 0 | 0 | 0 | 0 | 0 | 0 | 0 | 0 | 0 | 0 | 0 | 0 | 0 | 0 | 0 | 0 | 0 | 0 | 0 | 0 | 0 | 0 | 0
Counterfactual | VIC | VIC | Flexible gas with CCS | 0 | 0 | 0 | 0 | 0 | 0 | 0 | 0 | 0 | 0 | 0 | 0 | 0 | 0 | 0 | 0 | 0 | 0 | 0 | 0 | 0 | 0 | 0 | 0 | 0 | 0 | 0 | 0 | 0
Counterfactual | VIC | VIC | Flexible gas | 1900 | 1900 | 1900 | 1900 | 1900 | 1900 | 1900 | 1900 | 1900 | 1900 | 1730 | 1730 | 1730 | 1730 | 2727.2677 | 2727.2677 | 2287.2677 | 2287.2677 | 2287.2677 | 2193.2677 | 2706.6108 | 2706.6108 | 2706.6108 | 2706.6108 | 3183.5618 | 3347.7555 | 3347.7555 | 3378.8837 | 4439.9415
Counterfactual | VIC | VIC | Hydro | 2219.02 | 2219.02 | 2219.02 | 2219.02 | 2219.02 | 2219.02 | 2219.02 | 2219.02 | 2219.02 | 2219.02 | 2219.02 | 2219.02 | 2219.02 | 2219.02 | 2219.02 | 2219.02 | 2219.02 | 2219.02 | 2219.02 | 2219.02 | 2219.02 | 2219.02 | 2219.02 | 2219.02 | 2219.02 | 2219.02 | 2219.02 | 2219.02 | 2219.02
Counterfactual | VIC | VIC | Utility storage | 299.13 | 479.13 | 1990.64 | 2405.4404 | 2855.0531 | 2851.5262 | 3053.23 | 3060.53 | 3572.23 | 4083.17 | 4644.6507 | 6201.92 | 6201.92 | 6208.52 | 6201.92 | 6196.92 | 6196.92 | 6196.92 | 5896.92 | 5896.92 | 5746.92 | 5816.9545 | 5515.6445 | 4777.1442 | 4477.1314 | 4472.9583 | 4241.6546 | 3641.6546 | 3257.5179
Counterfactual | VIC | VIC | Coordinated CER storage | 10.6132 | 15.1363 | 20.7187 | 26.6998 | 33.6099 | 42.073 | 52.0251 | 65.3888 | 82.4785 | 103.5543 | 129.304 | 159.8675 | 195.5802 | 236.092 | 282.1042 | 333.3048 | 389.2764 | 449.9516 | 515.8702 | 587.1309 | 663.853 | 746.8741 | 837.0114 | 932.8772 | 1034.5743 | 1140.6225 | 1250.7708 | 1304.751 | 1353.7071
Counterfactual | VIC | VIC | Passive CER storage | 269.7717 | 301.4603 | 331.822 | 361.74 | 393.4245 | 427.1076 | 470.0826 | 508.8755 | 550.5086 | 593.6031 | 640.251 | 689.3259 | 740.7945 | 791.6143 | 844.9475 | 897.6568 | 946.6059 | 991.0946 | 1033.8217 | 1074.9606 | 1114.8568 | 1161.2955 | 1209.6656 | 1259.8506 | 1312.0582 | 1360.0652 | 1403.9921 | 1454.6296 | 1500.8336
Counterfactual | VIC | VIC | Offshore wind | 0 | 0 | 0 | 0 | 0 | 0 | 0 | 1000 | 2000 | 2666.6667 | 3333.3333 | 4000 | 5000 | 6000 | 7000 | 8000 | 8999.9999 | 8999.9999 | 8999.9999 | 8999.9999 | 8999.9999 | 8999.9999 | 8999.9999 | 8999.9999 | 8999.9999 | 8999.9999 | 8999.9999 | 8999.9999 | 8999.9999
Counterfactual | VIC | VIC | Wind | 4537.37 | 4537.37 | 5381.93 | 5399.09 | 5399.0901 | 6599.0911 | 8082.6316 | 8082.6316 | 8082.6316 | 8082.6316 | 8030.1316 | 7838.1316 | 7838.1316 | 7838.1316 | 7775.1316 | 7355.1316 | 7355.1316 | 7066.8316 | 7066.8317 | 7565.7607 | 7248.5607 | 7870.2875 | 7334.3179 | 7334.3179 | 7608.2652 | 8479.3749 | 9240.8762 | 8927.4162 | 8927.4162
Counterfactual | VIC | VIC | Utility solar | 1078.39 | 1171.87 | 1343.97 | 1696.09 | 1696.09 | 1696.09 | 1790.1735 | 1790.1735 | 1790.1735 | 1790.1736 | 2274.5808 | 2535.5103 | 2535.5103 | 2535.5103 | 2535.5103 | 2535.5103 | 2535.5103 | 2535.5104 | 2535.5104 | 2609.6299 | 3526.6321 | 4248.3848 | 4221.2148 | 4221.2148 | 4221.2148 | 4762.4732 | 4537.3584 | 4990.8995 | 4796.3575
Counterfactual | VIC | VIC | Distributed PV | 4946.5809 | 5473.4647 | 6000.3487 | 6548.375 | 7156.223 | 7660.403 | 8174.482 | 8576.747 | 8962.685 | 9347.904 | 9703.346 | 10044.94 | 10318.213 | 10545.242 | 10731.794 | 10916.825 | 11076.006 | 11258.545 | 11424.147 | 11608.487 | 11778.063 | 11966.74 | 12140.772 | 12336.863 | 12549.209 | 12805.429 | 13049.815 | 13309.967 | 13556.198
Counterfactual | VIC | VIC | Other renewable fuels | 0 | 0 | 0 | 0 | 0 | 0 | 0 | 0 | 0 | 0 | 0 | 0 | 0 | 0 | 0 | 0 | 0 | 0 | 0 | 0 | 0 | 0 | 0 | 0 | 0 | 0 | 0 | 90 | 90
Counterfactual | VIC | VIC | DSP | 257.18 | 259.24 | 262.65 | 254.27 | 258.93 | 265 | 272.05 | 276.46 | 282.34 | 286.44 | 291.15 | 294 | 296.52 | 298.78 | 301.25 | 303.94 | 307.11 | 310.41 | 312.34 | 314.87 | 316.32 | 317.01 | 318.65 | 319.05 | 318.14 | 316.32 | 315.74 | 316.68 | 318.56
Counterfactual | SA | CSA | Mid-merit gas | 1509 | 1509 | 1509 | 529 | 529 | 529 | 529 | 529 | 529 | 529 | 529 | 529 | 529 | 529 | 0 | 0 | 0 | 0 | 0 | 0 | 0 | 0 | 0 | 0 | 0 | 0 | 0 | 0 | 0
Counterfactual | SA | CSA | Flexible gas with CCS | 0 | 0 | 0 | 0 | 0 | 0 | 0 | 0 | 0 | 0 | 0 | 0 | 0 | 0 | 0 | 0 | 0 | 0 | 0 | 0 | 0 | 0 | 0 | 0 | 0 | 0 | 0 | 0 | 0
Counterfactual | SA | CSA | Flexible gas | 1421.06 | 1421.06 | 1621.06 | 1621.06 | 1547.56 | 1547.56 | 1547.56 | 1301.56 | 1301.56 | 1061.9 | 1191.723 | 1191.723 | 1191.723 | 1495.698 | 1559.4829 | 1559.4829 | 1559.4829 | 1559.4829 | 1559.4829 | 1559.4829 | 1559.4829 | 1221.4829 | 1098.2829 | 944.2829 | 944.2829 | 944.2829 | 944.2829 | 907.0829 | 907.0829
Counterfactual | SA | CSA | Hydro | 0 | 0 | 0 | 0 | 0 | 0 | 0 | 0 | 0 | 0 | 0 | 0 | 0 | 0 | 0 | 0 | 0 | 0 | 0 | 0 | 0 | 0 | 0 | 0 | 0 | 0 | 0 | 0 | 0
Counterfactual | SA | CSA | Utility storage | 456.2 | 656.2 | 951.18 | 1427.3188 | 2191.5741 | 2197.5941 | 2191.5741 | 2161.5742 | 2161.5742 | 2161.5742 | 2161.5742 | 2161.5742 | 2161.5742 | 2161.5742 | 2161.5743 | 2161.5743 | 2161.5743 | 2161.5743 | 2149.5743 | 2155.5943 | 1898.8743 | 2282.6812 | 2120.6812 | 1644.5425 | 1623.042 | 1581.542 | 1470.542 | 1470.542 | 1470.542
Counterfactual | SA | CSA | Coordinated CER storage | 55.6719 | 62.4605 | 69.574 | 76.4942 | 84.1684 | 92.1358 | 101.9094 | 111.3026 | 121.9009 | 133.5508 | 146.6546 | 161.056 | 176.8714 | 193.5765 | 211.7514 | 230.9299 | 250.6652 | 270.8794 | 292.0065 | 314.1066 | 337.1741 | 362.1662 | 388.8506 | 416.8107 | 446.0604 | 475.6817 | 505.6161 | 520.6813 | 534.0007
Counterfactual | SA | CSA | Passive CER storage | 163.4148 | 176.8412 | 189.127 | 200.7947 | 212.4134 | 224.7795 | 239.333 | 252.1373 | 265.4672 | 278.7557 | 292.6711 | 306.7404 | 321.0593 | 334.5405 | 348.2941 | 361.3463 | 372.8549 | 382.7225 | 391.8089 | 400.2474 | 408.0508 | 417.2101 | 426.5738 | 436.0668 | 445.6894 | 454.0331 | 461.1754 | 471.3591 | 480.3156
Counterfactual | SA | CSA | Offshore wind | 0 | 0 | 0 | 0 | 0 | 0 | 0 | 0 | 0 | 0 | 0 | 0 | 0 | 0 | 0 | 0 | 0 | 0 | 0 | 0 | 0 | 0 | 0 | 0 | 0 | 0 | 0 | 0 | 0
Counterfactual | SA | CSA | Wind | 2265.94 | 2265.94 | 2406.13 | 2406.13 | 2373.1302 | 2817.1466 | 3045.3441 | 2983.3441 | 2983.3441 | 2983.3441 | 2955.0696 | 2955.0696 | 2811.3896 | 2626.9096 | 2626.9096 | 2626.9096 | 2482.202 | 2846.388 | 3012.6132 | 3012.6132 | 2996.2844 | 2996.2844 | 2658.9845 | 2744.3318 | 3036.1305 | 3460.9016 | 3309.8123 | 3309.8123 | 3309.8123
Counterfactual | SA | CSA | Utility solar | 566.2 | 566.2 | 566.2 | 845.96 | 845.9601 | 845.9605 | 888.281 | 888.281 | 882.161 | 882.161 | 895.2482 | 1458.8818 | 1458.8818 | 1458.8818 | 1458.8818 | 1458.8818 | 1458.8818 | 1458.8818 | 2238.5002 | 2354.3919 | 2791.4598 | 4330.0495 | 4311.4295 | 4311.4295 | 4232.2295 | 4232.2295 | 4287.8095 | 4287.8095 | 4375.1582
Counterfactual | SA | CSA | Distributed PV | 2384.3353 | 2442.1813 | 2500.4698 | 2567.782 | 2677.0418 | 2784.8805 | 2909.5845 | 3009.2554 | 3102.066 | 3180.5322 | 3268.8848 | 3329.2026 | 3380.66 | 3426.1092 | 3489.9642 | 3538.8511 | 3587.8176 | 3637.0179 | 3703.2634 | 3753.7863 | 3803.3867 | 3852.582 | 3919.3763 | 3971.0747 | 4023.001 | 4075.7847 | 4146.0359 | 4201.0105 | 4255.8474
Counterfactual | SA | CSA | Other renewable fuels | 0 | 0 | 0 | 0 | 0 | 0 | 0 | 0 | 0 | 0 | 0 | 0 | 0 | 0 | 0 | 0 | 0 | 0 | 0 | 0 | 0 | 0 | 0 | 0 | 0 | 0 | 0 | 0 | 0
Counterfactual | SA | CSA | DSP | 48.57 | 49.28 | 50.28 | 51.56 | 52.85 | 53.42 | 54.14 | 54.66 | 55.32 | 55.88 | 56.69 | 57.36 | 58.07 | 58.69 | 59.22 | 59.72 | 60.24 | 60.85 | 61.33 | 61.79 | 62.07 | 62.2 | 62.04 | 61.81 | 61.44 | 61.03 | 61.09 | 61.34 | 61.65
Counterfactual | SA | SESA | Mid-merit gas | 0 | 0 | 0 | 0 | 0 | 0 | 0 | 0 | 0 | 0 | 0 | 0 | 0 | 0 | 0 | 0 | 0 | 0 | 0 | 0 | 0 | 0 | 0 | 0 | 0 | 0 | 0 | 0 | 0
Counterfactual | SA | SESA | Flexible gas with CCS | 0 | 0 | 0 | 0 | 0 | 0 | 0 | 0 | 0 | 0 | 0 | 0 | 0 | 0 | 0 | 0 | 0 | 0 | 0 | 0 | 0 | 0 | 0 | 0 | 0 | 0 | 0 | 0 | 0
Counterfactual | SA | SESA | Flexible gas | 143 | 143 | 143 | 143 | 80 | 80 | 80 | 80 | 80 | 80 | 80 | 80 | 0 | 0 | 0 | 0 | 0 | 0 | 0 | 0 | 0 | 0 | 0 | 0 | 0 | 0 | 0 | 0 | 0
Counterfactual | SA | SESA | Hydro | 0 | 0 | 0 | 0 | 0 | 0 | 0 | 0 | 0 | 0 | 0 | 0 | 0 | 0 | 0 | 0 | 0 | 0 | 0 | 0 | 0 | 0 | 0 | 0 | 0 | 0 | 0 | 0 | 0
Counterfactual | SA | SESA | Utility storage | 25 | 25 | 25 | 25 | 25 | 25 | 25 | 25 | 25 | 25 | 25 | 1.885e-05 | 1.885e-05 | 1.885e-05 | 2.632e-05 | 2.797e-05 | 2.959e-05 | 3.138e-05 | 3.138e-05 | 5.117e-05 | 5.475e-05 | 0.00022582 | 0.00022582 | 0.0002363 | 0.00024325 | 0.00024081 | 0.00023547 | 0.00023547 | 0.00023416
Counterfactual | SA | SESA | Coordinated CER storage | 1.9701 | 2.2312 | 2.5031 | 2.7724 | 3.0693 | 3.3785 | 3.771 | 4.1547 | 4.5772 | 5.0453 | 5.5905 | 6.2292 | 6.8967 | 7.6454 | 8.4204 | 9.2343 | 10.0864 | 10.97 | 11.8923 | 12.8505 | 13.8935 | 15.057 | 16.2673 | 17.5209 | 18.834 | 20.1658 | 21.5197 | 22.1956 | 22.8328
Counterfactual | SA | SESA | Passive CER storage | 5.7829 | 6.3171 | 6.8043 | 7.2775 | 7.7459 | 8.2424 | 8.8562 | 9.3849 | 9.9001 | 10.4074 | 10.9659 | 11.6011 | 12.1692 | 12.779 | 13.3159 | 13.8063 | 14.2494 | 14.6336 | 14.9745 | 15.2687 | 15.6028 | 16.033 | 16.4336 | 16.813 | 17.1981 | 17.5263 | 17.8106 | 18.2151 | 18.6306
Counterfactual | SA | SESA | Offshore wind | 0 | 0 | 0 | 0 | 0 | 0 | 0 | 0 | 0 | 0 | 0 | 0 | 0 | 0 | 0 | 0 | 0 | 0 | 0 | 0 | 0 | 0 | 0 | 0 | 0 | 0 | 0 | 0 | 0
Counterfactual | SA | SESA | Wind | 324.5 | 324.5 | 324.5 | 324.5 | 324.5 | 901.7016 | 901.7016 | 901.7016 | 901.7016 | 901.7016 | 901.7016 | 901.7016 | 775.2016 | 775.2016 | 775.2016 | 616.2016 | 616.2016 | 577.2016 | 642.527 | 642.527 | 642.527 | 642.527 | 800 | 800 | 800 | 800 | 800 | 800 | 800
Counterfactual | SA | SESA | Utility solar | 42.9 | 42.9 | 42.9 | 42.9 | 42.9 | 42.9 | 42.9 | 42.9 | 42.9 | 42.9 | 42.9 | 42.9 | 42.9 | 42.9 | 42.9 | 42.9 | 42.9 | 42.9 | 4.018e-05 | 5.134e-05 | 0.0001828 | 30.3395 | 30.3395 | 30.3395 | 30.3395 | 100 | 100 | 100 | 100
Counterfactual | SA | SESA | Distributed PV | 83.6952 | 87.0282 | 89.9188 | 93.849 | 99.2782 | 104.4655 | 110.6695 | 115.8376 | 120.225 | 123.9958 | 128.4132 | 132.6594 | 135.447 | 138.9108 | 141.8218 | 143.7709 | 146.0024 | 148.3721 | 151.1876 | 152.8717 | 155.8903 | 159.718 | 163.4487 | 165.4983 | 167.756 | 169.7433 | 172.5161 | 174.9055 | 178.6376
Counterfactual | SA | SESA | Other renewable fuels | 0 | 0 | 0 | 0 | 0 | 0 | 0 | 0 | 0 | 0 | 0 | 0 | 0 | 0 | 0 | 0 | 0 | 0 | 0 | 0 | 0 | 0 | 0 | 0 | 0 | 0 | 0 | 0 | 0
Counterfactual | SA | SESA | DSP | 0 | 0 | 0 | 0 | 0 | 0 | 0 | 0 | 0 | 0 | 0 | 0 | 0 | 0 | 0 | 0 | 0 | 0 | 0 | 0 | 0 | 0 | 0 | 0 | 0 | 0 | 0 | 0 | 0
Counterfactual | TAS | TAS | Mid-merit gas | 208 | 208 | 208 | 208 | 0 | 0 | 0 | 0 | 0 | 0 | 0 | 0 | 0 | 0 | 0 | 0 | 0 | 0 | 0 | 0 | 0 | 0 | 0 | 0 | 0 | 0 | 0 | 0 | 0
Counterfactual | TAS | TAS | Flexible gas with CCS | 0 | 0 | 0 | 0 | 0 | 0 | 0 | 0 | 0 | 0 | 0 | 0 | 0 | 0 | 0 | 0 | 0 | 0 | 0 | 0 | 0 | 0 | 0 | 0 | 0 | 0 | 0 | 0 | 0
Counterfactual | TAS | TAS | Flexible gas | 178 | 178 | 178 | 178 | 178 | 178 | 178 | 178 | 178 | 178 | 178 | 178 | 178 | 178 | 178 | 178 | 178 | 58 | 58 | 58 | 58 | 58 | 58 | 58 | 58 | 58 | 58 | 0 | 0
Counterfactual | TAS | TAS | Hydro | 2176.7 | 2176.7 | 2176.7 | 2176.7 | 2176.7 | 2176.7 | 2176.7 | 2176.7 | 2176.7 | 2176.7 | 2176.7 | 2176.7 | 2176.7 | 2176.7 | 2176.7 | 2176.7 | 2176.7 | 2176.7 | 2176.7 | 2176.7 | 2176.7 | 2176.7 | 2176.7 | 2176.7 | 2176.7 | 2176.7 | 2176.7 | 2176.7 | 2176.7
Counterfactual | TAS | TAS | Utility storage | 0 | 0 | 0 | 0 | 1.646e-05 | 1.914e-05 | 2.253e-05 | 5.65e-05 | 6.455e-05 | 0.000134 | 0.00014006 | 93.2758 | 164.212 | 240.9048 | 298.5566 | 419.5845 | 438.7029 | 438.7029 | 438.7029 | 438.7029 | 438.7029 | 438.7029 | 438.7029 | 438.7029 | 438.7029 | 438.7029 | 438.7029 | 438.7029 | 438.7029
Counterfactual | TAS | TAS | Coordinated CER storage | 0.57875 | 0.86202 | 1.1897 | 1.5604 | 1.9874 | 2.4806 | 3.1026 | 3.6027 | 4.2371 | 5.0419 | 6.0802 | 7.3806 | 8.9752 | 10.855 | 13.0758 | 15.6258 | 18.4829 | 21.6512 | 25.1679 | 29.047 | 33.2957 | 37.9263 | 43.0768 | 48.6582 | 54.6735 | 61.0336 | 67.7354 | 71.4596 | 74.781
Counterfactual | TAS | TAS | Passive CER storage | 16.4983 | 18.3551 | 20.1214 | 21.7939 | 23.5599 | 25.4634 | 28.0008 | 30.1463 | 32.4307 | 34.7743 | 37.3199 | 39.9892 | 42.7744 | 45.4739 | 48.2933 | 51.0238 | 53.4633 | 55.579 | 57.5324 | 59.351 | 61.0565 | 63.1414 | 65.3064 | 67.5415 | 69.8609 | 71.8752 | 73.5976 | 75.9416 | 77.9696
Counterfactual | TAS | TAS | Offshore wind | 0 | 0 | 0 | 0 | 0 | 0 | 0 | 0 | 0 | 0 | 16.7194 | 154.9757 | 237.5663 | 289.3685 | 387.3491 | 485.0585 | 566.6975 | 566.6975 | 566.6975 | 566.6975 | 566.6975 | 566.6975 | 566.6975 | 566.6975 | 566.6975 | 566.6975 | 566.6975 | 566.6975 | 566.6975
Counterfactual | TAS | TAS | Wind | 563.35 | 563.35 | 563.35 | 1021.6459 | 1208.6318 | 1473.6349 | 1588.0635 | 1698.4525 | 1752 | 1983.0655 | 1991.3392 | 2043.233 | 2043.233 | 2043.233 | 2043.233 | 2043.233 | 2043.233 | 2043.233 | 2043.233 | 2043.233 | 2043.233 | 1899.233 | 1899.233 | 1899.233 | 1899.233 | 1899.233 | 1899.233 | 1591.483 | 1591.483
Counterfactual | TAS | TAS | Utility solar | 0 | 0 | 0 | 1.64e-05 | 1.64e-05 | 1.64e-05 | 1.64e-05 | 0.00014878 | 158.6684 | 572.1944 | 572.1944 | 764.3256 | 865.6755 | 865.6755 | 865.6755 | 865.6755 | 866.4826 | 866.4826 | 866.4826 | 866.4826 | 866.4826 | 866.4826 | 866.4826 | 866.4826 | 866.4826 | 866.4826 | 866.4826 | 866.4826 | 866.4826
Counterfactual | TAS | TAS | Distributed PV | 275.4595 | 286.8109 | 298.1623 | 315.088 | 354.168 | 394.531 | 440.094 | 467.582 | 496.331 | 524.805 | 554.695 | 577.869 | 593.286 | 600.415 | 608.279 | 612.658 | 617.88 | 623.117 | 630.779 | 635.441 | 640.601 | 645.81 | 653.619 | 658.482 | 663.84 | 669.299 | 677.348 | 682.546 | 688.275
Counterfactual | TAS | TAS | Other renewable fuels | 0 | 0 | 0 | 0 | 0 | 0 | 0 | 0 | 0 | 0 | 0 | 0 | 0 | 0 | 0 | 0 | 0 | 0 | 0 | 0 | 0 | 0 | 0 | 0 | 0 | 0 | 0 | 0 | 0
Counterfactual | TAS | TAS | DSP | 5.95 | 6 | 5.24 | 4.54 | 4.57 | 4.66 | 4.79 | 4.91 | 5.01 | 5.05 | 5.06 | 5.09 | 5.06 | 5.08 | 5.09 | 5.11 | 5.12 | 5.16 | 5.18 | 5.2 | 5.21 | 5.19 | 5.19 | 5.18 | 5.19 | 5.2 | 5.14 | 5.03 | 4.96

## Generation (hidden)
Annual as-generated generation by technology (GWh)
CDP | Region | Subregion | Technology | 2024-25 | 2025-26 | 2026-27 | 2027-28 | 2028-29 | 2029-30 | 2030-31 | 2031-32 | 2032-33 | 2033-34 | 2034-35 | 2035-36 | 2036-37 | 2037-38 | 2038-39 | 2039-40 | 2040-41 | 2041-42 | 2042-43 | 2043-44 | 2044-45 | 2045-46 | 2046-47 | 2047-48 | 2048-49 | 2049-50 | 2050-51 | 2051-52
CDP1 | NSW | NNSW | Black coal | 0 | 0 | 0 | 0 | 0 | 0 | 0 | 0 | 0 | 0 | 0 | 0 | 0 | 0 | 0 | 0 | 0 | 0 | 0 | 0 | 0 | 0 | 0 | 0 | 0 | 0 | 0 | 0
CDP1 | NSW | NNSW | Mid-merit gas | 0 | 0 | 0 | 0 | 0 | 0 | 0 | 0 | 0 | 0 | 0 | 0 | 0 | 0 | 0 | 0 | 0 | 0 | 0 | 0 | 0 | 0 | 0 | 0 | 0 | 0 | 0 | 0
CDP1 | NSW | NNSW | Flexible gas with CCS | 0 | 0 | 0 | 0 | 0 | 0 | 0 | 0 | 0 | 0 | 0 | 0 | 0 | 0 | 0 | 0 | 0 | 0 | 0 | 0 | 0 | 0 | 0 | 0 | 0 | 0 | 0 | 0
CDP1 | NSW | NNSW | Flexible gas | 0 | 0 | 0 | 0 | 0 | 0 | 0 | 0 | 0 | 0 | 0 | 0 | 0 | 0 | 0 | 0 | 0 | 0 | 0 | 0 | 0 | 0 | 0 | 0 | 0 | 0 | 0 | 0
CDP1 | NSW | NNSW | Hydro | 0 | 0 | 0 | 0 | 0 | 0 | 0 | 0 | 0 | 0 | 0 | 0 | 0 | 0 | 0 | 0 | 0 | 0 | 0 | 0 | 0 | 0 | 0 | 0 | 0 | 0 | 0 | 0
CDP1 | NSW | NNSW | Utility storage | 3.9389 | 15.4377 | 452.8915 | 910.5083 | 1387.5943 | 2975.2495 | 2164.8542 | 2224.7433 | 2436.8251 | 2422.2993 | 2548.2642 | 2646.8914 | 2640.2205 | 2905.557 | 2857.9413 | 2782.2856 | 2559.2821 | 2634.801 | 2748.2213 | 2878.5009 | 5042.5527 | 5145.9561 | 4481.0337 | 5622.3813 | 5390.262 | 5167.5226 | 5086.3557 | 6551.9939
CDP1 | NSW | NNSW | Coordinated CER storage | 8.837 | 11.2054 | 14.047 | 16.9351 | 20.4011 | 24.1137 | 27.5805 | 31.7725 | 36.5315 | 42.5448 | 49.7781 | 58.6681 | 67.543 | 78.3321 | 88.9528 | 98.5911 | 108.686 | 119.2249 | 132.9352 | 153.5748 | 161.6345 | 182.3878 | 209.5189 | 227.8468 | 249.1545 | 273.315 | 275.883 | 295.7604
CDP1 | NSW | NNSW | Passive CER storage | 18.167 | 19.7177 | 21.1384 | 22.4275 | 23.7008 | 25.0701 | 27.3635 | 29.2103 | 31.0205 | 33.1586 | 35.2223 | 37.5763 | 39.7724 | 41.8629 | 44.1078 | 46.4927 | 48.0454 | 50.12 | 51.7116 | 53.3755 | 55.0278 | 56.7506 | 58.6569 | 61.0185 | 62.4544 | 63.5 | 65.5099 | 67.3883
CDP1 | NSW | NNSW | Offshore wind | 0 | 0 | 0 | 0 | 0 | 0 | 0 | 0 | 0 | 0 | 0 | 0 | 0 | 0 | 0 | 0 | 0 | 0 | 0 | 0 | 0 | 0 | 0 | 0 | 0 | 0 | 0 | 0
CDP1 | NSW | NNSW | Wind | 1308.77 | 1100.5518 | 1921.4835 | 2158.3647 | 2191.3133 | 10738.3481 | 11370.6982 | 10459.5235 | 10996.048 | 10208.9088 | 12290.944 | 12173.4144 | 12074.7711 | 12404.2251 | 12428.6313 | 11953.4823 | 14536.3209 | 20140.0527 | 22475.6957 | 21786.518 | 23632.7193 | 21454.9018 | 22128.7696 | 21202.4183 | 22216.3046 | 22000.6993 | 21487.0427 | 22802.6544
CDP1 | NSW | NNSW | Utility solar | 1712.6529 | 2165.4834 | 2322.4919 | 2240.1429 | 2377.8964 | 3017.9198 | 2598.8257 | 2758.6319 | 3109.1788 | 3213.5664 | 4010.6442 | 4265.7887 | 3930.1389 | 4243.3237 | 4224.8704 | 4034.6259 | 3912.3803 | 7020.1294 | 7466.417 | 8968.4529 | 7766.1488 | 8284.8337 | 8857.1429 | 9135.5361 | 8781.6626 | 9237.8258 | 8734.8001 | 10123.6772
CDP1 | NSW | NNSW | Distributed PV | 1271.6546 | 1294.9489 | 1311.4241 | 1367.595 | 1455.6654 | 1546.1493 | 1624.3869 | 1687.2326 | 1737.479 | 1785.259 | 1826.8007 | 1862.6349 | 1883.9388 | 1905.6539 | 1925.5478 | 1947.8463 | 1965.8985 | 1986.5372 | 2009.2374 | 2037.7628 | 2057.9774 | 2077.2502 | 2099.9079 | 2127.0346 | 2148.3108 | 2170.1747 | 2198.1127 | 2230.421
CDP1 | NSW | NNSW | Other renewable fuels | 0 | 0 | 0 | 0 | 0 | 0 | 0 | 0 | 0 | 0 | 0 | 0 | 0 | 0 | 0 | 0 | 0 | 0 | 0 | 0 | 0 | 0 | 0 | 0 | 0 | 0 | 444.625 | 286.6428
CDP1 | NSW | NNSW | DSP | 0 | 0 | 0 | 0 | 0 | 0 | 0 | 0 | 0 | 0 | 0 | 0 | 0 | 0 | 0 | 0 | 0 | 0 | 0 | 0 | 0 | 0 | 0 | 0 | 0 | 0 | 0 | 0
CDP1 | NSW | NNSW | Utility storage load | -4.6477 | -18.3783 | -545.7904 | -1089.8159 | -1660.4655 | -3576.0142 | -2603.9882 | -2685.133 | -2923.1865 | -2924.33 | -3060.4343 | -3180.9804 | -3175.8947 | -3495.4237 | -3448.4573 | -3337.4211 | -3078.8955 | -3169.7071 | -3306.249 | -3471.8534 | -6326.1435 | -6462.5617 | -5644.3831 | -7225.0818 | -6849.9848 | -6734.2305 | -6576.7342 | -8578.7813
CDP1 | NSW | NNSW | Coordinated CER storage load | -8.837 | -11.2054 | -14.0509 | -16.9415 | -20.3908 | -24.1137 | -27.8002 | -32.3497 | -37.5828 | -44.4882 | -52.8495 | -63.4795 | -74.0811 | -87.3627 | -100.3626 | -111.3409 | -123.5681 | -136.2498 | -153.8 | -180.5381 | -188.9009 | -216.2418 | -251.538 | -274.7734 | -302.0742 | -333.5171 | -335.3656 | -362.3419
CDP1 | NSW | NNSW | Passive CER storage load | -21.5306 | -23.3997 | -25.0516 | -26.5991 | -28.1174 | -29.7514 | -32.3942 | -34.6342 | -36.8836 | -39.2441 | -41.7975 | -44.5888 | -47.2409 | -49.663 | -52.439 | -55.0147 | -57.0178 | -59.3353 | -61.388 | -63.312 | -65.2137 | -67.3475 | -69.6038 | -72.2527 | -74.0459 | -75.4951 | -77.5117 | -80.0111
CDP1 | NSW | CNSW | Black coal | 23978.6141 | 25581.0259 | 21880.0887 | 19852.0939 | 18398.6035 | 6264.6027 | 6297.4379 | 9121.1327 | 9637.3349 | 7901.5118 | 9218.6195 | 9536.2781 | 8732.2551 | 8462.6447 | 6134.2161 | 7207.4394 | 0 | 0 | 0 | 0 | 0 | 0 | 0 | 0 | 0 | 0 | 0 | 0
CDP1 | NSW | CNSW | Mid-merit gas | 0 | 0 | 0 | 0 | 0 | 0 | 0 | 0 | 0 | 0 | 0 | 0 | 0 | 0 | 0 | 0 | 0 | 0 | 0 | 0 | 0 | 0 | 0 | 0 | 0 | 0 | 0 | 0
CDP1 | NSW | CNSW | Flexible gas with CCS | 0 | 0 | 0 | 0 | 0 | 0 | 0 | 0 | 0 | 0 | 0 | 0 | 0 | 0 | 0 | 0 | 0 | 0 | 0 | 0 | 0 | 0 | 0 | 0 | 0 | 0 | 0 | 0
CDP1 | NSW | CNSW | Flexible gas | 0 | 0 | 0 | 0 | 0 | 0 | 0 | 0 | 0 | 0 | 0 | 0 | 0 | 0 | 0 | 0 | 0 | 0 | 0 | 0 | 0 | 0 | 0 | 0 | 0 | 0 | 0 | 0
CDP1 | NSW | CNSW | Hydro | 0 | 0 | 0 | 0 | 0 | 0 | 0 | 0 | 0 | 0 | 0 | 0 | 0 | 0 | 0 | 0 | 0 | 0 | 0 | 0 | 0 | 0 | 0 | 0 | 0 | 0 | 0 | 0
CDP1 | NSW | CNSW | Utility storage | 462.6119 | 1129.5607 | 1197.3884 | 2099.4275 | 3111.9562 | 3633.6294 | 2327.0036 | 2271.2817 | 2394.0004 | 2444.8851 | 2501.4717 | 2512.0268 | 2725.9231 | 2882.5299 | 2920.7807 | 2854.6774 | 2573.8955 | 2833.5532 | 2984.3679 | 2909.6601 | 2717.0013 | 1816.9619 | 2047.6051 | 2017.1859 | 1219.0119 | 1236.8113 | 1250.9505 | 1318.6574
CDP1 | NSW | CNSW | Coordinated CER storage | 3.7236 | 4.7381 | 6.0186 | 7.4799 | 9.7663 | 10.6722 | 12.1528 | 14.3343 | 16.7598 | 19.931 | 23.7149 | 28.7603 | 34.1872 | 40.6287 | 47.2475 | 52.49 | 57.4935 | 64.9381 | 72.4338 | 84.5916 | 90.6542 | 103.5485 | 119.5058 | 130.4587 | 144.6623 | 159.0523 | 161.1586 | 174.6611
CDP1 | NSW | CNSW | Passive CER storage | 7.627 | 8.3056 | 8.9956 | 9.6657 | 10.2322 | 10.8691 | 11.909 | 12.8093 | 13.6889 | 14.7028 | 15.7482 | 16.8884 | 18.0026 | 19.0507 | 20.185 | 21.411 | 22.266 | 23.3321 | 24.1695 | 25.0093 | 25.8786 | 26.806 | 27.8186 | 29.0444 | 29.8498 | 30.4411 | 31.4814 | 32.4604
CDP1 | NSW | CNSW | Offshore wind | 0 | 0 | 0 | 0 | 0 | 0 | 0 | 0 | 0 | 0 | 0 | 0 | 0 | 0 | 0 | 0 | 0 | 0 | 0 | 0 | 0 | 0 | 0 | 0 | 0 | 0 | 0 | 0
CDP1 | NSW | CNSW | Wind | 1293.4618 | 1927.1127 | 3918.8603 | 5717.4548 | 15375.3336 | 14892.2462 | 15470.0339 | 14341.646 | 14651.7377 | 13820.6418 | 14524.776 | 14193.4798 | 14093.7598 | 15018.8258 | 14795.1652 | 15171.3292 | 14855.3237 | 14742.5732 | 14435.421 | 13627.6545 | 14484.3363 | 13346.5561 | 13552.5171 | 12896.4475 | 13894.0483 | 14859.3262 | 14536.8108 | 15703.3222
CDP1 | NSW | CNSW | Utility solar | 3629.2625 | 3910.0102 | 5408.5295 | 5174.5696 | 8527.9591 | 9273.7961 | 8253.3717 | 8645.7105 | 9861.2086 | 9863.1328 | 10029.0597 | 10309.2503 | 9860.9867 | 10549.2349 | 10481.9922 | 10126.7 | 9870.1504 | 8903.3299 | 9272.436 | 10866.7256 | 9543.9634 | 9865.5569 | 10959.7654 | 14056.1731 | 14487.3155 | 17691.595 | 16970.3929 | 18132.8702
CDP1 | NSW | CNSW | Distributed PV | 805.7252 | 814.9854 | 829.5535 | 870.8455 | 916.2872 | 974.0498 | 1025.6157 | 1072.6831 | 1112.1573 | 1154.5789 | 1186.7008 | 1211.9352 | 1229.1648 | 1252.0861 | 1268.2638 | 1286.3269 | 1301.3111 | 1324.9373 | 1342.737 | 1359.4079 | 1373.0091 | 1398.259 | 1414.9644 | 1434.2131 | 1452.1522 | 1478.3848 | 1498.0146 | 1518.8237
CDP1 | NSW | CNSW | Other renewable fuels | 0 | 0 | 0 | 0 | 0 | 0 | 0 | 0 | 0 | 0 | 0 | 0 | 0 | 0 | 0 | 0 | 0 | 0 | 0 | 0 | 0 | 0 | 0 | 0 | 0 | 160.7118 | 447.6543 | 285.5106
CDP1 | NSW | CNSW | DSP | 0 | 0 | 0 | 0 | 0 | 0 | 0 | 0 | 0 | 0 | 0 | 0 | 0 | 0 | 0 | 0 | 0 | 0 | 0 | 0 | 0 | 0 | 0 | 0 | 0 | 0 | 0 | 0
CDP1 | NSW | CNSW | Utility storage load | -659.4228 | -1424.4587 | -1486.2666 | -2509.7797 | -3774.8618 | -4452.3035 | -2842.6939 | -2776.3398 | -2912.1418 | -3006.8951 | -3036.6995 | -3065.6174 | -3366.0281 | -3544.046 | -3583.7823 | -3514.0593 | -3178.3926 | -3494.9021 | -3707.1836 | -3607.9117 | -3353.3313 | -2264.8585 | -2580.7413 | -2597.7175 | -1614.2091 | -1653.8333 | -1704.8921 | -1791.7799
CDP1 | NSW | CNSW | Coordinated CER storage load | -3.7236 | -4.7381 | -6.0202 | -7.4827 | -9.7672 | -10.6668 | -12.3007 | -14.7194 | -17.4723 | -21.2357 | -25.6506 | -31.8808 | -38.513 | -46.618 | -54.8802 | -60.8738 | -67.1509 | -76.4681 | -86.2643 | -102.5501 | -109.2718 | -126.7932 | -147.7956 | -161.9463 | -180.6365 | -199.6274 | -201.7286 | -219.9877
CDP1 | NSW | CNSW | Passive CER storage load | -9.0391 | -9.8566 | -10.6609 | -11.4635 | -12.1389 | -12.8986 | -14.0985 | -15.1877 | -16.2762 | -17.4011 | -18.6881 | -20.0401 | -21.3832 | -22.6003 | -23.9976 | -25.3356 | -26.4242 | -27.622 | -28.6922 | -29.6652 | -30.6689 | -31.8114 | -33.0103 | -34.3918 | -35.3899 | -36.1914 | -37.2489 | -38.5407
CDP1 | NSW | SNSW | Black coal | 0 | 0 | 0 | 0 | 0 | 0 | 0 | 0 | 0 | 0 | 0 | 0 | 0 | 0 | 0 | 0 | 0 | 0 | 0 | 0 | 0 | 0 | 0 | 0 | 0 | 0 | 0 | 0
CDP1 | NSW | SNSW | Mid-merit gas | 0 | 0 | 0 | 0 | 0 | 0 | 0 | 0 | 0 | 0 | 0 | 0 | 0 | 0 | 0 | 0 | 0 | 0 | 0 | 0 | 0 | 0 | 0 | 0 | 0 | 0 | 0 | 0
CDP1 | NSW | SNSW | Flexible gas with CCS | 0 | 0 | 0 | 0 | 0 | 0 | 0 | 0 | 0 | 0 | 0 | 0 | 0 | 0 | 0 | 0 | 0 | 0 | 0 | 0 | 0 | 0 | 0 | 0 | 0 | 0 | 0 | 0
CDP1 | NSW | SNSW | Flexible gas | 0 | 3.335e-09 | 2.3575e-08 | 8.71e-08 | 1.5479 | 2.0677 | 8.507 | 6.1593e-07 | 8.0814e-07 | 1.3666e-06 | 7.2334 | 1.2739e-06 | 4.5446 | 0.34085 | 6.0718e-07 | 1.0883e-06 | 17.6474 | 13.4353 | 0.27061 | 19.5899 | 0 | 0 | 0 | 0 | 0 | 0 | 0 | 0
CDP1 | NSW | SNSW | Hydro | 2788.6998 | 1140.9769 | 1616.1597 | 4879.8083 | 3826.5833 | 6498.0604 | 2250.2952 | 2160.1789 | 2812.9152 | 3650.1754 | 3488.55 | 3208.4571 | 3506.0581 | 2454.4812 | 2372.4101 | 2838.1396 | 3902.4057 | 3183.8768 | 3013.1705 | 3215.4549 | 2432.0452 | 3200.044 | 3097.649 | 3132.2541 | 3160.727 | 2659.8839 | 3402.2262 | 2454.0593
CDP1 | NSW | SNSW | Utility storage | 223.4701 | 322.5642 | 326.0016 | 391.3629 | 953.1553 | 2362.318 | 5586.0634 | 5110.8126 | 5164.9446 | 5611.953 | 5346.6599 | 5223.1193 | 5787.4497 | 5853.5819 | 5987.1299 | 5877.8636 | 5899.3714 | 5909.7577 | 6042.6409 | 5681.2088 | 5980.111 | 5281.8842 | 5845.9295 | 5693.8212 | 5730.6278 | 5677.18 | 6015.1968 | 5771.9943
CDP1 | NSW | SNSW | Coordinated CER storage | 7.4494 | 9.5541 | 12.157 | 15.0197 | 18.3793 | 22.147 | 25.3841 | 29.2604 | 33.6707 | 39.2199 | 45.5709 | 53.754 | 62.4006 | 72.6979 | 82.9243 | 92.4398 | 102.4362 | 114.3542 | 127.1557 | 148.4044 | 162.0646 | 180.5315 | 207.0811 | 226.3883 | 251.1139 | 275.6315 | 281.4927 | 303.9879
CDP1 | NSW | SNSW | Passive CER storage | 15.3225 | 16.8139 | 18.2962 | 19.9476 | 21.4747 | 23.0167 | 25.293 | 27.1321 | 28.9755 | 31.0951 | 33.189 | 35.5698 | 37.8779 | 40.0969 | 42.4832 | 44.9811 | 46.6541 | 48.8145 | 50.5218 | 52.2984 | 54.1283 | 56.0857 | 58.256 | 60.8935 | 62.5963 | 63.9327 | 66.2023 | 68.3467
CDP1 | NSW | SNSW | Offshore wind | 0 | 0 | 0 | 0 | 0 | 0 | 0 | 0 | 0 | 0 | 0 | 0 | 0 | 0 | 0 | 0 | 0 | 0 | 0 | 0 | 0 | 0 | 0 | 0 | 0 | 0 | 0 | 0
CDP1 | NSW | SNSW | Wind | 5481.6347 | 5964.5638 | 7205.2102 | 9151.2065 | 9029.6848 | 8394.4076 | 8605.4224 | 8259.8507 | 8363.5659 | 8729.2803 | 8064.9619 | 8450.5456 | 8082.3228 | 8530.1375 | 8331.9541 | 8453.9732 | 7830.6147 | 7653.545 | 7614.9907 | 6174.4099 | 6584.027 | 5522.8922 | 5295.4984 | 5527.7521 | 4107.6691 | 4293.0624 | 4187.791 | 4499.7055
CDP1 | NSW | SNSW | Utility solar | 4558.4442 | 5483.2904 | 6105.3344 | 7492.6266 | 7427.5453 | 7747.7852 | 6925.5022 | 7386.0306 | 7851.6879 | 7459.555 | 7712.9343 | 7660.2292 | 7225.9059 | 7752.1847 | 7536.4975 | 7484.1442 | 7342.588 | 6785.0905 | 6778.1381 | 8147.954 | 9626.8662 | 10038.0646 | 10229.4542 | 9388.5134 | 10324.5476 | 9663.8244 | 7639.7896 | 8107.4516
CDP1 | NSW | SNSW | Distributed PV | 1286.0905 | 1322.7575 | 1362.6526 | 1446.0263 | 1540.5536 | 1647.4287 | 1745.6243 | 1832.1643 | 1910.3635 | 1990.2647 | 2054.8207 | 2113.8626 | 2159.1101 | 2205.4714 | 2245.1143 | 2285.7319 | 2320.1221 | 2364.8685 | 2403.0178 | 2443.7 | 2479.7929 | 2528.6708 | 2571.5307 | 2617.0872 | 2653.1877 | 2703.8642 | 2749.1533 | 2797.2701
CDP1 | NSW | SNSW | Other renewable fuels | 0 | 0 | 0 | 0 | 0 | 0 | 0 | 0 | 0 | 0 | 0 | 0 | 0 | 0 | 0 | 0 | 0 | 0 | 0 | 0 | 0 | 0 | 0 | 0 | 0 | 0 | 0 | 0
CDP1 | NSW | SNSW | DSP | 0 | 0 | 0 | 0 | 0 | 0 | 0 | 0 | 0 | 0 | 0 | 0 | 0 | 0 | 0 | 0 | 0 | 0 | 0 | 0 | 0 | 0 | 0 | 0 | 0 | 0 | 0 | 0
CDP1 | NSW | SNSW | Utility storage load | -266.0359 | -385.7387 | -390.0199 | -703.3552 | -1573.0023 | -3339.9164 | -7135.9058 | -6896.5126 | -6643.9862 | -7164.2438 | -6841.3026 | -7054.2574 | -7317.0642 | -7770.4545 | -7647.6185 | -8019.3345 | -7484.781 | -7789.1682 | -7710.5073 | -7491.777 | -7855.3748 | -7094.3821 | -7386.0793 | -7646.4419 | -7178.1968 | -7750.0348 | -7701.7319 | -7814.25
CDP1 | NSW | SNSW | Coordinated CER storage load | -7.4494 | -9.5541 | -12.1604 | -15.0163 | -18.3906 | -22.1357 | -25.5409 | -29.687 | -34.4608 | -40.7457 | -47.8668 | -57.5718 | -67.8071 | -80.3455 | -92.7229 | -103.5237 | -115.5883 | -130.1927 | -146.3198 | -173.9877 | -190.2135 | -214.2173 | -248.2897 | -273.367 | -304.1835 | -336.4432 | -342.7993 | -373.2339
CDP1 | NSW | SNSW | Passive CER storage load | -18.1594 | -19.9536 | -21.6832 | -23.6578 | -25.4764 | -27.3145 | -29.943 | -32.17 | -34.4521 | -36.8018 | -39.3846 | -42.2078 | -44.9907 | -47.568 | -50.5075 | -53.226 | -55.3667 | -57.7897 | -59.9755 | -62.0344 | -64.1477 | -66.5585 | -69.1281 | -72.1047 | -74.2141 | -76.0095 | -78.331 | -81.149
CDP1 | NSW | SNW | Black coal | 14936.0955 | 9260.1092 | 8552.3949 | 8214.6341 | 0 | 0 | 0 | 0 | 0 | 0 | 0 | 0 | 0 | 0 | 0 | 0 | 0 | 0 | 0 | 0 | 0 | 0 | 0 | 0 | 0 | 0 | 0 | 0
CDP1 | NSW | SNW | Mid-merit gas | 528.9786 | 1153.0794 | 705.8329 | 532.5492 | 1327.1866 | 557.1236 | 258.5451 | 864.8082 | 1216.7359 | 1038.4707 | 1263.1976 | 1382.174 | 1533.9113 | 921.9486 | 536.8486 | 1205.9801 | 1438.4978 | 1334.0365 | 1509.4491 | 0 | 0 | 0 | 0 | 0 | 0 | 0 | 0 | 0
CDP1 | NSW | SNW | Flexible gas with CCS | 0 | 0 | 0 | 0 | 0 | 0 | 0 | 0 | 0 | 0 | 0 | 0 | 0 | 0 | 0 | 0 | 0 | 0 | 0 | 0 | 0 | 0 | 0 | 0 | 0 | 0 | 0 | 0
CDP1 | NSW | SNW | Flexible gas | 11.1422 | 55.9836 | 22.3351 | 35.4341 | 231.4017 | 205.6764 | 136.4831 | 29.0408 | 15.7019 | 377.2326 | 155.0991 | 109.7164 | 506.7997 | 166.3762 | 125.519 | 211.9152 | 880.1463 | 829.7077 | 1036.2158 | 1618.7514 | 1464.5797 | 2089.2032 | 2353.3981 | 2757.1137 | 1320.191 | 1128.1158 | 2305.8363 | 1725.844
CDP1 | NSW | SNW | Hydro | 0 | 0 | 0 | 0 | 0 | 0 | 0 | 0 | 0 | 0 | 0 | 0 | 0 | 0 | 0 | 0 | 0 | 0 | 0 | 0 | 0 | 0 | 0 | 0 | 0 | 0 | 0 | 0
CDP1 | NSW | SNW | Utility storage | 124.1734 | 1576.4477 | 1442.2978 | 1595.483 | 2091.1913 | 3326.79 | 2747.8912 | 2734.9172 | 2905.629 | 2924.3996 | 2991.1788 | 3033.7918 | 3161.2359 | 3336.8526 | 3227.3945 | 3231.938 | 2998.0343 | 3155.2016 | 3353.1823 | 3360.5379 | 3092.6652 | 1593.9979 | 1753.5391 | 1809.2769 | 1785.4502 | 1302.0724 | 1310.4514 | 1345.4239
CDP1 | NSW | SNW | Coordinated CER storage | 35.1504 | 44.9847 | 56.6494 | 69.3951 | 84.743 | 100.9198 | 117.0319 | 136.4443 | 159.0616 | 188.3443 | 222.5154 | 268.1018 | 316.293 | 377.3228 | 429.2937 | 481.8059 | 527.6766 | 590.3179 | 669.0783 | 779.826 | 816.0427 | 934.5049 | 1098.8054 | 1201.2584 | 1330.2347 | 1464.5648 | 1485.8457 | 1614.2798
CDP1 | NSW | SNW | Passive CER storage | 72.1981 | 79.1669 | 85.245 | 91.9237 | 98.465 | 104.9795 | 114.8156 | 122.5686 | 130.0811 | 138.8145 | 147.4054 | 157.2483 | 166.6163 | 175.6471 | 185.5089 | 195.9892 | 202.8675 | 211.7879 | 218.4927 | 225.3181 | 232.4773 | 240.1037 | 248.6419 | 259.2958 | 266.1282 | 271.3594 | 280.7262 | 289.5094
CDP1 | NSW | SNW | Offshore wind | 0 | 0 | 0 | 0 | 0 | 0 | 0 | 0 | 0 | 0 | 0 | 0 | 0 | 0 | 0 | 0 | 0 | 0 | 0 | 0 | 0 | 0 | 0 | 0 | 0 | 0 | 0 | 0
CDP1 | NSW | SNW | Wind | 0 | 0 | 0 | 0 | 0 | 0 | 0 | 0 | 0 | 0 | 0 | 0 | 0 | 0 | 0 | 0 | 0 | 0 | 0 | 0 | 0 | 0 | 0 | 0 | 0 | 0 | 0 | 0
CDP1 | NSW | SNW | Utility solar | 0 | 0 | 0 | 0 | 0 | 0 | 0 | 0 | 0 | 0 | 0 | 0 | 0 | 0 | 0 | 0 | 0 | 0 | 0 | 0 | 0 | 0 | 0 | 0 | 0 | 0 | 0 | 0
CDP1 | NSW | SNW | Distributed PV | 4711.8926 | 4899.8671 | 5101.4499 | 5464.9574 | 5880.7926 | 6307.2576 | 6705.1023 | 7062.8221 | 7381.5716 | 7671.0896 | 7947.7897 | 8185.5984 | 8342.0996 | 8459.8366 | 8588.8595 | 8727.2997 | 8837.225 | 8945.2228 | 9071.2788 | 9209.3908 | 9321.3523 | 9430.913 | 9560.0224 | 9701.0611 | 9815.0944 | 9930.3552 | 10063.7426 | 10218.7569
CDP1 | NSW | SNW | Other renewable fuels | 0 | 0 | 0 | 0 | 0 | 0 | 0 | 0 | 0 | 0 | 0 | 0 | 0 | 0 | 0 | 0 | 0 | 0 | 0 | 0 | 0 | 0 | 0 | 0 | 0 | 483.6298 | 450.9732 | 291.4106
CDP1 | NSW | SNW | DSP | 5.944e-07 | 1.8555 | 6.794e-07 | 1.1815 | 15.6106 | 82.5883 | 39.0619 | 1.1124e-06 | 1.3e-06 | 1.7701e-06 | 12.7755 | 8.3 | 15.5844 | 13.16 | 4.1715 | 12.792 | 97.9935 | 33.209 | 10.395 | 19.412 | 15.1725 | 1.7828 | 21.4366 | 26.0589 | 49.3652 | 10.547 | 106.8437 | 89.0949
CDP1 | NSW | SNW | Utility storage load | -147.8255 | -1862.5602 | -1708.2965 | -1889.533 | -2467.4246 | -3951.1225 | -3265.3963 | -3257.6783 | -3447.2006 | -3485.1634 | -3549.0827 | -3606.3243 | -3757.1125 | -3968.1714 | -3847.4701 | -3833.78 | -3564.4027 | -3751.0524 | -3992.3866 | -3998.2311 | -3669.1698 | -1911.3219 | -2098.7651 | -2168.6047 | -2136.7947 | -1554.1449 | -1564.4038 | -1607.5407
CDP1 | NSW | SNW | Coordinated CER storage load | -35.1504 | -44.9847 | -56.6651 | -69.4218 | -84.7006 | -100.9198 | -118.4954 | -140.1855 | -165.9793 | -200.9481 | -241.1841 | -298.0431 | -357.946 | -435.8791 | -501.1886 | -563.4902 | -619.9367 | -699.07 | -803.9076 | -949.2775 | -987.6981 | -1148.8703 | -1365.181 | -1500.0684 | -1669.9213 | -1848.374 | -1870.2688 | -2046.7183
CDP1 | NSW | SNW | Passive CER storage load | -85.5652 | -93.9503 | -101.0255 | -109.0216 | -116.8136 | -124.582 | -135.9242 | -145.3273 | -154.6674 | -164.2906 | -174.9227 | -186.5939 | -197.9037 | -208.3743 | -220.5481 | -231.9133 | -240.7529 | -250.728 | -259.3774 | -267.2642 | -275.51 | -284.9379 | -295.0449 | -307.0351 | -315.5215 | -322.6188 | -332.1569 | -343.7389
CDP1 | QLD | NQ | Black coal | 0 | 0 | 0 | 0 | 0 | 0 | 0 | 0 | 0 | 0 | 0 | 0 | 0 | 0 | 0 | 0 | 0 | 0 | 0 | 0 | 0 | 0 | 0 | 0 | 0 | 0 | 0 | 0
CDP1 | QLD | NQ | Mid-merit gas | 203.2491 | 205.2718 | 17.271 | 13.7483 | 28.5958 | 8.9001 | 17.5751 | 8.044 | 3.5846 | 15.1309 | 33.8844 | 21.2982 | 55.7119 | 21.5066 | 17.9837 | 112.6425 | 184.316 | 98.7221 | 125.793 | 98.6395 | 113.4365 | 56.3179 | 0 | 0 | 0 | 0 | 0 | 0
CDP1 | QLD | NQ | Flexible gas with CCS | 0 | 0 | 0 | 0 | 0 | 0 | 0 | 0 | 0 | 0 | 0 | 0 | 0 | 0 | 0 | 0 | 0 | 0 | 0 | 0 | 0 | 0 | 0 | 0 | 0 | 0 | 0 | 0
CDP1 | QLD | NQ | Flexible gas | 0 | 0 | 0 | 0 | 0 | 0 | 0 | 0 | 0 | 0 | 5.9e-10 | 1.156 | 0.63056 | 1.02e-09 | 0 | 0.68311 | 3.974e-08 | 0.78821 | 4.26e-09 | 1.911e-08 | 0 | 0 | 0 | 0 | 0 | 0 | 0 | 0
CDP1 | QLD | NQ | Hydro | 309.1896 | 160.8939 | 232.3698 | 232.7106 | 185.1137 | 279.7378 | 299.4566 | 248.6631 | 214.1129 | 253.0374 | 199.9267 | 127.239 | 181.5262 | 76.7658 | 165.0364 | 80.9464 | 93.5647 | 114.9704 | 0 | 0 | 0 | 0 | 0 | 0 | 0 | 0 | 0 | 0
CDP1 | QLD | NQ | Utility storage | 224.1647 | 463.622 | 569.0706 | 524.8235 | 564.2095 | 837.6762 | 699.2891 | 691.6529 | 585.5285 | 734.5858 | 711.4319 | 758.0279 | 776.5435 | 806.359 | 785.794 | 776.4593 | 761.051 | 779.9996 | 812.2745 | 817.3884 | 731.3602 | 773.2396 | 494.9306 | 519.5839 | 618.7511 | 660.4515 | 648.8533 | 793.9039
CDP1 | QLD | NQ | Coordinated CER storage | 3.7027 | 4.831 | 6.1193 | 7.6948 | 9.5195 | 11.6571 | 13.7714 | 16.405 | 18.6814 | 23.0247 | 27.197 | 33.0761 | 38.4623 | 44.7424 | 52.194 | 57.9093 | 64.9828 | 73.3134 | 83.1854 | 94.8675 | 99.3922 | 112.7689 | 128.5283 | 144.0543 | 157.0519 | 174.7087 | 180.8929 | 186.0314
CDP1 | QLD | NQ | Passive CER storage | 7.8983 | 8.9015 | 9.8572 | 10.8967 | 11.9899 | 13.0913 | 14.6095 | 15.9655 | 17.2986 | 18.8163 | 20.3749 | 22.1566 | 23.8494 | 25.5681 | 27.3346 | 29.213 | 30.5814 | 32.1658 | 33.4967 | 34.9698 | 36.3326 | 37.8586 | 39.5466 | 41.5898 | 43.035 | 44.1319 | 45.8801 | 47.4763
CDP1 | QLD | NQ | Offshore wind | 0 | 0 | 0 | 0 | 0 | 0 | 0 | 0 | 0 | 0 | 0 | 0 | 0 | 0 | 0 | 0 | 0 | 0 | 0 | 0 | 0 | 0 | 0 | 0 | 0 | 0 | 0 | 0
CDP1 | QLD | NQ | Wind | 1065.3062 | 1036.1354 | 1063.001 | 5221.6604 | 6161.6692 | 8986.8497 | 8392.4485 | 9005.8827 | 9434.6095 | 13582.8441 | 12893.6747 | 11813.7795 | 12593.7995 | 13270.5272 | 13433.1701 | 12660.4658 | 12410.5846 | 11646.456 | 11774.9215 | 13178.5482 | 16504.55 | 16940.9631 | 17362.7631 | 17784.3823 | 16931.7588 | 15405.8212 | 16282.7266 | 17801.1194
CDP1 | QLD | NQ | Utility solar | 1296.2467 | 1392.7629 | 1290.1939 | 1266.751 | 1195.6152 | 1083.1628 | 1022.3787 | 1183.563 | 1299.7225 | 1199.3646 | 1275.1792 | 1294.6864 | 1227.566 | 1135.9691 | 1140.5456 | 1197.2416 | 1360.6627 | 2235.1599 | 1871.0553 | 1656.3897 | 1412.9736 | 1549.9759 | 1517.7517 | 1224.1457 | 1253.5574 | 1707.6644 | 1484.6237 | 1467.6623
CDP1 | QLD | NQ | Distributed PV | 890.6838 | 933.0996 | 966.2641 | 1008.0842 | 1073.5389 | 1130.3381 | 1177.689 | 1223.6016 | 1257.4637 | 1292.358 | 1322.4242 | 1351.3797 | 1366.6988 | 1386.523 | 1406.3077 | 1427.8995 | 1446.4485 | 1469.534 | 1490.6694 | 1518.8556 | 1536.7492 | 1560.7993 | 1584.1359 | 1613.9356 | 1633.642 | 1662.3734 | 1692.196 | 1728.5245
CDP1 | QLD | NQ | Other renewable fuels | 0 | 0 | 0 | 0 | 0 | 0 | 0 | 0 | 0 | 0 | 0 | 0 | 0 | 0 | 0 | 0 | 0 | 0 | 0 | 0 | 0 | 0 | 0 | 0 | 0 | 0 | 0 | 0
CDP1 | QLD | NQ | DSP | 0 | 0 | 0 | 0 | 0 | 0 | 0 | 0 | 0 | 0 | 0 | 0 | 0 | 0 | 0 | 0 | 0 | 0 | 0 | 0 | 0 | 0 | 0 | 0 | 0 | 0 | 0 | 0
CDP1 | QLD | NQ | Utility storage load | -281.8219 | -584.663 | -709.9108 | -683.8278 | -788.9876 | -1320.8498 | -908.4046 | -877.2409 | -730.2885 | -928.9467 | -902.7412 | -951.8552 | -996.2844 | -1036.5298 | -1002.0444 | -993.2333 | -965.7718 | -994.29 | -1050.0752 | -1054.2469 | -936.9913 | -997.9008 | -698.9035 | -760.8756 | -886.6577 | -935.6946 | -941.9417 | -1165.9047
CDP1 | QLD | NQ | Coordinated CER storage load | -3.7027 | -4.831 | -6.123 | -7.6957 | -9.5206 | -11.6514 | -13.9466 | -16.8359 | -19.1668 | -24.3356 | -29.1168 | -36.1232 | -42.5235 | -50.0994 | -59.2837 | -65.6584 | -74.3345 | -84.6664 | -97.239 | -112.2723 | -116.4706 | -133.6903 | -154.065 | -173.9604 | -190.6597 | -212.8887 | -220.7578 | -227.0283
CDP1 | QLD | NQ | Passive CER storage load | -9.0958 | -10.2402 | -11.3564 | -12.5167 | -13.7673 | -15.0267 | -16.7301 | -18.3385 | -19.8913 | -21.5543 | -23.4129 | -25.4463 | -27.3352 | -29.3526 | -31.3736 | -33.392 | -35.0567 | -36.7595 | -38.3701 | -40.0687 | -41.5473 | -43.3666 | -45.2576 | -47.4699 | -49.2828 | -50.516 | -52.2872 | -54.2445
CDP1 | QLD | GG | Black coal | 2943.36 | 2951.3564 | 2967.7958 | 1803.6689 | 1807.8052 | 1489.7929 | 643.5929 | 0 | 0 | 0 | 0 | 0 | 0 | 0 | 0 | 0 | 0 | 0 | 0 | 0 | 0 | 0 | 0 | 0 | 0 | 0 | 0 | 0
CDP1 | QLD | GG | Mid-merit gas | 790.803 | 868.8509 | 832.3193 | 841.7347 | 842.0008 | 829.8622 | 25.537 | 12.4476 | 43.217 | 88.8863 | 125.8283 | 124.2003 | 246.155 | 180.6566 | 135.9675 | 343.8835 | 453.866 | 313.7206 | 341.4867 | 355.1672 | 333.2429 | 283.1001 | 302.952 | 279.5513 | 214.4309 | 157.3937 | 0 | 0
CDP1 | QLD | GG | Flexible gas with CCS | 0 | 0 | 0 | 0 | 0 | 0 | 0 | 0 | 0 | 0 | 0 | 0 | 0 | 0 | 0 | 0 | 0 | 0 | 0 | 0 | 0 | 0 | 0 | 0 | 0 | 0 | 0 | 0
CDP1 | QLD | GG | Flexible gas | 0 | 0 | 0 | 0 | 0 | 0 | 2.2887e-07 | 1.0443e-07 | 4.2932e-07 | 7.3417e-06 | 1.207e-05 | 1.1589e-05 | 2.1929e-05 | 1.9426e-05 | 8.2564e-06 | 1.8808e-05 | 4.5773e-05 | 3.2629e-05 | 3.0049e-05 | 2.8768e-05 | 2.5491e-05 | 1.0746e-05 | 3.3574e-05 | 2.8929e-05 | 1.89e-05 | 1.261e-05 | 3.1985e-05 | 4.5129e-05
CDP1 | QLD | GG | Hydro | 0 | 0 | 0 | 0 | 0 | 0 | 0 | 0 | 0 | 0 | 0 | 0 | 0 | 0 | 0 | 0 | 0 | 0 | 0 | 0 | 0 | 0 | 0 | 0 | 0 | 0 | 0 | 0
CDP1 | QLD | GG | Utility storage | 0 | 42.9258 | 95.6834 | 116.6013 | 111.1839 | 407.932 | 241.0697 | 213.1196 | 156.2412 | 210.1619 | 213.6925 | 219.9548 | 257.4195 | 272.455 | 251.632 | 259.2867 | 235.3392 | 242.8139 | 283.2569 | 273.2433 | 205.0739 | 0.001142 | 19.7061 | 271.1505 | 280.9153 | 858.3037 | 857.8631 | 1037.4101
CDP1 | QLD | GG | Coordinated CER storage | 0.20229 | 0.26614 | 0.3364 | 0.42499 | 0.5216 | 0.65451 | 0.80032 | 1.0009 | 1.13 | 1.5241 | 1.851 | 2.3711 | 2.8571 | 3.4059 | 4.0547 | 4.6013 | 5.0958 | 5.7467 | 6.8545 | 7.8418 | 8.1027 | 9.6267 | 10.882 | 12.209 | 13.886 | 15.7556 | 16.0835 | 16.5805
CDP1 | QLD | GG | Passive CER storage | 0.43375 | 0.49115 | 0.5429 | 0.6111 | 0.66737 | 0.73538 | 0.82193 | 0.90112 | 0.98625 | 1.0827 | 1.1807 | 1.2893 | 1.3971 | 1.5064 | 1.6163 | 1.7374 | 1.8244 | 1.9283 | 2.0181 | 2.1123 | 2.2029 | 2.3052 | 2.4175 | 2.547 | 2.6413 | 2.7129 | 2.8267 | 2.9272
CDP1 | QLD | GG | Offshore wind | 0 | 0 | 0 | 0 | 0 | 0 | 0 | 0 | 0 | 0 | 0 | 0 | 0 | 0 | 0 | 0 | 0 | 0 | 0 | 0 | 0 | 0 | 0 | 0 | 0 | 0 | 0 | 0
CDP1 | QLD | GG | Wind | 0 | 0 | 0 | 0 | 0 | 0 | 0 | 0 | 0 | 0 | 0 | 0 | 0 | 0 | 0 | 0 | 0 | 0 | 0 | 0 | 0 | 0 | 0 | 0 | 0 | 0 | 0 | 0
CDP1 | QLD | GG | Utility solar | 0 | 0 | 0 | 0 | 0 | 0 | 0 | 0 | 0 | 0 | 0 | 0 | 0 | 0 | 0 | 0 | 0 | 0 | 0 | 0 | 0 | 0 | 0 | 0 | 0 | 0 | 0 | 0
CDP1 | QLD | GG | Distributed PV | 83.1873 | 85.9307 | 89.0592 | 93.8754 | 98.1305 | 103.0181 | 107.804 | 112.3773 | 116.1806 | 119.6898 | 122.8667 | 125.7195 | 127.7035 | 129.6922 | 131.5994 | 134.0671 | 135.8587 | 138.2141 | 140.6638 | 143.1481 | 145.0607 | 147.4519 | 150.0271 | 152.6645 | 154.6545 | 157.2475 | 160.5535 | 164.0285
CDP1 | QLD | GG | Other renewable fuels | 0 | 0 | 0 | 0 | 0 | 0 | 0 | 0 | 0 | 0 | 0 | 0 | 0 | 0 | 0 | 0 | 0 | 0 | 0 | 0 | 0 | 0 | 0 | 0 | 0 | 0 | 0 | 0
CDP1 | QLD | GG | DSP | 0 | 0 | 0 | 0 | 0 | 0 | 0 | 0 | 0 | 0 | 0 | 0 | 0 | 0 | 0 | 0 | 0 | 0 | 0 | 0 | 0 | 0 | 0 | 0 | 0 | 0 | 0 | 0
CDP1 | QLD | GG | Utility storage load | 0 | -51.1022 | -114.3453 | -138.8111 | -132.3618 | -485.197 | -286.9878 | -253.7139 | -186.0015 | -250.1928 | -254.6964 | -261.6855 | -306.3169 | -324.3513 | -299.9985 | -308.2383 | -280.1658 | -289.0643 | -337.2415 | -325.6954 | -243.6992 | -0.0013449 | -23.1813 | -318.969 | -330.456 | -1009.6694 | -1009.5887 | -1223.933
CDP1 | QLD | GG | Coordinated CER storage load | -0.20229 | -0.26614 | -0.33661 | -0.42504 | -0.52166 | -0.65419 | -0.82137 | -1.0576 | -1.1866 | -1.6883 | -2.0829 | -2.7424 | -3.3577 | -4.0559 | -4.8976 | -5.5581 | -6.1822 | -7.0271 | -8.4855 | -9.8082 | -10.0252 | -12.088 | -13.7503 | -15.5052 | -17.7989 | -20.2487 | -20.6991 | -21.2898
CDP1 | QLD | GG | Passive CER storage load | -0.49951 | -0.56501 | -0.62547 | -0.70194 | -0.76631 | -0.8441 | -0.94124 | -1.0351 | -1.1341 | -1.2402 | -1.3568 | -1.4807 | -1.6013 | -1.7294 | -1.8552 | -1.9859 | -2.0914 | -2.2036 | -2.3117 | -2.4203 | -2.5191 | -2.6406 | -2.7666 | -2.9072 | -3.0247 | -3.1053 | -3.2214 | -3.3445
CDP1 | QLD | CQ | Black coal | 11700.4541 | 12723.9567 | 14347.4623 | 7442.746 | 6473.9514 | 3037.1713 | 5797.6328 | 5889.6064 | 4261.781 | 3999.8954 | 4504.0405 | 4667.884 | 4658.7301 | 3652.6954 | 3769.8851 | 4368.931 | 4554.1825 | 4498.5521 | 4914.2959 | 4772.0405 | 4478.1635 | 4570.1338 | 4315.3571 | 4274.118 | 4278.4114 | 4613.3293 | 4189.8228 | 0
CDP1 | QLD | CQ | Mid-merit gas | 0 | 0 | 0 | 0 | 0 | 0 | 0 | 0 | 0 | 0 | 0 | 0 | 0 | 0 | 0 | 0 | 0 | 0 | 0 | 0 | 0 | 0 | 0 | 0 | 0 | 0 | 0 | 0
CDP1 | QLD | CQ | Flexible gas with CCS | 0 | 0 | 0 | 0 | 0 | 0 | 0 | 0 | 0 | 0 | 0 | 0 | 0 | 0 | 0 | 0 | 0 | 0 | 0 | 0 | 0 | 0 | 0 | 0 | 0 | 0 | 0 | 0
CDP1 | QLD | CQ | Flexible gas | 0 | 0 | 0 | 0.038798 | 1.03e-09 | 7.865e-09 | 1.4363 | 0.22995 | 0.064674 | 6.6797e-07 | 0 | 0 | 0 | 0 | 0 | 0 | 0 | 0 | 0 | 0 | 0 | 0 | 0 | 0 | 0 | 0 | 0 | 0
CDP1 | QLD | CQ | Hydro | 0 | 0 | 0 | 0 | 0 | 0 | 0 | 0 | 0 | 0 | 0 | 0 | 0 | 0 | 0 | 0 | 0 | 0 | 0 | 0 | 0 | 0 | 0 | 0 | 0 | 0 | 0 | 0
CDP1 | QLD | CQ | Utility storage | 40.2297 | 36.6608 | 59.5033 | 136.8345 | 163.843 | 254.2635 | 183.9124 | 168.7176 | 139.8493 | 168.3021 | 167.5779 | 172.2586 | 192.785 | 207.5906 | 189.823 | 197.2254 | 184.7598 | 189.0248 | 154.8034 | 149.5773 | 121.9679 | 130.981 | 165.5574 | 95.6643 | 167.3977 | 1351.1446 | 1353.5245 | 2262.7003
CDP1 | QLD | CQ | Coordinated CER storage | 3.3995 | 4.477 | 5.6547 | 7.1689 | 8.8339 | 10.8171 | 12.9552 | 15.7211 | 17.7599 | 22.6455 | 26.9565 | 33.3416 | 39.4112 | 46.1221 | 54.1575 | 61.0622 | 67.5822 | 75.502 | 88.1965 | 99.9124 | 103.4651 | 121.1088 | 135.6582 | 151.8868 | 171.2781 | 192.1944 | 196.4913 | 203.176
CDP1 | QLD | CQ | Passive CER storage | 7.2649 | 8.2429 | 9.1049 | 10.1494 | 11.1216 | 12.1535 | 13.617 | 14.8902 | 16.1978 | 17.7002 | 19.2237 | 20.9226 | 22.6054 | 24.2909 | 26.0235 | 27.8933 | 29.2325 | 30.8205 | 32.1652 | 33.6167 | 35.0164 | 36.548 | 38.2373 | 40.233 | 41.689 | 42.7748 | 44.484 | 46.003
CDP1 | QLD | CQ | Offshore wind | 0 | 0 | 0 | 0 | 0 | 0 | 0 | 0 | 0 | 0 | 0 | 0 | 0 | 0 | 0 | 0 | 0 | 0 | 0 | 0 | 0 | 0 | 0 | 0 | 0 | 0 | 0 | 0
CDP1 | QLD | CQ | Wind | 884.2099 | 1173.4226 | 1292.5773 | 2865.8435 | 4207.9533 | 4532.7942 | 4186.5105 | 4340.4783 | 4459.3406 | 4476.2982 | 4464.5468 | 4567.8936 | 4794.4083 | 4636.2387 | 5383.8949 | 4560.9882 | 5058.3519 | 4945.5075 | 4782.4449 | 5282.1891 | 5178.6799 | 5131.6065 | 5196.6036 | 5390.7101 | 5441.7612 | 5691.8665 | 5859.2969 | 5752.7434
CDP1 | QLD | CQ | Utility solar | 2050.1405 | 2146.3032 | 2000.6181 | 2253.0213 | 2155.8366 | 2264.0556 | 1723.2399 | 1979.0182 | 2145.9579 | 2089.9762 | 2165.8073 | 2154.2296 | 2052.6591 | 2099.8833 | 2064.4933 | 2150.8009 | 2111.1163 | 2570.7705 | 2402.3011 | 2529.2362 | 2012.8414 | 2263.0898 | 2320.2824 | 2448.5992 | 4825.4124 | 7798.5702 | 9044.6805 | 11805.4852
CDP1 | QLD | CQ | Distributed PV | 983.4528 | 1015.8314 | 1049.9894 | 1099.5409 | 1147.7856 | 1214.1964 | 1273.2899 | 1322.5909 | 1366.4737 | 1411.0047 | 1452.5752 | 1484.7024 | 1513.4651 | 1542.6319 | 1573.6127 | 1602.9355 | 1628.0199 | 1660.5557 | 1693.308 | 1723.4366 | 1751.2723 | 1783.2996 | 1817.4165 | 1849.4621 | 1878.748 | 1913.7379 | 1953.8785 | 1991.6066
CDP1 | QLD | CQ | Other renewable fuels | 0 | 0 | 0 | 0 | 0 | 0 | 0 | 0 | 0 | 0 | 0 | 0 | 0 | 0 | 0 | 0 | 0 | 0 | 0 | 0 | 0 | 0 | 0 | 0 | 0 | 0 | 0 | 0
CDP1 | QLD | CQ | DSP | 0 | 0 | 0 | 0 | 0 | 0 | 0 | 0 | 0 | 0 | 0 | 0 | 0 | 0 | 0 | 0 | 0 | 0 | 0 | 0 | 0 | 0 | 0 | 0 | 0 | 0 | 0 | 0
CDP1 | QLD | CQ | Utility storage load | -47.8925 | -43.6438 | -70.9464 | -162.8982 | -195.0512 | -302.2583 | -218.9434 | -200.8543 | -166.4873 | -200.3597 | -199.7781 | -204.948 | -229.3473 | -247.1318 | -226.4163 | -234.3558 | -219.9522 | -225.0296 | -184.3202 | -178.3653 | -144.8726 | -155.9298 | -196.8142 | -112.5353 | -206.8856 | -1715.6719 | -1723.6097 | -2842.2507
CDP1 | QLD | CQ | Coordinated CER storage load | -3.3995 | -4.477 | -5.6581 | -7.1698 | -8.8349 | -10.8118 | -13.1731 | -16.3078 | -18.3446 | -24.3424 | -29.3645 | -37.1841 | -44.5908 | -52.8218 | -62.9024 | -70.9862 | -78.941 | -88.8562 | -105.1562 | -120.4893 | -123.2761 | -146.6222 | -165.3911 | -186.3483 | -212.2337 | -239.161 | -244.7125 | -252.7006
CDP1 | QLD | CQ | Passive CER storage load | -8.3663 | -9.4825 | -10.4898 | -11.6583 | -12.7703 | -13.9503 | -15.5935 | -17.1034 | -18.6254 | -20.2758 | -22.0901 | -24.0291 | -25.9093 | -27.8864 | -29.8687 | -31.8835 | -33.5104 | -35.222 | -36.8449 | -38.5184 | -40.0421 | -41.8653 | -43.7592 | -45.9213 | -47.7414 | -48.9625 | -50.6961 | -52.5612
CDP1 | QLD | SQ | Black coal | 21353.6441 | 21128.2587 | 21428.8715 | 17016.0377 | 15302.4249 | 11484.7863 | 14648.9892 | 13915.0789 | 13682.169 | 8737.4734 | 5151.3903 | 5321.5945 | 5229.7552 | 4760.4211 | 5330.7408 | 5248.5967 | 5285.443 | 5240.9946 | 5294.4118 | 5156.4671 | 5144.6705 | 5071.8134 | 5173.1047 | 4928.0709 | 4879.6571 | 5158.0853 | 5019.562 | 0
CDP1 | QLD | SQ | Mid-merit gas | 1550.1595 | 1930.363 | 417.7273 | 285.8721 | 451.1767 | 236.4257 | 274.5233 | 137.2955 | 541.2229 | 1185.1524 | 1454.0318 | 1386.6682 | 849.1479 | 619.3168 | 457.2612 | 829.7995 | 1061.0423 | 450.1829 | 301.0111 | 392.2367 | 357.8427 | 0 | 0 | 0 | 0 | 0 | 0 | 0
CDP1 | QLD | SQ | Flexible gas with CCS | 0 | 0 | 0 | 0 | 0 | 0 | 0 | 0 | 0 | 0 | 0 | 0 | 0 | 0 | 0 | 0 | 0 | 0 | 0 | 0 | 0 | 0 | 0 | 0 | 0 | 0 | 0 | 0
CDP1 | QLD | SQ | Flexible gas | 74.0082 | 34.4654 | 4.4569 | 14.0808 | 13.0398 | 104.2306 | 133.077 | 18.7614 | 24.2607 | 99.6235 | 556.3763 | 339.8343 | 824.5933 | 679.4173 | 500.7504 | 1394.0526 | 4366.7889 | 3181.4342 | 3271.225 | 4300.1962 | 3722.3767 | 4370.0674 | 5474.0807 | 5402.6373 | 2953.0608 | 1867.5335 | 4374.5359 | 4706.5845
CDP1 | QLD | SQ | Hydro | 0 | 0 | 0 | 0 | 0 | 0 | 0 | 0 | 0 | 0 | 0 | 0 | 0 | 0 | 0 | 0 | 0 | 0 | 0 | 0 | 0 | 0 | 0 | 0 | 0 | 0 | 0 | 0
CDP1 | QLD | SQ | Utility storage | 1248.3726 | 1177.7989 | 1092.4858 | 1077.1042 | 1323.3615 | 1983.525 | 1539.2908 | 1450.0259 | 4222.5707 | 5779.5999 | 5737.592 | 6112.3353 | 6192.5056 | 6376.4735 | 6268.1737 | 6185.0276 | 5740.0951 | 5708.1453 | 6132.0652 | 6199.9205 | 5306.6168 | 5552.6878 | 6265.6342 | 6615.2331 | 6815.9932 | 8007.0017 | 7904.2054 | 7980.4767
CDP1 | QLD | SQ | Coordinated CER storage | 17.9841 | 23.81 | 30.5316 | 38.6802 | 47.9653 | 59.2569 | 72.4256 | 89.4252 | 98.8557 | 129.9611 | 156.4118 | 193.6701 | 231.0112 | 273.9998 | 324.5283 | 365.818 | 406.4433 | 447.9336 | 521.2513 | 601.9743 | 621.3553 | 729.0683 | 816.1566 | 921.1544 | 1043.38 | 1187.9951 | 1183.0144 | 1265.7738
CDP1 | QLD | SQ | Passive CER storage | 38.5258 | 43.8968 | 49.0034 | 54.5739 | 60.1823 | 66.4877 | 74.7743 | 82.1543 | 89.5117 | 97.9153 | 106.4969 | 116.2022 | 125.6895 | 135.4263 | 145.4256 | 156.0927 | 163.6411 | 172.4096 | 179.9223 | 187.9841 | 195.7875 | 204.5517 | 214.2855 | 225.8 | 234.2198 | 240.7642 | 250.8429 | 259.8486
CDP1 | QLD | SQ | Offshore wind | 0 | 0 | 0 | 0 | 0 | 0 | 0 | 0 | 0 | 0 | 0 | 0 | 0 | 0 | 0 | 0 | 0 | 0 | 0 | 0 | 0 | 0 | 0 | 0 | 0 | 0 | 0 | 0
CDP1 | QLD | SQ | Wind | 4637.2881 | 6193.0228 | 6567.808 | 11517.3841 | 13908.7623 | 14045.1629 | 13496.6766 | 13263.5818 | 13821.5244 | 12788.3007 | 15797.5172 | 14848.6084 | 15319.4934 | 16081.5632 | 16905.5948 | 15395.3079 | 16319.7362 | 16789.4444 | 16111.646 | 16131.5963 | 14865.9728 | 14465.1531 | 14671.7774 | 13979.3242 | 23735.3435 | 22389.4079 | 21977.6691 | 23538.3907
CDP1 | QLD | SQ | Utility solar | 4588.7096 | 4800.9551 | 4776.6792 | 4628.4325 | 4554.3193 | 4820.0808 | 3820.5088 | 4303.864 | 5098.4527 | 10416.2207 | 11752.6566 | 14087.4942 | 13720.3738 | 13972.507 | 14019.2029 | 14294.0938 | 13636.2082 | 12807.6515 | 15661.2169 | 16836.3778 | 13830.1022 | 17215.5976 | 16658.5175 | 18598.809 | 17940.198 | 22198.1597 | 22087.4805 | 23435.8135
CDP1 | QLD | SQ | Distributed PV | 5990.8471 | 6184.3421 | 6391.0577 | 6675.4064 | 6948.9149 | 7246.6104 | 7553.5439 | 7854.8235 | 8099.4155 | 8344.1878 | 8574.7168 | 8791.3445 | 8944.2099 | 9112.954 | 9288.9666 | 9482.3526 | 9632.6932 | 9808.7105 | 9994.2533 | 10193.5007 | 10350.6777 | 10536.484 | 10729.2197 | 10938.4931 | 11106.4424 | 11313.678 | 11537.6324 | 11787.4518
CDP1 | QLD | SQ | Other renewable fuels | 0 | 0 | 0 | 0 | 0 | 0 | 0 | 0 | 0 | 0 | 0 | 0 | 0 | 0 | 0 | 0 | 0 | 0 | 0 | 0 | 0 | 0 | 0 | 0 | 0 | 0 | 457.9334 | 324.1479
CDP1 | QLD | SQ | DSP | 5.7317e-07 | 6.0135e-07 | 6.4846e-07 | 8.4392e-07 | 1.0831e-06 | 1.781e-06 | 0.93956 | 0.56303 | 1.2231e-06 | 1.4194e-06 | 6.4415 | 2.3085 | 2.4898 | 1.6976 | 1.5675 | 2.2425 | 26.779 | 13.9078 | 2.1588 | 3.5285 | 6.0165 | 0.21423 | 8.439 | 0.47611 | 12.1265 | 3.0832 | 33.4071 | 102.9
CDP1 | QLD | SQ | Utility storage load | -1688.2922 | -1545.3543 | -1410.0742 | -1378.2475 | -1764.3014 | -2721.3755 | -2014.0885 | -1888.7593 | -5478.2969 | -7629.0586 | -7502.8557 | -7976.6309 | -8148.6702 | -8374.151 | -8251.5815 | -8082.5359 | -7543.4777 | -7510.7066 | -8025.1602 | -8196.0491 | -6961.894 | -7282.6519 | -8166.6986 | -8700.2427 | -8902.6186 | -10344.3616 | -10262.7181 | -10391.751
CDP1 | QLD | SQ | Coordinated CER storage load | -17.9841 | -23.81 | -30.55 | -38.6849 | -47.9708 | -59.2282 | -74.1043 | -93.8065 | -102.3399 | -141.5232 | -172.6654 | -218.7131 | -264.9887 | -318.5623 | -382.9022 | -431.6579 | -481.9496 | -533.5693 | -627.6503 | -736.1074 | -750.3055 | -894.4581 | -1007.1086 | -1145.4097 | -1305.2115 | -1499.5338 | -1487.6452 | -1595.1951
CDP1 | QLD | SQ | Passive CER storage load | -44.3668 | -50.498 | -56.4569 | -62.687 | -69.1038 | -76.3172 | -85.6279 | -94.3651 | -102.9273 | -112.1632 | -122.3762 | -133.4555 | -144.0599 | -155.4718 | -166.9135 | -178.4222 | -187.5884 | -197.0317 | -206.0993 | -215.394 | -223.8881 | -234.3118 | -245.2308 | -257.7243 | -268.2238 | -275.5925 | -285.8727 | -296.8927
CDP1 | VIC | VIC | Brown coal | 32180.7418 | 28061.6012 | 27405.7253 | 24205.5175 | 18311.3226 | 15085.8748 | 16301.0097 | 13350.9255 | 10013.1595 | 6189.7827 | 2859.2463 | 3496.1475 | 3473.305 | 3000.212 | 3587.4404 | 3341.8326 | 3418.7662 | 3327.2035 | 3380.3358 | 3453.4622 | 3217.4717 | 3442.9577 | 3446.5051 | 0 | 0 | 0 | 0 | 0
CDP1 | VIC | VIC | Mid-merit gas | 76.7713 | 131.3434 | 70.4104 | 56.7202 | 0 | 0 | 0 | 0 | 0 | 0 | 0 | 0 | 0 | 0 | 0 | 0 | 0 | 0 | 0 | 0 | 0 | 0 | 0 | 0 | 0 | 0 | 0 | 0
CDP1 | VIC | VIC | Flexible gas with CCS | 0 | 0 | 0 | 0 | 0 | 0 | 0 | 0 | 0 | 0 | 0 | 0 | 0 | 0 | 0 | 0 | 0 | 0 | 0 | 0 | 0 | 0 | 0 | 0 | 0 | 0 | 0 | 0
CDP1 | VIC | VIC | Flexible gas | 49.1853 | 92.1763 | 41.6612 | 33.8232 | 286.0125 | 63.9002 | 25.252 | 1.655e-06 | 1.1854e-06 | 64.0279 | 26.0156 | 7.1284 | 65.903 | 99.3216 | 54.451 | 57.5547 | 197.0927 | 198.7092 | 229.7971 | 371.7161 | 209.4939 | 201.9695 | 388.8614 | 453.1014 | 450.8513 | 196.3773 | 680.2468 | 797.1127
CDP1 | VIC | VIC | Hydro | 2506.0707 | 1230.2482 | 1311.5532 | 3419.4502 | 2072.8727 | 4023.035 | 2212.0765 | 1002.0021 | 3103.4151 | 3378.8434 | 3494.2704 | 2552.3947 | 2595.8092 | 1628.6239 | 2302.0353 | 2177.2146 | 3421.7709 | 2155.1444 | 2038.4516 | 2172.7124 | 2180.7904 | 1901.4431 | 2478.0671 | 2602.9503 | 3075.5638 | 2430.4508 | 2866.712 | 2045.2331
CDP1 | VIC | VIC | Utility storage | 391.7374 | 1149.2797 | 1919.2221 | 2611.7681 | 2988.1524 | 3882.6323 | 3247.0725 | 4072.6774 | 4145.4008 | 4045.4599 | 4265.0485 | 3949.104 | 4606.1095 | 5338.9685 | 5316.8105 | 6068.1618 | 5356.2063 | 5125.7178 | 5187.7684 | 4863.4099 | 5033.9735 | 4444.8989 | 3938.5469 | 3727.3107 | 3923.9405 | 3720.3711 | 3186.2223 | 3210.3489
CDP1 | VIC | VIC | Coordinated CER storage | 46.2618 | 62.9965 | 81.0092 | 102.3057 | 127.8222 | 157.1067 | 184.5804 | 218.3285 | 258.0627 | 301.2492 | 351.0332 | 417.1173 | 483.9653 | 570.2471 | 653.5422 | 743.6308 | 828.698 | 921.1843 | 1017.317 | 1144.2759 | 1249.0334 | 1399.0497 | 1570.5551 | 1721.9876 | 1876.8995 | 2043.1569 | 2108.2061 | 2293.9764
CDP1 | VIC | VIC | Passive CER storage | 93.9153 | 103.8346 | 113.4315 | 124.1343 | 134.0189 | 145.1892 | 159.9523 | 173.6821 | 187.2958 | 202.3336 | 217.0562 | 234.2369 | 249.6964 | 267.2425 | 284.5038 | 301.8728 | 315.2069 | 328.6875 | 342.6232 | 356.7102 | 370.6288 | 384.4636 | 401.0884 | 417.2939 | 433.7507 | 444.3685 | 460.5946 | 476.6569
CDP1 | VIC | VIC | Offshore wind | 0 | 0 | 0 | 0 | 0 | 0 | 4006.937 | 7928.9476 | 10433.8921 | 13182.9074 | 15265.1743 | 19336.9424 | 23639.6406 | 28452.0332 | 31551.6569 | 36573.1372 | 36750.4895 | 36719.3072 | 35107.7136 | 33985.6264 | 34667.0894 | 34865.756 | 34996.7121 | 37226.6318 | 34310.866 | 34505.68 | 35605.7332 | 37303.0366
CDP1 | VIC | VIC | Wind | 13664.9321 | 17097.8141 | 16272.5909 | 17161.3477 | 20147.354 | 21399.6981 | 20863.0984 | 22364.3627 | 21403.4073 | 22374.5304 | 20725.4917 | 20146.7237 | 19821.6677 | 20363.5788 | 19295.4623 | 19343.2929 | 18768.4544 | 18638.0029 | 17631.0222 | 16297.5955 | 15425.5941 | 13880.9024 | 13244.702 | 13566.4331 | 14122.6963 | 16038.182 | 15828.5096 | 16737.2382
CDP1 | VIC | VIC | Utility solar | 2573.7028 | 3074.5224 | 3401.8769 | 3593.1748 | 3562.5974 | 3639.7096 | 3163.3966 | 3201.2551 | 3295.7135 | 3270.7466 | 3869.3273 | 3682.9178 | 3476.7646 | 3580.9926 | 3608.0164 | 3361.8272 | 3437.5438 | 3317.7005 | 3287.7528 | 5127.9786 | 6105.0262 | 6463.5546 | 6556.6604 | 6120.2233 | 6431.8226 | 5639.1305 | 5195.8469 | 5086.1993
CDP1 | VIC | VIC | Distributed PV | 6087.2788 | 6684.1854 | 7294.8864 | 7984.2026 | 8627.0949 | 9196.1307 | 9725.6838 | 10200.0096 | 10651.3504 | 11059.654 | 11465.7127 | 11844.9384 | 12143.6943 | 12364.7146 | 12587.537 | 12816.1806 | 13025.347 | 13207.514 | 13417.6849 | 13652.8559 | 13870.6821 | 14058.9828 | 14279.9745 | 14546.9466 | 14826.3072 | 15089.7889 | 15385.7563 | 15709.2989
CDP1 | VIC | VIC | Other renewable fuels | 0 | 0 | 0 | 0 | 0 | 0 | 0 | 0 | 0 | 0 | 0 | 0 | 0 | 0 | 0 | 0 | 0 | 0 | 0 | 0 | 0 | 0 | 0 | 0 | 0 | 0 | 453.0864 | 256.268
CDP1 | VIC | VIC | DSP | 0.032001 | 5.8351e-07 | 6.1977e-07 | 8.0294e-07 | 1.188 | 26.2799 | 24.2447 | 1.0512e-06 | 1.2961e-06 | 10.7291 | 17.699 | 7.0342 | 16.349 | 11.8845 | 9.6309 | 8.421 | 62.9351 | 18.3064 | 10.019 | 20.412 | 12.343 | 3.3955 | 11.543 | 21.465 | 31.3326 | 11.2385 | 86.7215 | 48.82
CDP1 | VIC | VIC | Utility storage load | -466.3541 | -1368.0639 | -2288.3135 | -3101.9178 | -3551.0148 | -4606.8237 | -3858.3317 | -4843.9164 | -4924.5271 | -4817.507 | -5061.5215 | -4694.4624 | -5485.1474 | -6338.9268 | -6321.7258 | -7215.7121 | -6368.5727 | -6094.0838 | -6167.8114 | -5791.2066 | -6093.7408 | -5405.9443 | -4795.018 | -4570.3713 | -4795.6785 | -4571.5546 | -3937.729 | -3989.4815
CDP1 | VIC | VIC | Coordinated CER storage load | -46.2618 | -62.9965 | -81.0586 | -102.3185 | -127.8379 | -157.0287 | -186.7255 | -224.3383 | -269.1612 | -318.6324 | -374.2173 | -453.2993 | -532.758 | -637.5428 | -739.3163 | -847.0267 | -950.2728 | -1063.0149 | -1181.0117 | -1344.1521 | -1464.9023 | -1663.0836 | -1874.2135 | -2070.9422 | -2256.8022 | -2472.6483 | -2547.4551 | -2797.9492
CDP1 | VIC | VIC | Passive CER storage load | -111.762 | -123.3463 | -134.8604 | -147.2779 | -159.5703 | -173.272 | -189.9108 | -206.4594 | -222.8042 | -240.197 | -258.543 | -279.5154 | -296.8716 | -318.266 | -338.6938 | -358.4818 | -376.3814 | -390.4669 | -407.5393 | -424.3066 | -440.6446 | -458.2816 | -479.2543 | -495.4081 | -516.2532 | -529.291 | -547.2171 | -568.9661
CDP1 | SA | CSA | Mid-merit gas | 1825.2765 | 2304.3099 | 1228.74 | 994.0969 | 1619.4494 | 887.6214 | 17.3842 | 4.6536 | 0.025952 | 79.8949 | 41.602 | 25.7995 | 137.1424 | 0 | 0 | 0 | 0 | 0 | 0 | 0 | 0 | 0 | 0 | 0 | 0 | 0 | 0 | 0
CDP1 | SA | CSA | Flexible gas with CCS | 0 | 0 | 0 | 0 | 0 | 0 | 0 | 0 | 0 | 0 | 0 | 0 | 0 | 0 | 0 | 0 | 0 | 0 | 0 | 0 | 0 | 0 | 0 | 0 | 0 | 0 | 0 | 0
CDP1 | SA | CSA | Flexible gas | 5.8124 | 4.241 | 46.3494 | 16.5491 | 12.1174 | 124.1295 | 276.1428 | 233.1548 | 482.5067 | 750.5539 | 670.1624 | 735.6848 | 1172.7398 | 622.5927 | 418.6593 | 751.3823 | 1133.7259 | 984.4937 | 1206.0154 | 1903.7959 | 1172.3883 | 1248.2725 | 1160.1457 | 699.3524 | 774.4243 | 440.922 | 978.0897 | 555.4794
CDP1 | SA | CSA | Hydro | 0 | 0 | 0 | 0 | 0 | 0 | 0 | 0 | 0 | 0 | 0 | 0 | 0 | 0 | 0 | 0 | 0 | 0 | 0 | 0 | 0 | 0 | 0 | 0 | 0 | 0 | 0 | 0
CDP1 | SA | CSA | Utility storage | 512.2775 | 658.4927 | 994.9216 | 1992.2624 | 2341.4097 | 2921.421 | 1622.9199 | 1667.9624 | 1667.9642 | 1667.0539 | 1590.8269 | 1574.6365 | 1780.7605 | 1954.5392 | 1877.1869 | 1897.3646 | 1828.0913 | 1883.2487 | 2037.0165 | 1735.5069 | 1568.4797 | 1354.6891 | 1192.9042 | 1905.7419 | 1888.8517 | 2159.5097 | 2176.6733 | 2269.7271
CDP1 | SA | CSA | Coordinated CER storage | 190.16 | 211.6131 | 232.1252 | 256.2181 | 280.1329 | 308.0737 | 332.6631 | 360.3976 | 389.8295 | 421.5194 | 457.0549 | 494.5279 | 531.2152 | 574.3077 | 617.0288 | 658.6721 | 695.6657 | 733.761 | 773.9587 | 829.6526 | 883.3807 | 946.8835 | 1008.4261 | 1047.9538 | 1113.1217 | 1157.6776 | 1185.1705 | 1227.9949
CDP1 | SA | CSA | Passive CER storage | 64.0325 | 68.5121 | 72.874 | 77.7255 | 81.7137 | 86.0408 | 91.1661 | 95.9927 | 100.5806 | 105.8509 | 110.6315 | 116.1445 | 120.6524 | 126.1011 | 130.3051 | 135.7589 | 139.2271 | 142.3883 | 145.3068 | 148.8519 | 151.4968 | 154.3978 | 158.1308 | 162.327 | 164.8392 | 167.039 | 171.4898 | 175.3662
CDP1 | SA | CSA | Offshore wind | 0 | 0 | 0 | 0 | 0 | 0 | 0 | 0 | 0 | 0 | 0 | 0 | 0 | 0 | 0 | 0 | 0 | 0 | 0 | 0 | 0 | 0 | 0 | 0 | 0 | 0 | 0 | 0
CDP1 | SA | CSA | Wind | 7211.5252 | 7515.8056 | 7250.5298 | 7659.9509 | 8772.9292 | 8017.0233 | 7749.9725 | 8306.2023 | 8259.4122 | 8750.5143 | 8191.6804 | 8184.785 | 7164.2656 | 8115.6121 | 8644.0431 | 7158.3882 | 8690.9508 | 9088.0385 | 8908.9469 | 7588.8629 | 7329.8017 | 7103.9993 | 7524.6324 | 10098.071 | 9719.1198 | 9723.2929 | 9164.7843 | 10482.903
CDP1 | SA | CSA | Utility solar | 1169.7054 | 1233.7356 | 1830.7279 | 1677.555 | 1844.6628 | 1717.6083 | 1782.5026 | 1848.1049 | 1900.3824 | 1893.7917 | 2272.9522 | 2317.8463 | 2221.7226 | 2238.1103 | 2346.3596 | 2380.1884 | 2795.5534 | 2639.0694 | 2755.333 | 3783.1994 | 5644.4394 | 5870.8251 | 5565.3649 | 5280.6714 | 5468.6303 | 5495.6077 | 5355.4801 | 5490.9885
CDP1 | SA | CSA | Distributed PV | 3190.3631 | 3260.7863 | 3336.7919 | 3466.2875 | 3610.9779 | 3765.142 | 3919.0203 | 4056.501 | 4171.4374 | 4282.9871 | 4387.5614 | 4474.6656 | 4540.4368 | 4615.8937 | 4699.0323 | 4777.1158 | 4844.1539 | 4922.1799 | 5007.7115 | 5086.4132 | 5151.8572 | 5229.3602 | 5315.6498 | 5398.0969 | 5468.4064 | 5549.6338 | 5639.0507 | 5724.3107
CDP1 | SA | CSA | Other renewable fuels | 0 | 0 | 0 | 0 | 0 | 0 | 0 | 0 | 0 | 0 | 0 | 0 | 0 | 0 | 0 | 0 | 0 | 0 | 0 | 0 | 0 | 0 | 0 | 0 | 0 | 0 | 0 | 0
CDP1 | SA | CSA | DSP | 0.18 | 5.8875e-07 | 6.5102e-07 | 8.3873e-07 | 0.96 | 26.9706 | 21.3216 | 1.0854e-06 | 1.3741e-06 | 7.4548 | 15.6703 | 9.0522 | 18.0112 | 12.6592 | 6.0317 | 10.4561 | 50.4697 | 14.9223 | 7.8273 | 12.3442 | 9.6522 | 1.653 | 10.2451 | 11.4285 | 16.1045 | 6.156 | 53.9716 | 29.618
CDP1 | SA | CSA | Utility storage load | -609.8544 | -783.5928 | -1184.4413 | -2375.1874 | -2787.4445 | -3474.5505 | -1932.08 | -1987.2188 | -1984.1909 | -1988.012 | -1890.484 | -1874.599 | -2122.922 | -2323.9391 | -2238.1752 | -2255.4155 | -2176.3357 | -2242.0011 | -2425.0609 | -2068.7738 | -1864.626 | -1614.6553 | -1417.7021 | -2251.2259 | -2224.4176 | -2549.3744 | -2559.0561 | -2674.3466
CDP1 | SA | CSA | Coordinated CER storage load | -190.16 | -211.6131 | -232.1252 | -256.3737 | -280.1476 | -307.9035 | -333.161 | -361.9435 | -392.277 | -425.904 | -463.0033 | -503.4028 | -543.1976 | -591.2285 | -639.5582 | -683.7036 | -724.9241 | -767.1359 | -811.718 | -879.9606 | -941.7064 | -1021.3918 | -1091.1789 | -1135.2068 | -1213.6999 | -1266.69 | -1293.3738 | -1348.778
CDP1 | SA | CSA | Passive CER storage load | -74.5534 | -80.106 | -84.9062 | -90.0868 | -94.711 | -99.6282 | -104.9721 | -111.2405 | -116.5182 | -121.7649 | -127.6009 | -133.8318 | -139.592 | -144.8715 | -150.319 | -155.3538 | -159.9965 | -162.6779 | -167.2472 | -170.8245 | -173.1506 | -176.6843 | -181.1201 | -184.9918 | -188.5654 | -191.4455 | -195.1885 | -200.2795
CDP1 | SA | SESA | Mid-merit gas | 0 | 0 | 0 | 0 | 0 | 0 | 0 | 0 | 0 | 0 | 0 | 0 | 0 | 0 | 0 | 0 | 0 | 0 | 0 | 0 | 0 | 0 | 0 | 0 | 0 | 0 | 0 | 0
CDP1 | SA | SESA | Flexible gas with CCS | 0 | 0 | 0 | 0 | 0 | 0 | 0 | 0 | 0 | 0 | 0 | 0 | 0 | 0 | 0 | 0 | 0 | 0 | 0 | 0 | 0 | 0 | 0 | 0 | 0 | 0 | 0 | 0
CDP1 | SA | SESA | Flexible gas | 0.25151 | 9.5e-09 | 0.84091 | 1.3986e-07 | 1.469e-07 | 1.006 | 3.2019 | 9.9005e-07 | 1.7974e-06 | 2.1189 | 4.9285 | 0 | 0 | 0 | 0 | 0 | 0 | 0 | 0 | 0 | 0 | 0 | 0 | 0 | 0 | 0 | 0 | 0
CDP1 | SA | SESA | Hydro | 0 | 0 | 0 | 0 | 0 | 0 | 0 | 0 | 0 | 0 | 0 | 0 | 0 | 0 | 0 | 0 | 0 | 0 | 0 | 0 | 0 | 0 | 0 | 0 | 0 | 0 | 0 | 0
CDP1 | SA | SESA | Utility storage | 26.5489 | 22.069 | 22.9618 | 24.7342 | 27.2019 | 33.2884 | 26.3501 | 27.8805 | 26.663 | 28.8381 | 4.3883e-05 | 4.4511e-05 | 4.6882e-05 | 6.147e-05 | 6.8015e-05 | 6.8031e-05 | 6.5375e-05 | 6.6549e-05 | 6.4928e-05 | 6.7898e-05 | 0.00012113 | 0.00011721 | 0.00013157 | 109.7721 | 113.1752 | 108.9458 | 109.494 | 116.7335
CDP1 | SA | SESA | Coordinated CER storage | 6.7786 | 7.603 | 8.404 | 9.3339 | 10.2634 | 11.3774 | 12.3835 | 13.4594 | 14.5918 | 15.8511 | 17.4046 | 18.9248 | 20.5349 | 22.2392 | 24.0066 | 25.6921 | 27.2206 | 28.7814 | 30.3668 | 32.6522 | 35.1094 | 37.8966 | 40.4879 | 42.0146 | 44.5833 | 46.6113 | 47.7537 | 49.8492
CDP1 | SA | SESA | Passive CER storage | 2.2874 | 2.4649 | 2.6412 | 2.8343 | 2.9964 | 3.1838 | 3.3933 | 3.5799 | 3.7552 | 3.9661 | 4.1842 | 4.4023 | 4.6087 | 4.8211 | 4.9787 | 5.1883 | 5.3234 | 5.4419 | 5.5432 | 5.6917 | 5.8219 | 5.9481 | 6.0969 | 6.2638 | 6.363 | 6.4511 | 6.627 | 6.8022
CDP1 | SA | SESA | Offshore wind | 0 | 0 | 0 | 0 | 0 | 0 | 0 | 0 | 0 | 0 | 0 | 0 | 0 | 0 | 0 | 0 | 0 | 0 | 0 | 0 | 0 | 0 | 0 | 0 | 0 | 0 | 0 | 0
CDP1 | SA | SESA | Wind | 749.0536 | 817.4467 | 718.5534 | 795.547 | 2424.9686 | 2354.6371 | 2011.5563 | 2156.9938 | 2099.7838 | 2585.3547 | 2327.7575 | 2161.7327 | 2030.9795 | 2185.3593 | 1841.6319 | 1824.3178 | 1677.4404 | 1793.7778 | 1721.106 | 1638.8084 | 1570.3055 | 1746.0769 | 1636.8226 | 1823.0445 | 1617.5431 | 2268.9532 | 2147.3269 | 2378.9965
CDP1 | SA | SESA | Utility solar | 69.7443 | 68.9695 | 64.0421 | 65.7318 | 61.9616 | 57.1238 | 55.121 | 58.5489 | 64.8521 | 68.4375 | 69.5575 | 56.9086 | 58.856 | 57.5135 | 63.7747 | 64.8333 | 60.4649 | 0 | 0 | 0 | 0 | 0 | 0 | 0 | 0 | 0 | 0 | 0
CDP1 | SA | SESA | Distributed PV | 112.7362 | 116.2125 | 120.7697 | 127.1989 | 133.8742 | 141.6734 | 149.2792 | 155.4422 | 160.67 | 166.3834 | 173.5604 | 178.2911 | 183.9197 | 187.5012 | 190.7562 | 194.3046 | 197.6511 | 200.9791 | 203.7224 | 208.7345 | 214.739 | 219.6259 | 223.1041 | 226.6677 | 229.1829 | 232.2131 | 236.0291 | 242.1829
CDP1 | SA | SESA | Other renewable fuels | 0 | 0 | 0 | 0 | 0 | 0 | 0 | 0 | 0 | 0 | 0 | 0 | 0 | 0 | 0 | 0 | 0 | 0 | 0 | 0 | 0 | 0 | 0 | 0 | 0 | 0 | 0 | 0
CDP1 | SA | SESA | DSP | 0 | 0 | 0 | 0 | 0 | 0 | 0 | 0 | 0 | 0 | 0 | 0 | 0 | 0 | 0 | 0 | 0 | 0 | 0 | 0 | 0 | 0 | 0 | 0 | 0 | 0 | 0 | 0
CDP1 | SA | SESA | Utility storage load | -31.6058 | -26.2727 | -27.3355 | -29.5022 | -32.3832 | -39.5723 | -31.3692 | -33.214 | -31.7186 | -34.331 | -5.1124e-05 | -5.1991e-05 | -5.4852e-05 | -7.2072e-05 | -7.9833e-05 | -7.9639e-05 | -7.6649e-05 | -7.81e-05 | -7.6163e-05 | -7.9501e-05 | -0.00014206 | -0.00013735 | -0.00015384 | -129.2876 | -132.9775 | -128.4297 | -128.5329 | -137.3199
CDP1 | SA | SESA | Coordinated CER storage load | -6.7786 | -7.603 | -8.404 | -9.3395 | -10.264 | -11.3711 | -12.4067 | -13.5298 | -14.7084 | -16.0586 | -17.6903 | -19.3463 | -21.1012 | -23.0362 | -25.08 | -26.9001 | -28.6371 | -30.4147 | -32.217 | -35.0243 | -37.88 | -41.4031 | -44.4032 | -46.1142 | -49.2469 | -51.6775 | -52.7789 | -55.5286
CDP1 | SA | SESA | Passive CER storage load | -2.6632 | -2.882 | -3.0773 | -3.2851 | -3.473 | -3.6866 | -3.9072 | -4.1485 | -4.3502 | -4.5623 | -4.826 | -5.0727 | -5.3322 | -5.5387 | -5.7434 | -5.9371 | -6.1175 | -6.2173 | -6.3802 | -6.5319 | -6.654 | -6.8067 | -6.9833 | -7.1384 | -7.2789 | -7.3936 | -7.5428 | -7.7685
CDP1 | TAS | TAS | Mid-merit gas | 0 | 0 | 0 | 0 | 0 | 0 | 0 | 0 | 0 | 0 | 0 | 0 | 0 | 0 | 0 | 0 | 0 | 0 | 0 | 0 | 0 | 0 | 0 | 0 | 0 | 0 | 0 | 0
CDP1 | TAS | TAS | Flexible gas with CCS | 0 | 0 | 0 | 0 | 0 | 0 | 0 | 0 | 0 | 0 | 0 | 0 | 0 | 0 | 0 | 0 | 0 | 0 | 0 | 0 | 0 | 0 | 0 | 0 | 0 | 0 | 0 | 0
CDP1 | TAS | TAS | Flexible gas | 0 | 0 | 5.2e-10 | 0 | 0 | 0 | 1.8432e-07 | 6.0721e-07 | 2.62e-06 | 0.1909 | 0.17052 | 8.1769e-07 | 6.7547 | 7.5256 | 1.0048e-06 | 0.016435 | 0.73359 | 1.0128 | 0.7578 | 2.9758 | 1.6791 | 5.5386e-07 | 1.7711e-06 | 9.8825e-07 | 2.5853 | 1.0013e-06 | 9.9109e-07 | 1.2671e-06
CDP1 | TAS | TAS | Hydro | 8887.2723 | 9653.1629 | 6787.876 | 6690.1033 | 6199.7546 | 5828.104 | 7908.9754 | 8473.5498 | 7441.9202 | 8654.3984 | 8610.2989 | 7697.2701 | 8975.1839 | 7585.4617 | 8419.3398 | 8388.0316 | 7686.7898 | 7572.519 | 8431.0454 | 6483.6684 | 9079.7868 | 8529.8256 | 7112.8676 | 8025.546 | 7467.738 | 7971.8697 | 8675.6398 | 7152.0254
CDP1 | TAS | TAS | Utility storage | 0 | 0 | 0 | 2.9359e-05 | 3.5104e-05 | 4.0619e-05 | 6.3501e-05 | 7.1086e-05 | 0.00011032 | 0.00011636 | 0.00010153 | 0.00010662 | 3.7837 | 121.3158 | 134.0738 | 142.9295 | 137.7772 | 141.8639 | 433.5868 | 1088.9008 | 1854.2541 | 1687.0511 | 2020.2998 | 1985.5415 | 1952.2994 | 1959.8942 | 1921.8137 | 1918.0432
CDP1 | TAS | TAS | Coordinated CER storage | 2.5736 | 3.5352 | 4.6056 | 5.9576 | 7.417 | 9.3022 | 10.677 | 12.1206 | 14.0021 | 15.9338 | 18.3776 | 21.2627 | 25.193 | 28.925 | 33.1537 | 37.9247 | 42.3742 | 47.7773 | 51.574 | 58.5287 | 61.5048 | 67.4928 | 79.1135 | 86.7029 | 95.0685 | 100.0524 | 105.7619 | 113.0374
CDP1 | TAS | TAS | Passive CER storage | 6.2553 | 6.8442 | 7.491 | 8.1837 | 8.8138 | 9.6277 | 10.5227 | 11.3683 | 12.1904 | 13.1008 | 14.0214 | 15.0123 | 15.866 | 16.9658 | 17.9051 | 18.9456 | 19.7579 | 20.3609 | 21.0618 | 21.7684 | 22.4051 | 23.1637 | 23.9385 | 24.7927 | 25.5449 | 25.8603 | 26.7151 | 27.6923
CDP1 | TAS | TAS | Offshore wind | 0 | 0 | 0 | 0 | 0 | 0 | 0 | 0 | 0 | 0 | 0 | 0 | 0 | 0 | 0 | 0 | 0 | 0 | 0 | 0 | 0 | 0 | 0 | 0 | 0 | 0 | 0 | 0
CDP1 | TAS | TAS | Wind | 1975.3545 | 2174.808 | 3998.3921 | 4688.0598 | 5370.326 | 6033.8465 | 6517.9022 | 7009.547 | 7503.4542 | 7996.5659 | 8491.4886 | 8992.5147 | 9505.1038 | 10021.8944 | 10538.9463 | 11055.6913 | 9092.9676 | 8996.845 | 8752.6656 | 9307.8372 | 9294.7703 | 9473.6216 | 9143.5651 | 9550.1049 | 9157.9248 | 8878.0724 | 8397.8023 | 8369.706
CDP1 | TAS | TAS | Utility solar | 0 | 0 | 0 | 0 | 0 | 0 | 0 | 0 | 0 | 0 | 0 | 0 | 0 | 0 | 0 | 0 | 0 | 0 | 0 | 0 | 0 | 0 | 0 | 0 | 0 | 0 | 0 | 0
CDP1 | TAS | TAS | Distributed PV | 307.0088 | 319.0286 | 332.2165 | 365.6975 | 409.1203 | 455.4526 | 495.5483 | 526.8219 | 558.336 | 589.4338 | 618.6881 | 640.645 | 653.5031 | 660.943 | 668.1315 | 674.4542 | 680.7325 | 686.9651 | 694.1811 | 700.6574 | 706.8726 | 713.1019 | 720.4898 | 727.215 | 733.6596 | 740.0857 | 747.7693 | 754.9122
CDP1 | TAS | TAS | Other renewable fuels | 0 | 0 | 0 | 0 | 0 | 0 | 0 | 0 | 0 | 0 | 0 | 0 | 0 | 0 | 0 | 0 | 0 | 0 | 0 | 0 | 0 | 0 | 0 | 0 | 0 | 0 | 0 | 0
CDP1 | TAS | TAS | DSP | 5.5452e-07 | 5.4093e-07 | 5.7512e-07 | 5.6185e-07 | 5.8602e-07 | 6.1765e-07 | 7.4837e-07 | 9.2859e-07 | 1.1891e-06 | 0.10946 | 0.1325 | 1.2727e-06 | 0.825 | 0.6 | 0.3775 | 0.2475 | 2.7425 | 0.63 | 0.48 | 0.74721 | 0.315 | 0.035001 | 0.335 | 0.022502 | 0.69 | 1.9171e-06 | 2.7625 | 1.265
CDP1 | TAS | TAS | Utility storage load | 0 | 0 | 0 | -3.4558e-05 | -4.1282e-05 | -4.7827e-05 | -8.1112e-05 | -9.0587e-05 | -0.00013968 | -0.00015133 | -0.00013023 | -0.00013805 | -4.9627 | -159.6418 | -176.2193 | -186.6748 | -182.705 | -188.3817 | -574.3631 | -1440.2368 | -2428.5111 | -2230.4537 | -2627.1284 | -2648.7271 | -2532.6426 | -2582.7193 | -2531.4271 | -2554.9594
CDP1 | TAS | TAS | Coordinated CER storage load | -2.5736 | -3.5352 | -4.6056 | -5.9576 | -7.417 | -9.308 | -10.6946 | -12.2068 | -14.2032 | -16.2883 | -18.9357 | -22.2312 | -26.8227 | -31.2327 | -36.27 | -42.0573 | -47.4854 | -54.2212 | -58.7662 | -67.5693 | -70.5845 | -78.3459 | -93.2379 | -103.1495 | -113.4583 | -119.7092 | -126.7011 | -136.6416
CDP1 | TAS | TAS | Passive CER storage load | -7.4092 | -8.08 | -8.839 | -9.6052 | -10.3749 | -11.3443 | -12.3431 | -13.3696 | -14.321 | -15.3464 | -16.5077 | -17.6666 | -18.6487 | -19.9309 | -21.017 | -22.1822 | -23.2833 | -23.8808 | -24.7761 | -25.5422 | -26.2799 | -27.2697 | -28.1878 | -29.1395 | -30.0052 | -30.3481 | -31.2962 | -32.5547
CDP2 | NSW | NNSW | Black coal | 0 | 0 | 0 | 0 | 0 | 0 | 0 | 0 | 0 | 0 | 0 | 0 | 0 | 0 | 0 | 0 | 0 | 0 | 0 | 0 | 0 | 0 | 0 | 0 | 0 | 0 | 0 | 0
CDP2 | NSW | NNSW | Mid-merit gas | 0 | 0 | 0 | 0 | 0 | 0 | 0 | 0 | 0 | 0 | 0 | 0 | 0 | 0 | 0 | 0 | 0 | 0 | 0 | 0 | 0 | 0 | 0 | 0 | 0 | 0 | 0 | 0
CDP2 | NSW | NNSW | Flexible gas with CCS | 0 | 0 | 0 | 0 | 0 | 0 | 0 | 0 | 0 | 0 | 0 | 0 | 0 | 0 | 0 | 0 | 0 | 0 | 0 | 0 | 0 | 0 | 0 | 0 | 0 | 0 | 0 | 0
CDP2 | NSW | NNSW | Flexible gas | 0 | 0 | 0 | 0 | 0 | 0 | 0 | 0 | 0 | 0 | 0 | 0 | 0 | 0 | 0 | 0 | 0 | 0 | 0 | 0 | 0 | 0 | 0 | 0 | 0 | 0 | 0 | 0
CDP2 | NSW | NNSW | Hydro | 0 | 0 | 0 | 0 | 0 | 0 | 0 | 0 | 0 | 0 | 0 | 0 | 0 | 0 | 0 | 0 | 0 | 0 | 0 | 0 | 0 | 0 | 0 | 0 | 0 | 0 | 0 | 0
CDP2 | NSW | NNSW | Utility storage | 3.9387 | 15.4394 | 452.953 | 901.1328 | 1372.32 | 2760.5566 | 2009.2944 | 2049.4096 | 2315.5761 | 2315.8118 | 2342.7236 | 2430.5233 | 2487.5472 | 2734.7291 | 2629.0953 | 2646.5664 | 2440.7607 | 2417.9443 | 2553.4673 | 2689.6579 | 4824.5318 | 4931.7956 | 4256.0442 | 5307.0291 | 5084.116 | 5326.5135 | 5181.8352 | 6459.9407
CDP2 | NSW | NNSW | Coordinated CER storage | 8.836 | 11.2042 | 14.046 | 16.9348 | 20.3936 | 24.1094 | 27.6189 | 31.8295 | 36.9689 | 43.0026 | 49.4755 | 58.2922 | 67.4861 | 78.467 | 88.6222 | 99.076 | 109.1787 | 117.6467 | 132.446 | 152.4843 | 160.066 | 180.1596 | 208.3628 | 225.217 | 248.0899 | 269.5234 | 275.3048 | 295.7368
CDP2 | NSW | NNSW | Passive CER storage | 18.167 | 19.7177 | 21.1384 | 22.4275 | 23.7008 | 25.0701 | 27.3635 | 29.2103 | 31.0205 | 33.1586 | 35.2223 | 37.5763 | 39.7724 | 41.8629 | 44.1078 | 46.4927 | 48.0454 | 50.12 | 51.7116 | 53.3755 | 55.0278 | 56.7506 | 58.6569 | 61.0185 | 62.4544 | 63.5 | 65.5099 | 67.3883
CDP2 | NSW | NNSW | Offshore wind | 0 | 0 | 0 | 0 | 0 | 0 | 0 | 0 | 0 | 0 | 0 | 0 | 0 | 0 | 0 | 0 | 0 | 0 | 0 | 0 | 0 | 0 | 0 | 0 | 0 | 0 | 0 | 0
CDP2 | NSW | NNSW | Wind | 1306.0013 | 1100.6212 | 1924.4584 | 2153.9163 | 2188.5294 | 10481.8492 | 10610.7752 | 9831.2888 | 10322.0304 | 9567.8023 | 9977.536 | 9830.9814 | 9697.4517 | 9966.6842 | 10019.5846 | 9973.7401 | 14008.0077 | 17967.2487 | 21995.2899 | 21551.3099 | 23391.4227 | 21286.4934 | 21930.1905 | 21003.5843 | 22233.5325 | 22025.9189 | 21519.7882 | 22820.7449
CDP2 | NSW | NNSW | Utility solar | 1716.7924 | 2165.8151 | 2324.0793 | 2246.3897 | 2379.4719 | 3263.5558 | 2811.3975 | 2990.7485 | 3322.2029 | 3815.7202 | 3626.0958 | 3898.9912 | 3533.9557 | 3823.3061 | 3805.905 | 3720.1056 | 3604.4401 | 6051.4765 | 6387.4675 | 8991.5578 | 7785.0549 | 8347.1254 | 8921.514 | 9189.0397 | 8825.3971 | 9278.054 | 8770.1081 | 10112.5566
CDP2 | NSW | NNSW | Distributed PV | 1271.6546 | 1294.9489 | 1311.4241 | 1367.595 | 1455.6654 | 1546.1493 | 1624.3869 | 1687.2326 | 1737.479 | 1785.259 | 1826.8007 | 1862.6349 | 1883.9388 | 1905.6539 | 1925.5478 | 1947.8463 | 1965.8985 | 1986.5372 | 2009.2374 | 2037.7628 | 2057.9774 | 2077.2502 | 2099.9079 | 2127.0346 | 2148.3108 | 2170.1747 | 2198.1127 | 2230.421
CDP2 | NSW | NNSW | Other renewable fuels | 0 | 0 | 0 | 0 | 0 | 0 | 0 | 0 | 0 | 0 | 0 | 0 | 0 | 0 | 0 | 0 | 0 | 0 | 0 | 0 | 0 | 0 | 0 | 0 | 0 | 0 | 445.6917 | 286.1756
CDP2 | NSW | NNSW | DSP | 0 | 0 | 0 | 0 | 0 | 0 | 0 | 0 | 0 | 0 | 0 | 0 | 0 | 0 | 0 | 0 | 0 | 0 | 0 | 0 | 0 | 0 | 0 | 0 | 0 | 0 | 0 | 0
CDP2 | NSW | NNSW | Utility storage load | -4.6475 | -18.3802 | -545.8657 | -1078.5384 | -1642.4956 | -3316.9716 | -2416.5613 | -2473.7938 | -2776.9023 | -2795.1535 | -2817.0866 | -2917.7645 | -2990.4155 | -3289.213 | -3170.546 | -3175.5758 | -2935.8348 | -2908.5068 | -3072.4312 | -3242.3929 | -6062.3274 | -6204.1694 | -5372.2838 | -6831.5384 | -6472.4755 | -6954.4379 | -6713.0627 | -8468.3036
CDP2 | NSW | NNSW | Coordinated CER storage load | -8.836 | -11.2042 | -14.0499 | -16.9412 | -20.3833 | -24.1094 | -27.8436 | -32.4219 | -38.1961 | -45.1411 | -52.3773 | -62.9742 | -74.0382 | -87.5553 | -99.9045 | -112.0611 | -124.3276 | -133.9976 | -152.953 | -179.1348 | -186.6979 | -213.1126 | -249.8845 | -271.4759 | -300.1231 | -328.1127 | -334.5228 | -362.295
CDP2 | NSW | NNSW | Passive CER storage load | -21.5306 | -23.3997 | -25.0516 | -26.5991 | -28.1174 | -29.7514 | -32.3942 | -34.6342 | -36.8836 | -39.2441 | -41.7975 | -44.5888 | -47.2409 | -49.663 | -52.439 | -55.0147 | -57.0178 | -59.3353 | -61.388 | -63.312 | -65.2137 | -67.3475 | -69.6038 | -72.2527 | -74.0459 | -75.4951 | -77.5117 | -80.0111
CDP2 | NSW | CNSW | Black coal | 23977.9255 | 25581.026 | 21876.8745 | 19846.7823 | 18359.1149 | 6235.1396 | 6381.6283 | 9457.4767 | 9745.4715 | 8199.4227 | 8708.4326 | 9114.4199 | 8463.4907 | 7793.1137 | 5587.3276 | 7102.9176 | 0 | 0 | 0 | 0 | 0 | 0 | 0 | 0 | 0 | 0 | 0 | 0
CDP2 | NSW | CNSW | Mid-merit gas | 0 | 0 | 0 | 0 | 0 | 0 | 0 | 0 | 0 | 0 | 0 | 0 | 0 | 0 | 0 | 0 | 0 | 0 | 0 | 0 | 0 | 0 | 0 | 0 | 0 | 0 | 0 | 0
CDP2 | NSW | CNSW | Flexible gas with CCS | 0 | 0 | 0 | 0 | 0 | 0 | 0 | 0 | 0 | 0 | 0 | 0 | 0 | 0 | 0 | 0 | 0 | 0 | 0 | 0 | 0 | 0 | 0 | 0 | 0 | 0 | 0 | 0
CDP2 | NSW | CNSW | Flexible gas | 0 | 0 | 0 | 0 | 0 | 0 | 0 | 0 | 0 | 0 | 0 | 0 | 0 | 0 | 0 | 0 | 0 | 0 | 0 | 0 | 0 | 0 | 0 | 0 | 0 | 0 | 0 | 0
CDP2 | NSW | CNSW | Hydro | 0 | 0 | 0 | 0 | 0 | 0 | 0 | 0 | 0 | 0 | 0 | 0 | 0 | 0 | 0 | 0 | 0 | 0 | 0 | 0 | 0 | 0 | 0 | 0 | 0 | 0 | 0 | 0
CDP2 | NSW | CNSW | Utility storage | 462.6123 | 1129.4848 | 1196.6094 | 2270.7976 | 3422.007 | 4209.9628 | 2497.957 | 2485.389 | 2757.3763 | 2770.8608 | 2816.5398 | 2799.0499 | 3224.5009 | 3427.663 | 3279.6252 | 3184.1342 | 2897.4499 | 3069.6044 | 3275.6226 | 3196.4097 | 2972.8617 | 2021.281 | 2324.1828 | 2023.1994 | 1212.7255 | 1216.6447 | 1236.3341 | 1316.4131
CDP2 | NSW | CNSW | Coordinated CER storage | 3.7233 | 4.7377 | 6.0179 | 7.4792 | 9.7562 | 10.9852 | 12.2622 | 14.4598 | 17.4464 | 20.7175 | 24.0773 | 29.1028 | 34.9387 | 41.6598 | 47.1738 | 53.4575 | 57.732 | 64.4126 | 72.6066 | 83.891 | 89.7566 | 101.8628 | 118.8547 | 129.1001 | 143.902 | 157.3381 | 160.8521 | 174.9294
CDP2 | NSW | CNSW | Passive CER storage | 7.627 | 8.3056 | 8.9956 | 9.6657 | 10.2322 | 10.8691 | 11.909 | 12.8093 | 13.6889 | 14.7028 | 15.7482 | 16.8884 | 18.0026 | 19.0507 | 20.185 | 21.411 | 22.266 | 23.3321 | 24.1695 | 25.0093 | 25.8786 | 26.806 | 27.8186 | 29.0444 | 29.8498 | 30.4411 | 31.4814 | 32.4604
CDP2 | NSW | CNSW | Offshore wind | 0 | 0 | 0 | 0 | 0 | 0 | 0 | 0 | 0 | 0 | 0 | 0 | 0 | 0 | 0 | 0 | 0 | 0 | 0 | 0 | 0 | 0 | 0 | 0 | 0 | 0 | 0 | 0
CDP2 | NSW | CNSW | Wind | 1293.3831 | 1927.0933 | 3925.6821 | 5720.5827 | 15417.5366 | 14953.9693 | 15580.2697 | 14422.8709 | 14689.8962 | 13876.8651 | 14456.38 | 14142.0542 | 13987.4171 | 14897.7956 | 14662.5153 | 15128.4026 | 14796.0148 | 14806.1599 | 14435.4152 | 13677.028 | 14538.9592 | 13434.2354 | 13628.6383 | 12966.5056 | 14066.0398 | 14717.755 | 14398.141 | 15549.0132
CDP2 | NSW | CNSW | Utility solar | 3629.387 | 3910.0048 | 5400.7459 | 5178.7603 | 8606.551 | 9146.4089 | 8207.6783 | 8586.0921 | 9737.6512 | 9774.1803 | 11502.4968 | 11918.7307 | 11298.1444 | 12141.3224 | 12028.5042 | 11756.7291 | 11438.4653 | 10440.5854 | 10863.4272 | 11106.2936 | 9753.2419 | 10139.0139 | 11256.8476 | 13997.3655 | 14570.1493 | 17761.9745 | 17047.4576 | 18178.9847
CDP2 | NSW | CNSW | Distributed PV | 805.7252 | 814.9854 | 829.5535 | 870.8455 | 916.2872 | 974.0498 | 1025.6157 | 1072.6831 | 1112.1573 | 1154.5789 | 1186.7008 | 1211.9352 | 1229.1648 | 1252.0861 | 1268.2638 | 1286.3269 | 1301.3111 | 1324.9373 | 1342.737 | 1359.4079 | 1373.0091 | 1398.259 | 1414.9644 | 1434.2131 | 1452.1522 | 1478.3848 | 1498.0146 | 1518.8237
CDP2 | NSW | CNSW | Other renewable fuels | 0 | 0 | 0 | 0 | 0 | 0 | 0 | 0 | 0 | 0 | 0 | 0 | 0 | 0 | 0 | 0 | 0 | 0 | 0 | 0 | 0 | 0 | 0 | 0 | 0 | 160.5109 | 448.2896 | 284.1056
CDP2 | NSW | CNSW | DSP | 0 | 0 | 0 | 0 | 0 | 0 | 0 | 0 | 0 | 0 | 0 | 0 | 0 | 0 | 0 | 0 | 0 | 0 | 0 | 0 | 0 | 0 | 0 | 0 | 0 | 0 | 0 | 0
CDP2 | NSW | CNSW | Utility storage load | -659.4235 | -1424.3695 | -1485.3371 | -2713.1705 | -4143.3914 | -5140.3979 | -3040.7198 | -3031.7438 | -3351.2849 | -3402.3869 | -3415.7122 | -3413.3625 | -3978.1948 | -4205.0333 | -4019.7885 | -3916.7789 | -3575.8214 | -3769.4106 | -4064.3877 | -3952.3122 | -3655.8592 | -2513.3219 | -2918.6563 | -2596.9473 | -1603.8847 | -1626.1829 | -1685.8903 | -1783.4478
CDP2 | NSW | CNSW | Coordinated CER storage load | -3.7233 | -4.7377 | -6.0196 | -7.482 | -9.7571 | -10.9798 | -12.4154 | -14.8551 | -18.286 | -22.1531 | -26.039 | -32.2425 | -39.4122 | -47.8458 | -54.8191 | -62.2069 | -67.5173 | -75.5382 | -86.2945 | -101.6542 | -108.0284 | -124.4527 | -146.7507 | -160.3362 | -179.1304 | -197.1354 | -201.2243 | -220.2581
CDP2 | NSW | CNSW | Passive CER storage load | -9.0391 | -9.8566 | -10.6609 | -11.4635 | -12.1389 | -12.8986 | -14.0985 | -15.1877 | -16.2762 | -17.4011 | -18.6881 | -20.0401 | -21.3832 | -22.6003 | -23.9976 | -25.3356 | -26.4242 | -27.622 | -28.6922 | -29.6652 | -30.6689 | -31.8114 | -33.0103 | -34.3918 | -35.3899 | -36.1914 | -37.2489 | -38.5407
CDP2 | NSW | SNSW | Black coal | 0 | 0 | 0 | 0 | 0 | 0 | 0 | 0 | 0 | 0 | 0 | 0 | 0 | 0 | 0 | 0 | 0 | 0 | 0 | 0 | 0 | 0 | 0 | 0 | 0 | 0 | 0 | 0
CDP2 | NSW | SNSW | Mid-merit gas | 0 | 0 | 0 | 0 | 0 | 0 | 0 | 0 | 0 | 0 | 0 | 0 | 0 | 0 | 0 | 0 | 0 | 0 | 0 | 0 | 0 | 0 | 0 | 0 | 0 | 0 | 0 | 0
CDP2 | NSW | SNSW | Flexible gas with CCS | 0 | 0 | 0 | 0 | 0 | 0 | 0 | 0 | 0 | 0 | 0 | 0 | 0 | 0 | 0 | 0 | 0 | 0 | 0 | 0 | 0 | 0 | 0 | 0 | 0 | 0 | 0 | 0
CDP2 | NSW | SNSW | Flexible gas | 0 | 4.535e-09 | 5.25e-08 | 1.3421e-07 | 1.5964 | 1.6627 | 10.4357 | 5.6292e-07 | 7.6237e-07 | 1.5499e-06 | 12.2728 | 1.0709e-06 | 14.4496 | 1.652 | 6.6517e-07 | 1.0992e-06 | 10.6621 | 13.3298 | 0.63597 | 25.6898 | 0 | 0 | 0 | 0 | 0 | 0 | 0 | 0
CDP2 | NSW | SNSW | Hydro | 2789.2605 | 1140.9773 | 1615.567 | 4880.4965 | 3827.2365 | 6506.862 | 2256.8189 | 2158.917 | 3268.0569 | 3934.3089 | 3517.3074 | 3111.5094 | 3390.7565 | 2380.3624 | 2160.9576 | 2691.5934 | 3790.1519 | 3340.2702 | 3020.4391 | 3169.111 | 2381.0459 | 3066.4711 | 2964.3918 | 3087.2618 | 3163.399 | 2678.3167 | 3381.2483 | 2427.9208
CDP2 | NSW | SNSW | Utility storage | 223.4601 | 322.5661 | 326.2152 | 391.2043 | 954.7254 | 2191.2586 | 5348.1526 | 4993.8774 | 5311.6181 | 5630.6187 | 5259.1852 | 5259.9062 | 5664.9534 | 5828.5218 | 5886.384 | 5737.7237 | 5762.9142 | 5714.7656 | 5967.102 | 5531.5882 | 5752.5231 | 5076.9052 | 5621.1071 | 5422.6322 | 5468.4642 | 5493.3358 | 5847.3731 | 5652.9533
CDP2 | NSW | SNSW | Coordinated CER storage | 7.4489 | 9.5535 | 12.1565 | 15.0223 | 18.3745 | 22.1355 | 25.4198 | 29.2904 | 34.0067 | 39.4881 | 45.6126 | 53.763 | 62.4627 | 72.8249 | 82.9383 | 93.2046 | 102.9843 | 113.0509 | 127.1198 | 147.2964 | 160.0662 | 178.0827 | 206.0357 | 224.4464 | 250.0021 | 272.7688 | 280.8161 | 304.4289
CDP2 | NSW | SNSW | Passive CER storage | 15.3225 | 16.8139 | 18.2962 | 19.9476 | 21.4747 | 23.0167 | 25.293 | 27.1321 | 28.9755 | 31.0951 | 33.189 | 35.5698 | 37.8779 | 40.0969 | 42.4832 | 44.9811 | 46.6541 | 48.8145 | 50.5218 | 52.2984 | 54.1283 | 56.0857 | 58.256 | 60.8935 | 62.5963 | 63.9327 | 66.2023 | 68.3467
CDP2 | NSW | SNSW | Offshore wind | 0 | 0 | 0 | 0 | 0 | 0 | 0 | 0 | 0 | 0 | 0 | 0 | 0 | 0 | 0 | 0 | 0 | 0 | 0 | 0 | 0 | 0 | 0 | 0 | 0 | 0 | 0 | 0
CDP2 | NSW | SNSW | Wind | 5481.1894 | 5963.2762 | 7205.1654 | 9195.0511 | 9073.1183 | 8434.117 | 8662.2445 | 8309.4889 | 8386.2537 | 8773.2306 | 8022.6483 | 8405.2378 | 7982.6995 | 8491.8627 | 8327.5101 | 8510.5001 | 7852.2238 | 7719.849 | 7651.9999 | 6259.285 | 6620.7823 | 5586.6691 | 5336.0301 | 5513.5372 | 4158.622 | 4374.1988 | 4135.8782 | 4524.2686
CDP2 | NSW | SNSW | Utility solar | 4559.7503 | 5484.7509 | 6110.6981 | 7485.5035 | 7430.9142 | 7681.4459 | 6947.2655 | 7393.8528 | 7806.2076 | 7442.2799 | 7588.5144 | 7637.4711 | 7141.5674 | 7639.0001 | 7373.6669 | 7394.1872 | 7285.2596 | 6807.5038 | 6757.4447 | 7947.7738 | 8805.343 | 9222.4657 | 9397.1258 | 8667.0225 | 9905.54 | 9546.4639 | 7647.8696 | 8011.0608
CDP2 | NSW | SNSW | Distributed PV | 1286.0905 | 1322.7575 | 1362.6526 | 1446.0263 | 1540.5536 | 1647.4287 | 1745.6243 | 1832.1643 | 1910.3635 | 1990.2647 | 2054.8207 | 2113.8626 | 2159.1101 | 2205.4714 | 2245.1143 | 2285.7319 | 2320.1221 | 2364.8685 | 2403.0178 | 2443.7 | 2479.7929 | 2528.6708 | 2571.5307 | 2617.0872 | 2653.1877 | 2703.8642 | 2749.1533 | 2797.2701
CDP2 | NSW | SNSW | Other renewable fuels | 0 | 0 | 0 | 0 | 0 | 0 | 0 | 0 | 0 | 0 | 0 | 0 | 0 | 0 | 0 | 0 | 0 | 0 | 0 | 0 | 0 | 0 | 0 | 0 | 0 | 0 | 0 | 0
CDP2 | NSW | SNSW | DSP | 0 | 0 | 0 | 0 | 0 | 0 | 0 | 0 | 0 | 0 | 0 | 0 | 0 | 0 | 0 | 0 | 0 | 0 | 0 | 0 | 0 | 0 | 0 | 0 | 0 | 0 | 0 | 0
CDP2 | NSW | SNSW | Utility storage load | -266.024 | -385.741 | -390.2774 | -704.4879 | -1569.7808 | -3161.6495 | -6832.3732 | -6762.1538 | -6850.6692 | -7204.9496 | -6720.9102 | -7111.4716 | -7212.6978 | -7761.829 | -7526.0481 | -7855.2752 | -7371.8442 | -7474.7432 | -7660.1809 | -7313.4253 | -7600.7028 | -6833.7089 | -7125.2674 | -7333.941 | -6845.0691 | -7524.7891 | -7476.3127 | -7672.615
CDP2 | NSW | SNSW | Coordinated CER storage load | -7.4489 | -9.5535 | -12.1599 | -15.0189 | -18.3858 | -22.1242 | -25.5808 | -29.7245 | -34.9344 | -41.1331 | -47.9232 | -57.5905 | -67.9379 | -80.546 | -92.7687 | -104.6367 | -116.4231 | -128.335 | -146.0951 | -172.5975 | -187.38 | -210.8473 | -246.723 | -270.6306 | -302.5847 | -332.364 | -341.8165 | -373.8527
CDP2 | NSW | SNSW | Passive CER storage load | -18.1594 | -19.9536 | -21.6832 | -23.6578 | -25.4764 | -27.3145 | -29.943 | -32.17 | -34.4521 | -36.8018 | -39.3846 | -42.2078 | -44.9907 | -47.568 | -50.5075 | -53.226 | -55.3667 | -57.7897 | -59.9755 | -62.0344 | -64.1477 | -66.5585 | -69.1281 | -72.1047 | -74.2141 | -76.0095 | -78.331 | -81.149
CDP2 | NSW | SNW | Black coal | 14936.0956 | 9260.1093 | 8551.6688 | 8209.4905 | 0 | 0 | 0 | 0 | 0 | 0 | 0 | 0 | 0 | 0 | 0 | 0 | 0 | 0 | 0 | 0 | 0 | 0 | 0 | 0 | 0 | 0 | 0 | 0
CDP2 | NSW | SNW | Mid-merit gas | 528.9786 | 1153.0795 | 705.8329 | 532.5492 | 1327.1866 | 557.1236 | 260.13 | 1090.5559 | 1375.8839 | 1146.6711 | 1338.2669 | 1391.5478 | 1451.0407 | 891.4129 | 514.9738 | 1109.2687 | 1368.0625 | 1343.7502 | 1473.4192 | 0 | 0 | 0 | 0 | 0 | 0 | 0 | 0 | 0
CDP2 | NSW | SNW | Flexible gas with CCS | 0 | 0 | 0 | 0 | 0 | 0 | 0 | 0 | 0 | 0 | 0 | 0 | 0 | 0 | 0 | 0 | 0 | 0 | 0 | 0 | 0 | 0 | 0 | 0 | 0 | 0 | 0 | 0
CDP2 | NSW | SNW | Flexible gas | 11.1422 | 55.9836 | 22.3377 | 34.637 | 222.4752 | 235.3555 | 142.5545 | 65.3348 | 125.6936 | 741.7914 | 269.2627 | 210.7572 | 619.8558 | 303.9589 | 145.2901 | 209.4589 | 735.178 | 845.734 | 1027.0635 | 1594.1036 | 1416.7154 | 2092.8529 | 2218.9409 | 2820.4277 | 1386.7517 | 1184.5684 | 2467.4568 | 1823.4512
CDP2 | NSW | SNW | Hydro | 0 | 0 | 0 | 0 | 0 | 0 | 0 | 0 | 0 | 0 | 0 | 0 | 0 | 0 | 0 | 0 | 0 | 0 | 0 | 0 | 0 | 0 | 0 | 0 | 0 | 0 | 0 | 0
CDP2 | NSW | SNW | Utility storage | 124.1665 | 1576.3097 | 1442.1926 | 1590.3897 | 2089.2542 | 3690.0398 | 3018.5514 | 2999.2879 | 3355.8002 | 3338.9314 | 3410.4944 | 3437.0162 | 3625.7185 | 3810.0436 | 3674.933 | 3675.0411 | 3437.3492 | 3445.9111 | 3718.0314 | 3745.1901 | 3430.3641 | 1939.7511 | 2156.5318 | 2213.6013 | 2183.6113 | 1470.4419 | 1483.2211 | 1524.73
CDP2 | NSW | SNW | Coordinated CER storage | 35.144 | 44.9772 | 56.6464 | 69.3778 | 84.6959 | 100.876 | 117.1873 | 136.7295 | 161.9539 | 191.4963 | 223.1925 | 268.5993 | 317.7981 | 377.7385 | 430.6261 | 487.061 | 530.68 | 581.2836 | 665.6421 | 773.5865 | 805.0857 | 914.541 | 1088.7477 | 1188.5551 | 1320.9164 | 1442.9253 | 1481.8878 | 1616.846
CDP2 | NSW | SNW | Passive CER storage | 72.1981 | 79.1669 | 85.245 | 91.9237 | 98.465 | 104.9795 | 114.8156 | 122.5686 | 130.0811 | 138.8145 | 147.4054 | 157.2483 | 166.6163 | 175.6471 | 185.5089 | 195.9892 | 202.8675 | 211.7879 | 218.4927 | 225.3181 | 232.4773 | 240.1037 | 248.6419 | 259.2958 | 266.1282 | 271.3594 | 280.7262 | 289.5094
CDP2 | NSW | SNW | Offshore wind | 0 | 0 | 0 | 0 | 0 | 0 | 0 | 0 | 0 | 0 | 0 | 0 | 0 | 0 | 0 | 0 | 0 | 0 | 0 | 0 | 0 | 0 | 0 | 0 | 0 | 0 | 0 | 0
CDP2 | NSW | SNW | Wind | 0 | 0 | 0 | 0 | 0 | 0 | 0 | 0 | 0 | 0 | 0 | 0 | 0 | 0 | 0 | 0 | 0 | 0 | 0 | 0 | 0 | 0 | 0 | 0 | 0 | 0 | 0 | 0
CDP2 | NSW | SNW | Utility solar | 0 | 0 | 0 | 0 | 0 | 0 | 0 | 0 | 0 | 0 | 0 | 0 | 0 | 0 | 0 | 0 | 0 | 0 | 0 | 0 | 0 | 0 | 0 | 0 | 0 | 0 | 0 | 0
CDP2 | NSW | SNW | Distributed PV | 4711.8926 | 4899.8671 | 5101.4499 | 5464.9574 | 5880.7926 | 6307.2576 | 6705.1023 | 7062.8221 | 7381.5716 | 7671.0896 | 7947.7897 | 8185.5984 | 8342.0996 | 8459.8366 | 8588.8595 | 8727.2997 | 8837.225 | 8945.2228 | 9071.2788 | 9209.3908 | 9321.3523 | 9430.913 | 9560.0224 | 9701.0611 | 9815.0944 | 9930.3552 | 10063.7426 | 10218.7569
CDP2 | NSW | SNW | Other renewable fuels | 0 | 0 | 0 | 0 | 0 | 0 | 0 | 0 | 0 | 0 | 0 | 0 | 0 | 0 | 0 | 0 | 0 | 0 | 0 | 0 | 0 | 0 | 0 | 0 | 0 | 482.9636 | 452.2705 | 290.8901
CDP2 | NSW | SNW | DSP | 6.3204e-07 | 1.8555 | 7.2224e-07 | 1.1815 | 15.5491 | 96.4507 | 39.3679 | 9.9776e-07 | 2.596 | 6.9995 | 65.6865 | 25.2544 | 48.83 | 22.7227 | 6.0255 | 2.9548 | 84.9731 | 40.3614 | 10.2271 | 19.5504 | 15.45 | 1.7325 | 22.26 | 26.7044 | 48.719 | 11.7962 | 107.4216 | 88.622
CDP2 | NSW | SNW | Utility storage load | -147.8173 | -1862.3975 | -1708.1885 | -1883.5066 | -2464.5103 | -4388.8996 | -3591.8835 | -3577.9485 | -3993.4775 | -3979.2207 | -4051.2028 | -4091.3097 | -4316.2977 | -4536.9893 | -4385.4919 | -4366.63 | -4092.2593 | -4102.1298 | -4430.9384 | -4463.3583 | -4075.0071 | -2328.8875 | -2583.7332 | -2655.5892 | -2616.9056 | -1757.4497 | -1771.0982 | -1823.7283
CDP2 | NSW | SNW | Coordinated CER storage load | -35.144 | -44.9772 | -56.6621 | -69.4046 | -84.6534 | -100.876 | -118.6845 | -140.5732 | -170.1281 | -205.4021 | -242.3222 | -298.645 | -360.2113 | -436.5294 | -503.1544 | -571.0525 | -624.387 | -686.1981 | -797.2076 | -942.217 | -972.1668 | -1120.695 | -1350.6237 | -1482.8415 | -1655.855 | -1817.6489 | -1864.5023 | -2050.336
CDP2 | NSW | SNW | Passive CER storage load | -85.5652 | -93.9503 | -101.0255 | -109.0216 | -116.8136 | -124.582 | -135.9242 | -145.3273 | -154.6674 | -164.2906 | -174.9227 | -186.5939 | -197.9037 | -208.3743 | -220.5481 | -231.9133 | -240.7529 | -250.728 | -259.3774 | -267.2642 | -275.51 | -284.9379 | -295.0449 | -307.0351 | -315.5215 | -322.6188 | -332.1569 | -343.7389
CDP2 | QLD | NQ | Black coal | 0 | 0 | 0 | 0 | 0 | 0 | 0 | 0 | 0 | 0 | 0 | 0 | 0 | 0 | 0 | 0 | 0 | 0 | 0 | 0 | 0 | 0 | 0 | 0 | 0 | 0 | 0 | 0
CDP2 | QLD | NQ | Mid-merit gas | 203.2491 | 205.2718 | 17.271 | 13.7483 | 28.5958 | 8.9001 | 17.5471 | 8.3782 | 40.2352 | 51.6146 | 24.7694 | 19.3721 | 65.8111 | 32.4934 | 13.3012 | 66.4272 | 155.8551 | 128.6579 | 131.3788 | 109.6129 | 122.538 | 86.8677 | 0 | 0 | 0 | 0 | 0 | 0
CDP2 | QLD | NQ | Flexible gas with CCS | 0 | 0 | 0 | 0 | 0 | 0 | 0 | 0 | 0 | 0 | 0 | 0 | 0 | 0 | 0 | 0 | 0 | 0 | 0 | 0 | 0 | 0 | 0 | 0 | 0 | 0 | 0 | 0
CDP2 | QLD | NQ | Flexible gas | 0 | 0 | 0 | 0 | 0 | 0 | 0 | 0 | 1.3758 | 0 | 0.57802 | 1.156 | 0.63056 | 0 | 0 | 0 | 8.56e-09 | 0.24783 | 5.59e-09 | 3.359e-08 | 0 | 0 | 0 | 0 | 0 | 0 | 0 | 0
CDP2 | QLD | NQ | Hydro | 309.1896 | 160.8939 | 232.3698 | 232.7106 | 185.1137 | 279.7378 | 299.4566 | 248.6631 | 214.1129 | 253.0374 | 199.9267 | 127.239 | 181.5262 | 76.7658 | 165.0364 | 80.9464 | 93.5647 | 114.9704 | 0 | 0 | 0 | 0 | 0 | 0 | 0 | 0 | 0 | 0
CDP2 | QLD | NQ | Utility storage | 224.1638 | 463.6168 | 569.0318 | 522.7993 | 561.8454 | 840.2264 | 689.0522 | 687.4918 | 742.3098 | 824.619 | 783.2817 | 802.6867 | 851.8201 | 862.8708 | 857.2782 | 873.7076 | 848.7891 | 811.4815 | 831.7336 | 850.5254 | 822.226 | 827.4926 | 514.2269 | 556.9314 | 917.2956 | 989.3362 | 982.3523 | 986.9949
CDP2 | QLD | NQ | Coordinated CER storage | 3.7024 | 4.8305 | 6.1189 | 7.6945 | 9.5222 | 11.6635 | 13.7664 | 16.3591 | 19.6795 | 23.6998 | 27.2616 | 32.9744 | 38.7594 | 45.0919 | 52.2596 | 58.2753 | 64.9641 | 71.2615 | 81.5079 | 93.1245 | 100.0455 | 112.6607 | 128.9708 | 141.6675 | 156.2974 | 174.2413 | 179.2936 | 187.8489
CDP2 | QLD | NQ | Passive CER storage | 7.8983 | 8.9015 | 9.8572 | 10.8967 | 11.9899 | 13.0913 | 14.6095 | 15.9655 | 17.2986 | 18.8163 | 20.3749 | 22.1566 | 23.8494 | 25.5681 | 27.3346 | 29.213 | 30.5814 | 32.1658 | 33.4967 | 34.9698 | 36.3326 | 37.8586 | 39.5466 | 41.5898 | 43.035 | 44.1319 | 45.8801 | 47.4763
CDP2 | QLD | NQ | Offshore wind | 0 | 0 | 0 | 0 | 0 | 0 | 0 | 0 | 0 | 0 | 0 | 0 | 0 | 0 | 0 | 0 | 0 | 0 | 0 | 0 | 0 | 0 | 0 | 0 | 0 | 0 | 0 | 0
CDP2 | QLD | NQ | Wind | 1061.9161 | 1033.7852 | 1062.9535 | 5236.2296 | 6161.352 | 8916.0697 | 8419.4058 | 8972.5363 | 9224.8561 | 10093.4676 | 9681.9124 | 9126.3002 | 10056.5822 | 10582.4944 | 10649.9658 | 10127.8281 | 9901.4267 | 9433.2832 | 9488.7884 | 10575.1132 | 11204.9862 | 11674.7841 | 11823.7638 | 12033.1069 | 11513.2301 | 10865.7568 | 11631.6848 | 12422.2752
CDP2 | QLD | NQ | Utility solar | 1298.3967 | 1394.892 | 1289.958 | 1268.3761 | 1198.1421 | 1010.558 | 1028.5121 | 1174.8373 | 1228.9657 | 1157.2967 | 1247.358 | 1420.7379 | 1330.4383 | 1256.2436 | 1241.0988 | 1310.2287 | 1242.8047 | 1408.6227 | 1334.7064 | 1106.8236 | 1040.0983 | 1164.2 | 1119.5731 | 849.1706 | 873.5612 | 1529.8639 | 1300.3034 | 1283.4422
CDP2 | QLD | NQ | Distributed PV | 890.6838 | 933.0996 | 966.2641 | 1008.0842 | 1073.5389 | 1130.3381 | 1177.689 | 1223.6016 | 1257.4637 | 1292.358 | 1322.4242 | 1351.3797 | 1366.6988 | 1386.523 | 1406.3077 | 1427.8995 | 1446.4485 | 1469.534 | 1490.6694 | 1518.8556 | 1536.7492 | 1560.7993 | 1584.1359 | 1613.9356 | 1633.642 | 1662.3734 | 1692.196 | 1728.5245
CDP2 | QLD | NQ | Other renewable fuels | 0 | 0 | 0 | 0 | 0 | 0 | 0 | 0 | 0 | 0 | 0 | 0 | 0 | 0 | 0 | 0 | 0 | 0 | 0 | 0 | 0 | 0 | 0 | 0 | 0 | 0 | 0 | 0
CDP2 | QLD | NQ | DSP | 0 | 0 | 0 | 0 | 0 | 0 | 0 | 0 | 0 | 0 | 0 | 0 | 0 | 0 | 0 | 0 | 0 | 0 | 0 | 0 | 0 | 0 | 0 | 0 | 0 | 0 | 0 | 0
CDP2 | QLD | NQ | Utility storage load | -281.8218 | -584.6535 | -709.8303 | -680.5878 | -785.2941 | -1354.3443 | -889.1241 | -876.4141 | -949.0412 | -1085.1231 | -1021.73 | -1029.597 | -1136.7719 | -1146.3824 | -1138.6655 | -1151.8769 | -1129.423 | -1065.4351 | -1099.0387 | -1122.8792 | -1151.9861 | -1145.9247 | -813.6232 | -910.1968 | -1334.5922 | -1420.4014 | -1426.6202 | -1462.7736
CDP2 | QLD | NQ | Coordinated CER storage load | -3.7024 | -4.8305 | -6.1226 | -7.6954 | -9.5176 | -11.6635 | -13.9359 | -16.7648 | -20.5901 | -25.3049 | -29.2643 | -36.024 | -43.0894 | -50.5563 | -59.4174 | -66.2471 | -74.3651 | -81.8617 | -94.7593 | -109.8597 | -117.5789 | -133.7054 | -154.8131 | -170.5514 | -189.4181 | -212.5512 | -218.5735 | -229.6645
CDP2 | QLD | NQ | Passive CER storage load | -9.0958 | -10.2402 | -11.3564 | -12.5167 | -13.7673 | -15.0267 | -16.7301 | -18.3385 | -19.8913 | -21.5543 | -23.4129 | -25.4463 | -27.3352 | -29.3526 | -31.3736 | -33.392 | -35.0567 | -36.7595 | -38.3701 | -40.0687 | -41.5473 | -43.3666 | -45.2576 | -47.4699 | -49.2828 | -50.516 | -52.2872 | -54.2445
CDP2 | QLD | GG | Black coal | 2943.36 | 2951.3564 | 2967.8066 | 1801.6274 | 1807.5509 | 1491.1887 | 634.5919 | 0 | 0 | 0 | 0 | 0 | 0 | 0 | 0 | 0 | 0 | 0 | 0 | 0 | 0 | 0 | 0 | 0 | 0 | 0 | 0 | 0
CDP2 | QLD | GG | Mid-merit gas | 790.803 | 868.8509 | 832.3193 | 841.7347 | 842.0008 | 829.8622 | 26.4745 | 12.3024 | 127.3067 | 283.579 | 132.1774 | 149.4013 | 252.4651 | 262.7078 | 228.7676 | 312.1413 | 388.3682 | 313.3594 | 347.5263 | 349.7691 | 331.7316 | 292.2311 | 312.4567 | 290.6754 | 228.4172 | 200.8169 | 0 | 0
CDP2 | QLD | GG | Flexible gas with CCS | 0 | 0 | 0 | 0 | 0 | 0 | 0 | 0 | 0 | 0 | 0 | 0 | 0 | 0 | 0 | 0 | 0 | 0 | 0 | 0 | 0 | 0 | 0 | 0 | 0 | 0 | 0 | 0
CDP2 | QLD | GG | Flexible gas | 0 | 0 | 0 | 0 | 0 | 0 | 2.4785e-07 | 1.049e-07 | 7.9151e-07 | 9.5831e-06 | 1.4692e-05 | 1.9981e-05 | 3.1905e-05 | 3.8502e-05 | 9.1775e-06 | 1.3848e-05 | 4.2757e-05 | 2.981e-05 | 2.5775e-05 | 2.5983e-05 | 2.3504e-05 | 4.3172e-06 | 2.6898e-05 | 2.282e-05 | 1.7462e-05 | 9.0157e-06 | 4.1548e-05 | 4.1331e-05
CDP2 | QLD | GG | Hydro | 0 | 0 | 0 | 0 | 0 | 0 | 0 | 0 | 0 | 0 | 0 | 0 | 0 | 0 | 0 | 0 | 0 | 0 | 0 | 0 | 0 | 0 | 0 | 0 | 0 | 0 | 0 | 0
CDP2 | QLD | GG | Utility storage | 0 | 42.9233 | 95.6249 | 115.7602 | 110.3387 | 420.3419 | 231.2994 | 208.7635 | 219.6565 | 239.4721 | 226.8778 | 229.0496 | 267.8889 | 288.8087 | 266.9478 | 279.5082 | 255.1343 | 240.5872 | 292.927 | 271.0957 | 211.6957 | 0.005349 | 13.3299 | 130.2531 | 133.0294 | 984.0192 | 985.3289 | 1074.7423
CDP2 | QLD | GG | Coordinated CER storage | 0.20225 | 0.26609 | 0.33634 | 0.4249 | 0.52157 | 0.65392 | 0.79963 | 0.99263 | 1.2593 | 1.6131 | 1.8761 | 2.3738 | 2.8796 | 3.4125 | 4.0687 | 4.6104 | 5.0299 | 5.6223 | 6.7043 | 7.7131 | 8.0699 | 9.535 | 10.7221 | 12.0303 | 13.9941 | 15.9043 | 16.3895 | 16.8351
CDP2 | QLD | GG | Passive CER storage | 0.43375 | 0.49115 | 0.5429 | 0.6111 | 0.66737 | 0.73538 | 0.82193 | 0.90112 | 0.98625 | 1.0827 | 1.1807 | 1.2893 | 1.3971 | 1.5064 | 1.6163 | 1.7374 | 1.8244 | 1.9283 | 2.0181 | 2.1123 | 2.2029 | 2.3052 | 2.4175 | 2.547 | 2.6413 | 2.7129 | 2.8267 | 2.9272
CDP2 | QLD | GG | Offshore wind | 0 | 0 | 0 | 0 | 0 | 0 | 0 | 0 | 0 | 0 | 0 | 0 | 0 | 0 | 0 | 0 | 0 | 0 | 0 | 0 | 0 | 0 | 0 | 0 | 0 | 0 | 0 | 0
CDP2 | QLD | GG | Wind | 0 | 0 | 0 | 0 | 0 | 0 | 0 | 0 | 0 | 0 | 0 | 0 | 0 | 0 | 0 | 0 | 0 | 0 | 0 | 0 | 0 | 0 | 0 | 0 | 0 | 0 | 0 | 0
CDP2 | QLD | GG | Utility solar | 0 | 0 | 0 | 0 | 0 | 0 | 0 | 0 | 0 | 0 | 0 | 0 | 0 | 0 | 0 | 0 | 0 | 0 | 0 | 0 | 0 | 0 | 0 | 0 | 0 | 0 | 0 | 0
CDP2 | QLD | GG | Distributed PV | 83.1873 | 85.9307 | 89.0592 | 93.8754 | 98.1305 | 103.0181 | 107.804 | 112.3773 | 116.1806 | 119.6898 | 122.8667 | 125.7195 | 127.7035 | 129.6922 | 131.5994 | 134.0671 | 135.8587 | 138.2141 | 140.6638 | 143.1481 | 145.0607 | 147.4519 | 150.0271 | 152.6645 | 154.6545 | 157.2475 | 160.5535 | 164.0285
CDP2 | QLD | GG | Other renewable fuels | 0 | 0 | 0 | 0 | 0 | 0 | 0 | 0 | 0 | 0 | 0 | 0 | 0 | 0 | 0 | 0 | 0 | 0 | 0 | 0 | 0 | 0 | 0 | 0 | 0 | 0 | 0 | 0
CDP2 | QLD | GG | DSP | 0 | 0 | 0 | 0 | 0 | 0 | 0 | 0 | 0 | 0 | 0 | 0 | 0 | 0 | 0 | 0 | 0 | 0 | 0 | 0 | 0 | 0 | 0 | 0 | 0 | 0 | 0 | 0
CDP2 | QLD | GG | Utility storage load | 0 | -51.0992 | -114.2757 | -137.8098 | -131.3557 | -499.9708 | -275.3565 | -248.5281 | -261.4959 | -285.0859 | -270.5291 | -272.2417 | -319.2128 | -343.5226 | -318.2315 | -332.3114 | -303.7313 | -286.4133 | -348.8228 | -323.0694 | -251.5823 | -0.0062943 | -15.6807 | -153.2238 | -156.7903 | -1157.2548 | -1159.096 | -1266.0303
CDP2 | QLD | GG | Coordinated CER storage load | -0.20225 | -0.26609 | -0.33655 | -0.42496 | -0.52163 | -0.6536 | -0.81996 | -1.0458 | -1.3697 | -1.8101 | -2.12 | -2.7445 | -3.3913 | -4.0634 | -4.9177 | -5.5716 | -6.0866 | -6.8485 | -8.2758 | -9.6185 | -9.9799 | -11.9638 | -13.5243 | -15.2441 | -17.934 | -20.4794 | -21.1313 | -21.6581
CDP2 | QLD | GG | Passive CER storage load | -0.49951 | -0.56501 | -0.62547 | -0.70194 | -0.76631 | -0.8441 | -0.94124 | -1.0351 | -1.1341 | -1.2402 | -1.3568 | -1.4807 | -1.6013 | -1.7294 | -1.8552 | -1.9859 | -2.0914 | -2.2036 | -2.3117 | -2.4203 | -2.5191 | -2.6406 | -2.7666 | -2.9072 | -3.0247 | -3.1053 | -3.2214 | -3.3445
CDP2 | QLD | CQ | Black coal | 11700.4542 | 12723.9568 | 14346.4177 | 7428.5807 | 6472.382 | 3101.8587 | 5949.5719 | 5702.9303 | 4055.5289 | 4187.6544 | 4237.1429 | 4488.3077 | 4292.9149 | 3515.131 | 3500.712 | 4225.0519 | 4193.5479 | 4502.5006 | 4800.0153 | 4657.3217 | 4309.1134 | 4504.8735 | 4220.3216 | 4081.2709 | 4262.111 | 4582.6142 | 4208.767 | 0
CDP2 | QLD | CQ | Mid-merit gas | 0 | 0 | 0 | 0 | 0 | 0 | 0 | 0 | 0 | 0 | 0 | 0 | 0 | 0 | 0 | 0 | 0 | 0 | 0 | 0 | 0 | 0 | 0 | 0 | 0 | 0 | 0 | 0
CDP2 | QLD | CQ | Flexible gas with CCS | 0 | 0 | 0 | 0 | 0 | 0 | 0 | 0 | 0 | 0 | 0 | 0 | 0 | 0 | 0 | 0 | 0 | 0 | 0 | 0 | 0 | 0 | 0 | 0 | 0 | 0 | 0 | 0
CDP2 | QLD | CQ | Flexible gas | 0 | 0 | 0 | 6.425e-09 | 7.345e-09 | 4.298e-08 | 1.4363 | 0.41678 | 1.898 | 2.211 | 0 | 0 | 0 | 0 | 0 | 0 | 0 | 0 | 0 | 0 | 0 | 0 | 0 | 0 | 0 | 0 | 0 | 0
CDP2 | QLD | CQ | Hydro | 0 | 0 | 0 | 0 | 0 | 0 | 0 | 0 | 0 | 0 | 0 | 0 | 0 | 0 | 0 | 0 | 0 | 0 | 0 | 0 | 0 | 0 | 0 | 0 | 0 | 0 | 0 | 0
CDP2 | QLD | CQ | Utility storage | 40.2307 | 36.6615 | 59.5034 | 136.1317 | 163.2461 | 258.8274 | 179.5792 | 165.6845 | 172.9255 | 183.4016 | 175.3309 | 175.4037 | 199.6054 | 214.0932 | 195.0668 | 209.2631 | 197.5824 | 188.2394 | 158.5658 | 149.2214 | 125.9835 | 126.9924 | 162.3907 | 40.1083 | 186.3517 | 1191.6015 | 1183.3557 | 1977.487
CDP2 | QLD | CQ | Coordinated CER storage | 3.3992 | 4.4766 | 5.6543 | 7.1676 | 8.8334 | 10.8079 | 12.9541 | 15.6448 | 19.1149 | 23.6144 | 27.2505 | 33.4059 | 39.6444 | 46.2791 | 54.2495 | 61.1899 | 66.7707 | 74.2103 | 86.3425 | 98.5008 | 103.1251 | 119.5047 | 134.114 | 149.9462 | 171.982 | 193.7574 | 199.6692 | 205.7648
CDP2 | QLD | CQ | Passive CER storage | 7.2649 | 8.2429 | 9.1049 | 10.1494 | 11.1216 | 12.1535 | 13.617 | 14.8902 | 16.1978 | 17.7002 | 19.2237 | 20.9226 | 22.6054 | 24.2909 | 26.0235 | 27.8933 | 29.2325 | 30.8205 | 32.1652 | 33.6167 | 35.0164 | 36.548 | 38.2373 | 40.233 | 41.689 | 42.7748 | 44.484 | 46.003
CDP2 | QLD | CQ | Offshore wind | 0 | 0 | 0 | 0 | 0 | 0 | 0 | 0 | 0 | 0 | 0 | 0 | 0 | 0 | 0 | 0 | 0 | 0 | 0 | 0 | 0 | 0 | 0 | 0 | 0 | 0 | 0 | 0
CDP2 | QLD | CQ | Wind | 892.7133 | 1175.0428 | 1292.4572 | 2854.607 | 4166.7737 | 4494.2169 | 4151.0941 | 4301.3492 | 4347.1579 | 7209.1474 | 7059.8837 | 6648.5502 | 7031.9722 | 6873.9411 | 7887.9886 | 6733.4276 | 7349.53 | 7117.2914 | 6855.2825 | 7180.5013 | 10111.9876 | 9939.2472 | 10342.5761 | 10836.0929 | 10208.1569 | 8506.5555 | 8817.4195 | 8796.4849
CDP2 | QLD | CQ | Utility solar | 2040.2455 | 2144.3487 | 2000.1414 | 2253.0207 | 2156.0507 | 2288.7403 | 1733.2699 | 1979.3187 | 2054.0906 | 2042.22 | 2543.1604 | 2659.8605 | 2514.3763 | 2577.8794 | 2553.772 | 2681.3182 | 2582.3262 | 2853.6145 | 2671.6226 | 2853.3207 | 2250.4922 | 2577.1655 | 2579.8014 | 2556.3095 | 5778.3562 | 8026.5787 | 9052.332 | 12078.8081
CDP2 | QLD | CQ | Distributed PV | 983.4528 | 1015.8314 | 1049.9894 | 1099.5409 | 1147.7856 | 1214.1964 | 1273.2899 | 1322.5909 | 1366.4737 | 1411.0047 | 1452.5752 | 1484.7024 | 1513.4651 | 1542.6319 | 1573.6127 | 1602.9355 | 1628.0199 | 1660.5557 | 1693.308 | 1723.4366 | 1751.2723 | 1783.2996 | 1817.4165 | 1849.4621 | 1878.748 | 1913.7379 | 1953.8785 | 1991.6066
CDP2 | QLD | CQ | Other renewable fuels | 0 | 0 | 0 | 0 | 0 | 0 | 0 | 0 | 0 | 0 | 0 | 0 | 0 | 0 | 0 | 0 | 0 | 0 | 0 | 0 | 0 | 0 | 0 | 0 | 0 | 0 | 0 | 0
CDP2 | QLD | CQ | DSP | 0 | 0 | 0 | 0 | 0 | 0 | 0 | 0 | 0 | 0 | 0 | 0 | 0 | 0 | 0 | 0 | 0 | 0 | 0 | 0 | 0 | 0 | 0 | 0 | 0 | 0 | 0 | 0
CDP2 | QLD | CQ | Utility storage load | -47.8937 | -43.6446 | -70.9465 | -162.0616 | -194.3406 | -307.6915 | -213.7849 | -197.2435 | -205.8637 | -218.3354 | -209.1638 | -208.3779 | -237.9056 | -254.5935 | -232.6591 | -248.6865 | -235.2175 | -224.0947 | -188.8572 | -177.8841 | -149.6533 | -151.1817 | -193.1346 | -47.182 | -240.4719 | -1477.4552 | -1473.0419 | -2465.6326
CDP2 | QLD | CQ | Coordinated CER storage load | -3.3992 | -4.4766 | -5.6577 | -7.1685 | -8.8344 | -10.8026 | -13.1646 | -16.1978 | -20.254 | -25.6545 | -29.7884 | -37.2494 | -44.9361 | -53.0264 | -63.0345 | -71.1733 | -77.7682 | -86.9963 | -102.6467 | -118.3176 | -122.8272 | -144.4005 | -163.203 | -183.5136 | -213.0093 | -241.5741 | -249.2077 | -256.4364
CDP2 | QLD | CQ | Passive CER storage load | -8.3663 | -9.4825 | -10.4898 | -11.6583 | -12.7703 | -13.9503 | -15.5935 | -17.1034 | -18.6254 | -20.2758 | -22.0901 | -24.0291 | -25.9093 | -27.8864 | -29.8687 | -31.8835 | -33.5104 | -35.222 | -36.8449 | -38.5184 | -40.0421 | -41.8653 | -43.7592 | -45.9213 | -47.7414 | -48.9625 | -50.6961 | -52.5612
CDP2 | QLD | SQ | Black coal | 21353.6441 | 21128.2586 | 21428.3116 | 17016.6474 | 15309.087 | 11479.9738 | 14586.2709 | 13592.2979 | 13244.4247 | 9183.2015 | 4987.2107 | 5206.9109 | 5148.8163 | 4636.3964 | 4725.0685 | 4935.8226 | 5022.8033 | 5216.8973 | 5229.3906 | 5125.4431 | 5070.7102 | 4997.6276 | 5022.5423 | 4859.4253 | 4859.9942 | 5148.262 | 5037.0977 | 0
CDP2 | QLD | SQ | Mid-merit gas | 1550.1595 | 1930.363 | 417.7273 | 285.8721 | 451.1767 | 236.4257 | 273.6014 | 145.8487 | 1084.4324 | 2247.4238 | 1344.5784 | 1371.8431 | 1078.496 | 816.2323 | 740.6175 | 645.6177 | 810.6598 | 482.471 | 304.2605 | 391.2121 | 344.9504 | 0 | 0 | 0 | 0 | 0 | 0 | 0
CDP2 | QLD | SQ | Flexible gas with CCS | 0 | 0 | 0 | 0 | 0 | 0 | 0 | 0 | 0 | 0 | 0 | 0 | 0 | 0 | 0 | 0 | 0 | 0 | 0 | 0 | 0 | 0 | 0 | 0 | 0 | 0 | 0 | 0
CDP2 | QLD | SQ | Flexible gas | 74.0082 | 34.4654 | 4.4569 | 12.0855 | 13.0398 | 128.845 | 132.043 | 17.5134 | 164.7669 | 756.0834 | 465.7095 | 409.9455 | 978.4898 | 895.7306 | 618.7237 | 1327.1823 | 4427.5479 | 2964.9708 | 3059.2513 | 3988.6403 | 3441.7568 | 4203.0446 | 5343.6037 | 5371.6312 | 3106.7027 | 2259.9672 | 4853.654 | 5162.1031
CDP2 | QLD | SQ | Hydro | 0 | 0 | 0 | 0 | 0 | 0 | 0 | 0 | 0 | 0 | 0 | 0 | 0 | 0 | 0 | 0 | 0 | 0 | 0 | 0 | 0 | 0 | 0 | 0 | 0 | 0 | 0 | 0
CDP2 | QLD | SQ | Utility storage | 1247.8235 | 1177.3965 | 1092.4761 | 1069.6184 | 1317.5035 | 2017.1282 | 1526.0663 | 1436.9234 | 1550.8385 | 1685.1504 | 5803.27 | 6001.0941 | 6236.134 | 6520.5247 | 6438.2067 | 6398.6624 | 5990.0164 | 5795.0046 | 6245.851 | 6309.8364 | 5488.3389 | 5447.8697 | 5836.3446 | 6069.7719 | 6292.6348 | 7175.9022 | 7043.5251 | 7146.2308
CDP2 | QLD | SQ | Coordinated CER storage | 17.9808 | 23.8052 | 30.5257 | 38.6691 | 47.9493 | 59.2505 | 72.4523 | 89.2758 | 110.4931 | 137.6615 | 158.4859 | 195.3875 | 231.8408 | 274.5563 | 321.7426 | 364.3877 | 401.2655 | 436.8369 | 509.1016 | 591.5159 | 605.3417 | 720.8542 | 801.9474 | 910.1567 | 1040.9158 | 1189.8333 | 1199.5028 | 1275.5249
CDP2 | QLD | SQ | Passive CER storage | 38.5258 | 43.8968 | 49.0034 | 54.5739 | 60.1823 | 66.4877 | 74.7743 | 82.1543 | 89.5117 | 97.9153 | 106.4969 | 116.2022 | 125.6895 | 135.4263 | 145.4256 | 156.0927 | 163.6411 | 172.4096 | 179.9223 | 187.9841 | 195.7875 | 204.5517 | 214.2855 | 225.8 | 234.2198 | 240.7642 | 250.8429 | 259.8486
CDP2 | QLD | SQ | Offshore wind | 0 | 0 | 0 | 0 | 0 | 0 | 0 | 0 | 0 | 0 | 0 | 0 | 0 | 0 | 0 | 0 | 0 | 0 | 0 | 0 | 0 | 0 | 0 | 0 | 0 | 0 | 0 | 0
CDP2 | QLD | SQ | Wind | 4637.1458 | 6192.7899 | 6567.1355 | 11517.3842 | 13901.3909 | 14036.7024 | 13424.2186 | 13223.1399 | 13580.4114 | 12616.5665 | 18113.2577 | 17706.2915 | 17713.0094 | 18633.5753 | 19630.8608 | 17944.0852 | 18980.4885 | 19583.6014 | 18744.0443 | 18812.8973 | 17488.5117 | 16777.1166 | 17052.8164 | 16280.9422 | 23897.9283 | 22509.3248 | 21954.6453 | 23510.0538
CDP2 | QLD | SQ | Utility solar | 4587.3401 | 4800.4519 | 4775.4697 | 4628.4285 | 4555.1491 | 4736.8109 | 3806.5035 | 4281.5792 | 4517.6526 | 5549.989 | 10977.7473 | 12474.1157 | 12877.6173 | 13117.446 | 13147.8399 | 13451.258 | 12856.954 | 12135.6896 | 14476.0451 | 15485.0464 | 12667.8855 | 15108.5924 | 14590.3134 | 16651.8983 | 16094.3569 | 21597.2564 | 21530.5 | 23725.4713
CDP2 | QLD | SQ | Distributed PV | 5990.8471 | 6184.3421 | 6391.0577 | 6675.4064 | 6948.9149 | 7246.6104 | 7553.5439 | 7854.8235 | 8099.4155 | 8344.1878 | 8574.7168 | 8791.3445 | 8944.2099 | 9112.954 | 9288.9666 | 9482.3526 | 9632.6932 | 9808.7105 | 9994.2533 | 10193.5007 | 10350.6777 | 10536.484 | 10729.2197 | 10938.4931 | 11106.4424 | 11313.678 | 11537.6324 | 11787.4518
CDP2 | QLD | SQ | Other renewable fuels | 0 | 0 | 0 | 0 | 0 | 0 | 0 | 0 | 0 | 0 | 0 | 0 | 0 | 0 | 0 | 0 | 0 | 0 | 0 | 0 | 0 | 0 | 0 | 0 | 0 | 0 | 461.1678 | 320.7672
CDP2 | QLD | SQ | DSP | 6.0941e-07 | 6.3952e-07 | 6.896e-07 | 8.956e-07 | 1.152e-06 | 1.9173e-06 | 0.81549 | 0.75234 | 2.4 | 1.566 | 1.615 | 2.5361 | 1.1288 | 1.8247e-06 | 1.3548e-06 | 1.5999e-06 | 21.2928 | 14.3601 | 2.2229 | 7.7607 | 6.0165 | 0.55749 | 8.7437 | 0.66481 | 15.1619 | 1.3983 | 45.5798 | 102.6708
CDP2 | QLD | SQ | Utility storage load | -1687.6433 | -1544.8784 | -1410.0841 | -1368.093 | -1756.841 | -2807.6411 | -1994.5062 | -1873.1647 | -2022.24 | -2204.7535 | -7610.7422 | -7831.5336 | -8185.2026 | -8549.712 | -8454.6125 | -8351.8971 | -7842.8813 | -7567.2058 | -8166.5785 | -8302.464 | -7174.8857 | -7144.0241 | -7664.0406 | -8052.5856 | -8284.773 | -9364.3386 | -9245.8705 | -9411.4257
CDP2 | QLD | SQ | Coordinated CER storage load | -17.9808 | -23.8052 | -30.5442 | -38.6738 | -47.9548 | -59.2218 | -74.1388 | -93.5694 | -118.811 | -151.9585 | -175.8632 | -220.996 | -266.3257 | -319.1044 | -378.9579 | -429.5855 | -474.4902 | -517.5462 | -611.5141 | -719.537 | -727.7705 | -882.6691 | -986.8279 | -1130.5971 | -1299.9696 | -1501.9734 | -1510.4775 | -1609.3591
CDP2 | QLD | SQ | Passive CER storage load | -44.3668 | -50.498 | -56.4569 | -62.687 | -69.1038 | -76.3172 | -85.6279 | -94.3651 | -102.9273 | -112.1632 | -122.3762 | -133.4555 | -144.0599 | -155.4718 | -166.9135 | -178.4222 | -187.5884 | -197.0317 | -206.0993 | -215.394 | -223.8881 | -234.3118 | -245.2308 | -257.7243 | -268.2238 | -275.5925 | -285.8727 | -296.8927
CDP2 | VIC | VIC | Brown coal | 32180.7419 | 28061.6012 | 27405.5752 | 24219.1859 | 18342.776 | 14934.8011 | 16336.2802 | 13379.1734 | 10081.4582 | 6243.8997 | 2858.9418 | 3440.5766 | 3447.2571 | 2852.7382 | 3284.8287 | 3271.0821 | 3306.604 | 3345.7849 | 3385.2598 | 3405.6227 | 3167.1899 | 3322.2942 | 3335.1474 | 0 | 0 | 0 | 0 | 0
CDP2 | VIC | VIC | Mid-merit gas | 76.7713 | 131.3434 | 70.4104 | 56.7202 | 0 | 0 | 0 | 0 | 0 | 0 | 0 | 0 | 0 | 0 | 0 | 0 | 0 | 0 | 0 | 0 | 0 | 0 | 0 | 0 | 0 | 0 | 0 | 0
CDP2 | VIC | VIC | Flexible gas with CCS | 0 | 0 | 0 | 0 | 0 | 0 | 0 | 0 | 0 | 0 | 0 | 0 | 0 | 0 | 0 | 0 | 0 | 0 | 0 | 0 | 0 | 0 | 0 | 0 | 0 | 0 | 0 | 0
CDP2 | VIC | VIC | Flexible gas | 49.1853 | 92.1763 | 41.6612 | 33.8232 | 286.0125 | 63.8999 | 25.182 | 1.032e-06 | 5.932e-07 | 59.7416 | 39.7553 | 78.7986 | 134.2741 | 112.3248 | 59.2542 | 50.2259 | 182.6288 | 209.7947 | 160.3371 | 311.5571 | 165.9827 | 133.2762 | 279.7008 | 373.6352 | 403.2484 | 160.3326 | 560.3113 | 722.6027
CDP2 | VIC | VIC | Hydro | 2506.1813 | 1230.2483 | 1311.4425 | 3418.3225 | 2061.4382 | 4039.0312 | 2207.8328 | 1012.2485 | 3316.404 | 3196.2474 | 3583.1374 | 2499.9669 | 2506.4201 | 1637.1862 | 2313.2936 | 2096.4931 | 3376.3471 | 2206.8274 | 2091.7454 | 2184.8129 | 2164.4899 | 1861.2256 | 2433.3264 | 2644.228 | 3079.4481 | 2415.3272 | 2898.173 | 2046.6051
CDP2 | VIC | VIC | Utility storage | 391.7243 | 1148.9091 | 1918.2325 | 2647.368 | 3004.6983 | 3920.5044 | 3221.1101 | 4047.5564 | 4214.5094 | 4177.0749 | 4431.3078 | 4096.9166 | 4846.4268 | 5579.3696 | 5544.6353 | 6276.4671 | 5552.9868 | 5153.439 | 5348.3679 | 5017.7634 | 5505.6029 | 4869.911 | 4430.1783 | 4185.8916 | 4184.3283 | 3989.6281 | 3493.3823 | 3450.1369
CDP2 | VIC | VIC | Coordinated CER storage | 46.2576 | 62.9892 | 81.0047 | 102.2936 | 127.8233 | 157.1315 | 184.374 | 218.1397 | 257.9737 | 302.2914 | 349.2308 | 417.1346 | 484.6362 | 568.8283 | 652.8861 | 748.409 | 825.02 | 913.9851 | 1017.1591 | 1146.3718 | 1235.6345 | 1380.8655 | 1554.4652 | 1717.1621 | 1859.4591 | 2013.6825 | 2086.0937 | 2281.9126
CDP2 | VIC | VIC | Passive CER storage | 93.9153 | 103.8346 | 113.4315 | 124.1343 | 134.0189 | 145.1892 | 159.9523 | 173.6821 | 187.2958 | 202.3336 | 217.0562 | 234.2369 | 249.6964 | 267.2425 | 284.5038 | 301.8728 | 315.2069 | 328.6875 | 342.6232 | 356.7102 | 370.6288 | 384.4636 | 401.0884 | 417.2939 | 433.7507 | 444.3685 | 460.5946 | 476.6569
CDP2 | VIC | VIC | Offshore wind | 0 | 0 | 0 | 0 | 0 | 0 | 4006.902 | 7929.085 | 10433.9326 | 13176.0158 | 15275.4197 | 19288.7795 | 23550.7352 | 28358.4489 | 31469.4682 | 36576.394 | 36767.1609 | 36807.7882 | 35115.0123 | 34002.6145 | 34728.2099 | 34927.6796 | 35068.7336 | 37265.8147 | 34374.5079 | 34527.5085 | 35629.7323 | 37331.6836
CDP2 | VIC | VIC | Wind | 13667.3659 | 17103.0663 | 16256.5614 | 17161.3903 | 20198.5893 | 21498.6189 | 20960.1267 | 22455.4895 | 21490.6543 | 22495.2473 | 20829.3772 | 20200.1349 | 19832.0795 | 20444.3658 | 19340.7808 | 19448.8025 | 18944.2482 | 18886.5433 | 17676.9205 | 16332.6877 | 15523.1087 | 14027.9621 | 13377.1217 | 13699.7002 | 13699.8774 | 15837.6645 | 15674.1312 | 16541.889
CDP2 | VIC | VIC | Utility solar | 2568.9849 | 3065.0417 | 3398.1072 | 3593.4372 | 3559.9543 | 3632.6852 | 3156.8275 | 3194.3136 | 3328.8956 | 3305.2341 | 3921.5985 | 3683.3277 | 3464.7999 | 3550.7895 | 3612.3941 | 3394.039 | 3419.1637 | 3314.7895 | 3384.8245 | 5183.2507 | 6747.0393 | 7138.0348 | 7220.5463 | 6742.1769 | 6915.7081 | 6140.7799 | 5679.5178 | 5589.0883
CDP2 | VIC | VIC | Distributed PV | 6087.2788 | 6684.1854 | 7294.8864 | 7984.2026 | 8627.0949 | 9196.1307 | 9725.6838 | 10200.0096 | 10651.3504 | 11059.654 | 11465.7127 | 11844.9384 | 12143.6943 | 12364.7146 | 12587.537 | 12816.1806 | 13025.347 | 13207.514 | 13417.6849 | 13652.8559 | 13870.6821 | 14058.9828 | 14279.9745 | 14546.9466 | 14826.3072 | 15089.7889 | 15385.7563 | 15709.2989
CDP2 | VIC | VIC | Other renewable fuels | 0 | 0 | 0 | 0 | 0 | 0 | 0 | 0 | 0 | 0 | 0 | 0 | 0 | 0 | 0 | 0 | 0 | 0 | 0 | 0 | 0 | 0 | 0 | 0 | 0 | 0 | 454.0649 | 260.2083
CDP2 | VIC | VIC | DSP | 0.032001 | 6.2053e-07 | 6.5919e-07 | 8.5493e-07 | 1.188 | 25.3435 | 25.948 | 9.3038e-07 | 1.1716e-06 | 10.195 | 48.0335 | 16.029 | 36.5524 | 14.8775 | 9.6429 | 6.1454 | 60.5151 | 19.7534 | 10.7387 | 20.9165 | 12.211 | 2.1382 | 11.543 | 17.7329 | 31.2475 | 9.282 | 88.1234 | 46.5823
CDP2 | VIC | VIC | Utility storage load | -466.3385 | -1367.6227 | -2287.1362 | -3144.069 | -3570.479 | -4652.2676 | -3827.4386 | -4815.819 | -5005.0182 | -4997.0696 | -5276.1997 | -4889.998 | -5791.0805 | -6648.1319 | -6614.7082 | -7486.5802 | -6626.3712 | -6149.9432 | -6378.8065 | -5998.2713 | -6722.957 | -5981.0177 | -5445.7199 | -5190.9456 | -5150.3176 | -4942.8062 | -4358.345 | -4322.4763
CDP2 | VIC | VIC | Coordinated CER storage load | -46.2576 | -62.9892 | -81.0542 | -102.3064 | -127.8389 | -157.0535 | -186.5058 | -224.0101 | -269.0627 | -320.088 | -371.6844 | -453.2444 | -533.9448 | -635.6535 | -738.6644 | -853.6889 | -945.1611 | -1052.6666 | -1180.7325 | -1347.2111 | -1445.8782 | -1638.4402 | -1852.0047 | -2065.492 | -2233.1917 | -2432.9069 | -2517.2072 | -2782.6159
CDP2 | VIC | VIC | Passive CER storage load | -111.762 | -123.3463 | -134.8604 | -147.2779 | -159.5703 | -173.272 | -189.9108 | -206.4594 | -222.8042 | -240.197 | -258.543 | -279.5154 | -296.8716 | -318.266 | -338.6938 | -358.4818 | -376.3814 | -390.4669 | -407.5393 | -424.3066 | -440.6446 | -458.2816 | -479.2543 | -495.4081 | -516.2532 | -529.291 | -547.2171 | -568.9661
CDP2 | SA | CSA | Mid-merit gas | 1825.2765 | 2304.3099 | 1228.74 | 994.0969 | 1619.4494 | 887.6214 | 18.9811 | 5.4849 | 6.3291e-06 | 82.2342 | 52.8922 | 94.6402 | 142.656 | 0 | 0 | 0 | 0 | 0 | 0 | 0 | 0 | 0 | 0 | 0 | 0 | 0 | 0 | 0
CDP2 | SA | CSA | Flexible gas with CCS | 0 | 0 | 0 | 0 | 0 | 0 | 0 | 0 | 0 | 0 | 0 | 0 | 0 | 0 | 0 | 0 | 0 | 0 | 0 | 0 | 0 | 0 | 0 | 0 | 0 | 0 | 0 | 0
CDP2 | SA | CSA | Flexible gas | 5.8124 | 4.241 | 46.3007 | 17.8579 | 13.0094 | 122.5728 | 285.9732 | 283.7548 | 678.7673 | 936.2765 | 1015.8044 | 844.3796 | 1212.3863 | 624.8329 | 432.8313 | 715.5887 | 1195.3855 | 1082.5264 | 1323.803 | 1998.1006 | 1165.1739 | 1303.7208 | 1098.3079 | 741.3995 | 772.8982 | 420.2839 | 925.3116 | 524.1273
CDP2 | SA | CSA | Hydro | 0 | 0 | 0 | 0 | 0 | 0 | 0 | 0 | 0 | 0 | 0 | 0 | 0 | 0 | 0 | 0 | 0 | 0 | 0 | 0 | 0 | 0 | 0 | 0 | 0 | 0 | 0 | 0
CDP2 | SA | CSA | Utility storage | 511.9747 | 658.275 | 994.7482 | 1655.775 | 1932.7552 | 2401.4763 | 1356.9658 | 1408.4015 | 1439.0604 | 1465.5521 | 1348.6759 | 1353.8643 | 1592.7869 | 1746.3589 | 1652.945 | 1674.1302 | 1545.3968 | 1495.9437 | 1730.0449 | 1447.0064 | 1269.2837 | 1044.1557 | 992.3034 | 1709.785 | 1684.5992 | 2309.4177 | 2337.9636 | 2424.1742
CDP2 | SA | CSA | Coordinated CER storage | 189.9394 | 211.3712 | 232.0356 | 256.3981 | 280.3313 | 308.1272 | 332.8681 | 361.0473 | 390.1345 | 422.2113 | 457.1187 | 495.8044 | 531.9973 | 575.0712 | 617.7107 | 660.6897 | 696.079 | 734.5792 | 776.2694 | 834.3266 | 886.5729 | 948.2304 | 1009.1097 | 1049.1502 | 1116.7957 | 1158.2781 | 1183.5938 | 1228.3838
CDP2 | SA | CSA | Passive CER storage | 64.0325 | 68.5121 | 72.874 | 77.7255 | 81.7137 | 86.0408 | 91.1661 | 95.9927 | 100.5806 | 105.8509 | 110.6315 | 116.1445 | 120.6524 | 126.1011 | 130.3051 | 135.7589 | 139.2271 | 142.3883 | 145.3068 | 148.8519 | 151.4968 | 154.3978 | 158.1308 | 162.327 | 164.8392 | 167.039 | 171.4898 | 175.3662
CDP2 | SA | CSA | Offshore wind | 0 | 0 | 0 | 0 | 0 | 0 | 0 | 0 | 0 | 0 | 0 | 0 | 0 | 0 | 0 | 0 | 0 | 0 | 0 | 0 | 0 | 0 | 0 | 0 | 0 | 0 | 0 | 0
CDP2 | SA | CSA | Wind | 7230.4342 | 7500.5087 | 7257.9878 | 7623.907 | 8760.3637 | 8015.8314 | 7768.6741 | 8314.0085 | 8240.4856 | 8925.2964 | 7918.2518 | 7947.6249 | 6927.9805 | 7853.1899 | 8660.6233 | 7263.0285 | 7593.3776 | 7972.2932 | 7690.7054 | 6497.2963 | 6244.6019 | 6190.043 | 7039.7071 | 9191.2218 | 9582.3578 | 9671.9368 | 9117.1214 | 10425.0422
CDP2 | SA | CSA | Utility solar | 1155.4702 | 1254.0807 | 1836.8463 | 1659.5179 | 1700.7621 | 1565.7794 | 1655.4591 | 1709.4079 | 1738.5459 | 1964.6156 | 1997.2465 | 2047.9644 | 1944.9523 | 1959.442 | 2052.1005 | 2098.5495 | 2318.4573 | 2219.368 | 2719.1162 | 4182.8206 | 5896.4091 | 6149.7854 | 5790.2206 | 5512.6961 | 5669.2754 | 5781.8057 | 5627.3956 | 5763.0262
CDP2 | SA | CSA | Distributed PV | 3190.3631 | 3260.7863 | 3336.7919 | 3466.2875 | 3610.9779 | 3765.142 | 3919.0203 | 4056.501 | 4171.4374 | 4282.9871 | 4387.5614 | 4474.6656 | 4540.4368 | 4615.8937 | 4699.0323 | 4777.1158 | 4844.1539 | 4922.1799 | 5007.7115 | 5086.4132 | 5151.8572 | 5229.3602 | 5315.6498 | 5398.0969 | 5468.4064 | 5549.6338 | 5639.0507 | 5724.3107
CDP2 | SA | CSA | Other renewable fuels | 0 | 0 | 0 | 0 | 0 | 0 | 0 | 0 | 0 | 0 | 0 | 0 | 0 | 0 | 0 | 0 | 0 | 0 | 0 | 0 | 0 | 0 | 0 | 0 | 0 | 0 | 0 | 0
CDP2 | SA | CSA | DSP | 0.18 | 6.2605e-07 | 6.9236e-07 | 8.9379e-07 | 0.96 | 27.031 | 21.217 | 9.6633e-07 | 0.68862 | 7.265 | 35.7564 | 18.5574 | 32.715 | 15.5285 | 7.8467 | 7.095 | 50.9499 | 17.018 | 7.4955 | 13.229 | 10.3991 | 2.0664 | 10.8257 | 12.5627 | 17.0104 | 6.099 | 53.812 | 29.5997
CDP2 | SA | CSA | Utility storage load | -609.4938 | -783.3336 | -1184.2348 | -1974.0542 | -2300.9351 | -2856.0876 | -1615.458 | -1679.5437 | -1710.341 | -1747.5809 | -1602.7389 | -1611.7663 | -1898.7328 | -2076.4977 | -1970.6715 | -1990.1895 | -1839.7837 | -1780.9107 | -2059.6068 | -1724.7697 | -1508.9678 | -1243.4496 | -1178.0674 | -2020.7034 | -1983.5103 | -2725.6035 | -2747.5983 | -2855.2897
CDP2 | SA | CSA | Coordinated CER storage load | -189.9394 | -211.3712 | -232.0356 | -256.5537 | -280.3459 | -307.9569 | -333.3702 | -362.6411 | -392.5911 | -426.8108 | -462.9618 | -504.9438 | -544.2702 | -592.1805 | -640.222 | -686.3984 | -725.4469 | -767.5109 | -815.3265 | -886.2853 | -946.118 | -1022.2677 | -1092.9684 | -1137.019 | -1218.6315 | -1267.8021 | -1291.4856 | -1349.5351
CDP2 | SA | CSA | Passive CER storage load | -74.5534 | -80.106 | -84.9062 | -90.0868 | -94.711 | -99.6282 | -104.9721 | -111.2405 | -116.5182 | -121.7649 | -127.6009 | -133.8318 | -139.592 | -144.8715 | -150.319 | -155.3538 | -159.9965 | -162.6779 | -167.2472 | -170.8245 | -173.1506 | -176.6843 | -181.1201 | -184.9918 | -188.5654 | -191.4455 | -195.1885 | -200.2795
CDP2 | SA | SESA | Mid-merit gas | 0 | 0 | 0 | 0 | 0 | 0 | 0 | 0 | 0 | 0 | 0 | 0 | 0 | 0 | 0 | 0 | 0 | 0 | 0 | 0 | 0 | 0 | 0 | 0 | 0 | 0 | 0 | 0
CDP2 | SA | SESA | Flexible gas with CCS | 0 | 0 | 0 | 0 | 0 | 0 | 0 | 0 | 0 | 0 | 0 | 0 | 0 | 0 | 0 | 0 | 0 | 0 | 0 | 0 | 0 | 0 | 0 | 0 | 0 | 0 | 0 | 0
CDP2 | SA | SESA | Flexible gas | 0.25151 | 1.011e-08 | 0.84091 | 1.7505e-07 | 2.2701e-07 | 1.006 | 3.1738 | 0.2688 | 1.8199e-06 | 1.8423 | 5.7709 | 0 | 0 | 0 | 0 | 0 | 0 | 0 | 0 | 0 | 0 | 0 | 0 | 0 | 0 | 0 | 0 | 0
CDP2 | SA | SESA | Hydro | 0 | 0 | 0 | 0 | 0 | 0 | 0 | 0 | 0 | 0 | 0 | 0 | 0 | 0 | 0 | 0 | 0 | 0 | 0 | 0 | 0 | 0 | 0 | 0 | 0 | 0 | 0 | 0
CDP2 | SA | SESA | Utility storage | 26.5489 | 22.0695 | 22.9601 | 25.0471 | 27.2628 | 33.4453 | 26.034 | 27.462 | 26.9043 | 28.7382 | 4.4409e-05 | 4.562e-05 | 4.7308e-05 | 5.1813e-05 | 6.1171e-05 | 6.0285e-05 | 5.7652e-05 | 5.7666e-05 | 5.6906e-05 | 5.7253e-05 | 0.00014586 | 0.00013767 | 0.00029436 | 0.00336 | 0.0035267 | 0.0032644 | 0.0033109 | 0.0035789
CDP2 | SA | SESA | Coordinated CER storage | 6.7781 | 7.6025 | 8.4034 | 9.336 | 10.2712 | 11.3822 | 12.3927 | 13.4738 | 14.595 | 15.8665 | 17.3931 | 18.9772 | 20.5265 | 22.2831 | 24.0186 | 25.715 | 27.1894 | 28.7762 | 30.4655 | 32.8098 | 35.1256 | 37.9466 | 40.4944 | 42.0692 | 44.8369 | 46.6492 | 47.7832 | 49.8978
CDP2 | SA | SESA | Passive CER storage | 2.2874 | 2.4649 | 2.6412 | 2.8343 | 2.9964 | 3.1838 | 3.3933 | 3.5799 | 3.7552 | 3.9661 | 4.1842 | 4.4023 | 4.6087 | 4.8211 | 4.9787 | 5.1883 | 5.3234 | 5.4419 | 5.5432 | 5.6917 | 5.8219 | 5.9481 | 6.0969 | 6.2638 | 6.363 | 6.4511 | 6.627 | 6.8022
CDP2 | SA | SESA | Offshore wind | 0 | 0 | 0 | 0 | 0 | 0 | 0 | 0 | 0 | 0 | 0 | 0 | 0 | 0 | 0 | 0 | 0 | 0 | 0 | 0 | 0 | 0 | 0 | 0 | 0 | 0 | 0 | 0
CDP2 | SA | SESA | Wind | 746.4294 | 813.935 | 709.3976 | 791.3153 | 2393.7499 | 2308.3336 | 1995.1339 | 2138.7503 | 2079.7884 | 2567.8186 | 2301.446 | 2137.0872 | 2004.0001 | 2144.0581 | 1809.9542 | 1802.296 | 1666.3418 | 1792.3599 | 1708.1795 | 1621.4763 | 1560.505 | 1735.1306 | 1623.4409 | 1797.7212 | 1597.7082 | 2252.4478 | 2130.3339 | 2359.7262
CDP2 | SA | SESA | Utility solar | 70.5272 | 71.4621 | 74.3575 | 65.0728 | 61.8161 | 56.2899 | 58.8255 | 58.5924 | 60.3998 | 59.9827 | 61.9011 | 54.3169 | 51.8849 | 65.4758 | 63.6843 | 61.6007 | 60.5252 | 0 | 0 | 0 | 0 | 0 | 0 | 0 | 0 | 0 | 0 | 0
CDP2 | SA | SESA | Distributed PV | 112.7362 | 116.2125 | 120.7697 | 127.1989 | 133.8742 | 141.6734 | 149.2792 | 155.4422 | 160.67 | 166.3834 | 173.5604 | 178.2911 | 183.9197 | 187.5012 | 190.7562 | 194.3046 | 197.6511 | 200.9791 | 203.7224 | 208.7345 | 214.739 | 219.6259 | 223.1041 | 226.6677 | 229.1829 | 232.2131 | 236.0291 | 242.1829
CDP2 | SA | SESA | Other renewable fuels | 0 | 0 | 0 | 0 | 0 | 0 | 0 | 0 | 0 | 0 | 0 | 0 | 0 | 0 | 0 | 0 | 0 | 0 | 0 | 0 | 0 | 0 | 0 | 0 | 0 | 0 | 0 | 0
CDP2 | SA | SESA | DSP | 0 | 0 | 0 | 0 | 0 | 0 | 0 | 0 | 0 | 0 | 0 | 0 | 0 | 0 | 0 | 0 | 0 | 0 | 0 | 0 | 0 | 0 | 0 | 0 | 0 | 0 | 0 | 0
CDP2 | SA | SESA | Utility storage load | -31.6058 | -26.2732 | -27.3334 | -29.8747 | -32.4558 | -39.7591 | -30.9929 | -32.7496 | -31.9722 | -34.2121 | -5.1678e-05 | -5.3236e-05 | -5.5418e-05 | -6.0676e-05 | -7.1784e-05 | -7.0552e-05 | -6.7596e-05 | -6.7675e-05 | -6.6702e-05 | -6.7021e-05 | -0.00017122 | -0.00016135 | -0.0003455 | -0.0039599 | -0.0041403 | -0.0038474 | -0.0038865 | -0.0042095
CDP2 | SA | SESA | Coordinated CER storage load | -6.7781 | -7.6025 | -8.4034 | -9.3417 | -10.2718 | -11.3759 | -12.4161 | -13.5463 | -14.7111 | -16.0804 | -17.6738 | -19.411 | -21.1083 | -23.0933 | -25.0883 | -26.9346 | -28.5968 | -30.3726 | -32.3741 | -35.2412 | -37.9044 | -41.4569 | -44.449 | -46.1998 | -49.5857 | -51.7198 | -52.822 | -55.5998
CDP2 | SA | SESA | Passive CER storage load | -2.6632 | -2.882 | -3.0773 | -3.2851 | -3.473 | -3.6866 | -3.9072 | -4.1485 | -4.3502 | -4.5623 | -4.826 | -5.0727 | -5.3322 | -5.5387 | -5.7434 | -5.9371 | -6.1175 | -6.2173 | -6.3802 | -6.5319 | -6.654 | -6.8067 | -6.9833 | -7.1384 | -7.2789 | -7.3936 | -7.5428 | -7.7685
CDP2 | TAS | TAS | Mid-merit gas | 0 | 0 | 0 | 0 | 0 | 0 | 0 | 0 | 0 | 0 | 0 | 0 | 0 | 0 | 0 | 0 | 0 | 0 | 0 | 0 | 0 | 0 | 0 | 0 | 0 | 0 | 0 | 0
CDP2 | TAS | TAS | Flexible gas with CCS | 0 | 0 | 0 | 0 | 0 | 0 | 0 | 0 | 0 | 0 | 0 | 0 | 0 | 0 | 0 | 0 | 0 | 0 | 0 | 0 | 0 | 0 | 0 | 0 | 0 | 0 | 0 | 0
CDP2 | TAS | TAS | Flexible gas | 0 | 0 | 5.5e-10 | 0 | 0 | 0 | 2.1623e-07 | 5.1424e-07 | 2.5543e-06 | 0.21781 | 0.17054 | 6.7601e-07 | 10.9438 | 7.7442 | 1.057e-06 | 1.3124e-06 | 0.69295 | 1.786 | 1.0394 | 3.145 | 1.6791 | 2.2541e-07 | 6.9672e-07 | 3.8015e-07 | 2.4473 | 2.9661e-07 | 2.6553e-07 | 6.929e-07
CDP2 | TAS | TAS | Hydro | 8887.2723 | 9653.1629 | 6787.9477 | 6677.9586 | 6198.4686 | 5819.2825 | 7977.7401 | 8473.3721 | 7443.0709 | 8708.7567 | 8587.6325 | 7694.8469 | 8904.1186 | 7605.7731 | 8359.0417 | 8218.8064 | 7533.785 | 7622.7369 | 8345.9606 | 6455.8054 | 8681.395 | 8356.1895 | 6999.809 | 7897.5027 | 7477.5592 | 7931.1606 | 8645.1303 | 7050.4088
CDP2 | TAS | TAS | Utility storage | 0 | 0 | 0 | 3.1536e-05 | 3.6939e-05 | 4.2819e-05 | 6.7331e-05 | 6.6586e-05 | 0.00025545 | 0.00027775 | 0.00023565 | 0.00026048 | 172.9321 | 193.4233 | 208.8432 | 222.8057 | 216.2149 | 226.6014 | 417.0059 | 1079.6765 | 2070.3007 | 1948.2841 | 2321.9327 | 2242.5948 | 2248.3022 | 2187.1068 | 2179.261 | 2223.6051
CDP2 | TAS | TAS | Coordinated CER storage | 2.5733 | 3.5347 | 4.6054 | 5.958 | 7.4168 | 9.2988 | 10.7049 | 12.1294 | 14.0222 | 15.9162 | 18.3108 | 21.3171 | 25.1319 | 28.8141 | 32.9579 | 37.9833 | 42.1088 | 47.533 | 51.7064 | 58.406 | 59.9257 | 65.6944 | 77.6216 | 84.91 | 93.4467 | 96.1433 | 103.6035 | 111.5454
CDP2 | TAS | TAS | Passive CER storage | 6.2553 | 6.8442 | 7.491 | 8.1837 | 8.8138 | 9.6277 | 10.5227 | 11.3683 | 12.1904 | 13.1008 | 14.0214 | 15.0123 | 15.866 | 16.9658 | 17.9051 | 18.9456 | 19.7579 | 20.3609 | 21.0618 | 21.7684 | 22.4051 | 23.1637 | 23.9385 | 24.7927 | 25.5449 | 25.8603 | 26.7151 | 27.6923
CDP2 | TAS | TAS | Offshore wind | 0 | 0 | 0 | 0 | 0 | 0 | 0 | 0 | 0 | 0 | 0 | 0 | 0 | 0 | 0 | 0 | 0 | 0 | 0 | 0 | 0 | 0 | 0 | 0 | 0 | 0 | 0 | 0
CDP2 | TAS | TAS | Wind | 1975.3545 | 2174.8069 | 3998.3921 | 4688.0599 | 5370.3266 | 6033.8465 | 6517.9023 | 7009.5472 | 7503.4543 | 7996.5661 | 8491.4886 | 8992.5149 | 9505.1042 | 10021.895 | 10538.9462 | 11055.6905 | 9102.8 | 9042.8236 | 8753.9035 | 9309.5985 | 9332.3495 | 9516.293 | 9175.6039 | 9573.0701 | 9206.9849 | 8908.8602 | 8432.7619 | 8405.442
CDP2 | TAS | TAS | Utility solar | 0 | 0 | 0 | 0 | 0 | 0 | 0 | 0 | 0 | 0 | 0 | 0 | 0 | 0 | 0 | 0 | 0 | 0 | 0 | 0 | 0 | 0 | 0 | 0 | 0 | 0 | 0 | 0
CDP2 | TAS | TAS | Distributed PV | 307.0088 | 319.0286 | 332.2165 | 365.6975 | 409.1203 | 455.4526 | 495.5483 | 526.8219 | 558.336 | 589.4338 | 618.6881 | 640.645 | 653.5031 | 660.943 | 668.1315 | 674.4542 | 680.7325 | 686.9651 | 694.1811 | 700.6574 | 706.8726 | 713.1019 | 720.4898 | 727.215 | 733.6596 | 740.0857 | 747.7693 | 754.9122
CDP2 | TAS | TAS | Other renewable fuels | 0 | 0 | 0 | 0 | 0 | 0 | 0 | 0 | 0 | 0 | 0 | 0 | 0 | 0 | 0 | 0 | 0 | 0 | 0 | 0 | 0 | 0 | 0 | 0 | 0 | 0 | 0 | 0
CDP2 | TAS | TAS | DSP | 5.9057e-07 | 5.7563e-07 | 6.1289e-07 | 5.9799e-07 | 6.2274e-07 | 6.5703e-07 | 7.9667e-07 | 8.1725e-07 | 1.0745e-06 | 0.077501 | 0.2075 | 1.0796e-06 | 1.345 | 0.605 | 0.3875 | 0.24 | 2.68 | 0.845 | 0.5275 | 0.7808 | 0.2575 | 9.1361e-07 | 0.3 | 1.1202e-06 | 0.69 | 1.3718e-06 | 2.5125 | 1.265
CDP2 | TAS | TAS | Utility storage load | 0 | 0 | 0 | -3.7114e-05 | -4.3438e-05 | -5.0419e-05 | -8.5901e-05 | -8.3729e-05 | -0.00032841 | -0.00036491 | -0.00030434 | -0.00034114 | -226.9081 | -255.1385 | -274.4829 | -290.9331 | -286.7718 | -300.8143 | -551.4377 | -1428.3512 | -2713.763 | -2574.7393 | -3019.8398 | -2991.8687 | -2917.2063 | -2883.3214 | -2868.4764 | -2962.3876
CDP2 | TAS | TAS | Coordinated CER storage load | -2.5733 | -3.5347 | -4.6054 | -5.958 | -7.4168 | -9.3045 | -10.7224 | -12.217 | -14.2267 | -16.2678 | -18.8484 | -22.3105 | -26.7648 | -31.0785 | -35.9928 | -42.1497 | -47.114 | -53.861 | -58.9569 | -67.3955 | -68.3551 | -75.819 | -91.142 | -100.6142 | -111.1587 | -114.0813 | -123.7679 | -134.4685
CDP2 | TAS | TAS | Passive CER storage load | -7.4092 | -8.08 | -8.839 | -9.6052 | -10.3749 | -11.3443 | -12.3431 | -13.3696 | -14.321 | -15.3464 | -16.5077 | -17.6666 | -18.6487 | -19.9309 | -21.017 | -22.1822 | -23.2833 | -23.8808 | -24.7761 | -25.5422 | -26.2799 | -27.2697 | -28.1878 | -29.1395 | -30.0052 | -30.3481 | -31.2962 | -32.5547
CDP3 | NSW | NNSW | Black coal | 0 | 0 | 0 | 0 | 0 | 0 | 0 | 0 | 0 | 0 | 0 | 0 | 0 | 0 | 0 | 0 | 0 | 0 | 0 | 0 | 0 | 0 | 0 | 0 | 0 | 0 | 0 | 0
CDP3 | NSW | NNSW | Mid-merit gas | 0 | 0 | 0 | 0 | 0 | 0 | 0 | 0 | 0 | 0 | 0 | 0 | 0 | 0 | 0 | 0 | 0 | 0 | 0 | 0 | 0 | 0 | 0 | 0 | 0 | 0 | 0 | 0
CDP3 | NSW | NNSW | Flexible gas with CCS | 0 | 0 | 0 | 0 | 0 | 0 | 0 | 0 | 0 | 0 | 0 | 0 | 0 | 0 | 0 | 0 | 0 | 0 | 0 | 0 | 0 | 0 | 0 | 0 | 0 | 0 | 0 | 0
CDP3 | NSW | NNSW | Flexible gas | 0 | 0 | 0 | 0 | 0 | 0 | 0 | 0 | 0 | 0 | 0 | 0 | 0 | 0 | 0 | 0 | 0 | 0 | 0 | 0 | 0 | 0 | 0 | 0 | 0 | 0 | 0 | 0
CDP3 | NSW | NNSW | Hydro | 0 | 0 | 0 | 0 | 0 | 0 | 0 | 0 | 0 | 0 | 0 | 0 | 0 | 0 | 0 | 0 | 0 | 0 | 0 | 0 | 0 | 0 | 0 | 0 | 0 | 0 | 0 | 0
CDP3 | NSW | NNSW | Utility storage | 3.939 | 15.4537 | 453.056 | 910.6236 | 1387.8615 | 2974.0348 | 2155.3282 | 2216.614 | 2432.7492 | 2423.9459 | 2559.3113 | 2644.745 | 2671.6615 | 2889.639 | 2862.4676 | 2781.5394 | 2542.2281 | 2592.8633 | 2726.6106 | 2870.5099 | 5042.6392 | 5142.1472 | 4467.8577 | 5786.0268 | 5577.2442 | 5663.4151 | 5531.1352 | 6571.0342
CDP3 | NSW | NNSW | Coordinated CER storage | 8.8365 | 11.2048 | 14.0465 | 16.9339 | 20.4022 | 24.1148 | 27.5888 | 31.7687 | 36.5517 | 42.5444 | 49.7592 | 58.6146 | 67.1924 | 78.8681 | 89.0949 | 99.2728 | 108.6372 | 118.3431 | 132.6874 | 153.8097 | 161.6429 | 181.8129 | 209.8502 | 226.205 | 248.9329 | 269.8346 | 274.9518 | 295.9841
CDP3 | NSW | NNSW | Passive CER storage | 18.167 | 19.7177 | 21.1384 | 22.4275 | 23.7008 | 25.0701 | 27.3635 | 29.2103 | 31.0205 | 33.1586 | 35.2223 | 37.5763 | 39.7724 | 41.8629 | 44.1078 | 46.4927 | 48.0454 | 50.12 | 51.7116 | 53.3755 | 55.0278 | 56.7506 | 58.6569 | 61.0185 | 62.4544 | 63.5 | 65.5099 | 67.3883
CDP3 | NSW | NNSW | Offshore wind | 0 | 0 | 0 | 0 | 0 | 0 | 0 | 0 | 0 | 0 | 0 | 0 | 0 | 0 | 0 | 0 | 0 | 0 | 0 | 0 | 0 | 0 | 0 | 0 | 0 | 0 | 0 | 0
CDP3 | NSW | NNSW | Wind | 1309.0337 | 1100.5763 | 1921.3682 | 2157.0459 | 2190.4491 | 10744.3618 | 11380.4717 | 10470.3038 | 11012.4222 | 10222.3456 | 12424.5109 | 12293.6873 | 12185.6188 | 12516.2573 | 12561.946 | 12082.1691 | 14498.4484 | 20740.7117 | 22503.9674 | 21839.9247 | 23702.8185 | 21522.2564 | 22188.4906 | 21276.31 | 22215.374 | 22004.3993 | 21492.7426 | 22786.4714
CDP3 | NSW | NNSW | Utility solar | 1712.8358 | 2165.5935 | 2322.8009 | 2240.9416 | 2379.6435 | 2979.3708 | 2590.8641 | 2749.3413 | 3101.027 | 3203.6541 | 4028.2489 | 4278.8221 | 3935.2731 | 4246.65 | 4229.6318 | 4042.6125 | 3930.5184 | 6111.8917 | 7171.0916 | 8951.4526 | 7760.8272 | 8285.3 | 8851.4893 | 9148.4119 | 8782.8127 | 9307.3348 | 8794.8424 | 10066.3152
CDP3 | NSW | NNSW | Distributed PV | 1271.6546 | 1294.9489 | 1311.4241 | 1367.595 | 1455.6654 | 1546.1493 | 1624.3869 | 1687.2326 | 1737.479 | 1785.259 | 1826.8007 | 1862.6349 | 1883.9388 | 1905.6539 | 1925.5478 | 1947.8463 | 1965.8985 | 1986.5372 | 2009.2374 | 2037.7628 | 2057.9774 | 2077.2502 | 2099.9079 | 2127.0346 | 2148.3108 | 2170.1747 | 2198.1127 | 2230.421
CDP3 | NSW | NNSW | Other renewable fuels | 0 | 0 | 0 | 0 | 0 | 0 | 0 | 0 | 0 | 0 | 0 | 0 | 0 | 0 | 0 | 0 | 0 | 0 | 0 | 0 | 0 | 0 | 0 | 0 | 0 | 0 | 447.4336 | 285.9112
CDP3 | NSW | NNSW | DSP | 0 | 0 | 0 | 0 | 0 | 0 | 0 | 0 | 0 | 0 | 0 | 0 | 0 | 0 | 0 | 0 | 0 | 0 | 0 | 0 | 0 | 0 | 0 | 0 | 0 | 0 | 0 | 0
CDP3 | NSW | NNSW | Utility storage load | -4.6478 | -18.3973 | -545.9897 | -1089.9562 | -1660.7932 | -3574.4836 | -2592.5124 | -2675.2759 | -2918.3357 | -2926.2779 | -3073.8653 | -3178.1858 | -3213.7403 | -3476.1487 | -3453.7844 | -3336.4412 | -3058.329 | -3119.1442 | -3280.3145 | -3462.0522 | -6327.3845 | -6457.8244 | -5628.2979 | -7443.8581 | -7094.8957 | -7387.5469 | -7163.0194 | -8604.6409
CDP3 | NSW | NNSW | Coordinated CER storage load | -8.8365 | -11.2048 | -14.0504 | -16.9404 | -20.3919 | -24.1148 | -27.8105 | -32.3461 | -37.6116 | -44.4894 | -52.813 | -63.3769 | -73.6089 | -88.13 | -100.5748 | -112.3192 | -123.4976 | -134.9859 | -153.4525 | -180.8728 | -188.9095 | -215.4242 | -252.018 | -272.8247 | -301.3917 | -328.5546 | -334.0444 | -362.642
CDP3 | NSW | NNSW | Passive CER storage load | -21.5306 | -23.3997 | -25.0516 | -26.5991 | -28.1174 | -29.7514 | -32.3942 | -34.6342 | -36.8836 | -39.2441 | -41.7975 | -44.5888 | -47.2409 | -49.663 | -52.439 | -55.0147 | -57.0178 | -59.3353 | -61.388 | -63.312 | -65.2137 | -67.3475 | -69.6038 | -72.2527 | -74.0459 | -75.4951 | -77.5117 | -80.0111
CDP3 | NSW | CNSW | Black coal | 23978.6632 | 25581.026 | 21880.1199 | 19843.2497 | 18395.6157 | 6258.6204 | 6284.2952 | 9138.9502 | 9668.0075 | 7950.2922 | 9076.8095 | 9419.603 | 8442.5648 | 7750.7005 | 6049.6683 | 7157.7005 | 0 | 0 | 0 | 0 | 0 | 0 | 0 | 0 | 0 | 0 | 0 | 0
CDP3 | NSW | CNSW | Mid-merit gas | 0 | 0 | 0 | 0 | 0 | 0 | 0 | 0 | 0 | 0 | 0 | 0 | 0 | 0 | 0 | 0 | 0 | 0 | 0 | 0 | 0 | 0 | 0 | 0 | 0 | 0 | 0 | 0
CDP3 | NSW | CNSW | Flexible gas with CCS | 0 | 0 | 0 | 0 | 0 | 0 | 0 | 0 | 0 | 0 | 0 | 0 | 0 | 0 | 0 | 0 | 0 | 0 | 0 | 0 | 0 | 0 | 0 | 0 | 0 | 0 | 0 | 0
CDP3 | NSW | CNSW | Flexible gas | 0 | 0 | 0 | 0 | 0 | 0 | 0 | 0 | 0 | 0 | 0 | 0 | 0 | 0 | 0 | 0 | 0 | 0 | 0 | 0 | 0 | 0 | 0 | 0 | 0 | 0 | 0 | 0
CDP3 | NSW | CNSW | Hydro | 0 | 0 | 0 | 0 | 0 | 0 | 0 | 0 | 0 | 0 | 0 | 0 | 0 | 0 | 0 | 0 | 0 | 0 | 0 | 0 | 0 | 0 | 0 | 0 | 0 | 0 | 0 | 0
CDP3 | NSW | CNSW | Utility storage | 462.6111 | 1129.5367 | 1197.1865 | 2101.1568 | 3125.749 | 3668.9305 | 2326.7266 | 2284.1245 | 2398.7172 | 2450.7163 | 2499.3705 | 2530.7448 | 2762.1435 | 2913.8688 | 2962.8733 | 2873.4728 | 2586.2463 | 2838.2105 | 2992.8998 | 2922.9531 | 2722.8926 | 1823.3504 | 2053.7124 | 2017.0985 | 1222.8764 | 1224.2349 | 1243.7096 | 1318.895
CDP3 | NSW | CNSW | Coordinated CER storage | 3.7234 | 4.7379 | 6.0182 | 7.481 | 9.7646 | 10.6681 | 12.1557 | 14.3342 | 16.7732 | 19.9221 | 23.7598 | 28.7307 | 33.7814 | 41.0582 | 47.4265 | 52.9611 | 57.5943 | 64.5933 | 72.2179 | 84.734 | 90.7082 | 102.8594 | 119.7787 | 129.3278 | 144.3835 | 157.3044 | 160.8702 | 174.8272
CDP3 | NSW | CNSW | Passive CER storage | 7.627 | 8.3056 | 8.9956 | 9.6657 | 10.2322 | 10.8691 | 11.909 | 12.8093 | 13.6889 | 14.7028 | 15.7482 | 16.8884 | 18.0026 | 19.0507 | 20.185 | 21.411 | 22.266 | 23.3321 | 24.1695 | 25.0093 | 25.8786 | 26.806 | 27.8186 | 29.0444 | 29.8498 | 30.4411 | 31.4814 | 32.4604
CDP3 | NSW | CNSW | Offshore wind | 0 | 0 | 0 | 0 | 0 | 0 | 0 | 0 | 0 | 0 | 0 | 0 | 0 | 0 | 0 | 0 | 0 | 0 | 0 | 0 | 0 | 0 | 0 | 0 | 0 | 0 | 0 | 0
CDP3 | NSW | CNSW | Wind | 1293.4373 | 1927.1077 | 3918.8316 | 5711.0114 | 15381.4155 | 14909.212 | 15472.7943 | 14344.6872 | 14660.8272 | 13826.9669 | 14525.1997 | 14188.9083 | 14075.2585 | 14992.3808 | 14774.0204 | 15154.6677 | 14856.1111 | 14738.7008 | 14439.1522 | 13623.1244 | 14487.9953 | 13351.2439 | 13552.5075 | 12907.2209 | 14062.2863 | 15142.8926 | 14814.3175 | 15993.4983
CDP3 | NSW | CNSW | Utility solar | 3629.299 | 3910.0055 | 5408.8513 | 5176.2754 | 8548.4707 | 9154.5199 | 8209.7043 | 8599.2729 | 9814.4648 | 9812.5327 | 10022.1621 | 10295.1941 | 9831.3924 | 10513.9625 | 10450.5564 | 10100.4004 | 9862.1154 | 8910.7483 | 9271.2869 | 10995.2125 | 9668.8739 | 10001.3181 | 11100.8981 | 14094.4277 | 14479.992 | 17725.3827 | 16999.4923 | 18112.8216
CDP3 | NSW | CNSW | Distributed PV | 805.7252 | 814.9854 | 829.5535 | 870.8455 | 916.2872 | 974.0498 | 1025.6157 | 1072.6831 | 1112.1573 | 1154.5789 | 1186.7008 | 1211.9352 | 1229.1648 | 1252.0861 | 1268.2638 | 1286.3269 | 1301.3111 | 1324.9373 | 1342.737 | 1359.4079 | 1373.0091 | 1398.259 | 1414.9644 | 1434.2131 | 1452.1522 | 1478.3848 | 1498.0146 | 1518.8237
CDP3 | NSW | CNSW | Other renewable fuels | 0 | 0 | 0 | 0 | 0 | 0 | 0 | 0 | 0 | 0 | 0 | 0 | 0 | 0 | 0 | 0 | 0 | 0 | 0 | 0 | 0 | 0 | 0 | 0 | 0 | 160.6212 | 448.6978 | 284.8629
CDP3 | NSW | CNSW | DSP | 0 | 0 | 0 | 0 | 0 | 0 | 0 | 0 | 0 | 0 | 0 | 0 | 0 | 0 | 0 | 0 | 0 | 0 | 0 | 0 | 0 | 0 | 0 | 0 | 0 | 0 | 0 | 0
CDP3 | NSW | CNSW | Utility storage load | -659.4218 | -1424.4306 | -1486.0254 | -2511.9846 | -3790.7179 | -4497.8472 | -2843.4157 | -2792.8285 | -2919.2103 | -3014.559 | -3033.8058 | -3089.0517 | -3414.9394 | -3588.3587 | -3638.6051 | -3537.9952 | -3189.9915 | -3501.0621 | -3719.1849 | -3623.6376 | -3363.0142 | -2275.1101 | -2590.5969 | -2596.2631 | -1619.2869 | -1638.4321 | -1699.7191 | -1791.3281
CDP3 | NSW | CNSW | Coordinated CER storage load | -3.7234 | -4.7379 | -6.0199 | -7.4838 | -9.7655 | -10.6627 | -12.3049 | -14.7195 | -17.4915 | -21.2279 | -25.7014 | -31.8355 | -37.9831 | -47.2286 | -55.1259 | -61.5383 | -67.2755 | -75.9194 | -85.9458 | -102.7667 | -109.3329 | -125.828 | -148.157 | -160.7249 | -179.8603 | -197.1286 | -201.3123 | -220.1951
CDP3 | NSW | CNSW | Passive CER storage load | -9.0391 | -9.8566 | -10.6609 | -11.4635 | -12.1389 | -12.8986 | -14.0985 | -15.1877 | -16.2762 | -17.4011 | -18.6881 | -20.0401 | -21.3832 | -22.6003 | -23.9976 | -25.3356 | -26.4242 | -27.622 | -28.6922 | -29.6652 | -30.6689 | -31.8114 | -33.0103 | -34.3918 | -35.3899 | -36.1914 | -37.2489 | -38.5407
CDP3 | NSW | SNSW | Black coal | 0 | 0 | 0 | 0 | 0 | 0 | 0 | 0 | 0 | 0 | 0 | 0 | 0 | 0 | 0 | 0 | 0 | 0 | 0 | 0 | 0 | 0 | 0 | 0 | 0 | 0 | 0 | 0
CDP3 | NSW | SNSW | Mid-merit gas | 0 | 0 | 0 | 0 | 0 | 0 | 0 | 0 | 0 | 0 | 0 | 0 | 0 | 0 | 0 | 0 | 0 | 0 | 0 | 0 | 0 | 0 | 0 | 0 | 0 | 0 | 0 | 0
CDP3 | NSW | SNSW | Flexible gas with CCS | 0 | 0 | 0 | 0 | 0 | 0 | 0 | 0 | 0 | 0 | 0 | 0 | 0 | 0 | 0 | 0 | 0 | 0 | 0 | 0 | 0 | 0 | 0 | 0 | 0 | 0 | 0 | 0
CDP3 | NSW | SNSW | Flexible gas | 1.6148e-07 | 2.3682e-07 | 2.9193e-07 | 4.1307e-07 | 1.4092 | 2.0775 | 8.5009 | 1.9947e-06 | 2.342e-06 | 3.7365e-06 | 8.817 | 3.4168e-06 | 4.8465 | 0.22261 | 5.8498e-07 | 1.119e-06 | 17.4062 | 15.152 | 0.286 | 19.8463 | 0 | 0 | 0 | 0 | 0 | 0 | 0 | 0
CDP3 | NSW | SNSW | Hydro | 2788.6221 | 1140.9773 | 1616.2271 | 4879.9488 | 3811.3273 | 6517.7354 | 2246.9735 | 2074.307 | 2793.2616 | 3665.4719 | 3495.8892 | 3119.5626 | 3620.8463 | 2582.2065 | 2397.7111 | 2855.2988 | 3905.4957 | 3178.5365 | 3018.5122 | 3147.265 | 2445.1856 | 3145.4203 | 3099.2697 | 3124.8061 | 3174.9198 | 2677.3796 | 3397.5798 | 2433.7749
CDP3 | NSW | SNSW | Utility storage | 223.4659 | 322.5752 | 326.0422 | 391.5711 | 955.6681 | 2356.9386 | 5577.8053 | 5195.3747 | 5162.664 | 5607.6101 | 5349.12 | 5258.27 | 5850.0315 | 6005.5964 | 6022.6055 | 5896.3629 | 5894.2593 | 5891.5117 | 6040.7204 | 5665.53 | 5954.6723 | 5266.4897 | 5849.594 | 5639.2949 | 5699.0201 | 5583.0245 | 5971.1503 | 5769.994
CDP3 | NSW | SNSW | Coordinated CER storage | 7.449 | 9.5537 | 12.1567 | 15.0178 | 18.3795 | 22.1489 | 25.3882 | 29.2564 | 33.6876 | 39.2198 | 45.5653 | 53.753 | 62.0095 | 73.2198 | 83.1191 | 93.0095 | 102.5154 | 113.8081 | 126.877 | 148.5038 | 161.5175 | 179.9026 | 207.4122 | 225.0162 | 251.1939 | 272.967 | 280.8916 | 304.1943
CDP3 | NSW | SNSW | Passive CER storage | 15.3225 | 16.8139 | 18.2962 | 19.9476 | 21.4747 | 23.0167 | 25.293 | 27.1321 | 28.9755 | 31.0951 | 33.189 | 35.5698 | 37.8779 | 40.0969 | 42.4832 | 44.9811 | 46.6541 | 48.8145 | 50.5218 | 52.2984 | 54.1283 | 56.0857 | 58.256 | 60.8935 | 62.5963 | 63.9327 | 66.2023 | 68.3467
CDP3 | NSW | SNSW | Offshore wind | 0 | 0 | 0 | 0 | 0 | 0 | 0 | 0 | 0 | 0 | 0 | 0 | 0 | 0 | 0 | 0 | 0 | 0 | 0 | 0 | 0 | 0 | 0 | 0 | 0 | 0 | 0 | 0
CDP3 | NSW | SNSW | Wind | 5479.1323 | 5966.2537 | 7205.657 | 9167.3938 | 9045.4079 | 8407.1811 | 8616.9846 | 8248.9183 | 8361.0133 | 8739.4523 | 8091.6122 | 8454.8431 | 8077.5045 | 8512.6275 | 8335.8073 | 8578.7035 | 7968.4621 | 7786.9835 | 7730.6342 | 6303.8567 | 6700.9717 | 5670.3571 | 5307.0935 | 5548.0046 | 4122.7815 | 4337.4937 | 4199.0192 | 4511.1897
CDP3 | NSW | SNSW | Utility solar | 4561.2149 | 5481.6571 | 6105.2261 | 7489.8514 | 7425.5423 | 7668.0169 | 6923.5427 | 7404.3688 | 7867.7414 | 7459.9504 | 7686.1866 | 7647.3178 | 7200.0974 | 7731.1011 | 7503.791 | 7335.6313 | 7332.863 | 6780.6016 | 6789.6986 | 8064.0886 | 9391.5597 | 9774.7497 | 9961.6546 | 9152.6392 | 10322.4078 | 9657.3261 | 7660.6558 | 8096.141
CDP3 | NSW | SNSW | Distributed PV | 1286.0905 | 1322.7575 | 1362.6526 | 1446.0263 | 1540.5536 | 1647.4287 | 1745.6243 | 1832.1643 | 1910.3635 | 1990.2647 | 2054.8207 | 2113.8626 | 2159.1101 | 2205.4714 | 2245.1143 | 2285.7319 | 2320.1221 | 2364.8685 | 2403.0178 | 2443.7 | 2479.7929 | 2528.6708 | 2571.5307 | 2617.0872 | 2653.1877 | 2703.8642 | 2749.1533 | 2797.2701
CDP3 | NSW | SNSW | Other renewable fuels | 0 | 0 | 0 | 0 | 0 | 0 | 0 | 0 | 0 | 0 | 0 | 0 | 0 | 0 | 0 | 0 | 0 | 0 | 0 | 0 | 0 | 0 | 0 | 0 | 0 | 0 | 0 | 0
CDP3 | NSW | SNSW | DSP | 0 | 0 | 0 | 0 | 0 | 0 | 0 | 0 | 0 | 0 | 0 | 0 | 0 | 0 | 0 | 0 | 0 | 0 | 0 | 0 | 0 | 0 | 0 | 0 | 0 | 0 | 0 | 0
CDP3 | NSW | SNSW | Utility storage load | -266.031 | -385.752 | -390.0683 | -703.6417 | -1577.5303 | -3350.9401 | -7124.6518 | -7008.0323 | -6647.4813 | -7156.5692 | -6850.7028 | -7157.1073 | -7335.9042 | -7976.6061 | -7696.367 | -8046.0714 | -7485.5233 | -7745.1387 | -7723.1326 | -7474.5382 | -7824.147 | -7072.6251 | -7386.8381 | -7587.5151 | -7139.3401 | -7635.9427 | -7625.3482 | -7822.7328
CDP3 | NSW | SNSW | Coordinated CER storage load | -7.449 | -9.5537 | -12.1601 | -15.0144 | -18.3908 | -22.1376 | -25.5463 | -29.6833 | -34.4842 | -40.7468 | -47.8569 | -57.5446 | -67.2741 | -81.0993 | -93.0099 | -104.3408 | -115.6979 | -129.4138 | -145.9132 | -174.1467 | -189.4266 | -213.3332 | -248.7587 | -271.4246 | -304.3055 | -332.6442 | -341.943 | -373.5107
CDP3 | NSW | SNSW | Passive CER storage load | -18.1594 | -19.9536 | -21.6832 | -23.6578 | -25.4764 | -27.3145 | -29.943 | -32.17 | -34.4521 | -36.8018 | -39.3846 | -42.2078 | -44.9907 | -47.568 | -50.5075 | -53.226 | -55.3667 | -57.7897 | -59.9755 | -62.0344 | -64.1477 | -66.5585 | -69.1281 | -72.1047 | -74.2141 | -76.0095 | -78.331 | -81.149
CDP3 | NSW | SNW | Black coal | 14936.0955 | 9260.1092 | 8552.4046 | 8208.8481 | 0 | 0 | 0 | 0 | 0 | 0 | 0 | 0 | 0 | 0 | 0 | 0 | 0 | 0 | 0 | 0 | 0 | 0 | 0 | 0 | 0 | 0 | 0 | 0
CDP3 | NSW | SNW | Mid-merit gas | 528.9786 | 1153.0794 | 705.8329 | 532.5492 | 1327.1866 | 557.1236 | 258.9451 | 976.2977 | 1220.4881 | 1052.7175 | 1263.8611 | 1388.9244 | 1580.3617 | 1058.669 | 536.0041 | 1196.4276 | 1431.8154 | 1339.8117 | 1515.5252 | 0 | 0 | 0 | 0 | 0 | 0 | 0 | 0 | 0
CDP3 | NSW | SNW | Flexible gas with CCS | 0 | 0 | 0 | 0 | 0 | 0 | 0 | 0 | 0 | 0 | 0 | 0 | 0 | 0 | 0 | 0 | 0 | 0 | 0 | 0 | 0 | 0 | 0 | 0 | 0 | 0 | 0 | 0
CDP3 | NSW | SNW | Flexible gas | 11.1422 | 55.9836 | 22.3421 | 35.4322 | 230.6098 | 203.7384 | 136.1084 | 31.4026 | 35.9708 | 510.1585 | 168.6269 | 159.7222 | 600.1636 | 322.4461 | 141.4827 | 218.0459 | 892.3988 | 852.5032 | 1035.449 | 1615.0538 | 1494.0914 | 2110.2325 | 2414.5387 | 2800.2341 | 1363.9577 | 1116.3644 | 2409.9158 | 1783.5696
CDP3 | NSW | SNW | Hydro | 0 | 0 | 0 | 0 | 0 | 0 | 0 | 0 | 0 | 0 | 0 | 0 | 0 | 0 | 0 | 0 | 0 | 0 | 0 | 0 | 0 | 0 | 0 | 0 | 0 | 0 | 0 | 0
CDP3 | NSW | SNW | Utility storage | 124.1709 | 1576.4002 | 1442.2905 | 1595.5065 | 2094.0255 | 3369.5388 | 2769.7031 | 2754.4848 | 2931.842 | 2954.6175 | 3028.7948 | 3072.644 | 3212.5215 | 3376.9649 | 3274.354 | 3285.74 | 3028.0951 | 3162.9795 | 3379.8043 | 3392.3048 | 3119.4451 | 1622.3759 | 1787.014 | 1835.1075 | 1817.6434 | 1305.1893 | 1317.9354 | 1360.1388
CDP3 | NSW | SNW | Coordinated CER storage | 35.148 | 44.9819 | 56.6482 | 69.3862 | 84.7353 | 100.9239 | 117.0703 | 136.4537 | 159.1838 | 188.3512 | 222.5662 | 267.9714 | 313.4369 | 379.1446 | 431.9937 | 487.4326 | 528.5108 | 586.9364 | 667.8233 | 781.6667 | 816.8438 | 931.3657 | 1101.6236 | 1196.6757 | 1331.0918 | 1444.8389 | 1482.0683 | 1618.9017
CDP3 | NSW | SNW | Passive CER storage | 72.1981 | 79.1669 | 85.245 | 91.9237 | 98.465 | 104.9795 | 114.8156 | 122.5686 | 130.0811 | 138.8145 | 147.4054 | 157.2483 | 166.6163 | 175.6471 | 185.5089 | 195.9892 | 202.8675 | 211.7879 | 218.4927 | 225.3181 | 232.4773 | 240.1037 | 248.6419 | 259.2958 | 266.1282 | 271.3594 | 280.7262 | 289.5094
CDP3 | NSW | SNW | Offshore wind | 0 | 0 | 0 | 0 | 0 | 0 | 0 | 0 | 0 | 0 | 0 | 0 | 0 | 0 | 0 | 0 | 0 | 0 | 0 | 0 | 0 | 0 | 0 | 0 | 0 | 0 | 0 | 0
CDP3 | NSW | SNW | Wind | 0 | 0 | 0 | 0 | 0 | 0 | 0 | 0 | 0 | 0 | 0 | 0 | 0 | 0 | 0 | 0 | 0 | 0 | 0 | 0 | 0 | 0 | 0 | 0 | 0 | 0 | 0 | 0
CDP3 | NSW | SNW | Utility solar | 0 | 0 | 0 | 0 | 0 | 0 | 0 | 0 | 0 | 0 | 0 | 0 | 0 | 0 | 0 | 0 | 0 | 0 | 0 | 0 | 0 | 0 | 0 | 0 | 0 | 0 | 0 | 0
CDP3 | NSW | SNW | Distributed PV | 4711.8926 | 4899.8671 | 5101.4499 | 5464.9574 | 5880.7926 | 6307.2576 | 6705.1023 | 7062.8221 | 7381.5716 | 7671.0896 | 7947.7897 | 8185.5984 | 8342.0996 | 8459.8366 | 8588.8595 | 8727.2997 | 8837.225 | 8945.2228 | 9071.2788 | 9209.3908 | 9321.3523 | 9430.913 | 9560.0224 | 9701.0611 | 9815.0944 | 9930.3552 | 10063.7426 | 10218.7569
CDP3 | NSW | SNW | Other renewable fuels | 0 | 0 | 0 | 0 | 0 | 0 | 0 | 0 | 0 | 0 | 0 | 0 | 0 | 0 | 0 | 0 | 0 | 0 | 0 | 0 | 0 | 0 | 0 | 0 | 0 | 484.235 | 451.5008 | 289.1248
CDP3 | NSW | SNW | DSP | 9.8602e-07 | 1.8555 | 1.127e-06 | 1.1815 | 15.5885 | 83.6732 | 39.0155 | 1.9933e-06 | 2.3341e-06 | 3.2377e-06 | 12.7755 | 8.2644 | 49.1699 | 19.2885 | 4.1715 | 13.4034 | 96.5642 | 33.314 | 9.3975 | 19.412 | 15.1839 | 1.7325 | 22.26 | 26.8205 | 47.4773 | 10.547 | 113.2025 | 88.3024
CDP3 | NSW | SNW | Utility storage load | -147.8225 | -1862.5042 | -1708.2845 | -1889.5587 | -2470.7953 | -4002.266 | -3291.6195 | -3281.3048 | -3478.7519 | -3521.5829 | -3594.3148 | -3652.6796 | -3818.6948 | -4016.3381 | -3903.9088 | -3897.9837 | -3600.5067 | -3760.5072 | -4024.3636 | -4036.4238 | -3701.4049 | -1945.4797 | -2139.1252 | -2199.4785 | -2175.8503 | -1558.7467 | -1572.6427 | -1625.2621
CDP3 | NSW | SNW | Coordinated CER storage load | -35.148 | -44.9819 | -56.6639 | -69.413 | -84.6928 | -100.9239 | -118.5475 | -140.2179 | -166.1548 | -200.97 | -241.2504 | -297.7605 | -353.9876 | -438.476 | -505.0644 | -571.5514 | -621.1132 | -694.2271 | -802.0643 | -951.9538 | -988.9031 | -1144.5043 | -1369.1033 | -1493.4994 | -1671.2338 | -1820.3691 | -1864.8088 | -2053.2642
CDP3 | NSW | SNW | Passive CER storage load | -85.5652 | -93.9503 | -101.0255 | -109.0216 | -116.8136 | -124.582 | -135.9242 | -145.3273 | -154.6674 | -164.2906 | -174.9227 | -186.5939 | -197.9037 | -208.3743 | -220.5481 | -231.9133 | -240.7529 | -250.728 | -259.3774 | -267.2642 | -275.51 | -284.9379 | -295.0449 | -307.0351 | -315.5215 | -322.6188 | -332.1569 | -343.7389
CDP3 | QLD | NQ | Black coal | 0 | 0 | 0 | 0 | 0 | 0 | 0 | 0 | 0 | 0 | 0 | 0 | 0 | 0 | 0 | 0 | 0 | 0 | 0 | 0 | 0 | 0 | 0 | 0 | 0 | 0 | 0 | 0
CDP3 | QLD | NQ | Mid-merit gas | 203.2491 | 205.2718 | 17.271 | 13.7483 | 28.5958 | 8.9001 | 17.5717 | 8.1835 | 3.5459 | 10.2807 | 33.95 | 26.8463 | 48.8912 | 46.1438 | 28.9908 | 125.0411 | 204.9222 | 125.6018 | 141.2957 | 111.0442 | 156.5221 | 88.2314 | 0 | 0 | 0 | 0 | 0 | 0
CDP3 | QLD | NQ | Flexible gas with CCS | 0 | 0 | 0 | 0 | 0 | 0 | 0 | 0 | 0 | 0 | 0 | 0 | 0 | 0 | 0 | 0 | 0 | 0 | 0 | 0 | 0 | 0 | 0 | 0 | 0 | 0 | 0 | 0
CDP3 | QLD | NQ | Flexible gas | 0 | 0 | 0 | 0 | 0 | 0 | 5.8e-10 | 1.095e-09 | 0 | 0 | 1.771e-08 | 1.0644 | 0.51241 | 1.0257e-07 | 0 | 0.20572 | 1.5315e-08 | 1.804e-08 | 4.615e-09 | 7.095e-09 | 0 | 0 | 0 | 0 | 0 | 0 | 0 | 0
CDP3 | QLD | NQ | Hydro | 309.1896 | 160.8939 | 232.3698 | 232.7106 | 185.1137 | 279.7378 | 299.4566 | 248.6631 | 214.1129 | 253.0374 | 199.9267 | 127.239 | 181.5262 | 76.7658 | 165.0364 | 80.9464 | 93.5647 | 114.9704 | 0 | 0 | 0 | 0 | 0 | 0 | 0 | 0 | 0 | 0
CDP3 | QLD | NQ | Utility storage | 224.1643 | 463.6199 | 569.071 | 523.7749 | 564.5089 | 841.8071 | 690.1324 | 695.6423 | 597.7783 | 792.7472 | 762.295 | 786.4329 | 835.6418 | 853.3 | 839.4655 | 836.5972 | 809.0052 | 817.7911 | 830.6707 | 861.0191 | 813.4739 | 841.9979 | 536.7428 | 568.9475 | 874.8423 | 992.2374 | 989.4796 | 988.8988
CDP3 | QLD | NQ | Coordinated CER storage | 3.7025 | 4.8307 | 6.1191 | 7.6948 | 9.5234 | 11.6678 | 13.7589 | 16.3831 | 18.7403 | 23.1029 | 27.2246 | 32.9948 | 38.6582 | 44.8902 | 52.2744 | 58.6409 | 64.9152 | 72.3612 | 82.6016 | 94.2025 | 100.7383 | 113.6763 | 129.3456 | 144.2988 | 156.7941 | 174.8112 | 180.2707 | 188.0238
CDP3 | QLD | NQ | Passive CER storage | 7.8983 | 8.9015 | 9.8572 | 10.8967 | 11.9899 | 13.0913 | 14.6095 | 15.9655 | 17.2986 | 18.8163 | 20.3749 | 22.1566 | 23.8494 | 25.5681 | 27.3346 | 29.213 | 30.5814 | 32.1658 | 33.4967 | 34.9698 | 36.3326 | 37.8586 | 39.5466 | 41.5898 | 43.035 | 44.1319 | 45.8801 | 47.4763
CDP3 | QLD | NQ | Offshore wind | 0 | 0 | 0 | 0 | 0 | 0 | 0 | 0 | 0 | 0 | 0 | 0 | 0 | 0 | 0 | 0 | 0 | 0 | 0 | 0 | 0 | 0 | 0 | 0 | 0 | 0 | 0 | 0
CDP3 | QLD | NQ | Wind | 1065.2353 | 1036.1341 | 1062.9858 | 5217.1781 | 6162.5505 | 8890.8524 | 8384.2378 | 8940.1211 | 9377.2728 | 10068.834 | 9623.9496 | 9053.9235 | 10097.4785 | 10609.6724 | 10735.163 | 10154.8882 | 9941.3637 | 9384.4272 | 9469.5615 | 10673.0621 | 11248.1775 | 11640.7181 | 11824.9715 | 12051.6431 | 11543.875 | 10926.2997 | 11659.6071 | 12444.4299
CDP3 | QLD | NQ | Utility solar | 1295.9239 | 1392.6939 | 1290.1192 | 1266.83 | 1196.1277 | 1011.4842 | 1026.7209 | 1173.9562 | 1287.248 | 1175.9976 | 1259.4848 | 1280.369 | 1202.8336 | 1115.9944 | 1115.8914 | 1175.38 | 1117.9593 | 1540.5798 | 1382.8162 | 1159.1268 | 1088.8673 | 1197.7329 | 1159.7216 | 895.1181 | 920.2887 | 1532.2096 | 1312.2331 | 1292.9139
CDP3 | QLD | NQ | Distributed PV | 890.6838 | 933.0996 | 966.2641 | 1008.0842 | 1073.5389 | 1130.3381 | 1177.689 | 1223.6016 | 1257.4637 | 1292.358 | 1322.4242 | 1351.3797 | 1366.6988 | 1386.523 | 1406.3077 | 1427.8995 | 1446.4485 | 1469.534 | 1490.6694 | 1518.8556 | 1536.7492 | 1560.7993 | 1584.1359 | 1613.9356 | 1633.642 | 1662.3734 | 1692.196 | 1728.5245
CDP3 | QLD | NQ | Other renewable fuels | 0 | 0 | 0 | 0 | 0 | 0 | 0 | 0 | 0 | 0 | 0 | 0 | 0 | 0 | 0 | 0 | 0 | 0 | 0 | 0 | 0 | 0 | 0 | 0 | 0 | 0 | 0 | 0
CDP3 | QLD | NQ | DSP | 0 | 0 | 0 | 0 | 0 | 0 | 0 | 0 | 0 | 0 | 0 | 0 | 0 | 0 | 0 | 0 | 0 | 0 | 0 | 0 | 0 | 0 | 0 | 0 | 0 | 0 | 0 | 0
CDP3 | QLD | NQ | Utility storage load | -281.8216 | -584.659 | -709.9003 | -682.4971 | -788.5566 | -1350.1443 | -894.8232 | -887.9647 | -754.8661 | -1029.4997 | -983.7989 | -997.2735 | -1108.4795 | -1127.2456 | -1101.5194 | -1091.4119 | -1065.406 | -1072.573 | -1091.7263 | -1137.98 | -1132.9815 | -1167.3744 | -837.8369 | -915.5074 | -1274.7393 | -1431.5057 | -1441.5975 | -1472.2196
CDP3 | QLD | NQ | Coordinated CER storage load | -3.7025 | -4.8307 | -6.1228 | -7.6958 | -9.5188 | -11.6678 | -13.9285 | -16.8058 | -19.2517 | -24.4738 | -29.2103 | -36.0656 | -42.9199 | -50.2753 | -59.4372 | -66.7444 | -74.2829 | -83.4468 | -96.3145 | -111.4269 | -118.5336 | -135.1302 | -155.2971 | -174.3863 | -190.1006 | -213.4184 | -219.9744 | -229.9201
CDP3 | QLD | NQ | Passive CER storage load | -9.0958 | -10.2402 | -11.3564 | -12.5167 | -13.7673 | -15.0267 | -16.7301 | -18.3385 | -19.8913 | -21.5543 | -23.4129 | -25.4463 | -27.3352 | -29.3526 | -31.3736 | -33.392 | -35.0567 | -36.7595 | -38.3701 | -40.0687 | -41.5473 | -43.3666 | -45.2576 | -47.4699 | -49.2828 | -50.516 | -52.2872 | -54.2445
CDP3 | QLD | GG | Black coal | 2943.36 | 2951.3564 | 2967.797 | 1803.7319 | 1808.1836 | 1491.2807 | 630.944 | 0 | 0 | 0 | 0 | 0 | 0 | 0 | 0 | 0 | 0 | 0 | 0 | 0 | 0 | 0 | 0 | 0 | 0 | 0 | 0 | 0
CDP3 | QLD | GG | Mid-merit gas | 790.803 | 868.8509 | 832.3193 | 841.7347 | 842.0008 | 829.8622 | 26.5616 | 12.288 | 39.7225 | 104.7743 | 135.6766 | 135.6523 | 308.6574 | 232.9572 | 159.6577 | 377.6687 | 470.33 | 327.498 | 382.2094 | 395.4411 | 377.3317 | 353.9418 | 346.2366 | 334.1822 | 248.8058 | 200.4083 | 0 | 0
CDP3 | QLD | GG | Flexible gas with CCS | 0 | 0 | 0 | 0 | 0 | 0 | 0 | 0 | 0 | 0 | 0 | 0 | 0 | 0 | 0 | 0 | 0 | 0 | 0 | 0 | 0 | 0 | 0 | 0 | 0 | 0 | 0 | 0
CDP3 | QLD | GG | Flexible gas | 0 | 0 | 0 | 0 | 0 | 0 | 8.8868e-07 | 9.8855e-07 | 2.1593e-06 | 1.4615e-05 | 2.4303e-05 | 2.3921e-05 | 5.1458e-05 | 3.7175e-05 | 8.321e-06 | 1.7896e-05 | 4.1468e-05 | 2.6209e-05 | 2.6008e-05 | 2.7373e-05 | 2.75e-05 | 8.8372e-06 | 3.3478e-05 | 3.1191e-05 | 2.0352e-05 | 1.1577e-05 | 4.3283e-05 | 4.6317e-05
CDP3 | QLD | GG | Hydro | 0 | 0 | 0 | 0 | 0 | 0 | 0 | 0 | 0 | 0 | 0 | 0 | 0 | 0 | 0 | 0 | 0 | 0 | 0 | 0 | 0 | 0 | 0 | 0 | 0 | 0 | 0 | 0
CDP3 | QLD | GG | Utility storage | 0 | 42.9249 | 95.6547 | 116.5403 | 110.6761 | 420.5371 | 237.1737 | 212.5658 | 156.0806 | 218.1315 | 216.2748 | 221.3644 | 262.2507 | 277.1158 | 252.7995 | 265.4695 | 236.7581 | 245.3811 | 287.0925 | 272.7307 | 204.4605 | 0.00048058 | 101.183 | 171.5797 | 176.1584 | 827.4284 | 826.6243 | 1312.4029
CDP3 | QLD | GG | Coordinated CER storage | 0.20226 | 0.2661 | 0.33635 | 0.425 | 0.52154 | 0.65426 | 0.79963 | 0.99937 | 1.1365 | 1.5289 | 1.8336 | 2.3724 | 2.8648 | 3.4416 | 4.0798 | 4.6373 | 5.1102 | 5.7399 | 6.9032 | 7.8395 | 8.1898 | 9.6634 | 10.975 | 12.2909 | 14.0791 | 15.9145 | 16.3855 | 16.8323
CDP3 | QLD | GG | Passive CER storage | 0.43375 | 0.49115 | 0.5429 | 0.6111 | 0.66737 | 0.73538 | 0.82193 | 0.90112 | 0.98625 | 1.0827 | 1.1807 | 1.2893 | 1.3971 | 1.5064 | 1.6163 | 1.7374 | 1.8244 | 1.9283 | 2.0181 | 2.1123 | 2.2029 | 2.3052 | 2.4175 | 2.547 | 2.6413 | 2.7129 | 2.8267 | 2.9272
CDP3 | QLD | GG | Offshore wind | 0 | 0 | 0 | 0 | 0 | 0 | 0 | 0 | 0 | 0 | 0 | 0 | 0 | 0 | 0 | 0 | 0 | 0 | 0 | 0 | 0 | 0 | 0 | 0 | 0 | 0 | 0 | 0
CDP3 | QLD | GG | Wind | 0 | 0 | 0 | 0 | 0 | 0 | 0 | 0 | 0 | 0 | 0 | 0 | 0 | 0 | 0 | 0 | 0 | 0 | 0 | 0 | 0 | 0 | 0 | 0 | 0 | 0 | 0 | 0
CDP3 | QLD | GG | Utility solar | 0 | 0 | 0 | 0 | 0 | 0 | 0 | 0 | 0 | 0 | 0 | 0 | 0 | 0 | 0 | 0 | 0 | 0 | 0 | 0 | 0 | 0 | 0 | 0 | 0 | 0 | 0 | 0
CDP3 | QLD | GG | Distributed PV | 83.1873 | 85.9307 | 89.0592 | 93.8754 | 98.1305 | 103.0181 | 107.804 | 112.3773 | 116.1806 | 119.6898 | 122.8667 | 125.7195 | 127.7035 | 129.6922 | 131.5994 | 134.0671 | 135.8587 | 138.2141 | 140.6638 | 143.1481 | 145.0607 | 147.4519 | 150.0271 | 152.6645 | 154.6545 | 157.2475 | 160.5535 | 164.0285
CDP3 | QLD | GG | Other renewable fuels | 0 | 0 | 0 | 0 | 0 | 0 | 0 | 0 | 0 | 0 | 0 | 0 | 0 | 0 | 0 | 0 | 0 | 0 | 0 | 0 | 0 | 0 | 0 | 0 | 0 | 0 | 0 | 0
CDP3 | QLD | GG | DSP | 0 | 0 | 0 | 0 | 0 | 0 | 0 | 0 | 0 | 0 | 0 | 0 | 0 | 0 | 0 | 0 | 0 | 0 | 0 | 0 | 0 | 0 | 0 | 0 | 0 | 0 | 0 | 0
CDP3 | QLD | GG | Utility storage load | 0 | -51.1011 | -114.3111 | -138.7385 | -131.7572 | -500.2031 | -282.3497 | -253.0546 | -185.8104 | -259.6804 | -257.8998 | -263.0993 | -312.2033 | -329.8999 | -301.3883 | -315.5988 | -281.855 | -292.1204 | -341.7769 | -325.116 | -242.969 | -0.00056826 | -119.0271 | -201.8385 | -207.3912 | -973.1826 | -972.9118 | -1556.3194
CDP3 | QLD | GG | Coordinated CER storage load | -0.20226 | -0.2661 | -0.33656 | -0.42506 | -0.5216 | -0.65394 | -0.8201 | -1.0552 | -1.1957 | -1.6941 | -2.0593 | -2.7442 | -3.3688 | -4.1064 | -4.9339 | -5.6098 | -6.202 | -7.0183 | -8.5463 | -9.8147 | -10.1501 | -12.1484 | -13.8809 | -15.6219 | -18.0365 | -20.5181 | -21.1317 | -21.6497
CDP3 | QLD | GG | Passive CER storage load | -0.49951 | -0.56501 | -0.62547 | -0.70194 | -0.76631 | -0.8441 | -0.94124 | -1.0351 | -1.1341 | -1.2402 | -1.3568 | -1.4807 | -1.6013 | -1.7294 | -1.8552 | -1.9859 | -2.0914 | -2.2036 | -2.3117 | -2.4203 | -2.5191 | -2.6406 | -2.7666 | -2.9072 | -3.0247 | -3.1053 | -3.2214 | -3.3445
CDP3 | QLD | CQ | Black coal | 11700.4545 | 12723.9568 | 14347.471 | 7449.4666 | 6480.6838 | 3081.0007 | 5930.8488 | 5858.2974 | 4221.3561 | 3983.8302 | 4393.6379 | 4602.2638 | 4565.7486 | 3679.5119 | 3686.5626 | 4324.0591 | 4473.1181 | 4513.7091 | 4903.8254 | 4756.1312 | 4554.1475 | 4576.1049 | 4362.2519 | 4255.6677 | 4270.0661 | 4589.6406 | 4256.8089 | 0
CDP3 | QLD | CQ | Mid-merit gas | 0 | 0 | 0 | 0 | 0 | 0 | 0 | 0 | 0 | 0 | 0 | 0 | 0 | 0 | 0 | 0 | 0 | 0 | 0 | 0 | 0 | 0 | 0 | 0 | 0 | 0 | 0 | 0
CDP3 | QLD | CQ | Flexible gas with CCS | 0 | 0 | 0 | 0 | 0 | 0 | 0 | 0 | 0 | 0 | 0 | 0 | 0 | 0 | 0 | 0 | 0 | 0 | 0 | 0 | 0 | 0 | 0 | 0 | 0 | 0 | 0 | 0
CDP3 | QLD | CQ | Flexible gas | 0 | 1.9608e-07 | 2.4079e-07 | 0.038743 | 2.875e-07 | 2.6076e-07 | 1.4363 | 0.41678 | 1.3824e-06 | 1.9194e-06 | 0 | 0 | 0 | 0 | 0 | 0 | 0 | 0 | 0 | 0 | 0 | 0 | 0 | 0 | 0 | 0 | 0 | 0
CDP3 | QLD | CQ | Hydro | 0 | 0 | 0 | 0 | 0 | 0 | 0 | 0 | 0 | 0 | 0 | 0 | 0 | 0 | 0 | 0 | 0 | 0 | 0 | 0 | 0 | 0 | 0 | 0 | 0 | 0 | 0 | 0
CDP3 | QLD | CQ | Utility storage | 40.2297 | 36.6606 | 59.5033 | 136.8141 | 163.4759 | 258.9254 | 182.2302 | 167.9986 | 139.1341 | 173.2247 | 169.1051 | 172.3146 | 195.0835 | 208.8535 | 189.1951 | 200.4246 | 185.59 | 190.5183 | 156.3653 | 148.8039 | 121.3361 | 129.2387 | 247.7756 | 168.635 | 314.2494 | 1654.6707 | 1648.7805 | 2465.6835
CDP3 | QLD | CQ | Coordinated CER storage | 3.3993 | 4.4768 | 5.6545 | 7.1695 | 8.8344 | 10.8126 | 12.9506 | 15.713 | 17.8255 | 22.6915 | 26.7691 | 33.3453 | 39.4955 | 46.5478 | 54.412 | 61.4064 | 67.7362 | 75.425 | 88.5753 | 99.9153 | 104.3031 | 121.427 | 136.7047 | 153.3547 | 173.2389 | 193.8682 | 199.8247 | 205.6216
CDP3 | QLD | CQ | Passive CER storage | 7.2649 | 8.2429 | 9.1049 | 10.1494 | 11.1216 | 12.1535 | 13.617 | 14.8902 | 16.1978 | 17.7002 | 19.2237 | 20.9226 | 22.6054 | 24.2909 | 26.0235 | 27.8933 | 29.2325 | 30.8205 | 32.1652 | 33.6167 | 35.0164 | 36.548 | 38.2373 | 40.233 | 41.689 | 42.7748 | 44.484 | 46.003
CDP3 | QLD | CQ | Offshore wind | 0 | 0 | 0 | 0 | 0 | 0 | 0 | 0 | 0 | 0 | 0 | 0 | 0 | 0 | 0 | 0 | 0 | 0 | 0 | 0 | 0 | 0 | 0 | 0 | 0 | 0 | 0 | 0
CDP3 | QLD | CQ | Wind | 884.1352 | 1173.41 | 1292.5398 | 2866.9878 | 4191.554 | 4519.666 | 4172.6725 | 4321.8312 | 4441.2479 | 6693.9753 | 6577.8541 | 6196.0763 | 6572.7118 | 6414.5213 | 7432.9493 | 6310.5137 | 6890.1843 | 6581.001 | 6369.3496 | 6854.9129 | 8595.5404 | 8446.6879 | 8744.3269 | 9200.1851 | 8684.5108 | 7736.8477 | 7992.6847 | 7950.0472
CDP3 | QLD | CQ | Utility solar | 2049.776 | 2146.2092 | 2000.4685 | 2253.0211 | 2155.9219 | 2288.5965 | 1730.3133 | 1977.7748 | 2143.6969 | 2080.1074 | 2158.0787 | 2144.2003 | 2036.6071 | 2084.2243 | 2049.8442 | 2125.4329 | 2068.4954 | 3139.5786 | 2932.0476 | 3100.9706 | 2468.911 | 2792.4465 | 2830.1985 | 3127.813 | 5754.9886 | 8563.9175 | 9859.3327 | 13163.0003
CDP3 | QLD | CQ | Distributed PV | 983.4528 | 1015.8314 | 1049.9894 | 1099.5409 | 1147.7856 | 1214.1964 | 1273.2899 | 1322.5909 | 1366.4737 | 1411.0047 | 1452.5752 | 1484.7024 | 1513.4651 | 1542.6319 | 1573.6127 | 1602.9355 | 1628.0199 | 1660.5557 | 1693.308 | 1723.4366 | 1751.2723 | 1783.2996 | 1817.4165 | 1849.4621 | 1878.748 | 1913.7379 | 1953.8785 | 1991.6066
CDP3 | QLD | CQ | Other renewable fuels | 0 | 0 | 0 | 0 | 0 | 0 | 0 | 0 | 0 | 0 | 0 | 0 | 0 | 0 | 0 | 0 | 0 | 0 | 0 | 0 | 0 | 0 | 0 | 0 | 0 | 0 | 0 | 0
CDP3 | QLD | CQ | DSP | 0 | 0 | 0 | 0 | 0 | 0 | 0 | 0 | 0 | 0 | 0 | 0 | 0 | 0 | 0 | 0 | 0 | 0 | 0 | 0 | 0 | 0 | 0 | 0 | 0 | 0 | 0 | 0
CDP3 | QLD | CQ | Utility storage load | -47.8925 | -43.6436 | -70.9463 | -162.8739 | -194.6143 | -307.8082 | -216.9408 | -199.9983 | -165.6359 | -206.22 | -201.7392 | -204.713 | -232.2424 | -248.6352 | -225.6689 | -238.1644 | -220.9406 | -226.8076 | -186.1493 | -177.4749 | -144.1205 | -153.8557 | -293.5458 | -198.3746 | -390.1734 | -2061.5275 | -2062.0497 | -3083.6493
CDP3 | QLD | CQ | Coordinated CER storage load | -3.3993 | -4.4768 | -5.6579 | -7.1703 | -8.8354 | -10.8073 | -13.1622 | -16.2915 | -18.4387 | -24.4051 | -29.1038 | -37.1916 | -44.7118 | -53.4299 | -63.2737 | -71.4817 | -79.1475 | -88.7676 | -105.6484 | -120.5596 | -124.4874 | -147.1641 | -166.8927 | -188.4454 | -214.6494 | -241.9962 | -249.4941 | -256.2009
CDP3 | QLD | CQ | Passive CER storage load | -8.3663 | -9.4825 | -10.4898 | -11.6583 | -12.7703 | -13.9503 | -15.5935 | -17.1034 | -18.6254 | -20.2758 | -22.0901 | -24.0291 | -25.9093 | -27.8864 | -29.8687 | -31.8835 | -33.5104 | -35.222 | -36.8449 | -38.5184 | -40.0421 | -41.8653 | -43.7592 | -45.9213 | -47.7414 | -48.9625 | -50.6961 | -52.5612
CDP3 | QLD | SQ | Black coal | 21353.6439 | 21128.2586 | 21428.8472 | 17018.0116 | 15333.5133 | 11409.5021 | 14519.6698 | 13895.919 | 13605.9264 | 8647.2205 | 5089.7829 | 5249.7217 | 5129.8024 | 4665.4911 | 5215.3508 | 5200.2293 | 5254.0257 | 5236.5636 | 5300.8944 | 5159.7397 | 5191.069 | 5104.2591 | 5167.3241 | 4946.4353 | 4862.6786 | 5144.961 | 5034.5711 | 0
CDP3 | QLD | SQ | Mid-merit gas | 1550.1595 | 1930.363 | 417.7273 | 285.8721 | 451.1767 | 236.4257 | 274.3904 | 141.8608 | 569.8707 | 1353.8443 | 1500.8554 | 1406.2308 | 1093.067 | 754.223 | 458.619 | 801.751 | 1036.4873 | 458.9398 | 277.1167 | 372.811 | 340.7309 | 0 | 0 | 0 | 0 | 0 | 0 | 0
CDP3 | QLD | SQ | Flexible gas with CCS | 0 | 0 | 0 | 0 | 0 | 0 | 0 | 0 | 0 | 0 | 0 | 0 | 0 | 0 | 0 | 0 | 0 | 0 | 0 | 0 | 0 | 0 | 0 | 0 | 0 | 0 | 0 | 0
CDP3 | QLD | SQ | Flexible gas | 74.0082 | 34.4654 | 4.4569 | 14.0483 | 13.0398 | 120.1723 | 132.0165 | 18.1015 | 25.2029 | 146.1637 | 579.269 | 361.9403 | 1133.2087 | 864.1303 | 555.3279 | 1459.4039 | 4498.1883 | 3167.2101 | 3453.2961 | 4516.5665 | 4050.7694 | 4774.9103 | 5731.9274 | 5727.5831 | 3145.9055 | 2202.3452 | 4789.1165 | 5038.8504
CDP3 | QLD | SQ | Hydro | 0 | 0 | 0 | 0 | 0 | 0 | 0 | 0 | 0 | 0 | 0 | 0 | 0 | 0 | 0 | 0 | 0 | 0 | 0 | 0 | 0 | 0 | 0 | 0 | 0 | 0 | 0 | 0
CDP3 | QLD | SQ | Utility storage | 1248.1968 | 1177.6644 | 1092.4646 | 1076.539 | 1323.5183 | 2019.278 | 1539.73 | 1459.084 | 4254.2023 | 5859.7836 | 5782.7104 | 6156.7212 | 6209.7901 | 6464.1647 | 6328.5147 | 6242.6215 | 5777.5601 | 5738.5914 | 6153.9389 | 6195.3986 | 5342.8865 | 5336.6994 | 6149.7637 | 6435.0787 | 6598.837 | 7187.4094 | 7057.0395 | 7178.5945
CDP3 | QLD | SQ | Coordinated CER storage | 17.9828 | 23.8081 | 30.5294 | 38.6799 | 47.9554 | 59.2692 | 72.4265 | 89.3313 | 98.9875 | 130.4653 | 155.1863 | 193.6597 | 229.732 | 277.4269 | 325.6131 | 368.939 | 407.8988 | 444.5853 | 522.4715 | 600.4127 | 617.1429 | 734.7911 | 822.1363 | 924.267 | 1046.9458 | 1191.0839 | 1203.8835 | 1278.2129
CDP3 | QLD | SQ | Passive CER storage | 38.5258 | 43.8968 | 49.0034 | 54.5739 | 60.1823 | 66.4877 | 74.7743 | 82.1543 | 89.5117 | 97.9153 | 106.4969 | 116.2022 | 125.6895 | 135.4263 | 145.4256 | 156.0927 | 163.6411 | 172.4096 | 179.9223 | 187.9841 | 195.7875 | 204.5517 | 214.2855 | 225.8 | 234.2198 | 240.7642 | 250.8429 | 259.8486
CDP3 | QLD | SQ | Offshore wind | 0 | 0 | 0 | 0 | 0 | 0 | 0 | 0 | 0 | 0 | 0 | 0 | 0 | 0 | 0 | 0 | 0 | 0 | 0 | 0 | 0 | 0 | 0 | 0 | 0 | 0 | 0 | 0
CDP3 | QLD | SQ | Wind | 4637.2395 | 6192.9456 | 6567.5979 | 11517.3842 | 13849.6459 | 13984.3666 | 13375.514 | 13165.5811 | 13757.7081 | 12708.8318 | 16171.9617 | 15197.0809 | 15384.3727 | 16150.8236 | 17002.3609 | 15481.0752 | 16428.1639 | 16886.8644 | 16199.9354 | 16232.1663 | 14965.5356 | 14798.7429 | 14995.5771 | 14286.0568 | 23859.5142 | 22509.8788 | 21933.4087 | 23480.6145
CDP3 | QLD | SQ | Utility solar | 4588.2627 | 4800.792 | 4776.3023 | 4628.4323 | 4555.7663 | 4738.3959 | 3799.2582 | 4277.7311 | 5279.4424 | 10764.3004 | 11644.394 | 14184.4286 | 13778.8679 | 14029.3206 | 14083.2237 | 14357.2638 | 13732.1422 | 12876.9849 | 15530.983 | 16589.9648 | 13641.9988 | 16542.4665 | 16467.1133 | 18162.6122 | 17520.9936 | 21663.7236 | 21511.532 | 23627.5721
CDP3 | QLD | SQ | Distributed PV | 5990.8471 | 6184.3421 | 6391.0577 | 6675.4064 | 6948.9149 | 7246.6104 | 7553.5439 | 7854.8235 | 8099.4155 | 8344.1878 | 8574.7168 | 8791.3445 | 8944.2099 | 9112.954 | 9288.9666 | 9482.3526 | 9632.6932 | 9808.7105 | 9994.2533 | 10193.5007 | 10350.6777 | 10536.484 | 10729.2197 | 10938.4931 | 11106.4424 | 11313.678 | 11537.6324 | 11787.4518
CDP3 | QLD | SQ | Other renewable fuels | 0 | 0 | 0 | 0 | 0 | 0 | 0 | 0 | 0 | 0 | 0 | 0 | 0 | 0 | 0 | 0 | 0 | 0 | 0 | 0 | 0 | 0 | 0 | 0 | 0 | 0 | 458.683 | 320.2328
CDP3 | QLD | SQ | DSP | 9.5073e-07 | 9.976e-07 | 1.0757e-06 | 1.3979e-06 | 1.7994e-06 | 2.9618e-06 | 0.82844 | 0.43812 | 2.1845e-06 | 2.5455e-06 | 6.3688 | 2.3085 | 10.0531 | 7.3101 | 2.3637 | 1.196 | 30.9141 | 17.141 | 1.395 | 3.3254 | 6.0165 | 0.39216 | 9.3869 | 0.9361 | 15.3408 | 4.0435 | 51.3231 | 105.6883
CDP3 | QLD | SQ | Utility storage load | -1688.0847 | -1545.1951 | -1410.051 | -1377.4774 | -1763.3801 | -2803.6564 | -2015.3958 | -1901.0794 | -5521.9648 | -7730.615 | -7556.392 | -8042.8061 | -8167.7644 | -8494.3644 | -8331.2427 | -8155.2453 | -7600.3396 | -7538.5134 | -8062.7933 | -8193.1437 | -7009.8471 | -7026.2417 | -8041.5564 | -8492.0015 | -8649.4821 | -9381.7046 | -9264.1951 | -9456.5331
CDP3 | QLD | SQ | Coordinated CER storage load | -17.9828 | -23.8081 | -30.5479 | -38.6846 | -47.9609 | -59.2404 | -74.1117 | -93.665 | -102.5764 | -142.1982 | -170.9371 | -218.6569 | -263.121 | -323.4324 | -384.4831 | -436.1292 | -484.0238 | -528.8097 | -629.3433 | -734.0341 | -744.3636 | -902.7136 | -1015.6089 | -1149.895 | -1310.0409 | -1503.823 | -1516.6493 | -1613.2913
CDP3 | QLD | SQ | Passive CER storage load | -44.3668 | -50.498 | -56.4569 | -62.687 | -69.1038 | -76.3172 | -85.6279 | -94.3651 | -102.9273 | -112.1632 | -122.3762 | -133.4555 | -144.0599 | -155.4718 | -166.9135 | -178.4222 | -187.5884 | -197.0317 | -206.0993 | -215.394 | -223.8881 | -234.3118 | -245.2308 | -257.7243 | -268.2238 | -275.5925 | -285.8727 | -296.8927
CDP3 | VIC | VIC | Brown coal | 32180.7418 | 28061.6013 | 27405.7311 | 24211.9051 | 18279.1301 | 15029.0572 | 16317.1431 | 13355.0784 | 10002.3646 | 6211.9779 | 2855.6725 | 3491.5967 | 3403.0186 | 2990.0122 | 3514.2199 | 3340.4462 | 3403.6746 | 3322.2302 | 3379.4939 | 3443.2775 | 3212.1971 | 3448.0669 | 3411.5535 | 0 | 0 | 0 | 0 | 0
CDP3 | VIC | VIC | Mid-merit gas | 76.7713 | 131.3434 | 70.4104 | 56.7202 | 0 | 0 | 0 | 0 | 0 | 0 | 0 | 0 | 0 | 0 | 0 | 0 | 0 | 0 | 0 | 0 | 0 | 0 | 0 | 0 | 0 | 0 | 0 | 0
CDP3 | VIC | VIC | Flexible gas with CCS | 0 | 0 | 0 | 0 | 0 | 0 | 0 | 0 | 0 | 0 | 0 | 0 | 0 | 0 | 0 | 0 | 0 | 0 | 0 | 0 | 0 | 0 | 0 | 0 | 0 | 0 | 0 | 0
CDP3 | VIC | VIC | Flexible gas | 49.1853 | 92.1763 | 41.6612 | 33.8232 | 286.0125 | 63.9 | 25.2143 | 6.3156e-06 | 4.5361e-06 | 64.6858 | 25.857 | 7.7525 | 164.4606 | 154.1976 | 57.7948 | 60.3339 | 198.9617 | 201.3972 | 223.6194 | 369.3069 | 209.9221 | 188.951 | 386.842 | 456.498 | 458.3503 | 194.4841 | 681.0416 | 787.0238
CDP3 | VIC | VIC | Hydro | 2506.1077 | 1230.2482 | 1311.5162 | 3417.6695 | 2065.6135 | 4037.726 | 2206.3628 | 973.259 | 3008.818 | 3214.3331 | 3373.3072 | 2454.4038 | 2858.4083 | 1859.1755 | 2311.9635 | 2176.9586 | 3413.4896 | 2155.8073 | 2046.6616 | 2162.8426 | 2175.7938 | 1875.5 | 2467.4373 | 2629.2621 | 3065.4524 | 2416.9742 | 2899.9491 | 2041.2639
CDP3 | VIC | VIC | Utility storage | 391.7478 | 1149.2074 | 1919.0123 | 2613.6269 | 3000.0728 | 3912.8537 | 3251.9674 | 4098.9528 | 4175.15 | 4052.4554 | 4289.7964 | 3997.3744 | 4614.1153 | 5439.4259 | 5404.8523 | 6160.735 | 5396.0532 | 5160.0154 | 5205.2247 | 4867.2303 | 5187.7114 | 4634.493 | 4135.4027 | 3911.5747 | 3981.5851 | 3791.1588 | 3268.5293 | 3352.4062
CDP3 | VIC | VIC | Coordinated CER storage | 46.2601 | 62.9937 | 81.0073 | 102.3043 | 127.7961 | 157.0957 | 184.5322 | 218.353 | 257.8527 | 301.5418 | 351.366 | 418.4725 | 482.1047 | 571.1687 | 655.45 | 746.7281 | 828.5683 | 923.3266 | 1016.9218 | 1143.6549 | 1245.251 | 1396.649 | 1567.3013 | 1719.5553 | 1875.4306 | 2036.0053 | 2100.6651 | 2298.786
CDP3 | VIC | VIC | Passive CER storage | 93.9153 | 103.8346 | 113.4315 | 124.1343 | 134.0189 | 145.1892 | 159.9523 | 173.6821 | 187.2958 | 202.3336 | 217.0562 | 234.2369 | 249.6964 | 267.2425 | 284.5038 | 301.8728 | 315.2069 | 328.6875 | 342.6232 | 356.7102 | 370.6288 | 384.4636 | 401.0884 | 417.2939 | 433.7507 | 444.3685 | 460.5946 | 476.6569
CDP3 | VIC | VIC | Offshore wind | 0 | 0 | 0 | 0 | 0 | 0 | 4006.8133 | 7928.6696 | 10433.7214 | 13180.2115 | 15265.6052 | 19326.4295 | 23590.715 | 28362.7544 | 31462.7802 | 36444.7428 | 36713.6626 | 36687.7781 | 35092.5368 | 33972.3435 | 34670.5286 | 34879.9217 | 35006.886 | 37258.1223 | 34309.8164 | 34525.8024 | 35638.2514 | 37308.5841
CDP3 | VIC | VIC | Wind | 13655.5284 | 17095.9306 | 16268.012 | 17161.3361 | 20219.0634 | 21449.0147 | 20911.5612 | 22410.3502 | 21447.784 | 22412.4736 | 20775.8181 | 20181.8241 | 19812.8072 | 20347.1053 | 19329.4069 | 19369.9404 | 18848.5034 | 18734.5539 | 17675.8532 | 16352.7324 | 15506.2229 | 13964.7599 | 13345.1806 | 13662.8295 | 14210.1674 | 16210.0772 | 15807.2319 | 16685.7133
CDP3 | VIC | VIC | Utility solar | 2582.3967 | 3075.0941 | 3400.8842 | 3593.1472 | 3558.6531 | 3636.2939 | 3160.178 | 3198.1923 | 3293.4006 | 3268.4015 | 3868.6178 | 3664.8694 | 3474.7682 | 3554.9613 | 3586.5829 | 3353.2248 | 3429.9631 | 3300.123 | 3343.9401 | 5046.6807 | 6158.7281 | 6520.9713 | 6608.9469 | 6202.6056 | 6538.6738 | 5762.2783 | 5329.4419 | 5251.5569
CDP3 | VIC | VIC | Distributed PV | 6087.2788 | 6684.1854 | 7294.8864 | 7984.2026 | 8627.0949 | 9196.1307 | 9725.6838 | 10200.0096 | 10651.3504 | 11059.654 | 11465.7127 | 11844.9384 | 12143.6943 | 12364.7146 | 12587.537 | 12816.1806 | 13025.347 | 13207.514 | 13417.6849 | 13652.8559 | 13870.6821 | 14058.9828 | 14279.9745 | 14546.9466 | 14826.3072 | 15089.7889 | 15385.7563 | 15709.2989
CDP3 | VIC | VIC | Other renewable fuels | 0 | 0 | 0 | 0 | 0 | 0 | 0 | 0 | 0 | 0 | 0 | 0 | 0 | 0 | 0 | 0 | 0 | 0 | 0 | 0 | 0 | 0 | 0 | 0 | 0 | 0 | 453.5058 | 255.0496
CDP3 | VIC | VIC | DSP | 0.032001 | 9.6787e-07 | 1.0281e-06 | 1.33e-06 | 1.188 | 25.6275 | 24.231 | 1.8776e-06 | 2.3317e-06 | 10.655 | 17.3546 | 7.0338 | 40.9924 | 14.8091 | 9.7144 | 9.7054 | 63.0578 | 18.5265 | 9.8525 | 20.2565 | 12.343 | 3.3592 | 13.658 | 22.0555 | 31.5847 | 10.4777 | 88.5343 | 46.6399
CDP3 | VIC | VIC | Utility storage load | -466.3665 | -1367.9779 | -2288.0641 | -3104.2053 | -3564.9969 | -4642.886 | -3864.1443 | -4875.1847 | -4959.8999 | -4825.8256 | -5090.9532 | -4752.0649 | -5495.215 | -6457.6943 | -6426.4605 | -7325.8378 | -6415.9736 | -6134.8944 | -6188.5932 | -5795.7593 | -6298.4032 | -5652.9053 | -5048.9181 | -4812.0777 | -4866.4054 | -4661.1052 | -4041.5303 | -4174.0543
CDP3 | VIC | VIC | Coordinated CER storage load | -46.2601 | -62.9937 | -81.0568 | -102.3171 | -127.8118 | -157.0178 | -186.6811 | -224.3636 | -268.9425 | -319.0113 | -374.692 | -455.1785 | -530.3388 | -638.5744 | -741.967 | -851.592 | -950.1131 | -1066.2093 | -1180.5019 | -1343.2836 | -1459.409 | -1659.483 | -1869.0315 | -2067.0427 | -2254.1617 | -2461.9466 | -2535.781 | -2804.1053
CDP3 | VIC | VIC | Passive CER storage load | -111.762 | -123.3463 | -134.8604 | -147.2779 | -159.5703 | -173.272 | -189.9108 | -206.4594 | -222.8042 | -240.197 | -258.543 | -279.5154 | -296.8716 | -318.266 | -338.6938 | -358.4818 | -376.3814 | -390.4669 | -407.5393 | -424.3066 | -440.6446 | -458.2816 | -479.2543 | -495.4081 | -516.2532 | -529.291 | -547.2171 | -568.9661
CDP3 | SA | CSA | Mid-merit gas | 1825.2765 | 2304.3099 | 1228.74 | 994.0969 | 1619.4494 | 887.6214 | 17.3405 | 4.7446 | 1.0444e-05 | 80.9559 | 40.2621 | 77.2677 | 153.5181 | 0 | 0 | 0 | 0 | 0 | 0 | 0 | 0 | 0 | 0 | 0 | 0 | 0 | 0 | 0
CDP3 | SA | CSA | Flexible gas with CCS | 0 | 0 | 0 | 0 | 0 | 0 | 0 | 0 | 0 | 0 | 0 | 0 | 0 | 0 | 0 | 0 | 0 | 0 | 0 | 0 | 0 | 0 | 0 | 0 | 0 | 0 | 0 | 0
CDP3 | SA | CSA | Flexible gas | 5.8124 | 4.241 | 46.3165 | 17.0845 | 12.1299 | 123.0983 | 275.987 | 243.8672 | 500.4479 | 803.9889 | 715.7811 | 761.0045 | 1304.9082 | 813.7275 | 422.3925 | 744.3873 | 1146.1652 | 985.5617 | 1210.9088 | 1901.0761 | 1151.8605 | 1195.6395 | 1099.0448 | 682.389 | 740.0816 | 411.4904 | 922.0773 | 519.8362
CDP3 | SA | CSA | Hydro | 0 | 0 | 0 | 0 | 0 | 0 | 0 | 0 | 0 | 0 | 0 | 0 | 0 | 0 | 0 | 0 | 0 | 0 | 0 | 0 | 0 | 0 | 0 | 0 | 0 | 0 | 0 | 0
CDP3 | SA | CSA | Utility storage | 512.1809 | 658.4246 | 995.1674 | 1984.8363 | 2339.1818 | 2939.4521 | 1615.5734 | 1670.4685 | 1666.8724 | 1675.3742 | 1616.6521 | 1606.3031 | 1817.0144 | 1998.1258 | 1918.48 | 1943.0651 | 1834.1617 | 1891.5821 | 2037.5135 | 1734.3405 | 1569.8003 | 1365.2848 | 1196.4916 | 1932.9792 | 1927.902 | 2299.991 | 2323.7305 | 2419.1646
CDP3 | SA | CSA | Coordinated CER storage | 190.0893 | 211.5355 | 232.0958 | 256.2152 | 280.1319 | 308.0381 | 332.6293 | 360.4686 | 389.7207 | 421.4174 | 457.3719 | 495.0312 | 530.913 | 574.1862 | 617.452 | 660.724 | 696.0892 | 734.0352 | 773.7524 | 829.6314 | 882.9953 | 947.5648 | 1008.7099 | 1047.1786 | 1113.2092 | 1156.451 | 1182.811 | 1225.4661
CDP3 | SA | CSA | Passive CER storage | 64.0325 | 68.5121 | 72.874 | 77.7255 | 81.7137 | 86.0408 | 91.1661 | 95.9927 | 100.5806 | 105.8509 | 110.6315 | 116.1445 | 120.6524 | 126.1011 | 130.3051 | 135.7589 | 139.2271 | 142.3883 | 145.3068 | 148.8519 | 151.4968 | 154.3978 | 158.1308 | 162.327 | 164.8392 | 167.039 | 171.4898 | 175.3662
CDP3 | SA | CSA | Offshore wind | 0 | 0 | 0 | 0 | 0 | 0 | 0 | 0 | 0 | 0 | 0 | 0 | 0 | 0 | 0 | 0 | 0 | 0 | 0 | 0 | 0 | 0 | 0 | 0 | 0 | 0 | 0 | 0
CDP3 | SA | CSA | Wind | 7206.7946 | 7510.9673 | 7253.0399 | 7659.1286 | 8782.9502 | 8025.7211 | 7779.0877 | 8339.8895 | 8294.2783 | 8816.9286 | 8301.5511 | 8300.5653 | 7263.9364 | 8230.1421 | 8643.6752 | 7163.7902 | 8673.8934 | 9071.4107 | 8922.3312 | 7599.8161 | 7339.7295 | 7341.2974 | 7654.3852 | 9903.4967 | 9739.731 | 9715.0685 | 9159.8618 | 10473.4001
CDP3 | SA | CSA | Utility solar | 1175.8894 | 1240.1473 | 1832.1927 | 1677.2461 | 1826.2999 | 1692.0848 | 1765.8037 | 1830.7611 | 1882.9658 | 1874.7833 | 2470.7869 | 2518.8047 | 2411.0332 | 2425.9898 | 2546.3338 | 2586.7008 | 2801.3133 | 2651.3731 | 2752.2782 | 3764.7841 | 5666.2795 | 5880.7275 | 5570.0288 | 5333.045 | 5485.9586 | 5558.3658 | 5425.3756 | 5542.3531
CDP3 | SA | CSA | Distributed PV | 3190.3631 | 3260.7863 | 3336.7919 | 3466.2875 | 3610.9779 | 3765.142 | 3919.0203 | 4056.501 | 4171.4374 | 4282.9871 | 4387.5614 | 4474.6656 | 4540.4368 | 4615.8937 | 4699.0323 | 4777.1158 | 4844.1539 | 4922.1799 | 5007.7115 | 5086.4132 | 5151.8572 | 5229.3602 | 5315.6498 | 5398.0969 | 5468.4064 | 5549.6338 | 5639.0507 | 5724.3107
CDP3 | SA | CSA | Other renewable fuels | 0 | 0 | 0 | 0 | 0 | 0 | 0 | 0 | 0 | 0 | 0 | 0 | 0 | 0 | 0 | 0 | 0 | 0 | 0 | 0 | 0 | 0 | 0 | 0 | 0 | 0 | 0 | 0
CDP3 | SA | CSA | DSP | 0.18 | 9.7646e-07 | 1.0797e-06 | 1.3891e-06 | 0.96 | 27.5979 | 21.3382 | 1.9348e-06 | 2.5024e-06 | 7.4676 | 15.9448 | 9.8136 | 35.0494 | 15.5253 | 6.4175 | 10.914 | 51.4858 | 15.4989 | 7.3815 | 11.7975 | 9.781 | 1.653 | 10.3072 | 11.9229 | 16.6209 | 6.156 | 54.5396 | 29.618
CDP3 | SA | CSA | Utility storage load | -609.7393 | -783.5117 | -1184.7338 | -2366.3368 | -2784.7921 | -3496.0262 | -1923.3338 | -1990.223 | -1982.8703 | -1997.9075 | -1921.2386 | -1912.2981 | -2166.0373 | -2375.8737 | -2287.3249 | -2309.8315 | -2183.5625 | -2251.9219 | -2425.6525 | -2067.3754 | -1866.2079 | -1627.2526 | -1421.9887 | -2283.3382 | -2270.2804 | -2715.0214 | -2731.6233 | -2850.121
CDP3 | SA | CSA | Coordinated CER storage load | -190.0893 | -211.5355 | -232.0958 | -256.3708 | -280.1466 | -307.8679 | -333.1244 | -362.0162 | -392.1378 | -425.8047 | -463.4468 | -504.0319 | -542.7104 | -591.0594 | -640.2724 | -686.7087 | -725.4682 | -767.5644 | -811.3966 | -879.9409 | -941.1617 | -1022.3416 | -1091.5781 | -1134.1145 | -1213.8403 | -1265.0458 | -1290.2338 | -1345.2391
CDP3 | SA | CSA | Passive CER storage load | -74.5534 | -80.106 | -84.9062 | -90.0868 | -94.711 | -99.6282 | -104.9721 | -111.2405 | -116.5182 | -121.7649 | -127.6009 | -133.8318 | -139.592 | -144.8715 | -150.319 | -155.3538 | -159.9965 | -162.6779 | -167.2472 | -170.8245 | -173.1506 | -176.6843 | -181.1201 | -184.9918 | -188.5654 | -191.4455 | -195.1885 | -200.2795
CDP3 | SA | SESA | Mid-merit gas | 0 | 0 | 0 | 0 | 0 | 0 | 0 | 0 | 0 | 0 | 0 | 0 | 0 | 0 | 0 | 0 | 0 | 0 | 0 | 0 | 0 | 0 | 0 | 0 | 0 | 0 | 0 | 0
CDP3 | SA | SESA | Flexible gas with CCS | 0 | 0 | 0 | 0 | 0 | 0 | 0 | 0 | 0 | 0 | 0 | 0 | 0 | 0 | 0 | 0 | 0 | 0 | 0 | 0 | 0 | 0 | 0 | 0 | 0 | 0 | 0 | 0
CDP3 | SA | SESA | Flexible gas | 0.25151 | 2.5028e-07 | 0.84091 | 4.5754e-07 | 4.694e-07 | 1.006 | 3.2024 | 2.7395e-06 | 4.6377e-06 | 2.119 | 4.5285 | 0 | 0 | 0 | 0 | 0 | 0 | 0 | 0 | 0 | 0 | 0 | 0 | 0 | 0 | 0 | 0 | 0
CDP3 | SA | SESA | Hydro | 0 | 0 | 0 | 0 | 0 | 0 | 0 | 0 | 0 | 0 | 0 | 0 | 0 | 0 | 0 | 0 | 0 | 0 | 0 | 0 | 0 | 0 | 0 | 0 | 0 | 0 | 0 | 0
CDP3 | SA | SESA | Utility storage | 26.5488 | 22.0693 | 22.9605 | 24.7125 | 27.3919 | 33.436 | 26.3812 | 27.9393 | 26.6699 | 28.8385 | 7.5518e-05 | 7.6571e-05 | 8.2299e-05 | 0.00015246 | 0.00014862 | 0.00015237 | 0.00014755 | 0.00014874 | 0.00014727 | 0.00014603 | 0.00017823 | 0.00016694 | 0.0002347 | 103.8845 | 107.8275 | 103.2051 | 103.6668 | 111.0227
CDP3 | SA | SESA | Coordinated CER storage | 6.7783 | 7.6027 | 8.4037 | 9.3329 | 10.2636 | 11.3789 | 12.3861 | 13.4589 | 14.5852 | 15.8372 | 17.4103 | 18.952 | 20.5058 | 22.2295 | 24.0365 | 25.7482 | 27.2342 | 28.775 | 30.3568 | 32.6393 | 35.1076 | 37.937 | 40.4822 | 41.9877 | 44.591 | 46.6269 | 47.6769 | 49.7642
CDP3 | SA | SESA | Passive CER storage | 2.2874 | 2.4649 | 2.6412 | 2.8343 | 2.9964 | 3.1838 | 3.3933 | 3.5799 | 3.7552 | 3.9661 | 4.1842 | 4.4023 | 4.6087 | 4.8211 | 4.9787 | 5.1883 | 5.3234 | 5.4419 | 5.5432 | 5.6917 | 5.8219 | 5.9481 | 6.0969 | 6.2638 | 6.363 | 6.4511 | 6.627 | 6.8022
CDP3 | SA | SESA | Offshore wind | 0 | 0 | 0 | 0 | 0 | 0 | 0 | 0 | 0 | 0 | 0 | 0 | 0 | 0 | 0 | 0 | 0 | 0 | 0 | 0 | 0 | 0 | 0 | 0 | 0 | 0 | 0 | 0
CDP3 | SA | SESA | Wind | 748.4906 | 817.139 | 718.8694 | 795.4896 | 2425.5968 | 2348.3449 | 2008.7872 | 2156.5723 | 2100.6301 | 2585.5796 | 2320.8208 | 2156.9305 | 2024.4766 | 2173.9486 | 1834.2755 | 1817.5231 | 1678.0217 | 1793.6562 | 1722.3437 | 1640.3938 | 1572.4851 | 1747.8794 | 1638.2564 | 1828.465 | 1619.0908 | 2312.2286 | 2189.6558 | 2425.0473
CDP3 | SA | SESA | Utility solar | 69.7307 | 68.9581 | 64.0595 | 65.7257 | 61.9267 | 56.921 | 55.0615 | 58.5286 | 64.8535 | 68.4065 | 69.3134 | 55.9895 | 58.1914 | 56.8178 | 63.2204 | 64.1448 | 60.2503 | 0 | 0 | 0 | 0 | 0 | 0 | 0 | 0 | 0 | 0 | 0
CDP3 | SA | SESA | Distributed PV | 112.7362 | 116.2125 | 120.7697 | 127.1989 | 133.8742 | 141.6734 | 149.2792 | 155.4422 | 160.67 | 166.3834 | 173.5604 | 178.2911 | 183.9197 | 187.5012 | 190.7562 | 194.3046 | 197.6511 | 200.9791 | 203.7224 | 208.7345 | 214.739 | 219.6259 | 223.1041 | 226.6677 | 229.1829 | 232.2131 | 236.0291 | 242.1829
CDP3 | SA | SESA | Other renewable fuels | 0 | 0 | 0 | 0 | 0 | 0 | 0 | 0 | 0 | 0 | 0 | 0 | 0 | 0 | 0 | 0 | 0 | 0 | 0 | 0 | 0 | 0 | 0 | 0 | 0 | 0 | 0 | 0
CDP3 | SA | SESA | DSP | 0 | 0 | 0 | 0 | 0 | 0 | 0 | 0 | 0 | 0 | 0 | 0 | 0 | 0 | 0 | 0 | 0 | 0 | 0 | 0 | 0 | 0 | 0 | 0 | 0 | 0 | 0 | 0
CDP3 | SA | SESA | Utility storage load | -31.6057 | -26.273 | -27.3339 | -29.4764 | -32.6094 | -39.748 | -31.4061 | -33.2846 | -31.7264 | -34.3316 | -8.8689e-05 | -9.0168e-05 | -9.6816e-05 | -0.00017924 | -0.00017485 | -0.00017865 | -0.0001733 | -0.00017476 | -0.00017302 | -0.00017162 | -0.000209 | -0.00019596 | -0.00027502 | -122.356 | -126.6924 | -121.6629 | -121.6917 | -130.6021
CDP3 | SA | SESA | Coordinated CER storage load | -6.7783 | -7.6027 | -8.4037 | -9.3386 | -10.2642 | -11.3727 | -12.4091 | -13.5293 | -14.7004 | -16.0432 | -17.7006 | -19.3793 | -21.0636 | -23.0252 | -25.1225 | -26.986 | -28.6552 | -30.407 | -32.2033 | -35.007 | -37.8777 | -41.4689 | -44.3956 | -46.0707 | -49.256 | -51.6985 | -52.6796 | -55.4099
CDP3 | SA | SESA | Passive CER storage load | -2.6632 | -2.882 | -3.0773 | -3.2851 | -3.473 | -3.6866 | -3.9072 | -4.1485 | -4.3502 | -4.5623 | -4.826 | -5.0727 | -5.3322 | -5.5387 | -5.7434 | -5.9371 | -6.1175 | -6.2173 | -6.3802 | -6.5319 | -6.654 | -6.8067 | -6.9833 | -7.1384 | -7.2789 | -7.3936 | -7.5428 | -7.7685
CDP3 | TAS | TAS | Mid-merit gas | 0 | 0 | 0 | 0 | 0 | 0 | 0 | 0 | 0 | 0 | 0 | 0 | 0 | 0 | 0 | 0 | 0 | 0 | 0 | 0 | 0 | 0 | 0 | 0 | 0 | 0 | 0 | 0
CDP3 | TAS | TAS | Flexible gas with CCS | 0 | 0 | 0 | 0 | 0 | 0 | 0 | 0 | 0 | 0 | 0 | 0 | 0 | 0 | 0 | 0 | 0 | 0 | 0 | 0 | 0 | 0 | 0 | 0 | 0 | 0 | 0 | 0
CDP3 | TAS | TAS | Flexible gas | 1.9151e-07 | 2.2283e-07 | 4.8182e-07 | 0 | 0 | 0 | 8.3357e-07 | 2.8074e-06 | 8.1675e-06 | 0.19095 | 0.17055 | 3.5932e-06 | 2.453e-06 | 0.93045 | 9.7032e-07 | 0.18691 | 0.82622 | 3.0117 | 1.0128 | 3.2516 | 1.6791 | 5.1192e-07 | 1.6699e-06 | 9.4771e-07 | 2.6144 | 9.62e-07 | 1.1666e-06 | 4.5469e-06
CDP3 | TAS | TAS | Hydro | 8887.2722 | 9653.163 | 6787.8936 | 6689.8371 | 6199.3214 | 5819.8848 | 7894.4099 | 8470.5859 | 7441.0034 | 8654.4433 | 8640.1294 | 7773.184 | 7810.9485 | 7209.8218 | 8405.0216 | 8368.575 | 7699.1109 | 7576.0001 | 8426.1014 | 6488.6585 | 9062.3755 | 8558.5771 | 7106.5357 | 8075.7876 | 7468.9212 | 7975.6047 | 8676.935 | 7195.389
CDP3 | TAS | TAS | Utility storage | 0 | 0 | 0 | 4.8595e-05 | 5.8112e-05 | 6.7413e-05 | 0.00010694 | 0.00012692 | 0.00018049 | 0.00018672 | 0.00016614 | 0.00017445 | 0.00019166 | 0.00028475 | 0.00031248 | 0.00035945 | 59.1982 | 60.8993 | 438.7875 | 1073.3893 | 1818.2048 | 1659.8087 | 1971.0809 | 1931.8818 | 1917.8453 | 1897.0145 | 1873.0661 | 1884.4166
CDP3 | TAS | TAS | Coordinated CER storage | 2.5733 | 3.5348 | 4.6055 | 5.957 | 7.4163 | 9.2973 | 10.6774 | 12.1232 | 13.9957 | 15.9387 | 18.3961 | 21.2941 | 24.467 | 28.5139 | 33.2507 | 38.0267 | 42.4056 | 48.0574 | 51.5738 | 58.5741 | 61.586 | 67.44 | 78.6373 | 86.0423 | 94.9268 | 99.4283 | 105.9329 | 113.1439
CDP3 | TAS | TAS | Passive CER storage | 6.2553 | 6.8442 | 7.491 | 8.1837 | 8.8138 | 9.6277 | 10.5227 | 11.3683 | 12.1904 | 13.1008 | 14.0214 | 15.0123 | 15.866 | 16.9658 | 17.9051 | 18.9456 | 19.7579 | 20.3609 | 21.0618 | 21.7684 | 22.4051 | 23.1637 | 23.9385 | 24.7927 | 25.5449 | 25.8603 | 26.7151 | 27.6923
CDP3 | TAS | TAS | Offshore wind | 0 | 0 | 0 | 0 | 0 | 0 | 0 | 0 | 0 | 0 | 0 | 0 | 0 | 0 | 0 | 0 | 0 | 0 | 0 | 0 | 0 | 0 | 0 | 0 | 0 | 0 | 0 | 0
CDP3 | TAS | TAS | Wind | 1975.3545 | 2174.8077 | 3998.3923 | 4688.0599 | 5370.3266 | 6033.8467 | 6517.9022 | 7009.5466 | 7503.4537 | 7996.5652 | 8491.4881 | 8992.5143 | 9505.1032 | 10021.8939 | 10538.9463 | 11055.6863 | 9053.2356 | 8965.6539 | 8733.6583 | 9273.454 | 9262.3553 | 9435.3 | 9096.3175 | 9510.9197 | 9125.2347 | 8852.8453 | 8356.948 | 8333.2168
CDP3 | TAS | TAS | Utility solar | 0 | 0 | 0 | 0 | 0 | 0 | 0 | 0 | 0 | 0 | 0 | 0 | 0 | 0 | 0 | 0 | 0 | 0 | 0 | 0 | 0 | 0 | 0 | 0 | 0 | 0 | 0 | 0
CDP3 | TAS | TAS | Distributed PV | 307.0088 | 319.0286 | 332.2165 | 365.6975 | 409.1203 | 455.4526 | 495.5483 | 526.8219 | 558.336 | 589.4338 | 618.6881 | 640.645 | 653.5031 | 660.943 | 668.1315 | 674.4542 | 680.7325 | 686.9651 | 694.1811 | 700.6574 | 706.8726 | 713.1019 | 720.4898 | 727.215 | 733.6596 | 740.0857 | 747.7693 | 754.9122
CDP3 | TAS | TAS | Other renewable fuels | 0 | 0 | 0 | 0 | 0 | 0 | 0 | 0 | 0 | 0 | 0 | 0 | 0 | 0 | 0 | 0 | 0 | 0 | 0 | 0 | 0 | 0 | 0 | 0 | 0 | 0 | 0 | 0
CDP3 | TAS | TAS | DSP | 9.19e-07 | 8.9612e-07 | 9.5353e-07 | 9.3212e-07 | 9.7117e-07 | 1.0227e-06 | 1.2409e-06 | 1.6324e-06 | 2.1025e-06 | 0.10947 | 0.1325 | 2.194e-06 | 2.0903e-06 | 0.030002 | 0.4525 | 0.2475 | 2.7425 | 0.63305 | 0.48 | 0.7825 | 0.35 | 0.035001 | 0.335 | 0.023716 | 0.69 | 1.8061e-06 | 2.7687 | 1.2675
CDP3 | TAS | TAS | Utility storage load | 0 | 0 | 0 | -5.7189e-05 | -6.8336e-05 | -7.938e-05 | -0.00013448 | -0.00016309 | -0.00022941 | -0.00024121 | -0.00021182 | -0.00022337 | -0.00024452 | -0.00036185 | -0.00040053 | -0.00046023 | -77.8212 | -80.6881 | -582.3476 | -1419.6672 | -2379.5799 | -2196.0133 | -2562.8128 | -2577.5637 | -2487.8667 | -2499.6306 | -2467.6243 | -2510.1931
CDP3 | TAS | TAS | Coordinated CER storage load | -2.5733 | -3.5348 | -4.6055 | -5.957 | -7.4163 | -9.303 | -10.695 | -12.21 | -14.1967 | -16.294 | -18.9634 | -22.2637 | -25.8749 | -30.7258 | -36.4117 | -42.2008 | -47.5343 | -54.5984 | -58.8011 | -67.6346 | -70.7039 | -78.2698 | -92.5646 | -102.2157 | -113.245 | -118.815 | -126.9396 | -136.7874
CDP3 | TAS | TAS | Passive CER storage load | -7.4092 | -8.08 | -8.839 | -9.6052 | -10.3749 | -11.3443 | -12.3431 | -13.3696 | -14.321 | -15.3464 | -16.5077 | -17.6666 | -18.6487 | -19.9309 | -21.017 | -22.1822 | -23.2833 | -23.8808 | -24.7761 | -25.5422 | -26.2799 | -27.2697 | -28.1878 | -29.1395 | -30.0052 | -30.3481 | -31.2962 | -32.5547
CDP4 | NSW | NNSW | Black coal | 0 | 0 | 0 | 0 | 0 | 0 | 0 | 0 | 0 | 0 | 0 | 0 | 0 | 0 | 0 | 0 | 0 | 0 | 0 | 0 | 0 | 0 | 0 | 0 | 0 | 0 | 0 | 0
CDP4 | NSW | NNSW | Mid-merit gas | 0 | 0 | 0 | 0 | 0 | 0 | 0 | 0 | 0 | 0 | 0 | 0 | 0 | 0 | 0 | 0 | 0 | 0 | 0 | 0 | 0 | 0 | 0 | 0 | 0 | 0 | 0 | 0
CDP4 | NSW | NNSW | Flexible gas with CCS | 0 | 0 | 0 | 0 | 0 | 0 | 0 | 0 | 0 | 0 | 0 | 0 | 0 | 0 | 0 | 0 | 0 | 0 | 0 | 0 | 0 | 0 | 0 | 0 | 0 | 0 | 0 | 0
CDP4 | NSW | NNSW | Flexible gas | 0 | 0 | 0 | 0 | 0 | 0 | 0 | 0 | 0 | 0 | 0 | 0 | 0 | 0 | 0 | 0 | 0 | 0 | 0 | 0 | 0 | 0 | 0 | 0 | 0 | 0 | 0 | 0
CDP4 | NSW | NNSW | Hydro | 0 | 0 | 0 | 0 | 0 | 0 | 0 | 0 | 0 | 0 | 0 | 0 | 0 | 0 | 0 | 0 | 0 | 0 | 0 | 0 | 0 | 0 | 0 | 0 | 0 | 0 | 0 | 0
CDP4 | NSW | NNSW | Utility storage | 3.9389 | 15.4478 | 452.9798 | 911.1708 | 1391.8568 | 2911.9197 | 2088.8715 | 2139.9645 | 2377.6169 | 2368.6373 | 2498.827 | 2583.7147 | 2608.6615 | 2822.6039 | 2791.3827 | 2717.0971 | 2482.3976 | 2529.2858 | 2666.9814 | 2801.7609 | 4979.8851 | 5071.0468 | 4393.1943 | 5663.9375 | 5450.3079 | 5568.2839 | 5434.8076 | 6535.8105
CDP4 | NSW | NNSW | Coordinated CER storage | 8.8366 | 11.2049 | 14.0466 | 16.9335 | 20.4021 | 24.1091 | 27.603 | 31.774 | 36.5483 | 42.5574 | 49.7538 | 58.6025 | 67.1227 | 78.7355 | 89.0576 | 99.2913 | 108.541 | 118.3522 | 132.7195 | 153.8236 | 161.4745 | 181.7587 | 209.6767 | 226.3042 | 248.9362 | 270.1207 | 275.101 | 296.1001
CDP4 | NSW | NNSW | Passive CER storage | 18.167 | 19.7177 | 21.1384 | 22.4275 | 23.7008 | 25.0701 | 27.3635 | 29.2103 | 31.0205 | 33.1586 | 35.2223 | 37.5763 | 39.7724 | 41.8629 | 44.1078 | 46.4927 | 48.0454 | 50.12 | 51.7116 | 53.3755 | 55.0278 | 56.7506 | 58.6569 | 61.0185 | 62.4544 | 63.5 | 65.5099 | 67.3883
CDP4 | NSW | NNSW | Offshore wind | 0 | 0 | 0 | 0 | 0 | 0 | 0 | 0 | 0 | 0 | 0 | 0 | 0 | 0 | 0 | 0 | 0 | 0 | 0 | 0 | 0 | 0 | 0 | 0 | 0 | 0 | 0 | 0
CDP4 | NSW | NNSW | Wind | 1309.0247 | 1100.5734 | 1921.5808 | 2155.6268 | 2188.7659 | 10726.089 | 11419.9578 | 10499.5573 | 11005.2887 | 10215.0847 | 12440.0256 | 12309.5655 | 12201.4099 | 12533.8653 | 12579.7324 | 12099.3781 | 14500.4575 | 20513.5534 | 22525.4968 | 21802.521 | 23665.8343 | 21490.6909 | 22157.7911 | 21238.0552 | 22208.5768 | 21997.166 | 21487.1347 | 22780.1149
CDP4 | NSW | NNSW | Utility solar | 1712.8009 | 2165.5821 | 2322.8885 | 2241.1881 | 2382.8541 | 3136.2213 | 2749.6411 | 2917.9589 | 3269.618 | 3377.5424 | 3931.7255 | 4175.9106 | 3840.9774 | 4144.5983 | 4128.4197 | 3946.5598 | 3836.8167 | 6130.8373 | 7076.4684 | 8953.5161 | 7763.6694 | 8292.3025 | 8858.4362 | 9148.4907 | 8779.2747 | 9270.5334 | 8761.3334 | 10067.4012
CDP4 | NSW | NNSW | Distributed PV | 1271.6546 | 1294.9489 | 1311.4241 | 1367.595 | 1455.6654 | 1546.1493 | 1624.3869 | 1687.2326 | 1737.479 | 1785.259 | 1826.8007 | 1862.6349 | 1883.9388 | 1905.6539 | 1925.5478 | 1947.8463 | 1965.8985 | 1986.5372 | 2009.2374 | 2037.7628 | 2057.9774 | 2077.2502 | 2099.9079 | 2127.0346 | 2148.3108 | 2170.1747 | 2198.1127 | 2230.421
CDP4 | NSW | NNSW | Other renewable fuels | 0 | 0 | 0 | 0 | 0 | 0 | 0 | 0 | 0 | 0 | 0 | 0 | 0 | 0 | 0 | 0 | 0 | 0 | 0 | 0 | 0 | 0 | 0 | 0 | 0 | 0 | 446.692 | 285.169
CDP4 | NSW | NNSW | DSP | 0 | 0 | 0 | 0 | 0 | 0 | 0 | 0 | 0 | 0 | 0 | 0 | 0 | 0 | 0 | 0 | 0 | 0 | 0 | 0 | 0 | 0 | 0 | 0 | 0 | 0 | 0 | 0
CDP4 | NSW | NNSW | Utility storage load | -4.6477 | -18.3902 | -545.8997 | -1090.6227 | -1665.6007 | -3499.6397 | -2512.5489 | -2583.6972 | -2851.2628 | -2859.3799 | -3000.9863 | -3104.8948 | -3137.8326 | -3395.3776 | -3367.8901 | -3259.0398 | -2986.2432 | -3042.5531 | -3208.4438 | -3378.9895 | -6251.7755 | -6371.5323 | -5538.3444 | -7289.9905 | -6937.751 | -7266.3826 | -7040.0843 | -8562.0629
CDP4 | NSW | NNSW | Coordinated CER storage load | -8.8366 | -11.2049 | -14.0505 | -16.9399 | -20.3917 | -24.1091 | -27.8221 | -32.3359 | -37.607 | -44.5077 | -52.8074 | -63.3617 | -73.5098 | -87.9402 | -100.5209 | -112.3413 | -123.3603 | -135.001 | -153.4962 | -180.8931 | -188.6718 | -215.3494 | -251.7725 | -272.9069 | -301.456 | -328.9646 | -334.2572 | -362.8056
CDP4 | NSW | NNSW | Passive CER storage load | -21.5306 | -23.3997 | -25.0516 | -26.5991 | -28.1174 | -29.7514 | -32.3942 | -34.6342 | -36.8836 | -39.2441 | -41.7975 | -44.5888 | -47.2409 | -49.663 | -52.439 | -55.0147 | -57.0178 | -59.3353 | -61.388 | -63.312 | -65.2137 | -67.3475 | -69.6038 | -72.2527 | -74.0459 | -75.4951 | -77.5117 | -80.0111
CDP4 | NSW | CNSW | Black coal | 23978.5938 | 25581.026 | 21879.9393 | 19835.9138 | 18399.5646 | 6252.2757 | 6444.8198 | 9159.0866 | 9663.3939 | 7949.2524 | 9067.7663 | 9417.8161 | 8443.0874 | 7757.6011 | 6055.0117 | 7162.8433 | 0 | 0 | 0 | 0 | 0 | 0 | 0 | 0 | 0 | 0 | 0 | 0
CDP4 | NSW | CNSW | Mid-merit gas | 0 | 0 | 0 | 0 | 0 | 0 | 0 | 0 | 0 | 0 | 0 | 0 | 0 | 0 | 0 | 0 | 0 | 0 | 0 | 0 | 0 | 0 | 0 | 0 | 0 | 0 | 0 | 0
CDP4 | NSW | CNSW | Flexible gas with CCS | 0 | 0 | 0 | 0 | 0 | 0 | 0 | 0 | 0 | 0 | 0 | 0 | 0 | 0 | 0 | 0 | 0 | 0 | 0 | 0 | 0 | 0 | 0 | 0 | 0 | 0 | 0 | 0
CDP4 | NSW | CNSW | Flexible gas | 0 | 0 | 0 | 0 | 0 | 0 | 0 | 0 | 0 | 0 | 0 | 0 | 0 | 0 | 0 | 0 | 0 | 0 | 0 | 0 | 0 | 0 | 0 | 0 | 0 | 0 | 0 | 0
CDP4 | NSW | CNSW | Hydro | 0 | 0 | 0 | 0 | 0 | 0 | 0 | 0 | 0 | 0 | 0 | 0 | 0 | 0 | 0 | 0 | 0 | 0 | 0 | 0 | 0 | 0 | 0 | 0 | 0 | 0 | 0 | 0
CDP4 | NSW | CNSW | Utility storage | 462.6117 | 1129.5391 | 1197.0584 | 2100.8042 | 3125.3171 | 3664.4127 | 2473.5254 | 2414.9854 | 2398.2458 | 2453.9847 | 2497.9393 | 2530.5798 | 2761.395 | 2911.2491 | 2954.654 | 2870.6365 | 2582.3028 | 2831.6967 | 2992.9028 | 2921.9254 | 2716.424 | 1818.5317 | 2049.5598 | 2018.463 | 1223.1507 | 1224.7344 | 1242.3201 | 1318.9157
CDP4 | NSW | CNSW | Coordinated CER storage | 3.7235 | 4.7379 | 6.0185 | 7.4797 | 9.7661 | 10.6567 | 12.5941 | 14.7764 | 16.7706 | 19.9302 | 23.7593 | 28.7175 | 33.7781 | 40.9613 | 47.3482 | 52.9898 | 57.5515 | 64.5427 | 72.1954 | 84.7282 | 90.5293 | 102.8818 | 119.7211 | 129.3674 | 144.4602 | 157.6041 | 160.9723 | 174.9619
CDP4 | NSW | CNSW | Passive CER storage | 7.627 | 8.3056 | 8.9956 | 9.6657 | 10.2322 | 10.8691 | 11.909 | 12.8093 | 13.6889 | 14.7028 | 15.7482 | 16.8884 | 18.0026 | 19.0507 | 20.185 | 21.411 | 22.266 | 23.3321 | 24.1695 | 25.0093 | 25.8786 | 26.806 | 27.8186 | 29.0444 | 29.8498 | 30.4411 | 31.4814 | 32.4604
CDP4 | NSW | CNSW | Offshore wind | 0 | 0 | 0 | 0 | 0 | 0 | 0 | 0 | 0 | 0 | 0 | 0 | 0 | 0 | 0 | 0 | 0 | 0 | 0 | 0 | 0 | 0 | 0 | 0 | 0 | 0 | 0 | 0
CDP4 | NSW | CNSW | Wind | 1293.4396 | 1927.1083 | 3919.4272 | 5711.1749 | 15371.6952 | 14909.1338 | 15185.2603 | 14127.1376 | 14656.2004 | 13820.5805 | 14513.3137 | 14177.6071 | 14063.9092 | 14980.4929 | 14762.326 | 15143.4606 | 14843.9025 | 14732.5802 | 14426.9595 | 13619.0515 | 14525.4278 | 13386.5305 | 13590.1074 | 12935.4946 | 14053.8942 | 15092.5296 | 14764.8905 | 15940.5666
CDP4 | NSW | CNSW | Utility solar | 3629.2971 | 3910.0071 | 5407.7188 | 5174.8812 | 8556.2234 | 9012.5726 | 7981.3882 | 8377.095 | 9646.2763 | 9643.2914 | 10112.799 | 10388.0405 | 9921.7299 | 10610.82 | 10546.7564 | 10194.2189 | 9952.1441 | 8994.9062 | 9358.8013 | 10868.87 | 9561.532 | 9892.3208 | 11012.9546 | 14101.4331 | 14484.0332 | 17713.3454 | 16991.1219 | 18107.1103
CDP4 | NSW | CNSW | Distributed PV | 805.7252 | 814.9854 | 829.5535 | 870.8455 | 916.2872 | 974.0498 | 1025.6157 | 1072.6831 | 1112.1573 | 1154.5789 | 1186.7008 | 1211.9352 | 1229.1648 | 1252.0861 | 1268.2638 | 1286.3269 | 1301.3111 | 1324.9373 | 1342.737 | 1359.4079 | 1373.0091 | 1398.259 | 1414.9644 | 1434.2131 | 1452.1522 | 1478.3848 | 1498.0146 | 1518.8237
CDP4 | NSW | CNSW | Other renewable fuels | 0 | 0 | 0 | 0 | 0 | 0 | 0 | 0 | 0 | 0 | 0 | 0 | 0 | 0 | 0 | 0 | 0 | 0 | 0 | 0 | 0 | 0 | 0 | 0 | 0 | 160.4055 | 448.7386 | 283.8803
CDP4 | NSW | CNSW | DSP | 0 | 0 | 0 | 0 | 0 | 0 | 0 | 0 | 0 | 0 | 0 | 0 | 0 | 0 | 0 | 0 | 0 | 0 | 0 | 0 | 0 | 0 | 0 | 0 | 0 | 0 | 0 | 0
CDP4 | NSW | CNSW | Utility storage load | -659.4226 | -1424.4334 | -1485.8749 | -2511.6006 | -3790.2951 | -4492.5192 | -3017.5354 | -2949.6169 | -2919.5201 | -3018.5996 | -3031.824 | -3088.8224 | -3414.0872 | -3585.2294 | -3628.44 | -3534.7446 | -3185.7708 | -3491.4614 | -3719.5879 | -3621.2725 | -3356.2149 | -2269.9561 | -2586.569 | -2597.4479 | -1619.8303 | -1639.1312 | -1697.6219 | -1790.1912
CDP4 | NSW | CNSW | Coordinated CER storage load | -3.7235 | -4.7379 | -6.0202 | -7.4825 | -9.767 | -10.6513 | -12.7447 | -15.1583 | -17.4879 | -21.2397 | -25.7007 | -31.8201 | -37.9804 | -47.0939 | -55.0339 | -61.5819 | -67.2214 | -75.8721 | -85.9198 | -102.7698 | -109.0871 | -125.8638 | -148.0688 | -160.784 | -179.9765 | -197.5554 | -201.4567 | -220.392
CDP4 | NSW | CNSW | Passive CER storage load | -9.0391 | -9.8566 | -10.6609 | -11.4635 | -12.1389 | -12.8986 | -14.0985 | -15.1877 | -16.2762 | -17.4011 | -18.6881 | -20.0401 | -21.3832 | -22.6003 | -23.9976 | -25.3356 | -26.4242 | -27.622 | -28.6922 | -29.6652 | -30.6689 | -31.8114 | -33.0103 | -34.3918 | -35.3899 | -36.1914 | -37.2489 | -38.5407
CDP4 | NSW | SNSW | Black coal | 0 | 0 | 0 | 0 | 0 | 0 | 0 | 0 | 0 | 0 | 0 | 0 | 0 | 0 | 0 | 0 | 0 | 0 | 0 | 0 | 0 | 0 | 0 | 0 | 0 | 0 | 0 | 0
CDP4 | NSW | SNSW | Mid-merit gas | 0 | 0 | 0 | 0 | 0 | 0 | 0 | 0 | 0 | 0 | 0 | 0 | 0 | 0 | 0 | 0 | 0 | 0 | 0 | 0 | 0 | 0 | 0 | 0 | 0 | 0 | 0 | 0
CDP4 | NSW | SNSW | Flexible gas with CCS | 0 | 0 | 0 | 0 | 0 | 0 | 0 | 0 | 0 | 0 | 0 | 0 | 0 | 0 | 0 | 0 | 0 | 0 | 0 | 0 | 0 | 0 | 0 | 0 | 0 | 0 | 0 | 0
CDP4 | NSW | SNSW | Flexible gas | 0 | 1.9845e-07 | 2.5072e-07 | 3.3732e-07 | 1.4127 | 2.0945 | 8.5144 | 1.6266e-06 | 1.9385e-06 | 3.0548e-06 | 8.8176 | 2.7954e-06 | 4.8555 | 0.22423 | 6.0325e-07 | 1.1774e-06 | 18.593 | 15.9028 | 0.30802 | 20.497 | 0 | 0 | 0 | 0 | 0 | 0 | 0 | 0
CDP4 | NSW | SNSW | Hydro | 2788.689 | 1140.9773 | 1616.1834 | 4879.4557 | 3826.9303 | 6506.5344 | 2239.3501 | 2108.009 | 2783.1891 | 3646.0867 | 3485.9048 | 3111.4807 | 3613.6786 | 2582.3104 | 2403.1503 | 2863.1315 | 3905.6649 | 3194.5135 | 3019.2745 | 3127.5054 | 2428.9225 | 3138.8825 | 3081.9764 | 3118.4719 | 3172.6258 | 2681.6572 | 3394.1645 | 2433.6657
CDP4 | NSW | SNSW | Utility storage | 223.4669 | 322.5718 | 326.0551 | 391.7593 | 954.2307 | 2226.6853 | 5396.3208 | 5048.7814 | 5041.7035 | 5485.7444 | 5225.0999 | 5127.4833 | 5724.604 | 5869.4098 | 5887.7624 | 5763.7799 | 5767.9425 | 5770.8497 | 5920.2887 | 5529.1482 | 5807.2151 | 5118.5857 | 5685.0331 | 5495.7911 | 5546.1135 | 5521.5825 | 5900.7551 | 5708.4357
CDP4 | NSW | SNSW | Coordinated CER storage | 7.4491 | 9.5538 | 12.1567 | 15.0178 | 18.3797 | 22.145 | 25.4084 | 29.2615 | 33.6846 | 39.2307 | 45.5661 | 53.7414 | 62.0113 | 73.1191 | 83.1024 | 93.0657 | 102.5853 | 113.8178 | 126.8781 | 148.5649 | 161.7972 | 179.8574 | 207.2766 | 225.081 | 251.3155 | 273.2918 | 281.0432 | 304.4021
CDP4 | NSW | SNSW | Passive CER storage | 15.3225 | 16.8139 | 18.2962 | 19.9476 | 21.4747 | 23.0167 | 25.293 | 27.1321 | 28.9755 | 31.0951 | 33.189 | 35.5698 | 37.8779 | 40.0969 | 42.4832 | 44.9811 | 46.6541 | 48.8145 | 50.5218 | 52.2984 | 54.1283 | 56.0857 | 58.256 | 60.8935 | 62.5963 | 63.9327 | 66.2023 | 68.3467
CDP4 | NSW | SNSW | Offshore wind | 0 | 0 | 0 | 0 | 0 | 0 | 0 | 0 | 0 | 0 | 0 | 0 | 0 | 0 | 0 | 0 | 0 | 0 | 0 | 0 | 0 | 0 | 0 | 0 | 0 | 0 | 0 | 0
CDP4 | NSW | SNSW | Wind | 5479.137 | 5966.2551 | 7205.4447 | 9178.4278 | 9056.1489 | 8418.1976 | 8653.3363 | 8299.4464 | 8355.8547 | 8749.3256 | 8104.2864 | 8465.7864 | 8096.8203 | 8526.9083 | 8333.4413 | 8577.5528 | 7977.6271 | 7795.097 | 7740.0008 | 6303.83 | 6698.3892 | 5679.633 | 5320.3552 | 5551.1099 | 4135.9989 | 4342.3644 | 4209.1324 | 4523.177
CDP4 | NSW | SNSW | Utility solar | 4561.187 | 5481.6515 | 6106.0088 | 7488.797 | 7424.5286 | 7664.194 | 6974.2745 | 7436.2597 | 7885.4605 | 7462.984 | 7682 | 7646.7181 | 7191.5186 | 7728.5181 | 7518.5881 | 7348.6647 | 7338.0239 | 6790.1725 | 6792.1444 | 8221.1496 | 9292.6621 | 9656.5719 | 9842.2664 | 9040.1339 | 10317.5684 | 9660.3198 | 7661.8043 | 8097.5199
CDP4 | NSW | SNSW | Distributed PV | 1286.0905 | 1322.7575 | 1362.6526 | 1446.0263 | 1540.5536 | 1647.4287 | 1745.6243 | 1832.1643 | 1910.3635 | 1990.2647 | 2054.8207 | 2113.8626 | 2159.1101 | 2205.4714 | 2245.1143 | 2285.7319 | 2320.1221 | 2364.8685 | 2403.0178 | 2443.7 | 2479.7929 | 2528.6708 | 2571.5307 | 2617.0872 | 2653.1877 | 2703.8642 | 2749.1533 | 2797.2701
CDP4 | NSW | SNSW | Other renewable fuels | 0 | 0 | 0 | 0 | 0 | 0 | 0 | 0 | 0 | 0 | 0 | 0 | 0 | 0 | 0 | 0 | 0 | 0 | 0 | 0 | 0 | 0 | 0 | 0 | 0 | 0 | 0 | 0
CDP4 | NSW | SNSW | DSP | 0 | 0 | 0 | 0 | 0 | 0 | 0 | 0 | 0 | 0 | 0 | 0 | 0 | 0 | 0 | 0 | 0 | 0 | 0 | 0 | 0 | 0 | 0 | 0 | 0 | 0 | 0 | 0
CDP4 | NSW | SNSW | Utility storage load | -266.0321 | -385.7479 | -390.0843 | -703.9977 | -1575.9848 | -3200.0798 | -6891.4888 | -6820.2877 | -6507.8968 | -7009.1211 | -6701.4585 | -6999.5215 | -7185.0355 | -7813.1158 | -7533.7573 | -7886.2852 | -7340.3109 | -7590.9187 | -7581.8922 | -7305.662 | -7650.7635 | -6889.0725 | -7194.9197 | -7412.9589 | -6955.2139 | -7562.751 | -7545.1656 | -7744.4996
CDP4 | NSW | SNSW | Coordinated CER storage load | -7.4491 | -9.5538 | -12.1601 | -15.0145 | -18.391 | -22.1337 | -25.5655 | -29.6769 | -34.4802 | -40.7619 | -47.8578 | -57.5302 | -67.2767 | -80.9545 | -92.9841 | -104.4185 | -115.7991 | -129.4286 | -145.9063 | -174.2398 | -189.8273 | -213.2879 | -248.5489 | -271.5156 | -304.4812 | -333.1108 | -342.1587 | -373.8078
CDP4 | NSW | SNSW | Passive CER storage load | -18.1594 | -19.9536 | -21.6832 | -23.6578 | -25.4764 | -27.3145 | -29.943 | -32.17 | -34.4521 | -36.8018 | -39.3846 | -42.2078 | -44.9907 | -47.568 | -50.5075 | -53.226 | -55.3667 | -57.7897 | -59.9755 | -62.0344 | -64.1477 | -66.5585 | -69.1281 | -72.1047 | -74.2141 | -76.0095 | -78.331 | -81.149
CDP4 | NSW | SNW | Black coal | 14936.0955 | 9260.1092 | 8552.3547 | 8207.0357 | 0 | 0 | 0 | 0 | 0 | 0 | 0 | 0 | 0 | 0 | 0 | 0 | 0 | 0 | 0 | 0 | 0 | 0 | 0 | 0 | 0 | 0 | 0 | 0
CDP4 | NSW | SNW | Mid-merit gas | 528.9786 | 1153.0794 | 705.8329 | 532.5492 | 1327.1866 | 557.1236 | 283.3739 | 1032.6732 | 1219.2586 | 1050.1055 | 1262.2393 | 1388.1063 | 1581.7728 | 1060.4929 | 536.1812 | 1197.8157 | 1430.9969 | 1340.8319 | 1514.0434 | 0 | 0 | 0 | 0 | 0 | 0 | 0 | 0 | 0
CDP4 | NSW | SNW | Flexible gas with CCS | 0 | 0 | 0 | 0 | 0 | 0 | 0 | 0 | 0 | 0 | 0 | 0 | 0 | 0 | 0 | 0 | 0 | 0 | 0 | 0 | 0 | 0 | 0 | 0 | 0 | 0 | 0 | 0
CDP4 | NSW | SNW | Flexible gas | 11.1422 | 55.9836 | 22.3431 | 35.4349 | 230.5581 | 200.9629 | 158.8918 | 54.0964 | 35.9795 | 510.4178 | 168.6847 | 160.4005 | 599.601 | 320.1023 | 132.8154 | 215.3114 | 888.0603 | 861.8924 | 1041.7077 | 1636.3526 | 1491.2173 | 2111.7551 | 2405.6318 | 2814.14 | 1370.7295 | 1129.142 | 2430.096 | 1788.0333
CDP4 | NSW | SNW | Hydro | 0 | 0 | 0 | 0 | 0 | 0 | 0 | 0 | 0 | 0 | 0 | 0 | 0 | 0 | 0 | 0 | 0 | 0 | 0 | 0 | 0 | 0 | 0 | 0 | 0 | 0 | 0 | 0
CDP4 | NSW | SNW | Utility storage | 124.1713 | 1576.4059 | 1442.2957 | 1596.2014 | 2093.3315 | 3553.8382 | 2910.8525 | 2893.644 | 3101.2787 | 3129.7869 | 3209.9804 | 3263.1332 | 3401.4081 | 3582.2354 | 3479.6542 | 3484.3762 | 3210.476 | 3346.2586 | 3571.2614 | 3593.3293 | 3304.2327 | 1823.444 | 2005.0153 | 2053.5353 | 2039.5774 | 1405.5378 | 1416.0884 | 1461.0664
CDP4 | NSW | SNW | Coordinated CER storage | 35.1481 | 44.9821 | 56.6483 | 69.3842 | 84.7371 | 100.9217 | 117.0927 | 136.2509 | 159.1822 | 188.4067 | 222.346 | 267.916 | 312.8517 | 378.5585 | 431.8873 | 486.2574 | 528.3108 | 585.4142 | 666.2375 | 781.0807 | 816.1592 | 929.8708 | 1100.3081 | 1195.1912 | 1330.9294 | 1445.5108 | 1482.1815 | 1618.9942
CDP4 | NSW | SNW | Passive CER storage | 72.1981 | 79.1669 | 85.245 | 91.9237 | 98.465 | 104.9795 | 114.8156 | 122.5686 | 130.0811 | 138.8145 | 147.4054 | 157.2483 | 166.6163 | 175.6471 | 185.5089 | 195.9892 | 202.8675 | 211.7879 | 218.4927 | 225.3181 | 232.4773 | 240.1037 | 248.6419 | 259.2958 | 266.1282 | 271.3594 | 280.7262 | 289.5094
CDP4 | NSW | SNW | Offshore wind | 0 | 0 | 0 | 0 | 0 | 0 | 0 | 0 | 0 | 0 | 0 | 0 | 0 | 0 | 0 | 0 | 0 | 0 | 0 | 0 | 0 | 0 | 0 | 0 | 0 | 0 | 0 | 0
CDP4 | NSW | SNW | Wind | 0 | 0 | 0 | 0 | 0 | 0 | 0 | 0 | 0 | 0 | 0 | 0 | 0 | 0 | 0 | 0 | 0 | 0 | 0 | 0 | 0 | 0 | 0 | 0 | 0 | 0 | 0 | 0
CDP4 | NSW | SNW | Utility solar | 0 | 0 | 0 | 0 | 0 | 0 | 0 | 0 | 0 | 0 | 0 | 0 | 0 | 0 | 0 | 0 | 0 | 0 | 0 | 0 | 0 | 0 | 0 | 0 | 0 | 0 | 0 | 0
CDP4 | NSW | SNW | Distributed PV | 4711.8926 | 4899.8671 | 5101.4499 | 5464.9574 | 5880.7926 | 6307.2576 | 6705.1023 | 7062.8221 | 7381.5716 | 7671.0896 | 7947.7897 | 8185.5984 | 8342.0996 | 8459.8366 | 8588.8595 | 8727.2997 | 8837.225 | 8945.2228 | 9071.2788 | 9209.3908 | 9321.3523 | 9430.913 | 9560.0224 | 9701.0611 | 9815.0944 | 9930.3552 | 10063.7426 | 10218.7569
CDP4 | NSW | SNW | Other renewable fuels | 0 | 0 | 0 | 0 | 0 | 0 | 0 | 0 | 0 | 0 | 0 | 0 | 0 | 0 | 0 | 0 | 0 | 0 | 0 | 0 | 0 | 0 | 0 | 0 | 0 | 483.22 | 451.4972 | 288.8083
CDP4 | NSW | SNW | DSP | 8.4712e-07 | 1.8555 | 9.6817e-07 | 1.1815 | 15.5907 | 84.0522 | 41.0183 | 1.7833e-06 | 2.064e-06 | 2.8618e-06 | 12.7755 | 8.2756 | 49.3667 | 19.2885 | 4.1715 | 13.3829 | 96.3639 | 33.314 | 9.494 | 19.412 | 14.6405 | 1.7325 | 22.155 | 26.8205 | 46.9551 | 10.078 | 112.5944 | 88.8284
CDP4 | NSW | SNW | Utility storage load | -147.823 | -1862.5109 | -1708.2916 | -1890.3815 | -2469.9714 | -4224.253 | -3462.2782 | -3443.5144 | -3689.0064 | -3733.3785 | -3812.3483 | -3881.7225 | -4046.2937 | -4263.6753 | -4152.0324 | -4136.5587 | -3820.2311 | -3981.3541 | -4255.0847 | -4279.4811 | -3923.24 | -2187.9898 | -2401.5998 | -2462.6578 | -2443.2622 | -1679.257 | -1690.551 | -1746.8776
CDP4 | NSW | SNW | Coordinated CER storage load | -35.1481 | -44.9821 | -56.6639 | -69.4109 | -84.6947 | -100.9217 | -118.5516 | -139.8906 | -166.154 | -201.0476 | -240.9379 | -297.6925 | -353.1565 | -437.6423 | -504.9163 | -569.8704 | -620.8408 | -692.0614 | -799.7297 | -951.2567 | -987.8853 | -1142.4992 | -1367.1341 | -1492.3639 | -1670.056 | -1821.3412 | -1864.9652 | -2053.4024
CDP4 | NSW | SNW | Passive CER storage load | -85.5652 | -93.9503 | -101.0255 | -109.0216 | -116.8136 | -124.582 | -135.9242 | -145.3273 | -154.6674 | -164.2906 | -174.9227 | -186.5939 | -197.9037 | -208.3743 | -220.5481 | -231.9133 | -240.7529 | -250.728 | -259.3774 | -267.2642 | -275.51 | -284.9379 | -295.0449 | -307.0351 | -315.5215 | -322.6188 | -332.1569 | -343.7389
CDP4 | QLD | NQ | Black coal | 0 | 0 | 0 | 0 | 0 | 0 | 0 | 0 | 0 | 0 | 0 | 0 | 0 | 0 | 0 | 0 | 0 | 0 | 0 | 0 | 0 | 0 | 0 | 0 | 0 | 0 | 0 | 0
CDP4 | QLD | NQ | Mid-merit gas | 203.2491 | 205.2718 | 17.271 | 13.7483 | 28.5958 | 8.9001 | 17.7287 | 8.1856 | 3.5846 | 10.3269 | 34.0273 | 26.875 | 49.067 | 46.1745 | 28.5962 | 126.0557 | 204.082 | 127.4564 | 141.7776 | 111.2172 | 155.2364 | 87.5281 | 0 | 0 | 0 | 0 | 0 | 0
CDP4 | QLD | NQ | Flexible gas with CCS | 0 | 0 | 0 | 0 | 0 | 0 | 0 | 0 | 0 | 0 | 0 | 0 | 0 | 0 | 0 | 0 | 0 | 0 | 0 | 0 | 0 | 0 | 0 | 0 | 0 | 0 | 0 | 0
CDP4 | QLD | NQ | Flexible gas | 0 | 0 | 0 | 0 | 0 | 0 | 0 | 0 | 0 | 0 | 4.58e-09 | 1.0646 | 0.51835 | 6.036e-08 | 1.01e-09 | 0.2129 | 1.6165e-08 | 1.889e-08 | 4.745e-09 | 7.26e-09 | 0 | 0 | 0 | 0 | 0 | 0 | 0 | 0
CDP4 | QLD | NQ | Hydro | 309.1896 | 160.8939 | 232.3698 | 232.7106 | 185.1137 | 279.7378 | 299.4566 | 248.6631 | 214.1129 | 253.0374 | 199.9267 | 127.239 | 181.5262 | 76.7658 | 165.0364 | 80.9464 | 93.5647 | 114.9704 | 0 | 0 | 0 | 0 | 0 | 0 | 0 | 0 | 0 | 0
CDP4 | QLD | NQ | Utility storage | 224.1645 | 463.6205 | 569.0661 | 523.9883 | 563.9596 | 839.9995 | 687.8022 | 688.3982 | 596.8456 | 792.4905 | 761.9961 | 785.8525 | 835.2309 | 852.0272 | 838.7806 | 836.1512 | 808.5423 | 818.7684 | 830.8585 | 860.1702 | 815.0262 | 842.9023 | 521.264 | 567.7775 | 883.4495 | 991.847 | 988.7691 | 987.9258
CDP4 | QLD | NQ | Coordinated CER storage | 3.7025 | 4.8307 | 6.1191 | 7.6947 | 9.5232 | 11.6685 | 13.7648 | 16.3594 | 18.7549 | 23.1016 | 27.2268 | 32.9927 | 38.6614 | 44.8823 | 52.2834 | 58.6513 | 64.9506 | 72.4043 | 82.7456 | 94.1596 | 100.8369 | 113.6444 | 129.5888 | 144.2409 | 156.7768 | 174.7617 | 180.2114 | 187.8584
CDP4 | QLD | NQ | Passive CER storage | 7.8983 | 8.9015 | 9.8572 | 10.8967 | 11.9899 | 13.0913 | 14.6095 | 15.9655 | 17.2986 | 18.8163 | 20.3749 | 22.1566 | 23.8494 | 25.5681 | 27.3346 | 29.213 | 30.5814 | 32.1658 | 33.4967 | 34.9698 | 36.3326 | 37.8586 | 39.5466 | 41.5898 | 43.035 | 44.1319 | 45.8801 | 47.4763
CDP4 | QLD | NQ | Offshore wind | 0 | 0 | 0 | 0 | 0 | 0 | 0 | 0 | 0 | 0 | 0 | 0 | 0 | 0 | 0 | 0 | 0 | 0 | 0 | 0 | 0 | 0 | 0 | 0 | 0 | 0 | 0 | 0
CDP4 | QLD | NQ | Wind | 1065.2416 | 1036.1343 | 1062.9868 | 5215.808 | 6163.2585 | 8887.5636 | 8390.3996 | 8944.299 | 9374.511 | 10069.8832 | 9623.9234 | 9052.4915 | 10094.4036 | 10606.567 | 10730.708 | 10153.1978 | 9938.2986 | 9382.8881 | 9464.7737 | 10669.9096 | 11244.5635 | 11638.8897 | 11817.544 | 12048.8795 | 11524.0778 | 10924.5668 | 11667.037 | 12453.9992
CDP4 | QLD | NQ | Utility solar | 1295.9527 | 1392.7004 | 1290.1248 | 1266.8433 | 1196.198 | 1012.1057 | 1028.5439 | 1176.7485 | 1287.6994 | 1176.3351 | 1259.5446 | 1280.5287 | 1203.0885 | 1116.2575 | 1117.1406 | 1173.9947 | 1117.9547 | 1548.0191 | 1389.2326 | 1167.1393 | 1102.9893 | 1214.9474 | 1175.0211 | 909.2873 | 938.5929 | 1519.2082 | 1301.0109 | 1282.1363
CDP4 | QLD | NQ | Distributed PV | 890.6838 | 933.0996 | 966.2641 | 1008.0842 | 1073.5389 | 1130.3381 | 1177.689 | 1223.6016 | 1257.4637 | 1292.358 | 1322.4242 | 1351.3797 | 1366.6988 | 1386.523 | 1406.3077 | 1427.8995 | 1446.4485 | 1469.534 | 1490.6694 | 1518.8556 | 1536.7492 | 1560.7993 | 1584.1359 | 1613.9356 | 1633.642 | 1662.3734 | 1692.196 | 1728.5245
CDP4 | QLD | NQ | Other renewable fuels | 0 | 0 | 0 | 0 | 0 | 0 | 0 | 0 | 0 | 0 | 0 | 0 | 0 | 0 | 0 | 0 | 0 | 0 | 0 | 0 | 0 | 0 | 0 | 0 | 0 | 0 | 0 | 0
CDP4 | QLD | NQ | DSP | 0 | 0 | 0 | 0 | 0 | 0 | 0 | 0 | 0 | 0 | 0 | 0 | 0 | 0 | 0 | 0 | 0 | 0 | 0 | 0 | 0 | 0 | 0 | 0 | 0 | 0 | 0 | 0
CDP4 | QLD | NQ | Utility storage load | -281.8218 | -584.6601 | -709.8956 | -682.7633 | -787.4462 | -1347.4419 | -890.4114 | -878.0509 | -753.5008 | -1029.1154 | -983.4442 | -996.4768 | -1107.8401 | -1125.4595 | -1100.4219 | -1090.6969 | -1064.6476 | -1073.5889 | -1092.0613 | -1136.5987 | -1135.3826 | -1168.612 | -819.0696 | -914.6987 | -1287.0795 | -1429.7143 | -1439.824 | -1469.8902
CDP4 | QLD | NQ | Coordinated CER storage load | -3.7025 | -4.8307 | -6.1228 | -7.6956 | -9.5186 | -11.6685 | -13.9351 | -16.7681 | -19.2733 | -24.4735 | -29.2134 | -36.0627 | -42.9239 | -50.2642 | -59.4484 | -66.7562 | -74.3303 | -83.5113 | -96.5188 | -111.3668 | -118.6803 | -135.0858 | -155.6305 | -174.2971 | -190.091 | -213.3345 | -219.8896 | -229.679
CDP4 | QLD | NQ | Passive CER storage load | -9.0958 | -10.2402 | -11.3564 | -12.5167 | -13.7673 | -15.0267 | -16.7301 | -18.3385 | -19.8913 | -21.5543 | -23.4129 | -25.4463 | -27.3352 | -29.3526 | -31.3736 | -33.392 | -35.0567 | -36.7595 | -38.3701 | -40.0687 | -41.5473 | -43.3666 | -45.2576 | -47.4699 | -49.2828 | -50.516 | -52.2872 | -54.2445
CDP4 | QLD | GG | Black coal | 2943.36 | 2951.3564 | 2967.7986 | 1803.7375 | 1808.4892 | 1491.3092 | 633.3622 | 0 | 0 | 0 | 0 | 0 | 0 | 0 | 0 | 0 | 0 | 0 | 0 | 0 | 0 | 0 | 0 | 0 | 0 | 0 | 0 | 0
CDP4 | QLD | GG | Mid-merit gas | 790.803 | 868.8509 | 832.3193 | 841.7347 | 842.0008 | 829.8622 | 27.015 | 12.2026 | 40.4344 | 104.6624 | 135.7743 | 135.5806 | 307.9577 | 232.6215 | 159.6323 | 378.8584 | 472.5887 | 328.7581 | 382.0975 | 396.0173 | 373.5102 | 350.4184 | 339.771 | 331.1809 | 246.2384 | 200.2252 | 0 | 0
CDP4 | QLD | GG | Flexible gas with CCS | 0 | 0 | 0 | 0 | 0 | 0 | 0 | 0 | 0 | 0 | 0 | 0 | 0 | 0 | 0 | 0 | 0 | 0 | 0 | 0 | 0 | 0 | 0 | 0 | 0 | 0 | 0 | 0
CDP4 | QLD | GG | Flexible gas | 0 | 0 | 0 | 0 | 0 | 0 | 5.4982e-07 | 7.5721e-07 | 1.6365e-06 | 1.261e-05 | 2.1214e-05 | 2.0942e-05 | 4.5401e-05 | 3.2502e-05 | 8.5266e-06 | 1.8313e-05 | 4.2321e-05 | 2.7168e-05 | 2.6662e-05 | 2.7898e-05 | 2.7029e-05 | 5.7032e-06 | 2.0827e-05 | 1.9363e-05 | 1.2292e-05 | 6.5431e-06 | 2.834e-05 | 2.9304e-05
CDP4 | QLD | GG | Hydro | 0 | 0 | 0 | 0 | 0 | 0 | 0 | 0 | 0 | 0 | 0 | 0 | 0 | 0 | 0 | 0 | 0 | 0 | 0 | 0 | 0 | 0 | 0 | 0 | 0 | 0 | 0 | 0
CDP4 | QLD | GG | Utility storage | 0 | 42.925 | 95.6638 | 116.5486 | 110.4448 | 420.1337 | 234.0105 | 209.5546 | 155.6526 | 217.8745 | 216.3375 | 221.2109 | 262.0112 | 276.7412 | 252.3302 | 265.2872 | 236.6486 | 244.6646 | 287.2655 | 271.9188 | 204.9618 | 2.3239 | 67.8396 | 73.8277 | 76.0486 | 799.0928 | 796.9184 | 1290.6692
CDP4 | QLD | GG | Coordinated CER storage | 0.20226 | 0.2661 | 0.33636 | 0.42502 | 0.52155 | 0.65429 | 0.80038 | 0.9939 | 1.1379 | 1.5301 | 1.8334 | 2.3702 | 2.8668 | 3.4364 | 4.0817 | 4.6247 | 5.1097 | 5.7367 | 6.9101 | 7.8316 | 8.1772 | 9.6551 | 10.9683 | 12.2843 | 14.0704 | 15.9231 | 16.3455 | 16.8342
CDP4 | QLD | GG | Passive CER storage | 0.43375 | 0.49115 | 0.5429 | 0.6111 | 0.66737 | 0.73538 | 0.82193 | 0.90112 | 0.98625 | 1.0827 | 1.1807 | 1.2893 | 1.3971 | 1.5064 | 1.6163 | 1.7374 | 1.8244 | 1.9283 | 2.0181 | 2.1123 | 2.2029 | 2.3052 | 2.4175 | 2.547 | 2.6413 | 2.7129 | 2.8267 | 2.9272
CDP4 | QLD | GG | Offshore wind | 0 | 0 | 0 | 0 | 0 | 0 | 0 | 0 | 0 | 0 | 0 | 0 | 0 | 0 | 0 | 0 | 0 | 0 | 0 | 0 | 0 | 0 | 0 | 0 | 0 | 0 | 0 | 0
CDP4 | QLD | GG | Wind | 0 | 0 | 0 | 0 | 0 | 0 | 0 | 0 | 0 | 0 | 0 | 0 | 0 | 0 | 0 | 0 | 0 | 0 | 0 | 0 | 0 | 0 | 0 | 0 | 0 | 0 | 0 | 0
CDP4 | QLD | GG | Utility solar | 0 | 0 | 0 | 0 | 0 | 0 | 0 | 0 | 0 | 0 | 0 | 0 | 0 | 0 | 0 | 0 | 0 | 0 | 0 | 0 | 0 | 0 | 0 | 0 | 0 | 0 | 0 | 0
CDP4 | QLD | GG | Distributed PV | 83.1873 | 85.9307 | 89.0592 | 93.8754 | 98.1305 | 103.0181 | 107.804 | 112.3773 | 116.1806 | 119.6898 | 122.8667 | 125.7195 | 127.7035 | 129.6922 | 131.5994 | 134.0671 | 135.8587 | 138.2141 | 140.6638 | 143.1481 | 145.0607 | 147.4519 | 150.0271 | 152.6645 | 154.6545 | 157.2475 | 160.5535 | 164.0285
CDP4 | QLD | GG | Other renewable fuels | 0 | 0 | 0 | 0 | 0 | 0 | 0 | 0 | 0 | 0 | 0 | 0 | 0 | 0 | 0 | 0 | 0 | 0 | 0 | 0 | 0 | 0 | 0 | 0 | 0 | 0 | 0 | 0
CDP4 | QLD | GG | DSP | 0 | 0 | 0 | 0 | 0 | 0 | 0 | 0 | 0 | 0 | 0 | 0 | 0 | 0 | 0 | 0 | 0 | 0 | 0 | 0 | 0 | 0 | 0 | 0 | 0 | 0 | 0 | 0
CDP4 | QLD | GG | Utility storage load | 0 | -51.1013 | -114.322 | -138.7483 | -131.4819 | -499.7228 | -278.584 | -249.4699 | -185.3008 | -259.3745 | -257.9747 | -262.9164 | -311.9182 | -329.4539 | -300.8296 | -315.3818 | -281.7247 | -291.2675 | -341.9828 | -324.1493 | -243.5658 | -2.7337 | -79.8034 | -86.8476 | -89.563 | -939.9134 | -937.9184 | -1531.0394
CDP4 | QLD | GG | Coordinated CER storage load | -0.20226 | -0.2661 | -0.33656 | -0.42507 | -0.52161 | -0.65397 | -0.82113 | -1.0479 | -1.1971 | -1.6958 | -2.059 | -2.741 | -3.3716 | -4.0989 | -4.9365 | -5.5914 | -6.2012 | -7.0138 | -8.556 | -9.8036 | -10.1323 | -12.1365 | -13.8714 | -15.6118 | -18.0244 | -20.5305 | -21.0741 | -21.6521
CDP4 | QLD | GG | Passive CER storage load | -0.49951 | -0.56501 | -0.62547 | -0.70194 | -0.76631 | -0.8441 | -0.94124 | -1.0351 | -1.1341 | -1.2402 | -1.3568 | -1.4807 | -1.6013 | -1.7294 | -1.8552 | -1.9859 | -2.0914 | -2.2036 | -2.3117 | -2.4203 | -2.5191 | -2.6406 | -2.7666 | -2.9072 | -3.0247 | -3.1053 | -3.2214 | -3.3445
CDP4 | QLD | CQ | Black coal | 11700.4544 | 12723.9568 | 14347.4024 | 7455.0613 | 6485.8366 | 3082.2616 | 5897.5649 | 5818.6359 | 4235.5608 | 3984.222 | 4398.016 | 4605.5197 | 4573.421 | 3684.5378 | 3694.9173 | 4328.3106 | 4474.1147 | 4529.6848 | 4904.9818 | 4764.5227 | 4531.616 | 4567.2493 | 4358.252 | 4246.7646 | 4266.4164 | 4594.2556 | 4245.6672 | 0
CDP4 | QLD | CQ | Mid-merit gas | 0 | 0 | 0 | 0 | 0 | 0 | 0 | 0 | 0 | 0 | 0 | 0 | 0 | 0 | 0 | 0 | 0 | 0 | 0 | 0 | 0 | 0 | 0 | 0 | 0 | 0 | 0 | 0
CDP4 | QLD | CQ | Flexible gas with CCS | 0 | 0 | 0 | 0 | 0 | 0 | 0 | 0 | 0 | 0 | 0 | 0 | 0 | 0 | 0 | 0 | 0 | 0 | 0 | 0 | 0 | 0 | 0 | 0 | 0 | 0 | 0 | 0
CDP4 | QLD | CQ | Flexible gas | 0 | 0 | 2.0567e-07 | 0.038814 | 2.4258e-07 | 1.9839e-07 | 1.4363 | 0.41678 | 1.011e-06 | 1.5364e-06 | 0 | 0 | 0 | 0 | 0 | 0 | 0 | 0 | 0 | 0 | 0 | 0 | 0 | 0 | 0 | 0 | 0 | 0
CDP4 | QLD | CQ | Hydro | 0 | 0 | 0 | 0 | 0 | 0 | 0 | 0 | 0 | 0 | 0 | 0 | 0 | 0 | 0 | 0 | 0 | 0 | 0 | 0 | 0 | 0 | 0 | 0 | 0 | 0 | 0 | 0
CDP4 | QLD | CQ | Utility storage | 40.23 | 36.6609 | 59.5035 | 136.815 | 163.2705 | 258.6691 | 180.7287 | 166.0054 | 138.8785 | 173.1102 | 169.194 | 172.2183 | 194.9091 | 208.6538 | 188.9876 | 200.3651 | 185.5681 | 190.0437 | 156.4053 | 148.5206 | 121.7656 | 131.045 | 250.7934 | 222.5021 | 350.2726 | 1625.0752 | 1616.3747 | 2449.6435
CDP4 | QLD | CQ | Coordinated CER storage | 3.3993 | 4.4768 | 5.6545 | 7.1695 | 8.8335 | 10.8137 | 12.9594 | 15.6543 | 17.8402 | 22.7015 | 26.7641 | 33.3268 | 39.524 | 46.4827 | 54.4289 | 61.3111 | 67.7307 | 75.4212 | 88.7354 | 99.7653 | 104.2226 | 121.3904 | 136.4665 | 153.29 | 173.2044 | 193.9513 | 199.595 | 205.6158
CDP4 | QLD | CQ | Passive CER storage | 7.2649 | 8.2429 | 9.1049 | 10.1494 | 11.1216 | 12.1535 | 13.617 | 14.8902 | 16.1978 | 17.7002 | 19.2237 | 20.9226 | 22.6054 | 24.2909 | 26.0235 | 27.8933 | 29.2325 | 30.8205 | 32.1652 | 33.6167 | 35.0164 | 36.548 | 38.2373 | 40.233 | 41.689 | 42.7748 | 44.484 | 46.003
CDP4 | QLD | CQ | Offshore wind | 0 | 0 | 0 | 0 | 0 | 0 | 0 | 0 | 0 | 0 | 0 | 0 | 0 | 0 | 0 | 0 | 0 | 0 | 0 | 0 | 0 | 0 | 0 | 0 | 0 | 0 | 0 | 0
CDP4 | QLD | CQ | Wind | 884.1413 | 1173.4112 | 1292.5424 | 2867.2087 | 4163.4156 | 4490.7682 | 4152.2684 | 4299.1372 | 4413.0665 | 6696.9192 | 6576.3438 | 6194.8058 | 6595.9924 | 6438.1099 | 7461.4205 | 6333.2538 | 6915.0301 | 6605.6334 | 6394.8549 | 6879.2521 | 8846.9273 | 8685.9419 | 9002.8793 | 9469.861 | 8933.9606 | 7841.4277 | 8104.2181 | 8064.3754
CDP4 | QLD | CQ | Utility solar | 2049.8061 | 2146.2173 | 2000.4794 | 2253.0214 | 2156.0689 | 2288.9027 | 1733.5337 | 1981.922 | 2144.3079 | 2081.0051 | 2158.6134 | 2144.7494 | 2037.4033 | 2085.1264 | 2049.8445 | 2126.3619 | 2069.3019 | 3149.2116 | 2937.6987 | 3115.8307 | 2472.9081 | 2802.3561 | 2837.3341 | 3021.9658 | 5659.765 | 8461.9329 | 9693.0208 | 12989.0157
CDP4 | QLD | CQ | Distributed PV | 983.4528 | 1015.8314 | 1049.9894 | 1099.5409 | 1147.7856 | 1214.1964 | 1273.2899 | 1322.5909 | 1366.4737 | 1411.0047 | 1452.5752 | 1484.7024 | 1513.4651 | 1542.6319 | 1573.6127 | 1602.9355 | 1628.0199 | 1660.5557 | 1693.308 | 1723.4366 | 1751.2723 | 1783.2996 | 1817.4165 | 1849.4621 | 1878.748 | 1913.7379 | 1953.8785 | 1991.6066
CDP4 | QLD | CQ | Other renewable fuels | 0 | 0 | 0 | 0 | 0 | 0 | 0 | 0 | 0 | 0 | 0 | 0 | 0 | 0 | 0 | 0 | 0 | 0 | 0 | 0 | 0 | 0 | 0 | 0 | 0 | 0 | 0 | 0
CDP4 | QLD | CQ | DSP | 0 | 0 | 0 | 0 | 0 | 0 | 0 | 0 | 0 | 0 | 0 | 0 | 0 | 0 | 0 | 0 | 0 | 0 | 0 | 0 | 0 | 0 | 0 | 0 | 0 | 0 | 0 | 0
CDP4 | QLD | CQ | Utility storage load | -47.8928 | -43.644 | -70.9467 | -162.8751 | -194.3697 | -307.503 | -215.1533 | -197.6256 | -165.3316 | -206.0836 | -201.8454 | -204.598 | -232.0347 | -248.3975 | -225.4218 | -238.0935 | -220.9145 | -226.2426 | -186.1969 | -177.1377 | -144.6318 | -155.9732 | -297.1002 | -261.7415 | -430.0199 | -2025.1147 | -2022.3345 | -3064.484
CDP4 | QLD | CQ | Coordinated CER storage load | -3.3993 | -4.4768 | -5.6579 | -7.1704 | -8.8345 | -10.8084 | -13.1742 | -16.2159 | -18.4494 | -24.4195 | -29.0966 | -37.1654 | -44.7521 | -53.3362 | -63.296 | -71.3409 | -79.1389 | -88.764 | -105.876 | -120.3458 | -124.3788 | -147.1136 | -166.5446 | -188.3549 | -214.6082 | -242.0967 | -249.1618 | -256.1844
CDP4 | QLD | CQ | Passive CER storage load | -8.3663 | -9.4825 | -10.4898 | -11.6583 | -12.7703 | -13.9503 | -15.5935 | -17.1034 | -18.6254 | -20.2758 | -22.0901 | -24.0291 | -25.9093 | -27.8864 | -29.8687 | -31.8835 | -33.5104 | -35.222 | -36.8449 | -38.5184 | -40.0421 | -41.8653 | -43.7592 | -45.9213 | -47.7414 | -48.9625 | -50.6961 | -52.5612
CDP4 | QLD | SQ | Black coal | 21353.644 | 21128.2587 | 21428.8012 | 17017.4542 | 15318.4701 | 11415.8033 | 14487.4894 | 13846.0397 | 13626.0878 | 8648.0958 | 5090.8113 | 5259.2045 | 5131.4542 | 4668.8811 | 5222.6458 | 5208.1677 | 5253.7668 | 5246.2071 | 5301.1988 | 5163.1543 | 5178.2648 | 5097.1302 | 5163.3973 | 4939.9367 | 4860.1027 | 5145.1181 | 5036.7673 | 0
CDP4 | QLD | SQ | Mid-merit gas | 1550.1595 | 1930.363 | 417.7273 | 285.8721 | 451.1767 | 236.4257 | 276.6483 | 132.232 | 586.3343 | 1353.6158 | 1504.5529 | 1411.522 | 1098.5436 | 757.2028 | 468.7702 | 801.8787 | 1035.7065 | 466.0747 | 280.3177 | 377.4562 | 341.9097 | 0 | 0 | 0 | 0 | 0 | 0 | 0
CDP4 | QLD | SQ | Flexible gas with CCS | 0 | 0 | 0 | 0 | 0 | 0 | 0 | 0 | 0 | 0 | 0 | 0 | 0 | 0 | 0 | 0 | 0 | 0 | 0 | 0 | 0 | 0 | 0 | 0 | 0 | 0 | 0 | 0
CDP4 | QLD | SQ | Flexible gas | 74.0082 | 34.4654 | 4.4569 | 14.0503 | 13.0398 | 119.6209 | 131.8548 | 18.0355 | 25.1749 | 144.8029 | 580.4048 | 362.3137 | 1141.3444 | 868.1517 | 558.3185 | 1464.4683 | 4517.1462 | 3152.1856 | 3451.1706 | 4544.841 | 4000.0989 | 4733.1781 | 5725.6983 | 5689.3414 | 3125.5529 | 2208.209 | 4806.8773 | 5037.9697
CDP4 | QLD | SQ | Hydro | 0 | 0 | 0 | 0 | 0 | 0 | 0 | 0 | 0 | 0 | 0 | 0 | 0 | 0 | 0 | 0 | 0 | 0 | 0 | 0 | 0 | 0 | 0 | 0 | 0 | 0 | 0 | 0
CDP4 | QLD | SQ | Utility storage | 1248.214 | 1177.6815 | 1092.4847 | 1076.5015 | 1321.4424 | 2017.0314 | 1535.138 | 1449.5867 | 4243.1544 | 5854.0704 | 5782.9924 | 6154.9042 | 6205.961 | 6460.8644 | 6321.7182 | 6230.3995 | 5771.1319 | 5743.3315 | 6156.4398 | 6183.7244 | 5340.0448 | 5341.2619 | 6149.5848 | 6421.6993 | 6605.3207 | 7173.6821 | 7038.9646 | 7163.0437
CDP4 | QLD | SQ | Coordinated CER storage | 17.9828 | 23.8083 | 30.5296 | 38.6799 | 47.9619 | 59.2645 | 72.4494 | 89.4743 | 98.9288 | 130.4525 | 155.1571 | 193.5602 | 229.3616 | 277.3163 | 325.7518 | 368.453 | 407.9749 | 444.3215 | 523.9821 | 600.2749 | 616.6165 | 733.386 | 821.6911 | 923.7805 | 1047.0723 | 1190.5603 | 1204.0606 | 1277.8363
CDP4 | QLD | SQ | Passive CER storage | 38.5258 | 43.8968 | 49.0034 | 54.5739 | 60.1823 | 66.4877 | 74.7743 | 82.1543 | 89.5117 | 97.9153 | 106.4969 | 116.2022 | 125.6895 | 135.4263 | 145.4256 | 156.0927 | 163.6411 | 172.4096 | 179.9223 | 187.9841 | 195.7875 | 204.5517 | 214.2855 | 225.8 | 234.2198 | 240.7642 | 250.8429 | 259.8486
CDP4 | QLD | SQ | Offshore wind | 0 | 0 | 0 | 0 | 0 | 0 | 0 | 0 | 0 | 0 | 0 | 0 | 0 | 0 | 0 | 0 | 0 | 0 | 0 | 0 | 0 | 0 | 0 | 0 | 0 | 0 | 0 | 0
CDP4 | QLD | SQ | Wind | 4637.2458 | 6192.9531 | 6567.6126 | 11517.3842 | 13854.4043 | 13989.1794 | 13402.6526 | 13182.7431 | 13763.227 | 12714.1326 | 16137.2737 | 15182.1646 | 15321.4074 | 16085.7885 | 16935.578 | 15421.1077 | 16363.9316 | 16821.4889 | 16134.1329 | 16169.847 | 14900.027 | 14711.7977 | 14908.4446 | 14203.4746 | 23860.3964 | 22509.5422 | 21937.9195 | 23485.9157
CDP4 | QLD | SQ | Utility solar | 4588.3064 | 4800.8074 | 4776.3282 | 4628.4317 | 4555.626 | 4738.2185 | 3807.9661 | 4285.2095 | 5235.1322 | 10735.1975 | 11638.5441 | 14170.9902 | 13766.7352 | 14017.1952 | 14071.2631 | 14345.0129 | 13719.6801 | 12866.3881 | 15543.8327 | 16511.5418 | 13573.2613 | 16531.0583 | 16356.8501 | 18105.0053 | 17465.973 | 21669.8064 | 21529.5731 | 23641.5454
CDP4 | QLD | SQ | Distributed PV | 5990.8471 | 6184.3421 | 6391.0577 | 6675.4064 | 6948.9149 | 7246.6104 | 7553.5439 | 7854.8235 | 8099.4155 | 8344.1878 | 8574.7168 | 8791.3445 | 8944.2099 | 9112.954 | 9288.9666 | 9482.3526 | 9632.6932 | 9808.7105 | 9994.2533 | 10193.5007 | 10350.6777 | 10536.484 | 10729.2197 | 10938.4931 | 11106.4424 | 11313.678 | 11537.6324 | 11787.4518
CDP4 | QLD | SQ | Other renewable fuels | 0 | 0 | 0 | 0 | 0 | 0 | 0 | 0 | 0 | 0 | 0 | 0 | 0 | 0 | 0 | 0 | 0 | 0 | 0 | 0 | 0 | 0 | 0 | 0 | 0 | 0 | 459.8407 | 320.1575
CDP4 | QLD | SQ | DSP | 8.1685e-07 | 8.5712e-07 | 9.2427e-07 | 1.1999e-06 | 1.547e-06 | 2.5374e-06 | 0.86555 | 0.44234 | 1.9325e-06 | 2.2535e-06 | 6.3825 | 2.3085 | 10.0558 | 7.3276 | 2.387 | 1.196 | 30.0701 | 17.141 | 1.395 | 3.5578 | 6.0165 | 0.41562 | 9.3739 | 0.56868 | 15.3326 | 2.819 | 51.0188 | 105.9824
CDP4 | QLD | SQ | Utility storage load | -1688.1048 | -1545.2155 | -1410.0779 | -1377.4278 | -1760.445 | -2800.6792 | -2008.7288 | -1889.3277 | -5507.3931 | -7724.5063 | -7554.9765 | -8040.6704 | -8162.9962 | -8489.8563 | -8322.7115 | -8138.8594 | -7592.8675 | -7542.7771 | -8066.764 | -8177.798 | -7006.2091 | -7032.5182 | -8041.6062 | -8474.5601 | -8658.2406 | -9365.9239 | -9242.3293 | -9437.8461
CDP4 | QLD | SQ | Coordinated CER storage load | -17.9828 | -23.8083 | -30.5481 | -38.6847 | -47.9674 | -59.2358 | -74.131 | -93.8492 | -102.4972 | -142.1791 | -170.8957 | -218.5171 | -262.5846 | -323.2673 | -384.6825 | -435.4278 | -484.1403 | -528.4531 | -631.5011 | -733.7383 | -743.7096 | -900.6947 | -1014.9816 | -1149.2032 | -1310.1928 | -1503.05 | -1517.0051 | -1612.6243
CDP4 | QLD | SQ | Passive CER storage load | -44.3668 | -50.498 | -56.4569 | -62.687 | -69.1038 | -76.3172 | -85.6279 | -94.3651 | -102.9273 | -112.1632 | -122.3762 | -133.4555 | -144.0599 | -155.4718 | -166.9135 | -178.4222 | -187.5884 | -197.0317 | -206.0993 | -215.394 | -223.8881 | -234.3118 | -245.2308 | -257.7243 | -268.2238 | -275.5925 | -285.8727 | -296.8927
CDP4 | VIC | VIC | Brown coal | 32180.7419 | 28061.6013 | 27405.7038 | 24217.0532 | 18282.9866 | 15033.2528 | 16349.5542 | 13377.9537 | 10008.9568 | 6200.6719 | 2858.9992 | 3477.9637 | 3401.6587 | 2983.3104 | 3517.4467 | 3340.7413 | 3402.2686 | 3322.442 | 3377.7759 | 3445.0758 | 3210.7154 | 3429.5549 | 3405.5271 | 0 | 0 | 0 | 0 | 0
CDP4 | VIC | VIC | Mid-merit gas | 76.7713 | 131.3434 | 70.4104 | 56.7202 | 0 | 0 | 0 | 0 | 0 | 0 | 0 | 0 | 0 | 0 | 0 | 0 | 0 | 0 | 0 | 0 | 0 | 0 | 0 | 0 | 0 | 0 | 0 | 0
CDP4 | VIC | VIC | Flexible gas with CCS | 0 | 0 | 0 | 0 | 0 | 0 | 0 | 0 | 0 | 0 | 0 | 0 | 0 | 0 | 0 | 0 | 0 | 0 | 0 | 0 | 0 | 0 | 0 | 0 | 0 | 0 | 0 | 0
CDP4 | VIC | VIC | Flexible gas | 49.1853 | 92.1763 | 41.6612 | 33.8232 | 286.0125 | 63.8998 | 23.587 | 4.8539e-06 | 3.5229e-06 | 64.7415 | 25.8244 | 5.7328 | 165.9137 | 153.9878 | 57.6162 | 60.2346 | 198.8448 | 200.5293 | 205.7802 | 357.357 | 196.9105 | 173.1274 | 363.6007 | 422.2809 | 448.0409 | 185.8919 | 650.4071 | 786.1166
CDP4 | VIC | VIC | Hydro | 2506.1066 | 1230.2482 | 1311.5173 | 3414.0196 | 2072.1354 | 4019.7149 | 2222.2209 | 994.1085 | 2989.4127 | 3219.054 | 3369.4323 | 2454.2176 | 2856.0086 | 1858.987 | 2314.0562 | 2177.1817 | 3408.1797 | 2161.2348 | 2052.6184 | 2161.159 | 2167.939 | 1873.8295 | 2465.5682 | 2632.1464 | 3071.35 | 2405.8117 | 2901.2756 | 2044.7396
CDP4 | VIC | VIC | Utility storage | 391.7431 | 1149.2045 | 1918.9839 | 2614.7093 | 2993.963 | 3926.0374 | 3235.6646 | 4079.0427 | 4185.0795 | 4058.8823 | 4299.9809 | 3996.5892 | 4615.0097 | 5440.7723 | 5404.3909 | 6162.8238 | 5402.1855 | 5161.0848 | 5208.1598 | 4866.4076 | 5302.7689 | 4739.097 | 4258.1263 | 4036.9389 | 4080.338 | 3888.6661 | 3368.8681 | 3365.2189
CDP4 | VIC | VIC | Coordinated CER storage | 46.2602 | 62.9939 | 81.0073 | 102.3021 | 127.7973 | 157.0898 | 184.4718 | 218.3506 | 257.9373 | 301.624 | 351.5271 | 418.4336 | 481.8113 | 570.9891 | 655.6686 | 746.5541 | 828.7069 | 922.6842 | 1016.9093 | 1143.7567 | 1244.5053 | 1398.2418 | 1566.2339 | 1719.9326 | 1873.6458 | 2033.5955 | 2099.6928 | 2298.1201
CDP4 | VIC | VIC | Passive CER storage | 93.9153 | 103.8346 | 113.4315 | 124.1343 | 134.0189 | 145.1892 | 159.9523 | 173.6821 | 187.2958 | 202.3336 | 217.0562 | 234.2369 | 249.6964 | 267.2425 | 284.5038 | 301.8728 | 315.2069 | 328.6875 | 342.6232 | 356.7102 | 370.6288 | 384.4636 | 401.0884 | 417.2939 | 433.7507 | 444.3685 | 460.5946 | 476.6569
CDP4 | VIC | VIC | Offshore wind | 0 | 0 | 0 | 0 | 0 | 0 | 4006.8652 | 7928.7588 | 10433.7633 | 13176.9678 | 15266.5588 | 19321.1436 | 23588.4179 | 28358.8895 | 31455.3808 | 36432.994 | 36705.6728 | 36683.3151 | 35086.1798 | 33967.5433 | 34670.5573 | 34887.8221 | 35023.457 | 37264.8021 | 34338.8022 | 34541.6476 | 35656.8048 | 37316.3717
CDP4 | VIC | VIC | Wind | 13655.5812 | 17096.0999 | 16268.2898 | 17161.314 | 20223.3564 | 21514.7091 | 20975.4089 | 22471.196 | 21505.2173 | 22473.7937 | 20842.5251 | 20243.0322 | 19873.1183 | 20408.2531 | 19400.5933 | 19422.9951 | 18919.0132 | 18805.435 | 17736.8238 | 16412.6373 | 15571.428 | 14039.8264 | 13407.7604 | 13735.0151 | 14037.8273 | 16213.7771 | 15815.1937 | 16686.3341
CDP4 | VIC | VIC | Utility solar | 2582.3987 | 3075.0317 | 3400.9087 | 3593.073 | 3558.3064 | 3631.717 | 3155.7874 | 3192.9902 | 3287.5163 | 3267.1409 | 3867.4218 | 3665.5064 | 3474.7333 | 3553.2205 | 3576.0905 | 3359.5008 | 3422.048 | 3292.9207 | 3340.5711 | 5051.4668 | 6334.3785 | 6707.1445 | 6802.077 | 6377.6594 | 6589.9811 | 5808.3793 | 5372.4145 | 5290.038
CDP4 | VIC | VIC | Distributed PV | 6087.2788 | 6684.1854 | 7294.8864 | 7984.2026 | 8627.0949 | 9196.1307 | 9725.6838 | 10200.0096 | 10651.3504 | 11059.654 | 11465.7127 | 11844.9384 | 12143.6943 | 12364.7146 | 12587.537 | 12816.1806 | 13025.347 | 13207.514 | 13417.6849 | 13652.8559 | 13870.6821 | 14058.9828 | 14279.9745 | 14546.9466 | 14826.3072 | 15089.7889 | 15385.7563 | 15709.2989
CDP4 | VIC | VIC | Other renewable fuels | 0 | 0 | 0 | 0 | 0 | 0 | 0 | 0 | 0 | 0 | 0 | 0 | 0 | 0 | 0 | 0 | 0 | 0 | 0 | 0 | 0 | 0 | 0 | 0 | 0 | 0 | 453.287 | 255.8861
CDP4 | VIC | VIC | DSP | 0.032001 | 8.316e-07 | 8.8342e-07 | 1.142e-06 | 1.188 | 25.3799 | 26.8663 | 1.6654e-06 | 2.0613e-06 | 10.5765 | 17.2765 | 7.0342 | 40.9721 | 14.8064 | 9.7093 | 9.7006 | 62.8524 | 18.5265 | 9.9123 | 20.2565 | 12.343 | 2.2075 | 12.893 | 21.0191 | 31.4104 | 9.2396 | 88.3744 | 47.6088
CDP4 | VIC | VIC | Utility storage load | -466.361 | -1367.9745 | -2288.0303 | -3105.8419 | -3557.1942 | -4658.7247 | -3844.8077 | -4851.4862 | -4971.7338 | -4833.4669 | -5103.0746 | -4751.1173 | -5496.2917 | -6459.2922 | -6425.9094 | -7328.325 | -6423.2765 | -6136.1721 | -6192.0783 | -5794.7834 | -6448.0132 | -5790.109 | -5207.1452 | -4975.8092 | -4995.0553 | -4787.9754 | -4172.6306 | -4190.3932
CDP4 | VIC | VIC | Coordinated CER storage load | -46.2602 | -62.9939 | -81.0568 | -102.3149 | -127.8129 | -157.0118 | -186.6011 | -224.3461 | -269.0749 | -319.1302 | -374.9218 | -455.1203 | -529.9204 | -638.3381 | -742.194 | -851.427 | -950.3201 | -1065.2523 | -1180.5028 | -1343.4316 | -1458.3836 | -1661.6903 | -1867.2815 | -2067.3748 | -2251.3446 | -2458.1442 | -2533.9875 | -2802.8167
CDP4 | VIC | VIC | Passive CER storage load | -111.762 | -123.3463 | -134.8604 | -147.2779 | -159.5703 | -173.272 | -189.9108 | -206.4594 | -222.8042 | -240.197 | -258.543 | -279.5154 | -296.8716 | -318.266 | -338.6938 | -358.4818 | -376.3814 | -390.4669 | -407.5393 | -424.3066 | -440.6446 | -458.2816 | -479.2543 | -495.4081 | -516.2532 | -529.291 | -547.2171 | -568.9661
CDP4 | SA | CSA | Mid-merit gas | 1825.2765 | 2304.3099 | 1228.74 | 994.0969 | 1619.4494 | 887.6214 | 18.5527 | 4.7046 | 0.0079214 | 81.7052 | 40.6651 | 78.238 | 153.469 | 0 | 0 | 0 | 0 | 0 | 0 | 0 | 0 | 0 | 0 | 0 | 0 | 0 | 0 | 0
CDP4 | SA | CSA | Flexible gas with CCS | 0 | 0 | 0 | 0 | 0 | 0 | 0 | 0 | 0 | 0 | 0 | 0 | 0 | 0 | 0 | 0 | 0 | 0 | 0 | 0 | 0 | 0 | 0 | 0 | 0 | 0 | 0 | 0
CDP4 | SA | CSA | Flexible gas | 5.8124 | 4.241 | 46.312 | 17.298 | 12.148 | 122.9906 | 274.0067 | 260.3631 | 499.3388 | 800.6955 | 719.6744 | 764.0684 | 1306.8721 | 814.4144 | 424.5229 | 750.6697 | 1143.2729 | 989.4691 | 1217.0755 | 1899.5441 | 1123.8335 | 1200.3489 | 1085.2759 | 674.8072 | 730.6835 | 399.9962 | 906.6368 | 508.6506
CDP4 | SA | CSA | Hydro | 0 | 0 | 0 | 0 | 0 | 0 | 0 | 0 | 0 | 0 | 0 | 0 | 0 | 0 | 0 | 0 | 0 | 0 | 0 | 0 | 0 | 0 | 0 | 0 | 0 | 0 | 0 | 0
CDP4 | SA | CSA | Utility storage | 512.1916 | 658.4348 | 995.2614 | 1986.9209 | 2340.3816 | 2953.9773 | 1593.1359 | 1653.9354 | 1671.4077 | 1677.9218 | 1616.943 | 1606.1777 | 1816.7468 | 1997.9502 | 1915.3508 | 1941.656 | 1839.9949 | 1890.6961 | 2039.332 | 1734.3848 | 1587.6382 | 1374.7649 | 1203.4762 | 1959.0713 | 1955.1217 | 2387.6497 | 2411.4088 | 2506.7116
CDP4 | SA | CSA | Coordinated CER storage | 190.0953 | 211.542 | 232.098 | 256.2237 | 280.1381 | 308.0035 | 332.6105 | 360.4876 | 389.7411 | 421.4401 | 457.3778 | 495.0194 | 531.0033 | 574.182 | 617.531 | 660.477 | 696.0464 | 734.0551 | 773.7468 | 829.5447 | 883.49 | 947.8963 | 1009.8178 | 1047.2479 | 1114.1693 | 1155.9305 | 1182.79 | 1225.0218
CDP4 | SA | CSA | Passive CER storage | 64.0325 | 68.5121 | 72.874 | 77.7255 | 81.7137 | 86.0408 | 91.1661 | 95.9927 | 100.5806 | 105.8509 | 110.6315 | 116.1445 | 120.6524 | 126.1011 | 130.3051 | 135.7589 | 139.2271 | 142.3883 | 145.3068 | 148.8519 | 151.4968 | 154.3978 | 158.1308 | 162.327 | 164.8392 | 167.039 | 171.4898 | 175.3662
CDP4 | SA | CSA | Offshore wind | 0 | 0 | 0 | 0 | 0 | 0 | 0 | 0 | 0 | 0 | 0 | 0 | 0 | 0 | 0 | 0 | 0 | 0 | 0 | 0 | 0 | 0 | 0 | 0 | 0 | 0 | 0 | 0
CDP4 | SA | CSA | Wind | 7198.145 | 7510.3561 | 7252.8888 | 7659.155 | 8782.5099 | 8055.0719 | 7830.2716 | 8389.5545 | 8324.1754 | 8826.8754 | 8298.1788 | 8297.9412 | 7259.6308 | 8225.5648 | 8613.2698 | 7133.0934 | 8704.1647 | 9105.4257 | 8930.5573 | 7608.7702 | 7339.7597 | 7193.1325 | 7562.9274 | 9794.929 | 9695.9109 | 9666.0514 | 9117.9004 | 10423.1954
CDP4 | SA | CSA | Utility solar | 1184.4156 | 1240.6303 | 1832.1147 | 1677.2335 | 1833.8594 | 1694.1875 | 1786.559 | 1847.2958 | 1889.8677 | 1882.6962 | 2472.5358 | 2520.9545 | 2413.1137 | 2428.3547 | 2549.5801 | 2589.6403 | 2815.054 | 2665.5093 | 2751.9628 | 3772.5021 | 5762.7192 | 5992.3128 | 5669.2815 | 5428.8238 | 5588.1111 | 5681.1177 | 5538.705 | 5657.3118
CDP4 | SA | CSA | Distributed PV | 3190.3631 | 3260.7863 | 3336.7919 | 3466.2875 | 3610.9779 | 3765.142 | 3919.0203 | 4056.501 | 4171.4374 | 4282.9871 | 4387.5614 | 4474.6656 | 4540.4368 | 4615.8937 | 4699.0323 | 4777.1158 | 4844.1539 | 4922.1799 | 5007.7115 | 5086.4132 | 5151.8572 | 5229.3602 | 5315.6498 | 5398.0969 | 5468.4064 | 5549.6338 | 5639.0507 | 5724.3107
CDP4 | SA | CSA | Other renewable fuels | 0 | 0 | 0 | 0 | 0 | 0 | 0 | 0 | 0 | 0 | 0 | 0 | 0 | 0 | 0 | 0 | 0 | 0 | 0 | 0 | 0 | 0 | 0 | 0 | 0 | 0 | 0 | 0
CDP4 | SA | CSA | DSP | 0.18 | 8.3907e-07 | 9.279e-07 | 1.1926e-06 | 0.96 | 27.5819 | 22.197 | 1.7186e-06 | 2.2097e-06 | 7.4895 | 15.9472 | 9.8635 | 35.0741 | 15.5028 | 6.4553 | 10.9326 | 51.3153 | 15.4821 | 7.0395 | 11.7993 | 9.4138 | 1.653 | 10.3637 | 11.867 | 16.9257 | 6.156 | 54.0039 | 29.6111
CDP4 | SA | CSA | Utility storage load | -609.7521 | -783.5239 | -1184.8458 | -2368.8199 | -2786.2204 | -3513.3172 | -1896.6219 | -1970.5231 | -1988.2868 | -2000.9418 | -1921.5836 | -1912.1488 | -2165.7183 | -2375.6651 | -2283.6009 | -2308.1526 | -2190.507 | -2250.8671 | -2427.8174 | -2067.4293 | -1887.4427 | -1638.5426 | -1430.3 | -2314.0589 | -2302.3097 | -2818.3789 | -2834.5275 | -2953.1095
CDP4 | SA | CSA | Coordinated CER storage load | -190.0953 | -211.542 | -232.098 | -256.3793 | -280.1528 | -307.8332 | -333.1069 | -362.0374 | -392.1602 | -425.8468 | -463.4618 | -504.0216 | -542.8084 | -591.056 | -640.3662 | -686.3504 | -725.4152 | -767.6165 | -811.4043 | -879.812 | -941.9627 | -1022.8334 | -1093.1724 | -1134.2384 | -1215.2361 | -1264.3574 | -1290.2699 | -1344.6506
CDP4 | SA | CSA | Passive CER storage load | -74.5534 | -80.106 | -84.9062 | -90.0868 | -94.711 | -99.6282 | -104.9721 | -111.2405 | -116.5182 | -121.7649 | -127.6009 | -133.8318 | -139.592 | -144.8715 | -150.319 | -155.3538 | -159.9965 | -162.6779 | -167.2472 | -170.8245 | -173.1506 | -176.6843 | -181.1201 | -184.9918 | -188.5654 | -191.4455 | -195.1885 | -200.2795
CDP4 | SA | SESA | Mid-merit gas | 0 | 0 | 0 | 0 | 0 | 0 | 0 | 0 | 0 | 0 | 0 | 0 | 0 | 0 | 0 | 0 | 0 | 0 | 0 | 0 | 0 | 0 | 0 | 0 | 0 | 0 | 0 | 0
CDP4 | SA | SESA | Flexible gas with CCS | 0 | 0 | 0 | 0 | 0 | 0 | 0 | 0 | 0 | 0 | 0 | 0 | 0 | 0 | 0 | 0 | 0 | 0 | 0 | 0 | 0 | 0 | 0 | 0 | 0 | 0 | 0 | 0
CDP4 | SA | SESA | Flexible gas | 0.25151 | 1.4601e-07 | 0.84091 | 3.7415e-07 | 3.6172e-07 | 1.006 | 3.2319 | 2.3429e-06 | 3.8398e-06 | 2.119 | 4.5105 | 0 | 0 | 0 | 0 | 0 | 0 | 0 | 0 | 0 | 0 | 0 | 0 | 0 | 0 | 0 | 0 | 0
CDP4 | SA | SESA | Hydro | 0 | 0 | 0 | 0 | 0 | 0 | 0 | 0 | 0 | 0 | 0 | 0 | 0 | 0 | 0 | 0 | 0 | 0 | 0 | 0 | 0 | 0 | 0 | 0 | 0 | 0 | 0 | 0
CDP4 | SA | SESA | Utility storage | 26.5488 | 22.0694 | 22.9607 | 24.6995 | 27.3184 | 33.5511 | 26.1575 | 27.7329 | 26.7389 | 28.849 | 6.5244e-05 | 6.6197e-05 | 7.0702e-05 | 0.00013503 | 0.00013387 | 0.00013685 | 0.00013241 | 0.00013345 | 0.00013197 | 0.00013151 | 0.0001585 | 0.00014449 | 0.00015745 | 83.3059 | 86.6538 | 82.6427 | 82.9496 | 88.951
CDP4 | SA | SESA | Coordinated CER storage | 6.7784 | 7.6027 | 8.4037 | 9.3331 | 10.2652 | 11.3771 | 12.3855 | 13.4571 | 14.5865 | 15.8383 | 17.4137 | 18.9541 | 20.5074 | 22.229 | 24.0341 | 25.7344 | 27.2387 | 28.7745 | 30.3683 | 32.6495 | 35.1158 | 37.9407 | 40.5715 | 41.9833 | 44.6344 | 46.6177 | 47.6725 | 49.7749
CDP4 | SA | SESA | Passive CER storage | 2.2874 | 2.4649 | 2.6412 | 2.8343 | 2.9964 | 3.1838 | 3.3933 | 3.5799 | 3.7552 | 3.9661 | 4.1842 | 4.4023 | 4.6087 | 4.8211 | 4.9787 | 5.1883 | 5.3234 | 5.4419 | 5.5432 | 5.6917 | 5.8219 | 5.9481 | 6.0969 | 6.2638 | 6.363 | 6.4511 | 6.627 | 6.8022
CDP4 | SA | SESA | Offshore wind | 0 | 0 | 0 | 0 | 0 | 0 | 0 | 0 | 0 | 0 | 0 | 0 | 0 | 0 | 0 | 0 | 0 | 0 | 0 | 0 | 0 | 0 | 0 | 0 | 0 | 0 | 0 | 0
CDP4 | SA | SESA | Wind | 748.5371 | 817.1645 | 718.8563 | 795.4829 | 2400.557 | 2320.6631 | 1991.5828 | 2135.4897 | 2077.7914 | 2557.1797 | 2297.0311 | 2130.697 | 2000.2391 | 2147.7136 | 1807.9722 | 1791.858 | 1651.7711 | 1766.1063 | 1695.4747 | 1615.1034 | 1546.732 | 1720.3902 | 1612.5912 | 1798.9332 | 1594.9191 | 2312.279 | 2190.0501 | 2424.9078
CDP4 | SA | SESA | Utility solar | 69.732 | 68.9591 | 64.0592 | 65.7253 | 61.9293 | 56.7591 | 55.7381 | 59.0168 | 64.8455 | 68.4066 | 69.3074 | 55.9999 | 58.2014 | 56.8379 | 63.2472 | 64.171 | 60.2177 | 0 | 0 | 0 | 0 | 0 | 0 | 0 | 0 | 0 | 0 | 0
CDP4 | SA | SESA | Distributed PV | 112.7362 | 116.2125 | 120.7697 | 127.1989 | 133.8742 | 141.6734 | 149.2792 | 155.4422 | 160.67 | 166.3834 | 173.5604 | 178.2911 | 183.9197 | 187.5012 | 190.7562 | 194.3046 | 197.6511 | 200.9791 | 203.7224 | 208.7345 | 214.739 | 219.6259 | 223.1041 | 226.6677 | 229.1829 | 232.2131 | 236.0291 | 242.1829
CDP4 | SA | SESA | Other renewable fuels | 0 | 0 | 0 | 0 | 0 | 0 | 0 | 0 | 0 | 0 | 0 | 0 | 0 | 0 | 0 | 0 | 0 | 0 | 0 | 0 | 0 | 0 | 0 | 0 | 0 | 0 | 0 | 0
CDP4 | SA | SESA | DSP | 0 | 0 | 0 | 0 | 0 | 0 | 0 | 0 | 0 | 0 | 0 | 0 | 0 | 0 | 0 | 0 | 0 | 0 | 0 | 0 | 0 | 0 | 0 | 0 | 0 | 0 | 0 | 0
CDP4 | SA | SESA | Utility storage load | -31.6058 | -26.2731 | -27.3341 | -29.461 | -32.522 | -39.885 | -31.1399 | -33.0379 | -31.8096 | -34.3441 | -7.6535e-05 | -7.7914e-05 | -8.3234e-05 | -0.00015873 | -0.00015746 | -0.00016044 | -0.00015551 | -0.0001568 | -0.00015505 | -0.00015447 | -0.00018583 | -0.00016959 | -0.00018454 | -98.1492 | -101.7836 | -97.4222 | -97.3729 | -104.6379
CDP4 | SA | SESA | Coordinated CER storage load | -6.7784 | -7.6027 | -8.4037 | -9.3388 | -10.2658 | -11.3708 | -12.4086 | -13.5275 | -14.7018 | -16.0455 | -17.7047 | -19.3818 | -21.0657 | -23.0247 | -25.1185 | -26.9661 | -28.6618 | -30.4069 | -32.2194 | -35.0223 | -37.8895 | -41.4699 | -44.5233 | -46.0694 | -49.3182 | -51.6858 | -52.6728 | -55.4223
CDP4 | SA | SESA | Passive CER storage load | -2.6632 | -2.882 | -3.0773 | -3.2851 | -3.473 | -3.6866 | -3.9072 | -4.1485 | -4.3502 | -4.5623 | -4.826 | -5.0727 | -5.3322 | -5.5387 | -5.7434 | -5.9371 | -6.1175 | -6.2173 | -6.3802 | -6.5319 | -6.654 | -6.8067 | -6.9833 | -7.1384 | -7.2789 | -7.3936 | -7.5428 | -7.7685
CDP4 | TAS | TAS | Mid-merit gas | 0 | 0 | 0 | 0 | 0 | 0 | 0 | 0 | 0 | 0 | 0 | 0 | 0 | 0 | 0 | 0 | 0 | 0 | 0 | 0 | 0 | 0 | 0 | 0 | 0 | 0 | 0 | 0
CDP4 | TAS | TAS | Flexible gas with CCS | 0 | 0 | 0 | 0 | 0 | 0 | 0 | 0 | 0 | 0 | 0 | 0 | 0 | 0 | 0 | 0 | 0 | 0 | 0 | 0 | 0 | 0 | 0 | 0 | 0 | 0 | 0 | 0
CDP4 | TAS | TAS | Flexible gas | 1.515e-09 | 1.4525e-08 | 4.1017e-07 | 0 | 0 | 0 | 5.3789e-07 | 2.1326e-06 | 6.4887e-06 | 0.19095 | 0.17054 | 2.7316e-06 | 1.6459e-06 | 0.93044 | 1.0136e-06 | 0.18691 | 0.82622 | 3.0118 | 1.0128 | 3.4391 | 1.6791 | 1.4305e-07 | 5.4785e-07 | 3.4914e-07 | 3.8646 | 2.5024e-07 | 3.7956e-07 | 5.6709e-07
CDP4 | TAS | TAS | Hydro | 8887.2723 | 9653.163 | 6787.9024 | 6689.8078 | 6199.5876 | 5819.5353 | 7927.3304 | 8473.3678 | 7439.7143 | 8649.6191 | 8640.2345 | 7772.437 | 7807.7028 | 7208.667 | 8404.9908 | 8371.1046 | 7697.0881 | 7583.7915 | 8419.5838 | 6490.5024 | 9046.4717 | 8539.387 | 7100.3701 | 8055.9382 | 7473.9032 | 7959.8589 | 8674.9583 | 7176.7604
CDP4 | TAS | TAS | Utility storage | 0 | 0 | 0 | 4.1718e-05 | 4.9987e-05 | 5.8058e-05 | 9.1689e-05 | 0.00011168 | 0.00015902 | 0.00016515 | 0.00014704 | 0.00015426 | 0.0001696 | 0.00025151 | 0.00028083 | 0.00034358 | 64.1369 | 65.9845 | 442.855 | 1083.4791 | 1839.0007 | 1682.0603 | 1993.3493 | 1949.0774 | 1934.8536 | 1914.5777 | 1894.463 | 1909.3175
CDP4 | TAS | TAS | Coordinated CER storage | 2.5734 | 3.5348 | 4.6055 | 5.957 | 7.4167 | 9.2986 | 10.673 | 12.1255 | 13.9946 | 15.9388 | 18.4033 | 21.3047 | 24.4669 | 28.5056 | 33.2641 | 38.0543 | 42.3908 | 48.0663 | 51.5644 | 58.6502 | 61.3131 | 67.4064 | 79.001 | 86.0116 | 94.7919 | 99.018 | 105.8693 | 113.0725
CDP4 | TAS | TAS | Passive CER storage | 6.2553 | 6.8442 | 7.491 | 8.1837 | 8.8138 | 9.6277 | 10.5227 | 11.3683 | 12.1904 | 13.1008 | 14.0214 | 15.0123 | 15.866 | 16.9658 | 17.9051 | 18.9456 | 19.7579 | 20.3609 | 21.0618 | 21.7684 | 22.4051 | 23.1637 | 23.9385 | 24.7927 | 25.5449 | 25.8603 | 26.7151 | 27.6923
CDP4 | TAS | TAS | Offshore wind | 0 | 0 | 0 | 0 | 0 | 0 | 0 | 0 | 0 | 0 | 0 | 0 | 0 | 0 | 0 | 0 | 0 | 0 | 0 | 0 | 0 | 0 | 0 | 0 | 0 | 0 | 0 | 0
CDP4 | TAS | TAS | Wind | 1975.3545 | 2174.8077 | 3998.3922 | 4688.0599 | 5370.3263 | 6033.8466 | 6517.9022 | 7009.5468 | 7503.4539 | 7996.5652 | 8491.4883 | 8992.5144 | 9505.1035 | 10021.8941 | 10538.9463 | 11055.6863 | 9049.7826 | 8963.9962 | 8730.6521 | 9272.7678 | 9261.1147 | 9438.683 | 9099.269 | 9511.8192 | 9133.7183 | 8856.2013 | 8360.4074 | 8335.5602
CDP4 | TAS | TAS | Utility solar | 0 | 0 | 0 | 0 | 0 | 0 | 0 | 0 | 0 | 0 | 0 | 0 | 0 | 0 | 0 | 0 | 0 | 0 | 0 | 0 | 0 | 0 | 0 | 0 | 0 | 0 | 0 | 0
CDP4 | TAS | TAS | Distributed PV | 307.0088 | 319.0286 | 332.2165 | 365.6975 | 409.1203 | 455.4526 | 495.5483 | 526.8219 | 558.336 | 589.4338 | 618.6881 | 640.645 | 653.5031 | 660.943 | 668.1315 | 674.4542 | 680.7325 | 686.9651 | 694.1811 | 700.6574 | 706.8726 | 713.1019 | 720.4898 | 727.215 | 733.6596 | 740.0857 | 747.7693 | 754.9122
CDP4 | TAS | TAS | Other renewable fuels | 0 | 0 | 0 | 0 | 0 | 0 | 0 | 0 | 0 | 0 | 0 | 0 | 0 | 0 | 0 | 0 | 0 | 0 | 0 | 0 | 0 | 0 | 0 | 0 | 0 | 0 | 0 | 0
CDP4 | TAS | TAS | DSP | 7.9026e-07 | 7.7122e-07 | 8.2051e-07 | 8.0123e-07 | 8.3436e-07 | 8.8008e-07 | 1.0673e-06 | 1.449e-06 | 1.8619e-06 | 0.10947 | 0.1325 | 1.9462e-06 | 1.855e-06 | 0.030002 | 0.4525 | 0.2475 | 2.7425 | 0.6675 | 0.48 | 0.775 | 0.35 | 0.035001 | 0.335 | 0.022501 | 0.69905 | 1.1496e-06 | 2.6783 | 1.265
CDP4 | TAS | TAS | Utility storage load | 0 | 0 | 0 | -4.9096e-05 | -5.8783e-05 | -6.8365e-05 | -0.00011576 | -0.00014354 | -0.00020186 | -0.00021351 | -0.00018767 | -0.00019762 | -0.00021637 | -0.00031962 | -0.00036007 | -0.00044067 | -84.3136 | -87.4262 | -587.7096 | -1432.9545 | -2406.8807 | -2225.4288 | -2591.7764 | -2600.6251 | -2509.8103 | -2522.3259 | -2496.1925 | -2543.3571
CDP4 | TAS | TAS | Coordinated CER storage load | -2.5734 | -3.5348 | -4.6055 | -5.957 | -7.4167 | -9.3043 | -10.6903 | -12.2126 | -14.1954 | -16.2946 | -18.9726 | -22.2789 | -25.8752 | -30.714 | -36.4294 | -42.2379 | -47.5112 | -54.6087 | -58.788 | -67.747 | -70.3252 | -78.2188 | -93.0825 | -102.1789 | -113.0625 | -118.2356 | -126.8549 | -136.6833
CDP4 | TAS | TAS | Passive CER storage load | -7.4092 | -8.08 | -8.839 | -9.6052 | -10.3749 | -11.3443 | -12.3431 | -13.3696 | -14.321 | -15.3464 | -16.5077 | -17.6666 | -18.6487 | -19.9309 | -21.017 | -22.1822 | -23.2833 | -23.8808 | -24.7761 | -25.5422 | -26.2799 | -27.2697 | -28.1878 | -29.1395 | -30.0052 | -30.3481 | -31.2962 | -32.5547
CDP5 | NSW | NNSW | Black coal | 0 | 0 | 0 | 0 | 0 | 0 | 0 | 0 | 0 | 0 | 0 | 0 | 0 | 0 | 0 | 0 | 0 | 0 | 0 | 0 | 0 | 0 | 0 | 0 | 0 | 0 | 0 | 0
CDP5 | NSW | NNSW | Mid-merit gas | 0 | 0 | 0 | 0 | 0 | 0 | 0 | 0 | 0 | 0 | 0 | 0 | 0 | 0 | 0 | 0 | 0 | 0 | 0 | 0 | 0 | 0 | 0 | 0 | 0 | 0 | 0 | 0
CDP5 | NSW | NNSW | Flexible gas with CCS | 0 | 0 | 0 | 0 | 0 | 0 | 0 | 0 | 0 | 0 | 0 | 0 | 0 | 0 | 0 | 0 | 0 | 0 | 0 | 0 | 0 | 0 | 0 | 0 | 0 | 0 | 0 | 0
CDP5 | NSW | NNSW | Flexible gas | 0 | 0 | 0 | 0 | 0 | 0 | 0 | 0 | 0 | 0 | 0 | 0 | 0 | 0 | 0 | 0 | 0 | 0 | 0 | 0 | 0 | 0 | 0 | 0 | 0 | 0 | 0 | 0
CDP5 | NSW | NNSW | Hydro | 0 | 0 | 0 | 0 | 0 | 0 | 0 | 0 | 0 | 0 | 0 | 0 | 0 | 0 | 0 | 0 | 0 | 0 | 0 | 0 | 0 | 0 | 0 | 0 | 0 | 0 | 0 | 0
CDP5 | NSW | NNSW | Utility storage | 3.9389 | 15.4394 | 452.9405 | 897.3451 | 1373.5794 | 2823.7503 | 2046.5252 | 2099.8192 | 2298.6946 | 2307.9004 | 2431.8407 | 2504.4489 | 2529.3529 | 2739.5406 | 2716.2805 | 2630.5926 | 2420.8104 | 2455.7005 | 2589.5722 | 2720.2245 | 4869.9701 | 4953.6899 | 4295.016 | 5484.9724 | 5262.6965 | 5466.5086 | 5329.3002 | 6483.961
CDP5 | NSW | NNSW | Coordinated CER storage | 8.8367 | 11.2051 | 14.0468 | 16.9362 | 20.3979 | 24.1098 | 27.5911 | 31.7664 | 36.5358 | 42.5786 | 49.8414 | 58.6853 | 67.4029 | 78.7301 | 89.098 | 99.8146 | 108.6284 | 118.3094 | 132.7393 | 153.5555 | 161.2256 | 180.9598 | 208.646 | 226.2704 | 248.8601 | 269.1623 | 274.8348 | 296.4649
CDP5 | NSW | NNSW | Passive CER storage | 18.167 | 19.7177 | 21.1384 | 22.4275 | 23.7008 | 25.0701 | 27.3635 | 29.2103 | 31.0205 | 33.1586 | 35.2223 | 37.5763 | 39.7724 | 41.8629 | 44.1078 | 46.4927 | 48.0454 | 50.12 | 51.7116 | 53.3755 | 55.0278 | 56.7506 | 58.6569 | 61.0185 | 62.4544 | 63.5 | 65.5099 | 67.3883
CDP5 | NSW | NNSW | Offshore wind | 0 | 0 | 0 | 0 | 0 | 0 | 0 | 0 | 0 | 0 | 0 | 0 | 0 | 0 | 0 | 0 | 0 | 0 | 0 | 0 | 0 | 0 | 0 | 0 | 0 | 0 | 0 | 0
CDP5 | NSW | NNSW | Wind | 1305.8097 | 1100.5753 | 1924.7673 | 2157.5753 | 2193.0809 | 10724.7489 | 11377.2287 | 10466.5006 | 11008.5468 | 10209.5534 | 12430.7936 | 12297.6053 | 12193.9944 | 12526.3709 | 12564.3972 | 12084.1049 | 14477.0893 | 19977.1552 | 22502.0682 | 21804.6812 | 23673.1544 | 21504.9262 | 22172.9103 | 21234.4689 | 22213.0112 | 22008.8293 | 21488.6185 | 22788.1472
CDP5 | NSW | NNSW | Utility solar | 1716.0756 | 2165.5956 | 2323.5371 | 2245.4748 | 2376.4717 | 3133.9289 | 2726.1829 | 2894.3957 | 3261.3946 | 3363.2496 | 4018.7555 | 4269.6892 | 3927.7521 | 4238.6377 | 4217.7891 | 4031.6483 | 3918.5325 | 6380.5975 | 7042.0292 | 8964.853 | 7777.5663 | 8312.9797 | 8889.0844 | 9150.9649 | 8789.3394 | 9277.8021 | 8766.6541 | 10097.6283
CDP5 | NSW | NNSW | Distributed PV | 1271.6546 | 1294.9489 | 1311.4241 | 1367.595 | 1455.6654 | 1546.1493 | 1624.3869 | 1687.2326 | 1737.479 | 1785.259 | 1826.8007 | 1862.6349 | 1883.9388 | 1905.6539 | 1925.5478 | 1947.8463 | 1965.8985 | 1986.5372 | 2009.2374 | 2037.7628 | 2057.9774 | 2077.2502 | 2099.9079 | 2127.0346 | 2148.3108 | 2170.1747 | 2198.1127 | 2230.421
CDP5 | NSW | NNSW | Other renewable fuels | 0 | 0 | 0 | 0 | 0 | 0 | 0 | 0 | 0 | 0 | 0 | 0 | 0 | 0 | 0 | 0 | 0 | 0 | 0 | 0 | 0 | 0 | 0 | 0 | 0 | 0 | 446.2126 | 286.0751
CDP5 | NSW | NNSW | DSP | 0 | 0 | 0 | 0 | 0 | 0 | 0 | 0 | 0 | 0 | 0 | 0 | 0 | 0 | 0 | 0 | 0 | 0 | 0 | 0 | 0 | 0 | 0 | 0 | 0 | 0 | 0 | 0
CDP5 | NSW | NNSW | Utility storage load | -4.6477 | -18.3802 | -545.8469 | -1073.9625 | -1644.0473 | -3392.9374 | -2461.3965 | -2534.0578 | -2757.2747 | -2785.8542 | -2922.8362 | -3007.0995 | -3042.3081 | -3295.3004 | -3277.0795 | -3155.0808 | -2912.0178 | -2953.9463 | -3115.1655 | -3280.4854 | -6117.2819 | -6228.5755 | -5418.6991 | -7062.6926 | -6699.9205 | -7137.106 | -6904.499 | -8497.5983
CDP5 | NSW | NNSW | Coordinated CER storage load | -8.8367 | -11.2051 | -14.0508 | -16.9427 | -20.3875 | -24.1098 | -27.8127 | -32.3384 | -37.5855 | -44.5402 | -52.9206 | -63.4802 | -73.8973 | -87.9405 | -100.5849 | -113.0924 | -123.4903 | -134.9447 | -153.5164 | -180.5143 | -188.3401 | -214.2193 | -250.2941 | -272.824 | -301.3869 | -327.6024 | -333.865 | -363.3238
CDP5 | NSW | NNSW | Passive CER storage load | -21.5306 | -23.3997 | -25.0516 | -26.5991 | -28.1174 | -29.7514 | -32.3942 | -34.6342 | -36.8836 | -39.2441 | -41.7975 | -44.5888 | -47.2409 | -49.663 | -52.439 | -55.0147 | -57.0178 | -59.3353 | -61.388 | -63.312 | -65.2137 | -67.3475 | -69.6038 | -72.2527 | -74.0459 | -75.4951 | -77.5117 | -80.0111
CDP5 | NSW | CNSW | Black coal | 23977.9517 | 25581.026 | 21876.9053 | 19855.7288 | 18367.654 | 6227.1217 | 6273.0941 | 9129.306 | 9619.2438 | 7865.9811 | 9078.0529 | 9432.3719 | 8449.842 | 7743.1993 | 5969.108 | 7112.3605 | 0 | 0 | 0 | 0 | 0 | 0 | 0 | 0 | 0 | 0 | 0 | 0
CDP5 | NSW | CNSW | Mid-merit gas | 0 | 0 | 0 | 0 | 0 | 0 | 0 | 0 | 0 | 0 | 0 | 0 | 0 | 0 | 0 | 0 | 0 | 0 | 0 | 0 | 0 | 0 | 0 | 0 | 0 | 0 | 0 | 0
CDP5 | NSW | CNSW | Flexible gas with CCS | 0 | 0 | 0 | 0 | 0 | 0 | 0 | 0 | 0 | 0 | 0 | 0 | 0 | 0 | 0 | 0 | 0 | 0 | 0 | 0 | 0 | 0 | 0 | 0 | 0 | 0 | 0 | 0
CDP5 | NSW | CNSW | Flexible gas | 0 | 0 | 0 | 0 | 0 | 0 | 0 | 0 | 0 | 0 | 0 | 0 | 0 | 0 | 0 | 0 | 0 | 0 | 0 | 0 | 0 | 0 | 0 | 0 | 0 | 0 | 0 | 0
CDP5 | NSW | CNSW | Hydro | 0 | 0 | 0 | 0 | 0 | 0 | 0 | 0 | 0 | 0 | 0 | 0 | 0 | 0 | 0 | 0 | 0 | 0 | 0 | 0 | 0 | 0 | 0 | 0 | 0 | 0 | 0 | 0
CDP5 | NSW | CNSW | Utility storage | 462.6123 | 1129.5355 | 1196.9436 | 2264.6051 | 3418.4937 | 4206.063 | 2553.0955 | 2526.1159 | 2605.055 | 2683.2609 | 2749.9517 | 2779.3952 | 3157.8414 | 3541.6733 | 3261.1239 | 3150.068 | 2805.1649 | 3101.4207 | 3254.3937 | 3192.2312 | 2973.8552 | 2052.1829 | 2328.9538 | 2041.8092 | 1226.8065 | 1220.4309 | 1240.0955 | 1321.1045
CDP5 | NSW | CNSW | Coordinated CER storage | 3.7236 | 4.738 | 6.0181 | 7.4799 | 9.7582 | 10.9904 | 12.2422 | 14.4254 | 16.9615 | 20.3409 | 24.1384 | 29.2992 | 34.8179 | 42.3365 | 47.5068 | 53.9337 | 57.8642 | 64.9734 | 72.4426 | 84.6427 | 90.4645 | 102.3161 | 119.3024 | 129.6001 | 144.4353 | 157.1931 | 160.7614 | 175.1468
CDP5 | NSW | CNSW | Passive CER storage | 7.627 | 8.3056 | 8.9956 | 9.6657 | 10.2322 | 10.8691 | 11.909 | 12.8093 | 13.6889 | 14.7028 | 15.7482 | 16.8884 | 18.0026 | 19.0507 | 20.185 | 21.411 | 22.266 | 23.3321 | 24.1695 | 25.0093 | 25.8786 | 26.806 | 27.8186 | 29.0444 | 29.8498 | 30.4411 | 31.4814 | 32.4604
CDP5 | NSW | CNSW | Offshore wind | 0 | 0 | 0 | 0 | 0 | 0 | 0 | 0 | 0 | 0 | 0 | 0 | 0 | 0 | 0 | 0 | 0 | 0 | 0 | 0 | 0 | 0 | 0 | 0 | 0 | 0 | 0 | 0
CDP5 | NSW | CNSW | Wind | 1293.4351 | 1927.1063 | 3924.4344 | 5724.0813 | 15382.5316 | 14919.0544 | 15489.3848 | 14359.2653 | 14675.833 | 13831.0818 | 14537.9369 | 14202.9941 | 14088.5685 | 15005.9736 | 14779.1609 | 15160.1857 | 14868.0002 | 14772.4219 | 14454.8608 | 13655.8591 | 14551.8128 | 13413.854 | 13619.6708 | 12941.5153 | 13999.6498 | 14820.6751 | 14494.1713 | 15652.3239
CDP5 | NSW | CNSW | Utility solar | 3629.3033 | 3910.0095 | 5402.2001 | 5179.3421 | 8646.4198 | 9177.7 | 8208.5915 | 8597.534 | 9812.6246 | 9796.809 | 10231.6497 | 10510.4251 | 10040.4404 | 10737.5304 | 10665.2536 | 10310.5323 | 10067.9159 | 9108.3126 | 9477.6686 | 10513.4927 | 9263.8968 | 9586.9924 | 10680.9668 | 14110.3513 | 14506.7034 | 17741.9527 | 17012.434 | 18143.6099
CDP5 | NSW | CNSW | Distributed PV | 805.7252 | 814.9854 | 829.5535 | 870.8455 | 916.2872 | 974.0498 | 1025.6157 | 1072.6831 | 1112.1573 | 1154.5789 | 1186.7008 | 1211.9352 | 1229.1648 | 1252.0861 | 1268.2638 | 1286.3269 | 1301.3111 | 1324.9373 | 1342.737 | 1359.4079 | 1373.0091 | 1398.259 | 1414.9644 | 1434.2131 | 1452.1522 | 1478.3848 | 1498.0146 | 1518.8237
CDP5 | NSW | CNSW | Other renewable fuels | 0 | 0 | 0 | 0 | 0 | 0 | 0 | 0 | 0 | 0 | 0 | 0 | 0 | 0 | 0 | 0 | 0 | 0 | 0 | 0 | 0 | 0 | 0 | 0 | 0 | 160.6441 | 448.5725 | 285.2815
CDP5 | NSW | CNSW | DSP | 0 | 0 | 0 | 0 | 0 | 0 | 0 | 0 | 0 | 0 | 0 | 0 | 0 | 0 | 0 | 0 | 0 | 0 | 0 | 0 | 0 | 0 | 0 | 0 | 0 | 0 | 0 | 0
CDP5 | NSW | CNSW | Utility storage load | -659.4235 | -1424.4291 | -1485.732 | -2705.6766 | -4139.3909 | -5136.4931 | -3112.0115 | -3081.5363 | -3163.6896 | -3292.7345 | -3331.3036 | -3386.5099 | -3888.8801 | -4335.8491 | -3993.6391 | -3867.1678 | -3450.593 | -3811.0628 | -4030.3812 | -3942.4762 | -3657.9057 | -2547.3856 | -2919.1639 | -2622.1721 | -1625.7487 | -1633.4869 | -1692.7206 | -1789.961
CDP5 | NSW | CNSW | Coordinated CER storage load | -3.7236 | -4.738 | -6.0198 | -7.4827 | -9.7591 | -10.9851 | -12.3934 | -14.8117 | -17.6771 | -21.6709 | -26.0938 | -32.4326 | -39.1562 | -48.5865 | -55.2036 | -62.7438 | -67.5951 | -76.3529 | -86.1508 | -102.6018 | -108.953 | -125.0396 | -147.3565 | -160.9894 | -179.9086 | -196.9228 | -201.1105 | -220.5538
CDP5 | NSW | CNSW | Passive CER storage load | -9.0391 | -9.8566 | -10.6609 | -11.4635 | -12.1389 | -12.8986 | -14.0985 | -15.1877 | -16.2762 | -17.4011 | -18.6881 | -20.0401 | -21.3832 | -22.6003 | -23.9976 | -25.3356 | -26.4242 | -27.622 | -28.6922 | -29.6652 | -30.6689 | -31.8114 | -33.0103 | -34.3918 | -35.3899 | -36.1914 | -37.2489 | -38.5407
CDP5 | NSW | SNSW | Black coal | 0 | 0 | 0 | 0 | 0 | 0 | 0 | 0 | 0 | 0 | 0 | 0 | 0 | 0 | 0 | 0 | 0 | 0 | 0 | 0 | 0 | 0 | 0 | 0 | 0 | 0 | 0 | 0
CDP5 | NSW | SNSW | Mid-merit gas | 0 | 0 | 0 | 0 | 0 | 0 | 0 | 0 | 0 | 0 | 0 | 0 | 0 | 0 | 0 | 0 | 0 | 0 | 0 | 0 | 0 | 0 | 0 | 0 | 0 | 0 | 0 | 0
CDP5 | NSW | SNSW | Flexible gas with CCS | 0 | 0 | 0 | 0 | 0 | 0 | 0 | 0 | 0 | 0 | 0 | 0 | 0 | 0 | 0 | 0 | 0 | 0 | 0 | 0 | 0 | 0 | 0 | 0 | 0 | 0 | 0 | 0
CDP5 | NSW | SNSW | Flexible gas | 0 | 3.455e-09 | 4.645e-08 | 9.5285e-08 | 1.5133 | 1.1071e-06 | 10.4005 | 1.1822e-06 | 1.4828e-06 | 2.3167e-06 | 7.9049 | 2.2426e-06 | 3.5098 | 0.3835 | 6.0281e-07 | 1.0996e-06 | 23.7358 | 14.0096 | 0.31799 | 21.8529 | 0 | 0 | 0 | 0 | 0 | 0 | 0 | 0
CDP5 | NSW | SNSW | Hydro | 2789.2371 | 1140.9772 | 1615.5515 | 4894.6517 | 3833.7843 | 6500.9754 | 2242.6032 | 2115.2317 | 2787.7011 | 3576.2425 | 3470.0616 | 3125.97 | 3614.2515 | 2548.4653 | 2353.8444 | 2792.3347 | 3906.144 | 3243.8524 | 3003.8888 | 3171.9299 | 2410.0798 | 3076.012 | 3011.6968 | 3113.8075 | 3148.4031 | 2677.9483 | 3385.1734 | 2449.5048
CDP5 | NSW | SNSW | Utility storage | 223.467 | 322.5662 | 326.1469 | 388.21 | 953.7867 | 2191.1953 | 5460.8882 | 5017.0199 | 5010.7248 | 5421.9667 | 5173.6955 | 5082.1267 | 5681.7284 | 5848.0609 | 5840.6883 | 5735.0999 | 5720.7893 | 5740.0248 | 5887.4078 | 5491.262 | 5752.7947 | 5081.9815 | 5630.5503 | 5456.9896 | 5505.4992 | 5503.8454 | 5851.1981 | 5671.7334
CDP5 | NSW | SNSW | Coordinated CER storage | 7.4493 | 9.5539 | 12.157 | 15.0242 | 18.3807 | 22.136 | 25.3931 | 29.2404 | 33.6818 | 39.1865 | 45.6071 | 53.7328 | 62.048 | 72.9388 | 83.0812 | 93.0913 | 102.8694 | 113.7811 | 126.8733 | 148.298 | 161.593 | 179.0465 | 206.4 | 225.0528 | 251.0165 | 272.638 | 280.6523 | 304.5769
CDP5 | NSW | SNSW | Passive CER storage | 15.3225 | 16.8139 | 18.2962 | 19.9476 | 21.4747 | 23.0167 | 25.293 | 27.1321 | 28.9755 | 31.0951 | 33.189 | 35.5698 | 37.8779 | 40.0969 | 42.4832 | 44.9811 | 46.6541 | 48.8145 | 50.5218 | 52.2984 | 54.1283 | 56.0857 | 58.256 | 60.8935 | 62.5963 | 63.9327 | 66.2023 | 68.3467
CDP5 | NSW | SNSW | Offshore wind | 0 | 0 | 0 | 0 | 0 | 0 | 0 | 0 | 0 | 0 | 0 | 0 | 0 | 0 | 0 | 0 | 0 | 0 | 0 | 0 | 0 | 0 | 0 | 0 | 0 | 0 | 0 | 0
CDP5 | NSW | SNSW | Wind | 5481.2805 | 5963.3248 | 7204.7076 | 9166.4543 | 9045.7192 | 8406.7454 | 8606.2475 | 8254.0743 | 8356.4651 | 8743.5629 | 8059.863 | 8405.418 | 8020.6571 | 8529.1163 | 8347.1497 | 8493.44 | 7933.4893 | 7739.3571 | 7728.9102 | 6291.688 | 6693.6382 | 5635.0024 | 5299.0088 | 5484.3938 | 4123.9187 | 4345.7859 | 4094.6322 | 4487.1326
CDP5 | NSW | SNSW | Utility solar | 4559.0865 | 5484.588 | 6108.9277 | 7489.4465 | 7433.0051 | 7676.7504 | 6925.387 | 7392.4754 | 7865.1828 | 7429.4658 | 7709.4529 | 7695.4263 | 7250.933 | 7706.5539 | 7481.9029 | 7407.6067 | 7330.277 | 6811.3895 | 6759.9474 | 8732.3132 | 9433.9855 | 9852.9877 | 10058.7306 | 9258.9368 | 10273.2404 | 9668.821 | 7777.6496 | 8142.6185
CDP5 | NSW | SNSW | Distributed PV | 1286.0905 | 1322.7575 | 1362.6526 | 1446.0263 | 1540.5536 | 1647.4287 | 1745.6243 | 1832.1643 | 1910.3635 | 1990.2647 | 2054.8207 | 2113.8626 | 2159.1101 | 2205.4714 | 2245.1143 | 2285.7319 | 2320.1221 | 2364.8685 | 2403.0178 | 2443.7 | 2479.7929 | 2528.6708 | 2571.5307 | 2617.0872 | 2653.1877 | 2703.8642 | 2749.1533 | 2797.2701
CDP5 | NSW | SNSW | Other renewable fuels | 0 | 0 | 0 | 0 | 0 | 0 | 0 | 0 | 0 | 0 | 0 | 0 | 0 | 0 | 0 | 0 | 0 | 0 | 0 | 0 | 0 | 0 | 0 | 0 | 0 | 0 | 0 | 0
CDP5 | NSW | SNSW | DSP | 0 | 0 | 0 | 0 | 0 | 0 | 0 | 0 | 0 | 0 | 0 | 0 | 0 | 0 | 0 | 0 | 0 | 0 | 0 | 0 | 0 | 0 | 0 | 0 | 0 | 0 | 0 | 0
CDP5 | NSW | SNSW | Utility storage load | -266.0323 | -385.7412 | -390.1953 | -700.4046 | -1567.201 | -3159.5178 | -6982.8729 | -6788.8225 | -6452.5898 | -6937.395 | -6641.8729 | -6940.9355 | -7130.9848 | -7789.4008 | -7475.2479 | -7850.6069 | -7290.6713 | -7549.6135 | -7534.129 | -7262.718 | -7586.2734 | -6832.4552 | -7142.1441 | -7365.0622 | -6906.3305 | -7539.3527 | -7483.7635 | -7697.5235
CDP5 | NSW | SNSW | Coordinated CER storage load | -7.4493 | -9.5539 | -12.1603 | -15.0208 | -18.392 | -22.1247 | -25.552 | -29.6628 | -34.4754 | -40.7035 | -47.8992 | -57.527 | -67.3262 | -80.7016 | -92.966 | -104.455 | -116.2108 | -129.3746 | -145.8727 | -173.8894 | -189.5538 | -212.1882 | -247.2432 | -271.4821 | -304.0591 | -332.1847 | -341.5983 | -374.053
CDP5 | NSW | SNSW | Passive CER storage load | -18.1594 | -19.9536 | -21.6832 | -23.6578 | -25.4764 | -27.3145 | -29.943 | -32.17 | -34.4521 | -36.8018 | -39.3846 | -42.2078 | -44.9907 | -47.568 | -50.5075 | -53.226 | -55.3667 | -57.7897 | -59.9755 | -62.0344 | -64.1477 | -66.5585 | -69.1281 | -72.1047 | -74.2141 | -76.0095 | -78.331 | -81.149
CDP5 | NSW | SNW | Black coal | 14936.0956 | 9260.1093 | 8551.6941 | 8235.1852 | 0 | 0 | 0 | 0 | 0 | 0 | 0 | 0 | 0 | 0 | 0 | 0 | 0 | 0 | 0 | 0 | 0 | 0 | 0 | 0 | 0 | 0 | 0 | 0
CDP5 | NSW | SNW | Mid-merit gas | 528.9786 | 1153.0795 | 705.8329 | 532.5492 | 1327.1866 | 557.1236 | 259.8741 | 912.8175 | 1206.9716 | 1033.2642 | 1245.5094 | 1388.6445 | 1548.6829 | 1048.0884 | 533.6749 | 1149.7722 | 1426.6638 | 1333.8722 | 1512.8771 | 0 | 0 | 0 | 0 | 0 | 0 | 0 | 0 | 0
CDP5 | NSW | SNW | Flexible gas with CCS | 0 | 0 | 0 | 0 | 0 | 0 | 0 | 0 | 0 | 0 | 0 | 0 | 0 | 0 | 0 | 0 | 0 | 0 | 0 | 0 | 0 | 0 | 0 | 0 | 0 | 0 | 0 | 0
CDP5 | NSW | SNW | Flexible gas | 11.1422 | 55.9836 | 22.3314 | 34.6674 | 223.2854 | 234.0697 | 140.8129 | 65.1384 | 33.9103 | 500.9403 | 182.3582 | 172.9016 | 620.438 | 358.3819 | 145.4934 | 224.4547 | 878.3804 | 881.6007 | 1055.0975 | 1615.1446 | 1446.2692 | 2104.2259 | 2273.5614 | 2806.6004 | 1358.5319 | 1151.7998 | 2427.1586 | 1800.2638
CDP5 | NSW | SNW | Hydro | 0 | 0 | 0 | 0 | 0 | 0 | 0 | 0 | 0 | 0 | 0 | 0 | 0 | 0 | 0 | 0 | 0 | 0 | 0 | 0 | 0 | 0 | 0 | 0 | 0 | 0 | 0 | 0
CDP5 | NSW | SNW | Utility storage | 124.1711 | 1576.4017 | 1442.234 | 1584.931 | 2091.8501 | 3650.4626 | 3006.1927 | 2997.6193 | 3215.2538 | 3245.0375 | 3307.1261 | 3368.5882 | 3509.7562 | 3697.3706 | 3585.071 | 3587.092 | 3305.2235 | 3426.8321 | 3666.7704 | 3697.4336 | 3386.6412 | 1911.0369 | 2112.4633 | 2169.7515 | 2156.404 | 1455.3399 | 1468.9718 | 1509.5379
CDP5 | NSW | SNW | Coordinated CER storage | 35.1483 | 44.9823 | 56.6483 | 69.3872 | 84.7185 | 100.8791 | 117.0481 | 136.4022 | 158.9132 | 188.541 | 223.1831 | 268.4483 | 314.0969 | 378.6557 | 431.3977 | 490.0389 | 527.8173 | 585.3711 | 665.9935 | 777.9607 | 813.3803 | 924.2904 | 1092.3136 | 1193.5019 | 1327.6465 | 1443.5681 | 1480.8475 | 1618.4209
CDP5 | NSW | SNW | Passive CER storage | 72.1981 | 79.1669 | 85.245 | 91.9237 | 98.465 | 104.9795 | 114.8156 | 122.5686 | 130.0811 | 138.8145 | 147.4054 | 157.2483 | 166.6163 | 175.6471 | 185.5089 | 195.9892 | 202.8675 | 211.7879 | 218.4927 | 225.3181 | 232.4773 | 240.1037 | 248.6419 | 259.2958 | 266.1282 | 271.3594 | 280.7262 | 289.5094
CDP5 | NSW | SNW | Offshore wind | 0 | 0 | 0 | 0 | 0 | 0 | 0 | 0 | 0 | 0 | 0 | 0 | 0 | 0 | 0 | 0 | 0 | 0 | 0 | 0 | 0 | 0 | 0 | 0 | 0 | 0 | 0 | 0
CDP5 | NSW | SNW | Wind | 0 | 0 | 0 | 0 | 0 | 0 | 0 | 0 | 0 | 0 | 0 | 0 | 0 | 0 | 0 | 0 | 0 | 0 | 0 | 0 | 0 | 0 | 0 | 0 | 0 | 0 | 0 | 0
CDP5 | NSW | SNW | Utility solar | 0 | 0 | 0 | 0 | 0 | 0 | 0 | 0 | 0 | 0 | 0 | 0 | 0 | 0 | 0 | 0 | 0 | 0 | 0 | 0 | 0 | 0 | 0 | 0 | 0 | 0 | 0 | 0
CDP5 | NSW | SNW | Distributed PV | 4711.8926 | 4899.8671 | 5101.4499 | 5464.9574 | 5880.7926 | 6307.2576 | 6705.1023 | 7062.8221 | 7381.5716 | 7671.0896 | 7947.7897 | 8185.5984 | 8342.0996 | 8459.8366 | 8588.8595 | 8727.2997 | 8837.225 | 8945.2228 | 9071.2788 | 9209.3908 | 9321.3523 | 9430.913 | 9560.0224 | 9701.0611 | 9815.0944 | 9930.3552 | 10063.7426 | 10218.7569
CDP5 | NSW | SNW | Other renewable fuels | 0 | 0 | 0 | 0 | 0 | 0 | 0 | 0 | 0 | 0 | 0 | 0 | 0 | 0 | 0 | 0 | 0 | 0 | 0 | 0 | 0 | 0 | 0 | 0 | 0 | 484.2478 | 451.8602 | 291.5754
CDP5 | NSW | SNW | DSP | 6.1813e-07 | 1.8555 | 7.0641e-07 | 1.1815 | 15.5476 | 94.5838 | 39.0202 | 1.5897e-06 | 1.8842e-06 | 2.5595e-06 | 12.9755 | 10 | 49.4467 | 22.0095 | 4.1715 | 12.792 | 95.4169 | 36.298 | 9.9581 | 19.412 | 14.8034 | 1.7325 | 22.155 | 26.8205 | 47.6104 | 10.3438 | 111.5587 | 89.4066
CDP5 | NSW | SNW | Utility storage load | -147.8228 | -1862.5059 | -1708.2402 | -1877.018 | -2467.5896 | -4341.2099 | -3576.4669 | -3575.4669 | -3825.203 | -3866.1901 | -3930.8017 | -4006.4672 | -4177.5874 | -4402.4252 | -4279.4848 | -4259.9108 | -3934.4868 | -4078.7718 | -4371.1999 | -4403.7934 | -4023.0562 | -2293.9387 | -2530.8669 | -2602.9619 | -2583.8279 | -1739.3941 | -1753.8647 | -1805.2982
CDP5 | NSW | SNW | Coordinated CER storage load | -35.1483 | -44.9823 | -56.664 | -69.414 | -84.676 | -100.8791 | -118.5249 | -140.1286 | -165.8277 | -201.2057 | -242.1191 | -298.4374 | -354.8955 | -437.8202 | -504.2536 | -575.2559 | -620.1428 | -692.0439 | -798.4926 | -947.5123 | -984.1805 | -1134.6483 | -1355.6613 | -1490.0517 | -1665.2713 | -1818.5947 | -1863.0035 | -2052.5671
CDP5 | NSW | SNW | Passive CER storage load | -85.5652 | -93.9503 | -101.0255 | -109.0216 | -116.8136 | -124.582 | -135.9242 | -145.3273 | -154.6674 | -164.2906 | -174.9227 | -186.5939 | -197.9037 | -208.3743 | -220.5481 | -231.9133 | -240.7529 | -250.728 | -259.3774 | -267.2642 | -275.51 | -284.9379 | -295.0449 | -307.0351 | -315.5215 | -322.6188 | -332.1569 | -343.7389
CDP5 | QLD | NQ | Black coal | 0 | 0 | 0 | 0 | 0 | 0 | 0 | 0 | 0 | 0 | 0 | 0 | 0 | 0 | 0 | 0 | 0 | 0 | 0 | 0 | 0 | 0 | 0 | 0 | 0 | 0 | 0 | 0
CDP5 | QLD | NQ | Mid-merit gas | 203.2491 | 205.2718 | 17.271 | 13.7483 | 28.5958 | 8.9001 | 17.5638 | 8.1823 | 3.539 | 10.4717 | 34.7311 | 28.8775 | 48.6054 | 46.1985 | 28.2299 | 122.8309 | 201.5595 | 130.1456 | 141.1552 | 113.4381 | 151.2573 | 88.3949 | 0 | 0 | 0 | 0 | 0 | 0
CDP5 | QLD | NQ | Flexible gas with CCS | 0 | 0 | 0 | 0 | 0 | 0 | 0 | 0 | 0 | 0 | 0 | 0 | 0 | 0 | 0 | 0 | 0 | 0 | 0 | 0 | 0 | 0 | 0 | 0 | 0 | 0 | 0 | 0
CDP5 | QLD | NQ | Flexible gas | 0 | 0 | 0 | 0 | 0 | 0 | 0 | 0 | 0 | 0 | 1.73e-09 | 1.0553 | 0.49209 | 2.5255e-08 | 1.02e-09 | 0.16036 | 1.6275e-08 | 0.78821 | 4.92e-09 | 7.4e-09 | 0 | 0 | 0 | 0 | 0 | 0 | 0 | 0
CDP5 | QLD | NQ | Hydro | 309.1896 | 160.8939 | 232.3698 | 232.7106 | 185.1137 | 279.7378 | 299.4566 | 248.6631 | 214.1129 | 253.0374 | 199.9267 | 127.239 | 181.5262 | 76.7658 | 165.0364 | 80.9464 | 93.5647 | 114.9704 | 0 | 0 | 0 | 0 | 0 | 0 | 0 | 0 | 0 | 0
CDP5 | QLD | NQ | Utility storage | 224.1644 | 463.6204 | 569.0399 | 522.905 | 563.1691 | 840.6676 | 692.5244 | 692.9763 | 598.9962 | 789.4161 | 759.5929 | 784.8527 | 838.434 | 853.8253 | 840.8999 | 839.1099 | 808.6603 | 821.5608 | 831.8156 | 857.4412 | 815.9335 | 836.5927 | 516.454 | 560.2581 | 886.5027 | 988.5197 | 983.1566 | 988.0224
CDP5 | QLD | NQ | Coordinated CER storage | 3.7026 | 4.8309 | 6.1192 | 7.6948 | 9.5236 | 11.6644 | 13.7667 | 16.3681 | 18.7585 | 23.1226 | 27.2105 | 32.9654 | 38.7003 | 44.8388 | 52.3382 | 58.6623 | 64.8687 | 72.4311 | 82.8192 | 94.1451 | 100.6277 | 112.7305 | 129.1029 | 142.4904 | 156.7911 | 174.2425 | 179.1259 | 188.1714
CDP5 | QLD | NQ | Passive CER storage | 7.8983 | 8.9015 | 9.8572 | 10.8967 | 11.9899 | 13.0913 | 14.6095 | 15.9655 | 17.2986 | 18.8163 | 20.3749 | 22.1566 | 23.8494 | 25.5681 | 27.3346 | 29.213 | 30.5814 | 32.1658 | 33.4967 | 34.9698 | 36.3326 | 37.8586 | 39.5466 | 41.5898 | 43.035 | 44.1319 | 45.8801 | 47.4763
CDP5 | QLD | NQ | Offshore wind | 0 | 0 | 0 | 0 | 0 | 0 | 0 | 0 | 0 | 0 | 0 | 0 | 0 | 0 | 0 | 0 | 0 | 0 | 0 | 0 | 0 | 0 | 0 | 0 | 0 | 0 | 0 | 0
CDP5 | QLD | NQ | Wind | 1062.0887 | 1033.7904 | 1062.9826 | 5242.4006 | 6162.3959 | 8914.2246 | 8406.108 | 8963.6661 | 9401.5783 | 10070.4132 | 9620.1759 | 9074.137 | 10112.1198 | 10624.0997 | 10747.3542 | 10167.6577 | 9954.4137 | 9396.3775 | 9473.8637 | 10673.3251 | 11215.7192 | 11645.5053 | 11811.0669 | 12044.368 | 11520.5496 | 10865.4446 | 11584.9079 | 12392.5476
CDP5 | QLD | NQ | Utility solar | 1299.0472 | 1395.0327 | 1290.1097 | 1268.2732 | 1197.5415 | 1011.3845 | 1026.335 | 1173.7025 | 1286.7474 | 1178.3377 | 1260.1419 | 1280.6396 | 1203.2393 | 1117.5689 | 1117.8105 | 1175.602 | 1119.0812 | 1566.5133 | 1426.1736 | 1195.7471 | 1018.8365 | 1123.4158 | 1090.0693 | 812.2996 | 825.352 | 1542.6886 | 1315.5715 | 1299.0949
CDP5 | QLD | NQ | Distributed PV | 890.6838 | 933.0996 | 966.2641 | 1008.0842 | 1073.5389 | 1130.3381 | 1177.689 | 1223.6016 | 1257.4637 | 1292.358 | 1322.4242 | 1351.3797 | 1366.6988 | 1386.523 | 1406.3077 | 1427.8995 | 1446.4485 | 1469.534 | 1490.6694 | 1518.8556 | 1536.7492 | 1560.7993 | 1584.1359 | 1613.9356 | 1633.642 | 1662.3734 | 1692.196 | 1728.5245
CDP5 | QLD | NQ | Other renewable fuels | 0 | 0 | 0 | 0 | 0 | 0 | 0 | 0 | 0 | 0 | 0 | 0 | 0 | 0 | 0 | 0 | 0 | 0 | 0 | 0 | 0 | 0 | 0 | 0 | 0 | 0 | 0 | 0
CDP5 | QLD | NQ | DSP | 0 | 0 | 0 | 0 | 0 | 0 | 0 | 0 | 0 | 0 | 0 | 0 | 0 | 0 | 0 | 0 | 0 | 0 | 0 | 0 | 0 | 0 | 0 | 0 | 0 | 0 | 0 | 0
CDP5 | QLD | NQ | Utility storage load | -281.8219 | -584.6601 | -709.8634 | -680.7496 | -786.7889 | -1353.382 | -898.5686 | -885.2015 | -756.9628 | -1024.3197 | -979.9242 | -995.4634 | -1112.358 | -1128.3441 | -1103.9976 | -1095.6285 | -1065.5945 | -1077.2556 | -1093.8072 | -1132.7409 | -1140.4114 | -1160.1792 | -815.1283 | -909.3898 | -1295.7035 | -1422.4565 | -1429.489 | -1466.89
CDP5 | QLD | NQ | Coordinated CER storage load | -3.7026 | -4.8309 | -6.1229 | -7.6957 | -9.519 | -11.6644 | -13.9378 | -16.7827 | -19.2806 | -24.5013 | -29.1899 | -36.022 | -42.98 | -50.1998 | -59.5248 | -66.7747 | -74.2214 | -83.5435 | -96.6297 | -111.3428 | -118.3928 | -133.791 | -154.9222 | -171.7783 | -190.1344 | -212.5907 | -218.3344 | -230.1275
CDP5 | QLD | NQ | Passive CER storage load | -9.0958 | -10.2402 | -11.3564 | -12.5167 | -13.7673 | -15.0267 | -16.7301 | -18.3385 | -19.8913 | -21.5543 | -23.4129 | -25.4463 | -27.3352 | -29.3526 | -31.3736 | -33.392 | -35.0567 | -36.7595 | -38.3701 | -40.0687 | -41.5473 | -43.3666 | -45.2576 | -47.4699 | -49.2828 | -50.516 | -52.2872 | -54.2445
CDP5 | QLD | GG | Black coal | 2943.36 | 2951.3564 | 2967.8035 | 1802.4056 | 1807.4856 | 1491.215 | 628.9704 | 0 | 0 | 0 | 0 | 0 | 0 | 0 | 0 | 0 | 0 | 0 | 0 | 0 | 0 | 0 | 0 | 0 | 0 | 0 | 0 | 0
CDP5 | QLD | GG | Mid-merit gas | 790.803 | 868.8509 | 832.3193 | 841.7347 | 842.0008 | 829.8622 | 26.5229 | 12.2588 | 45.5404 | 100.7101 | 130.4021 | 142.6683 | 313.4115 | 233.2518 | 158.6067 | 371.972 | 463.2158 | 336.6232 | 378.2007 | 398.384 | 356.0756 | 333.9419 | 317.0272 | 312.1315 | 238.1157 | 194.1909 | 0 | 0
CDP5 | QLD | GG | Flexible gas with CCS | 0 | 0 | 0 | 0 | 0 | 0 | 0 | 0 | 0 | 0 | 0 | 0 | 0 | 0 | 0 | 0 | 0 | 0 | 0 | 0 | 0 | 0 | 0 | 0 | 0 | 0 | 0 | 0
CDP5 | QLD | GG | Flexible gas | 0 | 0 | 0 | 0 | 0 | 0 | 2.4108e-07 | 5.1362e-07 | 1.2663e-06 | 1.1118e-05 | 1.8609e-05 | 1.8403e-05 | 4.1245e-05 | 2.8756e-05 | 8.6408e-06 | 1.8523e-05 | 4.3059e-05 | 2.7925e-05 | 2.6871e-05 | 2.7708e-05 | 2.5296e-05 | 1.0992e-05 | 3.4674e-05 | 2.9845e-05 | 2.2285e-05 | 1.1857e-05 | 5.0771e-05 | 4.883e-05
CDP5 | QLD | GG | Hydro | 0 | 0 | 0 | 0 | 0 | 0 | 0 | 0 | 0 | 0 | 0 | 0 | 0 | 0 | 0 | 0 | 0 | 0 | 0 | 0 | 0 | 0 | 0 | 0 | 0 | 0 | 0 | 0
CDP5 | QLD | GG | Utility storage | 0 | 42.925 | 95.6833 | 115.853 | 110.327 | 420.4183 | 237.7784 | 212.5639 | 156.6229 | 216.223 | 216.3293 | 220.719 | 261.6314 | 277.029 | 253.2102 | 266.2944 | 236.8611 | 242.6713 | 286.9606 | 270.2135 | 209.474 | 42.4928 | 45.6639 | 214.5204 | 221.7735 | 817.3391 | 818.4618 | 1137.7976
CDP5 | QLD | GG | Coordinated CER storage | 0.20228 | 0.26612 | 0.33638 | 0.4249 | 0.52166 | 0.6541 | 0.79975 | 0.99807 | 1.1373 | 1.5284 | 1.8381 | 2.3722 | 2.873 | 3.438 | 4.1031 | 4.6075 | 5.0966 | 5.7649 | 6.901 | 7.8347 | 8.1379 | 9.6364 | 10.8636 | 12.1537 | 14.0084 | 15.8965 | 16.3138 | 16.8538
CDP5 | QLD | GG | Passive CER storage | 0.43375 | 0.49115 | 0.5429 | 0.6111 | 0.66737 | 0.73538 | 0.82193 | 0.90112 | 0.98625 | 1.0827 | 1.1807 | 1.2893 | 1.3971 | 1.5064 | 1.6163 | 1.7374 | 1.8244 | 1.9283 | 2.0181 | 2.1123 | 2.2029 | 2.3052 | 2.4175 | 2.547 | 2.6413 | 2.7129 | 2.8267 | 2.9272
CDP5 | QLD | GG | Offshore wind | 0 | 0 | 0 | 0 | 0 | 0 | 0 | 0 | 0 | 0 | 0 | 0 | 0 | 0 | 0 | 0 | 0 | 0 | 0 | 0 | 0 | 0 | 0 | 0 | 0 | 0 | 0 | 0
CDP5 | QLD | GG | Wind | 0 | 0 | 0 | 0 | 0 | 0 | 0 | 0 | 0 | 0 | 0 | 0 | 0 | 0 | 0 | 0 | 0 | 0 | 0 | 0 | 0 | 0 | 0 | 0 | 0 | 0 | 0 | 0
CDP5 | QLD | GG | Utility solar | 0 | 0 | 0 | 0 | 0 | 0 | 0 | 0 | 0 | 0 | 0 | 0 | 0 | 0 | 0 | 0 | 0 | 0 | 0 | 0 | 0 | 0 | 0 | 0 | 0 | 0 | 0 | 0
CDP5 | QLD | GG | Distributed PV | 83.1873 | 85.9307 | 89.0592 | 93.8754 | 98.1305 | 103.0181 | 107.804 | 112.3773 | 116.1806 | 119.6898 | 122.8667 | 125.7195 | 127.7035 | 129.6922 | 131.5994 | 134.0671 | 135.8587 | 138.2141 | 140.6638 | 143.1481 | 145.0607 | 147.4519 | 150.0271 | 152.6645 | 154.6545 | 157.2475 | 160.5535 | 164.0285
CDP5 | QLD | GG | Other renewable fuels | 0 | 0 | 0 | 0 | 0 | 0 | 0 | 0 | 0 | 0 | 0 | 0 | 0 | 0 | 0 | 0 | 0 | 0 | 0 | 0 | 0 | 0 | 0 | 0 | 0 | 0 | 0 | 0
CDP5 | QLD | GG | DSP | 0 | 0 | 0 | 0 | 0 | 0 | 0 | 0 | 0 | 0 | 0 | 0 | 0 | 0 | 0 | 0 | 0 | 0 | 0 | 0 | 0 | 0 | 0 | 0 | 0 | 0 | 0 | 0
CDP5 | QLD | GG | Utility storage load | 0 | -51.1012 | -114.3451 | -137.9203 | -131.3417 | -500.0617 | -283.0697 | -253.0524 | -186.4559 | -257.4084 | -257.964 | -262.3318 | -311.4661 | -329.7965 | -301.8773 | -316.5807 | -281.9776 | -288.8945 | -341.6722 | -322.0669 | -248.9374 | -49.9865 | -53.7169 | -252.352 | -261.3741 | -960.9906 | -962.8335 | -1340.6274
CDP5 | QLD | GG | Coordinated CER storage load | -0.20228 | -0.26612 | -0.33659 | -0.42495 | -0.52172 | -0.65378 | -0.82017 | -1.0533 | -1.197 | -1.6935 | -2.0657 | -2.744 | -3.3804 | -4.1013 | -4.967 | -5.5675 | -6.1827 | -7.054 | -8.5542 | -9.7964 | -10.0767 | -12.1097 | -13.7222 | -15.4256 | -17.9584 | -20.4688 | -21.0281 | -21.6796
CDP5 | QLD | GG | Passive CER storage load | -0.49951 | -0.56501 | -0.62547 | -0.70194 | -0.76631 | -0.8441 | -0.94124 | -1.0351 | -1.1341 | -1.2402 | -1.3568 | -1.4807 | -1.6013 | -1.7294 | -1.8552 | -1.9859 | -2.0914 | -2.2036 | -2.3117 | -2.4203 | -2.5191 | -2.6406 | -2.7666 | -2.9072 | -3.0247 | -3.1053 | -3.2214 | -3.3445
CDP5 | QLD | CQ | Black coal | 11700.4542 | 12723.9568 | 14346.4168 | 7428.2483 | 6467.7917 | 3101.379 | 5921.7765 | 5844.1282 | 4204.9738 | 3982.6574 | 4400.7002 | 4596.5728 | 4573.1197 | 3676.1042 | 3628.1239 | 4298.4796 | 4460.7652 | 4553.7469 | 4900.9616 | 4771.782 | 4439.8019 | 4561.5295 | 4323.9193 | 4238.8309 | 4253.9891 | 4586.8005 | 4192.279 | 0
CDP5 | QLD | CQ | Mid-merit gas | 0 | 0 | 0 | 0 | 0 | 0 | 0 | 0 | 0 | 0 | 0 | 0 | 0 | 0 | 0 | 0 | 0 | 0 | 0 | 0 | 0 | 0 | 0 | 0 | 0 | 0 | 0 | 0
CDP5 | QLD | CQ | Flexible gas with CCS | 0 | 0 | 0 | 0 | 0 | 0 | 0 | 0 | 0 | 0 | 0 | 0 | 0 | 0 | 0 | 0 | 0 | 0 | 0 | 0 | 0 | 0 | 0 | 0 | 0 | 0 | 0 | 0
CDP5 | QLD | CQ | Flexible gas | 0 | 0 | 0 | 6.225e-09 | 5.15e-09 | 1.3835e-08 | 1.4363 | 0.41678 | 8.2018e-07 | 1.2994e-06 | 0 | 0 | 0 | 0 | 0 | 0 | 0 | 0 | 0 | 0 | 0 | 0 | 0 | 0 | 0 | 0 | 0 | 0
CDP5 | QLD | CQ | Hydro | 0 | 0 | 0 | 0 | 0 | 0 | 0 | 0 | 0 | 0 | 0 | 0 | 0 | 0 | 0 | 0 | 0 | 0 | 0 | 0 | 0 | 0 | 0 | 0 | 0 | 0 | 0 | 0
CDP5 | QLD | CQ | Utility storage | 40.2302 | 36.6612 | 59.5034 | 136.1549 | 163.2766 | 258.8718 | 182.5259 | 167.9581 | 139.6445 | 172.187 | 169.0726 | 172.0781 | 194.7515 | 209.0674 | 189.419 | 200.804 | 185.8429 | 188.7598 | 156.3005 | 148.05 | 125.2109 | 169.8706 | 191.7865 | 51.3865 | 66.1695 | 1372.0487 | 1367.9868 | 2148.9983
CDP5 | QLD | CQ | Coordinated CER storage | 3.3994 | 4.4769 | 5.6546 | 7.1676 | 8.8347 | 10.81 | 12.9528 | 15.6979 | 17.8342 | 22.6904 | 26.8226 | 33.3475 | 39.5806 | 46.5202 | 54.6476 | 61.1132 | 67.6202 | 75.7286 | 88.6733 | 99.861 | 104.0054 | 120.8559 | 135.6139 | 151.5611 | 172.3504 | 193.7227 | 199.1143 | 205.8106
CDP5 | QLD | CQ | Passive CER storage | 7.2649 | 8.2429 | 9.1049 | 10.1494 | 11.1216 | 12.1535 | 13.617 | 14.8902 | 16.1978 | 17.7002 | 19.2237 | 20.9226 | 22.6054 | 24.2909 | 26.0235 | 27.8933 | 29.2325 | 30.8205 | 32.1652 | 33.6167 | 35.0164 | 36.548 | 38.2373 | 40.233 | 41.689 | 42.7748 | 44.484 | 46.003
CDP5 | QLD | CQ | Offshore wind | 0 | 0 | 0 | 0 | 0 | 0 | 0 | 0 | 0 | 0 | 0 | 0 | 0 | 0 | 0 | 0 | 0 | 0 | 0 | 0 | 0 | 0 | 0 | 0 | 0 | 0 | 0 | 0
CDP5 | QLD | CQ | Wind | 892.7486 | 1175.0715 | 1292.5347 | 2852.8917 | 4198.6263 | 4526.9293 | 4178.3271 | 4328.181 | 4448.1794 | 6623.8695 | 6512.3972 | 6134.707 | 6598.1279 | 6440.267 | 7405.2654 | 6275.8252 | 6866.8591 | 6616.0745 | 6379.9144 | 6861.1588 | 9865.7802 | 9669.7537 | 10071.4118 | 10557.5342 | 9924.549 | 8618.3836 | 8928.3726 | 8912.8196
CDP5 | QLD | CQ | Utility solar | 2041.1387 | 2144.5423 | 2000.4519 | 2253.0211 | 2155.885 | 2288.5491 | 1730.1162 | 1977.6814 | 2143.471 | 2083.8427 | 2157.9941 | 2145.9621 | 2037.8734 | 2085.768 | 2078.7068 | 2158.4487 | 2093.4153 | 3163.4527 | 2968.0465 | 3155.5933 | 2504.3208 | 2850.0516 | 2866.798 | 2848.4807 | 5338.5462 | 7945.9595 | 9214.8384 | 12131.748
CDP5 | QLD | CQ | Distributed PV | 983.4528 | 1015.8314 | 1049.9894 | 1099.5409 | 1147.7856 | 1214.1964 | 1273.2899 | 1322.5909 | 1366.4737 | 1411.0047 | 1452.5752 | 1484.7024 | 1513.4651 | 1542.6319 | 1573.6127 | 1602.9355 | 1628.0199 | 1660.5557 | 1693.308 | 1723.4366 | 1751.2723 | 1783.2996 | 1817.4165 | 1849.4621 | 1878.748 | 1913.7379 | 1953.8785 | 1991.6066
CDP5 | QLD | CQ | Other renewable fuels | 0 | 0 | 0 | 0 | 0 | 0 | 0 | 0 | 0 | 0 | 0 | 0 | 0 | 0 | 0 | 0 | 0 | 0 | 0 | 0 | 0 | 0 | 0 | 0 | 0 | 0 | 0 | 0
CDP5 | QLD | CQ | DSP | 0 | 0 | 0 | 0 | 0 | 0 | 0 | 0 | 0 | 0 | 0 | 0 | 0 | 0 | 0 | 0 | 0 | 0 | 0 | 0 | 0 | 0 | 0 | 0 | 0 | 0 | 0 | 0
CDP5 | QLD | CQ | Utility storage load | -47.8931 | -43.6443 | -70.9466 | -162.0893 | -194.377 | -307.7443 | -217.2928 | -199.9502 | -166.2435 | -204.9846 | -201.699 | -204.4329 | -231.8472 | -248.8899 | -225.9354 | -238.616 | -221.2416 | -224.7141 | -186.1222 | -176.5273 | -148.7334 | -201.6319 | -227.6779 | -60.4489 | -79.78 | -1693.006 | -1692.7901 | -2675.3697
CDP5 | QLD | CQ | Coordinated CER storage load | -3.3994 | -4.4769 | -5.658 | -7.1685 | -8.8357 | -10.8047 | -13.1641 | -16.2695 | -18.4525 | -24.402 | -29.1792 | -37.1933 | -44.8323 | -53.3925 | -63.6079 | -71.0667 | -78.9869 | -89.1997 | -105.8926 | -120.3743 | -124.0783 | -146.3286 | -165.3258 | -185.8777 | -213.6151 | -241.53 | -248.4389 | -256.4794
CDP5 | QLD | CQ | Passive CER storage load | -8.3663 | -9.4825 | -10.4898 | -11.6583 | -12.7703 | -13.9503 | -15.5935 | -17.1034 | -18.6254 | -20.2758 | -22.0901 | -24.0291 | -25.9093 | -27.8864 | -29.8687 | -31.8835 | -33.5104 | -35.222 | -36.8449 | -38.5184 | -40.0421 | -41.8653 | -43.7592 | -45.9213 | -47.7414 | -48.9625 | -50.6961 | -52.5612
CDP5 | QLD | SQ | Black coal | 21353.6441 | 21128.2587 | 21428.3381 | 17015.1737 | 15314.7422 | 11480.4845 | 14521.2503 | 13869.1649 | 13563.9416 | 8661.6626 | 5093.8878 | 5251.6367 | 5133.3055 | 4667.5641 | 5103.7933 | 5146.7436 | 5255.9661 | 5262.1636 | 5298.834 | 5161.7029 | 5146.3863 | 5070.7133 | 5140.0598 | 4929.6116 | 4859.3112 | 5151.964 | 5029.4346 | 0
CDP5 | QLD | SQ | Mid-merit gas | 1550.1595 | 1930.363 | 417.7273 | 285.8721 | 451.1767 | 236.4257 | 274.0052 | 141.8697 | 548.6689 | 1321.1186 | 1529.6468 | 1399.7837 | 1111.9066 | 754.3918 | 454.3717 | 805.8482 | 1036.3149 | 482.5453 | 298.5241 | 400.145 | 340.4689 | 0 | 0 | 0 | 0 | 0 | 0 | 0
CDP5 | QLD | SQ | Flexible gas with CCS | 0 | 0 | 0 | 0 | 0 | 0 | 0 | 0 | 0 | 0 | 0 | 0 | 0 | 0 | 0 | 0 | 0 | 0 | 0 | 0 | 0 | 0 | 0 | 0 | 0 | 0 | 0 | 0
CDP5 | QLD | SQ | Flexible gas | 74.0082 | 34.4654 | 4.4569 | 12.1386 | 13.0398 | 128.1229 | 131.3691 | 18.0698 | 45.914 | 150.3291 | 586.0673 | 380.7854 | 1155.7927 | 888.773 | 525.8611 | 1403.4465 | 4494.1847 | 3100.015 | 3393.446 | 4470.1908 | 3768.4335 | 4539.3984 | 5595.3464 | 5599.7458 | 3043.7616 | 2188.1468 | 4756.1915 | 5108.1413
CDP5 | QLD | SQ | Hydro | 0 | 0 | 0 | 0 | 0 | 0 | 0 | 0 | 0 | 0 | 0 | 0 | 0 | 0 | 0 | 0 | 0 | 0 | 0 | 0 | 0 | 0 | 0 | 0 | 0 | 0 | 0 | 0
CDP5 | QLD | SQ | Utility storage | 1248.1893 | 1177.6661 | 1092.5248 | 1069.5947 | 1317.8355 | 2016.6089 | 1541.6966 | 1457.8934 | 4243.569 | 5845.5225 | 5780.2353 | 6152.8273 | 6235.7484 | 6464.0036 | 6318.5719 | 6254.3887 | 5766.7821 | 5756.8014 | 6161.926 | 6178.066 | 5349.9828 | 5330.1582 | 6073.1052 | 6318.4212 | 6563.7662 | 7265.5385 | 7143.3383 | 7254.1906
CDP5 | QLD | SQ | Coordinated CER storage | 17.983 | 23.8085 | 30.5296 | 38.6775 | 47.9551 | 59.2601 | 72.4328 | 89.405 | 99.1186 | 130.139 | 155.6434 | 193.8034 | 229.809 | 277.5731 | 326.5816 | 367.0083 | 407.9687 | 444.3822 | 523.8688 | 600.2034 | 617.617 | 731.4805 | 817.6083 | 919.7287 | 1042.3378 | 1188.7075 | 1198.5014 | 1276.8127
CDP5 | QLD | SQ | Passive CER storage | 38.5258 | 43.8968 | 49.0034 | 54.5739 | 60.1823 | 66.4877 | 74.7743 | 82.1543 | 89.5117 | 97.9153 | 106.4969 | 116.2022 | 125.6895 | 135.4263 | 145.4256 | 156.0927 | 163.6411 | 172.4096 | 179.9223 | 187.9841 | 195.7875 | 204.5517 | 214.2855 | 225.8 | 234.2198 | 240.7642 | 250.8429 | 259.8486
CDP5 | QLD | SQ | Offshore wind | 0 | 0 | 0 | 0 | 0 | 0 | 0 | 0 | 0 | 0 | 0 | 0 | 0 | 0 | 0 | 0 | 0 | 0 | 0 | 0 | 0 | 0 | 0 | 0 | 0 | 0 | 0 | 0
CDP5 | QLD | SQ | Wind | 4637.2399 | 6192.9441 | 6567.5801 | 11517.3842 | 13848.5152 | 13983.223 | 13374.6637 | 13164.8245 | 13756.2631 | 12713.4405 | 16061.3196 | 15094.15 | 15313.4316 | 16076.1383 | 16920.6822 | 15405.2957 | 16350.7808 | 16814.0455 | 16124.8743 | 16166.5243 | 14890.0485 | 14284.5372 | 14488.8185 | 13813.3585 | 23818.7673 | 22465.1279 | 21945.9641 | 23503.5219
CDP5 | QLD | SQ | Utility solar | 4588.249 | 4800.7862 | 4776.2681 | 4628.4285 | 4556.4768 | 4738.624 | 3799.4805 | 4277.9759 | 5283.9287 | 10615.8606 | 11725.0554 | 14176.0977 | 13771.0501 | 14022.1886 | 14074.8988 | 14349.0378 | 13724.8321 | 12876.4412 | 15534.1614 | 16295.7276 | 13383.6235 | 16431.785 | 15859.3739 | 17781.5967 | 17159.834 | 21706.4078 | 21563.8684 | 23691.9346
CDP5 | QLD | SQ | Distributed PV | 5990.8471 | 6184.3421 | 6391.0577 | 6675.4064 | 6948.9149 | 7246.6104 | 7553.5439 | 7854.8235 | 8099.4155 | 8344.1878 | 8574.7168 | 8791.3445 | 8944.2099 | 9112.954 | 9288.9666 | 9482.3526 | 9632.6932 | 9808.7105 | 9994.2533 | 10193.5007 | 10350.6777 | 10536.484 | 10729.2197 | 10938.4931 | 11106.4424 | 11313.678 | 11537.6324 | 11787.4518
CDP5 | QLD | SQ | Other renewable fuels | 0 | 0 | 0 | 0 | 0 | 0 | 0 | 0 | 0 | 0 | 0 | 0 | 0 | 0 | 0 | 0 | 0 | 0 | 0 | 0 | 0 | 0 | 0 | 0 | 0 | 0 | 459.9244 | 319.2896
CDP5 | QLD | SQ | DSP | 5.9602e-07 | 6.2545e-07 | 6.7446e-07 | 8.7748e-07 | 1.1275e-06 | 1.874e-06 | 0.82023 | 0.42645 | 1.7356e-06 | 2.0168e-06 | 6.3927 | 2.3085 | 10.1966 | 5.6883 | 2.3568 | 1.196 | 32.3734 | 17.1719 | 2.2631 | 4.37 | 6.0165 | 0.62342 | 8.8562 | 0.10569 | 15.3251 | 1.4165 | 47.0506 | 104.4095
CDP5 | QLD | SQ | Utility storage load | -1688.0755 | -1545.1973 | -1410.1394 | -1368.0557 | -1756.4372 | -2803.765 | -2018.1763 | -1899.3011 | -5510.3548 | -7709.7353 | -7553.2109 | -8037.5716 | -8202.4005 | -8493.884 | -8318.0567 | -8171.9207 | -7591.7652 | -7554.5258 | -8073.415 | -8169.3506 | -7020.1726 | -7017.487 | -7945.8575 | -8345.0848 | -8611.3541 | -9471.4739 | -9364.4211 | -9543.8957
CDP5 | QLD | SQ | Coordinated CER storage load | -17.983 | -23.8085 | -30.5481 | -38.6822 | -47.9606 | -59.2314 | -74.1181 | -93.7718 | -102.7668 | -141.7236 | -171.611 | -218.8137 | -263.2289 | -323.6441 | -385.8674 | -433.3616 | -484.1474 | -528.5368 | -631.6236 | -733.2509 | -745.2286 | -897.9645 | -1009.1174 | -1143.4925 | -1303.4669 | -1500.2874 | -1509.0633 | -1611.1862
CDP5 | QLD | SQ | Passive CER storage load | -44.3668 | -50.498 | -56.4569 | -62.687 | -69.1038 | -76.3172 | -85.6279 | -94.3651 | -102.9273 | -112.1632 | -122.3762 | -133.4555 | -144.0599 | -155.4718 | -166.9135 | -178.4222 | -187.5884 | -197.0317 | -206.0993 | -215.394 | -223.8881 | -234.3118 | -245.2308 | -257.7243 | -268.2238 | -275.5925 | -285.8727 | -296.8927
CDP5 | VIC | VIC | Brown coal | 32180.7419 | 28061.6012 | 27405.6129 | 24188.129 | 18333.5248 | 14943.4017 | 16309.7522 | 13351.759 | 10008.4583 | 6194.4554 | 2858.3303 | 3511.3528 | 3404.1094 | 2994.9784 | 3481.7429 | 3322.3628 | 3407.7823 | 3340.5695 | 3379.3849 | 3448.9591 | 3199.9992 | 3364.9826 | 3382.5214 | 0 | 0 | 0 | 0 | 0
CDP5 | VIC | VIC | Mid-merit gas | 76.7713 | 131.3434 | 70.4104 | 56.7202 | 0 | 0 | 0 | 0 | 0 | 0 | 0 | 0 | 0 | 0 | 0 | 0 | 0 | 0 | 0 | 0 | 0 | 0 | 0 | 0 | 0 | 0 | 0 | 0
CDP5 | VIC | VIC | Flexible gas with CCS | 0 | 0 | 0 | 0 | 0 | 0 | 0 | 0 | 0 | 0 | 0 | 0 | 0 | 0 | 0 | 0 | 0 | 0 | 0 | 0 | 0 | 0 | 0 | 0 | 0 | 0 | 0 | 0
CDP5 | VIC | VIC | Flexible gas | 49.1853 | 92.1763 | 41.6612 | 33.8232 | 286.0125 | 63.9001 | 25.6857 | 3.8682e-06 | 2.9214e-06 | 57.6414 | 23.7214 | 6.8593 | 157.4985 | 144.4966 | 52.4652 | 57.3545 | 197.7912 | 199.0066 | 176.4482 | 330.6785 | 177.0218 | 146.8731 | 318.6583 | 389.2212 | 414.974 | 171.3786 | 597.488 | 748.8255
CDP5 | VIC | VIC | Hydro | 2506.1795 | 1230.2483 | 1311.4443 | 3419.361 | 2060.4178 | 4040.555 | 2206.3099 | 978.2633 | 3053.5294 | 3160.126 | 3394.4427 | 2455.7783 | 2836.1572 | 1862.558 | 2287.6308 | 2153.1528 | 3412.8791 | 2172.3395 | 2064.5811 | 2175.5894 | 2175.4583 | 1862.7431 | 2425.4044 | 2630.0674 | 3067.8014 | 2436.2409 | 2907.2555 | 2057.7859
CDP5 | VIC | VIC | Utility storage | 391.7348 | 1149.1626 | 1918.8639 | 2643.407 | 3007.3088 | 3909.3708 | 3253.1176 | 4099.1718 | 4144.7233 | 4159.9904 | 4348.0534 | 4061.2203 | 4693.9851 | 5520.7513 | 5521.2343 | 6250.3515 | 5495.2199 | 5236.687 | 5298.7464 | 4964.2769 | 5422.8402 | 4846.4363 | 4396.1211 | 4173.029 | 4224.7003 | 4011.3264 | 3514.5071 | 3440.243
CDP5 | VIC | VIC | Coordinated CER storage | 46.2605 | 62.9942 | 81.008 | 102.3108 | 127.8297 | 157.1595 | 184.6124 | 218.3225 | 257.9363 | 301.3423 | 350.3612 | 417.5395 | 481.5502 | 570.461 | 655.2493 | 747.6677 | 828.8729 | 920.8835 | 1016.57 | 1144.1933 | 1237.7705 | 1391.5183 | 1561.6127 | 1717.0365 | 1867.1515 | 2018.4914 | 2093.76 | 2293.4403
CDP5 | VIC | VIC | Passive CER storage | 93.9153 | 103.8346 | 113.4315 | 124.1343 | 134.0189 | 145.1892 | 159.9523 | 173.6821 | 187.2958 | 202.3336 | 217.0562 | 234.2369 | 249.6964 | 267.2425 | 284.5038 | 301.8728 | 315.2069 | 328.6875 | 342.6232 | 356.7102 | 370.6288 | 384.4636 | 401.0884 | 417.2939 | 433.7507 | 444.3685 | 460.5946 | 476.6569
CDP5 | VIC | VIC | Offshore wind | 0 | 0 | 0 | 0 | 0 | 0 | 4006.9087 | 7928.8434 | 10433.8094 | 13181.8675 | 15267.7071 | 19330.777 | 23600.2392 | 28383.4778 | 31476.9416 | 36474.657 | 36729.5639 | 36715.5755 | 35105.5306 | 33981.9068 | 34718.7112 | 34931.6492 | 35067.5795 | 37299.1267 | 34356.8386 | 34576.5162 | 35691.888 | 37348.2417
CDP5 | VIC | VIC | Wind | 13668.8749 | 17107.2962 | 16267.0711 | 17161.3992 | 20224.2802 | 21430.5484 | 20893.3533 | 22392.9597 | 21431.1617 | 22388.6562 | 20759.4242 | 20180.6534 | 19820.8516 | 20407.1454 | 19316.4324 | 19384.9585 | 18856.2389 | 18729.2518 | 17670.6182 | 16359.0616 | 15560.4344 | 13976.3526 | 13350.7334 | 13712.4651 | 14028.1686 | 16067.7332 | 15795.5842 | 16685.3684
CDP5 | VIC | VIC | Utility solar | 2569.0006 | 3063.6344 | 3400.5394 | 3593.4549 | 3558.5638 | 3637.3813 | 3161.4025 | 3199.2918 | 3294.9749 | 3268.4031 | 3871.6971 | 3667.7951 | 3468.125 | 3505.4642 | 3594.1741 | 3347.824 | 3422.388 | 3323.8406 | 3348.3038 | 5139.5479 | 6254.0047 | 6666.0661 | 6769.1679 | 6286.653 | 6626.1635 | 5820.6159 | 5424.8175 | 5327.9227
CDP5 | VIC | VIC | Distributed PV | 6087.2788 | 6684.1854 | 7294.8864 | 7984.2026 | 8627.0949 | 9196.1307 | 9725.6838 | 10200.0096 | 10651.3504 | 11059.654 | 11465.7127 | 11844.9384 | 12143.6943 | 12364.7146 | 12587.537 | 12816.1806 | 13025.347 | 13207.514 | 13417.6849 | 13652.8559 | 13870.6821 | 14058.9828 | 14279.9745 | 14546.9466 | 14826.3072 | 15089.7889 | 15385.7563 | 15709.2989
CDP5 | VIC | VIC | Other renewable fuels | 0 | 0 | 0 | 0 | 0 | 0 | 0 | 0 | 0 | 0 | 0 | 0 | 0 | 0 | 0 | 0 | 0 | 0 | 0 | 0 | 0 | 0 | 0 | 0 | 0 | 0 | 454.2294 | 260.3969
CDP5 | VIC | VIC | DSP | 0.032001 | 6.0679e-07 | 6.446e-07 | 8.377e-07 | 1.188 | 25.2169 | 24.1241 | 1.4898e-06 | 1.8435e-06 | 10.1385 | 17.5924 | 6.4718 | 40.584 | 16.9246 | 9.3674 | 9.5338 | 60.0187 | 18.7071 | 10.019 | 20.3382 | 12.2964 | 2.2075 | 11.723 | 16.9144 | 31.295 | 9.146 | 88.502 | 47.0628
CDP5 | VIC | VIC | Utility storage load | -466.351 | -1367.9245 | -2287.8873 | -3139.3616 | -3573.633 | -4638.992 | -3865.5299 | -4875.9297 | -4923.2331 | -4971.0448 | -5173.1502 | -4843.1038 | -5606.9072 | -6571.3959 | -6582.0677 | -7450.458 | -6552.5388 | -6244.1765 | -6315.2701 | -5929.5007 | -6613.0766 | -5940.7841 | -5392.7829 | -5163.185 | -5187.976 | -4956.1577 | -4369.4785 | -4296.6964
CDP5 | VIC | VIC | Coordinated CER storage load | -46.2605 | -62.9942 | -81.0575 | -102.3236 | -127.8454 | -157.0815 | -186.7818 | -224.3318 | -269.0394 | -318.7747 | -373.2571 | -453.8422 | -529.5053 | -637.5808 | -742.0396 | -852.6335 | -950.5553 | -1062.6027 | -1179.9609 | -1344.0229 | -1448.8575 | -1652.1218 | -1860.6031 | -2063.2669 | -2242.1259 | -2437.1416 | -2524.9573 | -2796.1515
CDP5 | VIC | VIC | Passive CER storage load | -111.762 | -123.3463 | -134.8604 | -147.2779 | -159.5703 | -173.272 | -189.9108 | -206.4594 | -222.8042 | -240.197 | -258.543 | -279.5154 | -296.8716 | -318.266 | -338.6938 | -358.4818 | -376.3814 | -390.4669 | -407.5393 | -424.3066 | -440.6446 | -458.2816 | -479.2543 | -495.4081 | -516.2532 | -529.291 | -547.2171 | -568.9661
CDP5 | SA | CSA | Mid-merit gas | 1825.2765 | 2304.3099 | 1228.74 | 994.0969 | 1619.4494 | 887.6214 | 18.5223 | 5.4637 | 7.0899e-06 | 71.6321 | 41.8836 | 68.1501 | 153.0292 | 0 | 0 | 0 | 0 | 0 | 0 | 0 | 0 | 0 | 0 | 0 | 0 | 0 | 0 | 0
CDP5 | SA | CSA | Flexible gas with CCS | 0 | 0 | 0 | 0 | 0 | 0 | 0 | 0 | 0 | 0 | 0 | 0 | 0 | 0 | 0 | 0 | 0 | 0 | 0 | 0 | 0 | 0 | 0 | 0 | 0 | 0 | 0 | 0
CDP5 | SA | CSA | Flexible gas | 5.8124 | 4.241 | 46.3281 | 17.8162 | 12.887 | 122.7247 | 284.5304 | 240.4241 | 500.1529 | 773.9009 | 693.325 | 739.9504 | 1289.8745 | 788.1444 | 408.7624 | 719.1977 | 1141.0628 | 998.0098 | 1232.4169 | 1937.8208 | 1126.2347 | 1218.5674 | 1051.0854 | 706.7514 | 762.3468 | 423.5563 | 932.276 | 524.1162
CDP5 | SA | CSA | Hydro | 0 | 0 | 0 | 0 | 0 | 0 | 0 | 0 | 0 | 0 | 0 | 0 | 0 | 0 | 0 | 0 | 0 | 0 | 0 | 0 | 0 | 0 | 0 | 0 | 0 | 0 | 0 | 0
CDP5 | SA | CSA | Utility storage | 512.1774 | 658.4227 | 994.8897 | 1664.3675 | 1952.7752 | 2418.476 | 1406.9969 | 1441.4834 | 1430.1678 | 1527.6623 | 1378.0159 | 1372.1648 | 1556.6634 | 1727.7313 | 1691.035 | 1694.694 | 1602.867 | 1622.174 | 1771.6061 | 1449.1755 | 1305.9918 | 1087.5121 | 877.1589 | 1819.0517 | 1814.7819 | 2304.8647 | 2332.4427 | 2420.4578
CDP5 | SA | CSA | Coordinated CER storage | 190.0865 | 211.5325 | 232.095 | 256.4508 | 280.3607 | 308.2055 | 332.9108 | 360.8597 | 390.182 | 421.6577 | 458.0408 | 495.8268 | 531.7751 | 574.3846 | 617.7173 | 661.9183 | 697.7996 | 735.487 | 775.8785 | 831.7824 | 886.2174 | 949.3901 | 1011.5158 | 1048.9219 | 1115.2763 | 1157.5543 | 1183.0213 | 1227.2969
CDP5 | SA | CSA | Passive CER storage | 64.0325 | 68.5121 | 72.874 | 77.7255 | 81.7137 | 86.0408 | 91.1661 | 95.9927 | 100.5806 | 105.8509 | 110.6315 | 116.1445 | 120.6524 | 126.1011 | 130.3051 | 135.7589 | 139.2271 | 142.3883 | 145.3068 | 148.8519 | 151.4968 | 154.3978 | 158.1308 | 162.327 | 164.8392 | 167.039 | 171.4898 | 175.3662
CDP5 | SA | CSA | Offshore wind | 0 | 0 | 0 | 0 | 0 | 0 | 0 | 0 | 0 | 0 | 0 | 0 | 0 | 0 | 0 | 0 | 0 | 0 | 0 | 0 | 0 | 0 | 0 | 0 | 0 | 0 | 0 | 0
CDP5 | SA | CSA | Wind | 7223.0804 | 7499.2441 | 7252.3375 | 7625.3341 | 8783.4 | 8014.9508 | 7790.805 | 8349.9651 | 8303.1454 | 9453.8283 | 8416.5228 | 8424.822 | 7375.9916 | 8358.543 | 9227.8225 | 7740.4604 | 8736.0599 | 9130.8481 | 8935.5033 | 7634.7964 | 7370.2842 | 7353.7226 | 8269.1162 | 9797.4891 | 9684.6515 | 9678.4901 | 9119.9751 | 10430.9101
CDP5 | SA | CSA | Utility solar | 1159.7174 | 1251.9807 | 1833.5971 | 1660.2111 | 1704.2472 | 1574.3635 | 1656.0241 | 1713.2252 | 1759.5015 | 1742.367 | 2226.0602 | 2272.3316 | 2172.9776 | 2182.7903 | 2282.2462 | 2317.3293 | 2758.8835 | 2615.1798 | 2740.3591 | 3608.9152 | 5712.7002 | 5929.3738 | 5562.0106 | 5382.6213 | 5538.1436 | 5650.1154 | 5493.4786 | 5620.0516
CDP5 | SA | CSA | Distributed PV | 3190.3631 | 3260.7863 | 3336.7919 | 3466.2875 | 3610.9779 | 3765.142 | 3919.0203 | 4056.501 | 4171.4374 | 4282.9871 | 4387.5614 | 4474.6656 | 4540.4368 | 4615.8937 | 4699.0323 | 4777.1158 | 4844.1539 | 4922.1799 | 5007.7115 | 5086.4132 | 5151.8572 | 5229.3602 | 5315.6498 | 5398.0969 | 5468.4064 | 5549.6338 | 5639.0507 | 5724.3107
CDP5 | SA | CSA | Other renewable fuels | 0 | 0 | 0 | 0 | 0 | 0 | 0 | 0 | 0 | 0 | 0 | 0 | 0 | 0 | 0 | 0 | 0 | 0 | 0 | 0 | 0 | 0 | 0 | 0 | 0 | 0 | 0 | 0
CDP5 | SA | CSA | DSP | 0.18 | 6.1226e-07 | 6.7712e-07 | 8.7585e-07 | 0.96 | 26.1897 | 21.2057 | 1.5394e-06 | 0.5132 | 7.2373 | 15.7439 | 10.1515 | 35.4228 | 16.2033 | 6.0972 | 11.0163 | 51.4705 | 15.7474 | 6.8742 | 11.9166 | 9.9948 | 1.7609 | 9.6035 | 11.452 | 16.9024 | 6.099 | 54.0932 | 29.618
CDP5 | SA | CSA | Utility storage load | -609.7352 | -783.5094 | -1184.4033 | -1984.3007 | -2324.7691 | -2876.3091 | -1675.0202 | -1717.4828 | -1701.1998 | -1821.5401 | -1637.6512 | -1633.5531 | -1855.811 | -2054.2397 | -2016.0347 | -2014.6542 | -1908.2023 | -1931.1877 | -2109.0856 | -1727.3694 | -1552.6523 | -1295.7334 | -1042.4267 | -2149.3457 | -2136.5787 | -2720.2575 | -2741.164 | -2850.95
CDP5 | SA | CSA | Coordinated CER storage load | -190.0865 | -211.5325 | -232.095 | -256.6064 | -280.3754 | -308.0352 | -333.4206 | -362.4653 | -392.6267 | -426.1281 | -464.2092 | -504.9421 | -543.7661 | -591.094 | -640.4063 | -688.1954 | -727.723 | -769.4041 | -814.1722 | -882.7456 | -945.6208 | -1024.6064 | -1095.2488 | -1136.5657 | -1216.6161 | -1266.6176 | -1290.5031 | -1347.8435
CDP5 | SA | CSA | Passive CER storage load | -74.5534 | -80.106 | -84.9062 | -90.0868 | -94.711 | -99.6282 | -104.9721 | -111.2405 | -116.5182 | -121.7649 | -127.6009 | -133.8318 | -139.592 | -144.8715 | -150.319 | -155.3538 | -159.9965 | -162.6779 | -167.2472 | -170.8245 | -173.1506 | -176.6843 | -181.1201 | -184.9918 | -188.5654 | -191.4455 | -195.1885 | -200.2795
CDP5 | SA | SESA | Mid-merit gas | 0 | 0 | 0 | 0 | 0 | 0 | 0 | 0 | 0 | 0 | 0 | 0 | 0 | 0 | 0 | 0 | 0 | 0 | 0 | 0 | 0 | 0 | 0 | 0 | 0 | 0 | 0 | 0
CDP5 | SA | SESA | Flexible gas with CCS | 0 | 0 | 0 | 0 | 0 | 0 | 0 | 0 | 0 | 0 | 0 | 0 | 0 | 0 | 0 | 0 | 0 | 0 | 0 | 0 | 0 | 0 | 0 | 0 | 0 | 0 | 0 | 0
CDP5 | SA | SESA | Flexible gas | 0.25151 | 9.885e-09 | 0.84091 | 1.6145e-07 | 2.1401e-07 | 1.006 | 3.1772 | 0.23765 | 3.2191e-06 | 1.5528 | 4.8896 | 0 | 0 | 0 | 0 | 0 | 0 | 0 | 0 | 0 | 0 | 0 | 0 | 0 | 0 | 0 | 0 | 0
CDP5 | SA | SESA | Hydro | 0 | 0 | 0 | 0 | 0 | 0 | 0 | 0 | 0 | 0 | 0 | 0 | 0 | 0 | 0 | 0 | 0 | 0 | 0 | 0 | 0 | 0 | 0 | 0 | 0 | 0 | 0 | 0
CDP5 | SA | SESA | Utility storage | 26.5489 | 22.0693 | 22.9609 | 24.9559 | 27.3252 | 33.2924 | 26.3946 | 27.8916 | 26.5972 | 29.1216 | 6.7995e-05 | 6.9192e-05 | 7.1342e-05 | 0.0001229 | 0.00012281 | 0.00012492 | 0.00012065 | 0.00012174 | 0.00012016 | 0.00011944 | 0.00013701 | 0.00013337 | 0.00034338 | 0.0038815 | 0.0040612 | 0.0037832 | 0.0038172 | 0.0041271
CDP5 | SA | SESA | Coordinated CER storage | 6.7785 | 7.6029 | 8.4039 | 9.3359 | 10.2722 | 11.3848 | 12.3898 | 13.4647 | 14.5947 | 15.8606 | 17.4305 | 18.965 | 20.5301 | 22.2322 | 24.025 | 25.7862 | 27.2897 | 28.7928 | 30.4076 | 32.7003 | 35.1782 | 37.9436 | 40.5925 | 42.0556 | 44.7601 | 46.648 | 47.7513 | 49.8658
CDP5 | SA | SESA | Passive CER storage | 2.2874 | 2.4649 | 2.6412 | 2.8343 | 2.9964 | 3.1838 | 3.3933 | 3.5799 | 3.7552 | 3.9661 | 4.1842 | 4.4023 | 4.6087 | 4.8211 | 4.9787 | 5.1883 | 5.3234 | 5.4419 | 5.5432 | 5.6917 | 5.8219 | 5.9481 | 6.0969 | 6.2638 | 6.363 | 6.4511 | 6.627 | 6.8022
CDP5 | SA | SESA | Offshore wind | 0 | 0 | 0 | 0 | 0 | 0 | 0 | 0 | 0 | 0 | 0 | 0 | 0 | 0 | 0 | 0 | 0 | 0 | 0 | 0 | 0 | 0 | 0 | 0 | 0 | 0 | 0 | 0
CDP5 | SA | SESA | Wind | 747.6365 | 814.6059 | 708.6493 | 791.4147 | 2378.4181 | 2299.4614 | 1971.3512 | 2120.0223 | 2068.5188 | 2534.4357 | 2288.5194 | 2118.1672 | 1991.3879 | 2125.2811 | 1785.3349 | 1775.0327 | 1637.5183 | 1752.5145 | 1680.9466 | 1602.1619 | 1535.3431 | 1706.239 | 1595.264 | 1782.4577 | 1580.2417 | 2278.7457 | 2154.9237 | 2387.0416
CDP5 | SA | SESA | Utility solar | 70.545 | 71.4674 | 74.3455 | 65.1042 | 61.7953 | 56.4464 | 58.6216 | 58.926 | 61.9346 | 58.6841 | 65.6465 | 54.2606 | 53.0877 | 65.3111 | 64.2582 | 61.7026 | 60.0773 | 0 | 0 | 0 | 0 | 0 | 0 | 0 | 0 | 0 | 0 | 0
CDP5 | SA | SESA | Distributed PV | 112.7362 | 116.2125 | 120.7697 | 127.1989 | 133.8742 | 141.6734 | 149.2792 | 155.4422 | 160.67 | 166.3834 | 173.5604 | 178.2911 | 183.9197 | 187.5012 | 190.7562 | 194.3046 | 197.6511 | 200.9791 | 203.7224 | 208.7345 | 214.739 | 219.6259 | 223.1041 | 226.6677 | 229.1829 | 232.2131 | 236.0291 | 242.1829
CDP5 | SA | SESA | Other renewable fuels | 0 | 0 | 0 | 0 | 0 | 0 | 0 | 0 | 0 | 0 | 0 | 0 | 0 | 0 | 0 | 0 | 0 | 0 | 0 | 0 | 0 | 0 | 0 | 0 | 0 | 0 | 0 | 0
CDP5 | SA | SESA | DSP | 0 | 0 | 0 | 0 | 0 | 0 | 0 | 0 | 0 | 0 | 0 | 0 | 0 | 0 | 0 | 0 | 0 | 0 | 0 | 0 | 0 | 0 | 0 | 0 | 0 | 0 | 0 | 0
CDP5 | SA | SESA | Utility storage load | -31.6058 | -26.2729 | -27.3345 | -29.7662 | -32.53 | -39.577 | -31.4222 | -33.2296 | -31.6381 | -34.6919 | -7.9787e-05 | -8.1295e-05 | -8.3868e-05 | -0.00014443 | -0.00014444 | -0.00014644 | -0.00014166 | -0.00014306 | -0.00014112 | -0.00014024 | -0.0001606 | -0.00015635 | -0.00040301 | -0.0045746 | -0.0047677 | -0.0044589 | -0.0044809 | -0.0048544
CDP5 | SA | SESA | Coordinated CER storage load | -6.7785 | -7.6029 | -8.4039 | -9.3416 | -10.2728 | -11.3786 | -12.4135 | -13.5376 | -14.7108 | -16.0721 | -17.7246 | -19.3961 | -21.093 | -23.0227 | -25.1018 | -27.0352 | -28.7311 | -30.4275 | -32.2695 | -35.0929 | -37.9772 | -41.469 | -44.5455 | -46.1772 | -49.4848 | -51.722 | -52.7745 | -55.549
CDP5 | SA | SESA | Passive CER storage load | -2.6632 | -2.882 | -3.0773 | -3.2851 | -3.473 | -3.6866 | -3.9072 | -4.1485 | -4.3502 | -4.5623 | -4.826 | -5.0727 | -5.3322 | -5.5387 | -5.7434 | -5.9371 | -6.1175 | -6.2173 | -6.3802 | -6.5319 | -6.654 | -6.8067 | -6.9833 | -7.1384 | -7.2789 | -7.3936 | -7.5428 | -7.7685
CDP5 | TAS | TAS | Mid-merit gas | 0 | 0 | 0 | 0 | 0 | 0 | 0 | 0 | 0 | 0 | 0 | 0 | 0 | 0 | 0 | 0 | 0 | 0 | 0 | 0 | 0 | 0 | 0 | 0 | 0 | 0 | 0 | 0
CDP5 | TAS | TAS | Flexible gas with CCS | 0 | 0 | 0 | 0 | 0 | 0 | 0 | 0 | 0 | 0 | 0 | 0 | 0 | 0 | 0 | 0 | 0 | 0 | 0 | 0 | 0 | 0 | 0 | 0 | 0 | 0 | 0 | 0
CDP5 | TAS | TAS | Flexible gas | 0 | 0 | 5.4e-10 | 0 | 0 | 0 | 2.0685e-07 | 1.5597e-06 | 5.6127e-06 | 0.21781 | 0.17055 | 2.3808e-06 | 1.1768e-06 | 0.93043 | 1.015e-06 | 0.18688 | 0.82622 | 2.9051 | 1.0128 | 3.6355 | 1.6791 | 5.1736e-07 | 1.5419e-06 | 8.7538e-07 | 3.5328 | 8.1392e-07 | 5.3265e-07 | 1.1359e-06
CDP5 | TAS | TAS | Hydro | 8887.2723 | 9653.1629 | 6787.9234 | 6678.3067 | 6198.1934 | 5821.2013 | 7899.3082 | 8471.0128 | 7441.5353 | 8609.6263 | 8654.2736 | 7766.6602 | 7802.651 | 7213.6755 | 8404.3703 | 8342.9262 | 7689.0826 | 7602.9698 | 8422.3052 | 6494.6776 | 8992.2121 | 8536.5637 | 7058.3787 | 8013.9944 | 7459.8208 | 7958.9616 | 8659.1054 | 7127.2484
CDP5 | TAS | TAS | Utility storage | 0 | 0 | 0 | 3.0934e-05 | 3.61e-05 | 4.2007e-05 | 6.5908e-05 | 9.5223e-05 | 0.00019206 | 0.00021728 | 0.0001838 | 0.00019375 | 0.00021895 | 0.00024259 | 0.00027319 | 0.0003116 | 23.4471 | 24.2494 | 403.8876 | 1037.7947 | 1942.4812 | 1789.8141 | 2144.1395 | 2078.5472 | 2077.1486 | 2045.0293 | 2027.5636 | 2055.8295
CDP5 | TAS | TAS | Coordinated CER storage | 2.5735 | 3.535 | 4.6055 | 5.9587 | 7.4178 | 9.2995 | 10.6811 | 12.1217 | 14.0067 | 16.0507 | 18.3796 | 21.3057 | 24.4823 | 28.4506 | 33.1232 | 38.1504 | 42.4416 | 47.995 | 51.5541 | 58.6683 | 60.4035 | 66.1644 | 77.989 | 85.3495 | 94.4047 | 97.4343 | 104.1946 | 112.4894
CDP5 | TAS | TAS | Passive CER storage | 6.2553 | 6.8442 | 7.491 | 8.1837 | 8.8138 | 9.6277 | 10.5227 | 11.3683 | 12.1904 | 13.1008 | 14.0214 | 15.0123 | 15.866 | 16.9658 | 17.9051 | 18.9456 | 19.7579 | 20.3609 | 21.0618 | 21.7684 | 22.4051 | 23.1637 | 23.9385 | 24.7927 | 25.5449 | 25.8603 | 26.7151 | 27.6923
CDP5 | TAS | TAS | Offshore wind | 0 | 0 | 0 | 0 | 0 | 0 | 0 | 0 | 0 | 0 | 0 | 0 | 0 | 0 | 0 | 0 | 0 | 0 | 0 | 0 | 0 | 0 | 0 | 0 | 0 | 0 | 0 | 0
CDP5 | TAS | TAS | Wind | 1975.3545 | 2174.8077 | 3998.3923 | 4688.0599 | 5370.3266 | 6033.8469 | 6517.9024 | 7009.5467 | 7503.4539 | 7996.5651 | 8491.4883 | 8992.5145 | 9505.1035 | 10021.8942 | 10538.9463 | 11055.6864 | 9060.4192 | 8979.2814 | 8739.238 | 9278.1791 | 9290.2863 | 9467.9745 | 9127.4279 | 9539.7306 | 9161.6028 | 8885.953 | 8383.2106 | 8360.3199
CDP5 | TAS | TAS | Utility solar | 0 | 0 | 0 | 0 | 0 | 0 | 0 | 0 | 0 | 0 | 0 | 0 | 0 | 0 | 0 | 0 | 0 | 0 | 0 | 0 | 0 | 0 | 0 | 0 | 0 | 0 | 0 | 0
CDP5 | TAS | TAS | Distributed PV | 307.0088 | 319.0286 | 332.2165 | 365.6975 | 409.1203 | 455.4526 | 495.5483 | 526.8219 | 558.336 | 589.4338 | 618.6881 | 640.645 | 653.5031 | 660.943 | 668.1315 | 674.4542 | 680.7325 | 686.9651 | 694.1811 | 700.6574 | 706.8726 | 713.1019 | 720.4898 | 727.215 | 733.6596 | 740.0857 | 747.7693 | 754.9122
CDP5 | TAS | TAS | Other renewable fuels | 0 | 0 | 0 | 0 | 0 | 0 | 0 | 0 | 0 | 0 | 0 | 0 | 0 | 0 | 0 | 0 | 0 | 0 | 0 | 0 | 0 | 0 | 0 | 0 | 0 | 0 | 0 | 0
CDP5 | TAS | TAS | DSP | 5.7658e-07 | 5.6287e-07 | 5.9872e-07 | 5.8372e-07 | 6.0969e-07 | 6.427e-07 | 7.7881e-07 | 1.3027e-06 | 1.6778e-06 | 0.077501 | 0.1325 | 1.7526e-06 | 1.6685e-06 | 0.030002 | 0.4525 | 0.2475 | 2.785 | 0.7275 | 0.49 | 0.7825 | 0.3575 | 1.1814e-06 | 0.2175 | 1.4613e-06 | 0.69 | 1.8013e-06 | 2.5525 | 1.265
CDP5 | TAS | TAS | Utility storage load | 0 | 0 | 0 | -3.6407e-05 | -4.2452e-05 | -4.9462e-05 | -8.409e-05 | -0.00012293 | -0.00024549 | -0.00028153 | -0.00023459 | -0.00024834 | -0.00028007 | -0.0003089 | -0.00035088 | -0.00039962 | -30.823 | -32.1301 | -536.2875 | -1373.0542 | -2543.3104 | -2367.9794 | -2788.1623 | -2773.438 | -2694.5827 | -2693.626 | -2671.6654 | -2738.6482
CDP5 | TAS | TAS | Coordinated CER storage load | -2.5735 | -3.535 | -4.6055 | -5.9587 | -7.4178 | -9.3052 | -10.6988 | -12.208 | -14.2086 | -16.4511 | -18.9384 | -22.2793 | -25.8967 | -30.6347 | -36.2293 | -42.3815 | -47.585 | -54.5031 | -58.7691 | -67.773 | -69.0418 | -76.4698 | -91.6461 | -101.2432 | -112.5334 | -115.9215 | -124.5375 | -135.8646
CDP5 | TAS | TAS | Passive CER storage load | -7.4092 | -8.08 | -8.839 | -9.6052 | -10.3749 | -11.3443 | -12.3431 | -13.3696 | -14.321 | -15.3464 | -16.5077 | -17.6666 | -18.6487 | -19.9309 | -21.017 | -22.1822 | -23.2833 | -23.8808 | -24.7761 | -25.5422 | -26.2799 | -27.2697 | -28.1878 | -29.1395 | -30.0052 | -30.3481 | -31.2962 | -32.5547
CDP6 | NSW | NNSW | Black coal | 0 | 0 | 0 | 0 | 0 | 0 | 0 | 0 | 0 | 0 | 0 | 0 | 0 | 0 | 0 | 0 | 0 | 0 | 0 | 0 | 0 | 0 | 0 | 0 | 0 | 0 | 0 | 0
CDP6 | NSW | NNSW | Mid-merit gas | 0 | 0 | 0 | 0 | 0 | 0 | 0 | 0 | 0 | 0 | 0 | 0 | 0 | 0 | 0 | 0 | 0 | 0 | 0 | 0 | 0 | 0 | 0 | 0 | 0 | 0 | 0 | 0
CDP6 | NSW | NNSW | Flexible gas with CCS | 0 | 0 | 0 | 0 | 0 | 0 | 0 | 0 | 0 | 0 | 0 | 0 | 0 | 0 | 0 | 0 | 0 | 0 | 0 | 0 | 0 | 0 | 0 | 0 | 0 | 0 | 0 | 0
CDP6 | NSW | NNSW | Flexible gas | 0 | 0 | 0 | 0 | 0 | 0 | 0 | 0 | 0 | 0 | 0 | 0 | 0 | 0 | 0 | 0 | 0 | 0 | 0 | 0 | 0 | 0 | 0 | 0 | 0 | 0 | 0 | 0
CDP6 | NSW | NNSW | Hydro | 0 | 0 | 0 | 0 | 0 | 0 | 0 | 0 | 0 | 0 | 0 | 0 | 0 | 0 | 0 | 0 | 0 | 0 | 0 | 0 | 0 | 0 | 0 | 0 | 0 | 0 | 0 | 0
CDP6 | NSW | NNSW | Utility storage | 3.9389 | 15.4374 | 447.0996 | 884.7589 | 1348.8738 | 2615.0316 | 1898.9263 | 1918.0118 | 2090.9057 | 2102.4175 | 2212.2956 | 2288.2699 | 2309.3987 | 2508.0585 | 2474.6314 | 2393.8547 | 2216.2567 | 2234.8522 | 2372.5856 | 2497.4856 | 4640.1759 | 4712.6627 | 4052.5576 | 5094.8313 | 4892.0219 | 5521.0192 | 5379.2601 | 6518.1108
CDP6 | NSW | NNSW | Coordinated CER storage | 8.8368 | 11.2051 | 14.0399 | 16.9344 | 20.3869 | 24.1064 | 27.6319 | 31.7982 | 36.5144 | 42.4942 | 49.7397 | 58.6551 | 67.2749 | 78.6544 | 88.6902 | 99.0782 | 108.3037 | 118.1996 | 132.468 | 153.122 | 159.9491 | 180.1225 | 207.9057 | 226.4692 | 249.7431 | 268.9541 | 274.6189 | 295.8231
CDP6 | NSW | NNSW | Passive CER storage | 18.167 | 19.7177 | 21.1384 | 22.4275 | 23.7008 | 25.0701 | 27.3635 | 29.2103 | 31.0205 | 33.1586 | 35.2223 | 37.5763 | 39.7724 | 41.8629 | 44.1078 | 46.4927 | 48.0454 | 50.12 | 51.7116 | 53.3755 | 55.0278 | 56.7506 | 58.6569 | 61.0185 | 62.4544 | 63.5 | 65.5099 | 67.3883
CDP6 | NSW | NNSW | Offshore wind | 0 | 0 | 0 | 0 | 0 | 0 | 0 | 0 | 0 | 0 | 0 | 0 | 0 | 0 | 0 | 0 | 0 | 0 | 0 | 0 | 0 | 0 | 0 | 0 | 0 | 0 | 0 | 0
CDP6 | NSW | NNSW | Wind | 1305.7689 | 1100.5655 | 1926.0673 | 2156.3756 | 2192.4279 | 10777.5653 | 11540.4263 | 10611.8579 | 11120.0855 | 10312.5819 | 12409.6712 | 12276.2174 | 12173.6999 | 12510.3783 | 12543.2389 | 12061.7497 | 14436.0776 | 19322.2614 | 22554.0369 | 21685.3044 | 23567.2548 | 21417.3109 | 22073.5067 | 21127.6161 | 22173.4748 | 21979.0585 | 21462.657 | 22784.9415
CDP6 | NSW | NNSW | Utility solar | 1715.9219 | 2165.5491 | 2325.5318 | 2250.1219 | 2378.2068 | 3370.2609 | 2962.8648 | 3149.0888 | 3522.0298 | 3632.432 | 3864.0323 | 4104.5764 | 3773.4814 | 4071.84 | 4053.5118 | 3873.3517 | 3763.5093 | 6443.1604 | 6817.9202 | 8958.8616 | 7776.9132 | 8319.3219 | 8878.1373 | 9144.1328 | 8761.6087 | 9283.1422 | 8764.6742 | 10122.6654
CDP6 | NSW | NNSW | Distributed PV | 1271.6546 | 1294.9489 | 1311.4241 | 1367.595 | 1455.6654 | 1546.1493 | 1624.3869 | 1687.2326 | 1737.479 | 1785.259 | 1826.8007 | 1862.6349 | 1883.9388 | 1905.6539 | 1925.5478 | 1947.8463 | 1965.8985 | 1986.5372 | 2009.2374 | 2037.7628 | 2057.9774 | 2077.2502 | 2099.9079 | 2127.0346 | 2148.3108 | 2170.1747 | 2198.1127 | 2230.421
CDP6 | NSW | NNSW | Other renewable fuels | 0 | 0 | 0 | 0 | 0 | 0 | 0 | 0 | 0 | 0 | 0 | 0 | 0 | 0 | 0 | 0 | 0 | 0 | 0 | 0 | 0 | 0 | 0 | 0 | 0 | 0 | 445.7058 | 285.9866
CDP6 | NSW | NNSW | DSP | 0 | 0 | 0 | 0 | 0 | 0 | 0 | 0 | 0 | 0 | 0 | 0 | 0 | 0 | 0 | 0 | 0 | 0 | 0 | 0 | 0 | 0 | 0 | 0 | 0 | 0 | 0 | 0
CDP6 | NSW | NNSW | Utility storage load | -4.6477 | -18.3779 | -538.8183 | -1058.8137 | -1613.736 | -3141.9444 | -2283.6089 | -2314.3322 | -2507.6887 | -2537.3824 | -2659.4125 | -2746.2399 | -2777.4335 | -3016.3921 | -2985.0915 | -2870.6873 | -2665.5835 | -2687.8963 | -2853.5946 | -3011.3601 | -5840.1435 | -5937.9008 | -5125.5642 | -6573.8378 | -6239.6458 | -7222.4918 | -6980.795 | -8538.2252
CDP6 | NSW | NNSW | Coordinated CER storage load | -8.8368 | -11.2051 | -14.0439 | -16.9409 | -20.3766 | -24.1064 | -27.8552 | -32.3772 | -37.5534 | -44.4228 | -52.7827 | -63.4411 | -73.719 | -87.8232 | -100.0128 | -112.0396 | -123.0377 | -134.787 | -153.1388 | -179.9057 | -186.5174 | -213.0439 | -249.2495 | -272.8112 | -302.9341 | -327.3001 | -333.5698 | -362.405
CDP6 | NSW | NNSW | Passive CER storage load | -21.5306 | -23.3997 | -25.0516 | -26.5991 | -28.1174 | -29.7514 | -32.3942 | -34.6342 | -36.8836 | -39.2441 | -41.7975 | -44.5888 | -47.2409 | -49.663 | -52.439 | -55.0147 | -57.0178 | -59.3353 | -61.388 | -63.312 | -65.2137 | -67.3475 | -69.6038 | -72.2527 | -74.0459 | -75.4951 | -77.5117 | -80.0111
CDP6 | NSW | CNSW | Black coal | 23972.8035 | 25581.0259 | 21872.67 | 19904.5166 | 18307.0306 | 6184.7052 | 6403.3515 | 9116.2494 | 9515.8856 | 7824.2306 | 9061.8571 | 9419.3146 | 8460.3938 | 7729.7342 | 5984.169 | 7122.5612 | 0 | 0 | 0 | 0 | 0 | 0 | 0 | 0 | 0 | 0 | 0 | 0
CDP6 | NSW | CNSW | Mid-merit gas | 0 | 0 | 0 | 0 | 0 | 0 | 0 | 0 | 0 | 0 | 0 | 0 | 0 | 0 | 0 | 0 | 0 | 0 | 0 | 0 | 0 | 0 | 0 | 0 | 0 | 0 | 0 | 0
CDP6 | NSW | CNSW | Flexible gas with CCS | 0 | 0 | 0 | 0 | 0 | 0 | 0 | 0 | 0 | 0 | 0 | 0 | 0 | 0 | 0 | 0 | 0 | 0 | 0 | 0 | 0 | 0 | 0 | 0 | 0 | 0 | 0 | 0
CDP6 | NSW | CNSW | Flexible gas | 0 | 0 | 0 | 0 | 0 | 0 | 0 | 0 | 0 | 0 | 0 | 0 | 0 | 0 | 0 | 0 | 0 | 0 | 0 | 0 | 0 | 0 | 0 | 0 | 0 | 0 | 0 | 0
CDP6 | NSW | CNSW | Hydro | 0 | 0 | 0 | 0 | 0 | 0 | 0 | 0 | 0 | 0 | 0 | 0 | 0 | 0 | 0 | 0 | 0 | 0 | 0 | 0 | 0 | 0 | 0 | 0 | 0 | 0 | 0 | 0
CDP6 | NSW | CNSW | Utility storage | 462.6126 | 1129.546 | 1337.0428 | 2528.8955 | 3975.4965 | 5748.2617 | 3529.751 | 3461.4223 | 3387.8556 | 3482.5295 | 3589.1243 | 3613.9107 | 4059.9803 | 4542.025 | 4231.6075 | 4114.1967 | 3634.158 | 3984.0149 | 4213.6134 | 4241.9207 | 3829.1277 | 3013.509 | 3125.4409 | 2660.9217 | 1799.3636 | 1355.4825 | 1364.2524 | 1442.3567
CDP6 | NSW | CNSW | Coordinated CER storage | 3.7236 | 4.738 | 6.01 | 7.476 | 9.7294 | 10.9668 | 12.8724 | 15.3665 | 16.9333 | 20.2459 | 24.0052 | 29.2162 | 34.7368 | 42.1054 | 46.99 | 53.2016 | 57.416 | 64.6622 | 72.1682 | 84.2804 | 89.3654 | 101.5666 | 118.4076 | 129.764 | 144.869 | 156.9835 | 160.8835 | 175.16
CDP6 | NSW | CNSW | Passive CER storage | 7.627 | 8.3056 | 8.9956 | 9.6657 | 10.2322 | 10.8691 | 11.909 | 12.8093 | 13.6889 | 14.7028 | 15.7482 | 16.8884 | 18.0026 | 19.0507 | 20.185 | 21.411 | 22.266 | 23.3321 | 24.1695 | 25.0093 | 25.8786 | 26.806 | 27.8186 | 29.0444 | 29.8498 | 30.4411 | 31.4814 | 32.4604
CDP6 | NSW | CNSW | Offshore wind | 0 | 0 | 0 | 0 | 0 | 0 | 0 | 0 | 0 | 0 | 0 | 0 | 0 | 0 | 0 | 0 | 0 | 0 | 0 | 0 | 0 | 0 | 0 | 0 | 0 | 0 | 0 | 0
CDP6 | NSW | CNSW | Wind | 1293.4465 | 1927.1086 | 3951.3195 | 5742.8626 | 15349.1025 | 14900.1684 | 15180.0077 | 14129.1852 | 14662.3427 | 13816.2419 | 14518.686 | 14181.3369 | 14066.037 | 14980.4276 | 14752.8811 | 15132.3445 | 14839.1995 | 14766.5353 | 14426.4004 | 13629.893 | 14516.2811 | 13381.1701 | 13576.6636 | 12910.3828 | 13957.45 | 14920.6681 | 14591.803 | 15753.8383
CDP6 | NSW | CNSW | Utility solar | 3629.2842 | 3910.0072 | 5390.4998 | 5175.7665 | 8759.4706 | 9134.1965 | 8036.9688 | 8434.9771 | 9714.0275 | 9696.3685 | 10712.5322 | 10999.1827 | 10507.9523 | 11240.9134 | 11164.3849 | 10792.5143 | 10532.3726 | 9542.9315 | 9933.3975 | 10722.0883 | 9456.7933 | 9866.0757 | 11078.5912 | 14125.8912 | 14492.2508 | 17732.6028 | 17000.3691 | 18130.08
CDP6 | NSW | CNSW | Distributed PV | 805.7252 | 814.9854 | 829.5535 | 870.8455 | 916.2872 | 974.0498 | 1025.6157 | 1072.6831 | 1112.1573 | 1154.5789 | 1186.7008 | 1211.9352 | 1229.1648 | 1252.0861 | 1268.2638 | 1286.3269 | 1301.3111 | 1324.9373 | 1342.737 | 1359.4079 | 1373.0091 | 1398.259 | 1414.9644 | 1434.2131 | 1452.1522 | 1478.3848 | 1498.0146 | 1518.8237
CDP6 | NSW | CNSW | Other renewable fuels | 0 | 0 | 0 | 0 | 0 | 0 | 0 | 0 | 0 | 0 | 0 | 0 | 0 | 0 | 0 | 0 | 0 | 0 | 0 | 0 | 0 | 0 | 0 | 0 | 0 | 161.0887 | 447.46 | 284.9981
CDP6 | NSW | CNSW | DSP | 0 | 0 | 0 | 0 | 0 | 0 | 0 | 0 | 0 | 0 | 0 | 0 | 0 | 0 | 0 | 0 | 0 | 0 | 0 | 0 | 0 | 0 | 0 | 0 | 0 | 0 | 0 | 0
CDP6 | NSW | CNSW | Utility storage load | -659.4238 | -1424.4414 | -1651.3886 | -3019.6024 | -4800.5543 | -6978.1515 | -4280.2453 | -4204.7405 | -4100.0309 | -4251.6992 | -4331.4205 | -4386.1137 | -4967.8307 | -5531.71 | -5157.4197 | -5018.7623 | -4442.5628 | -4865.1238 | -5177.7015 | -5202.2698 | -4679.1069 | -3701.598 | -3877.1386 | -3366.1101 | -2314.2673 | -1798.3703 | -1842.3679 | -1938.1985
CDP6 | NSW | CNSW | Coordinated CER storage load | -3.7236 | -4.738 | -6.0117 | -7.4788 | -9.7303 | -10.9615 | -13.0248 | -15.758 | -17.6375 | -21.5328 | -25.9175 | -32.3232 | -39.0586 | -48.248 | -54.4734 | -61.7379 | -66.9662 | -75.9312 | -85.767 | -102.0938 | -107.438 | -124.0193 | -146.1147 | -161.1012 | -180.6571 | -196.6326 | -201.2861 | -220.5755
CDP6 | NSW | CNSW | Passive CER storage load | -9.0391 | -9.8566 | -10.6609 | -11.4635 | -12.1389 | -12.8986 | -14.0985 | -15.1877 | -16.2762 | -17.4011 | -18.6881 | -20.0401 | -21.3832 | -22.6003 | -23.9976 | -25.3356 | -26.4242 | -27.622 | -28.6922 | -29.6652 | -30.6689 | -31.8114 | -33.0103 | -34.3918 | -35.3899 | -36.1914 | -37.2489 | -38.5407
CDP6 | NSW | SNSW | Black coal | 0 | 0 | 0 | 0 | 0 | 0 | 0 | 0 | 0 | 0 | 0 | 0 | 0 | 0 | 0 | 0 | 0 | 0 | 0 | 0 | 0 | 0 | 0 | 0 | 0 | 0 | 0 | 0
CDP6 | NSW | SNSW | Mid-merit gas | 0 | 0 | 0 | 0 | 0 | 0 | 0 | 0 | 0 | 0 | 0 | 0 | 0 | 0 | 0 | 0 | 0 | 0 | 0 | 0 | 0 | 0 | 0 | 0 | 0 | 0 | 0 | 0
CDP6 | NSW | SNSW | Flexible gas with CCS | 0 | 0 | 0 | 0 | 0 | 0 | 0 | 0 | 0 | 0 | 0 | 0 | 0 | 0 | 0 | 0 | 0 | 0 | 0 | 0 | 0 | 0 | 0 | 0 | 0 | 0 | 0 | 0
CDP6 | NSW | SNSW | Flexible gas | 0 | 3.28e-09 | 2.1055e-08 | 7.22e-08 | 1.3621 | 5.451e-07 | 8.2314 | 8.1695e-07 | 1.0272e-06 | 1.6383e-06 | 0.75764 | 1.5551e-06 | 1.9592 | 1.8523e-06 | 5.5797e-07 | 1.0012e-06 | 2.7283 | 12.9379 | 0.28425 | 22.7171 | 0 | 0 | 0 | 0 | 0 | 0 | 0 | 0
CDP6 | NSW | SNSW | Hydro | 2795.9796 | 1140.9768 | 1590.0908 | 4912.0741 | 3871.9236 | 6466.458 | 2225.6784 | 2136.384 | 2755.4703 | 3503.6793 | 3448.3038 | 3089.9564 | 3615.667 | 2522.3789 | 2351.8068 | 2767.207 | 3881.7959 | 3342.1258 | 2961.5384 | 3114.9789 | 2406.4973 | 3059.7379 | 3005.6465 | 3116.9053 | 3171.4331 | 2683.7514 | 3384.4234 | 2449.7088
CDP6 | NSW | SNSW | Utility storage | 223.4679 | 322.5639 | 326.617 | 390.2729 | 944.0027 | 2179.5362 | 5392.0367 | 4894.2059 | 4959.2727 | 5397.075 | 5122.0657 | 5056.1012 | 5642.0836 | 5820.179 | 5806.6191 | 5701.7763 | 5704.4078 | 5738.0065 | 5874.3727 | 5491.1741 | 5736.4666 | 5090.1675 | 5630.1655 | 5454.6248 | 5511.1549 | 5505.366 | 5851.1588 | 5670.1785
CDP6 | NSW | SNSW | Coordinated CER storage | 7.4493 | 9.5539 | 12.1517 | 15.0301 | 18.379 | 22.1282 | 25.3755 | 29.2237 | 33.6611 | 39.1028 | 45.5063 | 53.6526 | 62.0427 | 72.7452 | 82.7073 | 92.6046 | 102.4279 | 113.7069 | 126.4178 | 147.8595 | 160.7887 | 178.0431 | 205.7935 | 225.1267 | 251.109 | 272.5675 | 280.825 | 304.4717
CDP6 | NSW | SNSW | Passive CER storage | 15.3225 | 16.8139 | 18.2962 | 19.9476 | 21.4747 | 23.0167 | 25.293 | 27.1321 | 28.9755 | 31.0951 | 33.189 | 35.5698 | 37.8779 | 40.0969 | 42.4832 | 44.9811 | 46.6541 | 48.8145 | 50.5218 | 52.2984 | 54.1283 | 56.0857 | 58.256 | 60.8935 | 62.5963 | 63.9327 | 66.2023 | 68.3467
CDP6 | NSW | SNSW | Offshore wind | 0 | 0 | 0 | 0 | 0 | 0 | 0 | 0 | 0 | 0 | 0 | 0 | 0 | 0 | 0 | 0 | 0 | 0 | 0 | 0 | 0 | 0 | 0 | 0 | 0 | 0 | 0 | 0
CDP6 | NSW | SNSW | Wind | 5481.2989 | 5963.3343 | 7206.1318 | 9210.1253 | 9089.3889 | 8447.0809 | 8668.9769 | 8322.8692 | 8410.4288 | 8798.2789 | 8104.0883 | 8453.8542 | 8058.6203 | 8578.6181 | 8374.5389 | 8534.8526 | 8022.5577 | 7834.5434 | 7805.9316 | 6385.6531 | 6764.9552 | 5703.733 | 5346.1666 | 5525.8991 | 4165.9247 | 4399.896 | 4143.146 | 4526.3699
CDP6 | NSW | SNSW | Utility solar | 4558.941 | 5484.5507 | 6113.2785 | 7474.3397 | 7443.4231 | 7710.1238 | 6969.9099 | 7434.9703 | 7856.0169 | 7418.9802 | 7722.8904 | 7703.0538 | 7269.2557 | 7720.3051 | 7514.7177 | 7421.3386 | 7329.9747 | 6813.7979 | 6760.2664 | 9030.733 | 9219.7269 | 9638.7765 | 9809.8678 | 9037.286 | 10294.5273 | 9646.1869 | 7762.8613 | 8139.3667
CDP6 | NSW | SNSW | Distributed PV | 1286.0905 | 1322.7575 | 1362.6526 | 1446.0263 | 1540.5536 | 1647.4287 | 1745.6243 | 1832.1643 | 1910.3635 | 1990.2647 | 2054.8207 | 2113.8626 | 2159.1101 | 2205.4714 | 2245.1143 | 2285.7319 | 2320.1221 | 2364.8685 | 2403.0178 | 2443.7 | 2479.7929 | 2528.6708 | 2571.5307 | 2617.0872 | 2653.1877 | 2703.8642 | 2749.1533 | 2797.2701
CDP6 | NSW | SNSW | Other renewable fuels | 0 | 0 | 0 | 0 | 0 | 0 | 0 | 0 | 0 | 0 | 0 | 0 | 0 | 0 | 0 | 0 | 0 | 0 | 0 | 0 | 0 | 0 | 0 | 0 | 0 | 0 | 0 | 0
CDP6 | NSW | SNSW | DSP | 0 | 0 | 0 | 0 | 0 | 0 | 0 | 0 | 0 | 0 | 0 | 0 | 0 | 0 | 0 | 0 | 0 | 0 | 0 | 0 | 0 | 0 | 0 | 0 | 0 | 0 | 0 | 0
CDP6 | NSW | SNSW | Utility storage load | -266.0333 | -385.7384 | -390.757 | -711.1594 | -1558.0227 | -3143.5194 | -6891.3815 | -6616.001 | -6393.6992 | -6908.8511 | -6574.9512 | -6906.1912 | -7077.5292 | -7755.1761 | -7431.3919 | -7807.0908 | -7284.3524 | -7514.7833 | -7532.4369 | -7272.4015 | -7555.006 | -6851.3113 | -7136.6309 | -7357.122 | -6914.3938 | -7546.0824 | -7477.2477 | -7696.8277
CDP6 | NSW | SNSW | Coordinated CER storage load | -7.4493 | -9.5539 | -12.1551 | -15.0267 | -18.3903 | -22.1169 | -25.5259 | -29.6328 | -34.4467 | -40.586 | -47.7577 | -57.4172 | -67.3245 | -80.4253 | -92.441 | -103.7619 | -115.5918 | -129.2729 | -145.2139 | -173.285 | -188.4104 | -210.7879 | -246.3748 | -271.5693 | -304.1998 | -332.0765 | -341.8572 | -373.9005
CDP6 | NSW | SNSW | Passive CER storage load | -18.1594 | -19.9536 | -21.6832 | -23.6578 | -25.4764 | -27.3145 | -29.943 | -32.17 | -34.4521 | -36.8018 | -39.3846 | -42.2078 | -44.9907 | -47.568 | -50.5075 | -53.226 | -55.3667 | -57.7897 | -59.9755 | -62.0344 | -64.1477 | -66.5585 | -69.1281 | -72.1047 | -74.2141 | -76.0095 | -78.331 | -81.149
CDP6 | NSW | SNW | Black coal | 14936.0955 | 9260.1092 | 8540.935 | 8243.9091 | 0 | 0 | 0 | 0 | 0 | 0 | 0 | 0 | 0 | 0 | 0 | 0 | 0 | 0 | 0 | 0 | 0 | 0 | 0 | 0 | 0 | 0 | 0 | 0
CDP6 | NSW | SNW | Mid-merit gas | 528.9786 | 1153.0794 | 705.8329 | 532.5492 | 1327.1866 | 557.1236 | 281.5429 | 848.0791 | 1167.7122 | 1026.3289 | 1217.3831 | 1366.6533 | 1538.4911 | 1028.9105 | 542.1699 | 1152.0716 | 1414.7085 | 1363.2536 | 1508.0307 | 0 | 0 | 0 | 0 | 0 | 0 | 0 | 0 | 0
CDP6 | NSW | SNW | Flexible gas with CCS | 0 | 0 | 0 | 0 | 0 | 0 | 0 | 0 | 0 | 0 | 0 | 0 | 0 | 0 | 0 | 0 | 0 | 0 | 0 | 0 | 0 | 0 | 0 | 0 | 0 | 0 | 0 | 0
CDP6 | NSW | SNW | Flexible gas | 11.1422 | 55.9836 | 18.5442 | 34.9114 | 212.4056 | 222.3929 | 208.9719 | 178.6388 | 34.395 | 471.3233 | 190.2429 | 157.0599 | 637.8556 | 370.8372 | 122.8856 | 220.6479 | 898.1473 | 982.757 | 1105.6647 | 1544.75 | 1402.2339 | 2035.9159 | 2192.245 | 2774.6812 | 1332.3193 | 1106.3455 | 2339.1888 | 1745.3502
CDP6 | NSW | SNW | Hydro | 0 | 0 | 0 | 0 | 0 | 0 | 0 | 0 | 0 | 0 | 0 | 0 | 0 | 0 | 0 | 0 | 0 | 0 | 0 | 0 | 0 | 0 | 0 | 0 | 0 | 0 | 0 | 0
CDP6 | NSW | SNW | Utility storage | 124.172 | 1576.421 | 1436.5814 | 1584.5521 | 2080.08 | 3428.8949 | 2794.4958 | 2811.0822 | 2995.3923 | 3045.291 | 3081.0216 | 3135.9308 | 3273.6334 | 3449.7522 | 3344.4689 | 3352.1965 | 3084.5261 | 3199.8255 | 3451.898 | 3470.3269 | 3167.5929 | 1678.2453 | 1861.0486 | 1884.036 | 1902.496 | 1339.3603 | 1356.2935 | 1392.8549
CDP6 | NSW | SNW | Coordinated CER storage | 35.1479 | 44.983 | 56.6281 | 69.3663 | 84.6779 | 100.8416 | 117.1284 | 136.7767 | 158.8501 | 188.1668 | 222.2643 | 267.6644 | 313.7463 | 378.1524 | 428.784 | 484.8681 | 525.6327 | 584.1807 | 664.1282 | 774.5269 | 806.9833 | 917.3725 | 1089.7506 | 1194.6195 | 1332.0356 | 1440.1016 | 1481.4115 | 1617.4506
CDP6 | NSW | SNW | Passive CER storage | 72.1981 | 79.1669 | 85.245 | 91.9237 | 98.465 | 104.9795 | 114.8156 | 122.5686 | 130.0811 | 138.8145 | 147.4054 | 157.2483 | 166.6163 | 175.6471 | 185.5089 | 195.9892 | 202.8675 | 211.7879 | 218.4927 | 225.3181 | 232.4773 | 240.1037 | 248.6419 | 259.2958 | 266.1282 | 271.3594 | 280.7262 | 289.5094
CDP6 | NSW | SNW | Offshore wind | 0 | 0 | 0 | 0 | 0 | 0 | 0 | 0 | 0 | 0 | 0 | 0 | 0 | 0 | 0 | 0 | 0 | 0 | 0 | 0 | 0 | 0 | 0 | 0 | 0 | 0 | 0 | 0
CDP6 | NSW | SNW | Wind | 0 | 0 | 0 | 0 | 0 | 0 | 0 | 0 | 0 | 0 | 0 | 0 | 0 | 0 | 0 | 0 | 0 | 0 | 0 | 0 | 0 | 0 | 0 | 0 | 0 | 0 | 0 | 0
CDP6 | NSW | SNW | Utility solar | 0 | 0 | 0 | 0 | 0 | 0 | 0 | 0 | 0 | 0 | 0 | 0 | 0 | 0 | 0 | 0 | 0 | 0 | 0 | 0 | 0 | 0 | 0 | 0 | 0 | 0 | 0 | 0
CDP6 | NSW | SNW | Distributed PV | 4711.8926 | 4899.8671 | 5101.4499 | 5464.9574 | 5880.7926 | 6307.2576 | 6705.1023 | 7062.8221 | 7381.5716 | 7671.0896 | 7947.7897 | 8185.5984 | 8342.0996 | 8459.8366 | 8588.8595 | 8727.2997 | 8837.225 | 8945.2228 | 9071.2788 | 9209.3908 | 9321.3523 | 9430.913 | 9560.0224 | 9701.0611 | 9815.0944 | 9930.3552 | 10063.7426 | 10218.7569
CDP6 | NSW | SNW | Other renewable fuels | 0 | 0 | 0 | 0 | 0 | 0 | 0 | 0 | 0 | 0 | 0 | 0 | 0 | 0 | 0 | 0 | 0 | 0 | 0 | 0 | 0 | 0 | 0 | 0 | 0 | 484.0851 | 451.6182 | 288.5967
CDP6 | NSW | SNW | DSP | 5.8478e-07 | 1.8555 | 6.6768e-07 | 9.2958e-07 | 14.8278 | 93.4957 | 39.211 | 1.4279e-06 | 1.5628e-06 | 2.0171e-06 | 11.6081 | 9.9 | 45.279 | 21.2403 | 4.1715 | 11.9789 | 94.5702 | 38.9869 | 8.8725 | 19.4208 | 16.0034 | 1.7325 | 22.155 | 26.8205 | 46.995 | 10.6867 | 110.717 | 89.5117
CDP6 | NSW | SNW | Utility storage load | -147.8239 | -1862.5287 | -1702.1511 | -1876.1121 | -2453.8374 | -4076.8548 | -3319.3509 | -3347.2294 | -3564.0322 | -3624.4486 | -3659.2448 | -3725.9255 | -3893.6056 | -4104.2577 | -3988.7113 | -3977.7859 | -3668.6465 | -3805.6354 | -4112.1662 | -4128.7957 | -3760.2512 | -2013.2389 | -2228.0815 | -2260.3048 | -2276.7209 | -1600.0434 | -1618.631 | -1664.6781
CDP6 | NSW | SNW | Coordinated CER storage load | -35.1479 | -44.983 | -56.644 | -69.3929 | -84.6354 | -100.8726 | -118.5685 | -140.6606 | -165.7426 | -200.6795 | -240.8418 | -297.3205 | -354.4245 | -437.0968 | -500.5703 | -567.8844 | -617.0581 | -690.3595 | -795.5345 | -942.8502 | -975.1665 | -1124.8249 | -1352.0469 | -1490.6132 | -1672.4674 | -1813.5994 | -1863.8401 | -2051.1467
CDP6 | NSW | SNW | Passive CER storage load | -85.5652 | -93.9503 | -101.0255 | -109.0216 | -116.8136 | -124.582 | -135.9242 | -145.3273 | -154.6674 | -164.2906 | -174.9227 | -186.5939 | -197.9037 | -208.3743 | -220.5481 | -231.9133 | -240.7529 | -250.728 | -259.3774 | -267.2642 | -275.51 | -284.9379 | -295.0449 | -307.0351 | -315.5215 | -322.6188 | -332.1569 | -343.7389
CDP6 | QLD | NQ | Black coal | 0 | 0 | 0 | 0 | 0 | 0 | 0 | 0 | 0 | 0 | 0 | 0 | 0 | 0 | 0 | 0 | 0 | 0 | 0 | 0 | 0 | 0 | 0 | 0 | 0 | 0 | 0 | 0
CDP6 | QLD | NQ | Mid-merit gas | 203.2491 | 205.2718 | 17.271 | 13.7483 | 28.5958 | 8.9001 | 17.723 | 8.1813 | 3.5846 | 11.182 | 35.0299 | 28.9999 | 47.2913 | 45.9014 | 27.9775 | 123.0669 | 200.8584 | 141.1273 | 147.3112 | 126.3791 | 148.5674 | 87.4843 | 0 | 0 | 0 | 0 | 0 | 0
CDP6 | QLD | NQ | Flexible gas with CCS | 0 | 0 | 0 | 0 | 0 | 0 | 0 | 0 | 0 | 0 | 0 | 0 | 0 | 0 | 0 | 0 | 0 | 0 | 0 | 0 | 0 | 0 | 0 | 0 | 0 | 0 | 0 | 0
CDP6 | QLD | NQ | Flexible gas | 0 | 0 | 0 | 0 | 0 | 0 | 0 | 0 | 0 | 0 | 1.02e-09 | 1.0522 | 0.50908 | 2.725e-09 | 0 | 0.20955 | 1.4595e-08 | 0.78821 | 4.91e-09 | 8.595e-09 | 0 | 0 | 0 | 0 | 0 | 0 | 0 | 0
CDP6 | QLD | NQ | Hydro | 309.1896 | 160.8939 | 232.3698 | 232.7106 | 185.1137 | 279.7378 | 299.4566 | 248.6631 | 214.1129 | 253.0374 | 199.9267 | 127.239 | 181.5262 | 76.7658 | 165.0364 | 80.9464 | 93.5647 | 114.9704 | 0 | 0 | 0 | 0 | 0 | 0 | 0 | 0 | 0 | 0
CDP6 | QLD | NQ | Utility storage | 224.1646 | 463.621 | 568.7647 | 517.2411 | 561.0792 | 837.7668 | 692.0092 | 687.9832 | 595.3229 | 785.5106 | 756.3448 | 780.6423 | 835.3111 | 851.6496 | 838.2282 | 835.8415 | 806.2474 | 822.9936 | 832.9981 | 860.4933 | 821.7184 | 832.1825 | 517.1686 | 558.5482 | 884.2664 | 987.5079 | 981.0468 | 987.989
CDP6 | QLD | NQ | Coordinated CER storage | 3.7027 | 4.8309 | 6.118 | 7.6949 | 9.5244 | 11.6661 | 13.7591 | 16.3827 | 18.7202 | 23.0337 | 27.1648 | 32.9802 | 38.6917 | 44.8896 | 52.3178 | 58.6559 | 64.7561 | 72.6193 | 82.8433 | 94.1922 | 100.9048 | 113.155 | 129.121 | 141.9469 | 156.179 | 174.0466 | 179.3944 | 188.016
CDP6 | QLD | NQ | Passive CER storage | 7.8983 | 8.9015 | 9.8572 | 10.8967 | 11.9899 | 13.0913 | 14.6095 | 15.9655 | 17.2986 | 18.8163 | 20.3749 | 22.1566 | 23.8494 | 25.5681 | 27.3346 | 29.213 | 30.5814 | 32.1658 | 33.4967 | 34.9698 | 36.3326 | 37.8586 | 39.5466 | 41.5898 | 43.035 | 44.1319 | 45.8801 | 47.4763
CDP6 | QLD | NQ | Offshore wind | 0 | 0 | 0 | 0 | 0 | 0 | 0 | 0 | 0 | 0 | 0 | 0 | 0 | 0 | 0 | 0 | 0 | 0 | 0 | 0 | 0 | 0 | 0 | 0 | 0 | 0 | 0 | 0
CDP6 | QLD | NQ | Wind | 1062.1262 | 1033.7914 | 1063.3954 | 5257.7454 | 6163.4738 | 8890.1154 | 8391.0881 | 8947.0784 | 9378.4349 | 10058.759 | 9609.2854 | 9052.6632 | 10109.8115 | 10622.7738 | 10744.4748 | 10159.4535 | 9948.8088 | 9375.9783 | 9468.8288 | 10714.9848 | 11185.9814 | 11636.3968 | 11789.2848 | 12020.1198 | 11460.1567 | 10820.667 | 11587.7209 | 12393.3019
CDP6 | QLD | NQ | Utility solar | 1299.189 | 1395.0639 | 1290.8848 | 1273.5187 | 1199.3594 | 1014.6809 | 1028.0869 | 1176.8966 | 1288.0361 | 1180.3917 | 1262.9893 | 1282.6032 | 1205.2668 | 1119.4702 | 1121.3854 | 1181.4337 | 1121.9674 | 1595.3936 | 1422.81 | 1191.2855 | 1012.8436 | 1124.0511 | 1087.6578 | 813.2218 | 847.8933 | 1521.1387 | 1271.0692 | 1254.751
CDP6 | QLD | NQ | Distributed PV | 890.6838 | 933.0996 | 966.2641 | 1008.0842 | 1073.5389 | 1130.3381 | 1177.689 | 1223.6016 | 1257.4637 | 1292.358 | 1322.4242 | 1351.3797 | 1366.6988 | 1386.523 | 1406.3077 | 1427.8995 | 1446.4485 | 1469.534 | 1490.6694 | 1518.8556 | 1536.7492 | 1560.7993 | 1584.1359 | 1613.9356 | 1633.642 | 1662.3734 | 1692.196 | 1728.5245
CDP6 | QLD | NQ | Other renewable fuels | 0 | 0 | 0 | 0 | 0 | 0 | 0 | 0 | 0 | 0 | 0 | 0 | 0 | 0 | 0 | 0 | 0 | 0 | 0 | 0 | 0 | 0 | 0 | 0 | 0 | 0 | 0 | 0
CDP6 | QLD | NQ | DSP | 0 | 0 | 0 | 0 | 0 | 0 | 0 | 0 | 0 | 0 | 0 | 0 | 0 | 0 | 0 | 0 | 0 | 0 | 0 | 0 | 0 | 0 | 0 | 0 | 0 | 0 | 0 | 0
CDP6 | QLD | NQ | Utility storage load | -281.8218 | -584.6612 | -709.3897 | -672.3763 | -783.8191 | -1348.795 | -896.5805 | -877.8047 | -751.6786 | -1017.916 | -974.6797 | -989.1793 | -1106.8726 | -1124.2189 | -1099.0145 | -1089.8861 | -1061.4272 | -1077.8684 | -1094.5075 | -1138.9226 | -1151.168 | -1155.4988 | -818.7537 | -909.7678 | -1295.1154 | -1418.102 | -1426.8941 | -1467.3377
CDP6 | QLD | NQ | Coordinated CER storage load | -3.7027 | -4.8309 | -6.1217 | -7.6958 | -9.5198 | -11.6661 | -13.9278 | -16.8041 | -19.2265 | -24.3773 | -29.1222 | -36.0439 | -42.9668 | -50.2737 | -59.4996 | -66.7637 | -74.0605 | -83.8028 | -96.663 | -111.4048 | -118.7859 | -134.408 | -154.977 | -171.0125 | -189.2726 | -212.2899 | -218.7247 | -229.904
CDP6 | QLD | NQ | Passive CER storage load | -9.0958 | -10.2402 | -11.3564 | -12.5167 | -13.7673 | -15.0267 | -16.7301 | -18.3385 | -19.8913 | -21.5543 | -23.4129 | -25.4463 | -27.3352 | -29.3526 | -31.3736 | -33.392 | -35.0567 | -36.7595 | -38.3701 | -40.0687 | -41.5473 | -43.3666 | -45.2576 | -47.4699 | -49.2828 | -50.516 | -52.2872 | -54.2445
CDP6 | QLD | GG | Black coal | 2943.36 | 2951.3564 | 2967.1149 | 1799.5557 | 1807.1495 | 1491.2881 | 645.5703 | 0 | 0 | 0 | 0 | 0 | 0 | 0 | 0 | 0 | 0 | 0 | 0 | 0 | 0 | 0 | 0 | 0 | 0 | 0 | 0 | 0
CDP6 | QLD | GG | Mid-merit gas | 790.803 | 868.8509 | 832.3193 | 841.7347 | 842.0008 | 829.8622 | 26.9741 | 12.1727 | 45.27 | 101.091 | 130.5244 | 140.3903 | 315.3203 | 233.3588 | 157.8314 | 376.6262 | 469.5539 | 349.4977 | 384.7414 | 402.2145 | 347.746 | 291.7719 | 304.6669 | 285.7604 | 229.2201 | 190.3204 | 0 | 0
CDP6 | QLD | GG | Flexible gas with CCS | 0 | 0 | 0 | 0 | 0 | 0 | 0 | 0 | 0 | 0 | 0 | 0 | 0 | 0 | 0 | 0 | 0 | 0 | 0 | 0 | 0 | 0 | 0 | 0 | 0 | 0 | 0 | 0
CDP6 | QLD | GG | Flexible gas | 0 | 0 | 0 | 0 | 0 | 0 | 2.1654e-07 | 2.31e-07 | 7.004e-07 | 8.9243e-06 | 1.5083e-05 | 1.4438e-05 | 3.4406e-05 | 2.415e-05 | 8.3936e-06 | 1.814e-05 | 4.2622e-05 | 2.8074e-05 | 2.6632e-05 | 2.6771e-05 | 2.3975e-05 | 1.066e-05 | 3.2399e-05 | 2.6828e-05 | 2.0744e-05 | 1.1527e-05 | 4.7422e-05 | 4.592e-05
CDP6 | QLD | GG | Hydro | 0 | 0 | 0 | 0 | 0 | 0 | 0 | 0 | 0 | 0 | 0 | 0 | 0 | 0 | 0 | 0 | 0 | 0 | 0 | 0 | 0 | 0 | 0 | 0 | 0 | 0 | 0 | 0
CDP6 | QLD | GG | Utility storage | 0 | 42.9253 | 95.0479 | 114.2874 | 109.6885 | 419.3465 | 234.8967 | 210.0042 | 155.8066 | 214.4444 | 214.6647 | 219.5215 | 259.4868 | 274.7715 | 251.3848 | 264.3112 | 235.9172 | 239.5132 | 285.6282 | 270.9807 | 212.1481 | 83.55 | 89.5591 | 110.8729 | 115.158 | 491.2056 | 491.1772 | 974.11
CDP6 | QLD | GG | Coordinated CER storage | 0.20228 | 0.26614 | 0.33637 | 0.42495 | 0.52165 | 0.654 | 0.80094 | 0.99623 | 1.1358 | 1.5286 | 1.8339 | 2.3764 | 2.8655 | 3.4383 | 4.0865 | 4.607 | 5.0835 | 5.8166 | 6.9047 | 7.8706 | 8.1451 | 9.5833 | 10.7939 | 12.0471 | 13.9332 | 15.9048 | 16.2479 | 16.8266
CDP6 | QLD | GG | Passive CER storage | 0.43375 | 0.49115 | 0.5429 | 0.6111 | 0.66737 | 0.73538 | 0.82193 | 0.90112 | 0.98625 | 1.0827 | 1.1807 | 1.2893 | 1.3971 | 1.5064 | 1.6163 | 1.7374 | 1.8244 | 1.9283 | 2.0181 | 2.1123 | 2.2029 | 2.3052 | 2.4175 | 2.547 | 2.6413 | 2.7129 | 2.8267 | 2.9272
CDP6 | QLD | GG | Offshore wind | 0 | 0 | 0 | 0 | 0 | 0 | 0 | 0 | 0 | 0 | 0 | 0 | 0 | 0 | 0 | 0 | 0 | 0 | 0 | 0 | 0 | 0 | 0 | 0 | 0 | 0 | 0 | 0
CDP6 | QLD | GG | Wind | 0 | 0 | 0 | 0 | 0 | 0 | 0 | 0 | 0 | 0 | 0 | 0 | 0 | 0 | 0 | 0 | 0 | 0 | 0 | 0 | 0 | 0 | 0 | 0 | 0 | 0 | 0 | 0
CDP6 | QLD | GG | Utility solar | 0 | 0 | 0 | 0 | 0 | 0 | 0 | 0 | 0 | 0 | 0 | 0 | 0 | 0 | 0 | 0 | 0 | 0 | 0 | 0 | 0 | 0 | 0 | 0 | 0 | 0 | 0 | 0
CDP6 | QLD | GG | Distributed PV | 83.1873 | 85.9307 | 89.0592 | 93.8754 | 98.1305 | 103.0181 | 107.804 | 112.3773 | 116.1806 | 119.6898 | 122.8667 | 125.7195 | 127.7035 | 129.6922 | 131.5994 | 134.0671 | 135.8587 | 138.2141 | 140.6638 | 143.1481 | 145.0607 | 147.4519 | 150.0271 | 152.6645 | 154.6545 | 157.2475 | 160.5535 | 164.0285
CDP6 | QLD | GG | Other renewable fuels | 0 | 0 | 0 | 0 | 0 | 0 | 0 | 0 | 0 | 0 | 0 | 0 | 0 | 0 | 0 | 0 | 0 | 0 | 0 | 0 | 0 | 0 | 0 | 0 | 0 | 0 | 0 | 0
CDP6 | QLD | GG | DSP | 0 | 0 | 0 | 0 | 0 | 0 | 0 | 0 | 0 | 0 | 0 | 0 | 0 | 0 | 0 | 0 | 0 | 0 | 0 | 0 | 0 | 0 | 0 | 0 | 0 | 0 | 0 | 0
CDP6 | QLD | GG | Utility storage load | 0 | -51.1016 | -113.5887 | -136.0565 | -130.5816 | -498.7857 | -279.639 | -250.005 | -185.4841 | -255.291 | -255.9835 | -260.9232 | -308.8947 | -327.109 | -299.7042 | -314.2198 | -280.8539 | -285.1348 | -340.0976 | -322.9687 | -252.1209 | -98.2844 | -105.3532 | -130.4441 | -135.7384 | -577.5418 | -577.8412 | -1145.858
CDP6 | QLD | GG | Coordinated CER storage load | -0.20228 | -0.26614 | -0.33657 | -0.425 | -0.52171 | -0.65368 | -0.82194 | -1.0514 | -1.1942 | -1.6937 | -2.0599 | -2.7493 | -3.3706 | -4.1019 | -4.9434 | -5.5664 | -6.1678 | -7.1086 | -8.5758 | -9.8478 | -10.0869 | -12.0337 | -13.6243 | -15.2844 | -17.8486 | -20.4704 | -20.9334 | -21.6406
CDP6 | QLD | GG | Passive CER storage load | -0.49951 | -0.56501 | -0.62547 | -0.70194 | -0.76631 | -0.8441 | -0.94124 | -1.0351 | -1.1341 | -1.2402 | -1.3568 | -1.4807 | -1.6013 | -1.7294 | -1.8552 | -1.9859 | -2.0914 | -2.2036 | -2.3117 | -2.4203 | -2.5191 | -2.6406 | -2.7666 | -2.9072 | -3.0247 | -3.1053 | -3.2214 | -3.3445
CDP6 | QLD | CQ | Black coal | 11700.4541 | 12723.9567 | 14358.6878 | 7405.775 | 6456.3108 | 3097.5346 | 5919.9172 | 5810.0599 | 4222.7828 | 3984.8578 | 4422.7078 | 4595.797 | 4593.3514 | 3683.5411 | 3644.876 | 4306.8461 | 4474.2492 | 4570.8721 | 4903.9304 | 4774.7017 | 4400.7075 | 4539.4386 | 4320.2317 | 4245.147 | 4251.0223 | 4588.7046 | 4170.7971 | 0
CDP6 | QLD | CQ | Mid-merit gas | 0 | 0 | 0 | 0 | 0 | 0 | 0 | 0 | 0 | 0 | 0 | 0 | 0 | 0 | 0 | 0 | 0 | 0 | 0 | 0 | 0 | 0 | 0 | 0 | 0 | 0 | 0 | 0
CDP6 | QLD | CQ | Flexible gas with CCS | 0 | 0 | 0 | 0 | 0 | 0 | 0 | 0 | 0 | 0 | 0 | 0 | 0 | 0 | 0 | 0 | 0 | 0 | 0 | 0 | 0 | 0 | 0 | 0 | 0 | 0 | 0 | 0
CDP6 | QLD | CQ | Flexible gas | 0 | 0 | 0 | 5.225e-09 | 1e-09 | 2.655e-09 | 1.4363 | 0.41678 | 5.9532e-07 | 9.5259e-07 | 0 | 0 | 0 | 0 | 0 | 0 | 0 | 0 | 0 | 0 | 0 | 0 | 0 | 0 | 0 | 0 | 0 | 0
CDP6 | QLD | CQ | Hydro | 0 | 0 | 0 | 0 | 0 | 0 | 0 | 0 | 0 | 0 | 0 | 0 | 0 | 0 | 0 | 0 | 0 | 0 | 0 | 0 | 0 | 0 | 0 | 0 | 0 | 0 | 0 | 0
CDP6 | QLD | CQ | Utility storage | 40.2294 | 36.6608 | 59.4266 | 134.2552 | 162.715 | 258.6084 | 181.0659 | 166.5776 | 139.2254 | 171.1123 | 168.2683 | 171.6263 | 193.4264 | 207.739 | 188.6602 | 199.9349 | 185.7101 | 186.1858 | 155.7035 | 148.198 | 126.2791 | 211.2338 | 237.2689 | 313.0752 | 324.653 | 1497.534 | 1494.4109 | 1973.2922
CDP6 | QLD | CQ | Coordinated CER storage | 3.3995 | 4.4769 | 5.6541 | 7.1675 | 8.8359 | 10.8088 | 12.9656 | 15.6791 | 17.8173 | 22.6914 | 26.7731 | 33.3952 | 39.4899 | 46.5114 | 54.4738 | 61.0443 | 67.4817 | 76.3173 | 88.6643 | 100.1899 | 104.1048 | 120.4166 | 134.7368 | 150.6614 | 171.5291 | 193.6318 | 198.2014 | 205.6304
CDP6 | QLD | CQ | Passive CER storage | 7.2649 | 8.2429 | 9.1049 | 10.1494 | 11.1216 | 12.1535 | 13.617 | 14.8902 | 16.1978 | 17.7002 | 19.2237 | 20.9226 | 22.6054 | 24.2909 | 26.0235 | 27.8933 | 29.2325 | 30.8205 | 32.1652 | 33.6167 | 35.0164 | 36.548 | 38.2373 | 40.233 | 41.689 | 42.7748 | 44.484 | 46.003
CDP6 | QLD | CQ | Offshore wind | 0 | 0 | 0 | 0 | 0 | 0 | 0 | 0 | 0 | 0 | 0 | 0 | 0 | 0 | 0 | 0 | 0 | 0 | 0 | 0 | 0 | 0 | 0 | 0 | 0 | 0 | 0 | 0
CDP6 | QLD | CQ | Wind | 892.7563 | 1175.0777 | 1292.9124 | 2850.8334 | 4204.549 | 4533.0118 | 4188.8191 | 4337.4288 | 4455.1029 | 6550.668 | 6436.019 | 6061.3787 | 6455.4248 | 6298.3663 | 7244.4322 | 6185.1706 | 6739.5141 | 6455.4066 | 6298.689 | 6740.9381 | 10610.4645 | 10402.6011 | 10906.5732 | 11453.2337 | 10735.4522 | 9074.3765 | 9460.6348 | 9454.5928
CDP6 | QLD | CQ | Utility solar | 2041.3344 | 2144.5854 | 2001.4954 | 2253.2108 | 2156.0375 | 2289.7051 | 1733.0111 | 1982.3649 | 2145.0476 | 2087.7689 | 2162.5706 | 2149.4122 | 2041.6494 | 2089.9026 | 2107.4036 | 2138.3596 | 2095.4297 | 3321.0567 | 3049.1666 | 3277.8547 | 2622.2984 | 2983.4049 | 2948.9685 | 2948.318 | 5409.9867 | 7742.009 | 8861.4173 | 11827.9481
CDP6 | QLD | CQ | Distributed PV | 983.4528 | 1015.8314 | 1049.9894 | 1099.5409 | 1147.7856 | 1214.1964 | 1273.2899 | 1322.5909 | 1366.4737 | 1411.0047 | 1452.5752 | 1484.7024 | 1513.4651 | 1542.6319 | 1573.6127 | 1602.9355 | 1628.0199 | 1660.5557 | 1693.308 | 1723.4366 | 1751.2723 | 1783.2996 | 1817.4165 | 1849.4621 | 1878.748 | 1913.7379 | 1953.8785 | 1991.6066
CDP6 | QLD | CQ | Other renewable fuels | 0 | 0 | 0 | 0 | 0 | 0 | 0 | 0 | 0 | 0 | 0 | 0 | 0 | 0 | 0 | 0 | 0 | 0 | 0 | 0 | 0 | 0 | 0 | 0 | 0 | 0 | 0 | 0
CDP6 | QLD | CQ | DSP | 0 | 0 | 0 | 0 | 0 | 0 | 0 | 0 | 0 | 0 | 0 | 0 | 0 | 0 | 0 | 0 | 0 | 0 | 0 | 0 | 0 | 0 | 0 | 0 | 0 | 0 | 0 | 0
CDP6 | QLD | CQ | Utility storage load | -47.8922 | -43.6439 | -70.8551 | -159.8277 | -193.7084 | -307.4308 | -215.5547 | -198.3067 | -165.7446 | -203.7051 | -200.744 | -203.9243 | -230.2379 | -247.3085 | -225.032 | -237.5814 | -221.0836 | -221.6498 | -185.4215 | -176.6935 | -150.0051 | -250.2907 | -281.2002 | -368.3046 | -382.7414 | -1835.1314 | -1835.6297 | -2462.8611
CDP6 | QLD | CQ | Coordinated CER storage load | -3.3995 | -4.4769 | -5.6575 | -7.1683 | -8.8369 | -10.8034 | -13.183 | -16.2539 | -18.4188 | -24.403 | -29.1098 | -37.2524 | -44.7163 | -53.382 | -63.3643 | -70.9664 | -78.8305 | -89.8296 | -106.0552 | -120.8379 | -124.2187 | -145.7144 | -164.0806 | -184.6294 | -212.5492 | -241.2482 | -247.1236 | -256.2209
CDP6 | QLD | CQ | Passive CER storage load | -8.3663 | -9.4825 | -10.4898 | -11.6583 | -12.7703 | -13.9503 | -15.5935 | -17.1034 | -18.6254 | -20.2758 | -22.0901 | -24.0291 | -25.9093 | -27.8864 | -29.8687 | -31.8835 | -33.5104 | -35.222 | -36.8449 | -38.5184 | -40.0421 | -41.8653 | -43.7592 | -45.9213 | -47.7414 | -48.9625 | -50.6961 | -52.5612
CDP6 | QLD | SQ | Black coal | 21353.6441 | 21128.2587 | 21440.7758 | 17005.5562 | 15310.8288 | 11441.6945 | 14460.3928 | 13805.907 | 13559.7942 | 8665.1536 | 5099.6201 | 5263.5064 | 5140.9067 | 4684.0789 | 5139.8073 | 5159.0802 | 5261.7473 | 5293.9149 | 5305.9104 | 5164.0208 | 5143.2586 | 5065.8007 | 5116.2445 | 4926.2915 | 4861.768 | 5142.06 | 5022.7129 | 0
CDP6 | QLD | SQ | Mid-merit gas | 1550.1595 | 1930.363 | 417.7273 | 285.8721 | 451.1767 | 236.4257 | 276.2846 | 191.6264 | 535.4486 | 1301.0704 | 1527.5961 | 1404.285 | 1105.8407 | 752.4083 | 456.8583 | 816.9053 | 1036.6851 | 589.6327 | 339.6242 | 418.1675 | 373.7896 | 0 | 0 | 0 | 0 | 0 | 0 | 0
CDP6 | QLD | SQ | Flexible gas with CCS | 0 | 0 | 0 | 0 | 0 | 0 | 0 | 0 | 0 | 0 | 0 | 0 | 0 | 0 | 0 | 0 | 0 | 0 | 0 | 0 | 0 | 0 | 0 | 0 | 0 | 0 | 0 | 0
CDP6 | QLD | SQ | Flexible gas | 74.0082 | 34.4654 | 4.4569 | 10.0086 | 13.0398 | 125.6478 | 130.8577 | 17.9589 | 41.72 | 139.4934 | 585.2101 | 369.539 | 1165.2143 | 891.5375 | 525.336 | 1395.812 | 4504.3951 | 2760.3065 | 3331.3713 | 4430.9751 | 3583.9079 | 4312.0641 | 5489.1947 | 5512.6553 | 2992.5325 | 2170.5439 | 4689.2328 | 5061.0339
CDP6 | QLD | SQ | Hydro | 0 | 0 | 0 | 0 | 0 | 0 | 0 | 0 | 0 | 0 | 0 | 0 | 0 | 0 | 0 | 0 | 0 | 0 | 0 | 0 | 0 | 0 | 0 | 0 | 0 | 0 | 0 | 0
CDP6 | QLD | SQ | Utility storage | 1248.267 | 1177.7213 | 1081.6166 | 1051.37 | 1310.7376 | 2013.7297 | 1539.2321 | 1453.1147 | 4209.3231 | 5819.5254 | 5754.7863 | 6134.86 | 6230.7944 | 6454.306 | 6316.4226 | 6242.2775 | 5750.2555 | 5774.1997 | 6154.9875 | 6199.6892 | 5384.9699 | 5365.7173 | 5959.0216 | 6193.6465 | 6438.7497 | 7407.6445 | 7294.7878 | 7406.9701
CDP6 | QLD | SQ | Coordinated CER storage | 17.9822 | 23.809 | 30.531 | 38.6878 | 47.9644 | 59.2654 | 72.4719 | 89.4746 | 99.0485 | 130.0182 | 155.2787 | 194.4956 | 229.398 | 277.2404 | 324.6162 | 366.3289 | 408.4828 | 446.5829 | 524.2544 | 601.0847 | 620.2462 | 730.7339 | 814.3094 | 914.8636 | 1037.7811 | 1189.6047 | 1197.02 | 1275.9972
CDP6 | QLD | SQ | Passive CER storage | 38.5258 | 43.8968 | 49.0034 | 54.5739 | 60.1823 | 66.4877 | 74.7743 | 82.1543 | 89.5117 | 97.9153 | 106.4969 | 116.2022 | 125.6895 | 135.4263 | 145.4256 | 156.0927 | 163.6411 | 172.4096 | 179.9223 | 187.9841 | 195.7875 | 204.5517 | 214.2855 | 225.8 | 234.2198 | 240.7642 | 250.8429 | 259.8486
CDP6 | QLD | SQ | Offshore wind | 0 | 0 | 0 | 0 | 0 | 0 | 0 | 0 | 0 | 0 | 0 | 0 | 0 | 0 | 0 | 0 | 0 | 0 | 0 | 0 | 0 | 0 | 0 | 0 | 0 | 0 | 0 | 0
CDP6 | QLD | SQ | Wind | 4637.2586 | 6192.977 | 6568.2701 | 11517.3841 | 13843.3665 | 13978.0156 | 13393.6606 | 13172.9727 | 13752.9532 | 12712.55 | 15850.2194 | 14892.293 | 15078.3588 | 15830.099 | 16658.7588 | 15165.5231 | 16098.0351 | 16556.319 | 15877.8001 | 15909.6824 | 14631.7929 | 14046.747 | 14239.3142 | 13576.9751 | 23545.2385 | 22201.1861 | 21944.2903 | 23498.3408
CDP6 | QLD | SQ | Utility solar | 4588.4395 | 4800.8579 | 4777.7484 | 4628.426 | 4556.8652 | 4743.0966 | 3807.5495 | 4285.8807 | 5175.0169 | 10545.9442 | 11741.0008 | 14274.4758 | 13870.8938 | 14128.0048 | 14177.4239 | 14450.0646 | 13820.3092 | 12966.7425 | 15457.0607 | 16324.6298 | 13408.3167 | 16155.7103 | 15503.0469 | 17406.5861 | 16793.4401 | 21836.0233 | 21689.9896 | 23615.8404
CDP6 | QLD | SQ | Distributed PV | 5990.8471 | 6184.3421 | 6391.0577 | 6675.4064 | 6948.9149 | 7246.6104 | 7553.5439 | 7854.8235 | 8099.4155 | 8344.1878 | 8574.7168 | 8791.3445 | 8944.2099 | 9112.954 | 9288.9666 | 9482.3526 | 9632.6932 | 9808.7105 | 9994.2533 | 10193.5007 | 10350.6777 | 10536.484 | 10729.2197 | 10938.4931 | 11106.4424 | 11313.678 | 11537.6324 | 11787.4518
CDP6 | QLD | SQ | Other renewable fuels | 0 | 0 | 0 | 0 | 0 | 0 | 0 | 0 | 0 | 0 | 0 | 0 | 0 | 0 | 0 | 0 | 0 | 0 | 0 | 0 | 0 | 0 | 0 | 0 | 0 | 0 | 451.4175 | 318.4557
CDP6 | QLD | SQ | DSP | 5.6391e-07 | 5.9169e-07 | 6.3812e-07 | 8.3404e-07 | 1.0661e-06 | 1.7664e-06 | 1.1477 | 0.39801 | 1.4419e-06 | 1.6734e-06 | 6.4106 | 2.3085 | 8.8951 | 5.7587 | 2.3357 | 1.196 | 37.3026 | 20.3057 | 2.325 | 6.6667 | 6.0165 | 1.0684 | 8.616 | 1.1755 | 15.3449 | 4.7974 | 46.1196 | 103.8229
CDP6 | QLD | SQ | Utility storage load | -1688.1672 | -1545.2625 | -1395.1988 | -1344.0016 | -1746.9607 | -2802.8165 | -2015.187 | -1894.3642 | -5464.8994 | -7675.2865 | -7517.611 | -8015.4723 | -8196.6066 | -8480.0324 | -8314.3432 | -8158.4496 | -7579.2116 | -7566.1193 | -8064.6211 | -8197.6684 | -7068.5134 | -7058.2627 | -7811.2441 | -8195.5364 | -8463.686 | -9637.6783 | -9543.0598 | -9727.1254
CDP6 | QLD | SQ | Coordinated CER storage load | -17.9822 | -23.809 | -30.5495 | -38.6925 | -47.9699 | -59.2367 | -74.1599 | -93.8671 | -102.6714 | -141.5469 | -171.0949 | -219.7699 | -262.6871 | -323.2011 | -383.0886 | -432.4038 | -485.1089 | -530.3916 | -633.2954 | -734.4313 | -748.9926 | -896.9009 | -1004.4748 | -1136.4726 | -1296.9165 | -1501.6598 | -1506.7033 | -1610.2598
CDP6 | QLD | SQ | Passive CER storage load | -44.3668 | -50.498 | -56.4569 | -62.687 | -69.1038 | -76.3172 | -85.6279 | -94.3651 | -102.9273 | -112.1632 | -122.3762 | -133.4555 | -144.0599 | -155.4718 | -166.9135 | -178.4222 | -187.5884 | -197.0317 | -206.0993 | -215.394 | -223.8881 | -234.3118 | -245.2308 | -257.7243 | -268.2238 | -275.5925 | -285.8727 | -296.8927
CDP6 | VIC | VIC | Brown coal | 32180.7418 | 28061.6012 | 27409.8753 | 24137.7392 | 18400.8278 | 15021.9377 | 16340.4195 | 13374.8387 | 10037.0594 | 6173.2563 | 2865.424 | 3501.5314 | 3402.7117 | 2986.4778 | 3500.5544 | 3327.5674 | 3417.9402 | 3367.7357 | 3372.1849 | 3428.3054 | 3189.2448 | 3331.3063 | 3368.978 | 0 | 0 | 0 | 0 | 0
CDP6 | VIC | VIC | Mid-merit gas | 76.7713 | 131.3434 | 70.4104 | 56.7202 | 0 | 0 | 0 | 0 | 0 | 0 | 0 | 0 | 0 | 0 | 0 | 0 | 0 | 0 | 0 | 0 | 0 | 0 | 0 | 0 | 0 | 0 | 0 | 0
CDP6 | VIC | VIC | Flexible gas with CCS | 0 | 0 | 0 | 0 | 0 | 0 | 0 | 0 | 0 | 0 | 0 | 0 | 0 | 0 | 0 | 0 | 0 | 0 | 0 | 0 | 0 | 0 | 0 | 0 | 0 | 0 | 0 | 0
CDP6 | VIC | VIC | Flexible gas | 49.1853 | 92.1763 | 41.6612 | 33.8232 | 286.0125 | 63.8999 | 25.3844 | 1.057 | 1.6738e-06 | 51.0507 | 21.0489 | 3.0247 | 147.2058 | 131.7557 | 40.3956 | 44.148 | 180.0635 | 183.8779 | 152.4592 | 301.1012 | 178.5823 | 146.6984 | 315.9986 | 398.0743 | 404.746 | 174.0336 | 610.2979 | 740.3112
CDP6 | VIC | VIC | Hydro | 2503.9579 | 1230.2482 | 1313.6661 | 3424.5419 | 2055.3261 | 4037.0635 | 2208.6049 | 993.0636 | 3131.6593 | 3117.9865 | 3377.4334 | 2439.2764 | 2831.5795 | 1849.898 | 2275.8603 | 2151.4706 | 3415.3582 | 2194.4268 | 2056.1204 | 2171.8601 | 2177.6559 | 1842.7714 | 2421.7424 | 2638.1962 | 3060.7797 | 2446.7555 | 2908.6148 | 2063.5831
CDP6 | VIC | VIC | Utility storage | 391.7344 | 1149.2091 | 1944.269 | 2846.1581 | 3175.6527 | 3949.3068 | 3247.0635 | 4095.2327 | 4170.6521 | 4484.4573 | 4625.3312 | 4380.4332 | 5046.8507 | 5892.5193 | 5887.8022 | 6581.6286 | 5871.5871 | 5576.1064 | 5717.4953 | 5375.4997 | 5459.8075 | 4918.1048 | 4475.8187 | 4156.611 | 4236.2534 | 4094.4407 | 3572.8818 | 3628.5147
CDP6 | VIC | VIC | Coordinated CER storage | 46.2604 | 62.9948 | 81.005 | 102.3365 | 127.8887 | 157.1352 | 184.7365 | 218.5019 | 258.7051 | 300.5141 | 347.961 | 414.5669 | 479.1755 | 567.4182 | 649.376 | 739.3872 | 823.092 | 913.2187 | 1010.3065 | 1143.2044 | 1240.2182 | 1391.0691 | 1556.0474 | 1721.8662 | 1875.6232 | 2031.5701 | 2096.4141 | 2295.6212
CDP6 | VIC | VIC | Passive CER storage | 93.9153 | 103.8346 | 113.4315 | 124.1343 | 134.0189 | 145.1892 | 159.9523 | 173.6821 | 187.2958 | 202.3336 | 217.0562 | 234.2369 | 249.6964 | 267.2425 | 284.5038 | 301.8728 | 315.2069 | 328.6875 | 342.6232 | 356.7102 | 370.6288 | 384.4636 | 401.0884 | 417.2939 | 433.7507 | 444.3685 | 460.5946 | 476.6569
CDP6 | VIC | VIC | Offshore wind | 0 | 0 | 0 | 0 | 0 | 0 | 4006.9256 | 7928.9223 | 10433.8596 | 13211.9188 | 15273.1641 | 19339.3983 | 23633.3894 | 28438.2935 | 31547.6343 | 36573.0852 | 36780.4707 | 36776.5039 | 35129.9333 | 33991.4745 | 34695.8863 | 34930.8227 | 35074.2048 | 37304.849 | 34355.2716 | 34573.9228 | 35684.7055 | 37358.6993
CDP6 | VIC | VIC | Wind | 13669.1611 | 17108.2343 | 16253.915 | 17164.2346 | 20266.4258 | 21509.8182 | 20970.524 | 22466.342 | 21500.5178 | 22520.0459 | 20848.4301 | 20281.21 | 19926.237 | 20527.3073 | 19414.1638 | 19465.3805 | 18927.3501 | 18822.3873 | 17684.1352 | 16373.5738 | 15569.1149 | 14005.2788 | 13352.4517 | 13728.5168 | 14123.1917 | 15932.5722 | 15560.4728 | 16433.9952
CDP6 | VIC | VIC | Utility solar | 2569.055 | 3063.3218 | 3392.1279 | 3603.1605 | 3567.0098 | 3632.0064 | 3156.2644 | 3191.8356 | 3287.0792 | 3278.9699 | 3878.2452 | 3682.4661 | 3481.3464 | 3518.5713 | 3590.4103 | 3364.7672 | 3432.3672 | 3315.708 | 3366.658 | 5356.7994 | 6378.7191 | 6792.6211 | 6886.5445 | 6390.4293 | 6734.3426 | 5982.8539 | 5563.6056 | 5455.8014
CDP6 | VIC | VIC | Distributed PV | 6087.2788 | 6684.1854 | 7294.8864 | 7984.2026 | 8627.0949 | 9196.1307 | 9725.6838 | 10200.0096 | 10651.3504 | 11059.654 | 11465.7127 | 11844.9384 | 12143.6943 | 12364.7146 | 12587.537 | 12816.1806 | 13025.347 | 13207.514 | 13417.6849 | 13652.8559 | 13870.6821 | 14058.9828 | 14279.9745 | 14546.9466 | 14826.3072 | 15089.7889 | 15385.7563 | 15709.2989
CDP6 | VIC | VIC | Other renewable fuels | 0 | 0 | 0 | 0 | 0 | 0 | 0 | 0 | 0 | 0 | 0 | 0 | 0 | 0 | 0 | 0 | 0 | 0 | 0 | 0 | 0 | 0 | 0 | 0 | 0 | 0 | 453.648 | 259.8757
CDP6 | VIC | VIC | DSP | 0.032001 | 5.7405e-07 | 6.0997e-07 | 7.9542e-07 | 1.293 | 24.0408 | 23.9677 | 1.2417e-06 | 1.5341e-06 | 8.4914 | 17.4783 | 6.357 | 40.0577 | 14.99 | 9.3301 | 7.7758 | 60.2955 | 20.0722 | 10.019 | 19.6475 | 12.431 | 2.6475 | 12.5826 | 20.2713 | 31.2505 | 10.593 | 88.7611 | 48.2996
CDP6 | VIC | VIC | Utility storage load | -466.3506 | -1367.98 | -2318.0854 | -3380.8424 | -3774.3519 | -4685.9062 | -3858.3646 | -4872.3343 | -4953.0126 | -5373.9141 | -5512.5915 | -5235.9131 | -6042.5355 | -7027.705 | -7033.3661 | -7860.593 | -7017.5078 | -6664.6755 | -6826.9579 | -6436.9626 | -6619.7764 | -5987.9198 | -5451.8673 | -5103.1227 | -5167.6882 | -5017.301 | -4399.187 | -4493.8082
CDP6 | VIC | VIC | Coordinated CER storage load | -46.2604 | -62.9948 | -81.0545 | -102.3493 | -127.9044 | -157.0573 | -186.9179 | -224.5597 | -270.0396 | -317.6158 | -369.8486 | -449.6241 | -526.1163 | -633.3556 | -733.6799 | -840.8679 | -942.3547 | -1051.6562 | -1171.0643 | -1342.6988 | -1452.3315 | -1651.0295 | -1852.1356 | -2069.355 | -2253.3326 | -2454.4282 | -2527.8523 | -2798.1497
CDP6 | VIC | VIC | Passive CER storage load | -111.762 | -123.3463 | -134.8604 | -147.2779 | -159.5703 | -173.272 | -189.9108 | -206.4594 | -222.8042 | -240.197 | -258.543 | -279.5154 | -296.8716 | -318.266 | -338.6938 | -358.4818 | -376.3814 | -390.4669 | -407.5393 | -424.3066 | -440.6446 | -458.2816 | -479.2543 | -495.4081 | -516.2532 | -529.291 | -547.2171 | -568.9661
CDP6 | SA | CSA | Mid-merit gas | 1825.2765 | 2304.3099 | 1228.74 | 994.0969 | 1619.4494 | 887.6214 | 16.4895 | 6.4775 | 6.2223e-06 | 79.9145 | 40.0182 | 68.4201 | 141.7536 | 0 | 0 | 0 | 0 | 0 | 0 | 0 | 0 | 0 | 0 | 0 | 0 | 0 | 0 | 0
CDP6 | SA | CSA | Flexible gas with CCS | 0 | 0 | 0 | 0 | 0 | 0 | 0 | 0 | 0 | 0 | 0 | 0 | 0 | 0 | 0 | 0 | 0 | 0 | 0 | 0 | 0 | 0 | 0 | 0 | 0 | 0 | 0 | 0
CDP6 | SA | CSA | Flexible gas | 5.8124 | 4.241 | 66.4203 | 21.1568 | 16.2202 | 138.5705 | 288.8153 | 259.3584 | 537.9405 | 760.675 | 707.4338 | 762.7849 | 1278.0439 | 791.218 | 450.9044 | 768.7168 | 1179.9469 | 1030.9993 | 1232.2588 | 2024.2453 | 1256.6374 | 1316.1226 | 1183.7831 | 779.7356 | 851.8347 | 493.2139 | 1046.7896 | 583.3575
CDP6 | SA | CSA | Hydro | 0 | 0 | 0 | 0 | 0 | 0 | 0 | 0 | 0 | 0 | 0 | 0 | 0 | 0 | 0 | 0 | 0 | 0 | 0 | 0 | 0 | 0 | 0 | 0 | 0 | 0 | 0 | 0
CDP6 | SA | CSA | Utility storage | 512.2206 | 658.4511 | 737.3072 | 855.9409 | 1040.2994 | 1201.4042 | 801.557 | 809.9972 | 807.2719 | 871.2343 | 766.1825 | 772.9201 | 863.5814 | 980.197 | 940.662 | 947.6186 | 914.2889 | 902.1621 | 1006.784 | 702.8463 | 521.8966 | 376.9825 | 450.2919 | 1488.3497 | 1474.3916 | 1804.7831 | 1820.9899 | 1895.7058
CDP6 | SA | CSA | Coordinated CER storage | 190.1171 | 211.5665 | 232.4882 | 256.9922 | 280.9921 | 308.8972 | 333.5995 | 362.0691 | 391.5399 | 423.2328 | 459.5994 | 497.5331 | 533.5733 | 576.9589 | 620.4402 | 664.7755 | 700.6425 | 740.1778 | 781.4617 | 836.8045 | 889.1773 | 952.6881 | 1011.1411 | 1049.6292 | 1115.542 | 1161.8092 | 1184.8839 | 1230.8447
CDP6 | SA | CSA | Passive CER storage | 64.0325 | 68.5121 | 72.874 | 77.7255 | 81.7137 | 86.0408 | 91.1661 | 95.9927 | 100.5806 | 105.8509 | 110.6315 | 116.1445 | 120.6524 | 126.1011 | 130.3051 | 135.7589 | 139.2271 | 142.3883 | 145.3068 | 148.8519 | 151.4968 | 154.3978 | 158.1308 | 162.327 | 164.8392 | 167.039 | 171.4898 | 175.3662
CDP6 | SA | CSA | Offshore wind | 0 | 0 | 0 | 0 | 0 | 0 | 0 | 0 | 0 | 0 | 0 | 0 | 0 | 0 | 0 | 0 | 0 | 0 | 0 | 0 | 0 | 0 | 0 | 0 | 0 | 0 | 0 | 0
CDP6 | SA | CSA | Wind | 7212.993 | 7495.3052 | 7221.1959 | 7553.4142 | 8768.7675 | 7942.1673 | 7763.3999 | 8306.9597 | 8241.1479 | 9543.8479 | 8513.8463 | 8536.4713 | 7478.6877 | 8473.8714 | 9238.9026 | 7754.1036 | 8861.109 | 9275.2558 | 9075.0602 | 7767.42 | 7504.5399 | 7832.8472 | 8446.6585 | 10093.0354 | 9772.035 | 9906.1783 | 9330.6495 | 10675.8624
CDP6 | SA | CSA | Utility solar | 1169.114 | 1255.1685 | 1816.1492 | 1613.9278 | 1591.7861 | 1452.8618 | 1570.6452 | 1610.9939 | 1640.6752 | 1644.721 | 1993.6898 | 2041.7943 | 1949.3442 | 1952.8528 | 2046.3309 | 2072.3506 | 2521.7195 | 2391.7453 | 2699.0274 | 3219.12 | 5241.7832 | 5439.0235 | 5179.2006 | 5000.7372 | 5135.9767 | 5174.7362 | 5034.8811 | 5145.4789
CDP6 | SA | CSA | Distributed PV | 3190.3631 | 3260.7863 | 3336.7919 | 3466.2875 | 3610.9779 | 3765.142 | 3919.0203 | 4056.501 | 4171.4374 | 4282.9871 | 4387.5614 | 4474.6656 | 4540.4368 | 4615.8937 | 4699.0323 | 4777.1158 | 4844.1539 | 4922.1799 | 5007.7115 | 5086.4132 | 5151.8572 | 5229.3602 | 5315.6498 | 5398.0969 | 5468.4064 | 5549.6338 | 5639.0507 | 5724.3107
CDP6 | SA | CSA | Other renewable fuels | 0 | 0 | 0 | 0 | 0 | 0 | 0 | 0 | 0 | 0 | 0 | 0 | 0 | 0 | 0 | 0 | 0 | 0 | 0 | 0 | 0 | 0 | 0 | 0 | 0 | 0 | 0 | 0
CDP6 | SA | CSA | DSP | 0.18 | 5.7926e-07 | 6.4393e-07 | 8.3414e-07 | 1.08 | 26.5428 | 21.217 | 1.2993e-06 | 0.90509 | 7.9671 | 17.6371 | 10.2108 | 35.2706 | 16.1654 | 6.5845 | 11.1945 | 50.9863 | 16.2755 | 6.1717 | 11.935 | 9.8872 | 1.8727 | 10.036 | 11.4246 | 16.1979 | 6.2043 | 54.538 | 29.618
CDP6 | SA | CSA | Utility storage load | -609.7866 | -783.5432 | -877.7469 | -1020.6721 | -1238.452 | -1428.549 | -954.2348 | -965.4814 | -959.8396 | -1038.8687 | -910.4376 | -920.1432 | -1029.6317 | -1165.3433 | -1121.5208 | -1126.4329 | -1088.4395 | -1074.0028 | -1198.5528 | -837.6695 | -620.3582 | -448.4432 | -534.3773 | -1759.654 | -1735.7085 | -2129.9125 | -2140.0648 | -2232.7595
CDP6 | SA | CSA | Coordinated CER storage load | -190.1171 | -211.5665 | -232.4882 | -257.1478 | -281.0068 | -308.727 | -334.1425 | -363.7736 | -394.1649 | -427.858 | -465.9524 | -506.9596 | -545.8518 | -594.2017 | -643.5863 | -691.6536 | -731.1307 | -774.9885 | -822.1698 | -889.2742 | -949.0358 | -1028.1083 | -1094.6664 | -1137.2168 | -1216.6441 | -1272.2057 | -1292.6812 | -1352.4896
CDP6 | SA | CSA | Passive CER storage load | -74.5534 | -80.106 | -84.9062 | -90.0868 | -94.711 | -99.6282 | -104.9721 | -111.2405 | -116.5182 | -121.7649 | -127.6009 | -133.8318 | -139.592 | -144.8715 | -150.319 | -155.3538 | -159.9965 | -162.6779 | -167.2472 | -170.8245 | -173.1506 | -176.6843 | -181.1201 | -184.9918 | -188.5654 | -191.4455 | -195.1885 | -200.2795
CDP6 | SA | SESA | Mid-merit gas | 0 | 0 | 0 | 0 | 0 | 0 | 0 | 0 | 0 | 0 | 0 | 0 | 0 | 0 | 0 | 0 | 0 | 0 | 0 | 0 | 0 | 0 | 0 | 0 | 0 | 0 | 0 | 0
CDP6 | SA | SESA | Flexible gas with CCS | 0 | 0 | 0 | 0 | 0 | 0 | 0 | 0 | 0 | 0 | 0 | 0 | 0 | 0 | 0 | 0 | 0 | 0 | 0 | 0 | 0 | 0 | 0 | 0 | 0 | 0 | 0 | 0
CDP6 | SA | SESA | Flexible gas | 0.25151 | 9.355e-09 | 0.84091 | 0.26588 | 1.7088e-07 | 1.4147 | 3.0304 | 0.25151 | 2.5284e-06 | 2.5165 | 4.9821 | 0 | 0 | 0 | 0 | 0 | 0 | 0 | 0 | 0 | 0 | 0 | 0 | 0 | 0 | 0 | 0 | 0
CDP6 | SA | SESA | Hydro | 0 | 0 | 0 | 0 | 0 | 0 | 0 | 0 | 0 | 0 | 0 | 0 | 0 | 0 | 0 | 0 | 0 | 0 | 0 | 0 | 0 | 0 | 0 | 0 | 0 | 0 | 0 | 0
CDP6 | SA | SESA | Utility storage | 26.5489 | 22.069 | 23.1038 | 25.4229 | 27.4133 | 33.6304 | 26.2126 | 27.5132 | 26.8608 | 29.0074 | 7e-05 | 7.1181e-05 | 7.3666e-05 | 0.00010982 | 0.00012952 | 0.00013085 | 0.00012679 | 0.00012801 | 0.0001254 | 0.00012348 | 0.00014911 | 0.00028944 | 0.00034743 | 111.8551 | 116.1367 | 111.308 | 112.1516 | 119.2231
CDP6 | SA | SESA | Coordinated CER storage | 6.7784 | 7.6028 | 8.4122 | 9.3549 | 10.2881 | 11.4061 | 12.4053 | 13.4912 | 14.6276 | 15.8906 | 17.4759 | 19.0166 | 20.5696 | 22.2922 | 24.1074 | 25.8816 | 27.3532 | 28.9588 | 30.6125 | 32.8473 | 35.2289 | 37.9976 | 40.5229 | 42.0819 | 44.677 | 46.8065 | 47.7316 | 49.9457
CDP6 | SA | SESA | Passive CER storage | 2.2874 | 2.4649 | 2.6412 | 2.8343 | 2.9964 | 3.1838 | 3.3933 | 3.5799 | 3.7552 | 3.9661 | 4.1842 | 4.4023 | 4.6087 | 4.8211 | 4.9787 | 5.1883 | 5.3234 | 5.4419 | 5.5432 | 5.6917 | 5.8219 | 5.9481 | 6.0969 | 6.2638 | 6.363 | 6.4511 | 6.627 | 6.8022
CDP6 | SA | SESA | Offshore wind | 0 | 0 | 0 | 0 | 0 | 0 | 0 | 0 | 0 | 0 | 0 | 0 | 0 | 0 | 0 | 0 | 0 | 0 | 0 | 0 | 0 | 0 | 0 | 0 | 0 | 0 | 0 | 0
CDP6 | SA | SESA | Wind | 747.9078 | 814.7531 | 705.5764 | 783.5799 | 2242.6376 | 2165.8935 | 1869.6755 | 2008.8544 | 1959.6707 | 2398.6625 | 2175.2501 | 1990.711 | 1874.6732 | 2000.2366 | 1660.6027 | 1652.9518 | 1514.8874 | 1622.7049 | 1552.4583 | 1481.1607 | 1418.2758 | 1577.241 | 1478.9142 | 1654.7855 | 1541.868 | 2272.8429 | 2150.5814 | 2382.4304
CDP6 | SA | SESA | Utility solar | 70.5422 | 71.4685 | 73.9794 | 63.2986 | 61.337 | 55.0265 | 58.6222 | 58.2469 | 60.1986 | 58.1177 | 65.5909 | 54.6103 | 53.1833 | 65.3866 | 63.4816 | 62.1275 | 60.0696 | 0 | 0 | 0 | 0 | 0 | 0 | 0 | 0 | 0 | 0 | 0
CDP6 | SA | SESA | Distributed PV | 112.7362 | 116.2125 | 120.7697 | 127.1989 | 133.8742 | 141.6734 | 149.2792 | 155.4422 | 160.67 | 166.3834 | 173.5604 | 178.2911 | 183.9197 | 187.5012 | 190.7562 | 194.3046 | 197.6511 | 200.9791 | 203.7224 | 208.7345 | 214.739 | 219.6259 | 223.1041 | 226.6677 | 229.1829 | 232.2131 | 236.0291 | 242.1829
CDP6 | SA | SESA | Other renewable fuels | 0 | 0 | 0 | 0 | 0 | 0 | 0 | 0 | 0 | 0 | 0 | 0 | 0 | 0 | 0 | 0 | 0 | 0 | 0 | 0 | 0 | 0 | 0 | 0 | 0 | 0 | 0 | 0
CDP6 | SA | SESA | DSP | 0 | 0 | 0 | 0 | 0 | 0 | 0 | 0 | 0 | 0 | 0 | 0 | 0 | 0 | 0 | 0 | 0 | 0 | 0 | 0 | 0 | 0 | 0 | 0 | 0 | 0 | 0 | 0
CDP6 | SA | SESA | Utility storage load | -31.6058 | -26.2727 | -27.5045 | -30.3221 | -32.6349 | -39.9794 | -31.2054 | -32.7859 | -31.945 | -34.556 | -8.1954e-05 | -8.3501e-05 | -8.6383e-05 | -0.00012901 | -0.00015229 | -0.00015337 | -0.00014888 | -0.00015044 | -0.00014721 | -0.000145 | -0.00017483 | -0.00034017 | -0.00040754 | -131.7764 | -136.4227 | -131.2149 | -131.6528 | -140.2487
CDP6 | SA | SESA | Coordinated CER storage load | -6.7784 | -7.6028 | -8.4122 | -9.3606 | -10.2887 | -11.3999 | -12.4301 | -13.5672 | -14.75 | -16.1052 | -17.7776 | -19.4592 | -21.1412 | -23.098 | -25.2081 | -27.1593 | -28.8126 | -30.6307 | -32.5731 | -35.2832 | -38.0374 | -41.5027 | -44.4709 | -46.2029 | -49.3739 | -51.9477 | -52.7461 | -55.6633
CDP6 | SA | SESA | Passive CER storage load | -2.6632 | -2.882 | -3.0773 | -3.2851 | -3.473 | -3.6866 | -3.9072 | -4.1485 | -4.3502 | -4.5623 | -4.826 | -5.0727 | -5.3322 | -5.5387 | -5.7434 | -5.9371 | -6.1175 | -6.2173 | -6.3802 | -6.5319 | -6.654 | -6.8067 | -6.9833 | -7.1384 | -7.2789 | -7.3936 | -7.5428 | -7.7685
CDP6 | TAS | TAS | Mid-merit gas | 0 | 0 | 0 | 0 | 0 | 0 | 0 | 0 | 0 | 0 | 0 | 0 | 0 | 0 | 0 | 0 | 0 | 0 | 0 | 0 | 0 | 0 | 0 | 0 | 0 | 0 | 0 | 0
CDP6 | TAS | TAS | Flexible gas with CCS | 0 | 0 | 0 | 0 | 0 | 0 | 0 | 0 | 0 | 0 | 0 | 0 | 0 | 0 | 0 | 0 | 0 | 0 | 0 | 0 | 0 | 0 | 0 | 0 | 0 | 0 | 0 | 0
CDP6 | TAS | TAS | Flexible gas | 0 | 0 | 5.1e-10 | 0 | 0 | 0 | 1.7952e-07 | 7.4114e-07 | 3.761e-06 | 0.21781 | 0.17055 | 1.3082e-06 | 8.0049e-07 | 0.93041 | 9.283e-07 | 1.3092e-06 | 0.63965 | 1.5991 | 1.0128 | 2.7954 | 1.6791 | 4.6384e-07 | 1.4724e-06 | 7.6986e-07 | 3.9054 | 7.8716e-07 | 5.5034e-07 | 9.8346e-07
CDP6 | TAS | TAS | Hydro | 8887.2723 | 9653.1629 | 6779.6163 | 6661.9595 | 6193.6342 | 5814.2462 | 7930.364 | 8475.4277 | 7439.4339 | 8568.4737 | 8652.3178 | 7767.7656 | 7787.1574 | 7215.0524 | 8403.4417 | 8345.1564 | 7676.8194 | 7631.4487 | 8412.1585 | 6482.7769 | 8951.3046 | 8493.7622 | 7032.1351 | 8051.5822 | 7455.2218 | 7987.7103 | 8674.2111 | 7178.0353
CDP6 | TAS | TAS | Utility storage | 0 | 0 | 0 | 2.9818e-05 | 3.3986e-05 | 3.6762e-05 | 6.0396e-05 | 7.9532e-05 | 0.00017706 | 0.00020297 | 0.00016851 | 0.00017661 | 0.00020351 | 0.00021805 | 0.00025375 | 0.00028114 | 0.0027637 | 0.0029135 | 311.6596 | 928.1444 | 1849.907 | 1701.238 | 2028.2411 | 1975.8523 | 1973.0539 | 1950.0448 | 1916.7464 | 1935.3302
CDP6 | TAS | TAS | Coordinated CER storage | 2.5736 | 3.535 | 4.6062 | 5.9598 | 7.4185 | 9.3055 | 10.6765 | 12.1248 | 14.0278 | 16.0122 | 18.3247 | 21.2415 | 24.4422 | 28.3092 | 32.9895 | 37.8373 | 41.9319 | 47.77 | 51.5198 | 58.565 | 60.706 | 66.8693 | 78.36 | 85.7874 | 94.8558 | 98.8002 | 105.065 | 112.8071
CDP6 | TAS | TAS | Passive CER storage | 6.2553 | 6.8442 | 7.491 | 8.1837 | 8.8138 | 9.6277 | 10.5227 | 11.3683 | 12.1904 | 13.1008 | 14.0214 | 15.0123 | 15.866 | 16.9658 | 17.9051 | 18.9456 | 19.7579 | 20.3609 | 21.0618 | 21.7684 | 22.4051 | 23.1637 | 23.9385 | 24.7927 | 25.5449 | 25.8603 | 26.7151 | 27.6923
CDP6 | TAS | TAS | Offshore wind | 0 | 0 | 0 | 0 | 0 | 0 | 0 | 0 | 0 | 0 | 0 | 0 | 0 | 0 | 0 | 0 | 0 | 0 | 0 | 0 | 0 | 0 | 0 | 0 | 0 | 0 | 0 | 0
CDP6 | TAS | TAS | Wind | 1975.3545 | 2174.8079 | 3998.392 | 4688.0599 | 5370.326 | 6033.8469 | 6517.902 | 7009.5469 | 7503.454 | 7996.5654 | 8491.4884 | 8992.5146 | 9505.1036 | 10021.8943 | 10538.9461 | 11055.6867 | 9083.9598 | 9008.7506 | 8743.83 | 9272.9144 | 9271.8722 | 9451.7646 | 9106.4591 | 9525.6105 | 9140.2189 | 8870.2865 | 8370.9035 | 8348.663
CDP6 | TAS | TAS | Utility solar | 0 | 0 | 0 | 0 | 0 | 0 | 0 | 0 | 0 | 0 | 0 | 0 | 0 | 0 | 0 | 0 | 0 | 0 | 0 | 0 | 0 | 0 | 0 | 0 | 0 | 0 | 0 | 0
CDP6 | TAS | TAS | Distributed PV | 307.0088 | 319.0286 | 332.2165 | 365.6975 | 409.1203 | 455.4526 | 495.5483 | 526.8219 | 558.336 | 589.4338 | 618.6881 | 640.645 | 653.5031 | 660.943 | 668.1315 | 674.4542 | 680.7325 | 686.9651 | 694.1811 | 700.6574 | 706.8726 | 713.1019 | 720.4898 | 727.215 | 733.6596 | 740.0857 | 747.7693 | 754.9122
CDP6 | TAS | TAS | Other renewable fuels | 0 | 0 | 0 | 0 | 0 | 0 | 0 | 0 | 0 | 0 | 0 | 0 | 0 | 0 | 0 | 0 | 0 | 0 | 0 | 0 | 0 | 0 | 0 | 0 | 0 | 0 | 0 | 0
CDP6 | TAS | TAS | DSP | 5.4553e-07 | 5.3188e-07 | 5.6604e-07 | 5.5087e-07 | 5.7575e-07 | 6.0721e-07 | 7.3669e-07 | 1.082e-06 | 1.3994e-06 | 0.077501 | 0.1325 | 1.4481e-06 | 1.3852e-06 | 0.030001 | 0.4525 | 0.2475 | 2.75 | 0.765 | 0.48 | 0.7775 | 0.4775 | 0.035001 | 0.225 | 0.022501 | 0.69 | 1.7691e-06 | 2.5475 | 1.265
CDP6 | TAS | TAS | Utility storage load | 0 | 0 | 0 | -3.5098e-05 | -3.9964e-05 | -4.3285e-05 | -7.7385e-05 | -0.00010247 | -0.00022623 | -0.0002632 | -0.00021548 | -0.00022642 | -0.0002603 | -0.00027861 | -0.00032659 | -0.00036073 | -0.0036277 | -0.00385 | -413.9687 | -1229.2523 | -2422.188 | -2250.7096 | -2637.4018 | -2636.3332 | -2559.5961 | -2568.5283 | -2525.9776 | -2578.0601
CDP6 | TAS | TAS | Coordinated CER storage load | -2.5736 | -3.535 | -4.6062 | -5.9598 | -7.4185 | -9.3112 | -10.6938 | -12.2123 | -14.2341 | -16.3958 | -18.8622 | -22.1894 | -25.8413 | -30.4338 | -36.0468 | -41.9378 | -46.866 | -54.1875 | -58.7282 | -67.6249 | -69.4659 | -77.4579 | -92.1724 | -101.8538 | -113.1613 | -117.9145 | -125.721 | -136.3159
CDP6 | TAS | TAS | Passive CER storage load | -7.4092 | -8.08 | -8.839 | -9.6052 | -10.3749 | -11.3443 | -12.3431 | -13.3696 | -14.321 | -15.3464 | -16.5077 | -17.6666 | -18.6487 | -19.9309 | -21.017 | -22.1822 | -23.2833 | -23.8808 | -24.7761 | -25.5422 | -26.2799 | -27.2697 | -28.1878 | -29.1395 | -30.0052 | -30.3481 | -31.2962 | -32.5547
CDP7 | NSW | NNSW | Black coal | 0 | 0 | 0 | 0 | 0 | 0 | 0 | 0 | 0 | 0 | 0 | 0 | 0 | 0 | 0 | 0 | 0 | 0 | 0 | 0 | 0 | 0 | 0 | 0 | 0 | 0 | 0 | 0
CDP7 | NSW | NNSW | Mid-merit gas | 0 | 0 | 0 | 0 | 0 | 0 | 0 | 0 | 0 | 0 | 0 | 0 | 0 | 0 | 0 | 0 | 0 | 0 | 0 | 0 | 0 | 0 | 0 | 0 | 0 | 0 | 0 | 0
CDP7 | NSW | NNSW | Flexible gas with CCS | 0 | 0 | 0 | 0 | 0 | 0 | 0 | 0 | 0 | 0 | 0 | 0 | 0 | 0 | 0 | 0 | 0 | 0 | 0 | 0 | 0 | 0 | 0 | 0 | 0 | 0 | 0 | 0
CDP7 | NSW | NNSW | Flexible gas | 0 | 0 | 0 | 0 | 0 | 0 | 0 | 0 | 0 | 0 | 0 | 0 | 0 | 0 | 0 | 0 | 0 | 0 | 0 | 0 | 0 | 0 | 0 | 0 | 0 | 0 | 0 | 0
CDP7 | NSW | NNSW | Hydro | 0 | 0 | 0 | 0 | 0 | 0 | 0 | 0 | 0 | 0 | 0 | 0 | 0 | 0 | 0 | 0 | 0 | 0 | 0 | 0 | 0 | 0 | 0 | 0 | 0 | 0 | 0 | 0
CDP7 | NSW | NNSW | Utility storage | 3.939 | 15.4598 | 453.0678 | 898.5619 | 1366.3516 | 2922.5389 | 3016.5029 | 2960.2284 | 2928.9334 | 2972.2143 | 3078.3706 | 3150.321 | 3205.7148 | 3444.9073 | 3439.7034 | 3326.3803 | 3103.3906 | 3135.1597 | 3282.8881 | 3442.8455 | 4932.5908 | 5038.7367 | 4373.4857 | 4951.5894 | 4723.0511 | 5570.1829 | 5432.1332 | 6567.6219
CDP7 | NSW | NNSW | Coordinated CER storage | 8.8367 | 11.205 | 14.0468 | 16.935 | 20.3916 | 24.1015 | 27.6987 | 32.1273 | 36.4044 | 42.3076 | 49.5128 | 58.4896 | 67.0255 | 78.2785 | 88.616 | 98.5148 | 108.0078 | 117.8286 | 131.1808 | 152.9119 | 160.4037 | 180.7605 | 208.4386 | 228.0534 | 250.7157 | 269.4507 | 274.906 | 296.0347
CDP7 | NSW | NNSW | Passive CER storage | 18.167 | 19.7177 | 21.1384 | 22.4275 | 23.7008 | 25.0701 | 27.3635 | 29.2103 | 31.0205 | 33.1586 | 35.2223 | 37.5763 | 39.7724 | 41.8629 | 44.1078 | 46.4927 | 48.0454 | 50.12 | 51.7116 | 53.3755 | 55.0278 | 56.7506 | 58.6569 | 61.0185 | 62.4544 | 63.5 | 65.5099 | 67.3883
CDP7 | NSW | NNSW | Offshore wind | 0 | 0 | 0 | 0 | 0 | 0 | 0 | 0 | 0 | 0 | 0 | 0 | 0 | 0 | 0 | 0 | 0 | 0 | 0 | 0 | 0 | 0 | 0 | 0 | 0 | 0 | 0 | 0
CDP7 | NSW | NNSW | Wind | 1309.0055 | 1100.5696 | 1924.8497 | 2157.4973 | 2190.3744 | 10762.5262 | 11214.2158 | 10378.4617 | 11083.7355 | 10271.8197 | 12398.0976 | 12264.6467 | 12163.8089 | 12490.798 | 12539.5335 | 12060.4704 | 14386.9646 | 19358.0704 | 22728.5976 | 21757.5792 | 23615.9617 | 21455.6857 | 22128.3379 | 21167.7265 | 22194.1096 | 22006.1468 | 21498.2261 | 22802.9211
CDP7 | NSW | NNSW | Utility solar | 1712.7193 | 2165.5587 | 2323.6305 | 2244.7108 | 2378.7769 | 3197.4443 | 2713.9817 | 2892.0176 | 3349.8651 | 3448.7076 | 4376.2915 | 4651.7598 | 4280.3699 | 4623.3704 | 4602.515 | 4395.0598 | 4269.386 | 6656.1257 | 7402.4367 | 8992.1212 | 7787.7526 | 8324.0847 | 8895.3565 | 9134.4911 | 8764.4012 | 9280.9659 | 8771.4524 | 10123.9402
CDP7 | NSW | NNSW | Distributed PV | 1271.6546 | 1294.9489 | 1311.4241 | 1367.595 | 1455.6654 | 1546.1493 | 1624.3869 | 1687.2326 | 1737.479 | 1785.259 | 1826.8007 | 1862.6349 | 1883.9388 | 1905.6539 | 1925.5478 | 1947.8463 | 1965.8985 | 1986.5372 | 2009.2374 | 2037.7628 | 2057.9774 | 2077.2502 | 2099.9079 | 2127.0346 | 2148.3108 | 2170.1747 | 2198.1127 | 2230.421
CDP7 | NSW | NNSW | Other renewable fuels | 0 | 0 | 0 | 0 | 0 | 0 | 0 | 0 | 0 | 0 | 0 | 0 | 0 | 0 | 0 | 0 | 0 | 0 | 0 | 0 | 0 | 0 | 0 | 0 | 0 | 0 | 443.5753 | 284.4761
CDP7 | NSW | NNSW | DSP | 0 | 0 | 0 | 0 | 0 | 0 | 0 | 0 | 0 | 0 | 0 | 0 | 0 | 0 | 0 | 0 | 0 | 0 | 0 | 0 | 0 | 0 | 0 | 0 | 0 | 0 | 0 | 0
CDP7 | NSW | NNSW | Utility storage load | -4.6479 | -18.4046 | -545.9986 | -1075.4304 | -1634.8877 | -3515.4228 | -3699.6657 | -3639.2609 | -3574.5555 | -3671.8909 | -3751.6869 | -3851.5942 | -3928.4231 | -4229.1743 | -4213.4382 | -4066.089 | -3809.4757 | -3834.6713 | -4021.2931 | -4226.0983 | -6200.6702 | -6324.9319 | -5512.7962 | -6348.8809 | -5983.1547 | -7268.8663 | -7035.4618 | -8598.5077
CDP7 | NSW | NNSW | Coordinated CER storage load | -8.8367 | -11.205 | -14.0507 | -16.9415 | -20.3812 | -24.1089 | -27.988 | -32.8804 | -37.3933 | -44.1573 | -52.4653 | -63.1982 | -73.3702 | -87.289 | -99.877 | -111.2395 | -122.604 | -134.2493 | -151.2838 | -179.6012 | -187.164 | -213.9345 | -249.986 | -275.3004 | -304.0516 | -328.0033 | -333.9722 | -362.7202
CDP7 | NSW | NNSW | Passive CER storage load | -21.5306 | -23.3997 | -25.0516 | -26.5991 | -28.1174 | -29.7514 | -32.3942 | -34.6342 | -36.8836 | -39.2441 | -41.7975 | -44.5888 | -47.2409 | -49.663 | -52.439 | -55.0147 | -57.0178 | -59.3353 | -61.388 | -63.312 | -65.2137 | -67.3475 | -69.6038 | -72.2527 | -74.0459 | -75.4951 | -77.5117 | -80.0111
CDP7 | NSW | CNSW | Black coal | 23977.9469 | 25581.026 | 21876.829 | 19854.3106 | 18330.4719 | 6219.0814 | 6884.372 | 8915.7177 | 9585.0491 | 7868.3937 | 9070.4289 | 9421.3827 | 8463.2572 | 7676.4285 | 5998.9579 | 7134.6053 | 0 | 0 | 0 | 0 | 0 | 0 | 0 | 0 | 0 | 0 | 0 | 0
CDP7 | NSW | CNSW | Mid-merit gas | 0 | 0 | 0 | 0 | 0 | 0 | 0 | 0 | 0 | 0 | 0 | 0 | 0 | 0 | 0 | 0 | 0 | 0 | 0 | 0 | 0 | 0 | 0 | 0 | 0 | 0 | 0 | 0
CDP7 | NSW | CNSW | Flexible gas with CCS | 0 | 0 | 0 | 0 | 0 | 0 | 0 | 0 | 0 | 0 | 0 | 0 | 0 | 0 | 0 | 0 | 0 | 0 | 0 | 0 | 0 | 0 | 0 | 0 | 0 | 0 | 0 | 0
CDP7 | NSW | CNSW | Flexible gas | 0 | 0 | 0 | 0 | 0 | 0 | 0 | 0 | 0 | 0 | 0 | 0 | 0 | 0 | 0 | 0 | 0 | 0 | 0 | 0 | 0 | 0 | 0 | 0 | 0 | 0 | 0 | 0
CDP7 | NSW | CNSW | Hydro | 0 | 0 | 0 | 0 | 0 | 0 | 0 | 0 | 0 | 0 | 0 | 0 | 0 | 0 | 0 | 0 | 0 | 0 | 0 | 0 | 0 | 0 | 0 | 0 | 0 | 0 | 0 | 0
CDP7 | NSW | CNSW | Utility storage | 462.6114 | 1129.5455 | 1197.0653 | 2254.7726 | 3184.1791 | 3865.4696 | 2795.7432 | 2688.814 | 2443.8579 | 2511.0494 | 2575.494 | 2600.9788 | 2842.2236 | 2995.7053 | 3039.9377 | 2956.2576 | 2650.5952 | 2861.7001 | 3078.364 | 3043.8137 | 2807.1184 | 1912.6561 | 2166.4427 | 1877.6598 | 1262.746 | 1228.5689 | 1236.8725 | 1315.9274
CDP7 | NSW | CNSW | Coordinated CER storage | 3.7235 | 4.738 | 6.0179 | 7.4791 | 9.7803 | 10.6541 | 12.2242 | 14.5116 | 16.6494 | 19.7614 | 23.5558 | 28.6259 | 33.7364 | 40.5449 | 46.7685 | 52.3885 | 57.3247 | 64.1323 | 71.5872 | 84.0389 | 89.5631 | 102.0234 | 118.7023 | 130.6247 | 145.3502 | 157.18 | 161.0356 | 174.8597
CDP7 | NSW | CNSW | Passive CER storage | 7.627 | 8.3056 | 8.9956 | 9.6657 | 10.2322 | 10.8691 | 11.909 | 12.8093 | 13.6889 | 14.7028 | 15.7482 | 16.8884 | 18.0026 | 19.0507 | 20.185 | 21.411 | 22.266 | 23.3321 | 24.1695 | 25.0093 | 25.8786 | 26.806 | 27.8186 | 29.0444 | 29.8498 | 30.4411 | 31.4814 | 32.4604
CDP7 | NSW | CNSW | Offshore wind | 0 | 0 | 0 | 0 | 0 | 0 | 0 | 0 | 0 | 0 | 0 | 0 | 0 | 0 | 0 | 0 | 0 | 0 | 0 | 0 | 0 | 0 | 0 | 0 | 0 | 0 | 0 | 0
CDP7 | NSW | CNSW | Wind | 1293.4461 | 1927.1105 | 3924.4026 | 5740.0365 | 15392.2516 | 14934.9206 | 15226.7984 | 14188.7358 | 14726.4113 | 13866.3568 | 14576.1332 | 14242.5456 | 14132.8704 | 15057.7403 | 14832.8963 | 15215.479 | 14915.3686 | 14842.4435 | 14493.2021 | 13677.5266 | 14551.793 | 13406.3128 | 13609.5717 | 12937.5396 | 14046.3923 | 14929.3962 | 14604.9524 | 15766.9177
CDP7 | NSW | CNSW | Utility solar | 3629.2863 | 3910.007 | 5402.2227 | 5178.2416 | 8662.1846 | 9215.7809 | 8082.3663 | 8500.1518 | 9912.0949 | 9884.3737 | 10005.2003 | 10277.1631 | 9822.4802 | 10504.3223 | 10439.1542 | 10089.5879 | 9850.4925 | 8932.6693 | 9265.1914 | 10637.3435 | 9367.2081 | 10075.6455 | 11191.3507 | 14052.9032 | 14451.8792 | 17727.8655 | 17009.1831 | 18132.9303
CDP7 | NSW | CNSW | Distributed PV | 805.7252 | 814.9854 | 829.5535 | 870.8455 | 916.2872 | 974.0498 | 1025.6157 | 1072.6831 | 1112.1573 | 1154.5789 | 1186.7008 | 1211.9352 | 1229.1648 | 1252.0861 | 1268.2638 | 1286.3269 | 1301.3111 | 1324.9373 | 1342.737 | 1359.4079 | 1373.0091 | 1398.259 | 1414.9644 | 1434.2131 | 1452.1522 | 1478.3848 | 1498.0146 | 1518.8237
CDP7 | NSW | CNSW | Other renewable fuels | 0 | 0 | 0 | 0 | 0 | 0 | 0 | 0 | 0 | 0 | 0 | 0 | 0 | 0 | 0 | 0 | 0 | 0 | 0 | 0 | 0 | 0 | 0 | 0 | 0 | 160.9485 | 446.1831 | 283.4477
CDP7 | NSW | CNSW | DSP | 0 | 0 | 0 | 0 | 0 | 0 | 0 | 0 | 0 | 0 | 0 | 0 | 0 | 0 | 0 | 0 | 0 | 0 | 0 | 0 | 0 | 0 | 0 | 0 | 0 | 0 | 0 | 0
CDP7 | NSW | CNSW | Utility storage load | -659.4221 | -1424.4409 | -1485.8746 | -2693.8992 | -3859.2203 | -4733.0706 | -3447.3832 | -3307.7607 | -2971.3782 | -3079.7667 | -3121.5017 | -3169.5005 | -3508.6293 | -3682.6948 | -3725.7972 | -3636.5067 | -3265.3108 | -3517.6415 | -3821.1652 | -3765.3884 | -3461.8734 | -2381.7326 | -2727.9511 | -2425.605 | -1666.5105 | -1645.801 | -1688.7624 | -1786.683
CDP7 | NSW | CNSW | Coordinated CER storage load | -3.7235 | -4.738 | -6.0196 | -7.4819 | -9.7812 | -10.6519 | -12.4206 | -15.0142 | -17.3201 | -21.0029 | -25.4214 | -31.6883 | -37.9203 | -46.558 | -54.2265 | -60.741 | -66.9514 | -75.2731 | -84.9919 | -101.8495 | -107.8275 | -124.7038 | -146.5919 | -162.4057 | -181.3725 | -196.9464 | -201.5591 | -220.2879
CDP7 | NSW | CNSW | Passive CER storage load | -9.0391 | -9.8566 | -10.6609 | -11.4635 | -12.1389 | -12.8986 | -14.0985 | -15.1877 | -16.2762 | -17.4011 | -18.6881 | -20.0401 | -21.3832 | -22.6003 | -23.9976 | -25.3356 | -26.4242 | -27.622 | -28.6922 | -29.6652 | -30.6689 | -31.8114 | -33.0103 | -34.3918 | -35.3899 | -36.1914 | -37.2489 | -38.5407
CDP7 | NSW | SNSW | Black coal | 0 | 0 | 0 | 0 | 0 | 0 | 0 | 0 | 0 | 0 | 0 | 0 | 0 | 0 | 0 | 0 | 0 | 0 | 0 | 0 | 0 | 0 | 0 | 0 | 0 | 0 | 0 | 0
CDP7 | NSW | SNSW | Mid-merit gas | 0 | 0 | 0 | 0 | 0 | 0 | 0 | 0 | 0 | 0 | 0 | 0 | 0 | 0 | 0 | 0 | 0 | 0 | 0 | 0 | 0 | 0 | 0 | 0 | 0 | 0 | 0 | 0
CDP7 | NSW | SNSW | Flexible gas with CCS | 0 | 0 | 0 | 0 | 0 | 0 | 0 | 0 | 0 | 0 | 0 | 0 | 0 | 0 | 0 | 0 | 0 | 0 | 0 | 0 | 0 | 0 | 0 | 0 | 0 | 0 | 0 | 0
CDP7 | NSW | SNSW | Flexible gas | 2.1428e-07 | 2.6966e-07 | 3.5472e-07 | 5.1739e-07 | 1.4558 | 1.5026e-06 | 14.7588 | 1.5297e-06 | 1.4795e-06 | 2.2043e-06 | 1.8445e-06 | 2.1666e-06 | 0.66471 | 0.18833 | 5.487e-07 | 9.2863e-07 | 1.4012 | 11.4487 | 0.062766 | 18.0441 | 0 | 0 | 0 | 0 | 0 | 0 | 0 | 0
CDP7 | NSW | SNSW | Hydro | 2789.2389 | 1140.9775 | 1615.551 | 4889.4094 | 3900.0458 | 6420.6078 | 2630.9522 | 2768.576 | 2644.1355 | 3429.6806 | 3309.9983 | 2997.0598 | 3558.3319 | 2500.0487 | 2299.5437 | 2738.7333 | 3836.497 | 3342.1996 | 2924.7912 | 3136.2267 | 2415.5179 | 3105.6144 | 3000.345 | 3137.8019 | 3188.0455 | 2675.2244 | 3371.4722 | 2446.597
CDP7 | NSW | SNSW | Utility storage | 223.4677 | 322.5807 | 326.1952 | 389.7552 | 939.4119 | 2258.9462 | 2491.9743 | 2193.2055 | 4816.3511 | 5249.6101 | 5048.7296 | 4938.7315 | 5605.9913 | 5729.838 | 5712.763 | 5667.2644 | 5608.0666 | 5625.6359 | 5791.9654 | 5402.2097 | 5725.6624 | 5081.0867 | 5625.7167 | 5461.3931 | 5512.0751 | 5510.782 | 5851.7169 | 5678.2107
CDP7 | NSW | SNSW | Coordinated CER storage | 7.4491 | 9.5538 | 12.1569 | 15.0223 | 18.377 | 22.1423 | 25.5433 | 29.7118 | 33.5773 | 39.0316 | 45.3849 | 53.6316 | 61.8981 | 72.7419 | 82.6907 | 92.3583 | 102.4829 | 113.3479 | 125.8565 | 147.8209 | 160.6497 | 178.2917 | 206.22 | 226.7432 | 251.97 | 273.131 | 281.2827 | 304.3045
CDP7 | NSW | SNSW | Passive CER storage | 15.3225 | 16.8139 | 18.2962 | 19.9476 | 21.4747 | 23.0167 | 25.293 | 27.1321 | 28.9755 | 31.0951 | 33.189 | 35.5698 | 37.8779 | 40.0969 | 42.4832 | 44.9811 | 46.6541 | 48.8145 | 50.5218 | 52.2984 | 54.1283 | 56.0857 | 58.256 | 60.8935 | 62.5963 | 63.9327 | 66.2023 | 68.3467
CDP7 | NSW | SNSW | Offshore wind | 0 | 0 | 0 | 0 | 0 | 0 | 0 | 0 | 0 | 0 | 0 | 0 | 0 | 0 | 0 | 0 | 0 | 0 | 0 | 0 | 0 | 0 | 0 | 0 | 0 | 0 | 0 | 0
CDP7 | NSW | SNSW | Wind | 5479.1466 | 5966.2588 | 7205.5721 | 9160.5337 | 9040.5577 | 8401.6619 | 8392.1991 | 8053.7061 | 8372.5808 | 8738.8164 | 8091.6365 | 8455.3585 | 8083.3424 | 8525.6874 | 8336.5653 | 8472.9071 | 7974.2832 | 7805.2238 | 7741.3517 | 6313.1062 | 6730.2334 | 5658.7003 | 5316.8076 | 5544.3175 | 4102.1986 | 4323.0723 | 4190.8772 | 4499.7268
CDP7 | NSW | SNSW | Utility solar | 4561.1115 | 5481.6371 | 6107.6703 | 7483.3623 | 7424.937 | 7660.8422 | 6559.4633 | 7044.3958 | 7883.0783 | 7445.1664 | 7690.2935 | 7654.0505 | 7210.8084 | 7735.8998 | 7513.4438 | 7449.6932 | 7345.2862 | 6831.2102 | 6800.9498 | 9202.0567 | 8893.2473 | 9294.9883 | 9447.2526 | 8622.5051 | 9841.9108 | 9682.8153 | 7680.8116 | 8125.0729
CDP7 | NSW | SNSW | Distributed PV | 1286.0905 | 1322.7575 | 1362.6526 | 1446.0263 | 1540.5536 | 1647.4287 | 1745.6243 | 1832.1643 | 1910.3635 | 1990.2647 | 2054.8207 | 2113.8626 | 2159.1101 | 2205.4714 | 2245.1143 | 2285.7319 | 2320.1221 | 2364.8685 | 2403.0178 | 2443.7 | 2479.7929 | 2528.6708 | 2571.5307 | 2617.0872 | 2653.1877 | 2703.8642 | 2749.1533 | 2797.2701
CDP7 | NSW | SNSW | Other renewable fuels | 0 | 0 | 0 | 0 | 0 | 0 | 0 | 0 | 0 | 0 | 0 | 0 | 0 | 0 | 0 | 0 | 0 | 0 | 0 | 0 | 0 | 0 | 0 | 0 | 0 | 0 | 0 | 0
CDP7 | NSW | SNSW | DSP | 0 | 0 | 0 | 0 | 0 | 0 | 0 | 0 | 0 | 0 | 0 | 0 | 0 | 0 | 0 | 0 | 0 | 0 | 0 | 0 | 0 | 0 | 0 | 0 | 0 | 0 | 0 | 0
CDP7 | NSW | SNSW | Utility storage load | -266.0331 | -385.7586 | -390.2528 | -702.9918 | -1561.6249 | -3108.6806 | -3196.1782 | -3092.2487 | -6162.5587 | -6717.1741 | -6469.6757 | -6762.7314 | -7026.6003 | -7637.5414 | -7305.9195 | -7765.1077 | -7144.8134 | -7366.9936 | -7433.8713 | -7160.5413 | -7540.6533 | -6837.8181 | -7130.4385 | -7369.7908 | -6910.6603 | -7554.7075 | -7476.6375 | -7706.8544
CDP7 | NSW | SNSW | Coordinated CER storage load | -7.4491 | -9.5538 | -12.1603 | -15.019 | -18.3883 | -22.1378 | -25.7836 | -30.3483 | -34.3205 | -40.4845 | -47.5989 | -57.3707 | -67.1151 | -80.4192 | -92.3861 | -103.4074 | -115.6639 | -128.7492 | -144.3503 | -173.2685 | -188.2088 | -211.1132 | -246.9667 | -273.9048 | -305.3498 | -332.8742 | -342.4944 | -373.6715
CDP7 | NSW | SNSW | Passive CER storage load | -18.1594 | -19.9536 | -21.6832 | -23.6578 | -25.4764 | -27.3145 | -29.943 | -32.17 | -34.4521 | -36.8018 | -39.3846 | -42.2078 | -44.9907 | -47.568 | -50.5075 | -53.226 | -55.3667 | -57.7897 | -59.9755 | -62.0344 | -64.1477 | -66.5585 | -69.1281 | -72.1047 | -74.2141 | -76.0095 | -78.331 | -81.149
CDP7 | NSW | SNW | Black coal | 14936.0955 | 9260.1091 | 8551.6727 | 8222.8296 | 0 | 0 | 0 | 0 | 0 | 0 | 0 | 0 | 0 | 0 | 0 | 0 | 0 | 0 | 0 | 0 | 0 | 0 | 0 | 0 | 0 | 0 | 0 | 0
CDP7 | NSW | SNW | Mid-merit gas | 528.9786 | 1153.0794 | 705.8329 | 532.5492 | 1327.1866 | 557.1236 | 772.6657 | 1035.4872 | 1177.4594 | 1023.3638 | 1243.9587 | 1364.8828 | 1547.0369 | 1018.2066 | 520.9944 | 1176.4859 | 1433.9284 | 1362.706 | 1513.5774 | 0 | 0 | 0 | 0 | 0 | 0 | 0 | 0 | 0
CDP7 | NSW | SNW | Flexible gas with CCS | 0 | 0 | 0 | 0 | 0 | 0 | 0 | 0 | 0 | 0 | 0 | 0 | 0 | 0 | 0 | 0 | 0 | 0 | 0 | 0 | 0 | 0 | 0 | 0 | 0 | 0 | 0 | 0
CDP7 | NSW | SNW | Flexible gas | 11.1422 | 55.9836 | 22.3302 | 34.7618 | 219.6943 | 170.5837 | 293.6493 | 124.3508 | 21.7489 | 484.6745 | 159.896 | 100.9023 | 610.7969 | 314.2753 | 105.7465 | 199.5189 | 896.7519 | 1005.1736 | 1082.7352 | 1526.2085 | 1467.3006 | 2123.1033 | 2329.6502 | 2863.5489 | 1406.9036 | 1128.3501 | 2400.2697 | 1753.4599
CDP7 | NSW | SNW | Hydro | 0 | 0 | 0 | 0 | 0 | 0 | 0 | 0 | 0 | 0 | 0 | 0 | 0 | 0 | 0 | 0 | 0 | 0 | 0 | 0 | 0 | 0 | 0 | 0 | 0 | 0 | 0 | 0
CDP7 | NSW | SNW | Utility storage | 124.1718 | 1576.4158 | 1442.2618 | 1599.5116 | 2279.5307 | 3858.2821 | 3427.5243 | 3311.2717 | 3175.5811 | 3235.1968 | 3318.7931 | 3364.9809 | 3537.046 | 3733.9259 | 3620.415 | 3623.818 | 3323.4299 | 3433.6417 | 3756.9936 | 3770.965 | 3452.7687 | 1956.0358 | 2187.1088 | 2276.7872 | 2033.6485 | 1418.0693 | 1428.6723 | 1475.2729
CDP7 | NSW | SNW | Coordinated CER storage | 35.1487 | 44.9827 | 56.648 | 69.3809 | 84.7113 | 100.8945 | 117.9436 | 138.964 | 158.1755 | 186.8674 | 220.7679 | 266.919 | 312.1629 | 375.6056 | 428.2451 | 481.4227 | 525.5515 | 581.8334 | 659.5146 | 774.8691 | 809.7824 | 922.5024 | 1091.8596 | 1204.5589 | 1338.8042 | 1442.5664 | 1483.2268 | 1617.9862
CDP7 | NSW | SNW | Passive CER storage | 72.1981 | 79.1669 | 85.245 | 91.9237 | 98.465 | 104.9795 | 114.8156 | 122.5686 | 130.0811 | 138.8145 | 147.4054 | 157.2483 | 166.6163 | 175.6471 | 185.5089 | 195.9892 | 202.8675 | 211.7879 | 218.4927 | 225.3181 | 232.4773 | 240.1037 | 248.6419 | 259.2958 | 266.1282 | 271.3594 | 280.7262 | 289.5094
CDP7 | NSW | SNW | Offshore wind | 0 | 0 | 0 | 0 | 0 | 0 | 0 | 0 | 0 | 0 | 0 | 0 | 0 | 0 | 0 | 0 | 0 | 0 | 0 | 0 | 0 | 0 | 0 | 0 | 0 | 0 | 0 | 0
CDP7 | NSW | SNW | Wind | 0 | 0 | 0 | 0 | 0 | 0 | 0 | 0 | 0 | 0 | 0 | 0 | 0 | 0 | 0 | 0 | 0 | 0 | 0 | 0 | 0 | 0 | 0 | 0 | 0 | 0 | 0 | 0
CDP7 | NSW | SNW | Utility solar | 0 | 0 | 0 | 0 | 0 | 0 | 0 | 0 | 0 | 0 | 0 | 0 | 0 | 0 | 0 | 0 | 0 | 0 | 0 | 0 | 0 | 0 | 0 | 0 | 0 | 0 | 0 | 0
CDP7 | NSW | SNW | Distributed PV | 4711.8926 | 4899.8671 | 5101.4499 | 5464.9574 | 5880.7926 | 6307.2576 | 6705.1023 | 7062.8221 | 7381.5716 | 7671.0896 | 7947.7897 | 8185.5984 | 8342.0996 | 8459.8366 | 8588.8595 | 8727.2997 | 8837.225 | 8945.2228 | 9071.2788 | 9209.3908 | 9321.3523 | 9430.913 | 9560.0224 | 9701.0611 | 9815.0944 | 9930.3552 | 10063.7426 | 10218.7569
CDP7 | NSW | SNW | Other renewable fuels | 0 | 0 | 0 | 0 | 0 | 0 | 0 | 0 | 0 | 0 | 0 | 0 | 0 | 0 | 0 | 0 | 0 | 0 | 0 | 0 | 0 | 0 | 0 | 0 | 0 | 483.8461 | 451.2401 | 287.4614
CDP7 | NSW | SNW | DSP | 1.1243e-06 | 1.8555 | 1.285e-06 | 1.1815 | 15.452 | 76.8714 | 44.4745 | 1.6095e-06 | 1.8158e-06 | 2.3527e-06 | 8.5792 | 3.9817 | 45.1224 | 19.2885 | 4.1715 | 3.739 | 87.518 | 34.8922 | 8.8725 | 19.307 | 15.96 | 1.7325 | 21.991 | 26.7736 | 46.8016 | 10.547 | 112.0496 | 89.3719
CDP7 | NSW | SNW | Utility storage load | -147.8237 | -1862.5225 | -1708.2742 | -1894.3578 | -2691.7266 | -4588.7721 | -4074.2744 | -3946.2084 | -3770.852 | -3858.7209 | -3941.3038 | -4002.2074 | -4207.6168 | -4443.8499 | -4319.3984 | -4301.9416 | -3954.4003 | -4085.3116 | -4475.811 | -4491.8195 | -4098.4734 | -2345.579 | -2617.6164 | -2726.9295 | -2436.5433 | -1693.6802 | -1705.7963 | -1763.5354
CDP7 | NSW | SNW | Coordinated CER storage load | -35.1487 | -44.9827 | -56.6637 | -69.4076 | -84.6688 | -100.9248 | -119.8834 | -143.8803 | -164.6894 | -198.87 | -238.6747 | -296.2505 | -352.1645 | -433.4437 | -499.7047 | -562.9772 | -616.9112 | -686.9673 | -788.6264 | -944.2338 | -978.4668 | -1132.0646 | -1354.9483 | -1504.6098 | -1682.2092 | -1817.0635 | -1866.5179 | -2051.9824
CDP7 | NSW | SNW | Passive CER storage load | -85.5652 | -93.9503 | -101.0255 | -109.0216 | -116.8136 | -124.582 | -135.9242 | -145.3273 | -154.6674 | -164.2906 | -174.9227 | -186.5939 | -197.9037 | -208.3743 | -220.5481 | -231.9133 | -240.7529 | -250.728 | -259.3774 | -267.2642 | -275.51 | -284.9379 | -295.0449 | -307.0351 | -315.5215 | -322.6188 | -332.1569 | -343.7389
CDP7 | QLD | NQ | Black coal | 0 | 0 | 0 | 0 | 0 | 0 | 0 | 0 | 0 | 0 | 0 | 0 | 0 | 0 | 0 | 0 | 0 | 0 | 0 | 0 | 0 | 0 | 0 | 0 | 0 | 0 | 0 | 0
CDP7 | QLD | NQ | Mid-merit gas | 203.2491 | 205.2718 | 17.271 | 13.7483 | 28.5958 | 8.9001 | 17.6488 | 8.2096 | 3.4223 | 11.4945 | 32.8833 | 21.5418 | 44.2704 | 44.5239 | 28.0423 | 112.9092 | 207.9606 | 144.913 | 146.9834 | 127.908 | 145.2373 | 88.3077 | 0 | 0 | 0 | 0 | 0 | 0
CDP7 | QLD | NQ | Flexible gas with CCS | 0 | 0 | 0 | 0 | 0 | 0 | 0 | 0 | 0 | 0 | 0 | 0 | 0 | 0 | 0 | 0 | 0 | 0 | 0 | 0 | 0 | 0 | 0 | 0 | 0 | 0 | 0 | 0
CDP7 | QLD | NQ | Flexible gas | 0 | 0 | 0 | 0 | 0 | 0 | 2.235e-09 | 0 | 0 | 0 | 1.195e-09 | 1.0493 | 0.48798 | 2.1175e-08 | 0 | 0.18121 | 1.3855e-08 | 5.43e-09 | 4.76e-09 | 7.015e-09 | 0 | 0 | 0 | 0 | 0 | 0 | 0 | 0
CDP7 | QLD | NQ | Hydro | 309.1896 | 160.8939 | 232.3698 | 232.7106 | 185.1137 | 279.7378 | 299.4566 | 248.6631 | 214.1129 | 253.0374 | 199.9267 | 127.239 | 181.5262 | 76.7658 | 165.0364 | 80.9464 | 93.5647 | 114.9704 | 0 | 0 | 0 | 0 | 0 | 0 | 0 | 0 | 0 | 0
CDP7 | QLD | NQ | Utility storage | 224.1646 | 463.621 | 569.0439 | 523.3679 | 560.8016 | 839.6829 | 731.8917 | 723.4621 | 599.5131 | 789.525 | 756.485 | 784.377 | 835.518 | 852.3137 | 834.998 | 833.0946 | 802.7487 | 822.7885 | 831.2032 | 860.4493 | 822.9403 | 829.8791 | 514.7875 | 559.1643 | 882.9706 | 987.3692 | 980.223 | 989.2627
CDP7 | QLD | NQ | Coordinated CER storage | 3.7026 | 4.8308 | 6.1192 | 7.6954 | 9.524 | 11.6681 | 13.797 | 16.4254 | 18.7247 | 23.1105 | 27.1562 | 33.0863 | 38.6001 | 44.8928 | 52.3528 | 58.4562 | 64.7448 | 72.7616 | 82.8533 | 94.366 | 100.7219 | 113.2991 | 129.178 | 141.7588 | 156.0626 | 174.081 | 179.2114 | 188.1691
CDP7 | QLD | NQ | Passive CER storage | 7.8983 | 8.9015 | 9.8572 | 10.8967 | 11.9899 | 13.0913 | 14.6095 | 15.9655 | 17.2986 | 18.8163 | 20.3749 | 22.1566 | 23.8494 | 25.5681 | 27.3346 | 29.213 | 30.5814 | 32.1658 | 33.4967 | 34.9698 | 36.3326 | 37.8586 | 39.5466 | 41.5898 | 43.035 | 44.1319 | 45.8801 | 47.4763
CDP7 | QLD | NQ | Offshore wind | 0 | 0 | 0 | 0 | 0 | 0 | 0 | 0 | 0 | 0 | 0 | 0 | 0 | 0 | 0 | 0 | 0 | 0 | 0 | 0 | 0 | 0 | 0 | 0 | 0 | 0 | 0 | 0
CDP7 | QLD | NQ | Wind | 1065.2586 | 1036.1346 | 1062.9872 | 5238.9559 | 6174.4111 | 8896.2066 | 8318.6377 | 8886.0253 | 9379.4471 | 10073.4797 | 9624.0264 | 9041.2489 | 10081.6084 | 10596.6701 | 10724.0696 | 10137.1065 | 9931.0061 | 9363.3933 | 9439.6154 | 10726.0554 | 11173.1291 | 11624.0586 | 11775.9269 | 11990.1457 | 11450.6889 | 10829.4472 | 11586.888 | 12385.5566
CDP7 | QLD | NQ | Utility solar | 1296.0295 | 1392.7167 | 1290.1359 | 1267.9634 | 1198.4486 | 1011.657 | 1015.7444 | 1159.8265 | 1287.6266 | 1179.8243 | 1262.3102 | 1284.3191 | 1206.2231 | 1119.1825 | 1121.1533 | 1179.6676 | 1122.1776 | 1576.9925 | 1448.7753 | 1216.3423 | 1024.3203 | 1146.1153 | 1109.1567 | 839.6976 | 851.5593 | 1492.3026 | 1273.0792 | 1254.1481
CDP7 | QLD | NQ | Distributed PV | 890.6838 | 933.0996 | 966.2641 | 1008.0842 | 1073.5389 | 1130.3381 | 1177.689 | 1223.6016 | 1257.4637 | 1292.358 | 1322.4242 | 1351.3797 | 1366.6988 | 1386.523 | 1406.3077 | 1427.8995 | 1446.4485 | 1469.534 | 1490.6694 | 1518.8556 | 1536.7492 | 1560.7993 | 1584.1359 | 1613.9356 | 1633.642 | 1662.3734 | 1692.196 | 1728.5245
CDP7 | QLD | NQ | Other renewable fuels | 0 | 0 | 0 | 0 | 0 | 0 | 0 | 0 | 0 | 0 | 0 | 0 | 0 | 0 | 0 | 0 | 0 | 0 | 0 | 0 | 0 | 0 | 0 | 0 | 0 | 0 | 0 | 0
CDP7 | QLD | NQ | DSP | 0 | 0 | 0 | 0 | 0 | 0 | 0 | 0 | 0 | 0 | 0 | 0 | 0 | 0 | 0 | 0 | 0 | 0 | 0 | 0 | 0 | 0 | 0 | 0 | 0 | 0 | 0 | 0
CDP7 | QLD | NQ | Utility storage load | -281.8219 | -584.6611 | -709.8727 | -681.4546 | -780.5657 | -1342.2921 | -962.7086 | -931.366 | -756.5432 | -1023.5786 | -975.125 | -993.4484 | -1106.1151 | -1123.4043 | -1092.6854 | -1084.9859 | -1055.2183 | -1075.2502 | -1091.5674 | -1138.0093 | -1154.7938 | -1152.7944 | -816.602 | -912.6667 | -1294.2234 | -1416.4389 | -1424.0108 | -1468.6592
CDP7 | QLD | NQ | Coordinated CER storage load | -3.7026 | -4.8308 | -6.1229 | -7.6964 | -9.5194 | -11.6681 | -13.9868 | -16.8735 | -19.2321 | -24.4835 | -29.1129 | -36.1936 | -42.8424 | -50.287 | -59.5449 | -66.4725 | -74.0433 | -84.0113 | -96.6722 | -111.6586 | -118.5193 | -134.6054 | -155.0612 | -170.7529 | -189.1067 | -212.328 | -218.4606 | -230.1094
CDP7 | QLD | NQ | Passive CER storage load | -9.0958 | -10.2402 | -11.3564 | -12.5167 | -13.7673 | -15.0267 | -16.7301 | -18.3385 | -19.8913 | -21.5543 | -23.4129 | -25.4463 | -27.3352 | -29.3526 | -31.3736 | -33.392 | -35.0567 | -36.7595 | -38.3701 | -40.0687 | -41.5473 | -43.3666 | -45.2576 | -47.4699 | -49.2828 | -50.516 | -52.2872 | -54.2445
CDP7 | QLD | GG | Black coal | 2943.36 | 2951.3564 | 2967.803 | 1802.2865 | 1808.7909 | 1487.9503 | 791.4608 | 0 | 0 | 0 | 0 | 0 | 0 | 0 | 0 | 0 | 0 | 0 | 0 | 0 | 0 | 0 | 0 | 0 | 0 | 0 | 0 | 0
CDP7 | QLD | GG | Mid-merit gas | 790.803 | 868.8509 | 832.3193 | 841.7347 | 842.0008 | 829.8622 | 26.1608 | 12.3792 | 37.7937 | 102.6889 | 124.4782 | 125.3479 | 304.9001 | 224.4336 | 155.6899 | 367.3818 | 458.8549 | 337.8778 | 380.6516 | 391.7338 | 339.7676 | 287.9448 | 305.1228 | 279.8594 | 223.8848 | 186.6675 | 0 | 0
CDP7 | QLD | GG | Flexible gas with CCS | 0 | 0 | 0 | 0 | 0 | 0 | 0 | 0 | 0 | 0 | 0 | 0 | 0 | 0 | 0 | 0 | 0 | 0 | 0 | 0 | 0 | 0 | 0 | 0 | 0 | 0 | 0 | 0
CDP7 | QLD | GG | Flexible gas | 0 | 0 | 0 | 0 | 0 | 0 | 1.276e-06 | 5.2831e-07 | 1.1365e-06 | 1.0429e-05 | 1.6725e-05 | 1.5892e-05 | 4.1715e-05 | 2.9267e-05 | 7.5296e-06 | 1.6572e-05 | 4.0711e-05 | 2.6803e-05 | 2.5335e-05 | 2.6079e-05 | 2.2898e-05 | 9.8199e-06 | 2.944e-05 | 2.4496e-05 | 1.8878e-05 | 1.0402e-05 | 4.4039e-05 | 4.1829e-05
CDP7 | QLD | GG | Hydro | 0 | 0 | 0 | 0 | 0 | 0 | 0 | 0 | 0 | 0 | 0 | 0 | 0 | 0 | 0 | 0 | 0 | 0 | 0 | 0 | 0 | 0 | 0 | 0 | 0 | 0 | 0 | 0
CDP7 | QLD | GG | Utility storage | 0 | 42.9252 | 95.6949 | 116.0336 | 108.4397 | 417.6264 | 257.8493 | 233.1307 | 156.8972 | 214.0326 | 213.6834 | 219.0289 | 260.5856 | 275.0383 | 250.8269 | 263.0392 | 234.0878 | 238.8748 | 286.0755 | 270.9229 | 214.3715 | 74.0894 | 80.2201 | 225.0275 | 231.408 | 325.9141 | 324.135 | 883.2388
CDP7 | QLD | GG | Coordinated CER storage | 0.20226 | 0.2661 | 0.33637 | 0.42499 | 0.52157 | 0.65439 | 0.80391 | 1.0047 | 1.1385 | 1.5311 | 1.8304 | 2.3833 | 2.8666 | 3.4466 | 4.0999 | 4.6163 | 5.095 | 5.8222 | 6.8558 | 7.885 | 8.162 | 9.5931 | 10.7522 | 12.0327 | 13.9223 | 15.9158 | 16.3102 | 16.8273
CDP7 | QLD | GG | Passive CER storage | 0.43375 | 0.49115 | 0.5429 | 0.6111 | 0.66737 | 0.73538 | 0.82193 | 0.90112 | 0.98625 | 1.0827 | 1.1807 | 1.2893 | 1.3971 | 1.5064 | 1.6163 | 1.7374 | 1.8244 | 1.9283 | 2.0181 | 2.1123 | 2.2029 | 2.3052 | 2.4175 | 2.547 | 2.6413 | 2.7129 | 2.8267 | 2.9272
CDP7 | QLD | GG | Offshore wind | 0 | 0 | 0 | 0 | 0 | 0 | 0 | 0 | 0 | 0 | 0 | 0 | 0 | 0 | 0 | 0 | 0 | 0 | 0 | 0 | 0 | 0 | 0 | 0 | 0 | 0 | 0 | 0
CDP7 | QLD | GG | Wind | 0 | 0 | 0 | 0 | 0 | 0 | 0 | 0 | 0 | 0 | 0 | 0 | 0 | 0 | 0 | 0 | 0 | 0 | 0 | 0 | 0 | 0 | 0 | 0 | 0 | 0 | 0 | 0
CDP7 | QLD | GG | Utility solar | 0 | 0 | 0 | 0 | 0 | 0 | 0 | 0 | 0 | 0 | 0 | 0 | 0 | 0 | 0 | 0 | 0 | 0 | 0 | 0 | 0 | 0 | 0 | 0 | 0 | 0 | 0 | 0
CDP7 | QLD | GG | Distributed PV | 83.1873 | 85.9307 | 89.0592 | 93.8754 | 98.1305 | 103.0181 | 107.804 | 112.3773 | 116.1806 | 119.6898 | 122.8667 | 125.7195 | 127.7035 | 129.6922 | 131.5994 | 134.0671 | 135.8587 | 138.2141 | 140.6638 | 143.1481 | 145.0607 | 147.4519 | 150.0271 | 152.6645 | 154.6545 | 157.2475 | 160.5535 | 164.0285
CDP7 | QLD | GG | Other renewable fuels | 0 | 0 | 0 | 0 | 0 | 0 | 0 | 0 | 0 | 0 | 0 | 0 | 0 | 0 | 0 | 0 | 0 | 0 | 0 | 0 | 0 | 0 | 0 | 0 | 0 | 0 | 0 | 0
CDP7 | QLD | GG | DSP | 0 | 0 | 0 | 0 | 0 | 0 | 0 | 0 | 0 | 0 | 0 | 0 | 0 | 0 | 0 | 0 | 0 | 0 | 0 | 0 | 0 | 0 | 0 | 0 | 0 | 0 | 0 | 0
CDP7 | QLD | GG | Utility storage load | 0 | -51.1015 | -114.359 | -138.1353 | -129.0949 | -496.738 | -306.9635 | -277.5366 | -186.7824 | -254.8008 | -254.817 | -260.3168 | -310.221 | -327.4267 | -299.04 | -312.7055 | -278.6761 | -284.3749 | -340.6301 | -322.8999 | -254.7678 | -87.1553 | -94.3673 | -264.7843 | -272.7495 | -382.7866 | -381.3126 | -1038.9873
CDP7 | QLD | GG | Coordinated CER storage load | -0.20226 | -0.2661 | -0.33657 | -0.42505 | -0.52163 | -0.65407 | -0.82672 | -1.0633 | -1.1986 | -1.6974 | -2.0549 | -2.7594 | -3.3727 | -4.1143 | -4.9624 | -5.5793 | -6.1841 | -7.1169 | -8.5059 | -9.868 | -10.1112 | -12.0479 | -13.5653 | -15.267 | -17.8387 | -20.4766 | -21.0202 | -21.6414
CDP7 | QLD | GG | Passive CER storage load | -0.49951 | -0.56501 | -0.62547 | -0.70194 | -0.76631 | -0.8441 | -0.94124 | -1.0351 | -1.1341 | -1.2402 | -1.3568 | -1.4807 | -1.6013 | -1.7294 | -1.8552 | -1.9859 | -2.0914 | -2.2036 | -2.3117 | -2.4203 | -2.5191 | -2.6406 | -2.7666 | -2.9072 | -3.0247 | -3.1053 | -3.2214 | -3.3445
CDP7 | QLD | CQ | Black coal | 11700.4547 | 12723.9569 | 14346.3739 | 7428.3476 | 6489.3603 | 3070.9341 | 6462.5774 | 6127.7469 | 4186.6616 | 3970.2693 | 4332.4787 | 4556.073 | 4545.0763 | 3666.6484 | 3545.2923 | 4314.6367 | 4433.6423 | 4553.4566 | 4902.2364 | 4753.5824 | 4381.4029 | 4541.5913 | 4313.8055 | 4228.7267 | 4249.7023 | 4602.9599 | 4170.4773 | 0
CDP7 | QLD | CQ | Mid-merit gas | 0 | 0 | 0 | 0 | 0 | 0 | 0 | 0 | 0 | 0 | 0 | 0 | 0 | 0 | 0 | 0 | 0 | 0 | 0 | 0 | 0 | 0 | 0 | 0 | 0 | 0 | 0 | 0
CDP7 | QLD | CQ | Flexible gas with CCS | 0 | 0 | 0 | 0 | 0 | 0 | 0 | 0 | 0 | 0 | 0 | 0 | 0 | 0 | 0 | 0 | 0 | 0 | 0 | 0 | 0 | 0 | 0 | 0 | 0 | 0 | 0 | 0
CDP7 | QLD | CQ | Flexible gas | 1.924e-07 | 2.2471e-07 | 2.7491e-07 | 3.2824e-07 | 3.2992e-07 | 3.126e-07 | 1.4363 | 0.41678 | 7.4997e-07 | 1.2182e-06 | 0 | 0 | 0 | 0 | 0 | 0 | 0 | 0 | 0 | 0 | 0 | 0 | 0 | 0 | 0 | 0 | 0 | 0
CDP7 | QLD | CQ | Hydro | 0 | 0 | 0 | 0 | 0 | 0 | 0 | 0 | 0 | 0 | 0 | 0 | 0 | 0 | 0 | 0 | 0 | 0 | 0 | 0 | 0 | 0 | 0 | 0 | 0 | 0 | 0 | 0
CDP7 | QLD | CQ | Utility storage | 40.2298 | 36.6609 | 59.5035 | 136.3328 | 161.5143 | 258.0769 | 191.7564 | 179.1085 | 140.3437 | 170.7553 | 167.6096 | 171.458 | 194.1011 | 208.3236 | 188.7639 | 198.9742 | 185.0289 | 186.487 | 156.1354 | 148.615 | 167.4447 | 241.2726 | 268.3916 | 266.2334 | 275.9716 | 1524.6553 | 1517.8554 | 1839.1963
CDP7 | QLD | CQ | Coordinated CER storage | 3.3994 | 4.4769 | 5.6546 | 7.1689 | 8.8357 | 10.814 | 12.9909 | 15.7542 | 17.843 | 22.719 | 26.7378 | 33.4746 | 39.4738 | 46.5454 | 54.6135 | 61.1737 | 67.5412 | 76.4167 | 88.2881 | 100.2971 | 104.1583 | 120.3981 | 134.5041 | 150.5365 | 171.262 | 194.0712 | 198.883 | 205.6251
CDP7 | QLD | CQ | Passive CER storage | 7.2649 | 8.2429 | 9.1049 | 10.1494 | 11.1216 | 12.1535 | 13.617 | 14.8902 | 16.1978 | 17.7002 | 19.2237 | 20.9226 | 22.6054 | 24.2909 | 26.0235 | 27.8933 | 29.2325 | 30.8205 | 32.1652 | 33.6167 | 35.0164 | 36.548 | 38.2373 | 40.233 | 41.689 | 42.7748 | 44.484 | 46.003
CDP7 | QLD | CQ | Offshore wind | 0 | 0 | 0 | 0 | 0 | 0 | 0 | 0 | 0 | 0 | 0 | 0 | 0 | 0 | 0 | 0 | 0 | 0 | 0 | 0 | 0 | 0 | 0 | 0 | 0 | 0 | 0 | 0
CDP7 | QLD | CQ | Wind | 884.1594 | 1173.4141 | 1292.5485 | 2859.0191 | 4136.2393 | 4462.8582 | 4092.4203 | 4248.8009 | 4385.7683 | 6591.3849 | 6460.8004 | 6086.3293 | 6302.4028 | 6146.122 | 7123.9799 | 6036.9649 | 6563.7687 | 6314.5282 | 6101.3786 | 6603.7461 | 10969.9279 | 10747.4986 | 11188.067 | 11819.1354 | 11105.4599 | 9343.7953 | 9683.755 | 9679.0403
CDP7 | QLD | CQ | Utility solar | 2049.8943 | 2146.2397 | 2000.5073 | 2252.7449 | 2155.9431 | 2289.4946 | 1711.4583 | 1955.8295 | 2144.0265 | 2089.1523 | 2164.9521 | 2152.938 | 2043.7375 | 2092.2011 | 2056.306 | 2139.7817 | 2121.3554 | 3309.1044 | 3095.892 | 3282.5458 | 2604.3131 | 2967.5013 | 3025.922 | 2954.3763 | 5348.5122 | 7540.8628 | 8502.7462 | 11502.7198
CDP7 | QLD | CQ | Distributed PV | 983.4528 | 1015.8314 | 1049.9894 | 1099.5409 | 1147.7856 | 1214.1964 | 1273.2899 | 1322.5909 | 1366.4737 | 1411.0047 | 1452.5752 | 1484.7024 | 1513.4651 | 1542.6319 | 1573.6127 | 1602.9355 | 1628.0199 | 1660.5557 | 1693.308 | 1723.4366 | 1751.2723 | 1783.2996 | 1817.4165 | 1849.4621 | 1878.748 | 1913.7379 | 1953.8785 | 1991.6066
CDP7 | QLD | CQ | Other renewable fuels | 0 | 0 | 0 | 0 | 0 | 0 | 0 | 0 | 0 | 0 | 0 | 0 | 0 | 0 | 0 | 0 | 0 | 0 | 0 | 0 | 0 | 0 | 0 | 0 | 0 | 0 | 0 | 0
CDP7 | QLD | CQ | DSP | 0 | 0 | 0 | 0 | 0 | 0 | 0 | 0 | 0 | 0 | 0 | 0 | 0 | 0 | 0 | 0 | 0 | 0 | 0 | 0 | 0 | 0 | 0 | 0 | 0 | 0 | 0 | 0
CDP7 | QLD | CQ | Utility storage load | -47.8927 | -43.6439 | -70.9466 | -162.3011 | -192.279 | -306.7981 | -228.2815 | -213.2245 | -167.0759 | -203.2802 | -199.963 | -203.6891 | -231.0728 | -248.0044 | -225.1554 | -236.4377 | -220.2726 | -222.0085 | -185.9356 | -177.1899 | -204.0123 | -290.8923 | -323.5149 | -319.4815 | -331.4882 | -1884.3031 | -1880.4954 | -2301.3871
CDP7 | QLD | CQ | Coordinated CER storage load | -3.3994 | -4.4769 | -5.658 | -7.1698 | -8.8367 | -10.8087 | -13.2271 | -16.361 | -18.4648 | -24.4436 | -29.0625 | -37.3684 | -44.7017 | -53.4396 | -63.5584 | -71.1431 | -78.9203 | -89.9745 | -105.5142 | -120.9858 | -124.2931 | -145.6822 | -163.7576 | -184.505 | -212.1756 | -241.7849 | -248.0544 | -256.216
CDP7 | QLD | CQ | Passive CER storage load | -8.3663 | -9.4825 | -10.4898 | -11.6583 | -12.7703 | -13.9503 | -15.5935 | -17.1034 | -18.6254 | -20.2758 | -22.0901 | -24.0291 | -25.9093 | -27.8864 | -29.8687 | -31.8835 | -33.5104 | -35.222 | -36.8449 | -38.5184 | -40.0421 | -41.8653 | -43.7592 | -45.9213 | -47.7414 | -48.9625 | -50.6961 | -52.5612
CDP7 | QLD | SQ | Black coal | 21353.6439 | 21128.2586 | 21428.3046 | 17013.5104 | 15340.7142 | 11416.8568 | 14607.2816 | 14204.5206 | 13460.2506 | 8652.2929 | 5076.1318 | 5247.9412 | 5110.0967 | 4660.1127 | 5073.6302 | 5118.8821 | 5239.5091 | 5296.6167 | 5304.8773 | 5165.2737 | 5100.7533 | 5055.159 | 5113.0613 | 4912.8878 | 4862.8768 | 5139.6097 | 5024.6 | 0
CDP7 | QLD | SQ | Mid-merit gas | 1550.1595 | 1930.363 | 417.7273 | 285.8721 | 451.1767 | 236.4257 | 307.1937 | 263.2861 | 543.4878 | 1284.1302 | 1488.1062 | 1386.2273 | 1019.5666 | 727.2486 | 440.5934 | 764.5171 | 1046.0871 | 597.9543 | 356.6989 | 416.3614 | 362.253 | 0 | 0 | 0 | 0 | 0 | 0 | 0
CDP7 | QLD | SQ | Flexible gas with CCS | 0 | 0 | 0 | 0 | 0 | 0 | 0 | 0 | 0 | 0 | 0 | 0 | 0 | 0 | 0 | 0 | 0 | 0 | 0 | 0 | 0 | 0 | 0 | 0 | 0 | 0 | 0 | 0
CDP7 | QLD | SQ | Flexible gas | 74.0082 | 34.4654 | 4.4569 | 12.3354 | 13.0398 | 102.1896 | 133.2313 | 18.6911 | 19.3664 | 122.392 | 560.9903 | 321.1618 | 1082.0169 | 822.1017 | 491.2365 | 1336.268 | 4444.6953 | 2636.7894 | 3192.0805 | 4298.108 | 3478.1567 | 4227.6248 | 5375.5007 | 5394.8925 | 2950.0764 | 2196.7986 | 4657.5236 | 5093.8556
CDP7 | QLD | SQ | Hydro | 0 | 0 | 0 | 0 | 0 | 0 | 0 | 0 | 0 | 0 | 0 | 0 | 0 | 0 | 0 | 0 | 0 | 0 | 0 | 0 | 0 | 0 | 0 | 0 | 0 | 0 | 0 | 0
CDP7 | QLD | SQ | Utility storage | 1248.2558 | 1177.7131 | 1092.545 | 1071.0728 | 1307.8259 | 2009.6668 | 1660.1909 | 1561.5891 | 4223.8604 | 5812.331 | 5749.0825 | 6121.4513 | 6209.0886 | 6445.9501 | 6304.1555 | 6246.8219 | 5734.6313 | 5750.1888 | 6157.1417 | 6201.8547 | 5383.0216 | 5386.3784 | 5960.3619 | 6216.8771 | 6438.2039 | 7317.56 | 7188.8858 | 7319.047
CDP7 | QLD | SQ | Coordinated CER storage | 17.983 | 23.8087 | 30.5298 | 38.676 | 47.963 | 59.2578 | 72.4858 | 89.6233 | 99.1649 | 130.299 | 155.4351 | 194.6949 | 229.6718 | 276.9705 | 326.6415 | 367.8299 | 409.1282 | 448.9599 | 523.0767 | 603.4375 | 620.7014 | 728.5078 | 812.2117 | 914.2125 | 1036.8667 | 1191.0016 | 1198.9189 | 1277.6036
CDP7 | QLD | SQ | Passive CER storage | 38.5258 | 43.8968 | 49.0034 | 54.5739 | 60.1823 | 66.4877 | 74.7743 | 82.1543 | 89.5117 | 97.9153 | 106.4969 | 116.2022 | 125.6895 | 135.4263 | 145.4256 | 156.0927 | 163.6411 | 172.4096 | 179.9223 | 187.9841 | 195.7875 | 204.5517 | 214.2855 | 225.8 | 234.2198 | 240.7642 | 250.8429 | 259.8486
CDP7 | QLD | SQ | Offshore wind | 0 | 0 | 0 | 0 | 0 | 0 | 0 | 0 | 0 | 0 | 0 | 0 | 0 | 0 | 0 | 0 | 0 | 0 | 0 | 0 | 0 | 0 | 0 | 0 | 0 | 0 | 0 | 0
CDP7 | QLD | SQ | Wind | 4637.2551 | 6192.97 | 6567.6606 | 11517.3842 | 13695.2246 | 13828.1823 | 13127.6339 | 12965.3917 | 13605.0898 | 12575.7979 | 15901.6261 | 14945.5464 | 15321.8938 | 16085.267 | 16921.0951 | 15399.2892 | 16350.1202 | 16816.8521 | 16127.956 | 16166.9131 | 14877.9701 | 14299.5998 | 14496.97 | 13806.3203 | 23544.4171 | 22193.7194 | 21949.4425 | 23491.8331
CDP7 | QLD | SQ | Utility solar | 4588.4057 | 4800.8445 | 4776.4135 | 4628.4277 | 4560.1155 | 4743.8328 | 3758.2187 | 4243.9459 | 5433.0736 | 10674.904 | 11922.0429 | 14469.1623 | 14058.7101 | 14323.9108 | 14374.7104 | 14647.6512 | 14013.7093 | 13147.6667 | 15493.4581 | 16273.0226 | 13348.0427 | 15963.5132 | 15304.5316 | 17312.0603 | 16718.3225 | 21785.6602 | 21675.7783 | 23617.4747
CDP7 | QLD | SQ | Distributed PV | 5990.8471 | 6184.3421 | 6391.0577 | 6675.4064 | 6948.9149 | 7246.6104 | 7553.5439 | 7854.8235 | 8099.4155 | 8344.1878 | 8574.7168 | 8791.3445 | 8944.2099 | 9112.954 | 9288.9666 | 9482.3526 | 9632.6932 | 9808.7105 | 9994.2533 | 10193.5007 | 10350.6777 | 10536.484 | 10729.2197 | 10938.4931 | 11106.4424 | 11313.678 | 11537.6324 | 11787.4518
CDP7 | QLD | SQ | Other renewable fuels | 0 | 0 | 0 | 0 | 0 | 0 | 0 | 0 | 0 | 0 | 0 | 0 | 0 | 0 | 0 | 0 | 0 | 0 | 0 | 0 | 0 | 0 | 0 | 0 | 0 | 0 | 452.9106 | 319.542
CDP7 | QLD | SQ | DSP | 1.0841e-06 | 1.1375e-06 | 1.2266e-06 | 1.5951e-06 | 2.0548e-06 | 3.2483e-06 | 1.6964 | 0.32304 | 1.7128e-06 | 1.9945e-06 | 3.7937 | 2.3085 | 8.6304 | 7.4567 | 2.2496 | 1.196 | 38.1527 | 18.5203 | 2.325 | 6.2238 | 6.0165 | 1.2556 | 9.1419 | 1.584 | 15.3589 | 5.0853 | 48.7115 | 104.5631
CDP7 | QLD | SQ | Utility storage load | -1688.1544 | -1545.2529 | -1410.1652 | -1370.0111 | -1740.0653 | -2784.0094 | -2188.7058 | -2040.7876 | -5483.4548 | -7666.2541 | -7511.7333 | -7996.5378 | -8167.6492 | -8469.2704 | -8299.3736 | -8162.6516 | -7561.902 | -7532.344 | -8068.626 | -8199.2583 | -7066.0272 | -7082.0843 | -7811.6798 | -8225.1084 | -8461.805 | -9532.165 | -9418.3711 | -9624.3691
CDP7 | QLD | SQ | Coordinated CER storage load | -17.983 | -23.8087 | -30.5483 | -38.6807 | -47.9686 | -59.2291 | -74.2462 | -94.1297 | -102.8242 | -141.9565 | -171.3027 | -220.1089 | -263.0964 | -322.8415 | -385.9476 | -434.5654 | -486.2151 | -533.6584 | -631.6025 | -737.6716 | -749.7344 | -893.7094 | -1001.5063 | -1135.6524 | -1295.5141 | -1503.6063 | -1509.1967 | -1612.6707
CDP7 | QLD | SQ | Passive CER storage load | -44.3668 | -50.498 | -56.4569 | -62.687 | -69.1038 | -76.3172 | -85.6279 | -94.3651 | -102.9273 | -112.1632 | -122.3762 | -133.4555 | -144.0599 | -155.4718 | -166.9135 | -178.4222 | -187.5884 | -197.0317 | -206.0993 | -215.394 | -223.8881 | -234.3118 | -245.2308 | -257.7243 | -268.2238 | -275.5925 | -285.8727 | -296.8927
CDP7 | VIC | VIC | Brown coal | 32180.7418 | 28061.6013 | 27405.6122 | 24207.0421 | 18311.4885 | 15086.8107 | 16374.6448 | 13461.6085 | 10025.8463 | 6163.1511 | 2868.7587 | 3458.4114 | 3392.1663 | 2962.6057 | 3439.8514 | 3322.5047 | 3394.0393 | 3342.2302 | 3370.0486 | 3428.621 | 3194.8254 | 3351.8782 | 3372.4741 | 0 | 0 | 0 | 0 | 0
CDP7 | VIC | VIC | Mid-merit gas | 76.7713 | 131.3434 | 70.4104 | 56.7202 | 0 | 0 | 0 | 0 | 0 | 0 | 0 | 0 | 0 | 0 | 0 | 0 | 0 | 0 | 0 | 0 | 0 | 0 | 0 | 0 | 0 | 0 | 0 | 0
CDP7 | VIC | VIC | Flexible gas with CCS | 0 | 0 | 0 | 0 | 0 | 0 | 0 | 0 | 0 | 0 | 0 | 0 | 0 | 0 | 0 | 0 | 0 | 0 | 0 | 0 | 0 | 0 | 0 | 0 | 0 | 0 | 0 | 0
CDP7 | VIC | VIC | Flexible gas | 49.1853 | 92.1763 | 41.6612 | 33.8232 | 286.0125 | 63.8993 | 37.0335 | 3.7617e-06 | 2.7394e-06 | 59.4278 | 23.9696 | 6.0157 | 153.5027 | 138.8155 | 46.9551 | 60.1366 | 184.1594 | 188.8399 | 170.3257 | 362.1868 | 201.1279 | 179.3442 | 369.6292 | 434.1615 | 436.0373 | 187.4113 | 656.6782 | 766.2946
CDP7 | VIC | VIC | Hydro | 2506.1825 | 1230.2481 | 1311.4415 | 3418.555 | 2087.0843 | 4005.9083 | 2210.7644 | 1199.7073 | 2947.6471 | 3113.4919 | 3353.3852 | 2449.2966 | 2845.6358 | 1824.988 | 2291.4007 | 2136.7051 | 3391.3752 | 2198.5842 | 2079.671 | 2165.194 | 2179.8736 | 1859.5609 | 2439.4042 | 2624.4848 | 3079.8153 | 2423.1258 | 2902.1456 | 2057.9791
CDP7 | VIC | VIC | Utility storage | 391.7562 | 1149.2748 | 1919.1122 | 2641.1267 | 2992.421 | 3942.7593 | 3497.8281 | 4373.4972 | 4170.7598 | 4121.9846 | 4307.6723 | 3987.4262 | 4624.4965 | 5448.3778 | 5431.6916 | 6193.5696 | 5445.621 | 5135.0993 | 5252.4596 | 4898.411 | 5226.1475 | 4637.232 | 4185.2487 | 3971.6242 | 4037.0519 | 3824.2638 | 3295.103 | 3367.1244
CDP7 | VIC | VIC | Coordinated CER storage | 46.2606 | 62.9945 | 81.0079 | 102.3179 | 127.85 | 157.0963 | 185.8375 | 219.6217 | 257.7061 | 301.1626 | 349.8143 | 417.6471 | 481.0552 | 570.1361 | 656.2499 | 745.297 | 829.6573 | 917.6701 | 1014.4334 | 1144.2045 | 1241.2927 | 1389.8879 | 1555.7642 | 1722.1794 | 1875.104 | 2033.6431 | 2101.0031 | 2293.268
CDP7 | VIC | VIC | Passive CER storage | 93.9153 | 103.8346 | 113.4315 | 124.1343 | 134.0189 | 145.1892 | 159.9523 | 173.6821 | 187.2958 | 202.3336 | 217.0562 | 234.2369 | 249.6964 | 267.2425 | 284.5038 | 301.8728 | 315.2069 | 328.6875 | 342.6232 | 356.7102 | 370.6288 | 384.4636 | 401.0884 | 417.2939 | 433.7507 | 444.3685 | 460.5946 | 476.6569
CDP7 | VIC | VIC | Offshore wind | 0 | 0 | 0 | 0 | 0 | 0 | 4006.7496 | 7928.8176 | 10433.7794 | 13167.7901 | 15272.3459 | 19313.8705 | 23609.8686 | 28386.2747 | 31484.8394 | 36476.7725 | 36721.1338 | 36733.7262 | 35103.9479 | 33984.0716 | 34708.58 | 34919.545 | 35062.7697 | 37282.3805 | 34325.8264 | 34547.7174 | 35668.0828 | 37339.5783
CDP7 | VIC | VIC | Wind | 13655.74 | 17096.5798 | 16269.4467 | 17161.3921 | 20383.0096 | 21673.9872 | 21116.6361 | 22584.8733 | 21643.0458 | 22607.4508 | 21004.9079 | 20394.1306 | 20054.8162 | 20616.2181 | 19502.1711 | 19539.9136 | 19031.0885 | 18941.705 | 17895.0433 | 16562.137 | 15718.8104 | 14185.8953 | 13536.0158 | 13876.3809 | 14367.5183 | 16140.6896 | 15808.9724 | 16703.1425
CDP7 | VIC | VIC | Utility solar | 2582.4212 | 3074.8923 | 3401.1682 | 3593.4185 | 3549.5752 | 3620.3072 | 3120.4817 | 3153.7169 | 3273.8973 | 3261.5684 | 3865.4878 | 3697.8104 | 3477.1149 | 3527.4366 | 3591.9123 | 3353.3623 | 3429.6645 | 3307.856 | 3280.0864 | 4874.2844 | 5950.5654 | 6307.7795 | 6397.105 | 5966.8981 | 6476.6709 | 5689.3672 | 5253.9798 | 5134.0878
CDP7 | VIC | VIC | Distributed PV | 6087.2788 | 6684.1854 | 7294.8864 | 7984.2026 | 8627.0949 | 9196.1307 | 9725.6838 | 10200.0096 | 10651.3504 | 11059.654 | 11465.7127 | 11844.9384 | 12143.6943 | 12364.7146 | 12587.537 | 12816.1806 | 13025.347 | 13207.514 | 13417.6849 | 13652.8559 | 13870.6821 | 14058.9828 | 14279.9745 | 14546.9466 | 14826.3072 | 15089.7889 | 15385.7563 | 15709.2989
CDP7 | VIC | VIC | Other renewable fuels | 0 | 0 | 0 | 0 | 0 | 0 | 0 | 0 | 0 | 0 | 0 | 0 | 0 | 0 | 0 | 0 | 0 | 0 | 0 | 0 | 0 | 0 | 0 | 0 | 0 | 0 | 452.8584 | 259.5173
CDP7 | VIC | VIC | DSP | 0.032001 | 1.1036e-06 | 1.1723e-06 | 1.5226e-06 | 1.188 | 22.9834 | 28.42 | 1.4954e-06 | 1.8286e-06 | 10.317 | 17.0497 | 5.9151 | 38.2423 | 15.845 | 9.4965 | 6.3676 | 60.6108 | 19.6194 | 9.423 | 20.3075 | 12.431 | 3.3955 | 13.0042 | 21.2316 | 31.3337 | 10.1618 | 88.7842 | 48.3439
CDP7 | VIC | VIC | Utility storage load | -466.3766 | -1368.0582 | -2288.1829 | -3136.6517 | -3556.1569 | -4678.4628 | -4156.478 | -5201.25 | -4955.1667 | -4915.0984 | -5117.1388 | -4745.8364 | -5514.1054 | -6474.6849 | -6464.8714 | -7371.6784 | -6481.976 | -6112.1705 | -6250.6443 | -5839.7772 | -6353.2641 | -5665.2359 | -5116.905 | -4893.7098 | -4941.8988 | -4706.6837 | -4080.2865 | -4197.0656
CDP7 | VIC | VIC | Coordinated CER storage load | -46.2606 | -62.9945 | -81.0574 | -102.3307 | -127.8656 | -157.0183 | -188.4976 | -226.2208 | -268.643 | -318.5298 | -372.4597 | -453.9911 | -528.8167 | -637.1026 | -742.847 | -849.8159 | -951.6226 | -1058.0044 | -1176.9195 | -1344.1031 | -1453.8534 | -1649.8793 | -1852.3055 | -2070.6702 | -2253.5468 | -2458.2851 | -2536.1467 | -2796.1744
CDP7 | VIC | VIC | Passive CER storage load | -111.762 | -123.3463 | -134.8604 | -147.2779 | -159.5703 | -173.272 | -189.9108 | -206.4594 | -222.8042 | -240.197 | -258.543 | -279.5154 | -296.8716 | -318.266 | -338.6938 | -358.4818 | -376.3814 | -390.4669 | -407.5393 | -424.3066 | -440.6446 | -458.2816 | -479.2543 | -495.4081 | -516.2532 | -529.291 | -547.2171 | -568.9661
CDP7 | SA | CSA | Mid-merit gas | 1825.2765 | 2304.3099 | 1228.74 | 994.0969 | 1619.4494 | 887.6214 | 21.391 | 4.1412 | 7.6704e-06 | 68.8583 | 32.154 | 69.7065 | 133.2612 | 0 | 0 | 0 | 0 | 0 | 0 | 0 | 0 | 0 | 0 | 0 | 0 | 0 | 0 | 0
CDP7 | SA | CSA | Flexible gas with CCS | 0 | 0 | 0 | 0 | 0 | 0 | 0 | 0 | 0 | 0 | 0 | 0 | 0 | 0 | 0 | 0 | 0 | 0 | 0 | 0 | 0 | 0 | 0 | 0 | 0 | 0 | 0 | 0
CDP7 | SA | CSA | Flexible gas | 5.8124 | 4.241 | 46.3328 | 17.6449 | 11.2625 | 124.0978 | 340.1874 | 319.7208 | 511.097 | 785.1885 | 697.3404 | 757.9114 | 1259.1186 | 785.6919 | 389.8177 | 702.4932 | 1107.7294 | 953.3491 | 1163.7816 | 1904.6849 | 1151.0558 | 1236.9916 | 1090.5777 | 692.592 | 775.7989 | 425.9872 | 940.9144 | 528.0335
CDP7 | SA | CSA | Hydro | 0 | 0 | 0 | 0 | 0 | 0 | 0 | 0 | 0 | 0 | 0 | 0 | 0 | 0 | 0 | 0 | 0 | 0 | 0 | 0 | 0 | 0 | 0 | 0 | 0 | 0 | 0 | 0
CDP7 | SA | CSA | Utility storage | 512.2163 | 658.4547 | 995.0048 | 1701.2785 | 1996.2999 | 2495.3628 | 1618.3301 | 1628.3605 | 1441.5282 | 1559.7234 | 1396.0638 | 1390.4647 | 1580.5945 | 1753.2686 | 1709.2978 | 1709.9573 | 1622.1749 | 1622.2255 | 1799.0062 | 1479.9605 | 1330.2232 | 1104.431 | 896.6169 | 1846.5882 | 1831.9037 | 2245.3397 | 2262.1969 | 2353.1051
CDP7 | SA | CSA | Coordinated CER storage | 190.1118 | 211.5601 | 232.1046 | 256.4118 | 280.2903 | 308.2608 | 332.6387 | 361.0548 | 390.2412 | 421.5561 | 457.8494 | 495.4651 | 531.3426 | 574.7881 | 618.001 | 661.2062 | 697.6119 | 735.7426 | 776.0862 | 832.0301 | 885.6495 | 949.0116 | 1009.9026 | 1048.5961 | 1114.7724 | 1157.1055 | 1182.3916 | 1225.6827
CDP7 | SA | CSA | Passive CER storage | 64.0325 | 68.5121 | 72.874 | 77.7255 | 81.7137 | 86.0408 | 91.1661 | 95.9927 | 100.5806 | 105.8509 | 110.6315 | 116.1445 | 120.6524 | 126.1011 | 130.3051 | 135.7589 | 139.2271 | 142.3883 | 145.3068 | 148.8519 | 151.4968 | 154.3978 | 158.1308 | 162.327 | 164.8392 | 167.039 | 171.4898 | 175.3662
CDP7 | SA | CSA | Offshore wind | 0 | 0 | 0 | 0 | 0 | 0 | 0 | 0 | 0 | 0 | 0 | 0 | 0 | 0 | 0 | 0 | 0 | 0 | 0 | 0 | 0 | 0 | 0 | 0 | 0 | 0 | 0 | 0
CDP7 | SA | CSA | Wind | 7204.3865 | 7509.3934 | 7252.1806 | 7629.343 | 8786.8963 | 8030.0342 | 7649.3977 | 8236.617 | 8338.4964 | 9507.6131 | 8464.4504 | 8474.1358 | 7425.3228 | 8413.6424 | 9226.0779 | 7736.277 | 8757.3142 | 9170.4692 | 8963.2126 | 7653.4249 | 7393.1537 | 7329.7574 | 8162.2343 | 10047.6238 | 9652.8894 | 9723.7331 | 9170.7903 | 10484.5814
CDP7 | SA | CSA | Utility solar | 1177.8217 | 1241.2001 | 1831.7222 | 1662.275 | 1722.1431 | 1586.4022 | 1607.1991 | 1661.7672 | 1784.5931 | 1761.415 | 2300.0171 | 2349.5276 | 2248.325 | 2258.6336 | 2362.4489 | 2397.1097 | 2871.8407 | 2732.8189 | 2749.2392 | 3669.314 | 5670.358 | 5893.0235 | 5533.4526 | 5330.6996 | 5494.9454 | 5567.456 | 5426.2217 | 5549.8304
CDP7 | SA | CSA | Distributed PV | 3190.3631 | 3260.7863 | 3336.7919 | 3466.2875 | 3610.9779 | 3765.142 | 3919.0203 | 4056.501 | 4171.4374 | 4282.9871 | 4387.5614 | 4474.6656 | 4540.4368 | 4615.8937 | 4699.0323 | 4777.1158 | 4844.1539 | 4922.1799 | 5007.7115 | 5086.4132 | 5151.8572 | 5229.3602 | 5315.6498 | 5398.0969 | 5468.4064 | 5549.6338 | 5639.0507 | 5724.3107
CDP7 | SA | CSA | Other renewable fuels | 0 | 0 | 0 | 0 | 0 | 0 | 0 | 0 | 0 | 0 | 0 | 0 | 0 | 0 | 0 | 0 | 0 | 0 | 0 | 0 | 0 | 0 | 0 | 0 | 0 | 0 | 0 | 0
CDP7 | SA | CSA | DSP | 0.18 | 1.1134e-06 | 1.2312e-06 | 1.5915e-06 | 0.96 | 24.1087 | 22.268 | 1.551e-06 | 0.54154 | 7.3213 | 14.96 | 8.8189 | 34.4825 | 15.2148 | 6.0485 | 9.353 | 50.7804 | 16.3295 | 6.1934 | 11.6815 | 10.0529 | 1.672 | 9.9943 | 12.2616 | 16.5576 | 6.156 | 54.1107 | 29.618
CDP7 | SA | CSA | Utility storage load | -609.7815 | -783.5476 | -1184.5402 | -2028.302 | -2376.5859 | -2967.7854 | -1926.6122 | -1940.3963 | -1714.2885 | -1859.7675 | -1659.0797 | -1655.3395 | -1884.2888 | -2084.6548 | -2037.8351 | -2032.7677 | -1931.1889 | -1931.2496 | -2141.7058 | -1764.0775 | -1581.442 | -1315.2955 | -1066.3903 | -2181.6364 | -2156.7698 | -2650.1251 | -2658.7653 | -2771.788
CDP7 | SA | CSA | Coordinated CER storage load | -190.1118 | -211.5601 | -232.1046 | -256.5674 | -280.3049 | -308.0905 | -333.2678 | -362.8539 | -392.7021 | -426.0057 | -463.9597 | -504.4544 | -543.184 | -591.6637 | -640.7723 | -687.2194 | -727.4507 | -769.289 | -815.0351 | -883.2018 | -944.722 | -1023.3974 | -1093.6926 | -1135.998 | -1215.9055 | -1265.9412 | -1289.5318 | -1345.5097
CDP7 | SA | CSA | Passive CER storage load | -74.5534 | -80.106 | -84.9062 | -90.0868 | -94.711 | -99.6282 | -104.9721 | -111.2405 | -116.5182 | -121.7649 | -127.6009 | -133.8318 | -139.592 | -144.8715 | -150.319 | -155.3538 | -159.9965 | -162.6779 | -167.2472 | -170.8245 | -173.1506 | -176.6843 | -181.1201 | -184.9918 | -188.5654 | -191.4455 | -195.1885 | -200.2795
CDP7 | SA | SESA | Mid-merit gas | 0 | 0 | 0 | 0 | 0 | 0 | 0 | 0 | 0 | 0 | 0 | 0 | 0 | 0 | 0 | 0 | 0 | 0 | 0 | 0 | 0 | 0 | 0 | 0 | 0 | 0 | 0 | 0
CDP7 | SA | SESA | Flexible gas with CCS | 0 | 0 | 0 | 0 | 0 | 0 | 0 | 0 | 0 | 0 | 0 | 0 | 0 | 0 | 0 | 0 | 0 | 0 | 0 | 0 | 0 | 0 | 0 | 0 | 0 | 0 | 0 | 0
CDP7 | SA | SESA | Flexible gas | 0.25151 | 2.9315e-07 | 0.84091 | 5.7052e-07 | 6.0847e-07 | 1.006 | 4.3187 | 0.13478 | 3.296e-06 | 1.6054 | 4.0012 | 0 | 0 | 0 | 0 | 0 | 0 | 0 | 0 | 0 | 0 | 0 | 0 | 0 | 0 | 0 | 0 | 0
CDP7 | SA | SESA | Hydro | 0 | 0 | 0 | 0 | 0 | 0 | 0 | 0 | 0 | 0 | 0 | 0 | 0 | 0 | 0 | 0 | 0 | 0 | 0 | 0 | 0 | 0 | 0 | 0 | 0 | 0 | 0 | 0
CDP7 | SA | SESA | Utility storage | 26.5488 | 22.0694 | 22.9604 | 24.9256 | 27.2151 | 33.6485 | 28.4136 | 29.5787 | 26.4004 | 29.2895 | 7.8331e-05 | 7.9634e-05 | 8.2594e-05 | 0.00011717 | 0.00011654 | 0.00011815 | 0.00011459 | 0.00011533 | 0.00011334 | 0.00011203 | 0.00012646 | 0.00012472 | 0.0001637 | 95.2693 | 98.0782 | 94.1199 | 94.2098 | 101.0764
CDP7 | SA | SESA | Coordinated CER storage | 6.7784 | 7.6028 | 8.4038 | 9.3357 | 10.2736 | 11.3836 | 12.3918 | 13.4711 | 14.5972 | 15.8525 | 17.4245 | 18.9502 | 20.5017 | 22.2374 | 24.043 | 25.7596 | 27.2923 | 28.8074 | 30.4323 | 32.7248 | 35.1303 | 37.9298 | 40.4947 | 41.9919 | 44.6962 | 46.6255 | 47.6921 | 49.8012
CDP7 | SA | SESA | Passive CER storage | 2.2874 | 2.4649 | 2.6412 | 2.8343 | 2.9964 | 3.1838 | 3.3933 | 3.5799 | 3.7552 | 3.9661 | 4.1842 | 4.4023 | 4.6087 | 4.8211 | 4.9787 | 5.1883 | 5.3234 | 5.4419 | 5.5432 | 5.6917 | 5.8219 | 5.9481 | 6.0969 | 6.2638 | 6.363 | 6.4511 | 6.627 | 6.8022
CDP7 | SA | SESA | Offshore wind | 0 | 0 | 0 | 0 | 0 | 0 | 0 | 0 | 0 | 0 | 0 | 0 | 0 | 0 | 0 | 0 | 0 | 0 | 0 | 0 | 0 | 0 | 0 | 0 | 0 | 0 | 0 | 0
CDP7 | SA | SESA | Wind | 748.6736 | 817.2383 | 718.7737 | 791.8375 | 2258.7851 | 2179.5596 | 1811.9568 | 1969.9542 | 1967.9491 | 2394.9957 | 2175.688 | 1995.1366 | 1874.885 | 2012.1845 | 1664.4752 | 1653.3587 | 1518.2882 | 1628.7122 | 1558.3717 | 1485.0396 | 1422.4987 | 1582.6739 | 1480.4334 | 1653.5592 | 1465.4901 | 2253.3798 | 2133.8053 | 2363.0457
CDP7 | SA | SESA | Utility solar | 69.7354 | 68.9618 | 64.0534 | 65.2029 | 61.8204 | 56.3408 | 52.3691 | 55.9406 | 64.9324 | 68.2597 | 69.3929 | 56.6337 | 58.662 | 57.1486 | 63.3079 | 64.35 | 60.1263 | 0 | 0 | 0 | 0 | 0 | 0 | 0 | 0 | 0 | 0 | 0
CDP7 | SA | SESA | Distributed PV | 112.7362 | 116.2125 | 120.7697 | 127.1989 | 133.8742 | 141.6734 | 149.2792 | 155.4422 | 160.67 | 166.3834 | 173.5604 | 178.2911 | 183.9197 | 187.5012 | 190.7562 | 194.3046 | 197.6511 | 200.9791 | 203.7224 | 208.7345 | 214.739 | 219.6259 | 223.1041 | 226.6677 | 229.1829 | 232.2131 | 236.0291 | 242.1829
CDP7 | SA | SESA | Other renewable fuels | 0 | 0 | 0 | 0 | 0 | 0 | 0 | 0 | 0 | 0 | 0 | 0 | 0 | 0 | 0 | 0 | 0 | 0 | 0 | 0 | 0 | 0 | 0 | 0 | 0 | 0 | 0 | 0
CDP7 | SA | SESA | DSP | 0 | 0 | 0 | 0 | 0 | 0 | 0 | 0 | 0 | 0 | 0 | 0 | 0 | 0 | 0 | 0 | 0 | 0 | 0 | 0 | 0 | 0 | 0 | 0 | 0 | 0 | 0 | 0
CDP7 | SA | SESA | Utility storage load | -31.6057 | -26.2731 | -27.3338 | -29.7301 | -32.3989 | -40.0011 | -33.8258 | -35.24 | -31.4018 | -34.8919 | -9.1889e-05 | -9.3536e-05 | -9.715e-05 | -0.00013767 | -0.00013703 | -0.00013847 | -0.00013452 | -0.0001355 | -0.00013312 | -0.00013154 | -0.00014818 | -0.00014616 | -0.00019171 | -112.2986 | -115.1466 | -110.9528 | -110.5898 | -118.9017
CDP7 | SA | SESA | Coordinated CER storage load | -6.7784 | -7.6028 | -8.4038 | -9.3414 | -10.2741 | -11.3774 | -12.4203 | -13.5513 | -14.7137 | -16.0633 | -17.7177 | -19.3774 | -21.0573 | -23.0296 | -25.1255 | -26.9998 | -28.7366 | -30.4235 | -32.3284 | -35.127 | -37.9082 | -41.4237 | -44.4388 | -46.0923 | -49.3962 | -51.6973 | -52.6905 | -55.4585
CDP7 | SA | SESA | Passive CER storage load | -2.6632 | -2.882 | -3.0773 | -3.2851 | -3.473 | -3.6866 | -3.9072 | -4.1485 | -4.3502 | -4.5623 | -4.826 | -5.0727 | -5.3322 | -5.5387 | -5.7434 | -5.9371 | -6.1175 | -6.2173 | -6.3802 | -6.5319 | -6.654 | -6.8067 | -6.9833 | -7.1384 | -7.2789 | -7.3936 | -7.5428 | -7.7685
CDP7 | TAS | TAS | Mid-merit gas | 0 | 0 | 0 | 0 | 0 | 0 | 0 | 0 | 0 | 0 | 0 | 0 | 0 | 0 | 0 | 0 | 0 | 0 | 0 | 0 | 0 | 0 | 0 | 0 | 0 | 0 | 0 | 0
CDP7 | TAS | TAS | Flexible gas with CCS | 0 | 0 | 0 | 0 | 0 | 0 | 0 | 0 | 0 | 0 | 0 | 0 | 0 | 0 | 0 | 0 | 0 | 0 | 0 | 0 | 0 | 0 | 0 | 0 | 0 | 0 | 0 | 0
CDP7 | TAS | TAS | Flexible gas | 4.1101e-07 | 4.469e-07 | 5.4979e-07 | 2.1497e-07 | 0 | 0 | 9.6682e-07 | 1.4615e-06 | 5.2062e-06 | 0.21761 | 0.17043 | 2.324e-06 | 1.1461e-06 | 0.93044 | 9.0422e-07 | 0.18693 | 0.39978 | 1.5991 | 1.3859 | 2.7619 | 1.6791 | 3.7934e-07 | 1.1714e-06 | 7.1314e-07 | 3.7693 | 7.6167e-07 | 6.6082e-07 | 8.864e-07
CDP7 | TAS | TAS | Hydro | 8887.2722 | 9653.163 | 6787.9194 | 6679.3408 | 6198.6744 | 5816.5668 | 7702.7853 | 8435.3926 | 7440.4599 | 8516.425 | 8636.1324 | 7779.3395 | 7787.9106 | 7199.0374 | 8405.1649 | 8327.0796 | 7653.0355 | 7633.1183 | 8427.7283 | 6482.724 | 9001.5849 | 8522.0862 | 7039.1785 | 8076.4699 | 7465.3787 | 7988.0801 | 8675.6837 | 7184.5069
CDP7 | TAS | TAS | Utility storage | 0 | 0 | 0 | 5.6084e-05 | 6.5863e-05 | 7.5381e-05 | 0.00012548 | 0.00012075 | 0.00020518 | 0.00022248 | 0.00018638 | 0.00019479 | 0.00022082 | 0.00024046 | 0.00027164 | 0.00030024 | 0.0033745 | 0.003581 | 323.721 | 965.6748 | 1834.1226 | 1678.2657 | 1996.8862 | 1953.5125 | 1951.0876 | 1928.6317 | 1898.0755 | 1914.5606
CDP7 | TAS | TAS | Coordinated CER storage | 2.5734 | 3.5347 | 4.6055 | 5.9581 | 7.4153 | 9.2987 | 10.683 | 12.1467 | 14.0032 | 16.0107 | 18.3608 | 21.2854 | 24.4609 | 28.3817 | 33.1197 | 38.0074 | 42.281 | 48.0466 | 51.5864 | 58.7079 | 60.9551 | 66.8329 | 78.4465 | 85.8443 | 94.9779 | 98.7938 | 105.5797 | 113.0567
CDP7 | TAS | TAS | Passive CER storage | 6.2553 | 6.8442 | 7.491 | 8.1837 | 8.8138 | 9.6277 | 10.5227 | 11.3683 | 12.1904 | 13.1008 | 14.0214 | 15.0123 | 15.866 | 16.9658 | 17.9051 | 18.9456 | 19.7579 | 20.3609 | 21.0618 | 21.7684 | 22.4051 | 23.1637 | 23.9385 | 24.7927 | 25.5449 | 25.8603 | 26.7151 | 27.6923
CDP7 | TAS | TAS | Offshore wind | 0 | 0 | 0 | 0 | 0 | 0 | 0 | 0 | 0 | 0 | 0 | 0 | 0 | 0 | 0 | 0 | 0 | 0 | 0 | 0 | 0 | 0 | 0 | 0 | 0 | 0 | 0 | 0
CDP7 | TAS | TAS | Wind | 1975.3545 | 2174.8077 | 3998.3922 | 4688.0599 | 5370.3265 | 6033.8467 | 6517.9023 | 7009.5469 | 7503.454 | 7996.5648 | 8491.4884 | 8992.5145 | 9505.1036 | 10021.8943 | 10538.9463 | 11055.6863 | 9051.4558 | 8981.5317 | 8728.4771 | 9270.1556 | 9272.972 | 9453.4892 | 9108.7183 | 9520.3695 | 9134.5074 | 8864.2896 | 8366.7064 | 8343.6991
CDP7 | TAS | TAS | Utility solar | 0 | 0 | 0 | 0 | 0 | 0 | 0 | 0 | 0 | 0 | 0 | 0 | 0 | 0 | 0 | 0 | 0 | 0 | 0 | 0 | 0 | 0 | 0 | 0 | 0 | 0 | 0 | 0
CDP7 | TAS | TAS | Distributed PV | 307.0088 | 319.0286 | 332.2165 | 365.6975 | 409.1203 | 455.4526 | 495.5483 | 526.8219 | 558.336 | 589.4338 | 618.6881 | 640.645 | 653.5031 | 660.943 | 668.1315 | 674.4542 | 680.7325 | 686.9651 | 694.1811 | 700.6574 | 706.8726 | 713.1019 | 720.4898 | 727.215 | 733.6596 | 740.0857 | 747.7693 | 754.9122
CDP7 | TAS | TAS | Other renewable fuels | 0 | 0 | 0 | 0 | 0 | 0 | 0 | 0 | 0 | 0 | 0 | 0 | 0 | 0 | 0 | 0 | 0 | 0 | 0 | 0 | 0 | 0 | 0 | 0 | 0 | 0 | 0 | 0
CDP7 | TAS | TAS | DSP | 1.0486e-06 | 1.0218e-06 | 1.0879e-06 | 1.0612e-06 | 1.1071e-06 | 1.1702e-06 | 1.4143e-06 | 1.2818e-06 | 1.6525e-06 | 0.077501 | 0.1325 | 1.7301e-06 | 1.6433e-06 | 0.030002 | 0.3775 | 0.2475 | 2.75 | 0.8075 | 0.47 | 0.745 | 0.4775 | 0.035001 | 0.2525 | 0.022501 | 0.69 | 1.6274e-06 | 2.53 | 1.265
CDP7 | TAS | TAS | Utility storage load | 0 | 0 | 0 | -6.6004e-05 | -7.745e-05 | -8.8767e-05 | -0.00015782 | -0.0001544 | -0.00026098 | -0.00028787 | -0.00023773 | -0.00024958 | -0.00028238 | -0.00030677 | -0.00034894 | -0.0003849 | -0.0044299 | -0.0047334 | -429.9732 | -1278.7599 | -2401.1594 | -2220.4215 | -2596.3761 | -2606.5206 | -2531.1112 | -2540.6943 | -2501.0696 | -2550.3929
CDP7 | TAS | TAS | Coordinated CER storage load | -2.5734 | -3.5347 | -4.6055 | -5.9581 | -7.4153 | -9.3044 | -10.7034 | -12.2421 | -14.2041 | -16.3957 | -18.9129 | -22.2489 | -25.866 | -30.5387 | -36.2233 | -42.1768 | -47.3562 | -54.576 | -58.8164 | -67.8329 | -69.8124 | -77.4023 | -92.2975 | -101.9526 | -113.3213 | -117.9119 | -126.4423 | -136.6675
CDP7 | TAS | TAS | Passive CER storage load | -7.4092 | -8.08 | -8.839 | -9.6052 | -10.3749 | -11.3443 | -12.3431 | -13.3696 | -14.321 | -15.3464 | -16.5077 | -17.6666 | -18.6487 | -19.9309 | -21.017 | -22.1822 | -23.2833 | -23.8808 | -24.7761 | -25.5422 | -26.2799 | -27.2697 | -28.1878 | -29.1395 | -30.0052 | -30.3481 | -31.2962 | -32.5547
CDP8 | NSW | NNSW | Black coal | 0 | 0 | 0 | 0 | 0 | 0 | 0 | 0 | 0 | 0 | 0 | 0 | 0 | 0 | 0 | 0 | 0 | 0 | 0 | 0 | 0 | 0 | 0 | 0 | 0 | 0 | 0 | 0
CDP8 | NSW | NNSW | Mid-merit gas | 0 | 0 | 0 | 0 | 0 | 0 | 0 | 0 | 0 | 0 | 0 | 0 | 0 | 0 | 0 | 0 | 0 | 0 | 0 | 0 | 0 | 0 | 0 | 0 | 0 | 0 | 0 | 0
CDP8 | NSW | NNSW | Flexible gas with CCS | 0 | 0 | 0 | 0 | 0 | 0 | 0 | 0 | 0 | 0 | 0 | 0 | 0 | 0 | 0 | 0 | 0 | 0 | 0 | 0 | 0 | 0 | 0 | 0 | 0 | 0 | 0 | 0
CDP8 | NSW | NNSW | Flexible gas | 0 | 0 | 0 | 0 | 0 | 0 | 0 | 0 | 0 | 0 | 0 | 0 | 0 | 0 | 0 | 0 | 0 | 0 | 0 | 0 | 0 | 0 | 0 | 0 | 0 | 0 | 0 | 0
CDP8 | NSW | NNSW | Hydro | 0 | 0 | 0 | 0 | 0 | 0 | 0 | 0 | 0 | 0 | 0 | 0 | 0 | 0 | 0 | 0 | 0 | 0 | 0 | 0 | 0 | 0 | 0 | 0 | 0 | 0 | 0 | 0
CDP8 | NSW | NNSW | Utility storage | 3.9389 | 15.4493 | 452.9758 | 909.8029 | 1387.3668 | 2970.9651 | 2159.5556 | 2211.9022 | 2431.8914 | 2419.6732 | 2584.1406 | 2619.8425 | 2649.3341 | 2865.5042 | 2844.8749 | 2749.3596 | 2532.0499 | 2578.9178 | 2717.6552 | 2867.3617 | 5038.6414 | 5148.0364 | 4467.7937 | 5375.2322 | 5151.887 | 5549.319 | 5423.8898 | 6587.7981
CDP8 | NSW | NNSW | Coordinated CER storage | 8.8367 | 11.2049 | 14.0467 | 16.9342 | 20.402 | 24.1148 | 27.5849 | 31.7716 | 36.5384 | 42.5272 | 49.5666 | 58.5963 | 67.0722 | 78.2318 | 88.8594 | 99.2155 | 108.5101 | 118.2492 | 132.3718 | 153.4988 | 162.0625 | 182.7207 | 209.6124 | 227.3683 | 249.6489 | 271.3942 | 275.0485 | 296.5414
CDP8 | NSW | NNSW | Passive CER storage | 18.167 | 19.7177 | 21.1384 | 22.4275 | 23.7008 | 25.0701 | 27.3635 | 29.2103 | 31.0205 | 33.1586 | 35.2223 | 37.5763 | 39.7724 | 41.8629 | 44.1078 | 46.4927 | 48.0454 | 50.12 | 51.7116 | 53.3755 | 55.0278 | 56.7506 | 58.6569 | 61.0185 | 62.4544 | 63.5 | 65.5099 | 67.3883
CDP8 | NSW | NNSW | Offshore wind | 0 | 0 | 0 | 0 | 0 | 0 | 0 | 0 | 0 | 0 | 0 | 0 | 0 | 0 | 0 | 0 | 0 | 0 | 0 | 0 | 0 | 0 | 0 | 0 | 0 | 0 | 0 | 0
CDP8 | NSW | NNSW | Wind | 1305.8472 | 1100.5857 | 1923.1642 | 2156.8123 | 2189.9106 | 10745.4309 | 11379.5561 | 10469.0047 | 11013.0387 | 10224.7453 | 12446.7506 | 12250.3518 | 12146.2011 | 12472.729 | 12515.3419 | 12034.1981 | 14487.7675 | 20942.9506 | 22509.1411 | 21838.2738 | 23690.9702 | 21505.7413 | 22183.8861 | 21242.66 | 22213.9501 | 22011.219 | 21499.5364 | 22790.4784
CDP8 | NSW | NNSW | Utility solar | 1716.2258 | 2165.6419 | 2322.8244 | 2241.1339 | 2380.2068 | 2963.5822 | 2576.3929 | 2733.092 | 3083.9208 | 3187.2714 | 4097.8343 | 4300.3474 | 3957.8367 | 4269.6201 | 4254.2777 | 4062.7341 | 3951.5664 | 6419.4758 | 7522.456 | 8968.0491 | 7766.8679 | 8288.4893 | 8864.9008 | 9122.5553 | 8781.6864 | 9265.01 | 8759.1274 | 10062.7502
CDP8 | NSW | NNSW | Distributed PV | 1271.6546 | 1294.9489 | 1311.4241 | 1367.595 | 1455.6654 | 1546.1493 | 1624.3869 | 1687.2326 | 1737.479 | 1785.259 | 1826.8007 | 1862.6349 | 1883.9388 | 1905.6539 | 1925.5478 | 1947.8463 | 1965.8985 | 1986.5372 | 2009.2374 | 2037.7628 | 2057.9774 | 2077.2502 | 2099.9079 | 2127.0346 | 2148.3108 | 2170.1747 | 2198.1127 | 2230.421
CDP8 | NSW | NNSW | Other renewable fuels | 0 | 0 | 0 | 0 | 0 | 0 | 0 | 0 | 0 | 0 | 0 | 0 | 0 | 0 | 0 | 0 | 0 | 0 | 0 | 0 | 0 | 0 | 0 | 0 | 0 | 0 | 446.1472 | 285.3442
CDP8 | NSW | NNSW | DSP | 0 | 0 | 0 | 0 | 0 | 0 | 0 | 0 | 0 | 0 | 0 | 0 | 0 | 0 | 0 | 0 | 0 | 0 | 0 | 0 | 0 | 0 | 0 | 0 | 0 | 0 | 0 | 0
CDP8 | NSW | NNSW | Utility storage load | -4.6477 | -18.3921 | -545.8936 | -1088.9685 | -1660.1946 | -3570.7707 | -2597.6026 | -2669.646 | -2917.2447 | -2921.1307 | -3099.998 | -3152.2295 | -3186.9274 | -3447.1228 | -3432.6364 | -3297.7678 | -3046.1592 | -3102.4161 | -3271.1148 | -3456.6826 | -6322.4192 | -6467.0695 | -5627.052 | -6900.7735 | -6538.9312 | -7238.6186 | -7020.976 | -8626.6937
CDP8 | NSW | NNSW | Coordinated CER storage load | -8.8367 | -11.2049 | -14.0506 | -16.9406 | -20.3917 | -24.1148 | -27.8065 | -32.3503 | -37.5924 | -44.4738 | -52.5407 | -63.3642 | -73.436 | -87.2193 | -100.2309 | -112.2346 | -123.3219 | -134.8742 | -153.0026 | -180.3767 | -189.5298 | -216.7783 | -251.6344 | -274.6654 | -302.2074 | -330.8002 | -334.1538 | -363.4552
CDP8 | NSW | NNSW | Passive CER storage load | -21.5306 | -23.3997 | -25.0516 | -26.5991 | -28.1174 | -29.7514 | -32.3942 | -34.6342 | -36.8836 | -39.2441 | -41.7975 | -44.5888 | -47.2409 | -49.663 | -52.439 | -55.0147 | -57.0178 | -59.3353 | -61.388 | -63.312 | -65.2137 | -67.3475 | -69.6038 | -72.2527 | -74.0459 | -75.4951 | -77.5117 | -80.0111
CDP8 | NSW | CNSW | Black coal | 23978.1722 | 25581.0263 | 21878.0081 | 19844.4326 | 18388.8298 | 6258.7522 | 6223.4864 | 9043.046 | 9649.0788 | 7896.711 | 9083.5573 | 9247.8444 | 8443.1196 | 7658.0457 | 6045.0776 | 7140.9314 | 0 | 0 | 0 | 0 | 0 | 0 | 0 | 0 | 0 | 0 | 0 | 0
CDP8 | NSW | CNSW | Mid-merit gas | 0 | 0 | 0 | 0 | 0 | 0 | 0 | 0 | 0 | 0 | 0 | 0 | 0 | 0 | 0 | 0 | 0 | 0 | 0 | 0 | 0 | 0 | 0 | 0 | 0 | 0 | 0 | 0
CDP8 | NSW | CNSW | Flexible gas with CCS | 0 | 0 | 0 | 0 | 0 | 0 | 0 | 0 | 0 | 0 | 0 | 0 | 0 | 0 | 0 | 0 | 0 | 0 | 0 | 0 | 0 | 0 | 0 | 0 | 0 | 0 | 0 | 0
CDP8 | NSW | CNSW | Flexible gas | 0 | 0 | 0 | 0 | 0 | 0 | 0 | 0 | 0 | 0 | 0 | 0 | 0 | 0 | 0 | 0 | 0 | 0 | 0 | 0 | 0 | 0 | 0 | 0 | 0 | 0 | 0 | 0
CDP8 | NSW | CNSW | Hydro | 0 | 0 | 0 | 0 | 0 | 0 | 0 | 0 | 0 | 0 | 0 | 0 | 0 | 0 | 0 | 0 | 0 | 0 | 0 | 0 | 0 | 0 | 0 | 0 | 0 | 0 | 0 | 0
CDP8 | NSW | CNSW | Utility storage | 462.6123 | 1129.5244 | 1196.9208 | 2100.6672 | 3124.52 | 3672.5314 | 2321.3868 | 2285.5595 | 2398.9395 | 2442.5936 | 2432.0551 | 2492.3056 | 2733.7964 | 2911.1913 | 2932.6638 | 2864.3955 | 2540.8222 | 2819.3173 | 2972.3771 | 2911.502 | 2715.6088 | 1829.9382 | 2047.6753 | 2023.6904 | 1222.2791 | 1224.2664 | 1245.8212 | 1327.1423
CDP8 | NSW | CNSW | Coordinated CER storage | 3.7235 | 4.738 | 6.0181 | 7.4792 | 9.769 | 10.6677 | 12.1551 | 14.3365 | 16.7642 | 19.9192 | 23.76 | 28.8147 | 33.7445 | 40.6703 | 47.2411 | 53.0872 | 57.4522 | 64.4849 | 72.038 | 84.5251 | 90.9808 | 103.5312 | 119.5789 | 130.2249 | 144.6619 | 158.4458 | 160.905 | 175.0072
CDP8 | NSW | CNSW | Passive CER storage | 7.627 | 8.3056 | 8.9956 | 9.6657 | 10.2322 | 10.8691 | 11.909 | 12.8093 | 13.6889 | 14.7028 | 15.7482 | 16.8884 | 18.0026 | 19.0507 | 20.185 | 21.411 | 22.266 | 23.3321 | 24.1695 | 25.0093 | 25.8786 | 26.806 | 27.8186 | 29.0444 | 29.8498 | 30.4411 | 31.4814 | 32.4604
CDP8 | NSW | CNSW | Offshore wind | 0 | 0 | 0 | 0 | 0 | 0 | 0 | 0 | 0 | 0 | 0 | 0 | 0 | 0 | 0 | 0 | 0 | 0 | 0 | 0 | 0 | 0 | 0 | 0 | 0 | 0 | 0 | 0
CDP8 | NSW | CNSW | Wind | 1293.4245 | 1927.1045 | 3923.1126 | 5714.6419 | 15384.9966 | 14911.4141 | 15473.0356 | 14343.6204 | 14662.0909 | 13830.5895 | 14637.3864 | 14225.9843 | 14115.3236 | 15038.5854 | 14823.0098 | 15197.1535 | 14903.595 | 14768.1095 | 14468.1819 | 13639.606 | 14576.4889 | 13423.6145 | 13637.8091 | 12970.9572 | 14135.2067 | 15043.0901 | 14717.2258 | 15884.1363
CDP8 | NSW | CNSW | Utility solar | 3629.3194 | 3910.0094 | 5404.6624 | 5172.0036 | 8530.4544 | 9155.5424 | 8213.4713 | 8602.1665 | 9819.6453 | 9819.8417 | 9605.1069 | 9762.8662 | 9325.9503 | 9968.0916 | 9914.8361 | 9574.8945 | 9354.3519 | 8438.1846 | 8770.2328 | 10906.5198 | 9580.8995 | 9904.0545 | 11007.721 | 14065.8741 | 14469.2358 | 17709.4414 | 16987.2305 | 18099.8074
CDP8 | NSW | CNSW | Distributed PV | 805.7252 | 814.9854 | 829.5535 | 870.8455 | 916.2872 | 974.0498 | 1025.6157 | 1072.6831 | 1112.1573 | 1154.5789 | 1186.7008 | 1211.9352 | 1229.1648 | 1252.0861 | 1268.2638 | 1286.3269 | 1301.3111 | 1324.9373 | 1342.737 | 1359.4079 | 1373.0091 | 1398.259 | 1414.9644 | 1434.2131 | 1452.1522 | 1478.3848 | 1498.0146 | 1518.8237
CDP8 | NSW | CNSW | Other renewable fuels | 0 | 0 | 0 | 0 | 0 | 0 | 0 | 0 | 0 | 0 | 0 | 0 | 0 | 0 | 0 | 0 | 0 | 0 | 0 | 0 | 0 | 0 | 0 | 0 | 0 | 160.2162 | 447.7825 | 284.3626
CDP8 | NSW | CNSW | DSP | 0 | 0 | 0 | 0 | 0 | 0 | 0 | 0 | 0 | 0 | 0 | 0 | 0 | 0 | 0 | 0 | 0 | 0 | 0 | 0 | 0 | 0 | 0 | 0 | 0 | 0 | 0 | 0
CDP8 | NSW | CNSW | Utility storage load | -659.4234 | -1424.4158 | -1485.7052 | -2511.3063 | -3789.3533 | -4502.435 | -2836.3386 | -2794.5712 | -2919.5757 | -3003.5333 | -2949.7474 | -3042.6408 | -3378.4881 | -3583.7458 | -3599.9907 | -3525.5917 | -3132.6767 | -3477.1984 | -3691.6539 | -3606.3791 | -3352.3343 | -2284.8276 | -2583.4853 | -2602.4595 | -1616.3181 | -1639.2218 | -1701.8769 | -1802.9296
CDP8 | NSW | CNSW | Coordinated CER storage load | -3.7235 | -4.738 | -6.0197 | -7.482 | -9.7699 | -10.6623 | -12.3043 | -14.723 | -17.4785 | -21.226 | -25.7388 | -31.9111 | -37.9252 | -46.6649 | -54.8349 | -61.6168 | -67.0481 | -75.7939 | -85.6477 | -102.4559 | -109.7232 | -126.7992 | -147.855 | -161.97 | -180.2621 | -198.764 | -201.3522 | -220.4631
CDP8 | NSW | CNSW | Passive CER storage load | -9.0391 | -9.8566 | -10.6609 | -11.4635 | -12.1389 | -12.8986 | -14.0985 | -15.1877 | -16.2762 | -17.4011 | -18.6881 | -20.0401 | -21.3832 | -22.6003 | -23.9976 | -25.3356 | -26.4242 | -27.622 | -28.6922 | -29.6652 | -30.6689 | -31.8114 | -33.0103 | -34.3918 | -35.3899 | -36.1914 | -37.2489 | -38.5407
CDP8 | NSW | SNSW | Black coal | 0 | 0 | 0 | 0 | 0 | 0 | 0 | 0 | 0 | 0 | 0 | 0 | 0 | 0 | 0 | 0 | 0 | 0 | 0 | 0 | 0 | 0 | 0 | 0 | 0 | 0 | 0 | 0
CDP8 | NSW | SNSW | Mid-merit gas | 0 | 0 | 0 | 0 | 0 | 0 | 0 | 0 | 0 | 0 | 0 | 0 | 0 | 0 | 0 | 0 | 0 | 0 | 0 | 0 | 0 | 0 | 0 | 0 | 0 | 0 | 0 | 0
CDP8 | NSW | SNSW | Flexible gas with CCS | 0 | 0 | 0 | 0 | 0 | 0 | 0 | 0 | 0 | 0 | 0 | 0 | 0 | 0 | 0 | 0 | 0 | 0 | 0 | 0 | 0 | 0 | 0 | 0 | 0 | 0 | 0 | 0
CDP8 | NSW | SNSW | Flexible gas | 0 | 1.8055e-07 | 2.4833e-07 | 3.3283e-07 | 1.4549 | 2.5564 | 8.5069 | 1.0393e-06 | 1.2964e-06 | 0.43065 | 1.6356e-06 | 1.908e-06 | 2.4576 | 2.4397e-06 | 8.1065e-07 | 1.4818e-06 | 18.2659 | 13.0421 | 3.1903e-06 | 16.6735 | 0 | 0 | 0 | 0 | 0 | 0 | 0 | 0
CDP8 | NSW | SNSW | Hydro | 2789.0187 | 1140.9735 | 1615.809 | 4882.5015 | 3802.887 | 6523.3401 | 2245.6321 | 2131.2452 | 2837.5003 | 3658.3934 | 3335.0896 | 3052.1423 | 3617.5176 | 2532.0212 | 2365.7307 | 2799.6916 | 3872.4185 | 3143.4584 | 3005.0164 | 3201.5179 | 2439.0336 | 3145.1888 | 3079.1856 | 3145.7646 | 3222.4488 | 2680.4616 | 3402.877 | 2407.6957
CDP8 | NSW | SNSW | Utility storage | 223.4657 | 322.5736 | 326.1065 | 391.4236 | 954.8513 | 2321.4401 | 5593.6314 | 5129.6179 | 5124.2771 | 5547.404 | 5339.2818 | 5139.2631 | 5773.8341 | 5913.0333 | 5891.3503 | 5812.9031 | 5786.6781 | 5814.1807 | 5967.3527 | 5610.4081 | 5926.7457 | 5253.4923 | 5810.2255 | 5637.885 | 5663.453 | 5583.4559 | 5952.0386 | 5766.5004
CDP8 | NSW | SNSW | Coordinated CER storage | 7.4492 | 9.5539 | 12.1569 | 15.0185 | 18.3792 | 22.1502 | 25.3872 | 29.2572 | 33.678 | 39.2019 | 45.6405 | 53.754 | 61.8791 | 72.5957 | 82.7954 | 92.5989 | 102.153 | 113.6602 | 126.5604 | 148.0954 | 162.1596 | 180.7815 | 207.1338 | 226.1714 | 251.63 | 274.5602 | 280.9612 | 304.4454
CDP8 | NSW | SNSW | Passive CER storage | 15.3225 | 16.8139 | 18.2962 | 19.9476 | 21.4747 | 23.0167 | 25.293 | 27.1321 | 28.9755 | 31.0951 | 33.189 | 35.5698 | 37.8779 | 40.0969 | 42.4832 | 44.9811 | 46.6541 | 48.8145 | 50.5218 | 52.2984 | 54.1283 | 56.0857 | 58.256 | 60.8935 | 62.5963 | 63.9327 | 66.2023 | 68.3467
CDP8 | NSW | SNSW | Offshore wind | 0 | 0 | 0 | 0 | 0 | 0 | 0 | 0 | 0 | 0 | 0 | 0 | 0 | 0 | 0 | 0 | 0 | 0 | 0 | 0 | 0 | 0 | 0 | 0 | 0 | 0 | 0 | 0
CDP8 | NSW | SNSW | Wind | 5480.1189 | 5963.2495 | 7201.4634 | 9187.7932 | 9065.2327 | 8426.2495 | 8633.2936 | 8269.1848 | 8390.2366 | 8766.9318 | 8144.6864 | 8444.753 | 8058.2706 | 8575.2286 | 8358.0638 | 8571.9298 | 8014.8759 | 7810.766 | 7824.4543 | 6363.1079 | 6741.5338 | 5685.1483 | 5322.1872 | 5508.242 | 4150.1405 | 4371.8706 | 4192.7407 | 4492.6063
CDP8 | NSW | SNSW | Utility solar | 4560.3669 | 5484.6895 | 6110.7477 | 7486.1345 | 7422.1485 | 7667.6661 | 6922.7412 | 7398.8208 | 7856.0647 | 7454.3155 | 7818.9446 | 7716.4766 | 7286.2211 | 7730.9349 | 7548.1918 | 7401.8926 | 7349.6843 | 6802.7131 | 6745.6832 | 8175.5127 | 9398.937 | 9800.2133 | 10011.776 | 9212.5237 | 9817.4103 | 9641.9399 | 7687.352 | 8132.5183
CDP8 | NSW | SNSW | Distributed PV | 1286.0905 | 1322.7575 | 1362.6526 | 1446.0263 | 1540.5536 | 1647.4287 | 1745.6243 | 1832.1643 | 1910.3635 | 1990.2647 | 2054.8207 | 2113.8626 | 2159.1101 | 2205.4714 | 2245.1143 | 2285.7319 | 2320.1221 | 2364.8685 | 2403.0178 | 2443.7 | 2479.7929 | 2528.6708 | 2571.5307 | 2617.0872 | 2653.1877 | 2703.8642 | 2749.1533 | 2797.2701
CDP8 | NSW | SNSW | Other renewable fuels | 0 | 0 | 0 | 0 | 0 | 0 | 0 | 0 | 0 | 0 | 0 | 0 | 0 | 0 | 0 | 0 | 0 | 0 | 0 | 0 | 0 | 0 | 0 | 0 | 0 | 0 | 0 | 0
CDP8 | NSW | SNSW | DSP | 0 | 0 | 0 | 0 | 0 | 0 | 0 | 0 | 0 | 0 | 0 | 0 | 0 | 0 | 0 | 0 | 0 | 0 | 0 | 0 | 0 | 0 | 0 | 0 | 0 | 0 | 0 | 0
CDP8 | NSW | SNSW | Utility storage load | -266.0307 | -385.7501 | -390.1465 | -703.2894 | -1577.2559 | -3308.8108 | -7148.4355 | -6927.6209 | -6592.2062 | -7086.6187 | -6815.6779 | -7032.295 | -7243.5396 | -7856.2158 | -7527.0358 | -7945.4542 | -7339.593 | -7658.5793 | -7620.2139 | -7405.3901 | -7794.7281 | -7058.4008 | -7338.3436 | -7590.3946 | -7097.1522 | -7639.4346 | -7602.6176 | -7817.1135
CDP8 | NSW | SNSW | Coordinated CER storage load | -7.4492 | -9.5539 | -12.1603 | -15.0152 | -18.3905 | -22.1389 | -25.5453 | -29.685 | -34.4702 | -40.7301 | -47.9839 | -57.5403 | -67.0909 | -80.2168 | -92.5418 | -103.7539 | -115.1891 | -129.2279 | -145.4383 | -173.5437 | -190.3615 | -214.6158 | -248.3463 | -273.056 | -304.92 | -334.9443 | -342.018 | -373.893
CDP8 | NSW | SNSW | Passive CER storage load | -18.1594 | -19.9536 | -21.6832 | -23.6578 | -25.4764 | -27.3145 | -29.943 | -32.17 | -34.4521 | -36.8018 | -39.3846 | -42.2078 | -44.9907 | -47.568 | -50.5075 | -53.226 | -55.3667 | -57.7897 | -59.9755 | -62.0344 | -64.1477 | -66.5585 | -69.1281 | -72.1047 | -74.2141 | -76.0095 | -78.331 | -81.149
CDP8 | NSW | SNW | Black coal | 14936.0955 | 9260.1087 | 8551.9813 | 8213.8475 | 0 | 0 | 0 | 0 | 0 | 0 | 0 | 0 | 0 | 0 | 0 | 0 | 0 | 0 | 0 | 0 | 0 | 0 | 0 | 0 | 0 | 0 | 0 | 0
CDP8 | NSW | SNW | Mid-merit gas | 528.9786 | 1153.0794 | 705.8329 | 532.5492 | 1327.1866 | 557.1236 | 259.048 | 905.6033 | 1219.7089 | 1063.5013 | 1073.7654 | 1361.269 | 1560.5526 | 1041.5825 | 551.9106 | 1197.7116 | 1438.6296 | 1334.0589 | 1526.6925 | 0 | 0 | 0 | 0 | 0 | 0 | 0 | 0 | 0
CDP8 | NSW | SNW | Flexible gas with CCS | 0 | 0 | 0 | 0 | 0 | 0 | 0 | 0 | 0 | 0 | 0 | 0 | 0 | 0 | 0 | 0 | 0 | 0 | 0 | 0 | 0 | 0 | 0 | 0 | 0 | 0 | 0 | 0
CDP8 | NSW | SNW | Flexible gas | 11.1422 | 55.9832 | 22.3371 | 35.4447 | 230.9108 | 204.2203 | 135.662 | 30.2929 | 32.1239 | 516.954 | 148.6187 | 164.2546 | 576.5807 | 300.5905 | 131.688 | 227.6364 | 870.0276 | 833.0853 | 1101.7122 | 1594.3283 | 1536.7518 | 2122.5232 | 2454.7041 | 2885.6951 | 1482.8799 | 1146.9062 | 2478.48 | 1837.4473
CDP8 | NSW | SNW | Hydro | 0 | 0 | 0 | 0 | 0 | 0 | 0 | 0 | 0 | 0 | 0 | 0 | 0 | 0 | 0 | 0 | 0 | 0 | 0 | 0 | 0 | 0 | 0 | 0 | 0 | 0 | 0 | 0
CDP8 | NSW | SNW | Utility storage | 124.1703 | 1576.399 | 1442.1935 | 1595.3368 | 2091.6478 | 3412.6586 | 2808.5022 | 2789.6817 | 2969.242 | 2982.7896 | 3032.3098 | 3084.1898 | 3233.179 | 3407.1754 | 3292.1915 | 3301.8647 | 3025.6873 | 3184.469 | 3408.1339 | 3425.4523 | 3155.0293 | 1666.8489 | 1830.7572 | 1885.5129 | 1860.0475 | 1326.2041 | 1342.6102 | 1384.9055
CDP8 | NSW | SNW | Coordinated CER storage | 35.1476 | 44.9812 | 56.6481 | 69.3901 | 84.7259 | 100.9219 | 117.0696 | 136.4232 | 159.0954 | 188.2887 | 222.9215 | 267.9469 | 312.7664 | 375.0849 | 429.1124 | 485.2919 | 526.1935 | 585.8922 | 663.467 | 778.5044 | 820.214 | 936.673 | 1101.8504 | 1202.4275 | 1331.2735 | 1454.5372 | 1482.7231 | 1621.7622
CDP8 | NSW | SNW | Passive CER storage | 72.1981 | 79.1669 | 85.245 | 91.9237 | 98.465 | 104.9795 | 114.8156 | 122.5686 | 130.0811 | 138.8145 | 147.4054 | 157.2483 | 166.6163 | 175.6471 | 185.5089 | 195.9892 | 202.8675 | 211.7879 | 218.4927 | 225.3181 | 232.4773 | 240.1037 | 248.6419 | 259.2958 | 266.1282 | 271.3594 | 280.7262 | 289.5094
CDP8 | NSW | SNW | Offshore wind | 0 | 0 | 0 | 0 | 0 | 0 | 0 | 0 | 0 | 0 | 0 | 0 | 0 | 0 | 0 | 0 | 0 | 0 | 0 | 0 | 0 | 0 | 0 | 0 | 0 | 0 | 0 | 0
CDP8 | NSW | SNW | Wind | 0 | 0 | 0 | 0 | 0 | 0 | 0 | 0 | 0 | 0 | 0 | 0 | 0 | 0 | 0 | 0 | 0 | 0 | 0 | 0 | 0 | 0 | 0 | 0 | 0 | 0 | 0 | 0
CDP8 | NSW | SNW | Utility solar | 0 | 0 | 0 | 0 | 0 | 0 | 0 | 0 | 0 | 0 | 0 | 0 | 0 | 0 | 0 | 0 | 0 | 0 | 0 | 0 | 0 | 0 | 0 | 0 | 0 | 0 | 0 | 0
CDP8 | NSW | SNW | Distributed PV | 4711.8926 | 4899.8671 | 5101.4499 | 5464.9574 | 5880.7926 | 6307.2576 | 6705.1023 | 7062.8221 | 7381.5716 | 7671.0896 | 7947.7897 | 8185.5984 | 8342.0996 | 8459.8366 | 8588.8595 | 8727.2997 | 8837.225 | 8945.2228 | 9071.2788 | 9209.3908 | 9321.3523 | 9430.913 | 9560.0224 | 9701.0611 | 9815.0944 | 9930.3552 | 10063.7426 | 10218.7569
CDP8 | NSW | SNW | Other renewable fuels | 0 | 0 | 0 | 0 | 0 | 0 | 0 | 0 | 0 | 0 | 0 | 0 | 0 | 0 | 0 | 0 | 0 | 0 | 0 | 0 | 0 | 0 | 0 | 0 | 0 | 481.9408 | 450.829 | 288.8915
CDP8 | NSW | SNW | DSP | 8.4123e-07 | 1.8555 | 9.6146e-07 | 1.1815 | 15.5883 | 84.444 | 39.0438 | 1.4513e-06 | 1.705e-06 | 2.3509e-06 | 35.7919 | 6.15 | 45.3799 | 19.2885 | 4.1715 | 5.4921 | 95.4637 | 32.6054 | 7.77 | 19.3332 | 14.595 | 1.8375 | 22.1503 | 26.8205 | 59.5821 | 10.2896 | 112.9296 | 88.7938
CDP8 | NSW | SNW | Utility storage load | -147.8218 | -1862.5027 | -1708.1815 | -1889.3539 | -2467.9726 | -4054.1364 | -3338.276 | -3323.9823 | -3523.5087 | -3555.9138 | -3599.5562 | -3666.8604 | -3843.7283 | -4052.7558 | -3926.0503 | -3917.6549 | -3598.3271 | -3786.6633 | -4056.9392 | -4079.4629 | -3743.3386 | -1999.6684 | -2191.2806 | -2260.8235 | -2226.3799 | -1584.5715 | -1601.6808 | -1655.0625
CDP8 | NSW | SNW | Coordinated CER storage load | -35.1476 | -44.9812 | -56.6638 | -69.4168 | -84.6835 | -100.9219 | -118.5464 | -140.1717 | -166.0302 | -200.9134 | -241.9612 | -297.5979 | -353.0445 | -432.7147 | -500.9461 | -568.4834 | -617.8323 | -692.7544 | -795.5679 | -948.0581 | -993.3286 | -1152.1605 | -1369.37 | -1503.1264 | -1669.9724 | -1834.3166 | -1865.6484 | -2057.3927
CDP8 | NSW | SNW | Passive CER storage load | -85.5652 | -93.9503 | -101.0255 | -109.0216 | -116.8136 | -124.582 | -135.9242 | -145.3273 | -154.6674 | -164.2906 | -174.9227 | -186.5939 | -197.9037 | -208.3743 | -220.5481 | -231.9133 | -240.7529 | -250.728 | -259.3774 | -267.2642 | -275.51 | -284.9379 | -295.0449 | -307.0351 | -315.5215 | -322.6188 | -332.1569 | -343.7389
CDP8 | QLD | NQ | Black coal | 0 | 0 | 0 | 0 | 0 | 0 | 0 | 0 | 0 | 0 | 0 | 0 | 0 | 0 | 0 | 0 | 0 | 0 | 0 | 0 | 0 | 0 | 0 | 0 | 0 | 0 | 0 | 0
CDP8 | QLD | NQ | Mid-merit gas | 203.2491 | 205.2718 | 17.271 | 13.7483 | 28.5958 | 8.9001 | 17.5582 | 8.1806 | 3.5846 | 11.7925 | 32.176 | 27.0827 | 47.4395 | 45.146 | 27.7147 | 123.6475 | 210.2707 | 124.6096 | 146.7874 | 111.5392 | 157.5901 | 88.7903 | 0 | 0 | 0 | 0 | 0 | 0
CDP8 | QLD | NQ | Flexible gas with CCS | 0 | 0 | 0 | 0 | 0 | 0 | 0 | 0 | 0 | 0 | 0 | 0 | 0 | 0 | 0 | 0 | 0 | 0 | 0 | 0 | 0 | 0 | 0 | 0 | 0 | 0 | 0 | 0
CDP8 | QLD | NQ | Flexible gas | 0 | 0 | 0 | 0 | 0 | 0 | 0 | 0 | 0 | 0 | 2.775e-09 | 1.0639 | 0.47572 | 7.135e-09 | 1.735e-09 | 0.16304 | 2.556e-08 | 0.027977 | 3.792e-08 | 9.633e-08 | 0 | 0 | 0 | 0 | 0 | 0 | 0 | 0
CDP8 | QLD | NQ | Hydro | 309.1896 | 160.8939 | 232.3698 | 232.7106 | 185.1137 | 279.7378 | 299.4566 | 248.6631 | 214.1129 | 253.0374 | 199.9267 | 127.239 | 181.5262 | 76.7658 | 165.0364 | 80.9464 | 93.5647 | 114.9704 | 0 | 0 | 0 | 0 | 0 | 0 | 0 | 0 | 0 | 0
CDP8 | QLD | NQ | Utility storage | 224.1644 | 463.6198 | 569.0338 | 524.5588 | 564.9592 | 843.3918 | 691.455 | 696.4625 | 598.9305 | 788.8165 | 754.7717 | 782.535 | 832.8088 | 853.2511 | 835.6505 | 831.4187 | 804.3528 | 817.2092 | 830.7337 | 863.8685 | 811.7502 | 843.2031 | 537.651 | 578.7835 | 873.8986 | 990.9521 | 987.3967 | 991.1077
CDP8 | QLD | NQ | Coordinated CER storage | 3.7026 | 4.8308 | 6.1192 | 7.6947 | 9.5231 | 11.6653 | 13.7694 | 16.3931 | 18.7316 | 23.1178 | 27.2488 | 33.0723 | 38.6449 | 44.6534 | 52.3733 | 58.736 | 64.7682 | 72.6596 | 82.8303 | 94.7372 | 100.8722 | 113.6016 | 129.007 | 144.0893 | 156.7496 | 174.6396 | 180.2596 | 188.0872
CDP8 | QLD | NQ | Passive CER storage | 7.8983 | 8.9015 | 9.8572 | 10.8967 | 11.9899 | 13.0913 | 14.6095 | 15.9655 | 17.2986 | 18.8163 | 20.3749 | 22.1566 | 23.8494 | 25.5681 | 27.3346 | 29.213 | 30.5814 | 32.1658 | 33.4967 | 34.9698 | 36.3326 | 37.8586 | 39.5466 | 41.5898 | 43.035 | 44.1319 | 45.8801 | 47.4763
CDP8 | QLD | NQ | Offshore wind | 0 | 0 | 0 | 0 | 0 | 0 | 0 | 0 | 0 | 0 | 0 | 0 | 0 | 0 | 0 | 0 | 0 | 0 | 0 | 0 | 0 | 0 | 0 | 0 | 0 | 0 | 0 | 0
CDP8 | QLD | NQ | Wind | 1061.3762 | 1033.9605 | 1062.9794 | 5217.7568 | 6162.3143 | 8908.4726 | 8400.7069 | 8958.0993 | 9398.2626 | 10073.9054 | 9644.9545 | 9046.1157 | 10099.7121 | 10611.3112 | 10739.5852 | 10155.2111 | 9946.4523 | 9377.9725 | 9454.2584 | 10719.4939 | 11254.6597 | 11650.1758 | 11850.5693 | 12069.7959 | 11551.284 | 10884.9729 | 11663.319 | 12440.58
CDP8 | QLD | NQ | Utility solar | 1299.5901 | 1394.833 | 1290.0883 | 1267.1841 | 1196.813 | 1013.1791 | 1026.5287 | 1173.4848 | 1287.3299 | 1178.7679 | 1270.2606 | 1285.3788 | 1208.1344 | 1121.5961 | 1125.2445 | 1181.2836 | 1121.911 | 1583.3447 | 1433.7687 | 1198.4421 | 1040.1524 | 1136.0423 | 1094.9657 | 829.7895 | 866.4767 | 1566.3178 | 1321.8946 | 1299.8394
CDP8 | QLD | NQ | Distributed PV | 890.6838 | 933.0996 | 966.2641 | 1008.0842 | 1073.5389 | 1130.3381 | 1177.689 | 1223.6016 | 1257.4637 | 1292.358 | 1322.4242 | 1351.3797 | 1366.6988 | 1386.523 | 1406.3077 | 1427.8995 | 1446.4485 | 1469.534 | 1490.6694 | 1518.8556 | 1536.7492 | 1560.7993 | 1584.1359 | 1613.9356 | 1633.642 | 1662.3734 | 1692.196 | 1728.5245
CDP8 | QLD | NQ | Other renewable fuels | 0 | 0 | 0 | 0 | 0 | 0 | 0 | 0 | 0 | 0 | 0 | 0 | 0 | 0 | 0 | 0 | 0 | 0 | 0 | 0 | 0 | 0 | 0 | 0 | 0 | 0 | 0 | 0
CDP8 | QLD | NQ | DSP | 0 | 0 | 0 | 0 | 0 | 0 | 0 | 0 | 0 | 0 | 0 | 0 | 0 | 0 | 0 | 0 | 0 | 0 | 0 | 0 | 0 | 0 | 0 | 0 | 0 | 0 | 0 | 0
CDP8 | QLD | NQ | Utility storage load | -281.8221 | -584.659 | -709.847 | -683.3777 | -789.4565 | -1355.9767 | -897.0127 | -889.5455 | -756.5653 | -1023.2757 | -972.1641 | -991.0449 | -1101.1641 | -1124.5845 | -1093.0662 | -1081.112 | -1056.3684 | -1069.467 | -1089.4287 | -1142.3472 | -1129.539 | -1168.7211 | -837.3889 | -926.358 | -1270.5074 | -1427.3193 | -1438.2302 | -1475.6607
CDP8 | QLD | NQ | Coordinated CER storage load | -3.7026 | -4.8308 | -6.1229 | -7.6956 | -9.5184 | -11.6653 | -13.9414 | -16.8179 | -19.2396 | -24.495 | -29.2415 | -36.1798 | -42.9028 | -49.9397 | -59.5806 | -66.8627 | -74.075 | -83.866 | -96.6353 | -112.192 | -118.7273 | -135.0351 | -154.7949 | -174.0749 | -190.0328 | -213.1758 | -219.9606 | -230.0035
CDP8 | QLD | NQ | Passive CER storage load | -9.0958 | -10.2402 | -11.3564 | -12.5167 | -13.7673 | -15.0267 | -16.7301 | -18.3385 | -19.8913 | -21.5543 | -23.4129 | -25.4463 | -27.3352 | -29.3526 | -31.3736 | -33.392 | -35.0567 | -36.7595 | -38.3701 | -40.0687 | -41.5473 | -43.3666 | -45.2576 | -47.4699 | -49.2828 | -50.516 | -52.2872 | -54.2445
CDP8 | QLD | GG | Black coal | 2943.36 | 2951.3563 | 2967.802 | 1804.0496 | 1808.0578 | 1491.2015 | 629.951 | 0 | 0 | 0 | 0 | 0 | 0 | 0 | 0 | 0 | 0 | 0 | 0 | 0 | 0 | 0 | 0 | 0 | 0 | 0 | 0 | 0
CDP8 | QLD | GG | Mid-merit gas | 790.803 | 868.8509 | 832.3193 | 841.7347 | 842.0008 | 829.8622 | 26.5083 | 12.259 | 39.9341 | 105.6051 | 137.4572 | 140.966 | 311.3897 | 236.5135 | 159.6744 | 378.2651 | 491.3981 | 336.3436 | 383.0632 | 404.7882 | 379.8288 | 356.8251 | 346.9272 | 334.8486 | 249.0771 | 200.8094 | 0 | 0
CDP8 | QLD | GG | Flexible gas with CCS | 0 | 0 | 0 | 0 | 0 | 0 | 0 | 0 | 0 | 0 | 0 | 0 | 0 | 0 | 0 | 0 | 0 | 0 | 0 | 0 | 0 | 0 | 0 | 0 | 0 | 0 | 0 | 0
CDP8 | QLD | GG | Flexible gas | 0 | 0 | 0 | 0 | 0 | 0 | 5.4015e-07 | 3.7931e-07 | 9.8779e-07 | 9.5819e-06 | 2.0965e-05 | 1.5437e-05 | 3.6249e-05 | 2.5526e-05 | 1.0469e-05 | 2.2096e-05 | 5.1541e-05 | 3.2629e-05 | 3.1911e-05 | 3.4109e-05 | 3.4046e-05 | 1.1753e-05 | 3.8274e-05 | 3.5419e-05 | 2.3362e-05 | 1.3066e-05 | 4.9104e-05 | 5.1237e-05
CDP8 | QLD | GG | Hydro | 0 | 0 | 0 | 0 | 0 | 0 | 0 | 0 | 0 | 0 | 0 | 0 | 0 | 0 | 0 | 0 | 0 | 0 | 0 | 0 | 0 | 0 | 0 | 0 | 0 | 0 | 0 | 0
CDP8 | QLD | GG | Utility storage | 0 | 42.9248 | 95.6574 | 116.4247 | 110.8249 | 421.4402 | 237.8875 | 213.0458 | 155.4306 | 215.6036 | 208.1165 | 218.5786 | 257.4016 | 273.7816 | 248.828 | 260.0402 | 231.1942 | 239.8043 | 283.0869 | 271.3805 | 204.3011 | 0.0014929 | 123.2584 | 189.9597 | 194.8041 | 801.046 | 801.1001 | 1274.9338
CDP8 | QLD | GG | Coordinated CER storage | 0.20227 | 0.26612 | 0.33638 | 0.42497 | 0.52169 | 0.65419 | 0.8003 | 1.0001 | 1.1344 | 1.5306 | 1.8403 | 2.3825 | 2.8593 | 3.4353 | 4.1074 | 4.6297 | 5.094 | 5.7722 | 6.887 | 7.914 | 8.1778 | 9.7237 | 10.9484 | 12.3545 | 14.0093 | 15.9172 | 16.3409 | 16.8602
CDP8 | QLD | GG | Passive CER storage | 0.43375 | 0.49115 | 0.5429 | 0.6111 | 0.66737 | 0.73538 | 0.82193 | 0.90112 | 0.98625 | 1.0827 | 1.1807 | 1.2893 | 1.3971 | 1.5064 | 1.6163 | 1.7374 | 1.8244 | 1.9283 | 2.0181 | 2.1123 | 2.2029 | 2.3052 | 2.4175 | 2.547 | 2.6413 | 2.7129 | 2.8267 | 2.9272
CDP8 | QLD | GG | Offshore wind | 0 | 0 | 0 | 0 | 0 | 0 | 0 | 0 | 0 | 0 | 0 | 0 | 0 | 0 | 0 | 0 | 0 | 0 | 0 | 0 | 0 | 0 | 0 | 0 | 0 | 0 | 0 | 0
CDP8 | QLD | GG | Wind | 0 | 0 | 0 | 0 | 0 | 0 | 0 | 0 | 0 | 0 | 0 | 0 | 0 | 0 | 0 | 0 | 0 | 0 | 0 | 0 | 0 | 0 | 0 | 0 | 0 | 0 | 0 | 0
CDP8 | QLD | GG | Utility solar | 0 | 0 | 0 | 0 | 0 | 0 | 0 | 0 | 0 | 0 | 0 | 0 | 0 | 0 | 0 | 0 | 0 | 0 | 0 | 0 | 0 | 0 | 0 | 0 | 0 | 0 | 0 | 0
CDP8 | QLD | GG | Distributed PV | 83.1873 | 85.9307 | 89.0592 | 93.8754 | 98.1305 | 103.0181 | 107.804 | 112.3773 | 116.1806 | 119.6898 | 122.8667 | 125.7195 | 127.7035 | 129.6922 | 131.5994 | 134.0671 | 135.8587 | 138.2141 | 140.6638 | 143.1481 | 145.0607 | 147.4519 | 150.0271 | 152.6645 | 154.6545 | 157.2475 | 160.5535 | 164.0285
CDP8 | QLD | GG | Other renewable fuels | 0 | 0 | 0 | 0 | 0 | 0 | 0 | 0 | 0 | 0 | 0 | 0 | 0 | 0 | 0 | 0 | 0 | 0 | 0 | 0 | 0 | 0 | 0 | 0 | 0 | 0 | 0 | 0
CDP8 | QLD | GG | DSP | 0 | 0 | 0 | 0 | 0 | 0 | 0 | 0 | 0 | 0 | 0 | 0 | 0 | 0 | 0 | 0 | 0 | 0 | 0 | 0 | 0 | 0 | 0 | 0 | 0 | 0 | 0 | 0
CDP8 | QLD | GG | Utility storage load | 0 | -51.101 | -114.3143 | -138.6009 | -131.9344 | -501.2783 | -283.1995 | -253.626 | -185.0365 | -256.671 | -248.1888 | -259.7817 | -306.4306 | -325.9306 | -296.6603 | -309.1354 | -275.2313 | -285.4814 | -337.02 | -323.4969 | -242.7792 | -0.0017582 | -144.9956 | -223.4599 | -229.3803 | -942.0926 | -943.0382 | -1511.6998
CDP8 | QLD | GG | Coordinated CER storage load | -0.20227 | -0.26612 | -0.33658 | -0.42503 | -0.52175 | -0.65387 | -0.82097 | -1.0561 | -1.1928 | -1.6963 | -2.069 | -2.7586 | -3.3622 | -4.0982 | -4.9734 | -5.5982 | -6.1794 | -7.0495 | -8.5486 | -9.9124 | -10.1337 | -12.2361 | -13.8434 | -15.7132 | -17.9616 | -20.4975 | -21.06 | -21.6976
CDP8 | QLD | GG | Passive CER storage load | -0.49951 | -0.56501 | -0.62547 | -0.70194 | -0.76631 | -0.8441 | -0.94124 | -1.0351 | -1.1341 | -1.2402 | -1.3568 | -1.4807 | -1.6013 | -1.7294 | -1.8552 | -1.9859 | -2.0914 | -2.2036 | -2.3117 | -2.4203 | -2.5191 | -2.6406 | -2.7666 | -2.9072 | -3.0247 | -3.1053 | -3.2214 | -3.3445
CDP8 | QLD | CQ | Black coal | 11700.4544 | 12723.9568 | 14346.8564 | 7449.6808 | 6480.1029 | 3077.9646 | 5907.2209 | 5838.3825 | 4234.9526 | 3992.3582 | 4292.562 | 4571.9727 | 4593.0564 | 3686.9269 | 3694.6373 | 4331.8348 | 4505.1187 | 4511.4352 | 4913.2815 | 4778.5192 | 4567.2857 | 4560.7759 | 4389.8888 | 4283.9492 | 4280.9687 | 4586.7122 | 4239.2571 | 0
CDP8 | QLD | CQ | Mid-merit gas | 0 | 0 | 0 | 0 | 0 | 0 | 0 | 0 | 0 | 0 | 0 | 0 | 0 | 0 | 0 | 0 | 0 | 0 | 0 | 0 | 0 | 0 | 0 | 0 | 0 | 0 | 0 | 0
CDP8 | QLD | CQ | Flexible gas with CCS | 0 | 0 | 0 | 0 | 0 | 0 | 0 | 0 | 0 | 0 | 0 | 0 | 0 | 0 | 0 | 0 | 0 | 0 | 0 | 0 | 0 | 0 | 0 | 0 | 0 | 0 | 0 | 0
CDP8 | QLD | CQ | Flexible gas | 0 | 0 | 2.05e-07 | 0.055148 | 2.4034e-07 | 1.9669e-07 | 1.4363 | 0.41678 | 7.2744e-07 | 1.1511e-06 | 0 | 0 | 0 | 0 | 0 | 0 | 0 | 0 | 0 | 0 | 0 | 0 | 0 | 0 | 0 | 0 | 0 | 0
CDP8 | QLD | CQ | Hydro | 0 | 0 | 0 | 0 | 0 | 0 | 0 | 0 | 0 | 0 | 0 | 0 | 0 | 0 | 0 | 0 | 0 | 0 | 0 | 0 | 0 | 0 | 0 | 0 | 0 | 0 | 0 | 0
CDP8 | QLD | CQ | Utility storage | 40.2302 | 36.6612 | 59.5026 | 136.7205 | 163.7276 | 259.3199 | 182.6903 | 168.171 | 138.7506 | 171.8256 | 165.0092 | 171.372 | 192.8313 | 207.2041 | 187.8779 | 197.7592 | 182.731 | 186.585 | 154.6097 | 148.1104 | 121.3461 | 129.5124 | 268.8454 | 196.3884 | 311.0578 | 1683.0498 | 1678.768 | 2393.3203
CDP8 | QLD | CQ | Coordinated CER storage | 3.3994 | 4.4769 | 5.6546 | 7.169 | 8.8345 | 10.8132 | 12.9581 | 15.7188 | 17.8025 | 22.7123 | 26.8429 | 33.4562 | 39.4171 | 46.4312 | 54.6946 | 61.2797 | 67.5996 | 75.8918 | 88.702 | 100.5612 | 104.0888 | 121.8895 | 136.4862 | 153.6539 | 172.5448 | 193.814 | 199.6137 | 205.946
CDP8 | QLD | CQ | Passive CER storage | 7.2649 | 8.2429 | 9.1049 | 10.1494 | 11.1216 | 12.1535 | 13.617 | 14.8902 | 16.1978 | 17.7002 | 19.2237 | 20.9226 | 22.6054 | 24.2909 | 26.0235 | 27.8933 | 29.2325 | 30.8205 | 32.1652 | 33.6167 | 35.0164 | 36.548 | 38.2373 | 40.233 | 41.689 | 42.7748 | 44.484 | 46.003
CDP8 | QLD | CQ | Offshore wind | 0 | 0 | 0 | 0 | 0 | 0 | 0 | 0 | 0 | 0 | 0 | 0 | 0 | 0 | 0 | 0 | 0 | 0 | 0 | 0 | 0 | 0 | 0 | 0 | 0 | 0 | 0 | 0
CDP8 | QLD | CQ | Wind | 892.2215 | 1174.809 | 1292.5222 | 2843.7556 | 4198.1839 | 4526.4749 | 4176.4608 | 4327.3262 | 4448.3229 | 6594.6694 | 6512.2453 | 6129.0008 | 6346.9236 | 6188.744 | 7128.935 | 6081.8933 | 6590.9113 | 6368.4685 | 6184.3707 | 6626.0344 | 8630.6793 | 8465.1105 | 8842.2085 | 9212.9194 | 8724.5476 | 7768.1747 | 8093.8348 | 8050.2943
CDP8 | QLD | CQ | Utility solar | 2041.4757 | 2144.7595 | 2000.4005 | 2252.9701 | 2155.8381 | 2288.4199 | 1730.1258 | 1977.2293 | 2144.2451 | 2082.9408 | 2173.6787 | 2150.5847 | 2043.4989 | 2090.6447 | 2099.7796 | 2136.8207 | 2219.5354 | 3263.4949 | 3027.8036 | 3227.1954 | 2602.7813 | 2946.2544 | 2924.3891 | 3298.2227 | 5796.1119 | 8466.6865 | 9671.5148 | 12999.1493
CDP8 | QLD | CQ | Distributed PV | 983.4528 | 1015.8314 | 1049.9894 | 1099.5409 | 1147.7856 | 1214.1964 | 1273.2899 | 1322.5909 | 1366.4737 | 1411.0047 | 1452.5752 | 1484.7024 | 1513.4651 | 1542.6319 | 1573.6127 | 1602.9355 | 1628.0199 | 1660.5557 | 1693.308 | 1723.4366 | 1751.2723 | 1783.2996 | 1817.4165 | 1849.4621 | 1878.748 | 1913.7379 | 1953.8785 | 1991.6066
CDP8 | QLD | CQ | Other renewable fuels | 0 | 0 | 0 | 0 | 0 | 0 | 0 | 0 | 0 | 0 | 0 | 0 | 0 | 0 | 0 | 0 | 0 | 0 | 0 | 0 | 0 | 0 | 0 | 0 | 0 | 0 | 0 | 0
CDP8 | QLD | CQ | DSP | 0 | 0 | 0 | 0 | 0 | 0 | 0 | 0 | 0 | 0 | 0 | 0 | 0 | 0 | 0 | 0 | 0 | 0 | 0 | 0 | 0 | 0 | 0 | 0 | 0 | 0 | 0 | 0
CDP8 | QLD | CQ | Utility storage load | -47.8932 | -43.6443 | -70.9456 | -162.7626 | -194.9139 | -308.2778 | -217.4885 | -200.2037 | -165.1793 | -204.5544 | -196.8653 | -203.5886 | -229.5611 | -246.6717 | -224.1007 | -234.9912 | -217.537 | -222.1251 | -184.071 | -176.6377 | -144.1324 | -154.1816 | -318.3203 | -231.0225 | -381.9823 | -2101.6436 | -2104.4014 | -2992.7331
CDP8 | QLD | CQ | Coordinated CER storage load | -3.3994 | -4.4769 | -5.658 | -7.1698 | -8.8355 | -10.8078 | -13.1721 | -16.2991 | -18.4059 | -24.4316 | -29.2107 | -37.347 | -44.6197 | -53.2778 | -63.6791 | -71.2921 | -78.9632 | -89.2779 | -106.0396 | -121.4424 | -124.1893 | -147.8455 | -166.5765 | -188.8692 | -213.7748 | -241.8108 | -249.0806 | -256.7757
CDP8 | QLD | CQ | Passive CER storage load | -8.3663 | -9.4825 | -10.4898 | -11.6583 | -12.7703 | -13.9503 | -15.5935 | -17.1034 | -18.6254 | -20.2758 | -22.0901 | -24.0291 | -25.9093 | -27.8864 | -29.8687 | -31.8835 | -33.5104 | -35.222 | -36.8449 | -38.5184 | -40.0421 | -41.8653 | -43.7592 | -45.9213 | -47.7414 | -48.9625 | -50.6961 | -52.5612
CDP8 | QLD | SQ | Black coal | 21353.644 | 21128.2591 | 21428.5588 | 17023.2319 | 15336.1024 | 11393.9022 | 14496.9338 | 13842.1371 | 13620.9974 | 8659.8358 | 5081.129 | 5234.1911 | 5117.1091 | 4684.5597 | 5191.3001 | 5177.9975 | 5287.9719 | 5248.7168 | 5327.3157 | 5174.6139 | 5220.9261 | 5099.3048 | 5184.1549 | 4970.045 | 4876.0987 | 5135.3418 | 5039.6601 | 0
CDP8 | QLD | SQ | Mid-merit gas | 1550.1595 | 1930.363 | 417.7273 | 285.8721 | 451.1767 | 236.4257 | 273.8549 | 142.7839 | 574.9399 | 1358.5112 | 1573.6399 | 1417.0956 | 1145.9586 | 751.6664 | 470.4914 | 846.8703 | 1053.8205 | 460.9263 | 283.6246 | 371.5631 | 345.0837 | 0 | 0 | 0 | 0 | 0 | 0 | 0
CDP8 | QLD | SQ | Flexible gas with CCS | 0 | 0 | 0 | 0 | 0 | 0 | 0 | 0 | 0 | 0 | 0 | 0 | 0 | 0 | 0 | 0 | 0 | 0 | 0 | 0 | 0 | 0 | 0 | 0 | 0 | 0 | 0 | 0
CDP8 | QLD | SQ | Flexible gas | 74.0082 | 34.4654 | 4.4569 | 14.0617 | 13.0398 | 119.7393 | 131.9086 | 18.0721 | 26.0036 | 137.9191 | 648.05 | 339.8268 | 1166.2387 | 886.1045 | 532.9063 | 1406.64 | 4616.3531 | 3200.7014 | 3461.3504 | 4523.1935 | 4080.7371 | 4755.3448 | 5794.8708 | 5772.117 | 3210.6434 | 2212.815 | 4783.812 | 5037.0282
CDP8 | QLD | SQ | Hydro | 0 | 0 | 0 | 0 | 0 | 0 | 0 | 0 | 0 | 0 | 0 | 0 | 0 | 0 | 0 | 0 | 0 | 0 | 0 | 0 | 0 | 0 | 0 | 0 | 0 | 0 | 0 | 0
CDP8 | QLD | SQ | Utility storage | 1248.1152 | 1177.6128 | 1092.4395 | 1075.512 | 1324.4941 | 2021.7973 | 1542.7313 | 1462.8357 | 4240.0645 | 5829.1078 | 5815.3693 | 6131.7153 | 6193.1311 | 6439.5588 | 6327.9752 | 6238.7516 | 5737.4779 | 5701.5047 | 6159.2705 | 6198.6352 | 5322.8438 | 5407.5958 | 6111.1781 | 6408.4067 | 6565.3659 | 7149.5882 | 7019.0706 | 7167.0106
CDP8 | QLD | SQ | Coordinated CER storage | 17.9827 | 23.8078 | 30.5289 | 38.6784 | 47.9552 | 59.2741 | 72.4242 | 89.4036 | 98.8557 | 130.3265 | 155.8644 | 194.8367 | 229.1769 | 276.7213 | 326.5627 | 367.7187 | 407.8128 | 447.267 | 527.3254 | 603.9607 | 617.5828 | 736.6029 | 821.9681 | 926.0657 | 1045.4006 | 1190.0646 | 1204.8203 | 1279.801
CDP8 | QLD | SQ | Passive CER storage | 38.5258 | 43.8968 | 49.0034 | 54.5739 | 60.1823 | 66.4877 | 74.7743 | 82.1543 | 89.5117 | 97.9153 | 106.4969 | 116.2022 | 125.6895 | 135.4263 | 145.4256 | 156.0927 | 163.6411 | 172.4096 | 179.9223 | 187.9841 | 195.7875 | 204.5517 | 214.2855 | 225.8 | 234.2198 | 240.7642 | 250.8429 | 259.8486
CDP8 | QLD | SQ | Offshore wind | 0 | 0 | 0 | 0 | 0 | 0 | 0 | 0 | 0 | 0 | 0 | 0 | 0 | 0 | 0 | 0 | 0 | 0 | 0 | 0 | 0 | 0 | 0 | 0 | 0 | 0 | 0 | 0
CDP8 | QLD | SQ | Wind | 4637.2209 | 6192.9127 | 6567.4638 | 11517.3842 | 13863.963 | 13998.8472 | 13381.3444 | 13177.38 | 13772.6651 | 12727.963 | 15212.1281 | 14477.4213 | 14757.7825 | 15486.2992 | 16292.4592 | 14827.5659 | 15746.7651 | 16178.6866 | 15527.886 | 15701.8833 | 14446.7367 | 14513.4452 | 14696.7186 | 13973.3932 | 23864.8605 | 22512.2369 | 21938.0851 | 23472.9835
CDP8 | QLD | SQ | Utility solar | 4588.0643 | 4800.7182 | 4776.0757 | 4628.4323 | 4556.2008 | 4737.8622 | 3798.4791 | 4276.8522 | 5217.2662 | 10670.549 | 11961.7547 | 14414.5433 | 14012.7865 | 14271.8273 | 14326.7356 | 14598.9096 | 13962.2627 | 13083.1414 | 15757.6751 | 16786.3912 | 13806.7757 | 16730.3068 | 16354.2195 | 18085.9844 | 17461.0388 | 21672.8017 | 21525.2195 | 23610.8034
CDP8 | QLD | SQ | Distributed PV | 5990.8471 | 6184.3421 | 6391.0577 | 6675.4064 | 6948.9149 | 7246.6104 | 7553.5439 | 7854.8235 | 8099.4155 | 8344.1878 | 8574.7168 | 8791.3445 | 8944.2099 | 9112.954 | 9288.9666 | 9482.3526 | 9632.6932 | 9808.7105 | 9994.2533 | 10193.5007 | 10350.6777 | 10536.484 | 10729.2197 | 10938.4931 | 11106.4424 | 11313.678 | 11537.6324 | 11787.4518
CDP8 | QLD | SQ | Other renewable fuels | 0 | 0 | 0 | 0 | 0 | 0 | 0 | 0 | 0 | 0 | 0 | 0 | 0 | 0 | 0 | 0 | 0 | 0 | 0 | 0 | 0 | 0 | 0 | 0 | 0 | 0 | 458.8288 | 320.412
CDP8 | QLD | SQ | DSP | 8.1122e-07 | 8.5127e-07 | 9.1797e-07 | 1.1951e-06 | 1.5354e-06 | 2.5385e-06 | 0.81877 | 0.41851 | 1.5956e-06 | 1.8636e-06 | 4.2087 | 2.3085 | 9.9489 | 6.46 | 2.2744 | 1.196 | 33.2665 | 15.839 | 1.395 | 3.6987 | 6.0165 | 0.386 | 9.4235 | 1.4607 | 15.3479 | 5.725 | 51.4707 | 107.3136
CDP8 | QLD | SQ | Utility storage load | -1687.9881 | -1545.1341 | -1410.0275 | -1376.1554 | -1765.4292 | -2809.7464 | -2019.4282 | -1906.3856 | -5503.5206 | -7693.2607 | -7596.2586 | -8012.3822 | -8146.8356 | -8460.7607 | -8330.3847 | -8152.0316 | -7546.4975 | -7489.5056 | -8067.9619 | -8199.7589 | -6983.3349 | -7114.1825 | -7994.9815 | -8461.0774 | -8608.7916 | -9336.3361 | -9219.1095 | -9445.6032
CDP8 | QLD | SQ | Coordinated CER storage load | -17.9827 | -23.8078 | -30.5474 | -38.6831 | -47.9608 | -59.2453 | -74.1093 | -93.7765 | -102.3905 | -141.9925 | -171.9225 | -220.308 | -262.4198 | -322.5087 | -385.8626 | -434.3536 | -483.9107 | -531.6465 | -637.3897 | -738.8395 | -745.1988 | -905.4262 | -1015.3587 | -1152.5111 | -1307.7705 | -1502.3931 | -1516.7728 | -1616.7798
CDP8 | QLD | SQ | Passive CER storage load | -44.3668 | -50.498 | -56.4569 | -62.687 | -69.1038 | -76.3172 | -85.6279 | -94.3651 | -102.9273 | -112.1632 | -122.3762 | -133.4555 | -144.0599 | -155.4718 | -166.9135 | -178.4222 | -187.5884 | -197.0317 | -206.0993 | -215.394 | -223.8881 | -234.3118 | -245.2308 | -257.7243 | -268.2238 | -275.5925 | -285.8727 | -296.8927
CDP8 | VIC | VIC | Brown coal | 32180.7419 | 28061.6021 | 27405.6622 | 24198.5288 | 18282.2287 | 15050.6138 | 16425.18 | 13398.3017 | 9981.8635 | 6236.8448 | 2736.9944 | 3498.865 | 3408.0368 | 2994.2674 | 3488.2215 | 3332.8439 | 3411.4736 | 3314.2657 | 3366.5057 | 3448.878 | 3224.9051 | 3427.5657 | 3407.6962 | 0 | 0 | 0 | 0 | 0
CDP8 | VIC | VIC | Mid-merit gas | 76.7713 | 131.3434 | 70.4104 | 56.7202 | 0 | 0 | 0 | 0 | 0 | 0 | 0 | 0 | 0 | 0 | 0 | 0 | 0 | 0 | 0 | 0 | 0 | 0 | 0 | 0 | 0 | 0 | 0 | 0
CDP8 | VIC | VIC | Flexible gas with CCS | 0 | 0 | 0 | 0 | 0 | 0 | 0 | 0 | 0 | 0 | 0 | 0 | 0 | 0 | 0 | 0 | 0 | 0 | 0 | 0 | 0 | 0 | 0 | 0 | 0 | 0 | 0 | 0
CDP8 | VIC | VIC | Flexible gas | 49.1853 | 92.1763 | 41.6612 | 33.8232 | 286.0125 | 63.9003 | 25.2938 | 3.1057e-06 | 2.267e-06 | 61.2742 | 160.4594 | 29.5283 | 138.6974 | 125.2882 | 32.3809 | 36.7957 | 173.0982 | 188.6309 | 139.2225 | 273.2284 | 190.2281 | 154.4148 | 335.1413 | 368.7759 | 431.8621 | 176.4742 | 607.9875 | 776.8326
CDP8 | VIC | VIC | Hydro | 2506.1905 | 1230.2469 | 1311.4348 | 3419.3168 | 2063.2941 | 4037.2351 | 2207.0414 | 968.1394 | 2969.8716 | 3112.9545 | 3876.8433 | 2341.8967 | 2709.0348 | 1757.1638 | 2271.9645 | 2162.7147 | 3460.9512 | 2122.5315 | 2070.0702 | 2170.6848 | 2184.7096 | 1893.9915 | 2503.5016 | 2632.672 | 2998.1101 | 2416.0877 | 2906.4123 | 2037.6576
CDP8 | VIC | VIC | Utility storage | 391.7433 | 1149.1462 | 1918.6909 | 2613.0777 | 2989.9592 | 3912.0961 | 3255.3004 | 4133.0869 | 4155.3492 | 4303.0149 | 6747.1469 | 4736.1724 | 5340.6047 | 6226.439 | 6189.3148 | 6825.3985 | 6080.3289 | 5871.7672 | 5984.5982 | 5614.1169 | 5255.21 | 4734.1613 | 4220.2485 | 4004.6942 | 4052.448 | 4016.9836 | 3452.4765 | 3551.3088
CDP8 | VIC | VIC | Coordinated CER storage | 46.26 | 62.9932 | 81.0074 | 102.3028 | 127.8088 | 157.1114 | 184.5683 | 218.285 | 257.8923 | 299.8446 | 349.9951 | 413.3408 | 477.2319 | 565.6736 | 647.4501 | 738.6145 | 815.151 | 902.7626 | 999.9686 | 1137.7356 | 1244.6615 | 1392.2581 | 1561.4552 | 1717.6377 | 1875.2708 | 2038.7369 | 2095.9914 | 2299.6086
CDP8 | VIC | VIC | Passive CER storage | 93.9153 | 103.8346 | 113.4315 | 124.1343 | 134.0189 | 145.1892 | 159.9523 | 173.6821 | 187.2958 | 202.3336 | 217.0562 | 234.2369 | 249.6964 | 267.2425 | 284.5038 | 301.8728 | 315.2069 | 328.6875 | 342.6232 | 356.7102 | 370.6288 | 384.4636 | 401.0884 | 417.2939 | 433.7507 | 444.3685 | 460.5946 | 476.6569
CDP8 | VIC | VIC | Offshore wind | 0 | 0 | 0 | 0 | 0 | 0 | 4007.0428 | 7929.0222 | 10433.8488 | 13336.2303 | 15349.1726 | 19369.1291 | 23648.7592 | 28479.3382 | 31619.838 | 36664.3712 | 36854.75 | 36828.1288 | 35169.0354 | 34099.0669 | 34681.6094 | 34887.5444 | 35030.604 | 37258.2627 | 34332.077 | 34503.9228 | 35609.667 | 37297.6926
CDP8 | VIC | VIC | Wind | 13668.1979 | 17108.2196 | 16276.5997 | 17162.1694 | 20181.5397 | 21367.2344 | 20970.6735 | 22563.0812 | 21379.6762 | 22447.2214 | 20287.4465 | 20155.8017 | 19812.9071 | 20390.0115 | 19320.3126 | 19375.1273 | 18822.4947 | 18680.4652 | 17585.7778 | 16294.4319 | 15400.8354 | 13835.3244 | 13210.0664 | 13554.0113 | 13681.6637 | 15873.329 | 15525.1108 | 16391.0339
CDP8 | VIC | VIC | Utility solar | 2569.3693 | 3062.1514 | 3396.9493 | 3595.2288 | 3570.4517 | 3645.6455 | 3364.8562 | 3194.9322 | 3300.2334 | 3272.0808 | 4072.4464 | 4389.1839 | 4132.1239 | 4208.3734 | 4280.8329 | 4005.7586 | 4080.1338 | 3951.4416 | 3956.8946 | 5383.9752 | 6356.9543 | 6757.1704 | 6842.5556 | 6351.9392 | 7056.1334 | 6316.857 | 5859.1401 | 5778.6909
CDP8 | VIC | VIC | Distributed PV | 6087.2788 | 6684.1854 | 7294.8864 | 7984.2026 | 8627.0949 | 9196.1307 | 9725.6838 | 10200.0096 | 10651.3504 | 11059.654 | 11465.7127 | 11844.9384 | 12143.6943 | 12364.7146 | 12587.537 | 12816.1806 | 13025.347 | 13207.514 | 13417.6849 | 13652.8559 | 13870.6821 | 14058.9828 | 14279.9745 | 14546.9466 | 14826.3072 | 15089.7889 | 15385.7563 | 15709.2989
CDP8 | VIC | VIC | Other renewable fuels | 0 | 0 | 0 | 0 | 0 | 0 | 0 | 0 | 0 | 0 | 0 | 0 | 0 | 0 | 0 | 0 | 0 | 0 | 0 | 0 | 0 | 0 | 0 | 0 | 0 | 0 | 453.0291 | 254.0817
CDP8 | VIC | VIC | DSP | 0.032001 | 8.2593e-07 | 8.7732e-07 | 1.1369e-06 | 1.188 | 26.1026 | 25.5527 | 1.3675e-06 | 1.7077e-06 | 8.0032 | 34.8372 | 5.7966 | 36.6668 | 13.86 | 7.655 | 6.2918 | 61.5168 | 14.377 | 9.374 | 18.9815 | 12.3019 | 3.3955 | 14.9743 | 22.095 | 31.6115 | 11.3405 | 89.2944 | 47.2
CDP8 | VIC | VIC | Utility storage load | -466.3612 | -1367.905 | -2287.6815 | -3103.2847 | -3553.4583 | -4641.7892 | -3868.1129 | -4915.7059 | -4936.3953 | -5183.2423 | -8131.2907 | -5750.6069 | -6488.6262 | -7526.2304 | -7494.2525 | -8251.4789 | -7363.1368 | -7114.562 | -7241.7716 | -6822.5767 | -6406.4181 | -5804.8058 | -5188.7015 | -4957.4643 | -4990.104 | -4985.9887 | -4311.6019 | -4461.3363
CDP8 | VIC | VIC | Coordinated CER storage load | -46.26 | -62.9932 | -81.0569 | -102.3157 | -127.8245 | -157.0334 | -186.7422 | -224.2274 | -269.0287 | -316.6246 | -373.0084 | -447.9341 | -523.2536 | -631.0906 | -730.9879 | -839.7945 | -931.0421 | -1038.7391 | -1154.5011 | -1334.8863 | -1458.7004 | -1653.7367 | -1860.9002 | -2064.7901 | -2254.3526 | -2468.32 | -2528.1793 | -2806.0391
CDP8 | VIC | VIC | Passive CER storage load | -111.762 | -123.3463 | -134.8604 | -147.2779 | -159.5703 | -173.272 | -189.9108 | -206.4594 | -222.8042 | -240.197 | -258.543 | -279.5154 | -296.8716 | -318.266 | -338.6938 | -358.4818 | -376.3814 | -390.4669 | -407.5393 | -424.3066 | -440.6446 | -458.2816 | -479.2543 | -495.4081 | -516.2532 | -529.291 | -547.2171 | -568.9661
CDP8 | SA | CSA | Mid-merit gas | 1825.2765 | 2304.3099 | 1228.74 | 994.0969 | 1619.4494 | 887.6214 | 17.4697 | 4.7717 | 7.002e-06 | 120.7461 | 75.1029 | 48.9291 | 135.0497 | 0 | 0 | 0 | 0 | 0 | 0 | 0 | 0 | 0 | 0 | 0 | 0 | 0 | 0 | 0
CDP8 | SA | CSA | Flexible gas with CCS | 0 | 0 | 0 | 0 | 0 | 0 | 0 | 0 | 0 | 0 | 0 | 0 | 0 | 0 | 0 | 0 | 0 | 0 | 0 | 0 | 0 | 0 | 0 | 0 | 0 | 0 | 0 | 0
CDP8 | SA | CSA | Flexible gas | 5.8124 | 4.2409 | 46.3115 | 16.5656 | 12.8015 | 123.0055 | 276.4459 | 242.0518 | 526.8984 | 742.3993 | 1015.833 | 665.0519 | 1182.8051 | 717.4166 | 376.8571 | 679.4512 | 1138.2489 | 971.2962 | 1184.6312 | 1839.7243 | 1151.2432 | 1197.4321 | 1091.8627 | 662.8093 | 722.1938 | 421.1155 | 930.9473 | 515.9621
CDP8 | SA | CSA | Hydro | 0 | 0 | 0 | 0 | 0 | 0 | 0 | 0 | 0 | 0 | 0 | 0 | 0 | 0 | 0 | 0 | 0 | 0 | 0 | 0 | 0 | 0 | 0 | 0 | 0 | 0 | 0 | 0
CDP8 | SA | CSA | Utility storage | 512.138 | 658.3962 | 994.6972 | 1986.3133 | 2333.9781 | 2950.3385 | 1620.9515 | 1680.1546 | 1666.689 | 1656.9326 | 1779.6452 | 1630.0748 | 1844.5726 | 2036.3066 | 1946.9414 | 1956.9929 | 1786.9856 | 1854.0101 | 2018.1527 | 1720.1297 | 1565.5433 | 1367.7775 | 1192.3369 | 2034.4361 | 2017.9173 | 2203.8956 | 2228.98 | 2324.0806
CDP8 | SA | CSA | Coordinated CER storage | 190.0558 | 211.4987 | 232.0825 | 256.1944 | 280.1338 | 308.0451 | 332.5647 | 360.5279 | 389.7591 | 421.4321 | 457.8014 | 494.5285 | 531.1031 | 574.0763 | 617.528 | 662.1717 | 696.4158 | 733.6914 | 772.6315 | 830.5888 | 884.6033 | 947.5672 | 1010.1896 | 1046.6831 | 1112.4476 | 1158.6496 | 1184.6675 | 1227.4354
CDP8 | SA | CSA | Passive CER storage | 64.0325 | 68.5121 | 72.874 | 77.7255 | 81.7137 | 86.0408 | 91.1661 | 95.9927 | 100.5806 | 105.8509 | 110.6315 | 116.1445 | 120.6524 | 126.1011 | 130.3051 | 135.7589 | 139.2271 | 142.3883 | 145.3068 | 148.8519 | 151.4968 | 154.3978 | 158.1308 | 162.327 | 164.8392 | 167.039 | 171.4898 | 175.3662
CDP8 | SA | CSA | Offshore wind | 0 | 0 | 0 | 0 | 0 | 0 | 0 | 0 | 0 | 0 | 0 | 0 | 0 | 0 | 0 | 0 | 0 | 0 | 0 | 0 | 0 | 0 | 0 | 0 | 0 | 0 | 0 | 0
CDP8 | SA | CSA | Wind | 7198.0386 | 7498.9265 | 7248.8893 | 7657.473 | 8787.4755 | 8030.5267 | 7775.202 | 8334.1684 | 8293.263 | 8801.1555 | 8594.9472 | 8742.8009 | 7674.3292 | 8699.1517 | 8924.222 | 7437.2521 | 8412.1648 | 8794.0296 | 8758.6907 | 7437.9805 | 7175.8366 | 7240.2134 | 7557.181 | 9997.2003 | 9792.2863 | 9739.8909 | 9181 | 10491.0981
CDP8 | SA | CSA | Utility solar | 1185.3824 | 1252.9799 | 1832.7383 | 1677.9657 | 1840.7462 | 1698.8901 | 1775.3565 | 1839.4668 | 1894.1423 | 1893.7866 | 2728.0722 | 2888.5974 | 2761.8976 | 2777.1499 | 2920.6224 | 2960.64 | 2911.5557 | 2748.7426 | 2772.1728 | 3858.1327 | 5712.7415 | 5920.3794 | 5619.2262 | 5370.2322 | 5555.9278 | 5559.4521 | 5413.4364 | 5521.8529
CDP8 | SA | CSA | Distributed PV | 3190.3631 | 3260.7863 | 3336.7919 | 3466.2875 | 3610.9779 | 3765.142 | 3919.0203 | 4056.501 | 4171.4374 | 4282.9871 | 4387.5614 | 4474.6656 | 4540.4368 | 4615.8937 | 4699.0323 | 4777.1158 | 4844.1539 | 4922.1799 | 5007.7115 | 5086.4132 | 5151.8572 | 5229.3602 | 5315.6498 | 5398.0969 | 5468.4064 | 5549.6338 | 5639.0507 | 5724.3107
CDP8 | SA | CSA | Other renewable fuels | 0 | 0 | 0 | 0 | 0 | 0 | 0 | 0 | 0 | 0 | 0 | 0 | 0 | 0 | 0 | 0 | 0 | 0 | 0 | 0 | 0 | 0 | 0 | 0 | 0 | 0 | 0 | 0
CDP8 | SA | CSA | DSP | 0.18 | 8.3337e-07 | 9.216e-07 | 1.1877e-06 | 0.96 | 27.2286 | 21.5273 | 1.4117e-06 | 1.8091e-06 | 6.8333 | 29.4557 | 9.1591 | 32.8303 | 14.3822 | 5.5053 | 8.1788 | 51.004 | 15.0398 | 5.5575 | 11.1406 | 9.9194 | 1.653 | 10.6251 | 12.2964 | 16.8618 | 6.099 | 54.733 | 29.561
CDP8 | SA | CSA | Utility storage load | -609.6882 | -783.4779 | -1184.1741 | -2368.0944 | -2778.597 | -3508.9873 | -1929.7364 | -2001.7442 | -1982.6622 | -1975.952 | -2115.2824 | -1940.5983 | -2198.7656 | -2421.4079 | -2321.2073 | -2326.4136 | -2127.3995 | -2207.1925 | -2402.6033 | -2050.4564 | -1861.1407 | -1629.5768 | -1417.6857 | -2402.7532 | -2376.0608 | -2601.7046 | -2620.4692 | -2738.3051
CDP8 | SA | CSA | Coordinated CER storage load | -190.0558 | -211.4987 | -232.0825 | -256.35 | -280.1485 | -307.8748 | -333.0625 | -362.0972 | -392.1718 | -425.8413 | -464.2786 | -503.4487 | -543.0633 | -591.0358 | -640.3581 | -688.7372 | -725.9302 | -766.6491 | -810.3556 | -881.2649 | -943.456 | -1021.9914 | -1094.1978 | -1133.4322 | -1212.9012 | -1268.1372 | -1292.8296 | -1348.0476
CDP8 | SA | CSA | Passive CER storage load | -74.5534 | -80.106 | -84.9062 | -90.0868 | -94.711 | -99.6282 | -104.9721 | -111.2405 | -116.5182 | -121.7649 | -127.6009 | -133.8318 | -139.592 | -144.8715 | -150.319 | -155.3538 | -159.9965 | -162.6779 | -167.2472 | -170.8245 | -173.1506 | -176.6843 | -181.1201 | -184.9918 | -188.5654 | -191.4455 | -195.1885 | -200.2795
CDP8 | SA | SESA | Mid-merit gas | 0 | 0 | 0 | 0 | 0 | 0 | 0 | 0 | 0 | 0 | 0 | 0 | 0 | 0 | 0 | 0 | 0 | 0 | 0 | 0 | 0 | 0 | 0 | 0 | 0 | 0 | 0 | 0
CDP8 | SA | SESA | Flexible gas with CCS | 0 | 0 | 0 | 0 | 0 | 0 | 0 | 0 | 0 | 0 | 0 | 0 | 0 | 0 | 0 | 0 | 0 | 0 | 0 | 0 | 0 | 0 | 0 | 0 | 0 | 0 | 0 | 0
CDP8 | SA | SESA | Flexible gas | 0.25151 | 1.4497e-07 | 0.84091 | 3.7121e-07 | 3.5784e-07 | 1.006 | 3.2015 | 1.6405e-06 | 2.9419e-06 | 6.0512 | 14.9992 | 0 | 0 | 0 | 0 | 0 | 0 | 0 | 0 | 0 | 0 | 0 | 0 | 0 | 0 | 0 | 0 | 0
CDP8 | SA | SESA | Hydro | 0 | 0 | 0 | 0 | 0 | 0 | 0 | 0 | 0 | 0 | 0 | 0 | 0 | 0 | 0 | 0 | 0 | 0 | 0 | 0 | 0 | 0 | 0 | 0 | 0 | 0 | 0 | 0
CDP8 | SA | SESA | Utility storage | 26.5488 | 22.0694 | 22.9584 | 24.7445 | 27.2888 | 33.5315 | 26.4234 | 28.1418 | 26.5286 | 28.4181 | 7.0425e-05 | 7.0407e-05 | 7.294e-05 | 7.9753e-05 | 8.6468e-05 | 8.7022e-05 | 8.2941e-05 | 8.419e-05 | 8.2118e-05 | 8.3843e-05 | 0.00014006 | 0.00013643 | 0.00014249 | 107.3469 | 110.0403 | 106.232 | 107.0487 | 114.1098
CDP8 | SA | SESA | Coordinated CER storage | 6.7784 | 7.6028 | 8.4038 | 9.3327 | 10.2639 | 11.38 | 12.3844 | 13.4585 | 14.5843 | 15.8391 | 17.4042 | 18.9291 | 20.5117 | 22.2381 | 24.0403 | 25.8293 | 27.221 | 28.7188 | 30.2505 | 32.6724 | 35.1557 | 37.931 | 40.5862 | 41.9132 | 44.5978 | 46.7142 | 47.7127 | 49.8788
CDP8 | SA | SESA | Passive CER storage | 2.2874 | 2.4649 | 2.6412 | 2.8343 | 2.9964 | 3.1838 | 3.3933 | 3.5799 | 3.7552 | 3.9661 | 4.1842 | 4.4023 | 4.6087 | 4.8211 | 4.9787 | 5.1883 | 5.3234 | 5.4419 | 5.5432 | 5.6917 | 5.8219 | 5.9481 | 6.0969 | 6.2638 | 6.363 | 6.4511 | 6.627 | 6.8022
CDP8 | SA | SESA | Offshore wind | 0 | 0 | 0 | 0 | 0 | 0 | 0 | 0 | 0 | 0 | 0 | 0 | 0 | 0 | 0 | 0 | 0 | 0 | 0 | 0 | 0 | 0 | 0 | 0 | 0 | 0 | 0 | 0
CDP8 | SA | SESA | Wind | 747.0914 | 814.6977 | 708.5247 | 795.8319 | 2438.3418 | 2352.5867 | 2004.7607 | 2152.8106 | 2103.6251 | 2627.9571 | 2071.9285 | 2156.9208 | 2028.3561 | 2166.2623 | 1836.1736 | 1821.6798 | 1687.9116 | 1803.1848 | 1727.8708 | 1645.7754 | 1573.3544 | 1747.6703 | 1639.3063 | 1828.6384 | 1623.0926 | 2310.7734 | 2187.519 | 2421.3159
CDP8 | SA | SESA | Utility solar | 70.8376 | 71.2365 | 74.1994 | 65.7395 | 62.0944 | 56.8976 | 58.6588 | 58.4582 | 61.5033 | 59.5617 | 59.6477 | 53.8532 | 52.6937 | 66.0824 | 64.051 | 62.5474 | 60.8176 | 0 | 0 | 0 | 0 | 0 | 0 | 0 | 0 | 0 | 0 | 0
CDP8 | SA | SESA | Distributed PV | 112.7362 | 116.2125 | 120.7697 | 127.1989 | 133.8742 | 141.6734 | 149.2792 | 155.4422 | 160.67 | 166.3834 | 173.5604 | 178.2911 | 183.9197 | 187.5012 | 190.7562 | 194.3046 | 197.6511 | 200.9791 | 203.7224 | 208.7345 | 214.739 | 219.6259 | 223.1041 | 226.6677 | 229.1829 | 232.2131 | 236.0291 | 242.1829
CDP8 | SA | SESA | Other renewable fuels | 0 | 0 | 0 | 0 | 0 | 0 | 0 | 0 | 0 | 0 | 0 | 0 | 0 | 0 | 0 | 0 | 0 | 0 | 0 | 0 | 0 | 0 | 0 | 0 | 0 | 0 | 0 | 0
CDP8 | SA | SESA | DSP | 0 | 0 | 0 | 0 | 0 | 0 | 0 | 0 | 0 | 0 | 0 | 0 | 0 | 0 | 0 | 0 | 0 | 0 | 0 | 0 | 0 | 0 | 0 | 0 | 0 | 0 | 0 | 0
CDP8 | SA | SESA | Utility storage load | -31.6058 | -26.2731 | -27.3314 | -29.5144 | -32.4866 | -39.8617 | -31.4564 | -33.5256 | -31.5582 | -33.8428 | -8.2501e-05 | -8.2582e-05 | -8.5683e-05 | -9.364e-05 | -0.00010169 | -0.00010193 | -9.7424e-05 | -9.8842e-05 | -9.6471e-05 | -9.8488e-05 | -0.00016435 | -0.00015999 | -0.00016666 | -126.4342 | -129.2902 | -125.2306 | -125.6631 | -134.2335
CDP8 | SA | SESA | Coordinated CER storage load | -6.7784 | -7.6028 | -8.4038 | -9.3384 | -10.2645 | -11.3738 | -12.4075 | -13.5294 | -14.6987 | -16.0436 | -17.7029 | -19.3514 | -21.0774 | -23.0371 | -25.1287 | -27.099 | -28.6351 | -30.317 | -32.0653 | -35.0527 | -37.9495 | -41.4354 | -44.5703 | -45.9734 | -49.2672 | -51.8261 | -52.7291 | -55.5733
CDP8 | SA | SESA | Passive CER storage load | -2.6632 | -2.882 | -3.0773 | -3.2851 | -3.473 | -3.6866 | -3.9072 | -4.1485 | -4.3502 | -4.5623 | -4.826 | -5.0727 | -5.3322 | -5.5387 | -5.7434 | -5.9371 | -6.1175 | -6.2173 | -6.3802 | -6.5319 | -6.654 | -6.8067 | -6.9833 | -7.1384 | -7.2789 | -7.3936 | -7.5428 | -7.7685
CDP8 | TAS | TAS | Mid-merit gas | 0 | 0 | 0 | 0 | 0 | 0 | 0 | 0 | 0 | 0 | 0 | 0 | 0 | 0 | 0 | 0 | 0 | 0 | 0 | 0 | 0 | 0 | 0 | 0 | 0 | 0 | 0 | 0
CDP8 | TAS | TAS | Flexible gas with CCS | 0 | 0 | 0 | 0 | 0 | 0 | 0 | 0 | 0 | 0 | 0 | 0 | 0 | 0 | 0 | 0 | 0 | 0 | 0 | 0 | 0 | 0 | 0 | 0 | 0 | 0 | 0 | 0
CDP8 | TAS | TAS | Flexible gas | 1.01e-09 | 1.143e-08 | 2.1773e-07 | 0 | 0 | 0 | 5.3346e-07 | 1.0489e-06 | 4.7988e-06 | 0.1125 | 0.1104 | 1.4356e-06 | 8.6248e-07 | 0.20348 | 1.2719e-06 | 1.7268e-06 | 0.63965 | 1.0128 | 1.0128 | 2.7452 | 1.6791 | 6.6542e-07 | 0.026654 | 1.2122e-06 | 3.9712 | 1.1385e-06 | 1.1982e-06 | 1.3571e-06
CDP8 | TAS | TAS | Hydro | 8887.2723 | 9653.1634 | 6787.9175 | 6686.3396 | 6178.0359 | 5462.6576 | 7619.8383 | 8458.5532 | 7452.5498 | 8689.2616 | 8544.4684 | 7856.3555 | 7750.6694 | 7178.5005 | 8402.9029 | 8329.064 | 7740.0688 | 7535.9298 | 8448.0704 | 6488.685 | 9054.206 | 8551.8968 | 7094.8339 | 8050.7378 | 7473.8537 | 7990.7518 | 8673.4978 | 7158.0227
CDP8 | TAS | TAS | Utility storage | 0 | 0 | 0 | 4.1441e-05 | 4.6291e-05 | 4.9479e-05 | 8.3103e-05 | 9.1331e-05 | 0.00013463 | 0.000142 | 0.00013662 | 0.0001341 | 0.00014875 | 0.00015269 | 0.00018866 | 0.00024281 | 0.00082951 | 0.0008739 | 207.6219 | 887.3536 | 1832.6413 | 1705.0435 | 2003.8145 | 1963.2869 | 1970.3974 | 1935.118 | 1902.4495 | 1912.9554
CDP8 | TAS | TAS | Coordinated CER storage | 2.5734 | 3.5347 | 4.6055 | 5.9596 | 7.3903 | 9.3424 | 10.6797 | 12.1126 | 13.9997 | 15.8264 | 18.4375 | 21.2358 | 24.5127 | 28.3852 | 33.0185 | 37.8191 | 42.2148 | 47.3288 | 51.4136 | 58.4326 | 61.2056 | 67.1508 | 78.5837 | 86.0202 | 95.3616 | 100.728 | 105.6964 | 113.1549
CDP8 | TAS | TAS | Passive CER storage | 6.2553 | 6.8442 | 7.491 | 8.1837 | 8.8138 | 9.6277 | 10.5227 | 11.3683 | 12.1904 | 13.1008 | 14.0214 | 15.0123 | 15.866 | 16.9658 | 17.9051 | 18.9456 | 19.7579 | 20.3609 | 21.0618 | 21.7684 | 22.4051 | 23.1637 | 23.9385 | 24.7927 | 25.5449 | 25.8603 | 26.7151 | 27.6923
CDP8 | TAS | TAS | Offshore wind | 0 | 0 | 0 | 0 | 0 | 0 | 0 | 0 | 0 | 0 | 0 | 0 | 0 | 0 | 0 | 0 | 0 | 0 | 0 | 0 | 0 | 0 | 0 | 0 | 0 | 0 | 0 | 0
CDP8 | TAS | TAS | Wind | 1975.3545 | 2174.8076 | 3998.3923 | 4688.0593 | 5370.3197 | 6412.6735 | 6517.9023 | 7009.5469 | 7503.4541 | 7996.5538 | 8491.4885 | 8992.5146 | 9505.1037 | 10021.8944 | 10538.9462 | 11055.6937 | 9220.8664 | 9059.9474 | 8867.0205 | 9384.6471 | 9400.271 | 9555.6767 | 9172.7833 | 9544.4159 | 9238.008 | 8862.2747 | 8335.8913 | 8436.9525
CDP8 | TAS | TAS | Utility solar | 0 | 0 | 0 | 0 | 0 | 0 | 0 | 0 | 0 | 0 | 0 | 0 | 0 | 0 | 0 | 0 | 0 | 0 | 0 | 0 | 0 | 0 | 0 | 0 | 0 | 0 | 0 | 0
CDP8 | TAS | TAS | Distributed PV | 307.0088 | 319.0286 | 332.2165 | 365.6975 | 409.1203 | 455.4526 | 495.5483 | 526.8219 | 558.336 | 589.4338 | 618.6881 | 640.645 | 653.5031 | 660.943 | 668.1315 | 674.4542 | 680.7325 | 686.9651 | 694.1811 | 700.6574 | 706.8726 | 713.1019 | 720.4898 | 727.215 | 733.6596 | 740.0857 | 747.7693 | 754.9122
CDP8 | TAS | TAS | Other renewable fuels | 0 | 0 | 0 | 0 | 0 | 0 | 0 | 0 | 0 | 0 | 0 | 0 | 0 | 0 | 0 | 0 | 0 | 0 | 0 | 0 | 0 | 0 | 0 | 0 | 0 | 0 | 0 | 0
CDP8 | TAS | TAS | DSP | 7.8493e-07 | 7.6577e-07 | 8.1503e-07 | 7.9559e-07 | 8.3167e-07 | 8.8422e-07 | 1.0632e-06 | 1.1883e-06 | 1.5464e-06 | 0.077501 | 0.2475 | 1.5755e-06 | 1.5347e-06 | 1.648e-06 | 0.2675 | 0.1575 | 2.7159 | 0.575 | 0.36358 | 0.785 | 0.4775 | 0.035001 | 0.335 | 0.022502 | 0.76 | 0.0025019 | 2.685 | 1.195
CDP8 | TAS | TAS | Utility storage load | 0 | 0 | 0 | -4.8771e-05 | -5.4457e-05 | -5.8242e-05 | -0.00010531 | -0.00011756 | -0.00017015 | -0.00018349 | -0.00017427 | -0.00017137 | -0.00018959 | -0.00019442 | -0.00024214 | -0.000312 | -0.0010856 | -0.0011488 | -275.7599 | -1176.7131 | -2399.6543 | -2256.1236 | -2605.104 | -2618.0321 | -2557.8682 | -2553.9986 | -2501.5373 | -2548.6388
CDP8 | TAS | TAS | Coordinated CER storage load | -2.5734 | -3.5347 | -4.6055 | -5.9596 | -7.3903 | -9.3482 | -10.698 | -12.2008 | -14.1989 | -16.1621 | -19.0287 | -22.1797 | -25.9109 | -30.5517 | -36.0889 | -41.9118 | -47.2592 | -53.5647 | -58.5688 | -67.4226 | -70.1647 | -77.8747 | -92.4829 | -102.1841 | -113.8764 | -120.6664 | -126.6206 | -136.8117
CDP8 | TAS | TAS | Passive CER storage load | -7.4092 | -8.08 | -8.839 | -9.6052 | -10.3749 | -11.3443 | -12.3431 | -13.3696 | -14.321 | -15.3464 | -16.5077 | -17.6666 | -18.6487 | -19.9309 | -21.017 | -22.1822 | -23.2833 | -23.8808 | -24.7761 | -25.5422 | -26.2799 | -27.2697 | -28.1878 | -29.1395 | -30.0052 | -30.3481 | -31.2962 | -32.5547
CDP9 | NSW | NNSW | Black coal | 0 | 0 | 0 | 0 | 0 | 0 | 0 | 0 | 0 | 0 | 0 | 0 | 0 | 0 | 0 | 0 | 0 | 0 | 0 | 0 | 0 | 0 | 0 | 0 | 0 | 0 | 0 | 0
CDP9 | NSW | NNSW | Mid-merit gas | 0 | 0 | 0 | 0 | 0 | 0 | 0 | 0 | 0 | 0 | 0 | 0 | 0 | 0 | 0 | 0 | 0 | 0 | 0 | 0 | 0 | 0 | 0 | 0 | 0 | 0 | 0 | 0
CDP9 | NSW | NNSW | Flexible gas with CCS | 0 | 0 | 0 | 0 | 0 | 0 | 0 | 0 | 0 | 0 | 0 | 0 | 0 | 0 | 0 | 0 | 0 | 0 | 0 | 0 | 0 | 0 | 0 | 0 | 0 | 0 | 0 | 0
CDP9 | NSW | NNSW | Flexible gas | 0 | 0 | 0 | 0 | 0 | 0 | 0 | 0 | 0 | 0 | 0 | 0 | 0 | 0 | 0 | 0 | 0 | 0 | 0 | 0 | 0 | 0 | 0 | 0 | 0 | 0 | 0 | 0
CDP9 | NSW | NNSW | Hydro | 0 | 0 | 0 | 0 | 0 | 0 | 0 | 0 | 0 | 0 | 0 | 0 | 0 | 0 | 0 | 0 | 0 | 0 | 0 | 0 | 0 | 0 | 0 | 0 | 0 | 0 | 0 | 0
CDP9 | NSW | NNSW | Utility storage | 3.9389 | 15.4349 | 503.2183 | 1031.3379 | 1570.3215 | 3043.992 | 2206.821 | 2172.2013 | 2183.6437 | 2231.0271 | 2226.2308 | 2303.6255 | 2365.4485 | 2578.2658 | 2514.1764 | 2464.665 | 2328.7514 | 2277.5357 | 2440.3325 | 2532.0882 | 4764.9749 | 4825.3423 | 4078.0665 | 4859.8748 | 4589.5646 | 5365.5001 | 5237.0832 | 6360.9902
CDP9 | NSW | NNSW | Coordinated CER storage | 8.8372 | 11.2054 | 14.0379 | 16.917 | 20.3855 | 24.0804 | 27.7077 | 32.0391 | 36.8031 | 42.8808 | 49.749 | 58.453 | 67.2224 | 78.7198 | 88.9099 | 99.5435 | 108.8281 | 118.9034 | 132.0693 | 153.1775 | 161.4481 | 184.1646 | 208.1318 | 225.6136 | 249.2806 | 270.0377 | 274.5305 | 295.3588
CDP9 | NSW | NNSW | Passive CER storage | 18.167 | 19.7177 | 21.1384 | 22.4275 | 23.7008 | 25.0701 | 27.3635 | 29.2103 | 31.0205 | 33.1586 | 35.2223 | 37.5763 | 39.7724 | 41.8629 | 44.1078 | 46.4927 | 48.0454 | 50.12 | 51.7116 | 53.3755 | 55.0278 | 56.7506 | 58.6569 | 61.0185 | 62.4544 | 63.5 | 65.5099 | 67.3883
CDP9 | NSW | NNSW | Offshore wind | 0 | 0 | 0 | 0 | 0 | 0 | 0 | 0 | 0 | 0 | 0 | 0 | 0 | 0 | 0 | 0 | 0 | 0 | 0 | 0 | 0 | 0 | 0 | 0 | 0 | 0 | 0 | 0
CDP9 | NSW | NNSW | Wind | 1308.9283 | 1100.547 | 1792.5435 | 1959.5945 | 1971.2414 | 2035.7388 | 1970.6032 | 1876.7948 | 3158.784 | 2887.5222 | 8956.1967 | 8835.7894 | 8734.337 | 8958.5801 | 8920.5343 | 8584.0305 | 13940.6407 | 18168.2069 | 20499.5594 | 20840.3376 | 22762.1425 | 20695.0881 | 21356.1344 | 20383.7852 | 22091.1913 | 21950.7762 | 21425.8268 | 22738.4034
CDP9 | NSW | NNSW | Utility solar | 1712.4044 | 2165.4613 | 2314.011 | 2255.6449 | 2425.495 | 2810.0459 | 2373.5997 | 2542.7269 | 2993.629 | 3086.2375 | 2883.3067 | 3074.8739 | 2820.1209 | 3047.8665 | 3042.3086 | 2928.2173 | 2819.1001 | 4518.7051 | 4782.7388 | 8558.4703 | 7393.8111 | 7906.0562 | 8461.467 | 9141.9446 | 8748.3439 | 9292.6753 | 8767.8357 | 9990.305
CDP9 | NSW | NNSW | Distributed PV | 1271.6546 | 1294.9489 | 1311.4241 | 1367.595 | 1455.6654 | 1546.1493 | 1624.3869 | 1687.2326 | 1737.479 | 1785.259 | 1826.8007 | 1862.6349 | 1883.9388 | 1905.6539 | 1925.5478 | 1947.8463 | 1965.8985 | 1986.5372 | 2009.2374 | 2037.7628 | 2057.9774 | 2077.2502 | 2099.9079 | 2127.0346 | 2148.3108 | 2170.1747 | 2198.1127 | 2230.421
CDP9 | NSW | NNSW | Other renewable fuels | 0 | 0 | 0 | 0 | 0 | 0 | 0 | 0 | 0 | 0 | 0 | 0 | 0 | 0 | 0 | 0 | 0 | 0 | 0 | 0 | 0 | 0 | 0 | 0 | 0 | 0 | 441.822 | 282.0148
CDP9 | NSW | NNSW | DSP | 0 | 0 | 0 | 0 | 0 | 0 | 0 | 0 | 0 | 0 | 0 | 0 | 0 | 0 | 0 | 0 | 0 | 0 | 0 | 0 | 0 | 0 | 0 | 0 | 0 | 0 | 0 | 0
CDP9 | NSW | NNSW | Utility storage load | -4.6477 | -18.3749 | -606.1681 | -1234.265 | -1877.3759 | -3654.0693 | -2649.2472 | -2612.9291 | -2621.4862 | -2689.3721 | -2672.8261 | -2763.4945 | -2841.1129 | -3097.4569 | -3029.2942 | -2953.073 | -2797.5375 | -2736.0241 | -2931.3356 | -3049.1316 | -5993.422 | -6075.7081 | -5158.3028 | -6286.742 | -5864.3127 | -7025.2754 | -6808.4961 | -8348.5815
CDP9 | NSW | NNSW | Coordinated CER storage load | -8.8372 | -11.2054 | -14.0419 | -16.9235 | -20.3751 | -24.0876 | -27.9914 | -32.7477 | -37.9688 | -44.9753 | -52.7692 | -63.1741 | -73.6582 | -87.9167 | -100.3005 | -112.7052 | -123.8448 | -135.7728 | -152.5073 | -180.0316 | -188.6477 | -218.9019 | -249.5491 | -271.6391 | -302.3036 | -328.8342 | -333.4551 | -361.7657
CDP9 | NSW | NNSW | Passive CER storage load | -21.5306 | -23.3997 | -25.0516 | -26.5991 | -28.1174 | -29.7514 | -32.3942 | -34.6342 | -36.8836 | -39.2441 | -41.7975 | -44.5888 | -47.2409 | -49.663 | -52.439 | -55.0147 | -57.0178 | -59.3353 | -61.388 | -63.312 | -65.2137 | -67.3475 | -69.6038 | -72.2527 | -74.0459 | -75.4951 | -77.5117 | -80.0111
CDP9 | NSW | CNSW | Black coal | 23988.394 | 25581.0259 | 21777.4945 | 19403.2815 | 18188.1986 | 6729.4026 | 6868.6574 | 9316.0703 | 9656.6766 | 8024.3484 | 8812.8922 | 9051.4818 | 8413.4843 | 7573.5716 | 6025.0622 | 7075.9925 | 0 | 0 | 0 | 0 | 0 | 0 | 0 | 0 | 0 | 0 | 0 | 0
CDP9 | NSW | CNSW | Mid-merit gas | 0 | 0 | 0 | 0 | 0 | 0 | 0 | 0 | 0 | 0 | 0 | 0 | 0 | 0 | 0 | 0 | 0 | 0 | 0 | 0 | 0 | 0 | 0 | 0 | 0 | 0 | 0 | 0
CDP9 | NSW | CNSW | Flexible gas with CCS | 0 | 0 | 0 | 0 | 0 | 0 | 0 | 0 | 0 | 0 | 0 | 0 | 0 | 0 | 0 | 0 | 0 | 0 | 0 | 0 | 0 | 0 | 0 | 0 | 0 | 0 | 0 | 0
CDP9 | NSW | CNSW | Flexible gas | 0 | 0 | 0 | 0 | 0 | 0 | 0 | 0 | 0 | 0 | 0 | 0 | 0 | 0 | 0 | 0 | 0 | 0 | 0 | 0 | 0 | 0 | 0 | 0 | 0 | 0 | 0 | 0
CDP9 | NSW | CNSW | Hydro | 0 | 0 | 0 | 0 | 0 | 0 | 0 | 0 | 0 | 0 | 0 | 0 | 0 | 0 | 0 | 0 | 0 | 0 | 0 | 0 | 0 | 0 | 0 | 0 | 0 | 0 | 0 | 0
CDP9 | NSW | CNSW | Utility storage | 462.6128 | 1129.5662 | 1261.4773 | 2080.0057 | 3166.6934 | 3518.8332 | 2209.3322 | 2245.5026 | 2395.0379 | 2487.625 | 2538.2131 | 2548.1885 | 2781.6804 | 2967.3544 | 2992.3815 | 2917.4926 | 2700.3663 | 2824.4089 | 3003.4165 | 2892.2529 | 2722.2868 | 1838.4332 | 2036.7799 | 2072.7537 | 1231.993 | 1229.9944 | 1244.3339 | 1319.7207
CDP9 | NSW | CNSW | Coordinated CER storage | 3.7237 | 4.7382 | 6.0194 | 7.4936 | 9.7711 | 10.5016 | 12.1993 | 14.4368 | 16.9635 | 20.1671 | 23.9785 | 29.0062 | 34.0884 | 41.2285 | 47.5143 | 54.0581 | 58.1694 | 64.8355 | 72.2976 | 84.4199 | 90.6476 | 104.3867 | 118.5178 | 128.7283 | 143.9554 | 157.3174 | 160.7886 | 174.036
CDP9 | NSW | CNSW | Passive CER storage | 7.627 | 8.3056 | 8.9956 | 9.6657 | 10.2322 | 10.8691 | 11.909 | 12.8093 | 13.6889 | 14.7028 | 15.7482 | 16.8884 | 18.0026 | 19.0507 | 20.185 | 21.411 | 22.266 | 23.3321 | 24.1695 | 25.0093 | 25.8786 | 26.806 | 27.8186 | 29.0444 | 29.8498 | 30.4411 | 31.4814 | 32.4604
CDP9 | NSW | CNSW | Offshore wind | 0 | 0 | 0 | 0 | 0 | 0 | 0 | 0 | 0 | 0 | 0 | 0 | 0 | 0 | 0 | 0 | 0 | 0 | 0 | 0 | 0 | 0 | 0 | 0 | 0 | 0 | 0 | 0
CDP9 | NSW | CNSW | Wind | 1293.4667 | 1927.1139 | 3749.5069 | 5819.9966 | 16070.4724 | 18163.8773 | 19530.7594 | 18042.4065 | 18373.0131 | 17355.9297 | 18092.6861 | 17813.5486 | 17621.7709 | 18741.0263 | 18420.3663 | 18982.4283 | 18606.1658 | 18589.7556 | 18167.7851 | 17190.9186 | 18295.4211 | 16832.4521 | 17129.1159 | 16325.0265 | 16934.1341 | 16267.9898 | 15896.2596 | 17154.3895
CDP9 | NSW | CNSW | Utility solar | 3629.2543 | 3910.0115 | 5635.2429 | 5402.2398 | 8096.6724 | 10509.7833 | 9570.276 | 9999.5301 | 11359.1557 | 11369.5989 | 10932.9143 | 11254.4705 | 10727.6991 | 11489.8212 | 11429.2446 | 11027.9478 | 10680.9727 | 9763.372 | 10208.0266 | 10406.2635 | 9114.4138 | 9379.663 | 10408.5124 | 12967.9733 | 13536.1927 | 17964.089 | 17205.5243 | 18344.6887
CDP9 | NSW | CNSW | Distributed PV | 805.7252 | 814.9854 | 829.5535 | 870.8455 | 916.2872 | 974.0498 | 1025.6157 | 1072.6831 | 1112.1573 | 1154.5789 | 1186.7008 | 1211.9352 | 1229.1648 | 1252.0861 | 1268.2638 | 1286.3269 | 1301.3111 | 1324.9373 | 1342.737 | 1359.4079 | 1373.0091 | 1398.259 | 1414.9644 | 1434.2131 | 1452.1522 | 1478.3848 | 1498.0146 | 1518.8237
CDP9 | NSW | CNSW | Other renewable fuels | 0 | 0 | 0 | 0 | 0 | 0 | 0 | 0 | 0 | 0 | 0 | 0 | 0 | 0 | 0 | 0 | 0 | 0 | 0 | 0 | 0 | 0 | 0 | 0 | 0 | 160.9315 | 443.9066 | 281.151
CDP9 | NSW | CNSW | DSP | 0 | 0 | 0 | 0 | 0 | 0 | 0 | 0 | 0 | 0 | 0 | 0 | 0 | 0 | 0 | 0 | 0 | 0 | 0 | 0 | 0 | 0 | 0 | 0 | 0 | 0 | 0 | 0
CDP9 | NSW | CNSW | Utility storage load | -659.4242 | -1424.4651 | -1565.3893 | -2494.6125 | -3840.8742 | -4282.6321 | -2690.5067 | -2735.6638 | -2919.138 | -3055.9596 | -3083.2164 | -3114.4907 | -3446.5883 | -3653.5562 | -3671.5732 | -3593.855 | -3344.1654 | -3487.2948 | -3735.0317 | -3588.0195 | -3366.736 | -2313.3168 | -2582.1528 | -2675.4535 | -1638.5711 | -1647.1826 | -1705.2848 | -1793.7851
CDP9 | NSW | CNSW | Coordinated CER storage load | -3.7237 | -4.7382 | -6.0211 | -7.4964 | -9.772 | -10.4993 | -12.3537 | -14.8612 | -17.7535 | -21.5725 | -25.9984 | -32.1862 | -38.3812 | -47.416 | -55.2103 | -62.9522 | -68.125 | -76.2542 | -85.9788 | -102.2893 | -109.2409 | -128.0703 | -146.3399 | -159.8217 | -179.2352 | -197.1997 | -201.2085 | -219.1125
CDP9 | NSW | CNSW | Passive CER storage load | -9.0391 | -9.8566 | -10.6609 | -11.4635 | -12.1389 | -12.8986 | -14.0985 | -15.1877 | -16.2762 | -17.4011 | -18.6881 | -20.0401 | -21.3832 | -22.6003 | -23.9976 | -25.3356 | -26.4242 | -27.622 | -28.6922 | -29.6652 | -30.6689 | -31.8114 | -33.0103 | -34.3918 | -35.3899 | -36.1914 | -37.2489 | -38.5407
CDP9 | NSW | SNSW | Black coal | 0 | 0 | 0 | 0 | 0 | 0 | 0 | 0 | 0 | 0 | 0 | 0 | 0 | 0 | 0 | 0 | 0 | 0 | 0 | 0 | 0 | 0 | 0 | 0 | 0 | 0 | 0 | 0
CDP9 | NSW | SNSW | Mid-merit gas | 0 | 0 | 0 | 0 | 0 | 0 | 0 | 0 | 0 | 0 | 0 | 0 | 0 | 0 | 0 | 0 | 0 | 0 | 0 | 0 | 0 | 0 | 0 | 0 | 0 | 0 | 0 | 0
CDP9 | NSW | SNSW | Flexible gas with CCS | 0 | 0 | 0 | 0 | 0 | 0 | 0 | 0 | 0 | 0 | 0 | 0 | 0 | 0 | 0 | 0 | 0 | 0 | 0 | 0 | 0 | 0 | 0 | 0 | 0 | 0 | 0 | 0
CDP9 | NSW | SNSW | Flexible gas | 0 | 2.79e-09 | 6.2e-10 | 3.9345e-08 | 1.9412 | 7.9716 | 14.1174 | 1.9224e-06 | 2.0529e-06 | 3.3152e-06 | 3.1112e-06 | 2.7565e-06 | 4.6938 | 0.69168 | 4.7876e-07 | 8.5987e-07 | 11.6049 | 10.5503 | 0.12095 | 21.281 | 0 | 0 | 0 | 0 | 0 | 0 | 0 | 0
CDP9 | NSW | SNSW | Hydro | 2779.6207 | 1140.9769 | 1774.7571 | 4827.2898 | 3519.3986 | 6730.0868 | 2331.7823 | 2487.5056 | 2901.8717 | 3729.1175 | 3136.4438 | 3022.3621 | 3534.5023 | 2525.3939 | 2381.8702 | 2816.8423 | 3812.6616 | 3190.8358 | 3030.8252 | 3107.2763 | 2408.543 | 3097.4293 | 3039.1058 | 3091.4516 | 3105.6751 | 2672.7438 | 3453.076 | 2447.2428
CDP9 | NSW | SNSW | Utility storage | 223.471 | 322.5632 | 342.1407 | 442.2934 | 1063.0539 | 2799.6536 | 5928.5705 | 5353.3557 | 5767.5582 | 6146.459 | 5971.1873 | 5879.5044 | 6443.6844 | 6623.2665 | 6578.3478 | 6477.505 | 6553.9048 | 6459.3979 | 6611.2925 | 6318.8898 | 6515.9668 | 5873.0901 | 6495.7621 | 6310.0841 | 6371.7088 | 5865.0837 | 6327.1528 | 6041.4581
CDP9 | NSW | SNSW | Coordinated CER storage | 7.4495 | 9.5541 | 12.1497 | 15.0073 | 18.388 | 22.127 | 25.4365 | 29.3605 | 33.8742 | 39.4725 | 45.7576 | 53.9128 | 62.2361 | 73.1796 | 83.0215 | 93.5952 | 103.219 | 113.7236 | 126.888 | 147.9145 | 160.9277 | 181.6221 | 205.2817 | 223.3657 | 249.9897 | 273.6174 | 280.787 | 303.4918
CDP9 | NSW | SNSW | Passive CER storage | 15.3225 | 16.8139 | 18.2962 | 19.9476 | 21.4747 | 23.0167 | 25.293 | 27.1321 | 28.9755 | 31.0951 | 33.189 | 35.5698 | 37.8779 | 40.0969 | 42.4832 | 44.9811 | 46.6541 | 48.8145 | 50.5218 | 52.2984 | 54.1283 | 56.0857 | 58.256 | 60.8935 | 62.5963 | 63.9327 | 66.2023 | 68.3467
CDP9 | NSW | SNSW | Offshore wind | 0 | 0 | 0 | 0 | 0 | 0 | 0 | 0 | 0 | 0 | 0 | 0 | 0 | 0 | 0 | 0 | 0 | 0 | 0 | 0 | 0 | 0 | 0 | 0 | 0 | 0 | 0 | 0
CDP9 | NSW | SNSW | Wind | 5476.6959 | 5967.4118 | 7194.5468 | 9300.2744 | 9172.0457 | 8582.2028 | 8847.0665 | 8476.9058 | 8562.8974 | 8948.8768 | 8202.2597 | 8602.6175 | 8180.4474 | 8707.9006 | 8522.9279 | 8693.7935 | 7954.3028 | 7812.0433 | 7730.1763 | 6339.4532 | 6732.9714 | 5701.0581 | 5484.4391 | 5683.6981 | 4294.9957 | 4541.9242 | 4380.0283 | 4648.7854
CDP9 | NSW | SNSW | Utility solar | 4563.3219 | 5480.4331 | 6702.2419 | 8055.1756 | 8007.8737 | 8519.1046 | 7559.6523 | 8050.9179 | 8551.1006 | 8050.827 | 8305.2982 | 8280.791 | 7814.2986 | 8310.0645 | 8131.8983 | 8001.3708 | 7895.3048 | 7361.0756 | 7378.0456 | 7674.8197 | 9144.1927 | 9552.0722 | 9734.453 | 8933.8099 | 9459.0524 | 8813.2244 | 6838.8862 | 7291.1477
CDP9 | NSW | SNSW | Distributed PV | 1286.0905 | 1322.7575 | 1362.6526 | 1446.0263 | 1540.5536 | 1647.4287 | 1745.6243 | 1832.1643 | 1910.3635 | 1990.2647 | 2054.8207 | 2113.8626 | 2159.1101 | 2205.4714 | 2245.1143 | 2285.7319 | 2320.1221 | 2364.8685 | 2403.0178 | 2443.7 | 2479.7929 | 2528.6708 | 2571.5307 | 2617.0872 | 2653.1877 | 2703.8642 | 2749.1533 | 2797.2701
CDP9 | NSW | SNSW | Other renewable fuels | 0 | 0 | 0 | 0 | 0 | 0 | 0 | 0 | 0 | 0 | 0 | 0 | 0 | 0 | 0 | 0 | 0 | 0 | 0 | 0 | 0 | 0 | 0 | 0 | 0 | 0 | 0 | 0
CDP9 | NSW | SNSW | DSP | 0 | 0 | 0 | 0 | 0 | 0 | 0 | 0 | 0 | 0 | 0 | 0 | 0 | 0 | 0 | 0 | 0 | 0 | 0 | 0 | 0 | 0 | 0 | 0 | 0 | 0 | 0 | 0
CDP9 | NSW | SNSW | Utility storage load | -266.0369 | -385.7375 | -409.2099 | -772.9758 | -1747.9723 | -3824.1859 | -7547.5436 | -7150.3206 | -7383.9162 | -7815.9728 | -7612.9956 | -7911.9068 | -8060.2097 | -8721.9548 | -8361.6987 | -8725.1708 | -8359.1548 | -8382.0065 | -8411.22 | -8279.8007 | -8507.9092 | -7865.466 | -8113.5618 | -8408.2038 | -7951.0164 | -8032.6049 | -8017.5166 | -8138.3371
CDP9 | NSW | SNSW | Coordinated CER storage load | -7.4495 | -9.5541 | -12.1531 | -15.004 | -18.3993 | -22.1222 | -25.5968 | -29.8287 | -34.751 | -41.1148 | -48.1307 | -57.7799 | -67.6062 | -81.0469 | -92.87 | -105.1738 | -116.767 | -129.2812 | -145.9299 | -173.2992 | -188.6094 | -215.8526 | -245.7603 | -269.1136 | -302.6393 | -333.5686 | -341.8103 | -372.5299
CDP9 | NSW | SNSW | Passive CER storage load | -18.1594 | -19.9536 | -21.6832 | -23.6578 | -25.4764 | -27.3145 | -29.943 | -32.17 | -34.4521 | -36.8018 | -39.3846 | -42.2078 | -44.9907 | -47.568 | -50.5075 | -53.226 | -55.3667 | -57.7897 | -59.9755 | -62.0344 | -64.1477 | -66.5585 | -69.1281 | -72.1047 | -74.2141 | -76.0095 | -78.331 | -81.149
CDP9 | NSW | SNW | Black coal | 14936.0955 | 9260.1092 | 8517.059 | 8068.2766 | 0 | 0 | 0 | 0 | 0 | 0 | 0 | 0 | 0 | 0 | 0 | 0 | 0 | 0 | 0 | 0 | 0 | 0 | 0 | 0 | 0 | 0 | 0 | 0
CDP9 | NSW | SNW | Mid-merit gas | 528.9786 | 1153.0794 | 705.8329 | 532.5492 | 1327.1866 | 557.1236 | 321.5227 | 1033.1006 | 1269.1429 | 1092.1312 | 1211.0405 | 1328.7793 | 1496.59 | 1032.2532 | 550.8035 | 1173.3631 | 1361.1101 | 1316.6641 | 1472.3967 | 0 | 0 | 0 | 0 | 0 | 0 | 0 | 0 | 0
CDP9 | NSW | SNW | Flexible gas with CCS | 0 | 0 | 0 | 0 | 0 | 0 | 0 | 0 | 0 | 0 | 0 | 0 | 0 | 0 | 0 | 0 | 0 | 0 | 0 | 0 | 0 | 0 | 0 | 0 | 0 | 0 | 0 | 0
CDP9 | NSW | SNW | Flexible gas | 11.1422 | 55.9836 | 21.9812 | 35.4413 | 236.841 | 241.3818 | 276.6623 | 41.2987 | 24.7533 | 523.0672 | 160.3221 | 129.9085 | 584.2863 | 271.2823 | 148.2754 | 221.311 | 735.9693 | 783.2038 | 1019.8171 | 1445.3486 | 1357.9672 | 1943.9785 | 2142.0623 | 2695.3843 | 1250.7234 | 1065.3982 | 2198.2253 | 1679.2496
CDP9 | NSW | SNW | Hydro | 0 | 0 | 0 | 0 | 0 | 0 | 0 | 0 | 0 | 0 | 0 | 0 | 0 | 0 | 0 | 0 | 0 | 0 | 0 | 0 | 0 | 0 | 0 | 0 | 0 | 0 | 0 | 0
CDP9 | NSW | SNW | Utility storage | 124.1739 | 1576.4576 | 1482.8798 | 1673.9555 | 2113.4415 | 3266.7069 | 2723.6473 | 2739.4723 | 2965.4488 | 3012.4971 | 3054.4777 | 3112.1613 | 3239.5662 | 3394.3014 | 3282.6644 | 3304.5542 | 3135.6844 | 3153.829 | 3386.3419 | 3355.1392 | 3133.3581 | 1626.6873 | 1778.6741 | 1845.8133 | 1809.9705 | 1302.6631 | 1312.1434 | 1352.1225
CDP9 | NSW | SNW | Coordinated CER storage | 35.1521 | 44.9849 | 56.6164 | 69.3359 | 84.7118 | 100.9033 | 117.3632 | 137.413 | 160.8218 | 190.5487 | 224.1987 | 269.6384 | 315.6375 | 379.7109 | 431.8783 | 492.4772 | 533.4365 | 589.2 | 662.9193 | 778.1294 | 816.8516 | 945.3051 | 1087.0411 | 1192.8617 | 1326.564 | 1449.9332 | 1480.2611 | 1615.252
CDP9 | NSW | SNW | Passive CER storage | 72.1981 | 79.1669 | 85.245 | 91.9237 | 98.465 | 104.9795 | 114.8156 | 122.5686 | 130.0811 | 138.8145 | 147.4054 | 157.2483 | 166.6163 | 175.6471 | 185.5089 | 195.9892 | 202.8675 | 211.7879 | 218.4927 | 225.3181 | 232.4773 | 240.1037 | 248.6419 | 259.2958 | 266.1282 | 271.3594 | 280.7262 | 289.5094
CDP9 | NSW | SNW | Offshore wind | 0 | 0 | 0 | 0 | 0 | 0 | 0 | 0 | 0 | 0 | 0 | 0 | 0 | 0 | 0 | 0 | 0 | 0 | 0 | 0 | 0 | 0 | 0 | 0 | 0 | 0 | 0 | 0
CDP9 | NSW | SNW | Wind | 0 | 0 | 0 | 0 | 0 | 0 | 0 | 0 | 0 | 0 | 0 | 0 | 0 | 0 | 0 | 0 | 0 | 0 | 0 | 0 | 0 | 0 | 0 | 0 | 0 | 0 | 0 | 0
CDP9 | NSW | SNW | Utility solar | 0 | 0 | 0 | 0 | 0 | 0 | 0 | 0 | 0 | 0 | 0 | 0 | 0 | 0 | 0 | 0 | 0 | 0 | 0 | 0 | 0 | 0 | 0 | 0 | 0 | 0 | 0 | 0
CDP9 | NSW | SNW | Distributed PV | 4711.8926 | 4899.8671 | 5101.4499 | 5464.9574 | 5880.7926 | 6307.2576 | 6705.1023 | 7062.8221 | 7381.5716 | 7671.0896 | 7947.7897 | 8185.5984 | 8342.0996 | 8459.8366 | 8588.8595 | 8727.2997 | 8837.225 | 8945.2228 | 9071.2788 | 9209.3908 | 9321.3523 | 9430.913 | 9560.0224 | 9701.0611 | 9815.0944 | 9930.3552 | 10063.7426 | 10218.7569
CDP9 | NSW | SNW | Other renewable fuels | 0 | 0 | 0 | 0 | 0 | 0 | 0 | 0 | 0 | 0 | 0 | 0 | 0 | 0 | 0 | 0 | 0 | 0 | 0 | 0 | 0 | 0 | 0 | 0 | 0 | 483.6742 | 449.9211 | 285.1453
CDP9 | NSW | SNW | DSP | 4.9716e-07 | 1.8555 | 5.6752e-07 | 1.1815 | 17.9913 | 112.8521 | 56.9669 | 1.8495e-06 | 2.1496e-06 | 2.9369e-06 | 11.333 | 3.4801 | 47.1413 | 17.2106 | 4.1715 | 4.251 | 78.8317 | 30.794 | 9.9792 | 19.622 | 7.4025 | 1.7325 | 20.3694 | 26.6105 | 43.0945 | 10.547 | 109.7246 | 89.3366
CDP9 | NSW | SNW | Utility storage load | -147.8261 | -1862.5718 | -1755.9406 | -1982.9444 | -2493.8615 | -3881.2483 | -3237.3974 | -3256.6245 | -3526.424 | -3591.0452 | -3625.371 | -3700.4864 | -3849.3054 | -4036.7932 | -3913.7171 | -3920.346 | -3728.2951 | -3749.6453 | -4030.2052 | -3993.631 | -3717.6446 | -1951.1015 | -2128.2912 | -2213.6223 | -2164.9544 | -1554.5253 | -1566.8984 | -1615.6063
CDP9 | NSW | SNW | Coordinated CER storage load | -35.1521 | -44.9849 | -56.632 | -69.3627 | -84.6694 | -100.9269 | -118.8998 | -141.5673 | -168.4902 | -204.139 | -243.5776 | -300.1579 | -357.1016 | -439.2974 | -504.8912 | -578.7167 | -628.343 | -697.4278 | -795.0551 | -946.8849 | -988.9346 | -1163.9437 | -1349.0694 | -1488.0622 | -1664.8335 | -1827.4398 | -1862.4006 | -2048.0744
CDP9 | NSW | SNW | Passive CER storage load | -85.5652 | -93.9503 | -101.0255 | -109.0216 | -116.8136 | -124.582 | -135.9242 | -145.3273 | -154.6674 | -164.2906 | -174.9227 | -186.5939 | -197.9037 | -208.3743 | -220.5481 | -231.9133 | -240.7529 | -250.728 | -259.3774 | -267.2642 | -275.51 | -284.9379 | -295.0449 | -307.0351 | -315.5215 | -322.6188 | -332.1569 | -343.7389
CDP9 | QLD | NQ | Black coal | 0 | 0 | 0 | 0 | 0 | 0 | 0 | 0 | 0 | 0 | 0 | 0 | 0 | 0 | 0 | 0 | 0 | 0 | 0 | 0 | 0 | 0 | 0 | 0 | 0 | 0 | 0 | 0
CDP9 | QLD | NQ | Mid-merit gas | 203.2491 | 205.2718 | 17.271 | 13.7483 | 28.5958 | 8.9001 | 17.4567 | 8.149 | 3.4191 | 18.2435 | 33.232 | 30.2824 | 47.3047 | 44.9392 | 27.9929 | 124.5274 | 184.5086 | 124.0524 | 146.4033 | 111.8051 | 156.5814 | 89.9016 | 0 | 0 | 0 | 0 | 0 | 0
CDP9 | QLD | NQ | Flexible gas with CCS | 0 | 0 | 0 | 0 | 0 | 0 | 0 | 0 | 0 | 0 | 0 | 0 | 0 | 0 | 0 | 0 | 0 | 0 | 0 | 0 | 0 | 0 | 0 | 0 | 0 | 0 | 0 | 0
CDP9 | QLD | NQ | Flexible gas | 0 | 0 | 0 | 0 | 0 | 0 | 0 | 1.005e-09 | 0 | 0 | 5.715e-09 | 1.0729 | 0.45996 | 7.4715e-08 | 0 | 0.17088 | 1.1275e-08 | 0.38605 | 2.01e-09 | 5.405e-09 | 0 | 0 | 0 | 0 | 0 | 0 | 0 | 0
CDP9 | QLD | NQ | Hydro | 309.1896 | 160.8939 | 232.3698 | 232.7106 | 185.1137 | 279.7378 | 299.4566 | 248.6631 | 214.1129 | 253.0374 | 199.9267 | 127.239 | 181.5262 | 76.7658 | 165.0364 | 80.9464 | 93.5647 | 114.9704 | 0 | 0 | 0 | 0 | 0 | 0 | 0 | 0 | 0 | 0
CDP9 | QLD | NQ | Utility storage | 224.1649 | 463.6228 | 569.8855 | 537.6309 | 564.7037 | 860.3535 | 721.5653 | 714.3121 | 609.7253 | 781.1596 | 754.7822 | 779.8734 | 831.6569 | 854.3656 | 828.9745 | 829.155 | 812.3706 | 819.4561 | 826.9209 | 856.3751 | 811.1032 | 844.2091 | 515.9964 | 644.8814 | 840.8983 | 989.8477 | 987.0165 | 991.8186
CDP9 | QLD | NQ | Coordinated CER storage | 3.7028 | 4.831 | 6.118 | 7.6917 | 9.5148 | 11.6515 | 13.7451 | 16.418 | 18.8393 | 23.0999 | 27.2106 | 32.8731 | 38.5027 | 44.8307 | 52.2712 | 58.2763 | 64.877 | 72.7508 | 82.4827 | 94.2198 | 100.7414 | 114.0871 | 128.1996 | 143.467 | 156.3648 | 175.1327 | 179.5733 | 187.8293
CDP9 | QLD | NQ | Passive CER storage | 7.8983 | 8.9015 | 9.8572 | 10.8967 | 11.9899 | 13.0913 | 14.6095 | 15.9655 | 17.2986 | 18.8163 | 20.3749 | 22.1566 | 23.8494 | 25.5681 | 27.3346 | 29.213 | 30.5814 | 32.1658 | 33.4967 | 34.9698 | 36.3326 | 37.8586 | 39.5466 | 41.5898 | 43.035 | 44.1319 | 45.8801 | 47.4763
CDP9 | QLD | NQ | Offshore wind | 0 | 0 | 0 | 0 | 0 | 0 | 0 | 0 | 0 | 0 | 0 | 0 | 0 | 0 | 0 | 0 | 0 | 0 | 0 | 0 | 0 | 0 | 0 | 0 | 0 | 0 | 0 | 0
CDP9 | QLD | NQ | Wind | 1067.7517 | 1035.4519 | 1061.5549 | 5070.5742 | 6119.9142 | 9119.9376 | 8595.4192 | 9166.9391 | 9645.8466 | 10019.8127 | 9569.5771 | 9041.857 | 10072.568 | 10583.5382 | 10718.3124 | 10130.473 | 9899.4447 | 9340.6725 | 9420.4465 | 10652.473 | 11271.2293 | 11651.0092 | 11843.1158 | 12083.4672 | 11548.5518 | 10896.0838 | 11633.4134 | 12410.0679
CDP9 | QLD | NQ | Utility solar | 1293.8871 | 1393.4616 | 1287.8164 | 1270.3568 | 1198.8433 | 992.2275 | 1019.5678 | 1165.9971 | 1284.4123 | 1182.4105 | 1264.8485 | 1289.1566 | 1209.7791 | 1122.1866 | 1130.9461 | 1183.1867 | 1120.3603 | 1680.0763 | 1462.5805 | 1220.1448 | 1019.6114 | 1128.7609 | 1109.5329 | 835.3295 | 858.5643 | 1570.3357 | 1330.4331 | 1308.4982
CDP9 | QLD | NQ | Distributed PV | 890.6838 | 933.0996 | 966.2641 | 1008.0842 | 1073.5389 | 1130.3381 | 1177.689 | 1223.6016 | 1257.4637 | 1292.358 | 1322.4242 | 1351.3797 | 1366.6988 | 1386.523 | 1406.3077 | 1427.8995 | 1446.4485 | 1469.534 | 1490.6694 | 1518.8556 | 1536.7492 | 1560.7993 | 1584.1359 | 1613.9356 | 1633.642 | 1662.3734 | 1692.196 | 1728.5245
CDP9 | QLD | NQ | Other renewable fuels | 0 | 0 | 0 | 0 | 0 | 0 | 0 | 0 | 0 | 0 | 0 | 0 | 0 | 0 | 0 | 0 | 0 | 0 | 0 | 0 | 0 | 0 | 0 | 0 | 0 | 0 | 0 | 0
CDP9 | QLD | NQ | DSP | 0 | 0 | 0 | 0 | 0 | 0 | 0 | 0 | 0 | 0 | 0 | 0 | 0 | 0 | 0 | 0 | 0 | 0 | 0 | 0 | 0 | 0 | 0 | 0 | 0 | 0 | 0 | 0
CDP9 | QLD | NQ | Utility storage load | -281.822 | -584.6642 | -711.4703 | -699.232 | -792.4538 | -1391.8556 | -946.5055 | -919.5812 | -774.2089 | -1010.1786 | -970.8768 | -987.5604 | -1099.5089 | -1124.69 | -1082.4677 | -1077.2961 | -1070.4609 | -1071.2384 | -1083.3888 | -1128.5032 | -1128.09 | -1170.1848 | -809.1892 | -1010.8947 | -1231.4251 | -1425.7742 | -1433.7375 | -1472.2473
CDP9 | QLD | NQ | Coordinated CER storage load | -3.7028 | -4.831 | -6.1217 | -7.6927 | -9.5159 | -11.6458 | -13.9214 | -16.8622 | -19.3943 | -24.469 | -29.1844 | -35.9014 | -42.7061 | -50.1896 | -59.4369 | -66.2161 | -74.2429 | -83.9995 | -96.1314 | -111.456 | -118.5548 | -135.7746 | -153.6515 | -173.1908 | -189.4732 | -213.9269 | -218.9931 | -229.646
CDP9 | QLD | NQ | Passive CER storage load | -9.0958 | -10.2402 | -11.3564 | -12.5167 | -13.7673 | -15.0267 | -16.7301 | -18.3385 | -19.8913 | -21.5543 | -23.4129 | -25.4463 | -27.3352 | -29.3526 | -31.3736 | -33.392 | -35.0567 | -36.7595 | -38.3701 | -40.0687 | -41.5473 | -43.3666 | -45.2576 | -47.4699 | -49.2828 | -50.516 | -52.2872 | -54.2445
CDP9 | QLD | GG | Black coal | 2943.36 | 2951.3564 | 2966.901 | 1810.7907 | 1810.9848 | 1490.2815 | 651.4755 | 0 | 0 | 0 | 0 | 0 | 0 | 0 | 0 | 0 | 0 | 0 | 0 | 0 | 0 | 0 | 0 | 0 | 0 | 0 | 0 | 0
CDP9 | QLD | GG | Mid-merit gas | 790.803 | 868.8509 | 832.3193 | 841.7347 | 842.0008 | 829.8622 | 24.6603 | 11.8271 | 41.1449 | 110.8555 | 132.0892 | 135.0905 | 306.4237 | 230.4023 | 162.4348 | 382.0435 | 442.4365 | 339.7461 | 383.6341 | 403.0009 | 372.7346 | 355.5729 | 338.0421 | 335.5048 | 242.3194 | 192.2881 | 0 | 0
CDP9 | QLD | GG | Flexible gas with CCS | 0 | 0 | 0 | 0 | 0 | 0 | 0 | 0 | 0 | 0 | 0 | 0 | 0 | 0 | 0 | 0 | 0 | 0 | 0 | 0 | 0 | 0 | 0 | 0 | 0 | 0 | 0 | 0
CDP9 | QLD | GG | Flexible gas | 0 | 0 | 0 | 0 | 0 | 0 | 1.5772e-07 | 8.1233e-07 | 1.8177e-06 | 1.3657e-05 | 2.0972e-05 | 2.1571e-05 | 4.9002e-05 | 3.3521e-05 | 8.276e-06 | 1.8106e-05 | 4.0097e-05 | 2.6073e-05 | 2.5523e-05 | 2.6987e-05 | 2.611e-05 | 1.2555e-05 | 4.1522e-05 | 4.1626e-05 | 2.58e-05 | 1.4606e-05 | 5.5304e-05 | 6.1008e-05
CDP9 | QLD | GG | Hydro | 0 | 0 | 0 | 0 | 0 | 0 | 0 | 0 | 0 | 0 | 0 | 0 | 0 | 0 | 0 | 0 | 0 | 0 | 0 | 0 | 0 | 0 | 0 | 0 | 0 | 0 | 0 | 0
CDP9 | QLD | GG | Utility storage | 0 | 42.9261 | 100.0475 | 116.4518 | 112.3033 | 422.7186 | 247.3785 | 223.8388 | 152.7034 | 215.4662 | 213.5263 | 218.1667 | 258.1136 | 274.9905 | 245.9704 | 261.5322 | 244.7046 | 238.308 | 280.041 | 267.6846 | 201.6287 | 0.0021736 | 167.8416 | 180.3633 | 187.4831 | 897.3612 | 896.0075 | 1237.6629
CDP9 | QLD | GG | Coordinated CER storage | 0.20231 | 0.26616 | 0.33629 | 0.42488 | 0.52126 | 0.65407 | 0.80027 | 0.99603 | 1.1407 | 1.5362 | 1.8551 | 2.3792 | 2.8488 | 3.4332 | 4.0927 | 4.5889 | 5.1009 | 5.7783 | 6.8824 | 7.8888 | 8.155 | 9.7686 | 10.7557 | 12.3521 | 13.9176 | 15.9569 | 16.3427 | 16.8458
CDP9 | QLD | GG | Passive CER storage | 0.43375 | 0.49115 | 0.5429 | 0.6111 | 0.66737 | 0.73538 | 0.82193 | 0.90112 | 0.98625 | 1.0827 | 1.1807 | 1.2893 | 1.3971 | 1.5064 | 1.6163 | 1.7374 | 1.8244 | 1.9283 | 2.0181 | 2.1123 | 2.2029 | 2.3052 | 2.4175 | 2.547 | 2.6413 | 2.7129 | 2.8267 | 2.9272
CDP9 | QLD | GG | Offshore wind | 0 | 0 | 0 | 0 | 0 | 0 | 0 | 0 | 0 | 0 | 0 | 0 | 0 | 0 | 0 | 0 | 0 | 0 | 0 | 0 | 0 | 0 | 0 | 0 | 0 | 0 | 0 | 0
CDP9 | QLD | GG | Wind | 0 | 0 | 0 | 0 | 0 | 0 | 0 | 0 | 0 | 0 | 0 | 0 | 0 | 0 | 0 | 0 | 0 | 0 | 0 | 0 | 0 | 0 | 0 | 0 | 0 | 0 | 0 | 0
CDP9 | QLD | GG | Utility solar | 0 | 0 | 0 | 0 | 0 | 0 | 0 | 0 | 0 | 0 | 0 | 0 | 0 | 0 | 0 | 0 | 0 | 0 | 0 | 0 | 0 | 0 | 0 | 0 | 0 | 0 | 0 | 0
CDP9 | QLD | GG | Distributed PV | 83.1873 | 85.9307 | 89.0592 | 93.8754 | 98.1305 | 103.0181 | 107.804 | 112.3773 | 116.1806 | 119.6898 | 122.8667 | 125.7195 | 127.7035 | 129.6922 | 131.5994 | 134.0671 | 135.8587 | 138.2141 | 140.6638 | 143.1481 | 145.0607 | 147.4519 | 150.0271 | 152.6645 | 154.6545 | 157.2475 | 160.5535 | 164.0285
CDP9 | QLD | GG | Other renewable fuels | 0 | 0 | 0 | 0 | 0 | 0 | 0 | 0 | 0 | 0 | 0 | 0 | 0 | 0 | 0 | 0 | 0 | 0 | 0 | 0 | 0 | 0 | 0 | 0 | 0 | 0 | 0 | 0
CDP9 | QLD | GG | DSP | 0 | 0 | 0 | 0 | 0 | 0 | 0 | 0 | 0 | 0 | 0 | 0 | 0 | 0 | 0 | 0 | 0 | 0 | 0 | 0 | 0 | 0 | 0 | 0 | 0 | 0 | 0 | 0
CDP9 | QLD | GG | Utility storage load | 0 | -51.1025 | -119.5406 | -138.6332 | -133.6944 | -502.8001 | -294.4983 | -266.4749 | -181.7898 | -256.5075 | -254.631 | -259.2895 | -307.2782 | -327.3697 | -293.2584 | -310.9115 | -291.315 | -283.7001 | -333.4224 | -319.0685 | -239.5978 | -0.0025598 | -197.4412 | -212.1711 | -220.7176 | -1055.4438 | -1054.5585 | -1464.184
CDP9 | QLD | GG | Coordinated CER storage load | -0.20231 | -0.26616 | -0.33649 | -0.42493 | -0.52132 | -0.65375 | -0.82154 | -1.051 | -1.2014 | -1.7044 | -2.0897 | -2.7542 | -3.3475 | -4.0945 | -4.9526 | -5.5401 | -6.1888 | -7.0657 | -8.5252 | -9.8848 | -10.0997 | -12.3041 | -13.5707 | -15.7086 | -17.8346 | -20.5529 | -21.0708 | -21.6689
CDP9 | QLD | GG | Passive CER storage load | -0.49951 | -0.56501 | -0.62547 | -0.70194 | -0.76631 | -0.8441 | -0.94124 | -1.0351 | -1.1341 | -1.2402 | -1.3568 | -1.4807 | -1.6013 | -1.7294 | -1.8552 | -1.9859 | -2.0914 | -2.2036 | -2.3117 | -2.4203 | -2.5191 | -2.6406 | -2.7666 | -2.9072 | -3.0247 | -3.1053 | -3.2214 | -3.3445
CDP9 | QLD | CQ | Black coal | 11700.454 | 12723.9567 | 14268.9259 | 7687.8268 | 6569.1821 | 3093.5486 | 5839.3683 | 5653.3143 | 4247.9318 | 4026.3721 | 4352.5361 | 4612.3604 | 4641.9622 | 3746.3247 | 3746.2164 | 4343.7488 | 4338.2424 | 4521.6004 | 4909.6026 | 4767.0785 | 4524.2609 | 4620.6585 | 4324.6742 | 4243.1368 | 4256.507 | 4585.0842 | 4225.5567 | 0
CDP9 | QLD | CQ | Mid-merit gas | 0 | 0 | 0 | 0 | 0 | 0 | 0 | 0 | 0 | 0 | 0 | 0 | 0 | 0 | 0 | 0 | 0 | 0 | 0 | 0 | 0 | 0 | 0 | 0 | 0 | 0 | 0 | 0
CDP9 | QLD | CQ | Flexible gas with CCS | 0 | 0 | 0 | 0 | 0 | 0 | 0 | 0 | 0 | 0 | 0 | 0 | 0 | 0 | 0 | 0 | 0 | 0 | 0 | 0 | 0 | 0 | 0 | 0 | 0 | 0 | 0 | 0
CDP9 | QLD | CQ | Flexible gas | 0 | 0 | 0 | 0.15809 | 0 | 5.15e-10 | 1.4363 | 0.41678 | 1.1221e-06 | 1.6584e-06 | 0 | 0 | 0 | 0 | 0 | 0 | 0 | 0 | 0 | 0 | 0 | 0 | 0 | 0 | 0 | 0 | 0 | 0
CDP9 | QLD | CQ | Hydro | 0 | 0 | 0 | 0 | 0 | 0 | 0 | 0 | 0 | 0 | 0 | 0 | 0 | 0 | 0 | 0 | 0 | 0 | 0 | 0 | 0 | 0 | 0 | 0 | 0 | 0 | 0 | 0
CDP9 | QLD | CQ | Utility storage | 40.2305 | 36.6609 | 59.6269 | 138.9525 | 165.4409 | 260.6262 | 188.7964 | 176.0863 | 137.422 | 171.779 | 167.5318 | 171.7691 | 194.1768 | 208.7152 | 186.9317 | 198.8124 | 192.3221 | 185.6834 | 153.1595 | 147.4592 | 120.2615 | 131.6777 | 314.8598 | 298.3085 | 489.2874 | 1736.4079 | 1724.0139 | 2567.3337
CDP9 | QLD | CQ | Coordinated CER storage | 3.3996 | 4.4771 | 5.6531 | 7.1659 | 8.8266 | 10.8101 | 12.9503 | 15.6667 | 17.8722 | 22.7739 | 27.018 | 33.43 | 39.3356 | 46.4782 | 54.549 | 60.9275 | 67.4639 | 76.0066 | 88.3793 | 100.3798 | 103.6969 | 122.4901 | 134.2674 | 153.397 | 171.6101 | 194.3083 | 199.5066 | 205.8066
CDP9 | QLD | CQ | Passive CER storage | 7.2649 | 8.2429 | 9.1049 | 10.1494 | 11.1216 | 12.1535 | 13.617 | 14.8902 | 16.1978 | 17.7002 | 19.2237 | 20.9226 | 22.6054 | 24.2909 | 26.0235 | 27.8933 | 29.2325 | 30.8205 | 32.1652 | 33.6167 | 35.0164 | 36.548 | 38.2373 | 40.233 | 41.689 | 42.7748 | 44.484 | 46.003
CDP9 | QLD | CQ | Offshore wind | 0 | 0 | 0 | 0 | 0 | 0 | 0 | 0 | 0 | 0 | 0 | 0 | 0 | 0 | 0 | 0 | 0 | 0 | 0 | 0 | 0 | 0 | 0 | 0 | 0 | 0 | 0 | 0
CDP9 | QLD | CQ | Wind | 887.277 | 1171.9502 | 1291.4275 | 2577.632 | 3966.4506 | 4304.2542 | 3973.176 | 4115.9618 | 4231.0256 | 6410.7564 | 6287.9774 | 5928.6374 | 6224.352 | 6067.1042 | 7008.6171 | 5927.5942 | 6485.2055 | 6247.8814 | 6033.1347 | 6516.3006 | 8291.9135 | 8103.8249 | 8443.363 | 8863.3111 | 8357.4422 | 7464.3672 | 7717.2973 | 7663.458
CDP9 | QLD | CQ | Utility solar | 2047.1711 | 2147.7983 | 1997.5193 | 2254.9998 | 2159.034 | 2292.5801 | 1725.4116 | 1970.1833 | 2148.9845 | 2089.2418 | 2166.2947 | 2159.7447 | 2050.1802 | 2097.0073 | 2093.3475 | 2178.8615 | 2088.4509 | 3279.0606 | 3082.355 | 3273.2947 | 2590.6452 | 2974.4238 | 2983.5432 | 3291.187 | 6017.6581 | 8717.7604 | 9903.2516 | 13309.3502
CDP9 | QLD | CQ | Distributed PV | 983.4528 | 1015.8314 | 1049.9894 | 1099.5409 | 1147.7856 | 1214.1964 | 1273.2899 | 1322.5909 | 1366.4737 | 1411.0047 | 1452.5752 | 1484.7024 | 1513.4651 | 1542.6319 | 1573.6127 | 1602.9355 | 1628.0199 | 1660.5557 | 1693.308 | 1723.4366 | 1751.2723 | 1783.2996 | 1817.4165 | 1849.4621 | 1878.748 | 1913.7379 | 1953.8785 | 1991.6066
CDP9 | QLD | CQ | Other renewable fuels | 0 | 0 | 0 | 0 | 0 | 0 | 0 | 0 | 0 | 0 | 0 | 0 | 0 | 0 | 0 | 0 | 0 | 0 | 0 | 0 | 0 | 0 | 0 | 0 | 0 | 0 | 0 | 0
CDP9 | QLD | CQ | DSP | 0 | 0 | 0 | 0 | 0 | 0 | 0 | 0 | 0 | 0 | 0 | 0 | 0 | 0 | 0 | 0 | 0 | 0 | 0 | 0 | 0 | 0 | 0 | 0 | 0 | 0 | 0 | 0
CDP9 | QLD | CQ | Utility storage load | -47.8934 | -43.644 | -71.0935 | -165.4197 | -196.9535 | -309.833 | -224.7577 | -209.6267 | -163.5977 | -204.4989 | -199.8722 | -204.0576 | -231.163 | -248.4706 | -222.9743 | -236.2451 | -228.955 | -221.0518 | -182.3722 | -175.8348 | -142.8412 | -156.7593 | -372.4351 | -350.9167 | -601.6533 | -2155.3887 | -2147.9251 | -3219.2917
CDP9 | QLD | CQ | Coordinated CER storage load | -3.3996 | -4.4771 | -5.6565 | -7.1668 | -8.8276 | -10.8048 | -13.1704 | -16.2356 | -18.5011 | -24.5198 | -29.4525 | -37.3147 | -44.5039 | -53.335 | -63.4716 | -70.7943 | -78.7749 | -89.4956 | -105.4714 | -121.2285 | -123.6087 | -148.7466 | -163.4239 | -188.5058 | -212.568 | -242.4363 | -249.0524 | -256.4625
CDP9 | QLD | CQ | Passive CER storage load | -8.3663 | -9.4825 | -10.4898 | -11.6583 | -12.7703 | -13.9503 | -15.5935 | -17.1034 | -18.6254 | -20.2758 | -22.0901 | -24.0291 | -25.9093 | -27.8864 | -29.8687 | -31.8835 | -33.5104 | -35.222 | -36.8449 | -38.5184 | -40.0421 | -41.8653 | -43.7592 | -45.9213 | -47.7414 | -48.9625 | -50.6961 | -52.5612
CDP9 | QLD | SQ | Black coal | 21353.6441 | 21128.2586 | 21375.608 | 17192.6101 | 15316.1659 | 11140.1471 | 14041.8121 | 13402.0167 | 13728.1955 | 8911.1133 | 5099.6121 | 5259.9318 | 5143.7826 | 4703.0487 | 5177.3981 | 5129.1599 | 5150.7854 | 5249.2242 | 5345.7061 | 5155.3591 | 5186.944 | 5111.4278 | 5153.4183 | 4954.2998 | 4848.0543 | 5141.0799 | 5026.6317 | 0
CDP9 | QLD | SQ | Mid-merit gas | 1550.1595 | 1930.363 | 417.7273 | 285.8721 | 451.1767 | 236.4257 | 264.7195 | 187.0323 | 579.2045 | 1396.6889 | 1482.5401 | 1409.0654 | 1084.8067 | 732.9395 | 486.8859 | 871.6417 | 1003.9289 | 448.0462 | 273.774 | 377.3889 | 342.1068 | 0 | 0 | 0 | 0 | 0 | 0 | 0
CDP9 | QLD | SQ | Flexible gas with CCS | 0 | 0 | 0 | 0 | 0 | 0 | 0 | 0 | 0 | 0 | 0 | 0 | 0 | 0 | 0 | 0 | 0 | 0 | 0 | 0 | 0 | 0 | 0 | 0 | 0 | 0 | 0 | 0
CDP9 | QLD | SQ | Flexible gas | 74.0082 | 34.4654 | 4.4569 | 13.7828 | 13.0398 | 532.1573 | 125.175 | 18.0026 | 25.3294 | 136.0185 | 583.7076 | 355.9907 | 1205.3883 | 877.5081 | 551.6273 | 1472.0657 | 4378.4617 | 3317.8827 | 3441.3849 | 4411.1485 | 3983.3424 | 4592.4646 | 5712.3332 | 5743.8328 | 3074.425 | 2109.3946 | 4790.9866 | 4978.3689
CDP9 | QLD | SQ | Hydro | 0 | 0 | 0 | 0 | 0 | 0 | 0 | 0 | 0 | 0 | 0 | 0 | 0 | 0 | 0 | 0 | 0 | 0 | 0 | 0 | 0 | 0 | 0 | 0 | 0 | 0 | 0 | 0
CDP9 | QLD | SQ | Utility storage | 1248.4102 | 1177.8301 | 1109.1234 | 1086.1546 | 1334.5006 | 2034.2988 | 1586.0389 | 1518.156 | 4249.3969 | 5795.4107 | 5814.5644 | 6138.0773 | 6212.6449 | 6428.4194 | 6303.2352 | 6181.4432 | 5786.5253 | 5662.9851 | 6111.5703 | 6167.7323 | 5352.9422 | 5515.5563 | 6038.8576 | 6388.677 | 6585.1536 | 7153.4 | 7024.7203 | 7142.1061
CDP9 | QLD | SQ | Coordinated CER storage | 17.9866 | 23.8104 | 30.5318 | 38.6635 | 47.9374 | 59.2951 | 72.4361 | 89.3359 | 99.5415 | 130.4614 | 157.5499 | 194.8838 | 229.1264 | 275.5846 | 326.593 | 365.0101 | 407.4718 | 445.7064 | 521.871 | 601.8862 | 615.6073 | 737.4144 | 810.1365 | 922.963 | 1044.4693 | 1194.5646 | 1200.1932 | 1278.1293
CDP9 | QLD | SQ | Passive CER storage | 38.5258 | 43.8968 | 49.0034 | 54.5739 | 60.1823 | 66.4877 | 74.7743 | 82.1543 | 89.5117 | 97.9153 | 106.4969 | 116.2022 | 125.6895 | 135.4263 | 145.4256 | 156.0927 | 163.6411 | 172.4096 | 179.9223 | 187.9841 | 195.7875 | 204.5517 | 214.2855 | 225.8 | 234.2198 | 240.7642 | 250.8429 | 259.8486
CDP9 | QLD | SQ | Offshore wind | 0 | 0 | 0 | 0 | 0 | 0 | 0 | 0 | 0 | 0 | 0 | 0 | 0 | 0 | 0 | 0 | 0 | 0 | 0 | 0 | 0 | 0 | 0 | 0 | 0 | 0 | 0 | 0
CDP9 | QLD | SQ | Wind | 4637.2974 | 6193.0387 | 6566.3949 | 11517.3841 | 14315.5463 | 14456.9714 | 13844.9143 | 13607.0702 | 14229.9267 | 13158.5788 | 15251.3665 | 14565.331 | 14812.016 | 15546.4918 | 16359.9073 | 14886.8682 | 15774.7702 | 16237.4972 | 15586.2706 | 15608.4452 | 14336.5428 | 13747.861 | 13954.2389 | 13291.1584 | 23258.1188 | 22375.8442 | 21953.9801 | 23492.6465
CDP9 | QLD | SQ | Utility solar | 4588.8023 | 4800.9903 | 4773.1102 | 4628.8084 | 4544.2675 | 4730.3251 | 3798.324 | 4275.3535 | 4987.9473 | 10337.9915 | 11611.8485 | 13856.0629 | 13450.669 | 13694.1755 | 13753.8393 | 14017.4817 | 13366.3683 | 12568.3074 | 15275.9483 | 16596.8994 | 13628.7021 | 16916.5525 | 16360.2885 | 18340.2563 | 17681.1046 | 21682.7937 | 21531.4691 | 23684.5757
CDP9 | QLD | SQ | Distributed PV | 5990.8471 | 6184.3421 | 6391.0577 | 6675.4064 | 6948.9149 | 7246.6104 | 7553.5439 | 7854.8235 | 8099.4155 | 8344.1878 | 8574.7168 | 8791.3445 | 8944.2099 | 9112.954 | 9288.9666 | 9482.3526 | 9632.6932 | 9808.7105 | 9994.2533 | 10193.5007 | 10350.6777 | 10536.484 | 10729.2197 | 10938.4931 | 11106.4424 | 11313.678 | 11537.6324 | 11787.4518
CDP9 | QLD | SQ | Other renewable fuels | 0 | 0 | 0 | 0 | 0 | 0 | 0 | 0 | 0 | 0 | 0 | 0 | 0 | 0 | 0 | 0 | 0 | 0 | 0 | 0 | 0 | 0 | 0 | 0 | 0 | 0 | 459.739 | 321.4375
CDP9 | QLD | SQ | DSP | 4.7944e-07 | 5.0306e-07 | 5.4216e-07 | 6.7046e-07 | 8.8638e-07 | 1.7673e-06 | 1.4838 | 0.36606 | 1.9924e-06 | 2.3164e-06 | 6.4193 | 2.3085 | 9.9074 | 5.8689 | 2.2665 | 1.196 | 24.6825 | 12.1416 | 1.6697 | 3.7075 | 6.0165 | 0.386 | 9.4811 | 1.584 | 15.3329 | 2.5038 | 47.6962 | 103.1916
CDP9 | QLD | SQ | Utility storage load | -1688.3364 | -1545.3912 | -1432.4927 | -1392.2808 | -1784.0491 | -2806.1655 | -2075.0129 | -1976.6576 | -5515.1569 | -7647.2344 | -7598.1299 | -8020.8612 | -8169.6802 | -8445.5598 | -8292.436 | -8084.4577 | -7616.5426 | -7429.2693 | -8002.2635 | -8160.1112 | -7023.1601 | -7242.5226 | -7897.5841 | -8433.9496 | -8637.1449 | -9344.4377 | -9225.7222 | -9414.8442
CDP9 | QLD | SQ | Coordinated CER storage load | -17.9866 | -23.8104 | -30.5503 | -38.6683 | -47.9429 | -59.2664 | -74.1518 | -93.663 | -103.365 | -142.198 | -174.265 | -220.459 | -262.3234 | -320.8806 | -385.8879 | -430.5376 | -483.4907 | -529.4613 | -629.4806 | -736.0855 | -742.1584 | -906.5633 | -998.5509 | -1147.8464 | -1306.7517 | -1508.8494 | -1511.7287 | -1612.7989
CDP9 | QLD | SQ | Passive CER storage load | -44.3668 | -50.498 | -56.4569 | -62.687 | -69.1038 | -76.3172 | -85.6279 | -94.3651 | -102.9273 | -112.1632 | -122.3762 | -133.4555 | -144.0599 | -155.4718 | -166.9135 | -178.4222 | -187.5884 | -197.0317 | -206.0993 | -215.394 | -223.8881 | -234.3118 | -245.2308 | -257.7243 | -268.2238 | -275.5925 | -285.8727 | -296.8927
CDP9 | VIC | VIC | Brown coal | 32180.7418 | 28061.6012 | 27304.0949 | 24422.2261 | 18422.9902 | 14774.632 | 17012.8204 | 13840.8704 | 10230.4025 | 5968.0277 | 2935.8129 | 3288.726 | 3247.265 | 2832.5012 | 3396.7523 | 3279.3527 | 3238.9456 | 3292.3051 | 3336.3089 | 3368.6887 | 3156.7661 | 3332.1715 | 3374.2192 | 0 | 0 | 0 | 0 | 0
CDP9 | VIC | VIC | Mid-merit gas | 76.7713 | 131.3434 | 70.4104 | 56.7202 | 0 | 0 | 0 | 0 | 0 | 0 | 0 | 0 | 0 | 0 | 0 | 0 | 0 | 0 | 0 | 0 | 0 | 0 | 0 | 0 | 0 | 0 | 0 | 0
CDP9 | VIC | VIC | Flexible gas with CCS | 0 | 0 | 0 | 0 | 0 | 0 | 0 | 0 | 0 | 0 | 0 | 0 | 0 | 0 | 0 | 0 | 0 | 0 | 0 | 0 | 0 | 0 | 0 | 0 | 0 | 0 | 0 | 0
CDP9 | VIC | VIC | Flexible gas | 49.1853 | 92.1763 | 41.6612 | 33.8232 | 286.0125 | 63.8942 | 25.1702 | 0.39523 | 3.8322e-06 | 56.892 | 39.4796 | 4.0705 | 79.0786 | 97.294 | 53.625 | 59.5752 | 176.4227 | 190.876 | 176.5694 | 386.4729 | 226.5113 | 164.3784 | 420.9755 | 442.896 | 465.7067 | 205.4305 | 725.7212 | 814.7018
CDP9 | VIC | VIC | Hydro | 2505.8338 | 1230.2482 | 1311.7901 | 3361.0714 | 2107.5488 | 3993.4539 | 2260.8108 | 1063.5875 | 2697.8479 | 3289.9691 | 3341.5036 | 2513.3755 | 2907.6995 | 1909.2158 | 2322.0739 | 2184.3617 | 3362.412 | 2180.9744 | 2046.799 | 2155.7143 | 2177.2428 | 1848.945 | 2463.6669 | 2578.3153 | 3045.7156 | 2492.7775 | 2891.5004 | 2064.5653
CDP9 | VIC | VIC | Utility storage | 391.7371 | 1149.3041 | 1981.1151 | 2864.5635 | 3034.839 | 4112.3657 | 3537.2809 | 4422.69 | 4672.2002 | 4396.8371 | 4612.8923 | 4177.8057 | 4792.1838 | 5651.1902 | 5591.9745 | 6361.3791 | 5856.3182 | 5362.515 | 5433.8114 | 4913.3582 | 5137.1642 | 4627.9949 | 4050.2618 | 3875.225 | 4052.3067 | 3809.5935 | 3281.9367 | 3316.3138
CDP9 | VIC | VIC | Coordinated CER storage | 46.2623 | 62.9967 | 80.9957 | 102.2405 | 127.8519 | 157.2604 | 185.083 | 218.8531 | 258.8551 | 303.8837 | 351.8053 | 417.9887 | 485.2091 | 571.4112 | 657.0482 | 746.3371 | 835.3544 | 923.7225 | 1016.8119 | 1141.1474 | 1240.3877 | 1387.3296 | 1547.2668 | 1718.5455 | 1874.9408 | 2040.8795 | 2095.9117 | 2304.0517
CDP9 | VIC | VIC | Passive CER storage | 93.9153 | 103.8346 | 113.4315 | 124.1343 | 134.0189 | 145.1892 | 159.9523 | 173.6821 | 187.2958 | 202.3336 | 217.0562 | 234.2369 | 249.6964 | 267.2425 | 284.5038 | 301.8728 | 315.2069 | 328.6875 | 342.6232 | 356.7102 | 370.6288 | 384.4636 | 401.0884 | 417.2939 | 433.7507 | 444.3685 | 460.5946 | 476.6569
CDP9 | VIC | VIC | Offshore wind | 0 | 0 | 0 | 0 | 0 | 0 | 4006.7126 | 7896.6711 | 10432.1386 | 12986.7088 | 15230.9835 | 19213.1162 | 23486.304 | 28152.8602 | 31244.5414 | 36064.4312 | 36435.7583 | 36494.4405 | 34914.5246 | 33884.4481 | 34591.6495 | 34853.965 | 35003.2019 | 37235.4894 | 34341.7167 | 34580.7968 | 35651.7895 | 37339.3222
CDP9 | VIC | VIC | Wind | 13668.2115 | 17095.3996 | 16256.5448 | 17161.2666 | 19771.9467 | 23277.944 | 22707.5919 | 24112.618 | 23005.3189 | 23933.2597 | 22662.6024 | 21857.3831 | 21438.9606 | 21938.61 | 20857.2443 | 20857.6006 | 20491.8591 | 20306.6641 | 19236.4457 | 17958.4476 | 17176.5439 | 15732.5908 | 15083.9616 | 15541.3647 | 14363.8225 | 16253.4282 | 15970.2744 | 16784.885
CDP9 | VIC | VIC | Utility solar | 2570.589 | 3077.2393 | 3387.9898 | 3595.0616 | 3582.5514 | 3507.639 | 3012.902 | 3065.2648 | 3161.7802 | 3199.8084 | 3829.7567 | 3669.214 | 3452.0704 | 3497.1577 | 3557.8087 | 3305.4417 | 3359.8046 | 3284.8785 | 3290.4116 | 3983.5582 | 4920.0268 | 5231.5975 | 5308.88 | 4977.87 | 6095.223 | 5292.6808 | 4893.6056 | 4736.5689
CDP9 | VIC | VIC | Distributed PV | 6087.2788 | 6684.1854 | 7294.8864 | 7984.2026 | 8627.0949 | 9196.1307 | 9725.6838 | 10200.0096 | 10651.3504 | 11059.654 | 11465.7127 | 11844.9384 | 12143.6943 | 12364.7146 | 12587.537 | 12816.1806 | 13025.347 | 13207.514 | 13417.6849 | 13652.8559 | 13870.6821 | 14058.9828 | 14279.9745 | 14546.9466 | 14826.3072 | 15089.7889 | 15385.7563 | 15709.2989
CDP9 | VIC | VIC | Other renewable fuels | 0 | 0 | 0 | 0 | 0 | 0 | 0 | 0 | 0 | 0 | 0 | 0 | 0 | 0 | 0 | 0 | 0 | 0 | 0 | 0 | 0 | 0 | 0 | 0 | 0 | 0 | 452.3747 | 258.2721
CDP9 | VIC | VIC | DSP | 0.032 | 4.881e-07 | 5.1826e-07 | 6.4025e-07 | 1.848 | 37.3779 | 29.435 | 1.6902e-06 | 2.0497e-06 | 9.6153 | 15.5697 | 6.4056 | 37.8567 | 14.1943 | 9.5707 | 6.7875 | 47.2645 | 15.9039 | 9.8153 | 19.7713 | 12.431 | 2.9991 | 12.848 | 19.758 | 27.9813 | 11.0292 | 89.3576 | 46.8847
CDP9 | VIC | VIC | Utility storage load | -466.3538 | -1368.093 | -2361.9119 | -3402.6142 | -3606.4141 | -4879.7294 | -4203.4464 | -5259.6034 | -5551.7303 | -5235.5391 | -5476.5813 | -4965.5717 | -5707.1428 | -6709.7104 | -6649.0765 | -7564.574 | -6963.5579 | -6375.8641 | -6460.5418 | -5850.7131 | -6216.1891 | -5625.0999 | -4927.0847 | -4745.0015 | -4952.145 | -4680.6922 | -4054.4723 | -4121.9738
CDP9 | VIC | VIC | Coordinated CER storage load | -46.2623 | -62.9967 | -81.0452 | -102.2533 | -127.8676 | -157.1824 | -187.4233 | -225.0716 | -270.4571 | -322.5142 | -375.2539 | -454.6115 | -534.8458 | -639.0332 | -743.7178 | -851.9534 | -960.4395 | -1067.0246 | -1180.5479 | -1339.7111 | -1452.763 | -1645.5565 | -1839.9356 | -2064.7789 | -2252.5109 | -2467.0307 | -2527.7079 | -2810.3227
CDP9 | VIC | VIC | Passive CER storage load | -111.762 | -123.3463 | -134.8604 | -147.2779 | -159.5703 | -173.272 | -189.9108 | -206.4594 | -222.8042 | -240.197 | -258.543 | -279.5154 | -296.8716 | -318.266 | -338.6938 | -358.4818 | -376.3814 | -390.4669 | -407.5393 | -424.3066 | -440.6446 | -458.2816 | -479.2543 | -495.4081 | -516.2532 | -529.291 | -547.2171 | -568.9661
CDP9 | SA | CSA | Mid-merit gas | 1825.2765 | 2304.3099 | 1228.74 | 994.0969 | 1619.4494 | 887.6214 | 17.869 | 3.7302 | 6.7466e-06 | 85.4779 | 37.555 | 24.1156 | 142.7422 | 0 | 0 | 0 | 0 | 0 | 0 | 0 | 0 | 0 | 0 | 0 | 0 | 0 | 0 | 0
CDP9 | SA | CSA | Flexible gas with CCS | 0 | 0 | 0 | 0 | 0 | 0 | 0 | 0 | 0 | 0 | 0 | 0 | 0 | 0 | 0 | 0 | 0 | 0 | 0 | 0 | 0 | 0 | 0 | 0 | 0 | 0 | 0 | 0
CDP9 | SA | CSA | Flexible gas | 5.8124 | 4.241 | 52.4705 | 25.8783 | 18.194 | 151.2408 | 292.262 | 293.741 | 411.4225 | 646.8322 | 634.3028 | 695.4674 | 1251.1552 | 777.3707 | 417.1926 | 720.3017 | 1136.2876 | 1053.6066 | 1236.2667 | 1941.6124 | 1203.8484 | 1210.5166 | 1165.1041 | 734.8294 | 728.6737 | 426.4999 | 964.2475 | 535.6393
CDP9 | SA | CSA | Hydro | 0 | 0 | 0 | 0 | 0 | 0 | 0 | 0 | 0 | 0 | 0 | 0 | 0 | 0 | 0 | 0 | 0 | 0 | 0 | 0 | 0 | 0 | 0 | 0 | 0 | 0 | 0 | 0
CDP9 | SA | CSA | Utility storage | 512.3008 | 658.5096 | 940.7234 | 1939.6095 | 2122.9988 | 2769.8712 | 1525.5976 | 1599.9983 | 1649.529 | 1703.1081 | 1509.4778 | 1498.1621 | 1691.4005 | 1855.3614 | 1722.8975 | 1755.5962 | 1691.5973 | 1628.7338 | 1863.8726 | 1538.8693 | 1400.7476 | 1219.2032 | 1110.2677 | 1987.5337 | 1962.1395 | 2137.8015 | 2164.0534 | 2252.2528
CDP9 | SA | CSA | Coordinated CER storage | 190.1741 | 211.6287 | 232.1907 | 255.9427 | 280.2947 | 308.2262 | 333.0089 | 361.122 | 390.3288 | 421.9177 | 457.9314 | 495.52 | 531.7308 | 574.144 | 618.2072 | 661.0963 | 696.8084 | 733.6514 | 776.8004 | 829.8953 | 885.4918 | 946.8119 | 1006.248 | 1044.1384 | 1110.3723 | 1159.3797 | 1182.0764 | 1228.0764
CDP9 | SA | CSA | Passive CER storage | 64.0325 | 68.5121 | 72.874 | 77.7255 | 81.7137 | 86.0408 | 91.1661 | 95.9927 | 100.5806 | 105.8509 | 110.6315 | 116.1445 | 120.6524 | 126.1011 | 130.3051 | 135.7589 | 139.2271 | 142.3883 | 145.3068 | 148.8519 | 151.4968 | 154.3978 | 158.1308 | 162.327 | 164.8392 | 167.039 | 171.4898 | 175.3662
CDP9 | SA | CSA | Offshore wind | 0 | 0 | 0 | 0 | 0 | 0 | 0 | 0 | 0 | 0 | 0 | 0 | 0 | 0 | 0 | 0 | 0 | 0 | 0 | 0 | 0 | 0 | 0 | 0 | 0 | 0 | 0 | 0
CDP9 | SA | CSA | Wind | 7208.9999 | 7491.9308 | 7226.1406 | 7547.631 | 8678.263 | 8589.2393 | 8380.8218 | 8918.1873 | 8851.5551 | 9460.949 | 8423.7633 | 8444.7111 | 7369.5449 | 8363.5866 | 8430.9573 | 6952.2431 | 7516.3835 | 7888.1245 | 7917.7792 | 6705.805 | 6456.1039 | 7054.6841 | 7088.7224 | 9115.8632 | 9546.6379 | 9724.3481 | 9160.4297 | 10473.3435
CDP9 | SA | CSA | Utility solar | 1171.9036 | 1257.2393 | 1818.9542 | 1632.5109 | 1617.1664 | 1825.1253 | 1968.6325 | 2026.4275 | 2070.1499 | 2071.6467 | 2136.7393 | 2187.0047 | 2090.7326 | 2103.3622 | 2225.1153 | 2251.9178 | 2186.505 | 2098.5079 | 2857.0322 | 3914.3587 | 5642.7446 | 5806.1712 | 5564.2911 | 5319.924 | 5475.987 | 5491.1298 | 5331.201 | 5449.6164
CDP9 | SA | CSA | Distributed PV | 3190.3631 | 3260.7863 | 3336.7919 | 3466.2875 | 3610.9779 | 3765.142 | 3919.0203 | 4056.501 | 4171.4374 | 4282.9871 | 4387.5614 | 4474.6656 | 4540.4368 | 4615.8937 | 4699.0323 | 4777.1158 | 4844.1539 | 4922.1799 | 5007.7115 | 5086.4132 | 5151.8572 | 5229.3602 | 5315.6498 | 5398.0969 | 5468.4064 | 5549.6338 | 5639.0507 | 5724.3107
CDP9 | SA | CSA | Other renewable fuels | 0 | 0 | 0 | 0 | 0 | 0 | 0 | 0 | 0 | 0 | 0 | 0 | 0 | 0 | 0 | 0 | 0 | 0 | 0 | 0 | 0 | 0 | 0 | 0 | 0 | 0 | 0 | 0
CDP9 | SA | CSA | DSP | 0.18 | 4.9251e-07 | 5.4504e-07 | 6.656e-07 | 1.172 | 35.736 | 23.226 | 1.7583e-06 | 0.6375 | 6.8254 | 15.5871 | 9.9855 | 35.4078 | 13.4402 | 6.391 | 10.6408 | 41.8285 | 15.2534 | 7.7075 | 12.4546 | 10.0111 | 1.9323 | 10.4258 | 12.1695 | 15.3692 | 6.099 | 54.0473 | 29.6266
CDP9 | SA | CSA | Utility storage load | -609.8821 | -783.6129 | -1119.9167 | -2312.175 | -2527.423 | -3294.4502 | -1816.2157 | -1904.9559 | -1963.5909 | -2030.606 | -1793.9612 | -1783.5541 | -2016.5618 | -2205.8394 | -2054.1654 | -2086.9631 | -2013.8367 | -1938.9988 | -2218.9307 | -1834.3481 | -1665.2639 | -1453.2933 | -1319.5665 | -2347.7224 | -2310.5307 | -2523.6254 | -2544.1091 | -2653.6114
CDP9 | SA | CSA | Coordinated CER storage load | -190.1741 | -211.6287 | -232.1907 | -256.0983 | -280.3094 | -308.0559 | -333.5584 | -362.8167 | -392.9578 | -426.6583 | -464.0809 | -504.7302 | -543.8648 | -590.8692 | -641.0635 | -687.1655 | -726.5316 | -766.2075 | -816.1687 | -880.1511 | -944.63 | -1021.3108 | -1088.0455 | -1129.9803 | -1209.9666 | -1269.011 | -1288.882 | -1348.8158
CDP9 | SA | CSA | Passive CER storage load | -74.5534 | -80.106 | -84.9062 | -90.0868 | -94.711 | -99.6282 | -104.9721 | -111.2405 | -116.5182 | -121.7649 | -127.6009 | -133.8318 | -139.592 | -144.8715 | -150.319 | -155.3538 | -159.9965 | -162.6779 | -167.2472 | -170.8245 | -173.1506 | -176.6843 | -181.1201 | -184.9918 | -188.5654 | -191.4455 | -195.1885 | -200.2795
CDP9 | SA | SESA | Mid-merit gas | 0 | 0 | 0 | 0 | 0 | 0 | 0 | 0 | 0 | 0 | 0 | 0 | 0 | 0 | 0 | 0 | 0 | 0 | 0 | 0 | 0 | 0 | 0 | 0 | 0 | 0 | 0 | 0
CDP9 | SA | SESA | Flexible gas with CCS | 0 | 0 | 0 | 0 | 0 | 0 | 0 | 0 | 0 | 0 | 0 | 0 | 0 | 0 | 0 | 0 | 0 | 0 | 0 | 0 | 0 | 0 | 0 | 0 | 0 | 0 | 0 | 0
CDP9 | SA | SESA | Flexible gas | 0.25151 | 7.945e-09 | 0.84091 | 6.512e-08 | 8.5885e-08 | 1.006 | 4.3701 | 2.449e-06 | 3.2957e-06 | 3.2538 | 4.1495 | 0 | 0 | 0 | 0 | 0 | 0 | 0 | 0 | 0 | 0 | 0 | 0 | 0 | 0 | 0 | 0 | 0
CDP9 | SA | SESA | Hydro | 0 | 0 | 0 | 0 | 0 | 0 | 0 | 0 | 0 | 0 | 0 | 0 | 0 | 0 | 0 | 0 | 0 | 0 | 0 | 0 | 0 | 0 | 0 | 0 | 0 | 0 | 0 | 0
CDP9 | SA | SESA | Utility storage | 26.5488 | 22.0688 | 23.3066 | 26.8111 | 27.1489 | 35.1873 | 27.0803 | 28.972 | 28.9761 | 31.3005 | 4.9565e-05 | 5.0718e-05 | 5.5564e-05 | 0.00013775 | 0.00013038 | 0.00013313 | 0.00013233 | 0.00013049 | 0.00013127 | 0.00013515 | 0.00015638 | 0.0001584 | 0.00016338 | 72.3704 | 73.9761 | 70.3846 | 71.0152 | 75.5613
CDP9 | SA | SESA | Coordinated CER storage | 6.7786 | 7.603 | 8.404 | 9.3273 | 10.2698 | 11.3867 | 12.3895 | 13.4641 | 14.5929 | 15.8687 | 17.4247 | 18.9628 | 20.5165 | 22.2258 | 24.0516 | 25.7766 | 27.2283 | 28.7824 | 30.4916 | 32.6551 | 35.0795 | 37.7526 | 40.3754 | 41.8161 | 44.5029 | 46.7074 | 47.6682 | 49.8957
CDP9 | SA | SESA | Passive CER storage | 2.2874 | 2.4649 | 2.6412 | 2.8343 | 2.9964 | 3.1838 | 3.3933 | 3.5799 | 3.7552 | 3.9661 | 4.1842 | 4.4023 | 4.6087 | 4.8211 | 4.9787 | 5.1883 | 5.3234 | 5.4419 | 5.5432 | 5.6917 | 5.8219 | 5.9481 | 6.0969 | 6.2638 | 6.363 | 6.4511 | 6.627 | 6.8022
CDP9 | SA | SESA | Offshore wind | 0 | 0 | 0 | 0 | 0 | 0 | 0 | 0 | 0 | 0 | 0 | 0 | 0 | 0 | 0 | 0 | 0 | 0 | 0 | 0 | 0 | 0 | 0 | 0 | 0 | 0 | 0 | 0
CDP9 | SA | SESA | Wind | 749.3964 | 816.7499 | 717.2366 | 788.1448 | 2512.3052 | 2301.2797 | 1973.8396 | 2140.111 | 2090.1347 | 2600.8897 | 2322.4628 | 2220.7915 | 2083.264 | 2232.1663 | 1907.7851 | 1891.1366 | 1754.8885 | 1885.4817 | 1800.7244 | 1717.4505 | 1644.5342 | 1826.4214 | 1717.777 | 1911.438 | 1700.3965 | 2314.3741 | 2189.1878 | 2424.4818
CDP9 | SA | SESA | Utility solar | 69.5278 | 69.7353 | 62.4136 | 63.8825 | 61.5882 | 53.7727 | 52.197 | 57.3708 | 62.986 | 67.438 | 68.3787 | 55.1902 | 57.8357 | 56.4656 | 63.2901 | 63.8823 | 59.4243 | 0 | 0 | 0 | 0 | 0 | 0 | 0 | 0 | 0 | 0 | 0
CDP9 | SA | SESA | Distributed PV | 112.7362 | 116.2125 | 120.7697 | 127.1989 | 133.8742 | 141.6734 | 149.2792 | 155.4422 | 160.67 | 166.3834 | 173.5604 | 178.2911 | 183.9197 | 187.5012 | 190.7562 | 194.3046 | 197.6511 | 200.9791 | 203.7224 | 208.7345 | 214.739 | 219.6259 | 223.1041 | 226.6677 | 229.1829 | 232.2131 | 236.0291 | 242.1829
CDP9 | SA | SESA | Other renewable fuels | 0 | 0 | 0 | 0 | 0 | 0 | 0 | 0 | 0 | 0 | 0 | 0 | 0 | 0 | 0 | 0 | 0 | 0 | 0 | 0 | 0 | 0 | 0 | 0 | 0 | 0 | 0 | 0
CDP9 | SA | SESA | DSP | 0 | 0 | 0 | 0 | 0 | 0 | 0 | 0 | 0 | 0 | 0 | 0 | 0 | 0 | 0 | 0 | 0 | 0 | 0 | 0 | 0 | 0 | 0 | 0 | 0 | 0 | 0 | 0
CDP9 | SA | SESA | Utility storage load | -31.6058 | -26.2724 | -27.746 | -31.9747 | -32.3201 | -41.8329 | -32.2385 | -34.4906 | -34.4953 | -37.2883 | -5.8235e-05 | -5.9756e-05 | -6.5354e-05 | -0.00016197 | -0.00015336 | -0.00015607 | -0.00015536 | -0.00015332 | -0.00015419 | -0.00015872 | -0.00018326 | -0.00018594 | -0.00019129 | -85.2033 | -86.952 | -82.9711 | -83.3653 | -88.8869
CDP9 | SA | SESA | Coordinated CER storage load | -6.7786 | -7.603 | -8.404 | -9.333 | -10.2703 | -11.3805 | -12.4148 | -13.5391 | -14.715 | -16.0916 | -17.7176 | -19.3993 | -21.0903 | -23.0163 | -25.1398 | -27.0249 | -28.6597 | -30.3838 | -32.4132 | -35.019 | -37.836 | -41.2201 | -44.2525 | -45.8434 | -49.1359 | -51.8073 | -52.6557 | -55.5943
CDP9 | SA | SESA | Passive CER storage load | -2.6632 | -2.882 | -3.0773 | -3.2851 | -3.473 | -3.6866 | -3.9072 | -4.1485 | -4.3502 | -4.5623 | -4.826 | -5.0727 | -5.3322 | -5.5387 | -5.7434 | -5.9371 | -6.1175 | -6.2173 | -6.3802 | -6.5319 | -6.654 | -6.8067 | -6.9833 | -7.1384 | -7.2789 | -7.3936 | -7.5428 | -7.7685
CDP9 | TAS | TAS | Mid-merit gas | 0 | 0 | 0 | 0 | 0 | 0 | 0 | 0 | 0 | 0 | 0 | 0 | 0 | 0 | 0 | 0 | 0 | 0 | 0 | 0 | 0 | 0 | 0 | 0 | 0 | 0 | 0 | 0
CDP9 | TAS | TAS | Flexible gas with CCS | 0 | 0 | 0 | 0 | 0 | 0 | 0 | 0 | 0 | 0 | 0 | 0 | 0 | 0 | 0 | 0 | 0 | 0 | 0 | 0 | 0 | 0 | 0 | 0 | 0 | 0 | 0 | 0
CDP9 | TAS | TAS | Flexible gas | 0 | 0 | 0 | 0 | 0 | 0 | 1.145e-09 | 2.1111e-06 | 5.4487e-06 | 0.21738 | 0.1703 | 2.7688e-06 | 1.8871e-06 | 0.89445 | 8.7042e-07 | 1.1528e-06 | 0.42643 | 2.1322 | 1.0128 | 2.8898 | 1.6791 | 7.1348e-07 | 2.1309e-06 | 1.6078e-06 | 2.6919 | 1.5022e-06 | 1.7162e-06 | 5.642e-06
CDP9 | TAS | TAS | Hydro | 8887.2723 | 9653.1629 | 6756.9474 | 6649.9543 | 6197.3645 | 5774.1816 | 7974.6965 | 8414.2189 | 7379.7302 | 8501.0922 | 8635.0669 | 7731.6112 | 7563.9416 | 7062.6923 | 8364.7847 | 8334.2434 | 7474.4294 | 7578.1118 | 8284.0413 | 6472.1255 | 8932.107 | 8422.4571 | 6953.6513 | 7932.9693 | 7470.5822 | 8011.0037 | 8687.6457 | 7166.3371
CDP9 | TAS | TAS | Utility storage | 0 | 0 | 0 | 2.259e-05 | 2.8025e-05 | 3.4101e-05 | 5.2565e-05 | 0.00010344 | 0.00015424 | 0.00016903 | 0.00015138 | 0.00015746 | 0.00017261 | 0.00025616 | 0.00027959 | 0.00029976 | 0.0034963 | 0.0036476 | 407.9504 | 937.4361 | 1743.981 | 1643.4179 | 1928.6819 | 1889.005 | 1861.3191 | 1854.3677 | 1809.2894 | 1820.5989
CDP9 | TAS | TAS | Coordinated CER storage | 2.5737 | 3.5353 | 4.6064 | 5.9598 | 7.4202 | 9.3047 | 10.6686 | 12.146 | 14.014 | 16.0402 | 18.386 | 21.3642 | 24.5807 | 28.5151 | 33.1902 | 38.1235 | 42.5982 | 48.3317 | 51.7632 | 58.5666 | 60.7762 | 67.9538 | 78.2162 | 85.645 | 94.4114 | 100.6259 | 105.9378 | 113.8849
CDP9 | TAS | TAS | Passive CER storage | 6.2553 | 6.8442 | 7.491 | 8.1837 | 8.8138 | 9.6277 | 10.5227 | 11.3683 | 12.1904 | 13.1008 | 14.0214 | 15.0123 | 15.866 | 16.9658 | 17.9051 | 18.9456 | 19.7579 | 20.3609 | 21.0618 | 21.7684 | 22.4051 | 23.1637 | 23.9385 | 24.7927 | 25.5449 | 25.8603 | 26.7151 | 27.6923
CDP9 | TAS | TAS | Offshore wind | 0 | 0 | 0 | 0 | 0 | 0 | 0 | 0 | 0 | 0 | 0 | 0 | 0 | 0 | 0 | 0 | 0 | 0 | 0 | 0 | 0 | 0 | 0 | 0 | 0 | 0 | 0 | 0
CDP9 | TAS | TAS | Wind | 1975.3545 | 2174.8082 | 3998.3921 | 4688.0599 | 5370.3262 | 6033.8464 | 6517.902 | 7009.5467 | 7503.4539 | 7996.5618 | 8491.4883 | 8992.5144 | 9505.1033 | 10021.894 | 10538.9464 | 11055.6852 | 8900.3341 | 8847.0299 | 8629.4929 | 9194.883 | 9193.6005 | 9391.2754 | 9061.7446 | 9450.4142 | 9106.2191 | 8854.0401 | 8351.7185 | 8328.6175
CDP9 | TAS | TAS | Utility solar | 0 | 0 | 0 | 0 | 0 | 0 | 0 | 0 | 0 | 0 | 0 | 0 | 0 | 0 | 0 | 0 | 0 | 0 | 0 | 0 | 0 | 0 | 0 | 0 | 0 | 0 | 0 | 0
CDP9 | TAS | TAS | Distributed PV | 307.0088 | 319.0286 | 332.2165 | 365.6975 | 409.1203 | 455.4526 | 495.5483 | 526.8219 | 558.336 | 589.4338 | 618.6881 | 640.645 | 653.5031 | 660.943 | 668.1315 | 674.4542 | 680.7325 | 686.9651 | 694.1811 | 700.6574 | 706.8726 | 713.1019 | 720.4898 | 727.215 | 733.6596 | 740.0857 | 747.7693 | 754.9122
CDP9 | TAS | TAS | Other renewable fuels | 0 | 0 | 0 | 0 | 0 | 0 | 0 | 0 | 0 | 0 | 0 | 0 | 0 | 0 | 0 | 0 | 0 | 0 | 0 | 0 | 0 | 0 | 0 | 0 | 0 | 0 | 0 | 0
CDP9 | TAS | TAS | DSP | 4.6391e-07 | 4.5164e-07 | 4.817e-07 | 4.7979e-07 | 4.9191e-07 | 5.1152e-07 | 6.2614e-07 | 1.4804e-06 | 1.8371e-06 | 0.077501 | 0.1325 | 1.9864e-06 | 1.913e-06 | 0.030002 | 0.3775 | 0.2475 | 2.0986 | 0.7025 | 0.48 | 0.83924 | 0.4825 | 0.035001 | 0.335 | 0.027502 | 0.67251 | 2.1906e-06 | 2.7075 | 1.29
CDP9 | TAS | TAS | Utility storage load | 0 | 0 | 0 | -2.6587e-05 | -3.2961e-05 | -4.0147e-05 | -6.753e-05 | -0.0001345 | -0.00019704 | -0.00021797 | -0.00019303 | -0.00020203 | -0.00021996 | -0.00032529 | -0.00035847 | -0.00038305 | -0.0045873 | -0.0048201 | -541.6543 | -1240.4737 | -2282.8291 | -2174.2237 | -2507.7546 | -2519.5334 | -2415.1036 | -2441.7932 | -2385.4313 | -2425.2076
CDP9 | TAS | TAS | Coordinated CER storage load | -2.5737 | -3.5353 | -4.6064 | -5.9598 | -7.4202 | -9.3105 | -10.6871 | -12.2389 | -14.2267 | -16.4473 | -18.9525 | -22.3658 | -26.0304 | -30.7211 | -36.3284 | -42.3545 | -47.8495 | -54.9896 | -59.0833 | -67.6299 | -69.5494 | -79.0223 | -91.9603 | -101.6709 | -112.517 | -120.5005 | -126.9316 | -137.8294
CDP9 | TAS | TAS | Passive CER storage load | -7.4092 | -8.08 | -8.839 | -9.6052 | -10.3749 | -11.3443 | -12.3431 | -13.3696 | -14.321 | -15.3464 | -16.5077 | -17.6666 | -18.6487 | -19.9309 | -21.017 | -22.1822 | -23.2833 | -23.8808 | -24.7761 | -25.5422 | -26.2799 | -27.2697 | -28.1878 | -29.1395 | -30.0052 | -30.3481 | -31.2962 | -32.5547
CDP10 | NSW | NNSW | Black coal | 0 | 0 | 0 | 0 | 0 | 0 | 0 | 0 | 0 | 0 | 0 | 0 | 0 | 0 | 0 | 0 | 0 | 0 | 0 | 0 | 0 | 0 | 0 | 0 | 0 | 0 | 0 | 0
CDP10 | NSW | NNSW | Mid-merit gas | 0 | 0 | 0 | 0 | 0 | 0 | 0 | 0 | 0 | 0 | 0 | 0 | 0 | 0 | 0 | 0 | 0 | 0 | 0 | 0 | 0 | 0 | 0 | 0 | 0 | 0 | 0 | 0
CDP10 | NSW | NNSW | Flexible gas with CCS | 0 | 0 | 0 | 0 | 0 | 0 | 0 | 0 | 0 | 0 | 0 | 0 | 0 | 0 | 0 | 0 | 0 | 0 | 0 | 0 | 0 | 0 | 0 | 0 | 0 | 0 | 0 | 0
CDP10 | NSW | NNSW | Flexible gas | 0 | 0 | 0 | 0 | 0 | 0 | 0 | 0 | 0 | 0 | 0 | 0 | 0 | 0 | 0 | 0 | 0 | 0 | 0 | 0 | 0 | 0 | 0 | 0 | 0 | 0 | 0 | 0
CDP10 | NSW | NNSW | Hydro | 0 | 0 | 0 | 0 | 0 | 0 | 0 | 0 | 0 | 0 | 0 | 0 | 0 | 0 | 0 | 0 | 0 | 0 | 0 | 0 | 0 | 0 | 0 | 0 | 0 | 0 | 0 | 0
CDP10 | NSW | NNSW | Utility storage | 3.939 | 15.4537 | 453.056 | 910.6236 | 1387.8615 | 2974.0348 | 2155.3282 | 2214.2674 | 2425.2805 | 2431.5576 | 2449.0486 | 2596.5736 | 2605.6252 | 2876.326 | 2810.405 | 2741.7853 | 2623.8415 | 2555.0379 | 2723.6602 | 2863.54 | 5046.5622 | 5148.2795 | 4465.6126 | 5745.2942 | 5528.1169 | 5617.814 | 5485.7787 | 6567.772
CDP10 | NSW | NNSW | Coordinated CER storage | 8.8365 | 11.2048 | 14.0465 | 16.9339 | 20.4022 | 24.1148 | 27.5888 | 31.7568 | 36.5158 | 42.5767 | 49.3641 | 58.2593 | 66.7006 | 77.7326 | 88.1072 | 98.9329 | 109.0121 | 119.3714 | 133.0992 | 154.2052 | 161.7551 | 182.4036 | 209.6797 | 226.3319 | 248.8817 | 269.8144 | 275.1055 | 296.0152
CDP10 | NSW | NNSW | Passive CER storage | 18.167 | 19.7177 | 21.1384 | 22.4275 | 23.7008 | 25.0701 | 27.3635 | 29.2103 | 31.0205 | 33.1586 | 35.2223 | 37.5763 | 39.7724 | 41.8629 | 44.1078 | 46.4927 | 48.0454 | 50.12 | 51.7116 | 53.3755 | 55.0278 | 56.7506 | 58.6569 | 61.0185 | 62.4544 | 63.5 | 65.5099 | 67.3883
CDP10 | NSW | NNSW | Offshore wind | 0 | 0 | 0 | 0 | 0 | 0 | 0 | 0 | 0 | 0 | 0 | 0 | 0 | 0 | 0 | 0 | 0 | 0 | 0 | 0 | 0 | 0 | 0 | 0 | 0 | 0 | 0 | 0
CDP10 | NSW | NNSW | Wind | 1309.0337 | 1100.5763 | 1921.3682 | 2157.0459 | 2190.4491 | 10744.3618 | 11380.4717 | 10470.2684 | 11013.2266 | 10243.3916 | 17503.6091 | 17450.6941 | 17264.0382 | 17761.2824 | 17872.1972 | 17236.0386 | 23650.0775 | 24292.2312 | 23071.3093 | 21896.9143 | 23756.8491 | 21561.3024 | 22233.8375 | 21316.019 | 22215.3126 | 22004.7357 | 21491.7087 | 22790.0195
CDP10 | NSW | NNSW | Utility solar | 1712.8358 | 2165.5935 | 2322.8009 | 2240.9416 | 2379.6435 | 2979.3708 | 2590.8641 | 2749.3331 | 3101.5675 | 3211.8988 | 3260.582 | 3459.516 | 3180.6078 | 3425.8805 | 3408.906 | 3259.6151 | 3157.2725 | 6152.3127 | 7586.3644 | 8957.7063 | 7761.9903 | 8278.2914 | 8850.5125 | 9139.6887 | 8783.0198 | 9277.031 | 8763.9285 | 10085.4722
CDP10 | NSW | NNSW | Distributed PV | 1271.6546 | 1294.9489 | 1311.4241 | 1367.595 | 1455.6654 | 1546.1493 | 1624.3869 | 1687.2326 | 1737.479 | 1785.259 | 1826.8007 | 1862.6349 | 1883.9388 | 1905.6539 | 1925.5478 | 1947.8463 | 1965.8985 | 1986.5372 | 2009.2374 | 2037.7628 | 2057.9774 | 2077.2502 | 2099.9079 | 2127.0346 | 2148.3108 | 2170.1747 | 2198.1127 | 2230.421
CDP10 | NSW | NNSW | Other renewable fuels | 0 | 0 | 0 | 0 | 0 | 0 | 0 | 0 | 0 | 0 | 0 | 0 | 0 | 0 | 0 | 0 | 0 | 0 | 0 | 0 | 0 | 0 | 0 | 0 | 0 | 0 | 446.2573 | 285.5834
CDP10 | NSW | NNSW | DSP | 0 | 0 | 0 | 0 | 0 | 0 | 0 | 0 | 0 | 0 | 0 | 0 | 0 | 0 | 0 | 0 | 0 | 0 | 0 | 0 | 0 | 0 | 0 | 0 | 0 | 0 | 0 | 0
CDP10 | NSW | NNSW | Utility storage load | -4.6478 | -18.3973 | -545.9897 | -1089.9562 | -1660.7932 | -3574.4836 | -2592.5124 | -2672.4222 | -2909.3698 | -2935.4744 | -2941.0943 | -3120.2087 | -3134.1192 | -3460.0367 | -3390.9915 | -3288.4359 | -3156.0889 | -3073.4882 | -3277.7316 | -3452.7604 | -6332.6495 | -6465.4918 | -5625.6634 | -7389.9718 | -7030.886 | -7327.7774 | -7103.1311 | -8600.3194
CDP10 | NSW | NNSW | Coordinated CER storage load | -8.8365 | -11.2048 | -14.0504 | -16.9404 | -20.3919 | -24.1148 | -27.8105 | -32.3261 | -37.5606 | -44.5321 | -52.2418 | -62.8979 | -72.887 | -86.5058 | -99.1704 | -111.8349 | -124.1374 | -136.6829 | -153.8496 | -181.3864 | -189.0722 | -216.2833 | -251.7633 | -273.0618 | -301.2563 | -328.526 | -334.2604 | -362.6806
CDP10 | NSW | NNSW | Passive CER storage load | -21.5306 | -23.3997 | -25.0516 | -26.5991 | -28.1174 | -29.7514 | -32.3942 | -34.6342 | -36.8836 | -39.2441 | -41.7975 | -44.5888 | -47.2409 | -49.663 | -52.439 | -55.0147 | -57.0178 | -59.3353 | -61.388 | -63.312 | -65.2137 | -67.3475 | -69.6038 | -72.2527 | -74.0459 | -75.4951 | -77.5117 | -80.0111
CDP10 | NSW | CNSW | Black coal | 23978.6632 | 25581.026 | 21880.1199 | 19843.2497 | 18395.6157 | 6258.6204 | 6284.2952 | 9111.5321 | 9644.3967 | 7944.2181 | 8927.9857 | 9209.4242 | 8360.3482 | 7622.239 | 5720.7962 | 6881.8391 | 0 | 0 | 0 | 0 | 0 | 0 | 0 | 0 | 0 | 0 | 0 | 0
CDP10 | NSW | CNSW | Mid-merit gas | 0 | 0 | 0 | 0 | 0 | 0 | 0 | 0 | 0 | 0 | 0 | 0 | 0 | 0 | 0 | 0 | 0 | 0 | 0 | 0 | 0 | 0 | 0 | 0 | 0 | 0 | 0 | 0
CDP10 | NSW | CNSW | Flexible gas with CCS | 0 | 0 | 0 | 0 | 0 | 0 | 0 | 0 | 0 | 0 | 0 | 0 | 0 | 0 | 0 | 0 | 0 | 0 | 0 | 0 | 0 | 0 | 0 | 0 | 0 | 0 | 0 | 0
CDP10 | NSW | CNSW | Flexible gas | 0 | 0 | 0 | 0 | 0 | 0 | 0 | 0 | 0 | 0 | 0 | 0 | 0 | 0 | 0 | 0 | 0 | 0 | 0 | 0 | 0 | 0 | 0 | 0 | 0 | 0 | 0 | 0
CDP10 | NSW | CNSW | Hydro | 0 | 0 | 0 | 0 | 0 | 0 | 0 | 0 | 0 | 0 | 0 | 0 | 0 | 0 | 0 | 0 | 0 | 0 | 0 | 0 | 0 | 0 | 0 | 0 | 0 | 0 | 0 | 0
CDP10 | NSW | CNSW | Utility storage | 462.6111 | 1129.5367 | 1197.1865 | 2101.1568 | 3125.749 | 3668.9305 | 2326.7266 | 2277.6665 | 2394.1298 | 2451.1021 | 2523.9941 | 2565.3938 | 2806.9201 | 2996.5203 | 2991.8302 | 2940.1734 | 2792.7558 | 2838.147 | 2982.5121 | 2912.2371 | 2717.6079 | 1830.683 | 2052.2041 | 2019.8481 | 1223.4692 | 1223.5772 | 1242.4432 | 1317.5058
CDP10 | NSW | CNSW | Coordinated CER storage | 3.7234 | 4.7379 | 6.0182 | 7.481 | 9.7646 | 10.6681 | 12.1557 | 14.328 | 16.7497 | 19.9425 | 23.6827 | 28.8037 | 33.6871 | 40.3785 | 46.8884 | 53.1707 | 58.5149 | 64.8685 | 72.4934 | 85.038 | 90.7705 | 103.2142 | 119.6678 | 129.4425 | 144.4224 | 157.2728 | 160.9615 | 174.8852
CDP10 | NSW | CNSW | Passive CER storage | 7.627 | 8.3056 | 8.9956 | 9.6657 | 10.2322 | 10.8691 | 11.909 | 12.8093 | 13.6889 | 14.7028 | 15.7482 | 16.8884 | 18.0026 | 19.0507 | 20.185 | 21.411 | 22.266 | 23.3321 | 24.1695 | 25.0093 | 25.8786 | 26.806 | 27.8186 | 29.0444 | 29.8498 | 30.4411 | 31.4814 | 32.4604
CDP10 | NSW | CNSW | Offshore wind | 0 | 0 | 0 | 0 | 0 | 0 | 0 | 0 | 0 | 0 | 0 | 0 | 0 | 0 | 0 | 0 | 0 | 0 | 0 | 0 | 0 | 0 | 0 | 0 | 0 | 0 | 0 | 0
CDP10 | NSW | CNSW | Wind | 1293.4373 | 1927.1077 | 3918.8316 | 5711.0114 | 15381.4155 | 14909.212 | 15472.7943 | 14344.6665 | 14661.8507 | 13822.9292 | 14460.5116 | 14129.6946 | 13964.9185 | 14866.7767 | 14663.88 | 15020.0219 | 14640.5409 | 14702.5403 | 14446.3444 | 13634.6596 | 14652.7193 | 13484.3932 | 13697.3927 | 13041.2083 | 14062.1211 | 15105.5471 | 14776.536 | 15953.6548
CDP10 | NSW | CNSW | Utility solar | 3629.299 | 3910.0055 | 5408.8513 | 5176.2754 | 8548.4707 | 9154.5199 | 8209.7043 | 8599.2337 | 9815.4692 | 9808.444 | 9422.3985 | 9677.385 | 9218.7235 | 9840.3283 | 9784.4826 | 9446.8565 | 9137.2569 | 8381.924 | 8736.4299 | 10877.1049 | 9560.6952 | 9877.1379 | 10970.7722 | 14084.6487 | 14480.9235 | 17719.9635 | 16992.2723 | 18116.2705
CDP10 | NSW | CNSW | Distributed PV | 805.7252 | 814.9854 | 829.5535 | 870.8455 | 916.2872 | 974.0498 | 1025.6157 | 1072.6831 | 1112.1573 | 1154.5789 | 1186.7008 | 1211.9352 | 1229.1648 | 1252.0861 | 1268.2638 | 1286.3269 | 1301.3111 | 1324.9373 | 1342.737 | 1359.4079 | 1373.0091 | 1398.259 | 1414.9644 | 1434.2131 | 1452.1522 | 1478.3848 | 1498.0146 | 1518.8237
CDP10 | NSW | CNSW | Other renewable fuels | 0 | 0 | 0 | 0 | 0 | 0 | 0 | 0 | 0 | 0 | 0 | 0 | 0 | 0 | 0 | 0 | 0 | 0 | 0 | 0 | 0 | 0 | 0 | 0 | 0 | 160.5893 | 448.848 | 284.503
CDP10 | NSW | CNSW | DSP | 0 | 0 | 0 | 0 | 0 | 0 | 0 | 0 | 0 | 0 | 0 | 0 | 0 | 0 | 0 | 0 | 0 | 0 | 0 | 0 | 0 | 0 | 0 | 0 | 0 | 0 | 0 | 0
CDP10 | NSW | CNSW | Utility storage load | -659.4218 | -1424.4306 | -1486.0254 | -2511.9846 | -3790.7179 | -4497.8472 | -2843.4157 | -2781.4339 | -2915.4071 | -3015.2964 | -3066.6815 | -3132.3739 | -3477.104 | -3694.8456 | -3681.4611 | -3625.0467 | -3472.7411 | -3502.1212 | -3706.9806 | -3607.8765 | -3354.4674 | -2285.0753 | -2589.2203 | -2599.6855 | -1621.111 | -1637.412 | -1698.0871 | -1788.0122
CDP10 | NSW | CNSW | Coordinated CER storage load | -3.7234 | -4.7379 | -6.0199 | -7.4838 | -9.7655 | -10.6627 | -12.3049 | -14.7101 | -17.4577 | -21.2546 | -25.6251 | -31.9269 | -37.8472 | -46.2986 | -54.3963 | -61.8094 | -68.7265 | -76.4957 | -86.2227 | -103.131 | -109.4079 | -126.3387 | -147.998 | -160.873 | -179.9178 | -197.0828 | -201.4427 | -220.2673
CDP10 | NSW | CNSW | Passive CER storage load | -9.0391 | -9.8566 | -10.6609 | -11.4635 | -12.1389 | -12.8986 | -14.0985 | -15.1877 | -16.2762 | -17.4011 | -18.6881 | -20.0401 | -21.3832 | -22.6003 | -23.9976 | -25.3356 | -26.4242 | -27.622 | -28.6922 | -29.6652 | -30.6689 | -31.8114 | -33.0103 | -34.3918 | -35.3899 | -36.1914 | -37.2489 | -38.5407
CDP10 | NSW | SNSW | Black coal | 0 | 0 | 0 | 0 | 0 | 0 | 0 | 0 | 0 | 0 | 0 | 0 | 0 | 0 | 0 | 0 | 0 | 0 | 0 | 0 | 0 | 0 | 0 | 0 | 0 | 0 | 0 | 0
CDP10 | NSW | SNSW | Mid-merit gas | 0 | 0 | 0 | 0 | 0 | 0 | 0 | 0 | 0 | 0 | 0 | 0 | 0 | 0 | 0 | 0 | 0 | 0 | 0 | 0 | 0 | 0 | 0 | 0 | 0 | 0 | 0 | 0
CDP10 | NSW | SNSW | Flexible gas with CCS | 0 | 0 | 0 | 0 | 0 | 0 | 0 | 0 | 0 | 0 | 0 | 0 | 0 | 0 | 0 | 0 | 0 | 0 | 0 | 0 | 0 | 0 | 0 | 0 | 0 | 0 | 0 | 0
CDP10 | NSW | SNSW | Flexible gas | 1.6148e-07 | 2.3682e-07 | 2.9193e-07 | 4.1307e-07 | 1.4092 | 2.0775 | 8.5009 | 9.7536e-07 | 1.1937e-06 | 2.0007e-06 | 9.2021 | 1.7123e-06 | 4.4831 | 0.16443 | 5.4915e-07 | 9.2345e-07 | 10.5774 | 13.7167 | 2.4628e-06 | 20.4025 | 0 | 0 | 0 | 0 | 0 | 0 | 0 | 0
CDP10 | NSW | SNSW | Hydro | 2788.6221 | 1140.9773 | 1616.2271 | 4879.9488 | 3811.3273 | 6517.7354 | 2246.9735 | 2177.7235 | 2830.7359 | 3697.5483 | 3394.2137 | 3000.7059 | 3644.5064 | 2525.5882 | 2278.9114 | 2756.769 | 3606.9236 | 3339.2154 | 3084.8248 | 3277.3931 | 2453.2492 | 3145.7562 | 3100.48 | 3126.3296 | 3167.2453 | 2682.2763 | 3400.0839 | 2439.2636
CDP10 | NSW | SNSW | Utility storage | 223.4659 | 322.5752 | 326.0422 | 391.5711 | 955.6681 | 2356.9386 | 5577.8053 | 5111.7739 | 5151.2883 | 5604.8535 | 5382.9614 | 5281.7292 | 6017.3119 | 6055.138 | 6068.6336 | 5969.5226 | 6102.0431 | 6026.9666 | 6001.5556 | 5639.2795 | 5951.7552 | 5272.208 | 5847.5885 | 5653.1877 | 5694.2624 | 5584.5347 | 5969.5601 | 5759.5377
CDP10 | NSW | SNSW | Coordinated CER storage | 7.449 | 9.5537 | 12.1567 | 15.0178 | 18.3795 | 22.1489 | 25.3882 | 29.2549 | 33.66 | 39.2422 | 45.5379 | 53.7588 | 61.9103 | 72.3418 | 82.5697 | 93.153 | 103.7665 | 114.1944 | 127.2072 | 148.8618 | 161.8872 | 180.4285 | 207.2152 | 225.1597 | 251.1979 | 272.9353 | 281.037 | 304.2184
CDP10 | NSW | SNSW | Passive CER storage | 15.3225 | 16.8139 | 18.2962 | 19.9476 | 21.4747 | 23.0167 | 25.293 | 27.1321 | 28.9755 | 31.0951 | 33.189 | 35.5698 | 37.8779 | 40.0969 | 42.4832 | 44.9811 | 46.6541 | 48.8145 | 50.5218 | 52.2984 | 54.1283 | 56.0857 | 58.256 | 60.8935 | 62.5963 | 63.9327 | 66.2023 | 68.3467
CDP10 | NSW | SNSW | Offshore wind | 0 | 0 | 0 | 0 | 0 | 0 | 0 | 0 | 0 | 0 | 0 | 0 | 0 | 0 | 0 | 0 | 0 | 0 | 0 | 0 | 0 | 0 | 0 | 0 | 0 | 0 | 0 | 0
CDP10 | NSW | SNSW | Wind | 5479.1323 | 5966.2537 | 7205.657 | 9167.3938 | 9045.4079 | 8407.1811 | 8616.9846 | 8249.4465 | 8362.0325 | 8733.3903 | 8046.4259 | 8428.4891 | 8016.43 | 8425.8785 | 8244.4206 | 8374.6937 | 7724.8777 | 7623.3072 | 7602.0986 | 6178.2334 | 6593.8242 | 5619.1803 | 5300.9231 | 5543.1405 | 4123.8494 | 4327.1153 | 4199.8168 | 4507.3983
CDP10 | NSW | SNSW | Utility solar | 4561.2149 | 5481.6571 | 6105.2261 | 7489.8514 | 7425.5423 | 7668.0169 | 6923.5427 | 7403.8149 | 7868.448 | 7462.7705 | 7660.5484 | 7602.9096 | 7147.8358 | 7677.4156 | 7475.7836 | 7404.7328 | 7202.1629 | 6781.2065 | 6794.5099 | 8198.1669 | 9461.185 | 9858.1621 | 10050.7671 | 9227.3367 | 10322.7267 | 9670.9484 | 7660.4353 | 8109.056
CDP10 | NSW | SNSW | Distributed PV | 1286.0905 | 1322.7575 | 1362.6526 | 1446.0263 | 1540.5536 | 1647.4287 | 1745.6243 | 1832.1643 | 1910.3635 | 1990.2647 | 2054.8207 | 2113.8626 | 2159.1101 | 2205.4714 | 2245.1143 | 2285.7319 | 2320.1221 | 2364.8685 | 2403.0178 | 2443.7 | 2479.7929 | 2528.6708 | 2571.5307 | 2617.0872 | 2653.1877 | 2703.8642 | 2749.1533 | 2797.2701
CDP10 | NSW | SNSW | Other renewable fuels | 0 | 0 | 0 | 0 | 0 | 0 | 0 | 0 | 0 | 0 | 0 | 0 | 0 | 0 | 0 | 0 | 0 | 0 | 0 | 0 | 0 | 0 | 0 | 0 | 0 | 0 | 0 | 0
CDP10 | NSW | SNSW | DSP | 0 | 0 | 0 | 0 | 0 | 0 | 0 | 0 | 0 | 0 | 0 | 0 | 0 | 0 | 0 | 0 | 0 | 0 | 0 | 0 | 0 | 0 | 0 | 0 | 0 | 0 | 0 | 0
CDP10 | NSW | SNSW | Utility storage load | -266.031 | -385.752 | -390.0683 | -703.6417 | -1577.5303 | -3350.9401 | -7124.6518 | -6894.8623 | -6634.989 | -7150.2919 | -6897.9057 | -7192.2101 | -7561.252 | -8039.5927 | -7759.9822 | -8114.8859 | -7940.3367 | -7756.8815 | -7691.0525 | -7425.524 | -7827.6274 | -7080.8394 | -7385.7529 | -7599.456 | -7137.0429 | -7638.9833 | -7620.9567 | -7809.2881
CDP10 | NSW | SNSW | Coordinated CER storage load | -7.449 | -9.5537 | -12.1601 | -15.0144 | -18.3908 | -22.1376 | -25.5463 | -29.6782 | -34.445 | -40.7764 | -47.8344 | -57.5631 | -67.116 | -79.8484 | -92.2328 | -104.5425 | -117.574 | -130.1816 | -146.2296 | -174.5924 | -189.9572 | -214.081 | -248.4829 | -271.6185 | -304.3173 | -332.5994 | -342.1478 | -373.5423
CDP10 | NSW | SNSW | Passive CER storage load | -18.1594 | -19.9536 | -21.6832 | -23.6578 | -25.4764 | -27.3145 | -29.943 | -32.17 | -34.4521 | -36.8018 | -39.3846 | -42.2078 | -44.9907 | -47.568 | -50.5075 | -53.226 | -55.3667 | -57.7897 | -59.9755 | -62.0344 | -64.1477 | -66.5585 | -69.1281 | -72.1047 | -74.2141 | -76.0095 | -78.331 | -81.149
CDP10 | NSW | SNW | Black coal | 14936.0955 | 9260.1092 | 8552.4046 | 8208.8481 | 0 | 0 | 0 | 0 | 0 | 0 | 0 | 0 | 0 | 0 | 0 | 0 | 0 | 0 | 0 | 0 | 0 | 0 | 0 | 0 | 0 | 0 | 0 | 0
CDP10 | NSW | SNW | Mid-merit gas | 528.9786 | 1153.0794 | 705.8329 | 532.5492 | 1327.1866 | 557.1236 | 258.9451 | 862.9616 | 1213.6945 | 1042.3395 | 1148.9201 | 1231.6529 | 1458.4505 | 1012.4541 | 511.9619 | 1106.0269 | 1281.9632 | 1364.494 | 1535.1225 | 0 | 0 | 0 | 0 | 0 | 0 | 0 | 0 | 0
CDP10 | NSW | SNW | Flexible gas with CCS | 0 | 0 | 0 | 0 | 0 | 0 | 0 | 0 | 0 | 0 | 0 | 0 | 0 | 0 | 0 | 0 | 0 | 0 | 0 | 0 | 0 | 0 | 0 | 0 | 0 | 0 | 0 | 0
CDP10 | NSW | SNW | Flexible gas | 11.1422 | 55.9836 | 22.3421 | 35.4322 | 230.6098 | 203.7384 | 136.1084 | 28.9138 | 7.5834 | 450.0887 | 156.0455 | 115.5722 | 522.8871 | 242.0197 | 114.7343 | 172.0776 | 607.4679 | 744.9742 | 1070.3414 | 1613.334 | 1496.6921 | 2115.1262 | 2411.1502 | 2804.0851 | 1371.7197 | 1127.3203 | 2419.1766 | 1784.9394
CDP10 | NSW | SNW | Hydro | 0 | 0 | 0 | 0 | 0 | 0 | 0 | 0 | 0 | 0 | 0 | 0 | 0 | 0 | 0 | 0 | 0 | 0 | 0 | 0 | 0 | 0 | 0 | 0 | 0 | 0 | 0 | 0
CDP10 | NSW | SNW | Utility storage | 124.1709 | 1576.4002 | 1442.2905 | 1595.5065 | 2094.0255 | 3369.5388 | 2769.7031 | 2756.8361 | 2927.0022 | 2950.7216 | 3011.8229 | 3086.3523 | 3218.469 | 3431.3077 | 3302.7245 | 3325.9493 | 3218.8501 | 3169.1262 | 3374.7352 | 3379.2856 | 3119.1129 | 1626.353 | 1785.8051 | 1834.6568 | 1817.6046 | 1304.4577 | 1317.3285 | 1357.3061
CDP10 | NSW | SNW | Coordinated CER storage | 35.148 | 44.9819 | 56.6482 | 69.3862 | 84.7353 | 100.9239 | 117.0703 | 136.371 | 158.9872 | 188.5001 | 222.328 | 268.3634 | 312.3883 | 372.7658 | 427.6749 | 486.5301 | 535.4612 | 589.5848 | 668.7398 | 783.9631 | 818.9176 | 933.7536 | 1100.1384 | 1197.5646 | 1330.8666 | 1445.0827 | 1482.4322 | 1618.5239
CDP10 | NSW | SNW | Passive CER storage | 72.1981 | 79.1669 | 85.245 | 91.9237 | 98.465 | 104.9795 | 114.8156 | 122.5686 | 130.0811 | 138.8145 | 147.4054 | 157.2483 | 166.6163 | 175.6471 | 185.5089 | 195.9892 | 202.8675 | 211.7879 | 218.4927 | 225.3181 | 232.4773 | 240.1037 | 248.6419 | 259.2958 | 266.1282 | 271.3594 | 280.7262 | 289.5094
CDP10 | NSW | SNW | Offshore wind | 0 | 0 | 0 | 0 | 0 | 0 | 0 | 0 | 0 | 0 | 0 | 0 | 0 | 0 | 0 | 0 | 0 | 0 | 0 | 0 | 0 | 0 | 0 | 0 | 0 | 0 | 0 | 0
CDP10 | NSW | SNW | Wind | 0 | 0 | 0 | 0 | 0 | 0 | 0 | 0 | 0 | 0 | 0 | 0 | 0 | 0 | 0 | 0 | 0 | 0 | 0 | 0 | 0 | 0 | 0 | 0 | 0 | 0 | 0 | 0
CDP10 | NSW | SNW | Utility solar | 0 | 0 | 0 | 0 | 0 | 0 | 0 | 0 | 0 | 0 | 0 | 0 | 0 | 0 | 0 | 0 | 0 | 0 | 0 | 0 | 0 | 0 | 0 | 0 | 0 | 0 | 0 | 0
CDP10 | NSW | SNW | Distributed PV | 4711.8926 | 4899.8671 | 5101.4499 | 5464.9574 | 5880.7926 | 6307.2576 | 6705.1023 | 7062.8221 | 7381.5716 | 7671.0896 | 7947.7897 | 8185.5984 | 8342.0996 | 8459.8366 | 8588.8595 | 8727.2997 | 8837.225 | 8945.2228 | 9071.2788 | 9209.3908 | 9321.3523 | 9430.913 | 9560.0224 | 9701.0611 | 9815.0944 | 9930.3552 | 10063.7426 | 10218.7569
CDP10 | NSW | SNW | Other renewable fuels | 0 | 0 | 0 | 0 | 0 | 0 | 0 | 0 | 0 | 0 | 0 | 0 | 0 | 0 | 0 | 0 | 0 | 0 | 0 | 0 | 0 | 0 | 0 | 0 | 0 | 482.5427 | 451.5712 | 289.027
CDP10 | NSW | SNW | DSP | 9.8602e-07 | 1.8555 | 1.127e-06 | 1.1815 | 15.5885 | 83.6732 | 39.0155 | 1.4157e-06 | 1.6536e-06 | 2.2948e-06 | 8.1255 | 3.0204 | 19.781 | 18.3615 | 4.1715 | 3.536 | 55.9742 | 30.1257 | 9.0596 | 19.412 | 15.1725 | 1.7325 | 22.26 | 26.8205 | 48.5061 | 10.547 | 112.9106 | 88.5232
CDP10 | NSW | SNW | Utility storage load | -147.8225 | -1862.5042 | -1708.2845 | -1889.5587 | -2470.7953 | -4002.266 | -3291.6195 | -3283.9897 | -3473.0321 | -3517.0352 | -3573.7723 | -3668.2059 | -3825.6247 | -4080.6042 | -3937.1961 | -3945.4746 | -3827.3051 | -3767.6094 | -4016.7947 | -4022.8349 | -3700.7178 | -1950.2396 | -2137.6573 | -2199.358 | -2175.3715 | -1557.9869 | -1571.8151 | -1621.8912
CDP10 | NSW | SNW | Coordinated CER storage load | -35.148 | -44.9819 | -56.6639 | -69.413 | -84.6928 | -100.9239 | -118.5475 | -140.0852 | -165.873 | -201.1775 | -241.0597 | -298.2422 | -352.3818 | -429.4099 | -498.9346 | -570.2895 | -631.3637 | -699.5108 | -801.8442 | -955.3561 | -991.7204 | -1147.7709 | -1367.1465 | -1494.8001 | -1670.877 | -1820.7293 | -1865.3027 | -2052.7142
CDP10 | NSW | SNW | Passive CER storage load | -85.5652 | -93.9503 | -101.0255 | -109.0216 | -116.8136 | -124.582 | -135.9242 | -145.3273 | -154.6674 | -164.2906 | -174.9227 | -186.5939 | -197.9037 | -208.3743 | -220.5481 | -231.9133 | -240.7529 | -250.728 | -259.3774 | -267.2642 | -275.51 | -284.9379 | -295.0449 | -307.0351 | -315.5215 | -322.6188 | -332.1569 | -343.7389
CDP10 | QLD | NQ | Black coal | 0 | 0 | 0 | 0 | 0 | 0 | 0 | 0 | 0 | 0 | 0 | 0 | 0 | 0 | 0 | 0 | 0 | 0 | 0 | 0 | 0 | 0 | 0 | 0 | 0 | 0 | 0 | 0
CDP10 | QLD | NQ | Mid-merit gas | 203.2491 | 205.2718 | 17.271 | 13.7483 | 28.5958 | 8.9001 | 17.5717 | 8.1835 | 3.5846 | 11.99 | 31.1896 | 21.2666 | 29.4584 | 28.3798 | 24.9218 | 124.7164 | 164.5538 | 120.9298 | 149.4292 | 112.5103 | 156.3054 | 88.5274 | 0 | 0 | 0 | 0 | 0 | 0
CDP10 | QLD | NQ | Flexible gas with CCS | 0 | 0 | 0 | 0 | 0 | 0 | 0 | 0 | 0 | 0 | 0 | 0 | 0 | 0 | 0 | 0 | 0 | 0 | 0 | 0 | 0 | 0 | 0 | 0 | 0 | 0 | 0 | 0
CDP10 | QLD | NQ | Flexible gas | 0 | 0 | 0 | 0 | 0 | 0 | 5.8e-10 | 0 | 0 | 0 | 1.11e-09 | 1.0705 | 0.4484 | 5.015e-09 | 0 | 0.10105 | 9.275e-09 | 0.024455 | 4.615e-09 | 6.035e-09 | 0 | 0 | 0 | 0 | 0 | 0 | 0 | 0
CDP10 | QLD | NQ | Hydro | 309.1896 | 160.8939 | 232.3698 | 232.7106 | 185.1137 | 279.7378 | 299.4566 | 248.6631 | 214.1129 | 253.0374 | 199.9267 | 127.239 | 181.5262 | 76.7658 | 165.0364 | 80.9464 | 93.5647 | 114.9704 | 0 | 0 | 0 | 0 | 0 | 0 | 0 | 0 | 0 | 0
CDP10 | QLD | NQ | Utility storage | 224.1643 | 463.6199 | 569.071 | 523.7749 | 564.5089 | 841.8071 | 690.1324 | 693.8461 | 592.1091 | 784.2109 | 755.0436 | 780.0807 | 835.5715 | 855.0518 | 839.5232 | 837.885 | 826.5338 | 815.5923 | 831.375 | 861.2106 | 814.1335 | 844.004 | 546.1836 | 569.0224 | 874.6643 | 991.8302 | 988.8183 | 987.748
CDP10 | QLD | NQ | Coordinated CER storage | 3.7025 | 4.8307 | 6.1191 | 7.6948 | 9.5234 | 11.6678 | 13.7589 | 16.3651 | 18.6989 | 23.1052 | 27.1046 | 33.0561 | 38.6103 | 45.0751 | 52.3765 | 58.3865 | 65.2271 | 73.4613 | 83.1079 | 94.6504 | 100.6441 | 113.6905 | 128.785 | 144.1423 | 156.6453 | 174.6298 | 180.2303 | 187.8492
CDP10 | QLD | NQ | Passive CER storage | 7.8983 | 8.9015 | 9.8572 | 10.8967 | 11.9899 | 13.0913 | 14.6095 | 15.9655 | 17.2986 | 18.8163 | 20.3749 | 22.1566 | 23.8494 | 25.5681 | 27.3346 | 29.213 | 30.5814 | 32.1658 | 33.4967 | 34.9698 | 36.3326 | 37.8586 | 39.5466 | 41.5898 | 43.035 | 44.1319 | 45.8801 | 47.4763
CDP10 | QLD | NQ | Offshore wind | 0 | 0 | 0 | 0 | 0 | 0 | 0 | 0 | 0 | 0 | 0 | 0 | 0 | 0 | 0 | 0 | 0 | 0 | 0 | 0 | 0 | 0 | 0 | 0 | 0 | 0 | 0 | 0
CDP10 | QLD | NQ | Wind | 1065.2353 | 1036.1341 | 1062.9858 | 5217.1781 | 6162.5505 | 8890.8524 | 8384.2378 | 8940.1156 | 9381.981 | 10022.6125 | 9587.3711 | 8964.7478 | 10134.4918 | 10638.9892 | 10772.363 | 10178.8848 | 9951.2751 | 9379.2474 | 9486.7564 | 10695.7891 | 11259.268 | 11636.9311 | 11827.937 | 12054.0164 | 11542.7762 | 10915.5151 | 11666.0229 | 12461.3595
CDP10 | QLD | NQ | Utility solar | 1295.9239 | 1392.6939 | 1290.1192 | 1266.83 | 1196.1277 | 1011.4842 | 1026.7209 | 1173.9578 | 1289.0614 | 1180.268 | 1267.5982 | 1288.2489 | 1205.5538 | 1116.9652 | 1120.7121 | 1175.1265 | 1114.6027 | 1736.8405 | 1432.4712 | 1200.9518 | 1024.3716 | 1136.1041 | 1103.3341 | 836.0881 | 854.2524 | 1518.6365 | 1299.1984 | 1282.9705
CDP10 | QLD | NQ | Distributed PV | 890.6838 | 933.0996 | 966.2641 | 1008.0842 | 1073.5389 | 1130.3381 | 1177.689 | 1223.6016 | 1257.4637 | 1292.358 | 1322.4242 | 1351.3797 | 1366.6988 | 1386.523 | 1406.3077 | 1427.8995 | 1446.4485 | 1469.534 | 1490.6694 | 1518.8556 | 1536.7492 | 1560.7993 | 1584.1359 | 1613.9356 | 1633.642 | 1662.3734 | 1692.196 | 1728.5245
CDP10 | QLD | NQ | Other renewable fuels | 0 | 0 | 0 | 0 | 0 | 0 | 0 | 0 | 0 | 0 | 0 | 0 | 0 | 0 | 0 | 0 | 0 | 0 | 0 | 0 | 0 | 0 | 0 | 0 | 0 | 0 | 0 | 0
CDP10 | QLD | NQ | DSP | 0 | 0 | 0 | 0 | 0 | 0 | 0 | 0 | 0 | 0 | 0 | 0 | 0 | 0 | 0 | 0 | 0 | 0 | 0 | 0 | 0 | 0 | 0 | 0 | 0 | 0 | 0 | 0
CDP10 | QLD | NQ | Utility storage load | -281.8216 | -584.659 | -709.9003 | -682.4971 | -788.5566 | -1350.1443 | -894.8232 | -885.699 | -747.191 | -1014.4963 | -970.5446 | -986.6915 | -1108.1333 | -1131.7672 | -1102.4944 | -1094.0676 | -1094.943 | -1070.9681 | -1091.8113 | -1139.3682 | -1132.9872 | -1170.0156 | -848.9392 | -915.0709 | -1274.9893 | -1428.1781 | -1439.9677 | -1468.3114
CDP10 | QLD | NQ | Coordinated CER storage load | -3.7025 | -4.8307 | -6.1228 | -7.6958 | -9.5188 | -11.6678 | -13.9285 | -16.779 | -19.1954 | -24.4819 | -29.0418 | -36.1645 | -42.8564 | -50.5297 | -59.5823 | -66.3821 | -74.7613 | -85.0135 | -97.0279 | -112.0507 | -118.4084 | -135.1423 | -154.4841 | -174.1424 | -189.8952 | -213.1589 | -219.9176 | -229.666
CDP10 | QLD | NQ | Passive CER storage load | -9.0958 | -10.2402 | -11.3564 | -12.5167 | -13.7673 | -15.0267 | -16.7301 | -18.3385 | -19.8913 | -21.5543 | -23.4129 | -25.4463 | -27.3352 | -29.3526 | -31.3736 | -33.392 | -35.0567 | -36.7595 | -38.3701 | -40.0687 | -41.5473 | -43.3666 | -45.2576 | -47.4699 | -49.2828 | -50.516 | -52.2872 | -54.2445
CDP10 | QLD | GG | Black coal | 2943.36 | 2951.3564 | 2967.797 | 1803.7319 | 1808.1836 | 1491.2807 | 630.944 | 0 | 0 | 0 | 0 | 0 | 0 | 0 | 0 | 0 | 0 | 0 | 0 | 0 | 0 | 0 | 0 | 0 | 0 | 0 | 0 | 0
CDP10 | QLD | GG | Mid-merit gas | 790.803 | 868.8509 | 832.3193 | 841.7347 | 842.0008 | 829.8622 | 26.5616 | 12.288 | 41.7661 | 104.1726 | 121.3346 | 127.3933 | 292.9915 | 230.0991 | 164.8946 | 367.9192 | 433.676 | 354.4853 | 389.9724 | 404.0778 | 372.664 | 354.1275 | 331.8472 | 331.899 | 246.2065 | 199.0756 | 0 | 0
CDP10 | QLD | GG | Flexible gas with CCS | 0 | 0 | 0 | 0 | 0 | 0 | 0 | 0 | 0 | 0 | 0 | 0 | 0 | 0 | 0 | 0 | 0 | 0 | 0 | 0 | 0 | 0 | 0 | 0 | 0 | 0 | 0 | 0
CDP10 | QLD | GG | Flexible gas | 0 | 0 | 0 | 0 | 0 | 0 | 8.8868e-07 | 3.4581e-07 | 8.7603e-07 | 1.1017e-05 | 1.5094e-05 | 1.3991e-05 | 3.4526e-05 | 2.5099e-05 | 8.6943e-06 | 1.778e-05 | 4.0905e-05 | 2.6675e-05 | 2.5918e-05 | 2.7127e-05 | 2.6578e-05 | 1.1698e-05 | 3.6882e-05 | 3.4582e-05 | 2.2602e-05 | 1.2865e-05 | 4.779e-05 | 5.1013e-05
CDP10 | QLD | GG | Hydro | 0 | 0 | 0 | 0 | 0 | 0 | 0 | 0 | 0 | 0 | 0 | 0 | 0 | 0 | 0 | 0 | 0 | 0 | 0 | 0 | 0 | 0 | 0 | 0 | 0 | 0 | 0 | 0
CDP10 | QLD | GG | Utility storage | 0 | 42.9249 | 95.6547 | 116.5403 | 110.6761 | 420.5371 | 237.1737 | 212.8878 | 153.6893 | 214.8487 | 210.4905 | 216.0684 | 255.9463 | 276.5253 | 247.8133 | 263.4176 | 248.2052 | 234.1782 | 281.1662 | 270.5446 | 204.9196 | 0.0013615 | 62.7903 | 79.1657 | 81.7716 | 805.6797 | 804.8068 | 1251.1978
CDP10 | QLD | GG | Coordinated CER storage | 0.20226 | 0.2661 | 0.33635 | 0.425 | 0.52154 | 0.65426 | 0.79963 | 0.99776 | 1.1328 | 1.5288 | 1.8404 | 2.3854 | 2.8819 | 3.4785 | 4.1309 | 4.6029 | 5.0805 | 5.8087 | 6.9501 | 7.9219 | 8.1828 | 9.7296 | 10.9875 | 12.3482 | 14.0502 | 15.9264 | 16.3685 | 16.8236
CDP10 | QLD | GG | Passive CER storage | 0.43375 | 0.49115 | 0.5429 | 0.6111 | 0.66737 | 0.73538 | 0.82193 | 0.90112 | 0.98625 | 1.0827 | 1.1807 | 1.2893 | 1.3971 | 1.5064 | 1.6163 | 1.7374 | 1.8244 | 1.9283 | 2.0181 | 2.1123 | 2.2029 | 2.3052 | 2.4175 | 2.547 | 2.6413 | 2.7129 | 2.8267 | 2.9272
CDP10 | QLD | GG | Offshore wind | 0 | 0 | 0 | 0 | 0 | 0 | 0 | 0 | 0 | 0 | 0 | 0 | 0 | 0 | 0 | 0 | 0 | 0 | 0 | 0 | 0 | 0 | 0 | 0 | 0 | 0 | 0 | 0
CDP10 | QLD | GG | Wind | 0 | 0 | 0 | 0 | 0 | 0 | 0 | 0 | 0 | 0 | 0 | 0 | 0 | 0 | 0 | 0 | 0 | 0 | 0 | 0 | 0 | 0 | 0 | 0 | 0 | 0 | 0 | 0
CDP10 | QLD | GG | Utility solar | 0 | 0 | 0 | 0 | 0 | 0 | 0 | 0 | 0 | 0 | 0 | 0 | 0 | 0 | 0 | 0 | 0 | 0 | 0 | 0 | 0 | 0 | 0 | 0 | 0 | 0 | 0 | 0
CDP10 | QLD | GG | Distributed PV | 83.1873 | 85.9307 | 89.0592 | 93.8754 | 98.1305 | 103.0181 | 107.804 | 112.3773 | 116.1806 | 119.6898 | 122.8667 | 125.7195 | 127.7035 | 129.6922 | 131.5994 | 134.0671 | 135.8587 | 138.2141 | 140.6638 | 143.1481 | 145.0607 | 147.4519 | 150.0271 | 152.6645 | 154.6545 | 157.2475 | 160.5535 | 164.0285
CDP10 | QLD | GG | Other renewable fuels | 0 | 0 | 0 | 0 | 0 | 0 | 0 | 0 | 0 | 0 | 0 | 0 | 0 | 0 | 0 | 0 | 0 | 0 | 0 | 0 | 0 | 0 | 0 | 0 | 0 | 0 | 0 | 0
CDP10 | QLD | GG | DSP | 0 | 0 | 0 | 0 | 0 | 0 | 0 | 0 | 0 | 0 | 0 | 0 | 0 | 0 | 0 | 0 | 0 | 0 | 0 | 0 | 0 | 0 | 0 | 0 | 0 | 0 | 0 | 0
CDP10 | QLD | GG | Utility storage load | 0 | -51.1011 | -114.3111 | -138.7385 | -131.7572 | -500.2031 | -282.3497 | -253.4379 | -182.9635 | -255.7724 | -251.0204 | -256.7879 | -304.698 | -329.1969 | -295.4524 | -313.156 | -295.4825 | -278.7837 | -334.7218 | -322.5134 | -243.5156 | -0.0016039 | -73.8637 | -93.1269 | -96.309 | -947.6483 | -947.1592 | -1483.2158
CDP10 | QLD | GG | Coordinated CER storage load | -0.20226 | -0.2661 | -0.33656 | -0.42506 | -0.5216 | -0.65394 | -0.8201 | -1.053 | -1.1905 | -1.6938 | -2.0696 | -2.764 | -3.3935 | -4.1588 | -5.0071 | -5.5609 | -6.1613 | -7.1013 | -8.6271 | -9.9334 | -10.1418 | -12.2425 | -13.8983 | -15.7031 | -18.0129 | -20.5176 | -21.107 | -21.637
CDP10 | QLD | GG | Passive CER storage load | -0.49951 | -0.56501 | -0.62547 | -0.70194 | -0.76631 | -0.8441 | -0.94124 | -1.0351 | -1.1341 | -1.2402 | -1.3568 | -1.4807 | -1.6013 | -1.7294 | -1.8552 | -1.9859 | -2.0914 | -2.2036 | -2.3117 | -2.4203 | -2.5191 | -2.6406 | -2.7666 | -2.9072 | -3.0247 | -3.1053 | -3.2214 | -3.3445
CDP10 | QLD | CQ | Black coal | 11700.4545 | 12723.9568 | 14347.471 | 7449.4666 | 6480.6838 | 3081.0007 | 5930.8488 | 5854.6773 | 4272.2768 | 4002.8546 | 4336.369 | 4557.5783 | 4593.0919 | 3738.546 | 3612.0966 | 4313.1254 | 4405.6197 | 4683.4042 | 4933.38 | 4793.5923 | 4554.6197 | 4584.2511 | 4387.4614 | 4262.675 | 4265.0811 | 4591.0466 | 4242.437 | 0
CDP10 | QLD | CQ | Mid-merit gas | 0 | 0 | 0 | 0 | 0 | 0 | 0 | 0 | 0 | 0 | 0 | 0 | 0 | 0 | 0 | 0 | 0 | 0 | 0 | 0 | 0 | 0 | 0 | 0 | 0 | 0 | 0 | 0
CDP10 | QLD | CQ | Flexible gas with CCS | 0 | 0 | 0 | 0 | 0 | 0 | 0 | 0 | 0 | 0 | 0 | 0 | 0 | 0 | 0 | 0 | 0 | 0 | 0 | 0 | 0 | 0 | 0 | 0 | 0 | 0 | 0 | 0
CDP10 | QLD | CQ | Flexible gas | 0 | 1.9608e-07 | 2.4079e-07 | 0.038743 | 2.875e-07 | 2.6076e-07 | 1.4363 | 0.41678 | 6.9958e-07 | 1.1175e-06 | 0 | 0 | 0 | 0 | 0 | 0 | 0 | 0 | 0 | 0 | 0 | 0 | 0 | 0 | 0 | 0 | 0 | 0
CDP10 | QLD | CQ | Hydro | 0 | 0 | 0 | 0 | 0 | 0 | 0 | 0 | 0 | 0 | 0 | 0 | 0 | 0 | 0 | 0 | 0 | 0 | 0 | 0 | 0 | 0 | 0 | 0 | 0 | 0 | 0 | 0
CDP10 | QLD | CQ | Utility storage | 40.2297 | 36.6606 | 59.5033 | 136.8141 | 163.4759 | 258.9254 | 182.2302 | 168.4095 | 137.8018 | 171.1777 | 166.5779 | 170.4508 | 191.4647 | 209.4504 | 187.1761 | 199.2932 | 194.8159 | 180.1962 | 153.1906 | 147.6014 | 121.6117 | 129.1949 | 211.0648 | 186.6528 | 301.5888 | 1604.4006 | 1598.525 | 2405.0073
CDP10 | QLD | CQ | Coordinated CER storage | 3.3993 | 4.4768 | 5.6545 | 7.1695 | 8.8344 | 10.8126 | 12.9506 | 15.6968 | 17.7842 | 22.6925 | 26.8537 | 33.4802 | 39.6578 | 46.9291 | 54.9249 | 60.9968 | 67.3569 | 76.233 | 89.065 | 100.6476 | 104.0668 | 122.1554 | 136.6361 | 153.7644 | 173.1536 | 193.9864 | 199.6516 | 205.6893
CDP10 | QLD | CQ | Passive CER storage | 7.2649 | 8.2429 | 9.1049 | 10.1494 | 11.1216 | 12.1535 | 13.617 | 14.8902 | 16.1978 | 17.7002 | 19.2237 | 20.9226 | 22.6054 | 24.2909 | 26.0235 | 27.8933 | 29.2325 | 30.8205 | 32.1652 | 33.6167 | 35.0164 | 36.548 | 38.2373 | 40.233 | 41.689 | 42.7748 | 44.484 | 46.003
CDP10 | QLD | CQ | Offshore wind | 0 | 0 | 0 | 0 | 0 | 0 | 0 | 0 | 0 | 0 | 0 | 0 | 0 | 0 | 0 | 0 | 0 | 0 | 0 | 0 | 0 | 0 | 0 | 0 | 0 | 0 | 0 | 0
CDP10 | QLD | CQ | Wind | 884.1352 | 1173.41 | 1292.5398 | 2866.9878 | 4191.554 | 4519.666 | 4172.6725 | 4321.8253 | 4443.2194 | 6471.0541 | 6369.7028 | 6001.4313 | 6562.2063 | 6397.3151 | 7415.0904 | 6282.6019 | 6826.4735 | 6567.4201 | 6350.2407 | 6844.0095 | 8943.6078 | 8776.3123 | 9082.1914 | 9549.4001 | 9036.9588 | 7916.8276 | 8176.8634 | 8152.9451
CDP10 | QLD | CQ | Utility solar | 2049.776 | 2146.2092 | 2000.4685 | 2253.0211 | 2155.9219 | 2288.5965 | 1730.3133 | 1977.7747 | 2146.5334 | 2084.9735 | 2169.4865 | 2154.8917 | 2044.9818 | 2089.0911 | 2057.3952 | 2134.2754 | 2091.2483 | 3259.7129 | 3051.0963 | 3223.4383 | 2570.5503 | 2902.1804 | 2969.6606 | 3283.0857 | 5629.6147 | 8415.4516 | 9742.6021 | 12844.8806
CDP10 | QLD | CQ | Distributed PV | 983.4528 | 1015.8314 | 1049.9894 | 1099.5409 | 1147.7856 | 1214.1964 | 1273.2899 | 1322.5909 | 1366.4737 | 1411.0047 | 1452.5752 | 1484.7024 | 1513.4651 | 1542.6319 | 1573.6127 | 1602.9355 | 1628.0199 | 1660.5557 | 1693.308 | 1723.4366 | 1751.2723 | 1783.2996 | 1817.4165 | 1849.4621 | 1878.748 | 1913.7379 | 1953.8785 | 1991.6066
CDP10 | QLD | CQ | Other renewable fuels | 0 | 0 | 0 | 0 | 0 | 0 | 0 | 0 | 0 | 0 | 0 | 0 | 0 | 0 | 0 | 0 | 0 | 0 | 0 | 0 | 0 | 0 | 0 | 0 | 0 | 0 | 0 | 0
CDP10 | QLD | CQ | DSP | 0 | 0 | 0 | 0 | 0 | 0 | 0 | 0 | 0 | 0 | 0 | 0 | 0 | 0 | 0 | 0 | 0 | 0 | 0 | 0 | 0 | 0 | 0 | 0 | 0 | 0 | 0 | 0
CDP10 | QLD | CQ | Utility storage load | -47.8925 | -43.6436 | -70.9463 | -162.8739 | -194.6143 | -307.8082 | -216.9408 | -200.4875 | -164.0498 | -203.7831 | -198.7436 | -202.4813 | -227.9343 | -249.3459 | -223.2652 | -236.8175 | -231.9238 | -214.5193 | -182.3698 | -176.0433 | -144.4486 | -153.8036 | -250.3581 | -219.57 | -370.9549 | -1996.8194 | -1997.3176 | -3007.4609
CDP10 | QLD | CQ | Coordinated CER storage load | -3.3993 | -4.4768 | -5.6579 | -7.1703 | -8.8354 | -10.8073 | -13.1622 | -16.2684 | -18.381 | -24.4055 | -29.2294 | -37.4014 | -44.9481 | -53.9704 | -64.0128 | -70.9034 | -78.6364 | -89.75 | -106.4864 | -121.6151 | -124.1742 | -148.1978 | -166.7921 | -189.031 | -214.5772 | -242.1083 | -249.247 | -256.2836
CDP10 | QLD | CQ | Passive CER storage load | -8.3663 | -9.4825 | -10.4898 | -11.6583 | -12.7703 | -13.9503 | -15.5935 | -17.1034 | -18.6254 | -20.2758 | -22.0901 | -24.0291 | -25.9093 | -27.8864 | -29.8687 | -31.8835 | -33.5104 | -35.222 | -36.8449 | -38.5184 | -40.0421 | -41.8653 | -43.7592 | -45.9213 | -47.7414 | -48.9625 | -50.6961 | -52.5612
CDP10 | QLD | SQ | Black coal | 21353.6439 | 21128.2586 | 21428.8472 | 17018.0116 | 15333.5133 | 11409.5021 | 14519.6698 | 13904.1277 | 13729.4465 | 8724.8973 | 5097.3308 | 5260.6206 | 5133.5886 | 4694.1707 | 5127.0995 | 5093.8287 | 5185.9364 | 5334.9105 | 5333.4037 | 5177.1222 | 5227.7294 | 5099.5414 | 5172.5674 | 4949.4008 | 4859.2122 | 5144.5121 | 5032.2749 | 0
CDP10 | QLD | SQ | Mid-merit gas | 1550.1595 | 1930.363 | 417.7273 | 285.8721 | 451.1767 | 236.4257 | 274.3904 | 125.0216 | 527.6049 | 1358.6763 | 1426.1708 | 1346.2486 | 1027.0219 | 696.0557 | 462.8219 | 861.9533 | 896.6121 | 473.472 | 300.4871 | 378.5013 | 343.4504 | 0 | 0 | 0 | 0 | 0 | 0 | 0
CDP10 | QLD | SQ | Flexible gas with CCS | 0 | 0 | 0 | 0 | 0 | 0 | 0 | 0 | 0 | 0 | 0 | 0 | 0 | 0 | 0 | 0 | 0 | 0 | 0 | 0 | 0 | 0 | 0 | 0 | 0 | 0 | 0 | 0
CDP10 | QLD | SQ | Flexible gas | 74.0082 | 34.4654 | 4.4569 | 14.0483 | 13.0398 | 120.1723 | 132.0165 | 18.0249 | 22.8297 | 148.1717 | 585.0713 | 324.9348 | 1085.0088 | 814.9209 | 466.8376 | 1409.9976 | 4259.4976 | 3267.5547 | 3574.4301 | 4588.3736 | 4064.0627 | 4758.6879 | 5750.1293 | 5736.4711 | 3102.9338 | 2205.5261 | 4776.1837 | 5059.8911
CDP10 | QLD | SQ | Hydro | 0 | 0 | 0 | 0 | 0 | 0 | 0 | 0 | 0 | 0 | 0 | 0 | 0 | 0 | 0 | 0 | 0 | 0 | 0 | 0 | 0 | 0 | 0 | 0 | 0 | 0 | 0 | 0
CDP10 | QLD | SQ | Utility storage | 1248.1968 | 1177.6644 | 1092.4646 | 1076.539 | 1323.5183 | 2019.278 | 1539.73 | 1455.8432 | 4231.5729 | 5849.904 | 5823.0908 | 6167.1065 | 6203.4401 | 6457.2558 | 6341.8445 | 6276.993 | 5830.2869 | 5728.3169 | 6140.3527 | 6197.3924 | 5312.1991 | 5403.3235 | 6234.4669 | 6509.4925 | 6692.3297 | 7213.723 | 7087.4175 | 7202.0427
CDP10 | QLD | SQ | Coordinated CER storage | 17.9828 | 23.8081 | 30.5294 | 38.6799 | 47.9554 | 59.2692 | 72.4265 | 89.3252 | 98.7479 | 130.3841 | 155.4759 | 195.3599 | 230.262 | 280.1672 | 327.5779 | 367.2217 | 406.7639 | 450.0806 | 525.0147 | 604.2006 | 618.259 | 737.678 | 823.2534 | 925.3279 | 1045.4568 | 1190.5549 | 1203.2818 | 1276.6619
CDP10 | QLD | SQ | Passive CER storage | 38.5258 | 43.8968 | 49.0034 | 54.5739 | 60.1823 | 66.4877 | 74.7743 | 82.1543 | 89.5117 | 97.9153 | 106.4969 | 116.2022 | 125.6895 | 135.4263 | 145.4256 | 156.0927 | 163.6411 | 172.4096 | 179.9223 | 187.9841 | 195.7875 | 204.5517 | 214.2855 | 225.8 | 234.2198 | 240.7642 | 250.8429 | 259.8486
CDP10 | QLD | SQ | Offshore wind | 0 | 0 | 0 | 0 | 0 | 0 | 0 | 0 | 0 | 0 | 0 | 0 | 0 | 0 | 0 | 0 | 0 | 0 | 0 | 0 | 0 | 0 | 0 | 0 | 0 | 0 | 0 | 0
CDP10 | QLD | SQ | Wind | 4637.2395 | 6192.9456 | 6567.5979 | 11517.3842 | 13849.6459 | 13984.3666 | 13375.514 | 13165.5507 | 13761.5869 | 12713.9727 | 13888.4617 | 13296.1609 | 13252.7058 | 13881.5846 | 14618.0961 | 13293.6371 | 14115.3033 | 14531.7573 | 14845.3342 | 15420.6067 | 14180.1064 | 14155.4366 | 14342.9263 | 13666.5211 | 23862.4394 | 22513.7702 | 21935.1042 | 23494.1275
CDP10 | QLD | SQ | Utility solar | 4588.2627 | 4800.792 | 4776.3023 | 4628.4323 | 4555.7663 | 4738.3959 | 3799.2582 | 4277.7271 | 5046.067 | 10762.6102 | 11948.1979 | 14599.7781 | 14184.8172 | 14439.8548 | 14505.2541 | 14765.4877 | 14088.3815 | 13250.3818 | 15907.3787 | 16800.2517 | 13820.3149 | 16920.5549 | 16570.8827 | 18170.0914 | 17537.2812 | 21704.6075 | 21549.8779 | 23639.3876
CDP10 | QLD | SQ | Distributed PV | 5990.8471 | 6184.3421 | 6391.0577 | 6675.4064 | 6948.9149 | 7246.6104 | 7553.5439 | 7854.8235 | 8099.4155 | 8344.1878 | 8574.7168 | 8791.3445 | 8944.2099 | 9112.954 | 9288.9666 | 9482.3526 | 9632.6932 | 9808.7105 | 9994.2533 | 10193.5007 | 10350.6777 | 10536.484 | 10729.2197 | 10938.4931 | 11106.4424 | 11313.678 | 11537.6324 | 11787.4518
CDP10 | QLD | SQ | Other renewable fuels | 0 | 0 | 0 | 0 | 0 | 0 | 0 | 0 | 0 | 0 | 0 | 0 | 0 | 0 | 0 | 0 | 0 | 0 | 0 | 0 | 0 | 0 | 0 | 0 | 0 | 0 | 458.9205 | 320.899
CDP10 | QLD | SQ | DSP | 9.5073e-07 | 9.976e-07 | 1.0757e-06 | 1.3979e-06 | 1.7994e-06 | 2.9618e-06 | 0.82844 | 0.43812 | 1.5564e-06 | 1.8231e-06 | 5.9685 | 2.3085 | 7.964 | 2.4153 | 2.4326 | 1.196 | 19.8544 | 5.457 | 1.395 | 3.6712 | 6.0165 | 0.386 | 9.3855 | 0.91498 | 15.3461 | 4.1107 | 51.051 | 106.2237
CDP10 | QLD | SQ | Utility storage load | -1688.0847 | -1545.1951 | -1410.051 | -1377.4774 | -1763.3801 | -2803.6564 | -2015.3958 | -1896.4095 | -5492.5364 | -7718.2567 | -7607.388 | -8060.8543 | -8162.8696 | -8485.3974 | -8354.9037 | -8210.861 | -7672.8724 | -7506.4148 | -8043.3049 | -8199.3458 | -6969.4888 | -7108.517 | -8141.2437 | -8577.148 | -8760.916 | -9411.8711 | -9299.8842 | -9482.3309
CDP10 | QLD | SQ | Coordinated CER storage load | -17.9828 | -23.8081 | -30.5479 | -38.6846 | -47.9609 | -59.2404 | -74.1117 | -93.6556 | -102.2428 | -142.0661 | -171.3589 | -221.2273 | -263.9075 | -327.3859 | -387.3241 | -433.7491 | -482.5184 | -535.6264 | -634.016 | -739.4687 | -745.9697 | -906.9291 | -1017.2237 | -1151.299 | -1308.1072 | -1503.0399 | -1516.1462 | -1610.726
CDP10 | QLD | SQ | Passive CER storage load | -44.3668 | -50.498 | -56.4569 | -62.687 | -69.1038 | -76.3172 | -85.6279 | -94.3651 | -102.9273 | -112.1632 | -122.3762 | -133.4555 | -144.0599 | -155.4718 | -166.9135 | -178.4222 | -187.5884 | -197.0317 | -206.0993 | -215.394 | -223.8881 | -234.3118 | -245.2308 | -257.7243 | -268.2238 | -275.5925 | -285.8727 | -296.8927
CDP10 | VIC | VIC | Brown coal | 32180.7418 | 28061.6013 | 27405.7311 | 24211.9051 | 18279.1301 | 15029.0572 | 16317.1431 | 13360.5641 | 10018.9287 | 6227.8099 | 2848.9977 | 3475.5838 | 3394.7393 | 2992.6731 | 3399.3361 | 3295.9638 | 3224.024 | 3366.2881 | 3372.7832 | 3464.7987 | 3233.011 | 3441.7032 | 3413.4687 | 0 | 0 | 0 | 0 | 0
CDP10 | VIC | VIC | Mid-merit gas | 76.7713 | 131.3434 | 70.4104 | 56.7202 | 0 | 0 | 0 | 0 | 0 | 0 | 0 | 0 | 0 | 0 | 0 | 0 | 0 | 0 | 0 | 0 | 0 | 0 | 0 | 0 | 0 | 0 | 0 | 0
CDP10 | VIC | VIC | Flexible gas with CCS | 0 | 0 | 0 | 0 | 0 | 0 | 0 | 0 | 0 | 0 | 0 | 0 | 0 | 0 | 0 | 0 | 0 | 0 | 0 | 0 | 0 | 0 | 0 | 0 | 0 | 0 | 0 | 0
CDP10 | VIC | VIC | Flexible gas | 49.1853 | 92.1763 | 41.6612 | 33.8232 | 286.0125 | 63.9 | 25.2143 | 2.9605e-06 | 2.2543e-06 | 64.6433 | 27.3311 | 3.1719 | 148.6643 | 152.8258 | 55.8362 | 59.4836 | 159.9401 | 181.5603 | 182.8611 | 360.3845 | 204.0149 | 185.1676 | 380.1586 | 442.3433 | 459.4757 | 192.2842 | 674.858 | 785.6839
CDP10 | VIC | VIC | Hydro | 2506.1077 | 1230.2482 | 1311.5162 | 3417.6695 | 2065.6135 | 4037.726 | 2206.3628 | 991.5669 | 3090.8049 | 3395.8424 | 3278.2834 | 2398.2205 | 2775.0799 | 1810.2192 | 2331.0086 | 2146.2959 | 3310.8036 | 2213.1158 | 2072.1571 | 2184.2159 | 2181.568 | 1877.485 | 2469.5681 | 2620.8579 | 3069.5074 | 2415.5084 | 2901.901 | 2040.1151
CDP10 | VIC | VIC | Utility storage | 391.7478 | 1149.2074 | 1919.0123 | 2613.6269 | 3000.0728 | 3912.8537 | 3251.9674 | 4088.3852 | 4161.3326 | 4048.2658 | 4261.5275 | 4008.5326 | 4676.3656 | 5496.6129 | 5441.8238 | 6165.0326 | 5703.8514 | 5132.6193 | 5194.2427 | 4841.1543 | 5208.2612 | 4674.5955 | 4169.9587 | 3948.5519 | 4010.4404 | 3825.7311 | 3307.6443 | 3359.894
CDP10 | VIC | VIC | Coordinated CER storage | 46.2601 | 62.9937 | 81.0073 | 102.3043 | 127.7961 | 157.0957 | 184.5322 | 218.356 | 257.9796 | 301.3134 | 350.4045 | 416.0905 | 477.7604 | 569.075 | 653.012 | 745.5378 | 834.5898 | 918.0577 | 1015.4658 | 1144.3143 | 1245.7004 | 1398.8848 | 1566.9387 | 1719.8196 | 1875.3409 | 2035.7751 | 2102.0297 | 2299.0445
CDP10 | VIC | VIC | Passive CER storage | 93.9153 | 103.8346 | 113.4315 | 124.1343 | 134.0189 | 145.1892 | 159.9523 | 173.6821 | 187.2958 | 202.3336 | 217.0562 | 234.2369 | 249.6964 | 267.2425 | 284.5038 | 301.8728 | 315.2069 | 328.6875 | 342.6232 | 356.7102 | 370.6288 | 384.4636 | 401.0884 | 417.2939 | 433.7507 | 444.3685 | 460.5946 | 476.6569
CDP10 | VIC | VIC | Offshore wind | 0 | 0 | 0 | 0 | 0 | 0 | 4006.8133 | 7928.8848 | 10433.8336 | 13180.3972 | 15261.3683 | 19261.3519 | 23556.6599 | 28292.3232 | 31411.9636 | 36400.2248 | 36614.1564 | 36707.0607 | 35104.4724 | 33993.1296 | 34683.9684 | 34893.1949 | 35030.9566 | 37271.5724 | 34333.007 | 34543.8547 | 35663.1356 | 37333.9903
CDP10 | VIC | VIC | Wind | 13655.5284 | 17095.9306 | 16268.012 | 17161.3361 | 20219.0634 | 21449.0147 | 20911.5612 | 22410.2069 | 21447.3424 | 22414.4598 | 20775.7895 | 20141.093 | 19725.9857 | 20273.2069 | 19229.27 | 19258.1792 | 18685.9261 | 18674.2611 | 17670.1301 | 16346.6758 | 15486.3007 | 13921.294 | 13296.7147 | 13627.9573 | 14026.5185 | 16175.3941 | 15765.7457 | 16668.5814
CDP10 | VIC | VIC | Utility solar | 2582.3967 | 3075.0941 | 3400.8842 | 3593.1472 | 3558.6531 | 3636.2939 | 3160.178 | 3198.1776 | 3292.6147 | 3269.1715 | 3869.0941 | 3662.2395 | 3467.9082 | 3547.7822 | 3571.2238 | 3353.1573 | 3405.8395 | 3309.3137 | 3287.9909 | 5101.7314 | 6194.6447 | 6568.7497 | 6655.9964 | 6224.2766 | 6602.9139 | 5809.6806 | 5372.3744 | 5262.3605
CDP10 | VIC | VIC | Distributed PV | 6087.2788 | 6684.1854 | 7294.8864 | 7984.2026 | 8627.0949 | 9196.1307 | 9725.6838 | 10200.0096 | 10651.3504 | 11059.654 | 11465.7127 | 11844.9384 | 12143.6943 | 12364.7146 | 12587.537 | 12816.1806 | 13025.347 | 13207.514 | 13417.6849 | 13652.8559 | 13870.6821 | 14058.9828 | 14279.9745 | 14546.9466 | 14826.3072 | 15089.7889 | 15385.7563 | 15709.2989
CDP10 | VIC | VIC | Other renewable fuels | 0 | 0 | 0 | 0 | 0 | 0 | 0 | 0 | 0 | 0 | 0 | 0 | 0 | 0 | 0 | 0 | 0 | 0 | 0 | 0 | 0 | 0 | 0 | 0 | 0 | 0 | 453.3937 | 256.7405
CDP10 | VIC | VIC | DSP | 0.032001 | 9.6787e-07 | 1.0281e-06 | 1.33e-06 | 1.188 | 25.6275 | 24.231 | 1.3355e-06 | 1.6446e-06 | 10.6921 | 15.6229 | 5.85 | 20.31 | 13.6601 | 9.2368 | 5.4983 | 37.4242 | 17.1017 | 10.019 | 20.2565 | 12.343 | 3.1303 | 13.658 | 22.0365 | 31.6284 | 10.2332 | 88.591 | 48.3845
CDP10 | VIC | VIC | Utility storage load | -466.3665 | -1367.9779 | -2288.0641 | -3104.2053 | -3564.9969 | -4642.886 | -3864.1443 | -4862.6085 | -4943.4759 | -4820.8399 | -5057.3474 | -4765.1677 | -5569.4886 | -6525.7057 | -6470.4805 | -7330.9534 | -6782.1427 | -6102.2842 | -6175.5634 | -5764.7399 | -6325.7752 | -5703.6692 | -5092.7466 | -4859.4543 | -4903.0541 | -4705.513 | -4091.449 | -4183.4983
CDP10 | VIC | VIC | Coordinated CER storage load | -46.2601 | -62.9937 | -81.0568 | -102.3171 | -127.8118 | -157.0178 | -186.6811 | -224.3526 | -269.0499 | -318.7202 | -373.2962 | -451.7935 | -524.2112 | -635.6655 | -738.598 | -849.9644 | -959.2204 | -1059.1423 | -1177.9241 | -1344.1643 | -1460.0431 | -1662.5235 | -1868.1854 | -2067.1688 | -2253.668 | -2461.1398 | -2537.2217 | -2804.0179
CDP10 | VIC | VIC | Passive CER storage load | -111.762 | -123.3463 | -134.8604 | -147.2779 | -159.5703 | -173.272 | -189.9108 | -206.4594 | -222.8042 | -240.197 | -258.543 | -279.5154 | -296.8716 | -318.266 | -338.6938 | -358.4818 | -376.3814 | -390.4669 | -407.5393 | -424.3066 | -440.6446 | -458.2816 | -479.2543 | -495.4081 | -516.2532 | -529.291 | -547.2171 | -568.9661
CDP10 | SA | CSA | Mid-merit gas | 1825.2765 | 2304.3099 | 1228.74 | 994.0969 | 1619.4494 | 887.6214 | 17.3405 | 4.6609 | 0.0091354 | 79.9436 | 40.8269 | 31.1165 | 144.8044 | 0 | 0 | 0 | 0 | 0 | 0 | 0 | 0 | 0 | 0 | 0 | 0 | 0 | 0 | 0
CDP10 | SA | CSA | Flexible gas with CCS | 0 | 0 | 0 | 0 | 0 | 0 | 0 | 0 | 0 | 0 | 0 | 0 | 0 | 0 | 0 | 0 | 0 | 0 | 0 | 0 | 0 | 0 | 0 | 0 | 0 | 0 | 0 | 0
CDP10 | SA | CSA | Flexible gas | 5.8124 | 4.241 | 46.3165 | 17.0845 | 12.1299 | 123.0983 | 275.987 | 221.3657 | 474.8251 | 748.2926 | 673.9001 | 700.6988 | 1269.8851 | 820.0317 | 429.1763 | 703.589 | 1159.0324 | 1101.0532 | 1208.3162 | 1888.9377 | 1128.0356 | 1192.1767 | 1083.7838 | 676.4321 | 734.8036 | 405.1816 | 914.9384 | 515.4804
CDP10 | SA | CSA | Hydro | 0 | 0 | 0 | 0 | 0 | 0 | 0 | 0 | 0 | 0 | 0 | 0 | 0 | 0 | 0 | 0 | 0 | 0 | 0 | 0 | 0 | 0 | 0 | 0 | 0 | 0 | 0 | 0
CDP10 | SA | CSA | Utility storage | 512.1809 | 658.4246 | 995.1674 | 1984.8363 | 2339.1818 | 2939.4521 | 1615.5734 | 1669.4977 | 1666.1018 | 1668.8619 | 1564.3101 | 1577.0803 | 1812.1401 | 1990.1042 | 1897.0626 | 1937.1632 | 1837.3249 | 1738.5991 | 2037.3212 | 1725.9605 | 1562.201 | 1355.107 | 1191.5879 | 1947.0068 | 1941.6817 | 2343.6658 | 2370.1106 | 2463.5994
CDP10 | SA | CSA | Coordinated CER storage | 190.0893 | 211.5355 | 232.0958 | 256.2152 | 280.1319 | 308.0381 | 332.6293 | 360.4365 | 389.7936 | 421.4189 | 456.7198 | 493.8932 | 529.86 | 572.1715 | 615.1781 | 658.4755 | 693.9278 | 731.7415 | 773.2108 | 830.2778 | 883.0223 | 947.0259 | 1008.5933 | 1046.8127 | 1112.2674 | 1154.9158 | 1180.7537 | 1224.4
CDP10 | SA | CSA | Passive CER storage | 64.0325 | 68.5121 | 72.874 | 77.7255 | 81.7137 | 86.0408 | 91.1661 | 95.9927 | 100.5806 | 105.8509 | 110.6315 | 116.1445 | 120.6524 | 126.1011 | 130.3051 | 135.7589 | 139.2271 | 142.3883 | 145.3068 | 148.8519 | 151.4968 | 154.3978 | 158.1308 | 162.327 | 164.8392 | 167.039 | 171.4898 | 175.3662
CDP10 | SA | CSA | Offshore wind | 0 | 0 | 0 | 0 | 0 | 0 | 0 | 0 | 0 | 0 | 0 | 0 | 0 | 0 | 0 | 0 | 0 | 0 | 0 | 0 | 0 | 0 | 0 | 0 | 0 | 0 | 0 | 0
CDP10 | SA | CSA | Wind | 7206.7946 | 7510.9673 | 7253.0399 | 7659.1286 | 8782.9502 | 8025.7211 | 7779.0877 | 8339.8591 | 8294.6667 | 8790.5102 | 7798.9904 | 7769.399 | 6755.3929 | 7644.3804 | 8337.0107 | 6859.4745 | 6851.2906 | 7211.3999 | 9068.9723 | 7750.2951 | 7489.8435 | 7336.7481 | 7703.7965 | 9931.7657 | 9764.7523 | 9741.8851 | 9184.3747 | 10503.8562
CDP10 | SA | CSA | Utility solar | 1175.8894 | 1240.1473 | 1832.1927 | 1677.2461 | 1826.2999 | 1692.0848 | 1765.8037 | 1830.7555 | 1883.2405 | 1875.9479 | 1924.6599 | 1954.6273 | 1869.1709 | 1879.1081 | 1973.5158 | 1999.7385 | 1946.0714 | 2197.0888 | 2751.5029 | 3693.3396 | 5584.5745 | 5799.3728 | 5498.4069 | 5260.2108 | 5417.8981 | 5488.0464 | 5359.073 | 5485.1995
CDP10 | SA | CSA | Distributed PV | 3190.3631 | 3260.7863 | 3336.7919 | 3466.2875 | 3610.9779 | 3765.142 | 3919.0203 | 4056.501 | 4171.4374 | 4282.9871 | 4387.5614 | 4474.6656 | 4540.4368 | 4615.8937 | 4699.0323 | 4777.1158 | 4844.1539 | 4922.1799 | 5007.7115 | 5086.4132 | 5151.8572 | 5229.3602 | 5315.6498 | 5398.0969 | 5468.4064 | 5549.6338 | 5639.0507 | 5724.3107
CDP10 | SA | CSA | Other renewable fuels | 0 | 0 | 0 | 0 | 0 | 0 | 0 | 0 | 0 | 0 | 0 | 0 | 0 | 0 | 0 | 0 | 0 | 0 | 0 | 0 | 0 | 0 | 0 | 0 | 0 | 0 | 0 | 0
CDP10 | SA | CSA | DSP | 0.18 | 9.7646e-07 | 1.0797e-06 | 1.3891e-06 | 0.96 | 27.5979 | 21.3382 | 1.3776e-06 | 1.7384e-06 | 7.4909 | 13.6945 | 7.7716 | 24.9533 | 14.2918 | 5.9011 | 6.4546 | 32.88 | 16.1354 | 6.8685 | 11.7935 | 9.6169 | 1.653 | 10.2902 | 11.8756 | 16.9173 | 6.1566 | 54.8053 | 29.7823
CDP10 | SA | CSA | Utility storage load | -609.7393 | -783.5117 | -1184.7338 | -2366.3368 | -2784.7921 | -3496.0262 | -1923.3338 | -1989.0648 | -1981.9554 | -1990.1548 | -1858.9251 | -1877.5083 | -2160.3171 | -2366.2411 | -2261.8272 | -2302.8051 | -2187.3273 | -2069.796 | -2425.4236 | -2057.399 | -1857.1608 | -1615.135 | -1416.1517 | -2299.8376 | -2286.4598 | -2766.5265 | -2786.0277 | -2902.3718
CDP10 | SA | CSA | Coordinated CER storage load | -190.0893 | -211.5355 | -232.0958 | -256.3708 | -280.1466 | -307.8679 | -333.1244 | -361.9851 | -392.2217 | -425.8205 | -462.439 | -502.4924 | -541.2994 | -588.2242 | -636.985 | -683.5717 | -722.591 | -763.8335 | -810.9244 | -880.7502 | -941.2566 | -1021.5423 | -1091.4199 | -1133.5903 | -1212.5046 | -1262.8421 | -1287.2959 | -1343.7177
CDP10 | SA | CSA | Passive CER storage load | -74.5534 | -80.106 | -84.9062 | -90.0868 | -94.711 | -99.6282 | -104.9721 | -111.2405 | -116.5182 | -121.7649 | -127.6009 | -133.8318 | -139.592 | -144.8715 | -150.319 | -155.3538 | -159.9965 | -162.6779 | -167.2472 | -170.8245 | -173.1506 | -176.6843 | -181.1201 | -184.9918 | -188.5654 | -191.4455 | -195.1885 | -200.2795
CDP10 | SA | SESA | Mid-merit gas | 0 | 0 | 0 | 0 | 0 | 0 | 0 | 0 | 0 | 0 | 0 | 0 | 0 | 0 | 0 | 0 | 0 | 0 | 0 | 0 | 0 | 0 | 0 | 0 | 0 | 0 | 0 | 0
CDP10 | SA | SESA | Flexible gas with CCS | 0 | 0 | 0 | 0 | 0 | 0 | 0 | 0 | 0 | 0 | 0 | 0 | 0 | 0 | 0 | 0 | 0 | 0 | 0 | 0 | 0 | 0 | 0 | 0 | 0 | 0 | 0 | 0
CDP10 | SA | SESA | Flexible gas | 0.25151 | 2.5028e-07 | 0.84091 | 4.5754e-07 | 4.694e-07 | 1.006 | 3.2024 | 1.441e-06 | 2.5406e-06 | 2.1189 | 5.2044 | 0 | 0 | 0 | 0 | 0 | 0 | 0 | 0 | 0 | 0 | 0 | 0 | 0 | 0 | 0 | 0 | 0
CDP10 | SA | SESA | Hydro | 0 | 0 | 0 | 0 | 0 | 0 | 0 | 0 | 0 | 0 | 0 | 0 | 0 | 0 | 0 | 0 | 0 | 0 | 0 | 0 | 0 | 0 | 0 | 0 | 0 | 0 | 0 | 0
CDP10 | SA | SESA | Utility storage | 26.5488 | 22.0693 | 22.9605 | 24.7125 | 27.3919 | 33.436 | 26.3812 | 27.8984 | 26.6873 | 28.7625 | 6.6963e-05 | 6.8609e-05 | 7.3346e-05 | 0.00010608 | 0.00010784 | 0.00010915 | 0.00010835 | 0.00010493 | 0.00010481 | 0.00010478 | 0.00011832 | 0.00011888 | 0.00012294 | 86.0232 | 89.3954 | 85.3283 | 85.6877 | 91.8386
CDP10 | SA | SESA | Coordinated CER storage | 6.7783 | 7.6027 | 8.4037 | 9.3329 | 10.2636 | 11.3789 | 12.3861 | 13.4571 | 14.5902 | 15.8409 | 17.3783 | 18.9167 | 20.4625 | 22.1562 | 23.9345 | 25.6961 | 27.1233 | 28.6966 | 30.3387 | 32.687 | 35.0998 | 37.9557 | 40.4934 | 41.9699 | 44.5933 | 46.5942 | 47.6225 | 49.7152
CDP10 | SA | SESA | Passive CER storage | 2.2874 | 2.4649 | 2.6412 | 2.8343 | 2.9964 | 3.1838 | 3.3933 | 3.5799 | 3.7552 | 3.9661 | 4.1842 | 4.4023 | 4.6087 | 4.8211 | 4.9787 | 5.1883 | 5.3234 | 5.4419 | 5.5432 | 5.6917 | 5.8219 | 5.9481 | 6.0969 | 6.2638 | 6.363 | 6.4511 | 6.627 | 6.8022
CDP10 | SA | SESA | Offshore wind | 0 | 0 | 0 | 0 | 0 | 0 | 0 | 0 | 0 | 0 | 0 | 0 | 0 | 0 | 0 | 0 | 0 | 0 | 0 | 0 | 0 | 0 | 0 | 0 | 0 | 0 | 0 | 0
CDP10 | SA | SESA | Wind | 748.4906 | 817.139 | 718.8694 | 795.4896 | 2425.5968 | 2348.3449 | 2008.7872 | 2156.5741 | 2100.7051 | 2586.5556 | 2313.6541 | 2155.9545 | 2017.0099 | 2176.0372 | 1835.7272 | 1821.6909 | 1685.288 | 1815.7721 | 1722.2293 | 1642.1227 | 1573.8784 | 1749.3949 | 1639.6702 | 1829.4463 | 1621.2203 | 2315.0248 | 2192.2068 | 2428.6862
CDP10 | SA | SESA | Utility solar | 69.7307 | 68.9581 | 64.0595 | 65.7257 | 61.9267 | 56.921 | 55.0615 | 58.5287 | 64.8587 | 68.4251 | 69.6293 | 56.7311 | 58.9519 | 57.2805 | 64.0096 | 64.7496 | 59.8393 | 0 | 0 | 0 | 0 | 0 | 0 | 0 | 0 | 0 | 0 | 0
CDP10 | SA | SESA | Distributed PV | 112.7362 | 116.2125 | 120.7697 | 127.1989 | 133.8742 | 141.6734 | 149.2792 | 155.4422 | 160.67 | 166.3834 | 173.5604 | 178.2911 | 183.9197 | 187.5012 | 190.7562 | 194.3046 | 197.6511 | 200.9791 | 203.7224 | 208.7345 | 214.739 | 219.6259 | 223.1041 | 226.6677 | 229.1829 | 232.2131 | 236.0291 | 242.1829
CDP10 | SA | SESA | Other renewable fuels | 0 | 0 | 0 | 0 | 0 | 0 | 0 | 0 | 0 | 0 | 0 | 0 | 0 | 0 | 0 | 0 | 0 | 0 | 0 | 0 | 0 | 0 | 0 | 0 | 0 | 0 | 0 | 0
CDP10 | SA | SESA | DSP | 0 | 0 | 0 | 0 | 0 | 0 | 0 | 0 | 0 | 0 | 0 | 0 | 0 | 0 | 0 | 0 | 0 | 0 | 0 | 0 | 0 | 0 | 0 | 0 | 0 | 0 | 0 | 0
CDP10 | SA | SESA | Utility storage load | -31.6057 | -26.273 | -27.3339 | -29.4764 | -32.6094 | -39.748 | -31.4061 | -33.2357 | -31.7472 | -34.2411 | -7.8486e-05 | -8.0564e-05 | -8.6158e-05 | -0.00012462 | -0.00012679 | -0.00012792 | -0.00012722 | -0.00012327 | -0.00012309 | -0.00012291 | -0.00013863 | -0.00013937 | -0.00014364 | -101.3348 | -105.0196 | -100.5884 | -100.5869 | -108.0347
CDP10 | SA | SESA | Coordinated CER storage load | -6.7783 | -7.6027 | -8.4037 | -9.3386 | -10.2642 | -11.3727 | -12.4091 | -13.5275 | -14.7058 | -16.0478 | -17.6538 | -19.332 | -21.0081 | -22.917 | -24.9777 | -26.9104 | -28.5171 | -30.2737 | -32.1864 | -35.0723 | -37.8663 | -41.4937 | -44.4119 | -46.0507 | -49.2589 | -51.6513 | -52.6004 | -55.3394
CDP10 | SA | SESA | Passive CER storage load | -2.6632 | -2.882 | -3.0773 | -3.2851 | -3.473 | -3.6866 | -3.9072 | -4.1485 | -4.3502 | -4.5623 | -4.826 | -5.0727 | -5.3322 | -5.5387 | -5.7434 | -5.9371 | -6.1175 | -6.2173 | -6.3802 | -6.5319 | -6.654 | -6.8067 | -6.9833 | -7.1384 | -7.2789 | -7.3936 | -7.5428 | -7.7685
CDP10 | TAS | TAS | Mid-merit gas | 0 | 0 | 0 | 0 | 0 | 0 | 0 | 0 | 0 | 0 | 0 | 0 | 0 | 0 | 0 | 0 | 0 | 0 | 0 | 0 | 0 | 0 | 0 | 0 | 0 | 0 | 0 | 0
CDP10 | TAS | TAS | Flexible gas with CCS | 0 | 0 | 0 | 0 | 0 | 0 | 0 | 0 | 0 | 0 | 0 | 0 | 0 | 0 | 0 | 0 | 0 | 0 | 0 | 0 | 0 | 0 | 0 | 0 | 0 | 0 | 0 | 0
CDP10 | TAS | TAS | Flexible gas | 1.9151e-07 | 2.2283e-07 | 4.8182e-07 | 0 | 0 | 0 | 8.3357e-07 | 1.0314e-06 | 4.2918e-06 | 0.19095 | 0.17054 | 1.3951e-06 | 8.3126e-07 | 0.93046 | 9.6312e-07 | 0.17963 | 0.45309 | 1.4608 | 0.88231 | 3.1271 | 1.6791 | 6.6103e-07 | 1.9603e-06 | 1.2364e-06 | 2.8474 | 1.1349e-06 | 1.2661e-06 | 4.9953e-06
CDP10 | TAS | TAS | Hydro | 8887.2722 | 9653.163 | 6787.8936 | 6689.8371 | 6199.3214 | 5819.8848 | 7894.4099 | 8472.9118 | 7440.5251 | 8663.6767 | 8646.6437 | 7743.5694 | 7661.0084 | 7118.9941 | 8346.1183 | 8372.0024 | 7504.4185 | 7685.735 | 8450.1666 | 6497.7899 | 9067.3394 | 8550.3196 | 7104.7833 | 8073.7023 | 7469.291 | 7969.2228 | 8675.1105 | 7194.0231
CDP10 | TAS | TAS | Utility storage | 0 | 0 | 0 | 4.8595e-05 | 5.8112e-05 | 6.7413e-05 | 0.00010694 | 0.00010264 | 0.00013726 | 0.0001437 | 0.00012653 | 0.00013389 | 0.00017151 | 0.00021433 | 0.00023672 | 0.00031363 | 0.0012361 | 0.0013302 | 446.6753 | 1118.2193 | 1824.7491 | 1675.443 | 1984.4014 | 1946.2785 | 1931.1056 | 1908.3089 | 1886.2746 | 1897.3014
CDP10 | TAS | TAS | Coordinated CER storage | 2.5733 | 3.5348 | 4.6055 | 5.957 | 7.4163 | 9.2973 | 10.6774 | 12.123 | 14.0028 | 15.9378 | 18.2468 | 21.3014 | 24.5516 | 28.3785 | 33.1414 | 37.93 | 42.6009 | 47.9441 | 51.4517 | 58.5207 | 61.5566 | 67.4522 | 79.0284 | 86.1297 | 94.9462 | 99.3948 | 105.888 | 113.1123
CDP10 | TAS | TAS | Passive CER storage | 6.2553 | 6.8442 | 7.491 | 8.1837 | 8.8138 | 9.6277 | 10.5227 | 11.3683 | 12.1904 | 13.1008 | 14.0214 | 15.0123 | 15.866 | 16.9658 | 17.9051 | 18.9456 | 19.7579 | 20.3609 | 21.0618 | 21.7684 | 22.4051 | 23.1637 | 23.9385 | 24.7927 | 25.5449 | 25.8603 | 26.7151 | 27.6923
CDP10 | TAS | TAS | Offshore wind | 0 | 0 | 0 | 0 | 0 | 0 | 0 | 0 | 0 | 0 | 0 | 0 | 0 | 0 | 0 | 0 | 0 | 0 | 0 | 0 | 0 | 0 | 0 | 0 | 0 | 0 | 0 | 0
CDP10 | TAS | TAS | Wind | 1975.3545 | 2174.8077 | 3998.3923 | 4688.0599 | 5370.3266 | 6033.8467 | 6517.9022 | 7009.5469 | 7503.4541 | 7996.5656 | 8491.4885 | 8992.5146 | 9505.1036 | 10021.8943 | 10538.9463 | 11055.686 | 8995.1712 | 8971.2887 | 8739.5832 | 9286.3944 | 9267.8112 | 9436.6324 | 9099.9932 | 9514.0543 | 9132.0179 | 8857.5811 | 8361.0439 | 8338.7001
CDP10 | TAS | TAS | Utility solar | 0 | 0 | 0 | 0 | 0 | 0 | 0 | 0 | 0 | 0 | 0 | 0 | 0 | 0 | 0 | 0 | 0 | 0 | 0 | 0 | 0 | 0 | 0 | 0 | 0 | 0 | 0 | 0
CDP10 | TAS | TAS | Distributed PV | 307.0088 | 319.0286 | 332.2165 | 365.6975 | 409.1203 | 455.4526 | 495.5483 | 526.8219 | 558.336 | 589.4338 | 618.6881 | 640.645 | 653.5031 | 660.943 | 668.1315 | 674.4542 | 680.7325 | 686.9651 | 694.1811 | 700.6574 | 706.8726 | 713.1019 | 720.4898 | 727.215 | 733.6596 | 740.0857 | 747.7693 | 754.9122
CDP10 | TAS | TAS | Other renewable fuels | 0 | 0 | 0 | 0 | 0 | 0 | 0 | 0 | 0 | 0 | 0 | 0 | 0 | 0 | 0 | 0 | 0 | 0 | 0 | 0 | 0 | 0 | 0 | 0 | 0 | 0 | 0 | 0
CDP10 | TAS | TAS | DSP | 9.19e-07 | 8.9612e-07 | 9.5353e-07 | 9.3212e-07 | 9.7117e-07 | 1.0227e-06 | 1.2409e-06 | 1.1747e-06 | 1.4999e-06 | 0.10947 | 0.13 | 1.5878e-06 | 1.5121e-06 | 0.030002 | 0.3805 | 0.1975 | 1.6875 | 0.6025 | 0.48 | 0.735 | 0.35 | 0.035001 | 0.335 | 0.022502 | 0.69 | 1.9705e-06 | 2.77 | 1.265
CDP10 | TAS | TAS | Utility storage load | 0 | 0 | 0 | -5.7189e-05 | -6.8336e-05 | -7.938e-05 | -0.00013448 | -0.00013117 | -0.00017269 | -0.00018497 | -0.00016089 | -0.00017051 | -0.00021554 | -0.00027124 | -0.00030219 | -0.00040213 | -0.001617 | -0.0017505 | -593.3072 | -1478.8532 | -2387.8969 | -2216.6311 | -2580.1841 | -2596.7169 | -2505.1043 | -2514.2812 | -2485.2151 | -2527.3649
CDP10 | TAS | TAS | Coordinated CER storage load | -2.5733 | -3.5348 | -4.6055 | -5.957 | -7.4163 | -9.303 | -10.695 | -12.2094 | -14.2038 | -16.2943 | -18.7543 | -22.2703 | -25.9828 | -30.5276 | -36.2559 | -42.0683 | -47.8512 | -54.4251 | -58.6271 | -67.5584 | -70.6603 | -78.285 | -93.1212 | -102.349 | -113.2775 | -118.7678 | -126.875 | -136.7397
CDP10 | TAS | TAS | Passive CER storage load | -7.4092 | -8.08 | -8.839 | -9.6052 | -10.3749 | -11.3443 | -12.3431 | -13.3696 | -14.321 | -15.3464 | -16.5077 | -17.6666 | -18.6487 | -19.9309 | -21.017 | -22.1822 | -23.2833 | -23.8808 | -24.7761 | -25.5422 | -26.2799 | -27.2697 | -28.1878 | -29.1395 | -30.0052 | -30.3481 | -31.2962 | -32.5547
CDP11 | NSW | NNSW | Black coal | 0 | 0 | 0 | 0 | 0 | 0 | 0 | 0 | 0 | 0 | 0 | 0 | 0 | 0 | 0 | 0 | 0 | 0 | 0 | 0 | 0 | 0 | 0 | 0 | 0 | 0 | 0 | 0
CDP11 | NSW | NNSW | Mid-merit gas | 0 | 0 | 0 | 0 | 0 | 0 | 0 | 0 | 0 | 0 | 0 | 0 | 0 | 0 | 0 | 0 | 0 | 0 | 0 | 0 | 0 | 0 | 0 | 0 | 0 | 0 | 0 | 0
CDP11 | NSW | NNSW | Flexible gas with CCS | 0 | 0 | 0 | 0 | 0 | 0 | 0 | 0 | 0 | 0 | 0 | 0 | 0 | 0 | 0 | 0 | 0 | 0 | 0 | 0 | 0 | 0 | 0 | 0 | 0 | 0 | 0 | 0
CDP11 | NSW | NNSW | Flexible gas | 0 | 0 | 0 | 0 | 0 | 0 | 0 | 0 | 0 | 0 | 0 | 0 | 0 | 0 | 0 | 0 | 0 | 0 | 0 | 0 | 0 | 0 | 0 | 0 | 0 | 0 | 0 | 0
CDP11 | NSW | NNSW | Hydro | 0 | 0 | 0 | 0 | 0 | 0 | 0 | 0 | 0 | 0 | 0 | 0 | 0 | 0 | 0 | 0 | 0 | 0 | 0 | 0 | 0 | 0 | 0 | 0 | 0 | 0 | 0 | 0
CDP11 | NSW | NNSW | Utility storage | 3.939 | 15.4578 | 453.0805 | 910.6427 | 1385.3789 | 2768.738 | 2023.6315 | 2074.7313 | 2246.1602 | 2259.1213 | 2375.2464 | 2459.6722 | 2502.321 | 2691.8081 | 2635.6944 | 2623.846 | 2405.2814 | 2431.2912 | 2548.1766 | 2693.4767 | 4861.0671 | 4971.8686 | 4276.3705 | 5575.2757 | 5365.7874 | 5523.4368 | 5401.7183 | 6485.166
CDP11 | NSW | NNSW | Coordinated CER storage | 8.8367 | 11.205 | 14.0467 | 16.9335 | 20.4018 | 24.1154 | 27.6216 | 31.7966 | 36.5833 | 42.6416 | 49.9062 | 58.5352 | 67.1306 | 79.0827 | 89.6805 | 99.105 | 109.0497 | 118.333 | 132.2554 | 153.106 | 161.1049 | 182.2007 | 209.5634 | 226.2244 | 249.0788 | 270.2164 | 275.074 | 296.0793
CDP11 | NSW | NNSW | Passive CER storage | 18.167 | 19.7177 | 21.1384 | 22.4275 | 23.7008 | 25.0701 | 27.3635 | 29.2103 | 31.0205 | 33.1586 | 35.2223 | 37.5763 | 39.7724 | 41.8629 | 44.1078 | 46.4927 | 48.0454 | 50.12 | 51.7116 | 53.3755 | 55.0278 | 56.7506 | 58.6569 | 61.0185 | 62.4544 | 63.5 | 65.5099 | 67.3883
CDP11 | NSW | NNSW | Offshore wind | 0 | 0 | 0 | 0 | 0 | 0 | 0 | 0 | 0 | 0 | 0 | 0 | 0 | 0 | 0 | 0 | 0 | 0 | 0 | 0 | 0 | 0 | 0 | 0 | 0 | 0 | 0 | 0
CDP11 | NSW | NNSW | Wind | 1308.9955 | 1100.5667 | 1921.4368 | 2154.989 | 2187.7846 | 10510.2478 | 10634.2006 | 9855.5676 | 10392.0552 | 9639.4934 | 10102.9929 | 9920.7627 | 9798.5925 | 10109.0256 | 10137.9793 | 10022.8043 | 14549.3665 | 19665.3122 | 22461.0151 | 21628.0364 | 23481.5935 | 21325.9921 | 21984.9595 | 21069.3937 | 22199.9662 | 22000.6063 | 21496.7445 | 22784.6303
CDP11 | NSW | NNSW | Utility solar | 1712.6772 | 2165.5463 | 2322.6851 | 2241.1446 | 2379.7981 | 3073.5434 | 2653.8518 | 2823.738 | 3179.2146 | 3282.7407 | 3091.5151 | 3284.0442 | 3012.733 | 3244.6165 | 3240.482 | 3126.5947 | 3015.9464 | 5273.6416 | 5806.9437 | 8952.495 | 7767.2643 | 8293.4845 | 8858.1015 | 9144.6814 | 8775.905 | 9265.6411 | 8755.4558 | 10056.0996
CDP11 | NSW | NNSW | Distributed PV | 1271.6546 | 1294.9489 | 1311.4241 | 1367.595 | 1455.6654 | 1546.1493 | 1624.3869 | 1687.2326 | 1737.479 | 1785.259 | 1826.8007 | 1862.6349 | 1883.9388 | 1905.6539 | 1925.5478 | 1947.8463 | 1965.8985 | 1986.5372 | 2009.2374 | 2037.7628 | 2057.9774 | 2077.2502 | 2099.9079 | 2127.0346 | 2148.3108 | 2170.1747 | 2198.1127 | 2230.421
CDP11 | NSW | NNSW | Other renewable fuels | 0 | 0 | 0 | 0 | 0 | 0 | 0 | 0 | 0 | 0 | 0 | 0 | 0 | 0 | 0 | 0 | 0 | 0 | 0 | 0 | 0 | 0 | 0 | 0 | 0 | 0 | 447.4049 | 286.3041
CDP11 | NSW | NNSW | DSP | 0 | 0 | 0 | 0 | 0 | 0 | 0 | 0 | 0 | 0 | 0 | 0 | 0 | 0 | 0 | 0 | 0 | 0 | 0 | 0 | 0 | 0 | 0 | 0 | 0 | 0 | 0 | 0
CDP11 | NSW | NNSW | Utility storage load | -4.6478 | -18.4022 | -546.0217 | -1089.9886 | -1657.7677 | -3327.2812 | -2433.8483 | -2503.9891 | -2693.8965 | -2727.0053 | -2852.6079 | -2956.6432 | -3008.5374 | -3237.7992 | -3179.9642 | -3147.1768 | -2893.1898 | -2924.4961 | -3064.8707 | -3248.4353 | -6108.3162 | -6252.9002 | -5397.8618 | -7187.2562 | -6838.5761 | -7213.5612 | -7002.6053 | -8501.5872
CDP11 | NSW | NNSW | Coordinated CER storage load | -8.8367 | -11.205 | -14.0506 | -16.9399 | -20.3914 | -24.1154 | -27.8482 | -32.3763 | -37.647 | -44.6247 | -53.0247 | -63.2706 | -73.525 | -88.4414 | -101.4069 | -112.0783 | -124.0999 | -134.9757 | -152.5761 | -180.1302 | -188.1513 | -215.9809 | -251.6095 | -272.5907 | -301.8703 | -329.0995 | -334.2215 | -362.7789
CDP11 | NSW | NNSW | Passive CER storage load | -21.5306 | -23.3997 | -25.0516 | -26.5991 | -28.1174 | -29.7514 | -32.3942 | -34.6342 | -36.8836 | -39.2441 | -41.7975 | -44.5888 | -47.2409 | -49.663 | -52.439 | -55.0147 | -57.0178 | -59.3353 | -61.388 | -63.312 | -65.2137 | -67.3475 | -69.6038 | -72.2527 | -74.0459 | -75.4951 | -77.5117 | -80.0111
CDP11 | NSW | CNSW | Black coal | 23978.6552 | 25581.026 | 21880.1128 | 19832.4116 | 18378.6009 | 6266.7286 | 6385.916 | 9257.7675 | 9761.8715 | 8012.1825 | 9165.208 | 9456.2355 | 8507.8461 | 7767.6427 | 6136.8964 | 7230.081 | 0 | 0 | 0 | 0 | 0 | 0 | 0 | 0 | 0 | 0 | 0 | 0
CDP11 | NSW | CNSW | Mid-merit gas | 0 | 0 | 0 | 0 | 0 | 0 | 0 | 0 | 0 | 0 | 0 | 0 | 0 | 0 | 0 | 0 | 0 | 0 | 0 | 0 | 0 | 0 | 0 | 0 | 0 | 0 | 0 | 0
CDP11 | NSW | CNSW | Flexible gas with CCS | 0 | 0 | 0 | 0 | 0 | 0 | 0 | 0 | 0 | 0 | 0 | 0 | 0 | 0 | 0 | 0 | 0 | 0 | 0 | 0 | 0 | 0 | 0 | 0 | 0 | 0 | 0 | 0
CDP11 | NSW | CNSW | Flexible gas | 0 | 0 | 0 | 0 | 0 | 0 | 0 | 0 | 0 | 0 | 0 | 0 | 0 | 0 | 0 | 0 | 0 | 0 | 0 | 0 | 0 | 0 | 0 | 0 | 0 | 0 | 0 | 0
CDP11 | NSW | CNSW | Hydro | 0 | 0 | 0 | 0 | 0 | 0 | 0 | 0 | 0 | 0 | 0 | 0 | 0 | 0 | 0 | 0 | 0 | 0 | 0 | 0 | 0 | 0 | 0 | 0 | 0 | 0 | 0 | 0
CDP11 | NSW | CNSW | Utility storage | 462.6115 | 1129.548 | 1197.0347 | 2109.5377 | 3139.7898 | 3696.4593 | 2294.9735 | 2267.2445 | 2382.3031 | 2448.8325 | 2527.3959 | 2535.3742 | 2764.1632 | 2911.9671 | 2950.05 | 2899.4815 | 2643.345 | 2849.5451 | 3019.2289 | 2945.4651 | 2726.0748 | 1837.2539 | 2067.8554 | 2026.0937 | 1230.7667 | 1228.9293 | 1248.3904 | 1324.0569
CDP11 | NSW | CNSW | Coordinated CER storage | 3.7235 | 4.7379 | 6.0185 | 7.481 | 9.7663 | 10.6584 | 12.1727 | 14.3383 | 16.789 | 19.9778 | 23.9166 | 28.8575 | 33.9989 | 41.1995 | 47.8197 | 53.3084 | 57.7926 | 64.5466 | 72.2667 | 84.1869 | 90.2352 | 103.0611 | 119.5517 | 129.2003 | 144.4937 | 157.6046 | 160.9573 | 174.8907
CDP11 | NSW | CNSW | Passive CER storage | 7.627 | 8.3056 | 8.9956 | 9.6657 | 10.2322 | 10.8691 | 11.909 | 12.8093 | 13.6889 | 14.7028 | 15.7482 | 16.8884 | 18.0026 | 19.0507 | 20.185 | 21.411 | 22.266 | 23.3321 | 24.1695 | 25.0093 | 25.8786 | 26.806 | 27.8186 | 29.0444 | 29.8498 | 30.4411 | 31.4814 | 32.4604
CDP11 | NSW | CNSW | Offshore wind | 0 | 0 | 0 | 0 | 0 | 0 | 0 | 0 | 0 | 0 | 0 | 0 | 0 | 0 | 0 | 0 | 0 | 0 | 0 | 0 | 0 | 0 | 0 | 0 | 0 | 0 | 0 | 0
CDP11 | NSW | CNSW | Wind | 1293.4489 | 1927.111 | 3919.177 | 5712.5847 | 15419.5941 | 14946.8604 | 15561.1598 | 14411.0972 | 14738.0906 | 13890.6527 | 14544.7156 | 14194.9368 | 14101.7025 | 15015.5406 | 14791.2918 | 15160.9896 | 14808.7803 | 14760.8558 | 14438.0324 | 13668.2951 | 14534.2427 | 13394.6093 | 13596.4293 | 12941.1133 | 14165.1463 | 15159.7596 | 14832.9867 | 16010.1223
CDP11 | NSW | CNSW | Utility solar | 3629.2813 | 3910.0074 | 5408.1192 | 5175.7933 | 8524.1436 | 9148.4468 | 8214.4666 | 8598.804 | 9819.879 | 9816.2357 | 11378.454 | 11673.3709 | 11165.0128 | 11947.174 | 11868.9101 | 11472.3196 | 11135.6008 | 10115.5827 | 10564.7935 | 10763.4665 | 9470.2613 | 9974.6809 | 11074.6124 | 14092.8613 | 14486.1645 | 17734.4972 | 17012.6518 | 18120.5171
CDP11 | NSW | CNSW | Distributed PV | 805.7252 | 814.9854 | 829.5535 | 870.8455 | 916.2872 | 974.0498 | 1025.6157 | 1072.6831 | 1112.1573 | 1154.5789 | 1186.7008 | 1211.9352 | 1229.1648 | 1252.0861 | 1268.2638 | 1286.3269 | 1301.3111 | 1324.9373 | 1342.737 | 1359.4079 | 1373.0091 | 1398.259 | 1414.9644 | 1434.2131 | 1452.1522 | 1478.3848 | 1498.0146 | 1518.8237
CDP11 | NSW | CNSW | Other renewable fuels | 0 | 0 | 0 | 0 | 0 | 0 | 0 | 0 | 0 | 0 | 0 | 0 | 0 | 0 | 0 | 0 | 0 | 0 | 0 | 0 | 0 | 0 | 0 | 0 | 0 | 160.6268 | 448.7443 | 285.0262
CDP11 | NSW | CNSW | DSP | 0 | 0 | 0 | 0 | 0 | 0 | 0 | 0 | 0 | 0 | 0 | 0 | 0 | 0 | 0 | 0 | 0 | 0 | 0 | 0 | 0 | 0 | 0 | 0 | 0 | 0 | 0 | 0
CDP11 | NSW | CNSW | Utility storage load | -659.4223 | -1424.4438 | -1485.8454 | -2521.8749 | -3807.6416 | -4530.2088 | -2798.7325 | -2770.1885 | -2897.3203 | -3010.6845 | -3069.0913 | -3093.6169 | -3413.3373 | -3582.3049 | -3621.4181 | -3568.2333 | -3263.6165 | -3513.5353 | -3754.3282 | -3653.9202 | -3364.2143 | -2293.294 | -2609.5577 | -2607.8385 | -1626.8148 | -1643.5526 | -1705.1085 | -1797.9025
CDP11 | NSW | CNSW | Coordinated CER storage load | -3.7235 | -4.7379 | -6.0202 | -7.4838 | -9.7673 | -10.653 | -12.3252 | -14.7241 | -17.5095 | -21.308 | -25.9257 | -31.9896 | -38.2822 | -47.4458 | -55.6933 | -62.018 | -67.5961 | -75.8608 | -85.8915 | -102.1029 | -108.6963 | -126.1431 | -147.8141 | -160.5477 | -180.0181 | -197.5541 | -201.4306 | -220.2881
CDP11 | NSW | CNSW | Passive CER storage load | -9.0391 | -9.8566 | -10.6609 | -11.4635 | -12.1389 | -12.8986 | -14.0985 | -15.1877 | -16.2762 | -17.4011 | -18.6881 | -20.0401 | -21.3832 | -22.6003 | -23.9976 | -25.3356 | -26.4242 | -27.622 | -28.6922 | -29.6652 | -30.6689 | -31.8114 | -33.0103 | -34.3918 | -35.3899 | -36.1914 | -37.2489 | -38.5407
CDP11 | NSW | SNSW | Black coal | 0 | 0 | 0 | 0 | 0 | 0 | 0 | 0 | 0 | 0 | 0 | 0 | 0 | 0 | 0 | 0 | 0 | 0 | 0 | 0 | 0 | 0 | 0 | 0 | 0 | 0 | 0 | 0
CDP11 | NSW | SNSW | Mid-merit gas | 0 | 0 | 0 | 0 | 0 | 0 | 0 | 0 | 0 | 0 | 0 | 0 | 0 | 0 | 0 | 0 | 0 | 0 | 0 | 0 | 0 | 0 | 0 | 0 | 0 | 0 | 0 | 0
CDP11 | NSW | SNSW | Flexible gas with CCS | 0 | 0 | 0 | 0 | 0 | 0 | 0 | 0 | 0 | 0 | 0 | 0 | 0 | 0 | 0 | 0 | 0 | 0 | 0 | 0 | 0 | 0 | 0 | 0 | 0 | 0 | 0 | 0
CDP11 | NSW | SNSW | Flexible gas | 2.0462e-07 | 2.5833e-07 | 3.1867e-07 | 4.7771e-07 | 1.4896 | 2.0177 | 8.5089 | 1.0372e-06 | 1.2692e-06 | 2.1788e-06 | 8.5612 | 2.022e-06 | 5.3137 | 1.517 | 4.3037e-07 | 8.3537e-07 | 24.7709 | 15.2453 | 0.30881 | 21.2619 | 0 | 0 | 0 | 0 | 0 | 0 | 0 | 0
CDP11 | NSW | SNSW | Hydro | 2788.6158 | 1140.9774 | 1616.2443 | 4878.4903 | 3807.1897 | 6523.9198 | 2262.2045 | 2060.7715 | 2813.2659 | 3666.9605 | 3427.0704 | 3151.7732 | 3651.7972 | 2607.7464 | 2413.7375 | 2904.3415 | 3910.3125 | 3185.2567 | 3016.3584 | 3056.7235 | 2422.6871 | 3123.9467 | 3081.6084 | 3109.1707 | 3177.5906 | 2680.628 | 3392.6904 | 2424.3563
CDP11 | NSW | SNSW | Utility storage | 223.4678 | 322.5788 | 326.0772 | 392.0286 | 955.289 | 2367.3952 | 5481.1883 | 5144.4595 | 5156.9744 | 5592.7853 | 5380.3167 | 5213.0124 | 5804.1781 | 5978.3805 | 5933.7166 | 5892.5723 | 5913.3989 | 5906.9527 | 6093.4947 | 5694.7772 | 5960.8638 | 5278.5731 | 5844.2066 | 5646.1998 | 5712.8733 | 5594.0314 | 5975.2754 | 5789.1467
CDP11 | NSW | SNSW | Coordinated CER storage | 7.4491 | 9.5538 | 12.1568 | 15.0174 | 18.3804 | 22.1496 | 25.4162 | 29.2741 | 33.7137 | 39.2902 | 45.7153 | 53.8594 | 62.1603 | 73.4013 | 83.5536 | 93.3967 | 102.826 | 113.8123 | 126.977 | 147.7875 | 161.0813 | 179.7019 | 207.1033 | 224.8282 | 251.103 | 273.3626 | 280.9827 | 304.2807
CDP11 | NSW | SNSW | Passive CER storage | 15.3225 | 16.8139 | 18.2962 | 19.9476 | 21.4747 | 23.0167 | 25.293 | 27.1321 | 28.9755 | 31.0951 | 33.189 | 35.5698 | 37.8779 | 40.0969 | 42.4832 | 44.9811 | 46.6541 | 48.8145 | 50.5218 | 52.2984 | 54.1283 | 56.0857 | 58.256 | 60.8935 | 62.5963 | 63.9327 | 66.2023 | 68.3467
CDP11 | NSW | SNSW | Offshore wind | 0 | 0 | 0 | 0 | 0 | 0 | 0 | 0 | 0 | 0 | 0 | 0 | 0 | 0 | 0 | 0 | 0 | 0 | 0 | 0 | 0 | 0 | 0 | 0 | 0 | 0 | 0 | 0
CDP11 | NSW | SNSW | Wind | 5479.1524 | 5966.2605 | 7205.6868 | 9183.3407 | 9060.3026 | 8422.0359 | 8656.5499 | 8280.1882 | 8402.7458 | 8776.2414 | 8122.9084 | 8481.7039 | 8116.8222 | 8560.3183 | 8357.6185 | 8540.3428 | 7836.7952 | 7682.8834 | 7649.125 | 6181.3582 | 6556.3857 | 5692.1608 | 5335.3798 | 5560.0049 | 4157.035 | 4352.3686 | 4232.3055 | 4539.9444
CDP11 | NSW | SNSW | Utility solar | 4561.0728 | 5481.628 | 6105.2517 | 7486.1646 | 7422.1146 | 7673.7594 | 6937.3776 | 7414.608 | 7887.1768 | 7472.9379 | 7684.6876 | 7652.8604 | 7207.2295 | 7741.8201 | 7530.6612 | 7410.3719 | 7304.1927 | 6783.5676 | 6760.1398 | 8244.9294 | 9322.7047 | 9667.5941 | 9855.913 | 9058.0208 | 10331.7614 | 9680.474 | 7665.4923 | 8101.6715
CDP11 | NSW | SNSW | Distributed PV | 1286.0905 | 1322.7575 | 1362.6526 | 1446.0263 | 1540.5536 | 1647.4287 | 1745.6243 | 1832.1643 | 1910.3635 | 1990.2647 | 2054.8207 | 2113.8626 | 2159.1101 | 2205.4714 | 2245.1143 | 2285.7319 | 2320.1221 | 2364.8685 | 2403.0178 | 2443.7 | 2479.7929 | 2528.6708 | 2571.5307 | 2617.0872 | 2653.1877 | 2703.8642 | 2749.1533 | 2797.2701
CDP11 | NSW | SNSW | Other renewable fuels | 0 | 0 | 0 | 0 | 0 | 0 | 0 | 0 | 0 | 0 | 0 | 0 | 0 | 0 | 0 | 0 | 0 | 0 | 0 | 0 | 0 | 0 | 0 | 0 | 0 | 0 | 0 | 0
CDP11 | NSW | SNSW | DSP | 0 | 0 | 0 | 0 | 0 | 0 | 0 | 0 | 0 | 0 | 0 | 0 | 0 | 0 | 0 | 0 | 0 | 0 | 0 | 0 | 0 | 0 | 0 | 0 | 0 | 0 | 0 | 0
CDP11 | NSW | SNSW | Utility storage load | -266.0332 | -385.7563 | -390.1106 | -704.2179 | -1577.499 | -3363.3362 | -6996.2781 | -6940.7868 | -6644.7605 | -7130.917 | -6896.3283 | -7085.9286 | -7272.9564 | -7942.0322 | -7571.4053 | -8043.3232 | -7524.8149 | -7738.3811 | -7798.4916 | -7520.6035 | -7832.7942 | -7090.5609 | -7376.582 | -7601.0817 | -7150.8274 | -7646.4439 | -7637.1453 | -7843.1066
CDP11 | NSW | SNSW | Coordinated CER storage load | -7.4491 | -9.5538 | -12.1602 | -15.014 | -18.3917 | -22.1383 | -25.5779 | -29.7014 | -34.513 | -40.8455 | -48.0876 | -57.683 | -67.4919 | -81.3728 | -93.6329 | -104.893 | -116.1674 | -129.4209 | -145.8647 | -173.3184 | -188.8107 | -213.0998 | -248.2716 | -271.1651 | -304.1765 | -333.2119 | -342.0762 | -373.6353
CDP11 | NSW | SNSW | Passive CER storage load | -18.1594 | -19.9536 | -21.6832 | -23.6578 | -25.4764 | -27.3145 | -29.943 | -32.17 | -34.4521 | -36.8018 | -39.3846 | -42.2078 | -44.9907 | -47.568 | -50.5075 | -53.226 | -55.3667 | -57.7897 | -59.9755 | -62.0344 | -64.1477 | -66.5585 | -69.1281 | -72.1047 | -74.2141 | -76.0095 | -78.331 | -81.149
CDP11 | NSW | SNW | Black coal | 14936.0955 | 9260.1092 | 8552.3886 | 8206.7036 | 0 | 0 | 0 | 0 | 0 | 0 | 0 | 0 | 0 | 0 | 0 | 0 | 0 | 0 | 0 | 0 | 0 | 0 | 0 | 0 | 0 | 0 | 0 | 0
CDP11 | NSW | SNW | Mid-merit gas | 528.9786 | 1153.0794 | 705.8329 | 532.5492 | 1327.1866 | 557.1236 | 258.8686 | 996.5452 | 1237.454 | 1073.905 | 1281.1742 | 1441.4154 | 1595.5349 | 1085.6598 | 573.1799 | 1211.2017 | 1394.8238 | 1340.7159 | 1493.048 | 0 | 0 | 0 | 0 | 0 | 0 | 0 | 0 | 0
CDP11 | NSW | SNW | Flexible gas with CCS | 0 | 0 | 0 | 0 | 0 | 0 | 0 | 0 | 0 | 0 | 0 | 0 | 0 | 0 | 0 | 0 | 0 | 0 | 0 | 0 | 0 | 0 | 0 | 0 | 0 | 0 | 0 | 0
CDP11 | NSW | SNW | Flexible gas | 11.1422 | 55.9836 | 22.3458 | 35.3742 | 230.2497 | 203.2334 | 137.6938 | 31.3753 | 36.9516 | 515.3345 | 190.0962 | 176.2437 | 635.8728 | 335.854 | 147.5675 | 235.3486 | 866.2446 | 862.822 | 1035.4112 | 1626.9841 | 1489.7868 | 2112.178 | 2406.4595 | 2810.9388 | 1366.1672 | 1126.0593 | 2428.3938 | 1792.7209
CDP11 | NSW | SNW | Hydro | 0 | 0 | 0 | 0 | 0 | 0 | 0 | 0 | 0 | 0 | 0 | 0 | 0 | 0 | 0 | 0 | 0 | 0 | 0 | 0 | 0 | 0 | 0 | 0 | 0 | 0 | 0 | 0
CDP11 | NSW | SNW | Utility storage | 124.172 | 1576.42 | 1442.31 | 1597.8151 | 2092.5451 | 3513.6738 | 2871.3673 | 2856.2066 | 3051.4275 | 3085.9164 | 3185.1152 | 3232.8763 | 3376.3509 | 3525.1858 | 3430.5436 | 3445.6336 | 3218.2051 | 3308.6411 | 3533.1492 | 3554.8415 | 3261.4707 | 1781.9624 | 1961.832 | 2013.4531 | 1994.8515 | 1384.6724 | 1396.8361 | 1442.3393
CDP11 | NSW | SNW | Coordinated CER storage | 35.149 | 44.983 | 56.6486 | 69.3832 | 84.7351 | 100.926 | 117.2251 | 136.5511 | 159.3598 | 189.0364 | 223.6178 | 268.6553 | 315.0561 | 381.5042 | 435.3674 | 489.524 | 530.8057 | 587.2293 | 666.1273 | 775.8366 | 813.0235 | 933.6367 | 1099.6191 | 1195.5114 | 1331.2807 | 1447.6746 | 1482.1905 | 1619.2453
CDP11 | NSW | SNW | Passive CER storage | 72.1981 | 79.1669 | 85.245 | 91.9237 | 98.465 | 104.9795 | 114.8156 | 122.5686 | 130.0811 | 138.8145 | 147.4054 | 157.2483 | 166.6163 | 175.6471 | 185.5089 | 195.9892 | 202.8675 | 211.7879 | 218.4927 | 225.3181 | 232.4773 | 240.1037 | 248.6419 | 259.2958 | 266.1282 | 271.3594 | 280.7262 | 289.5094
CDP11 | NSW | SNW | Offshore wind | 0 | 0 | 0 | 0 | 0 | 0 | 0 | 0 | 0 | 0 | 0 | 0 | 0 | 0 | 0 | 0 | 0 | 0 | 0 | 0 | 0 | 0 | 0 | 0 | 0 | 0 | 0 | 0
CDP11 | NSW | SNW | Wind | 0 | 0 | 0 | 0 | 0 | 0 | 0 | 0 | 0 | 0 | 0 | 0 | 0 | 0 | 0 | 0 | 0 | 0 | 0 | 0 | 0 | 0 | 0 | 0 | 0 | 0 | 0 | 0
CDP11 | NSW | SNW | Utility solar | 0 | 0 | 0 | 0 | 0 | 0 | 0 | 0 | 0 | 0 | 0 | 0 | 0 | 0 | 0 | 0 | 0 | 0 | 0 | 0 | 0 | 0 | 0 | 0 | 0 | 0 | 0 | 0
CDP11 | NSW | SNW | Distributed PV | 4711.8926 | 4899.8671 | 5101.4499 | 5464.9574 | 5880.7926 | 6307.2576 | 6705.1023 | 7062.8221 | 7381.5716 | 7671.0896 | 7947.7897 | 8185.5984 | 8342.0996 | 8459.8366 | 8588.8595 | 8727.2997 | 8837.225 | 8945.2228 | 9071.2788 | 9209.3908 | 9321.3523 | 9430.913 | 9560.0224 | 9701.0611 | 9815.0944 | 9930.3552 | 10063.7426 | 10218.7569
CDP11 | NSW | SNW | Other renewable fuels | 0 | 0 | 0 | 0 | 0 | 0 | 0 | 0 | 0 | 0 | 0 | 0 | 0 | 0 | 0 | 0 | 0 | 0 | 0 | 0 | 0 | 0 | 0 | 0 | 0 | 483.9037 | 451.1357 | 289.1912
CDP11 | NSW | SNW | DSP | 1.0755e-06 | 1.8555 | 1.2293e-06 | 1.1815 | 15.5726 | 86.2793 | 39.3882 | 1.4133e-06 | 1.6619e-06 | 2.3117e-06 | 19.3255 | 8.3 | 55.8232 | 20.061 | 4.1715 | 14.2855 | 96.6049 | 33.524 | 10.185 | 19.412 | 14.8719 | 1.7325 | 22.26 | 26.8205 | 46.5676 | 10.382 | 112.9852 | 88.4487
CDP11 | NSW | SNW | Utility storage load | -147.8239 | -1862.5274 | -1708.306 | -1892.3101 | -2469.0436 | -4175.9641 | -3414.6958 | -3403.2089 | -3624.3402 | -3680.6316 | -3782.5862 | -3845.3536 | -4016.2478 | -4195.2823 | -4092.9558 | -4090.2296 | -3828.8743 | -3936.1187 | -4208.4339 | -4233.4574 | -3871.9694 | -2138.036 | -2349.5365 | -2414.701 | -2389.0052 | -1654.193 | -1667.4281 | -1724.2821
CDP11 | NSW | SNW | Coordinated CER storage load | -35.149 | -44.983 | -56.6643 | -69.41 | -84.6926 | -100.926 | -118.7317 | -140.3267 | -166.3773 | -201.9283 | -242.9019 | -298.5962 | -356.3066 | -441.882 | -509.9007 | -574.5099 | -624.4384 | -694.6633 | -797.8971 | -945.4254 | -983.4021 | -1147.9263 | -1366.0834 | -1491.9062 | -1671.4877 | -1824.4358 | -1864.9924 | -2053.7781
CDP11 | NSW | SNW | Passive CER storage load | -85.5652 | -93.9503 | -101.0255 | -109.0216 | -116.8136 | -124.582 | -135.9242 | -145.3273 | -154.6674 | -164.2906 | -174.9227 | -186.5939 | -197.9037 | -208.3743 | -220.5481 | -231.9133 | -240.7529 | -250.728 | -259.3774 | -267.2642 | -275.51 | -284.9379 | -295.0449 | -307.0351 | -315.5215 | -322.6188 | -332.1569 | -343.7389
CDP11 | QLD | NQ | Black coal | 0 | 0 | 0 | 0 | 0 | 0 | 0 | 0 | 0 | 0 | 0 | 0 | 0 | 0 | 0 | 0 | 0 | 0 | 0 | 0 | 0 | 0 | 0 | 0 | 0 | 0 | 0 | 0
CDP11 | QLD | NQ | Mid-merit gas | 203.2491 | 205.2718 | 17.271 | 13.7483 | 28.5958 | 8.9001 | 17.5511 | 8.1807 | 3.2318 | 9.6232 | 35.2274 | 27.125 | 55.432 | 47.0187 | 31.7478 | 114.6935 | 201.4381 | 127.3379 | 138.0284 | 105.8251 | 147.7808 | 91.0939 | 0 | 0 | 0 | 0 | 0 | 0
CDP11 | QLD | NQ | Flexible gas with CCS | 0 | 0 | 0 | 0 | 0 | 0 | 0 | 0 | 0 | 0 | 0 | 0 | 0 | 0 | 0 | 0 | 0 | 0 | 0 | 0 | 0 | 0 | 0 | 0 | 0 | 0 | 0 | 0
CDP11 | QLD | NQ | Flexible gas | 0 | 0 | 0 | 0 | 0 | 0 | 1.135e-09 | 0 | 0 | 0 | 1.095e-09 | 1.0636 | 0.55224 | 5.665e-09 | 0 | 0.41772 | 1.1425e-08 | 0.30398 | 1.87e-09 | 4.57e-09 | 0 | 0 | 0 | 0 | 0 | 0 | 0 | 0
CDP11 | QLD | NQ | Hydro | 309.1896 | 160.8939 | 232.3698 | 232.7106 | 185.1137 | 279.7378 | 299.4566 | 248.6631 | 214.1129 | 253.0374 | 199.9267 | 127.239 | 181.5262 | 76.7658 | 165.0364 | 80.9464 | 93.5647 | 114.9704 | 0 | 0 | 0 | 0 | 0 | 0 | 0 | 0 | 0 | 0
CDP11 | QLD | NQ | Utility storage | 224.1645 | 463.6208 | 569.0692 | 523.9305 | 563.1049 | 842.7344 | 687.6594 | 694.387 | 600.4652 | 797.6718 | 762.9425 | 786.1805 | 837.7564 | 849.4856 | 836.5702 | 831.7894 | 816.8852 | 811.3921 | 833.196 | 853.4722 | 815.4788 | 834.5517 | 524.5999 | 568.6349 | 845.2947 | 991.558 | 988.64 | 988.7522
CDP11 | QLD | NQ | Coordinated CER storage | 3.7025 | 4.8307 | 6.1192 | 7.6947 | 9.5228 | 11.6685 | 13.7663 | 16.3837 | 18.7668 | 23.1217 | 27.2706 | 33.0082 | 38.4995 | 45.0192 | 52.1308 | 58.5118 | 65.0055 | 71.9562 | 81.9993 | 94.0787 | 100.537 | 113.4216 | 128.3524 | 144.0651 | 157.0217 | 174.7517 | 180.2484 | 188.0414
CDP11 | QLD | NQ | Passive CER storage | 7.8983 | 8.9015 | 9.8572 | 10.8967 | 11.9899 | 13.0913 | 14.6095 | 15.9655 | 17.2986 | 18.8163 | 20.3749 | 22.1566 | 23.8494 | 25.5681 | 27.3346 | 29.213 | 30.5814 | 32.1658 | 33.4967 | 34.9698 | 36.3326 | 37.8586 | 39.5466 | 41.5898 | 43.035 | 44.1319 | 45.8801 | 47.4763
CDP11 | QLD | NQ | Offshore wind | 0 | 0 | 0 | 0 | 0 | 0 | 0 | 0 | 0 | 0 | 0 | 0 | 0 | 0 | 0 | 0 | 0 | 0 | 0 | 0 | 0 | 0 | 0 | 0 | 0 | 0 | 0 | 0
CDP11 | QLD | NQ | Wind | 1065.2668 | 1036.1347 | 1062.9916 | 5215.9908 | 6161.8102 | 8897.7217 | 8403.745 | 8953.8655 | 9383.1895 | 10112.5156 | 9670.8845 | 9064.0389 | 10072.4846 | 10588.5764 | 10713.1259 | 10126.9944 | 9899.1664 | 9378.6809 | 9454.4474 | 10535.1838 | 11259.1348 | 11664.4236 | 11838.1884 | 12066.8751 | 11551.7876 | 10923.1107 | 11665.052 | 12445.0078
CDP11 | QLD | NQ | Utility solar | 1296.0677 | 1392.7243 | 1290.1507 | 1266.9019 | 1196.6937 | 1012.4277 | 1027.6809 | 1174.9477 | 1286.475 | 1173.6744 | 1257.7335 | 1281.6954 | 1203.5081 | 1116.9094 | 1119.1519 | 1176.4625 | 1112.6851 | 1368.7639 | 1401.4868 | 1179.0655 | 1012.8827 | 1114.1954 | 1086.8002 | 813.4589 | 836.2251 | 1544.0642 | 1319.5205 | 1298.5683
CDP11 | QLD | NQ | Distributed PV | 890.6838 | 933.0996 | 966.2641 | 1008.0842 | 1073.5389 | 1130.3381 | 1177.689 | 1223.6016 | 1257.4637 | 1292.358 | 1322.4242 | 1351.3797 | 1366.6988 | 1386.523 | 1406.3077 | 1427.8995 | 1446.4485 | 1469.534 | 1490.6694 | 1518.8556 | 1536.7492 | 1560.7993 | 1584.1359 | 1613.9356 | 1633.642 | 1662.3734 | 1692.196 | 1728.5245
CDP11 | QLD | NQ | Other renewable fuels | 0 | 0 | 0 | 0 | 0 | 0 | 0 | 0 | 0 | 0 | 0 | 0 | 0 | 0 | 0 | 0 | 0 | 0 | 0 | 0 | 0 | 0 | 0 | 0 | 0 | 0 | 0 | 0
CDP11 | QLD | NQ | DSP | 0 | 0 | 0 | 0 | 0 | 0 | 0 | 0 | 0 | 0 | 0 | 0 | 0 | 0 | 0 | 0 | 0 | 0 | 0 | 0 | 0 | 0 | 0 | 0 | 0 | 0 | 0 | 0
CDP11 | QLD | NQ | Utility storage load | -281.8217 | -584.6608 | -709.9034 | -682.6669 | -787.0255 | -1354.0959 | -887.8826 | -884.5699 | -757.9796 | -1038.2015 | -986.2764 | -997.363 | -1109.2467 | -1119.2655 | -1094.3782 | -1084.8538 | -1076.8771 | -1062.185 | -1095.5264 | -1122.2458 | -1135.1156 | -1155.9145 | -821.2773 | -915.3507 | -1234.7404 | -1430.6238 | -1440.1727 | -1472.5732
CDP11 | QLD | NQ | Coordinated CER storage load | -3.7025 | -4.8307 | -6.1229 | -7.6956 | -9.5182 | -11.6685 | -13.9362 | -16.8052 | -19.2925 | -24.5023 | -29.2745 | -36.0854 | -42.6979 | -50.4665 | -59.2186 | -66.545 | -74.4195 | -82.8531 | -95.4534 | -111.2512 | -118.2721 | -134.7498 | -153.8522 | -174.0568 | -190.3811 | -213.3804 | -219.9465 | -229.9472
CDP11 | QLD | NQ | Passive CER storage load | -9.0958 | -10.2402 | -11.3564 | -12.5167 | -13.7673 | -15.0267 | -16.7301 | -18.3385 | -19.8913 | -21.5543 | -23.4129 | -25.4463 | -27.3352 | -29.3526 | -31.3736 | -33.392 | -35.0567 | -36.7595 | -38.3701 | -40.0687 | -41.5473 | -43.3666 | -45.2576 | -47.4699 | -49.2828 | -50.516 | -52.2872 | -54.2445
CDP11 | QLD | GG | Black coal | 2943.36 | 2951.3564 | 2967.7988 | 1803.6311 | 1808.367 | 1491.2308 | 635.5311 | 0 | 0 | 0 | 0 | 0 | 0 | 0 | 0 | 0 | 0 | 0 | 0 | 0 | 0 | 0 | 0 | 0 | 0 | 0 | 0 | 0
CDP11 | QLD | GG | Mid-merit gas | 790.803 | 868.8509 | 832.3193 | 841.7347 | 842.0008 | 829.8622 | 26.4998 | 12.3264 | 38.7353 | 103.4957 | 135.756 | 138.3221 | 313.0105 | 237.0804 | 159.0337 | 376.7477 | 434.5854 | 327.3155 | 371.9106 | 375.3512 | 375.4981 | 355.2394 | 344.748 | 335.73 | 251.1328 | 202.4943 | 0 | 0
CDP11 | QLD | GG | Flexible gas with CCS | 0 | 0 | 0 | 0 | 0 | 0 | 0 | 0 | 0 | 0 | 0 | 0 | 0 | 0 | 0 | 0 | 0 | 0 | 0 | 0 | 0 | 0 | 0 | 0 | 0 | 0 | 0 | 0
CDP11 | QLD | GG | Flexible gas | 0 | 0 | 0 | 0 | 0 | 0 | 1.1181e-06 | 3.1893e-07 | 9.0588e-07 | 9.0662e-06 | 1.7143e-05 | 1.6658e-05 | 3.7434e-05 | 2.6149e-05 | 7.4673e-06 | 1.6211e-05 | 3.5504e-05 | 2.3636e-05 | 2.3754e-05 | 2.3963e-05 | 2.3572e-05 | 5.6326e-06 | 3.0022e-05 | 2.7826e-05 | 1.7881e-05 | 1.0298e-05 | 3.9283e-05 | 4.2937e-05
CDP11 | QLD | GG | Hydro | 0 | 0 | 0 | 0 | 0 | 0 | 0 | 0 | 0 | 0 | 0 | 0 | 0 | 0 | 0 | 0 | 0 | 0 | 0 | 0 | 0 | 0 | 0 | 0 | 0 | 0 | 0 | 0
CDP11 | QLD | GG | Utility storage | 0 | 42.9252 | 95.6709 | 116.5402 | 110.7596 | 420.6805 | 231.9056 | 209.6407 | 156.4543 | 219.6025 | 214.9505 | 220.232 | 262.7387 | 274.8804 | 251.67 | 266.3654 | 247.5918 | 247.9847 | 289.8244 | 275.6132 | 209.4932 | 0.00030112 | 120.2672 | 133.0858 | 136.2561 | 825.1294 | 824.1402 | 1356.5762
CDP11 | QLD | GG | Coordinated CER storage | 0.20226 | 0.2661 | 0.33636 | 0.42501 | 0.52155 | 0.6543 | 0.79984 | 0.99858 | 1.1389 | 1.5292 | 1.8501 | 2.378 | 2.8687 | 3.471 | 4.1 | 4.6133 | 5.109 | 5.743 | 6.8099 | 7.8658 | 8.1211 | 9.6503 | 10.8699 | 12.2922 | 14.0661 | 15.9115 | 16.3856 | 16.8302
CDP11 | QLD | GG | Passive CER storage | 0.43375 | 0.49115 | 0.5429 | 0.6111 | 0.66737 | 0.73538 | 0.82193 | 0.90112 | 0.98625 | 1.0827 | 1.1807 | 1.2893 | 1.3971 | 1.5064 | 1.6163 | 1.7374 | 1.8244 | 1.9283 | 2.0181 | 2.1123 | 2.2029 | 2.3052 | 2.4175 | 2.547 | 2.6413 | 2.7129 | 2.8267 | 2.9272
CDP11 | QLD | GG | Offshore wind | 0 | 0 | 0 | 0 | 0 | 0 | 0 | 0 | 0 | 0 | 0 | 0 | 0 | 0 | 0 | 0 | 0 | 0 | 0 | 0 | 0 | 0 | 0 | 0 | 0 | 0 | 0 | 0
CDP11 | QLD | GG | Wind | 0 | 0 | 0 | 0 | 0 | 0 | 0 | 0 | 0 | 0 | 0 | 0 | 0 | 0 | 0 | 0 | 0 | 0 | 0 | 0 | 0 | 0 | 0 | 0 | 0 | 0 | 0 | 0
CDP11 | QLD | GG | Utility solar | 0 | 0 | 0 | 0 | 0 | 0 | 0 | 0 | 0 | 0 | 0 | 0 | 0 | 0 | 0 | 0 | 0 | 0 | 0 | 0 | 0 | 0 | 0 | 0 | 0 | 0 | 0 | 0
CDP11 | QLD | GG | Distributed PV | 83.1873 | 85.9307 | 89.0592 | 93.8754 | 98.1305 | 103.0181 | 107.804 | 112.3773 | 116.1806 | 119.6898 | 122.8667 | 125.7195 | 127.7035 | 129.6922 | 131.5994 | 134.0671 | 135.8587 | 138.2141 | 140.6638 | 143.1481 | 145.0607 | 147.4519 | 150.0271 | 152.6645 | 154.6545 | 157.2475 | 160.5535 | 164.0285
CDP11 | QLD | GG | Other renewable fuels | 0 | 0 | 0 | 0 | 0 | 0 | 0 | 0 | 0 | 0 | 0 | 0 | 0 | 0 | 0 | 0 | 0 | 0 | 0 | 0 | 0 | 0 | 0 | 0 | 0 | 0 | 0 | 0
CDP11 | QLD | GG | DSP | 0 | 0 | 0 | 0 | 0 | 0 | 0 | 0 | 0 | 0 | 0 | 0 | 0 | 0 | 0 | 0 | 0 | 0 | 0 | 0 | 0 | 0 | 0 | 0 | 0 | 0 | 0 | 0
CDP11 | QLD | GG | Utility storage load | 0 | -51.1015 | -114.3303 | -138.7383 | -131.8567 | -500.3739 | -276.0782 | -249.5723 | -186.2552 | -261.4316 | -256.323 | -261.9119 | -312.6239 | -327.2386 | -300.0436 | -316.6653 | -294.7523 | -295.22 | -345.0292 | -328.5474 | -248.9603 | -0.00035575 | -141.4769 | -156.556 | -160.4127 | -970.5174 | -970.0466 | -1609.5281
CDP11 | QLD | GG | Coordinated CER storage load | -0.20226 | -0.2661 | -0.33656 | -0.42506 | -0.52161 | -0.65398 | -0.82029 | -1.0541 | -1.1993 | -1.6948 | -2.0826 | -2.7522 | -3.3742 | -4.1485 | -4.9621 | -5.5743 | -6.2 | -7.0221 | -8.4127 | -9.8518 | -10.0531 | -12.1284 | -13.7308 | -15.6227 | -18.0188 | -20.5135 | -21.1317 | -21.6467
CDP11 | QLD | GG | Passive CER storage load | -0.49951 | -0.56501 | -0.62547 | -0.70194 | -0.76631 | -0.8441 | -0.94124 | -1.0351 | -1.1341 | -1.2402 | -1.3568 | -1.4807 | -1.6013 | -1.7294 | -1.8552 | -1.9859 | -2.0914 | -2.2036 | -2.3117 | -2.4203 | -2.5191 | -2.6406 | -2.7666 | -2.9072 | -3.0247 | -3.1053 | -3.2214 | -3.3445
CDP11 | QLD | CQ | Black coal | 11700.4546 | 12723.9569 | 14347.4724 | 7457.9102 | 6483.3595 | 3080.7857 | 5954.8156 | 5878.4066 | 4207.0819 | 3972.1088 | 4353.6038 | 4575.8452 | 4563.7222 | 3645.6394 | 3684.5652 | 4301.438 | 4321.4275 | 4481.4217 | 4873.0823 | 4698.736 | 4517.5484 | 4576.6071 | 4336.8596 | 4214.2391 | 4274.5845 | 4601.4542 | 4254.9769 | 0
CDP11 | QLD | CQ | Mid-merit gas | 0 | 0 | 0 | 0 | 0 | 0 | 0 | 0 | 0 | 0 | 0 | 0 | 0 | 0 | 0 | 0 | 0 | 0 | 0 | 0 | 0 | 0 | 0 | 0 | 0 | 0 | 0 | 0
CDP11 | QLD | CQ | Flexible gas with CCS | 0 | 0 | 0 | 0 | 0 | 0 | 0 | 0 | 0 | 0 | 0 | 0 | 0 | 0 | 0 | 0 | 0 | 0 | 0 | 0 | 0 | 0 | 0 | 0 | 0 | 0 | 0 | 0
CDP11 | QLD | CQ | Flexible gas | 1.53e-07 | 2.1524e-07 | 2.6247e-07 | 0.03994 | 3.134e-07 | 2.9263e-07 | 1.4363 | 0.41678 | 6.9667e-07 | 1.0768e-06 | 0 | 0 | 0 | 0 | 0 | 0 | 0 | 0 | 0 | 0 | 0 | 0 | 0 | 0 | 0 | 0 | 0 | 0
CDP11 | QLD | CQ | Hydro | 0 | 0 | 0 | 0 | 0 | 0 | 0 | 0 | 0 | 0 | 0 | 0 | 0 | 0 | 0 | 0 | 0 | 0 | 0 | 0 | 0 | 0 | 0 | 0 | 0 | 0 | 0 | 0
CDP11 | QLD | CQ | Utility storage | 40.2297 | 36.6607 | 59.5035 | 136.796 | 163.5226 | 258.8343 | 179.4535 | 165.9368 | 139.3255 | 173.9383 | 167.3771 | 171.6149 | 195.8442 | 208.3265 | 188.9714 | 200.5168 | 192.9406 | 192.0926 | 157.8317 | 150.3029 | 124.8643 | 128.9983 | 266.5909 | 233.1375 | 464.7909 | 1719.6601 | 1711.2753 | 2517.3229
CDP11 | QLD | CQ | Coordinated CER storage | 3.3994 | 4.4768 | 5.6545 | 7.1695 | 8.8337 | 10.815 | 12.9557 | 15.704 | 17.8517 | 22.6949 | 26.9596 | 33.4222 | 39.5305 | 46.8258 | 54.6243 | 61.1737 | 67.618 | 75.4597 | 87.5691 | 100.0979 | 103.6207 | 121.2319 | 135.5083 | 153.1322 | 173.2354 | 193.7913 | 199.7975 | 205.6767
CDP11 | QLD | CQ | Passive CER storage | 7.2649 | 8.2429 | 9.1049 | 10.1494 | 11.1216 | 12.1535 | 13.617 | 14.8902 | 16.1978 | 17.7002 | 19.2237 | 20.9226 | 22.6054 | 24.2909 | 26.0235 | 27.8933 | 29.2325 | 30.8205 | 32.1652 | 33.6167 | 35.0164 | 36.548 | 38.2373 | 40.233 | 41.689 | 42.7748 | 44.484 | 46.003
CDP11 | QLD | CQ | Offshore wind | 0 | 0 | 0 | 0 | 0 | 0 | 0 | 0 | 0 | 0 | 0 | 0 | 0 | 0 | 0 | 0 | 0 | 0 | 0 | 0 | 0 | 0 | 0 | 0 | 0 | 0 | 0 | 0
CDP11 | QLD | CQ | Wind | 884.1683 | 1173.4154 | 1292.5558 | 2865.5914 | 4156.2196 | 4483.3779 | 4148.3301 | 4291.8496 | 4405.1732 | 6732.1707 | 6581.5247 | 6201.5689 | 6419.0408 | 6263.1144 | 7247.8197 | 6096.9886 | 6656.0944 | 6410.2932 | 6221.5896 | 6695.5844 | 8306.7784 | 8141.4166 | 8431.664 | 8887.2406 | 8395.0882 | 7570.5184 | 7819.5686 | 7775.2227
CDP11 | QLD | CQ | Utility solar | 2049.9386 | 2146.2501 | 2000.5331 | 2253.0211 | 2156.1062 | 2288.801 | 1732.4336 | 1979.3136 | 2142.7672 | 2078.4046 | 2158.4398 | 2147.8853 | 2037.907 | 2085.8903 | 2063.3105 | 2187.0985 | 2116.8131 | 3086.0546 | 2875.8462 | 3045.4368 | 2416.4605 | 2774.8277 | 2800.6413 | 3092.4874 | 6060.4182 | 8650.0552 | 9944.7994 | 13248.4188
CDP11 | QLD | CQ | Distributed PV | 983.4528 | 1015.8314 | 1049.9894 | 1099.5409 | 1147.7856 | 1214.1964 | 1273.2899 | 1322.5909 | 1366.4737 | 1411.0047 | 1452.5752 | 1484.7024 | 1513.4651 | 1542.6319 | 1573.6127 | 1602.9355 | 1628.0199 | 1660.5557 | 1693.308 | 1723.4366 | 1751.2723 | 1783.2996 | 1817.4165 | 1849.4621 | 1878.748 | 1913.7379 | 1953.8785 | 1991.6066
CDP11 | QLD | CQ | Other renewable fuels | 0 | 0 | 0 | 0 | 0 | 0 | 0 | 0 | 0 | 0 | 0 | 0 | 0 | 0 | 0 | 0 | 0 | 0 | 0 | 0 | 0 | 0 | 0 | 0 | 0 | 0 | 0 | 0
CDP11 | QLD | CQ | DSP | 0 | 0 | 0 | 0 | 0 | 0 | 0 | 0 | 0 | 0 | 0 | 0 | 0 | 0 | 0 | 0 | 0 | 0 | 0 | 0 | 0 | 0 | 0 | 0 | 0 | 0 | 0 | 0
CDP11 | QLD | CQ | Utility storage load | -47.8926 | -43.6437 | -70.9466 | -162.8524 | -194.6699 | -307.6998 | -213.6352 | -197.5438 | -165.8638 | -207.0695 | -199.6816 | -204.0642 | -232.9643 | -248.0079 | -225.4024 | -238.2741 | -229.6913 | -228.6818 | -187.895 | -179.2595 | -148.3207 | -153.5695 | -315.6796 | -274.2524 | -579.4493 | -2144.9943 | -2142.9697 | -3145.7123
CDP11 | QLD | CQ | Coordinated CER storage load | -3.3994 | -4.4768 | -5.658 | -7.1704 | -8.8347 | -10.8097 | -13.1673 | -16.2784 | -18.4759 | -24.4127 | -29.3702 | -37.2994 | -44.7575 | -53.8268 | -63.5682 | -71.132 | -78.9842 | -88.8069 | -104.2053 | -120.8187 | -123.522 | -146.8737 | -165.1713 | -188.1229 | -214.6539 | -241.8838 | -249.4459 | -256.286
CDP11 | QLD | CQ | Passive CER storage load | -8.3663 | -9.4825 | -10.4898 | -11.6583 | -12.7703 | -13.9503 | -15.5935 | -17.1034 | -18.6254 | -20.2758 | -22.0901 | -24.0291 | -25.9093 | -27.8864 | -29.8687 | -31.8835 | -33.5104 | -35.222 | -36.8449 | -38.5184 | -40.0421 | -41.8653 | -43.7592 | -45.9213 | -47.7414 | -48.9625 | -50.6961 | -52.5612
CDP11 | QLD | SQ | Black coal | 21353.6439 | 21128.2586 | 21428.834 | 17018.1037 | 15328.1171 | 11408.4632 | 14578.5955 | 13957.384 | 13585.8565 | 8632.6388 | 5082.977 | 5225.058 | 5129.94 | 4649.4534 | 5196.3527 | 5177.6226 | 5120.9568 | 5196.0614 | 5264.7466 | 5130.5801 | 5134.9208 | 5070.395 | 5138.6803 | 4917.4541 | 4864.2801 | 5148.2904 | 5038.3838 | 0
CDP11 | QLD | SQ | Mid-merit gas | 1550.1595 | 1930.363 | 417.7273 | 285.8721 | 451.1767 | 236.4257 | 273.8741 | 163.5196 | 587.2112 | 1338.5893 | 1490.4125 | 1442.3032 | 1182.9358 | 762.6521 | 461.9079 | 765.1112 | 1024.1642 | 458.2873 | 273.3648 | 368.8562 | 343.1367 | 0 | 0 | 0 | 0 | 0 | 0 | 0
CDP11 | QLD | SQ | Flexible gas with CCS | 0 | 0 | 0 | 0 | 0 | 0 | 0 | 0 | 0 | 0 | 0 | 0 | 0 | 0 | 0 | 0 | 0 | 0 | 0 | 0 | 0 | 0 | 0 | 0 | 0 | 0 | 0 | 0
CDP11 | QLD | SQ | Flexible gas | 74.0082 | 34.4654 | 4.4569 | 13.9695 | 13.0398 | 120.2539 | 132.2638 | 18.1242 | 25.6317 | 140.7258 | 589.8548 | 370.7906 | 1143.301 | 894.8347 | 576.8113 | 1416.3472 | 4189.6933 | 3110.5825 | 3333.584 | 4407.1867 | 3935.7016 | 4722.5006 | 5683.2524 | 5680.0517 | 3183.737 | 2218.5456 | 4817.5399 | 5050.9465
CDP11 | QLD | SQ | Hydro | 0 | 0 | 0 | 0 | 0 | 0 | 0 | 0 | 0 | 0 | 0 | 0 | 0 | 0 | 0 | 0 | 0 | 0 | 0 | 0 | 0 | 0 | 0 | 0 | 0 | 0 | 0 | 0
CDP11 | QLD | SQ | Utility storage | 1248.2748 | 1177.7246 | 1092.491 | 1077.2304 | 1323.8686 | 2019.3815 | 1525.779 | 1448.845 | 4313.4544 | 5877.2558 | 5785.4802 | 6146.4812 | 6236.1151 | 6445.5933 | 6308.5496 | 6258.418 | 5873.1269 | 5758.6763 | 6124.906 | 6196.949 | 5368.7328 | 5309.1563 | 6040.4438 | 6357.1991 | 6496.1721 | 7120.3423 | 6998.5899 | 7120.9331
CDP11 | QLD | SQ | Coordinated CER storage | 17.9832 | 23.8088 | 30.5303 | 38.6809 | 47.9585 | 59.2742 | 72.469 | 89.3926 | 99.2791 | 130.5288 | 156.553 | 193.7666 | 230.312 | 278.6171 | 325.6994 | 368.0988 | 409.4148 | 445.4083 | 519.7508 | 600.9963 | 613.3275 | 734.6369 | 816.4915 | 921.7126 | 1047.9445 | 1190.5667 | 1205.1364 | 1279.2929
CDP11 | QLD | SQ | Passive CER storage | 38.5258 | 43.8968 | 49.0034 | 54.5739 | 60.1823 | 66.4877 | 74.7743 | 82.1543 | 89.5117 | 97.9153 | 106.4969 | 116.2022 | 125.6895 | 135.4263 | 145.4256 | 156.0927 | 163.6411 | 172.4096 | 179.9223 | 187.9841 | 195.7875 | 204.5517 | 214.2855 | 225.8 | 234.2198 | 240.7642 | 250.8429 | 259.8486
CDP11 | QLD | SQ | Offshore wind | 0 | 0 | 0 | 0 | 0 | 0 | 0 | 0 | 0 | 0 | 0 | 0 | 0 | 0 | 0 | 0 | 0 | 0 | 0 | 0 | 0 | 0 | 0 | 0 | 0 | 0 | 0 | 0
CDP11 | QLD | SQ | Wind | 4637.2604 | 6192.9776 | 6567.6918 | 11517.3842 | 13908.8539 | 14044.2506 | 13459.3089 | 13229.9787 | 13816.6147 | 12762.5282 | 17519.0092 | 16471.9514 | 16700.0852 | 17550.2922 | 18481.601 | 16823.8887 | 17805.726 | 18329.5601 | 17584.1218 | 17617.742 | 16342.3276 | 15671.1287 | 15915.4619 | 15183.3193 | 23860.9698 | 22508.556 | 21933.4967 | 23474.8368
CDP11 | QLD | SQ | Utility solar | 4588.457 | 4800.8618 | 4776.4698 | 4628.4323 | 4554.2915 | 4736.1892 | 3805.5745 | 4281.0295 | 5457.5343 | 10872.8846 | 11796.7545 | 14292.5212 | 13875.8184 | 14133.2629 | 14185.7963 | 14446.0638 | 13791.3379 | 12955.0952 | 15017.8896 | 16351.1328 | 13441.5349 | 16319.8327 | 16196.6745 | 18008.8581 | 17372.209 | 21603.9032 | 21448.9431 | 23632.072
CDP11 | QLD | SQ | Distributed PV | 5990.8471 | 6184.3421 | 6391.0577 | 6675.4064 | 6948.9149 | 7246.6104 | 7553.5439 | 7854.8235 | 8099.4155 | 8344.1878 | 8574.7168 | 8791.3445 | 8944.2099 | 9112.954 | 9288.9666 | 9482.3526 | 9632.6932 | 9808.7105 | 9994.2533 | 10193.5007 | 10350.6777 | 10536.484 | 10729.2197 | 10938.4931 | 11106.4424 | 11313.678 | 11537.6324 | 11787.4518
CDP11 | QLD | SQ | Other renewable fuels | 0 | 0 | 0 | 0 | 0 | 0 | 0 | 0 | 0 | 0 | 0 | 0 | 0 | 0 | 0 | 0 | 0 | 0 | 0 | 0 | 0 | 0 | 0 | 0 | 0 | 0 | 459.1358 | 321.1885
CDP11 | QLD | SQ | DSP | 1.037e-06 | 1.0881e-06 | 1.1734e-06 | 1.5228e-06 | 1.9612e-06 | 3.2305e-06 | 0.82163 | 0.44504 | 1.5456e-06 | 1.795e-06 | 6.3816 | 2.3085 | 21.0498 | 7.9096 | 2.3164 | 1.196 | 31.7679 | 17.141 | 1.395 | 3.3309 | 6.0165 | 0.41642 | 9.4252 | 0.79114 | 15.3231 | 3.014 | 51.5797 | 105.5603
CDP11 | QLD | SQ | Utility storage load | -1688.1768 | -1545.2665 | -1410.0848 | -1378.478 | -1764.3239 | -2807.0872 | -1994.1466 | -1886.9806 | -5599.7209 | -7755.2706 | -7566.4244 | -8024.3738 | -8201.8454 | -8467.9508 | -8305.5541 | -8175.9828 | -7726.157 | -7564.6549 | -8028.5111 | -8191.0307 | -7042.3425 | -6989.048 | -7908.6951 | -8403.4746 | -8525.2661 | -9302.9037 | -9194.8543 | -9389.3446
CDP11 | QLD | SQ | Coordinated CER storage load | -17.9832 | -23.8088 | -30.5487 | -38.6856 | -47.964 | -59.2454 | -74.1617 | -93.6973 | -103.0525 | -142.2949 | -172.8531 | -218.787 | -263.9095 | -325.1214 | -384.5591 | -434.8389 | -486.1474 | -529.9748 | -625.3765 | -734.7751 | -738.8747 | -902.343 | -1007.457 | -1146.382 | -1311.184 | -1503.1276 | -1518.3863 | -1614.8855
CDP11 | QLD | SQ | Passive CER storage load | -44.3668 | -50.498 | -56.4569 | -62.687 | -69.1038 | -76.3172 | -85.6279 | -94.3651 | -102.9273 | -112.1632 | -122.3762 | -133.4555 | -144.0599 | -155.4718 | -166.9135 | -178.4222 | -187.5884 | -197.0317 | -206.0993 | -215.394 | -223.8881 | -234.3118 | -245.2308 | -257.7243 | -268.2238 | -275.5925 | -285.8727 | -296.8927
CDP11 | VIC | VIC | Brown coal | 32180.7418 | 28061.6012 | 27405.7151 | 24217.3224 | 18297.8737 | 15023.7682 | 16335.1598 | 13368.2165 | 10005.2089 | 6205.8376 | 2861.423 | 3479.3417 | 3402.4785 | 2978.7239 | 3548.5466 | 3341.6669 | 3350.2034 | 3321.7293 | 3375.6464 | 3424.0112 | 3196.7799 | 3413.6575 | 3397.5896 | 0 | 0 | 0 | 0 | 0
CDP11 | VIC | VIC | Mid-merit gas | 76.7713 | 131.3434 | 70.4104 | 56.7202 | 0 | 0 | 0 | 0 | 0 | 0 | 0 | 0 | 0 | 0 | 0 | 0 | 0 | 0 | 0 | 0 | 0 | 0 | 0 | 0 | 0 | 0 | 0 | 0
CDP11 | VIC | VIC | Flexible gas with CCS | 0 | 0 | 0 | 0 | 0 | 0 | 0 | 0 | 0 | 0 | 0 | 0 | 0 | 0 | 0 | 0 | 0 | 0 | 0 | 0 | 0 | 0 | 0 | 0 | 0 | 0 | 0 | 0
CDP11 | VIC | VIC | Flexible gas | 49.1853 | 92.1763 | 41.6612 | 33.8232 | 286.0125 | 63.8999 | 25.2031 | 3.0037e-06 | 2.1838e-06 | 64.5273 | 25.6185 | 19.7971 | 170.9846 | 153.7094 | 59.8589 | 65.1723 | 199.4969 | 219.7596 | 211.3678 | 360.3344 | 196.3181 | 173.5954 | 359.6476 | 424.8225 | 443.2895 | 186.9094 | 650.1444 | 779.5959
CDP11 | VIC | VIC | Hydro | 2506.1241 | 1230.2482 | 1311.4999 | 3414.303 | 2069.6609 | 4031.598 | 2211.8126 | 981.6013 | 2990.2416 | 3163.5932 | 3436.4874 | 2468.4157 | 2838.7094 | 1862.858 | 2321.7313 | 2190.0349 | 3412.7031 | 2160.3099 | 2024.1962 | 2164.5468 | 2167.9922 | 1875.2379 | 2470.3274 | 2638.3587 | 3060.2526 | 2408.7045 | 2898.2912 | 2042.0636
CDP11 | VIC | VIC | Utility storage | 391.7539 | 1149.2795 | 1919.0929 | 2616.7259 | 2992.6995 | 3916.5966 | 3226.9891 | 4066.3527 | 4164.0025 | 4038.3728 | 4295.9907 | 3983.1097 | 4601.4741 | 5434.7624 | 5397.8447 | 6176.9003 | 5459.0692 | 5154.212 | 5223.0821 | 4877.6547 | 5289.1055 | 4669.9711 | 4172.1703 | 3946.5463 | 3987.9488 | 3786.7826 | 3264.6769 | 3325.1315
CDP11 | VIC | VIC | Coordinated CER storage | 46.2608 | 62.9948 | 81.008 | 102.3023 | 127.8125 | 157.0913 | 184.535 | 218.3513 | 257.9248 | 301.8639 | 351.2985 | 418.3202 | 483.0093 | 572.2637 | 658.4106 | 747.1206 | 829.619 | 925.2831 | 1015.5241 | 1144.2539 | 1244.1553 | 1394.5276 | 1563.4465 | 1716.7511 | 1870.3553 | 2028.4148 | 2095.6275 | 2293.0144
CDP11 | VIC | VIC | Passive CER storage | 93.9153 | 103.8346 | 113.4315 | 124.1343 | 134.0189 | 145.1892 | 159.9523 | 173.6821 | 187.2958 | 202.3336 | 217.0562 | 234.2369 | 249.6964 | 267.2425 | 284.5038 | 301.8728 | 315.2069 | 328.6875 | 342.6232 | 356.7102 | 370.6288 | 384.4636 | 401.0884 | 417.2939 | 433.7507 | 444.3685 | 460.5946 | 476.6569
CDP11 | VIC | VIC | Offshore wind | 0 | 0 | 0 | 0 | 0 | 0 | 4006.7922 | 7928.8371 | 10433.8233 | 13179.3173 | 15266.0628 | 19344.564 | 23591.8462 | 28366.138 | 31468.6294 | 36441.807 | 36688.25 | 36691.0457 | 35087.8977 | 33972.0749 | 34673.5227 | 34858.798 | 34982.8754 | 37206.0948 | 34264.9951 | 34445.6167 | 35561.6137 | 37234.9795
CDP11 | VIC | VIC | Wind | 13655.8173 | 17096.8142 | 16270.0346 | 17161.3387 | 20190.3913 | 21491.3559 | 20953.1144 | 22449.0339 | 21484.0958 | 22462.2007 | 20817.7398 | 20231.77 | 19871.6747 | 20403.7047 | 19372.0712 | 19408.0803 | 18890.9347 | 18790.1163 | 17748.7877 | 16421.1949 | 15574.8302 | 14017.5472 | 13388.2839 | 13710.4161 | 14089.685 | 16211.793 | 15794.2243 | 16702.6919
CDP11 | VIC | VIC | Utility solar | 2582.4291 | 3074.8139 | 3401.3277 | 3593.1657 | 3560.2237 | 3633.2853 | 3157.2786 | 3194.9823 | 3289.45 | 3269.8182 | 3867.7865 | 3665.6051 | 3475.7197 | 3556.3339 | 3589.9117 | 3351.5702 | 3402.4336 | 3292.9456 | 3305.6161 | 4940.8292 | 6273.1585 | 6667.9694 | 6759.9467 | 6341.5469 | 6588.1703 | 5814.4776 | 5414.861 | 5310.7339
CDP11 | VIC | VIC | Distributed PV | 6087.2788 | 6684.1854 | 7294.8864 | 7984.2026 | 8627.0949 | 9196.1307 | 9725.6838 | 10200.0096 | 10651.3504 | 11059.654 | 11465.7127 | 11844.9384 | 12143.6943 | 12364.7146 | 12587.537 | 12816.1806 | 13025.347 | 13207.514 | 13417.6849 | 13652.8559 | 13870.6821 | 14058.9828 | 14279.9745 | 14546.9466 | 14826.3072 | 15089.7889 | 15385.7563 | 15709.2989
CDP11 | VIC | VIC | Other renewable fuels | 0 | 0 | 0 | 0 | 0 | 0 | 0 | 0 | 0 | 0 | 0 | 0 | 0 | 0 | 0 | 0 | 0 | 0 | 0 | 0 | 0 | 0 | 0 | 0 | 0 | 0 | 452.8921 | 255.3927
CDP11 | VIC | VIC | DSP | 0.032001 | 1.0557e-06 | 1.1214e-06 | 1.449e-06 | 1.188 | 25.8471 | 26.2097 | 1.33e-06 | 1.6573e-06 | 10.479 | 17.2956 | 7.031 | 47.4948 | 17.9628 | 9.7682 | 12.2056 | 63.143 | 18.5265 | 10.0019 | 20.3209 | 12.343 | 2.2075 | 13.658 | 21.6862 | 30.349 | 9.1118 | 88.8587 | 46.615
CDP11 | VIC | VIC | Utility storage load | -466.3739 | -1368.0637 | -2288.16 | -3108.3803 | -3555.6402 | -4647.4201 | -3834.4347 | -4836.4039 | -4946.6481 | -4809.0743 | -5098.3399 | -4734.9159 | -5480.4 | -6452.1579 | -6418.1025 | -7345.0739 | -6490.9334 | -6127.9678 | -6209.8254 | -5808.1286 | -6430.2451 | -5706.2848 | -5103.4133 | -4866.2464 | -4883.7419 | -4665.5672 | -4047.6667 | -4145.8516
CDP11 | VIC | VIC | Coordinated CER storage load | -46.2608 | -62.9948 | -81.0575 | -102.3151 | -127.8282 | -157.0133 | -186.6604 | -224.3047 | -269.0431 | -319.4968 | -374.5882 | -454.9667 | -531.6216 | -640.2033 | -746.1408 | -852.1855 | -951.6849 | -1068.9674 | -1178.5024 | -1344.1191 | -1457.9086 | -1657.6265 | -1864.6042 | -2064.4177 | -2248.4128 | -2453.2757 | -2530.5489 | -2797.9514
CDP11 | VIC | VIC | Passive CER storage load | -111.762 | -123.3463 | -134.8604 | -147.2779 | -159.5703 | -173.272 | -189.9108 | -206.4594 | -222.8042 | -240.197 | -258.543 | -279.5154 | -296.8716 | -318.266 | -338.6938 | -358.4818 | -376.3814 | -390.4669 | -407.5393 | -424.3066 | -440.6446 | -458.2816 | -479.2543 | -495.4081 | -516.2532 | -529.291 | -547.2171 | -568.9661
CDP11 | SA | CSA | Mid-merit gas | 1825.2765 | 2304.3099 | 1228.74 | 994.0969 | 1619.4494 | 887.6214 | 18.0021 | 4.758 | 0.010011 | 84.4527 | 39.6086 | 81.2872 | 160.5363 | 0 | 0 | 0 | 0 | 0 | 0 | 0 | 0 | 0 | 0 | 0 | 0 | 0 | 0 | 0
CDP11 | SA | CSA | Flexible gas with CCS | 0 | 0 | 0 | 0 | 0 | 0 | 0 | 0 | 0 | 0 | 0 | 0 | 0 | 0 | 0 | 0 | 0 | 0 | 0 | 0 | 0 | 0 | 0 | 0 | 0 | 0 | 0 | 0
CDP11 | SA | CSA | Flexible gas | 5.8124 | 4.241 | 46.2996 | 17.061 | 12.0696 | 123.6112 | 275.9968 | 263.8766 | 540.8686 | 842.3795 | 749.9049 | 777.729 | 1313.9486 | 804.0547 | 416.4756 | 732.8225 | 1131.4469 | 999.9797 | 1221.9376 | 1911.9702 | 1148.9705 | 1217.2529 | 1101.821 | 686.1423 | 735.8843 | 408.2539 | 916.8653 | 516.986
CDP11 | SA | CSA | Hydro | 0 | 0 | 0 | 0 | 0 | 0 | 0 | 0 | 0 | 0 | 0 | 0 | 0 | 0 | 0 | 0 | 0 | 0 | 0 | 0 | 0 | 0 | 0 | 0 | 0 | 0 | 0 | 0
CDP11 | SA | CSA | Utility storage | 512.2259 | 658.4603 | 995.4944 | 1973.9605 | 2317.3771 | 2925.7482 | 1575.6584 | 1638.8824 | 1635.7803 | 1664.5905 | 1634.5248 | 1613.3894 | 1820.4395 | 1999.2167 | 1933.238 | 1945.7734 | 1823.3928 | 1848.0471 | 2025.9427 | 1724.4225 | 1579.3068 | 1363.1079 | 1189.0319 | 1949.1493 | 1941.3641 | 2339.085 | 2360.7069 | 2458.3964
CDP11 | SA | CSA | Coordinated CER storage | 190.1208 | 211.5699 | 232.1083 | 256.2336 | 280.1737 | 308.0231 | 332.7673 | 360.6053 | 389.8611 | 421.4826 | 457.6365 | 494.8578 | 531.4557 | 574.425 | 618.0756 | 661.4248 | 696.0502 | 733.5491 | 774.2523 | 829.3314 | 884.053 | 947.8677 | 1009.9864 | 1047.1312 | 1114.5139 | 1157.224 | 1183.8605 | 1226.1551
CDP11 | SA | CSA | Passive CER storage | 64.0325 | 68.5121 | 72.874 | 77.7255 | 81.7137 | 86.0408 | 91.1661 | 95.9927 | 100.5806 | 105.8509 | 110.6315 | 116.1445 | 120.6524 | 126.1011 | 130.3051 | 135.7589 | 139.2271 | 142.3883 | 145.3068 | 148.8519 | 151.4968 | 154.3978 | 158.1308 | 162.327 | 164.8392 | 167.039 | 171.4898 | 175.3662
CDP11 | SA | CSA | Offshore wind | 0 | 0 | 0 | 0 | 0 | 0 | 0 | 0 | 0 | 0 | 0 | 0 | 0 | 0 | 0 | 0 | 0 | 0 | 0 | 0 | 0 | 0 | 0 | 0 | 0 | 0 | 0 | 0
CDP11 | SA | CSA | Wind | 7206.1422 | 7510.2626 | 7251.9831 | 7657.536 | 8773.9472 | 8071.59 | 7844.3258 | 8397.3989 | 8354.498 | 8932.8112 | 8727.6208 | 8752.0876 | 7688.9154 | 8721.2896 | 9024.7282 | 7535.0215 | 8546.3876 | 8958.1426 | 8768.6574 | 7456.8075 | 7190.7546 | 7079.5864 | 7477.3181 | 9738.5526 | 9707.9409 | 9681.2417 | 9129.4546 | 10435.4641
CDP11 | SA | CSA | Utility solar | 1175.8873 | 1240.1403 | 1831.5836 | 1676.5915 | 1823.8913 | 1687.0401 | 1766.6583 | 1829.8171 | 1882.9798 | 1872.3325 | 2493.3907 | 2548.2464 | 2439.6358 | 2454.4567 | 2575.1678 | 2615.0712 | 2580.8443 | 2453.1176 | 2759.2054 | 3812.4931 | 5821.7118 | 6046.8857 | 5717.3086 | 5469.3437 | 5631.5448 | 5722.6934 | 5573.3211 | 5687.0928
CDP11 | SA | CSA | Distributed PV | 3190.3631 | 3260.7863 | 3336.7919 | 3466.2875 | 3610.9779 | 3765.142 | 3919.0203 | 4056.501 | 4171.4374 | 4282.9871 | 4387.5614 | 4474.6656 | 4540.4368 | 4615.8937 | 4699.0323 | 4777.1158 | 4844.1539 | 4922.1799 | 5007.7115 | 5086.4132 | 5151.8572 | 5229.3602 | 5315.6498 | 5398.0969 | 5468.4064 | 5549.6338 | 5639.0507 | 5724.3107
CDP11 | SA | CSA | Other renewable fuels | 0 | 0 | 0 | 0 | 0 | 0 | 0 | 0 | 0 | 0 | 0 | 0 | 0 | 0 | 0 | 0 | 0 | 0 | 0 | 0 | 0 | 0 | 0 | 0 | 0 | 0 | 0 | 0
CDP11 | SA | CSA | DSP | 0.18 | 1.065e-06 | 1.1778e-06 | 1.5131e-06 | 0.96 | 28.0255 | 21.534 | 1.3752e-06 | 2.0255e-06 | 7.4332 | 22.0654 | 10.7893 | 36.0506 | 16.4145 | 6.8909 | 11.1629 | 52.1144 | 15.7985 | 7.8215 | 12.67 | 9.9948 | 1.653 | 10.7141 | 11.8707 | 16.6444 | 6.1557 | 54.0064 | 29.594
CDP11 | SA | CSA | Utility storage load | -609.793 | -783.5542 | -1185.1231 | -2353.3677 | -2758.8333 | -3479.7327 | -1875.8149 | -1952.6196 | -1945.8551 | -1985.048 | -1942.5371 | -1920.7341 | -2170.1029 | -2377.184 | -2304.8727 | -2313.077 | -2170.7418 | -2200.0932 | -2411.8772 | -2055.5463 | -1877.5466 | -1624.6355 | -1413.1327 | -2302.4132 | -2286.115 | -2761.0897 | -2774.9998 | -2896.2594
CDP11 | SA | CSA | Coordinated CER storage load | -190.1208 | -211.5699 | -232.1083 | -256.3892 | -280.1884 | -307.8528 | -333.2552 | -362.1649 | -392.2734 | -425.9089 | -463.8619 | -503.7986 | -543.4549 | -591.3583 | -641.0593 | -687.6876 | -725.4423 | -766.8511 | -812.0786 | -879.5045 | -942.7392 | -1022.8466 | -1093.428 | -1134.134 | -1215.7531 | -1266.2816 | -1291.8694 | -1346.3717
CDP11 | SA | CSA | Passive CER storage load | -74.5534 | -80.106 | -84.9062 | -90.0868 | -94.711 | -99.6282 | -104.9721 | -111.2405 | -116.5182 | -121.7649 | -127.6009 | -133.8318 | -139.592 | -144.8715 | -150.319 | -155.3538 | -159.9965 | -162.6779 | -167.2472 | -170.8245 | -173.1506 | -176.6843 | -181.1201 | -184.9918 | -188.5654 | -191.4455 | -195.1885 | -200.2795
CDP11 | SA | SESA | Mid-merit gas | 0 | 0 | 0 | 0 | 0 | 0 | 0 | 0 | 0 | 0 | 0 | 0 | 0 | 0 | 0 | 0 | 0 | 0 | 0 | 0 | 0 | 0 | 0 | 0 | 0 | 0 | 0 | 0
CDP11 | SA | SESA | Flexible gas with CCS | 0 | 0 | 0 | 0 | 0 | 0 | 0 | 0 | 0 | 0 | 0 | 0 | 0 | 0 | 0 | 0 | 0 | 0 | 0 | 0 | 0 | 0 | 0 | 0 | 0 | 0 | 0 | 0
CDP11 | SA | SESA | Flexible gas | 0.25151 | 2.8044e-07 | 0.84091 | 5.2682e-07 | 5.4285e-07 | 1.006 | 3.2023 | 1.6559e-06 | 2.8732e-06 | 2.119 | 4.7472 | 0 | 0 | 0 | 0 | 0 | 0 | 0 | 0 | 0 | 0 | 0 | 0 | 0 | 0 | 0 | 0 | 0
CDP11 | SA | SESA | Hydro | 0 | 0 | 0 | 0 | 0 | 0 | 0 | 0 | 0 | 0 | 0 | 0 | 0 | 0 | 0 | 0 | 0 | 0 | 0 | 0 | 0 | 0 | 0 | 0 | 0 | 0 | 0 | 0
CDP11 | SA | SESA | Utility storage | 26.5488 | 22.0694 | 22.9603 | 24.7192 | 27.2341 | 33.4831 | 26.0542 | 27.5897 | 26.4277 | 28.8543 | 7.094e-05 | 7.1689e-05 | 7.6586e-05 | 0.00011005 | 0.0001098 | 0.00011174 | 0.00010831 | 0.00010888 | 0.00010783 | 0.00010739 | 0.00011983 | 0.0001133 | 0.00013879 | 78.0006 | 80.9719 | 77.1667 | 77.5955 | 83.1189
CDP11 | SA | SESA | Coordinated CER storage | 6.7784 | 7.6028 | 8.4038 | 9.3329 | 10.265 | 11.3774 | 12.3873 | 13.4607 | 14.5924 | 15.8408 | 17.4163 | 18.942 | 20.5388 | 22.2471 | 24.0735 | 25.7883 | 27.2189 | 28.7574 | 30.3912 | 32.642 | 35.1078 | 37.9596 | 40.5703 | 41.9948 | 44.6623 | 46.6948 | 47.7158 | 49.7908
CDP11 | SA | SESA | Passive CER storage | 2.2874 | 2.4649 | 2.6412 | 2.8343 | 2.9964 | 3.1838 | 3.3933 | 3.5799 | 3.7552 | 3.9661 | 4.1842 | 4.4023 | 4.6087 | 4.8211 | 4.9787 | 5.1883 | 5.3234 | 5.4419 | 5.5432 | 5.6917 | 5.8219 | 5.9481 | 6.0969 | 6.2638 | 6.363 | 6.4511 | 6.627 | 6.8022
CDP11 | SA | SESA | Offshore wind | 0 | 0 | 0 | 0 | 0 | 0 | 0 | 0 | 0 | 0 | 0 | 0 | 0 | 0 | 0 | 0 | 0 | 0 | 0 | 0 | 0 | 0 | 0 | 0 | 0 | 0 | 0 | 0
CDP11 | SA | SESA | Wind | 748.7431 | 817.2765 | 718.739 | 795.3036 | 2415.4638 | 2334.2666 | 2008.395 | 2150.372 | 2095.5675 | 2574.5413 | 2304.4435 | 2143.1133 | 2012.445 | 2159.64 | 1819.266 | 1802.3208 | 1666.6454 | 1786.0536 | 1711.5206 | 1629.9341 | 1560.9278 | 1734.9627 | 1626.1034 | 1812.9238 | 1607.532 | 2283.2018 | 2162.0102 | 2393.2861
CDP11 | SA | SESA | Utility solar | 69.7372 | 68.9632 | 64.0535 | 65.7159 | 61.9438 | 56.7877 | 55.2025 | 58.6157 | 64.9363 | 68.4441 | 69.1034 | 55.8403 | 58.0383 | 56.7128 | 63.0216 | 63.9137 | 60.1924 | 0 | 0 | 0 | 0 | 0 | 0 | 0 | 0 | 0 | 0 | 0
CDP11 | SA | SESA | Distributed PV | 112.7362 | 116.2125 | 120.7697 | 127.1989 | 133.8742 | 141.6734 | 149.2792 | 155.4422 | 160.67 | 166.3834 | 173.5604 | 178.2911 | 183.9197 | 187.5012 | 190.7562 | 194.3046 | 197.6511 | 200.9791 | 203.7224 | 208.7345 | 214.739 | 219.6259 | 223.1041 | 226.6677 | 229.1829 | 232.2131 | 236.0291 | 242.1829
CDP11 | SA | SESA | Other renewable fuels | 0 | 0 | 0 | 0 | 0 | 0 | 0 | 0 | 0 | 0 | 0 | 0 | 0 | 0 | 0 | 0 | 0 | 0 | 0 | 0 | 0 | 0 | 0 | 0 | 0 | 0 | 0 | 0
CDP11 | SA | SESA | DSP | 0 | 0 | 0 | 0 | 0 | 0 | 0 | 0 | 0 | 0 | 0 | 0 | 0 | 0 | 0 | 0 | 0 | 0 | 0 | 0 | 0 | 0 | 0 | 0 | 0 | 0 | 0 | 0
CDP11 | SA | SESA | Utility storage load | -31.6057 | -26.2731 | -27.3337 | -29.4843 | -32.4215 | -39.8041 | -31.0169 | -32.8681 | -31.4383 | -34.3503 | -8.3025e-05 | -8.4154e-05 | -8.9841e-05 | -0.00012925 | -0.00012908 | -0.00013091 | -0.00012712 | -0.00012786 | -0.00012663 | -0.00012597 | -0.00014032 | -0.00013271 | -0.00016239 | -91.8974 | -95.1106 | -90.9667 | -91.0884 | -97.7773
CDP11 | SA | SESA | Coordinated CER storage load | -6.7784 | -7.6028 | -8.4038 | -9.3386 | -10.2656 | -11.3711 | -12.4101 | -13.5314 | -14.7073 | -16.048 | -17.7119 | -19.3691 | -21.112 | -23.0487 | -25.1707 | -27.0416 | -28.6385 | -30.3822 | -32.252 | -35.0114 | -37.8838 | -41.4956 | -44.5189 | -46.0879 | -49.3556 | -51.7963 | -52.7319 | -55.4485
CDP11 | SA | SESA | Passive CER storage load | -2.6632 | -2.882 | -3.0773 | -3.2851 | -3.473 | -3.6866 | -3.9072 | -4.1485 | -4.3502 | -4.5623 | -4.826 | -5.0727 | -5.3322 | -5.5387 | -5.7434 | -5.9371 | -6.1175 | -6.2173 | -6.3802 | -6.5319 | -6.654 | -6.8067 | -6.9833 | -7.1384 | -7.2789 | -7.3936 | -7.5428 | -7.7685
CDP11 | TAS | TAS | Mid-merit gas | 0 | 0 | 0 | 0 | 0 | 0 | 0 | 0 | 0 | 0 | 0 | 0 | 0 | 0 | 0 | 0 | 0 | 0 | 0 | 0 | 0 | 0 | 0 | 0 | 0 | 0 | 0 | 0
CDP11 | TAS | TAS | Flexible gas with CCS | 0 | 0 | 0 | 0 | 0 | 0 | 0 | 0 | 0 | 0 | 0 | 0 | 0 | 0 | 0 | 0 | 0 | 0 | 0 | 0 | 0 | 0 | 0 | 0 | 0 | 0 | 0 | 0
CDP11 | TAS | TAS | Flexible gas | 2.4211e-07 | 4.2775e-07 | 5.2479e-07 | 2.0503e-07 | 0 | 0 | 9.1599e-07 | 1.0434e-06 | 4.666e-06 | 0.2178 | 0.17054 | 1.4016e-06 | 8.0223e-07 | 0.93042 | 6.5437e-07 | 0.18695 | 0.82622 | 3.0117 | 1.0128 | 3.3954 | 1.6791 | 3.8316e-07 | 1.1678e-06 | 6.791e-07 | 3.8646 | 7.3416e-07 | 6.2261e-07 | 8.9478e-07
CDP11 | TAS | TAS | Hydro | 8887.2722 | 9653.163 | 6787.9067 | 6689.3257 | 6199.7218 | 5818.8359 | 7968.6236 | 8476.5152 | 7440.6665 | 8674.6949 | 8629.5951 | 7769.5999 | 7855.8309 | 7228.4607 | 8414.1774 | 8369.0118 | 7600.838 | 7569.6902 | 8383.5347 | 6483.4895 | 8987.1657 | 8546.5622 | 7089.7201 | 8047.8127 | 7477.661 | 7967.4861 | 8674.6541 | 7164.564
CDP11 | TAS | TAS | Utility storage | 0 | 0 | 0 | 5.2902e-05 | 6.3389e-05 | 7.3526e-05 | 0.00011685 | 0.00011031 | 0.00013869 | 0.00015071 | 0.00013242 | 0.00013971 | 0.00015976 | 0.00020455 | 0.0002338 | 0.00026425 | 41.263 | 43.0048 | 429.5458 | 1046.9847 | 1833.1219 | 1681.5207 | 1997.1503 | 1948.2784 | 1939.1082 | 1920.0226 | 1898.0673 | 1909.8227
CDP11 | TAS | TAS | Coordinated CER storage | 2.5733 | 3.5347 | 4.6055 | 5.9568 | 7.4159 | 9.2974 | 10.7014 | 12.1312 | 13.9981 | 15.9433 | 18.3438 | 21.3117 | 24.4785 | 28.5212 | 33.4766 | 38.096 | 42.2763 | 48.0488 | 51.5022 | 58.4627 | 60.9228 | 67.188 | 78.4349 | 85.842 | 94.9092 | 98.945 | 105.8043 | 113.0323
CDP11 | TAS | TAS | Passive CER storage | 6.2553 | 6.8442 | 7.491 | 8.1837 | 8.8138 | 9.6277 | 10.5227 | 11.3683 | 12.1904 | 13.1008 | 14.0214 | 15.0123 | 15.866 | 16.9658 | 17.9051 | 18.9456 | 19.7579 | 20.3609 | 21.0618 | 21.7684 | 22.4051 | 23.1637 | 23.9385 | 24.7927 | 25.5449 | 25.8603 | 26.7151 | 27.6923
CDP11 | TAS | TAS | Offshore wind | 0 | 0 | 0 | 0 | 0 | 0 | 0 | 0 | 0 | 0 | 0 | 0 | 0 | 0 | 0 | 0 | 0 | 0 | 0 | 0 | 0 | 0 | 0 | 0 | 0 | 0 | 0 | 0
CDP11 | TAS | TAS | Wind | 1975.3545 | 2174.8078 | 3998.3923 | 4688.0599 | 5370.3257 | 6033.8468 | 6517.9018 | 7009.547 | 7503.4542 | 7996.5658 | 8491.4886 | 8992.5147 | 9505.1039 | 10021.8945 | 10538.9463 | 11055.6863 | 9037.9304 | 8966.2786 | 8729.4782 | 9268.8115 | 9261.4526 | 9437.8334 | 9097.4919 | 9506.99 | 9132.6918 | 8856.8386 | 8359.1389 | 8333.61
CDP11 | TAS | TAS | Utility solar | 0 | 0 | 0 | 0 | 0 | 0 | 0 | 0 | 0 | 0 | 0 | 0 | 0 | 0 | 0 | 0 | 0 | 0 | 0 | 0 | 0 | 0 | 0 | 0 | 0 | 0 | 0 | 0
CDP11 | TAS | TAS | Distributed PV | 307.0088 | 319.0286 | 332.2165 | 365.6975 | 409.1203 | 455.4526 | 495.5483 | 526.8219 | 558.336 | 589.4338 | 618.6881 | 640.645 | 653.5031 | 660.943 | 668.1315 | 674.4542 | 680.7325 | 686.9651 | 694.1811 | 700.6574 | 706.8726 | 713.1019 | 720.4898 | 727.215 | 733.6596 | 740.0857 | 747.7693 | 754.9122
CDP11 | TAS | TAS | Other renewable fuels | 0 | 0 | 0 | 0 | 0 | 0 | 0 | 0 | 0 | 0 | 0 | 0 | 0 | 0 | 0 | 0 | 0 | 0 | 0 | 0 | 0 | 0 | 0 | 0 | 0 | 0 | 0 | 0
CDP11 | TAS | TAS | DSP | 1.0024e-06 | 9.7784e-07 | 1.0406e-06 | 1.0163e-06 | 1.0586e-06 | 1.1157e-06 | 1.3534e-06 | 1.1683e-06 | 1.5101e-06 | 0.081967 | 0.1675 | 1.5663e-06 | 1.4927e-06 | 0.030002 | 0.4525 | 0.315 | 2.7425 | 0.7275 | 0.48 | 0.7825 | 0.35 | 0.035001 | 0.335 | 0.022501 | 0.69 | 1.6031e-06 | 2.6041 | 1.265
CDP11 | TAS | TAS | Utility storage load | 0 | 0 | 0 | -6.2258e-05 | -7.4542e-05 | -8.6578e-05 | -0.00014675 | -0.00014111 | -0.00017433 | -0.00019357 | -0.0001681 | -0.00017766 | -0.00020175 | -0.00026009 | -0.00030007 | -0.00033853 | -54.243 | -56.9802 | -570.1706 | -1384.9364 | -2399.3542 | -2224.7622 | -2596.692 | -2599.6015 | -2515.381 | -2529.4197 | -2501.0055 | -2544.1068
CDP11 | TAS | TAS | Coordinated CER storage load | -2.5733 | -3.5347 | -4.6055 | -5.9568 | -7.4159 | -9.3032 | -10.7189 | -12.2181 | -14.1997 | -16.3007 | -18.8896 | -22.2875 | -25.8928 | -30.7377 | -36.7297 | -42.3012 | -47.3536 | -54.5829 | -58.7027 | -67.4843 | -69.7687 | -77.9108 | -92.2818 | -101.9442 | -113.2375 | -118.1375 | -126.7737 | -136.6379
CDP11 | TAS | TAS | Passive CER storage load | -7.4092 | -8.08 | -8.839 | -9.6052 | -10.3749 | -11.3443 | -12.3431 | -13.3696 | -14.321 | -15.3464 | -16.5077 | -17.6666 | -18.6487 | -19.9309 | -21.017 | -22.1822 | -23.2833 | -23.8808 | -24.7761 | -25.5422 | -26.2799 | -27.2697 | -28.1878 | -29.1395 | -30.0052 | -30.3481 | -31.2962 | -32.5547
CDP12 | NSW | NNSW | Black coal | 0 | 0 | 0 | 0 | 0 | 0 | 0 | 0 | 0 | 0 | 0 | 0 | 0 | 0 | 0 | 0 | 0 | 0 | 0 | 0 | 0 | 0 | 0 | 0 | 0 | 0 | 0 | 0
CDP12 | NSW | NNSW | Mid-merit gas | 0 | 0 | 0 | 0 | 0 | 0 | 0 | 0 | 0 | 0 | 0 | 0 | 0 | 0 | 0 | 0 | 0 | 0 | 0 | 0 | 0 | 0 | 0 | 0 | 0 | 0 | 0 | 0
CDP12 | NSW | NNSW | Flexible gas with CCS | 0 | 0 | 0 | 0 | 0 | 0 | 0 | 0 | 0 | 0 | 0 | 0 | 0 | 0 | 0 | 0 | 0 | 0 | 0 | 0 | 0 | 0 | 0 | 0 | 0 | 0 | 0 | 0
CDP12 | NSW | NNSW | Flexible gas | 0 | 0 | 0 | 0 | 0 | 0 | 0 | 0 | 0 | 0 | 0 | 0 | 0 | 0 | 0 | 0 | 0 | 0 | 0 | 0 | 0 | 0 | 0 | 0 | 0 | 0 | 0 | 0
CDP12 | NSW | NNSW | Hydro | 0 | 0 | 0 | 0 | 0 | 0 | 0 | 0 | 0 | 0 | 0 | 0 | 0 | 0 | 0 | 0 | 0 | 0 | 0 | 0 | 0 | 0 | 0 | 0 | 0 | 0 | 0 | 0
CDP12 | NSW | NNSW | Utility storage | 3.9387 | 15.435 | 453.1304 | 904.238 | 1389.2732 | 2867.0524 | 2109.5928 | 2120.433 | 2323.2853 | 2313.7463 | 2447.7107 | 2529.5317 | 2555.3381 | 2765.4587 | 2734.4585 | 2659.3285 | 2434.3541 | 2475.8187 | 2615.3158 | 2747.8491 | 4923.0964 | 5015.2075 | 4333.9359 | 5599.3848 | 5391.0333 | 5564.7035 | 5434.0741 | 6510.2376
CDP12 | NSW | NNSW | Coordinated CER storage | 8.8359 | 11.2039 | 14.0455 | 16.9336 | 20.4009 | 24.1276 | 27.6197 | 31.7667 | 36.5178 | 42.5362 | 49.7546 | 58.6064 | 67.1244 | 78.6954 | 89.0559 | 99.2937 | 108.5661 | 118.4256 | 132.7148 | 153.7934 | 161.42 | 181.9216 | 209.5778 | 226.1627 | 249.1822 | 270.0009 | 275.0091 | 296.0534
CDP12 | NSW | NNSW | Passive CER storage | 18.167 | 19.7177 | 21.1384 | 22.4275 | 23.7008 | 25.0701 | 27.3635 | 29.2103 | 31.0205 | 33.1586 | 35.2223 | 37.5763 | 39.7724 | 41.8629 | 44.1078 | 46.4927 | 48.0454 | 50.12 | 51.7116 | 53.3755 | 55.0278 | 56.7506 | 58.6569 | 61.0185 | 62.4544 | 63.5 | 65.5099 | 67.3883
CDP12 | NSW | NNSW | Offshore wind | 0 | 0 | 0 | 0 | 0 | 0 | 0 | 0 | 0 | 0 | 0 | 0 | 0 | 0 | 0 | 0 | 0 | 0 | 0 | 0 | 0 | 0 | 0 | 0 | 0 | 0 | 0 | 0
CDP12 | NSW | NNSW | Wind | 1306.086 | 1100.6412 | 1920.8936 | 2158.0953 | 2194.3908 | 10767.4147 | 11426.5726 | 10511.4191 | 11056.5582 | 10261.9532 | 12445.7776 | 12315.8078 | 12207.3217 | 12540.6015 | 12586.1293 | 12105.0438 | 14505.7504 | 20604.5381 | 22531.9082 | 21793.7766 | 23654.8577 | 21482.9968 | 22149.7276 | 21226.2712 | 22198.9281 | 21994.9818 | 21482.2483 | 22773.6286
CDP12 | NSW | NNSW | Utility solar | 1717.1136 | 2165.9138 | 2324.6395 | 2246.5012 | 2383.5357 | 2923.9359 | 2542.7566 | 2693.7904 | 3039.4838 | 3139.8734 | 3891.7585 | 4133.8889 | 3801.9662 | 4102.4341 | 4086.4744 | 3906.7388 | 3798.3174 | 6039.8847 | 7064.1006 | 8950.1305 | 7762.0284 | 8291.1422 | 8856.4998 | 9143.1653 | 8771.8276 | 9270.6367 | 8760.4815 | 10063.7177
CDP12 | NSW | NNSW | Distributed PV | 1271.6546 | 1294.9489 | 1311.4241 | 1367.595 | 1455.6654 | 1546.1493 | 1624.3869 | 1687.2326 | 1737.479 | 1785.259 | 1826.8007 | 1862.6349 | 1883.9388 | 1905.6539 | 1925.5478 | 1947.8463 | 1965.8985 | 1986.5372 | 2009.2374 | 2037.7628 | 2057.9774 | 2077.2502 | 2099.9079 | 2127.0346 | 2148.3108 | 2170.1747 | 2198.1127 | 2230.421
CDP12 | NSW | NNSW | Other renewable fuels | 0 | 0 | 0 | 0 | 0 | 0 | 0 | 0 | 0 | 0 | 0 | 0 | 0 | 0 | 0 | 0 | 0 | 0 | 0 | 0 | 0 | 0 | 0 | 0 | 0 | 0 | 447.189 | 285.5493
CDP12 | NSW | NNSW | DSP | 0 | 0 | 0 | 0 | 0 | 0 | 0 | 0 | 0 | 0 | 0 | 0 | 0 | 0 | 0 | 0 | 0 | 0 | 0 | 0 | 0 | 0 | 0 | 0 | 0 | 0 | 0 | 0
CDP12 | NSW | NNSW | Utility storage load | -4.6474 | -18.375 | -546.0748 | -1082.2566 | -1662.4331 | -3445.5885 | -2537.4155 | -2558.9943 | -2786.8456 | -2793.036 | -2939.5045 | -3039.6772 | -3073.6197 | -3326.5318 | -3299.0926 | -3189.6489 | -2928.3585 | -2978.1342 | -3146.1808 | -3313.8412 | -6183.5515 | -6304.8276 | -5466.5142 | -7212.0843 | -6865.2276 | -7264.7299 | -7041.8964 | -8531.3346
CDP12 | NSW | NNSW | Coordinated CER storage load | -8.8359 | -11.2039 | -14.0494 | -16.94 | -20.3906 | -24.1276 | -27.8467 | -32.3436 | -37.5627 | -44.478 | -52.8051 | -63.3648 | -73.5131 | -87.8842 | -100.5197 | -112.349 | -123.3966 | -135.1004 | -153.486 | -180.8547 | -188.6 | -215.5944 | -251.6174 | -272.7538 | -301.7578 | -328.7956 | -334.1231 | -362.7389
CDP12 | NSW | NNSW | Passive CER storage load | -21.5306 | -23.3997 | -25.0516 | -26.5991 | -28.1174 | -29.7514 | -32.3942 | -34.6342 | -36.8836 | -39.2441 | -41.7975 | -44.5888 | -47.2409 | -49.663 | -52.439 | -55.0147 | -57.0178 | -59.3353 | -61.388 | -63.312 | -65.2137 | -67.3475 | -69.6038 | -72.2527 | -74.0459 | -75.4951 | -77.5117 | -80.0111
CDP12 | NSW | CNSW | Black coal | 23979.2351 | 25581.0259 | 21882.7679 | 19855.822 | 18381.3361 | 6273.1012 | 6300.4357 | 9112.7337 | 9653.2501 | 7943.5033 | 9063.8112 | 9420.0598 | 8444.9942 | 7749.1317 | 6047.787 | 7162.39 | 0 | 0 | 0 | 0 | 0 | 0 | 0 | 0 | 0 | 0 | 0 | 0
CDP12 | NSW | CNSW | Mid-merit gas | 0 | 0 | 0 | 0 | 0 | 0 | 0 | 0 | 0 | 0 | 0 | 0 | 0 | 0 | 0 | 0 | 0 | 0 | 0 | 0 | 0 | 0 | 0 | 0 | 0 | 0 | 0 | 0
CDP12 | NSW | CNSW | Flexible gas with CCS | 0 | 0 | 0 | 0 | 0 | 0 | 0 | 0 | 0 | 0 | 0 | 0 | 0 | 0 | 0 | 0 | 0 | 0 | 0 | 0 | 0 | 0 | 0 | 0 | 0 | 0 | 0 | 0
CDP12 | NSW | CNSW | Flexible gas | 0 | 0 | 0 | 0 | 0 | 0 | 0 | 0 | 0 | 0 | 0 | 0 | 0 | 0 | 0 | 0 | 0 | 0 | 0 | 0 | 0 | 0 | 0 | 0 | 0 | 0 | 0 | 0
CDP12 | NSW | CNSW | Hydro | 0 | 0 | 0 | 0 | 0 | 0 | 0 | 0 | 0 | 0 | 0 | 0 | 0 | 0 | 0 | 0 | 0 | 0 | 0 | 0 | 0 | 0 | 0 | 0 | 0 | 0 | 0 | 0
CDP12 | NSW | CNSW | Utility storage | 462.6127 | 1129.461 | 1197.9659 | 2040.3861 | 3112.7181 | 3890.3226 | 2398.9504 | 2410.8453 | 2536.7256 | 2592.2667 | 2648.5535 | 2684.1415 | 2916.9659 | 3085.1484 | 3127.9431 | 3037.9586 | 2731.7522 | 2988.3672 | 3147.4953 | 3095.2575 | 2872.7663 | 1992.3732 | 2231.6251 | 2164.4943 | 1377.984 | 1290.8803 | 1308.6297 | 1387.1084
CDP12 | NSW | CNSW | Coordinated CER storage | 3.7232 | 4.7376 | 6.0188 | 7.4778 | 9.7807 | 10.6479 | 12.1703 | 14.333 | 16.7498 | 19.9253 | 23.7618 | 28.7219 | 33.8314 | 40.9327 | 47.306 | 53.017 | 57.546 | 64.6403 | 72.1849 | 84.7027 | 90.5025 | 102.7879 | 119.5442 | 129.3103 | 144.4529 | 157.4591 | 160.8845 | 174.9531
CDP12 | NSW | CNSW | Passive CER storage | 7.627 | 8.3056 | 8.9956 | 9.6657 | 10.2322 | 10.8691 | 11.909 | 12.8093 | 13.6889 | 14.7028 | 15.7482 | 16.8884 | 18.0026 | 19.0507 | 20.185 | 21.411 | 22.266 | 23.3321 | 24.1695 | 25.0093 | 25.8786 | 26.806 | 27.8186 | 29.0444 | 29.8498 | 30.4411 | 31.4814 | 32.4604
CDP12 | NSW | CNSW | Offshore wind | 0 | 0 | 0 | 0 | 0 | 0 | 0 | 0 | 0 | 0 | 0 | 0 | 0 | 0 | 0 | 0 | 0 | 0 | 0 | 0 | 0 | 0 | 0 | 0 | 0 | 0 | 0 | 0
CDP12 | NSW | CNSW | Wind | 1293.3599 | 1927.0869 | 3911.5675 | 5507.5278 | 15193.1015 | 14685.1912 | 15205.0099 | 14158.1761 | 14462.0554 | 13637.4371 | 14336.7874 | 13981.2744 | 13883.1476 | 14791.5907 | 14590.9941 | 14949.1281 | 14642.0249 | 14546.1029 | 14252.8492 | 13451.1342 | 14521.805 | 13386.9188 | 13591.2125 | 12935.1613 | 14061.8766 | 15001.8443 | 14673.9108 | 15840.1497
CDP12 | NSW | CNSW | Utility solar | 3629.4288 | 3910.0041 | 5413.2474 | 5196.1655 | 8580.5225 | 9182.8347 | 8247.5818 | 8645.3483 | 9867.2294 | 9863.8949 | 10169.1755 | 10446.653 | 9976.5576 | 10670.5293 | 10605.4333 | 10250.9124 | 10007.421 | 9046.2115 | 9414.1522 | 10921.4627 | 9607.2906 | 9941.4247 | 11038.7308 | 14090.7495 | 14471.8767 | 17711.6771 | 16988.0073 | 18104.3483
CDP12 | NSW | CNSW | Distributed PV | 805.7252 | 814.9854 | 829.5535 | 870.8455 | 916.2872 | 974.0498 | 1025.6157 | 1072.6831 | 1112.1573 | 1154.5789 | 1186.7008 | 1211.9352 | 1229.1648 | 1252.0861 | 1268.2638 | 1286.3269 | 1301.3111 | 1324.9373 | 1342.737 | 1359.4079 | 1373.0091 | 1398.259 | 1414.9644 | 1434.2131 | 1452.1522 | 1478.3848 | 1498.0146 | 1518.8237
CDP12 | NSW | CNSW | Other renewable fuels | 0 | 0 | 0 | 0 | 0 | 0 | 0 | 0 | 0 | 0 | 0 | 0 | 0 | 0 | 0 | 0 | 0 | 0 | 0 | 0 | 0 | 0 | 0 | 0 | 0 | 160.4612 | 448.7557 | 284.5376
CDP12 | NSW | CNSW | DSP | 0 | 0 | 0 | 0 | 0 | 0 | 0 | 0 | 0 | 0 | 0 | 0 | 0 | 0 | 0 | 0 | 0 | 0 | 0 | 0 | 0 | 0 | 0 | 0 | 0 | 0 | 0 | 0
CDP12 | NSW | CNSW | Utility storage load | -659.424 | -1424.3417 | -1486.9142 | -2440.2118 | -3776.8449 | -4760.7117 | -2929.8219 | -2945.7291 | -3084.0209 | -3185.1598 | -3212.6302 | -3272.4805 | -3601.4165 | -3794.2324 | -3837.2075 | -3734.9463 | -3364.3581 | -3680.6045 | -3904.4827 | -3830.985 | -3543.2065 | -2479.5536 | -2805.0614 | -2774.3075 | -1806.4809 | -1718.1725 | -1777.1694 | -1872.5084
CDP12 | NSW | CNSW | Coordinated CER storage load | -3.7232 | -4.7376 | -6.0205 | -7.4806 | -9.7816 | -10.6425 | -12.323 | -14.7183 | -17.4579 | -21.2293 | -25.7018 | -31.8234 | -38.0453 | -47.0524 | -54.956 | -61.6044 | -67.2041 | -75.9905 | -85.8858 | -102.7369 | -109.0506 | -125.7446 | -147.8001 | -160.7048 | -179.9623 | -197.3489 | -201.3315 | -220.3694
CDP12 | NSW | CNSW | Passive CER storage load | -9.0391 | -9.8566 | -10.6609 | -11.4635 | -12.1389 | -12.8986 | -14.0985 | -15.1877 | -16.2762 | -17.4011 | -18.6881 | -20.0401 | -21.3832 | -22.6003 | -23.9976 | -25.3356 | -26.4242 | -27.622 | -28.6922 | -29.6652 | -30.6689 | -31.8114 | -33.0103 | -34.3918 | -35.3899 | -36.1914 | -37.2489 | -38.5407
CDP12 | NSW | SNSW | Black coal | 0 | 0 | 0 | 0 | 0 | 0 | 0 | 0 | 0 | 0 | 0 | 0 | 0 | 0 | 0 | 0 | 0 | 0 | 0 | 0 | 0 | 0 | 0 | 0 | 0 | 0 | 0 | 0
CDP12 | NSW | SNSW | Mid-merit gas | 0 | 0 | 0 | 0 | 0 | 0 | 0 | 0 | 0 | 0 | 0 | 0 | 0 | 0 | 0 | 0 | 0 | 0 | 0 | 0 | 0 | 0 | 0 | 0 | 0 | 0 | 0 | 0
CDP12 | NSW | SNSW | Flexible gas with CCS | 0 | 0 | 0 | 0 | 0 | 0 | 0 | 0 | 0 | 0 | 0 | 0 | 0 | 0 | 0 | 0 | 0 | 0 | 0 | 0 | 0 | 0 | 0 | 0 | 0 | 0 | 0 | 0
CDP12 | NSW | SNSW | Flexible gas | 0 | 2.945e-09 | 8.05e-10 | 4.917e-08 | 1.5101 | 1.9064 | 8.509 | 1.1953e-06 | 1.4976e-06 | 2.4694e-06 | 8.7334 | 2.2565e-06 | 4.8665 | 0.22296 | 4.7898e-07 | 9.4652e-07 | 20.6427 | 15.6952 | 0.29635 | 20.3606 | 0 | 0 | 0 | 0 | 0 | 0 | 0 | 0
CDP12 | NSW | SNSW | Hydro | 2788.2191 | 1140.9771 | 1616.5871 | 4888.8951 | 3824.3717 | 6507.3486 | 2250.7896 | 2085.7865 | 2788.0822 | 3641.2628 | 3486.3568 | 3120.3164 | 3623.8923 | 2583.2767 | 2395.8948 | 2858.665 | 3904.0846 | 3187.6244 | 3017.3892 | 3128.1955 | 2431.9026 | 3134.3835 | 3082.8551 | 3113.7361 | 3165.5011 | 2681.0359 | 3399.586 | 2438.2893
CDP12 | NSW | SNSW | Utility storage | 223.4564 | 322.5618 | 325.9036 | 391.0656 | 957.863 | 2263.6776 | 5506.5062 | 5099.5217 | 5077.9937 | 5512.5403 | 5261.0547 | 5171.7 | 5762.4403 | 5910.195 | 5926.2846 | 5805.9049 | 5801.3852 | 5811.0489 | 5958.8949 | 5570.369 | 5853.3608 | 5165.481 | 5733.414 | 5546.9171 | 5599.4177 | 5540.7181 | 5925.7892 | 5728.3856
CDP12 | NSW | SNSW | Coordinated CER storage | 7.4488 | 9.5534 | 12.1561 | 15.0151 | 18.3757 | 22.1648 | 25.4145 | 29.254 | 33.6607 | 39.2157 | 45.5694 | 53.7437 | 62.0391 | 73.073 | 83.0531 | 93.0044 | 102.7067 | 113.8811 | 126.8522 | 148.4585 | 161.7846 | 179.7548 | 207.1752 | 224.941 | 251.1543 | 273.1344 | 280.9333 | 304.351
CDP12 | NSW | SNSW | Passive CER storage | 15.3225 | 16.8139 | 18.2962 | 19.9476 | 21.4747 | 23.0167 | 25.293 | 27.1321 | 28.9755 | 31.0951 | 33.189 | 35.5698 | 37.8779 | 40.0969 | 42.4832 | 44.9811 | 46.6541 | 48.8145 | 50.5218 | 52.2984 | 54.1283 | 56.0857 | 58.256 | 60.8935 | 62.5963 | 63.9327 | 66.2023 | 68.3467
CDP12 | NSW | SNSW | Offshore wind | 0 | 0 | 0 | 0 | 0 | 0 | 0 | 0 | 0 | 0 | 0 | 0 | 0 | 0 | 0 | 0 | 0 | 0 | 0 | 0 | 0 | 0 | 0 | 0 | 0 | 0 | 0 | 0
CDP12 | NSW | SNSW | Wind | 5481.1482 | 5963.2547 | 7205.0193 | 9335.396 | 9208.9641 | 8564.8786 | 8767.3617 | 8417.4882 | 8522.0417 | 8922.5944 | 8218.7717 | 8563.9123 | 8179.3596 | 8701.2303 | 8497.0079 | 8695.7766 | 8159.0761 | 7933.6313 | 7910.4657 | 6455.6194 | 6889.1277 | 5824.4317 | 5471.082 | 5655.8137 | 4286.0306 | 4513.4881 | 4261.7638 | 4669.3883
CDP12 | NSW | SNSW | Utility solar | 4560.0531 | 5484.8254 | 6106.6975 | 7469.7579 | 7417.0425 | 7678.7343 | 6932.1315 | 7389.8239 | 7862.4268 | 7439.5393 | 7704.2879 | 7687.8678 | 7252.8256 | 7705.1382 | 7505.985 | 7381.1458 | 7307.9756 | 6798.854 | 6764.5673 | 8220.5332 | 9179.8203 | 9598.3861 | 9778.4721 | 9031.4969 | 10294.7487 | 9633.1063 | 7755.2415 | 8105.4758
CDP12 | NSW | SNSW | Distributed PV | 1286.0905 | 1322.7575 | 1362.6526 | 1446.0263 | 1540.5536 | 1647.4287 | 1745.6243 | 1832.1643 | 1910.3635 | 1990.2647 | 2054.8207 | 2113.8626 | 2159.1101 | 2205.4714 | 2245.1143 | 2285.7319 | 2320.1221 | 2364.8685 | 2403.0178 | 2443.7 | 2479.7929 | 2528.6708 | 2571.5307 | 2617.0872 | 2653.1877 | 2703.8642 | 2749.1533 | 2797.2701
CDP12 | NSW | SNSW | Other renewable fuels | 0 | 0 | 0 | 0 | 0 | 0 | 0 | 0 | 0 | 0 | 0 | 0 | 0 | 0 | 0 | 0 | 0 | 0 | 0 | 0 | 0 | 0 | 0 | 0 | 0 | 0 | 0 | 0
CDP12 | NSW | SNSW | DSP | 0 | 0 | 0 | 0 | 0 | 0 | 0 | 0 | 0 | 0 | 0 | 0 | 0 | 0 | 0 | 0 | 0 | 0 | 0 | 0 | 0 | 0 | 0 | 0 | 0 | 0 | 0 | 0
CDP12 | NSW | SNSW | Utility storage load | -266.0196 | -385.7359 | -389.9013 | -704.7099 | -1581.1253 | -3235.4605 | -7037.4064 | -6890.3331 | -6543.1103 | -7040.3141 | -6745.3149 | -7051.2895 | -7229.9703 | -7861.4975 | -7579.8134 | -7935.3131 | -7379.4082 | -7639.7722 | -7625.4035 | -7358.0384 | -7705.3663 | -6946.8381 | -7250.6386 | -7475.6765 | -7019.2905 | -7583.7658 | -7573.2322 | -7771.5681
CDP12 | NSW | SNSW | Coordinated CER storage load | -7.4488 | -9.5534 | -12.1595 | -15.0117 | -18.387 | -22.1535 | -25.5764 | -29.6804 | -34.4459 | -40.7404 | -47.8588 | -57.5312 | -67.3166 | -80.8926 | -92.9174 | -104.3335 | -115.97 | -129.5173 | -145.8467 | -174.1122 | -189.8146 | -213.1687 | -248.3772 | -271.3116 | -304.2564 | -332.8855 | -342.0004 | -373.7324
CDP12 | NSW | SNSW | Passive CER storage load | -18.1594 | -19.9536 | -21.6832 | -23.6578 | -25.4764 | -27.3145 | -29.943 | -32.17 | -34.4521 | -36.8018 | -39.3846 | -42.2078 | -44.9907 | -47.568 | -50.5075 | -53.226 | -55.3667 | -57.7897 | -59.9755 | -62.0344 | -64.1477 | -66.5585 | -69.1281 | -72.1047 | -74.2141 | -76.0095 | -78.331 | -81.149
CDP12 | NSW | SNW | Black coal | 14936.0956 | 9260.1093 | 8552.8594 | 8213.2901 | 0 | 0 | 0 | 0 | 0 | 0 | 0 | 0 | 0 | 0 | 0 | 0 | 0 | 0 | 0 | 0 | 0 | 0 | 0 | 0 | 0 | 0 | 0 | 0
CDP12 | NSW | SNW | Mid-merit gas | 528.9786 | 1153.0795 | 705.8329 | 532.5492 | 1327.1866 | 557.1236 | 262.3149 | 937.566 | 1219.058 | 1051.7101 | 1261.1583 | 1389.7 | 1580.9347 | 1060.2812 | 538.3675 | 1199.5739 | 1432.9645 | 1341.6904 | 1515.4317 | 0 | 0 | 0 | 0 | 0 | 0 | 0 | 0 | 0
CDP12 | NSW | SNW | Flexible gas with CCS | 0 | 0 | 0 | 0 | 0 | 0 | 0 | 0 | 0 | 0 | 0 | 0 | 0 | 0 | 0 | 0 | 0 | 0 | 0 | 0 | 0 | 0 | 0 | 0 | 0 | 0 | 0 | 0
CDP12 | NSW | SNW | Flexible gas | 11.1422 | 55.9836 | 22.3331 | 35.5406 | 231.5065 | 206.3306 | 135.1475 | 31.3999 | 35.1025 | 509.7288 | 168.6462 | 159.3874 | 598.8327 | 319.3087 | 138.0592 | 215.8145 | 891.9568 | 862.8717 | 1040.8389 | 1634.5486 | 1483.266 | 2100.0301 | 2393.356 | 2804.9445 | 1362.6719 | 1124.0018 | 2422.345 | 1783.3077
CDP12 | NSW | SNW | Hydro | 0 | 0 | 0 | 0 | 0 | 0 | 0 | 0 | 0 | 0 | 0 | 0 | 0 | 0 | 0 | 0 | 0 | 0 | 0 | 0 | 0 | 0 | 0 | 0 | 0 | 0 | 0 | 0
CDP12 | NSW | SNW | Utility storage | 124.1644 | 1576.2675 | 1442.306 | 1486.4993 | 2027.6244 | 3500.0978 | 2794.4677 | 2808.8367 | 2991.9548 | 3015.7822 | 3089.9169 | 3137.5377 | 3279.025 | 3448.9066 | 3345.6125 | 3355.2598 | 3090.0467 | 3226.7376 | 3446.055 | 3463.0278 | 3188.0567 | 1694.8995 | 1863.6416 | 1913.3944 | 1899.1064 | 1340.7368 | 1352.8966 | 1396.1596
CDP12 | NSW | SNW | Coordinated CER storage | 35.1426 | 44.975 | 56.646 | 69.3751 | 84.7039 | 100.9839 | 117.2374 | 136.4581 | 158.9779 | 188.2638 | 222.2757 | 267.9226 | 313.5305 | 378.3794 | 431.4559 | 486.6057 | 528.1754 | 586.0147 | 667.6996 | 780.6845 | 816.8501 | 930.2682 | 1099.3978 | 1195.2542 | 1331.1873 | 1444.7111 | 1481.5217 | 1619.1159
CDP12 | NSW | SNW | Passive CER storage | 72.1981 | 79.1669 | 85.245 | 91.9237 | 98.465 | 104.9795 | 114.8156 | 122.5686 | 130.0811 | 138.8145 | 147.4054 | 157.2483 | 166.6163 | 175.6471 | 185.5089 | 195.9892 | 202.8675 | 211.7879 | 218.4927 | 225.3181 | 232.4773 | 240.1037 | 248.6419 | 259.2958 | 266.1282 | 271.3594 | 280.7262 | 289.5094
CDP12 | NSW | SNW | Offshore wind | 0 | 0 | 0 | 0 | 0 | 0 | 0 | 0 | 0 | 0 | 0 | 0 | 0 | 0 | 0 | 0 | 0 | 0 | 0 | 0 | 0 | 0 | 0 | 0 | 0 | 0 | 0 | 0
CDP12 | NSW | SNW | Wind | 0 | 0 | 0 | 0 | 0 | 0 | 0 | 0 | 0 | 0 | 0 | 0 | 0 | 0 | 0 | 0 | 0 | 0 | 0 | 0 | 0 | 0 | 0 | 0 | 0 | 0 | 0 | 0
CDP12 | NSW | SNW | Utility solar | 0 | 0 | 0 | 0 | 0 | 0 | 0 | 0 | 0 | 0 | 0 | 0 | 0 | 0 | 0 | 0 | 0 | 0 | 0 | 0 | 0 | 0 | 0 | 0 | 0 | 0 | 0 | 0
CDP12 | NSW | SNW | Distributed PV | 4711.8926 | 4899.8671 | 5101.4499 | 5464.9574 | 5880.7926 | 6307.2576 | 6705.1023 | 7062.8221 | 7381.5716 | 7671.0896 | 7947.7897 | 8185.5984 | 8342.0996 | 8459.8366 | 8588.8595 | 8727.2997 | 8837.225 | 8945.2228 | 9071.2788 | 9209.3908 | 9321.3523 | 9430.913 | 9560.0224 | 9701.0611 | 9815.0944 | 9930.3552 | 10063.7426 | 10218.7569
CDP12 | NSW | SNW | Other renewable fuels | 0 | 0 | 0 | 0 | 0 | 0 | 0 | 0 | 0 | 0 | 0 | 0 | 0 | 0 | 0 | 0 | 0 | 0 | 0 | 0 | 0 | 0 | 0 | 0 | 0 | 482.5521 | 451.5392 | 289.0283
CDP12 | NSW | SNW | DSP | 5.2693e-07 | 1.8555 | 6.0219e-07 | 1.1815 | 15.5566 | 82.7152 | 39.1158 | 1.5618e-06 | 1.8307e-06 | 2.5377e-06 | 12.7755 | 8.3 | 49.0405 | 19.2885 | 4.1715 | 13.5014 | 96.6443 | 33.3292 | 9.3975 | 19.412 | 14.9583 | 1.7325 | 22.155 | 26.8205 | 46.9695 | 10.1894 | 112.83 | 88.4788
CDP12 | NSW | SNW | Utility storage load | -147.8148 | -1862.3477 | -1708.3282 | -1759.7925 | -2391.7577 | -4158.7472 | -3322.0996 | -3347.1645 | -3550.9609 | -3595.4337 | -3667.8529 | -3730.3773 | -3899.2392 | -4103.0427 | -3990.077 | -3981.4822 | -3675.1848 | -3837.369 | -4104.3644 | -4121.8496 | -3783.7218 | -2032.9792 | -2231.3668 | -2294.0944 | -2273.6966 | -1601.5842 | -1614.5065 | -1668.6657
CDP12 | NSW | SNW | Coordinated CER storage load | -35.1426 | -44.975 | -56.6617 | -69.4019 | -84.6614 | -100.9839 | -118.7496 | -140.2218 | -165.8715 | -200.8331 | -240.8215 | -297.6911 | -354.1217 | -437.3834 | -504.3017 | -570.3736 | -620.6354 | -692.8999 | -801.1684 | -951.2947 | -988.9163 | -1143.1038 | -1365.7554 | -1491.4677 | -1671.3738 | -1820.2095 | -1863.9906 | -2053.5661
CDP12 | NSW | SNW | Passive CER storage load | -85.5652 | -93.9503 | -101.0255 | -109.0216 | -116.8136 | -124.582 | -135.9242 | -145.3273 | -154.6674 | -164.2906 | -174.9227 | -186.5939 | -197.9037 | -208.3743 | -220.5481 | -231.9133 | -240.7529 | -250.728 | -259.3774 | -267.2642 | -275.51 | -284.9379 | -295.0449 | -307.0351 | -315.5215 | -322.6188 | -332.1569 | -343.7389
CDP12 | QLD | NQ | Black coal | 0 | 0 | 0 | 0 | 0 | 0 | 0 | 0 | 0 | 0 | 0 | 0 | 0 | 0 | 0 | 0 | 0 | 0 | 0 | 0 | 0 | 0 | 0 | 0 | 0 | 0 | 0 | 0
CDP12 | QLD | NQ | Mid-merit gas | 203.2491 | 205.2718 | 17.271 | 13.7483 | 28.5958 | 8.9001 | 17.5465 | 8.1788 | 3.5846 | 10.2672 | 34.0923 | 26.4931 | 49.102 | 46.1427 | 29.3441 | 126.3612 | 202.9566 | 127.5819 | 141.8972 | 111.0828 | 155.6416 | 87.7544 | 0 | 0 | 0 | 0 | 0 | 0
CDP12 | QLD | NQ | Flexible gas with CCS | 0 | 0 | 0 | 0 | 0 | 0 | 0 | 0 | 0 | 0 | 0 | 0 | 0 | 0 | 0 | 0 | 0 | 0 | 0 | 0 | 0 | 0 | 0 | 0 | 0 | 0 | 0 | 0
CDP12 | QLD | NQ | Flexible gas | 0 | 0 | 0 | 0 | 0 | 0 | 0 | 0 | 0 | 0 | 1.22e-09 | 1.0649 | 0.52762 | 2.399e-08 | 0 | 0.23517 | 1.1915e-08 | 0.1332 | 1.94e-09 | 5.2e-09 | 0 | 0 | 0 | 0 | 0 | 0 | 0 | 0
CDP12 | QLD | NQ | Hydro | 309.1896 | 160.8939 | 232.3698 | 232.7106 | 185.1137 | 279.7378 | 299.4566 | 248.6631 | 214.1129 | 253.0374 | 199.9267 | 127.239 | 181.5262 | 76.7658 | 165.0364 | 80.9464 | 93.5647 | 114.9704 | 0 | 0 | 0 | 0 | 0 | 0 | 0 | 0 | 0 | 0
CDP12 | QLD | NQ | Utility storage | 224.1635 | 463.615 | 569.0985 | 521.6216 | 563.7101 | 844.0636 | 689.3538 | 696.3802 | 598.3701 | 792.0859 | 760.6709 | 785.6439 | 835.6385 | 851.0306 | 839.0028 | 835.4787 | 806.5932 | 818.4335 | 829.8798 | 860.5472 | 814.4523 | 842.5183 | 524.1225 | 568.7896 | 880.2671 | 992.8011 | 989.2605 | 988.3528
CDP12 | QLD | NQ | Coordinated CER storage | 3.7024 | 4.8305 | 6.1189 | 7.6932 | 9.5233 | 11.6656 | 13.7665 | 16.3879 | 18.7438 | 23.0987 | 27.208 | 32.9926 | 38.6951 | 44.8644 | 52.2282 | 58.6618 | 64.9576 | 72.3808 | 82.7217 | 94.1576 | 100.7957 | 113.7134 | 129.4592 | 144.26 | 156.8039 | 174.9301 | 180.2375 | 187.9437
CDP12 | QLD | NQ | Passive CER storage | 7.8983 | 8.9015 | 9.8572 | 10.8967 | 11.9899 | 13.0913 | 14.6095 | 15.9655 | 17.2986 | 18.8163 | 20.3749 | 22.1566 | 23.8494 | 25.5681 | 27.3346 | 29.213 | 30.5814 | 32.1658 | 33.4967 | 34.9698 | 36.3326 | 37.8586 | 39.5466 | 41.5898 | 43.035 | 44.1319 | 45.8801 | 47.4763
CDP12 | QLD | NQ | Offshore wind | 0 | 0 | 0 | 0 | 0 | 0 | 0 | 0 | 0 | 0 | 0 | 0 | 0 | 0 | 0 | 0 | 0 | 0 | 0 | 0 | 0 | 0 | 0 | 0 | 0 | 0 | 0 | 0
CDP12 | QLD | NQ | Wind | 1061.8364 | 1033.7827 | 1062.946 | 5211.9336 | 6162.4315 | 8911.4187 | 8398.9932 | 8958.6231 | 9397.8486 | 10071.1124 | 9624.2789 | 9053.6296 | 10098.5332 | 10610.18 | 10730.9124 | 10150.9044 | 9941.0512 | 9375.3904 | 9444.1918 | 10660.6142 | 11244.3921 | 11642.442 | 11817.0915 | 12049.7904 | 11529.1901 | 10910.4191 | 11665.2401 | 12455.3175
CDP12 | QLD | NQ | Utility solar | 1298.0983 | 1394.828 | 1289.8989 | 1268.5681 | 1197.8109 | 1012.1016 | 1027.6287 | 1173.5668 | 1287.1271 | 1176.7104 | 1259.4421 | 1279.9346 | 1203.004 | 1117.3942 | 1112.9911 | 1173.984 | 1113.6002 | 1541.1629 | 1400.1578 | 1171.5824 | 1090.5033 | 1198.1365 | 1162.6648 | 893.8634 | 921.0406 | 1535.1202 | 1305.4099 | 1286.3019
CDP12 | QLD | NQ | Distributed PV | 890.6838 | 933.0996 | 966.2641 | 1008.0842 | 1073.5389 | 1130.3381 | 1177.689 | 1223.6016 | 1257.4637 | 1292.358 | 1322.4242 | 1351.3797 | 1366.6988 | 1386.523 | 1406.3077 | 1427.8995 | 1446.4485 | 1469.534 | 1490.6694 | 1518.8556 | 1536.7492 | 1560.7993 | 1584.1359 | 1613.9356 | 1633.642 | 1662.3734 | 1692.196 | 1728.5245
CDP12 | QLD | NQ | Other renewable fuels | 0 | 0 | 0 | 0 | 0 | 0 | 0 | 0 | 0 | 0 | 0 | 0 | 0 | 0 | 0 | 0 | 0 | 0 | 0 | 0 | 0 | 0 | 0 | 0 | 0 | 0 | 0 | 0
CDP12 | QLD | NQ | DSP | 0 | 0 | 0 | 0 | 0 | 0 | 0 | 0 | 0 | 0 | 0 | 0 | 0 | 0 | 0 | 0 | 0 | 0 | 0 | 0 | 0 | 0 | 0 | 0 | 0 | 0 | 0 | 0
CDP12 | QLD | NQ | Utility storage load | -281.8216 | -584.6499 | -709.8989 | -679.4527 | -788.0763 | -1354.4374 | -892.6594 | -889.3329 | -755.9666 | -1028.4826 | -981.7622 | -996.1404 | -1108.2575 | -1124.124 | -1100.6441 | -1089.6058 | -1062.2448 | -1073.1359 | -1090.3611 | -1137.2469 | -1134.505 | -1168.0833 | -822.2919 | -915.8409 | -1282.5519 | -1431.2923 | -1440.693 | -1471.0164
CDP12 | QLD | NQ | Coordinated CER storage load | -3.7024 | -4.8305 | -6.1226 | -7.6941 | -9.5187 | -11.6656 | -13.9375 | -16.8122 | -19.2567 | -24.4697 | -29.1869 | -36.0628 | -42.9722 | -50.2369 | -59.3695 | -66.7751 | -74.3414 | -83.4769 | -96.4854 | -111.3633 | -118.6184 | -135.187 | -155.4451 | -174.3255 | -190.1254 | -213.5846 | -219.9243 | -229.8035
CDP12 | QLD | NQ | Passive CER storage load | -9.0958 | -10.2402 | -11.3564 | -12.5167 | -13.7673 | -15.0267 | -16.7301 | -18.3385 | -19.8913 | -21.5543 | -23.4129 | -25.4463 | -27.3352 | -29.3526 | -31.3736 | -33.392 | -35.0567 | -36.7595 | -38.3701 | -40.0687 | -41.5473 | -43.3666 | -45.2576 | -47.4699 | -49.2828 | -50.516 | -52.2872 | -54.2445
CDP12 | QLD | GG | Black coal | 2943.36 | 2951.3564 | 2967.7878 | 1803.7076 | 1808.0993 | 1491.1824 | 632.6484 | 0 | 0 | 0 | 0 | 0 | 0 | 0 | 0 | 0 | 0 | 0 | 0 | 0 | 0 | 0 | 0 | 0 | 0 | 0 | 0 | 0
CDP12 | QLD | GG | Mid-merit gas | 790.803 | 868.8509 | 832.3193 | 841.7347 | 842.0008 | 829.8622 | 26.4761 | 12.2622 | 39.7767 | 104.8946 | 135.6707 | 136.4105 | 309.6328 | 234.9774 | 159.7248 | 378.0919 | 473.2162 | 329.3858 | 381.6197 | 396.5009 | 373.994 | 351.3349 | 338.4185 | 331.6661 | 247.4315 | 199.6337 | 0 | 0
CDP12 | QLD | GG | Flexible gas with CCS | 0 | 0 | 0 | 0 | 0 | 0 | 0 | 0 | 0 | 0 | 0 | 0 | 0 | 0 | 0 | 0 | 0 | 0 | 0 | 0 | 0 | 0 | 0 | 0 | 0 | 0 | 0 | 0
CDP12 | QLD | GG | Flexible gas | 0 | 0 | 0 | 0 | 0 | 0 | 1.7292e-07 | 4.9768e-07 | 1.2699e-06 | 1.0829e-05 | 1.8699e-05 | 1.8441e-05 | 4.0309e-05 | 2.885e-05 | 7.6594e-06 | 1.6757e-05 | 3.8752e-05 | 2.4909e-05 | 2.4428e-05 | 2.5453e-05 | 2.4856e-05 | 7.7179e-06 | 2.6305e-05 | 2.4405e-05 | 1.5723e-05 | 8.8067e-06 | 3.5222e-05 | 3.6618e-05
CDP12 | QLD | GG | Hydro | 0 | 0 | 0 | 0 | 0 | 0 | 0 | 0 | 0 | 0 | 0 | 0 | 0 | 0 | 0 | 0 | 0 | 0 | 0 | 0 | 0 | 0 | 0 | 0 | 0 | 0 | 0 | 0
CDP12 | QLD | GG | Utility storage | 0 | 42.9225 | 95.5504 | 115.534 | 110.5329 | 420.6651 | 236.6154 | 212.6849 | 155.817 | 217.5806 | 216.511 | 220.8265 | 261.9246 | 276.4566 | 252.1829 | 264.7785 | 236.4484 | 244.4597 | 286.3977 | 271.9318 | 204.82 | 2.9593 | 49.127 | 53.5538 | 55.2087 | 774.2389 | 772.6646 | 1274.0906
CDP12 | QLD | GG | Coordinated CER storage | 0.20224 | 0.26608 | 0.33634 | 0.4249 | 0.52162 | 0.65423 | 0.79968 | 0.99948 | 1.1363 | 1.5295 | 1.8366 | 2.3724 | 2.875 | 3.4375 | 4.0879 | 4.6351 | 5.1109 | 5.7443 | 6.9109 | 7.8462 | 8.177 | 9.6563 | 10.9568 | 12.2866 | 14.0694 | 15.9223 | 16.3779 | 16.8337
CDP12 | QLD | GG | Passive CER storage | 0.43375 | 0.49115 | 0.5429 | 0.6111 | 0.66737 | 0.73538 | 0.82193 | 0.90112 | 0.98625 | 1.0827 | 1.1807 | 1.2893 | 1.3971 | 1.5064 | 1.6163 | 1.7374 | 1.8244 | 1.9283 | 2.0181 | 2.1123 | 2.2029 | 2.3052 | 2.4175 | 2.547 | 2.6413 | 2.7129 | 2.8267 | 2.9272
CDP12 | QLD | GG | Offshore wind | 0 | 0 | 0 | 0 | 0 | 0 | 0 | 0 | 0 | 0 | 0 | 0 | 0 | 0 | 0 | 0 | 0 | 0 | 0 | 0 | 0 | 0 | 0 | 0 | 0 | 0 | 0 | 0
CDP12 | QLD | GG | Wind | 0 | 0 | 0 | 0 | 0 | 0 | 0 | 0 | 0 | 0 | 0 | 0 | 0 | 0 | 0 | 0 | 0 | 0 | 0 | 0 | 0 | 0 | 0 | 0 | 0 | 0 | 0 | 0
CDP12 | QLD | GG | Utility solar | 0 | 0 | 0 | 0 | 0 | 0 | 0 | 0 | 0 | 0 | 0 | 0 | 0 | 0 | 0 | 0 | 0 | 0 | 0 | 0 | 0 | 0 | 0 | 0 | 0 | 0 | 0 | 0
CDP12 | QLD | GG | Distributed PV | 83.1873 | 85.9307 | 89.0592 | 93.8754 | 98.1305 | 103.0181 | 107.804 | 112.3773 | 116.1806 | 119.6898 | 122.8667 | 125.7195 | 127.7035 | 129.6922 | 131.5994 | 134.0671 | 135.8587 | 138.2141 | 140.6638 | 143.1481 | 145.0607 | 147.4519 | 150.0271 | 152.6645 | 154.6545 | 157.2475 | 160.5535 | 164.0285
CDP12 | QLD | GG | Other renewable fuels | 0 | 0 | 0 | 0 | 0 | 0 | 0 | 0 | 0 | 0 | 0 | 0 | 0 | 0 | 0 | 0 | 0 | 0 | 0 | 0 | 0 | 0 | 0 | 0 | 0 | 0 | 0 | 0
CDP12 | QLD | GG | DSP | 0 | 0 | 0 | 0 | 0 | 0 | 0 | 0 | 0 | 0 | 0 | 0 | 0 | 0 | 0 | 0 | 0 | 0 | 0 | 0 | 0 | 0 | 0 | 0 | 0 | 0 | 0 | 0
CDP12 | QLD | GG | Utility storage load | 0 | -51.0982 | -114.1869 | -137.5406 | -131.5868 | -500.3555 | -281.685 | -253.1964 | -185.4965 | -259.0246 | -258.1811 | -262.5707 | -311.7034 | -329.1151 | -300.6542 | -314.7762 | -281.4863 | -291.0235 | -340.9498 | -324.1649 | -243.397 | -3.4811 | -57.7908 | -62.9982 | -65.0102 | -910.7142 | -909.3948 | -1511.7693
CDP12 | QLD | GG | Coordinated CER storage load | -0.20224 | -0.26608 | -0.33655 | -0.42496 | -0.52167 | -0.65391 | -0.82018 | -1.0553 | -1.1954 | -1.695 | -2.0637 | -2.7443 | -3.3834 | -4.1002 | -4.9454 | -5.6065 | -6.203 | -7.0247 | -8.5572 | -9.8244 | -10.1322 | -12.138 | -13.8546 | -15.6153 | -18.0225 | -20.5296 | -21.1204 | -21.6516
CDP12 | QLD | GG | Passive CER storage load | -0.49951 | -0.56501 | -0.62547 | -0.70194 | -0.76631 | -0.8441 | -0.94124 | -1.0351 | -1.1341 | -1.2402 | -1.3568 | -1.4807 | -1.6013 | -1.7294 | -1.8552 | -1.9859 | -2.0914 | -2.2036 | -2.3117 | -2.4203 | -2.5191 | -2.6406 | -2.7666 | -2.9072 | -3.0247 | -3.1053 | -3.2214 | -3.3445
CDP12 | QLD | CQ | Black coal | 11700.454 | 12723.9568 | 14348.0281 | 7448.1508 | 6483.1324 | 3079.7486 | 5920.6663 | 5846.463 | 4218.1478 | 3988.0423 | 4390.9641 | 4602.06 | 4575.7456 | 3684.0891 | 3688.3953 | 4322.9528 | 4475.0493 | 4519.3815 | 4905.5786 | 4762.1252 | 4532.5583 | 4571.6008 | 4354.488 | 4242.9243 | 4267.1334 | 4593.1856 | 4251.6699 | 0
CDP12 | QLD | CQ | Mid-merit gas | 0 | 0 | 0 | 0 | 0 | 0 | 0 | 0 | 0 | 0 | 0 | 0 | 0 | 0 | 0 | 0 | 0 | 0 | 0 | 0 | 0 | 0 | 0 | 0 | 0 | 0 | 0 | 0
CDP12 | QLD | CQ | Flexible gas with CCS | 0 | 0 | 0 | 0 | 0 | 0 | 0 | 0 | 0 | 0 | 0 | 0 | 0 | 0 | 0 | 0 | 0 | 0 | 0 | 0 | 0 | 0 | 0 | 0 | 0 | 0 | 0 | 0
CDP12 | QLD | CQ | Flexible gas | 0 | 0 | 0 | 0.03778 | 0 | 5.35e-10 | 1.4363 | 0.41678 | 8.1029e-07 | 1.3077e-06 | 0 | 0 | 0 | 0 | 0 | 0 | 0 | 0 | 0 | 0 | 0 | 0 | 0 | 0 | 0 | 0 | 0 | 0
CDP12 | QLD | CQ | Hydro | 0 | 0 | 0 | 0 | 0 | 0 | 0 | 0 | 0 | 0 | 0 | 0 | 0 | 0 | 0 | 0 | 0 | 0 | 0 | 0 | 0 | 0 | 0 | 0 | 0 | 0 | 0 | 0
CDP12 | QLD | CQ | Utility storage | 40.2308 | 36.6613 | 59.5031 | 135.6132 | 163.609 | 258.8787 | 181.987 | 167.9762 | 138.9438 | 173.0435 | 169.3184 | 171.9281 | 195.0039 | 208.5199 | 188.8265 | 200.1428 | 185.3478 | 189.891 | 156.1627 | 148.5238 | 121.6686 | 131.7238 | 277.1925 | 249.0657 | 383.8827 | 1672.0311 | 1664.1886 | 2489.098
CDP12 | QLD | CQ | Coordinated CER storage | 3.3992 | 4.4766 | 5.6543 | 7.168 | 8.8345 | 10.8134 | 12.9514 | 15.7111 | 17.822 | 22.6941 | 26.7977 | 33.3396 | 39.6055 | 46.4792 | 54.4781 | 61.3539 | 67.7548 | 75.5023 | 88.7407 | 99.9431 | 104.2179 | 121.4412 | 136.3834 | 153.2826 | 173.1911 | 193.942 | 199.7691 | 205.6052
CDP12 | QLD | CQ | Passive CER storage | 7.2649 | 8.2429 | 9.1049 | 10.1494 | 11.1216 | 12.1535 | 13.617 | 14.8902 | 16.1978 | 17.7002 | 19.2237 | 20.9226 | 22.6054 | 24.2909 | 26.0235 | 27.8933 | 29.2325 | 30.8205 | 32.1652 | 33.6167 | 35.0164 | 36.548 | 38.2373 | 40.233 | 41.689 | 42.7748 | 44.484 | 46.003
CDP12 | QLD | CQ | Offshore wind | 0 | 0 | 0 | 0 | 0 | 0 | 0 | 0 | 0 | 0 | 0 | 0 | 0 | 0 | 0 | 0 | 0 | 0 | 0 | 0 | 0 | 0 | 0 | 0 | 0 | 0 | 0 | 0
CDP12 | QLD | CQ | Wind | 892.6969 | 1175.0294 | 1292.4263 | 2869.9957 | 4179.4761 | 4507.2622 | 4152.899 | 4309.9978 | 4429.058 | 6677.8672 | 6562.5143 | 6181.765 | 6568.0664 | 6410.3871 | 7408.7415 | 6287.0134 | 6825.1096 | 6620.6203 | 6416.6401 | 6866.8128 | 8755.5719 | 8603.8005 | 8956.2366 | 9359.9055 | 8843.8614 | 7765.8994 | 8095.3158 | 8059.688
CDP12 | QLD | CQ | Utility solar | 2039.8323 | 2144.2593 | 2000.0118 | 2253.0211 | 2155.9848 | 2288.6624 | 1731.1167 | 1977.4278 | 2143.9986 | 2081.2475 | 2157.8821 | 2144.5435 | 2037.0912 | 2085.039 | 2070.4776 | 2145.9021 | 2129.2385 | 3125.7345 | 2910.1594 | 3116.3136 | 2510.5077 | 2835.2483 | 2832.3135 | 3101.3758 | 5674.2932 | 8536.4437 | 9718.6652 | 13018.9073
CDP12 | QLD | CQ | Distributed PV | 983.4528 | 1015.8314 | 1049.9894 | 1099.5409 | 1147.7856 | 1214.1964 | 1273.2899 | 1322.5909 | 1366.4737 | 1411.0047 | 1452.5752 | 1484.7024 | 1513.4651 | 1542.6319 | 1573.6127 | 1602.9355 | 1628.0199 | 1660.5557 | 1693.308 | 1723.4366 | 1751.2723 | 1783.2996 | 1817.4165 | 1849.4621 | 1878.748 | 1913.7379 | 1953.8785 | 1991.6066
CDP12 | QLD | CQ | Other renewable fuels | 0 | 0 | 0 | 0 | 0 | 0 | 0 | 0 | 0 | 0 | 0 | 0 | 0 | 0 | 0 | 0 | 0 | 0 | 0 | 0 | 0 | 0 | 0 | 0 | 0 | 0 | 0 | 0
CDP12 | QLD | CQ | DSP | 0 | 0 | 0 | 0 | 0 | 0 | 0 | 0 | 0 | 0 | 0 | 0 | 0 | 0 | 0 | 0 | 0 | 0 | 0 | 0 | 0 | 0 | 0 | 0 | 0 | 0 | 0 | 0
CDP12 | QLD | CQ | Utility storage load | -47.8938 | -43.6444 | -70.9461 | -161.4443 | -194.7727 | -307.7526 | -216.6513 | -199.9717 | -165.4094 | -206.0042 | -201.9933 | -204.3867 | -232.0137 | -248.2381 | -225.23 | -237.8289 | -220.6522 | -226.0608 | -185.9081 | -177.1415 | -144.5163 | -156.7723 | -328.1507 | -292.9896 | -470.4608 | -2079.7157 | -2077.9844 | -3108.0279
CDP12 | QLD | CQ | Coordinated CER storage load | -3.3992 | -4.4766 | -5.6578 | -7.1689 | -8.8355 | -10.8081 | -13.1636 | -16.2892 | -18.4337 | -24.4085 | -29.1467 | -37.1834 | -44.8689 | -53.3283 | -63.3686 | -71.4062 | -79.1694 | -88.8814 | -105.8834 | -120.6 | -124.3742 | -147.1876 | -166.4245 | -188.3452 | -214.5837 | -242.0946 | -249.4095 | -256.1726
CDP12 | QLD | CQ | Passive CER storage load | -8.3663 | -9.4825 | -10.4898 | -11.6583 | -12.7703 | -13.9503 | -15.5935 | -17.1034 | -18.6254 | -20.2758 | -22.0901 | -24.0291 | -25.9093 | -27.8864 | -29.8687 | -31.8835 | -33.5104 | -35.222 | -36.8449 | -38.5184 | -40.0421 | -41.8653 | -43.7592 | -45.9213 | -47.7414 | -48.9625 | -50.6961 | -52.5612
CDP12 | QLD | SQ | Black coal | 21353.6441 | 21128.2587 | 21429.2103 | 17019.7331 | 15316.553 | 11395.5758 | 14501.1529 | 13865.7798 | 13600.0554 | 8649.6943 | 5087.1946 | 5254.3141 | 5133.3349 | 4669.1582 | 5216.2493 | 5200.0689 | 5256.5292 | 5240.4476 | 5301.8262 | 5164.154 | 5176.2394 | 5095.7515 | 5158.9678 | 4938.086 | 4860.2277 | 5144.5364 | 5037.034 | 0
CDP12 | QLD | SQ | Mid-merit gas | 1550.1595 | 1930.363 | 417.7273 | 285.8721 | 451.1767 | 236.4257 | 273.5928 | 141.3665 | 567.6513 | 1353.4741 | 1502.847 | 1415.0578 | 1099.4747 | 755.6323 | 460.9591 | 802.8035 | 1031.9867 | 464.6056 | 279.9793 | 376.6798 | 337.361 | 0 | 0 | 0 | 0 | 0 | 0 | 0
CDP12 | QLD | SQ | Flexible gas with CCS | 0 | 0 | 0 | 0 | 0 | 0 | 0 | 0 | 0 | 0 | 0 | 0 | 0 | 0 | 0 | 0 | 0 | 0 | 0 | 0 | 0 | 0 | 0 | 0 | 0 | 0 | 0 | 0
CDP12 | QLD | SQ | Flexible gas | 74.0082 | 34.4654 | 4.4569 | 13.8748 | 13.0398 | 119.6653 | 131.4355 | 18.1015 | 25.0558 | 147.0021 | 579.1233 | 365.9347 | 1142.4021 | 870.4395 | 557.7078 | 1469.3235 | 4526.8537 | 3164.5671 | 3457.9298 | 4543.4143 | 4001.0248 | 4740.3751 | 5726.2858 | 5698.0965 | 3123.6 | 2206.3857 | 4802.5833 | 5030.0251
CDP12 | QLD | SQ | Hydro | 0 | 0 | 0 | 0 | 0 | 0 | 0 | 0 | 0 | 0 | 0 | 0 | 0 | 0 | 0 | 0 | 0 | 0 | 0 | 0 | 0 | 0 | 0 | 0 | 0 | 0 | 0 | 0
CDP12 | QLD | SQ | Utility storage | 1247.6532 | 1177.2698 | 1092.4131 | 1070.8869 | 1320.8745 | 2020.0529 | 1542.4501 | 1460.6901 | 4240.2591 | 5847.9996 | 5781.3741 | 6151.0401 | 6211.024 | 6462.6876 | 6325.7028 | 6236.3975 | 5770.5875 | 5740.046 | 6151.3522 | 6186.7384 | 5342.4829 | 5340.2461 | 6141.9648 | 6424.9312 | 6604.0354 | 7166.5941 | 7036.2825 | 7158.1031
CDP12 | QLD | SQ | Coordinated CER storage | 17.9802 | 23.8038 | 30.5244 | 38.6781 | 47.9495 | 59.2639 | 72.4347 | 89.3699 | 98.9329 | 130.4275 | 155.4278 | 193.6305 | 230.0723 | 277.2778 | 325.6947 | 368.6271 | 408.4237 | 444.759 | 523.0217 | 600.3313 | 616.704 | 733.7592 | 820.8624 | 923.8474 | 1047.1257 | 1190.9136 | 1204.0952 | 1277.9805
CDP12 | QLD | SQ | Passive CER storage | 38.5258 | 43.8968 | 49.0034 | 54.5739 | 60.1823 | 66.4877 | 74.7743 | 82.1543 | 89.5117 | 97.9153 | 106.4969 | 116.2022 | 125.6895 | 135.4263 | 145.4256 | 156.0927 | 163.6411 | 172.4096 | 179.9223 | 187.9841 | 195.7875 | 204.5517 | 214.2855 | 225.8 | 234.2198 | 240.7642 | 250.8429 | 259.8486
CDP12 | QLD | SQ | Offshore wind | 0 | 0 | 0 | 0 | 0 | 0 | 0 | 0 | 0 | 0 | 0 | 0 | 0 | 0 | 0 | 0 | 0 | 0 | 0 | 0 | 0 | 0 | 0 | 0 | 0 | 0 | 0 | 0
CDP12 | QLD | SQ | Wind | 4637.1061 | 6192.7165 | 6566.9334 | 11517.3842 | 13897.7075 | 14032.9769 | 13381.7265 | 13209.3523 | 13805.8872 | 12754.6315 | 16191.042 | 15215.4942 | 15356.2879 | 16123.0572 | 16975.523 | 15457.7168 | 16402.0414 | 16860.5823 | 16174.8319 | 16207.2325 | 14937.4527 | 14719.2981 | 14918.8106 | 14212.4845 | 23860.3203 | 22510.7557 | 21935.9491 | 23483.7895
CDP12 | QLD | SQ | Utility solar | 4586.9275 | 4800.2949 | 4775.11 | 4628.4277 | 4554.9446 | 4736.6603 | 3798.3783 | 4276.9586 | 5228.5511 | 10708.3963 | 11644.1675 | 14173.0188 | 13768.2019 | 14019.3658 | 14074.3887 | 14348.0825 | 13722.4106 | 12869.1763 | 15462.5079 | 16500.6029 | 13564.7395 | 16531.1238 | 16351.3508 | 18133.6898 | 17494.5849 | 21667.7482 | 21520.8229 | 23637.072
CDP12 | QLD | SQ | Distributed PV | 5990.8471 | 6184.3421 | 6391.0577 | 6675.4064 | 6948.9149 | 7246.6104 | 7553.5439 | 7854.8235 | 8099.4155 | 8344.1878 | 8574.7168 | 8791.3445 | 8944.2099 | 9112.954 | 9288.9666 | 9482.3526 | 9632.6932 | 9808.7105 | 9994.2533 | 10193.5007 | 10350.6777 | 10536.484 | 10729.2197 | 10938.4931 | 11106.4424 | 11313.678 | 11537.6324 | 11787.4518
CDP12 | QLD | SQ | Other renewable fuels | 0 | 0 | 0 | 0 | 0 | 0 | 0 | 0 | 0 | 0 | 0 | 0 | 0 | 0 | 0 | 0 | 0 | 0 | 0 | 0 | 0 | 0 | 0 | 0 | 0 | 0 | 459.4091 | 320.585
CDP12 | QLD | SQ | DSP | 5.0809e-07 | 5.3315e-07 | 5.7493e-07 | 7.4864e-07 | 9.6147e-07 | 1.5897e-06 | 0.81563 | 0.42117 | 1.7139e-06 | 1.9977e-06 | 6.3726 | 2.3085 | 10.0779 | 7.3088 | 2.3761 | 1.1995 | 29.4374 | 17.141 | 1.395 | 3.5153 | 6.0165 | 0.41102 | 9.3771 | 0.71034 | 15.3335 | 3.1429 | 51.0957 | 106.0026
CDP12 | QLD | SQ | Utility storage load | -1687.4419 | -1544.7285 | -1409.994 | -1370.0717 | -1761.6735 | -2806.8198 | -2018.4721 | -1903.2438 | -5503.6272 | -7715.0945 | -7554.4303 | -8035.7464 | -8168.8912 | -8492.3775 | -8326.9925 | -8147.2653 | -7591.5756 | -7539.3842 | -8059.353 | -8181.7918 | -7009.3168 | -7031.096 | -8031.5787 | -8478.8098 | -8656.6064 | -9357.1642 | -9239.4912 | -9432.1015
CDP12 | QLD | SQ | Coordinated CER storage load | -17.9802 | -23.8038 | -30.5429 | -38.6828 | -47.9551 | -59.2351 | -74.1245 | -93.725 | -102.4959 | -142.1425 | -171.285 | -218.6185 | -263.6011 | -323.2084 | -384.6026 | -435.6764 | -484.7656 | -529.0801 | -630.1334 | -733.863 | -743.7773 | -901.2253 | -1013.7972 | -1149.2913 | -1310.273 | -1503.5659 | -1517.0253 | -1612.862
CDP12 | QLD | SQ | Passive CER storage load | -44.3668 | -50.498 | -56.4569 | -62.687 | -69.1038 | -76.3172 | -85.6279 | -94.3651 | -102.9273 | -112.1632 | -122.3762 | -133.4555 | -144.0599 | -155.4718 | -166.9135 | -178.4222 | -187.5884 | -197.0317 | -206.0993 | -215.394 | -223.8881 | -234.3118 | -245.2308 | -257.7243 | -268.2238 | -275.5925 | -285.8727 | -296.8927
CDP12 | VIC | VIC | Brown coal | 32180.7418 | 28061.6012 | 27405.7957 | 24178.4972 | 18298.2576 | 15032.936 | 16328.7124 | 13363.3245 | 10004.6141 | 6209.3408 | 2857.5293 | 3484.2613 | 3401.8269 | 2989.5118 | 3511.9357 | 3340.7936 | 3402.9877 | 3323.2435 | 3380.1468 | 3442.8195 | 3206.9995 | 3430.6911 | 3404.8971 | 0 | 0 | 0 | 0 | 0
CDP12 | VIC | VIC | Mid-merit gas | 76.7713 | 131.3434 | 70.4104 | 56.7202 | 0 | 0 | 0 | 0 | 0 | 0 | 0 | 0 | 0 | 0 | 0 | 0 | 0 | 0 | 0 | 0 | 0 | 0 | 0 | 0 | 0 | 0 | 0 | 0
CDP12 | VIC | VIC | Flexible gas with CCS | 0 | 0 | 0 | 0 | 0 | 0 | 0 | 0 | 0 | 0 | 0 | 0 | 0 | 0 | 0 | 0 | 0 | 0 | 0 | 0 | 0 | 0 | 0 | 0 | 0 | 0 | 0 | 0
CDP12 | VIC | VIC | Flexible gas | 49.1853 | 92.1763 | 41.6612 | 33.8232 | 286.0125 | 63.8999 | 25.2493 | 3.9019e-06 | 2.7412e-06 | 63.7286 | 25.8937 | 7.5947 | 162.6478 | 153.9704 | 57.906 | 60.3192 | 198.8447 | 199.8428 | 210.9371 | 359.7367 | 199.4099 | 177.9481 | 370.0985 | 430.036 | 447.8598 | 187.5291 | 656.7276 | 789.1601
CDP12 | VIC | VIC | Hydro | 2505.9413 | 1230.2483 | 1311.6825 | 3419.858 | 2064.9321 | 4036.7392 | 2205.3699 | 973.3921 | 2994.5654 | 3220.5423 | 3376.9724 | 2457.1556 | 2858.0024 | 1860.5294 | 2310.6877 | 2176.7324 | 3409.35 | 2158.7433 | 2054.546 | 2161.377 | 2171.1935 | 1873.3203 | 2464.7967 | 2631.2766 | 3068.8392 | 2410.0037 | 2902.3552 | 2042.9026
CDP12 | VIC | VIC | Utility storage | 391.7141 | 1148.7756 | 1918.1215 | 2618.6842 | 2985.9176 | 3920.9841 | 3246.0353 | 4105.1484 | 4182.2444 | 4054.8581 | 4291.8568 | 3994.5952 | 4613.464 | 5436.7103 | 5402.3573 | 6156.2484 | 5397.7156 | 5159.3795 | 5206.2867 | 4865.5333 | 5278.274 | 4716.054 | 4229.3144 | 4009.392 | 4059.9783 | 3871.1324 | 3352.5832 | 3355.5361
CDP12 | VIC | VIC | Coordinated CER storage | 46.2566 | 62.9872 | 81.0035 | 102.2944 | 127.7988 | 157.1043 | 184.3177 | 218.2974 | 257.8969 | 301.6498 | 351.5917 | 418.3141 | 482.2231 | 571.0038 | 655.4397 | 746.7454 | 828.6993 | 922.5956 | 1017.1472 | 1143.7065 | 1244.8882 | 1396.736 | 1566.7541 | 1719.4414 | 1874.2424 | 2033.7762 | 2099.3762 | 2298.2154
CDP12 | VIC | VIC | Passive CER storage | 93.9153 | 103.8346 | 113.4315 | 124.1343 | 134.0189 | 145.1892 | 159.9523 | 173.6821 | 187.2958 | 202.3336 | 217.0562 | 234.2369 | 249.6964 | 267.2425 | 284.5038 | 301.8728 | 315.2069 | 328.6875 | 342.6232 | 356.7102 | 370.6288 | 384.4636 | 401.0884 | 417.2939 | 433.7507 | 444.3685 | 460.5946 | 476.6569
CDP12 | VIC | VIC | Offshore wind | 0 | 0 | 0 | 0 | 0 | 0 | 4006.92 | 7928.7889 | 10433.8048 | 13177.0694 | 15265.8128 | 19324.8564 | 23588.207 | 28359.9556 | 31456.6875 | 36435.8289 | 36707.6694 | 36685.0291 | 35088.1904 | 33968.6471 | 34669.7956 | 34887.8029 | 35023.5945 | 37260.9476 | 34306.4522 | 34512.7039 | 35621.8223 | 37264.3746
CDP12 | VIC | VIC | Wind | 13666.6456 | 17101.267 | 16251.9495 | 17161.3434 | 20159.5022 | 21481.1597 | 20943.0012 | 22440.0357 | 21475.8219 | 22440.0813 | 20808.4199 | 20215.7496 | 19851.0613 | 20431.6216 | 19372.2854 | 19420.6855 | 18900.9559 | 18747.5182 | 17702.6951 | 16366.5318 | 15550.5908 | 13986.1717 | 13367.2532 | 13726.7865 | 14086.8216 | 16216.2275 | 15770.6598 | 16660.8095
CDP12 | VIC | VIC | Utility solar | 2568.9932 | 3065.5347 | 3397.0801 | 3593.2298 | 3561.9422 | 3634.099 | 3158.0349 | 3195.8606 | 3290.5146 | 3267.2349 | 3868.1213 | 3662.445 | 3466.1356 | 3499.8214 | 3573.2686 | 3331.1981 | 3407.3784 | 3319.567 | 3345.4948 | 5065.4464 | 6293.6841 | 6697.0857 | 6781.1698 | 6325.4582 | 6552.1406 | 5808.4716 | 5422.4123 | 5336.6338
CDP12 | VIC | VIC | Distributed PV | 6087.2788 | 6684.1854 | 7294.8864 | 7984.2026 | 8627.0949 | 9196.1307 | 9725.6838 | 10200.0096 | 10651.3504 | 11059.654 | 11465.7127 | 11844.9384 | 12143.6943 | 12364.7146 | 12587.537 | 12816.1806 | 13025.347 | 13207.514 | 13417.6849 | 13652.8559 | 13870.6821 | 14058.9828 | 14279.9745 | 14546.9466 | 14826.3072 | 15089.7889 | 15385.7563 | 15709.2989
CDP12 | VIC | VIC | Other renewable fuels | 0 | 0 | 0 | 0 | 0 | 0 | 0 | 0 | 0 | 0 | 0 | 0 | 0 | 0 | 0 | 0 | 0 | 0 | 0 | 0 | 0 | 0 | 0 | 0 | 0 | 0 | 453.3851 | 255.9398
CDP12 | VIC | VIC | DSP | 0.032001 | 5.173e-07 | 5.4954e-07 | 7.1188e-07 | 1.188 | 25.3286 | 24.0542 | 1.4719e-06 | 1.8299e-06 | 10.617 | 17.6362 | 7.0338 | 41.0665 | 14.8675 | 9.7119 | 9.7205 | 63.2199 | 18.5265 | 9.9496 | 20.2565 | 12.343 | 2.2075 | 12.893 | 21.2451 | 31.3537 | 9.7829 | 88.3775 | 47.2888
CDP12 | VIC | VIC | Utility storage load | -466.3264 | -1367.4638 | -2287.0043 | -3109.9172 | -3548.4694 | -4652.5447 | -3857.07 | -4882.2646 | -4968.6204 | -4828.6905 | -5093.405 | -4748.7481 | -5494.4391 | -6454.4627 | -6423.4886 | -7320.5043 | -6417.9543 | -6134.1457 | -6189.8547 | -5793.7375 | -6416.0521 | -5760.0002 | -5170.2593 | -4940.0399 | -4968.4367 | -4765.779 | -4151.4716 | -4177.6976
CDP12 | VIC | VIC | Coordinated CER storage load | -46.2566 | -62.9872 | -81.053 | -102.3072 | -127.8145 | -157.0263 | -186.4654 | -224.2665 | -269.0227 | -319.1596 | -374.9977 | -454.9469 | -530.5134 | -638.3436 | -741.9037 | -851.6684 | -950.3202 | -1065.127 | -1180.8272 | -1343.3562 | -1458.9141 | -1659.5239 | -1868.0483 | -2066.7083 | -2252.2485 | -2458.4807 | -2533.5679 | -2802.9803
CDP12 | VIC | VIC | Passive CER storage load | -111.762 | -123.3463 | -134.8604 | -147.2779 | -159.5703 | -173.272 | -189.9108 | -206.4594 | -222.8042 | -240.197 | -258.543 | -279.5154 | -296.8716 | -318.266 | -338.6938 | -358.4818 | -376.3814 | -390.4669 | -407.5393 | -424.3066 | -440.6446 | -458.2816 | -479.2543 | -495.4081 | -516.2532 | -529.291 | -547.2171 | -568.9661
CDP12 | SA | CSA | Mid-merit gas | 1825.2765 | 2304.3099 | 1228.74 | 994.0969 | 1619.4494 | 887.6214 | 17.5508 | 4.8403 | 7.5353e-06 | 78.662 | 40.6431 | 77.4755 | 152.4915 | 0 | 0 | 0 | 0 | 0 | 0 | 0 | 0 | 0 | 0 | 0 | 0 | 0 | 0 | 0
CDP12 | SA | CSA | Flexible gas with CCS | 0 | 0 | 0 | 0 | 0 | 0 | 0 | 0 | 0 | 0 | 0 | 0 | 0 | 0 | 0 | 0 | 0 | 0 | 0 | 0 | 0 | 0 | 0 | 0 | 0 | 0 | 0 | 0
CDP12 | SA | CSA | Flexible gas | 5.8124 | 4.241 | 46.4004 | 16.6353 | 12.8144 | 123.6412 | 277.0171 | 243.1946 | 498.8766 | 807.7311 | 718.2666 | 758.2101 | 1307.7913 | 814.1743 | 423.4774 | 746.4484 | 1147.0594 | 985.4786 | 1214.3769 | 1903.2908 | 1128.9694 | 1210.3619 | 1092.2504 | 679.0409 | 732.5961 | 403.9504 | 914.2297 | 513.9895
CDP12 | SA | CSA | Hydro | 0 | 0 | 0 | 0 | 0 | 0 | 0 | 0 | 0 | 0 | 0 | 0 | 0 | 0 | 0 | 0 | 0 | 0 | 0 | 0 | 0 | 0 | 0 | 0 | 0 | 0 | 0 | 0
CDP12 | SA | CSA | Utility storage | 511.8789 | 658.2012 | 993.232 | 1945.0963 | 2281.2874 | 2882.7312 | 1564.5113 | 1646.7465 | 1640.8691 | 1650.1171 | 1587.4729 | 1577.5993 | 1784.8375 | 1963.4101 | 1886.0465 | 1908.6741 | 1809.2173 | 1859.3637 | 2004.0851 | 1699.1352 | 1545.5742 | 1332.7013 | 1157.2192 | 1949.2251 | 1945.1963 | 2344.1332 | 2368.3795 | 2463.7826
CDP12 | SA | CSA | Coordinated CER storage | 189.8724 | 211.2977 | 232.0105 | 256.18 | 280.097 | 307.9802 | 332.4172 | 360.4919 | 389.7807 | 421.485 | 457.5029 | 495.1152 | 530.9789 | 574.0921 | 617.3975 | 660.5626 | 696.4474 | 734.4315 | 774.0104 | 829.5615 | 883.8356 | 947.4993 | 1009.6749 | 1047.0802 | 1113.5328 | 1156.1949 | 1182.539 | 1225.001
CDP12 | SA | CSA | Passive CER storage | 64.0325 | 68.5121 | 72.874 | 77.7255 | 81.7137 | 86.0408 | 91.1661 | 95.9927 | 100.5806 | 105.8509 | 110.6315 | 116.1445 | 120.6524 | 126.1011 | 130.3051 | 135.7589 | 139.2271 | 142.3883 | 145.3068 | 148.8519 | 151.4968 | 154.3978 | 158.1308 | 162.327 | 164.8392 | 167.039 | 171.4898 | 175.3662
CDP12 | SA | CSA | Offshore wind | 0 | 0 | 0 | 0 | 0 | 0 | 0 | 0 | 0 | 0 | 0 | 0 | 0 | 0 | 0 | 0 | 0 | 0 | 0 | 0 | 0 | 0 | 0 | 0 | 0 | 0 | 0 | 0
CDP12 | SA | CSA | Wind | 7227.5378 | 7503.7934 | 7260.2629 | 7652.4126 | 8767.6194 | 8055.4247 | 7807.5925 | 8367.2782 | 8321.5337 | 8825.3651 | 8299.5069 | 8300.9954 | 7260.9944 | 8227.6555 | 8649.0805 | 7169.1157 | 8689.8541 | 9088.6923 | 8933.0605 | 7612.6723 | 7347.0939 | 7184.7757 | 7587.1277 | 9808.5489 | 9717.9836 | 9692.9474 | 9138.4436 | 10447.4537
CDP12 | SA | CSA | Utility solar | 1159.7933 | 1252.3445 | 1838.187 | 1675.3583 | 1824.839 | 1684.9145 | 1762.9797 | 1825.0938 | 1877.0176 | 1870.0848 | 2463.28 | 2512.6913 | 2404.7008 | 2419.622 | 2539.4186 | 2579.338 | 2818.2422 | 2668.6642 | 2750.7199 | 3744.0321 | 5699.1345 | 5926.6136 | 5607.6674 | 5374.369 | 5527.9418 | 5609.2155 | 5473.8213 | 5589.241
CDP12 | SA | CSA | Distributed PV | 3190.3631 | 3260.7863 | 3336.7919 | 3466.2875 | 3610.9779 | 3765.142 | 3919.0203 | 4056.501 | 4171.4374 | 4282.9871 | 4387.5614 | 4474.6656 | 4540.4368 | 4615.8937 | 4699.0323 | 4777.1158 | 4844.1539 | 4922.1799 | 5007.7115 | 5086.4132 | 5151.8572 | 5229.3602 | 5315.6498 | 5398.0969 | 5468.4064 | 5549.6338 | 5639.0507 | 5724.3107
CDP12 | SA | CSA | Other renewable fuels | 0 | 0 | 0 | 0 | 0 | 0 | 0 | 0 | 0 | 0 | 0 | 0 | 0 | 0 | 0 | 0 | 0 | 0 | 0 | 0 | 0 | 0 | 0 | 0 | 0 | 0 | 0 | 0
CDP12 | SA | CSA | DSP | 0.18 | 5.2196e-07 | 5.7728e-07 | 7.4366e-07 | 0.96 | 27.5442 | 21.261 | 1.5192e-06 | 0.022736 | 7.5685 | 16.0491 | 10.0306 | 35.1309 | 15.6039 | 6.3233 | 10.9875 | 51.2533 | 15.4743 | 7.0395 | 11.8046 | 9.3918 | 1.653 | 10.3271 | 11.861 | 16.8185 | 6.156 | 54.0499 | 29.618
CDP12 | SA | CSA | Utility storage load | -609.3798 | -783.2458 | -1182.4298 | -2318.9616 | -2715.8681 | -3428.5632 | -1862.5436 | -1961.8949 | -1951.9996 | -1967.7744 | -1886.5644 | -1878.1258 | -2127.7022 | -2334.5722 | -2248.6482 | -2268.9526 | -2153.8658 | -2213.5654 | -2385.8555 | -2025.3987 | -1837.4303 | -1588.374 | -1375.3241 | -2302.4653 | -2290.5606 | -2767.0103 | -2783.9415 | -2902.5259
CDP12 | SA | CSA | Coordinated CER storage load | -189.8724 | -211.2977 | -232.0105 | -256.3356 | -280.1117 | -307.81 | -332.9187 | -362.0495 | -392.2021 | -425.8741 | -463.6182 | -504.1401 | -542.8032 | -590.9071 | -640.1692 | -686.4642 | -725.9525 | -768.1245 | -811.7278 | -879.8073 | -942.4348 | -1022.2421 | -1092.9106 | -1133.984 | -1214.31 | -1264.7029 | -1289.8748 | -1344.5995
CDP12 | SA | CSA | Passive CER storage load | -74.5534 | -80.106 | -84.9062 | -90.0868 | -94.711 | -99.6282 | -104.9721 | -111.2405 | -116.5182 | -121.7649 | -127.6009 | -133.8318 | -139.592 | -144.8715 | -150.319 | -155.3538 | -159.9965 | -162.6779 | -167.2472 | -170.8245 | -173.1506 | -176.6843 | -181.1201 | -184.9918 | -188.5654 | -191.4455 | -195.1885 | -200.2795
CDP12 | SA | SESA | Mid-merit gas | 0 | 0 | 0 | 0 | 0 | 0 | 0 | 0 | 0 | 0 | 0 | 0 | 0 | 0 | 0 | 0 | 0 | 0 | 0 | 0 | 0 | 0 | 0 | 0 | 0 | 0 | 0 | 0
CDP12 | SA | SESA | Flexible gas with CCS | 0 | 0 | 0 | 0 | 0 | 0 | 0 | 0 | 0 | 0 | 0 | 0 | 0 | 0 | 0 | 0 | 0 | 0 | 0 | 0 | 0 | 0 | 0 | 0 | 0 | 0 | 0 | 0
CDP12 | SA | SESA | Flexible gas | 0.25151 | 8.425e-09 | 0.84091 | 7.157e-08 | 9.2075e-08 | 1.006 | 3.2319 | 1.8679e-06 | 3.2381e-06 | 2.119 | 4.5424 | 0 | 0 | 0 | 0 | 0 | 0 | 0 | 0 | 0 | 0 | 0 | 0 | 0 | 0 | 0 | 0 | 0
CDP12 | SA | SESA | Hydro | 0 | 0 | 0 | 0 | 0 | 0 | 0 | 0 | 0 | 0 | 0 | 0 | 0 | 0 | 0 | 0 | 0 | 0 | 0 | 0 | 0 | 0 | 0 | 0 | 0 | 0 | 0 | 0
CDP12 | SA | SESA | Utility storage | 26.5487 | 22.0695 | 22.9606 | 24.6739 | 27.2015 | 33.5024 | 26.3894 | 27.9553 | 26.7108 | 28.881 | 4.8928e-05 | 4.9769e-05 | 5.3007e-05 | 0.00012115 | 0.0001187 | 0.0001212 | 0.00011723 | 0.00011833 | 0.00011682 | 0.00011647 | 0.00016591 | 0.0001549 | 0.00020137 | 89.438 | 92.911 | 88.6212 | 89.0915 | 95.4282
CDP12 | SA | SESA | Coordinated CER storage | 6.7781 | 7.6024 | 8.4034 | 9.3322 | 10.2617 | 11.3797 | 12.3866 | 13.4585 | 14.5866 | 15.8386 | 17.4171 | 18.9541 | 20.5098 | 22.2249 | 24.0286 | 25.7403 | 27.2465 | 28.7764 | 30.3743 | 32.6609 | 35.147 | 37.9426 | 40.5646 | 41.9869 | 44.5922 | 46.6285 | 47.6747 | 49.7629
CDP12 | SA | SESA | Passive CER storage | 2.2874 | 2.4649 | 2.6412 | 2.8343 | 2.9964 | 3.1838 | 3.3933 | 3.5799 | 3.7552 | 3.9661 | 4.1842 | 4.4023 | 4.6087 | 4.8211 | 4.9787 | 5.1883 | 5.3234 | 5.4419 | 5.5432 | 5.6917 | 5.8219 | 5.9481 | 6.0969 | 6.2638 | 6.363 | 6.4511 | 6.627 | 6.8022
CDP12 | SA | SESA | Offshore wind | 0 | 0 | 0 | 0 | 0 | 0 | 0 | 0 | 0 | 0 | 0 | 0 | 0 | 0 | 0 | 0 | 0 | 0 | 0 | 0 | 0 | 0 | 0 | 0 | 0 | 0 | 0 | 0
CDP12 | SA | SESA | Wind | 745.8859 | 813.6348 | 709.7116 | 794.9761 | 2420.9417 | 2339.1753 | 1998.2548 | 2148.99 | 2097.3269 | 2587.501 | 2318.848 | 2153.1587 | 2024.1963 | 2159.4242 | 1827.2365 | 1813.7393 | 1671.565 | 1787.2603 | 1716.0284 | 1634.5635 | 1565.9444 | 1741.8518 | 1632.4387 | 1821.5726 | 1614.4616 | 2312.8991 | 2190.2792 | 2425.0879
CDP12 | SA | SESA | Utility solar | 70.5059 | 71.4535 | 74.3616 | 65.6888 | 62.0015 | 56.7578 | 58.7626 | 58.9579 | 62.0041 | 59.1226 | 65.5543 | 53.9675 | 52.9044 | 65.2548 | 63.9373 | 61.8423 | 60.2117 | 0 | 0 | 0 | 0 | 0 | 0 | 0 | 0 | 0 | 0 | 0
CDP12 | SA | SESA | Distributed PV | 112.7362 | 116.2125 | 120.7697 | 127.1989 | 133.8742 | 141.6734 | 149.2792 | 155.4422 | 160.67 | 166.3834 | 173.5604 | 178.2911 | 183.9197 | 187.5012 | 190.7562 | 194.3046 | 197.6511 | 200.9791 | 203.7224 | 208.7345 | 214.739 | 219.6259 | 223.1041 | 226.6677 | 229.1829 | 232.2131 | 236.0291 | 242.1829
CDP12 | SA | SESA | Other renewable fuels | 0 | 0 | 0 | 0 | 0 | 0 | 0 | 0 | 0 | 0 | 0 | 0 | 0 | 0 | 0 | 0 | 0 | 0 | 0 | 0 | 0 | 0 | 0 | 0 | 0 | 0 | 0 | 0
CDP12 | SA | SESA | DSP | 0 | 0 | 0 | 0 | 0 | 0 | 0 | 0 | 0 | 0 | 0 | 0 | 0 | 0 | 0 | 0 | 0 | 0 | 0 | 0 | 0 | 0 | 0 | 0 | 0 | 0 | 0 | 0
CDP12 | SA | SESA | Utility storage load | -31.6056 | -26.2732 | -27.3341 | -29.4304 | -32.3828 | -39.827 | -31.416 | -33.3033 | -31.7753 | -34.3821 | -5.7357e-05 | -5.8408e-05 | -6.2298e-05 | -0.00014236 | -0.00013959 | -0.00014206 | -0.00013763 | -0.00013893 | -0.00013721 | -0.00013667 | -0.00019451 | -0.00018174 | -0.00023599 | -105.3568 | -109.1502 | -104.4704 | -104.5828 | -112.2573
CDP12 | SA | SESA | Coordinated CER storage load | -6.7781 | -7.6024 | -8.4034 | -9.3379 | -10.2622 | -11.3735 | -12.4099 | -13.5292 | -14.7021 | -16.0446 | -17.708 | -19.3825 | -21.069 | -23.0197 | -25.1103 | -26.9748 | -28.6719 | -30.4094 | -32.2258 | -35.038 | -37.9345 | -41.4755 | -44.5112 | -46.073 | -49.2582 | -51.7008 | -52.6756 | -55.4083
CDP12 | SA | SESA | Passive CER storage load | -2.6632 | -2.882 | -3.0773 | -3.2851 | -3.473 | -3.6866 | -3.9072 | -4.1485 | -4.3502 | -4.5623 | -4.826 | -5.0727 | -5.3322 | -5.5387 | -5.7434 | -5.9371 | -6.1175 | -6.2173 | -6.3802 | -6.5319 | -6.654 | -6.8067 | -6.9833 | -7.1384 | -7.2789 | -7.3936 | -7.5428 | -7.7685
CDP12 | TAS | TAS | Mid-merit gas | 0 | 0 | 0 | 0 | 0 | 0 | 0 | 0 | 0 | 0 | 0 | 0 | 0 | 0 | 0 | 0 | 0 | 0 | 0 | 0 | 0 | 0 | 0 | 0 | 0 | 0 | 0 | 0
CDP12 | TAS | TAS | Flexible gas with CCS | 0 | 0 | 0 | 0 | 0 | 0 | 0 | 0 | 0 | 0 | 0 | 0 | 0 | 0 | 0 | 0 | 0 | 0 | 0 | 0 | 0 | 0 | 0 | 0 | 0 | 0 | 0 | 0
CDP12 | TAS | TAS | Flexible gas | 0 | 0 | 0 | 0 | 0 | 0 | 4.32e-09 | 1.5306e-06 | 5.4768e-06 | 0.2178 | 0.17054 | 2.0779e-06 | 1.1024e-06 | 0.93041 | 8.1792e-07 | 0.1869 | 0.82622 | 3.0173 | 1.0128 | 3.341 | 1.6791 | 2.9844e-07 | 9.2153e-07 | 5.4958e-07 | 3.8646 | 5.1039e-07 | 6.0668e-07 | 3.3385e-06
CDP12 | TAS | TAS | Hydro | 8887.2723 | 9653.1629 | 6787.8331 | 6688.7978 | 6199.3928 | 5820.1191 | 7896.6063 | 8468.3562 | 7442.0591 | 8650.5482 | 8642.2301 | 7771.7042 | 7810.5595 | 7210.4189 | 8405.1085 | 8370.0562 | 7695.656 | 7580.2213 | 8420.6091 | 6487.7357 | 9052.761 | 8544.0883 | 7100.3719 | 8055.0949 | 7468.408 | 7969.5158 | 8675.201 | 7182.6012
CDP12 | TAS | TAS | Utility storage | 0 | 0 | 0 | 2.6119e-05 | 3.1021e-05 | 3.6127e-05 | 5.5872e-05 | 9.2309e-05 | 0.00013348 | 0.00014545 | 0.00012953 | 0.00013613 | 0.00015131 | 0.00022295 | 0.00025002 | 0.00027976 | 59.8485 | 61.5511 | 437.165 | 1079.7307 | 1829.8092 | 1671.8024 | 1980.2247 | 1938.9324 | 1924.2684 | 1904.593 | 1882.4369 | 1897.405
CDP12 | TAS | TAS | Coordinated CER storage | 2.5733 | 3.5345 | 4.6054 | 5.9561 | 7.4141 | 9.2998 | 10.678 | 12.1226 | 14.0001 | 15.937 | 18.3968 | 21.3073 | 24.4636 | 28.5093 | 33.2504 | 38.0513 | 42.3994 | 48.1172 | 51.6061 | 58.6563 | 61.3496 | 67.3698 | 78.9922 | 86.0335 | 94.9144 | 99.2922 | 105.8781 | 113.1126
CDP12 | TAS | TAS | Passive CER storage | 6.2553 | 6.8442 | 7.491 | 8.1837 | 8.8138 | 9.6277 | 10.5227 | 11.3683 | 12.1904 | 13.1008 | 14.0214 | 15.0123 | 15.866 | 16.9658 | 17.9051 | 18.9456 | 19.7579 | 20.3609 | 21.0618 | 21.7684 | 22.4051 | 23.1637 | 23.9385 | 24.7927 | 25.5449 | 25.8603 | 26.7151 | 27.6923
CDP12 | TAS | TAS | Offshore wind | 0 | 0 | 0 | 0 | 0 | 0 | 0 | 0 | 0 | 0 | 0 | 0 | 0 | 0 | 0 | 0 | 0 | 0 | 0 | 0 | 0 | 0 | 0 | 0 | 0 | 0 | 0 | 0
CDP12 | TAS | TAS | Wind | 1975.3545 | 2174.8066 | 3998.3922 | 4688.0599 | 5370.3267 | 6033.8464 | 6517.9021 | 7009.5469 | 7503.4541 | 7996.5654 | 8491.4884 | 8992.5146 | 9505.1037 | 10021.8943 | 10538.9463 | 11055.6863 | 9051.0204 | 8965.19 | 8732.0665 | 9273.3691 | 9259.9832 | 9437.4915 | 9098.5987 | 9510.8759 | 9131.2324 | 8855.8804 | 8359.4957 | 8334.3457
CDP12 | TAS | TAS | Utility solar | 0 | 0 | 0 | 0 | 0 | 0 | 0 | 0 | 0 | 0 | 0 | 0 | 0 | 0 | 0 | 0 | 0 | 0 | 0 | 0 | 0 | 0 | 0 | 0 | 0 | 0 | 0 | 0
CDP12 | TAS | TAS | Distributed PV | 307.0088 | 319.0286 | 332.2165 | 365.6975 | 409.1203 | 455.4526 | 495.5483 | 526.8219 | 558.336 | 589.4338 | 618.6881 | 640.645 | 653.5031 | 660.943 | 668.1315 | 674.4542 | 680.7325 | 686.9651 | 694.1811 | 700.6574 | 706.8726 | 713.1019 | 720.4898 | 727.215 | 733.6596 | 740.0857 | 747.7693 | 754.9122
CDP12 | TAS | TAS | Other renewable fuels | 0 | 0 | 0 | 0 | 0 | 0 | 0 | 0 | 0 | 0 | 0 | 0 | 0 | 0 | 0 | 0 | 0 | 0 | 0 | 0 | 0 | 0 | 0 | 0 | 0 | 0 | 0 | 0
CDP12 | TAS | TAS | DSP | 4.9138e-07 | 4.79e-07 | 5.1086e-07 | 4.9805e-07 | 5.1939e-07 | 5.4713e-07 | 6.6426e-07 | 1.288e-06 | 1.6589e-06 | 0.081966 | 0.16749 | 1.733e-06 | 1.6526e-06 | 0.030002 | 0.4525 | 0.2475 | 2.785 | 0.6675 | 0.48 | 0.775 | 0.35 | 0.035001 | 0.335 | 0.022501 | 0.69 | 1.4285e-06 | 2.77 | 1.265
CDP12 | TAS | TAS | Utility storage load | 0 | 0 | 0 | -3.0744e-05 | -3.6481e-05 | -4.2536e-05 | -7.1659e-05 | -0.00011934 | -0.00016984 | -0.00018854 | -0.00016573 | -0.00017464 | -0.00019306 | -0.00028314 | -0.00032104 | -0.00035825 | -78.6761 | -81.5519 | -580.1819 | -1428.0817 | -2394.8037 | -2211.8831 | -2574.6529 | -2587.0301 | -2496.1288 | -2509.3892 | -2480.1676 | -2527.488
CDP12 | TAS | TAS | Coordinated CER storage load | -2.5733 | -3.5345 | -4.6054 | -5.9561 | -7.4141 | -9.3055 | -10.6956 | -12.2098 | -14.2029 | -16.2922 | -18.9642 | -22.2822 | -25.8707 | -30.7184 | -36.4106 | -42.2357 | -47.5248 | -54.6809 | -58.8476 | -67.7529 | -70.3758 | -78.1674 | -93.0714 | -102.2102 | -113.2329 | -118.6226 | -126.8645 | -136.7399
CDP12 | TAS | TAS | Passive CER storage load | -7.4092 | -8.08 | -8.839 | -9.6052 | -10.3749 | -11.3443 | -12.3431 | -13.3696 | -14.321 | -15.3464 | -16.5077 | -17.6666 | -18.6487 | -19.9309 | -21.017 | -22.1822 | -23.2833 | -23.8808 | -24.7761 | -25.5422 | -26.2799 | -27.2697 | -28.1878 | -29.1395 | -30.0052 | -30.3481 | -31.2962 | -32.5547
CDP13 | NSW | NNSW | Black coal | 0 | 0 | 0 | 0 | 0 | 0 | 0 | 0 | 0 | 0 | 0 | 0 | 0 | 0 | 0 | 0 | 0 | 0 | 0 | 0 | 0 | 0 | 0 | 0 | 0 | 0 | 0 | 0
CDP13 | NSW | NNSW | Mid-merit gas | 0 | 0 | 0 | 0 | 0 | 0 | 0 | 0 | 0 | 0 | 0 | 0 | 0 | 0 | 0 | 0 | 0 | 0 | 0 | 0 | 0 | 0 | 0 | 0 | 0 | 0 | 0 | 0
CDP13 | NSW | NNSW | Flexible gas with CCS | 0 | 0 | 0 | 0 | 0 | 0 | 0 | 0 | 0 | 0 | 0 | 0 | 0 | 0 | 0 | 0 | 0 | 0 | 0 | 0 | 0 | 0 | 0 | 0 | 0 | 0 | 0 | 0
CDP13 | NSW | NNSW | Flexible gas | 0 | 0 | 0 | 0 | 0 | 0 | 0 | 0 | 0 | 0 | 0 | 0 | 0 | 0 | 0 | 0 | 0 | 0 | 0 | 0 | 0 | 0 | 0 | 0 | 0 | 0 | 0 | 0
CDP13 | NSW | NNSW | Hydro | 0 | 0 | 0 | 0 | 0 | 0 | 0 | 0 | 0 | 0 | 0 | 0 | 0 | 0 | 0 | 0 | 0 | 0 | 0 | 0 | 0 | 0 | 0 | 0 | 0 | 0 | 0 | 0
CDP13 | NSW | NNSW | Utility storage | 3.9388 | 15.436 | 452.918 | 910.9144 | 1378.7944 | 2952.687 | 2170.87 | 2185.0649 | 2430.5055 | 2492.7452 | 2626.6043 | 2655.9805 | 2717.6433 | 2912.8479 | 2877.9516 | 2818.2776 | 2578.9965 | 2568.8188 | 2694.7471 | 2850.2025 | 5004.0918 | 5118.9731 | 4438.4961 | 5185.5466 | 4956.1868 | 5291.7882 | 5166.9276 | 6554.9509
CDP13 | NSW | NNSW | Coordinated CER storage | 8.8368 | 11.2051 | 14.0468 | 16.9343 | 20.4063 | 24.1104 | 27.5781 | 31.8194 | 36.6742 | 42.9576 | 50.0805 | 59.0339 | 67.3607 | 78.8124 | 89.7636 | 100.7011 | 109.3057 | 117.8733 | 132.0676 | 153.0327 | 161.224 | 182.4084 | 209.4715 | 227.8395 | 250.6141 | 271.74 | 275.9086 | 296.1027
CDP13 | NSW | NNSW | Passive CER storage | 18.167 | 19.7177 | 21.1384 | 22.4275 | 23.7008 | 25.0701 | 27.3635 | 29.2103 | 31.0205 | 33.1586 | 35.2223 | 37.5763 | 39.7724 | 41.8629 | 44.1078 | 46.4927 | 48.0454 | 50.12 | 51.7116 | 53.3755 | 55.0278 | 56.7506 | 58.6569 | 61.0185 | 62.4544 | 63.5 | 65.5099 | 67.3883
CDP13 | NSW | NNSW | Offshore wind | 0 | 0 | 0 | 0 | 0 | 0 | 0 | 0 | 0 | 0 | 0 | 0 | 0 | 0 | 0 | 0 | 0 | 0 | 0 | 0 | 0 | 0 | 0 | 0 | 0 | 0 | 0 | 0
CDP13 | NSW | NNSW | Wind | 1308.4586 | 1100.5746 | 1921.3274 | 2157.9005 | 2188.5906 | 10751.1207 | 11392.2443 | 10478.7234 | 11008.658 | 10160.68 | 12521.8015 | 12410.4435 | 12317.0698 | 12616.2591 | 12690.3539 | 12194.6426 | 14226.6955 | 19846.1906 | 22536.5724 | 21735.239 | 23588.4796 | 21414.7334 | 22079.4925 | 21140.1906 | 22193.5385 | 22007.4741 | 21501.6419 | 22805.5861
CDP13 | NSW | NNSW | Utility solar | 1713.4378 | 2165.5984 | 2322.5743 | 2239.8002 | 2381.0812 | 3028.9674 | 2636.161 | 2797.8925 | 3147.1139 | 4400.1577 | 4127.0394 | 4416.0121 | 4056.5368 | 4369.9053 | 4350.4238 | 4154.1421 | 4076.1603 | 5498.7338 | 5996.3458 | 8966.2828 | 7777.5111 | 8292.8531 | 8864.5374 | 9116.4338 | 8759.1243 | 9248.8874 | 8746.7343 | 10101.1775
CDP13 | NSW | NNSW | Distributed PV | 1271.6546 | 1294.9489 | 1311.4241 | 1367.595 | 1455.6654 | 1546.1493 | 1624.3869 | 1687.2326 | 1737.479 | 1785.259 | 1826.8007 | 1862.6349 | 1883.9388 | 1905.6539 | 1925.5478 | 1947.8463 | 1965.8985 | 1986.5372 | 2009.2374 | 2037.7628 | 2057.9774 | 2077.2502 | 2099.9079 | 2127.0346 | 2148.3108 | 2170.1747 | 2198.1127 | 2230.421
CDP13 | NSW | NNSW | Other renewable fuels | 0 | 0 | 0 | 0 | 0 | 0 | 0 | 0 | 0 | 0 | 0 | 0 | 0 | 0 | 0 | 0 | 0 | 0 | 0 | 0 | 0 | 0 | 0 | 0 | 0 | 0 | 445.0458 | 283.3116
CDP13 | NSW | NNSW | DSP | 0 | 0 | 0 | 0 | 0 | 0 | 0 | 0 | 0 | 0 | 0 | 0 | 0 | 0 | 0 | 0 | 0 | 0 | 0 | 0 | 0 | 0 | 0 | 0 | 0 | 0 | 0 | 0
CDP13 | NSW | NNSW | Utility storage load | -4.6476 | -18.3762 | -545.8252 | -1090.306 | -1649.8992 | -3548.7247 | -2611.1936 | -2637.4762 | -2915.2459 | -3008.7838 | -3150.9713 | -3195.31 | -3268.7949 | -3503.7621 | -3472.1466 | -3380.5402 | -3102.489 | -3090.3225 | -3244.1422 | -3435.2 | -6280.5113 | -6424.8737 | -5596.8969 | -6654.7961 | -6282.1562 | -6899.6121 | -6685.3839 | -8584.6148
CDP13 | NSW | NNSW | Coordinated CER storage load | -8.8368 | -11.2051 | -14.0507 | -16.9407 | -20.3959 | -24.1104 | -27.8023 | -32.4197 | -37.7916 | -45.0987 | -53.2747 | -63.9775 | -73.8941 | -88.0708 | -101.5397 | -114.3745 | -124.4875 | -134.3182 | -152.5934 | -179.719 | -188.3523 | -216.3253 | -251.4302 | -275.12 | -303.812 | -331.2649 | -335.3958 | -362.8113
CDP13 | NSW | NNSW | Passive CER storage load | -21.5306 | -23.3997 | -25.0516 | -26.5991 | -28.1174 | -29.7514 | -32.3942 | -34.6342 | -36.8836 | -39.2441 | -41.7975 | -44.5888 | -47.2409 | -49.663 | -52.439 | -55.0147 | -57.0178 | -59.3353 | -61.388 | -63.312 | -65.2137 | -67.3475 | -69.6038 | -72.2527 | -74.0459 | -75.4951 | -77.5117 | -80.0111
CDP13 | NSW | CNSW | Black coal | 23978.6552 | 25581.0259 | 21880.2158 | 19842.9744 | 18341.7722 | 6251.7336 | 7388.4406 | 9208.869 | 9326.4119 | 7977.3805 | 8808.7206 | 8805.8277 | 8344.4433 | 7413.6102 | 5684.3548 | 6872.9016 | 0 | 0 | 0 | 0 | 0 | 0 | 0 | 0 | 0 | 0 | 0 | 0
CDP13 | NSW | CNSW | Mid-merit gas | 0 | 0 | 0 | 0 | 0 | 0 | 0 | 0 | 0 | 0 | 0 | 0 | 0 | 0 | 0 | 0 | 0 | 0 | 0 | 0 | 0 | 0 | 0 | 0 | 0 | 0 | 0 | 0
CDP13 | NSW | CNSW | Flexible gas with CCS | 0 | 0 | 0 | 0 | 0 | 0 | 0 | 0 | 0 | 0 | 0 | 0 | 0 | 0 | 0 | 0 | 0 | 0 | 0 | 0 | 0 | 0 | 0 | 0 | 0 | 0 | 0 | 0
CDP13 | NSW | CNSW | Flexible gas | 0 | 0 | 0 | 0 | 0 | 0 | 0 | 0 | 0 | 0 | 0 | 0 | 0 | 0 | 0 | 0 | 0 | 0 | 0 | 0 | 0 | 0 | 0 | 0 | 0 | 0 | 0 | 0
CDP13 | NSW | CNSW | Hydro | 0 | 0 | 0 | 0 | 0 | 0 | 0 | 0 | 0 | 0 | 0 | 0 | 0 | 0 | 0 | 0 | 0 | 0 | 0 | 0 | 0 | 0 | 0 | 0 | 0 | 0 | 0 | 0
CDP13 | NSW | CNSW | Utility storage | 462.6102 | 1129.5326 | 1197.0755 | 2095.024 | 3090.8564 | 3658.6438 | 2357.6156 | 2312.01 | 2433.196 | 2555.9512 | 2587.6802 | 2566.6108 | 2816.8746 | 3016.3966 | 3058.225 | 3000.7985 | 2616.6844 | 2789.7442 | 2968.6784 | 2905.8527 | 2691.7228 | 1811.9767 | 2037.3844 | 2020.0874 | 1224.6791 | 1224.8776 | 1244.1091 | 1315.2172
CDP13 | NSW | CNSW | Coordinated CER storage | 3.7236 | 4.7381 | 6.0188 | 7.4797 | 9.7957 | 10.6698 | 12.1541 | 14.3523 | 16.8284 | 20.1959 | 23.8614 | 28.8934 | 33.9456 | 41.035 | 48.0373 | 54.1434 | 57.9352 | 64.2544 | 72.2537 | 84.1972 | 90.3608 | 103.2039 | 119.4933 | 130.3557 | 144.9957 | 158.3363 | 161.0995 | 174.7683
CDP13 | NSW | CNSW | Passive CER storage | 7.627 | 8.3056 | 8.9956 | 9.6657 | 10.2322 | 10.8691 | 11.909 | 12.8093 | 13.6889 | 14.7028 | 15.7482 | 16.8884 | 18.0026 | 19.0507 | 20.185 | 21.411 | 22.266 | 23.3321 | 24.1695 | 25.0093 | 25.8786 | 26.806 | 27.8186 | 29.0444 | 29.8498 | 30.4411 | 31.4814 | 32.4604
CDP13 | NSW | CNSW | Offshore wind | 0 | 0 | 0 | 0 | 0 | 0 | 0 | 0 | 0 | 0 | 0 | 0 | 0 | 0 | 0 | 0 | 0 | 0 | 0 | 0 | 0 | 0 | 0 | 0 | 0 | 0 | 0 | 0
CDP13 | NSW | CNSW | Wind | 1293.4358 | 1927.1061 | 3919.0278 | 5713.6726 | 15385.2406 | 14918.8987 | 15474.333 | 14343.0862 | 14643.5314 | 13758.1638 | 14440.6679 | 14122.277 | 14005.2848 | 14884.5102 | 14675.4417 | 15049.4645 | 14795.8143 | 14762.0458 | 14422.6606 | 13648.5914 | 14609.228 | 13447.8567 | 13652.3467 | 12990.8186 | 14112.6668 | 14879.0874 | 14559.038 | 15724.1036
CDP13 | NSW | CNSW | Utility solar | 3629.3067 | 3910.0138 | 5408.455 | 5173.874 | 8546.0502 | 9123.4731 | 8183.2625 | 8569.7915 | 9766.6016 | 9675.2215 | 11132.1634 | 11482.4328 | 10966.292 | 11707.1201 | 11624.5955 | 11225.877 | 11020.702 | 10030.8365 | 10448.9214 | 10641.5401 | 9365.956 | 10008.4073 | 11113.4148 | 14051.5717 | 14356.4651 | 17706.5585 | 16993.5378 | 18132.8845
CDP13 | NSW | CNSW | Distributed PV | 805.7252 | 814.9854 | 829.5535 | 870.8455 | 916.2872 | 974.0498 | 1025.6157 | 1072.6831 | 1112.1573 | 1154.5789 | 1186.7008 | 1211.9352 | 1229.1648 | 1252.0861 | 1268.2638 | 1286.3269 | 1301.3111 | 1324.9373 | 1342.737 | 1359.4079 | 1373.0091 | 1398.259 | 1414.9644 | 1434.2131 | 1452.1522 | 1478.3848 | 1498.0146 | 1518.8237
CDP13 | NSW | CNSW | Other renewable fuels | 0 | 0 | 0 | 0 | 0 | 0 | 0 | 0 | 0 | 0 | 0 | 0 | 0 | 0 | 0 | 0 | 0 | 0 | 0 | 0 | 0 | 0 | 0 | 0 | 0 | 160.5012 | 447.1809 | 282.2283
CDP13 | NSW | CNSW | DSP | 0 | 0 | 0 | 0 | 0 | 0 | 0 | 0 | 0 | 0 | 0 | 0 | 0 | 0 | 0 | 0 | 0 | 0 | 0 | 0 | 0 | 0 | 0 | 0 | 0 | 0 | 0 | 0
CDP13 | NSW | CNSW | Utility storage load | -659.4205 | -1424.4256 | -1485.8944 | -2504.6904 | -3747.9831 | -4486.6852 | -2882.7948 | -2829.9218 | -2967.6046 | -3150.0744 | -3159.3751 | -3136.2558 | -3491.7061 | -3721.7732 | -3759.8287 | -3701.554 | -3230.2012 | -3439.5175 | -3688.994 | -3600.7543 | -3322.584 | -2262.1876 | -2575.3949 | -2592.7015 | -1621.018 | -1639.5068 | -1698.7608 | -1785.112
CDP13 | NSW | CNSW | Coordinated CER storage load | -3.7236 | -4.7381 | -6.0204 | -7.4825 | -9.7966 | -10.6644 | -12.305 | -14.7539 | -17.5856 | -21.635 | -25.8769 | -32.0921 | -38.2317 | -47.2207 | -55.9508 | -63.1509 | -67.7605 | -75.4386 | -86.0199 | -101.9214 | -108.8685 | -126.3302 | -147.7377 | -162.1671 | -180.7293 | -198.603 | -201.6286 | -220.1106
CDP13 | NSW | CNSW | Passive CER storage load | -9.0391 | -9.8566 | -10.6609 | -11.4635 | -12.1389 | -12.8986 | -14.0985 | -15.1877 | -16.2762 | -17.4011 | -18.6881 | -20.0401 | -21.3832 | -22.6003 | -23.9976 | -25.3356 | -26.4242 | -27.622 | -28.6922 | -29.6652 | -30.6689 | -31.8114 | -33.0103 | -34.3918 | -35.3899 | -36.1914 | -37.2489 | -38.5407
CDP13 | NSW | SNSW | Black coal | 0 | 0 | 0 | 0 | 0 | 0 | 0 | 0 | 0 | 0 | 0 | 0 | 0 | 0 | 0 | 0 | 0 | 0 | 0 | 0 | 0 | 0 | 0 | 0 | 0 | 0 | 0 | 0
CDP13 | NSW | SNSW | Mid-merit gas | 0 | 0 | 0 | 0 | 0 | 0 | 0 | 0 | 0 | 0 | 0 | 0 | 0 | 0 | 0 | 0 | 0 | 0 | 0 | 0 | 0 | 0 | 0 | 0 | 0 | 0 | 0 | 0
CDP13 | NSW | SNSW | Flexible gas with CCS | 0 | 0 | 0 | 0 | 0 | 0 | 0 | 0 | 0 | 0 | 0 | 0 | 0 | 0 | 0 | 0 | 0 | 0 | 0 | 0 | 0 | 0 | 0 | 0 | 0 | 0 | 0 | 0
CDP13 | NSW | SNSW | Flexible gas | 0 | 3.08e-09 | 1.346e-08 | 6.0385e-08 | 1.438 | 5.1325e-07 | 8.4532 | 1.8451e-06 | 1.5815e-06 | 0.60343 | 12.3013 | 4.7698 | 13.8527 | 4.7666 | 4.6896e-07 | 8.2011e-07 | 12.9079 | 4.3232 | 2.3007e-06 | 18.2159 | 0 | 0 | 0 | 0 | 0 | 0 | 0 | 0
CDP13 | NSW | SNSW | Hydro | 2788.6337 | 1140.9769 | 1616.2093 | 4880.6877 | 3907.6419 | 6393.0568 | 2331.8479 | 2716.2907 | 2953.4276 | 3645.4646 | 3477.2145 | 2877.4068 | 3292.5423 | 2304.6331 | 2042.1001 | 2543.9972 | 3893.7928 | 3218.4944 | 3021.5364 | 3222.0863 | 2503.4319 | 3071.4427 | 3065.2618 | 3133.5081 | 3170.8302 | 2677.8165 | 3396.885 | 2432.3403
CDP13 | NSW | SNSW | Utility storage | 223.4651 | 322.5608 | 326.0134 | 391.4889 | 933.2095 | 2351.4743 | 5760.6962 | 5175.0097 | 5259.242 | 5816.9553 | 5596.4903 | 5392.0607 | 5949.6529 | 6132.8277 | 6175.2838 | 6016.7831 | 5902.156 | 5821.6777 | 6017.5165 | 5670.0308 | 5925.516 | 5290.9659 | 5850.7325 | 5673.1638 | 5723.1062 | 5607.8341 | 5975.1977 | 5773.0259
CDP13 | NSW | SNSW | Coordinated CER storage | 7.4493 | 9.554 | 12.157 | 15.0186 | 18.3799 | 22.1472 | 25.3803 | 29.2831 | 33.781 | 39.5156 | 45.7885 | 54.0332 | 62.0175 | 73.1151 | 83.5737 | 94.047 | 103.0405 | 113.3006 | 126.613 | 147.7611 | 161.424 | 179.9196 | 207.0152 | 226.5088 | 251.921 | 274.517 | 281.3886 | 304.2917
CDP13 | NSW | SNSW | Passive CER storage | 15.3225 | 16.8139 | 18.2962 | 19.9476 | 21.4747 | 23.0167 | 25.293 | 27.1321 | 28.9755 | 31.0951 | 33.189 | 35.5698 | 37.8779 | 40.0969 | 42.4832 | 44.9811 | 46.6541 | 48.8145 | 50.5218 | 52.2984 | 54.1283 | 56.0857 | 58.256 | 60.8935 | 62.5963 | 63.9327 | 66.2023 | 68.3467
CDP13 | NSW | SNSW | Offshore wind | 0 | 0 | 0 | 0 | 0 | 0 | 0 | 0 | 0 | 0 | 0 | 0 | 0 | 0 | 0 | 0 | 0 | 0 | 0 | 0 | 0 | 0 | 0 | 0 | 0 | 0 | 0 | 0
CDP13 | NSW | SNSW | Wind | 5479.8639 | 5966.1171 | 7202.2134 | 9168.575 | 9046.5427 | 8408.5677 | 8596.4921 | 8257.9709 | 8355.0731 | 8698.4477 | 8066.0423 | 8465.4558 | 8028.7459 | 8509.5612 | 8329.6532 | 8543.8301 | 7819.1882 | 7685.6304 | 7609.6275 | 6192.8848 | 6575.9433 | 5535.8175 | 5326.1766 | 5565.8984 | 4135.54 | 4344.3889 | 4218.0019 | 4528.1248
CDP13 | NSW | SNSW | Utility solar | 4560.5089 | 5481.8009 | 6109.0507 | 7489.7889 | 7424.9923 | 7659.6204 | 6938.7744 | 7386.4376 | 7843.1432 | 7359.2047 | 7584.6317 | 7574.883 | 7182.2989 | 7629.8599 | 7407.1857 | 7253.6759 | 7318.8164 | 6806.7711 | 6797.4415 | 8635.5644 | 9262.694 | 9629.6021 | 9803.1326 | 8962.85 | 10035.1235 | 9626.6602 | 7627.6288 | 8082.0481
CDP13 | NSW | SNSW | Distributed PV | 1286.0905 | 1322.7575 | 1362.6526 | 1446.0263 | 1540.5536 | 1647.4287 | 1745.6243 | 1832.1643 | 1910.3635 | 1990.2647 | 2054.8207 | 2113.8626 | 2159.1101 | 2205.4714 | 2245.1143 | 2285.7319 | 2320.1221 | 2364.8685 | 2403.0178 | 2443.7 | 2479.7929 | 2528.6708 | 2571.5307 | 2617.0872 | 2653.1877 | 2703.8642 | 2749.1533 | 2797.2701
CDP13 | NSW | SNSW | Other renewable fuels | 0 | 0 | 0 | 0 | 0 | 0 | 0 | 0 | 0 | 0 | 0 | 0 | 0 | 0 | 0 | 0 | 0 | 0 | 0 | 0 | 0 | 0 | 0 | 0 | 0 | 0 | 0 | 0
CDP13 | NSW | SNSW | DSP | 0 | 0 | 0 | 0 | 0 | 0 | 0 | 0 | 0 | 0 | 0 | 0 | 0 | 0 | 0 | 0 | 0 | 0 | 0 | 0 | 0 | 0 | 0 | 0 | 0 | 0 | 0 | 0
CDP13 | NSW | SNSW | Utility storage load | -266.03 | -385.7347 | -390.0342 | -703.4861 | -1551.4404 | -3334.0418 | -7368.6046 | -6987.1224 | -6728.3321 | -7467.988 | -7168.7929 | -7272.2094 | -7523.3754 | -8141.517 | -7893.0279 | -8210.4257 | -7479.064 | -7661.9401 | -7692.9783 | -7460.1955 | -7800.0578 | -7098.6719 | -7395.091 | -7624.2651 | -7169.3768 | -7669.3004 | -7633.5254 | -7817.7454
CDP13 | NSW | SNSW | Coordinated CER storage load | -7.4493 | -9.554 | -12.1603 | -15.0152 | -18.3912 | -22.1359 | -25.5401 | -29.7263 | -34.6212 | -41.1882 | -48.1782 | -57.9569 | -67.3323 | -80.9728 | -93.6698 | -105.8256 | -116.4755 | -128.6862 | -145.6307 | -172.9778 | -189.3285 | -213.3807 | -248.1751 | -273.5615 | -305.3215 | -334.8512 | -342.6431 | -373.6552
CDP13 | NSW | SNSW | Passive CER storage load | -18.1594 | -19.9536 | -21.6832 | -23.6578 | -25.4764 | -27.3145 | -29.943 | -32.17 | -34.4521 | -36.8018 | -39.3846 | -42.2078 | -44.9907 | -47.568 | -50.5075 | -53.226 | -55.3667 | -57.7897 | -59.9755 | -62.0344 | -64.1477 | -66.5585 | -69.1281 | -72.1047 | -74.2141 | -76.0095 | -78.331 | -81.149
CDP13 | NSW | SNW | Black coal | 14936.0955 | 9260.1092 | 8552.4213 | 8208.9812 | 0 | 0 | 0 | 0 | 0 | 0 | 0 | 0 | 0 | 0 | 0 | 0 | 0 | 0 | 0 | 0 | 0 | 0 | 0 | 0 | 0 | 0 | 0 | 0
CDP13 | NSW | SNW | Mid-merit gas | 528.9786 | 1153.0794 | 705.8329 | 532.5492 | 1327.1866 | 557.1236 | 420.8534 | 1426.3276 | 1238.1059 | 1081.1678 | 1372.7473 | 1695.7652 | 1519.7876 | 1054.103 | 526.4387 | 1086.6886 | 1412.5251 | 1338.4635 | 1510.5495 | 0 | 0 | 0 | 0 | 0 | 0 | 0 | 0 | 0
CDP13 | NSW | SNW | Flexible gas with CCS | 0 | 0 | 0 | 0 | 0 | 0 | 0 | 0 | 0 | 0 | 0 | 0 | 0 | 0 | 0 | 0 | 0 | 0 | 0 | 0 | 0 | 0 | 0 | 0 | 0 | 0 | 0 | 0
CDP13 | NSW | SNW | Flexible gas | 11.1422 | 55.9836 | 22.3425 | 35.4521 | 227.5887 | 195.6272 | 132.7107 | 102.3809 | 110.342 | 679.1649 | 415.9023 | 468.042 | 629.0861 | 328.1644 | 129.1331 | 194.9944 | 838.8127 | 820.4554 | 1103.8464 | 1615.7353 | 1466.6189 | 2117.4378 | 2386.8393 | 2897.4735 | 1418.2122 | 1149.1602 | 2475.6771 | 1788.4061
CDP13 | NSW | SNW | Hydro | 0 | 0 | 0 | 0 | 0 | 0 | 0 | 0 | 0 | 0 | 0 | 0 | 0 | 0 | 0 | 0 | 0 | 0 | 0 | 0 | 0 | 0 | 0 | 0 | 0 | 0 | 0 | 0
CDP13 | NSW | SNW | Utility storage | 124.1707 | 1576.3975 | 1442.2638 | 1596.4283 | 2072.9769 | 3377.4278 | 2817.5546 | 2770.999 | 2957.1993 | 3050.1326 | 3130.8398 | 3133.2697 | 3296.5188 | 3474.4091 | 3349.4092 | 3380.6811 | 3089.467 | 3134.7467 | 3377.9787 | 3382.8296 | 3110.9454 | 1626.5938 | 1791.327 | 1843.1211 | 1820.3095 | 1309.2123 | 1321.3293 | 1358.1789
CDP13 | NSW | SNW | Coordinated CER storage | 35.1487 | 44.9825 | 56.649 | 69.3862 | 84.7635 | 100.9328 | 117.0352 | 136.7742 | 159.9821 | 191.1115 | 224.622 | 270.0353 | 315.1458 | 379.7367 | 435.2844 | 496.0523 | 532.7009 | 582.7773 | 664.2296 | 775.9469 | 814.5515 | 933.0157 | 1101.3231 | 1207.204 | 1338.2906 | 1458.6328 | 1485.6224 | 1619.9217
CDP13 | NSW | SNW | Passive CER storage | 72.1981 | 79.1669 | 85.245 | 91.9237 | 98.465 | 104.9795 | 114.8156 | 122.5686 | 130.0811 | 138.8145 | 147.4054 | 157.2483 | 166.6163 | 175.6471 | 185.5089 | 195.9892 | 202.8675 | 211.7879 | 218.4927 | 225.3181 | 232.4773 | 240.1037 | 248.6419 | 259.2958 | 266.1282 | 271.3594 | 280.7262 | 289.5094
CDP13 | NSW | SNW | Offshore wind | 0 | 0 | 0 | 0 | 0 | 0 | 0 | 0 | 0 | 0 | 0 | 0 | 0 | 0 | 0 | 0 | 0 | 0 | 0 | 0 | 0 | 0 | 0 | 0 | 0 | 0 | 0 | 0
CDP13 | NSW | SNW | Wind | 0 | 0 | 0 | 0 | 0 | 0 | 0 | 0 | 0 | 0 | 0 | 0 | 0 | 0 | 0 | 0 | 0 | 0 | 0 | 0 | 0 | 0 | 0 | 0 | 0 | 0 | 0 | 0
CDP13 | NSW | SNW | Utility solar | 0 | 0 | 0 | 0 | 0 | 0 | 0 | 0 | 0 | 0 | 0 | 0 | 0 | 0 | 0 | 0 | 0 | 0 | 0 | 0 | 0 | 0 | 0 | 0 | 0 | 0 | 0 | 0
CDP13 | NSW | SNW | Distributed PV | 4711.8926 | 4899.8671 | 5101.4499 | 5464.9574 | 5880.7926 | 6307.2576 | 6705.1023 | 7062.8221 | 7381.5716 | 7671.0896 | 7947.7897 | 8185.5984 | 8342.0996 | 8459.8366 | 8588.8595 | 8727.2997 | 8837.225 | 8945.2228 | 9071.2788 | 9209.3908 | 9321.3523 | 9430.913 | 9560.0224 | 9701.0611 | 9815.0944 | 9930.3552 | 10063.7426 | 10218.7569
CDP13 | NSW | SNW | Other renewable fuels | 0 | 0 | 0 | 0 | 0 | 0 | 0 | 0 | 0 | 0 | 0 | 0 | 0 | 0 | 0 | 0 | 0 | 0 | 0 | 0 | 0 | 0 | 0 | 0 | 0 | 481.6755 | 450.7287 | 287.071
CDP13 | NSW | SNW | DSP | 5.4877e-07 | 1.8555 | 6.2709e-07 | 1.1815 | 15.5035 | 74.6903 | 37.151 | 1.5293e-06 | 1.8254e-06 | 11.0993 | 48.9525 | 14.7599 | 43.2031 | 19.34 | 4.1715 | 2.9664 | 87.9676 | 33.018 | 8.5575 | 19.3141 | 14.7484 | 1.0415 | 22.188 | 26.8205 | 43.9353 | 10.2929 | 112.4123 | 89.3713
CDP13 | NSW | SNW | Utility storage load | -147.8223 | -1862.5009 | -1708.2535 | -1890.6496 | -2445.8731 | -4011.5972 | -3348.4397 | -3301.7597 | -3507.7898 | -3635.6862 | -3716.5735 | -3723.3543 | -3919.6707 | -4132.1985 | -3993.2727 | -4010.9403 | -3673.7381 | -3727.1743 | -4019.4118 | -4029.1519 | -3690.3494 | -1950.8225 | -2144.0478 | -2208.5542 | -2179.5883 | -1563.2895 | -1576.9737 | -1622.9511
CDP13 | NSW | SNW | Coordinated CER storage load | -35.1487 | -44.9825 | -56.6647 | -69.413 | -84.7211 | -100.9328 | -118.5288 | -140.6842 | -167.327 | -204.977 | -244.195 | -300.7296 | -356.5158 | -439.4553 | -509.7953 | -583.8916 | -627.2117 | -688.3115 | -796.8577 | -944.3029 | -985.2614 | -1146.9191 | -1368.6399 | -1508.5143 | -1681.4557 | -1839.9796 | -1869.9116 | -2054.7384
CDP13 | NSW | SNW | Passive CER storage load | -85.5652 | -93.9503 | -101.0255 | -109.0216 | -116.8136 | -124.582 | -135.9242 | -145.3273 | -154.6674 | -164.2906 | -174.9227 | -186.5939 | -197.9037 | -208.3743 | -220.5481 | -231.9133 | -240.7529 | -250.728 | -259.3774 | -267.2642 | -275.51 | -284.9379 | -295.0449 | -307.0351 | -315.5215 | -322.6188 | -332.1569 | -343.7389
CDP13 | QLD | NQ | Black coal | 0 | 0 | 0 | 0 | 0 | 0 | 0 | 0 | 0 | 0 | 0 | 0 | 0 | 0 | 0 | 0 | 0 | 0 | 0 | 0 | 0 | 0 | 0 | 0 | 0 | 0 | 0 | 0
CDP13 | QLD | NQ | Mid-merit gas | 203.2491 | 205.2718 | 17.271 | 13.7483 | 28.5958 | 8.9001 | 17.6481 | 8.4054 | 1.738 | 8.743 | 46.2182 | 30.1083 | 37.0551 | 44.8681 | 27.1931 | 108.6668 | 204.2434 | 125.1568 | 139.0222 | 110.3807 | 151.6149 | 88.5039 | 0 | 0 | 0 | 0 | 0 | 0
CDP13 | QLD | NQ | Flexible gas with CCS | 0 | 0 | 0 | 0 | 0 | 0 | 0 | 0 | 0 | 0 | 0 | 0 | 0 | 0 | 0 | 0 | 0 | 0 | 0 | 0 | 0 | 0 | 0 | 0 | 0 | 0 | 0 | 0
CDP13 | QLD | NQ | Flexible gas | 0 | 0 | 0 | 0 | 0 | 0 | 0 | 0 | 0 | 0 | 1.09e-09 | 1.0644 | 0.63056 | 4.945e-09 | 0 | 0.37383 | 1.2665e-08 | 0.1675 | 2.54e-09 | 5.425e-09 | 0 | 0 | 0 | 0 | 0 | 0 | 0 | 0
CDP13 | QLD | NQ | Hydro | 309.1896 | 160.8939 | 232.3698 | 232.7106 | 185.1137 | 279.7378 | 299.4566 | 248.6631 | 214.1129 | 253.0374 | 199.9267 | 127.239 | 181.5262 | 76.7658 | 165.0364 | 80.9464 | 93.5647 | 114.9704 | 0 | 0 | 0 | 0 | 0 | 0 | 0 | 0 | 0 | 0
CDP13 | QLD | NQ | Utility storage | 224.1635 | 463.6177 | 569.0631 | 523.7547 | 561.6251 | 837.7164 | 699.2425 | 708.5821 | 623.6187 | 809.5622 | 798.7619 | 802.3304 | 838.9129 | 860.3255 | 838.1724 | 841.0694 | 804.5742 | 814.5785 | 827.7294 | 860.7036 | 813.9548 | 840.4316 | 517.6806 | 562.8287 | 924.3039 | 989.936 | 984.9931 | 986.6535
CDP13 | QLD | NQ | Coordinated CER storage | 3.7026 | 4.8309 | 6.1193 | 7.695 | 9.5245 | 11.6673 | 13.7894 | 16.4186 | 18.8883 | 23.1498 | 27.352 | 33.0147 | 38.4744 | 44.8942 | 52.5083 | 58.5889 | 64.9939 | 72.2649 | 82.6645 | 94.3907 | 100.5523 | 113.6736 | 129.2806 | 143.1195 | 156.4777 | 174.8177 | 179.8166 | 187.6558
CDP13 | QLD | NQ | Passive CER storage | 7.8983 | 8.9015 | 9.8572 | 10.8967 | 11.9899 | 13.0913 | 14.6095 | 15.9655 | 17.2986 | 18.8163 | 20.3749 | 22.1566 | 23.8494 | 25.5681 | 27.3346 | 29.213 | 30.5814 | 32.1658 | 33.4967 | 34.9698 | 36.3326 | 37.8586 | 39.5466 | 41.5898 | 43.035 | 44.1319 | 45.8801 | 47.4763
CDP13 | QLD | NQ | Offshore wind | 0 | 0 | 0 | 0 | 0 | 0 | 0 | 0 | 0 | 0 | 0 | 0 | 0 | 0 | 0 | 0 | 0 | 0 | 0 | 0 | 0 | 0 | 0 | 0 | 0 | 0 | 0 | 0
CDP13 | QLD | NQ | Wind | 1070.9766 | 1035.1056 | 1062.9861 | 5227.1959 | 6171.8221 | 8874.3444 | 8365.9113 | 8918.3768 | 9325.456 | 10134.9515 | 9666.8734 | 9286.8683 | 9939.4938 | 10423.7967 | 10555.7287 | 9982.051 | 9796.5879 | 9260.092 | 9332.9034 | 10611.3236 | 11232.099 | 11640.352 | 11806.6381 | 12039.6039 | 11512.178 | 10910.4042 | 11651.0383 | 12451.8528
CDP13 | QLD | NQ | Utility solar | 1290.1493 | 1393.7111 | 1290.1134 | 1266.7733 | 1198.4076 | 1014.2952 | 1027.4687 | 1174.5389 | 1277.1546 | 1161.9228 | 1234.3098 | 1267.0202 | 1201.3853 | 1112.052 | 1110.858 | 1171.6506 | 1120.0678 | 1655.5732 | 1472.3314 | 1251.3991 | 1064.3572 | 1170.4928 | 1139.8058 | 867.9648 | 895.1136 | 1505.1222 | 1286.0674 | 1269.9054
CDP13 | QLD | NQ | Distributed PV | 890.6838 | 933.0996 | 966.2641 | 1008.0842 | 1073.5389 | 1130.3381 | 1177.689 | 1223.6016 | 1257.4637 | 1292.358 | 1322.4242 | 1351.3797 | 1366.6988 | 1386.523 | 1406.3077 | 1427.8995 | 1446.4485 | 1469.534 | 1490.6694 | 1518.8556 | 1536.7492 | 1560.7993 | 1584.1359 | 1613.9356 | 1633.642 | 1662.3734 | 1692.196 | 1728.5245
CDP13 | QLD | NQ | Other renewable fuels | 0 | 0 | 0 | 0 | 0 | 0 | 0 | 0 | 0 | 0 | 0 | 0 | 0 | 0 | 0 | 0 | 0 | 0 | 0 | 0 | 0 | 0 | 0 | 0 | 0 | 0 | 0 | 0
CDP13 | QLD | NQ | DSP | 0 | 0 | 0 | 0 | 0 | 0 | 0 | 0 | 0 | 0 | 0 | 0 | 0 | 0 | 0 | 0 | 0 | 0 | 0 | 0 | 0 | 0 | 0 | 0 | 0 | 0 | 0 | 0
CDP13 | QLD | NQ | Utility storage load | -281.8206 | -584.6576 | -709.8921 | -682.4885 | -781.241 | -1337.1842 | -904.8433 | -903.5401 | -788.8928 | -1059.8235 | -1039.484 | -1029.0459 | -1110.3298 | -1137.8422 | -1096.9824 | -1096.7956 | -1053.5818 | -1061.2913 | -1084.7924 | -1136.1655 | -1135.7182 | -1165.2103 | -815.9112 | -910.6904 | -1342.2109 | -1424.6975 | -1432.2616 | -1464.8858
CDP13 | QLD | NQ | Coordinated CER storage load | -3.7026 | -4.8309 | -6.123 | -7.6959 | -9.5199 | -11.6673 | -13.9703 | -16.8573 | -19.4694 | -24.5517 | -29.4179 | -36.0884 | -42.7127 | -50.2916 | -59.7623 | -66.6794 | -74.4092 | -83.3081 | -96.4053 | -111.7033 | -118.2808 | -135.1346 | -155.1736 | -172.687 | -189.7125 | -213.3829 | -219.3224 | -229.3892
CDP13 | QLD | NQ | Passive CER storage load | -9.0958 | -10.2402 | -11.3564 | -12.5167 | -13.7673 | -15.0267 | -16.7301 | -18.3385 | -19.8913 | -21.5543 | -23.4129 | -25.4463 | -27.3352 | -29.3526 | -31.3736 | -33.392 | -35.0567 | -36.7595 | -38.3701 | -40.0687 | -41.5473 | -43.3666 | -45.2576 | -47.4699 | -49.2828 | -50.516 | -52.2872 | -54.2445
CDP13 | QLD | GG | Black coal | 2943.36 | 2951.3564 | 2967.7979 | 1803.7142 | 1808.036 | 1491.3995 | 737.7163 | 0 | 0 | 0 | 0 | 0 | 0 | 0 | 0 | 0 | 0 | 0 | 0 | 0 | 0 | 0 | 0 | 0 | 0 | 0 | 0 | 0
CDP13 | QLD | GG | Mid-merit gas | 790.803 | 868.8509 | 832.3193 | 841.7347 | 842.0008 | 829.8622 | 26.8404 | 12.4616 | 51.1381 | 126.1759 | 160.2347 | 169.1394 | 304.6249 | 224.0001 | 145.7561 | 327.6845 | 445.6559 | 323.2369 | 365.7492 | 374.2738 | 355.2411 | 340.9966 | 321.7684 | 327.1051 | 242.0706 | 190.138 | 0 | 0
CDP13 | QLD | GG | Flexible gas with CCS | 0 | 0 | 0 | 0 | 0 | 0 | 0 | 0 | 0 | 0 | 0 | 0 | 0 | 0 | 0 | 0 | 0 | 0 | 0 | 0 | 0 | 0 | 0 | 0 | 0 | 0 | 0 | 0
CDP13 | QLD | GG | Flexible gas | 0 | 0 | 0 | 0 | 0 | 0 | 1.9453e-07 | 4.0521e-07 | 1.1651e-06 | 1.0078e-05 | 2.0124e-05 | 1.9926e-05 | 3.2591e-05 | 2.3653e-05 | 6.9672e-06 | 1.6148e-05 | 4.1414e-05 | 2.4607e-05 | 2.386e-05 | 2.5959e-05 | 2.3935e-05 | 1.0006e-05 | 3.2069e-05 | 2.8929e-05 | 1.9679e-05 | 1.0875e-05 | 4.3247e-05 | 4.5504e-05
CDP13 | QLD | GG | Hydro | 0 | 0 | 0 | 0 | 0 | 0 | 0 | 0 | 0 | 0 | 0 | 0 | 0 | 0 | 0 | 0 | 0 | 0 | 0 | 0 | 0 | 0 | 0 | 0 | 0 | 0 | 0 | 0
CDP13 | QLD | GG | Utility storage | 0 | 42.9239 | 95.6472 | 116.5675 | 108.6397 | 417.2785 | 234.9792 | 212.0433 | 170.5156 | 230.0018 | 236.7282 | 228.6903 | 276.2544 | 294.4454 | 260.7225 | 277.8639 | 241.2491 | 239.9179 | 285.998 | 272.2409 | 206.4385 | 15.2361 | 55.1652 | 182.2078 | 187.4079 | 766.5456 | 764.5842 | 1132.8757
CDP13 | QLD | GG | Coordinated CER storage | 0.20228 | 0.26612 | 0.33638 | 0.42498 | 0.52159 | 0.6543 | 0.80121 | 1.0018 | 1.1585 | 1.5393 | 1.8685 | 2.3764 | 2.8408 | 3.4413 | 4.1098 | 4.6458 | 5.0643 | 5.6992 | 6.9051 | 7.879 | 8.1272 | 9.6977 | 10.8579 | 12.2176 | 13.9975 | 15.9288 | 16.3481 | 16.8238
CDP13 | QLD | GG | Passive CER storage | 0.43375 | 0.49115 | 0.5429 | 0.6111 | 0.66737 | 0.73538 | 0.82193 | 0.90112 | 0.98625 | 1.0827 | 1.1807 | 1.2893 | 1.3971 | 1.5064 | 1.6163 | 1.7374 | 1.8244 | 1.9283 | 2.0181 | 2.1123 | 2.2029 | 2.3052 | 2.4175 | 2.547 | 2.6413 | 2.7129 | 2.8267 | 2.9272
CDP13 | QLD | GG | Offshore wind | 0 | 0 | 0 | 0 | 0 | 0 | 0 | 0 | 0 | 0 | 0 | 0 | 0 | 0 | 0 | 0 | 0 | 0 | 0 | 0 | 0 | 0 | 0 | 0 | 0 | 0 | 0 | 0
CDP13 | QLD | GG | Wind | 0 | 0 | 0 | 0 | 0 | 0 | 0 | 0 | 0 | 0 | 0 | 0 | 0 | 0 | 0 | 0 | 0 | 0 | 0 | 0 | 0 | 0 | 0 | 0 | 0 | 0 | 0 | 0
CDP13 | QLD | GG | Utility solar | 0 | 0 | 0 | 0 | 0 | 0 | 0 | 0 | 0 | 0 | 0 | 0 | 0 | 0 | 0 | 0 | 0 | 0 | 0 | 0 | 0 | 0 | 0 | 0 | 0 | 0 | 0 | 0
CDP13 | QLD | GG | Distributed PV | 83.1873 | 85.9307 | 89.0592 | 93.8754 | 98.1305 | 103.0181 | 107.804 | 112.3773 | 116.1806 | 119.6898 | 122.8667 | 125.7195 | 127.7035 | 129.6922 | 131.5994 | 134.0671 | 135.8587 | 138.2141 | 140.6638 | 143.1481 | 145.0607 | 147.4519 | 150.0271 | 152.6645 | 154.6545 | 157.2475 | 160.5535 | 164.0285
CDP13 | QLD | GG | Other renewable fuels | 0 | 0 | 0 | 0 | 0 | 0 | 0 | 0 | 0 | 0 | 0 | 0 | 0 | 0 | 0 | 0 | 0 | 0 | 0 | 0 | 0 | 0 | 0 | 0 | 0 | 0 | 0 | 0
CDP13 | QLD | GG | DSP | 0 | 0 | 0 | 0 | 0 | 0 | 0 | 0 | 0 | 0 | 0 | 0 | 0 | 0 | 0 | 0 | 0 | 0 | 0 | 0 | 0 | 0 | 0 | 0 | 0 | 0 | 0 | 0
CDP13 | QLD | GG | Utility storage load | 0 | -51.0999 | -114.3021 | -138.7708 | -129.333 | -496.3238 | -279.7373 | -252.4326 | -202.9949 | -273.8118 | -282.2371 | -271.9059 | -328.801 | -350.5303 | -310.8205 | -330.354 | -287.2014 | -285.6166 | -340.4739 | -324.5328 | -245.3238 | -17.9231 | -64.8939 | -214.341 | -220.7794 | -901.408 | -899.6207 | -1342.0749
CDP13 | QLD | GG | Coordinated CER storage load | -0.20228 | -0.26612 | -0.33659 | -0.42504 | -0.52164 | -0.65398 | -0.82249 | -1.0589 | -1.2275 | -1.7096 | -2.1103 | -2.7499 | -3.3377 | -4.1061 | -4.9763 | -5.6229 | -6.1364 | -6.9524 | -8.5569 | -9.8711 | -10.0608 | -12.1961 | -13.7129 | -15.517 | -17.9446 | -20.5143 | -21.0774 | -21.6365
CDP13 | QLD | GG | Passive CER storage load | -0.49951 | -0.56501 | -0.62547 | -0.70194 | -0.76631 | -0.8441 | -0.94124 | -1.0351 | -1.1341 | -1.2402 | -1.3568 | -1.4807 | -1.6013 | -1.7294 | -1.8552 | -1.9859 | -2.0914 | -2.2036 | -2.3117 | -2.4203 | -2.5191 | -2.6406 | -2.7666 | -2.9072 | -3.0247 | -3.1053 | -3.2214 | -3.3445
CDP13 | QLD | CQ | Black coal | 11700.454 | 12723.9567 | 14347.5251 | 7453.2732 | 6506.5056 | 3110.1291 | 6449.0638 | 6250.2396 | 4006.2354 | 3938.1737 | 4264.4099 | 4633.9354 | 4395.4415 | 3537.4181 | 3356.9098 | 4228.5557 | 4362.7157 | 4502.2257 | 4897.8081 | 4718.1316 | 4469.0971 | 4565.3959 | 4333.8767 | 4255.7043 | 4249.0309 | 4620.0424 | 4259.8731 | 0
CDP13 | QLD | CQ | Mid-merit gas | 0 | 0 | 0 | 0 | 0 | 0 | 0 | 0 | 0 | 0 | 0 | 0 | 0 | 0 | 0 | 0 | 0 | 0 | 0 | 0 | 0 | 0 | 0 | 0 | 0 | 0 | 0 | 0
CDP13 | QLD | CQ | Flexible gas with CCS | 0 | 0 | 0 | 0 | 0 | 0 | 0 | 0 | 0 | 0 | 0 | 0 | 0 | 0 | 0 | 0 | 0 | 0 | 0 | 0 | 0 | 0 | 0 | 0 | 0 | 0 | 0 | 0
CDP13 | QLD | CQ | Flexible gas | 0 | 0 | 0 | 0.043715 | 1e-09 | 5.55e-10 | 1.4363 | 0.41678 | 7.7508e-07 | 1.185e-06 | 0 | 0 | 0 | 0 | 0 | 0 | 0 | 0 | 0 | 0 | 0 | 0 | 0 | 0 | 0 | 0 | 0 | 0
CDP13 | QLD | CQ | Hydro | 0 | 0 | 0 | 0 | 0 | 0 | 0 | 0 | 0 | 0 | 0 | 0 | 0 | 0 | 0 | 0 | 0 | 0 | 0 | 0 | 0 | 0 | 0 | 0 | 0 | 0 | 0 | 0
CDP13 | QLD | CQ | Utility storage | 40.2291 | 36.6598 | 59.5029 | 136.8377 | 161.5129 | 257.7024 | 180.5639 | 168.02 | 147.7223 | 179.2957 | 182.199 | 176.1892 | 208.9276 | 219.2861 | 194.0416 | 207.0913 | 189.8083 | 187.9685 | 156.1239 | 148.8089 | 123.0151 | 144.7519 | 202.5509 | 61.9242 | 132.078 | 1606.1813 | 1596.3771 | 2187.2262
CDP13 | QLD | CQ | Coordinated CER storage | 3.3994 | 4.477 | 5.6547 | 7.169 | 8.8346 | 10.8131 | 12.9664 | 15.7295 | 18.0476 | 22.7892 | 27.1441 | 33.4166 | 39.2516 | 46.5351 | 54.7681 | 61.5738 | 67.2592 | 75.0845 | 88.5428 | 100.2007 | 103.7852 | 121.773 | 135.3309 | 152.2243 | 172.4787 | 194.038 | 199.4963 | 205.6409
CDP13 | QLD | CQ | Passive CER storage | 7.2649 | 8.2429 | 9.1049 | 10.1494 | 11.1216 | 12.1535 | 13.617 | 14.8902 | 16.1978 | 17.7002 | 19.2237 | 20.9226 | 22.6054 | 24.2909 | 26.0235 | 27.8933 | 29.2325 | 30.8205 | 32.1652 | 33.6167 | 35.0164 | 36.548 | 38.2373 | 40.233 | 41.689 | 42.7748 | 44.484 | 46.003
CDP13 | QLD | CQ | Offshore wind | 0 | 0 | 0 | 0 | 0 | 0 | 0 | 0 | 0 | 0 | 0 | 0 | 0 | 0 | 0 | 0 | 0 | 0 | 0 | 0 | 0 | 0 | 0 | 0 | 0 | 0 | 0 | 0
CDP13 | QLD | CQ | Wind | 873.4597 | 1170.5889 | 1292.5387 | 2857.6047 | 4071.0339 | 4395.8929 | 4066.5739 | 4210.6501 | 4308.7617 | 7028.9491 | 6850.0157 | 6472.4033 | 6701.0178 | 6536.5714 | 7584.9973 | 6438.4311 | 7036.4191 | 6739.7944 | 6522.0325 | 6991.4978 | 9437.3399 | 9259.8833 | 9615.0021 | 10139.0048 | 9534.6912 | 8193.7177 | 8480.173 | 8443.4036
CDP13 | QLD | CQ | Utility solar | 2060.3958 | 2149.0104 | 2000.4604 | 2252.9651 | 2156.4962 | 2290.2198 | 1731.0307 | 1978.2923 | 2127.3917 | 2057.6472 | 2120.4014 | 2129.3049 | 2026.2924 | 2069.2402 | 2030.4232 | 2109.4947 | 2063.4818 | 3075.2003 | 2860.2528 | 3025.0376 | 2407.5844 | 2723.4511 | 2762.8678 | 2774.4856 | 5455.5096 | 8217.8089 | 9427.189 | 12314.5078
CDP13 | QLD | CQ | Distributed PV | 983.4528 | 1015.8314 | 1049.9894 | 1099.5409 | 1147.7856 | 1214.1964 | 1273.2899 | 1322.5909 | 1366.4737 | 1411.0047 | 1452.5752 | 1484.7024 | 1513.4651 | 1542.6319 | 1573.6127 | 1602.9355 | 1628.0199 | 1660.5557 | 1693.308 | 1723.4366 | 1751.2723 | 1783.2996 | 1817.4165 | 1849.4621 | 1878.748 | 1913.7379 | 1953.8785 | 1991.6066
CDP13 | QLD | CQ | Other renewable fuels | 0 | 0 | 0 | 0 | 0 | 0 | 0 | 0 | 0 | 0 | 0 | 0 | 0 | 0 | 0 | 0 | 0 | 0 | 0 | 0 | 0 | 0 | 0 | 0 | 0 | 0 | 0 | 0
CDP13 | QLD | CQ | DSP | 0 | 0 | 0 | 0 | 0 | 0 | 0 | 0 | 0 | 0 | 0 | 0 | 0 | 0 | 0 | 0 | 0 | 0 | 0 | 0 | 0 | 0 | 0 | 0 | 0 | 0 | 0 | 0
CDP13 | QLD | CQ | Utility storage load | -47.8917 | -43.6427 | -70.9459 | -162.9021 | -192.2773 | -306.3523 | -214.9571 | -200.0239 | -175.86 | -213.4473 | -217.3105 | -209.4438 | -248.6219 | -261.055 | -231.4384 | -246.1009 | -225.9623 | -223.7721 | -185.8619 | -177.4809 | -146.1193 | -172.109 | -240.3459 | -72.845 | -165.3758 | -2006.1608 | -2000.6797 | -2737.2529
CDP13 | QLD | CQ | Coordinated CER storage load | -3.3994 | -4.477 | -5.6581 | -7.1699 | -8.8356 | -10.8078 | -13.1867 | -16.3199 | -18.762 | -24.552 | -29.651 | -37.2899 | -44.4073 | -53.4145 | -63.7736 | -71.7311 | -78.4796 | -88.1913 | -105.6896 | -120.9677 | -123.7543 | -147.6272 | -164.9168 | -186.8357 | -213.8184 | -241.9761 | -249.0076 | -256.2073
CDP13 | QLD | CQ | Passive CER storage load | -8.3663 | -9.4825 | -10.4898 | -11.6583 | -12.7703 | -13.9503 | -15.5935 | -17.1034 | -18.6254 | -20.2758 | -22.0901 | -24.0291 | -25.9093 | -27.8864 | -29.8687 | -31.8835 | -33.5104 | -35.222 | -36.8449 | -38.5184 | -40.0421 | -41.8653 | -43.7592 | -45.9213 | -47.7414 | -48.9625 | -50.6961 | -52.5612
CDP13 | QLD | SQ | Black coal | 21353.6441 | 21128.2586 | 21428.8961 | 17017.5757 | 15332.4049 | 11461.6747 | 14997.9124 | 14269.1768 | 12934.5397 | 8654.1921 | 5003.5439 | 5237.5058 | 5072.3054 | 4518.445 | 4629.2591 | 4972.8351 | 5147.6235 | 5227.7638 | 5287.0419 | 5165.9933 | 5160.3347 | 5065.9651 | 5131.7891 | 4932.3557 | 4863.2584 | 5148.5785 | 5042.5347 | 0
CDP13 | QLD | SQ | Mid-merit gas | 1550.1595 | 1930.363 | 417.7273 | 285.8721 | 451.1767 | 236.4257 | 277.4545 | 371.4016 | 752.2166 | 1546.572 | 1706.6514 | 1757.0813 | 1089.0321 | 732.5461 | 413.9678 | 732.3202 | 1023.1722 | 457.1749 | 267.3285 | 373.95 | 332.444 | 0 | 0 | 0 | 0 | 0 | 0 | 0
CDP13 | QLD | SQ | Flexible gas with CCS | 0 | 0 | 0 | 0 | 0 | 0 | 0 | 0 | 0 | 0 | 0 | 0 | 0 | 0 | 0 | 0 | 0 | 0 | 0 | 0 | 0 | 0 | 0 | 0 | 0 | 0 | 0 | 0
CDP13 | QLD | SQ | Flexible gas | 74.0082 | 34.4654 | 4.4569 | 14.1235 | 13.0398 | 101.3916 | 132.4258 | 18.2828 | 62.6803 | 281.9037 | 695.9095 | 501.4688 | 1078.8112 | 851.9857 | 419.9648 | 1160.6517 | 4294.8569 | 3148.5283 | 3238.8866 | 4347.027 | 3769.2498 | 4641.4536 | 5609.1925 | 5625.758 | 3032.1329 | 2112.4999 | 4734.9253 | 5068.0667
CDP13 | QLD | SQ | Hydro | 0 | 0 | 0 | 0 | 0 | 0 | 0 | 0 | 0 | 0 | 0 | 0 | 0 | 0 | 0 | 0 | 0 | 0 | 0 | 0 | 0 | 0 | 0 | 0 | 0 | 0 | 0 | 0
CDP13 | QLD | SQ | Utility storage | 1248.1653 | 1177.6277 | 1092.4369 | 1076.8377 | 1306.6318 | 2010.2527 | 1549.4299 | 1496.6625 | 4576.4567 | 5932.0465 | 5994.192 | 6212.2019 | 6222.7403 | 6511.5811 | 6352.6543 | 6298.4431 | 5789.2846 | 5664.7413 | 6146.9948 | 6186.984 | 5345.0602 | 5334.9427 | 6179.2666 | 6462.1265 | 6670.2257 | 7173.4016 | 7042.4016 | 7150.2799
CDP13 | QLD | SQ | Coordinated CER storage | 17.9832 | 23.8087 | 30.53 | 38.6764 | 47.9576 | 59.2254 | 72.4511 | 89.7358 | 101.2351 | 131.0208 | 158.0247 | 194.1561 | 228.734 | 276.6535 | 326.5139 | 369.9598 | 407.7996 | 441.2444 | 521.9177 | 601.0055 | 615.3705 | 732.6024 | 815.5691 | 920.1062 | 1045.0219 | 1192.3136 | 1201.7374 | 1276.7309
CDP13 | QLD | SQ | Passive CER storage | 38.5258 | 43.8968 | 49.0034 | 54.5739 | 60.1823 | 66.4877 | 74.7743 | 82.1543 | 89.5117 | 97.9153 | 106.4969 | 116.2022 | 125.6895 | 135.4263 | 145.4256 | 156.0927 | 163.6411 | 172.4096 | 179.9223 | 187.9841 | 195.7875 | 204.5517 | 214.2855 | 225.8 | 234.2198 | 240.7642 | 250.8429 | 259.8486
CDP13 | QLD | SQ | Offshore wind | 0 | 0 | 0 | 0 | 0 | 0 | 0 | 0 | 0 | 0 | 0 | 0 | 0 | 0 | 0 | 0 | 0 | 0 | 0 | 0 | 0 | 0 | 0 | 0 | 0 | 0 | 0 | 0
CDP13 | QLD | SQ | Wind | 4637.2333 | 6192.9228 | 6567.5824 | 11517.3841 | 13756.2777 | 13889.9325 | 13288.4207 | 13076.2794 | 13640.204 | 12589.0308 | 16785.3664 | 15816.3392 | 15573.737 | 16351.4191 | 17241.7452 | 15711.0942 | 16677.0135 | 17161.1873 | 16444.1313 | 16471.1738 | 15189.091 | 14525.7775 | 14752.1596 | 14087.8101 | 23855.9894 | 22509.5483 | 21943.6758 | 23501.5856
CDP13 | QLD | SQ | Utility solar | 4588.186 | 4800.7523 | 4776.2737 | 4628.4333 | 4557.9555 | 4741.7437 | 3800.1186 | 4277.8393 | 6485.5172 | 10951.8703 | 12391.7249 | 13736.0272 | 13342.0325 | 13560.0067 | 13620.386 | 13893.6759 | 13317.2038 | 12524.6809 | 15274.7188 | 16384.3512 | 13463.6855 | 16579.5259 | 16254.5507 | 17950.0888 | 17320.5831 | 21593.5318 | 21465.5923 | 23720.589
CDP13 | QLD | SQ | Distributed PV | 5990.8471 | 6184.3421 | 6391.0577 | 6675.4064 | 6948.9149 | 7246.6104 | 7553.5439 | 7854.8235 | 8099.4155 | 8344.1878 | 8574.7168 | 8791.3445 | 8944.2099 | 9112.954 | 9288.9666 | 9482.3526 | 9632.6932 | 9808.7105 | 9994.2533 | 10193.5007 | 10350.6777 | 10536.484 | 10729.2197 | 10938.4931 | 11106.4424 | 11313.678 | 11537.6324 | 11787.4518
CDP13 | QLD | SQ | Other renewable fuels | 0 | 0 | 0 | 0 | 0 | 0 | 0 | 0 | 0 | 0 | 0 | 0 | 0 | 0 | 0 | 0 | 0 | 0 | 0 | 0 | 0 | 0 | 0 | 0 | 0 | 0 | 462.0217 | 318.6441
CDP13 | QLD | SQ | DSP | 5.2896e-07 | 5.5511e-07 | 5.9854e-07 | 7.7803e-07 | 1.0031e-06 | 1.5703e-06 | 0.87491 | 0.68847 | 1.6078e-06 | 1.8707e-06 | 9.748 | 2.3085 | 10.1848 | 6.8724 | 2.56 | 1.196 | 31.2691 | 13.0657 | 1.9776 | 3.977 | 6.0165 | 0.50808 | 9.506 | 1.584 | 14.3328 | 2.079 | 50.2298 | 105.9549
CDP13 | QLD | SQ | Utility storage load | -1688.0475 | -1545.1526 | -1410.0176 | -1377.9041 | -1738.7709 | -2783.7066 | -2030.5589 | -1953.493 | -5946.3459 | -7827.6463 | -7857.6463 | -8090.2797 | -8180.954 | -8554.7359 | -8364.8131 | -8226.6142 | -7618.3672 | -7434.7799 | -8053.8054 | -8182.7295 | -7012.7345 | -7024.6258 | -8072.6291 | -8519.9114 | -8736.9146 | -9364.6934 | -9246.108 | -9420.2146
CDP13 | QLD | SQ | Coordinated CER storage load | -17.9832 | -23.8087 | -30.5485 | -38.6811 | -47.9631 | -59.1966 | -74.1526 | -94.2021 | -105.8771 | -143.0466 | -175.0863 | -219.336 | -261.8111 | -322.3686 | -385.7029 | -437.573 | -483.9098 | -523.3375 | -629.1978 | -734.6067 | -742.0699 | -899.4776 | -1006.2023 | -1143.8417 | -1307.3483 | -1505.5316 | -1513.8023 | -1610.9046
CDP13 | QLD | SQ | Passive CER storage load | -44.3668 | -50.498 | -56.4569 | -62.687 | -69.1038 | -76.3172 | -85.6279 | -94.3651 | -102.9273 | -112.1632 | -122.3762 | -133.4555 | -144.0599 | -155.4718 | -166.9135 | -178.4222 | -187.5884 | -197.0317 | -206.0993 | -215.394 | -223.8881 | -234.3118 | -245.2308 | -257.7243 | -268.2238 | -275.5925 | -285.8727 | -296.8927
CDP13 | VIC | VIC | Brown coal | 32180.7418 | 28061.6012 | 27405.7293 | 24209.8131 | 18284.0625 | 14971.9129 | 16508.8154 | 13549.0751 | 10306.9503 | 6249.6761 | 2873.9147 | 3387.9979 | 3084.2035 | 2681.4175 | 3186.6279 | 3195.8832 | 3331.7231 | 3324.7279 | 3369.7748 | 3441.2324 | 3210.0609 | 3359.0265 | 3383.2128 | 0 | 0 | 0 | 0 | 0
CDP13 | VIC | VIC | Mid-merit gas | 76.7713 | 131.3434 | 70.4104 | 56.7202 | 0 | 0 | 0 | 0 | 0 | 0 | 0 | 0 | 0 | 0 | 0 | 0 | 0 | 0 | 0 | 0 | 0 | 0 | 0 | 0 | 0 | 0 | 0 | 0
CDP13 | VIC | VIC | Flexible gas with CCS | 0 | 0 | 0 | 0 | 0 | 0 | 0 | 0 | 0 | 0 | 0 | 0 | 0 | 0 | 0 | 0 | 0 | 0 | 0 | 0 | 0 | 0 | 0 | 0 | 0 | 0 | 0 | 0
CDP13 | VIC | VIC | Flexible gas | 49.1853 | 92.1763 | 41.6612 | 33.8232 | 286.0125 | 63.4925 | 40.1904 | 8.6448 | 2.344e-06 | 460.118 | 64.2845 | 117.3765 | 81.9048 | 80.245 | 26.5174 | 24.3444 | 145.8334 | 169.6652 | 116.6437 | 188.2061 | 166.7051 | 131.5483 | 294.3872 | 354.3495 | 393.9418 | 155.7646 | 577.8554 | 725.3855
CDP13 | VIC | VIC | Hydro | 2506.103 | 1230.2482 | 1311.5209 | 3415.1616 | 2103.3275 | 4007.878 | 2218.2987 | 1208.7784 | 3620.0868 | 3008.677 | 3385.8619 | 2445.7422 | 2499.0631 | 1551.931 | 2199.7734 | 2093.11 | 3416.9441 | 2159.1474 | 2097.5898 | 2280.8451 | 2184.298 | 1873.8635 | 2466.0147 | 2630.0288 | 3029.3209 | 2427.3331 | 2917.904 | 2045.0383
CDP13 | VIC | VIC | Utility storage | 391.7276 | 1149.1422 | 1918.8283 | 2612.2477 | 2974.5219 | 3980.5484 | 3331.4901 | 4158.8012 | 4408.3465 | 4830.4155 | 4891.7377 | 4615.8332 | 5242.8849 | 6070.0147 | 6085.4982 | 6734.8537 | 5944.8507 | 5575.5937 | 5809.4793 | 5421.8152 | 5393.797 | 4826.9305 | 4348.7911 | 4120.9049 | 4167.982 | 3969.2989 | 3437.6465 | 3380.9587
CDP13 | VIC | VIC | Coordinated CER storage | 46.2609 | 62.9947 | 81.0085 | 102.3073 | 127.8482 | 157.1099 | 184.783 | 218.3955 | 257.9192 | 302.1328 | 350.3367 | 416.8631 | 481.479 | 569.1255 | 655.7711 | 745.3322 | 821.3003 | 903.8161 | 1002.193 | 1140.9703 | 1239.2086 | 1393.5357 | 1554.7537 | 1722.1073 | 1866.9273 | 2030.2941 | 2094.0149 | 2292.5193
CDP13 | VIC | VIC | Passive CER storage | 93.9153 | 103.8346 | 113.4315 | 124.1343 | 134.0189 | 145.1892 | 159.9523 | 173.6821 | 187.2958 | 202.3336 | 217.0562 | 234.2369 | 249.6964 | 267.2425 | 284.5038 | 301.8728 | 315.2069 | 328.6875 | 342.6232 | 356.7102 | 370.6288 | 384.4636 | 401.0884 | 417.2939 | 433.7507 | 444.3685 | 460.5946 | 476.6569
CDP13 | VIC | VIC | Offshore wind | 0 | 0 | 0 | 0 | 0 | 0 | 4006.962 | 7928.8328 | 10433.8103 | 13323.2962 | 15281.8893 | 19426.5626 | 23645.5601 | 28371.3126 | 31575.684 | 36586.7515 | 36858.0493 | 36875.4385 | 35144.7978 | 34082.2347 | 34713.4648 | 34893.7543 | 35017.1066 | 37245.0078 | 34316.1857 | 34517.1093 | 35622.632 | 37306.2851
CDP13 | VIC | VIC | Wind | 13660.2085 | 17101.5643 | 16267.0354 | 17161.3375 | 20388.8574 | 21998.3622 | 21457.5415 | 22913.5506 | 22003.3768 | 23261.4479 | 21374.9839 | 20785.8781 | 20454.9151 | 20964.5817 | 19993.5225 | 20100.8727 | 19591.2516 | 19463.1118 | 18288.265 | 16967.4332 | 16080.2119 | 14544.4796 | 13906.1926 | 14276.6923 | 14825.7904 | 16740.8079 | 16330.2108 | 17237.7943
CDP13 | VIC | VIC | Utility solar | 2577.6584 | 3069.3434 | 3400.5509 | 3593.1428 | 3549.0877 | 3600.2484 | 3108.0455 | 3137.7177 | 3613.5444 | 3636.3263 | 4317.3367 | 4031.2731 | 3836.3153 | 3954.8442 | 3937.3398 | 3690.2212 | 3788.7201 | 3696.7354 | 3672.182 | 4747.1784 | 6123.5377 | 6477.7364 | 6576.2085 | 6133.2147 | 6341.631 | 5598.7471 | 5173.5309 | 5069.5826
CDP13 | VIC | VIC | Distributed PV | 6087.2788 | 6684.1854 | 7294.8864 | 7984.2026 | 8627.0949 | 9196.1307 | 9725.6838 | 10200.0096 | 10651.3504 | 11059.654 | 11465.7127 | 11844.9384 | 12143.6943 | 12364.7146 | 12587.537 | 12816.1806 | 13025.347 | 13207.514 | 13417.6849 | 13652.8559 | 13870.6821 | 14058.9828 | 14279.9745 | 14546.9466 | 14826.3072 | 15089.7889 | 15385.7563 | 15709.2989
CDP13 | VIC | VIC | Other renewable fuels | 0 | 0 | 0 | 0 | 0 | 0 | 0 | 0 | 0 | 0 | 0 | 0 | 0 | 0 | 0 | 0 | 0 | 0 | 0 | 0 | 0 | 0 | 0 | 0 | 0 | 0 | 453.2052 | 256.1155
CDP13 | VIC | VIC | DSP | 0.032001 | 5.3866e-07 | 5.7214e-07 | 7.4053e-07 | 1.188 | 21.629 | 20.7601 | 2.4379 | 0.58737 | 28.2699 | 39.4584 | 18.2345 | 38.4741 | 15.8835 | 6.41 | 3.8455 | 59.3195 | 13.3372 | 7.998 | 18.3853 | 12.1043 | 2.1195 | 13.658 | 21.0697 | 30.0035 | 9.0686 | 88.2475 | 46.2916
CDP13 | VIC | VIC | Utility storage load | -466.3426 | -1367.9003 | -2287.8451 | -3102.9695 | -3533.902 | -4723.6714 | -3958.6825 | -4948.64 | -5241.8294 | -5856.9709 | -5887.4024 | -5575.7512 | -6342.8236 | -7310.3949 | -7338.0947 | -8116.0119 | -7180.7446 | -6734.9711 | -7001.1991 | -6564.3168 | -6588.9805 | -5924.0289 | -5348.4426 | -5113.0377 | -5132.1876 | -4920.5685 | -4288.9319 | -4239.3041
CDP13 | VIC | VIC | Coordinated CER storage load | -46.2609 | -62.9947 | -81.058 | -102.3201 | -127.8639 | -157.0319 | -186.9592 | -224.3797 | -269.0794 | -320.0535 | -373.2889 | -452.5854 | -529.7001 | -636.2076 | -742.7231 | -849.1798 | -939.8255 | -1037.9912 | -1159.277 | -1339.4842 | -1450.9386 | -1655.9626 | -1851.8268 | -2071.5173 | -2243.1361 | -2455.2871 | -2527.8296 | -2796.6832
CDP13 | VIC | VIC | Passive CER storage load | -111.762 | -123.3463 | -134.8604 | -147.2779 | -159.5703 | -173.272 | -189.9108 | -206.4594 | -222.8042 | -240.197 | -258.543 | -279.5154 | -296.8716 | -318.266 | -338.6938 | -358.4818 | -376.3814 | -390.4669 | -407.5393 | -424.3066 | -440.6446 | -458.2816 | -479.2543 | -495.4081 | -516.2532 | -529.291 | -547.2171 | -568.9661
CDP13 | SA | CSA | Mid-merit gas | 1825.2765 | 2304.3099 | 1228.74 | 994.0969 | 1619.4494 | 887.6214 | 19.2735 | 37.0869 | 185.9625 | 234.1119 | 142.5591 | 151.3858 | 145.2565 | 0 | 0 | 0 | 0 | 0 | 0 | 0 | 0 | 0 | 0 | 0 | 0 | 0 | 0 | 0
CDP13 | SA | CSA | Flexible gas with CCS | 0 | 0 | 0 | 0 | 0 | 0 | 0 | 0 | 0 | 0 | 0 | 0 | 0 | 0 | 0 | 0 | 0 | 0 | 0 | 0 | 0 | 0 | 0 | 0 | 0 | 0 | 0 | 0
CDP13 | SA | CSA | Flexible gas | 5.8124 | 4.241 | 46.3159 | 17.2896 | 10.4587 | 119.5316 | 285.5164 | 706.6369 | 1159.3159 | 955.9288 | 1175.2092 | 1116.7054 | 1184.9901 | 712.0076 | 324.0522 | 579.1585 | 1102.3623 | 975.2685 | 1153.5781 | 1860.2066 | 1125.3549 | 1217.7743 | 1088.7719 | 692.9768 | 746.2401 | 407.0256 | 913.1832 | 512.1244
CDP13 | SA | CSA | Hydro | 0 | 0 | 0 | 0 | 0 | 0 | 0 | 0 | 0 | 0 | 0 | 0 | 0 | 0 | 0 | 0 | 0 | 0 | 0 | 0 | 0 | 0 | 0 | 0 | 0 | 0 | 0 | 0
CDP13 | SA | CSA | Utility storage | 512.1719 | 658.4155 | 994.9772 | 1996.3888 | 2344.6835 | 3000.7711 | 1648.3378 | 1677.67 | 1720.3496 | 1982.3802 | 1703.6956 | 1653.6477 | 1932.3825 | 2129.3264 | 2025.3005 | 2050.1685 | 1795.9543 | 1794.0016 | 2025.2257 | 1728.29 | 1589.2706 | 1385.8262 | 1217.1799 | 1870.9199 | 1868.1357 | 2387.2305 | 2412.2712 | 2503.0697
CDP13 | SA | CSA | Coordinated CER storage | 190.0863 | 211.5324 | 232.0959 | 256.2018 | 280.1276 | 308.0055 | 332.827 | 360.7087 | 389.9254 | 420.9865 | 456.9123 | 495.0087 | 530.3473 | 572.7517 | 617.1953 | 660.49 | 695.8951 | 732.9817 | 774.0505 | 830.8445 | 885.119 | 948.1127 | 1009.3408 | 1049.1358 | 1115.0187 | 1156.6822 | 1182.3704 | 1227.2514
CDP13 | SA | CSA | Passive CER storage | 64.0325 | 68.5121 | 72.874 | 77.7255 | 81.7137 | 86.0408 | 91.1661 | 95.9927 | 100.5806 | 105.8509 | 110.6315 | 116.1445 | 120.6524 | 126.1011 | 130.3051 | 135.7589 | 139.2271 | 142.3883 | 145.3068 | 148.8519 | 151.4968 | 154.3978 | 158.1308 | 162.327 | 164.8392 | 167.039 | 171.4898 | 175.3662
CDP13 | SA | CSA | Offshore wind | 0 | 0 | 0 | 0 | 0 | 0 | 0 | 0 | 0 | 0 | 0 | 0 | 0 | 0 | 0 | 0 | 0 | 0 | 0 | 0 | 0 | 0 | 0 | 0 | 0 | 0 | 0 | 0
CDP13 | SA | CSA | Wind | 7200.2804 | 7500.1222 | 7251.8502 | 7660.551 | 8769.1125 | 8097.7198 | 7841.6123 | 8405.1578 | 8552.0689 | 10096.0871 | 9116.975 | 9185.7583 | 8074.2144 | 9149.7858 | 9404.7922 | 7910.0515 | 8299.9163 | 8707.7811 | 8621.1997 | 7320.2294 | 7061.292 | 7031.9195 | 7444.3215 | 9788.2764 | 9649.8814 | 9679.8968 | 9133.6092 | 10444.9257
CDP13 | SA | CSA | Utility solar | 1182.5254 | 1251.1259 | 1834.2075 | 1677.8262 | 1844.2677 | 1695.4123 | 1774.3211 | 1840.8395 | 1877.7121 | 2195.7398 | 2389.1107 | 2450.6943 | 2343.5737 | 2345.3349 | 2466.8025 | 2509.7357 | 2492.8657 | 2376.2912 | 2767.9472 | 3959.3693 | 5940.525 | 6153.0603 | 5814.2955 | 5504.9475 | 5673.4799 | 5795.7502 | 5646.237 | 5781.8474
CDP13 | SA | CSA | Distributed PV | 3190.3631 | 3260.7863 | 3336.7919 | 3466.2875 | 3610.9779 | 3765.142 | 3919.0203 | 4056.501 | 4171.4374 | 4282.9871 | 4387.5614 | 4474.6656 | 4540.4368 | 4615.8937 | 4699.0323 | 4777.1158 | 4844.1539 | 4922.1799 | 5007.7115 | 5086.4132 | 5151.8572 | 5229.3602 | 5315.6498 | 5398.0969 | 5468.4064 | 5549.6338 | 5639.0507 | 5724.3107
CDP13 | SA | CSA | Other renewable fuels | 0 | 0 | 0 | 0 | 0 | 0 | 0 | 0 | 0 | 0 | 0 | 0 | 0 | 0 | 0 | 0 | 0 | 0 | 0 | 0 | 0 | 0 | 0 | 0 | 0 | 0 | 0 | 0
CDP13 | SA | CSA | DSP | 0.18 | 5.4344e-07 | 6.0095e-07 | 7.7343e-07 | 0.96 | 23.3603 | 20.4401 | 2.0685 | 0.50385 | 16.7681 | 30.7843 | 16.8256 | 34.4623 | 15.9263 | 5.086 | 3.63 | 47.6919 | 15.0507 | 4.3117 | 11.4032 | 9.028 | 1.653 | 10.6794 | 11.9156 | 16.5693 | 6.099 | 54.0034 | 29.567
CDP13 | SA | CSA | Utility storage load | -609.7286 | -783.5008 | -1184.5074 | -2380.1096 | -2791.342 | -3569.0074 | -1962.34 | -1999.3065 | -2046.0252 | -2363.4178 | -2024.8443 | -1968.6617 | -2303.3865 | -2532.0637 | -2414.5142 | -2437.3187 | -2138.0765 | -2135.7525 | -2411.0239 | -2060.1915 | -1889.368 | -1650.3319 | -1447.9937 | -2210.4991 | -2199.9612 | -2817.9033 | -2835.5733 | -2948.8536
CDP13 | SA | CSA | Coordinated CER storage load | -190.0863 | -211.5324 | -232.0959 | -256.3574 | -280.1423 | -307.8353 | -333.3297 | -362.2961 | -392.4249 | -425.631 | -462.8729 | -503.9772 | -542.1876 | -589.2235 | -639.8147 | -686.4673 | -725.2101 | -765.4356 | -812.2727 | -881.6503 | -944.3938 | -1022.3942 | -1093.4798 | -1136.783 | -1216.2814 | -1265.5088 | -1289.7969 | -1347.9043
CDP13 | SA | CSA | Passive CER storage load | -74.5534 | -80.106 | -84.9062 | -90.0868 | -94.711 | -99.6282 | -104.9721 | -111.2405 | -116.5182 | -121.7649 | -127.6009 | -133.8318 | -139.592 | -144.8715 | -150.319 | -155.3538 | -159.9965 | -162.6779 | -167.2472 | -170.8245 | -173.1506 | -176.6843 | -181.1201 | -184.9918 | -188.5654 | -191.4455 | -195.1885 | -200.2795
CDP13 | SA | SESA | Mid-merit gas | 0 | 0 | 0 | 0 | 0 | 0 | 0 | 0 | 0 | 0 | 0 | 0 | 0 | 0 | 0 | 0 | 0 | 0 | 0 | 0 | 0 | 0 | 0 | 0 | 0 | 0 | 0 | 0
CDP13 | SA | SESA | Flexible gas with CCS | 0 | 0 | 0 | 0 | 0 | 0 | 0 | 0 | 0 | 0 | 0 | 0 | 0 | 0 | 0 | 0 | 0 | 0 | 0 | 0 | 0 | 0 | 0 | 0 | 0 | 0 | 0 | 0
CDP13 | SA | SESA | Flexible gas | 0.25151 | 8.76e-09 | 0.84091 | 9.498e-08 | 1.0704e-07 | 1.006 | 3.2021 | 1.8498 | 5.5792e-06 | 16.5214 | 8.7806 | 0 | 0 | 0 | 0 | 0 | 0 | 0 | 0 | 0 | 0 | 0 | 0 | 0 | 0 | 0 | 0 | 0
CDP13 | SA | SESA | Hydro | 0 | 0 | 0 | 0 | 0 | 0 | 0 | 0 | 0 | 0 | 0 | 0 | 0 | 0 | 0 | 0 | 0 | 0 | 0 | 0 | 0 | 0 | 0 | 0 | 0 | 0 | 0 | 0
CDP13 | SA | SESA | Utility storage | 26.5488 | 22.0691 | 22.961 | 24.6978 | 27.1029 | 33.9754 | 26.5501 | 27.8822 | 26.9794 | 30.6364 | 4.2442e-05 | 4.3493e-05 | 4.5158e-05 | 5.225e-05 | 5.5818e-05 | 5.5063e-05 | 5.1727e-05 | 5.2042e-05 | 5.0795e-05 | 5.0965e-05 | 0.00012175 | 0.00011757 | 0.00012806 | 0.005898 | 0.0062094 | 0.005765 | 0.005854 | 0.0062791
CDP13 | SA | SESA | Coordinated CER storage | 6.7785 | 7.6029 | 8.4039 | 9.3331 | 10.272 | 11.3809 | 12.3834 | 13.4657 | 14.5868 | 15.8342 | 17.3704 | 18.9333 | 20.4324 | 22.2059 | 24.0401 | 25.7529 | 27.2034 | 28.6746 | 30.2846 | 32.6891 | 35.1273 | 37.9036 | 40.5709 | 42.0797 | 44.7057 | 46.611 | 47.6974 | 49.9201
CDP13 | SA | SESA | Passive CER storage | 2.2874 | 2.4649 | 2.6412 | 2.8343 | 2.9964 | 3.1838 | 3.3933 | 3.5799 | 3.7552 | 3.9661 | 4.1842 | 4.4023 | 4.6087 | 4.8211 | 4.9787 | 5.1883 | 5.3234 | 5.4419 | 5.5432 | 5.6917 | 5.8219 | 5.9481 | 6.0969 | 6.2638 | 6.363 | 6.4511 | 6.627 | 6.8022
CDP13 | SA | SESA | Offshore wind | 0 | 0 | 0 | 0 | 0 | 0 | 0 | 0 | 0 | 0 | 0 | 0 | 0 | 0 | 0 | 0 | 0 | 0 | 0 | 0 | 0 | 0 | 0 | 0 | 0 | 0 | 0 | 0
CDP13 | SA | SESA | Wind | 747.129 | 809.5806 | 710.2629 | 795.6416 | 2245.4393 | 2157.1649 | 1832.5487 | 1976.0863 | 1928.12 | 2281.7986 | 2154.803 | 1969.1712 | 1844.8646 | 1984.629 | 1641.659 | 1630.1975 | 1509.8177 | 1620.2342 | 1541.764 | 1468.6844 | 1403.9489 | 1559.3199 | 1461.2213 | 1624.2443 | 1438.7817 | 2214.3347 | 2098.0409 | 2323.3965
CDP13 | SA | SESA | Utility solar | 71.0492 | 76.4872 | 72.7325 | 65.7345 | 61.9949 | 56.3647 | 54.9058 | 58.1855 | 64.1882 | 65.3052 | 68.8447 | 54.6489 | 57.3028 | 55.5763 | 62.3626 | 63.3891 | 60.7384 | 0 | 0 | 0 | 0 | 0 | 0 | 0 | 0 | 0 | 0 | 0
CDP13 | SA | SESA | Distributed PV | 112.7362 | 116.2125 | 120.7697 | 127.1989 | 133.8742 | 141.6734 | 149.2792 | 155.4422 | 160.67 | 166.3834 | 173.5604 | 178.2911 | 183.9197 | 187.5012 | 190.7562 | 194.3046 | 197.6511 | 200.9791 | 203.7224 | 208.7345 | 214.739 | 219.6259 | 223.1041 | 226.6677 | 229.1829 | 232.2131 | 236.0291 | 242.1829
CDP13 | SA | SESA | Other renewable fuels | 0 | 0 | 0 | 0 | 0 | 0 | 0 | 0 | 0 | 0 | 0 | 0 | 0 | 0 | 0 | 0 | 0 | 0 | 0 | 0 | 0 | 0 | 0 | 0 | 0 | 0 | 0 | 0
CDP13 | SA | SESA | DSP | 0 | 0 | 0 | 0 | 0 | 0 | 0 | 0 | 0 | 0 | 0 | 0 | 0 | 0 | 0 | 0 | 0 | 0 | 0 | 0 | 0 | 0 | 0 | 0 | 0 | 0 | 0 | 0
CDP13 | SA | SESA | Utility storage load | -31.6057 | -26.2728 | -27.3345 | -29.4589 | -32.2654 | -40.3901 | -31.6073 | -33.2201 | -32.0914 | -36.496 | -4.9639e-05 | -5.0966e-05 | -5.2952e-05 | -6.1302e-05 | -6.5544e-05 | -6.4356e-05 | -6.0541e-05 | -6.1067e-05 | -5.955e-05 | -5.9567e-05 | -0.00014274 | -0.0001378 | -0.00014975 | -0.0069515 | -0.0072899 | -0.0067951 | -0.0068721 | -0.007386
CDP13 | SA | SESA | Coordinated CER storage load | -6.7785 | -7.6029 | -8.4039 | -9.3388 | -10.2726 | -11.3747 | -12.4066 | -13.5372 | -14.7037 | -16.0511 | -17.6529 | -19.3576 | -20.9895 | -22.9935 | -25.1235 | -26.994 | -28.6139 | -30.235 | -32.1201 | -35.0775 | -37.9145 | -41.3956 | -44.5517 | -46.2147 | -49.404 | -51.6637 | -52.7016 | -55.6261
CDP13 | SA | SESA | Passive CER storage load | -2.6632 | -2.882 | -3.0773 | -3.2851 | -3.473 | -3.6866 | -3.9072 | -4.1485 | -4.3502 | -4.5623 | -4.826 | -5.0727 | -5.3322 | -5.5387 | -5.7434 | -5.9371 | -6.1175 | -6.2173 | -6.3802 | -6.5319 | -6.654 | -6.8067 | -6.9833 | -7.1384 | -7.2789 | -7.3936 | -7.5428 | -7.7685
CDP13 | TAS | TAS | Mid-merit gas | 0 | 0 | 0 | 0 | 0 | 0 | 0 | 0 | 0 | 0 | 0 | 0 | 0 | 0 | 0 | 0 | 0 | 0 | 0 | 0 | 0 | 0 | 0 | 0 | 0 | 0 | 0 | 0
CDP13 | TAS | TAS | Flexible gas with CCS | 0 | 0 | 0 | 0 | 0 | 0 | 0 | 0 | 0 | 0 | 0 | 0 | 0 | 0 | 0 | 0 | 0 | 0 | 0 | 0 | 0 | 0 | 0 | 0 | 0 | 0 | 0 | 0
CDP13 | TAS | TAS | Flexible gas | 0 | 0 | 0 | 0 | 0 | 0 | 0 | 5.6634e-07 | 6.1939e-07 | 6.4572e-07 | 6.0206e-07 | 5.9882e-07 | 7.8359e-07 | 9.5139e-07 | 6.7178e-07 | 8.8757e-07 | 0.23987 | 0.39978 | 0.71961 | 2.9218 | 1.6791 | 3.8933e-07 | 1.2859e-06 | 7.2956e-07 | 2.5319 | 7.0299e-07 | 4.356e-07 | 8.3777e-07
CDP13 | TAS | TAS | Hydro | 8887.2723 | 9653.1629 | 6787.8972 | 6690.2906 | 6200.6535 | 5809.9492 | 5218.7471 | 5101.3999 | 4791.3899 | 4262.1507 | 4080.1398 | 3617.6895 | 7165.269 | 6762.3612 | 8396.9599 | 8167.9806 | 7567.6869 | 7573.2828 | 8372.0215 | 6477.4211 | 9055.2159 | 8578.4567 | 7069.683 | 8046.6152 | 7456.1766 | 7982.7505 | 8661.2488 | 7186.85
CDP13 | TAS | TAS | Utility storage | 0 | 0 | 0 | 2.7031e-05 | 3.2535e-05 | 3.8168e-05 | 6.6102e-05 | 0.00010408 | 144.1579 | 150.4728 | 298.2037 | 536.7006 | 338.634 | 399.4687 | 522.0648 | 544.4777 | 558.6224 | 563.1514 | 514.5918 | 1043.0545 | 2010.6827 | 1881.3485 | 2234.0279 | 2131.6216 | 2169.3537 | 2145.2386 | 2111.132 | 2148.3886
CDP13 | TAS | TAS | Coordinated CER storage | 2.5735 | 3.5351 | 4.6056 | 5.9577 | 7.4168 | 9.2985 | 10.7458 | 12.2728 | 13.9196 | 16.2675 | 18.9772 | 22.1178 | 24.0866 | 28.1109 | 33.025 | 37.6987 | 42.0669 | 47.1088 | 51.3015 | 58.2706 | 60.7344 | 67.0477 | 78.173 | 85.9734 | 95.0583 | 99.2598 | 104.7708 | 112.9863
CDP13 | TAS | TAS | Passive CER storage | 6.2553 | 6.8442 | 7.491 | 8.1837 | 8.8138 | 9.6277 | 10.5227 | 11.3683 | 12.1904 | 13.1008 | 14.0214 | 15.0123 | 15.866 | 16.9658 | 17.9051 | 18.9456 | 19.7579 | 20.3609 | 21.0618 | 21.7684 | 22.4051 | 23.1637 | 23.9385 | 24.7927 | 25.5449 | 25.8603 | 26.7151 | 27.6923
CDP13 | TAS | TAS | Offshore wind | 0 | 0 | 0 | 0 | 0 | 0 | 0 | 0 | 0 | 0 | 0 | 0 | 0 | 0 | 0 | 0 | 0 | 0 | 0 | 0 | 0 | 0 | 0 | 0 | 0 | 0 | 0 | 0
CDP13 | TAS | TAS | Wind | 1975.3545 | 2174.8076 | 3998.3919 | 4688.0599 | 5370.3265 | 6033.846 | 6517.9023 | 7009.547 | 7503.454 | 7996.5438 | 8223.1466 | 8361.9303 | 8748.2807 | 9143.754 | 9669.8167 | 10222.6883 | 8408.056 | 8338.4843 | 8035.7167 | 8547.9779 | 8517.4731 | 8681.8365 | 8358.7876 | 8729.911 | 8377.1355 | 8107.4866 | 7560.1848 | 7554.5953
CDP13 | TAS | TAS | Utility solar | 0 | 0 | 9.6158e-06 | 8.87e-06 | 9.2473e-06 | 7.7226e-06 | 9.708e-06 | 1.6616e-05 | 9.3458e-05 | 8.0258e-05 | 268.3419 | 630.5846 | 757.3116 | 878.1415 | 869.1296 | 832.9838 | 707.6909 | 686.8664 | 702.7153 | 675.3251 | 675.5176 | 703.573 | 715.8267 | 645.8747 | 681.5326 | 746.6357 | 717.999 | 750.0489
CDP13 | TAS | TAS | Distributed PV | 307.0088 | 319.0286 | 332.2165 | 365.6975 | 409.1203 | 455.4526 | 495.5483 | 526.8219 | 558.336 | 589.4338 | 618.6881 | 640.645 | 653.5031 | 660.943 | 668.1315 | 674.4542 | 680.7325 | 686.9651 | 694.1811 | 700.6574 | 706.8726 | 713.1019 | 720.4898 | 727.215 | 733.6596 | 740.0857 | 747.7693 | 754.9122
CDP13 | TAS | TAS | Other renewable fuels | 0 | 0 | 0 | 0 | 0 | 0 | 0 | 0 | 0 | 0 | 0 | 0 | 0 | 0 | 0 | 0 | 0 | 0 | 0 | 0 | 0 | 0 | 0 | 0 | 0 | 0 | 0 | 0
CDP13 | TAS | TAS | DSP | 5.1137e-07 | 4.9898e-07 | 5.312e-07 | 5.1824e-07 | 5.4071e-07 | 5.7238e-07 | 6.8408e-07 | 1.0541e-06 | 1.07e-06 | 1.1699e-06 | 1.2122e-06 | 1.1915e-06 | 1.4989e-06 | 1.6025e-06 | 0.1675 | 0.077502 | 2.4475 | 0.59 | 0.285 | 0.73 | 0.2325 | 1.1332e-06 | 0.3 | 1.3811e-06 | 0.69 | 1.7022e-06 | 2.69 | 1.265
CDP13 | TAS | TAS | Utility storage load | 0 | 0 | 0 | -3.1817e-05 | -3.8262e-05 | -4.4938e-05 | -8.4094e-05 | -0.00013354 | -188.7137 | -198.1788 | -395.831 | -708.9787 | -440.3758 | -525.3401 | -686.2372 | -711.6363 | -740.5693 | -745.0934 | -678.3937 | -1379.6517 | -2638.4236 | -2483.6228 | -2905.221 | -2844.5169 | -2814.6612 | -2830.9754 | -2776.2515 | -2861.3943
CDP13 | TAS | TAS | Coordinated CER storage load | -2.5735 | -3.5351 | -4.6056 | -5.9577 | -7.4168 | -9.3042 | -10.7638 | -12.3601 | -14.1195 | -16.6708 | -19.753 | -23.3184 | -25.3285 | -30.1587 | -36.0987 | -41.7462 | -47.0332 | -53.2571 | -58.3895 | -67.2108 | -69.5068 | -77.7393 | -91.9066 | -102.1337 | -113.4548 | -118.5289 | -125.4164 | -136.5465
CDP13 | TAS | TAS | Passive CER storage load | -7.4092 | -8.08 | -8.839 | -9.6052 | -10.3749 | -11.3443 | -12.3431 | -13.3696 | -14.321 | -15.3464 | -16.5077 | -17.6666 | -18.6487 | -19.9309 | -21.017 | -22.1822 | -23.2833 | -23.8808 | -24.7761 | -25.5422 | -26.2799 | -27.2697 | -28.1878 | -29.1395 | -30.0052 | -30.3481 | -31.2962 | -32.5547
CDP14 | NSW | NNSW | Black coal | 0 | 0 | 0 | 0 | 0 | 0 | 0 | 0 | 0 | 0 | 0 | 0 | 0 | 0 | 0 | 0 | 0 | 0 | 0 | 0 | 0 | 0 | 0 | 0 | 0 | 0 | 0 | 0
CDP14 | NSW | NNSW | Mid-merit gas | 0 | 0 | 0 | 0 | 0 | 0 | 0 | 0 | 0 | 0 | 0 | 0 | 0 | 0 | 0 | 0 | 0 | 0 | 0 | 0 | 0 | 0 | 0 | 0 | 0 | 0 | 0 | 0
CDP14 | NSW | NNSW | Flexible gas with CCS | 0 | 0 | 0 | 0 | 0 | 0 | 0 | 0 | 0 | 0 | 0 | 0 | 0 | 0 | 0 | 0 | 0 | 0 | 0 | 0 | 0 | 0 | 0 | 0 | 0 | 0 | 0 | 0
CDP14 | NSW | NNSW | Flexible gas | 0 | 0 | 0 | 0 | 0 | 0 | 0 | 0 | 0 | 0 | 0 | 0 | 0 | 0 | 0 | 0 | 0 | 0 | 0 | 0 | 0 | 0 | 0 | 0 | 0 | 0 | 0 | 0
CDP14 | NSW | NNSW | Hydro | 0 | 0 | 0 | 0 | 0 | 0 | 0 | 0 | 0 | 0 | 0 | 0 | 0 | 0 | 0 | 0 | 0 | 0 | 0 | 0 | 0 | 0 | 0 | 0 | 0 | 0 | 0 | 0
CDP14 | NSW | NNSW | Utility storage | 3.939 | 15.4537 | 453.056 | 910.6236 | 1387.8615 | 2974.0348 | 2155.3282 | 2215.9817 | 2434.733 | 2425.7149 | 2534.6423 | 2635.4664 | 2623.5168 | 2895.3915 | 2842.3186 | 2772.8453 | 2541.451 | 2596.9779 | 2726.7422 | 2866.9152 | 5047.4069 | 5143.6978 | 4464.9776 | 5717.0688 | 5503.3068 | 5590.8075 | 5462.814 | 6571.3534
CDP14 | NSW | NNSW | Coordinated CER storage | 8.8365 | 11.2048 | 14.0465 | 16.9339 | 20.4022 | 24.1148 | 27.5888 | 31.7768 | 36.5447 | 42.5749 | 49.7734 | 58.6728 | 67.2949 | 78.4007 | 89.035 | 99.0749 | 108.7449 | 118.4348 | 132.7126 | 153.9808 | 161.7508 | 182.1598 | 209.8499 | 226.516 | 248.9609 | 269.928 | 275.3608 | 295.9582
CDP14 | NSW | NNSW | Passive CER storage | 18.167 | 19.7177 | 21.1384 | 22.4275 | 23.7008 | 25.0701 | 27.3635 | 29.2103 | 31.0205 | 33.1586 | 35.2223 | 37.5763 | 39.7724 | 41.8629 | 44.1078 | 46.4927 | 48.0454 | 50.12 | 51.7116 | 53.3755 | 55.0278 | 56.7506 | 58.6569 | 61.0185 | 62.4544 | 63.5 | 65.5099 | 67.3883
CDP14 | NSW | NNSW | Offshore wind | 0 | 0 | 0 | 0 | 0 | 0 | 0 | 0 | 0 | 0 | 0 | 0 | 0 | 0 | 0 | 0 | 0 | 0 | 0 | 0 | 0 | 0 | 0 | 0 | 0 | 0 | 0 | 0
CDP14 | NSW | NNSW | Wind | 1309.0337 | 1100.5763 | 1921.3682 | 2157.0459 | 2190.4491 | 10744.3618 | 11380.4717 | 10470.144 | 11012.5316 | 10222.98 | 12399.7115 | 12268.0053 | 12166.4076 | 12497.7087 | 12534.7381 | 12059.903 | 14534.524 | 20878.06 | 22657.0094 | 21863.5562 | 23724.1769 | 21546.3363 | 22214.204 | 21294.3216 | 22220.246 | 22024.7988 | 21524.2368 | 22818.277
CDP14 | NSW | NNSW | Utility solar | 1712.8358 | 2165.5935 | 2322.8009 | 2240.9416 | 2379.6435 | 2979.3708 | 2590.8641 | 2749.4126 | 3101.2803 | 3204.2642 | 3940.8353 | 4182.6923 | 3852.1643 | 4161.1598 | 4138.799 | 3956.2369 | 3842.7697 | 6090.3598 | 7157.8647 | 8953.3972 | 7759.9434 | 8285.7171 | 8853.3721 | 9137.6621 | 8783.75 | 9274.4679 | 8761.8045 | 10064.8844
CDP14 | NSW | NNSW | Distributed PV | 1271.6546 | 1294.9489 | 1311.4241 | 1367.595 | 1455.6654 | 1546.1493 | 1624.3869 | 1687.2326 | 1737.479 | 1785.259 | 1826.8007 | 1862.6349 | 1883.9388 | 1905.6539 | 1925.5478 | 1947.8463 | 1965.8985 | 1986.5372 | 2009.2374 | 2037.7628 | 2057.9774 | 2077.2502 | 2099.9079 | 2127.0346 | 2148.3108 | 2170.1747 | 2198.1127 | 2230.421
CDP14 | NSW | NNSW | Other renewable fuels | 0 | 0 | 0 | 0 | 0 | 0 | 0 | 0 | 0 | 0 | 0 | 0 | 0 | 0 | 0 | 0 | 0 | 0 | 0 | 0 | 0 | 0 | 0 | 0 | 0 | 0 | 447.0303 | 285.7314
CDP14 | NSW | NNSW | DSP | 0 | 0 | 0 | 0 | 0 | 0 | 0 | 0 | 0 | 0 | 0 | 0 | 0 | 0 | 0 | 0 | 0 | 0 | 0 | 0 | 0 | 0 | 0 | 0 | 0 | 0 | 0 | 0
CDP14 | NSW | NNSW | Utility storage load | -4.6478 | -18.3973 | -545.9897 | -1089.9562 | -1660.7932 | -3574.4836 | -2592.5124 | -2674.5873 | -2920.6562 | -2928.4061 | -3044.2842 | -3166.921 | -3155.7647 | -3483.18 | -3429.544 | -3326.0269 | -3057.4222 | -3124.1037 | -3280.4707 | -3457.7329 | -6333.7309 | -6458.922 | -5625.4827 | -7352.6952 | -6998.3477 | -7291.9153 | -7072.9913 | -8604.8983
CDP14 | NSW | NNSW | Coordinated CER storage load | -8.8365 | -11.2048 | -14.0504 | -16.9404 | -20.3919 | -24.1148 | -27.8105 | -32.3543 | -37.6019 | -44.5306 | -52.8334 | -63.4789 | -73.7224 | -87.4621 | -100.4858 | -112.0346 | -123.6491 | -135.1167 | -153.4894 | -181.1188 | -189.0657 | -215.9321 | -252.0098 | -273.2041 | -301.492 | -328.685 | -334.6268 | -362.6058
CDP14 | NSW | NNSW | Passive CER storage load | -21.5306 | -23.3997 | -25.0516 | -26.5991 | -28.1174 | -29.7514 | -32.3942 | -34.6342 | -36.8836 | -39.2441 | -41.7975 | -44.5888 | -47.2409 | -49.663 | -52.439 | -55.0147 | -57.0178 | -59.3353 | -61.388 | -63.312 | -65.2137 | -67.3475 | -69.6038 | -72.2527 | -74.0459 | -75.4951 | -77.5117 | -80.0111
CDP14 | NSW | CNSW | Black coal | 23978.6632 | 25581.026 | 21880.1199 | 19843.2497 | 18395.6157 | 6258.6204 | 6284.2952 | 9126.3023 | 9656.2953 | 7970.1768 | 9163.9282 | 9506.0872 | 8691.3147 | 8491.6882 | 6122.0576 | 7186.9253 | 0 | 0 | 0 | 0 | 0 | 0 | 0 | 0 | 0 | 0 | 0 | 0
CDP14 | NSW | CNSW | Mid-merit gas | 0 | 0 | 0 | 0 | 0 | 0 | 0 | 0 | 0 | 0 | 0 | 0 | 0 | 0 | 0 | 0 | 0 | 0 | 0 | 0 | 0 | 0 | 0 | 0 | 0 | 0 | 0 | 0
CDP14 | NSW | CNSW | Flexible gas with CCS | 0 | 0 | 0 | 0 | 0 | 0 | 0 | 0 | 0 | 0 | 0 | 0 | 0 | 0 | 0 | 0 | 0 | 0 | 0 | 0 | 0 | 0 | 0 | 0 | 0 | 0 | 0 | 0
CDP14 | NSW | CNSW | Flexible gas | 0 | 0 | 0 | 0 | 0 | 0 | 0 | 0 | 0 | 0 | 0 | 0 | 0 | 0 | 0 | 0 | 0 | 0 | 0 | 0 | 0 | 0 | 0 | 0 | 0 | 0 | 0 | 0
CDP14 | NSW | CNSW | Hydro | 0 | 0 | 0 | 0 | 0 | 0 | 0 | 0 | 0 | 0 | 0 | 0 | 0 | 0 | 0 | 0 | 0 | 0 | 0 | 0 | 0 | 0 | 0 | 0 | 0 | 0 | 0 | 0
CDP14 | NSW | CNSW | Utility storage | 462.6111 | 1129.5367 | 1197.1865 | 2101.1568 | 3125.749 | 3668.9305 | 2326.7266 | 2279.0315 | 2399.2026 | 2452.5575 | 2494.8726 | 2525.2734 | 2739.6005 | 2900.3753 | 2939.9431 | 2862.068 | 2576.8659 | 2841.6542 | 2994.3838 | 2920.5705 | 2720.0103 | 1819.9329 | 2045.8927 | 2012.6566 | 1221.726 | 1222.9625 | 1242.4704 | 1317.1644
CDP14 | NSW | CNSW | Coordinated CER storage | 3.7234 | 4.7379 | 6.0182 | 7.481 | 9.7646 | 10.6681 | 12.1557 | 14.3369 | 16.7692 | 19.9441 | 23.7346 | 28.8001 | 34.0444 | 40.7569 | 47.2976 | 52.8575 | 57.6113 | 64.6412 | 72.2011 | 84.8468 | 90.7718 | 103.1437 | 119.7695 | 129.4851 | 144.5066 | 157.4305 | 161.119 | 174.776
CDP14 | NSW | CNSW | Passive CER storage | 7.627 | 8.3056 | 8.9956 | 9.6657 | 10.2322 | 10.8691 | 11.909 | 12.8093 | 13.6889 | 14.7028 | 15.7482 | 16.8884 | 18.0026 | 19.0507 | 20.185 | 21.411 | 22.266 | 23.3321 | 24.1695 | 25.0093 | 25.8786 | 26.806 | 27.8186 | 29.0444 | 29.8498 | 30.4411 | 31.4814 | 32.4604
CDP14 | NSW | CNSW | Offshore wind | 0 | 0 | 0 | 0 | 0 | 0 | 0 | 0 | 0 | 0 | 0 | 0 | 0 | 0 | 0 | 0 | 0 | 0 | 0 | 0 | 0 | 0 | 0 | 0 | 0 | 0 | 0 | 0
CDP14 | NSW | CNSW | Wind | 1293.4373 | 1927.1077 | 3918.8316 | 5711.0114 | 15381.4155 | 14909.212 | 15472.7943 | 14344.7209 | 14661.1814 | 13828.0507 | 14530.7542 | 14192.8572 | 14086.2636 | 15011.7129 | 14783.0909 | 15165.2307 | 14859.2203 | 14738.9606 | 14437.0971 | 13627.0924 | 14490.0646 | 13356.7562 | 13559.3093 | 12908.4571 | 14104.3886 | 15170.945 | 14845.058 | 16025.4956
CDP14 | NSW | CNSW | Utility solar | 3629.299 | 3910.0055 | 5408.8513 | 5176.2754 | 8548.4707 | 9154.5199 | 8209.7043 | 8599.2948 | 9814.8248 | 9813.8073 | 10031.4452 | 10299.7506 | 9844.8648 | 10535.6155 | 10462.4552 | 10113.0715 | 9865.756 | 8910.3104 | 9269.3444 | 10903.0972 | 9585.8218 | 9920.8646 | 11014.2499 | 14098.7999 | 14493.7436 | 17746.9385 | 17024.4569 | 18135.673
CDP14 | NSW | CNSW | Distributed PV | 805.7252 | 814.9854 | 829.5535 | 870.8455 | 916.2872 | 974.0498 | 1025.6157 | 1072.6831 | 1112.1573 | 1154.5789 | 1186.7008 | 1211.9352 | 1229.1648 | 1252.0861 | 1268.2638 | 1286.3269 | 1301.3111 | 1324.9373 | 1342.737 | 1359.4079 | 1373.0091 | 1398.259 | 1414.9644 | 1434.2131 | 1452.1522 | 1478.3848 | 1498.0146 | 1518.8237
CDP14 | NSW | CNSW | Other renewable fuels | 0 | 0 | 0 | 0 | 0 | 0 | 0 | 0 | 0 | 0 | 0 | 0 | 0 | 0 | 0 | 0 | 0 | 0 | 0 | 0 | 0 | 0 | 0 | 0 | 0 | 160.9205 | 448.7414 | 284.5324
CDP14 | NSW | CNSW | DSP | 0 | 0 | 0 | 0 | 0 | 0 | 0 | 0 | 0 | 0 | 0 | 0 | 0 | 0 | 0 | 0 | 0 | 0 | 0 | 0 | 0 | 0 | 0 | 0 | 0 | 0 | 0 | 0
CDP14 | NSW | CNSW | Utility storage load | -659.4218 | -1424.4306 | -1486.0254 | -2511.9846 | -3790.7179 | -4497.8472 | -2843.4157 | -2785.8582 | -2919.1857 | -3016.5865 | -3027.7799 | -3081.8298 | -3385.9397 | -3566.2549 | -3609.3225 | -3523.2508 | -3177.352 | -3505.5618 | -3720.806 | -3619.8543 | -3360.1022 | -2271.2882 | -2582.4833 | -2589.9046 | -1618.2444 | -1636.4316 | -1698.1451 | -1789.0016
CDP14 | NSW | CNSW | Coordinated CER storage load | -3.7234 | -4.7379 | -6.0199 | -7.4838 | -9.7655 | -10.6627 | -12.3049 | -14.7223 | -17.4855 | -21.2573 | -25.6617 | -31.9415 | -38.3151 | -46.7785 | -54.9368 | -61.3725 | -67.2882 | -75.9886 | -85.9233 | -102.9274 | -109.4172 | -126.2369 | -148.1422 | -160.9334 | -180.0441 | -197.3046 | -201.6707 | -220.1319
CDP14 | NSW | CNSW | Passive CER storage load | -9.0391 | -9.8566 | -10.6609 | -11.4635 | -12.1389 | -12.8986 | -14.0985 | -15.1877 | -16.2762 | -17.4011 | -18.6881 | -20.0401 | -21.3832 | -22.6003 | -23.9976 | -25.3356 | -26.4242 | -27.622 | -28.6922 | -29.6652 | -30.6689 | -31.8114 | -33.0103 | -34.3918 | -35.3899 | -36.1914 | -37.2489 | -38.5407
CDP14 | NSW | SNSW | Black coal | 0 | 0 | 0 | 0 | 0 | 0 | 0 | 0 | 0 | 0 | 0 | 0 | 0 | 0 | 0 | 0 | 0 | 0 | 0 | 0 | 0 | 0 | 0 | 0 | 0 | 0 | 0 | 0
CDP14 | NSW | SNSW | Mid-merit gas | 0 | 0 | 0 | 0 | 0 | 0 | 0 | 0 | 0 | 0 | 0 | 0 | 0 | 0 | 0 | 0 | 0 | 0 | 0 | 0 | 0 | 0 | 0 | 0 | 0 | 0 | 0 | 0
CDP14 | NSW | SNSW | Flexible gas with CCS | 0 | 0 | 0 | 0 | 0 | 0 | 0 | 0 | 0 | 0 | 0 | 0 | 0 | 0 | 0 | 0 | 0 | 0 | 0 | 0 | 0 | 0 | 0 | 0 | 0 | 0 | 0 | 0
CDP14 | NSW | SNSW | Flexible gas | 1.6148e-07 | 2.3682e-07 | 2.9193e-07 | 4.1307e-07 | 1.4092 | 2.0775 | 8.5009 | 7.5345e-07 | 9.1442e-07 | 1.5423e-06 | 8.8451 | 1.4673e-06 | 4.4796 | 0.42238 | 8.6783e-07 | 1.5338e-06 | 17.4289 | 13.7523 | 0.27575 | 19.3146 | 0 | 0 | 0 | 0 | 0 | 0 | 0 | 0
CDP14 | NSW | SNSW | Hydro | 2788.6221 | 1140.9773 | 1616.2271 | 4879.9488 | 3811.3273 | 6517.7354 | 2246.9735 | 2150.867 | 2803.1296 | 3663.7427 | 3527.0258 | 3193.2239 | 3500.5779 | 2474.332 | 2408.5136 | 2905.0193 | 3912.0291 | 3180.0509 | 3019.0857 | 3089.9552 | 2443.3134 | 3145.7963 | 3093.8927 | 3123.7193 | 3178.2215 | 2685.325 | 3399.9645 | 2432.2221
CDP14 | NSW | SNSW | Utility storage | 223.4659 | 322.5752 | 326.0422 | 391.5711 | 955.6681 | 2356.9386 | 5577.8053 | 5113.9329 | 5158.4508 | 5623.9543 | 5330.5892 | 5248.4994 | 5762.3595 | 5854.6944 | 5996.4581 | 5853.9653 | 5884.7659 | 5882.8441 | 6042.0848 | 5664.1069 | 5947.2699 | 5260.7414 | 5842.1464 | 5644.2705 | 5699.6563 | 5586.5911 | 5975.6389 | 5770.2863
CDP14 | NSW | SNSW | Coordinated CER storage | 7.449 | 9.5537 | 12.1567 | 15.0178 | 18.3795 | 22.1489 | 25.3882 | 29.264 | 33.6806 | 39.2445 | 45.5301 | 53.8302 | 62.2304 | 72.7614 | 82.952 | 92.8127 | 102.5203 | 113.8014 | 126.8666 | 148.6651 | 161.8643 | 180.236 | 207.4051 | 225.2414 | 251.3006 | 273.0964 | 281.2915 | 304.1584
CDP14 | NSW | SNSW | Passive CER storage | 15.3225 | 16.8139 | 18.2962 | 19.9476 | 21.4747 | 23.0167 | 25.293 | 27.1321 | 28.9755 | 31.0951 | 33.189 | 35.5698 | 37.8779 | 40.0969 | 42.4832 | 44.9811 | 46.6541 | 48.8145 | 50.5218 | 52.2984 | 54.1283 | 56.0857 | 58.256 | 60.8935 | 62.5963 | 63.9327 | 66.2023 | 68.3467
CDP14 | NSW | SNSW | Offshore wind | 0 | 0 | 0 | 0 | 0 | 0 | 0 | 0 | 0 | 0 | 0 | 0 | 0 | 0 | 0 | 0 | 0 | 0 | 0 | 0 | 0 | 0 | 0 | 0 | 0 | 0 | 0 | 0
CDP14 | NSW | SNSW | Wind | 5479.1323 | 5966.2537 | 7205.657 | 9167.3938 | 9045.4079 | 8407.1811 | 8616.9846 | 8247.3534 | 8362.5899 | 8745.4413 | 8090.448 | 8457.5074 | 8092.4947 | 8534.8551 | 8321.9828 | 8473.3299 | 7964.6789 | 7767.6544 | 7718.5384 | 6301.9853 | 6716.025 | 5656.5369 | 5313.5498 | 5545.3007 | 4129.919 | 4333.9505 | 4205.4382 | 4522.9841
CDP14 | NSW | SNSW | Utility solar | 4561.2149 | 5481.6571 | 6105.2261 | 7489.8514 | 7425.5423 | 7668.0169 | 6923.5427 | 7406.1684 | 7867.0774 | 7455.7649 | 7700.2519 | 7651.5013 | 7205.672 | 7741.0982 | 7533.3803 | 7458.4179 | 7345.9104 | 6803.3845 | 6802.9382 | 8127.7375 | 9447.4437 | 9870.8756 | 10049.8522 | 9237.4972 | 10336.5979 | 9687.0232 | 7675.9294 | 8105.8352
CDP14 | NSW | SNSW | Distributed PV | 1286.0905 | 1322.7575 | 1362.6526 | 1446.0263 | 1540.5536 | 1647.4287 | 1745.6243 | 1832.1643 | 1910.3635 | 1990.2647 | 2054.8207 | 2113.8626 | 2159.1101 | 2205.4714 | 2245.1143 | 2285.7319 | 2320.1221 | 2364.8685 | 2403.0178 | 2443.7 | 2479.7929 | 2528.6708 | 2571.5307 | 2617.0872 | 2653.1877 | 2703.8642 | 2749.1533 | 2797.2701
CDP14 | NSW | SNSW | Other renewable fuels | 0 | 0 | 0 | 0 | 0 | 0 | 0 | 0 | 0 | 0 | 0 | 0 | 0 | 0 | 0 | 0 | 0 | 0 | 0 | 0 | 0 | 0 | 0 | 0 | 0 | 0 | 0 | 0
CDP14 | NSW | SNSW | DSP | 0 | 0 | 0 | 0 | 0 | 0 | 0 | 0 | 0 | 0 | 0 | 0 | 0 | 0 | 0 | 0 | 0 | 0 | 0 | 0 | 0 | 0 | 0 | 0 | 0 | 0 | 0 | 0
CDP14 | NSW | SNSW | Utility storage load | -266.031 | -385.752 | -390.0683 | -703.6417 | -1577.5303 | -3350.9401 | -7124.6518 | -6903.1265 | -6638.0542 | -7179.7515 | -6827.5181 | -7096.8369 | -7272.6997 | -7773.4318 | -7662.1566 | -7989.4525 | -7475.4584 | -7738.096 | -7721.891 | -7466.2015 | -7818.3515 | -7063.7827 | -7377.5464 | -7591.1494 | -7143.4968 | -7640.8712 | -7632.1853 | -7820.68
CDP14 | NSW | SNSW | Coordinated CER storage load | -7.449 | -9.5537 | -12.1601 | -15.0144 | -18.3908 | -22.1376 | -25.5463 | -29.6909 | -34.4751 | -40.7799 | -47.8045 | -57.6729 | -67.5611 | -80.4412 | -92.7646 | -104.0584 | -115.7035 | -129.4027 | -145.8966 | -174.3793 | -189.9237 | -213.8124 | -248.7475 | -271.7365 | -304.4615 | -332.8263 | -342.5137 | -373.4606
CDP14 | NSW | SNSW | Passive CER storage load | -18.1594 | -19.9536 | -21.6832 | -23.6578 | -25.4764 | -27.3145 | -29.943 | -32.17 | -34.4521 | -36.8018 | -39.3846 | -42.2078 | -44.9907 | -47.568 | -50.5075 | -53.226 | -55.3667 | -57.7897 | -59.9755 | -62.0344 | -64.1477 | -66.5585 | -69.1281 | -72.1047 | -74.2141 | -76.0095 | -78.331 | -81.149
CDP14 | NSW | SNW | Black coal | 14936.0955 | 9260.1092 | 8552.4046 | 8208.8481 | 0 | 0 | 0 | 0 | 0 | 0 | 0 | 0 | 0 | 0 | 0 | 0 | 0 | 0 | 0 | 0 | 0 | 0 | 0 | 0 | 0 | 0 | 0 | 0
CDP14 | NSW | SNW | Mid-merit gas | 528.9786 | 1153.0794 | 705.8329 | 532.5492 | 1327.1866 | 557.1236 | 258.9451 | 865.9095 | 1217.8872 | 1044.3255 | 1262.6395 | 1394.3132 | 1548.0428 | 932.8226 | 542.2388 | 1206.2082 | 1433.4188 | 1338.5306 | 1518.3601 | 0 | 0 | 0 | 0 | 0 | 0 | 0 | 0 | 0
CDP14 | NSW | SNW | Flexible gas with CCS | 0 | 0 | 0 | 0 | 0 | 0 | 0 | 0 | 0 | 0 | 0 | 0 | 0 | 0 | 0 | 0 | 0 | 0 | 0 | 0 | 0 | 0 | 0 | 0 | 0 | 0 | 0 | 0
CDP14 | NSW | SNW | Flexible gas | 11.1422 | 55.9836 | 22.3421 | 35.4322 | 230.6098 | 203.7384 | 136.1084 | 29.0596 | 14.293 | 469.2479 | 168.4277 | 134.6512 | 555.1321 | 210.9543 | 134.4861 | 219.1969 | 891.4053 | 857.0367 | 1050.0733 | 1653.5573 | 1490.074 | 2115.1433 | 2406.6491 | 2815.0584 | 1376.583 | 1127.8114 | 2421.5967 | 1781.2122
CDP14 | NSW | SNW | Hydro | 0 | 0 | 0 | 0 | 0 | 0 | 0 | 0 | 0 | 0 | 0 | 0 | 0 | 0 | 0 | 0 | 0 | 0 | 0 | 0 | 0 | 0 | 0 | 0 | 0 | 0 | 0 | 0
CDP14 | NSW | SNW | Utility storage | 124.1709 | 1576.4002 | 1442.2905 | 1595.5065 | 2094.0255 | 3369.5388 | 2769.7031 | 2756.9726 | 2931.973 | 2952.7722 | 3012.2676 | 3063.6091 | 3194.4825 | 3364.3849 | 3266.983 | 3272.2208 | 3021.7679 | 3166.0733 | 3384.6763 | 3388.8606 | 3120.174 | 1622.8725 | 1785.7876 | 1836.0878 | 1818.0162 | 1304.3555 | 1317.5352 | 1358.7709
CDP14 | NSW | SNW | Coordinated CER storage | 35.148 | 44.9819 | 56.6482 | 69.3862 | 84.7353 | 100.9239 | 117.0703 | 136.4467 | 159.1651 | 188.5258 | 222.2903 | 268.5339 | 315.2905 | 376.1718 | 430.608 | 485.3992 | 528.2635 | 587.5087 | 668.0283 | 782.4757 | 817.8348 | 931.9838 | 1101.7031 | 1198.1139 | 1331.4591 | 1445.1241 | 1484.084 | 1618.6905
CDP14 | NSW | SNW | Passive CER storage | 72.1981 | 79.1669 | 85.245 | 91.9237 | 98.465 | 104.9795 | 114.8156 | 122.5686 | 130.0811 | 138.8145 | 147.4054 | 157.2483 | 166.6163 | 175.6471 | 185.5089 | 195.9892 | 202.8675 | 211.7879 | 218.4927 | 225.3181 | 232.4773 | 240.1037 | 248.6419 | 259.2958 | 266.1282 | 271.3594 | 280.7262 | 289.5094
CDP14 | NSW | SNW | Offshore wind | 0 | 0 | 0 | 0 | 0 | 0 | 0 | 0 | 0 | 0 | 0 | 0 | 0 | 0 | 0 | 0 | 0 | 0 | 0 | 0 | 0 | 0 | 0 | 0 | 0 | 0 | 0 | 0
CDP14 | NSW | SNW | Wind | 0 | 0 | 0 | 0 | 0 | 0 | 0 | 0 | 0 | 0 | 0 | 0 | 0 | 0 | 0 | 0 | 0 | 0 | 0 | 0 | 0 | 0 | 0 | 0 | 0 | 0 | 0 | 0
CDP14 | NSW | SNW | Utility solar | 0 | 0 | 0 | 0 | 0 | 0 | 0 | 0 | 0 | 0 | 0 | 0 | 0 | 0 | 0 | 0 | 0 | 0 | 0 | 0 | 0 | 0 | 0 | 0 | 0 | 0 | 0 | 0
CDP14 | NSW | SNW | Distributed PV | 4711.8926 | 4899.8671 | 5101.4499 | 5464.9574 | 5880.7926 | 6307.2576 | 6705.1023 | 7062.8221 | 7381.5716 | 7671.0896 | 7947.7897 | 8185.5984 | 8342.0996 | 8459.8366 | 8588.8595 | 8727.2997 | 8837.225 | 8945.2228 | 9071.2788 | 9209.3908 | 9321.3523 | 9430.913 | 9560.0224 | 9701.0611 | 9815.0944 | 9930.3552 | 10063.7426 | 10218.7569
CDP14 | NSW | SNW | Other renewable fuels | 0 | 0 | 0 | 0 | 0 | 0 | 0 | 0 | 0 | 0 | 0 | 0 | 0 | 0 | 0 | 0 | 0 | 0 | 0 | 0 | 0 | 0 | 0 | 0 | 0 | 484.635 | 451.8523 | 289.0687
CDP14 | NSW | SNW | DSP | 9.8602e-07 | 1.8555 | 1.127e-06 | 1.1815 | 15.5885 | 83.6732 | 39.0155 | 1.1981e-06 | 1.4018e-06 | 1.9425e-06 | 12.7755 | 8.3 | 16.8382 | 13.1677 | 4.1715 | 12.792 | 96.1804 | 33.314 | 9.3975 | 19.412 | 15.1725 | 1.7325 | 22.26 | 26.8205 | 49.1038 | 10.547 | 113.0876 | 88.5265
CDP14 | NSW | SNW | Utility storage load | -147.8225 | -1862.5042 | -1708.2845 | -1889.5587 | -2470.7953 | -4002.266 | -3291.6195 | -3284.3929 | -3478.7769 | -3519.4488 | -3574.5059 | -3642.3918 | -3796.7345 | -4001.3949 | -3895.1449 | -3881.9642 | -3592.9887 | -3764.207 | -4030.1797 | -4032.5529 | -3702.0533 | -1946.0928 | -2137.6315 | -2201.1005 | -2175.8552 | -1557.6919 | -1572.2334 | -1623.6315
CDP14 | NSW | SNW | Coordinated CER storage load | -35.148 | -44.9819 | -56.6639 | -69.413 | -84.6928 | -100.9239 | -118.5475 | -140.1886 | -166.1301 | -201.2128 | -240.853 | -298.6392 | -356.5028 | -434.2462 | -503.0702 | -568.645 | -620.7568 | -695.0448 | -802.3344 | -953.2411 | -990.2235 | -1145.3843 | -1369.2464 | -1495.7621 | -1671.5516 | -1820.7678 | -1867.7157 | -2052.9874
CDP14 | NSW | SNW | Passive CER storage load | -85.5652 | -93.9503 | -101.0255 | -109.0216 | -116.8136 | -124.582 | -135.9242 | -145.3273 | -154.6674 | -164.2906 | -174.9227 | -186.5939 | -197.9037 | -208.3743 | -220.5481 | -231.9133 | -240.7529 | -250.728 | -259.3774 | -267.2642 | -275.51 | -284.9379 | -295.0449 | -307.0351 | -315.5215 | -322.6188 | -332.1569 | -343.7389
CDP14 | QLD | NQ | Black coal | 0 | 0 | 0 | 0 | 0 | 0 | 0 | 0 | 0 | 0 | 0 | 0 | 0 | 0 | 0 | 0 | 0 | 0 | 0 | 0 | 0 | 0 | 0 | 0 | 0 | 0 | 0 | 0
CDP14 | QLD | NQ | Mid-merit gas | 203.2491 | 205.2718 | 17.271 | 13.7483 | 28.5958 | 8.9001 | 17.5717 | 8.1835 | 3.5846 | 9.2088 | 34.1532 | 25.9978 | 28.3015 | 34.337 | 29.5685 | 128.9835 | 207.8248 | 125.0236 | 142.7666 | 111.7785 | 156.352 | 87.8908 | 0 | 0 | 0 | 0 | 0 | 0
CDP14 | QLD | NQ | Flexible gas with CCS | 0 | 0 | 0 | 0 | 0 | 0 | 0 | 0 | 0 | 0 | 0 | 0 | 0 | 0 | 0 | 0 | 0 | 0 | 0 | 0 | 0 | 0 | 0 | 0 | 0 | 0 | 0 | 0
CDP14 | QLD | NQ | Flexible gas | 0 | 0 | 0 | 0 | 0 | 0 | 5.8e-10 | 0 | 0 | 0 | 0 | 1.064 | 0.63056 | 2.05e-09 | 1.815e-09 | 0.40642 | 3.3925e-08 | 0.13884 | 6.8335e-08 | 1.1235e-07 | 0 | 0 | 0 | 0 | 0 | 0 | 0 | 0
CDP14 | QLD | NQ | Hydro | 309.1896 | 160.8939 | 232.3698 | 232.7106 | 185.1137 | 279.7378 | 299.4566 | 248.6631 | 214.1129 | 253.0374 | 199.9267 | 127.239 | 181.5262 | 76.7658 | 165.0364 | 80.9464 | 93.5647 | 114.9704 | 0 | 0 | 0 | 0 | 0 | 0 | 0 | 0 | 0 | 0
CDP14 | QLD | NQ | Utility storage | 224.1643 | 463.6199 | 569.071 | 523.7749 | 564.5089 | 841.8071 | 690.1324 | 694.2588 | 596.7906 | 791.9637 | 761.9638 | 784.3485 | 832.3079 | 844.8809 | 831.5894 | 829.4671 | 802.2734 | 818.5552 | 829.8922 | 861.2908 | 813.2766 | 841.8019 | 537.078 | 569.1391 | 881.8098 | 991.826 | 988.3641 | 988.46
CDP14 | QLD | NQ | Coordinated CER storage | 3.7025 | 4.8307 | 6.1191 | 7.6948 | 9.5234 | 11.6678 | 13.7589 | 16.3708 | 18.7132 | 23.101 | 27.2606 | 33.0567 | 38.652 | 44.7659 | 52.2207 | 58.4875 | 64.8089 | 72.4732 | 82.6096 | 94.2742 | 100.6731 | 113.6492 | 129.1249 | 144.3611 | 156.7152 | 174.6705 | 180.2485 | 187.9355
CDP14 | QLD | NQ | Passive CER storage | 7.8983 | 8.9015 | 9.8572 | 10.8967 | 11.9899 | 13.0913 | 14.6095 | 15.9655 | 17.2986 | 18.8163 | 20.3749 | 22.1566 | 23.8494 | 25.5681 | 27.3346 | 29.213 | 30.5814 | 32.1658 | 33.4967 | 34.9698 | 36.3326 | 37.8586 | 39.5466 | 41.5898 | 43.035 | 44.1319 | 45.8801 | 47.4763
CDP14 | QLD | NQ | Offshore wind | 0 | 0 | 0 | 0 | 0 | 0 | 0 | 0 | 0 | 0 | 0 | 0 | 0 | 0 | 0 | 0 | 0 | 0 | 0 | 0 | 0 | 0 | 0 | 0 | 0 | 0 | 0 | 0
CDP14 | QLD | NQ | Wind | 1065.2353 | 1036.1341 | 1062.9858 | 5217.1781 | 6162.5505 | 8890.8524 | 8384.2378 | 8940.0391 | 9379.1224 | 10064.6328 | 9620.7211 | 9023.0546 | 10011.344 | 10523.0285 | 10640.3355 | 10061.5121 | 9852.6033 | 9279.9093 | 9366.3869 | 10643.1341 | 11254.6847 | 11642.8945 | 11825.5773 | 12055.8326 | 11536.0777 | 10929.8017 | 11671.5555 | 12459.178
CDP14 | QLD | NQ | Utility solar | 1295.9239 | 1392.6939 | 1290.1192 | 1266.83 | 1196.1277 | 1011.4842 | 1026.7209 | 1173.9833 | 1287.992 | 1176.548 | 1260.1705 | 1280.7002 | 1206.4483 | 1120.4901 | 1123.1362 | 1180.5997 | 1122.8483 | 1634.8974 | 1441.7884 | 1209.1439 | 1091.5635 | 1209.641 | 1172.7071 | 904.4959 | 932.6592 | 1519.3309 | 1302.0949 | 1283.1488
CDP14 | QLD | NQ | Distributed PV | 890.6838 | 933.0996 | 966.2641 | 1008.0842 | 1073.5389 | 1130.3381 | 1177.689 | 1223.6016 | 1257.4637 | 1292.358 | 1322.4242 | 1351.3797 | 1366.6988 | 1386.523 | 1406.3077 | 1427.8995 | 1446.4485 | 1469.534 | 1490.6694 | 1518.8556 | 1536.7492 | 1560.7993 | 1584.1359 | 1613.9356 | 1633.642 | 1662.3734 | 1692.196 | 1728.5245
CDP14 | QLD | NQ | Other renewable fuels | 0 | 0 | 0 | 0 | 0 | 0 | 0 | 0 | 0 | 0 | 0 | 0 | 0 | 0 | 0 | 0 | 0 | 0 | 0 | 0 | 0 | 0 | 0 | 0 | 0 | 0 | 0 | 0
CDP14 | QLD | NQ | DSP | 0 | 0 | 0 | 0 | 0 | 0 | 0 | 0 | 0 | 0 | 0 | 0 | 0 | 0 | 0 | 0 | 0 | 0 | 0 | 0 | 0 | 0 | 0 | 0 | 0 | 0 | 0 | 0
CDP14 | QLD | NQ | Utility storage load | -281.8216 | -584.659 | -709.9003 | -682.4971 | -788.5566 | -1350.1443 | -894.8232 | -886.2174 | -753.3839 | -1028.0752 | -982.9896 | -994.743 | -1098.4553 | -1110.9867 | -1086.7708 | -1078.0595 | -1052.3669 | -1070.4114 | -1088.3587 | -1137.6032 | -1132.8367 | -1166.6749 | -837.6468 | -915.0357 | -1283.1891 | -1428.5068 | -1438.3558 | -1469.3517
CDP14 | QLD | NQ | Coordinated CER storage load | -3.7025 | -4.8307 | -6.1228 | -7.6958 | -9.5188 | -11.6678 | -13.9285 | -16.7875 | -19.2161 | -24.4735 | -29.261 | -36.1493 | -42.8652 | -50.1402 | -59.3566 | -66.5172 | -74.1213 | -83.6092 | -96.3157 | -111.539 | -118.4486 | -135.0972 | -154.9782 | -174.467 | -190.0126 | -213.2152 | -219.944 | -229.7912
CDP14 | QLD | NQ | Passive CER storage load | -9.0958 | -10.2402 | -11.3564 | -12.5167 | -13.7673 | -15.0267 | -16.7301 | -18.3385 | -19.8913 | -21.5543 | -23.4129 | -25.4463 | -27.3352 | -29.3526 | -31.3736 | -33.392 | -35.0567 | -36.7595 | -38.3701 | -40.0687 | -41.5473 | -43.3666 | -45.2576 | -47.4699 | -49.2828 | -50.516 | -52.2872 | -54.2445
CDP14 | QLD | GG | Black coal | 2943.36 | 2951.3564 | 2967.797 | 1803.7319 | 1808.1836 | 1491.2807 | 630.944 | 0 | 0 | 0 | 0 | 0 | 0 | 0 | 0 | 0 | 0 | 0 | 0 | 0 | 0 | 0 | 0 | 0 | 0 | 0 | 0 | 0
CDP14 | QLD | GG | Mid-merit gas | 790.803 | 868.8509 | 832.3193 | 841.7347 | 842.0008 | 829.8622 | 26.5616 | 12.288 | 40.5425 | 101.7886 | 135.623 | 132.2485 | 285.5537 | 213.7993 | 160.1554 | 384.6022 | 494.2884 | 332.0457 | 386.4419 | 399.4438 | 372.5469 | 354.0551 | 342.7854 | 333.9466 | 248.8634 | 199.1739 | 0 | 0
CDP14 | QLD | GG | Flexible gas with CCS | 0 | 0 | 0 | 0 | 0 | 0 | 0 | 0 | 0 | 0 | 0 | 0 | 0 | 0 | 0 | 0 | 0 | 0 | 0 | 0 | 0 | 0 | 0 | 0 | 0 | 0 | 0 | 0
CDP14 | QLD | GG | Flexible gas | 0 | 0 | 0 | 0 | 0 | 0 | 8.8868e-07 | 1.658e-07 | 5.0796e-07 | 8.4043e-06 | 1.5604e-05 | 1.3796e-05 | 2.7418e-05 | 2.0615e-05 | 1.0827e-05 | 2.3139e-05 | 5.1889e-05 | 3.3755e-05 | 3.314e-05 | 3.4785e-05 | 3.4367e-05 | 6.0599e-06 | 2.7186e-05 | 2.5533e-05 | 1.6462e-05 | 9.0821e-06 | 3.6283e-05 | 3.7724e-05
CDP14 | QLD | GG | Hydro | 0 | 0 | 0 | 0 | 0 | 0 | 0 | 0 | 0 | 0 | 0 | 0 | 0 | 0 | 0 | 0 | 0 | 0 | 0 | 0 | 0 | 0 | 0 | 0 | 0 | 0 | 0 | 0
CDP14 | QLD | GG | Utility storage | 0 | 42.9249 | 95.6547 | 116.5403 | 110.6761 | 420.5371 | 237.1737 | 212.5958 | 154.8971 | 217.7667 | 215.6041 | 221.2874 | 259.9342 | 271.1449 | 249.0437 | 262.4326 | 234.8604 | 244.3755 | 285.9345 | 272.118 | 203.4869 | 0.00036696 | 87.8618 | 95.3374 | 98.301 | 804.5742 | 802.6916 | 1264.9312
CDP14 | QLD | GG | Coordinated CER storage | 0.20226 | 0.2661 | 0.33635 | 0.425 | 0.52154 | 0.65426 | 0.79963 | 0.99777 | 1.1342 | 1.5307 | 1.8338 | 2.3784 | 2.8759 | 3.421 | 4.0934 | 4.6473 | 5.1055 | 5.7263 | 6.9035 | 7.8485 | 8.1635 | 9.6666 | 10.965 | 12.2965 | 14.0565 | 15.9144 | 16.3538 | 16.8388
CDP14 | QLD | GG | Passive CER storage | 0.43375 | 0.49115 | 0.5429 | 0.6111 | 0.66737 | 0.73538 | 0.82193 | 0.90112 | 0.98625 | 1.0827 | 1.1807 | 1.2893 | 1.3971 | 1.5064 | 1.6163 | 1.7374 | 1.8244 | 1.9283 | 2.0181 | 2.1123 | 2.2029 | 2.3052 | 2.4175 | 2.547 | 2.6413 | 2.7129 | 2.8267 | 2.9272
CDP14 | QLD | GG | Offshore wind | 0 | 0 | 0 | 0 | 0 | 0 | 0 | 0 | 0 | 0 | 0 | 0 | 0 | 0 | 0 | 0 | 0 | 0 | 0 | 0 | 0 | 0 | 0 | 0 | 0 | 0 | 0 | 0
CDP14 | QLD | GG | Wind | 0 | 0 | 0 | 0 | 0 | 0 | 0 | 0 | 0 | 0 | 0 | 0 | 0 | 0 | 0 | 0 | 0 | 0 | 0 | 0 | 0 | 0 | 0 | 0 | 0 | 0 | 0 | 0
CDP14 | QLD | GG | Utility solar | 0 | 0 | 0 | 0 | 0 | 0 | 0 | 0 | 0 | 0 | 0 | 0 | 0 | 0 | 0 | 0 | 0 | 0 | 0 | 0 | 0 | 0 | 0 | 0 | 0 | 0 | 0 | 0
CDP14 | QLD | GG | Distributed PV | 83.1873 | 85.9307 | 89.0592 | 93.8754 | 98.1305 | 103.0181 | 107.804 | 112.3773 | 116.1806 | 119.6898 | 122.8667 | 125.7195 | 127.7035 | 129.6922 | 131.5994 | 134.0671 | 135.8587 | 138.2141 | 140.6638 | 143.1481 | 145.0607 | 147.4519 | 150.0271 | 152.6645 | 154.6545 | 157.2475 | 160.5535 | 164.0285
CDP14 | QLD | GG | Other renewable fuels | 0 | 0 | 0 | 0 | 0 | 0 | 0 | 0 | 0 | 0 | 0 | 0 | 0 | 0 | 0 | 0 | 0 | 0 | 0 | 0 | 0 | 0 | 0 | 0 | 0 | 0 | 0 | 0
CDP14 | QLD | GG | DSP | 0 | 0 | 0 | 0 | 0 | 0 | 0 | 0 | 0 | 0 | 0 | 0 | 0 | 0 | 0 | 0 | 0 | 0 | 0 | 0 | 0 | 0 | 0 | 0 | 0 | 0 | 0 | 0
CDP14 | QLD | GG | Utility storage load | 0 | -51.1011 | -114.3111 | -138.7385 | -131.7572 | -500.2031 | -282.3497 | -253.0903 | -184.4014 | -259.2461 | -257.1046 | -263.0045 | -309.4456 | -322.7916 | -296.9171 | -311.9834 | -279.5958 | -290.9233 | -340.3983 | -324.3865 | -241.81 | -0.00043381 | -103.3566 | -112.1506 | -115.7575 | -946.3437 | -944.687 | -1499.8933
CDP14 | QLD | GG | Coordinated CER storage load | -0.20226 | -0.2661 | -0.33656 | -0.42506 | -0.5216 | -0.65394 | -0.8201 | -1.053 | -1.1927 | -1.6967 | -2.0596 | -2.7527 | -3.3851 | -4.0765 | -4.9532 | -5.6239 | -6.1953 | -6.999 | -8.5463 | -9.8278 | -10.1134 | -12.1529 | -13.8662 | -15.6296 | -18.0046 | -20.5182 | -21.0864 | -21.6586
CDP14 | QLD | GG | Passive CER storage load | -0.49951 | -0.56501 | -0.62547 | -0.70194 | -0.76631 | -0.8441 | -0.94124 | -1.0351 | -1.1341 | -1.2402 | -1.3568 | -1.4807 | -1.6013 | -1.7294 | -1.8552 | -1.9859 | -2.0914 | -2.2036 | -2.3117 | -2.4203 | -2.5191 | -2.6406 | -2.7666 | -2.9072 | -3.0247 | -3.1053 | -3.2214 | -3.3445
CDP14 | QLD | CQ | Black coal | 11700.4545 | 12723.9568 | 14347.471 | 7449.4666 | 6480.6838 | 3081.0007 | 5930.8488 | 5856.8541 | 4243.0703 | 3987.0024 | 4420.8366 | 4636.7907 | 4661.6627 | 3696.9546 | 3776.5914 | 4362.4544 | 4506.1222 | 4518.4452 | 4909.4485 | 4764.6569 | 4550.4448 | 4570.5765 | 4373.2121 | 4258.6202 | 4266.4827 | 4595.0299 | 4248.2972 | 0
CDP14 | QLD | CQ | Mid-merit gas | 0 | 0 | 0 | 0 | 0 | 0 | 0 | 0 | 0 | 0 | 0 | 0 | 0 | 0 | 0 | 0 | 0 | 0 | 0 | 0 | 0 | 0 | 0 | 0 | 0 | 0 | 0 | 0
CDP14 | QLD | CQ | Flexible gas with CCS | 0 | 0 | 0 | 0 | 0 | 0 | 0 | 0 | 0 | 0 | 0 | 0 | 0 | 0 | 0 | 0 | 0 | 0 | 0 | 0 | 0 | 0 | 0 | 0 | 0 | 0 | 0 | 0
CDP14 | QLD | CQ | Flexible gas | 0 | 1.9608e-07 | 2.4079e-07 | 0.038743 | 2.875e-07 | 2.6076e-07 | 1.4363 | 0.41678 | 5.2383e-07 | 8.0638e-07 | 0 | 0 | 0 | 0 | 0 | 0 | 0 | 0 | 0 | 0 | 0 | 0 | 0 | 0 | 0 | 0 | 0 | 0
CDP14 | QLD | CQ | Hydro | 0 | 0 | 0 | 0 | 0 | 0 | 0 | 0 | 0 | 0 | 0 | 0 | 0 | 0 | 0 | 0 | 0 | 0 | 0 | 0 | 0 | 0 | 0 | 0 | 0 | 0 | 0 | 0
CDP14 | QLD | CQ | Utility storage | 40.2297 | 36.6606 | 59.5033 | 136.8141 | 163.4759 | 258.9254 | 182.2302 | 168.0961 | 138.374 | 173.0649 | 168.6782 | 172.2724 | 194.0693 | 205.5441 | 187.2237 | 199.1281 | 183.7138 | 189.652 | 155.6976 | 148.4002 | 120.5785 | 128.7379 | 237.0038 | 214.0262 | 333.4284 | 1649.5573 | 1642.4026 | 2409.0031
CDP14 | QLD | CQ | Coordinated CER storage | 3.3993 | 4.4768 | 5.6545 | 7.1695 | 8.8344 | 10.8126 | 12.9506 | 15.6967 | 17.7991 | 22.7111 | 26.7769 | 33.4112 | 39.6003 | 46.3362 | 54.5379 | 61.5332 | 67.6803 | 75.3035 | 88.6703 | 99.9468 | 103.8843 | 121.4672 | 136.4158 | 153.3836 | 173.0339 | 193.872 | 199.6285 | 205.7151
CDP14 | QLD | CQ | Passive CER storage | 7.2649 | 8.2429 | 9.1049 | 10.1494 | 11.1216 | 12.1535 | 13.617 | 14.8902 | 16.1978 | 17.7002 | 19.2237 | 20.9226 | 22.6054 | 24.2909 | 26.0235 | 27.8933 | 29.2325 | 30.8205 | 32.1652 | 33.6167 | 35.0164 | 36.548 | 38.2373 | 40.233 | 41.689 | 42.7748 | 44.484 | 46.003
CDP14 | QLD | CQ | Offshore wind | 0 | 0 | 0 | 0 | 0 | 0 | 0 | 0 | 0 | 0 | 0 | 0 | 0 | 0 | 0 | 0 | 0 | 0 | 0 | 0 | 0 | 0 | 0 | 0 | 0 | 0 | 0 | 0
CDP14 | QLD | CQ | Wind | 884.1352 | 1173.41 | 1292.5398 | 2866.9878 | 4191.554 | 4519.666 | 4172.6725 | 4321.738 | 4442.0083 | 6684.6127 | 6549.8592 | 6168.7457 | 6598.7641 | 6446.04 | 7464.9294 | 6327.3536 | 6881.3464 | 6612.0275 | 6392.3551 | 6895.7329 | 8799.5927 | 8643.2596 | 8934.4602 | 9391.248 | 8893.2441 | 7845.5579 | 8104.8663 | 8072.2462
CDP14 | QLD | CQ | Utility solar | 2049.776 | 2146.2092 | 2000.4685 | 2253.0211 | 2155.9219 | 2288.5965 | 1730.3133 | 1977.7803 | 2144.8407 | 2082.1576 | 2160.3126 | 2145.1085 | 2040.5846 | 2091.0513 | 2054.1894 | 2137.1789 | 2105.3818 | 3126.9037 | 2928.6262 | 3094.6817 | 2469.0885 | 2791.2408 | 2849.8828 | 3099.0481 | 5572.0777 | 8440.35 | 9698.5206 | 12952.0495
CDP14 | QLD | CQ | Distributed PV | 983.4528 | 1015.8314 | 1049.9894 | 1099.5409 | 1147.7856 | 1214.1964 | 1273.2899 | 1322.5909 | 1366.4737 | 1411.0047 | 1452.5752 | 1484.7024 | 1513.4651 | 1542.6319 | 1573.6127 | 1602.9355 | 1628.0199 | 1660.5557 | 1693.308 | 1723.4366 | 1751.2723 | 1783.2996 | 1817.4165 | 1849.4621 | 1878.748 | 1913.7379 | 1953.8785 | 1991.6066
CDP14 | QLD | CQ | Other renewable fuels | 0 | 0 | 0 | 0 | 0 | 0 | 0 | 0 | 0 | 0 | 0 | 0 | 0 | 0 | 0 | 0 | 0 | 0 | 0 | 0 | 0 | 0 | 0 | 0 | 0 | 0 | 0 | 0
CDP14 | QLD | CQ | DSP | 0 | 0 | 0 | 0 | 0 | 0 | 0 | 0 | 0 | 0 | 0 | 0 | 0 | 0 | 0 | 0 | 0 | 0 | 0 | 0 | 0 | 0 | 0 | 0 | 0 | 0 | 0 | 0
CDP14 | QLD | CQ | Utility storage load | -47.8925 | -43.6436 | -70.9463 | -162.8739 | -194.6143 | -307.8082 | -216.9408 | -200.1145 | -164.731 | -206.0297 | -201.2371 | -204.6565 | -231.0349 | -244.6954 | -223.3219 | -236.6209 | -218.707 | -225.7762 | -185.3544 | -176.9944 | -143.2186 | -153.2595 | -280.8736 | -251.7708 | -408.9403 | -2057.449 | -2056.496 | -3015.2551
CDP14 | QLD | CQ | Coordinated CER storage load | -3.3993 | -4.4768 | -5.6579 | -7.1703 | -8.8354 | -10.8073 | -13.1622 | -16.2683 | -18.4038 | -24.4332 | -29.1146 | -37.2828 | -44.869 | -53.1222 | -63.4514 | -71.6619 | -79.0654 | -88.5947 | -105.7781 | -120.6086 | -123.8997 | -147.2249 | -166.4773 | -188.4903 | -214.3647 | -241.9934 | -249.2113 | -256.3283
CDP14 | QLD | CQ | Passive CER storage load | -8.3663 | -9.4825 | -10.4898 | -11.6583 | -12.7703 | -13.9503 | -15.5935 | -17.1034 | -18.6254 | -20.2758 | -22.0901 | -24.0291 | -25.9093 | -27.8864 | -29.8687 | -31.8835 | -33.5104 | -35.222 | -36.8449 | -38.5184 | -40.0421 | -41.8653 | -43.7592 | -45.9213 | -47.7414 | -48.9625 | -50.6961 | -52.5612
CDP14 | QLD | SQ | Black coal | 21353.6439 | 21128.2586 | 21428.8472 | 17018.0116 | 15333.5133 | 11409.5021 | 14519.6698 | 13898.7209 | 13645.7691 | 8664.1829 | 5098.6869 | 5279.2327 | 5200.7922 | 4746.1631 | 5265.9124 | 5241.7762 | 5266.6365 | 5254.9188 | 5309.1981 | 5167.5293 | 5194.6603 | 5108.6512 | 5174.9275 | 4953.5097 | 4865.2464 | 5148.8088 | 5036.458 | 0
CDP14 | QLD | SQ | Mid-merit gas | 1550.1595 | 1930.363 | 417.7273 | 285.8721 | 451.1767 | 236.4257 | 274.3904 | 136.6503 | 534.5228 | 1326.2927 | 1470.6181 | 1387.6163 | 941.5502 | 664.4333 | 479.5001 | 820.3168 | 1038.9738 | 461.723 | 282.9359 | 374.9848 | 336.7595 | 0 | 0 | 0 | 0 | 0 | 0 | 0
CDP14 | QLD | SQ | Flexible gas with CCS | 0 | 0 | 0 | 0 | 0 | 0 | 0 | 0 | 0 | 0 | 0 | 0 | 0 | 0 | 0 | 0 | 0 | 0 | 0 | 0 | 0 | 0 | 0 | 0 | 0 | 0 | 0 | 0
CDP14 | QLD | SQ | Flexible gas | 74.0082 | 34.4654 | 4.4569 | 14.0483 | 13.0398 | 120.1723 | 132.0165 | 18.1015 | 25.3784 | 142.1596 | 588.8942 | 355.6157 | 933.5307 | 762.1822 | 579.2125 | 1501.132 | 4597.4706 | 3212.8228 | 3498.6761 | 4633.7123 | 4063.7368 | 4807.5638 | 5747.5741 | 5752.0274 | 3135.3077 | 2214.4559 | 4795.8622 | 5056.8675
CDP14 | QLD | SQ | Hydro | 0 | 0 | 0 | 0 | 0 | 0 | 0 | 0 | 0 | 0 | 0 | 0 | 0 | 0 | 0 | 0 | 0 | 0 | 0 | 0 | 0 | 0 | 0 | 0 | 0 | 0 | 0 | 0
CDP14 | QLD | SQ | Utility storage | 1248.1968 | 1177.6644 | 1092.4646 | 1076.539 | 1323.5183 | 2019.278 | 1539.73 | 1455.1881 | 4238.0032 | 5864.1882 | 5766.4293 | 6171.4039 | 6259.3921 | 6412.5398 | 6309.71 | 6215.8511 | 5762.2317 | 5736.3361 | 6161.6283 | 6179.4393 | 5341.5606 | 5327.6173 | 6171.0752 | 6450.2167 | 6631.0006 | 7160.7807 | 7033.7412 | 7155.8272
CDP14 | QLD | SQ | Coordinated CER storage | 17.9828 | 23.8081 | 30.5294 | 38.6799 | 47.9554 | 59.2692 | 72.4265 | 89.3294 | 98.8548 | 130.4833 | 155.3096 | 193.9718 | 231.494 | 276.217 | 325.8199 | 369.2013 | 408.1302 | 445.6379 | 524.1777 | 600.1325 | 616.9914 | 734.4428 | 821.3753 | 923.3112 | 1046.4865 | 1190.871 | 1203.8774 | 1278.2338
CDP14 | QLD | SQ | Passive CER storage | 38.5258 | 43.8968 | 49.0034 | 54.5739 | 60.1823 | 66.4877 | 74.7743 | 82.1543 | 89.5117 | 97.9153 | 106.4969 | 116.2022 | 125.6895 | 135.4263 | 145.4256 | 156.0927 | 163.6411 | 172.4096 | 179.9223 | 187.9841 | 195.7875 | 204.5517 | 214.2855 | 225.8 | 234.2198 | 240.7642 | 250.8429 | 259.8486
CDP14 | QLD | SQ | Offshore wind | 0 | 0 | 0 | 0 | 0 | 0 | 0 | 0 | 0 | 0 | 0 | 0 | 0 | 0 | 0 | 0 | 0 | 0 | 0 | 0 | 0 | 0 | 0 | 0 | 0 | 0 | 0 | 0
CDP14 | QLD | SQ | Wind | 4637.2395 | 6192.9456 | 6567.5979 | 11517.3842 | 13849.6459 | 13984.3666 | 13375.514 | 13165.1127 | 13759.13 | 12709.0535 | 16245.9116 | 15265.6766 | 15034.8929 | 15798.5989 | 16640.647 | 15157.236 | 16077.4582 | 16516.7747 | 15844.3599 | 15871.7615 | 14599.3346 | 14457.1778 | 14657.8892 | 13978.5188 | 23858.6404 | 22510.3438 | 21938.0596 | 23486.1101
CDP14 | QLD | SQ | Utility solar | 4588.2627 | 4800.792 | 4776.3023 | 4628.4323 | 4555.7663 | 4738.3959 | 3799.2582 | 4277.6795 | 5187.3302 | 10751.9552 | 11725.3991 | 14383.3709 | 13987.4723 | 14252.3049 | 14301.2414 | 14572.6725 | 13933.0958 | 13059.1951 | 15673.6144 | 16710.7824 | 13745.1784 | 16611.6152 | 16509.7531 | 18191.827 | 17555.3539 | 21658.3799 | 21508.0963 | 23610.2189
CDP14 | QLD | SQ | Distributed PV | 5990.8471 | 6184.3421 | 6391.0577 | 6675.4064 | 6948.9149 | 7246.6104 | 7553.5439 | 7854.8235 | 8099.4155 | 8344.1878 | 8574.7168 | 8791.3445 | 8944.2099 | 9112.954 | 9288.9666 | 9482.3526 | 9632.6932 | 9808.7105 | 9994.2533 | 10193.5007 | 10350.6777 | 10536.484 | 10729.2197 | 10938.4931 | 11106.4424 | 11313.678 | 11537.6324 | 11787.4518
CDP14 | QLD | SQ | Other renewable fuels | 0 | 0 | 0 | 0 | 0 | 0 | 0 | 0 | 0 | 0 | 0 | 0 | 0 | 0 | 0 | 0 | 0 | 0 | 0 | 0 | 0 | 0 | 0 | 0 | 0 | 0 | 459.367 | 320.5888
CDP14 | QLD | SQ | DSP | 9.5073e-07 | 9.976e-07 | 1.0757e-06 | 1.3979e-06 | 1.7994e-06 | 2.9618e-06 | 0.82844 | 0.43812 | 1.317e-06 | 1.5369e-06 | 6.3423 | 2.3085 | 5.4083 | 1.5622 | 2.5302 | 1.2301 | 29.345 | 17.141 | 1.395 | 3.2598 | 6.0165 | 0.386 | 9.4041 | 1.2167 | 15.3417 | 4.6005 | 51.2844 | 105.6139
CDP14 | QLD | SQ | Utility storage load | -1688.0847 | -1545.1951 | -1410.051 | -1377.4774 | -1763.3801 | -2803.6564 | -2015.3958 | -1895.529 | -5500.7157 | -7736.5481 | -7536.3431 | -8060.7851 | -8236.1991 | -8423.6924 | -8304.1876 | -8122.2808 | -7580.1879 | -7537.8633 | -8069.0327 | -8173.9743 | -7008.1955 | -7014.958 | -8066.0635 | -8507.6622 | -8688.7151 | -9349.8157 | -9236.3012 | -9429.4125
CDP14 | QLD | SQ | Coordinated CER storage load | -17.9828 | -23.8081 | -30.5479 | -38.6846 | -47.9609 | -59.2404 | -74.1117 | -93.6616 | -102.4023 | -142.2206 | -171.1236 | -219.0902 | -265.6709 | -321.6833 | -384.77 | -436.4933 | -484.3415 | -530.318 | -631.7829 | -733.5729 | -744.2301 | -902.2013 | -1014.5467 | -1148.4437 | -1309.5125 | -1503.5364 | -1516.72 | -1613.2514
CDP14 | QLD | SQ | Passive CER storage load | -44.3668 | -50.498 | -56.4569 | -62.687 | -69.1038 | -76.3172 | -85.6279 | -94.3651 | -102.9273 | -112.1632 | -122.3762 | -133.4555 | -144.0599 | -155.4718 | -166.9135 | -178.4222 | -187.5884 | -197.0317 | -206.0993 | -215.394 | -223.8881 | -234.3118 | -245.2308 | -257.7243 | -268.2238 | -275.5925 | -285.8727 | -296.8927
CDP14 | VIC | VIC | Brown coal | 32180.7418 | 28061.6013 | 27405.7311 | 24211.9051 | 18279.1301 | 15029.0572 | 16317.1431 | 13361.7349 | 10015.1141 | 6188.7803 | 2862.0246 | 3478.7901 | 3471.8664 | 3001.9199 | 3560.7601 | 3346.9229 | 3409.4486 | 3324.6758 | 3375.9439 | 3454.2339 | 3206.9158 | 3437.2509 | 3414.2426 | 0 | 0 | 0 | 0 | 0
CDP14 | VIC | VIC | Mid-merit gas | 76.7713 | 131.3434 | 70.4104 | 56.7202 | 0 | 0 | 0 | 0 | 0 | 0 | 0 | 0 | 0 | 0 | 0 | 0 | 0 | 0 | 0 | 0 | 0 | 0 | 0 | 0 | 0 | 0 | 0 | 0
CDP14 | VIC | VIC | Flexible gas with CCS | 0 | 0 | 0 | 0 | 0 | 0 | 0 | 0 | 0 | 0 | 0 | 0 | 0 | 0 | 0 | 0 | 0 | 0 | 0 | 0 | 0 | 0 | 0 | 0 | 0 | 0 | 0 | 0
CDP14 | VIC | VIC | Flexible gas | 49.1853 | 92.1763 | 41.6612 | 33.8232 | 286.0125 | 63.9 | 25.2143 | 2.0831e-06 | 1.4862e-06 | 64.0418 | 26.8584 | 5.4669 | 69.3073 | 98.8502 | 54.7387 | 57.5869 | 197.666 | 200.8166 | 218.0576 | 366.0901 | 204.0636 | 186.6462 | 383.0663 | 450.0778 | 460.622 | 194.2617 | 681.1162 | 789.9198
CDP14 | VIC | VIC | Hydro | 2506.1077 | 1230.2482 | 1311.5162 | 3417.6695 | 2065.6135 | 4037.726 | 2206.3628 | 996.0284 | 3073.6336 | 3372.8802 | 3514.3848 | 2550.3005 | 2603.0517 | 1639.0707 | 2318.8181 | 2183.1495 | 3412.9617 | 2151.7338 | 2038.3207 | 2168.1903 | 2171.9606 | 1878.8339 | 2469.8605 | 2619.4217 | 3067.9401 | 2423.5791 | 2898.2794 | 2038.135
CDP14 | VIC | VIC | Utility storage | 391.7478 | 1149.2074 | 1919.0123 | 2613.6269 | 3000.0728 | 3912.8537 | 3251.9674 | 4081.9452 | 4159.5599 | 4049.5483 | 4263.5707 | 3955.8415 | 4616.603 | 5338.6809 | 5346.3978 | 6092.3401 | 5351.8271 | 5138.1468 | 5205.3427 | 4866.4211 | 5204.4423 | 4562.9047 | 4042.3677 | 3808.2905 | 3864.9216 | 3651.8156 | 3124.9207 | 3236.8477
CDP14 | VIC | VIC | Coordinated CER storage | 46.2601 | 62.9937 | 81.0073 | 102.3043 | 127.7961 | 157.0957 | 184.5322 | 218.3005 | 257.9196 | 301.1794 | 350.3998 | 417.5883 | 482.9352 | 570.629 | 654.2203 | 745.1846 | 828.2126 | 921.2358 | 1015.3115 | 1143.4319 | 1245.2433 | 1394.8362 | 1563.0629 | 1716.0443 | 1868.7927 | 2026.2566 | 2093.5165 | 2290.339
CDP14 | VIC | VIC | Passive CER storage | 93.9153 | 103.8346 | 113.4315 | 124.1343 | 134.0189 | 145.1892 | 159.9523 | 173.6821 | 187.2958 | 202.3336 | 217.0562 | 234.2369 | 249.6964 | 267.2425 | 284.5038 | 301.8728 | 315.2069 | 328.6875 | 342.6232 | 356.7102 | 370.6288 | 384.4636 | 401.0884 | 417.2939 | 433.7507 | 444.3685 | 460.5946 | 476.6569
CDP14 | VIC | VIC | Offshore wind | 0 | 0 | 0 | 0 | 0 | 0 | 4006.8133 | 7928.8764 | 10433.8568 | 13174.7677 | 15264.4762 | 19328.9381 | 23623.0781 | 28433.8667 | 31531.9633 | 36552.5391 | 36742.4455 | 36714.5032 | 35098.5243 | 33977.5237 | 34675.4293 | 34840.4502 | 34956.6184 | 37185.0416 | 34255.9687 | 34455.6072 | 35546.4993 | 37261.1799
CDP14 | VIC | VIC | Wind | 13655.5284 | 17095.9306 | 16268.012 | 17161.3361 | 20219.0634 | 21449.0147 | 20911.5612 | 22410.0394 | 21446.9647 | 22416.9127 | 20775.7632 | 20178.1648 | 19846.9542 | 20409.1572 | 19327.3788 | 19381.7413 | 18808.5024 | 18674.7257 | 17663.8596 | 16327.6104 | 15477.7768 | 13935.3804 | 13303.4494 | 13635.085 | 14058.6084 | 16165.3049 | 15805.2637 | 16708.4232
CDP14 | VIC | VIC | Utility solar | 2582.3967 | 3075.0941 | 3400.8842 | 3593.1472 | 3558.6531 | 3636.2939 | 3160.178 | 3197.8114 | 3291.5162 | 3269.2447 | 3868.4407 | 3683.601 | 3478.9754 | 3565.4353 | 3595.4971 | 3351.7463 | 3438.3905 | 3317.1754 | 3286.4652 | 5058.246 | 6208.2503 | 6575.4285 | 6665.8259 | 6226.4078 | 6491.7796 | 5690.9039 | 5249.8593 | 5136.8135
CDP14 | VIC | VIC | Distributed PV | 6087.2788 | 6684.1854 | 7294.8864 | 7984.2026 | 8627.0949 | 9196.1307 | 9725.6838 | 10200.0096 | 10651.3504 | 11059.654 | 11465.7127 | 11844.9384 | 12143.6943 | 12364.7146 | 12587.537 | 12816.1806 | 13025.347 | 13207.514 | 13417.6849 | 13652.8559 | 13870.6821 | 14058.9828 | 14279.9745 | 14546.9466 | 14826.3072 | 15089.7889 | 15385.7563 | 15709.2989
CDP14 | VIC | VIC | Other renewable fuels | 0 | 0 | 0 | 0 | 0 | 0 | 0 | 0 | 0 | 0 | 0 | 0 | 0 | 0 | 0 | 0 | 0 | 0 | 0 | 0 | 0 | 0 | 0 | 0 | 0 | 0 | 453.0968 | 256.1043
CDP14 | VIC | VIC | DSP | 0.032001 | 9.6787e-07 | 1.0281e-06 | 1.33e-06 | 1.188 | 25.6275 | 24.231 | 1.1317e-06 | 1.3974e-06 | 10.6921 | 17.6455 | 7.0338 | 16.835 | 11.8845 | 9.6211 | 9.3822 | 62.8041 | 18.4326 | 9.8708 | 20.2565 | 12.343 | 2.9041 | 13.658 | 22.0385 | 31.6725 | 10.8622 | 88.5084 | 47.5977
CDP14 | VIC | VIC | Utility storage load | -466.3665 | -1367.9779 | -2288.0641 | -3104.2053 | -3564.9969 | -4642.886 | -3864.1443 | -4854.9448 | -4941.3621 | -4822.357 | -5059.7602 | -4702.4663 | -5497.6184 | -6338.5817 | -6356.9159 | -7244.4886 | -6363.3744 | -6108.879 | -6188.7229 | -5794.8041 | -6319.5087 | -5569.2275 | -4939.5208 | -4690.6817 | -4728.1847 | -4495.1991 | -3870.4286 | -4035.2096
CDP14 | VIC | VIC | Coordinated CER storage load | -46.2601 | -62.9937 | -81.0568 | -102.3171 | -127.8118 | -157.0178 | -186.6811 | -224.29 | -268.9928 | -318.5361 | -373.3118 | -453.9482 | -531.2971 | -638.0982 | -740.2104 | -849.3393 | -949.5508 | -1063.2193 | -1178.1958 | -1342.9553 | -1459.405 | -1658.748 | -1864.8846 | -2064.3777 | -2247.2715 | -2451.8061 | -2529.0235 | -2795.6692
CDP14 | VIC | VIC | Passive CER storage load | -111.762 | -123.3463 | -134.8604 | -147.2779 | -159.5703 | -173.272 | -189.9108 | -206.4594 | -222.8042 | -240.197 | -258.543 | -279.5154 | -296.8716 | -318.266 | -338.6938 | -358.4818 | -376.3814 | -390.4669 | -407.5393 | -424.3066 | -440.6446 | -458.2816 | -479.2543 | -495.4081 | -516.2532 | -529.291 | -547.2171 | -568.9661
CDP14 | SA | CSA | Mid-merit gas | 1825.2765 | 2304.3099 | 1228.74 | 994.0969 | 1619.4494 | 887.6214 | 17.3405 | 4.6609 | 0.009139 | 80.2671 | 41.2301 | 31.3282 | 136.781 | 0 | 0 | 0 | 0 | 0 | 0 | 0 | 0 | 0 | 0 | 0 | 0 | 0 | 0 | 0
CDP14 | SA | CSA | Flexible gas with CCS | 0 | 0 | 0 | 0 | 0 | 0 | 0 | 0 | 0 | 0 | 0 | 0 | 0 | 0 | 0 | 0 | 0 | 0 | 0 | 0 | 0 | 0 | 0 | 0 | 0 | 0 | 0 | 0
CDP14 | SA | CSA | Flexible gas | 5.8124 | 4.241 | 46.3165 | 17.0845 | 12.1299 | 123.0983 | 275.987 | 234.5145 | 479.0021 | 748.4014 | 665.5764 | 741.8656 | 1180.1162 | 632.7823 | 427.504 | 755.9813 | 1147.6955 | 989.8788 | 1207.5611 | 1891.2714 | 1139.406 | 1195.0121 | 1088.1607 | 681.2355 | 740.4523 | 409.1483 | 915.9771 | 517.5324
CDP14 | SA | CSA | Hydro | 0 | 0 | 0 | 0 | 0 | 0 | 0 | 0 | 0 | 0 | 0 | 0 | 0 | 0 | 0 | 0 | 0 | 0 | 0 | 0 | 0 | 0 | 0 | 0 | 0 | 0 | 0 | 0
CDP14 | SA | CSA | Utility storage | 512.1809 | 658.4246 | 995.1674 | 1984.8363 | 2339.1818 | 2939.4521 | 1615.5734 | 1668.7916 | 1664.7579 | 1667.7592 | 1586.2022 | 1577.316 | 1784.7235 | 1949.3757 | 1883.0253 | 1902.3464 | 1823.2568 | 1887.5483 | 2040.3341 | 1733.4158 | 1572.3305 | 1358.1044 | 1191.9772 | 1939.6191 | 1932.299 | 2344.0823 | 2367.4336 | 2464.8441
CDP14 | SA | CSA | Coordinated CER storage | 190.0893 | 211.5355 | 232.0958 | 256.2152 | 280.1319 | 308.0381 | 332.6293 | 360.4372 | 389.7694 | 421.3395 | 457.1178 | 494.8003 | 531.0169 | 574.4641 | 616.8783 | 658.6045 | 696.2661 | 734.1804 | 773.7528 | 829.7332 | 883.331 | 947.4612 | 1008.7877 | 1047.4732 | 1113.3055 | 1155.7171 | 1182.104 | 1224.7015
CDP14 | SA | CSA | Passive CER storage | 64.0325 | 68.5121 | 72.874 | 77.7255 | 81.7137 | 86.0408 | 91.1661 | 95.9927 | 100.5806 | 105.8509 | 110.6315 | 116.1445 | 120.6524 | 126.1011 | 130.3051 | 135.7589 | 139.2271 | 142.3883 | 145.3068 | 148.8519 | 151.4968 | 154.3978 | 158.1308 | 162.327 | 164.8392 | 167.039 | 171.4898 | 175.3662
CDP14 | SA | CSA | Offshore wind | 0 | 0 | 0 | 0 | 0 | 0 | 0 | 0 | 0 | 0 | 0 | 0 | 0 | 0 | 0 | 0 | 0 | 0 | 0 | 0 | 0 | 0 | 0 | 0 | 0 | 0 | 0 | 0
CDP14 | SA | CSA | Wind | 7206.7946 | 7510.9673 | 7253.0399 | 7659.1286 | 8782.9502 | 8025.7211 | 7779.0877 | 8339.7631 | 8294.2904 | 8790.7401 | 8241.9664 | 8234.2997 | 7208.1076 | 8168.3842 | 8685.0574 | 7202.0025 | 8656.7228 | 9046.5325 | 8986.9459 | 7665.1195 | 7401.9045 | 7326.336 | 7652.1791 | 9899.8335 | 9735.1663 | 9713.8861 | 9158.5608 | 10470.8122
CDP14 | SA | CSA | Utility solar | 1175.8894 | 1240.1473 | 1832.1927 | 1677.2461 | 1826.2999 | 1692.0848 | 1765.8037 | 1830.7841 | 1883.0956 | 1875.7466 | 2227.5889 | 2267.9267 | 2173.6637 | 2190.3977 | 2294.3915 | 2328.9666 | 2814.0284 | 2660.6362 | 2750.6464 | 3736.611 | 5661.7899 | 5885.7823 | 5576.2371 | 5329.1791 | 5494.2971 | 5580.9005 | 5445.711 | 5571.8255
CDP14 | SA | CSA | Distributed PV | 3190.3631 | 3260.7863 | 3336.7919 | 3466.2875 | 3610.9779 | 3765.142 | 3919.0203 | 4056.501 | 4171.4374 | 4282.9871 | 4387.5614 | 4474.6656 | 4540.4368 | 4615.8937 | 4699.0323 | 4777.1158 | 4844.1539 | 4922.1799 | 5007.7115 | 5086.4132 | 5151.8572 | 5229.3602 | 5315.6498 | 5398.0969 | 5468.4064 | 5549.6338 | 5639.0507 | 5724.3107
CDP14 | SA | CSA | Other renewable fuels | 0 | 0 | 0 | 0 | 0 | 0 | 0 | 0 | 0 | 0 | 0 | 0 | 0 | 0 | 0 | 0 | 0 | 0 | 0 | 0 | 0 | 0 | 0 | 0 | 0 | 0 | 0 | 0
CDP14 | SA | CSA | DSP | 0.18 | 9.7646e-07 | 1.0797e-06 | 1.3891e-06 | 0.96 | 27.5979 | 21.3382 | 1.169e-06 | 1.4958e-06 | 7.4909 | 16.5187 | 8.972 | 22.8575 | 12.9643 | 6.4469 | 11.0073 | 50.5416 | 15.4361 | 7.3815 | 11.8039 | 9.6898 | 1.653 | 10.3135 | 12.1593 | 16.828 | 6.156 | 54.186 | 29.618
CDP14 | SA | CSA | Utility storage load | -609.7393 | -783.5117 | -1184.7338 | -2366.3368 | -2784.7921 | -3496.0262 | -1923.3338 | -1988.2263 | -1980.3533 | -1988.8419 | -1884.9879 | -1877.7889 | -2127.648 | -2317.784 | -2245.1161 | -2261.3558 | -2170.5803 | -2247.1196 | -2429.0104 | -2066.2745 | -1869.2201 | -1618.7044 | -1416.614 | -2291.1571 | -2275.4367 | -2767.0177 | -2782.8761 | -2903.8424
CDP14 | SA | CSA | Coordinated CER storage load | -190.0893 | -211.5355 | -232.0958 | -256.3708 | -280.1466 | -307.8679 | -333.1244 | -361.9848 | -392.1977 | -425.708 | -463.0432 | -503.6879 | -542.9069 | -591.4288 | -639.3306 | -683.6423 | -725.698 | -767.7592 | -811.4062 | -880.0603 | -941.7053 | -1022.2505 | -1091.7747 | -1134.6015 | -1214.0439 | -1264.1999 | -1289.4679 | -1344.3631
CDP14 | SA | CSA | Passive CER storage load | -74.5534 | -80.106 | -84.9062 | -90.0868 | -94.711 | -99.6282 | -104.9721 | -111.2405 | -116.5182 | -121.7649 | -127.6009 | -133.8318 | -139.592 | -144.8715 | -150.319 | -155.3538 | -159.9965 | -162.6779 | -167.2472 | -170.8245 | -173.1506 | -176.6843 | -181.1201 | -184.9918 | -188.5654 | -191.4455 | -195.1885 | -200.2795
CDP14 | SA | SESA | Mid-merit gas | 0 | 0 | 0 | 0 | 0 | 0 | 0 | 0 | 0 | 0 | 0 | 0 | 0 | 0 | 0 | 0 | 0 | 0 | 0 | 0 | 0 | 0 | 0 | 0 | 0 | 0 | 0 | 0
CDP14 | SA | SESA | Flexible gas with CCS | 0 | 0 | 0 | 0 | 0 | 0 | 0 | 0 | 0 | 0 | 0 | 0 | 0 | 0 | 0 | 0 | 0 | 0 | 0 | 0 | 0 | 0 | 0 | 0 | 0 | 0 | 0 | 0
CDP14 | SA | SESA | Flexible gas | 0.25151 | 2.5028e-07 | 0.84091 | 4.5754e-07 | 4.694e-07 | 1.006 | 3.2024 | 1.1244e-06 | 2.0207e-06 | 2.1189 | 4.749 | 0 | 0 | 0 | 0 | 0 | 0 | 0 | 0 | 0 | 0 | 0 | 0 | 0 | 0 | 0 | 0 | 0
CDP14 | SA | SESA | Hydro | 0 | 0 | 0 | 0 | 0 | 0 | 0 | 0 | 0 | 0 | 0 | 0 | 0 | 0 | 0 | 0 | 0 | 0 | 0 | 0 | 0 | 0 | 0 | 0 | 0 | 0 | 0 | 0
CDP14 | SA | SESA | Utility storage | 26.5488 | 22.0693 | 22.9605 | 24.7125 | 27.3919 | 33.436 | 26.3812 | 27.9141 | 26.6807 | 28.7903 | 6.0602e-05 | 6.1471e-05 | 6.8058e-05 | 0.00011549 | 0.00012264 | 0.00012448 | 0.00012066 | 0.0001223 | 0.00012027 | 0.00012047 | 0.0001491 | 0.00013887 | 0.00015329 | 67.5306 | 70.2065 | 66.7273 | 67.1052 | 71.9472
CDP14 | SA | SESA | Coordinated CER storage | 6.7783 | 7.6027 | 8.4037 | 9.3329 | 10.2636 | 11.3789 | 12.3861 | 13.458 | 14.5898 | 15.8367 | 17.402 | 18.9428 | 20.5204 | 22.2465 | 24.004 | 25.6923 | 27.2468 | 28.7713 | 30.3512 | 32.6488 | 35.153 | 37.9564 | 40.5069 | 42.0129 | 44.6084 | 46.6415 | 47.6776 | 49.7593
CDP14 | SA | SESA | Passive CER storage | 2.2874 | 2.4649 | 2.6412 | 2.8343 | 2.9964 | 3.1838 | 3.3933 | 3.5799 | 3.7552 | 3.9661 | 4.1842 | 4.4023 | 4.6087 | 4.8211 | 4.9787 | 5.1883 | 5.3234 | 5.4419 | 5.5432 | 5.6917 | 5.8219 | 5.9481 | 6.0969 | 6.2638 | 6.363 | 6.4511 | 6.627 | 6.8022
CDP14 | SA | SESA | Offshore wind | 0 | 0 | 0 | 0 | 0 | 0 | 0 | 0 | 0 | 0 | 0 | 0 | 0 | 0 | 0 | 0 | 0 | 0 | 0 | 0 | 0 | 0 | 0 | 0 | 0 | 0 | 0 | 0
CDP14 | SA | SESA | Wind | 748.4906 | 817.139 | 718.8694 | 795.4896 | 2425.5968 | 2348.3449 | 2008.7872 | 2156.4779 | 2100.5816 | 2586.7275 | 2329.4445 | 2162.2969 | 2031.4212 | 2186.5355 | 1842.035 | 1825.6914 | 1680.0772 | 1795.2241 | 1722.0635 | 1640.6429 | 1572.2062 | 1747.7934 | 1638.185 | 1826.9723 | 1619.104 | 2297.1073 | 2174.8222 | 2408.702
CDP14 | SA | SESA | Utility solar | 69.7307 | 68.9581 | 64.0595 | 65.7257 | 61.9267 | 56.921 | 55.0615 | 58.5287 | 64.8562 | 68.4198 | 69.5127 | 56.6898 | 58.6856 | 57.4313 | 63.676 | 64.719 | 60.3753 | 0 | 0 | 0 | 0 | 0 | 0 | 0 | 0 | 0 | 0 | 0
CDP14 | SA | SESA | Distributed PV | 112.7362 | 116.2125 | 120.7697 | 127.1989 | 133.8742 | 141.6734 | 149.2792 | 155.4422 | 160.67 | 166.3834 | 173.5604 | 178.2911 | 183.9197 | 187.5012 | 190.7562 | 194.3046 | 197.6511 | 200.9791 | 203.7224 | 208.7345 | 214.739 | 219.6259 | 223.1041 | 226.6677 | 229.1829 | 232.2131 | 236.0291 | 242.1829
CDP14 | SA | SESA | Other renewable fuels | 0 | 0 | 0 | 0 | 0 | 0 | 0 | 0 | 0 | 0 | 0 | 0 | 0 | 0 | 0 | 0 | 0 | 0 | 0 | 0 | 0 | 0 | 0 | 0 | 0 | 0 | 0 | 0
CDP14 | SA | SESA | DSP | 0 | 0 | 0 | 0 | 0 | 0 | 0 | 0 | 0 | 0 | 0 | 0 | 0 | 0 | 0 | 0 | 0 | 0 | 0 | 0 | 0 | 0 | 0 | 0 | 0 | 0 | 0 | 0
CDP14 | SA | SESA | Utility storage load | -31.6057 | -26.273 | -27.3339 | -29.4764 | -32.6094 | -39.748 | -31.4061 | -33.2543 | -31.7395 | -34.2741 | -7.0737e-05 | -7.1981e-05 | -7.9813e-05 | -0.00013559 | -0.0001443 | -0.00014593 | -0.0001418 | -0.00014367 | -0.0001413 | -0.00014171 | -0.00017498 | -0.00016282 | -0.00017944 | -79.5686 | -82.459 | -78.6603 | -78.7741 | -84.6354
CDP14 | SA | SESA | Coordinated CER storage load | -6.7783 | -7.6027 | -8.4037 | -9.3386 | -10.2642 | -11.3727 | -12.4091 | -13.5284 | -14.7054 | -16.042 | -17.6869 | -19.3651 | -21.0811 | -23.0461 | -25.0732 | -26.902 | -28.6703 | -30.4025 | -32.1962 | -35.0217 | -37.9405 | -41.4968 | -44.4334 | -46.1119 | -49.277 | -51.7188 | -52.6779 | -55.4031
CDP14 | SA | SESA | Passive CER storage load | -2.6632 | -2.882 | -3.0773 | -3.2851 | -3.473 | -3.6866 | -3.9072 | -4.1485 | -4.3502 | -4.5623 | -4.826 | -5.0727 | -5.3322 | -5.5387 | -5.7434 | -5.9371 | -6.1175 | -6.2173 | -6.3802 | -6.5319 | -6.654 | -6.8067 | -6.9833 | -7.1384 | -7.2789 | -7.3936 | -7.5428 | -7.7685
CDP14 | TAS | TAS | Mid-merit gas | 0 | 0 | 0 | 0 | 0 | 0 | 0 | 0 | 0 | 0 | 0 | 0 | 0 | 0 | 0 | 0 | 0 | 0 | 0 | 0 | 0 | 0 | 0 | 0 | 0 | 0 | 0 | 0
CDP14 | TAS | TAS | Flexible gas with CCS | 0 | 0 | 0 | 0 | 0 | 0 | 0 | 0 | 0 | 0 | 0 | 0 | 0 | 0 | 0 | 0 | 0 | 0 | 0 | 0 | 0 | 0 | 0 | 0 | 0 | 0 | 0 | 0
CDP14 | TAS | TAS | Flexible gas | 1.9151e-07 | 2.2283e-07 | 4.8182e-07 | 0 | 0 | 0 | 8.3357e-07 | 6.8836e-07 | 3.2801e-06 | 0.19095 | 0.17054 | 9.044e-07 | 6.9909 | 7.4683 | 1.3977e-06 | 2.0052e-06 | 0.85287 | 3.0117 | 1.0347 | 3.2516 | 1.6791 | 2.9677e-07 | 9.5171e-07 | 4.8394e-07 | 2.5853 | 4.5905e-07 | 3.4195e-07 | 8.0211e-07
CDP14 | TAS | TAS | Hydro | 8887.2722 | 9653.163 | 6787.8936 | 6689.8371 | 6199.3214 | 5819.8848 | 7894.4099 | 8469.9256 | 7442.1301 | 8653.2363 | 8609.8379 | 7706.6446 | 8954.5667 | 7590.0059 | 8419.5076 | 8385.9479 | 7713.1187 | 7566.6429 | 8424.3681 | 6487.9627 | 9051.5521 | 8541.1454 | 7105.3171 | 8056.5779 | 7470.8577 | 7967.0205 | 8676.232 | 7173.9871
CDP14 | TAS | TAS | Utility storage | 0 | 0 | 0 | 4.8595e-05 | 5.8112e-05 | 6.7413e-05 | 0.00010694 | 0.00010098 | 0.00013135 | 0.00014158 | 0.00012231 | 0.00012897 | 14.2325 | 129.4296 | 141.2064 | 151.3144 | 145.4244 | 150.502 | 436.9177 | 1079.9947 | 1857.1865 | 1700.1956 | 2011.1556 | 1971.2658 | 1954.7031 | 1937.2211 | 1908.4498 | 1918.6611
CDP14 | TAS | TAS | Coordinated CER storage | 2.5733 | 3.5348 | 4.6055 | 5.957 | 7.4163 | 9.2973 | 10.6774 | 12.1227 | 14.0009 | 15.9367 | 18.3548 | 21.2878 | 25.1607 | 28.9087 | 33.1791 | 37.8937 | 42.2232 | 47.9158 | 51.6173 | 58.4741 | 61.3635 | 67.3102 | 79.0147 | 85.8656 | 94.7247 | 99.3479 | 105.755 | 112.9726
CDP14 | TAS | TAS | Passive CER storage | 6.2553 | 6.8442 | 7.491 | 8.1837 | 8.8138 | 9.6277 | 10.5227 | 11.3683 | 12.1904 | 13.1008 | 14.0214 | 15.0123 | 15.866 | 16.9658 | 17.9051 | 18.9456 | 19.7579 | 20.3609 | 21.0618 | 21.7684 | 22.4051 | 23.1637 | 23.9385 | 24.7927 | 25.5449 | 25.8603 | 26.7151 | 27.6923
CDP14 | TAS | TAS | Offshore wind | 0 | 0 | 0 | 0 | 0 | 0 | 0 | 0 | 0 | 0 | 0 | 0 | 0 | 0 | 0 | 0 | 0 | 0 | 0 | 0 | 0 | 0 | 0 | 0 | 0 | 0 | 0 | 0
CDP14 | TAS | TAS | Wind | 1975.3545 | 2174.8077 | 3998.3923 | 4688.0599 | 5370.3266 | 6033.8467 | 6517.9022 | 7009.547 | 7503.4542 | 7996.5658 | 8491.4886 | 8992.5148 | 9505.1038 | 10021.8945 | 10538.9462 | 11055.691 | 9090.5506 | 8993.4347 | 8747.0774 | 9303.5139 | 9297.1406 | 9473.3209 | 9141.3036 | 9550.4091 | 9157.0994 | 8879.2493 | 8397.952 | 8369.1168
CDP14 | TAS | TAS | Utility solar | 0 | 0 | 0 | 0 | 0 | 0 | 0 | 0 | 0 | 0 | 0 | 0 | 0 | 0 | 0 | 0 | 0 | 0 | 0 | 0 | 0 | 0 | 0 | 0 | 0 | 0 | 0 | 0
CDP14 | TAS | TAS | Distributed PV | 307.0088 | 319.0286 | 332.2165 | 365.6975 | 409.1203 | 455.4526 | 495.5483 | 526.8219 | 558.336 | 589.4338 | 618.6881 | 640.645 | 653.5031 | 660.943 | 668.1315 | 674.4542 | 680.7325 | 686.9651 | 694.1811 | 700.6574 | 706.8726 | 713.1019 | 720.4898 | 727.215 | 733.6596 | 740.0857 | 747.7693 | 754.9122
CDP14 | TAS | TAS | Other renewable fuels | 0 | 0 | 0 | 0 | 0 | 0 | 0 | 0 | 0 | 0 | 0 | 0 | 0 | 0 | 0 | 0 | 0 | 0 | 0 | 0 | 0 | 0 | 0 | 0 | 0 | 0 | 0 | 0
CDP14 | TAS | TAS | DSP | 9.19e-07 | 8.9612e-07 | 9.5353e-07 | 9.3212e-07 | 9.7117e-07 | 1.0227e-06 | 1.2409e-06 | 1e-06 | 1.2812e-06 | 0.10947 | 0.1675 | 1.3665e-06 | 0.825 | 0.6 | 0.3775 | 0.2475 | 2.7425 | 0.63 | 0.48 | 0.76259 | 0.35 | 0.035001 | 0.32003 | 0.022501 | 0.69 | 1.4691e-06 | 2.7725 | 1.265
CDP14 | TAS | TAS | Utility storage load | 0 | 0 | 0 | -5.7189e-05 | -6.8336e-05 | -7.938e-05 | -0.00013448 | -0.00012895 | -0.00016502 | -0.00018207 | -0.00015543 | -0.00016551 | -18.6742 | -170.3549 | -185.5922 | -197.62 | -192.8564 | -199.837 | -578.7219 | -1428.4145 | -2432.5184 | -2247.6732 | -2615.026 | -2629.994 | -2535.7545 | -2552.5807 | -2514.1484 | -2555.8663
CDP14 | TAS | TAS | Coordinated CER storage load | -2.5733 | -3.5348 | -4.6055 | -5.957 | -7.4163 | -9.303 | -10.695 | -12.2095 | -14.2019 | -16.292 | -18.9039 | -22.2673 | -26.7759 | -31.2115 | -36.3064 | -42.0156 | -47.2695 | -54.4198 | -58.837 | -67.4915 | -70.3868 | -78.0933 | -93.1098 | -101.983 | -112.9771 | -118.7075 | -126.714 | -136.5614
CDP14 | TAS | TAS | Passive CER storage load | -7.4092 | -8.08 | -8.839 | -9.6052 | -10.3749 | -11.3443 | -12.3431 | -13.3696 | -14.321 | -15.3464 | -16.5077 | -17.6666 | -18.6487 | -19.9309 | -21.017 | -22.1822 | -23.2833 | -23.8808 | -24.7761 | -25.5422 | -26.2799 | -27.2697 | -28.1878 | -29.1395 | -30.0052 | -30.3481 | -31.2962 | -32.5547
CDP15 | NSW | NNSW | Black coal | 0 | 0 | 0 | 0 | 0 | 0 | 0 | 0 | 0 | 0 | 0 | 0 | 0 | 0 | 0 | 0 | 0 | 0 | 0 | 0 | 0 | 0 | 0 | 0 | 0 | 0 | 0 | 0
CDP15 | NSW | NNSW | Mid-merit gas | 0 | 0 | 0 | 0 | 0 | 0 | 0 | 0 | 0 | 0 | 0 | 0 | 0 | 0 | 0 | 0 | 0 | 0 | 0 | 0 | 0 | 0 | 0 | 0 | 0 | 0 | 0 | 0
CDP15 | NSW | NNSW | Flexible gas with CCS | 0 | 0 | 0 | 0 | 0 | 0 | 0 | 0 | 0 | 0 | 0 | 0 | 0 | 0 | 0 | 0 | 0 | 0 | 0 | 0 | 0 | 0 | 0 | 0 | 0 | 0 | 0 | 0
CDP15 | NSW | NNSW | Flexible gas | 0 | 0 | 0 | 0 | 0 | 0 | 0 | 0 | 0 | 0 | 0 | 0 | 0 | 0 | 0 | 0 | 0 | 0 | 0 | 0 | 0 | 0 | 0 | 0 | 0 | 0 | 0 | 0
CDP15 | NSW | NNSW | Hydro | 0 | 0 | 0 | 0 | 0 | 0 | 0 | 0 | 0 | 0 | 0 | 0 | 0 | 0 | 0 | 0 | 0 | 0 | 0 | 0 | 0 | 0 | 0 | 0 | 0 | 0 | 0 | 0
CDP15 | NSW | NNSW | Utility storage | 3.9387 | 15.4383 | 452.9869 | 910.6442 | 1387.6632 | 2974.9796 | 2155.7543 | 2217.4977 | 2431.6465 | 2425.1571 | 2557.3959 | 2644.8492 | 2671.9613 | 2889.9396 | 2864.1139 | 2783.2166 | 2543.4708 | 2591.6782 | 2726.4752 | 2871.0975 | 5042.946 | 5140.869 | 4468.6226 | 5785.5743 | 5575.4554 | 5668.5709 | 5536.8594 | 6572.9287
CDP15 | NSW | NNSW | Coordinated CER storage | 8.8363 | 11.2045 | 14.0462 | 16.9335 | 20.402 | 24.1138 | 27.588 | 31.7671 | 36.5429 | 42.5545 | 49.7572 | 58.6148 | 67.1869 | 78.8699 | 89.0363 | 99.2486 | 108.7149 | 118.2632 | 132.6565 | 153.6927 | 161.7374 | 182.0431 | 209.8824 | 226.1344 | 248.9173 | 269.8871 | 274.8878 | 296.024
CDP15 | NSW | NNSW | Passive CER storage | 18.167 | 19.7177 | 21.1384 | 22.4275 | 23.7008 | 25.0701 | 27.3635 | 29.2103 | 31.0205 | 33.1586 | 35.2223 | 37.5763 | 39.7724 | 41.8629 | 44.1078 | 46.4927 | 48.0454 | 50.12 | 51.7116 | 53.3755 | 55.0278 | 56.7506 | 58.6569 | 61.0185 | 62.4544 | 63.5 | 65.5099 | 67.3883
CDP15 | NSW | NNSW | Offshore wind | 0 | 0 | 0 | 0 | 0 | 0 | 0 | 0 | 0 | 0 | 0 | 0 | 0 | 0 | 0 | 0 | 0 | 0 | 0 | 0 | 0 | 0 | 0 | 0 | 0 | 0 | 0 | 0
CDP15 | NSW | NNSW | Wind | 1305.9868 | 1100.6176 | 1921.0546 | 2156.5262 | 2190.092 | 10744.2383 | 11379.1077 | 10470.1044 | 11012.0013 | 10222.4322 | 12428.1817 | 12296.7816 | 12188.6691 | 12519.4282 | 12565.4974 | 12085.9686 | 14482.102 | 20730.2061 | 22473.6079 | 21822.2851 | 23683.2553 | 21504.0023 | 22169.4053 | 21257.9945 | 22217.2787 | 22010.0339 | 21501.9755 | 22794.6882
CDP15 | NSW | NNSW | Utility solar | 1716.7383 | 2165.7985 | 2323.3256 | 2241.4748 | 2380.4914 | 2982.9284 | 2593.681 | 2750.0777 | 3101.7606 | 3204.6895 | 4033.8943 | 4284.333 | 3940.194 | 4251.935 | 4235.0733 | 4047.6945 | 3935.4593 | 6100.9388 | 7147.61 | 8954.822 | 7762.7307 | 8287.2537 | 8852.7343 | 9150.5273 | 8784.1274 | 9282.5482 | 8772.8904 | 10073.284
CDP15 | NSW | NNSW | Distributed PV | 1271.6546 | 1294.9489 | 1311.4241 | 1367.595 | 1455.6654 | 1546.1493 | 1624.3869 | 1687.2326 | 1737.479 | 1785.259 | 1826.8007 | 1862.6349 | 1883.9388 | 1905.6539 | 1925.5478 | 1947.8463 | 1965.8985 | 1986.5372 | 2009.2374 | 2037.7628 | 2057.9774 | 2077.2502 | 2099.9079 | 2127.0346 | 2148.3108 | 2170.1747 | 2198.1127 | 2230.421
CDP15 | NSW | NNSW | Other renewable fuels | 0 | 0 | 0 | 0 | 0 | 0 | 0 | 0 | 0 | 0 | 0 | 0 | 0 | 0 | 0 | 0 | 0 | 0 | 0 | 0 | 0 | 0 | 0 | 0 | 0 | 0 | 447.4348 | 285.924
CDP15 | NSW | NNSW | DSP | 0 | 0 | 0 | 0 | 0 | 0 | 0 | 0 | 0 | 0 | 0 | 0 | 0 | 0 | 0 | 0 | 0 | 0 | 0 | 0 | 0 | 0 | 0 | 0 | 0 | 0 | 0 | 0
CDP15 | NSW | NNSW | Utility storage load | -4.6475 | -18.3789 | -545.9076 | -1089.9808 | -1660.554 | -3575.6216 | -2593.0297 | -2676.3432 | -2917.0075 | -2927.7368 | -3071.5831 | -3178.2821 | -3214.1016 | -3476.5076 | -3455.7661 | -3338.4605 | -3059.8205 | -3117.718 | -3280.156 | -3462.7588 | -6327.8952 | -6456.2766 | -5629.2616 | -7443.1405 | -7092.6742 | -7394.3346 | -7170.515 | -8607.0231
CDP15 | NSW | NNSW | Coordinated CER storage load | -8.8363 | -11.2045 | -14.0501 | -16.94 | -20.3916 | -24.1138 | -27.8098 | -32.3445 | -37.599 | -44.5041 | -52.8112 | -63.3772 | -73.6012 | -88.1331 | -100.4912 | -112.2852 | -123.6116 | -134.8712 | -153.4071 | -180.7056 | -189.047 | -215.7564 | -252.0565 | -272.7167 | -301.3749 | -328.6286 | -333.9529 | -362.6972
CDP15 | NSW | NNSW | Passive CER storage load | -21.5306 | -23.3997 | -25.0516 | -26.5991 | -28.1174 | -29.7514 | -32.3942 | -34.6342 | -36.8836 | -39.2441 | -41.7975 | -44.5888 | -47.2409 | -49.663 | -52.439 | -55.0147 | -57.0178 | -59.3353 | -61.388 | -63.312 | -65.2137 | -67.3475 | -69.6038 | -72.2527 | -74.0459 | -75.4951 | -77.5117 | -80.0111
CDP15 | NSW | CNSW | Black coal | 23978.6638 | 25581.026 | 21880.1199 | 19844.1747 | 18395.0853 | 6260.758 | 6284.727 | 9146.1884 | 9661.9959 | 7951.4971 | 9057.7438 | 9412.8625 | 8443.4485 | 7749.4985 | 6051.206 | 7160.6663 | 0 | 0 | 0 | 0 | 0 | 0 | 0 | 0 | 0 | 0 | 0 | 0
CDP15 | NSW | CNSW | Mid-merit gas | 0 | 0 | 0 | 0 | 0 | 0 | 0 | 0 | 0 | 0 | 0 | 0 | 0 | 0 | 0 | 0 | 0 | 0 | 0 | 0 | 0 | 0 | 0 | 0 | 0 | 0 | 0 | 0
CDP15 | NSW | CNSW | Flexible gas with CCS | 0 | 0 | 0 | 0 | 0 | 0 | 0 | 0 | 0 | 0 | 0 | 0 | 0 | 0 | 0 | 0 | 0 | 0 | 0 | 0 | 0 | 0 | 0 | 0 | 0 | 0 | 0 | 0
CDP15 | NSW | CNSW | Flexible gas | 0 | 0 | 0 | 0 | 0 | 0 | 0 | 0 | 0 | 0 | 0 | 0 | 0 | 0 | 0 | 0 | 0 | 0 | 0 | 0 | 0 | 0 | 0 | 0 | 0 | 0 | 0 | 0
CDP15 | NSW | CNSW | Hydro | 0 | 0 | 0 | 0 | 0 | 0 | 0 | 0 | 0 | 0 | 0 | 0 | 0 | 0 | 0 | 0 | 0 | 0 | 0 | 0 | 0 | 0 | 0 | 0 | 0 | 0 | 0 | 0
CDP15 | NSW | CNSW | Utility storage | 462.6127 | 1129.4885 | 1197.0982 | 2101.0755 | 3119.7253 | 3660.8215 | 2316.1811 | 2284.6945 | 2399.5648 | 2450.2143 | 2499.5841 | 2530.7442 | 2763.2001 | 2914.9079 | 2963.7285 | 2874.7431 | 2587.146 | 2839.4868 | 2990.8628 | 2921.133 | 2722.3781 | 1821.4751 | 2052.4971 | 2013.4113 | 1221.5448 | 1224.3617 | 1243.4822 | 1318.7152
CDP15 | NSW | CNSW | Coordinated CER storage | 3.7234 | 4.7379 | 6.0183 | 7.481 | 9.7649 | 10.6683 | 12.1552 | 14.3332 | 16.7672 | 19.9291 | 23.7591 | 28.7386 | 33.7803 | 41.0558 | 47.3799 | 52.951 | 57.5651 | 64.5448 | 72.1848 | 84.6529 | 90.7726 | 102.938 | 119.7948 | 129.2619 | 144.3661 | 157.3172 | 160.8245 | 174.8288
CDP15 | NSW | CNSW | Passive CER storage | 7.627 | 8.3056 | 8.9956 | 9.6657 | 10.2322 | 10.8691 | 11.909 | 12.8093 | 13.6889 | 14.7028 | 15.7482 | 16.8884 | 18.0026 | 19.0507 | 20.185 | 21.411 | 22.266 | 23.3321 | 24.1695 | 25.0093 | 25.8786 | 26.806 | 27.8186 | 29.0444 | 29.8498 | 30.4411 | 31.4814 | 32.4604
CDP15 | NSW | CNSW | Offshore wind | 0 | 0 | 0 | 0 | 0 | 0 | 0 | 0 | 0 | 0 | 0 | 0 | 0 | 0 | 0 | 0 | 0 | 0 | 0 | 0 | 0 | 0 | 0 | 0 | 0 | 0 | 0 | 0
CDP15 | NSW | CNSW | Wind | 1293.3869 | 1927.0934 | 3918.8956 | 5710.8985 | 15382.7741 | 14909.0316 | 15476.9058 | 14345.2483 | 14661.174 | 13827.9009 | 14526.0166 | 14189.4912 | 14075.6099 | 14992.5461 | 14774.1179 | 15155.1426 | 14856.5865 | 14740.5349 | 14441.9657 | 13625.1179 | 14493.8348 | 13356.6296 | 13557.8256 | 12912.9799 | 14063.711 | 15152.1904 | 14824.8738 | 16002.2749
CDP15 | NSW | CNSW | Utility solar | 3629.3801 | 3910.006 | 5409.1562 | 5176.6659 | 8538.9791 | 9145.5441 | 8212.4065 | 8598.4214 | 9813.248 | 9811.9437 | 10023.0005 | 10295.0543 | 9830.9402 | 10513.3691 | 10450.1696 | 10100.0238 | 9861.7508 | 8911.9677 | 9274.4395 | 11021.7468 | 9690.231 | 10024.5736 | 11126.2423 | 14100.2404 | 14485.2235 | 17731.693 | 17008.3777 | 18118.6384
CDP15 | NSW | CNSW | Distributed PV | 805.7252 | 814.9854 | 829.5535 | 870.8455 | 916.2872 | 974.0498 | 1025.6157 | 1072.6831 | 1112.1573 | 1154.5789 | 1186.7008 | 1211.9352 | 1229.1648 | 1252.0861 | 1268.2638 | 1286.3269 | 1301.3111 | 1324.9373 | 1342.737 | 1359.4079 | 1373.0091 | 1398.259 | 1414.9644 | 1434.2131 | 1452.1522 | 1478.3848 | 1498.0146 | 1518.8237
CDP15 | NSW | CNSW | Other renewable fuels | 0 | 0 | 0 | 0 | 0 | 0 | 0 | 0 | 0 | 0 | 0 | 0 | 0 | 0 | 0 | 0 | 0 | 0 | 0 | 0 | 0 | 0 | 0 | 0 | 0 | 160.6212 | 448.6702 | 284.8629
CDP15 | NSW | CNSW | DSP | 0 | 0 | 0 | 0 | 0 | 0 | 0 | 0 | 0 | 0 | 0 | 0 | 0 | 0 | 0 | 0 | 0 | 0 | 0 | 0 | 0 | 0 | 0 | 0 | 0 | 0 | 0 | 0
CDP15 | NSW | CNSW | Utility storage load | -659.424 | -1424.3739 | -1485.9227 | -2511.8889 | -3783.4415 | -4488.2949 | -2830.7836 | -2793.5797 | -2919.9122 | -3014.0308 | -3034.0378 | -3089.0685 | -3416.3532 | -3589.6787 | -3639.6655 | -3539.5113 | -3191.6118 | -3502.3229 | -3716.3033 | -3621.7505 | -3361.9929 | -2272.8549 | -2589.2857 | -2591.0413 | -1617.5918 | -1638.6245 | -1699.2925 | -1791.3721
CDP15 | NSW | CNSW | Coordinated CER storage load | -3.7234 | -4.7379 | -6.0199 | -7.4838 | -9.7658 | -10.6629 | -12.3045 | -14.7185 | -17.4829 | -21.2381 | -25.7007 | -31.8432 | -37.9804 | -47.2256 | -55.0598 | -61.5234 | -67.2339 | -75.8508 | -85.8961 | -102.6517 | -109.4277 | -125.9401 | -148.1754 | -160.6314 | -179.8358 | -197.1479 | -201.247 | -220.1962
CDP15 | NSW | CNSW | Passive CER storage load | -9.0391 | -9.8566 | -10.6609 | -11.4635 | -12.1389 | -12.8986 | -14.0985 | -15.1877 | -16.2762 | -17.4011 | -18.6881 | -20.0401 | -21.3832 | -22.6003 | -23.9976 | -25.3356 | -26.4242 | -27.622 | -28.6922 | -29.6652 | -30.6689 | -31.8114 | -33.0103 | -34.3918 | -35.3899 | -36.1914 | -37.2489 | -38.5407
CDP15 | NSW | SNSW | Black coal | 0 | 0 | 0 | 0 | 0 | 0 | 0 | 0 | 0 | 0 | 0 | 0 | 0 | 0 | 0 | 0 | 0 | 0 | 0 | 0 | 0 | 0 | 0 | 0 | 0 | 0 | 0 | 0
CDP15 | NSW | SNSW | Mid-merit gas | 0 | 0 | 0 | 0 | 0 | 0 | 0 | 0 | 0 | 0 | 0 | 0 | 0 | 0 | 0 | 0 | 0 | 0 | 0 | 0 | 0 | 0 | 0 | 0 | 0 | 0 | 0 | 0
CDP15 | NSW | SNSW | Flexible gas with CCS | 0 | 0 | 0 | 0 | 0 | 0 | 0 | 0 | 0 | 0 | 0 | 0 | 0 | 0 | 0 | 0 | 0 | 0 | 0 | 0 | 0 | 0 | 0 | 0 | 0 | 0 | 0 | 0
CDP15 | NSW | SNSW | Flexible gas | 0 | 3.33e-09 | 2.367e-08 | 8.715e-08 | 1.43 | 2.0759 | 8.5007 | 1.1602e-06 | 1.4616e-06 | 2.4316e-06 | 8.8212 | 2.2127e-06 | 4.8426 | 0.22327 | 6.0591e-07 | 1.1756e-06 | 17.5051 | 13.723 | 0.2808 | 20.0652 | 0 | 0 | 0 | 0 | 0 | 0 | 0 | 0
CDP15 | NSW | SNSW | Hydro | 2788.6215 | 1140.9772 | 1616.2284 | 4880.1786 | 3809.7774 | 6519.5696 | 2247.5165 | 2073.5506 | 2793.6623 | 3666.391 | 3499.1927 | 3118.6426 | 3620.6112 | 2581.7214 | 2397.4964 | 2855.7533 | 3904.7189 | 3182.0198 | 3016.5927 | 3151.2898 | 2444.0766 | 3147.5883 | 3100.3189 | 3125.1846 | 3176.4201 | 2673.8079 | 3398.3647 | 2430.3054
CDP15 | NSW | SNSW | Utility storage | 223.4604 | 322.5648 | 326.0195 | 391.5439 | 955.7841 | 2377.3267 | 5591.0016 | 5213.0262 | 5179.471 | 5628.5438 | 5363.3886 | 5283.4895 | 5874.5315 | 6028.4827 | 6044.2151 | 5915.0092 | 5912.9625 | 5911.5279 | 6058.3911 | 5686.9291 | 5978.043 | 5289.2686 | 5869.9183 | 5661.2785 | 5722.5458 | 5595.3207 | 5983.3279 | 5784.5725
CDP15 | NSW | SNSW | Coordinated CER storage | 7.449 | 9.5537 | 12.1566 | 15.0177 | 18.3793 | 22.148 | 25.3876 | 29.2549 | 33.6808 | 39.2274 | 45.5634 | 53.7521 | 62.0034 | 73.1737 | 83.0638 | 92.9815 | 102.3349 | 113.723 | 126.8343 | 148.3392 | 161.6735 | 179.968 | 207.4369 | 224.9373 | 251.1465 | 273.0211 | 280.825 | 304.2303
CDP15 | NSW | SNSW | Passive CER storage | 15.3225 | 16.8139 | 18.2962 | 19.9476 | 21.4747 | 23.0167 | 25.293 | 27.1321 | 28.9755 | 31.0951 | 33.189 | 35.5698 | 37.8779 | 40.0969 | 42.4832 | 44.9811 | 46.6541 | 48.8145 | 50.5218 | 52.2984 | 54.1283 | 56.0857 | 58.256 | 60.8935 | 62.5963 | 63.9327 | 66.2023 | 68.3467
CDP15 | NSW | SNSW | Offshore wind | 0 | 0 | 0 | 0 | 0 | 0 | 0 | 0 | 0 | 0 | 0 | 0 | 0 | 0 | 0 | 0 | 0 | 0 | 0 | 0 | 0 | 0 | 0 | 0 | 0 | 0 | 0 | 0
CDP15 | NSW | SNSW | Wind | 5481.1961 | 5963.2799 | 7205.1758 | 9166.1632 | 9044.1915 | 8405.8048 | 8610.6413 | 8256.1188 | 8364.9982 | 8741.867 | 8058.2494 | 8406.7277 | 8016.6145 | 8516.3992 | 8333.142 | 8506.2188 | 7983.4372 | 7772.7008 | 7762.7118 | 6302.3241 | 6737.6599 | 5668.6549 | 5297.5563 | 5491.9116 | 4128.4106 | 4354.1402 | 4101.6078 | 4487.2601
CDP15 | NSW | SNSW | Utility solar | 4559.6973 | 5484.7377 | 6107.2257 | 7490.57 | 7427.8975 | 7675.682 | 6938.3198 | 7396.4037 | 7862.3952 | 7456.9563 | 7720.3126 | 7694.7237 | 7259.7369 | 7725.8379 | 7505.203 | 7407.0705 | 7316.5281 | 6795.8456 | 6760.7391 | 8009.7209 | 9320.253 | 9742.3124 | 9936.7405 | 9178.8606 | 10324.3727 | 9646.486 | 7763.9116 | 8122.8565
CDP15 | NSW | SNSW | Distributed PV | 1286.0905 | 1322.7575 | 1362.6526 | 1446.0263 | 1540.5536 | 1647.4287 | 1745.6243 | 1832.1643 | 1910.3635 | 1990.2647 | 2054.8207 | 2113.8626 | 2159.1101 | 2205.4714 | 2245.1143 | 2285.7319 | 2320.1221 | 2364.8685 | 2403.0178 | 2443.7 | 2479.7929 | 2528.6708 | 2571.5307 | 2617.0872 | 2653.1877 | 2703.8642 | 2749.1533 | 2797.2701
CDP15 | NSW | SNSW | Other renewable fuels | 0 | 0 | 0 | 0 | 0 | 0 | 0 | 0 | 0 | 0 | 0 | 0 | 0 | 0 | 0 | 0 | 0 | 0 | 0 | 0 | 0 | 0 | 0 | 0 | 0 | 0 | 0 | 0
CDP15 | NSW | SNSW | DSP | 0 | 0 | 0 | 0 | 0 | 0 | 0 | 0 | 0 | 0 | 0 | 0 | 0 | 0 | 0 | 0 | 0 | 0 | 0 | 0 | 0 | 0 | 0 | 0 | 0 | 0 | 0 | 0
CDP15 | NSW | SNSW | Utility storage load | -266.0243 | -385.7394 | -390.0412 | -703.5999 | -1576.7883 | -3375.9115 | -7140.2071 | -7029.4624 | -6667.3383 | -7182.1221 | -6867.1437 | -7187.9739 | -7365.7322 | -8004.2485 | -7722.3227 | -8068.1419 | -7508.5453 | -7769.4761 | -7742.0022 | -7500.3107 | -7852.9694 | -7099.1637 | -7410.4739 | -7614.9518 | -7167.4406 | -7651.1543 | -7638.0329 | -7842.4515
CDP15 | NSW | SNSW | Coordinated CER storage load | -7.449 | -9.5537 | -12.16 | -15.0143 | -18.3906 | -22.1368 | -25.5458 | -29.6818 | -34.4745 | -40.758 | -47.8552 | -57.5436 | -67.2661 | -81.034 | -92.9318 | -104.3004 | -115.4422 | -129.2919 | -145.8466 | -173.9166 | -189.6522 | -213.4316 | -248.7856 | -271.3093 | -304.2386 | -332.7203 | -341.8487 | -373.5604
CDP15 | NSW | SNSW | Passive CER storage load | -18.1594 | -19.9536 | -21.6832 | -23.6578 | -25.4764 | -27.3145 | -29.943 | -32.17 | -34.4521 | -36.8018 | -39.3846 | -42.2078 | -44.9907 | -47.568 | -50.5075 | -53.226 | -55.3667 | -57.7897 | -59.9755 | -62.0344 | -64.1477 | -66.5585 | -69.1281 | -72.1047 | -74.2141 | -76.0095 | -78.331 | -81.149
CDP15 | NSW | SNW | Black coal | 14936.0956 | 9260.1093 | 8552.4048 | 8208.8682 | 0 | 0 | 0 | 0 | 0 | 0 | 0 | 0 | 0 | 0 | 0 | 0 | 0 | 0 | 0 | 0 | 0 | 0 | 0 | 0 | 0 | 0 | 0 | 0
CDP15 | NSW | SNW | Mid-merit gas | 528.9786 | 1153.0795 | 705.8329 | 532.5492 | 1327.1866 | 557.1236 | 258.674 | 977.3981 | 1221.0111 | 1053.0424 | 1262.3718 | 1386.6658 | 1580.1666 | 1058.1014 | 536.1755 | 1196.4451 | 1432.8962 | 1337.7157 | 1514.8579 | 0 | 0 | 0 | 0 | 0 | 0 | 0 | 0 | 0
CDP15 | NSW | SNW | Flexible gas with CCS | 0 | 0 | 0 | 0 | 0 | 0 | 0 | 0 | 0 | 0 | 0 | 0 | 0 | 0 | 0 | 0 | 0 | 0 | 0 | 0 | 0 | 0 | 0 | 0 | 0 | 0 | 0 | 0
CDP15 | NSW | SNW | Flexible gas | 11.1422 | 55.9836 | 22.3422 | 35.4321 | 230.9218 | 203.9957 | 136.4381 | 31.4558 | 36.1044 | 510.17 | 168.5968 | 159.5058 | 600.6056 | 322.3703 | 142.1567 | 218.5821 | 891.9764 | 848.6276 | 1039.6692 | 1607.5186 | 1495.7288 | 2111.7635 | 2415.903 | 2802.3448 | 1367.5704 | 1117.1225 | 2410.5464 | 1785.0978
CDP15 | NSW | SNW | Hydro | 0 | 0 | 0 | 0 | 0 | 0 | 0 | 0 | 0 | 0 | 0 | 0 | 0 | 0 | 0 | 0 | 0 | 0 | 0 | 0 | 0 | 0 | 0 | 0 | 0 | 0 | 0 | 0
CDP15 | NSW | SNW | Utility storage | 124.1668 | 1576.3163 | 1442.2392 | 1596.0806 | 2093.3701 | 3350.8481 | 2753.4679 | 2737.4288 | 2912.6202 | 2935.1295 | 3007.1323 | 3052.2317 | 3191.789 | 3355.3757 | 3252.3661 | 3264.2061 | 3009.7137 | 3142.0733 | 3358.1622 | 3368.8428 | 3097.0369 | 1599.1865 | 1762.5081 | 1810.7547 | 1793.0142 | 1294.247 | 1307.2744 | 1348.822
CDP15 | NSW | SNW | Coordinated CER storage | 35.1449 | 44.9779 | 56.6475 | 69.382 | 84.7173 | 100.9079 | 117.0693 | 136.4529 | 159.1495 | 188.4267 | 222.5771 | 267.9721 | 313.4376 | 379.2834 | 431.8597 | 487.3713 | 528.3784 | 585.777 | 667.3963 | 781.4083 | 817.3245 | 931.7216 | 1101.6511 | 1195.8563 | 1331.0389 | 1445.4193 | 1481.7478 | 1619.0874
CDP15 | NSW | SNW | Passive CER storage | 72.1981 | 79.1669 | 85.245 | 91.9237 | 98.465 | 104.9795 | 114.8156 | 122.5686 | 130.0811 | 138.8145 | 147.4054 | 157.2483 | 166.6163 | 175.6471 | 185.5089 | 195.9892 | 202.8675 | 211.7879 | 218.4927 | 225.3181 | 232.4773 | 240.1037 | 248.6419 | 259.2958 | 266.1282 | 271.3594 | 280.7262 | 289.5094
CDP15 | NSW | SNW | Offshore wind | 0 | 0 | 0 | 0 | 0 | 0 | 0 | 0 | 0 | 0 | 0 | 0 | 0 | 0 | 0 | 0 | 0 | 0 | 0 | 0 | 0 | 0 | 0 | 0 | 0 | 0 | 0 | 0
CDP15 | NSW | SNW | Wind | 0 | 0 | 0 | 0 | 0 | 0 | 0 | 0 | 0 | 0 | 0 | 0 | 0 | 0 | 0 | 0 | 0 | 0 | 0 | 0 | 0 | 0 | 0 | 0 | 0 | 0 | 0 | 0
CDP15 | NSW | SNW | Utility solar | 0 | 0 | 0 | 0 | 0 | 0 | 0 | 0 | 0 | 0 | 0 | 0 | 0 | 0 | 0 | 0 | 0 | 0 | 0 | 0 | 0 | 0 | 0 | 0 | 0 | 0 | 0 | 0
CDP15 | NSW | SNW | Distributed PV | 4711.8926 | 4899.8671 | 5101.4499 | 5464.9574 | 5880.7926 | 6307.2576 | 6705.1023 | 7062.8221 | 7381.5716 | 7671.0896 | 7947.7897 | 8185.5984 | 8342.0996 | 8459.8366 | 8588.8595 | 8727.2997 | 8837.225 | 8945.2228 | 9071.2788 | 9209.3908 | 9321.3523 | 9430.913 | 9560.0224 | 9701.0611 | 9815.0944 | 9930.3552 | 10063.7426 | 10218.7569
CDP15 | NSW | SNW | Other renewable fuels | 0 | 0 | 0 | 0 | 0 | 0 | 0 | 0 | 0 | 0 | 0 | 0 | 0 | 0 | 0 | 0 | 0 | 0 | 0 | 0 | 0 | 0 | 0 | 0 | 0 | 482.7561 | 451.5632 | 289.1838
CDP15 | NSW | SNW | DSP | 5.9618e-07 | 1.8555 | 6.8138e-07 | 1.1815 | 15.5873 | 83.806 | 38.9156 | 1.5419e-06 | 1.8067e-06 | 2.5113e-06 | 12.7755 | 8.2745 | 49.2101 | 19.2885 | 4.1715 | 13.4093 | 96.4981 | 33.314 | 9.3975 | 19.412 | 15.1844 | 1.7325 | 22.26 | 26.8205 | 48.212 | 10.547 | 113.1539 | 87.6706
CDP15 | NSW | SNW | Utility storage load | -147.8177 | -1862.4053 | -1708.2227 | -1890.2421 | -2470.0198 | -3979.7247 | -3272.0595 | -3260.6909 | -3455.6579 | -3498.0391 | -3568.2398 | -3628.132 | -3793.7218 | -3990.3088 | -3877.3336 | -3872.1547 | -3578.3334 | -3735.3237 | -3998.2992 | -4008.1158 | -3674.5111 | -1917.5448 | -2109.601 | -2170.2697 | -2146.0447 | -1545.6032 | -1559.8389 | -1611.6225
CDP15 | NSW | SNW | Coordinated CER storage load | -35.1449 | -44.9779 | -56.6632 | -69.4088 | -84.6749 | -100.9079 | -118.5466 | -140.2168 | -166.1069 | -201.0788 | -241.265 | -297.7615 | -353.9885 | -438.6763 | -504.8692 | -571.4617 | -620.9287 | -692.5679 | -801.4109 | -951.6303 | -989.5935 | -1145.0381 | -1369.1095 | -1492.336 | -1671.1484 | -1821.2013 | -1864.3651 | -2053.5329
CDP15 | NSW | SNW | Passive CER storage load | -85.5652 | -93.9503 | -101.0255 | -109.0216 | -116.8136 | -124.582 | -135.9242 | -145.3273 | -154.6674 | -164.2906 | -174.9227 | -186.5939 | -197.9037 | -208.3743 | -220.5481 | -231.9133 | -240.7529 | -250.728 | -259.3774 | -267.2642 | -275.51 | -284.9379 | -295.0449 | -307.0351 | -315.5215 | -322.6188 | -332.1569 | -343.7389
CDP15 | QLD | NQ | Black coal | 0 | 0 | 0 | 0 | 0 | 0 | 0 | 0 | 0 | 0 | 0 | 0 | 0 | 0 | 0 | 0 | 0 | 0 | 0 | 0 | 0 | 0 | 0 | 0 | 0 | 0 | 0 | 0
CDP15 | QLD | NQ | Mid-merit gas | 203.2491 | 205.2718 | 17.271 | 13.7483 | 28.5958 | 8.9001 | 17.5707 | 8.1838 | 3.5542 | 10.2735 | 33.9382 | 26.8378 | 48.9772 | 46.1416 | 28.7344 | 124.8089 | 205.0834 | 125.4975 | 141.2153 | 110.8681 | 156.4836 | 88.2835 | 0 | 0 | 0 | 0 | 0 | 0
CDP15 | QLD | NQ | Flexible gas with CCS | 0 | 0 | 0 | 0 | 0 | 0 | 0 | 0 | 0 | 0 | 0 | 0 | 0 | 0 | 0 | 0 | 0 | 0 | 0 | 0 | 0 | 0 | 0 | 0 | 0 | 0 | 0 | 0
CDP15 | QLD | NQ | Flexible gas | 0 | 0 | 0 | 0 | 0 | 0 | 0 | 0 | 0 | 0 | 1.2e-09 | 1.0644 | 0.51678 | 2.1135e-08 | 1.015e-09 | 0.21601 | 1.61e-08 | 3.2105e-08 | 4.735e-09 | 7.29e-09 | 0 | 0 | 0 | 0 | 0 | 0 | 0 | 0
CDP15 | QLD | NQ | Hydro | 309.1896 | 160.8939 | 232.3698 | 232.7106 | 185.1137 | 279.7378 | 299.4566 | 248.6631 | 214.1129 | 253.0374 | 199.9267 | 127.239 | 181.5262 | 76.7658 | 165.0364 | 80.9464 | 93.5647 | 114.9704 | 0 | 0 | 0 | 0 | 0 | 0 | 0 | 0 | 0 | 0
CDP15 | QLD | NQ | Utility storage | 224.1639 | 463.6169 | 569.0694 | 523.7797 | 563.3536 | 842.6458 | 690.3503 | 695.435 | 597.1904 | 792.9873 | 762.0099 | 786.3081 | 835.6227 | 853.4905 | 839.8167 | 836.5575 | 809.3093 | 817.9757 | 830.5964 | 860.9222 | 813.612 | 841.7185 | 524.0552 | 569.214 | 872.8802 | 992.23 | 989.1684 | 988.9597
CDP15 | QLD | NQ | Coordinated CER storage | 3.7025 | 4.8307 | 6.1191 | 7.6949 | 9.5233 | 11.6671 | 13.7629 | 16.3835 | 18.7391 | 23.1046 | 27.2152 | 32.9931 | 38.6515 | 44.89 | 52.2649 | 58.6454 | 64.9011 | 72.3742 | 82.6089 | 94.1977 | 100.7647 | 113.6535 | 129.5498 | 144.3837 | 156.7481 | 174.805 | 180.2575 | 188.0168
CDP15 | QLD | NQ | Passive CER storage | 7.8983 | 8.9015 | 9.8572 | 10.8967 | 11.9899 | 13.0913 | 14.6095 | 15.9655 | 17.2986 | 18.8163 | 20.3749 | 22.1566 | 23.8494 | 25.5681 | 27.3346 | 29.213 | 30.5814 | 32.1658 | 33.4967 | 34.9698 | 36.3326 | 37.8586 | 39.5466 | 41.5898 | 43.035 | 44.1319 | 45.8801 | 47.4763
CDP15 | QLD | NQ | Offshore wind | 0 | 0 | 0 | 0 | 0 | 0 | 0 | 0 | 0 | 0 | 0 | 0 | 0 | 0 | 0 | 0 | 0 | 0 | 0 | 0 | 0 | 0 | 0 | 0 | 0 | 0 | 0 | 0
CDP15 | QLD | NQ | Wind | 1061.9298 | 1033.7855 | 1062.9592 | 5217.1692 | 6162.6348 | 8897.805 | 8388.6787 | 8947.0202 | 9384.6829 | 10068.4103 | 9624.2038 | 9053.196 | 10098.0314 | 10608.9741 | 10731.9992 | 10158.8085 | 9943.8945 | 9387.6269 | 9472.6712 | 10677.1511 | 11248.2046 | 11645.8064 | 11821.1967 | 12063.4632 | 11537.4335 | 10900.7499 | 11661.0193 | 12445.858
CDP15 | QLD | NQ | Utility solar | 1298.4481 | 1394.9032 | 1289.9778 | 1266.8198 | 1197.3587 | 1011.0999 | 1027.4367 | 1173.8826 | 1287.2222 | 1175.8615 | 1259.6107 | 1279.7815 | 1202.8493 | 1117.1122 | 1119.9036 | 1172.0689 | 1116.1194 | 1537.4338 | 1380.8466 | 1159.4101 | 1091.4162 | 1196.9892 | 1160.6297 | 885.3691 | 931.1631 | 1559.5792 | 1313.0365 | 1293.685
CDP15 | QLD | NQ | Distributed PV | 890.6838 | 933.0996 | 966.2641 | 1008.0842 | 1073.5389 | 1130.3381 | 1177.689 | 1223.6016 | 1257.4637 | 1292.358 | 1322.4242 | 1351.3797 | 1366.6988 | 1386.523 | 1406.3077 | 1427.8995 | 1446.4485 | 1469.534 | 1490.6694 | 1518.8556 | 1536.7492 | 1560.7993 | 1584.1359 | 1613.9356 | 1633.642 | 1662.3734 | 1692.196 | 1728.5245
CDP15 | QLD | NQ | Other renewable fuels | 0 | 0 | 0 | 0 | 0 | 0 | 0 | 0 | 0 | 0 | 0 | 0 | 0 | 0 | 0 | 0 | 0 | 0 | 0 | 0 | 0 | 0 | 0 | 0 | 0 | 0 | 0 | 0
CDP15 | QLD | NQ | DSP | 0 | 0 | 0 | 0 | 0 | 0 | 0 | 0 | 0 | 0 | 0 | 0 | 0 | 0 | 0 | 0 | 0 | 0 | 0 | 0 | 0 | 0 | 0 | 0 | 0 | 0 | 0 | 0
CDP15 | QLD | NQ | Utility storage load | -281.8218 | -584.6537 | -709.8761 | -682.4992 | -786.941 | -1351.8835 | -894.2852 | -887.8094 | -754.2156 | -1029.8325 | -983.4541 | -997.0548 | -1108.3716 | -1127.5042 | -1101.9203 | -1091.3194 | -1065.7512 | -1072.7418 | -1091.5149 | -1137.9609 | -1133.1963 | -1166.8083 | -822.0606 | -915.6486 | -1271.9875 | -1431.2958 | -1440.9684 | -1472.0283
CDP15 | QLD | NQ | Coordinated CER storage load | -3.7025 | -4.8307 | -6.1228 | -7.6958 | -9.5187 | -11.6671 | -13.9331 | -16.8061 | -19.2508 | -24.477 | -29.197 | -36.0629 | -42.9103 | -50.275 | -59.4234 | -66.7508 | -74.2654 | -83.4646 | -96.3259 | -111.4206 | -118.571 | -135.098 | -155.5834 | -174.5092 | -190.0329 | -213.4109 | -219.9578 | -229.9098
CDP15 | QLD | NQ | Passive CER storage load | -9.0958 | -10.2402 | -11.3564 | -12.5167 | -13.7673 | -15.0267 | -16.7301 | -18.3385 | -19.8913 | -21.5543 | -23.4129 | -25.4463 | -27.3352 | -29.3526 | -31.3736 | -33.392 | -35.0567 | -36.7595 | -38.3701 | -40.0687 | -41.5473 | -43.3666 | -45.2576 | -47.4699 | -49.2828 | -50.516 | -52.2872 | -54.2445
CDP15 | QLD | GG | Black coal | 2943.36 | 2951.3564 | 2967.7969 | 1803.7259 | 1808.2115 | 1491.2621 | 631.2291 | 0 | 0 | 0 | 0 | 0 | 0 | 0 | 0 | 0 | 0 | 0 | 0 | 0 | 0 | 0 | 0 | 0 | 0 | 0 | 0 | 0
CDP15 | QLD | GG | Mid-merit gas | 790.803 | 868.8509 | 832.3193 | 841.7347 | 842.0008 | 829.8622 | 26.555 | 12.2829 | 39.7742 | 104.7697 | 134.8644 | 135.6354 | 308.975 | 232.8057 | 159.7214 | 378.2381 | 469.3332 | 327.5936 | 381.9399 | 395.7988 | 377.6234 | 354.8012 | 347.1086 | 334.5687 | 249.5384 | 200.2545 | 0 | 0
CDP15 | QLD | GG | Flexible gas with CCS | 0 | 0 | 0 | 0 | 0 | 0 | 0 | 0 | 0 | 0 | 0 | 0 | 0 | 0 | 0 | 0 | 0 | 0 | 0 | 0 | 0 | 0 | 0 | 0 | 0 | 0 | 0 | 0
CDP15 | QLD | GG | Flexible gas | 0 | 0 | 0 | 0 | 0 | 0 | 2.3e-07 | 4.8026e-07 | 1.2192e-06 | 1.0636e-05 | 1.8236e-05 | 1.7848e-05 | 3.9508e-05 | 2.8314e-05 | 8.5196e-06 | 1.824e-05 | 4.2095e-05 | 2.6949e-05 | 2.6697e-05 | 2.7987e-05 | 2.8098e-05 | 5.8246e-06 | 2.4421e-05 | 2.2588e-05 | 1.4532e-05 | 8.0755e-06 | 3.1652e-05 | 3.3967e-05
CDP15 | QLD | GG | Hydro | 0 | 0 | 0 | 0 | 0 | 0 | 0 | 0 | 0 | 0 | 0 | 0 | 0 | 0 | 0 | 0 | 0 | 0 | 0 | 0 | 0 | 0 | 0 | 0 | 0 | 0 | 0 | 0
CDP15 | QLD | GG | Utility storage | 0 | 42.9235 | 95.5956 | 116.4863 | 110.6282 | 420.4592 | 236.9699 | 212.5493 | 155.8659 | 218.2523 | 216.322 | 221.2948 | 262.2194 | 277.1593 | 252.7657 | 265.4394 | 236.8279 | 245.2548 | 286.9903 | 272.6781 | 204.46 | 0.00038262 | 104.6432 | 113.3315 | 116.4369 | 628.4501 | 627.9601 | 1106.8521
CDP15 | QLD | GG | Coordinated CER storage | 0.20226 | 0.2661 | 0.33636 | 0.42497 | 0.52156 | 0.65426 | 0.7997 | 0.99933 | 1.1365 | 1.5299 | 1.8348 | 2.3727 | 2.8638 | 3.4426 | 4.0784 | 4.636 | 5.1087 | 5.7397 | 6.9041 | 7.839 | 8.193 | 9.6688 | 10.9729 | 12.3127 | 14.0783 | 15.9172 | 16.3839 | 16.8311
CDP15 | QLD | GG | Passive CER storage | 0.43375 | 0.49115 | 0.5429 | 0.6111 | 0.66737 | 0.73538 | 0.82193 | 0.90112 | 0.98625 | 1.0827 | 1.1807 | 1.2893 | 1.3971 | 1.5064 | 1.6163 | 1.7374 | 1.8244 | 1.9283 | 2.0181 | 2.1123 | 2.2029 | 2.3052 | 2.4175 | 2.547 | 2.6413 | 2.7129 | 2.8267 | 2.9272
CDP15 | QLD | GG | Offshore wind | 0 | 0 | 0 | 0 | 0 | 0 | 0 | 0 | 0 | 0 | 0 | 0 | 0 | 0 | 0 | 0 | 0 | 0 | 0 | 0 | 0 | 0 | 0 | 0 | 0 | 0 | 0 | 0
CDP15 | QLD | GG | Wind | 0 | 0 | 0 | 0 | 0 | 0 | 0 | 0 | 0 | 0 | 0 | 0 | 0 | 0 | 0 | 0 | 0 | 0 | 0 | 0 | 0 | 0 | 0 | 0 | 0 | 0 | 0 | 0
CDP15 | QLD | GG | Utility solar | 0 | 0 | 0 | 0 | 0 | 0 | 0 | 0 | 0 | 0 | 0 | 0 | 0 | 0 | 0 | 0 | 0 | 0 | 0 | 0 | 0 | 0 | 0 | 0 | 0 | 0 | 0 | 0
CDP15 | QLD | GG | Distributed PV | 83.1873 | 85.9307 | 89.0592 | 93.8754 | 98.1305 | 103.0181 | 107.804 | 112.3773 | 116.1806 | 119.6898 | 122.8667 | 125.7195 | 127.7035 | 129.6922 | 131.5994 | 134.0671 | 135.8587 | 138.2141 | 140.6638 | 143.1481 | 145.0607 | 147.4519 | 150.0271 | 152.6645 | 154.6545 | 157.2475 | 160.5535 | 164.0285
CDP15 | QLD | GG | Other renewable fuels | 0 | 0 | 0 | 0 | 0 | 0 | 0 | 0 | 0 | 0 | 0 | 0 | 0 | 0 | 0 | 0 | 0 | 0 | 0 | 0 | 0 | 0 | 0 | 0 | 0 | 0 | 0 | 0
CDP15 | QLD | GG | DSP | 0 | 0 | 0 | 0 | 0 | 0 | 0 | 0 | 0 | 0 | 0 | 0 | 0 | 0 | 0 | 0 | 0 | 0 | 0 | 0 | 0 | 0 | 0 | 0 | 0 | 0 | 0 | 0
CDP15 | QLD | GG | Utility storage load | 0 | -51.0994 | -114.2407 | -138.6743 | -131.7003 | -500.1103 | -282.1071 | -253.035 | -185.5547 | -259.8242 | -257.9561 | -263.0165 | -312.166 | -329.9516 | -301.3481 | -315.563 | -281.938 | -291.9701 | -341.6552 | -325.0533 | -242.9684 | -0.00045253 | -123.0975 | -133.3181 | -137.0852 | -739.166 | -739.1392 | -1314.5325
CDP15 | QLD | GG | Coordinated CER storage load | -0.20226 | -0.2661 | -0.33656 | -0.42502 | -0.52162 | -0.65394 | -0.8202 | -1.0552 | -1.1957 | -1.6957 | -2.0609 | -2.7446 | -3.3673 | -4.1078 | -4.9319 | -5.6077 | -6.2001 | -7.0181 | -8.5476 | -9.8139 | -10.1549 | -12.1561 | -13.8779 | -15.6531 | -18.0353 | -20.522 | -21.1295 | -21.6479
CDP15 | QLD | GG | Passive CER storage load | -0.49951 | -0.56501 | -0.62547 | -0.70194 | -0.76631 | -0.8441 | -0.94124 | -1.0351 | -1.1341 | -1.2402 | -1.3568 | -1.4807 | -1.6013 | -1.7294 | -1.8552 | -1.9859 | -2.0914 | -2.2036 | -2.3117 | -2.4203 | -2.5191 | -2.6406 | -2.7666 | -2.9072 | -3.0247 | -3.1053 | -3.2214 | -3.3445
CDP15 | QLD | CQ | Black coal | 11700.4541 | 12723.9568 | 14347.47 | 7449.2202 | 6482.6559 | 3081.1677 | 5929.5091 | 5857.963 | 4219.726 | 3982.9842 | 4388.9355 | 4602.9951 | 4569.135 | 3678.2511 | 3688.8508 | 4323.444 | 4475.6694 | 4517.8204 | 4904.8587 | 4755.3871 | 4553.4905 | 4575.1908 | 4361.7216 | 4256.0002 | 4270.7285 | 4589.603 | 4259.17 | 0
CDP15 | QLD | CQ | Mid-merit gas | 0 | 0 | 0 | 0 | 0 | 0 | 0 | 0 | 0 | 0 | 0 | 0 | 0 | 0 | 0 | 0 | 0 | 0 | 0 | 0 | 0 | 0 | 0 | 0 | 0 | 0 | 0 | 0
CDP15 | QLD | CQ | Flexible gas with CCS | 0 | 0 | 0 | 0 | 0 | 0 | 0 | 0 | 0 | 0 | 0 | 0 | 0 | 0 | 0 | 0 | 0 | 0 | 0 | 0 | 0 | 0 | 0 | 0 | 0 | 0 | 0 | 0
CDP15 | QLD | CQ | Flexible gas | 0 | 0 | 0 | 0.038421 | 1.04e-09 | 1.18e-08 | 1.4363 | 0.41678 | 7.8804e-07 | 1.2671e-06 | 0 | 0 | 0 | 0 | 0 | 0 | 0 | 0 | 0 | 0 | 0 | 0 | 0 | 0 | 0 | 0 | 0 | 0
CDP15 | QLD | CQ | Hydro | 0 | 0 | 0 | 0 | 0 | 0 | 0 | 0 | 0 | 0 | 0 | 0 | 0 | 0 | 0 | 0 | 0 | 0 | 0 | 0 | 0 | 0 | 0 | 0 | 0 | 0 | 0 | 0
CDP15 | QLD | CQ | Utility storage | 40.2305 | 36.6613 | 59.5031 | 136.823 | 163.3778 | 259.0062 | 182.1953 | 167.9549 | 138.9761 | 173.2747 | 169.1497 | 172.2568 | 195.0561 | 208.8925 | 189.1891 | 200.3709 | 185.7726 | 190.4033 | 156.3653 | 148.7943 | 121.3542 | 129.1567 | 251.5448 | 226.1652 | 377.6664 | 1860.3226 | 1853.7856 | 2676.1675
CDP15 | QLD | CQ | Coordinated CER storage | 3.3993 | 4.4768 | 5.6545 | 7.1687 | 8.8343 | 10.8127 | 12.9526 | 15.713 | 17.8251 | 22.7003 | 26.7834 | 33.3505 | 39.4873 | 46.5577 | 54.3926 | 61.3901 | 67.7207 | 75.4081 | 88.6076 | 99.8806 | 104.3299 | 121.4482 | 136.6899 | 153.4612 | 173.2256 | 193.8514 | 199.8107 | 205.5803
CDP15 | QLD | CQ | Passive CER storage | 7.2649 | 8.2429 | 9.1049 | 10.1494 | 11.1216 | 12.1535 | 13.617 | 14.8902 | 16.1978 | 17.7002 | 19.2237 | 20.9226 | 22.6054 | 24.2909 | 26.0235 | 27.8933 | 29.2325 | 30.8205 | 32.1652 | 33.6167 | 35.0164 | 36.548 | 38.2373 | 40.233 | 41.689 | 42.7748 | 44.484 | 46.003
CDP15 | QLD | CQ | Offshore wind | 0 | 0 | 0 | 0 | 0 | 0 | 0 | 0 | 0 | 0 | 0 | 0 | 0 | 0 | 0 | 0 | 0 | 0 | 0 | 0 | 0 | 0 | 0 | 0 | 0 | 0 | 0 | 0
CDP15 | QLD | CQ | Wind | 892.7162 | 1175.0451 | 1292.4671 | 2867.4429 | 4189.4885 | 4517.5449 | 4165.4045 | 4319.8828 | 4439.256 | 6689.6421 | 6573.6101 | 6192.1838 | 6554.8331 | 6396.5463 | 7393.7151 | 6270.298 | 6810.873 | 6609.969 | 6401.9769 | 6852.3239 | 8560.5741 | 8415.8514 | 8746.539 | 9137.4225 | 8651.4475 | 7697.934 | 8030.6294 | 7992.5174
CDP15 | QLD | CQ | Utility solar | 2040.3179 | 2144.3643 | 2000.1767 | 2253.0211 | 2155.9327 | 2288.6242 | 1730.9434 | 1977.743 | 2143.8267 | 2079.9442 | 2158.2959 | 2144.4066 | 2036.8148 | 2084.4345 | 2068.7201 | 2148.3366 | 2128.8114 | 3099.2403 | 2888.8635 | 3093.2897 | 2491.8382 | 2813.3994 | 2815.1783 | 3194.5562 | 5758.8542 | 8594.3245 | 9810.5531 | 13098.2337
CDP15 | QLD | CQ | Distributed PV | 983.4528 | 1015.8314 | 1049.9894 | 1099.5409 | 1147.7856 | 1214.1964 | 1273.2899 | 1322.5909 | 1366.4737 | 1411.0047 | 1452.5752 | 1484.7024 | 1513.4651 | 1542.6319 | 1573.6127 | 1602.9355 | 1628.0199 | 1660.5557 | 1693.308 | 1723.4366 | 1751.2723 | 1783.2996 | 1817.4165 | 1849.4621 | 1878.748 | 1913.7379 | 1953.8785 | 1991.6066
CDP15 | QLD | CQ | Other renewable fuels | 0 | 0 | 0 | 0 | 0 | 0 | 0 | 0 | 0 | 0 | 0 | 0 | 0 | 0 | 0 | 0 | 0 | 0 | 0 | 0 | 0 | 0 | 0 | 0 | 0 | 0 | 0 | 0
CDP15 | QLD | CQ | DSP | 0 | 0 | 0 | 0 | 0 | 0 | 0 | 0 | 0 | 0 | 0 | 0 | 0 | 0 | 0 | 0 | 0 | 0 | 0 | 0 | 0 | 0 | 0 | 0 | 0 | 0 | 0 | 0
CDP15 | QLD | CQ | Utility storage load | -47.8935 | -43.6444 | -70.9461 | -162.8846 | -194.4975 | -307.9044 | -216.8992 | -199.9464 | -165.4478 | -206.2795 | -201.7924 | -204.644 | -232.2098 | -248.6816 | -225.6616 | -238.1005 | -221.1579 | -226.6707 | -186.1493 | -177.4635 | -144.1421 | -153.7581 | -297.9807 | -266.0506 | -465.4763 | -2304.1896 | -2304.0126 | -3332.5392
CDP15 | QLD | CQ | Coordinated CER storage load | -3.3993 | -4.4768 | -5.6579 | -7.1696 | -8.8353 | -10.8074 | -13.1648 | -16.2911 | -18.438 | -24.4191 | -29.1235 | -37.199 | -44.7001 | -53.4438 | -63.2478 | -71.4581 | -79.1286 | -88.7432 | -105.6955 | -120.5106 | -124.5244 | -147.1988 | -166.8682 | -188.5945 | -214.634 | -241.9725 | -249.4689 | -256.1449
CDP15 | QLD | CQ | Passive CER storage load | -8.3663 | -9.4825 | -10.4898 | -11.6583 | -12.7703 | -13.9503 | -15.5935 | -17.1034 | -18.6254 | -20.2758 | -22.0901 | -24.0291 | -25.9093 | -27.8864 | -29.8687 | -31.8835 | -33.5104 | -35.222 | -36.8449 | -38.5184 | -40.0421 | -41.8653 | -43.7592 | -45.9213 | -47.7414 | -48.9625 | -50.6961 | -52.5612
CDP15 | QLD | SQ | Black coal | 21353.6441 | 21128.2586 | 21428.8466 | 17017.7568 | 15340.1772 | 11409.6317 | 14517.8396 | 13901.5754 | 13612.5847 | 8647.0102 | 5086.855 | 5249.8201 | 5129.7176 | 4663.7742 | 5214.1399 | 5200.6777 | 5254.575 | 5235.5529 | 5301.0073 | 5159.9072 | 5188.4713 | 5104.4425 | 5168.0589 | 4946.9152 | 4863.271 | 5145.6136 | 5035.3716 | 0
CDP15 | QLD | SQ | Mid-merit gas | 1550.1595 | 1930.363 | 417.7273 | 285.8721 | 451.1767 | 236.4257 | 274.3403 | 141.8228 | 570.7275 | 1352.5028 | 1499.5143 | 1405.1734 | 1092.5562 | 753.7773 | 458.217 | 802.1238 | 1035.9764 | 458.0954 | 276.9183 | 373.2953 | 339.5824 | 0 | 0 | 0 | 0 | 0 | 0 | 0
CDP15 | QLD | SQ | Flexible gas with CCS | 0 | 0 | 0 | 0 | 0 | 0 | 0 | 0 | 0 | 0 | 0 | 0 | 0 | 0 | 0 | 0 | 0 | 0 | 0 | 0 | 0 | 0 | 0 | 0 | 0 | 0 | 0 | 0
CDP15 | QLD | SQ | Flexible gas | 74.0082 | 34.4654 | 4.4569 | 14.0466 | 13.0398 | 120.2213 | 131.7684 | 18.1 | 25.1374 | 146.623 | 577.9945 | 360.97 | 1133.3376 | 864.8862 | 554.7648 | 1457.9244 | 4502.6771 | 3174.5704 | 3453.3489 | 4510.9846 | 4053.8465 | 4781.4289 | 5734.2507 | 5726.3975 | 3145.2747 | 2200.6957 | 4788.276 | 5047.1271
CDP15 | QLD | SQ | Hydro | 0 | 0 | 0 | 0 | 0 | 0 | 0 | 0 | 0 | 0 | 0 | 0 | 0 | 0 | 0 | 0 | 0 | 0 | 0 | 0 | 0 | 0 | 0 | 0 | 0 | 0 | 0 | 0
CDP15 | QLD | SQ | Utility storage | 1247.851 | 1177.4158 | 1092.4024 | 1076.5827 | 1322.4851 | 2019.3566 | 1539.2181 | 1458.9644 | 4249.2671 | 5860.3951 | 5784.2813 | 6156.4395 | 6211.1315 | 6463.3762 | 6329.5115 | 6244.5527 | 5772.5089 | 5738.3317 | 6153.3082 | 6194.6566 | 5343.87 | 5334.4043 | 6155.5057 | 6443.1689 | 6604.42 | 7185.2057 | 7054.8646 | 7177.4506
CDP15 | QLD | SQ | Coordinated CER storage | 17.9813 | 23.8058 | 30.5267 | 38.6726 | 47.9478 | 59.261 | 72.4204 | 89.3337 | 98.969 | 130.4808 | 155.2895 | 193.6398 | 229.7233 | 277.4315 | 325.5435 | 368.7602 | 407.8252 | 444.7635 | 522.9147 | 600.1113 | 617.3001 | 734.7046 | 822.2647 | 924.5315 | 1046.6962 | 1190.8771 | 1203.8573 | 1278.3452
CDP15 | QLD | SQ | Passive CER storage | 38.5258 | 43.8968 | 49.0034 | 54.5739 | 60.1823 | 66.4877 | 74.7743 | 82.1543 | 89.5117 | 97.9153 | 106.4969 | 116.2022 | 125.6895 | 135.4263 | 145.4256 | 156.0927 | 163.6411 | 172.4096 | 179.9223 | 187.9841 | 195.7875 | 204.5517 | 214.2855 | 225.8 | 234.2198 | 240.7642 | 250.8429 | 259.8486
CDP15 | QLD | SQ | Offshore wind | 0 | 0 | 0 | 0 | 0 | 0 | 0 | 0 | 0 | 0 | 0 | 0 | 0 | 0 | 0 | 0 | 0 | 0 | 0 | 0 | 0 | 0 | 0 | 0 | 0 | 0 | 0 | 0
CDP15 | QLD | SQ | Wind | 4637.1525 | 6192.8016 | 6567.1802 | 11517.3842 | 13848.4206 | 13983.1274 | 13349.7855 | 13164.3638 | 13756.6312 | 12707.2389 | 16195.966 | 15219.7997 | 15405.7209 | 16173.2085 | 17026.3259 | 15503.0989 | 16451.1455 | 16910.7558 | 16223.09 | 16255.1614 | 14988.0731 | 14810.6868 | 15007.0142 | 14297.0569 | 23859.4934 | 22509.4159 | 21933.6604 | 23480.2148
CDP15 | QLD | SQ | Utility solar | 4587.4104 | 4800.4778 | 4775.5514 | 4628.4322 | 4556.7435 | 4738.4413 | 3799.0644 | 4277.6986 | 5272.0756 | 10780.6041 | 11635.7971 | 14170.6659 | 13765.1358 | 14014.7304 | 14069.0171 | 14342.7856 | 13718.3812 | 12864.5626 | 15525.4833 | 16584.1168 | 13636.5299 | 16519.4753 | 16481.648 | 18182.2697 | 17542.6554 | 21671.9046 | 21518.6466 | 23609.3077
CDP15 | QLD | SQ | Distributed PV | 5990.8471 | 6184.3421 | 6391.0577 | 6675.4064 | 6948.9149 | 7246.6104 | 7553.5439 | 7854.8235 | 8099.4155 | 8344.1878 | 8574.7168 | 8791.3445 | 8944.2099 | 9112.954 | 9288.9666 | 9482.3526 | 9632.6932 | 9808.7105 | 9994.2533 | 10193.5007 | 10350.6777 | 10536.484 | 10729.2197 | 10938.4931 | 11106.4424 | 11313.678 | 11537.6324 | 11787.4518
CDP15 | QLD | SQ | Other renewable fuels | 0 | 0 | 0 | 0 | 0 | 0 | 0 | 0 | 0 | 0 | 0 | 0 | 0 | 0 | 0 | 0 | 0 | 0 | 0 | 0 | 0 | 0 | 0 | 0 | 0 | 0 | 458.5107 | 320.4135
CDP15 | QLD | SQ | DSP | 5.7492e-07 | 6.0322e-07 | 6.5048e-07 | 8.4539e-07 | 1.0881e-06 | 1.7945e-06 | 0.82697 | 0.4403 | 1.6911e-06 | 1.9703e-06 | 6.3632 | 2.3085 | 10.0597 | 7.3063 | 2.3593 | 1.196 | 30.75 | 17.141 | 1.395 | 3.3194 | 6.0165 | 0.39157 | 9.3885 | 1.0174 | 15.3417 | 4.2483 | 51.364 | 105.6326
CDP15 | QLD | SQ | Utility storage load | -1687.6756 | -1544.9012 | -1409.9754 | -1377.5569 | -1762.1998 | -2804.6458 | -2014.4238 | -1900.9014 | -5515.5707 | -7731.4857 | -7558.4704 | -8042.3353 | -8169.4386 | -8493.3619 | -8332.6011 | -8157.969 | -7593.6028 | -7538.6668 | -8061.2654 | -8192.2392 | -7011.0221 | -7023.3232 | -8048.5623 | -8502.0879 | -8656.0231 | -9379.2156 | -9261.6744 | -9455.2811
CDP15 | QLD | SQ | Coordinated CER storage load | -17.9813 | -23.8058 | -30.5451 | -38.6774 | -47.9533 | -59.2323 | -74.1057 | -93.6684 | -102.5527 | -142.2208 | -171.0833 | -218.6317 | -263.1087 | -323.4406 | -384.3801 | -435.8709 | -483.9236 | -529.0635 | -629.9782 | -733.6058 | -744.5775 | -902.5977 | -1015.8015 | -1150.2735 | -1309.6894 | -1503.5488 | -1516.4838 | -1613.6102
CDP15 | QLD | SQ | Passive CER storage load | -44.3668 | -50.498 | -56.4569 | -62.687 | -69.1038 | -76.3172 | -85.6279 | -94.3651 | -102.9273 | -112.1632 | -122.3762 | -133.4555 | -144.0599 | -155.4718 | -166.9135 | -178.4222 | -187.5884 | -197.0317 | -206.0993 | -215.394 | -223.8881 | -234.3118 | -245.2308 | -257.7243 | -268.2238 | -275.5925 | -285.8727 | -296.8927
CDP15 | VIC | VIC | Brown coal | 32180.7418 | 28061.6012 | 27405.7307 | 24211.5421 | 18269.1532 | 15026.9387 | 16321.5986 | 13353.7308 | 10002.5905 | 6214.2084 | 2855.709 | 3488.2412 | 3402.8713 | 2992.5151 | 3514.2662 | 3342.1403 | 3402.4356 | 3322.4492 | 3380.737 | 3442.198 | 3208.2356 | 3447.5948 | 3412.0487 | 0 | 0 | 0 | 0 | 0
CDP15 | VIC | VIC | Mid-merit gas | 76.7713 | 131.3434 | 70.4104 | 56.7202 | 0 | 0 | 0 | 0 | 0 | 0 | 0 | 0 | 0 | 0 | 0 | 0 | 0 | 0 | 0 | 0 | 0 | 0 | 0 | 0 | 0 | 0 | 0 | 0
CDP15 | VIC | VIC | Flexible gas with CCS | 0 | 0 | 0 | 0 | 0 | 0 | 0 | 0 | 0 | 0 | 0 | 0 | 0 | 0 | 0 | 0 | 0 | 0 | 0 | 0 | 0 | 0 | 0 | 0 | 0 | 0 | 0 | 0
CDP15 | VIC | VIC | Flexible gas | 49.1853 | 92.1763 | 41.6612 | 33.8232 | 286.0125 | 63.9 | 25.2152 | 3.7399e-06 | 2.6879e-06 | 64.7387 | 25.848 | 7.7554 | 164.9898 | 154.1303 | 57.278 | 60.3235 | 198.5489 | 202.5217 | 224.0467 | 366.4255 | 206.2247 | 188.8148 | 387.6095 | 455.514 | 458.2938 | 194.3841 | 680.6593 | 784.0996
CDP15 | VIC | VIC | Hydro | 2506.108 | 1230.2483 | 1311.5159 | 3417.7792 | 2064.981 | 4037.7802 | 2207.304 | 971.8602 | 3013.694 | 3212.3811 | 3372.1662 | 2453.4565 | 2857.6957 | 1859.1421 | 2315.5107 | 2173.9642 | 3413.7488 | 2154.0473 | 2045.7441 | 2164.0388 | 2175.8341 | 1877.2017 | 2470.8171 | 2632.0762 | 3058.432 | 2417.3488 | 2899.9218 | 2039.9323
CDP15 | VIC | VIC | Utility storage | 391.7238 | 1148.9229 | 1918.3343 | 2613.6206 | 2997.8356 | 3909.4618 | 3241.8066 | 4104.7356 | 4176.5946 | 4047.1865 | 4288.5627 | 3992.4847 | 4618.4153 | 5438.1213 | 5410.5613 | 6166.1343 | 5402.5025 | 5161.5792 | 5205.1107 | 4865.4049 | 5178.8382 | 4594.2797 | 4089.6957 | 3862.5762 | 3937.5525 | 3743.8798 | 3213.7131 | 3320.8545
CDP15 | VIC | VIC | Coordinated CER storage | 46.2584 | 62.9902 | 81.0057 | 102.3018 | 127.8023 | 157.0929 | 184.3584 | 218.3913 | 258.0709 | 301.7556 | 351.2591 | 418.4889 | 481.9276 | 571.149 | 655.6235 | 746.5278 | 829.296 | 923.4112 | 1016.2748 | 1143.3675 | 1245.1386 | 1394.4614 | 1566.8418 | 1718.586 | 1874.4151 | 2034.7915 | 2099.3844 | 2296.7012
CDP15 | VIC | VIC | Passive CER storage | 93.9153 | 103.8346 | 113.4315 | 124.1343 | 134.0189 | 145.1892 | 159.9523 | 173.6821 | 187.2958 | 202.3336 | 217.0562 | 234.2369 | 249.6964 | 267.2425 | 284.5038 | 301.8728 | 315.2069 | 328.6875 | 342.6232 | 356.7102 | 370.6288 | 384.4636 | 401.0884 | 417.2939 | 433.7507 | 444.3685 | 460.5946 | 476.6569
CDP15 | VIC | VIC | Offshore wind | 0 | 0 | 0 | 0 | 0 | 0 | 4006.9078 | 7928.8044 | 10433.8066 | 13179.8741 | 15266.0187 | 19324.2425 | 23584.2728 | 28365.5748 | 31467.1025 | 36449.8779 | 36720.9266 | 36700.2067 | 35104.0735 | 33986.0227 | 34675.2636 | 34869.5575 | 34993.0751 | 37236.0335 | 34263.7635 | 34469.9716 | 35581.5544 | 37295.9446
CDP15 | VIC | VIC | Wind | 13667.4899 | 17103.3866 | 16257.4443 | 17161.3373 | 20228.0785 | 21449.7291 | 20919.2756 | 22408.5077 | 21444.6951 | 22414.7394 | 20776.7125 | 20183.6891 | 19817.7198 | 20406.7076 | 19336.2884 | 19390.7775 | 18878.3222 | 18747.2037 | 17689.1545 | 16366.9707 | 15515.4518 | 13980.0664 | 13338.5157 | 13708.0791 | 14266.4331 | 16294.0449 | 15817.356 | 16675.9886
CDP15 | VIC | VIC | Utility solar | 2568.9845 | 3064.9478 | 3398.3575 | 3593.1455 | 3562.9475 | 3638.8451 | 3162.3384 | 3196.7873 | 3292.6311 | 3269.2467 | 3868.9741 | 3664.8639 | 3465.2318 | 3499.9875 | 3581.7504 | 3334.4173 | 3403.6701 | 3297.8247 | 3341.8262 | 5066.0457 | 6152.6083 | 6509.2442 | 6619.1684 | 6166.7089 | 6493.3633 | 5736.8607 | 5361.4636 | 5268.7291
CDP15 | VIC | VIC | Distributed PV | 6087.2788 | 6684.1854 | 7294.8864 | 7984.2026 | 8627.0949 | 9196.1307 | 9725.6838 | 10200.0096 | 10651.3504 | 11059.654 | 11465.7127 | 11844.9384 | 12143.6943 | 12364.7146 | 12587.537 | 12816.1806 | 13025.347 | 13207.514 | 13417.6849 | 13652.8559 | 13870.6821 | 14058.9828 | 14279.9745 | 14546.9466 | 14826.3072 | 15089.7889 | 15385.7563 | 15709.2989
CDP15 | VIC | VIC | Other renewable fuels | 0 | 0 | 0 | 0 | 0 | 0 | 0 | 0 | 0 | 0 | 0 | 0 | 0 | 0 | 0 | 0 | 0 | 0 | 0 | 0 | 0 | 0 | 0 | 0 | 0 | 0 | 452.6583 | 254.8735
CDP15 | VIC | VIC | DSP | 0.032001 | 5.8529e-07 | 6.2167e-07 | 8.0449e-07 | 1.188 | 25.7172 | 24.2397 | 1.4542e-06 | 1.8064e-06 | 10.6617 | 17.3526 | 7.0341 | 40.9928 | 14.8048 | 9.6943 | 9.6511 | 63.1096 | 18.5265 | 9.7248 | 20.2565 | 12.343 | 3.3852 | 13.658 | 22.0593 | 31.6773 | 9.9104 | 88.524 | 46.615
CDP15 | VIC | VIC | Utility storage load | -466.338 | -1367.6393 | -2287.2575 | -3104.2079 | -3562.353 | -4638.8124 | -3852.0686 | -4882.0496 | -4961.6254 | -4819.5569 | -5089.4861 | -4746.2422 | -5500.3335 | -6456.1441 | -6433.2563 | -7332.2612 | -6423.651 | -6136.7501 | -6188.4617 | -5793.5959 | -6286.8087 | -5604.1055 | -4993.5784 | -4752.6991 | -4813.5047 | -4604.8664 | -3975.7107 | -4136.822
CDP15 | VIC | VIC | Coordinated CER storage load | -46.2584 | -62.9902 | -81.0552 | -102.3146 | -127.818 | -157.0149 | -186.4986 | -224.4075 | -269.266 | -319.3079 | -374.547 | -455.2 | -530.0933 | -638.5544 | -742.2207 | -851.3178 | -951.1327 | -1066.3251 | -1179.575 | -1342.8662 | -1459.2654 | -1657.0069 | -1868.8627 | -2066.3605 | -2253.5132 | -2461.4134 | -2535.0263 | -2802.2265
CDP15 | VIC | VIC | Passive CER storage load | -111.762 | -123.3463 | -134.8604 | -147.2779 | -159.5703 | -173.272 | -189.9108 | -206.4594 | -222.8042 | -240.197 | -258.543 | -279.5154 | -296.8716 | -318.266 | -338.6938 | -358.4818 | -376.3814 | -390.4669 | -407.5393 | -424.3066 | -440.6446 | -458.2816 | -479.2543 | -495.4081 | -516.2532 | -529.291 | -547.2171 | -568.9661
CDP15 | SA | CSA | Mid-merit gas | 1825.2765 | 2304.3099 | 1228.74 | 994.0969 | 1619.4494 | 887.6214 | 17.3419 | 4.7719 | 7.5898e-06 | 81.2382 | 40.2988 | 77.2921 | 152.3221 | 0 | 0 | 0 | 0 | 0 | 0 | 0 | 0 | 0 | 0 | 0 | 0 | 0 | 0 | 0
CDP15 | SA | CSA | Flexible gas with CCS | 0 | 0 | 0 | 0 | 0 | 0 | 0 | 0 | 0 | 0 | 0 | 0 | 0 | 0 | 0 | 0 | 0 | 0 | 0 | 0 | 0 | 0 | 0 | 0 | 0 | 0 | 0 | 0
CDP15 | SA | CSA | Flexible gas | 5.8124 | 4.241 | 46.3159 | 17.0793 | 12.828 | 123.0618 | 275.8492 | 244.0062 | 503.2352 | 803.4586 | 716.0988 | 758.2532 | 1305.3676 | 814.0519 | 422.7764 | 744.0082 | 1144.9175 | 985.2231 | 1210.4152 | 1901.0619 | 1153.3817 | 1198.6346 | 1102.0548 | 685.3903 | 741.7401 | 412.1294 | 925.8685 | 521.1908
CDP15 | SA | CSA | Hydro | 0 | 0 | 0 | 0 | 0 | 0 | 0 | 0 | 0 | 0 | 0 | 0 | 0 | 0 | 0 | 0 | 0 | 0 | 0 | 0 | 0 | 0 | 0 | 0 | 0 | 0 | 0 | 0
CDP15 | SA | CSA | Utility storage | 511.9887 | 658.2834 | 994.5019 | 1983.4942 | 2335.5205 | 2938.0453 | 1598.217 | 1669.3502 | 1666.9619 | 1673.3598 | 1614.3074 | 1606.7564 | 1817.9315 | 1998.9133 | 1918.5774 | 1942.6626 | 1837.9956 | 1891.4134 | 2036.0565 | 1734.2096 | 1568.7905 | 1362.4421 | 1194.6733 | 1930.5064 | 1926.4812 | 2298.3378 | 2320.3994 | 2416.8717
CDP15 | SA | CSA | Coordinated CER storage | 189.9516 | 211.3847 | 232.0409 | 256.1835 | 280.0919 | 307.9777 | 332.4878 | 360.4784 | 389.6735 | 421.4179 | 457.3679 | 495.0332 | 530.9042 | 574.2009 | 617.5194 | 660.5321 | 696.2817 | 734.1106 | 773.8815 | 829.4024 | 883.5069 | 947.365 | 1008.6138 | 1047.0101 | 1113.2075 | 1156.2741 | 1182.0897 | 1225.5939
CDP15 | SA | CSA | Passive CER storage | 64.0325 | 68.5121 | 72.874 | 77.7255 | 81.7137 | 86.0408 | 91.1661 | 95.9927 | 100.5806 | 105.8509 | 110.6315 | 116.1445 | 120.6524 | 126.1011 | 130.3051 | 135.7589 | 139.2271 | 142.3883 | 145.3068 | 148.8519 | 151.4968 | 154.3978 | 158.1308 | 162.327 | 164.8392 | 167.039 | 171.4898 | 175.3662
CDP15 | SA | CSA | Offshore wind | 0 | 0 | 0 | 0 | 0 | 0 | 0 | 0 | 0 | 0 | 0 | 0 | 0 | 0 | 0 | 0 | 0 | 0 | 0 | 0 | 0 | 0 | 0 | 0 | 0 | 0 | 0 | 0
CDP15 | SA | CSA | Wind | 7224.3856 | 7504.8106 | 7257.5525 | 7658.6466 | 8777.7452 | 8029.8672 | 7781.0659 | 8343.1796 | 8296.8149 | 8818.6132 | 8303.5395 | 8302.1215 | 7265.0216 | 8231.3837 | 8640.3242 | 7160.4984 | 8670.0983 | 9068.5833 | 8926.1874 | 7602.633 | 7342.5505 | 7343.7995 | 7653.4671 | 9921.059 | 9741.7456 | 9715.3995 | 9160.2915 | 10474.0076
CDP15 | SA | CSA | Utility solar | 1161.2654 | 1249.5084 | 1836.5584 | 1677.2444 | 1828.896 | 1693.0997 | 1767.4753 | 1831.4722 | 1883.092 | 1875.6334 | 2474.2846 | 2522.2221 | 2414.1755 | 2429.4369 | 2550.2603 | 2590.7033 | 2821.9468 | 2672.4073 | 2753.7654 | 3773.2896 | 5671.4442 | 5886.1421 | 5575.3525 | 5335.7427 | 5490.3847 | 5559.6576 | 5427.8928 | 5543.028
CDP15 | SA | CSA | Distributed PV | 3190.3631 | 3260.7863 | 3336.7919 | 3466.2875 | 3610.9779 | 3765.142 | 3919.0203 | 4056.501 | 4171.4374 | 4282.9871 | 4387.5614 | 4474.6656 | 4540.4368 | 4615.8937 | 4699.0323 | 4777.1158 | 4844.1539 | 4922.1799 | 5007.7115 | 5086.4132 | 5151.8572 | 5229.3602 | 5315.6498 | 5398.0969 | 5468.4064 | 5549.6338 | 5639.0507 | 5724.3107
CDP15 | SA | CSA | Other renewable fuels | 0 | 0 | 0 | 0 | 0 | 0 | 0 | 0 | 0 | 0 | 0 | 0 | 0 | 0 | 0 | 0 | 0 | 0 | 0 | 0 | 0 | 0 | 0 | 0 | 0 | 0 | 0 | 0
CDP15 | SA | CSA | DSP | 0.18 | 5.9059e-07 | 6.5308e-07 | 8.403e-07 | 0.96 | 27.6064 | 21.3439 | 1.4999e-06 | 1.9415e-06 | 7.4767 | 15.9481 | 9.8268 | 35.0337 | 15.5233 | 6.4194 | 10.9106 | 50.066 | 15.5096 | 7.0395 | 11.7952 | 9.2354 | 1.653 | 10.3141 | 12.1305 | 16.5847 | 6.156 | 54.5219 | 29.618
CDP15 | SA | CSA | Utility storage load | -609.5106 | -783.3436 | -1183.9416 | -2364.7389 | -2780.4333 | -3494.3517 | -1902.6708 | -1988.8863 | -1982.9822 | -1995.5091 | -1918.4474 | -1912.8378 | -2167.1284 | -2376.8119 | -2287.4406 | -2309.3526 | -2188.1267 | -2251.721 | -2423.918 | -2067.2193 | -1865.0059 | -1623.8684 | -1419.8239 | -2280.416 | -2268.6038 | -2713.0714 | -2727.7077 | -2847.4241
CDP15 | SA | CSA | Coordinated CER storage load | -189.9516 | -211.3847 | -232.0409 | -256.3391 | -280.1065 | -307.8074 | -332.9831 | -362.0278 | -392.0839 | -425.8051 | -463.4424 | -504.036 | -542.6971 | -591.0731 | -640.3701 | -686.4257 | -725.7414 | -767.6652 | -811.5766 | -879.6043 | -941.9125 | -1022.087 | -1091.4608 | -1133.8937 | -1213.8574 | -1264.8518 | -1289.2578 | -1345.4823
CDP15 | SA | CSA | Passive CER storage load | -74.5534 | -80.106 | -84.9062 | -90.0868 | -94.711 | -99.6282 | -104.9721 | -111.2405 | -116.5182 | -121.7649 | -127.6009 | -133.8318 | -139.592 | -144.8715 | -150.319 | -155.3538 | -159.9965 | -162.6779 | -167.2472 | -170.8245 | -173.1506 | -176.6843 | -181.1201 | -184.9918 | -188.5654 | -191.4455 | -195.1885 | -200.2795
CDP15 | SA | SESA | Mid-merit gas | 0 | 0 | 0 | 0 | 0 | 0 | 0 | 0 | 0 | 0 | 0 | 0 | 0 | 0 | 0 | 0 | 0 | 0 | 0 | 0 | 0 | 0 | 0 | 0 | 0 | 0 | 0 | 0
CDP15 | SA | SESA | Flexible gas with CCS | 0 | 0 | 0 | 0 | 0 | 0 | 0 | 0 | 0 | 0 | 0 | 0 | 0 | 0 | 0 | 0 | 0 | 0 | 0 | 0 | 0 | 0 | 0 | 0 | 0 | 0 | 0 | 0
CDP15 | SA | SESA | Flexible gas | 0.25151 | 9.535e-09 | 0.84091 | 1.4051e-07 | 1.6374e-07 | 1.006 | 3.2025 | 1.8239e-06 | 3.1956e-06 | 2.119 | 4.5276 | 0 | 0 | 0 | 0 | 0 | 0 | 0 | 0 | 0 | 0 | 0 | 0 | 0 | 0 | 0 | 0 | 0
CDP15 | SA | SESA | Hydro | 0 | 0 | 0 | 0 | 0 | 0 | 0 | 0 | 0 | 0 | 0 | 0 | 0 | 0 | 0 | 0 | 0 | 0 | 0 | 0 | 0 | 0 | 0 | 0 | 0 | 0 | 0 | 0
CDP15 | SA | SESA | Utility storage | 26.5488 | 22.0694 | 22.9602 | 24.7244 | 27.3287 | 33.4204 | 26.3656 | 28.022 | 26.6427 | 28.751 | 4.2877e-05 | 4.3675e-05 | 4.6343e-05 | 0.00011863 | 0.00012094 | 0.00012303 | 0.00011873 | 0.00011999 | 0.00011828 | 0.00011784 | 0.00013405 | 0.00012381 | 0.00014323 | 94.432 | 98.095 | 93.7561 | 94.1881 | 100.9166
CDP15 | SA | SESA | Coordinated CER storage | 6.7783 | 7.6027 | 8.4037 | 9.3329 | 10.2644 | 11.3792 | 12.3857 | 13.4606 | 14.5837 | 15.8419 | 17.4099 | 18.9527 | 20.5034 | 22.23 | 24.0417 | 25.7382 | 27.2498 | 28.7695 | 30.3641 | 32.6308 | 35.1265 | 37.926 | 40.4771 | 41.9703 | 44.5981 | 46.6528 | 47.6662 | 49.7706
CDP15 | SA | SESA | Passive CER storage | 2.2874 | 2.4649 | 2.6412 | 2.8343 | 2.9964 | 3.1838 | 3.3933 | 3.5799 | 3.7552 | 3.9661 | 4.1842 | 4.4023 | 4.6087 | 4.8211 | 4.9787 | 5.1883 | 5.3234 | 5.4419 | 5.5432 | 5.6917 | 5.8219 | 5.9481 | 6.0969 | 6.2638 | 6.363 | 6.4511 | 6.627 | 6.8022
CDP15 | SA | SESA | Offshore wind | 0 | 0 | 0 | 0 | 0 | 0 | 0 | 0 | 0 | 0 | 0 | 0 | 0 | 0 | 0 | 0 | 0 | 0 | 0 | 0 | 0 | 0 | 0 | 0 | 0 | 0 | 0 | 0
CDP15 | SA | SESA | Wind | 746.5246 | 813.9884 | 709.3256 | 795.5358 | 2417.0107 | 2338.5848 | 1995.9534 | 2147.9688 | 2095.8431 | 2584.6001 | 2316.2485 | 2148.6193 | 2020.2232 | 2155.0481 | 1822.4292 | 1808.8086 | 1667.7952 | 1783.2707 | 1712.4567 | 1630.9922 | 1563.187 | 1737.337 | 1628.3697 | 1816.9655 | 1609.2618 | 2311.7604 | 2189.5012 | 2424.6182
CDP15 | SA | SESA | Utility solar | 70.53 | 71.4629 | 74.3563 | 65.7242 | 62.0618 | 56.8772 | 58.7706 | 58.2714 | 61.1676 | 58.9204 | 64.869 | 54.0847 | 52.4684 | 65.5715 | 64.7859 | 62.8948 | 60.1948 | 0 | 0 | 0 | 0 | 0 | 0 | 0 | 0 | 0 | 0 | 0
CDP15 | SA | SESA | Distributed PV | 112.7362 | 116.2125 | 120.7697 | 127.1989 | 133.8742 | 141.6734 | 149.2792 | 155.4422 | 160.67 | 166.3834 | 173.5604 | 178.2911 | 183.9197 | 187.5012 | 190.7562 | 194.3046 | 197.6511 | 200.9791 | 203.7224 | 208.7345 | 214.739 | 219.6259 | 223.1041 | 226.6677 | 229.1829 | 232.2131 | 236.0291 | 242.1829
CDP15 | SA | SESA | Other renewable fuels | 0 | 0 | 0 | 0 | 0 | 0 | 0 | 0 | 0 | 0 | 0 | 0 | 0 | 0 | 0 | 0 | 0 | 0 | 0 | 0 | 0 | 0 | 0 | 0 | 0 | 0 | 0 | 0
CDP15 | SA | SESA | DSP | 0 | 0 | 0 | 0 | 0 | 0 | 0 | 0 | 0 | 0 | 0 | 0 | 0 | 0 | 0 | 0 | 0 | 0 | 0 | 0 | 0 | 0 | 0 | 0 | 0 | 0 | 0 | 0
CDP15 | SA | SESA | Utility storage load | -31.6057 | -26.2731 | -27.3335 | -29.4905 | -32.5341 | -39.7295 | -31.3877 | -33.383 | -31.6941 | -34.2274 | -5.0217e-05 | -5.1246e-05 | -5.4395e-05 | -0.00013943 | -0.00014222 | -0.00014422 | -0.00013943 | -0.00014098 | -0.00013893 | -0.00013839 | -0.00015711 | -0.00014517 | -0.00016768 | -111.2361 | -115.2439 | -110.5237 | -110.5652 | -118.7137
CDP15 | SA | SESA | Coordinated CER storage load | -6.7783 | -7.6027 | -8.4037 | -9.3386 | -10.265 | -11.3729 | -12.4088 | -13.5312 | -14.6985 | -16.0486 | -17.7005 | -19.38 | -21.0604 | -23.0259 | -25.1296 | -26.972 | -28.6753 | -30.3984 | -32.2136 | -34.9938 | -37.9061 | -41.4537 | -44.3886 | -46.0457 | -49.2658 | -51.735 | -52.6634 | -55.419
CDP15 | SA | SESA | Passive CER storage load | -2.6632 | -2.882 | -3.0773 | -3.2851 | -3.473 | -3.6866 | -3.9072 | -4.1485 | -4.3502 | -4.5623 | -4.826 | -5.0727 | -5.3322 | -5.5387 | -5.7434 | -5.9371 | -6.1175 | -6.2173 | -6.3802 | -6.5319 | -6.654 | -6.8067 | -6.9833 | -7.1384 | -7.2789 | -7.3936 | -7.5428 | -7.7685
CDP15 | TAS | TAS | Mid-merit gas | 0 | 0 | 0 | 0 | 0 | 0 | 0 | 0 | 0 | 0 | 0 | 0 | 0 | 0 | 0 | 0 | 0 | 0 | 0 | 0 | 0 | 0 | 0 | 0 | 0 | 0 | 0 | 0
CDP15 | TAS | TAS | Flexible gas with CCS | 0 | 0 | 0 | 0 | 0 | 0 | 0 | 0 | 0 | 0 | 0 | 0 | 0 | 0 | 0 | 0 | 0 | 0 | 0 | 0 | 0 | 0 | 0 | 0 | 0 | 0 | 0 | 0
CDP15 | TAS | TAS | Flexible gas | 0 | 0 | 5.2e-10 | 0 | 0 | 0 | 1.8396e-07 | 1.5031e-06 | 5.441e-06 | 0.22323 | 0.17411 | 1.9184e-06 | 9.6255e-07 | 0.98726 | 1.0471e-06 | 0.20054 | 0.82622 | 3.0117 | 1.0128 | 3.1526 | 1.6791 | 2.4938e-07 | 7.7243e-07 | 4.9951e-07 | 2.5853 | 4.0446e-07 | 5.5275e-07 | 3.2062e-06
CDP15 | TAS | TAS | Hydro | 8887.2723 | 9653.1629 | 6787.8939 | 6689.8384 | 6204.5496 | 5817.8338 | 7879.2841 | 8466.7346 | 7445.2368 | 8646.7962 | 8651.7227 | 7785.657 | 7832.7925 | 7213.5055 | 8404.8618 | 8368.4166 | 7701.9089 | 7575.4844 | 8432.4642 | 6491.4803 | 9064.0338 | 8557.4378 | 7107.0012 | 8068.2955 | 7468.8741 | 7982.025 | 8677.0321 | 7187.7711
CDP15 | TAS | TAS | Utility storage | 0 | 0 | 0 | 2.9414e-05 | 3.5781e-05 | 4.2126e-05 | 6.5469e-05 | 9.3726e-05 | 0.00013713 | 0.00014154 | 0.00012583 | 0.00013284 | 0.00014636 | 0.00016023 | 0.00018921 | 0.00025473 | 56.117 | 58.3216 | 448.9811 | 1094.0824 | 1826.7683 | 1668.436 | 1982.5557 | 1936.7947 | 1929.0419 | 1907.2737 | 1883.2212 | 1890.4997
CDP15 | TAS | TAS | Coordinated CER storage | 2.5734 | 3.5348 | 4.6055 | 5.9571 | 7.4198 | 9.2937 | 10.6685 | 12.1064 | 13.9971 | 15.9306 | 18.3203 | 21.2775 | 24.4677 | 28.5278 | 33.2639 | 38.0997 | 42.5056 | 48.0336 | 51.5015 | 58.478 | 61.4692 | 67.2497 | 78.9693 | 85.6629 | 94.9874 | 99.6465 | 105.8642 | 113.052
CDP15 | TAS | TAS | Passive CER storage | 6.2553 | 6.8442 | 7.491 | 8.1837 | 8.8138 | 9.6277 | 10.5227 | 11.3683 | 12.1904 | 13.1008 | 14.0214 | 15.0123 | 15.866 | 16.9658 | 17.9051 | 18.9456 | 19.7579 | 20.3609 | 21.0618 | 21.7684 | 22.4051 | 23.1637 | 23.9385 | 24.7927 | 25.5449 | 25.8603 | 26.7151 | 27.6923
CDP15 | TAS | TAS | Offshore wind | 0 | 0 | 0 | 0 | 0 | 0 | 0 | 0 | 0 | 0 | 0 | 0 | 0 | 0 | 0 | 0 | 0 | 0 | 0 | 0 | 0 | 0 | 0 | 0 | 0 | 0 | 0 | 0
CDP15 | TAS | TAS | Wind | 1975.3545 | 2174.8069 | 3998.3923 | 4688.0599 | 5370.3267 | 6033.8469 | 6517.9024 | 7009.5468 | 7503.4539 | 7996.5703 | 8491.4884 | 8992.5145 | 9505.1035 | 10021.8942 | 10538.9464 | 11055.6866 | 9056.5713 | 8951.5803 | 8739.6516 | 9276.4299 | 9277.7045 | 9451.4063 | 9096.4268 | 9498.6857 | 9131.2611 | 8836.3616 | 8327.1569 | 8335.0953
CDP15 | TAS | TAS | Utility solar | 0 | 0 | 0 | 0 | 0 | 0 | 0 | 0 | 0 | 0 | 0 | 0 | 0 | 0 | 0 | 0 | 0 | 0 | 0 | 0 | 0 | 0 | 0 | 0 | 0 | 0 | 0 | 0
CDP15 | TAS | TAS | Distributed PV | 307.0088 | 319.0286 | 332.2165 | 365.6975 | 409.1203 | 455.4526 | 495.5483 | 526.8219 | 558.336 | 589.4338 | 618.6881 | 640.645 | 653.5031 | 660.943 | 668.1315 | 674.4542 | 680.7325 | 686.9651 | 694.1811 | 700.6574 | 706.8726 | 713.1019 | 720.4898 | 727.215 | 733.6596 | 740.0857 | 747.7693 | 754.9122
CDP15 | TAS | TAS | Other renewable fuels | 0 | 0 | 0 | 0 | 0 | 0 | 0 | 0 | 0 | 0 | 0 | 0 | 0 | 0 | 0 | 0 | 0 | 0 | 0 | 0 | 0 | 0 | 0 | 0 | 0 | 0 | 0 | 0
CDP15 | TAS | TAS | DSP | 5.5638e-07 | 5.4279e-07 | 5.7704e-07 | 5.638e-07 | 5.8697e-07 | 6.1767e-07 | 7.5049e-07 | 1.2704e-06 | 1.6361e-06 | 0.105 | 0.13 | 1.7037e-06 | 1.626e-06 | 0.030002 | 0.37857 | 0.2475 | 2.7075 | 0.6675 | 0.48 | 0.75886 | 0.35 | 0.035001 | 0.335 | 0.022501 | 0.69006 | 1.3361e-06 | 2.5275 | 1.265
CDP15 | TAS | TAS | Utility storage load | 0 | 0 | 0 | -3.4622e-05 | -4.2079e-05 | -4.9603e-05 | -8.3463e-05 | -0.00012079 | -0.00017352 | -0.00018328 | -0.00016083 | -0.00017017 | -0.00018671 | -0.00020346 | -0.00024258 | -0.00032709 | -73.7705 | -77.2693 | -595.8825 | -1446.9262 | -2390.7179 | -2207.4178 | -2577.7742 | -2583.9212 | -2502.7059 | -2515.0963 | -2478.8877 | -2518.4975
CDP15 | TAS | TAS | Coordinated CER storage load | -2.5734 | -3.5348 | -4.6055 | -5.9571 | -7.4198 | -9.2995 | -10.6863 | -12.1927 | -14.1979 | -16.2839 | -18.8514 | -22.2408 | -25.8733 | -30.75 | -36.4348 | -42.3017 | -47.6693 | -54.5702 | -58.6966 | -67.4982 | -70.5337 | -78.0089 | -93.0411 | -101.6784 | -113.3352 | -119.1289 | -126.851 | -136.6606
CDP15 | TAS | TAS | Passive CER storage load | -7.4092 | -8.08 | -8.839 | -9.6052 | -10.3749 | -11.3443 | -12.3431 | -13.3696 | -14.321 | -15.3464 | -16.5077 | -17.6666 | -18.6487 | -19.9309 | -21.017 | -22.1822 | -23.2833 | -23.8808 | -24.7761 | -25.5422 | -26.2799 | -27.2697 | -28.1878 | -29.1395 | -30.0052 | -30.3481 | -31.2962 | -32.5547
CDP16 | NSW | NNSW | Black coal | 0 | 0 | 0 | 0 | 0 | 0 | 0 | 0 | 0 | 0 | 0 | 0 | 0 | 0 | 0 | 0 | 0 | 0 | 0 | 0 | 0 | 0 | 0 | 0 | 0 | 0 | 0 | 0
CDP16 | NSW | NNSW | Mid-merit gas | 0 | 0 | 0 | 0 | 0 | 0 | 0 | 0 | 0 | 0 | 0 | 0 | 0 | 0 | 0 | 0 | 0 | 0 | 0 | 0 | 0 | 0 | 0 | 0 | 0 | 0 | 0 | 0
CDP16 | NSW | NNSW | Flexible gas with CCS | 0 | 0 | 0 | 0 | 0 | 0 | 0 | 0 | 0 | 0 | 0 | 0 | 0 | 0 | 0 | 0 | 0 | 0 | 0 | 0 | 0 | 0 | 0 | 0 | 0 | 0 | 0 | 0
CDP16 | NSW | NNSW | Flexible gas | 0 | 0 | 0 | 0 | 0 | 0 | 0 | 0 | 0 | 0 | 0 | 0 | 0 | 0 | 0 | 0 | 0 | 0 | 0 | 0 | 0 | 0 | 0 | 0 | 0 | 0 | 0 | 0
CDP16 | NSW | NNSW | Hydro | 0 | 0 | 0 | 0 | 0 | 0 | 0 | 0 | 0 | 0 | 0 | 0 | 0 | 0 | 0 | 0 | 0 | 0 | 0 | 0 | 0 | 0 | 0 | 0 | 0 | 0 | 0 | 0
CDP16 | NSW | NNSW | Utility storage | 3.9389 | 15.4388 | 452.9801 | 910.924 | 1388.3413 | 2974.0986 | 2155.9016 | 2218.096 | 2432.2225 | 2422.783 | 2565.4338 | 2654.0841 | 2675.2052 | 2892.3649 | 2864.8798 | 2791.2992 | 2537.9515 | 2600.9057 | 2727.4973 | 2873.987 | 5040.208 | 5167.576 | 4473.9263 | 5761.9151 | 5540.7989 | 5661.5141 | 5530.5176 | 6570.0661
CDP16 | NSW | NNSW | Coordinated CER storage | 8.8368 | 11.2051 | 14.0468 | 16.9343 | 20.4025 | 24.1154 | 27.585 | 31.7762 | 36.5559 | 42.5448 | 49.8309 | 58.699 | 67.2428 | 78.8939 | 89.3368 | 99.5445 | 108.8482 | 118.6669 | 132.7764 | 153.9746 | 161.7297 | 182.5705 | 210.3545 | 226.514 | 248.9951 | 269.6112 | 275.0506 | 296.0574
CDP16 | NSW | NNSW | Passive CER storage | 18.167 | 19.7177 | 21.1384 | 22.4275 | 23.7008 | 25.0701 | 27.3635 | 29.2103 | 31.0205 | 33.1586 | 35.2223 | 37.5763 | 39.7724 | 41.8629 | 44.1078 | 46.4927 | 48.0454 | 50.12 | 51.7116 | 53.3755 | 55.0278 | 56.7506 | 58.6569 | 61.0185 | 62.4544 | 63.5 | 65.5099 | 67.3883
CDP16 | NSW | NNSW | Offshore wind | 0 | 0 | 0 | 0 | 0 | 0 | 0 | 0 | 0 | 0 | 0 | 0 | 0 | 0 | 0 | 0 | 0 | 0 | 0 | 0 | 0 | 0 | 0 | 0 | 0 | 0 | 0 | 0
CDP16 | NSW | NNSW | Wind | 1309.0045 | 1100.5672 | 1921.3913 | 2157.3142 | 2190.4891 | 10744.3932 | 11382.4475 | 10471.5653 | 11013.4497 | 10223.9647 | 12452.7586 | 12323.2692 | 12214.553 | 12548.3167 | 12596.9491 | 12116.2729 | 14572.0604 | 20996.798 | 22879.6129 | 21896.5312 | 23749.9027 | 21562.0194 | 22226.5851 | 21308.3571 | 22219.7578 | 22008.4418 | 21497.2963 | 22791.3228
CDP16 | NSW | NNSW | Utility solar | 1712.7173 | 2165.5562 | 2322.7268 | 2240.6563 | 2379.4514 | 2978.6964 | 2590.9489 | 2749.8147 | 3101.4005 | 3204.5209 | 4059.3731 | 4315.6272 | 3967.6002 | 4282.9443 | 4265.9132 | 4076.3535 | 3967.2823 | 6223.3149 | 7092.6937 | 8958.5796 | 7752.9934 | 8273.6879 | 8845.6498 | 9126.2537 | 8786.124 | 9278.3065 | 8766.9635 | 10069.0261
CDP16 | NSW | NNSW | Distributed PV | 1271.6546 | 1294.9489 | 1311.4241 | 1367.595 | 1455.6654 | 1546.1493 | 1624.3869 | 1687.2326 | 1737.479 | 1785.259 | 1826.8007 | 1862.6349 | 1883.9388 | 1905.6539 | 1925.5478 | 1947.8463 | 1965.8985 | 1986.5372 | 2009.2374 | 2037.7628 | 2057.9774 | 2077.2502 | 2099.9079 | 2127.0346 | 2148.3108 | 2170.1747 | 2198.1127 | 2230.421
CDP16 | NSW | NNSW | Other renewable fuels | 0 | 0 | 0 | 0 | 0 | 0 | 0 | 0 | 0 | 0 | 0 | 0 | 0 | 0 | 0 | 0 | 0 | 0 | 0 | 0 | 0 | 0 | 0 | 0 | 0 | 0 | 447.4183 | 286.0555
CDP16 | NSW | NNSW | DSP | 0 | 0 | 0 | 0 | 0 | 0 | 0 | 0 | 0 | 0 | 0 | 0 | 0 | 0 | 0 | 0 | 0 | 0 | 0 | 0 | 0 | 0 | 0 | 0 | 0 | 0 | 0 | 0
CDP16 | NSW | NNSW | Utility storage load | -4.6477 | -18.3795 | -545.8993 | -1090.3178 | -1661.3706 | -3574.5612 | -2593.2046 | -2677.1092 | -2917.6567 | -2924.8761 | -3081.2811 | -3189.3305 | -3218.0394 | -3479.4351 | -3456.68 | -3348.1993 | -3053.2376 | -3128.8478 | -3282.3915 | -3465.0958 | -6323.7006 | -6490.0022 | -5636.1732 | -7411.8626 | -7047.183 | -7385.5629 | -7161.6634 | -8603.4073
CDP16 | NSW | NNSW | Coordinated CER storage load | -8.8368 | -11.2051 | -14.0508 | -16.9407 | -20.3921 | -24.1154 | -27.8053 | -32.3564 | -37.618 | -44.4901 | -52.9143 | -63.4977 | -73.679 | -88.1693 | -100.9196 | -112.7054 | -123.7901 | -135.4481 | -153.5834 | -181.0851 | -189.0692 | -216.5345 | -252.7161 | -273.3156 | -301.433 | -328.2386 | -334.1801 | -362.7453
CDP16 | NSW | NNSW | Passive CER storage load | -21.5306 | -23.3997 | -25.0516 | -26.5991 | -28.1174 | -29.7514 | -32.3942 | -34.6342 | -36.8836 | -39.2441 | -41.7975 | -44.5888 | -47.2409 | -49.663 | -52.439 | -55.0147 | -57.0178 | -59.3353 | -61.388 | -63.312 | -65.2137 | -67.3475 | -69.6038 | -72.2527 | -74.0459 | -75.4951 | -77.5117 | -80.0111
CDP16 | NSW | CNSW | Black coal | 23978.6546 | 25581.0259 | 21880.1102 | 19842.1348 | 18393.269 | 6258.7177 | 6289.0425 | 9153.0404 | 9676.301 | 7958.7489 | 9100.203 | 9444.1517 | 8446.9346 | 7768.0373 | 6068.2732 | 7168.381 | 0 | 0 | 0 | 0 | 0 | 0 | 0 | 0 | 0 | 0 | 0 | 0
CDP16 | NSW | CNSW | Mid-merit gas | 0 | 0 | 0 | 0 | 0 | 0 | 0 | 0 | 0 | 0 | 0 | 0 | 0 | 0 | 0 | 0 | 0 | 0 | 0 | 0 | 0 | 0 | 0 | 0 | 0 | 0 | 0 | 0
CDP16 | NSW | CNSW | Flexible gas with CCS | 0 | 0 | 0 | 0 | 0 | 0 | 0 | 0 | 0 | 0 | 0 | 0 | 0 | 0 | 0 | 0 | 0 | 0 | 0 | 0 | 0 | 0 | 0 | 0 | 0 | 0 | 0 | 0
CDP16 | NSW | CNSW | Flexible gas | 0 | 0 | 0 | 0 | 0 | 0 | 0 | 0 | 0 | 0 | 0 | 0 | 0 | 0 | 0 | 0 | 0 | 0 | 0 | 0 | 0 | 0 | 0 | 0 | 0 | 0 | 0 | 0
CDP16 | NSW | CNSW | Hydro | 0 | 0 | 0 | 0 | 0 | 0 | 0 | 0 | 0 | 0 | 0 | 0 | 0 | 0 | 0 | 0 | 0 | 0 | 0 | 0 | 0 | 0 | 0 | 0 | 0 | 0 | 0 | 0
CDP16 | NSW | CNSW | Utility storage | 462.6118 | 1129.5447 | 1197.124 | 2098.865 | 3123.3489 | 3663.5301 | 2323.8841 | 2280.9323 | 2393.2091 | 2444.9325 | 2507.4666 | 2528.6089 | 2756.8861 | 2909.23 | 2960.6447 | 2869.8721 | 2569.2751 | 2834.0876 | 2986.1959 | 2918.7816 | 2726.0273 | 1835.372 | 2058.1225 | 2030.9101 | 1222.4571 | 1223.1392 | 1243.3088 | 1318.4266
CDP16 | NSW | CNSW | Coordinated CER storage | 3.7236 | 4.738 | 6.0186 | 7.4815 | 9.7651 | 10.6696 | 12.1533 | 14.3391 | 16.7754 | 19.9183 | 23.7583 | 28.7214 | 33.8403 | 41.0681 | 47.534 | 53.0982 | 57.5565 | 64.7008 | 72.2721 | 84.769 | 90.6754 | 103.5308 | 120.0988 | 129.4632 | 144.3562 | 157.1696 | 160.9526 | 174.8606
CDP16 | NSW | CNSW | Passive CER storage | 7.627 | 8.3056 | 8.9956 | 9.6657 | 10.2322 | 10.8691 | 11.909 | 12.8093 | 13.6889 | 14.7028 | 15.7482 | 16.8884 | 18.0026 | 19.0507 | 20.185 | 21.411 | 22.266 | 23.3321 | 24.1695 | 25.0093 | 25.8786 | 26.806 | 27.8186 | 29.0444 | 29.8498 | 30.4411 | 31.4814 | 32.4604
CDP16 | NSW | CNSW | Offshore wind | 0 | 0 | 0 | 0 | 0 | 0 | 0 | 0 | 0 | 0 | 0 | 0 | 0 | 0 | 0 | 0 | 0 | 0 | 0 | 0 | 0 | 0 | 0 | 0 | 0 | 0 | 0 | 0
CDP16 | NSW | CNSW | Wind | 1293.4448 | 1927.1083 | 3918.8793 | 5711.9492 | 15387.5235 | 14916.5827 | 15482.05 | 14353.4032 | 14669.3555 | 13835.6832 | 14518.2706 | 14182.8259 | 14068.9883 | 14984.5942 | 14764.3097 | 15146.5649 | 14852.3153 | 14739.5783 | 14437.7162 | 13633.7056 | 14793.1265 | 13611.1127 | 13827.9538 | 13167.5638 | 14072.4858 | 15143.9159 | 14815.9105 | 15994.4439
CDP16 | NSW | CNSW | Utility solar | 3629.2863 | 3910.0081 | 5408.632 | 5175.4348 | 8554.3124 | 9152.0085 | 8207.4644 | 8597.4895 | 9811.9999 | 9811.4852 | 10390.2674 | 10677.0692 | 10195.0535 | 10906.7596 | 10838.6735 | 10475.303 | 10237.7662 | 9242.5637 | 9627.2606 | 10987.7819 | 9644.8224 | 9969.6546 | 11069.5109 | 14061.3714 | 14487.0698 | 17731.8557 | 17005.0687 | 18117.4641
CDP16 | NSW | CNSW | Distributed PV | 805.7252 | 814.9854 | 829.5535 | 870.8455 | 916.2872 | 974.0498 | 1025.6157 | 1072.6831 | 1112.1573 | 1154.5789 | 1186.7008 | 1211.9352 | 1229.1648 | 1252.0861 | 1268.2638 | 1286.3269 | 1301.3111 | 1324.9373 | 1342.737 | 1359.4079 | 1373.0091 | 1398.259 | 1414.9644 | 1434.2131 | 1452.1522 | 1478.3848 | 1498.0146 | 1518.8237
CDP16 | NSW | CNSW | Other renewable fuels | 0 | 0 | 0 | 0 | 0 | 0 | 0 | 0 | 0 | 0 | 0 | 0 | 0 | 0 | 0 | 0 | 0 | 0 | 0 | 0 | 0 | 0 | 0 | 0 | 0 | 160.6212 | 448.9964 | 285.0845
CDP16 | NSW | CNSW | DSP | 0 | 0 | 0 | 0 | 0 | 0 | 0 | 0 | 0 | 0 | 0 | 0 | 0 | 0 | 0 | 0 | 0 | 0 | 0 | 0 | 0 | 0 | 0 | 0 | 0 | 0 | 0 | 0
CDP16 | NSW | CNSW | Utility storage load | -659.4227 | -1424.4399 | -1485.9521 | -2509.2603 | -3787.902 | -4491.4295 | -2839.7591 | -2789.0637 | -2912.4148 | -3007.3357 | -3043.4996 | -3085.6192 | -3408.8823 | -3582.8774 | -3636.5071 | -3533.8339 | -3171.0958 | -3494.7886 | -3711.3035 | -3617.6967 | -3367.4356 | -2292.9529 | -2597.4197 | -2615.584 | -1618.6 | -1636.8276 | -1698.7954 | -1790.461
CDP16 | NSW | CNSW | Coordinated CER storage load | -3.7236 | -4.738 | -6.0203 | -7.4843 | -9.766 | -10.6643 | -12.3016 | -14.7262 | -17.4948 | -21.2245 | -25.7003 | -31.8246 | -38.075 | -47.2534 | -55.2919 | -61.75 | -67.2263 | -76.0898 | -85.9221 | -102.9018 | -109.3252 | -126.7994 | -148.6176 | -160.9216 | -179.8198 | -196.9398 | -201.4303 | -220.2493
CDP16 | NSW | CNSW | Passive CER storage load | -9.0391 | -9.8566 | -10.6609 | -11.4635 | -12.1389 | -12.8986 | -14.0985 | -15.1877 | -16.2762 | -17.4011 | -18.6881 | -20.0401 | -21.3832 | -22.6003 | -23.9976 | -25.3356 | -26.4242 | -27.622 | -28.6922 | -29.6652 | -30.6689 | -31.8114 | -33.0103 | -34.3918 | -35.3899 | -36.1914 | -37.2489 | -38.5407
CDP16 | NSW | SNSW | Black coal | 0 | 0 | 0 | 0 | 0 | 0 | 0 | 0 | 0 | 0 | 0 | 0 | 0 | 0 | 0 | 0 | 0 | 0 | 0 | 0 | 0 | 0 | 0 | 0 | 0 | 0 | 0 | 0
CDP16 | NSW | SNSW | Mid-merit gas | 0 | 0 | 0 | 0 | 0 | 0 | 0 | 0 | 0 | 0 | 0 | 0 | 0 | 0 | 0 | 0 | 0 | 0 | 0 | 0 | 0 | 0 | 0 | 0 | 0 | 0 | 0 | 0
CDP16 | NSW | SNSW | Flexible gas with CCS | 0 | 0 | 0 | 0 | 0 | 0 | 0 | 0 | 0 | 0 | 0 | 0 | 0 | 0 | 0 | 0 | 0 | 0 | 0 | 0 | 0 | 0 | 0 | 0 | 0 | 0 | 0 | 0
CDP16 | NSW | SNSW | Flexible gas | 0 | 3.495e-09 | 4.9305e-08 | 1.0339e-07 | 1.4704 | 2.0807 | 8.4996 | 1.1455e-06 | 1.442e-06 | 2.4069e-06 | 8.8831 | 2.1389e-06 | 4.8308 | 0.26365 | 6.753e-07 | 1.2393e-06 | 22.157 | 14.9213 | 0.31799 | 21.6609 | 0 | 0 | 0 | 0 | 0 | 0 | 0 | 0
CDP16 | NSW | SNSW | Hydro | 2788.6302 | 1140.9772 | 1616.2246 | 4880.1791 | 3812.5927 | 6516.7584 | 2246.6369 | 2070.5085 | 2790.7838 | 3658.867 | 3503.3936 | 3135.4517 | 3621.1391 | 2594.7962 | 2407.0999 | 2880.5917 | 3925.6732 | 3203.5044 | 3050.2781 | 3095.1951 | 2446.195 | 3120.4397 | 3104.7852 | 3099.3173 | 3183.047 | 2686.7281 | 3403.829 | 2440.8966
CDP16 | NSW | SNSW | Utility storage | 223.4679 | 322.565 | 326.025 | 391.6633 | 956.0736 | 2357.1045 | 5578.1847 | 5195.2995 | 5173.0798 | 5605.9151 | 5376.9299 | 5258.7568 | 5859.454 | 6012.1906 | 6041.4766 | 5883.7972 | 5884.0245 | 5911.2472 | 6045.6361 | 5650.0525 | 5973.8668 | 5303.1011 | 5871.1077 | 5670.328 | 5695.7624 | 5580.1901 | 5968.4067 | 5768.9332
CDP16 | NSW | SNSW | Coordinated CER storage | 7.4493 | 9.554 | 12.1569 | 15.0182 | 18.3793 | 22.1496 | 25.3853 | 29.2623 | 33.6898 | 39.2202 | 45.5694 | 53.7469 | 62.106 | 73.2569 | 83.3076 | 93.2544 | 102.4771 | 114.0163 | 126.9782 | 148.6008 | 161.8342 | 180.7523 | 207.8581 | 225.1809 | 251.1699 | 272.7639 | 280.9877 | 304.2728
CDP16 | NSW | SNSW | Passive CER storage | 15.3225 | 16.8139 | 18.2962 | 19.9476 | 21.4747 | 23.0167 | 25.293 | 27.1321 | 28.9755 | 31.0951 | 33.189 | 35.5698 | 37.8779 | 40.0969 | 42.4832 | 44.9811 | 46.6541 | 48.8145 | 50.5218 | 52.2984 | 54.1283 | 56.0857 | 58.256 | 60.8935 | 62.5963 | 63.9327 | 66.2023 | 68.3467
CDP16 | NSW | SNSW | Offshore wind | 0 | 0 | 0 | 0 | 0 | 0 | 0 | 0 | 0 | 0 | 0 | 0 | 0 | 0 | 0 | 0 | 0 | 0 | 0 | 0 | 0 | 0 | 0 | 0 | 0 | 0 | 0 | 0
CDP16 | NSW | SNSW | Wind | 5479.1472 | 5966.2588 | 7205.6563 | 9168.5749 | 9046.4782 | 8408.2542 | 8619.1996 | 8254.4946 | 8354.1395 | 8760.2921 | 8075.9128 | 8457.8965 | 8086.8635 | 8519.531 | 8305.5436 | 8461.8067 | 7989.5699 | 7790.8551 | 7757.896 | 6328.5374 | 6740.9367 | 5654.2508 | 5311.0671 | 5548.1947 | 4127.8428 | 4336.4623 | 4209.6569 | 4512.8446
CDP16 | NSW | SNSW | Utility solar | 4561.1079 | 5481.6317 | 6105.1666 | 7489.3626 | 7424.7133 | 7665.7375 | 6922.6829 | 7401.3943 | 7877.2714 | 7443.3613 | 7688.8923 | 7639.1455 | 7182.5999 | 7720.0616 | 7527.988 | 7446.0411 | 7334.2102 | 6787.6647 | 6773.5735 | 8078.5884 | 9558.8734 | 9986.4287 | 10160.9673 | 9323.2636 | 10329.564 | 9668.037 | 7657.7036 | 8101.6799
CDP16 | NSW | SNSW | Distributed PV | 1286.0905 | 1322.7575 | 1362.6526 | 1446.0263 | 1540.5536 | 1647.4287 | 1745.6243 | 1832.1643 | 1910.3635 | 1990.2647 | 2054.8207 | 2113.8626 | 2159.1101 | 2205.4714 | 2245.1143 | 2285.7319 | 2320.1221 | 2364.8685 | 2403.0178 | 2443.7 | 2479.7929 | 2528.6708 | 2571.5307 | 2617.0872 | 2653.1877 | 2703.8642 | 2749.1533 | 2797.2701
CDP16 | NSW | SNSW | Other renewable fuels | 0 | 0 | 0 | 0 | 0 | 0 | 0 | 0 | 0 | 0 | 0 | 0 | 0 | 0 | 0 | 0 | 0 | 0 | 0 | 0 | 0 | 0 | 0 | 0 | 0 | 0 | 0 | 0
CDP16 | NSW | SNSW | DSP | 0 | 0 | 0 | 0 | 0 | 0 | 0 | 0 | 0 | 0 | 0 | 0 | 0 | 0 | 0 | 0 | 0 | 0 | 0 | 0 | 0 | 0 | 0 | 0 | 0 | 0 | 0 | 0
CDP16 | NSW | SNSW | Utility storage load | -266.0333 | -385.7396 | -390.0478 | -703.7743 | -1577.6347 | -3351.6111 | -7125.2132 | -7009.0779 | -6660.8761 | -7153.6648 | -6886.2706 | -7158.6344 | -7347.3398 | -7985.6835 | -7720.3373 | -8028.7713 | -7471.866 | -7762.3168 | -7745.5707 | -7446.135 | -7850.9757 | -7126.6864 | -7410.6045 | -7628.9928 | -7134.3087 | -7633.2528 | -7619.6093 | -7821.6612
CDP16 | NSW | SNSW | Coordinated CER storage load | -7.4493 | -9.554 | -12.1603 | -15.0148 | -18.3906 | -22.1383 | -25.5424 | -29.6911 | -34.4877 | -40.7475 | -47.8618 | -57.5362 | -67.4116 | -81.1533 | -93.2735 | -104.6852 | -115.6392 | -129.7083 | -145.8965 | -174.4302 | -189.9099 | -214.5437 | -249.405 | -271.6656 | -304.2675 | -332.3576 | -342.0739 | -373.6215
CDP16 | NSW | SNSW | Passive CER storage load | -18.1594 | -19.9536 | -21.6832 | -23.6578 | -25.4764 | -27.3145 | -29.943 | -32.17 | -34.4521 | -36.8018 | -39.3846 | -42.2078 | -44.9907 | -47.568 | -50.5075 | -53.226 | -55.3667 | -57.7897 | -59.9755 | -62.0344 | -64.1477 | -66.5585 | -69.1281 | -72.1047 | -74.2141 | -76.0095 | -78.331 | -81.149
CDP16 | NSW | SNW | Black coal | 14936.0955 | 9260.1093 | 8552.3978 | 8208.8437 | 0 | 0 | 0 | 0 | 0 | 0 | 0 | 0 | 0 | 0 | 0 | 0 | 0 | 0 | 0 | 0 | 0 | 0 | 0 | 0 | 0 | 0 | 0 | 0
CDP16 | NSW | SNW | Mid-merit gas | 528.9786 | 1153.0794 | 705.8329 | 532.5492 | 1327.1866 | 557.1236 | 258.9154 | 980.5408 | 1217.1553 | 1053.3505 | 1266.5606 | 1399.9072 | 1594.0178 | 1065.5494 | 533.459 | 1196.8771 | 1438.0914 | 1341.4265 | 1512.2277 | 0 | 0 | 0 | 0 | 0 | 0 | 0 | 0 | 0
CDP16 | NSW | SNW | Flexible gas with CCS | 0 | 0 | 0 | 0 | 0 | 0 | 0 | 0 | 0 | 0 | 0 | 0 | 0 | 0 | 0 | 0 | 0 | 0 | 0 | 0 | 0 | 0 | 0 | 0 | 0 | 0 | 0 | 0
CDP16 | NSW | SNW | Flexible gas | 11.1422 | 55.9836 | 22.3424 | 35.4396 | 230.6119 | 203.8807 | 135.9809 | 31.4086 | 36.2784 | 512.4731 | 173.1874 | 153.038 | 591.3452 | 320.4947 | 136.5501 | 210.5731 | 887.0796 | 839.9469 | 1035.4558 | 1661.688 | 1473.7163 | 2071.159 | 2383.7279 | 2777.2757 | 1362.9303 | 1118.3194 | 2407.5342 | 1775.773
CDP16 | NSW | SNW | Hydro | 0 | 0 | 0 | 0 | 0 | 0 | 0 | 0 | 0 | 0 | 0 | 0 | 0 | 0 | 0 | 0 | 0 | 0 | 0 | 0 | 0 | 0 | 0 | 0 | 0 | 0 | 0 | 0
CDP16 | NSW | SNW | Utility storage | 124.172 | 1576.4168 | 1442.294 | 1595.6681 | 2094.9296 | 3369.7327 | 2768.7204 | 2752.2397 | 2931.8712 | 2954.8964 | 3036.7053 | 3075.46 | 3212.6552 | 3379.187 | 3280.9127 | 3288.9233 | 3013.1019 | 3172.3701 | 3383.8209 | 3389.3213 | 3124.945 | 1632.3884 | 1790.4941 | 1842.4446 | 1815.9626 | 1302.9373 | 1316.8699 | 1359.2016
CDP16 | NSW | SNW | Coordinated CER storage | 35.149 | 44.983 | 56.6488 | 69.3871 | 84.7359 | 100.9273 | 117.046 | 136.5001 | 159.2759 | 188.3518 | 222.4125 | 267.8752 | 313.7219 | 379.5581 | 433.0048 | 489.7892 | 529.1811 | 588.5342 | 667.176 | 781.4501 | 819.2329 | 935.2505 | 1104.5081 | 1199.964 | 1330.9123 | 1443.8321 | 1482.0443 | 1619.4093
CDP16 | NSW | SNW | Passive CER storage | 72.1981 | 79.1669 | 85.245 | 91.9237 | 98.465 | 104.9795 | 114.8156 | 122.5686 | 130.0811 | 138.8145 | 147.4054 | 157.2483 | 166.6163 | 175.6471 | 185.5089 | 195.9892 | 202.8675 | 211.7879 | 218.4927 | 225.3181 | 232.4773 | 240.1037 | 248.6419 | 259.2958 | 266.1282 | 271.3594 | 280.7262 | 289.5094
CDP16 | NSW | SNW | Offshore wind | 0 | 0 | 0 | 0 | 0 | 0 | 0 | 0 | 0 | 0 | 0 | 0 | 0 | 0 | 0 | 0 | 0 | 0 | 0 | 0 | 0 | 0 | 0 | 0 | 0 | 0 | 0 | 0
CDP16 | NSW | SNW | Wind | 0 | 0 | 0 | 0 | 0 | 0 | 0 | 0 | 0 | 0 | 0 | 0 | 0 | 0 | 0 | 0 | 0 | 0 | 0 | 0 | 0 | 0 | 0 | 0 | 0 | 0 | 0 | 0
CDP16 | NSW | SNW | Utility solar | 0 | 0 | 0 | 0 | 0 | 0 | 0 | 0 | 0 | 0 | 0 | 0 | 0 | 0 | 0 | 0 | 0 | 0 | 0 | 0 | 0 | 0 | 0 | 0 | 0 | 0 | 0 | 0
CDP16 | NSW | SNW | Distributed PV | 4711.8926 | 4899.8671 | 5101.4499 | 5464.9574 | 5880.7926 | 6307.2576 | 6705.1023 | 7062.8221 | 7381.5716 | 7671.0896 | 7947.7897 | 8185.5984 | 8342.0996 | 8459.8366 | 8588.8595 | 8727.2997 | 8837.225 | 8945.2228 | 9071.2788 | 9209.3908 | 9321.3523 | 9430.913 | 9560.0224 | 9701.0611 | 9815.0944 | 9930.3552 | 10063.7426 | 10218.7569
CDP16 | NSW | SNW | Other renewable fuels | 0 | 0 | 0 | 0 | 0 | 0 | 0 | 0 | 0 | 0 | 0 | 0 | 0 | 0 | 0 | 0 | 0 | 0 | 0 | 0 | 0 | 0 | 0 | 0 | 0 | 482.879 | 451.4268 | 289.1584
CDP16 | NSW | SNW | DSP | 6.2245e-07 | 1.8555 | 7.1148e-07 | 1.1815 | 15.6017 | 83.6566 | 39.0098 | 1.5247e-06 | 1.7874e-06 | 2.4938e-06 | 18.0115 | 8.3 | 49.0587 | 19.2885 | 4.1715 | 13.5995 | 98.3295 | 33.524 | 10.185 | 19.412 | 15.1725 | 1.7325 | 22.26 | 26.8205 | 50.7249 | 10.547 | 113.1746 | 88.3707
CDP16 | NSW | SNW | Utility storage load | -147.8238 | -1862.5237 | -1708.2892 | -1889.7498 | -2471.8676 | -4002.4973 | -3290.4573 | -3278.7455 | -3478.7028 | -3521.8982 | -3603.7315 | -3655.6808 | -3819.3214 | -4019.0221 | -3911.7238 | -3901.9004 | -3582.6913 | -3771.7325 | -4027.5481 | -4034.9118 | -3707.5708 | -1957.5796 | -2143.1447 | -2208.3909 | -2173.6789 | -1556.293 | -1571.1516 | -1624.142
CDP16 | NSW | SNW | Coordinated CER storage load | -35.149 | -44.983 | -56.6645 | -69.4138 | -84.6935 | -100.9273 | -118.5144 | -140.2819 | -166.2894 | -200.9703 | -241.029 | -297.6213 | -354.3885 | -439.0771 | -506.5117 | -574.8984 | -622.0452 | -696.5174 | -799.3561 | -953.5517 | -992.1983 | -1149.6122 | -1373.6866 | -1498.261 | -1670.9457 | -1818.9721 | -1864.7319 | -2053.9868
CDP16 | NSW | SNW | Passive CER storage load | -85.5652 | -93.9503 | -101.0255 | -109.0216 | -116.8136 | -124.582 | -135.9242 | -145.3273 | -154.6674 | -164.2906 | -174.9227 | -186.5939 | -197.9037 | -208.3743 | -220.5481 | -231.9133 | -240.7529 | -250.728 | -259.3774 | -267.2642 | -275.51 | -284.9379 | -295.0449 | -307.0351 | -315.5215 | -322.6188 | -332.1569 | -343.7389
CDP16 | QLD | NQ | Black coal | 0 | 0 | 0 | 0 | 0 | 0 | 0 | 0 | 0 | 0 | 0 | 0 | 0 | 0 | 0 | 0 | 0 | 0 | 0 | 0 | 0 | 0 | 0 | 0 | 0 | 0 | 0 | 0
CDP16 | QLD | NQ | Mid-merit gas | 203.2491 | 205.2718 | 17.271 | 13.7483 | 28.5958 | 8.9001 | 17.5693 | 8.1828 | 3.5103 | 10.0144 | 33.9924 | 26.3386 | 49.4145 | 46.0528 | 29.6007 | 125.3318 | 203.6843 | 125.4057 | 141.8125 | 110.8119 | 156.3381 | 88.8076 | 0 | 0 | 0 | 0 | 0 | 0
CDP16 | QLD | NQ | Flexible gas with CCS | 0 | 0 | 0 | 0 | 0 | 0 | 0 | 0 | 0 | 0 | 0 | 0 | 0 | 0 | 0 | 0 | 0 | 0 | 0 | 0 | 0 | 0 | 0 | 0 | 0 | 0 | 0 | 0
CDP16 | QLD | NQ | Flexible gas | 0 | 0 | 0 | 0 | 0 | 0 | 0 | 0 | 0 | 0 | 1.185e-09 | 1.064 | 0.53774 | 1.988e-08 | 1.07e-09 | 0.25725 | 1.8985e-08 | 0.028233 | 7.045e-09 | 3.8025e-08 | 0 | 0 | 0 | 0 | 0 | 0 | 0 | 0
CDP16 | QLD | NQ | Hydro | 309.1896 | 160.8939 | 232.3698 | 232.7106 | 185.1137 | 279.7378 | 299.4566 | 248.6631 | 214.1129 | 253.0374 | 199.9267 | 127.239 | 181.5262 | 76.7658 | 165.0364 | 80.9464 | 93.5647 | 114.9704 | 0 | 0 | 0 | 0 | 0 | 0 | 0 | 0 | 0 | 0
CDP16 | QLD | NQ | Utility storage | 224.1645 | 463.6209 | 569.0712 | 523.799 | 564.6988 | 841.8359 | 690.6142 | 695.1923 | 598.4742 | 794.3807 | 765.2257 | 787.7879 | 835.9926 | 851.2894 | 840.1209 | 835.9755 | 806.3096 | 818.5856 | 834.6434 | 859.6234 | 813.1116 | 841.1475 | 528.8999 | 567.5736 | 876.4306 | 992.81 | 989.6089 | 989.4918
CDP16 | QLD | NQ | Coordinated CER storage | 3.7026 | 4.8309 | 6.1193 | 7.6951 | 9.5234 | 11.668 | 13.7594 | 16.3842 | 18.7511 | 23.1031 | 27.2482 | 33.023 | 38.6527 | 44.8378 | 52.2671 | 58.6538 | 64.888 | 72.213 | 82.8464 | 94.1325 | 100.6493 | 113.6035 | 129.0735 | 143.7978 | 156.986 | 174.7509 | 180.2819 | 188.0147
CDP16 | QLD | NQ | Passive CER storage | 7.8983 | 8.9015 | 9.8572 | 10.8967 | 11.9899 | 13.0913 | 14.6095 | 15.9655 | 17.2986 | 18.8163 | 20.3749 | 22.1566 | 23.8494 | 25.5681 | 27.3346 | 29.213 | 30.5814 | 32.1658 | 33.4967 | 34.9698 | 36.3326 | 37.8586 | 39.5466 | 41.5898 | 43.035 | 44.1319 | 45.8801 | 47.4763
CDP16 | QLD | NQ | Offshore wind | 0 | 0 | 0 | 0 | 0 | 0 | 0 | 0 | 0 | 0 | 0 | 0 | 0 | 0 | 0 | 0 | 0 | 0 | 0 | 0 | 0 | 0 | 0 | 0 | 0 | 0 | 0 | 0
CDP16 | QLD | NQ | Wind | 1065.2594 | 1036.1346 | 1062.9902 | 5217.1559 | 6162.6101 | 8889.3498 | 8383.5138 | 8938.9212 | 9375.1258 | 10069.4249 | 9621.3017 | 9064.3641 | 10103.3595 | 10616.7001 | 10740.3181 | 10160.0696 | 9948.7305 | 9376.1477 | 9462.6194 | 10694.2693 | 11260.9245 | 11645.0086 | 11826.5467 | 12059.6373 | 11555.7281 | 10922.2856 | 11660.9029 | 12446.7909
CDP16 | QLD | NQ | Utility solar | 1296.0334 | 1392.7176 | 1290.1435 | 1266.8039 | 1195.7092 | 1011.4161 | 1026.6485 | 1174.0174 | 1286.9881 | 1175.3668 | 1257.4198 | 1279.3202 | 1202.222 | 1115.6789 | 1116.4736 | 1176.5712 | 1119.0047 | 1555.3766 | 1387.085 | 1148.3197 | 1051.4643 | 1165.3659 | 1131.979 | 865.0543 | 883.0348 | 1540.0347 | 1321.8986 | 1302.4794
CDP16 | QLD | NQ | Distributed PV | 890.6838 | 933.0996 | 966.2641 | 1008.0842 | 1073.5389 | 1130.3381 | 1177.689 | 1223.6016 | 1257.4637 | 1292.358 | 1322.4242 | 1351.3797 | 1366.6988 | 1386.523 | 1406.3077 | 1427.8995 | 1446.4485 | 1469.534 | 1490.6694 | 1518.8556 | 1536.7492 | 1560.7993 | 1584.1359 | 1613.9356 | 1633.642 | 1662.3734 | 1692.196 | 1728.5245
CDP16 | QLD | NQ | Other renewable fuels | 0 | 0 | 0 | 0 | 0 | 0 | 0 | 0 | 0 | 0 | 0 | 0 | 0 | 0 | 0 | 0 | 0 | 0 | 0 | 0 | 0 | 0 | 0 | 0 | 0 | 0 | 0 | 0
CDP16 | QLD | NQ | DSP | 0 | 0 | 0 | 0 | 0 | 0 | 0 | 0 | 0 | 0 | 0 | 0 | 0 | 0 | 0 | 0 | 0 | 0 | 0 | 0 | 0 | 0 | 0 | 0 | 0 | 0 | 0 | 0
CDP16 | QLD | NQ | Utility storage load | -281.8218 | -584.6609 | -709.9043 | -682.5364 | -788.9323 | -1350.2303 | -895.4856 | -887.3647 | -755.7816 | -1031.9621 | -988.0833 | -999.4082 | -1109.3165 | -1124.8006 | -1102.7056 | -1090.8114 | -1061.6042 | -1073.7531 | -1097.2459 | -1136.5217 | -1132.0985 | -1166.1528 | -827.5417 | -913.7655 | -1276.0854 | -1431.2602 | -1441.4858 | -1472.5168
CDP16 | QLD | NQ | Coordinated CER storage load | -3.7026 | -4.8309 | -6.123 | -7.696 | -9.5187 | -11.668 | -13.9294 | -16.8073 | -19.2685 | -24.4749 | -29.2428 | -36.1047 | -42.9124 | -50.2001 | -59.4231 | -66.7604 | -74.2245 | -83.2339 | -96.661 | -111.3253 | -118.4054 | -135.0386 | -154.8992 | -173.6671 | -190.3742 | -213.3304 | -219.9907 | -229.9074
CDP16 | QLD | NQ | Passive CER storage load | -9.0958 | -10.2402 | -11.3564 | -12.5167 | -13.7673 | -15.0267 | -16.7301 | -18.3385 | -19.8913 | -21.5543 | -23.4129 | -25.4463 | -27.3352 | -29.3526 | -31.3736 | -33.392 | -35.0567 | -36.7595 | -38.3701 | -40.0687 | -41.5473 | -43.3666 | -45.2576 | -47.4699 | -49.2828 | -50.516 | -52.2872 | -54.2445
CDP16 | QLD | GG | Black coal | 2943.36 | 2951.3564 | 2967.7973 | 1803.7538 | 1808.166 | 1491.279 | 630.9973 | 0 | 0 | 0 | 0 | 0 | 0 | 0 | 0 | 0 | 0 | 0 | 0 | 0 | 0 | 0 | 0 | 0 | 0 | 0 | 0 | 0
CDP16 | QLD | GG | Mid-merit gas | 790.803 | 868.8509 | 832.3193 | 841.7347 | 842.0008 | 829.8622 | 26.5552 | 12.2877 | 39.4031 | 104.5261 | 135.7287 | 134.8063 | 309.0102 | 234.2656 | 159.6402 | 378.4963 | 473.9837 | 327.3286 | 383.0295 | 394.4508 | 376.9457 | 350.7541 | 346.1979 | 334.0717 | 247.7501 | 199.8488 | 0 | 0
CDP16 | QLD | GG | Flexible gas with CCS | 0 | 0 | 0 | 0 | 0 | 0 | 0 | 0 | 0 | 0 | 0 | 0 | 0 | 0 | 0 | 0 | 0 | 0 | 0 | 0 | 0 | 0 | 0 | 0 | 0 | 0 | 0 | 0
CDP16 | QLD | GG | Flexible gas | 0 | 0 | 0 | 0 | 0 | 0 | 2.4304e-07 | 4.586e-07 | 1.1666e-06 | 1.0381e-05 | 1.8137e-05 | 1.7542e-05 | 3.8977e-05 | 2.7976e-05 | 9.075e-06 | 1.9305e-05 | 4.3939e-05 | 2.8765e-05 | 2.8819e-05 | 2.937e-05 | 2.9074e-05 | 9.3031e-06 | 3.0639e-05 | 2.8233e-05 | 1.8384e-05 | 1.044e-05 | 3.9632e-05 | 4.2256e-05
CDP16 | QLD | GG | Hydro | 0 | 0 | 0 | 0 | 0 | 0 | 0 | 0 | 0 | 0 | 0 | 0 | 0 | 0 | 0 | 0 | 0 | 0 | 0 | 0 | 0 | 0 | 0 | 0 | 0 | 0 | 0 | 0
CDP16 | QLD | GG | Utility storage | 0 | 42.9253 | 95.6661 | 116.5674 | 110.7588 | 420.67 | 237.0329 | 212.4725 | 156.4785 | 218.7611 | 217.9284 | 221.3656 | 262.6712 | 277.1003 | 253.1236 | 265.6814 | 234.7959 | 244.7821 | 288.2659 | 272.3592 | 205.2762 | 3.6685 | 104.4285 | 163.8506 | 167.9607 | 823.2634 | 822.2515 | 1298.9296
CDP16 | QLD | GG | Coordinated CER storage | 0.20229 | 0.26613 | 0.33639 | 0.42504 | 0.52155 | 0.65429 | 0.7997 | 0.99936 | 1.1389 | 1.5289 | 1.8391 | 2.3712 | 2.8701 | 3.4399 | 4.0766 | 4.6411 | 5.1056 | 5.7315 | 6.886 | 7.8398 | 8.203 | 9.6825 | 10.9143 | 12.2705 | 14.0712 | 15.9239 | 16.3853 | 16.8332
CDP16 | QLD | GG | Passive CER storage | 0.43375 | 0.49115 | 0.5429 | 0.6111 | 0.66737 | 0.73538 | 0.82193 | 0.90112 | 0.98625 | 1.0827 | 1.1807 | 1.2893 | 1.3971 | 1.5064 | 1.6163 | 1.7374 | 1.8244 | 1.9283 | 2.0181 | 2.1123 | 2.2029 | 2.3052 | 2.4175 | 2.547 | 2.6413 | 2.7129 | 2.8267 | 2.9272
CDP16 | QLD | GG | Offshore wind | 0 | 0 | 0 | 0 | 0 | 0 | 0 | 0 | 0 | 0 | 0 | 0 | 0 | 0 | 0 | 0 | 0 | 0 | 0 | 0 | 0 | 0 | 0 | 0 | 0 | 0 | 0 | 0
CDP16 | QLD | GG | Wind | 0 | 0 | 0 | 0 | 0 | 0 | 0 | 0 | 0 | 0 | 0 | 0 | 0 | 0 | 0 | 0 | 0 | 0 | 0 | 0 | 0 | 0 | 0 | 0 | 0 | 0 | 0 | 0
CDP16 | QLD | GG | Utility solar | 0 | 0 | 0 | 0 | 0 | 0 | 0 | 0 | 0 | 0 | 0 | 0 | 0 | 0 | 0 | 0 | 0 | 0 | 0 | 0 | 0 | 0 | 0 | 0 | 0 | 0 | 0 | 0
CDP16 | QLD | GG | Distributed PV | 83.1873 | 85.9307 | 89.0592 | 93.8754 | 98.1305 | 103.0181 | 107.804 | 112.3773 | 116.1806 | 119.6898 | 122.8667 | 125.7195 | 127.7035 | 129.6922 | 131.5994 | 134.0671 | 135.8587 | 138.2141 | 140.6638 | 143.1481 | 145.0607 | 147.4519 | 150.0271 | 152.6645 | 154.6545 | 157.2475 | 160.5535 | 164.0285
CDP16 | QLD | GG | Other renewable fuels | 0 | 0 | 0 | 0 | 0 | 0 | 0 | 0 | 0 | 0 | 0 | 0 | 0 | 0 | 0 | 0 | 0 | 0 | 0 | 0 | 0 | 0 | 0 | 0 | 0 | 0 | 0 | 0
CDP16 | QLD | GG | DSP | 0 | 0 | 0 | 0 | 0 | 0 | 0 | 0 | 0 | 0 | 0 | 0 | 0 | 0 | 0 | 0 | 0 | 0 | 0 | 0 | 0 | 0 | 0 | 0 | 0 | 0 | 0 | 0
CDP16 | QLD | GG | Utility storage load | 0 | -51.1015 | -114.3247 | -138.7708 | -131.8557 | -500.3614 | -282.1821 | -252.9436 | -186.2839 | -260.43 | -259.8675 | -263.2284 | -312.5773 | -329.8814 | -301.7741 | -315.8511 | -279.519 | -291.4074 | -343.1737 | -324.6736 | -243.9401 | -4.3154 | -122.8449 | -192.7464 | -197.7501 | -968.2807 | -967.761 | -1540.2187
CDP16 | QLD | GG | Coordinated CER storage load | -0.20229 | -0.26613 | -0.3366 | -0.42509 | -0.52161 | -0.65397 | -0.82018 | -1.0552 | -1.1992 | -1.6943 | -2.067 | -2.7424 | -3.3762 | -4.1038 | -4.9292 | -5.6148 | -6.1944 | -7.0065 | -8.5215 | -9.815 | -10.169 | -12.1761 | -13.7944 | -15.5921 | -18.0251 | -20.5315 | -21.1315 | -21.6509
CDP16 | QLD | GG | Passive CER storage load | -0.49951 | -0.56501 | -0.62547 | -0.70194 | -0.76631 | -0.8441 | -0.94124 | -1.0351 | -1.1341 | -1.2402 | -1.3568 | -1.4807 | -1.6013 | -1.7294 | -1.8552 | -1.9859 | -2.0914 | -2.2036 | -2.3117 | -2.4203 | -2.5191 | -2.6406 | -2.7666 | -2.9072 | -3.0247 | -3.1053 | -3.2214 | -3.3445
CDP16 | QLD | CQ | Black coal | 11700.4541 | 12723.9567 | 14347.4674 | 7451.6078 | 6480.7486 | 3081.0919 | 5935.1221 | 5862.7969 | 4215.0125 | 3979.328 | 4374.183 | 4593.5673 | 4562.7029 | 3684.4889 | 3687.0207 | 4330.7971 | 4483.9892 | 4527.5354 | 4882.0874 | 4750.1252 | 4548.052 | 4573.4373 | 4356.2069 | 4213.8595 | 4267.9404 | 4591.0254 | 4259.9103 | 0
CDP16 | QLD | CQ | Mid-merit gas | 0 | 0 | 0 | 0 | 0 | 0 | 0 | 0 | 0 | 0 | 0 | 0 | 0 | 0 | 0 | 0 | 0 | 0 | 0 | 0 | 0 | 0 | 0 | 0 | 0 | 0 | 0 | 0
CDP16 | QLD | CQ | Flexible gas with CCS | 0 | 0 | 0 | 0 | 0 | 0 | 0 | 0 | 0 | 0 | 0 | 0 | 0 | 0 | 0 | 0 | 0 | 0 | 0 | 0 | 0 | 0 | 0 | 0 | 0 | 0 | 0 | 0
CDP16 | QLD | CQ | Flexible gas | 0 | 0 | 0 | 0.038627 | 6.74e-09 | 1.236e-08 | 1.4363 | 0.41678 | 7.7911e-07 | 1.2431e-06 | 0 | 0 | 0 | 0 | 0 | 0 | 0 | 0 | 0 | 0 | 0 | 0 | 0 | 0 | 0 | 0 | 0 | 0
CDP16 | QLD | CQ | Hydro | 0 | 0 | 0 | 0 | 0 | 0 | 0 | 0 | 0 | 0 | 0 | 0 | 0 | 0 | 0 | 0 | 0 | 0 | 0 | 0 | 0 | 0 | 0 | 0 | 0 | 0 | 0 | 0
CDP16 | QLD | CQ | Utility storage | 40.2299 | 36.6609 | 59.5034 | 136.8238 | 163.5278 | 258.9783 | 182.1356 | 167.9666 | 139.4591 | 173.5441 | 169.8054 | 172.1353 | 195.3471 | 208.9817 | 189.4907 | 200.389 | 182.9796 | 189.7667 | 156.8598 | 148.5139 | 121.8796 | 133.4965 | 250.6531 | 161.2961 | 317.7352 | 1665.5357 | 1659.1374 | 2495.1811
CDP16 | QLD | CQ | Coordinated CER storage | 3.3995 | 4.477 | 5.6547 | 7.1697 | 8.8344 | 10.8128 | 12.9518 | 15.7121 | 17.8494 | 22.6861 | 26.8345 | 33.3443 | 39.552 | 46.5472 | 54.3846 | 61.4491 | 67.5972 | 75.379 | 88.4693 | 99.8967 | 104.4106 | 121.3868 | 136.059 | 152.7238 | 173.0555 | 193.88 | 199.8127 | 205.599
CDP16 | QLD | CQ | Passive CER storage | 7.2649 | 8.2429 | 9.1049 | 10.1494 | 11.1216 | 12.1535 | 13.617 | 14.8902 | 16.1978 | 17.7002 | 19.2237 | 20.9226 | 22.6054 | 24.2909 | 26.0235 | 27.8933 | 29.2325 | 30.8205 | 32.1652 | 33.6167 | 35.0164 | 36.548 | 38.2373 | 40.233 | 41.689 | 42.7748 | 44.484 | 46.003
CDP16 | QLD | CQ | Offshore wind | 0 | 0 | 0 | 0 | 0 | 0 | 0 | 0 | 0 | 0 | 0 | 0 | 0 | 0 | 0 | 0 | 0 | 0 | 0 | 0 | 0 | 0 | 0 | 0 | 0 | 0 | 0 | 0
CDP16 | QLD | CQ | Wind | 884.1608 | 1173.4144 | 1292.5521 | 2867.1482 | 4191.2558 | 4519.3598 | 4173.4294 | 4321.591 | 4440.6144 | 6720.3673 | 6607.1991 | 6225.1068 | 6565.7005 | 6407.9268 | 7426.9338 | 6298.5711 | 6851.4694 | 6579.2509 | 6359.8382 | 6845.4889 | 8625.6807 | 8475.7574 | 8759.1812 | 9196.4735 | 8720.827 | 7735.9114 | 7986.9554 | 7957.5644
CDP16 | QLD | CQ | Utility solar | 2049.9004 | 2146.2415 | 2000.5183 | 2253.0214 | 2155.9238 | 2288.5795 | 1730.2994 | 1977.8295 | 2143.2428 | 2078.1821 | 2153.8369 | 2141.8747 | 2034.8164 | 2082.6875 | 2045.9189 | 2129.7442 | 2102.6092 | 3145.3357 | 2941.1938 | 3112.5893 | 2479.6509 | 2805.8483 | 2865.3115 | 2977.7233 | 5887.1472 | 8572.3445 | 9844.5126 | 13168.5466
CDP16 | QLD | CQ | Distributed PV | 983.4528 | 1015.8314 | 1049.9894 | 1099.5409 | 1147.7856 | 1214.1964 | 1273.2899 | 1322.5909 | 1366.4737 | 1411.0047 | 1452.5752 | 1484.7024 | 1513.4651 | 1542.6319 | 1573.6127 | 1602.9355 | 1628.0199 | 1660.5557 | 1693.308 | 1723.4366 | 1751.2723 | 1783.2996 | 1817.4165 | 1849.4621 | 1878.748 | 1913.7379 | 1953.8785 | 1991.6066
CDP16 | QLD | CQ | Other renewable fuels | 0 | 0 | 0 | 0 | 0 | 0 | 0 | 0 | 0 | 0 | 0 | 0 | 0 | 0 | 0 | 0 | 0 | 0 | 0 | 0 | 0 | 0 | 0 | 0 | 0 | 0 | 0 | 0
CDP16 | QLD | CQ | DSP | 0 | 0 | 0 | 0 | 0 | 0 | 0 | 0 | 0 | 0 | 0 | 0 | 0 | 0 | 0 | 0 | 0 | 0 | 0 | 0 | 0 | 0 | 0 | 0 | 0 | 0 | 0 | 0
CDP16 | QLD | CQ | Utility storage load | -47.8928 | -43.644 | -70.9465 | -162.8855 | -194.676 | -307.8711 | -216.8281 | -199.9603 | -166.0228 | -206.6002 | -202.5712 | -204.6484 | -232.409 | -248.7878 | -226.0207 | -238.122 | -217.833 | -225.9128 | -186.7379 | -177.1297 | -144.7676 | -158.8728 | -296.9262 | -189.7415 | -395.9346 | -2073.0833 | -2073.0226 | -3120.7333
CDP16 | QLD | CQ | Coordinated CER storage load | -3.3995 | -4.477 | -5.6581 | -7.1706 | -8.8354 | -10.8075 | -13.1638 | -16.2907 | -18.4736 | -24.3995 | -29.1956 | -37.188 | -44.7907 | -53.4266 | -63.2314 | -71.5403 | -78.9381 | -88.6999 | -105.4953 | -120.5311 | -124.6438 | -147.1056 | -165.9699 | -187.5395 | -214.385 | -242.0122 | -249.475 | -256.1688
CDP16 | QLD | CQ | Passive CER storage load | -8.3663 | -9.4825 | -10.4898 | -11.6583 | -12.7703 | -13.9503 | -15.5935 | -17.1034 | -18.6254 | -20.2758 | -22.0901 | -24.0291 | -25.9093 | -27.8864 | -29.8687 | -31.8835 | -33.5104 | -35.222 | -36.8449 | -38.5184 | -40.0421 | -41.8653 | -43.7592 | -45.9213 | -47.7414 | -48.9625 | -50.6961 | -52.5612
CDP16 | QLD | SQ | Black coal | 21353.6441 | 21128.2586 | 21428.8443 | 17017.7243 | 15329.587 | 11408.5648 | 14524.1421 | 13896.4471 | 13592.6225 | 8643.1141 | 5082.0895 | 5246.8435 | 5128.0833 | 4664.4122 | 5213.3405 | 5211.3604 | 5273.0714 | 5236.9157 | 5292.9586 | 5157.7409 | 5181.4219 | 5093.5633 | 5160.3143 | 4935.0672 | 4862.8021 | 5143.6765 | 5034.9859 | 0
CDP16 | QLD | SQ | Mid-merit gas | 1550.1595 | 1930.363 | 417.7273 | 285.8721 | 451.1767 | 236.4257 | 274.3269 | 142.4005 | 586.111 | 1353.9329 | 1496.7555 | 1414.0105 | 1166.3873 | 758.5445 | 470.2097 | 795.5022 | 1023.2383 | 461.7285 | 280.1215 | 381.3084 | 354.5751 | 0 | 0 | 0 | 0 | 0 | 0 | 0
CDP16 | QLD | SQ | Flexible gas with CCS | 0 | 0 | 0 | 0 | 0 | 0 | 0 | 0 | 0 | 0 | 0 | 0 | 0 | 0 | 0 | 0 | 0 | 0 | 0 | 0 | 0 | 0 | 0 | 0 | 0 | 0 | 0 | 0
CDP16 | QLD | SQ | Flexible gas | 74.0082 | 34.4654 | 4.4569 | 14.0785 | 13.0398 | 120.1378 | 131.9999 | 18.1023 | 25.9063 | 147.4828 | 576.8513 | 367.9298 | 1134.7217 | 876.4249 | 560.5413 | 1474.0266 | 4579.0776 | 3160.0147 | 3481.978 | 4590.422 | 4026.5859 | 4746.1317 | 5726.0755 | 5704.408 | 3149.7127 | 2212.7477 | 4791.1402 | 5033.8368
CDP16 | QLD | SQ | Hydro | 0 | 0 | 0 | 0 | 0 | 0 | 0 | 0 | 0 | 0 | 0 | 0 | 0 | 0 | 0 | 0 | 0 | 0 | 0 | 0 | 0 | 0 | 0 | 0 | 0 | 0 | 0 | 0
CDP16 | QLD | SQ | Utility storage | 1248.2569 | 1177.7137 | 1092.4792 | 1076.6647 | 1324.1426 | 2019.7041 | 1539.0509 | 1459.3219 | 4263.1259 | 5860.3448 | 5803.326 | 6164.4336 | 6208.8398 | 6466.5227 | 6324.1428 | 6233.6554 | 5751.7056 | 5748.5888 | 6148.3671 | 6193.4903 | 5354.7968 | 5343.8227 | 6133.1715 | 6413.5394 | 6587.5095 | 7179.5662 | 7053.0204 | 7175.0494
CDP16 | QLD | SQ | Coordinated CER storage | 17.9833 | 23.809 | 30.5304 | 38.6807 | 47.9579 | 59.2718 | 72.4286 | 89.3669 | 99.1687 | 130.4911 | 155.9091 | 193.4586 | 230.3219 | 277.3731 | 325.1787 | 368.7162 | 406.3534 | 444.2302 | 522.5699 | 600.0129 | 616.9019 | 734.5277 | 819.6435 | 920.5385 | 1046.8973 | 1190.4605 | 1204.0421 | 1278.2434
CDP16 | QLD | SQ | Passive CER storage | 38.5258 | 43.8968 | 49.0034 | 54.5739 | 60.1823 | 66.4877 | 74.7743 | 82.1543 | 89.5117 | 97.9153 | 106.4969 | 116.2022 | 125.6895 | 135.4263 | 145.4256 | 156.0927 | 163.6411 | 172.4096 | 179.9223 | 187.9841 | 195.7875 | 204.5517 | 214.2855 | 225.8 | 234.2198 | 240.7642 | 250.8429 | 259.8486
CDP16 | QLD | SQ | Offshore wind | 0 | 0 | 0 | 0 | 0 | 0 | 0 | 0 | 0 | 0 | 0 | 0 | 0 | 0 | 0 | 0 | 0 | 0 | 0 | 0 | 0 | 0 | 0 | 0 | 0 | 0 | 0 | 0
CDP16 | QLD | SQ | Wind | 4637.2554 | 6192.9721 | 6567.672 | 11517.3841 | 13855.7571 | 13990.5476 | 13386.031 | 13171.4525 | 13763.1314 | 12712.9726 | 16373.2672 | 15389.2501 | 15542.8473 | 16319.9517 | 17183.603 | 15648.6817 | 16605.4578 | 17065.5996 | 16364.2181 | 16404.7592 | 15133.237 | 14808.8135 | 15015.4608 | 14311.3972 | 23863.5823 | 22511.2752 | 21935.437 | 23483.0246
CDP16 | QLD | SQ | Utility solar | 4588.4137 | 4800.8483 | 4776.4346 | 4628.4322 | 4555.6177 | 4738.1679 | 3799.4528 | 4277.8645 | 5312.7343 | 10787.5852 | 11651.1124 | 14094.3842 | 13690.1825 | 13937.8239 | 13992.4516 | 14265.9964 | 13648.9269 | 12794.2292 | 15555.4068 | 16508.5303 | 13568.3216 | 16441.0667 | 16323.2427 | 18020.9836 | 17379.9725 | 21679.5968 | 21528.5758 | 23619.3241
CDP16 | QLD | SQ | Distributed PV | 5990.8471 | 6184.3421 | 6391.0577 | 6675.4064 | 6948.9149 | 7246.6104 | 7553.5439 | 7854.8235 | 8099.4155 | 8344.1878 | 8574.7168 | 8791.3445 | 8944.2099 | 9112.954 | 9288.9666 | 9482.3526 | 9632.6932 | 9808.7105 | 9994.2533 | 10193.5007 | 10350.6777 | 10536.484 | 10729.2197 | 10938.4931 | 11106.4424 | 11313.678 | 11537.6324 | 11787.4518
CDP16 | QLD | SQ | Other renewable fuels | 0 | 0 | 0 | 0 | 0 | 0 | 0 | 0 | 0 | 0 | 0 | 0 | 0 | 0 | 0 | 0 | 0 | 0 | 0 | 0 | 0 | 0 | 0 | 0 | 0 | 0 | 458.7242 | 320.2844
CDP16 | QLD | SQ | DSP | 6.0018e-07 | 6.2973e-07 | 6.7908e-07 | 8.8238e-07 | 1.1361e-06 | 1.8704e-06 | 0.82773 | 0.43504 | 1.6716e-06 | 1.947e-06 | 6.3245 | 2.3085 | 10.0957 | 7.3174 | 2.3669 | 1.2142 | 25.9538 | 17.141 | 1.395 | 3.3642 | 6.0165 | 0.40781 | 9.4034 | 1.0557 | 15.3357 | 3.8369 | 51.2407 | 105.6814
CDP16 | QLD | SQ | Utility storage load | -1688.1555 | -1545.2535 | -1410.0685 | -1377.6461 | -1764.287 | -2804.3498 | -2014.5565 | -1901.4124 | -5533.76 | -7733.8905 | -7584.0985 | -8050.7533 | -8165.5568 | -8497.7272 | -8325.9434 | -8142.6403 | -7568.0885 | -7548.3682 | -8056.137 | -8189.795 | -7026.0835 | -7035.7603 | -8020.4684 | -8464.9116 | -8635.2572 | -9371.8078 | -9259.2898 | -9452.1371
CDP16 | QLD | SQ | Coordinated CER storage load | -17.9833 | -23.809 | -30.5488 | -38.6854 | -47.9635 | -59.243 | -74.1137 | -93.7164 | -102.8363 | -142.2373 | -171.9656 | -218.3729 | -263.9468 | -323.3394 | -383.8441 | -435.8043 | -481.7727 | -528.2942 | -629.4771 | -733.3613 | -744.1039 | -902.3369 | -1012.0451 | -1144.5425 | -1309.964 | -1502.9575 | -1516.8575 | -1613.3467
CDP16 | QLD | SQ | Passive CER storage load | -44.3668 | -50.498 | -56.4569 | -62.687 | -69.1038 | -76.3172 | -85.6279 | -94.3651 | -102.9273 | -112.1632 | -122.3762 | -133.4555 | -144.0599 | -155.4718 | -166.9135 | -178.4222 | -187.5884 | -197.0317 | -206.0993 | -215.394 | -223.8881 | -234.3118 | -245.2308 | -257.7243 | -268.2238 | -275.5925 | -285.8727 | -296.8927
CDP16 | VIC | VIC | Brown coal | 32180.7418 | 28061.6011 | 27405.7249 | 24211.8703 | 18285.2089 | 15029.9842 | 16321.5383 | 13358.4298 | 9998.0754 | 6208.0249 | 2856.9673 | 3496.3615 | 3408.4662 | 2983.6814 | 3537.3526 | 3341.2299 | 3412.3037 | 3341.8515 | 3395.5221 | 3456.8558 | 3216.9973 | 3415.6763 | 3407.1413 | 0 | 0 | 0 | 0 | 0
CDP16 | VIC | VIC | Mid-merit gas | 76.7713 | 131.3434 | 70.4104 | 56.7202 | 0 | 0 | 0 | 0 | 0 | 0 | 0 | 0 | 0 | 0 | 0 | 0 | 0 | 0 | 0 | 0 | 0 | 0 | 0 | 0 | 0 | 0 | 0 | 0
CDP16 | VIC | VIC | Flexible gas with CCS | 0 | 0 | 0 | 0 | 0 | 0 | 0 | 0 | 0 | 0 | 0 | 0 | 0 | 0 | 0 | 0 | 0 | 0 | 0 | 0 | 0 | 0 | 0 | 0 | 0 | 0 | 0 | 0
CDP16 | VIC | VIC | Flexible gas | 49.1853 | 92.1763 | 41.6612 | 33.8232 | 286.0125 | 63.9 | 25.1997 | 3.5979e-06 | 2.6354e-06 | 64.778 | 26.5841 | 5.5264 | 164.785 | 155.8324 | 57.9577 | 60.248 | 203.1039 | 214.929 | 222.4845 | 340.5414 | 190.1091 | 161.295 | 347.2317 | 417.7237 | 446.991 | 188.4858 | 657.8337 | 777.4925
CDP16 | VIC | VIC | Hydro | 2506.1079 | 1230.2483 | 1311.5159 | 3416.4981 | 2067.4877 | 4037.2258 | 2206.6102 | 974.6728 | 2978.9081 | 3218.6642 | 3397.3331 | 2474.3444 | 2821.5682 | 1875.9359 | 2319.3865 | 2187.2546 | 3430.4707 | 2147.7522 | 2010.6043 | 2179.4032 | 2168.8106 | 1877.0676 | 2481.2425 | 2602.3862 | 3070.0539 | 2416.5722 | 2900.3377 | 2044.1748
CDP16 | VIC | VIC | Utility storage | 391.7354 | 1149.206 | 1918.9997 | 2613.0232 | 3000.0529 | 3915.6117 | 3248.5548 | 4093.5653 | 4170.7487 | 4045.7777 | 4277.052 | 3974.7262 | 4607.5261 | 5418.3432 | 5383.0322 | 6146.1835 | 5306.8845 | 5116.0236 | 5178.1217 | 4853.8974 | 5241.227 | 4714.4898 | 4203.4371 | 3997.3869 | 4013.1438 | 3811.8342 | 3295.8018 | 3361.8467
CDP16 | VIC | VIC | Coordinated CER storage | 46.2609 | 62.9949 | 81.0081 | 102.3061 | 127.7998 | 157.1002 | 184.5749 | 218.4013 | 257.9675 | 301.5616 | 351.1157 | 418.2567 | 481.6053 | 571.7927 | 656.2113 | 746.9288 | 827.0257 | 917.3795 | 1016.2465 | 1145.0547 | 1245.6797 | 1402.6809 | 1571.2714 | 1725.4758 | 1873.446 | 2035.5576 | 2102.4432 | 2299.5719
CDP16 | VIC | VIC | Passive CER storage | 93.9153 | 103.8346 | 113.4315 | 124.1343 | 134.0189 | 145.1892 | 159.9523 | 173.6821 | 187.2958 | 202.3336 | 217.0562 | 234.2369 | 249.6964 | 267.2425 | 284.5038 | 301.8728 | 315.2069 | 328.6875 | 342.6232 | 356.7102 | 370.6288 | 384.4636 | 401.0884 | 417.2939 | 433.7507 | 444.3685 | 460.5946 | 476.6569
CDP16 | VIC | VIC | Offshore wind | 0 | 0 | 0 | 0 | 0 | 0 | 4006.9165 | 7928.8278 | 10433.8194 | 13178.7085 | 15268.5645 | 19331.1157 | 23592.3793 | 28367.3633 | 31495.8701 | 36489.2948 | 36771.1934 | 36737.2209 | 35118.9408 | 33998.5938 | 34672.4361 | 34868.3421 | 34999.9162 | 37229.0251 | 34322.4312 | 34526.2999 | 35640.1314 | 37314.4397
CDP16 | VIC | VIC | Wind | 13655.7491 | 17096.6009 | 16269.3445 | 17161.3371 | 20199.9076 | 21460.4357 | 20922.6739 | 22420.8106 | 21457.686 | 22433.3752 | 20787.3171 | 20204.766 | 19839.207 | 20373.8602 | 19325.5645 | 19328.4272 | 18854.5133 | 18717.0532 | 17703.1687 | 16366.544 | 15491.5709 | 13932.4804 | 13288.4363 | 13623.0688 | 13994.2988 | 16118.6408 | 15746.8445 | 16640.6648
CDP16 | VIC | VIC | Utility solar | 2582.4192 | 3074.8712 | 3401.1186 | 3593.1442 | 3559.7312 | 3635.5113 | 3159.4396 | 3197.3794 | 3292.3689 | 3269.3893 | 3868.5499 | 3665.0776 | 3475.2948 | 3555.2916 | 3573.7403 | 3363.6538 | 3441.8403 | 3316.2146 | 3285.3628 | 5075.4064 | 6529.3547 | 6918.0554 | 7015.9899 | 6541.6976 | 6724.4094 | 5936.5112 | 5486.1625 | 5382.3627
CDP16 | VIC | VIC | Distributed PV | 6087.2788 | 6684.1854 | 7294.8864 | 7984.2026 | 8627.0949 | 9196.1307 | 9725.6838 | 10200.0096 | 10651.3504 | 11059.654 | 11465.7127 | 11844.9384 | 12143.6943 | 12364.7146 | 12587.537 | 12816.1806 | 13025.347 | 13207.514 | 13417.6849 | 13652.8559 | 13870.6821 | 14058.9828 | 14279.9745 | 14546.9466 | 14826.3072 | 15089.7889 | 15385.7563 | 15709.2989
CDP16 | VIC | VIC | Other renewable fuels | 0 | 0 | 0 | 0 | 0 | 0 | 0 | 0 | 0 | 0 | 0 | 0 | 0 | 0 | 0 | 0 | 0 | 0 | 0 | 0 | 0 | 0 | 0 | 0 | 0 | 0 | 453.7387 | 255.7209
CDP16 | VIC | VIC | DSP | 0.032001 | 6.1105e-07 | 6.4911e-07 | 8.3964e-07 | 1.188 | 25.6756 | 24.2729 | 1.4375e-06 | 1.7876e-06 | 10.7121 | 18.2161 | 7.0341 | 41.5511 | 16.9697 | 10.1285 | 10.0163 | 64.9886 | 18.5265 | 10.019 | 21.1306 | 12.343 | 3.0707 | 13.4791 | 21.3508 | 31.6329 | 9.9677 | 88.5552 | 46.615
CDP16 | VIC | VIC | Utility storage load | -466.3518 | -1367.9763 | -2288.049 | -3103.4918 | -3564.9424 | -4646.1888 | -3860.0778 | -4868.821 | -4954.6184 | -4817.8779 | -5075.7971 | -4725.2968 | -5487.2102 | -6432.5873 | -6400.4992 | -7308.5554 | -6309.892 | -6082.5303 | -6156.3927 | -5779.8995 | -6368.3241 | -5755.1117 | -5136.3707 | -4922.3315 | -4909.7453 | -4690.5109 | -4079.145 | -4188.0879
CDP16 | VIC | VIC | Coordinated CER storage load | -46.2609 | -62.9949 | -81.0576 | -102.3189 | -127.8155 | -157.0222 | -186.7161 | -224.4082 | -269.1183 | -319.0337 | -374.3359 | -454.8621 | -529.6429 | -639.4377 | -743.0056 | -851.8745 | -947.8635 | -1057.6184 | -1179.4889 | -1345.2859 | -1459.9773 | -1668.1407 | -1874.956 | -2075.7382 | -2251.4264 | -2461.5551 | -2538.4721 | -2805.4508
CDP16 | VIC | VIC | Passive CER storage load | -111.762 | -123.3463 | -134.8604 | -147.2779 | -159.5703 | -173.272 | -189.9108 | -206.4594 | -222.8042 | -240.197 | -258.543 | -279.5154 | -296.8716 | -318.266 | -338.6938 | -358.4818 | -376.3814 | -390.4669 | -407.5393 | -424.3066 | -440.6446 | -458.2816 | -479.2543 | -495.4081 | -516.2532 | -529.291 | -547.2171 | -568.9661
CDP16 | SA | CSA | Mid-merit gas | 1825.2765 | 2304.3099 | 1228.74 | 994.0969 | 1619.4494 | 887.6214 | 17.3401 | 4.7499 | 7.9447e-06 | 79.1053 | 41.0278 | 80.7444 | 159.3384 | 0 | 0 | 0 | 0 | 0 | 0 | 0 | 0 | 0 | 0 | 0 | 0 | 0 | 0 | 0
CDP16 | SA | CSA | Flexible gas with CCS | 0 | 0 | 0 | 0 | 0 | 0 | 0 | 0 | 0 | 0 | 0 | 0 | 0 | 0 | 0 | 0 | 0 | 0 | 0 | 0 | 0 | 0 | 0 | 0 | 0 | 0 | 0 | 0
CDP16 | SA | CSA | Flexible gas | 5.8124 | 4.241 | 46.3152 | 16.8936 | 12.1454 | 123.0316 | 276.1464 | 248.7208 | 530.2905 | 811.8055 | 756.079 | 791.0637 | 1341.8394 | 846.2375 | 440.9004 | 780.3237 | 1219.6715 | 1054.6671 | 1322.8959 | 2005.0985 | 1233.9437 | 1244.2232 | 1181.1164 | 699.1583 | 761.1536 | 424.9655 | 949.8432 | 534.2989
CDP16 | SA | CSA | Hydro | 0 | 0 | 0 | 0 | 0 | 0 | 0 | 0 | 0 | 0 | 0 | 0 | 0 | 0 | 0 | 0 | 0 | 0 | 0 | 0 | 0 | 0 | 0 | 0 | 0 | 0 | 0 | 0
CDP16 | SA | CSA | Utility storage | 512.2149 | 658.4479 | 995.1541 | 1989.8231 | 2341.1743 | 2941.978 | 1614.141 | 1661.5653 | 1657.354 | 1655.1905 | 1559.4477 | 1562.9434 | 1783.3528 | 1951.662 | 1853.0069 | 1895.7515 | 1735.1359 | 1814.329 | 1997.8825 | 1728.1903 | 1506.8401 | 1318.7919 | 1168.1769 | 1879.3109 | 1857.5946 | 2238.7865 | 2264.4747 | 2360.5712
CDP16 | SA | CSA | Coordinated CER storage | 190.1131 | 211.5618 | 232.1053 | 256.212 | 280.1295 | 308.0488 | 332.6564 | 360.5557 | 389.7637 | 421.5982 | 457.2566 | 494.2795 | 530.695 | 573.9339 | 617.4409 | 659.1777 | 696.3444 | 733.4857 | 773.5716 | 831.2815 | 881.9415 | 944.3895 | 1006.1382 | 1047.485 | 1112.147 | 1156.148 | 1181.2958 | 1226.0186
CDP16 | SA | CSA | Passive CER storage | 64.0325 | 68.5121 | 72.874 | 77.7255 | 81.7137 | 86.0408 | 91.1661 | 95.9927 | 100.5806 | 105.8509 | 110.6315 | 116.1445 | 120.6524 | 126.1011 | 130.3051 | 135.7589 | 139.2271 | 142.3883 | 145.3068 | 148.8519 | 151.4968 | 154.3978 | 158.1308 | 162.327 | 164.8392 | 167.039 | 171.4898 | 175.3662
CDP16 | SA | CSA | Offshore wind | 0 | 0 | 0 | 0 | 0 | 0 | 0 | 0 | 0 | 0 | 0 | 0 | 0 | 0 | 0 | 0 | 0 | 0 | 0 | 0 | 0 | 0 | 0 | 0 | 0 | 0 | 0 | 0
CDP16 | SA | CSA | Wind | 7194.995 | 7508.7363 | 7252.3471 | 7659.7135 | 8757.2513 | 7989.8471 | 7701.1625 | 8256.3587 | 8212.7589 | 8696.0652 | 7816.7647 | 7821.378 | 6824.2582 | 7725.2466 | 8184.9134 | 6725.1642 | 7763.0291 | 8116.0452 | 7890.2327 | 6673.8109 | 6442.997 | 6954.6622 | 7048.8464 | 9932.1661 | 9802.5451 | 9776.8118 | 9213.2457 | 10534.7835
CDP16 | SA | CSA | Utility solar | 1187.1867 | 1241.8384 | 1831.7629 | 1677.4715 | 1829.6708 | 1695.3545 | 1766.549 | 1832.0419 | 1885.8259 | 1875.7398 | 2186.7009 | 2225.7876 | 2161.6266 | 2176.4854 | 2285.3218 | 2321.1679 | 2623.3688 | 2479.5957 | 2729.8342 | 4200.9946 | 5510.8638 | 5686.7369 | 5396.6929 | 5122.1956 | 5298.1149 | 5346.0947 | 5236.6002 | 5352.6273
CDP16 | SA | CSA | Distributed PV | 3190.3631 | 3260.7863 | 3336.7919 | 3466.2875 | 3610.9779 | 3765.142 | 3919.0203 | 4056.501 | 4171.4374 | 4282.9871 | 4387.5614 | 4474.6656 | 4540.4368 | 4615.8937 | 4699.0323 | 4777.1158 | 4844.1539 | 4922.1799 | 5007.7115 | 5086.4132 | 5151.8572 | 5229.3602 | 5315.6498 | 5398.0969 | 5468.4064 | 5549.6338 | 5639.0507 | 5724.3107
CDP16 | SA | CSA | Other renewable fuels | 0 | 0 | 0 | 0 | 0 | 0 | 0 | 0 | 0 | 0 | 0 | 0 | 0 | 0 | 0 | 0 | 0 | 0 | 0 | 0 | 0 | 0 | 0 | 0 | 0 | 0 | 0 | 0
CDP16 | SA | CSA | DSP | 0.18 | 6.1651e-07 | 6.8172e-07 | 8.7697e-07 | 0.96 | 27.6167 | 21.3321 | 1.4839e-06 | 1.9257e-06 | 7.5428 | 16.5445 | 11.0294 | 35.7121 | 15.9641 | 6.7673 | 11.2073 | 52.8776 | 15.9364 | 7.0168 | 12.8169 | 10.1965 | 1.653 | 10.7146 | 11.8483 | 16.3692 | 6.2082 | 54.6564 | 29.7519
CDP16 | SA | CSA | Utility storage load | -609.7799 | -783.5395 | -1184.718 | -2372.2815 | -2787.1642 | -3499.0259 | -1921.6285 | -1979.6125 | -1971.55 | -1973.8866 | -1853.1291 | -1860.6784 | -2126.0171 | -2320.5046 | -2209.387 | -2253.4969 | -2065.6725 | -2159.9519 | -2378.4718 | -2060.0612 | -1791.2457 | -1571.9231 | -1388.2589 | -2220.224 | -2187.559 | -2642.8643 | -2662.0556 | -2781.1888
CDP16 | SA | CSA | Coordinated CER storage load | -190.1131 | -211.5618 | -232.1053 | -256.3675 | -280.1442 | -307.8786 | -333.1493 | -362.1 | -392.204 | -425.967 | -463.1959 | -502.9759 | -542.3903 | -590.7264 | -640.1334 | -684.4749 | -725.7684 | -766.5489 | -811.3399 | -882.206 | -939.6153 | -1017.8557 | -1087.9186 | -1134.567 | -1212.2151 | -1264.5554 | -1287.9717 | -1346.0034
CDP16 | SA | CSA | Passive CER storage load | -74.5534 | -80.106 | -84.9062 | -90.0868 | -94.711 | -99.6282 | -104.9721 | -111.2405 | -116.5182 | -121.7649 | -127.6009 | -133.8318 | -139.592 | -144.8715 | -150.319 | -155.3538 | -159.9965 | -162.6779 | -167.2472 | -170.8245 | -173.1506 | -176.6843 | -181.1201 | -184.9918 | -188.5654 | -191.4455 | -195.1885 | -200.2795
CDP16 | SA | SESA | Mid-merit gas | 0 | 0 | 0 | 0 | 0 | 0 | 0 | 0 | 0 | 0 | 0 | 0 | 0 | 0 | 0 | 0 | 0 | 0 | 0 | 0 | 0 | 0 | 0 | 0 | 0 | 0 | 0 | 0
CDP16 | SA | SESA | Flexible gas with CCS | 0 | 0 | 0 | 0 | 0 | 0 | 0 | 0 | 0 | 0 | 0 | 0 | 0 | 0 | 0 | 0 | 0 | 0 | 0 | 0 | 0 | 0 | 0 | 0 | 0 | 0 | 0 | 0
CDP16 | SA | SESA | Flexible gas | 0.25151 | 9.95e-09 | 0.84091 | 1.6813e-07 | 2.1535e-07 | 1.006 | 3.2033 | 1.8019e-06 | 3.1609e-06 | 2.119 | 4.9417 | 0 | 0 | 0 | 0 | 0 | 0 | 0 | 0 | 0 | 0 | 0 | 0 | 0 | 0 | 0 | 0 | 0
CDP16 | SA | SESA | Hydro | 0 | 0 | 0 | 0 | 0 | 0 | 0 | 0 | 0 | 0 | 0 | 0 | 0 | 0 | 0 | 0 | 0 | 0 | 0 | 0 | 0 | 0 | 0 | 0 | 0 | 0 | 0 | 0
CDP16 | SA | SESA | Utility storage | 26.5488 | 22.0691 | 22.9613 | 24.7053 | 27.3788 | 33.4518 | 26.3457 | 27.8008 | 26.6082 | 28.606 | 4.6292e-05 | 4.7157e-05 | 4.8818e-05 | 0.0001182 | 0.00011919 | 0.0001211 | 0.0001166 | 0.00011814 | 0.00011567 | 0.0001359 | 0.00015615 | 0.00014928 | 0.0001617 | 103.603 | 106.4383 | 102.0057 | 102.6173 | 109.8163
CDP16 | SA | SESA | Coordinated CER storage | 6.7785 | 7.6029 | 8.4039 | 9.3331 | 10.2638 | 11.3797 | 12.3884 | 13.459 | 14.5895 | 15.8397 | 17.4134 | 18.939 | 20.4863 | 22.2229 | 24.0119 | 25.7149 | 27.2284 | 28.765 | 30.3446 | 32.6953 | 35.0174 | 37.8086 | 40.3995 | 41.9873 | 44.5778 | 46.6146 | 47.6347 | 49.7879
CDP16 | SA | SESA | Passive CER storage | 2.2874 | 2.4649 | 2.6412 | 2.8343 | 2.9964 | 3.1838 | 3.3933 | 3.5799 | 3.7552 | 3.9661 | 4.1842 | 4.4023 | 4.6087 | 4.8211 | 4.9787 | 5.1883 | 5.3234 | 5.4419 | 5.5432 | 5.6917 | 5.8219 | 5.9481 | 6.0969 | 6.2638 | 6.363 | 6.4511 | 6.627 | 6.8022
CDP16 | SA | SESA | Offshore wind | 0 | 0 | 0 | 0 | 0 | 0 | 0 | 0 | 0 | 0 | 0 | 0 | 0 | 0 | 0 | 0 | 0 | 0 | 0 | 0 | 0 | 0 | 0 | 0 | 0 | 0 | 0 | 0
CDP16 | SA | SESA | Wind | 748.681 | 817.2419 | 718.7825 | 795.5387 | 2445.2954 | 2365.8664 | 2029.4737 | 2177.5648 | 2120.2897 | 2613.1187 | 2353.6886 | 2189.1101 | 2053.9251 | 2206.7535 | 1867.3092 | 1848.7113 | 1713.4112 | 1830.1095 | 1754.5843 | 1665.1449 | 1604.2637 | 1778.1984 | 1666.4252 | 1847.7996 | 1640.7391 | 2315.1094 | 2191.9119 | 2427.5623
CDP16 | SA | SESA | Utility solar | 69.7355 | 68.9619 | 64.0546 | 65.7296 | 61.9324 | 56.9146 | 55.1007 | 58.6014 | 64.9459 | 68.6357 | 69.5296 | 56.846 | 58.47 | 57.1342 | 63.5771 | 64.5569 | 61.0725 | 0 | 0 | 0 | 0 | 0 | 0 | 0 | 0 | 0 | 0 | 0
CDP16 | SA | SESA | Distributed PV | 112.7362 | 116.2125 | 120.7697 | 127.1989 | 133.8742 | 141.6734 | 149.2792 | 155.4422 | 160.67 | 166.3834 | 173.5604 | 178.2911 | 183.9197 | 187.5012 | 190.7562 | 194.3046 | 197.6511 | 200.9791 | 203.7224 | 208.7345 | 214.739 | 219.6259 | 223.1041 | 226.6677 | 229.1829 | 232.2131 | 236.0291 | 242.1829
CDP16 | SA | SESA | Other renewable fuels | 0 | 0 | 0 | 0 | 0 | 0 | 0 | 0 | 0 | 0 | 0 | 0 | 0 | 0 | 0 | 0 | 0 | 0 | 0 | 0 | 0 | 0 | 0 | 0 | 0 | 0 | 0 | 0
CDP16 | SA | SESA | DSP | 0 | 0 | 0 | 0 | 0 | 0 | 0 | 0 | 0 | 0 | 0 | 0 | 0 | 0 | 0 | 0 | 0 | 0 | 0 | 0 | 0 | 0 | 0 | 0 | 0 | 0 | 0 | 0
CDP16 | SA | SESA | Utility storage load | -31.6058 | -26.2728 | -27.3349 | -29.4678 | -32.5939 | -39.7669 | -31.3639 | -33.1196 | -31.653 | -34.0548 | -5.4216e-05 | -5.5338e-05 | -5.7323e-05 | -0.0001389 | -0.00014018 | -0.00014196 | -0.00013691 | -0.00013882 | -0.00013586 | -0.0001597 | -0.00018308 | -0.0001751 | -0.00018927 | -122.0175 | -125.0655 | -120.2494 | -120.4598 | -129.1829
CDP16 | SA | SESA | Coordinated CER storage load | -6.7785 | -7.6029 | -8.4039 | -9.3388 | -10.2644 | -11.3735 | -12.4114 | -13.5293 | -14.7061 | -16.0448 | -17.7005 | -19.3594 | -21.0369 | -23.0166 | -25.0862 | -26.9371 | -28.6392 | -30.3729 | -32.1917 | -35.0834 | -37.7498 | -41.2881 | -44.2791 | -46.0763 | -49.2391 | -51.6778 | -52.615 | -55.4434
CDP16 | SA | SESA | Passive CER storage load | -2.6632 | -2.882 | -3.0773 | -3.2851 | -3.473 | -3.6866 | -3.9072 | -4.1485 | -4.3502 | -4.5623 | -4.826 | -5.0727 | -5.3322 | -5.5387 | -5.7434 | -5.9371 | -6.1175 | -6.2173 | -6.3802 | -6.5319 | -6.654 | -6.8067 | -6.9833 | -7.1384 | -7.2789 | -7.3936 | -7.5428 | -7.7685
CDP16 | TAS | TAS | Mid-merit gas | 0 | 0 | 0 | 0 | 0 | 0 | 0 | 0 | 0 | 0 | 0 | 0 | 0 | 0 | 0 | 0 | 0 | 0 | 0 | 0 | 0 | 0 | 0 | 0 | 0 | 0 | 0 | 0
CDP16 | TAS | TAS | Flexible gas with CCS | 0 | 0 | 0 | 0 | 0 | 0 | 0 | 0 | 0 | 0 | 0 | 0 | 0 | 0 | 0 | 0 | 0 | 0 | 0 | 0 | 0 | 0 | 0 | 0 | 0 | 0 | 0 | 0
CDP16 | TAS | TAS | Flexible gas | 0 | 0 | 5.4e-10 | 0 | 0 | 0 | 2.0984e-07 | 1.4775e-06 | 5.2716e-06 | 0.19089 | 0.17051 | 1.8437e-06 | 8.8548e-07 | 0.9304 | 1.1471e-06 | 0.18691 | 0.82622 | 2.6119 | 0.74626 | 3.2981 | 1.6791 | 3.7645e-07 | 1.2938e-06 | 7.2001e-07 | 2.6396 | 8.0429e-07 | 7.9965e-07 | 9.1304e-07
CDP16 | TAS | TAS | Hydro | 8887.2723 | 9653.1629 | 6787.8955 | 6690.0138 | 6199.3538 | 5819.9348 | 7897.0677 | 8469.0207 | 7447.9383 | 8656.1692 | 8645.174 | 7771.5528 | 7839.6771 | 7218.9951 | 8405.2917 | 8363.7488 | 7710.4624 | 7593.0477 | 8427.3502 | 6498.2071 | 9052.2194 | 8526.4772 | 7109.5062 | 8022.0711 | 7478.1371 | 7967.9814 | 8674.9516 | 7174.762
CDP16 | TAS | TAS | Utility storage | 0 | 0 | 0 | 3.0672e-05 | 3.6717e-05 | 4.2544e-05 | 6.6488e-05 | 9.341e-05 | 0.00013333 | 0.00014139 | 0.00012541 | 0.00013249 | 0.00014738 | 0.0002174 | 0.00025178 | 0.00029589 | 151.609 | 155.0811 | 490.2567 | 1167.8683 | 1841.0147 | 1689.7348 | 1995.9492 | 1956.0069 | 1935.1122 | 1915.2497 | 1892.4005 | 1904.2171
CDP16 | TAS | TAS | Coordinated CER storage | 2.5736 | 3.5352 | 4.6056 | 5.958 | 7.4175 | 9.2982 | 10.6777 | 12.1211 | 14.0029 | 15.9417 | 18.367 | 21.3057 | 24.4622 | 28.5208 | 33.3759 | 38.1701 | 42.3429 | 47.7299 | 51.5362 | 58.6334 | 61.6839 | 67.6543 | 79.0516 | 86.4991 | 95.0322 | 99.3938 | 105.6935 | 113.0874
CDP16 | TAS | TAS | Passive CER storage | 6.2553 | 6.8442 | 7.491 | 8.1837 | 8.8138 | 9.6277 | 10.5227 | 11.3683 | 12.1904 | 13.1008 | 14.0214 | 15.0123 | 15.866 | 16.9658 | 17.9051 | 18.9456 | 19.7579 | 20.3609 | 21.0618 | 21.7684 | 22.4051 | 23.1637 | 23.9385 | 24.7927 | 25.5449 | 25.8603 | 26.7151 | 27.6923
CDP16 | TAS | TAS | Offshore wind | 0 | 0 | 0 | 0 | 0 | 0 | 0 | 0 | 0 | 0 | 0 | 0 | 0 | 0 | 0 | 0 | 0 | 0 | 0 | 0 | 0 | 0 | 0 | 0 | 0 | 0 | 0 | 0
CDP16 | TAS | TAS | Wind | 1975.3545 | 2174.8077 | 3998.3922 | 4688.0599 | 5370.3257 | 6033.8465 | 6517.902 | 7009.5468 | 7503.4536 | 7996.5656 | 8491.4881 | 8992.5144 | 9505.1029 | 10021.8937 | 10538.9461 | 11055.6864 | 9089.5023 | 8994.6557 | 8750.0075 | 9290.3749 | 9267.124 | 9433.1436 | 9095.977 | 9502.5125 | 9134.5164 | 8857.9632 | 8361.5411 | 8337.3006
CDP16 | TAS | TAS | Utility solar | 0 | 0 | 0 | 0 | 0 | 0 | 0 | 0 | 0 | 0 | 0 | 0 | 0 | 0 | 0 | 0 | 0 | 0 | 0 | 0 | 0 | 0 | 0 | 0 | 0 | 0 | 0 | 0
CDP16 | TAS | TAS | Distributed PV | 307.0088 | 319.0286 | 332.2165 | 365.6975 | 409.1203 | 455.4526 | 495.5483 | 526.8219 | 558.336 | 589.4338 | 618.6881 | 640.645 | 653.5031 | 660.943 | 668.1315 | 674.4542 | 680.7325 | 686.9651 | 694.1811 | 700.6574 | 706.8726 | 713.1019 | 720.4898 | 727.215 | 733.6596 | 740.0857 | 747.7693 | 754.9122
CDP16 | TAS | TAS | Other renewable fuels | 0 | 0 | 0 | 0 | 0 | 0 | 0 | 0 | 0 | 0 | 0 | 0 | 0 | 0 | 0 | 0 | 0 | 0 | 0 | 0 | 0 | 0 | 0 | 0 | 0 | 0 | 0 | 0
CDP16 | TAS | TAS | DSP | 5.8018e-07 | 5.6648e-07 | 6.0229e-07 | 5.8907e-07 | 6.1331e-07 | 6.4605e-07 | 7.8384e-07 | 1.2555e-06 | 1.6202e-06 | 0.10945 | 0.1675 | 1.6878e-06 | 1.6068e-06 | 0.030002 | 0.49503 | 0.2475 | 2.905 | 0.6675 | 0.48 | 0.775 | 0.35 | 0.035001 | 0.335 | 0.022501 | 0.71597 | 1.6417e-06 | 2.76 | 1.265
CDP16 | TAS | TAS | Utility storage load | 0 | 0 | 0 | -3.6097e-05 | -4.3177e-05 | -5.0094e-05 | -8.4821e-05 | -0.0001203 | -0.00016913 | -0.00018346 | -0.00016061 | -0.00016995 | -0.00018808 | -0.00027625 | -0.00032321 | -0.00037922 | -199.3046 | -205.4722 | -649.9627 | -1543.9267 | -2409.0045 | -2235.4529 | -2595.3127 | -2609.5666 | -2510.3271 | -2523.3259 | -2493.3623 | -2536.5637
CDP16 | TAS | TAS | Coordinated CER storage load | -2.5736 | -3.5352 | -4.6056 | -5.958 | -7.4175 | -9.304 | -10.6953 | -12.2074 | -14.2066 | -16.2974 | -18.9206 | -22.2793 | -25.8696 | -30.7326 | -36.5921 | -42.4073 | -47.4269 | -54.1226 | -58.7394 | -67.7248 | -70.8525 | -78.5881 | -93.1534 | -102.8712 | -113.4036 | -118.769 | -126.6099 | -136.7094
CDP16 | TAS | TAS | Passive CER storage load | -7.4092 | -8.08 | -8.839 | -9.6052 | -10.3749 | -11.3443 | -12.3431 | -13.3696 | -14.321 | -15.3464 | -16.5077 | -17.6666 | -18.6487 | -19.9309 | -21.017 | -22.1822 | -23.2833 | -23.8808 | -24.7761 | -25.5422 | -26.2799 | -27.2697 | -28.1878 | -29.1395 | -30.0052 | -30.3481 | -31.2962 | -32.5547
CDP17 | NSW | NNSW | Black coal | 0 | 0 | 0 | 0 | 0 | 0 | 0 | 0 | 0 | 0 | 0 | 0 | 0 | 0 | 0 | 0 | 0 | 0 | 0 | 0 | 0 | 0 | 0 | 0 | 0 | 0 | 0 | 0
CDP17 | NSW | NNSW | Mid-merit gas | 0 | 0 | 0 | 0 | 0 | 0 | 0 | 0 | 0 | 0 | 0 | 0 | 0 | 0 | 0 | 0 | 0 | 0 | 0 | 0 | 0 | 0 | 0 | 0 | 0 | 0 | 0 | 0
CDP17 | NSW | NNSW | Flexible gas with CCS | 0 | 0 | 0 | 0 | 0 | 0 | 0 | 0 | 0 | 0 | 0 | 0 | 0 | 0 | 0 | 0 | 0 | 0 | 0 | 0 | 0 | 0 | 0 | 0 | 0 | 0 | 0 | 0
CDP17 | NSW | NNSW | Flexible gas | 0 | 0 | 0 | 0 | 0 | 0 | 0 | 0 | 0 | 0 | 0 | 0 | 0 | 0 | 0 | 0 | 0 | 0 | 0 | 0 | 0 | 0 | 0 | 0 | 0 | 0 | 0 | 0
CDP17 | NSW | NNSW | Hydro | 0 | 0 | 0 | 0 | 0 | 0 | 0 | 0 | 0 | 0 | 0 | 0 | 0 | 0 | 0 | 0 | 0 | 0 | 0 | 0 | 0 | 0 | 0 | 0 | 0 | 0 | 0 | 0
CDP17 | NSW | NNSW | Utility storage | 3.9389 | 15.4325 | 452.9177 | 910.623 | 1387.8629 | 2974.026 | 2155.4796 | 2215.7934 | 2431.8723 | 2408.5157 | 2553.8006 | 2642.3743 | 2651.2311 | 2890.6191 | 2855.2309 | 2778.5566 | 2551.6681 | 2621.6999 | 2739.281 | 2869.2118 | 5026.2504 | 5138.0778 | 4473.5122 | 5634.2608 | 5401.0938 | 5255.2523 | 5160.093 | 6560.8197
CDP17 | NSW | NNSW | Coordinated CER storage | 8.8374 | 11.2058 | 14.0475 | 16.9351 | 20.4037 | 24.1164 | 27.5903 | 31.7736 | 36.5453 | 42.5317 | 49.8499 | 58.5744 | 67.1878 | 78.5846 | 89.186 | 98.7652 | 108.7347 | 118.8683 | 132.8445 | 153.6542 | 161.7881 | 182.3799 | 209.4249 | 227.7313 | 248.9435 | 272.3683 | 275.5783 | 295.8422
CDP17 | NSW | NNSW | Passive CER storage | 18.167 | 19.7177 | 21.1384 | 22.4275 | 23.7008 | 25.0701 | 27.3635 | 29.2103 | 31.0205 | 33.1586 | 35.2223 | 37.5763 | 39.7724 | 41.8629 | 44.1078 | 46.4927 | 48.0454 | 50.12 | 51.7116 | 53.3755 | 55.0278 | 56.7506 | 58.6569 | 61.0185 | 62.4544 | 63.5 | 65.5099 | 67.3883
CDP17 | NSW | NNSW | Offshore wind | 0 | 0 | 0 | 0 | 0 | 0 | 0 | 0 | 0 | 0 | 0 | 0 | 0 | 0 | 0 | 0 | 0 | 0 | 0 | 0 | 0 | 0 | 0 | 0 | 0 | 0 | 0 | 0
CDP17 | NSW | NNSW | Wind | 1308.8618 | 1100.5298 | 1921.6104 | 2157.6007 | 2191.0155 | 10744.4935 | 11381.5251 | 10471.2057 | 11013.0214 | 10223.3134 | 12372.0834 | 12251.7904 | 12145.5342 | 12473.5617 | 12516.0445 | 12036.9869 | 14538.431 | 20055.222 | 22397.9053 | 21750.3963 | 23599.7949 | 21420.7511 | 22092.1375 | 21173.4723 | 22214.2223 | 21996.0432 | 21485.8613 | 22800.8377
CDP17 | NSW | NNSW | Utility solar | 1712.1414 | 2165.3802 | 2322.318 | 2240.3751 | 2378.8181 | 2976.5132 | 2588.9952 | 2749.8797 | 3101.3456 | 3204.404 | 4104.8145 | 4368.2791 | 4018.8862 | 4335.4759 | 4321.2858 | 4127.2843 | 4006.9048 | 7048.4838 | 7494.8027 | 8963.5786 | 7765.5741 | 8281.2132 | 8852.3323 | 9136.632 | 8780.5806 | 9241.9963 | 8736.5699 | 10122.0922
CDP17 | NSW | NNSW | Distributed PV | 1271.6546 | 1294.9489 | 1311.4241 | 1367.595 | 1455.6654 | 1546.1493 | 1624.3869 | 1687.2326 | 1737.479 | 1785.259 | 1826.8007 | 1862.6349 | 1883.9388 | 1905.6539 | 1925.5478 | 1947.8463 | 1965.8985 | 1986.5372 | 2009.2374 | 2037.7628 | 2057.9774 | 2077.2502 | 2099.9079 | 2127.0346 | 2148.3108 | 2170.1747 | 2198.1127 | 2230.421
CDP17 | NSW | NNSW | Other renewable fuels | 0 | 0 | 0 | 0 | 0 | 0 | 0 | 0 | 0 | 0 | 0 | 0 | 0 | 0 | 0 | 0 | 0 | 0 | 0 | 0 | 0 | 0 | 0 | 0 | 0 | 0 | 444.5457 | 286.6521
CDP17 | NSW | NNSW | DSP | 0 | 0 | 0 | 0 | 0 | 0 | 0 | 0 | 0 | 0 | 0 | 0 | 0 | 0 | 0 | 0 | 0 | 0 | 0 | 0 | 0 | 0 | 0 | 0 | 0 | 0 | 0 | 0
CDP17 | NSW | NNSW | Utility storage load | -4.6478 | -18.372 | -545.8251 | -1089.9555 | -1660.795 | -3574.4736 | -2592.6912 | -2674.3672 | -2917.2071 | -2907.6843 | -3067.2366 | -3175.3106 | -3189.2254 | -3477.3388 | -3445.1049 | -3332.9047 | -3069.7052 | -3153.9233 | -3295.4681 | -3460.6129 | -6305.8815 | -6453.1172 | -5635.5656 | -7241.9473 | -6865.4828 | -6848.7475 | -6676.0624 | -8589.443
CDP17 | NSW | NNSW | Coordinated CER storage load | -8.8374 | -11.2058 | -14.0514 | -16.9415 | -20.3934 | -24.1164 | -27.8119 | -32.3509 | -37.6026 | -44.473 | -52.9543 | -63.324 | -73.5958 | -87.7304 | -100.6981 | -111.5894 | -123.6375 | -135.7391 | -153.6712 | -180.6512 | -189.1227 | -216.2254 | -251.4039 | -274.6115 | -301.7812 | -332.1696 | -334.9386 | -362.4627
CDP17 | NSW | NNSW | Passive CER storage load | -21.5306 | -23.3997 | -25.0516 | -26.5991 | -28.1174 | -29.7514 | -32.3942 | -34.6342 | -36.8836 | -39.2441 | -41.7975 | -44.5888 | -47.2409 | -49.663 | -52.439 | -55.0147 | -57.0178 | -59.3353 | -61.388 | -63.312 | -65.2137 | -67.3475 | -69.6038 | -72.2527 | -74.0459 | -75.4951 | -77.5117 | -80.0111
CDP17 | NSW | CNSW | Black coal | 23978.6641 | 25581.0259 | 21880.1197 | 19843.2475 | 18395.6168 | 6258.6208 | 6284.297 | 9124.3516 | 9655.9215 | 7898.7615 | 9166.9738 | 9485.5218 | 8464.5132 | 7800.6907 | 6065.6971 | 7174.8689 | 0 | 0 | 0 | 0 | 0 | 0 | 0 | 0 | 0 | 0 | 0 | 0
CDP17 | NSW | CNSW | Mid-merit gas | 0 | 0 | 0 | 0 | 0 | 0 | 0 | 0 | 0 | 0 | 0 | 0 | 0 | 0 | 0 | 0 | 0 | 0 | 0 | 0 | 0 | 0 | 0 | 0 | 0 | 0 | 0 | 0
CDP17 | NSW | CNSW | Flexible gas with CCS | 0 | 0 | 0 | 0 | 0 | 0 | 0 | 0 | 0 | 0 | 0 | 0 | 0 | 0 | 0 | 0 | 0 | 0 | 0 | 0 | 0 | 0 | 0 | 0 | 0 | 0 | 0 | 0
CDP17 | NSW | CNSW | Flexible gas | 0 | 0 | 0 | 0 | 0 | 0 | 0 | 0 | 0 | 0 | 0 | 0 | 0 | 0 | 0 | 0 | 0 | 0 | 0 | 0 | 0 | 0 | 0 | 0 | 0 | 0 | 0 | 0
CDP17 | NSW | CNSW | Hydro | 0 | 0 | 0 | 0 | 0 | 0 | 0 | 0 | 0 | 0 | 0 | 0 | 0 | 0 | 0 | 0 | 0 | 0 | 0 | 0 | 0 | 0 | 0 | 0 | 0 | 0 | 0 | 0
CDP17 | NSW | CNSW | Utility storage | 462.6124 | 1129.5839 | 1197.1391 | 2101.6094 | 3130.2822 | 3678.7404 | 2336.6947 | 2279.1645 | 2396.5385 | 2449.6535 | 2506.9297 | 2517.9901 | 2744.465 | 2921.1439 | 2939.1527 | 2872.9369 | 2581.7012 | 2837.3893 | 2990.7632 | 2917.5816 | 2721.6518 | 1824.2531 | 2054.4104 | 2016.9456 | 1219.0097 | 1236.193 | 1252.3434 | 1318.1488
CDP17 | NSW | CNSW | Coordinated CER storage | 3.7238 | 4.7383 | 6.019 | 7.482 | 9.7654 | 10.6696 | 12.1568 | 14.3353 | 16.7711 | 19.9221 | 23.8058 | 28.7113 | 33.8514 | 40.8296 | 47.41 | 52.7285 | 57.5554 | 64.8374 | 72.4237 | 84.6289 | 90.7318 | 103.4908 | 119.4277 | 130.4042 | 144.5893 | 158.5809 | 160.9557 | 174.7605
CDP17 | NSW | CNSW | Passive CER storage | 7.627 | 8.3056 | 8.9956 | 9.6657 | 10.2322 | 10.8691 | 11.909 | 12.8093 | 13.6889 | 14.7028 | 15.7482 | 16.8884 | 18.0026 | 19.0507 | 20.185 | 21.411 | 22.266 | 23.3321 | 24.1695 | 25.0093 | 25.8786 | 26.806 | 27.8186 | 29.0444 | 29.8498 | 30.4411 | 31.4814 | 32.4604
CDP17 | NSW | CNSW | Offshore wind | 0 | 0 | 0 | 0 | 0 | 0 | 0 | 0 | 0 | 0 | 0 | 0 | 0 | 0 | 0 | 0 | 0 | 0 | 0 | 0 | 0 | 0 | 0 | 0 | 0 | 0 | 0 | 0
CDP17 | NSW | CNSW | Wind | 1293.4855 | 1927.1188 | 3918.6447 | 5711.8135 | 15382.088 | 14909.8062 | 15469.6301 | 14345.9387 | 14661.5856 | 13827.3727 | 14527.5045 | 14197.1085 | 14088.8309 | 15006.4413 | 14791.7561 | 15169.8071 | 14862.7442 | 14751.7226 | 14443.6373 | 13633.3611 | 14491.9542 | 13352.2887 | 13557.4921 | 12902.6847 | 13822.5491 | 14826.5739 | 14504.0652 | 15667.4174
CDP17 | NSW | CNSW | Utility solar | 3629.2283 | 3910.0152 | 5408.6884 | 5175.8051 | 8549.0778 | 9163.6133 | 8206.8146 | 8600.4864 | 9815.0047 | 9814.0202 | 9978.1867 | 10260.8721 | 9803.7335 | 10481.9312 | 10422.697 | 10070.235 | 9826.3598 | 8866.2754 | 9229.9458 | 10859.9042 | 9542.8997 | 9860.2624 | 10952.0604 | 14075.3841 | 14485.3731 | 17691.963 | 16973.7655 | 18131.4007
CDP17 | NSW | CNSW | Distributed PV | 805.7252 | 814.9854 | 829.5535 | 870.8455 | 916.2872 | 974.0498 | 1025.6157 | 1072.6831 | 1112.1573 | 1154.5789 | 1186.7008 | 1211.9352 | 1229.1648 | 1252.0861 | 1268.2638 | 1286.3269 | 1301.3111 | 1324.9373 | 1342.737 | 1359.4079 | 1373.0091 | 1398.259 | 1414.9644 | 1434.2131 | 1452.1522 | 1478.3848 | 1498.0146 | 1518.8237
CDP17 | NSW | CNSW | Other renewable fuels | 0 | 0 | 0 | 0 | 0 | 0 | 0 | 0 | 0 | 0 | 0 | 0 | 0 | 0 | 0 | 0 | 0 | 0 | 0 | 0 | 0 | 0 | 0 | 0 | 0 | 160.7282 | 447.3843 | 285.652
CDP17 | NSW | CNSW | DSP | 0 | 0 | 0 | 0 | 0 | 0 | 0 | 0 | 0 | 0 | 0 | 0 | 0 | 0 | 0 | 0 | 0 | 0 | 0 | 0 | 0 | 0 | 0 | 0 | 0 | 0 | 0 | 0
CDP17 | NSW | CNSW | Utility storage load | -659.4236 | -1424.4859 | -1485.97 | -2512.5188 | -3796.1094 | -4509.4335 | -2855.2836 | -2785.8681 | -2916.2741 | -3012.6633 | -3043.1702 | -3072.5986 | -3393.8244 | -3596.4953 | -3607.2048 | -3536.609 | -3188.3459 | -3499.1652 | -3715.6269 | -3618.4381 | -3358.8029 | -2272.7392 | -2588.3403 | -2598.0338 | -1614.2443 | -1654.7136 | -1706.4519 | -1791.4323
CDP17 | NSW | CNSW | Coordinated CER storage load | -3.7238 | -4.7383 | -6.0207 | -7.4848 | -9.7663 | -10.6642 | -12.306 | -14.7205 | -17.4886 | -21.2254 | -25.7833 | -31.8007 | -38.08 | -46.9268 | -55.1212 | -61.1926 | -67.2288 | -76.3108 | -86.2328 | -102.6219 | -109.3871 | -126.7196 | -147.6818 | -161.8752 | -180.5317 | -198.9604 | -201.4402 | -220.1225
CDP17 | NSW | CNSW | Passive CER storage load | -9.0391 | -9.8566 | -10.6609 | -11.4635 | -12.1389 | -12.8986 | -14.0985 | -15.1877 | -16.2762 | -17.4011 | -18.6881 | -20.0401 | -21.3832 | -22.6003 | -23.9976 | -25.3356 | -26.4242 | -27.622 | -28.6922 | -29.6652 | -30.6689 | -31.8114 | -33.0103 | -34.3918 | -35.3899 | -36.1914 | -37.2489 | -38.5407
CDP17 | NSW | SNSW | Black coal | 0 | 0 | 0 | 0 | 0 | 0 | 0 | 0 | 0 | 0 | 0 | 0 | 0 | 0 | 0 | 0 | 0 | 0 | 0 | 0 | 0 | 0 | 0 | 0 | 0 | 0 | 0 | 0
CDP17 | NSW | SNSW | Mid-merit gas | 0 | 0 | 0 | 0 | 0 | 0 | 0 | 0 | 0 | 0 | 0 | 0 | 0 | 0 | 0 | 0 | 0 | 0 | 0 | 0 | 0 | 0 | 0 | 0 | 0 | 0 | 0 | 0
CDP17 | NSW | SNSW | Flexible gas with CCS | 0 | 0 | 0 | 0 | 0 | 0 | 0 | 0 | 0 | 0 | 0 | 0 | 0 | 0 | 0 | 0 | 0 | 0 | 0 | 0 | 0 | 0 | 0 | 0 | 0 | 0 | 0 | 0
CDP17 | NSW | SNSW | Flexible gas | 0 | 2.58e-09 | 7e-10 | 3.2355e-08 | 1.4092 | 2.0775 | 8.5009 | 2.414e-06 | 2.9541e-06 | 4.3745e-06 | 7.1741 | 4.1974e-06 | 4.8621 | 0.3813 | 5.4414e-07 | 9.1812e-07 | 17.9699 | 13.4522 | 0.27871 | 20.3244 | 0 | 0 | 0 | 0 | 0 | 0 | 0 | 0
CDP17 | NSW | SNSW | Hydro | 2788.621 | 1140.977 | 1616.2292 | 4879.9491 | 3811.3262 | 6517.7363 | 2246.9734 | 2113.9305 | 2808.6808 | 3625.7161 | 3432.4911 | 3134.2199 | 3615.0393 | 2553.1097 | 2360.9732 | 2834.9877 | 3898.1815 | 3195.8416 | 3009.4991 | 3205.7085 | 2431.1864 | 3206.2877 | 3095.2123 | 3123.4181 | 3152.4228 | 2665.4956 | 3400.5006 | 2455.7779
CDP17 | NSW | SNSW | Utility storage | 223.4739 | 322.5612 | 325.9826 | 391.5662 | 955.6599 | 2356.9284 | 5577.8161 | 5149.4935 | 5157.3079 | 5586.6351 | 5357.3532 | 5192.8895 | 5843.3304 | 6023.1304 | 5980.2262 | 5868.1347 | 5891.6229 | 5894.8973 | 6026.9506 | 5668.9434 | 5960.147 | 5259.7987 | 5821.4266 | 5670.8167 | 5706.676 | 5648.9245 | 6000.7087 | 5761.0893
CDP17 | NSW | SNSW | Coordinated CER storage | 7.4496 | 9.5543 | 12.1573 | 15.0187 | 18.3805 | 22.1498 | 25.3894 | 29.2615 | 33.6825 | 39.2081 | 45.6563 | 53.6996 | 62.0715 | 72.908 | 83.238 | 92.648 | 102.5114 | 114.1994 | 127.1415 | 148.4637 | 162.0371 | 180.8125 | 206.998 | 226.2732 | 250.9819 | 274.9293 | 281.1784 | 304.076
CDP17 | NSW | SNSW | Passive CER storage | 15.3225 | 16.8139 | 18.2962 | 19.9476 | 21.4747 | 23.0167 | 25.293 | 27.1321 | 28.9755 | 31.0951 | 33.189 | 35.5698 | 37.8779 | 40.0969 | 42.4832 | 44.9811 | 46.6541 | 48.8145 | 50.5218 | 52.2984 | 54.1283 | 56.0857 | 58.256 | 60.8935 | 62.5963 | 63.9327 | 66.2023 | 68.3467
CDP17 | NSW | SNSW | Offshore wind | 0 | 0 | 0 | 0 | 0 | 0 | 0 | 0 | 0 | 0 | 0 | 0 | 0 | 0 | 0 | 0 | 0 | 0 | 0 | 0 | 0 | 0 | 0 | 0 | 0 | 0 | 0 | 0
CDP17 | NSW | SNSW | Wind | 5475.8484 | 5965.2845 | 7204.3226 | 9167.4096 | 9045.4169 | 8407.188 | 8615.3267 | 8267.3785 | 8347.5675 | 8738.078 | 8087.0097 | 8458.9651 | 8090.618 | 8529.9084 | 8336.2506 | 8572.0698 | 7839.3871 | 7670.1927 | 7615.9715 | 6195.2397 | 6572.9056 | 5528.038 | 5301.0693 | 5555.6296 | 4118.193 | 4324.6731 | 4196.5182 | 4511.2201
CDP17 | NSW | SNSW | Utility solar | 4563.973 | 5482.5207 | 6105.2558 | 7489.5156 | 7424.508 | 7661.0468 | 6916.4525 | 7387.7169 | 7882.2442 | 7462.9712 | 7690.3434 | 7655.8478 | 7206.9811 | 7731.2738 | 7525.2802 | 7361.1412 | 7337.9776 | 6776.7611 | 6781.7401 | 8170.4206 | 9610.3597 | 10000.5823 | 10193.094 | 9339.9243 | 10324.5429 | 9644.136 | 7645.3095 | 8107.8984
CDP17 | NSW | SNSW | Distributed PV | 1286.0905 | 1322.7575 | 1362.6526 | 1446.0263 | 1540.5536 | 1647.4287 | 1745.6243 | 1832.1643 | 1910.3635 | 1990.2647 | 2054.8207 | 2113.8626 | 2159.1101 | 2205.4714 | 2245.1143 | 2285.7319 | 2320.1221 | 2364.8685 | 2403.0178 | 2443.7 | 2479.7929 | 2528.6708 | 2571.5307 | 2617.0872 | 2653.1877 | 2703.8642 | 2749.1533 | 2797.2701
CDP17 | NSW | SNSW | Other renewable fuels | 0 | 0 | 0 | 0 | 0 | 0 | 0 | 0 | 0 | 0 | 0 | 0 | 0 | 0 | 0 | 0 | 0 | 0 | 0 | 0 | 0 | 0 | 0 | 0 | 0 | 0 | 0 | 0
CDP17 | NSW | SNSW | DSP | 0 | 0 | 0 | 0 | 0 | 0 | 0 | 0 | 0 | 0 | 0 | 0 | 0 | 0 | 0 | 0 | 0 | 0 | 0 | 0 | 0 | 0 | 0 | 0 | 0 | 0 | 0 | 0
CDP17 | NSW | SNSW | Utility storage load | -266.0405 | -385.7351 | -389.997 | -703.6359 | -1577.5207 | -3350.9276 | -7124.6652 | -6949.5973 | -6634.0597 | -7133.7714 | -6858.3507 | -7073.6591 | -7332.7682 | -7995.918 | -7640.9071 | -8008.0802 | -7477.6858 | -7768.407 | -7693.4261 | -7478.7401 | -7830.2176 | -7061.2645 | -7361.3349 | -7618.8201 | -7149.8941 | -7713.961 | -7684.2687 | -7801.565
CDP17 | NSW | SNSW | Coordinated CER storage load | -7.4496 | -9.5543 | -12.1607 | -15.0153 | -18.3918 | -22.1385 | -25.5475 | -29.6883 | -34.477 | -40.7322 | -47.99 | -57.4723 | -67.361 | -80.657 | -93.1695 | -103.8194 | -115.6964 | -129.973 | -146.2711 | -174.1033 | -190.1774 | -214.6169 | -248.1676 | -273.2142 | -303.9913 | -335.4412 | -342.355 | -373.3637
CDP17 | NSW | SNSW | Passive CER storage load | -18.1594 | -19.9536 | -21.6832 | -23.6578 | -25.4764 | -27.3145 | -29.943 | -32.17 | -34.4521 | -36.8018 | -39.3846 | -42.2078 | -44.9907 | -47.568 | -50.5075 | -53.226 | -55.3667 | -57.7897 | -59.9755 | -62.0344 | -64.1477 | -66.5585 | -69.1281 | -72.1047 | -74.2141 | -76.0095 | -78.331 | -81.149
CDP17 | NSW | SNW | Black coal | 14936.0956 | 9260.1093 | 8552.4048 | 8208.8485 | 0 | 0 | 0 | 0 | 0 | 0 | 0 | 0 | 0 | 0 | 0 | 0 | 0 | 0 | 0 | 0 | 0 | 0 | 0 | 0 | 0 | 0 | 0 | 0
CDP17 | NSW | SNW | Mid-merit gas | 528.9786 | 1153.0794 | 705.8329 | 532.5492 | 1327.1866 | 557.1236 | 258.9453 | 915.8761 | 1219.8312 | 1038.449 | 1270.6321 | 1378.9155 | 1576.2235 | 1040.6175 | 533.726 | 1184.5212 | 1438.1005 | 1336.3777 | 1509.2461 | 0 | 0 | 0 | 0 | 0 | 0 | 0 | 0 | 0
CDP17 | NSW | SNW | Flexible gas with CCS | 0 | 0 | 0 | 0 | 0 | 0 | 0 | 0 | 0 | 0 | 0 | 0 | 0 | 0 | 0 | 0 | 0 | 0 | 0 | 0 | 0 | 0 | 0 | 0 | 0 | 0 | 0 | 0
CDP17 | NSW | SNW | Flexible gas | 11.1422 | 55.9836 | 22.3423 | 35.4322 | 230.6098 | 203.7382 | 136.108 | 31.018 | 16.8055 | 466.5161 | 150.8901 | 147.3425 | 584.3742 | 286.4429 | 131.8199 | 211.894 | 877.9951 | 832.4761 | 1024.7414 | 1609.0197 | 1470.2156 | 2086.4999 | 2351.6047 | 2736.188 | 1308.3971 | 1110.7454 | 2289.1056 | 1722.9697
CDP17 | NSW | SNW | Hydro | 0 | 0 | 0 | 0 | 0 | 0 | 0 | 0 | 0 | 0 | 0 | 0 | 0 | 0 | 0 | 0 | 0 | 0 | 0 | 0 | 0 | 0 | 0 | 0 | 0 | 0 | 0 | 0
CDP17 | NSW | SNW | Utility storage | 124.1757 | 1576.491 | 1442.331 | 1595.2695 | 2093.8525 | 3369.115 | 2769.8693 | 2753.375 | 2930.0145 | 2945.3311 | 3025.3114 | 3067.5753 | 3197.2151 | 3374.62 | 3267.7492 | 3274.9221 | 3025.452 | 3178.4071 | 3381.4442 | 3390.8471 | 3118.3028 | 1623.4279 | 1783.3121 | 1840.5419 | 1815.9095 | 1317.4399 | 1324.46 | 1357.4349
CDP17 | NSW | SNW | Coordinated CER storage | 35.1525 | 44.987 | 56.6502 | 69.392 | 84.7552 | 100.9385 | 117.0708 | 136.4883 | 159.1657 | 188.2659 | 223.1154 | 267.614 | 313.6187 | 377.2506 | 431.3616 | 483.3683 | 527.8503 | 590.1175 | 668.8902 | 779.5425 | 817.4912 | 935.025 | 1098.2223 | 1200.4144 | 1330.6365 | 1459.1556 | 1484.5129 | 1614.627
CDP17 | NSW | SNW | Passive CER storage | 72.1981 | 79.1669 | 85.245 | 91.9237 | 98.465 | 104.9795 | 114.8156 | 122.5686 | 130.0811 | 138.8145 | 147.4054 | 157.2483 | 166.6163 | 175.6471 | 185.5089 | 195.9892 | 202.8675 | 211.7879 | 218.4927 | 225.3181 | 232.4773 | 240.1037 | 248.6419 | 259.2958 | 266.1282 | 271.3594 | 280.7262 | 289.5094
CDP17 | NSW | SNW | Offshore wind | 0 | 0 | 0 | 0 | 0 | 0 | 0 | 0 | 0 | 0 | 0 | 0 | 0 | 0 | 0 | 0 | 0 | 0 | 0 | 0 | 0 | 0 | 0 | 0 | 0 | 0 | 0 | 0
CDP17 | NSW | SNW | Wind | 0 | 0 | 0 | 0 | 0 | 0 | 0 | 0 | 0 | 0 | 0 | 0 | 0 | 0 | 0 | 0 | 0 | 0 | 0 | 0 | 0 | 0 | 0 | 0 | 0 | 0 | 0 | 0
CDP17 | NSW | SNW | Utility solar | 0 | 0 | 0 | 0 | 0 | 0 | 0 | 0 | 0 | 0 | 0 | 0 | 0 | 0 | 0 | 0 | 0 | 0 | 0 | 0 | 0 | 0 | 0 | 0 | 0 | 0 | 0 | 0
CDP17 | NSW | SNW | Distributed PV | 4711.8926 | 4899.8671 | 5101.4499 | 5464.9574 | 5880.7926 | 6307.2576 | 6705.1023 | 7062.8221 | 7381.5716 | 7671.0896 | 7947.7897 | 8185.5984 | 8342.0996 | 8459.8366 | 8588.8595 | 8727.2997 | 8837.225 | 8945.2228 | 9071.2788 | 9209.3908 | 9321.3523 | 9430.913 | 9560.0224 | 9701.0611 | 9815.0944 | 9930.3552 | 10063.7426 | 10218.7569
CDP17 | NSW | SNW | Other renewable fuels | 0 | 0 | 0 | 0 | 0 | 0 | 0 | 0 | 0 | 0 | 0 | 0 | 0 | 0 | 0 | 0 | 0 | 0 | 0 | 0 | 0 | 0 | 0 | 0 | 0 | 483.2624 | 450.006 | 291.6726
CDP17 | NSW | SNW | DSP | 4.6203e-07 | 1.8555 | 5.2811e-07 | 1.1815 | 15.5885 | 83.6731 | 39.0155 | 2.2757e-06 | 2.6634e-06 | 3.6269e-06 | 12.7755 | 8.2682 | 42.8586 | 19.2885 | 4.1715 | 12.792 | 96.8199 | 33.209 | 10.0831 | 19.412 | 15.1829 | 1.7839 | 20.0084 | 25.6808 | 49.0348 | 10.547 | 106.9852 | 88.2008
CDP17 | NSW | SNW | Utility storage load | -147.8282 | -1862.6112 | -1708.333 | -1889.2776 | -2470.5909 | -4001.76 | -3291.8134 | -3280.1442 | -3476.4124 | -3510.4973 | -3590.1497 | -3646.2041 | -3800.9758 | -4013.5544 | -3895.9951 | -3885.1964 | -3597.3891 | -3779.0407 | -4026.4081 | -4034.7027 | -3700.0156 | -1946.8368 | -2134.5767 | -2205.6231 | -2174.129 | -1572.4549 | -1581.3531 | -1622.0367
CDP17 | NSW | SNW | Coordinated CER storage load | -35.1525 | -44.987 | -56.6659 | -69.4187 | -84.7128 | -100.9385 | -118.5479 | -140.255 | -166.132 | -200.8543 | -242.0467 | -297.2559 | -354.2274 | -435.7803 | -504.154 | -565.7336 | -620.1841 | -698.785 | -803.3444 | -949.1531 | -989.8233 | -1149.6459 | -1364.293 | -1498.8333 | -1670.5452 | -1840.6679 | -1868.395 | -2047.2238
CDP17 | NSW | SNW | Passive CER storage load | -85.5652 | -93.9503 | -101.0255 | -109.0216 | -116.8136 | -124.582 | -135.9242 | -145.3273 | -154.6674 | -164.2906 | -174.9227 | -186.5939 | -197.9037 | -208.3743 | -220.5481 | -231.9133 | -240.7529 | -250.728 | -259.3774 | -267.2642 | -275.51 | -284.9379 | -295.0449 | -307.0351 | -315.5215 | -322.6188 | -332.1569 | -343.7389
CDP17 | QLD | NQ | Black coal | 0 | 0 | 0 | 0 | 0 | 0 | 0 | 0 | 0 | 0 | 0 | 0 | 0 | 0 | 0 | 0 | 0 | 0 | 0 | 0 | 0 | 0 | 0 | 0 | 0 | 0 | 0 | 0
CDP17 | QLD | NQ | Mid-merit gas | 203.2491 | 205.2718 | 17.271 | 13.7483 | 28.5958 | 8.9001 | 17.5717 | 8.1531 | 3.5846 | 13.0034 | 35.4277 | 21.2304 | 63.2448 | 22.2593 | 16.4069 | 107.8261 | 180.0824 | 95.2309 | 123.9367 | 97.144 | 113.4437 | 56.4652 | 0 | 0 | 0 | 0 | 0 | 0
CDP17 | QLD | NQ | Flexible gas with CCS | 0 | 0 | 0 | 0 | 0 | 0 | 0 | 0 | 0 | 0 | 0 | 0 | 0 | 0 | 0 | 0 | 0 | 0 | 0 | 0 | 0 | 0 | 0 | 0 | 0 | 0 | 0 | 0
CDP17 | QLD | NQ | Flexible gas | 0 | 0 | 0 | 0 | 0 | 0 | 0 | 2.35e-09 | 3.18e-09 | 2.0635e-08 | 7.5025e-08 | 0.92564 | 0.63056 | 2.0641e-07 | 0 | 0.51413 | 0.072191 | 0.78821 | 2.995e-09 | 6.775e-09 | 0 | 0 | 0 | 0 | 0 | 0 | 0 | 0
CDP17 | QLD | NQ | Hydro | 309.1896 | 160.8939 | 232.3698 | 232.7106 | 185.1137 | 279.7378 | 299.4566 | 248.6631 | 214.1129 | 253.0374 | 199.9267 | 127.239 | 181.5262 | 76.7658 | 165.0364 | 80.9464 | 93.5647 | 114.9704 | 0 | 0 | 0 | 0 | 0 | 0 | 0 | 0 | 0 | 0
CDP17 | QLD | NQ | Utility storage | 224.1651 | 463.624 | 569.075 | 523.7839 | 564.5114 | 841.8946 | 690.2952 | 691.2088 | 584.0641 | 735.2418 | 714.5765 | 754.789 | 771.8098 | 814.7595 | 782.7838 | 776.0602 | 754.8307 | 777.7451 | 811.1278 | 814.6435 | 728.9039 | 768.8475 | 494.3769 | 518.5993 | 614.124 | 652.0322 | 639.6851 | 781.8622
CDP17 | QLD | NQ | Coordinated CER storage | 3.7028 | 4.8312 | 6.1196 | 7.6954 | 9.5239 | 11.6684 | 13.7597 | 16.409 | 18.6828 | 23.0368 | 27.1776 | 33.1172 | 38.4885 | 44.894 | 52.279 | 57.9755 | 64.7308 | 72.9112 | 82.7542 | 94.6076 | 98.7208 | 112.1776 | 128.4472 | 143.9329 | 156.8998 | 174.4006 | 181.1149 | 185.8221
CDP17 | QLD | NQ | Passive CER storage | 7.8983 | 8.9015 | 9.8572 | 10.8967 | 11.9899 | 13.0913 | 14.6095 | 15.9655 | 17.2986 | 18.8163 | 20.3749 | 22.1566 | 23.8494 | 25.5681 | 27.3346 | 29.213 | 30.5814 | 32.1658 | 33.4967 | 34.9698 | 36.3326 | 37.8586 | 39.5466 | 41.5898 | 43.035 | 44.1319 | 45.8801 | 47.4763
CDP17 | QLD | NQ | Offshore wind | 0 | 0 | 0 | 0 | 0 | 0 | 0 | 0 | 0 | 0 | 0 | 0 | 0 | 0 | 0 | 0 | 0 | 0 | 0 | 0 | 0 | 0 | 0 | 0 | 0 | 0 | 0 | 0
CDP17 | QLD | NQ | Wind | 1065.3729 | 1036.1365 | 1063.0138 | 5217.1812 | 6162.5495 | 8890.8526 | 8386.5962 | 8996.0863 | 9423.2714 | 13630.5064 | 12939.1707 | 11802.2533 | 12726.1698 | 13405.2087 | 13569.8191 | 12794.9437 | 12543.8922 | 11794.5137 | 11923.1356 | 13306.0017 | 16545.7487 | 16991.6729 | 17420.8837 | 17831.721 | 16977.7549 | 15439.2539 | 16313.175 | 17800.4991
CDP17 | QLD | NQ | Utility solar | 1296.5506 | 1392.8278 | 1290.2617 | 1266.8292 | 1196.125 | 1011.4812 | 1025.9746 | 1185.996 | 1299.3092 | 1198.0095 | 1273.9776 | 1296.5193 | 1225.2654 | 1135.3963 | 1140.5981 | 1197.2168 | 1261.9527 | 2138.7426 | 1775.0926 | 1569.3382 | 1350.8094 | 1470.8007 | 1431.8575 | 1157.8118 | 1173.2567 | 1688.3019 | 1464.5162 | 1449.9653
CDP17 | QLD | NQ | Distributed PV | 890.6838 | 933.0996 | 966.2641 | 1008.0842 | 1073.5389 | 1130.3381 | 1177.689 | 1223.6016 | 1257.4637 | 1292.358 | 1322.4242 | 1351.3797 | 1366.6988 | 1386.523 | 1406.3077 | 1427.8995 | 1446.4485 | 1469.534 | 1490.6694 | 1518.8556 | 1536.7492 | 1560.7993 | 1584.1359 | 1613.9356 | 1633.642 | 1662.3734 | 1692.196 | 1728.5245
CDP17 | QLD | NQ | Other renewable fuels | 0 | 0 | 0 | 0 | 0 | 0 | 0 | 0 | 0 | 0 | 0 | 0 | 0 | 0 | 0 | 0 | 0 | 0 | 0 | 0 | 0 | 0 | 0 | 0 | 0 | 0 | 0 | 0
CDP17 | QLD | NQ | DSP | 0 | 0 | 0 | 0 | 0 | 0 | 0 | 0 | 0 | 0 | 0 | 0 | 0 | 0 | 0 | 0 | 0 | 0 | 0 | 0 | 0 | 0 | 0 | 0 | 0 | 0 | 0 | 0
CDP17 | QLD | NQ | Utility storage load | -281.8221 | -584.6667 | -709.9272 | -682.5089 | -788.4937 | -1349.8692 | -895.9084 | -876.5293 | -728.5993 | -930.0643 | -906.9509 | -946.6515 | -994.3766 | -1046.9653 | -999.0042 | -994.0159 | -958.4462 | -991.2209 | -1049.2262 | -1050.7274 | -933.869 | -993.5637 | -699.2901 | -761.1929 | -882.7073 | -926.2755 | -931.5152 | -1150.4928
CDP17 | QLD | NQ | Coordinated CER storage load | -3.7028 | -4.8312 | -6.1233 | -7.6963 | -9.5193 | -11.6684 | -13.9292 | -16.8393 | -19.1688 | -24.3681 | -29.0789 | -36.1843 | -42.5514 | -50.3255 | -59.3943 | -65.7481 | -73.9723 | -84.0969 | -96.6197 | -111.9043 | -115.5135 | -132.8503 | -153.9479 | -173.777 | -190.4498 | -212.4606 | -221.0763 | -226.7263
CDP17 | QLD | NQ | Passive CER storage load | -9.0958 | -10.2402 | -11.3564 | -12.5167 | -13.7673 | -15.0267 | -16.7301 | -18.3385 | -19.8913 | -21.5543 | -23.4129 | -25.4463 | -27.3352 | -29.3526 | -31.3736 | -33.392 | -35.0567 | -36.7595 | -38.3701 | -40.0687 | -41.5473 | -43.3666 | -45.2576 | -47.4699 | -49.2828 | -50.516 | -52.2872 | -54.2445
CDP17 | QLD | GG | Black coal | 2943.36 | 2951.3564 | 2967.7969 | 1803.7319 | 1808.1836 | 1491.2807 | 630.9443 | 0 | 0 | 0 | 0 | 0 | 0 | 0 | 0 | 0 | 0 | 0 | 0 | 0 | 0 | 0 | 0 | 0 | 0 | 0 | 0 | 0
CDP17 | QLD | GG | Mid-merit gas | 790.803 | 868.8509 | 832.3193 | 841.7347 | 842.0008 | 829.8622 | 26.5616 | 12.3313 | 41.6136 | 87.1418 | 124.3582 | 127.8683 | 280.1328 | 196.9808 | 139.0436 | 356.8506 | 443.9723 | 311.2187 | 343.2175 | 357.3276 | 335.0321 | 281.9487 | 308.5563 | 276.1364 | 209.336 | 153.3407 | 0 | 0
CDP17 | QLD | GG | Flexible gas with CCS | 0 | 0 | 0 | 0 | 0 | 0 | 0 | 0 | 0 | 0 | 0 | 0 | 0 | 0 | 0 | 0 | 0 | 0 | 0 | 0 | 0 | 0 | 0 | 0 | 0 | 0 | 0 | 0
CDP17 | QLD | GG | Flexible gas | 0 | 0 | 0 | 0 | 0 | 0 | 1.4231e-07 | 1.5204e-06 | 3.1892e-06 | 1.4668e-05 | 2.4181e-05 | 2.4441e-05 | 4.8768e-05 | 3.9305e-05 | 6.6853e-06 | 1.5025e-05 | 3.7724e-05 | 2.5669e-05 | 2.3605e-05 | 2.4403e-05 | 2.1826e-05 | 7.7054e-06 | 2.5999e-05 | 2.0491e-05 | 1.6012e-05 | 8.6948e-06 | 2.7687e-05 | 3.9246e-05
CDP17 | QLD | GG | Hydro | 0 | 0 | 0 | 0 | 0 | 0 | 0 | 0 | 0 | 0 | 0 | 0 | 0 | 0 | 0 | 0 | 0 | 0 | 0 | 0 | 0 | 0 | 0 | 0 | 0 | 0 | 0 | 0
CDP17 | QLD | GG | Utility storage | 0 | 42.9267 | 95.7143 | 116.6155 | 110.7097 | 420.7472 | 237.3958 | 212.2378 | 156.2762 | 210.9857 | 213.9148 | 219.257 | 258.761 | 277.2607 | 253.0224 | 262.2527 | 236.2963 | 242.5584 | 284.5012 | 273.7024 | 205.5189 | 0.00088781 | 0.0018028 | 107.2981 | 111.522 | 1138.8812 | 1137.2623 | 1168.1263
CDP17 | QLD | GG | Coordinated CER storage | 0.20232 | 0.26617 | 0.33644 | 0.42506 | 0.5216 | 0.65433 | 0.79975 | 0.9983 | 1.1307 | 1.5228 | 1.8502 | 2.3649 | 2.8316 | 3.4491 | 4.0662 | 4.6225 | 5.0805 | 5.7159 | 6.8233 | 7.863 | 8.0663 | 9.6303 | 10.8947 | 12.1676 | 13.8983 | 15.7202 | 16.0542 | 16.5508
CDP17 | QLD | GG | Passive CER storage | 0.43375 | 0.49115 | 0.5429 | 0.6111 | 0.66737 | 0.73538 | 0.82193 | 0.90112 | 0.98625 | 1.0827 | 1.1807 | 1.2893 | 1.3971 | 1.5064 | 1.6163 | 1.7374 | 1.8244 | 1.9283 | 2.0181 | 2.1123 | 2.2029 | 2.3052 | 2.4175 | 2.547 | 2.6413 | 2.7129 | 2.8267 | 2.9272
CDP17 | QLD | GG | Offshore wind | 0 | 0 | 0 | 0 | 0 | 0 | 0 | 0 | 0 | 0 | 0 | 0 | 0 | 0 | 0 | 0 | 0 | 0 | 0 | 0 | 0 | 0 | 0 | 0 | 0 | 0 | 0 | 0
CDP17 | QLD | GG | Wind | 0 | 0 | 0 | 0 | 0 | 0 | 0 | 0 | 0 | 0 | 0 | 0 | 0 | 0 | 0 | 0 | 0 | 0 | 0 | 0 | 0 | 0 | 0 | 0 | 0 | 0 | 0 | 0
CDP17 | QLD | GG | Utility solar | 0 | 0 | 0 | 0 | 0 | 0 | 0 | 0 | 0 | 0 | 0 | 0 | 0 | 0 | 0 | 0 | 0 | 0 | 0 | 0 | 0 | 0 | 0 | 0 | 0 | 0 | 0 | 0
CDP17 | QLD | GG | Distributed PV | 83.1873 | 85.9307 | 89.0592 | 93.8754 | 98.1305 | 103.0181 | 107.804 | 112.3773 | 116.1806 | 119.6898 | 122.8667 | 125.7195 | 127.7035 | 129.6922 | 131.5994 | 134.0671 | 135.8587 | 138.2141 | 140.6638 | 143.1481 | 145.0607 | 147.4519 | 150.0271 | 152.6645 | 154.6545 | 157.2475 | 160.5535 | 164.0285
CDP17 | QLD | GG | Other renewable fuels | 0 | 0 | 0 | 0 | 0 | 0 | 0 | 0 | 0 | 0 | 0 | 0 | 0 | 0 | 0 | 0 | 0 | 0 | 0 | 0 | 0 | 0 | 0 | 0 | 0 | 0 | 0 | 0
CDP17 | QLD | GG | DSP | 0 | 0 | 0 | 0 | 0 | 0 | 0 | 0 | 0 | 0 | 0 | 0 | 0 | 0 | 0 | 0 | 0 | 0 | 0 | 0 | 0 | 0 | 0 | 0 | 0 | 0 | 0 | 0
CDP17 | QLD | GG | Utility storage load | 0 | -51.1032 | -114.3821 | -138.8281 | -131.7972 | -500.4532 | -282.6141 | -252.6641 | -186.0432 | -251.1736 | -254.9624 | -260.8172 | -308.2074 | -329.8153 | -301.6537 | -311.7692 | -281.3051 | -288.7601 | -338.7202 | -326.2445 | -244.229 | -0.0010474 | -0.0021272 | -126.2206 | -131.1894 | -1339.7278 | -1338.3188 | -1373.636
CDP17 | QLD | GG | Coordinated CER storage load | -0.20232 | -0.26617 | -0.33664 | -0.42512 | -0.52166 | -0.65401 | -0.82021 | -1.054 | -1.1875 | -1.6878 | -2.0802 | -2.7328 | -3.3219 | -4.118 | -4.914 | -5.5878 | -6.1599 | -6.9833 | -8.4413 | -9.8389 | -9.9731 | -12.0938 | -13.7682 | -15.4459 | -17.8171 | -20.1984 | -20.6578 | -21.2475
CDP17 | QLD | GG | Passive CER storage load | -0.49951 | -0.56501 | -0.62547 | -0.70194 | -0.76631 | -0.8441 | -0.94124 | -1.0351 | -1.1341 | -1.2402 | -1.3568 | -1.4807 | -1.6013 | -1.7294 | -1.8552 | -1.9859 | -2.0914 | -2.2036 | -2.3117 | -2.4203 | -2.5191 | -2.6406 | -2.7666 | -2.9072 | -3.0247 | -3.1053 | -3.2214 | -3.3445
CDP17 | QLD | CQ | Black coal | 11700.4539 | 12723.9567 | 14347.4696 | 7449.4673 | 6480.6833 | 3081.0002 | 5930.8975 | 5869.8343 | 4243.5126 | 3987.8354 | 4454.0039 | 4640.8664 | 4572.7789 | 3673.9402 | 3746.8347 | 4351.6561 | 4516.0722 | 4500.3236 | 4908.7029 | 4763.5011 | 4471.9508 | 4580.6866 | 4316.7131 | 4269.9051 | 4274.5528 | 4603.4718 | 4193.0478 | 0
CDP17 | QLD | CQ | Mid-merit gas | 0 | 0 | 0 | 0 | 0 | 0 | 0 | 0 | 0 | 0 | 0 | 0 | 0 | 0 | 0 | 0 | 0 | 0 | 0 | 0 | 0 | 0 | 0 | 0 | 0 | 0 | 0 | 0
CDP17 | QLD | CQ | Flexible gas with CCS | 0 | 0 | 0 | 0 | 0 | 0 | 0 | 0 | 0 | 0 | 0 | 0 | 0 | 0 | 0 | 0 | 0 | 0 | 0 | 0 | 0 | 0 | 0 | 0 | 0 | 0 | 0 | 0
CDP17 | QLD | CQ | Flexible gas | 0 | 0 | 0 | 0.038747 | 0 | 0 | 1.4363 | 0.41678 | 1.8534e-06 | 2.3648e-06 | 0 | 0 | 0 | 0 | 0 | 0 | 0 | 0 | 0 | 0 | 0 | 0 | 0 | 0 | 0 | 0 | 0 | 0
CDP17 | QLD | CQ | Hydro | 0 | 0 | 0 | 0 | 0 | 0 | 0 | 0 | 0 | 0 | 0 | 0 | 0 | 0 | 0 | 0 | 0 | 0 | 0 | 0 | 0 | 0 | 0 | 0 | 0 | 0 | 0 | 0
CDP17 | QLD | CQ | Utility storage | 40.2297 | 36.661 | 59.5036 | 136.8117 | 163.4688 | 258.9168 | 182.2953 | 168.0755 | 139.5625 | 168.8282 | 167.3765 | 171.6227 | 192.666 | 210.0747 | 190.0309 | 198.7444 | 185.4027 | 188.8722 | 155.3545 | 149.7548 | 122.4173 | 129.1528 | 145.5705 | 226.8613 | 268.5109 | 1172.1765 | 1169.7247 | 2158.0582
CDP17 | QLD | CQ | Coordinated CER storage | 3.3997 | 4.4773 | 5.655 | 7.17 | 8.8349 | 10.8131 | 12.9514 | 15.6974 | 17.7655 | 22.6285 | 26.9435 | 33.2864 | 39.1538 | 46.6163 | 54.2722 | 61.2622 | 67.4386 | 75.2312 | 87.8022 | 100.0953 | 103.0189 | 121.0462 | 135.7156 | 151.6896 | 171.2154 | 191.608 | 196.0984 | 202.9027
CDP17 | QLD | CQ | Passive CER storage | 7.2649 | 8.2429 | 9.1049 | 10.1494 | 11.1216 | 12.1535 | 13.617 | 14.8902 | 16.1978 | 17.7002 | 19.2237 | 20.9226 | 22.6054 | 24.2909 | 26.0235 | 27.8933 | 29.2325 | 30.8205 | 32.1652 | 33.6167 | 35.0164 | 36.548 | 38.2373 | 40.233 | 41.689 | 42.7748 | 44.484 | 46.003
CDP17 | QLD | CQ | Offshore wind | 0 | 0 | 0 | 0 | 0 | 0 | 0 | 0 | 0 | 0 | 0 | 0 | 0 | 0 | 0 | 0 | 0 | 0 | 0 | 0 | 0 | 0 | 0 | 0 | 0 | 0 | 0 | 0
CDP17 | QLD | CQ | Wind | 884.2798 | 1173.4345 | 1292.6113 | 2866.9808 | 4191.5558 | 4519.6679 | 4177.6813 | 4325.4427 | 4442.2175 | 4457.5613 | 4447.3601 | 4412.1094 | 4683.682 | 4522.8602 | 5256.4762 | 4460.0691 | 5067.7495 | 4859.5846 | 4699.0607 | 5197.5827 | 5107.1177 | 5057.8641 | 5140.5339 | 5523.3647 | 5748.452 | 5701.1083 | 5864.2456 | 5751.6485
CDP17 | QLD | CQ | Utility solar | 2050.4823 | 2146.3912 | 2000.7556 | 2253.0217 | 2155.9225 | 2288.597 | 1729.9087 | 1982.9966 | 2145.2733 | 2088.0681 | 2164.2787 | 2153.8501 | 2049.1631 | 2094.3241 | 2061.2468 | 2139.7002 | 2074.2613 | 2518.4833 | 2348.9265 | 2476.1084 | 1960.5359 | 2207.2148 | 2239.5188 | 2544.9377 | 4801.8769 | 7793.4867 | 9076.7573 | 11637.2426
CDP17 | QLD | CQ | Distributed PV | 983.4528 | 1015.8314 | 1049.9894 | 1099.5409 | 1147.7856 | 1214.1964 | 1273.2899 | 1322.5909 | 1366.4737 | 1411.0047 | 1452.5752 | 1484.7024 | 1513.4651 | 1542.6319 | 1573.6127 | 1602.9355 | 1628.0199 | 1660.5557 | 1693.308 | 1723.4366 | 1751.2723 | 1783.2996 | 1817.4165 | 1849.4621 | 1878.748 | 1913.7379 | 1953.8785 | 1991.6066
CDP17 | QLD | CQ | Other renewable fuels | 0 | 0 | 0 | 0 | 0 | 0 | 0 | 0 | 0 | 0 | 0 | 0 | 0 | 0 | 0 | 0 | 0 | 0 | 0 | 0 | 0 | 0 | 0 | 0 | 0 | 0 | 0 | 0
CDP17 | QLD | CQ | DSP | 0 | 0 | 0 | 0 | 0 | 0 | 0 | 0 | 0 | 0 | 0 | 0 | 0 | 0 | 0 | 0 | 0 | 0 | 0 | 0 | 0 | 0 | 0 | 0 | 0 | 0 | 0 | 0
CDP17 | QLD | CQ | Utility storage load | -47.8926 | -43.6441 | -70.9468 | -162.8711 | -194.6057 | -307.7979 | -217.0183 | -200.09 | -166.1459 | -200.9861 | -199.5393 | -204.1567 | -229.4982 | -249.83 | -226.6638 | -236.1641 | -220.7176 | -224.848 | -184.9738 | -178.5791 | -145.4076 | -153.7534 | -173.2983 | -266.8694 | -320.7188 | -1504.5272 | -1506.1956 | -2719.7577
CDP17 | QLD | CQ | Coordinated CER storage load | -3.3997 | -4.4773 | -5.6584 | -7.1709 | -8.8359 | -10.8078 | -13.1629 | -16.2735 | -18.3535 | -24.3407 | -29.3206 | -37.0967 | -44.2301 | -53.5378 | -63.0668 | -71.2644 | -78.7293 | -88.4722 | -104.5993 | -120.7583 | -122.6378 | -146.538 | -165.4708 | -186.0597 | -212.1407 | -238.3377 | -244.1613 | -252.3142
CDP17 | QLD | CQ | Passive CER storage load | -8.3663 | -9.4825 | -10.4898 | -11.6583 | -12.7703 | -13.9503 | -15.5935 | -17.1034 | -18.6254 | -20.2758 | -22.0901 | -24.0291 | -25.9093 | -27.8864 | -29.8687 | -31.8835 | -33.5104 | -35.222 | -36.8449 | -38.5184 | -40.0421 | -41.8653 | -43.7592 | -45.9213 | -47.7414 | -48.9625 | -50.6961 | -52.5612
CDP17 | QLD | SQ | Black coal | 21353.6441 | 21128.2587 | 21428.8462 | 17018.0136 | 15333.5139 | 11409.5011 | 14519.617 | 13917.285 | 13669.9895 | 8698.179 | 5113.1376 | 5287.1213 | 5153.5808 | 4693.8988 | 5271.1549 | 5222.379 | 5282.3397 | 5239.7912 | 5290.3466 | 5153.5812 | 5140.456 | 5074.2099 | 5170.5976 | 4926.3372 | 4877.5762 | 5147.8088 | 5017.128 | 0
CDP17 | QLD | SQ | Mid-merit gas | 1550.1595 | 1930.363 | 417.7273 | 285.8721 | 451.1767 | 236.4257 | 274.3903 | 140.8455 | 565.9151 | 1199.8175 | 1474.8363 | 1409.3422 | 985.2065 | 704.6428 | 436.1494 | 807.3883 | 1042.2363 | 450.203 | 289.0114 | 383.4573 | 348.8573 | 0 | 0 | 0 | 0 | 0 | 0 | 0
CDP17 | QLD | SQ | Flexible gas with CCS | 0 | 0 | 0 | 0 | 0 | 0 | 0 | 0 | 0 | 0 | 0 | 0 | 0 | 0 | 0 | 0 | 0 | 0 | 0 | 0 | 0 | 0 | 0 | 0 | 0 | 0 | 0 | 0
CDP17 | QLD | SQ | Flexible gas | 74.0082 | 34.4654 | 4.4569 | 14.0483 | 13.0398 | 120.1722 | 132.0165 | 18.4738 | 22.9469 | 97.6922 | 549.8721 | 346.2936 | 1078.2415 | 799.27 | 483.7956 | 1331.0093 | 4298.9394 | 3149.2447 | 3232.8799 | 4245.935 | 3693.8079 | 4347.1367 | 5480.1082 | 5369.7854 | 2910.8186 | 1859.7622 | 4370.7209 | 4726.6187
CDP17 | QLD | SQ | Hydro | 0 | 0 | 0 | 0 | 0 | 0 | 0 | 0 | 0 | 0 | 0 | 0 | 0 | 0 | 0 | 0 | 0 | 0 | 0 | 0 | 0 | 0 | 0 | 0 | 0 | 0 | 0 | 0
CDP17 | QLD | SQ | Utility storage | 1248.5386 | 1177.9254 | 1092.5305 | 1076.5522 | 1323.726 | 2019.6594 | 1540.4269 | 1455.582 | 4249.0336 | 5789.5786 | 5755.8246 | 6108.2953 | 6139.4427 | 6440.3254 | 6278.7355 | 6213.805 | 5736.4373 | 5689.6404 | 6133.0736 | 6197.9621 | 5306.8007 | 5573.8908 | 6281.4948 | 6626.8493 | 6848.8554 | 7890.0217 | 7781.955 | 7867.4402
CDP17 | QLD | SQ | Coordinated CER storage | 17.9852 | 23.8117 | 30.5334 | 38.684 | 47.9628 | 59.278 | 72.4318 | 89.3502 | 98.8283 | 129.9615 | 156.3679 | 193.9259 | 228.6815 | 277.7425 | 325.4505 | 366.5529 | 406.2083 | 445.787 | 520.64 | 602.1518 | 618.7182 | 728.54 | 816.7911 | 920.1447 | 1037.6987 | 1187.0545 | 1182.3628 | 1268.3878
CDP17 | QLD | SQ | Passive CER storage | 38.5258 | 43.8968 | 49.0034 | 54.5739 | 60.1823 | 66.4877 | 74.7743 | 82.1543 | 89.5117 | 97.9153 | 106.4969 | 116.2022 | 125.6895 | 135.4263 | 145.4256 | 156.0927 | 163.6411 | 172.4096 | 179.9223 | 187.9841 | 195.7875 | 204.5517 | 214.2855 | 225.8 | 234.2198 | 240.7642 | 250.8429 | 259.8486
CDP17 | QLD | SQ | Offshore wind | 0 | 0 | 0 | 0 | 0 | 0 | 0 | 0 | 0 | 0 | 0 | 0 | 0 | 0 | 0 | 0 | 0 | 0 | 0 | 0 | 0 | 0 | 0 | 0 | 0 | 0 | 0 | 0
CDP17 | QLD | SQ | Wind | 4637.334 | 6193.0942 | 6568.0022 | 11517.3841 | 13849.6527 | 13984.3735 | 13400.0884 | 13174.4428 | 13761.3526 | 12729.5588 | 15670.5994 | 14730.7904 | 15422.6072 | 16179.9037 | 17006.2971 | 15479.4495 | 16421.3212 | 16898.9455 | 16216.1381 | 16237.252 | 14976.2409 | 14414.987 | 14619.7887 | 13935.4766 | 23724.0637 | 22375.9954 | 21964.2697 | 23526.9343
CDP17 | QLD | SQ | Utility solar | 4589.1277 | 4801.1074 | 4777.0276 | 4628.4322 | 4555.7658 | 4738.3953 | 3799.4592 | 4283.3246 | 5156.8707 | 10452.8218 | 11637.1207 | 13963.3727 | 13579.2216 | 13819.6487 | 13871.9829 | 14147.2703 | 13509.978 | 12690.8539 | 15658.5284 | 16845.7653 | 13842.2467 | 17359.2325 | 16809.099 | 18337.5458 | 17687.4874 | 22100.0246 | 21968.5949 | 23471.2591
CDP17 | QLD | SQ | Distributed PV | 5990.8471 | 6184.3421 | 6391.0577 | 6675.4064 | 6948.9149 | 7246.6104 | 7553.5439 | 7854.8235 | 8099.4155 | 8344.1878 | 8574.7168 | 8791.3445 | 8944.2099 | 9112.954 | 9288.9666 | 9482.3526 | 9632.6932 | 9808.7105 | 9994.2533 | 10193.5007 | 10350.6777 | 10536.484 | 10729.2197 | 10938.4931 | 11106.4424 | 11313.678 | 11537.6324 | 11787.4518
CDP17 | QLD | SQ | Other renewable fuels | 0 | 0 | 0 | 0 | 0 | 0 | 0 | 0 | 0 | 0 | 0 | 0 | 0 | 0 | 0 | 0 | 0 | 0 | 0 | 0 | 0 | 0 | 0 | 0 | 0 | 0 | 458.3003 | 324.2355
CDP17 | QLD | SQ | DSP | 4.4558e-07 | 4.6756e-07 | 5.0415e-07 | 6.5511e-07 | 8.4349e-07 | 1.3888e-06 | 0.82844 | 0.50699 | 2.4973e-06 | 2.8961e-06 | 6.4415 | 2.3085 | 8.2122 | 3.6013 | 1.4899 | 2.1258 | 26.9303 | 14.6684 | 2.3036 | 3.4969 | 6.0165 | 0.16085 | 8.439 | 0.11299 | 12.0338 | 2.4918 | 33.3913 | 102.7489
CDP17 | QLD | SQ | Utility storage load | -1688.4882 | -1545.504 | -1410.1292 | -1377.4686 | -1763.4027 | -2803.4747 | -2016.5854 | -1896.3967 | -5512.8646 | -7642.6228 | -7527.1615 | -7971.0498 | -8083.1379 | -8455.2565 | -8266.0235 | -8121.4339 | -7540.3201 | -7484.1741 | -8028.2048 | -8192.2444 | -6961.9135 | -7307.032 | -8185.0012 | -8712.4038 | -8942.3502 | -10206.2969 | -10118.9508 | -10259.0089
CDP17 | QLD | SQ | Coordinated CER storage load | -17.9852 | -23.8117 | -30.5519 | -38.6887 | -47.9683 | -59.2493 | -74.1169 | -93.7054 | -102.3113 | -141.5217 | -172.6096 | -219.0373 | -261.659 | -323.9532 | -384.2389 | -432.6999 | -481.5973 | -530.5145 | -626.765 | -736.3627 | -746.5622 | -893.7243 | -1008.0196 | -1144.0285 | -1297.0178 | -1498.1976 | -1486.5185 | -1599.1037
CDP17 | QLD | SQ | Passive CER storage load | -44.3668 | -50.498 | -56.4569 | -62.687 | -69.1038 | -76.3172 | -85.6279 | -94.3651 | -102.9273 | -112.1632 | -122.3762 | -133.4555 | -144.0599 | -155.4718 | -166.9135 | -178.4222 | -187.5884 | -197.0317 | -206.0993 | -215.394 | -223.8881 | -234.3118 | -245.2308 | -257.7243 | -268.2238 | -275.5925 | -285.8727 | -296.8927
CDP17 | VIC | VIC | Brown coal | 32180.7418 | 28061.6012 | 27405.7305 | 24211.9045 | 18279.1295 | 15029.0584 | 16317.1512 | 13356.7784 | 10005.9799 | 6206.9691 | 2855.8369 | 3501.3851 | 3399.5947 | 2990.1562 | 3548.7167 | 3335.6021 | 3413.5981 | 3325.5059 | 3377.0403 | 3445.4856 | 3218.0597 | 3441.4645 | 3448.4834 | 0 | 0 | 0 | 0 | 0
CDP17 | VIC | VIC | Mid-merit gas | 76.7713 | 131.3434 | 70.4104 | 56.7202 | 0 | 0 | 0 | 0 | 0 | 0 | 0 | 0 | 0 | 0 | 0 | 0 | 0 | 0 | 0 | 0 | 0 | 0 | 0 | 0 | 0 | 0 | 0 | 0
CDP17 | VIC | VIC | Flexible gas with CCS | 0 | 0 | 0 | 0 | 0 | 0 | 0 | 0 | 0 | 0 | 0 | 0 | 0 | 0 | 0 | 0 | 0 | 0 | 0 | 0 | 0 | 0 | 0 | 0 | 0 | 0 | 0 | 0
CDP17 | VIC | VIC | Flexible gas | 49.1853 | 92.1763 | 41.6612 | 33.8232 | 286.0125 | 63.9 | 25.2143 | 8.4047e-06 | 6.6202e-06 | 63.9944 | 25.5329 | 5.6356 | 161.6544 | 145.188 | 56.0073 | 61.1679 | 198.744 | 198.3619 | 231.4223 | 373.9439 | 211.0369 | 202.3567 | 390.8142 | 466.305 | 456.7094 | 199.8167 | 695.6718 | 796.6844
CDP17 | VIC | VIC | Hydro | 2506.1083 | 1230.2483 | 1311.5155 | 3417.6696 | 2065.6133 | 4037.7263 | 2206.3626 | 979.3021 | 3026.4371 | 3194.0619 | 3370.133 | 2472.8425 | 2846.1137 | 1853.3963 | 2303.3153 | 2172.1077 | 3421.0732 | 2161.9343 | 2039.368 | 2168.7717 | 2180.6947 | 1899.8123 | 2476.3836 | 2601.2994 | 3083.6076 | 2429.606 | 2860.3705 | 2050.3619
CDP17 | VIC | VIC | Utility storage | 391.7374 | 1149.3822 | 1919.4064 | 2613.4527 | 2999.8183 | 3912.6457 | 3257.5339 | 4092.7218 | 4171.6935 | 4051.0121 | 4288.7471 | 3961.3276 | 4588.609 | 5428.0252 | 5382.6023 | 6146.1488 | 5395.2195 | 5150.0403 | 5203.1226 | 4868.5167 | 5040.4035 | 4446.9575 | 3941.5037 | 3730.9331 | 3895.409 | 3690.7475 | 3149.3636 | 3223.8465
CDP17 | VIC | VIC | Coordinated CER storage | 46.2632 | 62.9988 | 81.0106 | 102.3094 | 127.8018 | 157.1093 | 184.6826 | 218.3696 | 257.9056 | 301.3912 | 351.2919 | 418.156 | 481.2985 | 570.6074 | 657.1713 | 746.4651 | 828.9207 | 922.5136 | 1017.6026 | 1144.1743 | 1248.9884 | 1398.408 | 1571.577 | 1724.3688 | 1877.3588 | 2044.5241 | 2107.2673 | 2294.2267
CDP17 | VIC | VIC | Passive CER storage | 93.9153 | 103.8346 | 113.4315 | 124.1343 | 134.0189 | 145.1892 | 159.9523 | 173.6821 | 187.2958 | 202.3336 | 217.0562 | 234.2369 | 249.6964 | 267.2425 | 284.5038 | 301.8728 | 315.2069 | 328.6875 | 342.6232 | 356.7102 | 370.6288 | 384.4636 | 401.0884 | 417.2939 | 433.7507 | 444.3685 | 460.5946 | 476.6569
CDP17 | VIC | VIC | Offshore wind | 0 | 0 | 0 | 0 | 0 | 0 | 4006.9691 | 7928.3446 | 10433.5529 | 13178.4104 | 15265.6674 | 19329.5267 | 23592.6782 | 28365.5879 | 31477.7952 | 36460.3696 | 36721.7401 | 36691.9629 | 35093.1429 | 33976.9334 | 34657.6786 | 34855.8917 | 34979.6171 | 37218.2686 | 34302.3514 | 34499.5813 | 35599.596 | 37294.4365
CDP17 | VIC | VIC | Wind | 13657.5002 | 17091.479 | 16277.187 | 17161.3377 | 20219.0702 | 21449.0396 | 20911.4443 | 22410.6769 | 21447.9634 | 22414.5378 | 20775.9282 | 20192.333 | 19828.5551 | 20338.6153 | 19357.6783 | 19376.415 | 18846.4689 | 18741.1642 | 17677.4911 | 16347.385 | 15497.8768 | 13968.7529 | 13342.8548 | 13667.6164 | 14202.4783 | 16118.5965 | 15844.7699 | 16745.0308
CDP17 | VIC | VIC | Utility solar | 2581.7947 | 3082.0951 | 3402.9383 | 3593.1454 | 3558.651 | 3636.2891 | 3160.159 | 3197.8387 | 3293.422 | 3269.0145 | 3868.5873 | 3666.9456 | 3479.7706 | 3580.301 | 3576.6707 | 3357.9501 | 3440.3938 | 3303.4295 | 3344.0896 | 5118.123 | 6086.5731 | 6432.6193 | 6524.2316 | 6105.1548 | 6392.8472 | 5598.1008 | 5175.2427 | 5086.578
CDP17 | VIC | VIC | Distributed PV | 6087.2788 | 6684.1854 | 7294.8864 | 7984.2026 | 8627.0949 | 9196.1307 | 9725.6838 | 10200.0096 | 10651.3504 | 11059.654 | 11465.7127 | 11844.9384 | 12143.6943 | 12364.7146 | 12587.537 | 12816.1806 | 13025.347 | 13207.514 | 13417.6849 | 13652.8559 | 13870.6821 | 14058.9828 | 14279.9745 | 14546.9466 | 14826.3072 | 15089.7889 | 15385.7563 | 15709.2989
CDP17 | VIC | VIC | Other renewable fuels | 0 | 0 | 0 | 0 | 0 | 0 | 0 | 0 | 0 | 0 | 0 | 0 | 0 | 0 | 0 | 0 | 0 | 0 | 0 | 0 | 0 | 0 | 0 | 0 | 0 | 0 | 452.9577 | 256.3187
CDP17 | VIC | VIC | DSP | 0.032 | 4.5361e-07 | 4.8184e-07 | 6.2344e-07 | 1.188 | 25.6275 | 24.2308 | 2.1485e-06 | 2.6651e-06 | 10.6921 | 16.9832 | 7.0338 | 37.8776 | 14.5605 | 9.7143 | 8.8408 | 63.15 | 18.4312 | 9.7397 | 20.3827 | 12.343 | 3.3955 | 11.543 | 19.6775 | 31.3385 | 11.2385 | 86.7215 | 48.82
CDP17 | VIC | VIC | Utility storage load | -466.3542 | -1368.1859 | -2288.5329 | -3103.9979 | -3564.6942 | -4642.6387 | -3870.7591 | -4867.775 | -4955.7798 | -4824.1109 | -5089.7144 | -4709.149 | -5464.9228 | -6444.1064 | -6399.9996 | -7308.48 | -6414.9905 | -6123.0402 | -6186.0755 | -5797.2714 | -6101.441 | -5408.1124 | -4798.2724 | -4574.0361 | -4757.6191 | -4531.8149 | -3888.4908 | -4007.1185
CDP17 | VIC | VIC | Coordinated CER storage load | -46.2632 | -62.9988 | -81.0601 | -102.3222 | -127.8175 | -157.0313 | -186.8314 | -224.3801 | -269.0182 | -318.7859 | -374.594 | -454.7457 | -529.1826 | -637.8099 | -744.4432 | -851.1932 | -950.622 | -1064.9342 | -1181.4077 | -1344.0287 | -1464.8416 | -1662.0843 | -1875.7206 | -2074.3027 | -2257.4452 | -2474.5381 | -2546.0676 | -2798.2515
CDP17 | VIC | VIC | Passive CER storage load | -111.762 | -123.3463 | -134.8604 | -147.2779 | -159.5703 | -173.272 | -189.9108 | -206.4594 | -222.8042 | -240.197 | -258.543 | -279.5154 | -296.8716 | -318.266 | -338.6938 | -358.4818 | -376.3814 | -390.4669 | -407.5393 | -424.3066 | -440.6446 | -458.2816 | -479.2543 | -495.4081 | -516.2532 | -529.291 | -547.2171 | -568.9661
CDP17 | SA | CSA | Mid-merit gas | 1825.2765 | 2304.3099 | 1228.74 | 994.0969 | 1619.4494 | 887.6214 | 17.3405 | 4.7446 | 1.1552e-05 | 79.4905 | 41.4329 | 67.8106 | 140.2128 | 0 | 0 | 0 | 0 | 0 | 0 | 0 | 0 | 0 | 0 | 0 | 0 | 0 | 0 | 0
CDP17 | SA | CSA | Flexible gas with CCS | 0 | 0 | 0 | 0 | 0 | 0 | 0 | 0 | 0 | 0 | 0 | 0 | 0 | 0 | 0 | 0 | 0 | 0 | 0 | 0 | 0 | 0 | 0 | 0 | 0 | 0 | 0 | 0
CDP17 | SA | CSA | Flexible gas | 5.8124 | 4.241 | 46.3154 | 17.0845 | 12.1299 | 123.0985 | 275.9874 | 239.2685 | 494.9331 | 789.863 | 694.5647 | 761.3732 | 1294.8256 | 799.5117 | 417.7695 | 733.8501 | 1140.9328 | 980.8261 | 1204.1331 | 1897.4742 | 1176.5259 | 1246.7944 | 1166.8014 | 698.8697 | 772.7667 | 436.8706 | 979.2706 | 556.2552
CDP17 | SA | CSA | Hydro | 0 | 0 | 0 | 0 | 0 | 0 | 0 | 0 | 0 | 0 | 0 | 0 | 0 | 0 | 0 | 0 | 0 | 0 | 0 | 0 | 0 | 0 | 0 | 0 | 0 | 0 | 0 | 0
CDP17 | SA | CSA | Utility storage | 512.3701 | 658.5608 | 995.4666 | 1986.1608 | 2340.0157 | 2941.4513 | 1633.1502 | 1668.7617 | 1665.6992 | 1670.3861 | 1609.7158 | 1596.4698 | 1804.0656 | 1993.0266 | 1903.1923 | 1927.0892 | 1832.9272 | 1881.6762 | 2034.6802 | 1731.7432 | 1563.3095 | 1350.2686 | 1186.3488 | 1882.9934 | 1865.9687 | 2129.157 | 2144.4079 | 2237.6755
CDP17 | SA | CSA | Coordinated CER storage | 190.2263 | 211.6858 | 232.1509 | 256.2468 | 280.1746 | 308.1058 | 332.7718 | 360.4811 | 389.7249 | 421.4427 | 457.5268 | 494.6532 | 530.7343 | 574.0634 | 617.8592 | 660.6424 | 695.8391 | 734.4666 | 773.8309 | 829.6386 | 883.1023 | 946.6709 | 1008.365 | 1048.1111 | 1113.0335 | 1158.4156 | 1184.9335 | 1227.9404
CDP17 | SA | CSA | Passive CER storage | 64.0325 | 68.5121 | 72.874 | 77.7255 | 81.7137 | 86.0408 | 91.1661 | 95.9927 | 100.5806 | 105.8509 | 110.6315 | 116.1445 | 120.6524 | 126.1011 | 130.3051 | 135.7589 | 139.2271 | 142.3883 | 145.3068 | 148.8519 | 151.4968 | 154.3978 | 158.1308 | 162.327 | 164.8392 | 167.039 | 171.4898 | 175.3662
CDP17 | SA | CSA | Offshore wind | 0 | 0 | 0 | 0 | 0 | 0 | 0 | 0 | 0 | 0 | 0 | 0 | 0 | 0 | 0 | 0 | 0 | 0 | 0 | 0 | 0 | 0 | 0 | 0 | 0 | 0 | 0 | 0
CDP17 | SA | CSA | Wind | 7210.6809 | 7499.8173 | 7248.1347 | 7659.1907 | 8782.9612 | 8025.4769 | 7779.8045 | 8340.1724 | 8294.2965 | 8790.3125 | 8227.8438 | 8226.678 | 7196.2306 | 8149.9026 | 8570.6592 | 7090.1773 | 8675.5256 | 9077.6684 | 8901.122 | 7580.2796 | 7321.3432 | 7136.144 | 7555.3788 | 10104.8471 | 9712.7993 | 9700.907 | 9146.3722 | 10462.3784
CDP17 | SA | CSA | Utility solar | 1169.1791 | 1248.2313 | 1829.3267 | 1677.2396 | 1826.2799 | 1692.0703 | 1765.0275 | 1830.9815 | 1883.0976 | 1875.5261 | 2489.4734 | 2541.6265 | 2433.2491 | 2447.3731 | 2570.9395 | 2610.2489 | 2802.6713 | 2648.5594 | 2751.8616 | 3764.369 | 5626.4717 | 5847.9561 | 5542.1697 | 5261.6311 | 5449.3255 | 5471.6119 | 5331.5501 | 5464.7306
CDP17 | SA | CSA | Distributed PV | 3190.3631 | 3260.7863 | 3336.7919 | 3466.2875 | 3610.9779 | 3765.142 | 3919.0203 | 4056.501 | 4171.4374 | 4282.9871 | 4387.5614 | 4474.6656 | 4540.4368 | 4615.8937 | 4699.0323 | 4777.1158 | 4844.1539 | 4922.1799 | 5007.7115 | 5086.4132 | 5151.8572 | 5229.3602 | 5315.6498 | 5398.0969 | 5468.4064 | 5549.6338 | 5639.0507 | 5724.3107
CDP17 | SA | CSA | Other renewable fuels | 0 | 0 | 0 | 0 | 0 | 0 | 0 | 0 | 0 | 0 | 0 | 0 | 0 | 0 | 0 | 0 | 0 | 0 | 0 | 0 | 0 | 0 | 0 | 0 | 0 | 0 | 0 | 0
CDP17 | SA | CSA | DSP | 0.18 | 4.5766e-07 | 5.0614e-07 | 6.5115e-07 | 0.96 | 27.5979 | 21.3382 | 2.2185e-06 | 2.8083e-06 | 7.4102 | 15.8312 | 8.4259 | 33.7879 | 14.7899 | 6.031 | 10.3825 | 50.4816 | 15.3314 | 7.7235 | 12.3792 | 9.637 | 1.653 | 10.2458 | 11.4285 | 16.114 | 6.156 | 53.4277 | 29.618
CDP17 | SA | CSA | Utility storage load | -609.9645 | -783.6739 | -1185.09 | -2367.9137 | -2785.7848 | -3498.4064 | -1944.2592 | -1988.1849 | -1981.4798 | -1991.9692 | -1912.9809 | -1900.5915 | -2150.6187 | -2369.8061 | -2269.1249 | -2290.8123 | -2182.0927 | -2240.129 | -2422.2794 | -2064.2832 | -1858.4805 | -1609.2714 | -1410.018 | -2224.4632 | -2197.5037 | -2513.5767 | -2521.1835 | -2636.6284
CDP17 | SA | CSA | Coordinated CER storage load | -190.2263 | -211.6858 | -232.1509 | -256.4024 | -280.1893 | -307.9355 | -333.2668 | -362.0386 | -392.1419 | -425.8332 | -463.6035 | -503.5591 | -542.5325 | -590.8756 | -640.8058 | -686.5715 | -725.1679 | -768.1297 | -811.5407 | -879.9342 | -941.2974 | -1021.0473 | -1091.1319 | -1135.4259 | -1213.5449 | -1267.7372 | -1293.0206 | -1348.6855
CDP17 | SA | CSA | Passive CER storage load | -74.5534 | -80.106 | -84.9062 | -90.0868 | -94.711 | -99.6282 | -104.9721 | -111.2405 | -116.5182 | -121.7649 | -127.6009 | -133.8318 | -139.592 | -144.8715 | -150.319 | -155.3538 | -159.9965 | -162.6779 | -167.2472 | -170.8245 | -173.1506 | -176.6843 | -181.1201 | -184.9918 | -188.5654 | -191.4455 | -195.1885 | -200.2795
CDP17 | SA | SESA | Mid-merit gas | 0 | 0 | 0 | 0 | 0 | 0 | 0 | 0 | 0 | 0 | 0 | 0 | 0 | 0 | 0 | 0 | 0 | 0 | 0 | 0 | 0 | 0 | 0 | 0 | 0 | 0 | 0 | 0
CDP17 | SA | SESA | Flexible gas with CCS | 0 | 0 | 0 | 0 | 0 | 0 | 0 | 0 | 0 | 0 | 0 | 0 | 0 | 0 | 0 | 0 | 0 | 0 | 0 | 0 | 0 | 0 | 0 | 0 | 0 | 0 | 0 | 0
CDP17 | SA | SESA | Flexible gas | 0.25151 | 7.39e-09 | 0.84091 | 4.8685e-08 | 5.089e-08 | 1.006 | 3.2024 | 3.4333e-06 | 5.7952e-06 | 2.119 | 4.5423 | 0 | 0 | 0 | 0 | 0 | 0 | 0 | 0 | 0 | 0 | 0 | 0 | 0 | 0 | 0 | 0 | 0
CDP17 | SA | SESA | Hydro | 0 | 0 | 0 | 0 | 0 | 0 | 0 | 0 | 0 | 0 | 0 | 0 | 0 | 0 | 0 | 0 | 0 | 0 | 0 | 0 | 0 | 0 | 0 | 0 | 0 | 0 | 0 | 0
CDP17 | SA | SESA | Utility storage | 26.5489 | 22.0689 | 22.9622 | 24.7141 | 27.3932 | 33.4363 | 26.3857 | 27.9168 | 26.6773 | 28.931 | 6.2218e-05 | 6.319e-05 | 6.8905e-05 | 0.00017564 | 0.0001679 | 0.00017266 | 0.00016774 | 0.00016865 | 0.00016772 | 0.00016687 | 0.00018485 | 0.00017397 | 0.00018576 | 134.9216 | 138.6722 | 134.0172 | 134.5806 | 143.2358
CDP17 | SA | SESA | Coordinated CER storage | 6.7788 | 7.6032 | 8.4042 | 9.3335 | 10.2649 | 11.3808 | 12.3871 | 13.4591 | 14.5873 | 15.8451 | 17.4162 | 18.9353 | 20.5015 | 22.2242 | 24.0414 | 25.7537 | 27.2223 | 28.7897 | 30.3726 | 32.6416 | 35.0776 | 37.8864 | 40.4647 | 42.0155 | 44.5651 | 46.675 | 47.7034 | 49.8278
CDP17 | SA | SESA | Passive CER storage | 2.2874 | 2.4649 | 2.6412 | 2.8343 | 2.9964 | 3.1838 | 3.3933 | 3.5799 | 3.7552 | 3.9661 | 4.1842 | 4.4023 | 4.6087 | 4.8211 | 4.9787 | 5.1883 | 5.3234 | 5.4419 | 5.5432 | 5.6917 | 5.8219 | 5.9481 | 6.0969 | 6.2638 | 6.363 | 6.4511 | 6.627 | 6.8022
CDP17 | SA | SESA | Offshore wind | 0 | 0 | 0 | 0 | 0 | 0 | 0 | 0 | 0 | 0 | 0 | 0 | 0 | 0 | 0 | 0 | 0 | 0 | 0 | 0 | 0 | 0 | 0 | 0 | 0 | 0 | 0 | 0
CDP17 | SA | SESA | Wind | 749.5929 | 817.7404 | 718.2464 | 795.4367 | 2425.6028 | 2348.5775 | 2009.7098 | 2156.5695 | 2100.6061 | 2586.0862 | 2322.0234 | 2159.4933 | 2026.9969 | 2175.9189 | 1837.0015 | 1819.7396 | 1678.5054 | 1795.452 | 1723.0579 | 1641.1308 | 1572.6324 | 1748.6323 | 1638.9269 | 1826.21 | 1620.3839 | 2309.6688 | 2186.5114 | 2422.7548
CDP17 | SA | SESA | Utility solar | 69.7486 | 68.9774 | 64.0281 | 65.7276 | 61.928 | 56.9213 | 55.0144 | 58.5304 | 64.8537 | 68.4265 | 69.3608 | 56.224 | 58.4042 | 56.9107 | 63.3644 | 64.3384 | 60.3435 | 0 | 0 | 0 | 0 | 0 | 0 | 0 | 0 | 0 | 0 | 0
CDP17 | SA | SESA | Distributed PV | 112.7362 | 116.2125 | 120.7697 | 127.1989 | 133.8742 | 141.6734 | 149.2792 | 155.4422 | 160.67 | 166.3834 | 173.5604 | 178.2911 | 183.9197 | 187.5012 | 190.7562 | 194.3046 | 197.6511 | 200.9791 | 203.7224 | 208.7345 | 214.739 | 219.6259 | 223.1041 | 226.6677 | 229.1829 | 232.2131 | 236.0291 | 242.1829
CDP17 | SA | SESA | Other renewable fuels | 0 | 0 | 0 | 0 | 0 | 0 | 0 | 0 | 0 | 0 | 0 | 0 | 0 | 0 | 0 | 0 | 0 | 0 | 0 | 0 | 0 | 0 | 0 | 0 | 0 | 0 | 0 | 0
CDP17 | SA | SESA | DSP | 0 | 0 | 0 | 0 | 0 | 0 | 0 | 0 | 0 | 0 | 0 | 0 | 0 | 0 | 0 | 0 | 0 | 0 | 0 | 0 | 0 | 0 | 0 | 0 | 0 | 0 | 0 | 0
CDP17 | SA | SESA | Utility storage load | -31.6058 | -26.2726 | -27.3359 | -29.4783 | -32.611 | -39.7484 | -31.4116 | -33.2575 | -31.7355 | -34.4417 | -7.3124e-05 | -7.4389e-05 | -8.1113e-05 | -0.00020648 | -0.00019757 | -0.00020245 | -0.00019705 | -0.00019817 | -0.00019708 | -0.00019613 | -0.00021672 | -0.00020418 | -0.00021755 | -158.8832 | -162.96 | -157.9858 | -157.9804 | -168.496
CDP17 | SA | SESA | Coordinated CER storage load | -6.7788 | -7.6032 | -8.4042 | -9.3392 | -10.2655 | -11.3745 | -12.4101 | -13.5299 | -14.7025 | -16.0521 | -17.7067 | -19.3583 | -21.0594 | -23.0193 | -25.1283 | -26.9933 | -28.6393 | -30.4262 | -32.2256 | -35.0102 | -37.8366 | -41.3705 | -44.389 | -46.1178 | -49.2228 | -51.7693 | -52.7131 | -55.4973
CDP17 | SA | SESA | Passive CER storage load | -2.6632 | -2.882 | -3.0773 | -3.2851 | -3.473 | -3.6866 | -3.9072 | -4.1485 | -4.3502 | -4.5623 | -4.826 | -5.0727 | -5.3322 | -5.5387 | -5.7434 | -5.9371 | -6.1175 | -6.2173 | -6.3802 | -6.5319 | -6.654 | -6.8067 | -6.9833 | -7.1384 | -7.2789 | -7.3936 | -7.5428 | -7.7685
CDP17 | TAS | TAS | Mid-merit gas | 0 | 0 | 0 | 0 | 0 | 0 | 0 | 0 | 0 | 0 | 0 | 0 | 0 | 0 | 0 | 0 | 0 | 0 | 0 | 0 | 0 | 0 | 0 | 0 | 0 | 0 | 0 | 0
CDP17 | TAS | TAS | Flexible gas with CCS | 0 | 0 | 0 | 0 | 0 | 0 | 0 | 0 | 0 | 0 | 0 | 0 | 0 | 0 | 0 | 0 | 0 | 0 | 0 | 0 | 0 | 0 | 0 | 0 | 0 | 0 | 0 | 0
CDP17 | TAS | TAS | Flexible gas | 0 | 0 | 0 | 0 | 0 | 0 | 5.45e-10 | 3.9147e-06 | 1.0168e-05 | 0.19096 | 0.17055 | 5.0296e-06 | 3.0513e-06 | 0.93036 | 9.269e-07 | 0.187 | 0.68197 | 1.7896 | 0.74626 | 3.052 | 1.6791 | 3.0673e-07 | 1.1383e-06 | 6.7251e-07 | 2.5853 | 7.4962e-07 | 8.9893e-07 | 3.7978e-06
CDP17 | TAS | TAS | Hydro | 8887.2723 | 9653.1629 | 6787.8942 | 6689.837 | 6199.3214 | 5819.8852 | 7894.4097 | 8468.8898 | 7442.7303 | 8654.2142 | 8636.9665 | 7768.5298 | 7869.7469 | 7200.0996 | 8406.3941 | 8372.8121 | 7675.8944 | 7582.7911 | 8425.7611 | 6482.5446 | 9085.4946 | 8537.3646 | 7109.8309 | 8037.078 | 7471.0363 | 7979.1977 | 8680.5215 | 7175.6567
CDP17 | TAS | TAS | Utility storage | 0 | 0 | 0 | 2.2788e-05 | 2.726e-05 | 3.1622e-05 | 4.8648e-05 | 0.00012909 | 0.0001944 | 0.00021355 | 0.00018979 | 0.00019823 | 0.00022088 | 0.00033117 | 0.00035509 | 0.00042368 | 76.6907 | 79.1064 | 428.439 | 1089.9073 | 1821.858 | 1654.9148 | 1982.8671 | 1948.2923 | 1917.0686 | 1914.4267 | 1889.5533 | 1880.4788
CDP17 | TAS | TAS | Coordinated CER storage | 2.5738 | 3.5356 | 4.6057 | 5.9589 | 7.4189 | 9.2993 | 10.6802 | 12.1222 | 13.9955 | 15.9206 | 18.3879 | 21.2505 | 24.4357 | 28.4478 | 33.3145 | 38.0582 | 42.3899 | 48.017 | 51.5572 | 58.5598 | 61.7868 | 67.3961 | 79.0625 | 86.6548 | 95.0147 | 100.6334 | 105.9381 | 113.1186
CDP17 | TAS | TAS | Passive CER storage | 6.2553 | 6.8442 | 7.491 | 8.1837 | 8.8138 | 9.6277 | 10.5227 | 11.3683 | 12.1904 | 13.1008 | 14.0214 | 15.0123 | 15.866 | 16.9658 | 17.9051 | 18.9456 | 19.7579 | 20.3609 | 21.0618 | 21.7684 | 22.4051 | 23.1637 | 23.9385 | 24.7927 | 25.5449 | 25.8603 | 26.7151 | 27.6923
CDP17 | TAS | TAS | Offshore wind | 0 | 0 | 0 | 0 | 0 | 0 | 0 | 0 | 0 | 0 | 0 | 0 | 0 | 0 | 0 | 0 | 0 | 0 | 0 | 0 | 0 | 0 | 0 | 0 | 0 | 0 | 0 | 0
CDP17 | TAS | TAS | Wind | 1975.3545 | 2174.8084 | 3998.3922 | 4688.0599 | 5370.3265 | 6033.8466 | 6517.9023 | 7009.5619 | 7503.4479 | 7996.5658 | 8491.4868 | 8992.5316 | 9505.1065 | 10021.9225 | 10538.9462 | 11055.6864 | 9057.5142 | 8970.5364 | 8733.7037 | 9276.244 | 9257.6043 | 9432.2393 | 9095.0592 | 9505.0343 | 9125.4073 | 8851.2877 | 8355.0666 | 8333.5097
CDP17 | TAS | TAS | Utility solar | 0 | 0 | 0 | 0 | 0 | 0 | 0 | 0 | 0 | 0 | 0 | 0 | 0 | 0 | 0 | 0 | 0 | 0 | 0 | 0 | 0 | 0 | 0 | 0 | 0 | 0 | 0 | 0
CDP17 | TAS | TAS | Distributed PV | 307.0088 | 319.0286 | 332.2165 | 365.6975 | 409.1203 | 455.4526 | 495.5483 | 526.8219 | 558.336 | 589.4338 | 618.6881 | 640.645 | 653.5031 | 660.943 | 668.1315 | 674.4542 | 680.7325 | 686.9651 | 694.1811 | 700.6574 | 706.8726 | 713.1019 | 720.4898 | 727.215 | 733.6596 | 740.0857 | 747.7693 | 754.9122
CDP17 | TAS | TAS | Other renewable fuels | 0 | 0 | 0 | 0 | 0 | 0 | 0 | 0 | 0 | 0 | 0 | 0 | 0 | 0 | 0 | 0 | 0 | 0 | 0 | 0 | 0 | 0 | 0 | 0 | 0 | 0 | 0 | 0
CDP17 | TAS | TAS | DSP | 4.3132e-07 | 4.204e-07 | 4.4754e-07 | 4.3767e-07 | 4.5579e-07 | 4.8036e-07 | 5.8192e-07 | 1.889e-06 | 2.4298e-06 | 0.10947 | 0.1325 | 2.5559e-06 | 2.4237e-06 | 0.030003 | 0.3775 | 0.2475 | 2.7425 | 0.63 | 0.48 | 0.78117 | 0.315 | 0.035001 | 0.335 | 0.023666 | 0.69 | 1.5968e-06 | 2.7075 | 1.2675
CDP17 | TAS | TAS | Utility storage load | 0 | 0 | 0 | -2.6823e-05 | -3.2059e-05 | -3.723e-05 | -6.2395e-05 | -0.00016747 | -0.00024902 | -0.00027565 | -0.00024193 | -0.000254 | -0.00028178 | -0.00042039 | -0.00045531 | -0.00054283 | -100.8168 | -104.8083 | -568.43 | -1441.6561 | -2384.2905 | -2189.6216 | -2578.2725 | -2599.151 | -2486.8502 | -2522.5368 | -2489.3221 | -2505.0139
CDP17 | TAS | TAS | Coordinated CER storage load | -2.5738 | -3.5356 | -4.6057 | -5.9589 | -7.4189 | -9.305 | -10.6978 | -12.209 | -14.1965 | -16.2707 | -18.9513 | -22.203 | -25.8323 | -30.6328 | -36.4957 | -42.2454 | -47.5067 | -54.5364 | -58.7745 | -67.6187 | -70.9811 | -78.211 | -93.1701 | -103.0702 | -113.3791 | -120.5294 | -126.9442 | -136.7563
CDP17 | TAS | TAS | Passive CER storage load | -7.4092 | -8.08 | -8.839 | -9.6052 | -10.3749 | -11.3443 | -12.3431 | -13.3696 | -14.321 | -15.3464 | -16.5077 | -17.6666 | -18.6487 | -19.9309 | -21.017 | -22.1822 | -23.2833 | -23.8808 | -24.7761 | -25.5422 | -26.2799 | -27.2697 | -28.1878 | -29.1395 | -30.0052 | -30.3481 | -31.2962 | -32.5547
CDP18 | NSW | NNSW | Black coal | 0 | 0 | 0 | 0 | 0 | 0 | 0 | 0 | 0 | 0 | 0 | 0 | 0 | 0 | 0 | 0 | 0 | 0 | 0 | 0 | 0 | 0 | 0 | 0 | 0 | 0 | 0 | 0
CDP18 | NSW | NNSW | Mid-merit gas | 0 | 0 | 0 | 0 | 0 | 0 | 0 | 0 | 0 | 0 | 0 | 0 | 0 | 0 | 0 | 0 | 0 | 0 | 0 | 0 | 0 | 0 | 0 | 0 | 0 | 0 | 0 | 0
CDP18 | NSW | NNSW | Flexible gas with CCS | 0 | 0 | 0 | 0 | 0 | 0 | 0 | 0 | 0 | 0 | 0 | 0 | 0 | 0 | 0 | 0 | 0 | 0 | 0 | 0 | 0 | 0 | 0 | 0 | 0 | 0 | 0 | 0
CDP18 | NSW | NNSW | Flexible gas | 0 | 0 | 0 | 0 | 0 | 0 | 0 | 0 | 0 | 0 | 0 | 0 | 0 | 0 | 0 | 0 | 0 | 0 | 0 | 0 | 0 | 0 | 0 | 0 | 0 | 0 | 0 | 0
CDP18 | NSW | NNSW | Hydro | 0 | 0 | 0 | 0 | 0 | 0 | 0 | 0 | 0 | 0 | 0 | 0 | 0 | 0 | 0 | 0 | 0 | 0 | 0 | 0 | 0 | 0 | 0 | 0 | 0 | 0 | 0 | 0
CDP18 | NSW | NNSW | Utility storage | 3.939 | 15.4537 | 453.056 | 910.6236 | 1387.8615 | 2974.0348 | 2155.3282 | 2211.8957 | 2515.8952 | 2483.6404 | 2565.4708 | 2645.8985 | 2667.5948 | 2893.9301 | 2868.3409 | 2784.1437 | 2548.1321 | 2587.5951 | 2723.8025 | 2869.0795 | 5043.3963 | 5151.4098 | 4466.8553 | 5763.1267 | 5553.6649 | 5663.7313 | 5530.0246 | 6572.2985
CDP18 | NSW | NNSW | Coordinated CER storage | 8.8365 | 11.2048 | 14.0465 | 16.9339 | 20.4022 | 24.1148 | 27.5888 | 31.7772 | 36.9406 | 42.7562 | 49.8436 | 58.6839 | 67.2324 | 78.8259 | 89.1967 | 99.6223 | 108.6533 | 118.1493 | 132.3031 | 153.8293 | 161.3908 | 182.2076 | 209.8274 | 226.0688 | 249.0745 | 269.8254 | 274.8981 | 296.042
CDP18 | NSW | NNSW | Passive CER storage | 18.167 | 19.7177 | 21.1384 | 22.4275 | 23.7008 | 25.0701 | 27.3635 | 29.2103 | 31.0205 | 33.1586 | 35.2223 | 37.5763 | 39.7724 | 41.8629 | 44.1078 | 46.4927 | 48.0454 | 50.12 | 51.7116 | 53.3755 | 55.0278 | 56.7506 | 58.6569 | 61.0185 | 62.4544 | 63.5 | 65.5099 | 67.3883
CDP18 | NSW | NNSW | Offshore wind | 0 | 0 | 0 | 0 | 0 | 0 | 0 | 0 | 0 | 0 | 0 | 0 | 0 | 0 | 0 | 0 | 0 | 0 | 0 | 0 | 0 | 0 | 0 | 0 | 0 | 0 | 0 | 0
CDP18 | NSW | NNSW | Wind | 1309.0337 | 1100.5763 | 1921.3682 | 2157.0459 | 2190.4491 | 10744.3618 | 11380.4717 | 10470.2875 | 10962.6645 | 10180.5735 | 12438.3397 | 12309.7788 | 12198.9299 | 12527.7922 | 12577.4542 | 12096.4865 | 14466.8021 | 20556.5939 | 22404.8853 | 21820.031 | 23682.6977 | 21498.5477 | 22168.4145 | 21258.3525 | 22218.2424 | 22013.9106 | 21508.0965 | 22800.7566
CDP18 | NSW | NNSW | Utility solar | 1712.8358 | 2165.5935 | 2322.8009 | 2240.9416 | 2379.6435 | 2979.3708 | 2590.8641 | 2749.3871 | 3068.7469 | 3472.6596 | 3939.0593 | 4185.8862 | 3848.8931 | 4151.7782 | 4135.6172 | 3953.9348 | 3848.8436 | 6080.3359 | 7069.5227 | 8953.3428 | 7763.0832 | 8281.092 | 8852.9885 | 9149.234 | 8783.7335 | 9276.7712 | 8767.3972 | 10066.3833
CDP18 | NSW | NNSW | Distributed PV | 1271.6546 | 1294.9489 | 1311.4241 | 1367.595 | 1455.6654 | 1546.1493 | 1624.3869 | 1687.2326 | 1737.479 | 1785.259 | 1826.8007 | 1862.6349 | 1883.9388 | 1905.6539 | 1925.5478 | 1947.8463 | 1965.8985 | 1986.5372 | 2009.2374 | 2037.7628 | 2057.9774 | 2077.2502 | 2099.9079 | 2127.0346 | 2148.3108 | 2170.1747 | 2198.1127 | 2230.421
CDP18 | NSW | NNSW | Other renewable fuels | 0 | 0 | 0 | 0 | 0 | 0 | 0 | 0 | 0 | 0 | 0 | 0 | 0 | 0 | 0 | 0 | 0 | 0 | 0 | 0 | 0 | 0 | 0 | 0 | 0 | 0 | 447.4721 | 285.8168
CDP18 | NSW | NNSW | DSP | 0 | 0 | 0 | 0 | 0 | 0 | 0 | 0 | 0 | 0 | 0 | 0 | 0 | 0 | 0 | 0 | 0 | 0 | 0 | 0 | 0 | 0 | 0 | 0 | 0 | 0 | 0 | 0
CDP18 | NSW | NNSW | Utility storage load | -4.6478 | -18.3973 | -545.9897 | -1089.9562 | -1660.7932 | -3574.4836 | -2592.5124 | -2670.3126 | -3017.512 | -2998.0313 | -3081.2442 | -3179.6203 | -3208.7721 | -3481.264 | -3460.8206 | -3339.5408 | -3065.4181 | -3112.8064 | -3276.9524 | -3460.307 | -6328.4128 | -6469.3252 | -5627.3567 | -7413.5687 | -7064.1183 | -7388.1119 | -7161.2823 | -8606.2327
CDP18 | NSW | NNSW | Coordinated CER storage load | -8.8365 | -11.2048 | -14.0504 | -16.9404 | -20.3919 | -24.1148 | -27.8105 | -32.3575 | -38.1629 | -44.8015 | -52.9291 | -63.4791 | -73.6598 | -88.0745 | -100.7274 | -112.8205 | -123.5307 | -134.7102 | -152.8964 | -180.9075 | -188.5495 | -216.0067 | -251.9754 | -272.642 | -301.5881 | -328.5443 | -333.9662 | -362.7235
CDP18 | NSW | NNSW | Passive CER storage load | -21.5306 | -23.3997 | -25.0516 | -26.5991 | -28.1174 | -29.7514 | -32.3942 | -34.6342 | -36.8836 | -39.2441 | -41.7975 | -44.5888 | -47.2409 | -49.663 | -52.439 | -55.0147 | -57.0178 | -59.3353 | -61.388 | -63.312 | -65.2137 | -67.3475 | -69.6038 | -72.2527 | -74.0459 | -75.4951 | -77.5117 | -80.0111
CDP18 | NSW | CNSW | Black coal | 23978.6632 | 25581.026 | 21880.1199 | 19843.2497 | 18395.6157 | 6258.6204 | 6284.2952 | 9240.5231 | 9637.3561 | 8005.0153 | 9024.2707 | 9382.0689 | 8431.8953 | 7690.221 | 5981.4963 | 7116.0432 | 0 | 0 | 0 | 0 | 0 | 0 | 0 | 0 | 0 | 0 | 0 | 0
CDP18 | NSW | CNSW | Mid-merit gas | 0 | 0 | 0 | 0 | 0 | 0 | 0 | 0 | 0 | 0 | 0 | 0 | 0 | 0 | 0 | 0 | 0 | 0 | 0 | 0 | 0 | 0 | 0 | 0 | 0 | 0 | 0 | 0
CDP18 | NSW | CNSW | Flexible gas with CCS | 0 | 0 | 0 | 0 | 0 | 0 | 0 | 0 | 0 | 0 | 0 | 0 | 0 | 0 | 0 | 0 | 0 | 0 | 0 | 0 | 0 | 0 | 0 | 0 | 0 | 0 | 0 | 0
CDP18 | NSW | CNSW | Flexible gas | 0 | 0 | 0 | 0 | 0 | 0 | 0 | 0 | 0 | 0 | 0 | 0 | 0 | 0 | 0 | 0 | 0 | 0 | 0 | 0 | 0 | 0 | 0 | 0 | 0 | 0 | 0 | 0
CDP18 | NSW | CNSW | Hydro | 0 | 0 | 0 | 0 | 0 | 0 | 0 | 0 | 0 | 0 | 0 | 0 | 0 | 0 | 0 | 0 | 0 | 0 | 0 | 0 | 0 | 0 | 0 | 0 | 0 | 0 | 0 | 0
CDP18 | NSW | CNSW | Utility storage | 462.6111 | 1129.5367 | 1197.1865 | 2101.1568 | 3125.749 | 3668.9305 | 2326.7266 | 2275.5862 | 2521.04 | 2556.1959 | 2514.3191 | 2536.0522 | 2772.6922 | 2930.006 | 2970.5952 | 2883.1928 | 2594.9357 | 2834.0778 | 2989.6406 | 2922.9412 | 2722.9775 | 1826.995 | 2052.4259 | 2015.462 | 1223.2634 | 1223.7505 | 1243.3351 | 1318.1786
CDP18 | NSW | CNSW | Coordinated CER storage | 3.7234 | 4.7379 | 6.0182 | 7.481 | 9.7646 | 10.6681 | 12.1557 | 14.3469 | 17.1062 | 20.121 | 23.7895 | 28.7501 | 33.7696 | 41.0146 | 47.401 | 53.1315 | 57.6173 | 64.4297 | 72.313 | 84.7127 | 90.5097 | 103.1248 | 119.7691 | 129.2255 | 144.4211 | 157.2822 | 160.8269 | 174.8463
CDP18 | NSW | CNSW | Passive CER storage | 7.627 | 8.3056 | 8.9956 | 9.6657 | 10.2322 | 10.8691 | 11.909 | 12.8093 | 13.6889 | 14.7028 | 15.7482 | 16.8884 | 18.0026 | 19.0507 | 20.185 | 21.411 | 22.266 | 23.3321 | 24.1695 | 25.0093 | 25.8786 | 26.806 | 27.8186 | 29.0444 | 29.8498 | 30.4411 | 31.4814 | 32.4604
CDP18 | NSW | CNSW | Offshore wind | 0 | 0 | 0 | 0 | 0 | 0 | 0 | 0 | 0 | 0 | 0 | 0 | 0 | 0 | 0 | 0 | 0 | 0 | 0 | 0 | 0 | 0 | 0 | 0 | 0 | 0 | 0 | 0
CDP18 | NSW | CNSW | Wind | 1293.4373 | 1927.1077 | 3918.8316 | 5711.0114 | 15381.4155 | 14909.212 | 15472.7943 | 14344.739 | 14602.7066 | 13782.8966 | 14513.9182 | 14179.1523 | 14063.388 | 14975.6084 | 14759.9554 | 15141.4484 | 14847.3434 | 14742.1966 | 14440.8269 | 13624.8666 | 14625.0352 | 13467.4799 | 13678.0972 | 13027.4715 | 14054.7544 | 15144.1001 | 14817.6269 | 15995.5886
CDP18 | NSW | CNSW | Utility solar | 3629.299 | 3910.0055 | 5408.8513 | 5176.2754 | 8548.4707 | 9154.5199 | 8209.7043 | 8599.3333 | 9747.2338 | 9767.192 | 10176.508 | 10457.1014 | 9984.7112 | 10676.1962 | 10612.985 | 10258.132 | 10019.9496 | 9063.9561 | 9435.656 | 10956.9036 | 9636.6695 | 9961.3376 | 11064.2144 | 14101.4849 | 14487.7725 | 17735.0414 | 17013.1581 | 18120.5788
CDP18 | NSW | CNSW | Distributed PV | 805.7252 | 814.9854 | 829.5535 | 870.8455 | 916.2872 | 974.0498 | 1025.6157 | 1072.6831 | 1112.1573 | 1154.5789 | 1186.7008 | 1211.9352 | 1229.1648 | 1252.0861 | 1268.2638 | 1286.3269 | 1301.3111 | 1324.9373 | 1342.737 | 1359.4079 | 1373.0091 | 1398.259 | 1414.9644 | 1434.2131 | 1452.1522 | 1478.3848 | 1498.0146 | 1518.8237
CDP18 | NSW | CNSW | Other renewable fuels | 0 | 0 | 0 | 0 | 0 | 0 | 0 | 0 | 0 | 0 | 0 | 0 | 0 | 0 | 0 | 0 | 0 | 0 | 0 | 0 | 0 | 0 | 0 | 0 | 0 | 160.6146 | 448.756 | 284.732
CDP18 | NSW | CNSW | DSP | 0 | 0 | 0 | 0 | 0 | 0 | 0 | 0 | 0 | 0 | 0 | 0 | 0 | 0 | 0 | 0 | 0 | 0 | 0 | 0 | 0 | 0 | 0 | 0 | 0 | 0 | 0 | 0
CDP18 | NSW | CNSW | Utility storage load | -659.4218 | -1424.4306 | -1486.0254 | -2511.9846 | -3790.7179 | -4497.8472 | -2843.4157 | -2783.575 | -3073.9029 | -3149.9345 | -3052.6131 | -3095.4192 | -3429.3848 | -3609.8627 | -3648.51 | -3550.5164 | -3202.6702 | -3495.184 | -3715.1741 | -3625.3273 | -3363.5889 | -2280.9614 | -2589.8138 | -2594.4681 | -1620.1342 | -1637.6007 | -1698.7726 | -1790.1861
CDP18 | NSW | CNSW | Coordinated CER storage load | -3.7234 | -4.7379 | -6.0199 | -7.4838 | -9.7655 | -10.6627 | -12.3049 | -14.7364 | -17.9339 | -21.4955 | -25.7493 | -31.8677 | -37.9636 | -47.1803 | -55.1005 | -61.7778 | -67.3091 | -75.6938 | -86.015 | -102.7796 | -109.0523 | -126.2195 | -148.1429 | -160.581 | -179.9185 | -197.0992 | -201.2516 | -220.2261
CDP18 | NSW | CNSW | Passive CER storage load | -9.0391 | -9.8566 | -10.6609 | -11.4635 | -12.1389 | -12.8986 | -14.0985 | -15.1877 | -16.2762 | -17.4011 | -18.6881 | -20.0401 | -21.3832 | -22.6003 | -23.9976 | -25.3356 | -26.4242 | -27.622 | -28.6922 | -29.6652 | -30.6689 | -31.8114 | -33.0103 | -34.3918 | -35.3899 | -36.1914 | -37.2489 | -38.5407
CDP18 | NSW | SNSW | Black coal | 0 | 0 | 0 | 0 | 0 | 0 | 0 | 0 | 0 | 0 | 0 | 0 | 0 | 0 | 0 | 0 | 0 | 0 | 0 | 0 | 0 | 0 | 0 | 0 | 0 | 0 | 0 | 0
CDP18 | NSW | SNSW | Mid-merit gas | 0 | 0 | 0 | 0 | 0 | 0 | 0 | 0 | 0 | 0 | 0 | 0 | 0 | 0 | 0 | 0 | 0 | 0 | 0 | 0 | 0 | 0 | 0 | 0 | 0 | 0 | 0 | 0
CDP18 | NSW | SNSW | Flexible gas with CCS | 0 | 0 | 0 | 0 | 0 | 0 | 0 | 0 | 0 | 0 | 0 | 0 | 0 | 0 | 0 | 0 | 0 | 0 | 0 | 0 | 0 | 0 | 0 | 0 | 0 | 0 | 0 | 0
CDP18 | NSW | SNSW | Flexible gas | 1.6148e-07 | 2.3682e-07 | 2.9193e-07 | 4.1307e-07 | 1.4092 | 2.0775 | 8.5009 | 9.9872e-07 | 1.4176e-06 | 2.5459e-06 | 8.5098 | 1.7585e-06 | 6.7459 | 0.54375 | 6.0454e-07 | 1.1708e-06 | 19.7605 | 15.0603 | 0.29752 | 20.407 | 0 | 0 | 0 | 0 | 0 | 0 | 0 | 0
CDP18 | NSW | SNSW | Hydro | 2788.6221 | 1140.9773 | 1616.2271 | 4879.9488 | 3811.3273 | 6517.7354 | 2246.9735 | 2099.8438 | 3232.3956 | 3857.9318 | 3275.9396 | 3026.7136 | 3594.4448 | 2540.6964 | 2349.3056 | 2829.1627 | 3903.7824 | 3180.992 | 3020.7617 | 3190.8654 | 2444.0687 | 3137.7083 | 3099.8329 | 3121.5509 | 3173.3017 | 2681.9291 | 3401.7524 | 2433.5676
CDP18 | NSW | SNSW | Utility storage | 223.4659 | 322.5752 | 326.0422 | 391.5711 | 955.6681 | 2356.9386 | 5577.8053 | 5181.9013 | 5495.4046 | 5905.0634 | 5368.9997 | 5257.4724 | 5883.5778 | 6037.8468 | 6026.6439 | 5931.4358 | 5889.6149 | 5884.8397 | 6040.8263 | 5674.4245 | 5949.8194 | 5267.9201 | 5850.0805 | 5644.1948 | 5699.7667 | 5582.1752 | 5969.0478 | 5774.866
CDP18 | NSW | SNSW | Coordinated CER storage | 7.449 | 9.5537 | 12.1567 | 15.0178 | 18.3795 | 22.1489 | 25.3882 | 29.2664 | 33.9894 | 39.3824 | 45.6295 | 53.7794 | 61.9635 | 73.1887 | 83.1091 | 93.2298 | 102.5323 | 113.6289 | 126.9087 | 148.4827 | 161.5585 | 180.1489 | 207.3778 | 224.8728 | 251.2171 | 272.9425 | 280.8338 | 304.2494
CDP18 | NSW | SNSW | Passive CER storage | 15.3225 | 16.8139 | 18.2962 | 19.9476 | 21.4747 | 23.0167 | 25.293 | 27.1321 | 28.9755 | 31.0951 | 33.189 | 35.5698 | 37.8779 | 40.0969 | 42.4832 | 44.9811 | 46.6541 | 48.8145 | 50.5218 | 52.2984 | 54.1283 | 56.0857 | 58.256 | 60.8935 | 62.5963 | 63.9327 | 66.2023 | 68.3467
CDP18 | NSW | SNSW | Offshore wind | 0 | 0 | 0 | 0 | 0 | 0 | 0 | 0 | 0 | 0 | 0 | 0 | 0 | 0 | 0 | 0 | 0 | 0 | 0 | 0 | 0 | 0 | 0 | 0 | 0 | 0 | 0 | 0
CDP18 | NSW | SNSW | Wind | 5479.1323 | 5966.2537 | 7205.657 | 9167.3938 | 9045.4079 | 8407.1811 | 8616.9846 | 8250.8033 | 8328.0244 | 8732.1784 | 8071.6486 | 8454.3806 | 8084.0247 | 8527.2161 | 8325.8929 | 8460.4943 | 7894.7133 | 7702.287 | 7676.662 | 6250.3151 | 6658.0734 | 5621.0676 | 5318.2838 | 5548.2066 | 4117.9134 | 4330.9 | 4201.6579 | 4507.6238
CDP18 | NSW | SNSW | Utility solar | 4561.2149 | 5481.6571 | 6105.2261 | 7489.8514 | 7425.5423 | 7668.0169 | 6923.5427 | 7402.6096 | 7801.9538 | 7404.0946 | 7689.5444 | 7638.0358 | 7180.5075 | 7698.9868 | 7500.3806 | 7440.2597 | 7333.22 | 6810.5132 | 6786.9327 | 8171.408 | 9332.1461 | 9733.665 | 9911.5773 | 9119.8096 | 10339.3368 | 9678.9449 | 7672.2389 | 8110.5871
CDP18 | NSW | SNSW | Distributed PV | 1286.0905 | 1322.7575 | 1362.6526 | 1446.0263 | 1540.5536 | 1647.4287 | 1745.6243 | 1832.1643 | 1910.3635 | 1990.2647 | 2054.8207 | 2113.8626 | 2159.1101 | 2205.4714 | 2245.1143 | 2285.7319 | 2320.1221 | 2364.8685 | 2403.0178 | 2443.7 | 2479.7929 | 2528.6708 | 2571.5307 | 2617.0872 | 2653.1877 | 2703.8642 | 2749.1533 | 2797.2701
CDP18 | NSW | SNSW | Other renewable fuels | 0 | 0 | 0 | 0 | 0 | 0 | 0 | 0 | 0 | 0 | 0 | 0 | 0 | 0 | 0 | 0 | 0 | 0 | 0 | 0 | 0 | 0 | 0 | 0 | 0 | 0 | 0 | 0
CDP18 | NSW | SNSW | DSP | 0 | 0 | 0 | 0 | 0 | 0 | 0 | 0 | 0 | 0 | 0 | 0 | 0 | 0 | 0 | 0 | 0 | 0 | 0 | 0 | 0 | 0 | 0 | 0 | 0 | 0 | 0 | 0
CDP18 | NSW | SNSW | Utility storage load | -266.031 | -385.752 | -390.0683 | -703.6417 | -1577.5303 | -3350.9401 | -7124.6518 | -6997.1895 | -7066.5612 | -7545.5662 | -6889.5697 | -7153.6044 | -7379.3537 | -8020.2581 | -7701.971 | -8090.938 | -7481.0227 | -7732.0061 | -7724.974 | -7486.4303 | -7820.1806 | -7074.8992 | -7388.0928 | -7592.569 | -7140.8751 | -7633.8137 | -7624.4112 | -7827.5229
CDP18 | NSW | SNSW | Coordinated CER storage load | -7.449 | -9.5537 | -12.1601 | -15.0144 | -18.3908 | -22.1376 | -25.5463 | -29.6977 | -34.9134 | -40.9882 | -47.9434 | -57.5863 | -67.204 | -81.0613 | -92.998 | -104.6566 | -115.7323 | -129.1588 | -145.8781 | -174.1982 | -189.485 | -213.689 | -248.715 | -271.2216 | -304.3412 | -332.6121 | -341.8594 | -373.5883
CDP18 | NSW | SNSW | Passive CER storage load | -18.1594 | -19.9536 | -21.6832 | -23.6578 | -25.4764 | -27.3145 | -29.943 | -32.17 | -34.4521 | -36.8018 | -39.3846 | -42.2078 | -44.9907 | -47.568 | -50.5075 | -53.226 | -55.3667 | -57.7897 | -59.9755 | -62.0344 | -64.1477 | -66.5585 | -69.1281 | -72.1047 | -74.2141 | -76.0095 | -78.331 | -81.149
CDP18 | NSW | SNW | Black coal | 14936.0955 | 9260.1092 | 8552.4046 | 8208.8481 | 0 | 0 | 0 | 0 | 0 | 0 | 0 | 0 | 0 | 0 | 0 | 0 | 0 | 0 | 0 | 0 | 0 | 0 | 0 | 0 | 0 | 0 | 0 | 0
CDP18 | NSW | SNW | Mid-merit gas | 528.9786 | 1153.0794 | 705.8329 | 532.5492 | 1327.1866 | 557.1236 | 258.9451 | 1034.6054 | 1358.9073 | 1101.7002 | 1265.9618 | 1369.1569 | 1580.9286 | 1066.4034 | 534.2151 | 1172.4226 | 1428.1513 | 1334.624 | 1513.5394 | 0 | 0 | 0 | 0 | 0 | 0 | 0 | 0 | 0
CDP18 | NSW | SNW | Flexible gas with CCS | 0 | 0 | 0 | 0 | 0 | 0 | 0 | 0 | 0 | 0 | 0 | 0 | 0 | 0 | 0 | 0 | 0 | 0 | 0 | 0 | 0 | 0 | 0 | 0 | 0 | 0 | 0 | 0
CDP18 | NSW | SNW | Flexible gas | 11.1422 | 55.9836 | 22.3421 | 35.4322 | 230.6098 | 203.7384 | 136.1084 | 31.9329 | 70.5304 | 692.2476 | 194.2961 | 163.9677 | 618.5871 | 338.3351 | 141.9416 | 219.2272 | 889.6729 | 848.3513 | 1041.0421 | 1613.5454 | 1491.1607 | 2108.8539 | 2406.7506 | 2802.1096 | 1368.0288 | 1120.1244 | 2416.4601 | 1783.4728
CDP18 | NSW | SNW | Hydro | 0 | 0 | 0 | 0 | 0 | 0 | 0 | 0 | 0 | 0 | 0 | 0 | 0 | 0 | 0 | 0 | 0 | 0 | 0 | 0 | 0 | 0 | 0 | 0 | 0 | 0 | 0 | 0
CDP18 | NSW | SNW | Utility storage | 124.1709 | 1576.4002 | 1442.2905 | 1595.5065 | 2094.0255 | 3369.5388 | 2769.7031 | 2753.8491 | 3035.4448 | 3022.5435 | 3037.7215 | 3076.3392 | 3217.8931 | 3390.1101 | 3286.8378 | 3291.3077 | 3037.3592 | 3164.509 | 3376.6967 | 3391.8448 | 3121.2451 | 1625.2657 | 1786.634 | 1835.2351 | 1818.2159 | 1304.6486 | 1317.4485 | 1359.3019
CDP18 | NSW | SNW | Coordinated CER storage | 35.148 | 44.9819 | 56.6482 | 69.3862 | 84.7353 | 100.9239 | 117.0703 | 136.5083 | 161.8277 | 189.7415 | 222.8913 | 268.2298 | 313.4454 | 379.4776 | 431.8552 | 489.5311 | 528.776 | 585.9108 | 667.1348 | 780.3846 | 815.5387 | 933.047 | 1101.7091 | 1196.2269 | 1331.501 | 1444.8976 | 1481.5462 | 1619.1237
CDP18 | NSW | SNW | Passive CER storage | 72.1981 | 79.1669 | 85.245 | 91.9237 | 98.465 | 104.9795 | 114.8156 | 122.5686 | 130.0811 | 138.8145 | 147.4054 | 157.2483 | 166.6163 | 175.6471 | 185.5089 | 195.9892 | 202.8675 | 211.7879 | 218.4927 | 225.3181 | 232.4773 | 240.1037 | 248.6419 | 259.2958 | 266.1282 | 271.3594 | 280.7262 | 289.5094
CDP18 | NSW | SNW | Offshore wind | 0 | 0 | 0 | 0 | 0 | 0 | 0 | 0 | 0 | 0 | 0 | 0 | 0 | 0 | 0 | 0 | 0 | 0 | 0 | 0 | 0 | 0 | 0 | 0 | 0 | 0 | 0 | 0
CDP18 | NSW | SNW | Wind | 0 | 0 | 0 | 0 | 0 | 0 | 0 | 0 | 0 | 0 | 0 | 0 | 0 | 0 | 0 | 0 | 0 | 0 | 0 | 0 | 0 | 0 | 0 | 0 | 0 | 0 | 0 | 0
CDP18 | NSW | SNW | Utility solar | 0 | 0 | 0 | 0 | 0 | 0 | 0 | 0 | 0 | 0 | 0 | 0 | 0 | 0 | 0 | 0 | 0 | 0 | 0 | 0 | 0 | 0 | 0 | 0 | 0 | 0 | 0 | 0
CDP18 | NSW | SNW | Distributed PV | 4711.8926 | 4899.8671 | 5101.4499 | 5464.9574 | 5880.7926 | 6307.2576 | 6705.1023 | 7062.8221 | 7381.5716 | 7671.0896 | 7947.7897 | 8185.5984 | 8342.0996 | 8459.8366 | 8588.8595 | 8727.2997 | 8837.225 | 8945.2228 | 9071.2788 | 9209.3908 | 9321.3523 | 9430.913 | 9560.0224 | 9701.0611 | 9815.0944 | 9930.3552 | 10063.7426 | 10218.7569
CDP18 | NSW | SNW | Other renewable fuels | 0 | 0 | 0 | 0 | 0 | 0 | 0 | 0 | 0 | 0 | 0 | 0 | 0 | 0 | 0 | 0 | 0 | 0 | 0 | 0 | 0 | 0 | 0 | 0 | 0 | 482.8844 | 451.4735 | 289.133
CDP18 | NSW | SNW | DSP | 9.8602e-07 | 1.8555 | 1.127e-06 | 1.1815 | 15.5885 | 83.6732 | 39.0155 | 1.3595e-06 | 1.6944e-06 | 5.049 | 13.4913 | 8.2 | 50.3574 | 20.061 | 4.1715 | 13.4579 | 96.9104 | 33.314 | 9.4191 | 19.412 | 15.1725 | 1.7325 | 22.26 | 26.8205 | 47.0384 | 10.547 | 112.86 | 88.3631
CDP18 | NSW | SNW | Utility storage load | -147.8225 | -1862.5042 | -1708.2845 | -1889.5587 | -2470.7953 | -4002.266 | -3291.6195 | -3281.9383 | -3600.6946 | -3602.5118 | -3604.9093 | -3657.6686 | -3824.5045 | -4031.949 | -3918.7482 | -3904.615 | -3611.5386 | -3762.3418 | -4020.6718 | -4035.8746 | -3703.524 | -1948.9653 | -2138.6252 | -2199.7327 | -2176.4258 | -1558.2332 | -1571.9352 | -1624.2598
CDP18 | NSW | SNW | Coordinated CER storage load | -35.148 | -44.9819 | -56.6639 | -69.413 | -84.6928 | -100.9239 | -118.5475 | -140.2913 | -169.9131 | -202.9751 | -241.6933 | -298.1408 | -353.9872 | -438.9716 | -504.8993 | -574.5457 | -621.5083 | -692.766 | -799.565 | -951.6474 | -987.0376 | -1146.829 | -1369.3322 | -1492.8889 | -1671.8125 | -1820.4879 | -1864.0461 | -2053.5891
CDP18 | NSW | SNW | Passive CER storage load | -85.5652 | -93.9503 | -101.0255 | -109.0216 | -116.8136 | -124.582 | -135.9242 | -145.3273 | -154.6674 | -164.2906 | -174.9227 | -186.5939 | -197.9037 | -208.3743 | -220.5481 | -231.9133 | -240.7529 | -250.728 | -259.3774 | -267.2642 | -275.51 | -284.9379 | -295.0449 | -307.0351 | -315.5215 | -322.6188 | -332.1569 | -343.7389
CDP18 | QLD | NQ | Black coal | 0 | 0 | 0 | 0 | 0 | 0 | 0 | 0 | 0 | 0 | 0 | 0 | 0 | 0 | 0 | 0 | 0 | 0 | 0 | 0 | 0 | 0 | 0 | 0 | 0 | 0 | 0 | 0
CDP18 | QLD | NQ | Mid-merit gas | 203.2491 | 205.2718 | 17.271 | 13.7483 | 28.5958 | 8.9001 | 17.5717 | 8.3889 | 38.8435 | 45.0942 | 31.486 | 21.717 | 48.1666 | 44.9177 | 28.4362 | 119.7563 | 202.0058 | 125.6123 | 140.3682 | 111.4015 | 155.9235 | 87.5467 | 0 | 0 | 0 | 0 | 0 | 0
CDP18 | QLD | NQ | Flexible gas with CCS | 0 | 0 | 0 | 0 | 0 | 0 | 0 | 0 | 0 | 0 | 0 | 0 | 0 | 0 | 0 | 0 | 0 | 0 | 0 | 0 | 0 | 0 | 0 | 0 | 0 | 0 | 0 | 0
CDP18 | QLD | NQ | Flexible gas | 0 | 0 | 0 | 0 | 0 | 0 | 5.8e-10 | 0 | 1.3612 | 5.25e-10 | 1.03e-09 | 1.0653 | 0.47874 | 3.805e-09 | 1.015e-09 | 0.036451 | 1.6145e-08 | 1.041e-08 | 4.775e-09 | 7.305e-09 | 0 | 0 | 0 | 0 | 0 | 0 | 0 | 0
CDP18 | QLD | NQ | Hydro | 309.1896 | 160.8939 | 232.3698 | 232.7106 | 185.1137 | 279.7378 | 299.4566 | 248.6631 | 214.1129 | 253.0374 | 199.9267 | 127.239 | 181.5262 | 76.7658 | 165.0364 | 80.9464 | 93.5647 | 114.9704 | 0 | 0 | 0 | 0 | 0 | 0 | 0 | 0 | 0 | 0
CDP18 | QLD | NQ | Utility storage | 224.1643 | 463.6199 | 569.071 | 523.7749 | 564.5089 | 841.8071 | 690.1324 | 691.5141 | 743.6196 | 837.5206 | 778.3446 | 782.4332 | 841.3009 | 862.0435 | 845.974 | 844.2395 | 814.1839 | 818.2935 | 830.057 | 857.4005 | 813.9777 | 846.7909 | 532.8325 | 568.0291 | 899.4069 | 992.9231 | 989.991 | 988.9116
CDP18 | QLD | NQ | Coordinated CER storage | 3.7025 | 4.8307 | 6.1191 | 7.6948 | 9.5234 | 11.6678 | 13.7589 | 16.3557 | 19.7032 | 23.7598 | 27.276 | 33.0636 | 38.6715 | 44.9882 | 52.3017 | 58.622 | 64.7937 | 72.2416 | 82.4153 | 94.1478 | 100.6309 | 113.7927 | 129.4547 | 144.3859 | 156.9834 | 174.8262 | 180.2786 | 188.0772
CDP18 | QLD | NQ | Passive CER storage | 7.8983 | 8.9015 | 9.8572 | 10.8967 | 11.9899 | 13.0913 | 14.6095 | 15.9655 | 17.2986 | 18.8163 | 20.3749 | 22.1566 | 23.8494 | 25.5681 | 27.3346 | 29.213 | 30.5814 | 32.1658 | 33.4967 | 34.9698 | 36.3326 | 37.8586 | 39.5466 | 41.5898 | 43.035 | 44.1319 | 45.8801 | 47.4763
CDP18 | QLD | NQ | Offshore wind | 0 | 0 | 0 | 0 | 0 | 0 | 0 | 0 | 0 | 0 | 0 | 0 | 0 | 0 | 0 | 0 | 0 | 0 | 0 | 0 | 0 | 0 | 0 | 0 | 0 | 0 | 0 | 0
CDP18 | QLD | NQ | Wind | 1065.2353 | 1036.1341 | 1062.9858 | 5217.1781 | 6162.5505 | 8890.8524 | 8384.2378 | 8940.0987 | 9195.0736 | 10116.2468 | 9788.1781 | 8981.2915 | 10107.6678 | 10612.276 | 10734.062 | 10156.1044 | 9945.9892 | 9386.8273 | 9483.0321 | 10607.9725 | 11254.1776 | 11631.0235 | 11818.3906 | 12055.0701 | 11521.7101 | 10930.2093 | 11661.5009 | 12447.9254
CDP18 | QLD | NQ | Utility solar | 1295.9239 | 1392.6939 | 1290.1192 | 1266.83 | 1196.1277 | 1011.4842 | 1026.7209 | 1173.9666 | 1228.2353 | 1147.5557 | 1247.4452 | 1278.2216 | 1199.0604 | 1115.7031 | 1113.8721 | 1175.6916 | 1113.4431 | 1564.6912 | 1384.411 | 1148.9956 | 1126.8314 | 1248.1126 | 1213.8454 | 942.0783 | 970.9416 | 1536.0182 | 1318.4057 | 1299.3299
CDP18 | QLD | NQ | Distributed PV | 890.6838 | 933.0996 | 966.2641 | 1008.0842 | 1073.5389 | 1130.3381 | 1177.689 | 1223.6016 | 1257.4637 | 1292.358 | 1322.4242 | 1351.3797 | 1366.6988 | 1386.523 | 1406.3077 | 1427.8995 | 1446.4485 | 1469.534 | 1490.6694 | 1518.8556 | 1536.7492 | 1560.7993 | 1584.1359 | 1613.9356 | 1633.642 | 1662.3734 | 1692.196 | 1728.5245
CDP18 | QLD | NQ | Other renewable fuels | 0 | 0 | 0 | 0 | 0 | 0 | 0 | 0 | 0 | 0 | 0 | 0 | 0 | 0 | 0 | 0 | 0 | 0 | 0 | 0 | 0 | 0 | 0 | 0 | 0 | 0 | 0 | 0
CDP18 | QLD | NQ | DSP | 0 | 0 | 0 | 0 | 0 | 0 | 0 | 0 | 0 | 0 | 0 | 0 | 0 | 0 | 0 | 0 | 0 | 0 | 0 | 0 | 0 | 0 | 0 | 0 | 0 | 0 | 0 | 0
CDP18 | QLD | NQ | Utility storage load | -281.8216 | -584.659 | -709.9003 | -682.4971 | -788.5566 | -1350.1443 | -894.8232 | -882.8593 | -951.9165 | -1112.121 | -1015.0751 | -991.5709 | -1118.865 | -1141.706 | -1113.2212 | -1104.7421 | -1074.9396 | -1074.7892 | -1092.0923 | -1131.7155 | -1134.6453 | -1174.4017 | -833.8049 | -915.2797 | -1308.1294 | -1431.728 | -1441.7488 | -1471.5249
CDP18 | QLD | NQ | Coordinated CER storage load | -3.7025 | -4.8307 | -6.1228 | -7.6958 | -9.5188 | -11.6678 | -13.9285 | -16.7653 | -20.623 | -25.3897 | -29.284 | -36.1584 | -42.9451 | -50.4167 | -59.4731 | -66.7194 | -74.1175 | -83.2792 | -96.0508 | -111.3391 | -118.3823 | -135.2988 | -155.455 | -174.5122 | -190.4032 | -213.4187 | -219.9859 | -229.9963
CDP18 | QLD | NQ | Passive CER storage load | -9.0958 | -10.2402 | -11.3564 | -12.5167 | -13.7673 | -15.0267 | -16.7301 | -18.3385 | -19.8913 | -21.5543 | -23.4129 | -25.4463 | -27.3352 | -29.3526 | -31.3736 | -33.392 | -35.0567 | -36.7595 | -38.3701 | -40.0687 | -41.5473 | -43.3666 | -45.2576 | -47.4699 | -49.2828 | -50.516 | -52.2872 | -54.2445
CDP18 | QLD | GG | Black coal | 2943.36 | 2951.3564 | 2967.797 | 1803.7319 | 1808.1836 | 1491.2807 | 630.944 | 0 | 0 | 0 | 0 | 0 | 0 | 0 | 0 | 0 | 0 | 0 | 0 | 0 | 0 | 0 | 0 | 0 | 0 | 0 | 0 | 0
CDP18 | QLD | GG | Mid-merit gas | 790.803 | 868.8509 | 832.3193 | 841.7347 | 842.0008 | 829.8622 | 26.5616 | 12.3289 | 119.5627 | 249.7751 | 123.5277 | 128.3493 | 300.3711 | 221.4871 | 155.6379 | 368.9854 | 444.0762 | 321.9551 | 371.532 | 386.7108 | 377.5078 | 353.5692 | 339.4264 | 333.865 | 247.6926 | 200.9317 | 0 | 0
CDP18 | QLD | GG | Flexible gas with CCS | 0 | 0 | 0 | 0 | 0 | 0 | 0 | 0 | 0 | 0 | 0 | 0 | 0 | 0 | 0 | 0 | 0 | 0 | 0 | 0 | 0 | 0 | 0 | 0 | 0 | 0 | 0 | 0
CDP18 | QLD | GG | Flexible gas | 0 | 0 | 0 | 0 | 0 | 0 | 8.8868e-07 | 2.4646e-07 | 1.7056e-06 | 1.4601e-05 | 1.1327e-05 | 1.2336e-05 | 2.8085e-05 | 2.2002e-05 | 8.2882e-06 | 1.7973e-05 | 4.1475e-05 | 2.7182e-05 | 2.6455e-05 | 2.7929e-05 | 2.7863e-05 | 7.0263e-06 | 2.584e-05 | 2.39e-05 | 1.5355e-05 | 8.556e-06 | 3.3535e-05 | 3.5713e-05
CDP18 | QLD | GG | Hydro | 0 | 0 | 0 | 0 | 0 | 0 | 0 | 0 | 0 | 0 | 0 | 0 | 0 | 0 | 0 | 0 | 0 | 0 | 0 | 0 | 0 | 0 | 0 | 0 | 0 | 0 | 0 | 0
CDP18 | QLD | GG | Utility storage | 0 | 42.9249 | 95.6547 | 116.5403 | 110.6761 | 420.5371 | 237.1737 | 211.5934 | 223.488 | 253.1885 | 217.4637 | 222.8571 | 264.2689 | 281.4468 | 254.5962 | 269.0053 | 239.2291 | 244.9074 | 287.2142 | 272.5078 | 203.4488 | 0.0004074 | 95.1538 | 218.431 | 224.8886 | 816.388 | 815.9996 | 1296.4186
CDP18 | QLD | GG | Coordinated CER storage | 0.20226 | 0.2661 | 0.33635 | 0.425 | 0.52154 | 0.65426 | 0.79963 | 0.99198 | 1.263 | 1.6201 | 1.8399 | 2.37 | 2.8636 | 3.469 | 4.0838 | 4.6227 | 5.0964 | 5.722 | 6.8797 | 7.8443 | 8.1704 | 9.6716 | 10.9772 | 12.2756 | 14.099 | 15.9207 | 16.389 | 16.8344
CDP18 | QLD | GG | Passive CER storage | 0.43375 | 0.49115 | 0.5429 | 0.6111 | 0.66737 | 0.73538 | 0.82193 | 0.90112 | 0.98625 | 1.0827 | 1.1807 | 1.2893 | 1.3971 | 1.5064 | 1.6163 | 1.7374 | 1.8244 | 1.9283 | 2.0181 | 2.1123 | 2.2029 | 2.3052 | 2.4175 | 2.547 | 2.6413 | 2.7129 | 2.8267 | 2.9272
CDP18 | QLD | GG | Offshore wind | 0 | 0 | 0 | 0 | 0 | 0 | 0 | 0 | 0 | 0 | 0 | 0 | 0 | 0 | 0 | 0 | 0 | 0 | 0 | 0 | 0 | 0 | 0 | 0 | 0 | 0 | 0 | 0
CDP18 | QLD | GG | Wind | 0 | 0 | 0 | 0 | 0 | 0 | 0 | 0 | 0 | 0 | 0 | 0 | 0 | 0 | 0 | 0 | 0 | 0 | 0 | 0 | 0 | 0 | 0 | 0 | 0 | 0 | 0 | 0
CDP18 | QLD | GG | Utility solar | 0 | 0 | 0 | 0 | 0 | 0 | 0 | 0 | 0 | 0 | 0 | 0 | 0 | 0 | 0 | 0 | 0 | 0 | 0 | 0 | 0 | 0 | 0 | 0 | 0 | 0 | 0 | 0
CDP18 | QLD | GG | Distributed PV | 83.1873 | 85.9307 | 89.0592 | 93.8754 | 98.1305 | 103.0181 | 107.804 | 112.3773 | 116.1806 | 119.6898 | 122.8667 | 125.7195 | 127.7035 | 129.6922 | 131.5994 | 134.0671 | 135.8587 | 138.2141 | 140.6638 | 143.1481 | 145.0607 | 147.4519 | 150.0271 | 152.6645 | 154.6545 | 157.2475 | 160.5535 | 164.0285
CDP18 | QLD | GG | Other renewable fuels | 0 | 0 | 0 | 0 | 0 | 0 | 0 | 0 | 0 | 0 | 0 | 0 | 0 | 0 | 0 | 0 | 0 | 0 | 0 | 0 | 0 | 0 | 0 | 0 | 0 | 0 | 0 | 0
CDP18 | QLD | GG | DSP | 0 | 0 | 0 | 0 | 0 | 0 | 0 | 0 | 0 | 0 | 0 | 0 | 0 | 0 | 0 | 0 | 0 | 0 | 0 | 0 | 0 | 0 | 0 | 0 | 0 | 0 | 0 | 0
CDP18 | QLD | GG | Utility storage load | 0 | -51.1011 | -114.3111 | -138.7385 | -131.7572 | -500.2031 | -282.3497 | -251.897 | -266.0573 | -301.415 | -259.313 | -264.8785 | -314.606 | -335.0558 | -303.5272 | -319.8081 | -284.7966 | -291.5565 | -341.9217 | -324.8505 | -241.7646 | -0.00048105 | -111.9346 | -256.9523 | -264.7281 | -960.1822 | -960.4082 | -1537.3785
CDP18 | QLD | GG | Coordinated CER storage load | -0.20226 | -0.2661 | -0.33656 | -0.42506 | -0.5216 | -0.65394 | -0.8201 | -1.0452 | -1.3748 | -1.8207 | -2.068 | -2.7404 | -3.3673 | -4.1456 | -4.94 | -5.5887 | -6.1819 | -6.9922 | -8.5124 | -9.8215 | -10.1233 | -12.1588 | -13.885 | -15.5999 | -18.0658 | -20.527 | -21.1365 | -21.6527
CDP18 | QLD | GG | Passive CER storage load | -0.49951 | -0.56501 | -0.62547 | -0.70194 | -0.76631 | -0.8441 | -0.94124 | -1.0351 | -1.1341 | -1.2402 | -1.3568 | -1.4807 | -1.6013 | -1.7294 | -1.8552 | -1.9859 | -2.0914 | -2.2036 | -2.3117 | -2.4203 | -2.5191 | -2.6406 | -2.7666 | -2.9072 | -3.0247 | -3.1053 | -3.2214 | -3.3445
CDP18 | QLD | CQ | Black coal | 11700.4545 | 12723.9568 | 14347.471 | 7449.4666 | 6480.6838 | 3081.0007 | 5930.8488 | 5777.949 | 4181.7518 | 4063.2577 | 4191.2653 | 4466.1996 | 4474.767 | 3582.015 | 3583.0343 | 4284.7546 | 4425.5785 | 4509.689 | 4894.5739 | 4748.2 | 4548.6621 | 4571.7115 | 4363.5495 | 4255.6059 | 4266.3707 | 4591.7882 | 4256.9965 | 0
CDP18 | QLD | CQ | Mid-merit gas | 0 | 0 | 0 | 0 | 0 | 0 | 0 | 0 | 0 | 0 | 0 | 0 | 0 | 0 | 0 | 0 | 0 | 0 | 0 | 0 | 0 | 0 | 0 | 0 | 0 | 0 | 0 | 0
CDP18 | QLD | CQ | Flexible gas with CCS | 0 | 0 | 0 | 0 | 0 | 0 | 0 | 0 | 0 | 0 | 0 | 0 | 0 | 0 | 0 | 0 | 0 | 0 | 0 | 0 | 0 | 0 | 0 | 0 | 0 | 0 | 0 | 0
CDP18 | QLD | CQ | Flexible gas | 0 | 1.9608e-07 | 2.4079e-07 | 0.038743 | 2.875e-07 | 2.6076e-07 | 1.4363 | 0.41678 | 1.2665 | 2.0049 | 0 | 0 | 0 | 0 | 0 | 0 | 0 | 0 | 0 | 0 | 0 | 0 | 0 | 0 | 0 | 0 | 0 | 0
CDP18 | QLD | CQ | Hydro | 0 | 0 | 0 | 0 | 0 | 0 | 0 | 0 | 0 | 0 | 0 | 0 | 0 | 0 | 0 | 0 | 0 | 0 | 0 | 0 | 0 | 0 | 0 | 0 | 0 | 0 | 0 | 0
CDP18 | QLD | CQ | Utility storage | 40.2297 | 36.6606 | 59.5033 | 136.8141 | 163.4759 | 258.9254 | 182.2302 | 167.1085 | 174.8247 | 190.6498 | 169.0381 | 173.0228 | 196.0789 | 211.5715 | 190.0495 | 202.2798 | 187.599 | 190.33 | 156.3858 | 148.9011 | 120.8919 | 129.548 | 240.9503 | 105.4734 | 213.9278 | 1655.228 | 1648.5611 | 2473.5282
CDP18 | QLD | CQ | Coordinated CER storage | 3.3993 | 4.4768 | 5.6545 | 7.1695 | 8.8344 | 10.8126 | 12.9506 | 15.6367 | 19.1517 | 23.6882 | 26.8451 | 33.3341 | 39.4717 | 46.7823 | 54.4355 | 61.3021 | 67.5969 | 75.2226 | 88.4263 | 99.9254 | 104.0117 | 121.5002 | 136.551 | 153.1208 | 173.3683 | 193.9207 | 199.8811 | 205.6097
CDP18 | QLD | CQ | Passive CER storage | 7.2649 | 8.2429 | 9.1049 | 10.1494 | 11.1216 | 12.1535 | 13.617 | 14.8902 | 16.1978 | 17.7002 | 19.2237 | 20.9226 | 22.6054 | 24.2909 | 26.0235 | 27.8933 | 29.2325 | 30.8205 | 32.1652 | 33.6167 | 35.0164 | 36.548 | 38.2373 | 40.233 | 41.689 | 42.7748 | 44.484 | 46.003
CDP18 | QLD | CQ | Offshore wind | 0 | 0 | 0 | 0 | 0 | 0 | 0 | 0 | 0 | 0 | 0 | 0 | 0 | 0 | 0 | 0 | 0 | 0 | 0 | 0 | 0 | 0 | 0 | 0 | 0 | 0 | 0 | 0
CDP18 | QLD | CQ | Wind | 884.1352 | 1173.41 | 1292.5398 | 2866.9878 | 4191.554 | 4519.666 | 4172.6725 | 4321.8052 | 4369.6299 | 7304.4256 | 7208.6231 | 6798.1464 | 7033.31 | 6873.2604 | 7964.2652 | 6754.0236 | 7337.7773 | 7066.4933 | 6833.723 | 7277.6736 | 8729.4017 | 8581.1635 | 8869.3419 | 9318.0209 | 8828.9302 | 7740.7706 | 7994.337 | 7960.1597
CDP18 | QLD | CQ | Utility solar | 2049.776 | 2146.2092 | 2000.4685 | 2253.0211 | 2155.9219 | 2288.5965 | 1730.3133 | 1977.7766 | 2052.5073 | 2028.8771 | 2148.1873 | 2134.6702 | 2027.6692 | 2074.0912 | 2037.3908 | 2123.022 | 2098.3005 | 2884.673 | 2696.6953 | 2848.402 | 2269.4287 | 2555.8877 | 2616.5566 | 3048.7287 | 5679.7044 | 8572.4167 | 9858.6818 | 13157.1022
CDP18 | QLD | CQ | Distributed PV | 983.4528 | 1015.8314 | 1049.9894 | 1099.5409 | 1147.7856 | 1214.1964 | 1273.2899 | 1322.5909 | 1366.4737 | 1411.0047 | 1452.5752 | 1484.7024 | 1513.4651 | 1542.6319 | 1573.6127 | 1602.9355 | 1628.0199 | 1660.5557 | 1693.308 | 1723.4366 | 1751.2723 | 1783.2996 | 1817.4165 | 1849.4621 | 1878.748 | 1913.7379 | 1953.8785 | 1991.6066
CDP18 | QLD | CQ | Other renewable fuels | 0 | 0 | 0 | 0 | 0 | 0 | 0 | 0 | 0 | 0 | 0 | 0 | 0 | 0 | 0 | 0 | 0 | 0 | 0 | 0 | 0 | 0 | 0 | 0 | 0 | 0 | 0 | 0
CDP18 | QLD | CQ | DSP | 0 | 0 | 0 | 0 | 0 | 0 | 0 | 0 | 0 | 0 | 0 | 0 | 0 | 0 | 0 | 0 | 0 | 0 | 0 | 0 | 0 | 0 | 0 | 0 | 0 | 0 | 0 | 0
CDP18 | QLD | CQ | Utility storage load | -47.8925 | -43.6436 | -70.9463 | -162.8739 | -194.6143 | -307.8082 | -216.9408 | -198.9387 | -208.1247 | -226.9641 | -201.6556 | -205.5599 | -233.4274 | -251.8709 | -226.6859 | -240.373 | -223.3323 | -226.5835 | -186.1736 | -177.5906 | -143.5917 | -154.2239 | -285.5134 | -124.0741 | -266.875 | -2062.5378 | -2061.7463 | -3094.7907
CDP18 | QLD | CQ | Coordinated CER storage load | -3.3993 | -4.4768 | -5.6579 | -7.1703 | -8.8354 | -10.8073 | -13.1622 | -16.1908 | -20.3058 | -25.7676 | -29.2043 | -37.1661 | -44.6823 | -53.7654 | -63.311 | -71.3323 | -78.9498 | -88.4693 | -105.4279 | -120.5734 | -124.0774 | -147.2589 | -166.6809 | -188.1139 | -214.8339 | -242.0721 | -249.5708 | -256.1839
CDP18 | QLD | CQ | Passive CER storage load | -8.3663 | -9.4825 | -10.4898 | -11.6583 | -12.7703 | -13.9503 | -15.5935 | -17.1034 | -18.6254 | -20.2758 | -22.0901 | -24.0291 | -25.9093 | -27.8864 | -29.8687 | -31.8835 | -33.5104 | -35.222 | -36.8449 | -38.5184 | -40.0421 | -41.8653 | -43.7592 | -45.9213 | -47.7414 | -48.9625 | -50.6961 | -52.5612
CDP18 | QLD | SQ | Black coal | 21353.6439 | 21128.2586 | 21428.8472 | 17018.0116 | 15333.5133 | 11409.5021 | 14519.6698 | 13719.7338 | 13208.2726 | 8968.3596 | 5024.0126 | 5181.0588 | 5092.4738 | 4604.7486 | 5066.1289 | 5140.7857 | 5221.4773 | 5230.9937 | 5295.5897 | 5153.2571 | 5188.1491 | 5094.7358 | 5166.0007 | 4941.6359 | 4859.1722 | 5143.3984 | 5034.751 | 0
CDP18 | QLD | SQ | Mid-merit gas | 1550.1595 | 1930.363 | 417.7273 | 285.8721 | 451.1767 | 236.4257 | 274.3904 | 145.7494 | 1071.3767 | 2126.162 | 1463.977 | 1360.9637 | 1091.3058 | 740.6462 | 444.9778 | 788.679 | 1027.6873 | 460.2947 | 271.1379 | 370.6121 | 338.2145 | 0 | 0 | 0 | 0 | 0 | 0 | 0
CDP18 | QLD | SQ | Flexible gas with CCS | 0 | 0 | 0 | 0 | 0 | 0 | 0 | 0 | 0 | 0 | 0 | 0 | 0 | 0 | 0 | 0 | 0 | 0 | 0 | 0 | 0 | 0 | 0 | 0 | 0 | 0 | 0 | 0
CDP18 | QLD | SQ | Flexible gas | 74.0082 | 34.4654 | 4.4569 | 14.0483 | 13.0398 | 120.1723 | 132.0165 | 17.9503 | 145.1819 | 666.9321 | 541.8777 | 342.0167 | 1054.4491 | 812.1033 | 531.4814 | 1382.0123 | 4406.5737 | 3137.7163 | 3427.3401 | 4431.345 | 4053.7605 | 4782.349 | 5750.6477 | 5750.1794 | 3141.436 | 2206.7364 | 4795.023 | 5030.1811
CDP18 | QLD | SQ | Hydro | 0 | 0 | 0 | 0 | 0 | 0 | 0 | 0 | 0 | 0 | 0 | 0 | 0 | 0 | 0 | 0 | 0 | 0 | 0 | 0 | 0 | 0 | 0 | 0 | 0 | 0 | 0 | 0
CDP18 | QLD | SQ | Utility storage | 1248.1968 | 1177.6644 | 1092.4646 | 1076.539 | 1323.5183 | 2019.278 | 1539.73 | 1446.767 | 1566.2905 | 1721.5733 | 5784.1336 | 6160.9315 | 6256.1982 | 6482.8194 | 6337.1273 | 6241.3467 | 5801.1557 | 5725.4856 | 6126.1387 | 6187.9092 | 5329.2534 | 5357.1041 | 6159.2818 | 6439.8108 | 6618.1641 | 7176.433 | 7048.9611 | 7169.7034
CDP18 | QLD | SQ | Coordinated CER storage | 17.9828 | 23.8081 | 30.5294 | 38.6799 | 47.9554 | 59.2692 | 72.4265 | 89.2599 | 110.4613 | 137.8285 | 156.2364 | 193.1266 | 229.7371 | 278.2652 | 324.9941 | 367.4141 | 408.111 | 443.2579 | 521.7027 | 599.3605 | 615.8731 | 736.6528 | 822.7306 | 922.9228 | 1047.0363 | 1190.8941 | 1204.2097 | 1278.4569
CDP18 | QLD | SQ | Passive CER storage | 38.5258 | 43.8968 | 49.0034 | 54.5739 | 60.1823 | 66.4877 | 74.7743 | 82.1543 | 89.5117 | 97.9153 | 106.4969 | 116.2022 | 125.6895 | 135.4263 | 145.4256 | 156.0927 | 163.6411 | 172.4096 | 179.9223 | 187.9841 | 195.7875 | 204.5517 | 214.2855 | 225.8 | 234.2198 | 240.7642 | 250.8429 | 259.8486
CDP18 | QLD | SQ | Offshore wind | 0 | 0 | 0 | 0 | 0 | 0 | 0 | 0 | 0 | 0 | 0 | 0 | 0 | 0 | 0 | 0 | 0 | 0 | 0 | 0 | 0 | 0 | 0 | 0 | 0 | 0 | 0 | 0
CDP18 | QLD | SQ | Wind | 4637.2395 | 6192.9456 | 6567.5979 | 11517.3842 | 13849.6459 | 13984.3666 | 13375.514 | 13165.4418 | 13518.9549 | 13649.5962 | 16098.6177 | 15128.4214 | 15313.3205 | 16066.5262 | 16925.7087 | 15408.5268 | 16356.0174 | 16816.2992 | 16132.8944 | 16166.1303 | 14905.7919 | 14583.2938 | 14782.4623 | 14089.346 | 23856.5037 | 22508.9826 | 21933.8822 | 23482.3304
CDP18 | QLD | SQ | Utility solar | 4588.2627 | 4800.792 | 4776.3023 | 4628.4323 | 4555.7663 | 4738.3959 | 3799.2582 | 4277.7149 | 4511.6402 | 5510.6729 | 11576.0077 | 14168.6198 | 13762.6941 | 14010.2578 | 14066.586 | 14340.6124 | 13718.728 | 12878.52 | 15527.6101 | 16673.8296 | 13707.9795 | 16972.4522 | 16680.3777 | 18159.002 | 17508.2548 | 21655.3004 | 21501.9424 | 23620.9254
CDP18 | QLD | SQ | Distributed PV | 5990.8471 | 6184.3421 | 6391.0577 | 6675.4064 | 6948.9149 | 7246.6104 | 7553.5439 | 7854.8235 | 8099.4155 | 8344.1878 | 8574.7168 | 8791.3445 | 8944.2099 | 9112.954 | 9288.9666 | 9482.3526 | 9632.6932 | 9808.7105 | 9994.2533 | 10193.5007 | 10350.6777 | 10536.484 | 10729.2197 | 10938.4931 | 11106.4424 | 11313.678 | 11537.6324 | 11787.4518
CDP18 | QLD | SQ | Other renewable fuels | 0 | 0 | 0 | 0 | 0 | 0 | 0 | 0 | 0 | 0 | 0 | 0 | 0 | 0 | 0 | 0 | 0 | 0 | 0 | 0 | 0 | 0 | 0 | 0 | 0 | 0 | 458.9092 | 320.0774
CDP18 | QLD | SQ | DSP | 9.5073e-07 | 9.976e-07 | 1.0757e-06 | 1.3979e-06 | 1.7994e-06 | 2.9618e-06 | 0.82844 | 0.48611 | 2.4 | 0.82422 | 7.5205 | 2.3085 | 10.1035 | 7.6279 | 2.4675 | 1.1966 | 29.2271 | 17.141 | 1.395 | 3.0405 | 6.0165 | 0.386 | 9.3991 | 0.89666 | 15.3382 | 3.4866 | 51.2298 | 105.7446
CDP18 | QLD | SQ | Utility storage load | -1688.0847 | -1545.1951 | -1410.051 | -1377.4774 | -1763.3801 | -2803.6564 | -2015.3958 | -1888.2132 | -2043.2398 | -2257.2802 | -7582.0333 | -8041.2445 | -8228.667 | -8518.8388 | -8342.7851 | -8153.9186 | -7631.1599 | -7520.4664 | -8027.7491 | -8181.8413 | -6991.6334 | -7053.6502 | -8052.5831 | -8496.4663 | -8673.6869 | -9368.6164 | -9254.8961 | -9446.0044
CDP18 | QLD | SQ | Coordinated CER storage load | -17.9828 | -23.8081 | -30.5479 | -38.6846 | -47.9609 | -59.2404 | -74.1117 | -93.5593 | -118.7593 | -152.3741 | -172.4357 | -217.8932 | -263.1343 | -324.6447 | -383.6186 | -433.938 | -484.3476 | -526.8988 | -628.2369 | -732.538 | -742.5499 | -905.3756 | -1016.4889 | -1147.9563 | -1310.2148 | -1503.5657 | -1517.1066 | -1613.6526
CDP18 | QLD | SQ | Passive CER storage load | -44.3668 | -50.498 | -56.4569 | -62.687 | -69.1038 | -76.3172 | -85.6279 | -94.3651 | -102.9273 | -112.1632 | -122.3762 | -133.4555 | -144.0599 | -155.4718 | -166.9135 | -178.4222 | -187.5884 | -197.0317 | -206.0993 | -215.394 | -223.8881 | -234.3118 | -245.2308 | -257.7243 | -268.2238 | -275.5925 | -285.8727 | -296.8927
CDP18 | VIC | VIC | Brown coal | 32180.7418 | 28061.6013 | 27405.7311 | 24211.9051 | 18279.1301 | 15029.0572 | 16317.1431 | 13355.3448 | 10061.1427 | 6211.1873 | 2850.7957 | 3434.2746 | 3401.3387 | 2972.4861 | 3476.625 | 3317.5658 | 3398.1591 | 3323.2679 | 3378.8422 | 3439.9585 | 3208.0056 | 3434.6447 | 3410.4045 | 0 | 0 | 0 | 0 | 0
CDP18 | VIC | VIC | Mid-merit gas | 76.7713 | 131.3434 | 70.4104 | 56.7202 | 0 | 0 | 0 | 0 | 0 | 0 | 0 | 0 | 0 | 0 | 0 | 0 | 0 | 0 | 0 | 0 | 0 | 0 | 0 | 0 | 0 | 0 | 0 | 0
CDP18 | VIC | VIC | Flexible gas with CCS | 0 | 0 | 0 | 0 | 0 | 0 | 0 | 0 | 0 | 0 | 0 | 0 | 0 | 0 | 0 | 0 | 0 | 0 | 0 | 0 | 0 | 0 | 0 | 0 | 0 | 0 | 0 | 0
CDP18 | VIC | VIC | Flexible gas | 49.1853 | 92.1763 | 41.6612 | 33.8232 | 286.0125 | 63.9 | 25.2143 | 2.7633e-06 | 1.9192e-06 | 67.5453 | 25.4221 | 53.1729 | 167.6966 | 153.2863 | 57.3293 | 60.2093 | 199.0708 | 200.2746 | 217.2756 | 364.6688 | 202.1668 | 183.4454 | 377.4677 | 442.0545 | 456.0629 | 191.4871 | 668.9992 | 788.0731
CDP18 | VIC | VIC | Hydro | 2506.1077 | 1230.2482 | 1311.5162 | 3417.6695 | 2065.6135 | 4037.726 | 2206.3628 | 974.1683 | 3294.6032 | 3198.78 | 3272.1587 | 2386.8374 | 2767.5395 | 1843.6581 | 2298.8866 | 2162.3445 | 3417.1133 | 2163.5248 | 2056.6974 | 2166.7942 | 2177.0006 | 1874.1487 | 2469.1082 | 2628.9494 | 3065.9205 | 2412.4247 | 2901.1036 | 2043.1242
CDP18 | VIC | VIC | Utility storage | 391.7478 | 1149.2074 | 1919.0123 | 2613.6269 | 3000.0728 | 3912.8537 | 3251.9674 | 4096.1821 | 4223.8555 | 4121.9187 | 4311.6899 | 4025.9581 | 4622.7933 | 5466.678 | 5416.4251 | 6173.5498 | 5402.9955 | 5149.7515 | 5197.0259 | 4867.5583 | 5224.3426 | 4642.9339 | 4127.1191 | 3896.2413 | 3957.504 | 3757.4415 | 3233.6014 | 3296.7751
CDP18 | VIC | VIC | Coordinated CER storage | 46.2601 | 62.9937 | 81.0073 | 102.3043 | 127.7961 | 157.0957 | 184.5322 | 218.1842 | 257.981 | 302.343 | 350.8829 | 418.6353 | 482.2355 | 570.8337 | 657.358 | 748.8608 | 828.8294 | 922.9955 | 1015.9965 | 1143.2656 | 1245.1741 | 1396.3207 | 1566.3593 | 1717.103 | 1872.6147 | 2030.7899 | 2096.8929 | 2295.7355
CDP18 | VIC | VIC | Passive CER storage | 93.9153 | 103.8346 | 113.4315 | 124.1343 | 134.0189 | 145.1892 | 159.9523 | 173.6821 | 187.2958 | 202.3336 | 217.0562 | 234.2369 | 249.6964 | 267.2425 | 284.5038 | 301.8728 | 315.2069 | 328.6875 | 342.6232 | 356.7102 | 370.6288 | 384.4636 | 401.0884 | 417.2939 | 433.7507 | 444.3685 | 460.5946 | 476.6569
CDP18 | VIC | VIC | Offshore wind | 0 | 0 | 0 | 0 | 0 | 0 | 4006.8133 | 7928.8744 | 10433.847 | 13158.9147 | 15265.79 | 19321.5062 | 23579.4303 | 28347.8817 | 31472.272 | 36467.1691 | 36727.1869 | 36709.3186 | 35110.2362 | 33984.6872 | 34677.9182 | 34865.4998 | 34995.8681 | 37234.0903 | 34295.8352 | 34501.2359 | 35612.9713 | 37297.1514
CDP18 | VIC | VIC | Wind | 13655.5284 | 17095.9306 | 16268.012 | 17161.3361 | 20219.0634 | 21449.0147 | 20911.5612 | 22410.2035 | 21447.9515 | 22363.2997 | 20775.7799 | 20172.6586 | 19813.9954 | 20310.1171 | 19285.2439 | 19317.4843 | 18794.8488 | 18682.4767 | 17676.7628 | 16342.5224 | 15478.8723 | 13932.9711 | 13301.8322 | 13635.2116 | 14088.1237 | 16167.0824 | 15769.8192 | 16663.3977
CDP18 | VIC | VIC | Utility solar | 2582.3967 | 3075.0941 | 3400.8842 | 3593.1472 | 3558.6531 | 3636.2939 | 3160.178 | 3198.1162 | 3294.2974 | 3255.1927 | 3868.6988 | 3663.1184 | 3461.8744 | 3578.4319 | 3572.6386 | 3343.6815 | 3432.4631 | 3304.95 | 3288.3872 | 4993.28 | 6250.4412 | 6614.9494 | 6705.3834 | 6272.2084 | 6559.0285 | 5763.6352 | 5317.0077 | 5204.9096
CDP18 | VIC | VIC | Distributed PV | 6087.2788 | 6684.1854 | 7294.8864 | 7984.2026 | 8627.0949 | 9196.1307 | 9725.6838 | 10200.0096 | 10651.3504 | 11059.654 | 11465.7127 | 11844.9384 | 12143.6943 | 12364.7146 | 12587.537 | 12816.1806 | 13025.347 | 13207.514 | 13417.6849 | 13652.8559 | 13870.6821 | 14058.9828 | 14279.9745 | 14546.9466 | 14826.3072 | 15089.7889 | 15385.7563 | 15709.2989
CDP18 | VIC | VIC | Other renewable fuels | 0 | 0 | 0 | 0 | 0 | 0 | 0 | 0 | 0 | 0 | 0 | 0 | 0 | 0 | 0 | 0 | 0 | 0 | 0 | 0 | 0 | 0 | 0 | 0 | 0 | 0 | 453.5512 | 255.1149
CDP18 | VIC | VIC | DSP | 0.032001 | 9.6787e-07 | 1.0281e-06 | 1.33e-06 | 1.188 | 25.6275 | 24.231 | 1.2813e-06 | 1.6202e-06 | 10.3189 | 17.0198 | 7.0338 | 41.3314 | 17.3435 | 9.7143 | 9.687 | 63.1018 | 18.5265 | 10.019 | 20.2565 | 12.343 | 2.8253 | 13.658 | 22.0029 | 31.5781 | 10.145 | 88.4687 | 46.6192
CDP18 | VIC | VIC | Utility storage load | -466.3665 | -1367.9779 | -2288.0641 | -3104.2053 | -3564.9969 | -4642.886 | -3864.1443 | -4874.407 | -5015.3695 | -4908.4866 | -5116.9919 | -4786.049 | -5505.5978 | -6490.1079 | -6440.2245 | -7341.0744 | -6424.2427 | -6122.686 | -6178.8279 | -5796.132 | -6346.3254 | -5667.5824 | -5043.3426 | -4798.6958 | -4841.4622 | -4625.1097 | -4004.1317 | -4107.0582
CDP18 | VIC | VIC | Coordinated CER storage load | -46.2601 | -62.9937 | -81.0568 | -102.3171 | -127.8118 | -157.0178 | -186.6811 | -224.1075 | -269.0617 | -320.1216 | -373.9857 | -455.445 | -530.5825 | -638.1516 | -744.7225 | -854.6329 | -950.501 | -1065.6832 | -1179.1575 | -1342.7241 | -1459.2966 | -1659.7762 | -1868.5141 | -2064.5298 | -2251.2278 | -2456.0942 | -2531.7689 | -2801.2248
CDP18 | VIC | VIC | Passive CER storage load | -111.762 | -123.3463 | -134.8604 | -147.2779 | -159.5703 | -173.272 | -189.9108 | -206.4594 | -222.8042 | -240.197 | -258.543 | -279.5154 | -296.8716 | -318.266 | -338.6938 | -358.4818 | -376.3814 | -390.4669 | -407.5393 | -424.3066 | -440.6446 | -458.2816 | -479.2543 | -495.4081 | -516.2532 | -529.291 | -547.2171 | -568.9661
CDP18 | SA | CSA | Mid-merit gas | 1825.2765 | 2304.3099 | 1228.74 | 994.0969 | 1619.4494 | 887.6214 | 17.3405 | 4.77 | 0.22632 | 89.5614 | 45.4615 | 84.7382 | 138.4536 | 0 | 0 | 0 | 0 | 0 | 0 | 0 | 0 | 0 | 0 | 0 | 0 | 0 | 0 | 0
CDP18 | SA | CSA | Flexible gas with CCS | 0 | 0 | 0 | 0 | 0 | 0 | 0 | 0 | 0 | 0 | 0 | 0 | 0 | 0 | 0 | 0 | 0 | 0 | 0 | 0 | 0 | 0 | 0 | 0 | 0 | 0 | 0 | 0
CDP18 | SA | CSA | Flexible gas | 5.8124 | 4.241 | 46.3165 | 17.0845 | 12.1299 | 123.0983 | 275.987 | 273.0835 | 680.6133 | 893.4553 | 811.6402 | 754.243 | 1305.1252 | 814.2965 | 415.4971 | 726.4906 | 1143.6686 | 980.9128 | 1208.7136 | 1900.7229 | 1144.5172 | 1200.1359 | 1094.5195 | 680.0992 | 737.2376 | 407.5545 | 918.0249 | 516.5829
CDP18 | SA | CSA | Hydro | 0 | 0 | 0 | 0 | 0 | 0 | 0 | 0 | 0 | 0 | 0 | 0 | 0 | 0 | 0 | 0 | 0 | 0 | 0 | 0 | 0 | 0 | 0 | 0 | 0 | 0 | 0 | 0
CDP18 | SA | CSA | Utility storage | 512.1809 | 658.4246 | 995.1674 | 1984.8363 | 2339.1818 | 2939.4521 | 1615.5734 | 1671.6882 | 1709.8851 | 1760.567 | 1627.0772 | 1620.3249 | 1828.8174 | 2019.6217 | 1934.5716 | 1958.3666 | 1837.4339 | 1885.3213 | 2034.5742 | 1734.532 | 1569.8112 | 1363.7272 | 1194.9068 | 1940.8601 | 1935.601 | 2315.1647 | 2338.0381 | 2434.7288
CDP18 | SA | CSA | Coordinated CER storage | 190.0893 | 211.5355 | 232.0958 | 256.2152 | 280.1319 | 308.0381 | 332.6293 | 360.3707 | 389.7677 | 421.1296 | 457.5209 | 495.208 | 531.0588 | 573.7575 | 617.7506 | 660.6668 | 695.8749 | 733.9618 | 773.7856 | 829.6281 | 883.3007 | 947.4582 | 1008.7449 | 1047.1738 | 1113.163 | 1155.8479 | 1182.2367 | 1225.1449
CDP18 | SA | CSA | Passive CER storage | 64.0325 | 68.5121 | 72.874 | 77.7255 | 81.7137 | 86.0408 | 91.1661 | 95.9927 | 100.5806 | 105.8509 | 110.6315 | 116.1445 | 120.6524 | 126.1011 | 130.3051 | 135.7589 | 139.2271 | 142.3883 | 145.3068 | 148.8519 | 151.4968 | 154.3978 | 158.1308 | 162.327 | 164.8392 | 167.039 | 171.4898 | 175.3662
CDP18 | SA | CSA | Offshore wind | 0 | 0 | 0 | 0 | 0 | 0 | 0 | 0 | 0 | 0 | 0 | 0 | 0 | 0 | 0 | 0 | 0 | 0 | 0 | 0 | 0 | 0 | 0 | 0 | 0 | 0 | 0 | 0
CDP18 | SA | CSA | Wind | 7206.7946 | 7510.9673 | 7253.0399 | 7659.1286 | 8782.9502 | 8025.7211 | 7779.0877 | 8339.9058 | 8263.9648 | 9191.5224 | 8358.9185 | 8363.5312 | 7321.7528 | 8295.8799 | 8693.6061 | 7213.8949 | 8680.9061 | 9084.1756 | 8910.8604 | 7586.5658 | 7326.517 | 7270.0309 | 7619.9646 | 9892.8986 | 9743.3677 | 9719.9323 | 9165.2493 | 10476.381
CDP18 | SA | CSA | Utility solar | 1175.8894 | 1240.1473 | 1832.1927 | 1677.2461 | 1826.2999 | 1692.0848 | 1765.8037 | 1830.7849 | 1864.0138 | 1854.5335 | 2485.5396 | 2535.1475 | 2426.7937 | 2440.2326 | 2563.2985 | 2604.3495 | 2764.0635 | 2619.4493 | 2754.48 | 3767.1524 | 5674.1395 | 5887.1523 | 5579.1356 | 5342.1635 | 5498.4771 | 5574.6081 | 5442.0785 | 5560.6166
CDP18 | SA | CSA | Distributed PV | 3190.3631 | 3260.7863 | 3336.7919 | 3466.2875 | 3610.9779 | 3765.142 | 3919.0203 | 4056.501 | 4171.4374 | 4282.9871 | 4387.5614 | 4474.6656 | 4540.4368 | 4615.8937 | 4699.0323 | 4777.1158 | 4844.1539 | 4922.1799 | 5007.7115 | 5086.4132 | 5151.8572 | 5229.3602 | 5315.6498 | 5398.0969 | 5468.4064 | 5549.6338 | 5639.0507 | 5724.3107
CDP18 | SA | CSA | Other renewable fuels | 0 | 0 | 0 | 0 | 0 | 0 | 0 | 0 | 0 | 0 | 0 | 0 | 0 | 0 | 0 | 0 | 0 | 0 | 0 | 0 | 0 | 0 | 0 | 0 | 0 | 0 | 0 | 0
CDP18 | SA | CSA | DSP | 0.18 | 9.7646e-07 | 1.0797e-06 | 1.3891e-06 | 0.96 | 27.5979 | 21.3382 | 1.324e-06 | 0.13721 | 8.1254 | 15.8809 | 10.4018 | 35.3795 | 16.3604 | 5.9938 | 10.8036 | 51.8329 | 15.5046 | 7.6714 | 11.9066 | 9.4285 | 1.653 | 10.3291 | 11.8576 | 16.7093 | 6.156 | 54.3582 | 29.618
CDP18 | SA | CSA | Utility storage load | -609.7393 | -783.5117 | -1184.7338 | -2366.3368 | -2784.7921 | -3496.0262 | -1923.3338 | -1993.5198 | -2032.232 | -2099.3294 | -1933.6497 | -1928.9911 | -2180.0838 | -2401.4695 | -2306.4819 | -2328.0479 | -2187.4579 | -2244.4684 | -2422.1533 | -2067.6033 | -1866.2208 | -1625.3991 | -1420.1012 | -2292.618 | -2279.3346 | -2732.9183 | -2748.4 | -2868.4275
CDP18 | SA | CSA | Coordinated CER storage load | -190.0893 | -211.5355 | -232.0958 | -256.3708 | -280.1466 | -307.8679 | -333.1244 | -361.9081 | -392.1847 | -425.5511 | -463.6402 | -504.2927 | -542.9195 | -590.4832 | -640.7168 | -686.6776 | -725.1873 | -767.4462 | -811.4528 | -879.9464 | -941.6185 | -1022.2414 | -1091.6745 | -1134.1394 | -1213.8171 | -1264.2722 | -1289.5094 | -1344.8661
CDP18 | SA | CSA | Passive CER storage load | -74.5534 | -80.106 | -84.9062 | -90.0868 | -94.711 | -99.6282 | -104.9721 | -111.2405 | -116.5182 | -121.7649 | -127.6009 | -133.8318 | -139.592 | -144.8715 | -150.319 | -155.3538 | -159.9965 | -162.6779 | -167.2472 | -170.8245 | -173.1506 | -176.6843 | -181.1201 | -184.9918 | -188.5654 | -191.4455 | -195.1885 | -200.2795
CDP18 | SA | SESA | Mid-merit gas | 0 | 0 | 0 | 0 | 0 | 0 | 0 | 0 | 0 | 0 | 0 | 0 | 0 | 0 | 0 | 0 | 0 | 0 | 0 | 0 | 0 | 0 | 0 | 0 | 0 | 0 | 0 | 0
CDP18 | SA | SESA | Flexible gas with CCS | 0 | 0 | 0 | 0 | 0 | 0 | 0 | 0 | 0 | 0 | 0 | 0 | 0 | 0 | 0 | 0 | 0 | 0 | 0 | 0 | 0 | 0 | 0 | 0 | 0 | 0 | 0 | 0
CDP18 | SA | SESA | Flexible gas | 0.25151 | 2.5028e-07 | 0.84091 | 4.5754e-07 | 4.694e-07 | 1.006 | 3.2024 | 1.624e-06 | 3.0542e-06 | 2.0911 | 4.5131 | 0 | 0 | 0 | 0 | 0 | 0 | 0 | 0 | 0 | 0 | 0 | 0 | 0 | 0 | 0 | 0 | 0
CDP18 | SA | SESA | Hydro | 0 | 0 | 0 | 0 | 0 | 0 | 0 | 0 | 0 | 0 | 0 | 0 | 0 | 0 | 0 | 0 | 0 | 0 | 0 | 0 | 0 | 0 | 0 | 0 | 0 | 0 | 0 | 0
CDP18 | SA | SESA | Utility storage | 26.5488 | 22.0693 | 22.9605 | 24.7125 | 27.3919 | 33.436 | 26.3812 | 28.0011 | 27.091 | 29.447 | 6.6529e-05 | 6.7421e-05 | 7.2493e-05 | 0.00010445 | 0.00010575 | 0.00010703 | 0.00010293 | 0.00010388 | 0.00010216 | 0.00011068 | 0.00012562 | 0.00012077 | 0.00012554 | 100.2997 | 104.0951 | 99.5213 | 99.9488 | 107.1107
CDP18 | SA | SESA | Coordinated CER storage | 6.7783 | 7.6027 | 8.4037 | 9.3329 | 10.2636 | 11.3789 | 12.3861 | 13.4555 | 14.5846 | 15.843 | 17.415 | 18.9579 | 20.5074 | 22.2306 | 24.0594 | 25.7503 | 27.2255 | 28.7611 | 30.3629 | 32.6465 | 35.1346 | 37.954 | 40.512 | 41.9863 | 44.5836 | 46.6189 | 47.658 | 49.7617
CDP18 | SA | SESA | Passive CER storage | 2.2874 | 2.4649 | 2.6412 | 2.8343 | 2.9964 | 3.1838 | 3.3933 | 3.5799 | 3.7552 | 3.9661 | 4.1842 | 4.4023 | 4.6087 | 4.8211 | 4.9787 | 5.1883 | 5.3234 | 5.4419 | 5.5432 | 5.6917 | 5.8219 | 5.9481 | 6.0969 | 6.2638 | 6.363 | 6.4511 | 6.627 | 6.8022
CDP18 | SA | SESA | Offshore wind | 0 | 0 | 0 | 0 | 0 | 0 | 0 | 0 | 0 | 0 | 0 | 0 | 0 | 0 | 0 | 0 | 0 | 0 | 0 | 0 | 0 | 0 | 0 | 0 | 0 | 0 | 0 | 0
CDP18 | SA | SESA | Wind | 748.4906 | 817.139 | 718.8694 | 795.4896 | 2425.5968 | 2348.3449 | 2008.7872 | 2156.5553 | 2092.469 | 2566.6031 | 2316.5841 | 2154.3158 | 2021.8979 | 2170.4434 | 1832.5299 | 1816.0182 | 1678.1746 | 1795.0902 | 1723.5305 | 1640.9723 | 1572.7735 | 1747.6433 | 1638.3557 | 1828.3471 | 1619.8382 | 2313.0051 | 2190.572 | 2425.612
CDP18 | SA | SESA | Utility solar | 69.7307 | 68.9581 | 64.0595 | 65.7257 | 61.9267 | 56.921 | 55.0615 | 58.5284 | 64.3642 | 68.096 | 69.2106 | 55.71 | 58.0427 | 56.5688 | 63.0689 | 63.9804 | 60.2049 | 0 | 0 | 0 | 0 | 0 | 0 | 0 | 0 | 0 | 0 | 0
CDP18 | SA | SESA | Distributed PV | 112.7362 | 116.2125 | 120.7697 | 127.1989 | 133.8742 | 141.6734 | 149.2792 | 155.4422 | 160.67 | 166.3834 | 173.5604 | 178.2911 | 183.9197 | 187.5012 | 190.7562 | 194.3046 | 197.6511 | 200.9791 | 203.7224 | 208.7345 | 214.739 | 219.6259 | 223.1041 | 226.6677 | 229.1829 | 232.2131 | 236.0291 | 242.1829
CDP18 | SA | SESA | Other renewable fuels | 0 | 0 | 0 | 0 | 0 | 0 | 0 | 0 | 0 | 0 | 0 | 0 | 0 | 0 | 0 | 0 | 0 | 0 | 0 | 0 | 0 | 0 | 0 | 0 | 0 | 0 | 0 | 0
CDP18 | SA | SESA | DSP | 0 | 0 | 0 | 0 | 0 | 0 | 0 | 0 | 0 | 0 | 0 | 0 | 0 | 0 | 0 | 0 | 0 | 0 | 0 | 0 | 0 | 0 | 0 | 0 | 0 | 0 | 0 | 0
CDP18 | SA | SESA | Utility storage load | -31.6057 | -26.273 | -27.3339 | -29.4764 | -32.6094 | -39.748 | -31.4061 | -33.3914 | -32.1945 | -35.0771 | -7.7796e-05 | -7.9098e-05 | -8.5019e-05 | -0.00012267 | -0.00012431 | -0.00012544 | -0.00012083 | -0.00012203 | -0.00011999 | -0.00012996 | -0.00014722 | -0.00014153 | -0.00014687 | -118.1376 | -122.3032 | -117.3203 | -117.3273 | -126.0001
CDP18 | SA | SESA | Coordinated CER storage load | -6.7783 | -7.6027 | -8.4037 | -9.3386 | -10.2642 | -11.3727 | -12.4091 | -13.5255 | -14.6999 | -16.0512 | -17.7063 | -19.3883 | -21.0671 | -23.0261 | -25.1545 | -26.9899 | -28.6428 | -30.3865 | -32.2109 | -35.0176 | -37.9166 | -41.4921 | -44.44 | -46.0703 | -49.2471 | -51.6877 | -52.6531 | -55.4072
CDP18 | SA | SESA | Passive CER storage load | -2.6632 | -2.882 | -3.0773 | -3.2851 | -3.473 | -3.6866 | -3.9072 | -4.1485 | -4.3502 | -4.5623 | -4.826 | -5.0727 | -5.3322 | -5.5387 | -5.7434 | -5.9371 | -6.1175 | -6.2173 | -6.3802 | -6.5319 | -6.654 | -6.8067 | -6.9833 | -7.1384 | -7.2789 | -7.3936 | -7.5428 | -7.7685
CDP18 | TAS | TAS | Mid-merit gas | 0 | 0 | 0 | 0 | 0 | 0 | 0 | 0 | 0 | 0 | 0 | 0 | 0 | 0 | 0 | 0 | 0 | 0 | 0 | 0 | 0 | 0 | 0 | 0 | 0 | 0 | 0 | 0
CDP18 | TAS | TAS | Flexible gas with CCS | 0 | 0 | 0 | 0 | 0 | 0 | 0 | 0 | 0 | 0 | 0 | 0 | 0 | 0 | 0 | 0 | 0 | 0 | 0 | 0 | 0 | 0 | 0 | 0 | 0 | 0 | 0 | 0
CDP18 | TAS | TAS | Flexible gas | 1.9151e-07 | 2.2283e-07 | 4.8182e-07 | 0 | 0 | 0 | 8.3357e-07 | 9.9409e-07 | 4.6806e-06 | 0.21781 | 0.17054 | 1.3038e-06 | 7.6128e-07 | 0.9304 | 1.0079e-06 | 0.18696 | 0.82622 | 3.0117 | 1.0128 | 3.2904 | 1.6791 | 2.7289e-07 | 8.8116e-07 | 5.3718e-07 | 3.2013 | 4.4161e-07 | 6.5597e-07 | 3.3072e-06
CDP18 | TAS | TAS | Hydro | 8887.2722 | 9653.163 | 6787.8936 | 6689.8371 | 6199.3214 | 5819.8848 | 7894.4099 | 8469.4501 | 7425.0725 | 8655.0835 | 8628.3111 | 7766.711 | 7748.2095 | 7173.0231 | 8403.0904 | 8330.8193 | 7674.145 | 7575.7586 | 8424.3807 | 6490.4295 | 9060.901 | 8549.5098 | 7104.1337 | 8070.0225 | 7466.5548 | 7974.4756 | 8676.0927 | 7188.3908
CDP18 | TAS | TAS | Utility storage | 0 | 0 | 0 | 4.8595e-05 | 5.8112e-05 | 6.7413e-05 | 0.00010694 | 9.8456e-05 | 0.00013549 | 0.00014549 | 0.00012757 | 0.00013423 | 0.00015306 | 0.00019326 | 0.000224 | 0.00026358 | 53.4585 | 55.0708 | 437.6987 | 1063.5686 | 1820.0867 | 1668.319 | 1975.6645 | 1932.6179 | 1917.5944 | 1896.8683 | 1872.1574 | 1886.1481
CDP18 | TAS | TAS | Coordinated CER storage | 2.5733 | 3.5348 | 4.6055 | 5.957 | 7.4163 | 9.2973 | 10.6774 | 12.1224 | 14.0192 | 15.9502 | 18.4032 | 21.3314 | 24.4941 | 28.5018 | 33.1777 | 38.1854 | 42.4492 | 48.0247 | 51.6385 | 58.5494 | 61.4849 | 67.5434 | 79.079 | 86.0518 | 94.909 | 99.403 | 105.8875 | 113.1322
CDP18 | TAS | TAS | Passive CER storage | 6.2553 | 6.8442 | 7.491 | 8.1837 | 8.8138 | 9.6277 | 10.5227 | 11.3683 | 12.1904 | 13.1008 | 14.0214 | 15.0123 | 15.866 | 16.9658 | 17.9051 | 18.9456 | 19.7579 | 20.3609 | 21.0618 | 21.7684 | 22.4051 | 23.1637 | 23.9385 | 24.7927 | 25.5449 | 25.8603 | 26.7151 | 27.6923
CDP18 | TAS | TAS | Offshore wind | 0 | 0 | 0 | 0 | 0 | 0 | 0 | 0 | 0 | 0 | 0 | 0 | 0 | 0 | 0 | 0 | 0 | 0 | 0 | 0 | 0 | 0 | 0 | 0 | 0 | 0 | 0 | 0
CDP18 | TAS | TAS | Wind | 1975.3545 | 2174.8077 | 3998.3923 | 4688.0599 | 5370.3266 | 6033.8467 | 6517.9022 | 7009.547 | 7503.4541 | 7996.5649 | 8491.4885 | 8992.5146 | 9505.1037 | 10021.8942 | 10538.9463 | 11055.6862 | 9057.5018 | 8974.1924 | 8741.4488 | 9276.3799 | 9263.5312 | 9433.8932 | 9096.189 | 9510.4499 | 9128.0963 | 8855.9746 | 8359.2953 | 8334.838
CDP18 | TAS | TAS | Utility solar | 0 | 0 | 0 | 0 | 0 | 0 | 0 | 0 | 0 | 0 | 0 | 0 | 0 | 0 | 0 | 0 | 0 | 0 | 0 | 0 | 0 | 0 | 0 | 0 | 0 | 0 | 0 | 0
CDP18 | TAS | TAS | Distributed PV | 307.0088 | 319.0286 | 332.2165 | 365.6975 | 409.1203 | 455.4526 | 495.5483 | 526.8219 | 558.336 | 589.4338 | 618.6881 | 640.645 | 653.5031 | 660.943 | 668.1315 | 674.4542 | 680.7325 | 686.9651 | 694.1811 | 700.6574 | 706.8726 | 713.1019 | 720.4898 | 727.215 | 733.6596 | 740.0857 | 747.7693 | 754.9122
CDP18 | TAS | TAS | Other renewable fuels | 0 | 0 | 0 | 0 | 0 | 0 | 0 | 0 | 0 | 0 | 0 | 0 | 0 | 0 | 0 | 0 | 0 | 0 | 0 | 0 | 0 | 0 | 0 | 0 | 0 | 0 | 0 | 0
CDP18 | TAS | TAS | DSP | 9.19e-07 | 8.9612e-07 | 9.5353e-07 | 9.3212e-07 | 9.7117e-07 | 1.0227e-06 | 1.2409e-06 | 1.1184e-06 | 1.4686e-06 | 0.077501 | 0.1325 | 1.5e-06 | 1.4271e-06 | 0.030002 | 0.4525 | 0.2475 | 2.7425 | 0.66164 | 0.48 | 0.7825 | 0.36305 | 0.035001 | 0.335 | 0.022501 | 0.69 | 1.4014e-06 | 2.77 | 1.2671
CDP18 | TAS | TAS | Utility storage load | 0 | 0 | 0 | -5.7189e-05 | -6.8336e-05 | -7.938e-05 | -0.00013448 | -0.00012571 | -0.00017009 | -0.00018714 | -0.00016202 | -0.00017086 | -0.0001935 | -0.00024574 | -0.00028717 | -0.00033776 | -70.2756 | -72.9666 | -580.9459 | -1406.6974 | -2382.1187 | -2207.2149 | -2568.8172 | -2578.6067 | -2487.4621 | -2499.3887 | -2466.4781 | -2512.5177
CDP18 | TAS | TAS | Coordinated CER storage load | -2.5733 | -3.5348 | -4.6055 | -5.957 | -7.4163 | -9.303 | -10.695 | -12.2087 | -14.2238 | -16.3117 | -18.9719 | -22.3139 | -25.9109 | -30.7092 | -36.3034 | -42.4308 | -47.5979 | -54.5501 | -58.8949 | -67.6051 | -70.5591 | -78.4204 | -93.1985 | -102.2365 | -113.229 | -118.7844 | -126.8819 | -136.7741
CDP18 | TAS | TAS | Passive CER storage load | -7.4092 | -8.08 | -8.839 | -9.6052 | -10.3749 | -11.3443 | -12.3431 | -13.3696 | -14.321 | -15.3464 | -16.5077 | -17.6666 | -18.6487 | -19.9309 | -21.017 | -22.1822 | -23.2833 | -23.8808 | -24.7761 | -25.5422 | -26.2799 | -27.2697 | -28.1878 | -29.1395 | -30.0052 | -30.3481 | -31.2962 | -32.5547
CDP19 | NSW | NNSW | Black coal | 0 | 0 | 0 | 0 | 0 | 0 | 0 | 0 | 0 | 0 | 0 | 0 | 0 | 0 | 0 | 0 | 0 | 0 | 0 | 0 | 0 | 0 | 0 | 0 | 0 | 0 | 0 | 0
CDP19 | NSW | NNSW | Mid-merit gas | 0 | 0 | 0 | 0 | 0 | 0 | 0 | 0 | 0 | 0 | 0 | 0 | 0 | 0 | 0 | 0 | 0 | 0 | 0 | 0 | 0 | 0 | 0 | 0 | 0 | 0 | 0 | 0
CDP19 | NSW | NNSW | Flexible gas with CCS | 0 | 0 | 0 | 0 | 0 | 0 | 0 | 0 | 0 | 0 | 0 | 0 | 0 | 0 | 0 | 0 | 0 | 0 | 0 | 0 | 0 | 0 | 0 | 0 | 0 | 0 | 0 | 0
CDP19 | NSW | NNSW | Flexible gas | 0 | 0 | 0 | 0 | 0 | 0 | 0 | 0 | 0 | 0 | 0 | 0 | 0 | 0 | 0 | 0 | 0 | 0 | 0 | 0 | 0 | 0 | 0 | 0 | 0 | 0 | 0 | 0
CDP19 | NSW | NNSW | Hydro | 0 | 0 | 0 | 0 | 0 | 0 | 0 | 0 | 0 | 0 | 0 | 0 | 0 | 0 | 0 | 0 | 0 | 0 | 0 | 0 | 0 | 0 | 0 | 0 | 0 | 0 | 0 | 0
CDP19 | NSW | NNSW | Utility storage | 3.9389 | 15.4458 | 453.0121 | 910.6258 | 1387.8642 | 2973.9853 | 2155.2609 | 2211.8932 | 2515.8956 | 2483.6287 | 2565.4613 | 2645.8997 | 2667.5809 | 2893.9198 | 2868.2776 | 2784.014 | 2548.1001 | 2587.5716 | 2723.8581 | 2869.0901 | 5043.5656 | 5151.5881 | 4467.0485 | 5763.3865 | 5553.8558 | 5663.8317 | 5530.188 | 6572.9469
CDP19 | NSW | NNSW | Coordinated CER storage | 8.8363 | 11.2046 | 14.0463 | 16.9337 | 20.4018 | 24.1141 | 27.5886 | 31.7773 | 36.9407 | 42.7563 | 49.844 | 58.684 | 67.2324 | 78.8257 | 89.1963 | 99.6224 | 108.6534 | 118.1494 | 132.301 | 153.8291 | 161.3906 | 182.2095 | 209.8258 | 226.0664 | 249.0747 | 269.8257 | 274.8921 | 296.0408
CDP19 | NSW | NNSW | Passive CER storage | 18.167 | 19.7177 | 21.1384 | 22.4275 | 23.7008 | 25.0701 | 27.3635 | 29.2103 | 31.0205 | 33.1586 | 35.2223 | 37.5763 | 39.7724 | 41.8629 | 44.1078 | 46.4927 | 48.0454 | 50.12 | 51.7116 | 53.3755 | 55.0278 | 56.7506 | 58.6569 | 61.0185 | 62.4544 | 63.5 | 65.5099 | 67.3883
CDP19 | NSW | NNSW | Offshore wind | 0 | 0 | 0 | 0 | 0 | 0 | 0 | 0 | 0 | 0 | 0 | 0 | 0 | 0 | 0 | 0 | 0 | 0 | 0 | 0 | 0 | 0 | 0 | 0 | 0 | 0 | 0 | 0
CDP19 | NSW | NNSW | Wind | 1309.1132 | 1100.596 | 1921.2187 | 2156.7894 | 2190.1789 | 10744.2798 | 11379.8702 | 10470.3162 | 10962.6765 | 10180.5754 | 12438.5051 | 12309.9446 | 12199.0884 | 12527.9563 | 12577.1573 | 12096.8852 | 14466.6963 | 20555.5284 | 22404.6253 | 21818.7389 | 23681.2435 | 21497.1044 | 22166.8172 | 21256.2613 | 22216.3542 | 22013.8102 | 21508.8926 | 22800.6962
CDP19 | NSW | NNSW | Utility solar | 1713.1676 | 2165.6918 | 2323.0494 | 2241.2049 | 2380.0311 | 2980.7394 | 2591.7628 | 2749.3752 | 3068.7324 | 3472.5569 | 3938.9504 | 4185.7925 | 3848.7906 | 4151.6688 | 4135.4904 | 3954.0978 | 3849.0049 | 6079.7579 | 7067.2242 | 8951.9329 | 7762.2149 | 8279.7976 | 8851.5705 | 9147.1268 | 8781.1511 | 9273.9708 | 8764.6396 | 10062.9842
CDP19 | NSW | NNSW | Distributed PV | 1271.6546 | 1294.9489 | 1311.4241 | 1367.595 | 1455.6654 | 1546.1493 | 1624.3869 | 1687.2326 | 1737.479 | 1785.259 | 1826.8007 | 1862.6349 | 1883.9388 | 1905.6539 | 1925.5478 | 1947.8463 | 1965.8985 | 1986.5372 | 2009.2374 | 2037.7628 | 2057.9774 | 2077.2502 | 2099.9079 | 2127.0346 | 2148.3108 | 2170.1747 | 2198.1127 | 2230.421
CDP19 | NSW | NNSW | Other renewable fuels | 0 | 0 | 0 | 0 | 0 | 0 | 0 | 0 | 0 | 0 | 0 | 0 | 0 | 0 | 0 | 0 | 0 | 0 | 0 | 0 | 0 | 0 | 0 | 0 | 0 | 0 | 447.4731 | 285.8167
CDP19 | NSW | NNSW | DSP | 0 | 0 | 0 | 0 | 0 | 0 | 0 | 0 | 0 | 0 | 0 | 0 | 0 | 0 | 0 | 0 | 0 | 0 | 0 | 0 | 0 | 0 | 0 | 0 | 0 | 0 | 0 | 0
CDP19 | NSW | NNSW | Utility storage load | -4.6477 | -18.3878 | -545.9375 | -1089.9589 | -1660.7964 | -3574.4238 | -2592.4328 | -2670.3095 | -3017.5125 | -2998.017 | -3081.2333 | -3179.6213 | -3208.7553 | -3481.2515 | -3460.7446 | -3339.3849 | -3065.3796 | -3112.7779 | -3277.0181 | -3460.3197 | -6328.6221 | -6469.4539 | -5627.6937 | -7413.8963 | -7064.3569 | -7388.2362 | -7161.4792 | -8607.0665
CDP19 | NSW | NNSW | Coordinated CER storage load | -8.8363 | -11.2046 | -14.0502 | -16.9401 | -20.3915 | -24.1141 | -27.8103 | -32.3575 | -38.1629 | -44.8016 | -52.9298 | -63.4792 | -73.6598 | -88.0741 | -100.7267 | -112.8207 | -123.5308 | -134.7104 | -152.8935 | -180.9072 | -188.5493 | -216.0096 | -251.9736 | -272.6385 | -301.5895 | -328.545 | -333.9577 | -362.7219
CDP19 | NSW | NNSW | Passive CER storage load | -21.5306 | -23.3997 | -25.0516 | -26.5991 | -28.1174 | -29.7514 | -32.3942 | -34.6342 | -36.8836 | -39.2441 | -41.7975 | -44.5888 | -47.2409 | -49.663 | -52.439 | -55.0147 | -57.0178 | -59.3353 | -61.388 | -63.312 | -65.2137 | -67.3475 | -69.6038 | -72.2527 | -74.0459 | -75.4951 | -77.5117 | -80.0111
CDP19 | NSW | CNSW | Black coal | 23978.664 | 25581.026 | 21880.1194 | 19843.2501 | 18395.617 | 6258.6211 | 6284.2968 | 9240.5236 | 9637.3587 | 8005.0063 | 9024.2331 | 9382.0409 | 8431.8946 | 7690.1338 | 5981.4867 | 7116.027 | 0 | 0 | 0 | 0 | 0 | 0 | 0 | 0 | 0 | 0 | 0 | 0
CDP19 | NSW | CNSW | Mid-merit gas | 0 | 0 | 0 | 0 | 0 | 0 | 0 | 0 | 0 | 0 | 0 | 0 | 0 | 0 | 0 | 0 | 0 | 0 | 0 | 0 | 0 | 0 | 0 | 0 | 0 | 0 | 0 | 0
CDP19 | NSW | CNSW | Flexible gas with CCS | 0 | 0 | 0 | 0 | 0 | 0 | 0 | 0 | 0 | 0 | 0 | 0 | 0 | 0 | 0 | 0 | 0 | 0 | 0 | 0 | 0 | 0 | 0 | 0 | 0 | 0 | 0 | 0
CDP19 | NSW | CNSW | Flexible gas | 0 | 0 | 0 | 0 | 0 | 0 | 0 | 0 | 0 | 0 | 0 | 0 | 0 | 0 | 0 | 0 | 0 | 0 | 0 | 0 | 0 | 0 | 0 | 0 | 0 | 0 | 0 | 0
CDP19 | NSW | CNSW | Hydro | 0 | 0 | 0 | 0 | 0 | 0 | 0 | 0 | 0 | 0 | 0 | 0 | 0 | 0 | 0 | 0 | 0 | 0 | 0 | 0 | 0 | 0 | 0 | 0 | 0 | 0 | 0 | 0
CDP19 | NSW | CNSW | Utility storage | 462.6119 | 1129.514 | 1197.1316 | 2100.9391 | 3123.6622 | 3664.3813 | 2322.1707 | 2275.6261 | 2521.0893 | 2556.2538 | 2514.3848 | 2536.0982 | 2772.7707 | 2930.0289 | 2970.6865 | 2883.1709 | 2595.0392 | 2834.2353 | 2990.3905 | 2923.2751 | 2723.5458 | 1826.6637 | 2052.2027 | 2015.2611 | 1223.3235 | 1223.8156 | 1243.36 | 1318.282
CDP19 | NSW | CNSW | Coordinated CER storage | 3.7234 | 4.7378 | 6.0182 | 7.481 | 9.7644 | 10.6675 | 12.1554 | 14.347 | 17.1063 | 20.1211 | 23.7895 | 28.7502 | 33.7697 | 41.0144 | 47.4008 | 53.1314 | 57.6175 | 64.4296 | 72.3124 | 84.7125 | 90.5095 | 103.1241 | 119.7673 | 129.2241 | 144.419 | 157.281 | 160.8211 | 174.8429
CDP19 | NSW | CNSW | Passive CER storage | 7.627 | 8.3056 | 8.9956 | 9.6657 | 10.2322 | 10.8691 | 11.909 | 12.8093 | 13.6889 | 14.7028 | 15.7482 | 16.8884 | 18.0026 | 19.0507 | 20.185 | 21.411 | 22.266 | 23.3321 | 24.1695 | 25.0093 | 25.8786 | 26.806 | 27.8186 | 29.0444 | 29.8498 | 30.4411 | 31.4814 | 32.4604
CDP19 | NSW | CNSW | Offshore wind | 0 | 0 | 0 | 0 | 0 | 0 | 0 | 0 | 0 | 0 | 0 | 0 | 0 | 0 | 0 | 0 | 0 | 0 | 0 | 0 | 0 | 0 | 0 | 0 | 0 | 0 | 0 | 0
CDP19 | NSW | CNSW | Wind | 1293.4128 | 1927.1013 | 3918.8573 | 5710.6299 | 15381.1483 | 14908.9395 | 15474.2713 | 14344.7186 | 14602.6776 | 13782.8491 | 14513.8817 | 14179.1361 | 14063.3421 | 14975.5448 | 14759.2818 | 15141.4894 | 14846.9919 | 14741.3743 | 14439.5953 | 13623.998 | 14623.8379 | 13467.3398 | 13677.9805 | 13027.65 | 14055.1017 | 15144.0436 | 14817.7304 | 15995.6755
CDP19 | NSW | CNSW | Utility solar | 3629.3368 | 3910.005 | 5409.0047 | 5176.4901 | 8548.1146 | 9150.2971 | 8211.0301 | 8599.3138 | 9747.1961 | 9767.1282 | 10176.5579 | 10457.1675 | 9984.7343 | 10676.2256 | 10612.3526 | 10258.4359 | 10019.9363 | 9062.954 | 9433.9512 | 10954.6376 | 9635.2206 | 9959.7912 | 11062.3649 | 14098.9175 | 14484.5449 | 17732.4339 | 17010.9741 | 18117.2911
CDP19 | NSW | CNSW | Distributed PV | 805.7252 | 814.9854 | 829.5535 | 870.8455 | 916.2872 | 974.0498 | 1025.6157 | 1072.6831 | 1112.1573 | 1154.5789 | 1186.7008 | 1211.9352 | 1229.1648 | 1252.0861 | 1268.2638 | 1286.3269 | 1301.3111 | 1324.9373 | 1342.737 | 1359.4079 | 1373.0091 | 1398.259 | 1414.9644 | 1434.2131 | 1452.1522 | 1478.3848 | 1498.0146 | 1518.8237
CDP19 | NSW | CNSW | Other renewable fuels | 0 | 0 | 0 | 0 | 0 | 0 | 0 | 0 | 0 | 0 | 0 | 0 | 0 | 0 | 0 | 0 | 0 | 0 | 0 | 0 | 0 | 0 | 0 | 0 | 0 | 160.6146 | 448.7574 | 284.732
CDP19 | NSW | CNSW | DSP | 0 | 0 | 0 | 0 | 0 | 0 | 0 | 0 | 0 | 0 | 0 | 0 | 0 | 0 | 0 | 0 | 0 | 0 | 0 | 0 | 0 | 0 | 0 | 0 | 0 | 0 | 0 | 0
CDP19 | NSW | CNSW | Utility storage load | -659.4228 | -1424.4038 | -1485.9613 | -2511.7276 | -3788.2378 | -4492.4818 | -2837.9928 | -2783.6224 | -3073.9613 | -3150.0023 | -3052.6908 | -3095.4742 | -3429.478 | -3609.8769 | -3648.6227 | -3550.4855 | -3202.7993 | -3495.3792 | -3716.1683 | -3625.7352 | -3364.3332 | -2280.565 | -2589.6202 | -2594.3258 | -1620.3218 | -1637.8529 | -1698.9795 | -1790.529
CDP19 | NSW | CNSW | Coordinated CER storage load | -3.7234 | -4.7378 | -6.0199 | -7.4838 | -9.7653 | -10.6621 | -12.3046 | -14.7365 | -17.9339 | -21.4955 | -25.7493 | -31.8678 | -37.9637 | -47.1801 | -55.1002 | -61.7778 | -67.3093 | -75.6937 | -86.0139 | -102.7794 | -109.0521 | -126.2189 | -148.1406 | -160.5794 | -179.9161 | -197.098 | -201.244 | -220.2219
CDP19 | NSW | CNSW | Passive CER storage load | -9.0391 | -9.8566 | -10.6609 | -11.4635 | -12.1389 | -12.8986 | -14.0985 | -15.1877 | -16.2762 | -17.4011 | -18.6881 | -20.0401 | -21.3832 | -22.6003 | -23.9976 | -25.3356 | -26.4242 | -27.622 | -28.6922 | -29.6652 | -30.6689 | -31.8114 | -33.0103 | -34.3918 | -35.3899 | -36.1914 | -37.2489 | -38.5407
CDP19 | NSW | SNSW | Black coal | 0 | 0 | 0 | 0 | 0 | 0 | 0 | 0 | 0 | 0 | 0 | 0 | 0 | 0 | 0 | 0 | 0 | 0 | 0 | 0 | 0 | 0 | 0 | 0 | 0 | 0 | 0 | 0
CDP19 | NSW | SNSW | Mid-merit gas | 0 | 0 | 0 | 0 | 0 | 0 | 0 | 0 | 0 | 0 | 0 | 0 | 0 | 0 | 0 | 0 | 0 | 0 | 0 | 0 | 0 | 0 | 0 | 0 | 0 | 0 | 0 | 0
CDP19 | NSW | SNSW | Flexible gas with CCS | 0 | 0 | 0 | 0 | 0 | 0 | 0 | 0 | 0 | 0 | 0 | 0 | 0 | 0 | 0 | 0 | 0 | 0 | 0 | 0 | 0 | 0 | 0 | 0 | 0 | 0 | 0 | 0
CDP19 | NSW | SNSW | Flexible gas | 0 | 4.931e-08 | 2.3024e-07 | 3.0863e-07 | 1.4092 | 2.0775 | 8.5009 | 1.5658e-06 | 2.2641e-06 | 3.5829e-06 | 8.5099 | 2.7041e-06 | 6.7458 | 0.54373 | 6.1888e-07 | 1.1998e-06 | 19.7802 | 15.0658 | 0.2977 | 20.4061 | 0 | 0 | 0 | 0 | 0 | 0 | 0 | 0
CDP19 | NSW | SNSW | Hydro | 2788.6208 | 1140.9772 | 1616.2292 | 4879.9493 | 3811.3255 | 6517.7368 | 2246.9735 | 2099.8446 | 3232.3958 | 3857.9208 | 3275.9154 | 3026.6934 | 3594.481 | 2540.69 | 2349.3008 | 2829.1522 | 3903.8 | 3181.0267 | 3020.7731 | 3190.874 | 2444.0558 | 3137.7849 | 3099.6191 | 3121.6133 | 3173.2496 | 2681.995 | 3401.7055 | 2433.5573
CDP19 | NSW | SNSW | Utility storage | 223.4639 | 322.5706 | 326.0257 | 391.5727 | 955.6733 | 2356.9486 | 5577.7836 | 5181.9041 | 5495.4106 | 5905.0784 | 5369.016 | 5257.4744 | 5883.6129 | 6037.8563 | 6026.6247 | 5931.5154 | 5889.5733 | 5884.8857 | 6041.1871 | 5674.4524 | 5949.9773 | 5267.8781 | 5850.366 | 5644.4659 | 5700.2042 | 5582.3917 | 5968.9258 | 5775.3361
CDP19 | NSW | SNSW | Coordinated CER storage | 7.449 | 9.5537 | 12.1566 | 15.0177 | 18.3794 | 22.1487 | 25.3881 | 29.2664 | 33.9894 | 39.3824 | 45.6296 | 53.7795 | 61.9635 | 73.1885 | 83.1088 | 93.2299 | 102.5325 | 113.6291 | 126.9074 | 148.4825 | 161.5581 | 180.1473 | 207.3762 | 224.8695 | 251.2156 | 272.9412 | 280.8264 | 304.246
CDP19 | NSW | SNSW | Passive CER storage | 15.3225 | 16.8139 | 18.2962 | 19.9476 | 21.4747 | 23.0167 | 25.293 | 27.1321 | 28.9755 | 31.0951 | 33.189 | 35.5698 | 37.8779 | 40.0969 | 42.4832 | 44.9811 | 46.6541 | 48.8145 | 50.5218 | 52.2984 | 54.1283 | 56.0857 | 58.256 | 60.8935 | 62.5963 | 63.9327 | 66.2023 | 68.3467
CDP19 | NSW | SNSW | Offshore wind | 0 | 0 | 0 | 0 | 0 | 0 | 0 | 0 | 0 | 0 | 0 | 0 | 0 | 0 | 0 | 0 | 0 | 0 | 0 | 0 | 0 | 0 | 0 | 0 | 0 | 0 | 0 | 0
CDP19 | NSW | SNSW | Wind | 5479.0973 | 5966.2394 | 7205.8034 | 9167.385 | 9045.4045 | 8407.1936 | 8618.6867 | 8259.5922 | 8333.6658 | 8712.2279 | 8069.988 | 8457.5099 | 8084.162 | 8527.1295 | 8331.4249 | 8527.0822 | 7891.888 | 7725.7752 | 7648.0933 | 6233.5278 | 6604.5543 | 5611.9761 | 5309.4751 | 5548.7956 | 4128.2703 | 4322.2337 | 4220.5447 | 4505.3865
CDP19 | NSW | SNSW | Utility solar | 4561.5114 | 5481.7227 | 6105.82 | 7490.0194 | 7426.0454 | 7671.2012 | 6925.9329 | 7393.7976 | 7796.2523 | 7423.9498 | 7691.1385 | 7634.8881 | 7180.2312 | 7698.9445 | 7494.0165 | 7373.9344 | 7335.4464 | 6785.6152 | 6813.071 | 8185.4523 | 9383.3558 | 9738.2846 | 9918.9059 | 9117.2486 | 10326.0521 | 9685.3034 | 7651.6337 | 8109.8692
CDP19 | NSW | SNSW | Distributed PV | 1286.0905 | 1322.7575 | 1362.6526 | 1446.0263 | 1540.5536 | 1647.4287 | 1745.6243 | 1832.1643 | 1910.3635 | 1990.2647 | 2054.8207 | 2113.8626 | 2159.1101 | 2205.4714 | 2245.1143 | 2285.7319 | 2320.1221 | 2364.8685 | 2403.0178 | 2443.7 | 2479.7929 | 2528.6708 | 2571.5307 | 2617.0872 | 2653.1877 | 2703.8642 | 2749.1533 | 2797.2701
CDP19 | NSW | SNSW | Other renewable fuels | 0 | 0 | 0 | 0 | 0 | 0 | 0 | 0 | 0 | 0 | 0 | 0 | 0 | 0 | 0 | 0 | 0 | 0 | 0 | 0 | 0 | 0 | 0 | 0 | 0 | 0 | 0 | 0
CDP19 | NSW | SNSW | DSP | 0 | 0 | 0 | 0 | 0 | 0 | 0 | 0 | 0 | 0 | 0 | 0 | 0 | 0 | 0 | 0 | 0 | 0 | 0 | 0 | 0 | 0 | 0 | 0 | 0 | 0 | 0 | 0
CDP19 | NSW | SNSW | Utility storage load | -266.0285 | -385.7464 | -390.0486 | -703.6437 | -1577.5366 | -3350.9518 | -7124.6258 | -6997.1926 | -7066.5676 | -7545.5849 | -6889.5971 | -7153.5992 | -7379.3955 | -8020.269 | -7701.9456 | -8091.0447 | -7480.9893 | -7732.0374 | -7725.5377 | -7486.4463 | -7820.4548 | -7074.8426 | -7388.5637 | -7592.9185 | -7141.5344 | -7634.2362 | -7624.5488 | -7828.3646
CDP19 | NSW | SNSW | Coordinated CER storage load | -7.449 | -9.5537 | -12.16 | -15.0143 | -18.3907 | -22.1374 | -25.5462 | -29.6978 | -34.9134 | -40.9882 | -47.9434 | -57.5864 | -67.204 | -81.061 | -92.9977 | -104.6567 | -115.7325 | -129.159 | -145.876 | -174.1981 | -189.4847 | -213.6871 | -248.7129 | -271.2171 | -304.3395 | -332.6105 | -341.8489 | -373.5838
CDP19 | NSW | SNSW | Passive CER storage load | -18.1594 | -19.9536 | -21.6832 | -23.6578 | -25.4764 | -27.3145 | -29.943 | -32.17 | -34.4521 | -36.8018 | -39.3846 | -42.2078 | -44.9907 | -47.568 | -50.5075 | -53.226 | -55.3667 | -57.7897 | -59.9755 | -62.0344 | -64.1477 | -66.5585 | -69.1281 | -72.1047 | -74.2141 | -76.0095 | -78.331 | -81.149
CDP19 | NSW | SNW | Black coal | 14936.0955 | 9260.1092 | 8552.4047 | 8208.8484 | 0 | 0 | 0 | 0 | 0 | 0 | 0 | 0 | 0 | 0 | 0 | 0 | 0 | 0 | 0 | 0 | 0 | 0 | 0 | 0 | 0 | 0 | 0 | 0
CDP19 | NSW | SNW | Mid-merit gas | 528.9786 | 1153.0795 | 705.8329 | 532.5492 | 1327.1866 | 557.1236 | 258.9449 | 1034.6055 | 1358.9078 | 1101.6972 | 1265.9502 | 1369.1623 | 1580.8478 | 1066.4032 | 534.2134 | 1172.419 | 1428.1487 | 1334.6425 | 1513.5433 | 0 | 0 | 0 | 0 | 0 | 0 | 0 | 0 | 0
CDP19 | NSW | SNW | Flexible gas with CCS | 0 | 0 | 0 | 0 | 0 | 0 | 0 | 0 | 0 | 0 | 0 | 0 | 0 | 0 | 0 | 0 | 0 | 0 | 0 | 0 | 0 | 0 | 0 | 0 | 0 | 0 | 0 | 0
CDP19 | NSW | SNW | Flexible gas | 11.1422 | 55.9836 | 22.3423 | 35.4322 | 230.6099 | 203.7383 | 136.1085 | 31.9329 | 70.5305 | 692.2441 | 194.2936 | 163.9659 | 618.5852 | 338.3227 | 141.9405 | 219.2267 | 889.6989 | 848.3852 | 1041.0598 | 1613.6274 | 1491.2038 | 2108.9795 | 2406.6633 | 2802.1728 | 1368.0554 | 1120.1745 | 2416.595 | 1783.5026
CDP19 | NSW | SNW | Hydro | 0 | 0 | 0 | 0 | 0 | 0 | 0 | 0 | 0 | 0 | 0 | 0 | 0 | 0 | 0 | 0 | 0 | 0 | 0 | 0 | 0 | 0 | 0 | 0 | 0 | 0 | 0 | 0
CDP19 | NSW | SNW | Utility storage | 124.1691 | 1576.3616 | 1442.2672 | 1595.6281 | 2094.112 | 3369.7154 | 2769.6547 | 2753.8724 | 3035.4706 | 3022.5823 | 3037.7499 | 3076.3703 | 3217.9046 | 3390.1425 | 3286.8762 | 3291.276 | 3037.4828 | 3164.6035 | 3377.2803 | 3392.0213 | 3121.8081 | 1625.4218 | 1786.9356 | 1835.4769 | 1818.6157 | 1305.0332 | 1317.9245 | 1359.918
CDP19 | NSW | SNW | Coordinated CER storage | 35.1464 | 44.98 | 56.6477 | 69.3842 | 84.7262 | 100.9164 | 117.0705 | 136.5082 | 161.8276 | 189.7412 | 222.8914 | 268.2301 | 313.4453 | 379.4769 | 431.8548 | 489.5317 | 528.7832 | 585.9099 | 667.116 | 780.3844 | 815.5677 | 933.0494 | 1101.7251 | 1196.2377 | 1331.5294 | 1444.8827 | 1481.4988 | 1619.1084
CDP19 | NSW | SNW | Passive CER storage | 72.1981 | 79.1669 | 85.245 | 91.9237 | 98.465 | 104.9795 | 114.8156 | 122.5686 | 130.0811 | 138.8145 | 147.4054 | 157.2483 | 166.6163 | 175.6471 | 185.5089 | 195.9892 | 202.8675 | 211.7879 | 218.4927 | 225.3181 | 232.4773 | 240.1037 | 248.6419 | 259.2958 | 266.1282 | 271.3594 | 280.7262 | 289.5094
CDP19 | NSW | SNW | Offshore wind | 0 | 0 | 0 | 0 | 0 | 0 | 0 | 0 | 0 | 0 | 0 | 0 | 0 | 0 | 0 | 0 | 0 | 0 | 0 | 0 | 0 | 0 | 0 | 0 | 0 | 0 | 0 | 0
CDP19 | NSW | SNW | Wind | 0 | 0 | 0 | 0 | 0 | 0 | 0 | 0 | 0 | 0 | 0 | 0 | 0 | 0 | 0 | 0 | 0 | 0 | 0 | 0 | 0 | 0 | 0 | 0 | 0 | 0 | 0 | 0
CDP19 | NSW | SNW | Utility solar | 0 | 0 | 0 | 0 | 0 | 0 | 0 | 0 | 0 | 0 | 0 | 0 | 0 | 0 | 0 | 0 | 0 | 0 | 0 | 0 | 0 | 0 | 0 | 0 | 0 | 0 | 0 | 0
CDP19 | NSW | SNW | Distributed PV | 4711.8926 | 4899.8671 | 5101.4499 | 5464.9574 | 5880.7926 | 6307.2576 | 6705.1023 | 7062.8221 | 7381.5716 | 7671.0896 | 7947.7897 | 8185.5984 | 8342.0996 | 8459.8366 | 8588.8595 | 8727.2997 | 8837.225 | 8945.2228 | 9071.2788 | 9209.3908 | 9321.3523 | 9430.913 | 9560.0224 | 9701.0611 | 9815.0944 | 9930.3552 | 10063.7426 | 10218.7569
CDP19 | NSW | SNW | Other renewable fuels | 0 | 0 | 0 | 0 | 0 | 0 | 0 | 0 | 0 | 0 | 0 | 0 | 0 | 0 | 0 | 0 | 0 | 0 | 0 | 0 | 0 | 0 | 0 | 0 | 0 | 482.8276 | 451.4766 | 289.1354
CDP19 | NSW | SNW | DSP | 7.8588e-07 | 1.8555 | 8.9812e-07 | 1.1815 | 15.5885 | 83.6734 | 39.0155 | 1.7427e-06 | 2.1696e-06 | 5.049 | 13.4912 | 8.2 | 50.36 | 20.061 | 4.1715 | 13.4577 | 96.9086 | 33.314 | 9.4191 | 19.412 | 15.1725 | 1.7325 | 22.26 | 26.8205 | 47.0209 | 10.547 | 112.8624 | 88.3654
CDP19 | NSW | SNW | Utility storage load | -147.8204 | -1862.4586 | -1708.2565 | -1889.703 | -2470.8976 | -4002.4771 | -3291.5635 | -3281.9664 | -3600.7255 | -3602.5583 | -3604.9433 | -3657.7062 | -3824.5183 | -4031.9879 | -3918.794 | -3904.5774 | -3611.6855 | -3762.4541 | -4021.3643 | -4036.0851 | -3704.1919 | -1949.1512 | -2138.9856 | -2200.0243 | -2176.8992 | -1558.6952 | -1572.4974 | -1624.9931
CDP19 | NSW | SNW | Coordinated CER storage load | -35.1464 | -44.98 | -56.6634 | -69.411 | -84.6838 | -100.9164 | -118.5477 | -140.2913 | -169.913 | -202.9746 | -241.6934 | -298.1412 | -353.9871 | -438.9707 | -504.8988 | -574.5465 | -621.5186 | -692.7647 | -799.5376 | -951.6483 | -987.0799 | -1146.8336 | -1369.3574 | -1492.9062 | -1671.8556 | -1820.4717 | -1863.9814 | -2053.5722
CDP19 | NSW | SNW | Passive CER storage load | -85.5652 | -93.9503 | -101.0255 | -109.0216 | -116.8136 | -124.582 | -135.9242 | -145.3273 | -154.6674 | -164.2906 | -174.9227 | -186.5939 | -197.9037 | -208.3743 | -220.5481 | -231.9133 | -240.7529 | -250.728 | -259.3774 | -267.2642 | -275.51 | -284.9379 | -295.0449 | -307.0351 | -315.5215 | -322.6188 | -332.1569 | -343.7389
CDP19 | QLD | NQ | Black coal | 0 | 0 | 0 | 0 | 0 | 0 | 0 | 0 | 0 | 0 | 0 | 0 | 0 | 0 | 0 | 0 | 0 | 0 | 0 | 0 | 0 | 0 | 0 | 0 | 0 | 0 | 0 | 0
CDP19 | QLD | NQ | Mid-merit gas | 203.2491 | 205.2718 | 17.271 | 13.7483 | 28.5958 | 8.9001 | 17.5717 | 8.3889 | 38.8435 | 45.0941 | 31.4859 | 21.7169 | 48.1657 | 44.9158 | 28.4359 | 119.7316 | 202.0034 | 125.6138 | 140.3682 | 111.4021 | 155.9238 | 87.547 | 0 | 0 | 0 | 0 | 0 | 0
CDP19 | QLD | NQ | Flexible gas with CCS | 0 | 0 | 0 | 0 | 0 | 0 | 0 | 0 | 0 | 0 | 0 | 0 | 0 | 0 | 0 | 0 | 0 | 0 | 0 | 0 | 0 | 0 | 0 | 0 | 0 | 0 | 0 | 0
CDP19 | QLD | NQ | Flexible gas | 0 | 0 | 0 | 0 | 0 | 0 | 0 | 0 | 1.3612 | 1.175e-09 | 3.91e-09 | 1.0653 | 0.47921 | 4.7375e-08 | 1.035e-09 | 0.03706 | 1.641e-08 | 1.139e-08 | 4.86e-09 | 9.43e-09 | 0 | 0 | 0 | 0 | 0 | 0 | 0 | 0
CDP19 | QLD | NQ | Hydro | 309.1896 | 160.8939 | 232.3698 | 232.7106 | 185.1137 | 279.7378 | 299.4566 | 248.6631 | 214.1129 | 253.0374 | 199.9267 | 127.239 | 181.5262 | 76.7658 | 165.0364 | 80.9464 | 93.5647 | 114.9704 | 0 | 0 | 0 | 0 | 0 | 0 | 0 | 0 | 0 | 0
CDP19 | QLD | NQ | Utility storage | 224.1642 | 463.6188 | 569.0708 | 523.7751 | 564.5261 | 841.8348 | 690.091 | 691.5202 | 743.6196 | 837.5563 | 778.367 | 782.441 | 841.3117 | 862.0593 | 845.854 | 844.1611 | 814.1273 | 818.2207 | 829.9719 | 857.3081 | 813.8844 | 846.7315 | 533.4123 | 568.0593 | 899.334 | 992.9464 | 989.9715 | 988.8836
CDP19 | QLD | NQ | Coordinated CER storage | 3.7025 | 4.8307 | 6.119 | 7.6948 | 9.5234 | 11.6678 | 13.7589 | 16.3557 | 19.7032 | 23.7598 | 27.276 | 33.0637 | 38.6715 | 44.9882 | 52.3019 | 58.6207 | 64.7931 | 72.2414 | 82.4149 | 94.1471 | 100.6269 | 113.793 | 129.446 | 144.3845 | 156.9823 | 174.825 | 180.2779 | 188.0765
CDP19 | QLD | NQ | Passive CER storage | 7.8983 | 8.9015 | 9.8572 | 10.8967 | 11.9899 | 13.0913 | 14.6095 | 15.9655 | 17.2986 | 18.8163 | 20.3749 | 22.1566 | 23.8494 | 25.5681 | 27.3346 | 29.213 | 30.5814 | 32.1658 | 33.4967 | 34.9698 | 36.3326 | 37.8586 | 39.5466 | 41.5898 | 43.035 | 44.1319 | 45.8801 | 47.4763
CDP19 | QLD | NQ | Offshore wind | 0 | 0 | 0 | 0 | 0 | 0 | 0 | 0 | 0 | 0 | 0 | 0 | 0 | 0 | 0 | 0 | 0 | 0 | 0 | 0 | 0 | 0 | 0 | 0 | 0 | 0 | 0 | 0
CDP19 | QLD | NQ | Wind | 1065.1685 | 1036.1332 | 1062.9727 | 5217.1797 | 6162.5452 | 8890.8479 | 8383.2022 | 8940.0722 | 9195.0602 | 10116.2122 | 9788.2477 | 8981.2856 | 10107.7281 | 10612.3435 | 10736.0019 | 10161.4534 | 9944.7517 | 9398.5833 | 9485.9477 | 10611.8691 | 11249.1655 | 11637.753 | 11826.172 | 12064.5791 | 11512.374 | 10901.1903 | 11663.1492 | 12449.2775
CDP19 | QLD | NQ | Utility solar | 1295.618 | 1392.6291 | 1290.0509 | 1266.8298 | 1196.128 | 1011.4832 | 1027.0879 | 1173.9608 | 1228.2271 | 1147.5372 | 1247.4277 | 1278.2152 | 1199.0486 | 1115.6913 | 1114.1403 | 1172.2393 | 1116.9035 | 1554.6382 | 1383.1951 | 1146.8598 | 1133.2333 | 1243.2787 | 1208.6996 | 935.3603 | 982.1759 | 1567.8048 | 1319.4615 | 1300.2168
CDP19 | QLD | NQ | Distributed PV | 890.6838 | 933.0996 | 966.2641 | 1008.0842 | 1073.5389 | 1130.3381 | 1177.689 | 1223.6016 | 1257.4637 | 1292.358 | 1322.4242 | 1351.3797 | 1366.6988 | 1386.523 | 1406.3077 | 1427.8995 | 1446.4485 | 1469.534 | 1490.6694 | 1518.8556 | 1536.7492 | 1560.7993 | 1584.1359 | 1613.9356 | 1633.642 | 1662.3734 | 1692.196 | 1728.5245
CDP19 | QLD | NQ | Other renewable fuels | 0 | 0 | 0 | 0 | 0 | 0 | 0 | 0 | 0 | 0 | 0 | 0 | 0 | 0 | 0 | 0 | 0 | 0 | 0 | 0 | 0 | 0 | 0 | 0 | 0 | 0 | 0 | 0
CDP19 | QLD | NQ | DSP | 0 | 0 | 0 | 0 | 0 | 0 | 0 | 0 | 0 | 0 | 0 | 0 | 0 | 0 | 0 | 0 | 0 | 0 | 0 | 0 | 0 | 0 | 0 | 0 | 0 | 0 | 0 | 0
CDP19 | QLD | NQ | Utility storage load | -281.8218 | -584.6571 | -709.8895 | -682.4942 | -788.5506 | -1350.1602 | -894.3295 | -882.8754 | -951.9284 | -1112.1978 | -1015.1152 | -991.5822 | -1118.8896 | -1141.7346 | -1112.9511 | -1104.5197 | -1074.7643 | -1074.6006 | -1091.9013 | -1131.5099 | -1134.4461 | -1174.1688 | -834.3044 | -915.0605 | -1307.9476 | -1431.632 | -1441.5524 | -1471.4093
CDP19 | QLD | NQ | Coordinated CER storage load | -3.7025 | -4.8307 | -6.1227 | -7.6957 | -9.5187 | -11.6678 | -13.9284 | -16.7654 | -20.623 | -25.3897 | -29.284 | -36.1586 | -42.9451 | -50.4167 | -59.4735 | -66.7181 | -74.1167 | -83.2789 | -96.0502 | -111.3382 | -118.3764 | -135.2993 | -155.4429 | -174.5103 | -190.4021 | -213.4169 | -219.985 | -229.9958
CDP19 | QLD | NQ | Passive CER storage load | -9.0958 | -10.2402 | -11.3564 | -12.5167 | -13.7673 | -15.0267 | -16.7301 | -18.3385 | -19.8913 | -21.5543 | -23.4129 | -25.4463 | -27.3352 | -29.3526 | -31.3736 | -33.392 | -35.0567 | -36.7595 | -38.3701 | -40.0687 | -41.5473 | -43.3666 | -45.2576 | -47.4699 | -49.2828 | -50.516 | -52.2872 | -54.2445
CDP19 | QLD | GG | Black coal | 2943.36 | 2951.3564 | 2967.797 | 1803.732 | 1808.1835 | 1491.2807 | 630.944 | 0 | 0 | 0 | 0 | 0 | 0 | 0 | 0 | 0 | 0 | 0 | 0 | 0 | 0 | 0 | 0 | 0 | 0 | 0 | 0 | 0
CDP19 | QLD | GG | Mid-merit gas | 790.803 | 868.8509 | 832.3193 | 841.7347 | 842.0008 | 829.8622 | 26.5616 | 12.3289 | 119.5627 | 249.768 | 123.5276 | 128.3444 | 300.3696 | 221.4886 | 155.6376 | 368.9815 | 444.0781 | 321.956 | 371.5183 | 386.7155 | 377.4902 | 353.5822 | 339.2442 | 333.8836 | 247.699 | 200.9638 | 0 | 0
CDP19 | QLD | GG | Flexible gas with CCS | 0 | 0 | 0 | 0 | 0 | 0 | 0 | 0 | 0 | 0 | 0 | 0 | 0 | 0 | 0 | 0 | 0 | 0 | 0 | 0 | 0 | 0 | 0 | 0 | 0 | 0 | 0 | 0
CDP19 | QLD | GG | Flexible gas | 0 | 0 | 0 | 0 | 0 | 0 | 4.1607e-07 | 7.1849e-07 | 3.0154e-06 | 1.9364e-05 | 1.5063e-05 | 1.6439e-05 | 3.6145e-05 | 2.8564e-05 | 8.4313e-06 | 1.8288e-05 | 4.1982e-05 | 2.7633e-05 | 2.6902e-05 | 2.8352e-05 | 2.8296e-05 | 7.7651e-06 | 2.7883e-05 | 2.5825e-05 | 1.6648e-05 | 9.3453e-06 | 3.623e-05 | 3.8487e-05
CDP19 | QLD | GG | Hydro | 0 | 0 | 0 | 0 | 0 | 0 | 0 | 0 | 0 | 0 | 0 | 0 | 0 | 0 | 0 | 0 | 0 | 0 | 0 | 0 | 0 | 0 | 0 | 0 | 0 | 0 | 0 | 0
CDP19 | QLD | GG | Utility storage | 0 | 42.9243 | 95.6271 | 116.5178 | 110.6784 | 420.4409 | 236.4009 | 210.9574 | 222.6353 | 251.8344 | 217.4684 | 222.8604 | 264.2708 | 281.4493 | 254.3909 | 268.8613 | 239.0766 | 244.763 | 287.1025 | 272.3405 | 203.3108 | 0.00045777 | 67.0871 | 176.025 | 181.2944 | 816.6642 | 816.1331 | 1297.3498
CDP19 | QLD | GG | Coordinated CER storage | 0.20226 | 0.2661 | 0.33635 | 0.425 | 0.52154 | 0.65425 | 0.79962 | 0.992 | 1.263 | 1.6201 | 1.8399 | 2.37 | 2.8636 | 3.469 | 4.0838 | 4.6226 | 5.0963 | 5.722 | 6.8797 | 7.8443 | 8.1704 | 9.6707 | 10.9773 | 12.2748 | 14.1 | 15.9207 | 16.3889 | 16.8345
CDP19 | QLD | GG | Passive CER storage | 0.43375 | 0.49115 | 0.5429 | 0.6111 | 0.66737 | 0.73538 | 0.82193 | 0.90112 | 0.98625 | 1.0827 | 1.1807 | 1.2893 | 1.3971 | 1.5064 | 1.6163 | 1.7374 | 1.8244 | 1.9283 | 2.0181 | 2.1123 | 2.2029 | 2.3052 | 2.4175 | 2.547 | 2.6413 | 2.7129 | 2.8267 | 2.9272
CDP19 | QLD | GG | Offshore wind | 0 | 0 | 0 | 0 | 0 | 0 | 0 | 0 | 0 | 0 | 0 | 0 | 0 | 0 | 0 | 0 | 0 | 0 | 0 | 0 | 0 | 0 | 0 | 0 | 0 | 0 | 0 | 0
CDP19 | QLD | GG | Wind | 0 | 0 | 0 | 0 | 0 | 0 | 0 | 0 | 0 | 0 | 0 | 0 | 0 | 0 | 0 | 0 | 0 | 0 | 0 | 0 | 0 | 0 | 0 | 0 | 0 | 0 | 0 | 0
CDP19 | QLD | GG | Utility solar | 0 | 0 | 0 | 0 | 0 | 0 | 0 | 0 | 0 | 0 | 0 | 0 | 0 | 0 | 0 | 0 | 0 | 0 | 0 | 0 | 0 | 0 | 0 | 0 | 0 | 0 | 0 | 0
CDP19 | QLD | GG | Distributed PV | 83.1873 | 85.9307 | 89.0592 | 93.8754 | 98.1305 | 103.0181 | 107.804 | 112.3773 | 116.1806 | 119.6898 | 122.8667 | 125.7195 | 127.7035 | 129.6922 | 131.5994 | 134.0671 | 135.8587 | 138.2141 | 140.6638 | 143.1481 | 145.0607 | 147.4519 | 150.0271 | 152.6645 | 154.6545 | 157.2475 | 160.5535 | 164.0285
CDP19 | QLD | GG | Other renewable fuels | 0 | 0 | 0 | 0 | 0 | 0 | 0 | 0 | 0 | 0 | 0 | 0 | 0 | 0 | 0 | 0 | 0 | 0 | 0 | 0 | 0 | 0 | 0 | 0 | 0 | 0 | 0 | 0
CDP19 | QLD | GG | DSP | 0 | 0 | 0 | 0 | 0 | 0 | 0 | 0 | 0 | 0 | 0 | 0 | 0 | 0 | 0 | 0 | 0 | 0 | 0 | 0 | 0 | 0 | 0 | 0 | 0 | 0 | 0 | 0
CDP19 | QLD | GG | Utility storage load | 0 | -51.1003 | -114.2783 | -138.7117 | -131.76 | -500.0886 | -281.4297 | -251.1399 | -265.0421 | -299.8029 | -259.3186 | -264.8824 | -314.6082 | -335.0588 | -303.2828 | -319.6367 | -284.615 | -291.3846 | -341.7888 | -324.6515 | -241.6003 | -0.00054096 | -78.9183 | -207.0678 | -213.4092 | -960.5438 | -960.5655 | -1538.4936
CDP19 | QLD | GG | Coordinated CER storage load | -0.20226 | -0.2661 | -0.33656 | -0.42506 | -0.5216 | -0.65394 | -0.82009 | -1.0452 | -1.3748 | -1.8207 | -2.068 | -2.7404 | -3.3673 | -4.1456 | -4.94 | -5.5886 | -6.1818 | -6.9923 | -8.5124 | -9.8215 | -10.1232 | -12.1576 | -13.8852 | -15.5987 | -18.0673 | -20.527 | -21.1364 | -21.6529
CDP19 | QLD | GG | Passive CER storage load | -0.49951 | -0.56501 | -0.62547 | -0.70194 | -0.76631 | -0.8441 | -0.94124 | -1.0351 | -1.1341 | -1.2402 | -1.3568 | -1.4807 | -1.6013 | -1.7294 | -1.8552 | -1.9859 | -2.0914 | -2.2036 | -2.3117 | -2.4203 | -2.5191 | -2.6406 | -2.7666 | -2.9072 | -3.0247 | -3.1053 | -3.2214 | -3.3445
CDP19 | QLD | CQ | Black coal | 11700.4543 | 12723.9568 | 14347.4704 | 7449.4684 | 6480.6826 | 3081.0008 | 5930.8506 | 5777.9471 | 4181.7506 | 4063.2353 | 4191.2431 | 4466.1919 | 4474.7893 | 3582.0364 | 3583.0564 | 4284.7749 | 4425.6644 | 4509.7204 | 4894.5662 | 4748.2272 | 4548.6128 | 4571.7367 | 4363.4891 | 4255.6841 | 4266.3625 | 4591.8814 | 4257.0988 | 0
CDP19 | QLD | CQ | Mid-merit gas | 0 | 0 | 0 | 0 | 0 | 0 | 0 | 0 | 0 | 0 | 0 | 0 | 0 | 0 | 0 | 0 | 0 | 0 | 0 | 0 | 0 | 0 | 0 | 0 | 0 | 0 | 0 | 0
CDP19 | QLD | CQ | Flexible gas with CCS | 0 | 0 | 0 | 0 | 0 | 0 | 0 | 0 | 0 | 0 | 0 | 0 | 0 | 0 | 0 | 0 | 0 | 0 | 0 | 0 | 0 | 0 | 0 | 0 | 0 | 0 | 0 | 0
CDP19 | QLD | CQ | Flexible gas | 0 | 0 | 1.47e-08 | 0.038749 | 2.1702e-07 | 1.6942e-07 | 1.4363 | 0.41678 | 1.2665 | 2.0049 | 0 | 0 | 0 | 0 | 0 | 0 | 0 | 0 | 0 | 0 | 0 | 0 | 0 | 0 | 0 | 0 | 0 | 0
CDP19 | QLD | CQ | Hydro | 0 | 0 | 0 | 0 | 0 | 0 | 0 | 0 | 0 | 0 | 0 | 0 | 0 | 0 | 0 | 0 | 0 | 0 | 0 | 0 | 0 | 0 | 0 | 0 | 0 | 0 | 0 | 0
CDP19 | QLD | CQ | Utility storage | 40.2304 | 36.6612 | 59.5033 | 136.8172 | 163.4826 | 258.9381 | 182.2101 | 167.1118 | 174.8243 | 190.6627 | 169.0399 | 173.0245 | 196.0792 | 211.5732 | 190.0006 | 202.2473 | 187.5682 | 190.296 | 156.3633 | 148.8718 | 120.8608 | 129.5257 | 269.2478 | 148.1514 | 257.3154 | 1654.7688 | 1647.9913 | 2472.3195
CDP19 | QLD | CQ | Coordinated CER storage | 3.3993 | 4.4767 | 5.6544 | 7.1694 | 8.8343 | 10.8126 | 12.9506 | 15.6368 | 19.1518 | 23.6883 | 26.8452 | 33.3342 | 39.4715 | 46.7824 | 54.4356 | 61.3009 | 67.5957 | 75.2226 | 88.4268 | 99.9251 | 104.0087 | 121.4954 | 136.5512 | 153.1214 | 173.3689 | 193.9176 | 199.8767 | 205.6073
CDP19 | QLD | CQ | Passive CER storage | 7.2649 | 8.2429 | 9.1049 | 10.1494 | 11.1216 | 12.1535 | 13.617 | 14.8902 | 16.1978 | 17.7002 | 19.2237 | 20.9226 | 22.6054 | 24.2909 | 26.0235 | 27.8933 | 29.2325 | 30.8205 | 32.1652 | 33.6167 | 35.0164 | 36.548 | 38.2373 | 40.233 | 41.689 | 42.7748 | 44.484 | 46.003
CDP19 | QLD | CQ | Offshore wind | 0 | 0 | 0 | 0 | 0 | 0 | 0 | 0 | 0 | 0 | 0 | 0 | 0 | 0 | 0 | 0 | 0 | 0 | 0 | 0 | 0 | 0 | 0 | 0 | 0 | 0 | 0 | 0
CDP19 | QLD | CQ | Wind | 884.0641 | 1173.3984 | 1292.5047 | 2866.9783 | 4191.5631 | 4519.6754 | 4170.1414 | 4321.8143 | 4369.641 | 7304.4472 | 7208.6603 | 6798.1468 | 7033.3142 | 6873.2698 | 7905.5247 | 6702.9436 | 7328.6421 | 7066.2304 | 6817.8856 | 7256.265 | 8723.4844 | 8563.1018 | 8890.6138 | 9283.754 | 8767.5279 | 7696.5256 | 7965.6749 | 7927.174
CDP19 | QLD | CQ | Utility solar | 2049.4267 | 2146.1206 | 2000.3281 | 2253.0217 | 2155.9225 | 2288.597 | 1730.59 | 1977.7731 | 2052.5016 | 2028.8578 | 2148.1851 | 2134.6638 | 2027.6573 | 2074.0776 | 2068.7174 | 2148.6712 | 2083.1819 | 2861.4432 | 2684.5645 | 2843.6633 | 2259.0074 | 2553.3457 | 2568.787 | 3048.4619 | 5717.2887 | 8591.5516 | 9862.6924 | 13163.9651
CDP19 | QLD | CQ | Distributed PV | 983.4528 | 1015.8314 | 1049.9894 | 1099.5409 | 1147.7856 | 1214.1964 | 1273.2899 | 1322.5909 | 1366.4737 | 1411.0047 | 1452.5752 | 1484.7024 | 1513.4651 | 1542.6319 | 1573.6127 | 1602.9355 | 1628.0199 | 1660.5557 | 1693.308 | 1723.4366 | 1751.2723 | 1783.2996 | 1817.4165 | 1849.4621 | 1878.748 | 1913.7379 | 1953.8785 | 1991.6066
CDP19 | QLD | CQ | Other renewable fuels | 0 | 0 | 0 | 0 | 0 | 0 | 0 | 0 | 0 | 0 | 0 | 0 | 0 | 0 | 0 | 0 | 0 | 0 | 0 | 0 | 0 | 0 | 0 | 0 | 0 | 0 | 0 | 0
CDP19 | QLD | CQ | DSP | 0 | 0 | 0 | 0 | 0 | 0 | 0 | 0 | 0 | 0 | 0 | 0 | 0 | 0 | 0 | 0 | 0 | 0 | 0 | 0 | 0 | 0 | 0 | 0 | 0 | 0 | 0 | 0
CDP19 | QLD | CQ | Utility storage load | -47.8933 | -43.6443 | -70.9464 | -162.8777 | -194.6222 | -307.8232 | -216.9169 | -198.9427 | -208.1242 | -226.9795 | -201.6578 | -205.5621 | -233.4277 | -251.873 | -226.6278 | -240.3343 | -223.2955 | -226.543 | -186.1469 | -177.5557 | -143.5547 | -154.1974 | -318.8011 | -174.2786 | -317.8719 | -2061.9999 | -2061.1251 | -3093.3274
CDP19 | QLD | CQ | Coordinated CER storage load | -3.3993 | -4.4767 | -5.6578 | -7.1703 | -8.8353 | -10.8072 | -13.1621 | -16.1909 | -20.3059 | -25.7677 | -29.2043 | -37.1661 | -44.682 | -53.7654 | -63.311 | -71.3312 | -78.9481 | -88.4693 | -105.4286 | -120.573 | -124.0731 | -147.2527 | -166.6814 | -188.1148 | -214.8348 | -242.0679 | -249.5646 | -256.1808
CDP19 | QLD | CQ | Passive CER storage load | -8.3663 | -9.4825 | -10.4898 | -11.6583 | -12.7703 | -13.9503 | -15.5935 | -17.1034 | -18.6254 | -20.2758 | -22.0901 | -24.0291 | -25.9093 | -27.8864 | -29.8687 | -31.8835 | -33.5104 | -35.222 | -36.8449 | -38.5184 | -40.0421 | -41.8653 | -43.7592 | -45.9213 | -47.7414 | -48.9625 | -50.6961 | -52.5612
CDP19 | QLD | SQ | Black coal | 21353.6441 | 21128.2587 | 21428.8463 | 17018.0145 | 15333.5134 | 11409.5003 | 14519.6673 | 13719.7333 | 13208.2713 | 8968.3127 | 5024.0047 | 5181.054 | 5092.4767 | 4604.8129 | 5066.1414 | 5140.7891 | 5221.4516 | 5231.0249 | 5295.6003 | 5153.2956 | 5188.1236 | 5094.8488 | 5165.9525 | 4941.6995 | 4859.1876 | 5143.4217 | 5034.8186 | 0
CDP19 | QLD | SQ | Mid-merit gas | 1550.1595 | 1930.363 | 417.7273 | 285.8721 | 451.1767 | 236.4257 | 274.3903 | 145.7496 | 1071.3762 | 2126.1259 | 1463.9604 | 1360.9544 | 1091.3171 | 740.65 | 444.9863 | 788.6544 | 1027.6787 | 460.3178 | 271.1225 | 370.5991 | 338.1905 | 0 | 0 | 0 | 0 | 0 | 0 | 0
CDP19 | QLD | SQ | Flexible gas with CCS | 0 | 0 | 0 | 0 | 0 | 0 | 0 | 0 | 0 | 0 | 0 | 0 | 0 | 0 | 0 | 0 | 0 | 0 | 0 | 0 | 0 | 0 | 0 | 0 | 0 | 0 | 0 | 0
CDP19 | QLD | SQ | Flexible gas | 74.0082 | 34.4654 | 4.4569 | 14.0483 | 13.0398 | 120.1722 | 132.0165 | 17.9503 | 145.1815 | 666.9229 | 541.8714 | 342.0105 | 1054.5053 | 812.1236 | 531.4996 | 1382.1188 | 4406.6565 | 3137.685 | 3427.394 | 4431.5678 | 4053.6197 | 4782.6978 | 5750.7492 | 5750.462 | 3141.4572 | 2206.794 | 4795.3539 | 5029.5271
CDP19 | QLD | SQ | Hydro | 0 | 0 | 0 | 0 | 0 | 0 | 0 | 0 | 0 | 0 | 0 | 0 | 0 | 0 | 0 | 0 | 0 | 0 | 0 | 0 | 0 | 0 | 0 | 0 | 0 | 0 | 0 | 0
CDP19 | QLD | SQ | Utility storage | 1248.0336 | 1177.5499 | 1092.4377 | 1076.5394 | 1323.433 | 2019.0927 | 1539.432 | 1446.7785 | 1566.3013 | 1721.6512 | 5784.1364 | 6160.945 | 6256.1767 | 6482.8189 | 6336.6982 | 6240.8589 | 5800.7625 | 5725.0432 | 6125.6664 | 6187.4157 | 5329.0653 | 5356.8633 | 6159.1064 | 6439.3557 | 6619.3864 | 7175.7676 | 7048.3768 | 7169.6249
CDP19 | QLD | SQ | Coordinated CER storage | 17.982 | 23.8069 | 30.528 | 38.6782 | 47.9522 | 59.2653 | 72.4246 | 89.2601 | 110.4615 | 137.8284 | 156.2366 | 193.1267 | 229.7359 | 278.2653 | 324.9911 | 367.4178 | 408.1176 | 443.258 | 521.6972 | 599.3566 | 615.86 | 736.6365 | 822.7409 | 922.9078 | 1047.0396 | 1190.8517 | 1204.1737 | 1278.4464
CDP19 | QLD | SQ | Passive CER storage | 38.5258 | 43.8968 | 49.0034 | 54.5739 | 60.1823 | 66.4877 | 74.7743 | 82.1543 | 89.5117 | 97.9153 | 106.4969 | 116.2022 | 125.6895 | 135.4263 | 145.4256 | 156.0927 | 163.6411 | 172.4096 | 179.9223 | 187.9841 | 195.7875 | 204.5517 | 214.2855 | 225.8 | 234.2198 | 240.7642 | 250.8429 | 259.8486
CDP19 | QLD | SQ | Offshore wind | 0 | 0 | 0 | 0 | 0 | 0 | 0 | 0 | 0 | 0 | 0 | 0 | 0 | 0 | 0 | 0 | 0 | 0 | 0 | 0 | 0 | 0 | 0 | 0 | 0 | 0 | 0 | 0
CDP19 | QLD | SQ | Wind | 4637.1981 | 6192.8781 | 6567.3991 | 11517.3842 | 13849.6521 | 13984.3729 | 13363.8493 | 13165.492 | 13519.064 | 13649.9908 | 16098.7949 | 15128.4616 | 15313.0784 | 16066.2303 | 16927.3691 | 15410.2185 | 16357.6603 | 16817.7157 | 16134.347 | 16167.7571 | 14906.7372 | 14582.8407 | 14782.2079 | 14088.5086 | 23855.2776 | 22507.7851 | 21931.7208 | 23478.5703
CDP19 | QLD | SQ | Utility solar | 4587.8581 | 4800.644 | 4775.9448 | 4628.4322 | 4555.766 | 4738.3955 | 3799.1545 | 4277.7145 | 4511.6513 | 5510.6729 | 11576.2744 | 14168.685 | 13762.79 | 14010.3664 | 14069.7211 | 14344.2945 | 13721.6972 | 12881.4483 | 15530.7264 | 16677.2741 | 13709.7534 | 16974.0374 | 16683.2013 | 18161.6968 | 17508.3666 | 21654.9006 | 21501.5474 | 23620.6352
CDP19 | QLD | SQ | Distributed PV | 5990.8471 | 6184.3421 | 6391.0577 | 6675.4064 | 6948.9149 | 7246.6104 | 7553.5439 | 7854.8235 | 8099.4155 | 8344.1878 | 8574.7168 | 8791.3445 | 8944.2099 | 9112.954 | 9288.9666 | 9482.3526 | 9632.6932 | 9808.7105 | 9994.2533 | 10193.5007 | 10350.6777 | 10536.484 | 10729.2197 | 10938.4931 | 11106.4424 | 11313.678 | 11537.6324 | 11787.4518
CDP19 | QLD | SQ | Other renewable fuels | 0 | 0 | 0 | 0 | 0 | 0 | 0 | 0 | 0 | 0 | 0 | 0 | 0 | 0 | 0 | 0 | 0 | 0 | 0 | 0 | 0 | 0 | 0 | 0 | 0 | 0 | 458.9213 | 320.0706
CDP19 | QLD | SQ | DSP | 7.5786e-07 | 7.9517e-07 | 8.5755e-07 | 1.1143e-06 | 1.4348e-06 | 2.3625e-06 | 0.82844 | 0.4861 | 2.4 | 0.82397 | 7.5205 | 2.3085 | 10.1033 | 7.6283 | 2.4677 | 1.1971 | 29.2295 | 17.141 | 1.395 | 3.039 | 6.0165 | 0.386 | 9.399 | 0.895 | 15.3381 | 3.4711 | 51.2318 | 105.7436
CDP19 | QLD | SQ | Utility storage load | -1687.8916 | -1545.0598 | -1410.0181 | -1377.4881 | -1763.4042 | -2803.8421 | -2014.864 | -1888.2298 | -2043.2567 | -2257.3861 | -7582.0353 | -8041.2607 | -8228.6372 | -8518.8358 | -8342.1893 | -8153.2216 | -7630.6127 | -7519.8433 | -8027.0947 | -8181.1629 | -6991.3624 | -7053.3117 | -8052.3075 | -8495.8215 | -8675.314 | -9367.8205 | -9254.1508 | -9446.0175
CDP19 | QLD | SQ | Coordinated CER storage load | -17.982 | -23.8069 | -30.5465 | -38.683 | -47.9578 | -59.2365 | -74.1098 | -93.5594 | -118.7594 | -152.374 | -172.4358 | -217.8933 | -263.1326 | -324.6445 | -383.6142 | -433.9426 | -484.3568 | -526.8989 | -628.229 | -732.5316 | -742.5316 | -905.354 | -1016.5045 | -1147.9364 | -1310.2227 | -1503.5091 | -1517.0556 | -1613.6412
CDP19 | QLD | SQ | Passive CER storage load | -44.3668 | -50.498 | -56.4569 | -62.687 | -69.1038 | -76.3172 | -85.6279 | -94.3651 | -102.9273 | -112.1632 | -122.3762 | -133.4555 | -144.0599 | -155.4718 | -166.9135 | -178.4222 | -187.5884 | -197.0317 | -206.0993 | -215.394 | -223.8881 | -234.3118 | -245.2308 | -257.7243 | -268.2238 | -275.5925 | -285.8727 | -296.8927
CDP19 | VIC | VIC | Brown coal | 32180.7419 | 28061.6013 | 27405.7307 | 24211.8995 | 18279.1307 | 15029.0585 | 16317.1423 | 13355.344 | 10061.1423 | 6211.1863 | 2850.7952 | 3434.2127 | 3401.4027 | 2972.4874 | 3476.5827 | 3317.5565 | 3398.1547 | 3323.2597 | 3378.8411 | 3439.9708 | 3207.9872 | 3434.6741 | 3410.3485 | 0 | 0 | 0 | 0 | 0
CDP19 | VIC | VIC | Mid-merit gas | 76.7713 | 131.3434 | 70.4104 | 56.7202 | 0 | 0 | 0 | 0 | 0 | 0 | 0 | 0 | 0 | 0 | 0 | 0 | 0 | 0 | 0 | 0 | 0 | 0 | 0 | 0 | 0 | 0 | 0 | 0
CDP19 | VIC | VIC | Flexible gas with CCS | 0 | 0 | 0 | 0 | 0 | 0 | 0 | 0 | 0 | 0 | 0 | 0 | 0 | 0 | 0 | 0 | 0 | 0 | 0 | 0 | 0 | 0 | 0 | 0 | 0 | 0 | 0 | 0
CDP19 | VIC | VIC | Flexible gas | 49.1853 | 92.1763 | 41.6612 | 33.8232 | 286.0125 | 63.9 | 25.2143 | 4.724e-06 | 3.3662e-06 | 67.5444 | 25.4222 | 53.1726 | 167.6954 | 153.2854 | 57.33 | 60.2091 | 199.0709 | 200.2759 | 217.0181 | 364.5009 | 201.977 | 183.207 | 377.1317 | 441.7704 | 455.786 | 191.3832 | 668.6207 | 788.0319
CDP19 | VIC | VIC | Hydro | 2506.1085 | 1230.2482 | 1311.5154 | 3417.6695 | 2065.6135 | 4037.7257 | 2206.363 | 974.1688 | 3294.6042 | 3198.7959 | 3272.1535 | 2386.8226 | 2767.5294 | 1843.6705 | 2298.8848 | 2162.3454 | 3417.0861 | 2163.5235 | 2056.7772 | 2166.7947 | 2176.9343 | 1874.2209 | 2468.95 | 2629.0079 | 3065.8098 | 2412.295 | 2901.1066 | 2043.3434
CDP19 | VIC | VIC | Utility storage | 391.7361 | 1149.0742 | 1918.6552 | 2613.6924 | 3000.2094 | 3912.9678 | 3249.2586 | 4096.3008 | 4224.0098 | 4122.8073 | 4312.7039 | 4027.2635 | 4624.9655 | 5469.4982 | 5424.2246 | 6184.7564 | 5413.5141 | 5158.744 | 5206.2434 | 4873.6656 | 5230.5075 | 4637.4473 | 4119.912 | 3888.0719 | 3949.8471 | 3748.5969 | 3222.4378 | 3289.1153
CDP19 | VIC | VIC | Coordinated CER storage | 46.2591 | 62.9918 | 81.0062 | 102.3024 | 127.7938 | 157.0901 | 184.4597 | 218.1877 | 257.9855 | 302.347 | 350.8876 | 418.6408 | 482.2417 | 570.8412 | 657.3589 | 748.8913 | 828.853 | 922.9972 | 1015.9818 | 1143.2414 | 1245.1736 | 1395.9834 | 1565.8218 | 1716.5173 | 1871.9198 | 2029.702 | 2096.0105 | 2294.7932
CDP19 | VIC | VIC | Passive CER storage | 93.9153 | 103.8346 | 113.4315 | 124.1343 | 134.0189 | 145.1892 | 159.9523 | 173.6821 | 187.2958 | 202.3336 | 217.0562 | 234.2369 | 249.6964 | 267.2425 | 284.5038 | 301.8728 | 315.2069 | 328.6875 | 342.6232 | 356.7102 | 370.6288 | 384.4636 | 401.0884 | 417.2939 | 433.7507 | 444.3685 | 460.5946 | 476.6569
CDP19 | VIC | VIC | Offshore wind | 0 | 0 | 0 | 0 | 0 | 0 | 4006.8626 | 7928.7901 | 10433.7879 | 13159.7468 | 15265.7697 | 19322.0335 | 23580.9917 | 28349.8742 | 31455.2027 | 36437.0898 | 36711.4812 | 36692.5994 | 35096.7145 | 33972.1496 | 34669.1765 | 34850.0334 | 34965.3568 | 37210.5265 | 34258.4056 | 34468.2013 | 35561.3995 | 37248.605
CDP19 | VIC | VIC | Wind | 13654.9056 | 17094.0559 | 16262.7543 | 17161.3367 | 20219.0635 | 21449.0133 | 20911.5158 | 22410.2757 | 21448.0014 | 22362.9344 | 20775.7939 | 20172.4989 | 19813.2954 | 20309.3191 | 19319.6194 | 19360.1609 | 18852.0915 | 18729.1725 | 17692.4048 | 16375.8348 | 15539.8264 | 13977.7175 | 13360.2282 | 13676.0545 | 14136.2508 | 16247.1586 | 15799.7872 | 16698.0497
CDP19 | VIC | VIC | Utility solar | 2582.3237 | 3075.682 | 3399.5714 | 3593.1465 | 3558.6526 | 3636.2929 | 3160.1718 | 3198.1254 | 3294.3036 | 3255.1145 | 3868.7017 | 3663.0649 | 3461.8218 | 3578.2495 | 3582.4953 | 3352.1131 | 3420.5696 | 3309.4358 | 3330.9708 | 5010.1454 | 6229.2696 | 6617.114 | 6713.9095 | 6302.4169 | 6591.32 | 5758.3613 | 5376.0513 | 5270.7708
CDP19 | VIC | VIC | Distributed PV | 6087.2788 | 6684.1854 | 7294.8864 | 7984.2026 | 8627.0949 | 9196.1307 | 9725.6838 | 10200.0096 | 10651.3504 | 11059.654 | 11465.7127 | 11844.9384 | 12143.6943 | 12364.7146 | 12587.537 | 12816.1806 | 13025.347 | 13207.514 | 13417.6849 | 13652.8559 | 13870.6821 | 14058.9828 | 14279.9745 | 14546.9466 | 14826.3072 | 15089.7889 | 15385.7563 | 15709.2989
CDP19 | VIC | VIC | Other renewable fuels | 0 | 0 | 0 | 0 | 0 | 0 | 0 | 0 | 0 | 0 | 0 | 0 | 0 | 0 | 0 | 0 | 0 | 0 | 0 | 0 | 0 | 0 | 0 | 0 | 0 | 0 | 453.5527 | 255.1166
CDP19 | VIC | VIC | DSP | 0.032001 | 7.7152e-07 | 8.1959e-07 | 1.0603e-06 | 1.188 | 25.6275 | 24.231 | 1.641e-06 | 2.0728e-06 | 10.3189 | 17.0198 | 7.0338 | 41.3314 | 17.3435 | 9.7143 | 9.687 | 63.1015 | 18.5265 | 10.019 | 20.2565 | 12.343 | 2.8144 | 13.658 | 21.9946 | 31.5778 | 10.1303 | 88.4646 | 46.615
CDP19 | VIC | VIC | Utility storage load | -466.3526 | -1367.8193 | -2287.6393 | -3104.2833 | -3565.1595 | -4643.0216 | -3860.9253 | -4874.5488 | -5015.5525 | -4909.5442 | -5118.1991 | -4787.603 | -5508.1836 | -6493.4651 | -6449.5076 | -7354.4126 | -6436.7616 | -6133.3892 | -6189.7979 | -5803.4013 | -6353.7667 | -5661.1362 | -5034.8696 | -4789.0418 | -4832.4141 | -4614.6814 | -3990.9305 | -4097.9316
CDP19 | VIC | VIC | Coordinated CER storage load | -46.2591 | -62.9918 | -81.0557 | -102.3152 | -127.8095 | -157.0121 | -186.6086 | -224.111 | -269.0662 | -320.1256 | -373.9903 | -455.4505 | -530.5884 | -638.1587 | -744.7246 | -854.6773 | -950.5369 | -1065.6888 | -1179.1403 | -1342.6909 | -1459.2974 | -1659.5097 | -1867.9821 | -2063.9725 | -2250.5554 | -2455.0045 | -2530.9285 | -2800.3181
CDP19 | VIC | VIC | Passive CER storage load | -111.762 | -123.3463 | -134.8604 | -147.2779 | -159.5703 | -173.272 | -189.9108 | -206.4594 | -222.8042 | -240.197 | -258.543 | -279.5154 | -296.8716 | -318.266 | -338.6938 | -358.4818 | -376.3814 | -390.4669 | -407.5393 | -424.3066 | -440.6446 | -458.2816 | -479.2543 | -495.4081 | -516.2532 | -529.291 | -547.2171 | -568.9661
CDP19 | SA | CSA | Mid-merit gas | 1825.2765 | 2304.3099 | 1228.74 | 994.0969 | 1619.4494 | 887.6214 | 17.3405 | 4.77 | 0.22632 | 89.5602 | 45.4635 | 84.7381 | 138.4599 | 0 | 0 | 0 | 0 | 0 | 0 | 0 | 0 | 0 | 0 | 0 | 0 | 0 | 0 | 0
CDP19 | SA | CSA | Flexible gas with CCS | 0 | 0 | 0 | 0 | 0 | 0 | 0 | 0 | 0 | 0 | 0 | 0 | 0 | 0 | 0 | 0 | 0 | 0 | 0 | 0 | 0 | 0 | 0 | 0 | 0 | 0 | 0 | 0
CDP19 | SA | CSA | Flexible gas | 5.8124 | 4.241 | 46.3155 | 17.0845 | 12.1299 | 123.0983 | 275.987 | 273.0835 | 680.6128 | 893.4597 | 811.6386 | 754.2359 | 1305.0945 | 814.3099 | 415.499 | 726.4898 | 1143.6533 | 980.8808 | 1208.8187 | 1900.8176 | 1144.3811 | 1200.2286 | 1094.5253 | 680.2083 | 737.3097 | 407.614 | 918.1277 | 516.6304
CDP19 | SA | CSA | Hydro | 0 | 0 | 0 | 0 | 0 | 0 | 0 | 0 | 0 | 0 | 0 | 0 | 0 | 0 | 0 | 0 | 0 | 0 | 0 | 0 | 0 | 0 | 0 | 0 | 0 | 0 | 0 | 0
CDP19 | SA | CSA | Utility storage | 512.0916 | 658.3617 | 994.9045 | 1984.2322 | 2338.8311 | 2938.5911 | 1607.607 | 1671.8489 | 1710.0583 | 1760.7754 | 1627.231 | 1620.4483 | 1829.0069 | 2019.7868 | 1935.3563 | 1958.7257 | 1838.4137 | 1885.9609 | 2035.8457 | 1735.1447 | 1570.6314 | 1363.5029 | 1194.9029 | 1941.4915 | 1936.3184 | 2315.3932 | 2337.9484 | 2435.0408
CDP19 | SA | CSA | Coordinated CER storage | 190.0233 | 211.4632 | 232.0696 | 256.2007 | 280.1128 | 308.0076 | 332.5611 | 360.3716 | 389.7688 | 421.1303 | 457.5223 | 495.2087 | 531.0606 | 573.7589 | 617.7498 | 660.6678 | 695.8759 | 733.9634 | 773.7807 | 829.6288 | 883.2811 | 947.4347 | 1008.7146 | 1047.1468 | 1113.1344 | 1155.786 | 1182.1908 | 1225.0894
CDP19 | SA | CSA | Passive CER storage | 64.0325 | 68.5121 | 72.874 | 77.7255 | 81.7137 | 86.0408 | 91.1661 | 95.9927 | 100.5806 | 105.8509 | 110.6315 | 116.1445 | 120.6524 | 126.1011 | 130.3051 | 135.7589 | 139.2271 | 142.3883 | 145.3068 | 148.8519 | 151.4968 | 154.3978 | 158.1308 | 162.327 | 164.8392 | 167.039 | 171.4898 | 175.3662
CDP19 | SA | CSA | Offshore wind | 0 | 0 | 0 | 0 | 0 | 0 | 0 | 0 | 0 | 0 | 0 | 0 | 0 | 0 | 0 | 0 | 0 | 0 | 0 | 0 | 0 | 0 | 0 | 0 | 0 | 0 | 0 | 0
CDP19 | SA | CSA | Wind | 7208.1936 | 7512.4958 | 7255.8897 | 7659.1164 | 8782.9002 | 8025.6346 | 7778.8033 | 8339.9249 | 8263.981 | 9191.4817 | 8358.921 | 8363.5242 | 7321.7383 | 8295.8503 | 8692.9637 | 7213.5288 | 8680.0151 | 9083.3618 | 8909.5299 | 7585.9272 | 7326.0934 | 7269.5458 | 7618.9134 | 9890.9756 | 9742.0207 | 9717.6557 | 9162.2773 | 10475.8036
CDP19 | SA | CSA | Utility solar | 1175.9071 | 1240.1557 | 1833.8004 | 1677.2448 | 1826.3073 | 1692.0896 | 1766.2071 | 1830.7822 | 1864.009 | 1854.509 | 2485.5491 | 2535.155 | 2426.7941 | 2440.2254 | 2562.4976 | 2603.9703 | 2763.6341 | 2619.106 | 2753.2413 | 3765.4984 | 5670.6294 | 5883.65 | 5575.6344 | 5337.3218 | 5494.2797 | 5570.1434 | 5438.8003 | 5553.4832
CDP19 | SA | CSA | Distributed PV | 3190.3631 | 3260.7863 | 3336.7919 | 3466.2875 | 3610.9779 | 3765.142 | 3919.0203 | 4056.501 | 4171.4374 | 4282.9871 | 4387.5614 | 4474.6656 | 4540.4368 | 4615.8937 | 4699.0323 | 4777.1158 | 4844.1539 | 4922.1799 | 5007.7115 | 5086.4132 | 5151.8572 | 5229.3602 | 5315.6498 | 5398.0969 | 5468.4064 | 5549.6338 | 5639.0507 | 5724.3107
CDP19 | SA | CSA | Other renewable fuels | 0 | 0 | 0 | 0 | 0 | 0 | 0 | 0 | 0 | 0 | 0 | 0 | 0 | 0 | 0 | 0 | 0 | 0 | 0 | 0 | 0 | 0 | 0 | 0 | 0 | 0 | 0 | 0
CDP19 | SA | CSA | DSP | 0.18 | 7.7853e-07 | 8.6091e-07 | 1.1075e-06 | 0.96 | 27.5979 | 21.3382 | 1.6934e-06 | 0.13721 | 8.1254 | 15.8809 | 10.4017 | 35.3795 | 16.3602 | 5.9938 | 10.8038 | 51.8318 | 15.5046 | 7.6699 | 11.9072 | 9.4172 | 1.653 | 10.3297 | 11.8575 | 16.7086 | 6.156 | 54.3532 | 29.618
CDP19 | SA | CSA | Utility storage load | -609.6331 | -783.4368 | -1184.4208 | -2365.6177 | -2784.3746 | -3495.0012 | -1913.8497 | -1993.7112 | -2032.4381 | -2099.5775 | -1933.8327 | -1929.1379 | -2180.3094 | -2401.6661 | -2307.4161 | -2328.4754 | -2188.6244 | -2245.2298 | -2423.667 | -2068.3327 | -1867.1973 | -1625.1319 | -1420.0965 | -2293.3622 | -2280.1806 | -2733.188 | -2748.2945 | -2868.795
CDP19 | SA | CSA | Coordinated CER storage load | -190.0233 | -211.4632 | -232.0696 | -256.3563 | -280.1275 | -307.8373 | -333.0562 | -361.909 | -392.1858 | -425.5518 | -463.6415 | -504.2934 | -542.9213 | -590.4847 | -640.716 | -686.6786 | -725.189 | -767.4485 | -811.4468 | -879.9472 | -941.5976 | -1022.2161 | -1091.6422 | -1134.1122 | -1213.7882 | -1264.2078 | -1289.4693 | -1344.8121
CDP19 | SA | CSA | Passive CER storage load | -74.5534 | -80.106 | -84.9062 | -90.0868 | -94.711 | -99.6282 | -104.9721 | -111.2405 | -116.5182 | -121.7649 | -127.6009 | -133.8318 | -139.592 | -144.8715 | -150.319 | -155.3538 | -159.9965 | -162.6779 | -167.2472 | -170.8245 | -173.1506 | -176.6843 | -181.1201 | -184.9918 | -188.5654 | -191.4455 | -195.1885 | -200.2795
CDP19 | SA | SESA | Mid-merit gas | 0 | 0 | 0 | 0 | 0 | 0 | 0 | 0 | 0 | 0 | 0 | 0 | 0 | 0 | 0 | 0 | 0 | 0 | 0 | 0 | 0 | 0 | 0 | 0 | 0 | 0 | 0 | 0
CDP19 | SA | SESA | Flexible gas with CCS | 0 | 0 | 0 | 0 | 0 | 0 | 0 | 0 | 0 | 0 | 0 | 0 | 0 | 0 | 0 | 0 | 0 | 0 | 0 | 0 | 0 | 0 | 0 | 0 | 0 | 0 | 0 | 0
CDP19 | SA | SESA | Flexible gas | 0.25151 | 1.0196e-07 | 0.84091 | 3.4141e-07 | 3.2581e-07 | 1.006 | 3.2024 | 2.4131e-06 | 4.4412e-06 | 2.091 | 4.5131 | 0 | 0 | 0 | 0 | 0 | 0 | 0 | 0 | 0 | 0 | 0 | 0 | 0 | 0 | 0 | 0 | 0
CDP19 | SA | SESA | Hydro | 0 | 0 | 0 | 0 | 0 | 0 | 0 | 0 | 0 | 0 | 0 | 0 | 0 | 0 | 0 | 0 | 0 | 0 | 0 | 0 | 0 | 0 | 0 | 0 | 0 | 0 | 0 | 0
CDP19 | SA | SESA | Utility storage | 26.5489 | 22.0695 | 22.9606 | 24.7129 | 27.3925 | 33.4363 | 26.3811 | 28.0009 | 27.0909 | 29.4469 | 5.7493e-05 | 5.8375e-05 | 6.2001e-05 | 0.00013278 | 0.00013162 | 0.00013416 | 0.00012936 | 0.00013041 | 0.00012893 | 0.0001399 | 0.00016444 | 0.00015389 | 0.00020803 | 99.8459 | 103.6389 | 99.0771 | 99.4926 | 106.6303
CDP19 | SA | SESA | Coordinated CER storage | 6.7783 | 7.6026 | 8.4036 | 9.3329 | 10.2637 | 11.379 | 12.3858 | 13.4556 | 14.5847 | 15.8431 | 17.415 | 18.9579 | 20.5075 | 22.2308 | 24.0594 | 25.7503 | 27.2255 | 28.7611 | 30.3629 | 32.6465 | 35.1345 | 37.9535 | 40.5107 | 41.9859 | 44.5831 | 46.6187 | 47.6517 | 49.7611
CDP19 | SA | SESA | Passive CER storage | 2.2874 | 2.4649 | 2.6412 | 2.8343 | 2.9964 | 3.1838 | 3.3933 | 3.5799 | 3.7552 | 3.9661 | 4.1842 | 4.4023 | 4.6087 | 4.8211 | 4.9787 | 5.1883 | 5.3234 | 5.4419 | 5.5432 | 5.6917 | 5.8219 | 5.9481 | 6.0969 | 6.2638 | 6.363 | 6.4511 | 6.627 | 6.8022
CDP19 | SA | SESA | Offshore wind | 0 | 0 | 0 | 0 | 0 | 0 | 0 | 0 | 0 | 0 | 0 | 0 | 0 | 0 | 0 | 0 | 0 | 0 | 0 | 0 | 0 | 0 | 0 | 0 | 0 | 0 | 0 | 0
CDP19 | SA | SESA | Wind | 747.9403 | 816.8412 | 719.2338 | 795.5114 | 2425.6402 | 2348.4308 | 2008.3294 | 2156.5689 | 2092.4807 | 2566.5579 | 2316.5943 | 2154.3154 | 2021.8864 | 2170.4323 | 1831.8618 | 1815.3705 | 1677.6447 | 1794.4645 | 1722.8669 | 1640.4444 | 1572.4004 | 1747.2308 | 1637.8336 | 1827.6993 | 1619.2004 | 2311.7173 | 2189.3286 | 2424.133
CDP19 | SA | SESA | Utility solar | 69.7229 | 68.9465 | 64.0802 | 65.7252 | 61.9263 | 56.9205 | 55.0855 | 58.5284 | 64.3641 | 68.0951 | 69.2104 | 55.7095 | 58.0425 | 56.5685 | 63.0545 | 63.9658 | 60.183 | 0 | 0 | 0 | 0 | 0 | 0 | 0 | 0 | 0 | 0 | 0
CDP19 | SA | SESA | Distributed PV | 112.7362 | 116.2125 | 120.7697 | 127.1989 | 133.8742 | 141.6734 | 149.2792 | 155.4422 | 160.67 | 166.3834 | 173.5604 | 178.2911 | 183.9197 | 187.5012 | 190.7562 | 194.3046 | 197.6511 | 200.9791 | 203.7224 | 208.7345 | 214.739 | 219.6259 | 223.1041 | 226.6677 | 229.1829 | 232.2131 | 236.0291 | 242.1829
CDP19 | SA | SESA | Other renewable fuels | 0 | 0 | 0 | 0 | 0 | 0 | 0 | 0 | 0 | 0 | 0 | 0 | 0 | 0 | 0 | 0 | 0 | 0 | 0 | 0 | 0 | 0 | 0 | 0 | 0 | 0 | 0 | 0
CDP19 | SA | SESA | DSP | 0 | 0 | 0 | 0 | 0 | 0 | 0 | 0 | 0 | 0 | 0 | 0 | 0 | 0 | 0 | 0 | 0 | 0 | 0 | 0 | 0 | 0 | 0 | 0 | 0 | 0 | 0 | 0
CDP19 | SA | SESA | Utility storage load | -31.6059 | -26.2732 | -27.334 | -29.4769 | -32.6101 | -39.7484 | -31.4061 | -33.3912 | -32.1944 | -35.077 | -6.7449e-05 | -6.866e-05 | -7.2978e-05 | -0.00015607 | -0.00015482 | -0.0001573 | -0.00015195 | -0.00015322 | -0.00015141 | -0.00016444 | -0.00019284 | -0.00018058 | -0.00024379 | -117.6035 | -121.7667 | -116.7966 | -116.7917 | -125.435
CDP19 | SA | SESA | Coordinated CER storage load | -6.7783 | -7.6026 | -8.4036 | -9.3385 | -10.2643 | -11.3728 | -12.4089 | -13.5255 | -14.7 | -16.0513 | -17.7064 | -19.3884 | -21.0672 | -23.0263 | -25.1546 | -26.9899 | -28.6428 | -30.3865 | -32.2109 | -35.0176 | -37.9165 | -41.4916 | -44.4384 | -46.07 | -49.2467 | -51.6878 | -52.6442 | -55.4066
CDP19 | SA | SESA | Passive CER storage load | -2.6632 | -2.882 | -3.0773 | -3.2851 | -3.473 | -3.6866 | -3.9072 | -4.1485 | -4.3502 | -4.5623 | -4.826 | -5.0727 | -5.3322 | -5.5387 | -5.7434 | -5.9371 | -6.1175 | -6.2173 | -6.3802 | -6.5319 | -6.654 | -6.8067 | -6.9833 | -7.1384 | -7.2789 | -7.3936 | -7.5428 | -7.7685
CDP19 | TAS | TAS | Mid-merit gas | 0 | 0 | 0 | 0 | 0 | 0 | 0 | 0 | 0 | 0 | 0 | 0 | 0 | 0 | 0 | 0 | 0 | 0 | 0 | 0 | 0 | 0 | 0 | 0 | 0 | 0 | 0 | 0
CDP19 | TAS | TAS | Flexible gas with CCS | 0 | 0 | 0 | 0 | 0 | 0 | 0 | 0 | 0 | 0 | 0 | 0 | 0 | 0 | 0 | 0 | 0 | 0 | 0 | 0 | 0 | 0 | 0 | 0 | 0 | 0 | 0 | 0
CDP19 | TAS | TAS | Flexible gas | 0 | 6.89e-09 | 1.9993e-07 | 0 | 0 | 0 | 4.9475e-07 | 2.0923e-06 | 7.1298e-06 | 0.21781 | 0.17054 | 2.5633e-06 | 1.571e-06 | 0.9304 | 1.0647e-06 | 0.18696 | 0.82622 | 3.0117 | 1.0128 | 3.2925 | 1.6791 | 3.2217e-07 | 1.0395e-06 | 6.1986e-07 | 3.209 | 6.8206e-07 | 7.6473e-07 | 3.5684e-06
CDP19 | TAS | TAS | Hydro | 8887.2723 | 9653.163 | 6787.8941 | 6689.837 | 6199.3215 | 5819.8849 | 7894.4101 | 8469.45 | 7425.0725 | 8655.0851 | 8628.3091 | 7766.7046 | 7748.2119 | 7173.0384 | 8403.09 | 8330.8212 | 7674.1574 | 7575.7666 | 8424.3658 | 6490.4317 | 9060.6138 | 8549.4972 | 7103.9775 | 8069.8518 | 7466.6368 | 7974.1629 | 8676.0618 | 7187.9278
CDP19 | TAS | TAS | Utility storage | 0 | 0 | 0 | 3.8772e-05 | 4.6393e-05 | 5.3789e-05 | 8.474e-05 | 0.00010757 | 0.00015874 | 0.00016459 | 0.00014655 | 0.0001536 | 0.00017035 | 0.00024448 | 0.00026846 | 0.00035371 | 53.4654 | 55.0781 | 437.6907 | 1063.5469 | 1820.3857 | 1668.5918 | 1976.1038 | 1932.612 | 1917.7608 | 1896.9792 | 1871.9666 | 1886.3254
CDP19 | TAS | TAS | Coordinated CER storage | 2.5734 | 3.5349 | 4.6055 | 5.9572 | 7.417 | 9.2973 | 10.6772 | 12.1227 | 14.0193 | 15.9503 | 18.4032 | 21.3315 | 24.4942 | 28.5019 | 33.1777 | 38.1854 | 42.4492 | 48.025 | 51.6384 | 58.5494 | 61.4844 | 67.5361 | 79.0746 | 86.0479 | 94.9064 | 99.4021 | 105.8816 | 113.1282
CDP19 | TAS | TAS | Passive CER storage | 6.2553 | 6.8442 | 7.491 | 8.1837 | 8.8138 | 9.6277 | 10.5227 | 11.3683 | 12.1904 | 13.1008 | 14.0214 | 15.0123 | 15.866 | 16.9658 | 17.9051 | 18.9456 | 19.7579 | 20.3609 | 21.0618 | 21.7684 | 22.4051 | 23.1637 | 23.9385 | 24.7927 | 25.5449 | 25.8603 | 26.7151 | 27.6923
CDP19 | TAS | TAS | Offshore wind | 0 | 0 | 0 | 0 | 0 | 0 | 0 | 0 | 0 | 0 | 0 | 0 | 0 | 0 | 0 | 0 | 0 | 0 | 0 | 0 | 0 | 0 | 0 | 0 | 0 | 0 | 0 | 0
CDP19 | TAS | TAS | Wind | 1975.3545 | 2174.8072 | 3998.3923 | 4688.0599 | 5370.3264 | 6033.8468 | 6517.9023 | 7009.5469 | 7503.454 | 7996.5647 | 8491.4884 | 8992.5145 | 9505.1036 | 10021.8943 | 10538.9464 | 11055.6861 | 9050.5256 | 8967.2029 | 8735.5597 | 9272.356 | 9261.1423 | 9431.9357 | 9093.8468 | 9507.379 | 9125.208 | 8852.9132 | 8356.3505 | 8331.7256
CDP19 | TAS | TAS | Utility solar | 0 | 0 | 0 | 0 | 0 | 0 | 0 | 0 | 0 | 0 | 0 | 0 | 0 | 0 | 0 | 0 | 0 | 0 | 0 | 0 | 0 | 0 | 0 | 0 | 0 | 0 | 0 | 0
CDP19 | TAS | TAS | Distributed PV | 307.0088 | 319.0286 | 332.2165 | 365.6975 | 409.1203 | 455.4526 | 495.5483 | 526.8219 | 558.336 | 589.4338 | 618.6881 | 640.645 | 653.5031 | 660.943 | 668.1315 | 674.4542 | 680.7325 | 686.9651 | 694.1811 | 700.6574 | 706.8726 | 713.1019 | 720.4898 | 727.215 | 733.6596 | 740.0857 | 747.7693 | 754.9122
CDP19 | TAS | TAS | Other renewable fuels | 0 | 0 | 0 | 0 | 0 | 0 | 0 | 0 | 0 | 0 | 0 | 0 | 0 | 0 | 0 | 0 | 0 | 0 | 0 | 0 | 0 | 0 | 0 | 0 | 0 | 0 | 0 | 0
CDP19 | TAS | TAS | DSP | 7.3384e-07 | 7.1481e-07 | 7.6084e-07 | 7.4414e-07 | 7.7458e-07 | 8.1681e-07 | 9.9031e-07 | 1.4243e-06 | 1.8685e-06 | 0.077502 | 0.1325 | 1.9088e-06 | 1.8166e-06 | 0.030002 | 0.4525 | 0.2475 | 2.7425 | 0.66161 | 0.48 | 0.7825 | 0.35994 | 0.035001 | 0.335 | 0.022501 | 0.69 | 1.5062e-06 | 2.77 | 1.2669
CDP19 | TAS | TAS | Utility storage load | 0 | 0 | 0 | -4.563e-05 | -5.4556e-05 | -6.3338e-05 | -0.00010726 | -0.00013857 | -0.00020139 | -0.00021339 | -0.00018713 | -0.00019704 | -0.00021751 | -0.00031058 | -0.00034403 | -0.00045433 | -70.2847 | -72.9762 | -580.9354 | -1406.6689 | -2382.5121 | -2207.5761 | -2569.3888 | -2578.6077 | -2487.6724 | -2499.5267 | -2466.2349 | -2512.7589
CDP19 | TAS | TAS | Coordinated CER storage load | -2.5734 | -3.5349 | -4.6055 | -5.9572 | -7.417 | -9.3031 | -10.6948 | -12.209 | -14.2238 | -16.3118 | -18.9719 | -22.3139 | -25.9109 | -30.7092 | -36.3034 | -42.4309 | -47.5979 | -54.5505 | -58.8948 | -67.6052 | -70.5584 | -78.411 | -93.1932 | -102.2325 | -113.2267 | -118.7847 | -126.8749 | -136.7699
CDP19 | TAS | TAS | Passive CER storage load | -7.4092 | -8.08 | -8.839 | -9.6052 | -10.3749 | -11.3443 | -12.3431 | -13.3696 | -14.321 | -15.3464 | -16.5077 | -17.6666 | -18.6487 | -19.9309 | -21.017 | -22.1822 | -23.2833 | -23.8808 | -24.7761 | -25.5422 | -26.2799 | -27.2697 | -28.1878 | -29.1395 | -30.0052 | -30.3481 | -31.2962 | -32.5547
CDP20 | NSW | NNSW | Black coal | 0 | 0 | 0 | 0 | 0 | 0 | 0 | 0 | 0 | 0 | 0 | 0 | 0 | 0 | 0 | 0 | 0 | 0 | 0 | 0 | 0 | 0 | 0 | 0 | 0 | 0 | 0 | 0
CDP20 | NSW | NNSW | Mid-merit gas | 0 | 0 | 0 | 0 | 0 | 0 | 0 | 0 | 0 | 0 | 0 | 0 | 0 | 0 | 0 | 0 | 0 | 0 | 0 | 0 | 0 | 0 | 0 | 0 | 0 | 0 | 0 | 0
CDP20 | NSW | NNSW | Flexible gas with CCS | 0 | 0 | 0 | 0 | 0 | 0 | 0 | 0 | 0 | 0 | 0 | 0 | 0 | 0 | 0 | 0 | 0 | 0 | 0 | 0 | 0 | 0 | 0 | 0 | 0 | 0 | 0 | 0
CDP20 | NSW | NNSW | Flexible gas | 0 | 0 | 0 | 0 | 0 | 0 | 0 | 0 | 0 | 0 | 0 | 0 | 0 | 0 | 0 | 0 | 0 | 0 | 0 | 0 | 0 | 0 | 0 | 0 | 0 | 0 | 0 | 0
CDP20 | NSW | NNSW | Hydro | 0 | 0 | 0 | 0 | 0 | 0 | 0 | 0 | 0 | 0 | 0 | 0 | 0 | 0 | 0 | 0 | 0 | 0 | 0 | 0 | 0 | 0 | 0 | 0 | 0 | 0 | 0 | 0
CDP20 | NSW | NNSW | Utility storage | 3.9389 | 15.4491 | 453.0046 | 908.7156 | 1384.909 | 2882.2704 | 2083.1877 | 2134.468 | 2424.8348 | 2392.6144 | 2474.8247 | 2551.9567 | 2572.2503 | 2793.0079 | 2764.6045 | 2683.0506 | 2459.827 | 2495.1284 | 2631.4503 | 2767.0631 | 4932.847 | 5027.5333 | 4353.3918 | 5575.8109 | 5368.0983 | 5539.5866 | 5402.3206 | 6518.8783
CDP20 | NSW | NNSW | Coordinated CER storage | 8.8366 | 11.2049 | 14.0465 | 16.9371 | 20.4022 | 24.1155 | 27.5919 | 31.7742 | 36.9376 | 42.763 | 49.8424 | 58.6805 | 67.1621 | 78.8332 | 89.1562 | 99.5623 | 108.5498 | 118.1797 | 132.5327 | 153.7683 | 161.4226 | 181.3787 | 209.5483 | 226.3509 | 249.2367 | 269.871 | 274.9108 | 296.0099
CDP20 | NSW | NNSW | Passive CER storage | 18.167 | 19.7177 | 21.1384 | 22.4275 | 23.7008 | 25.0701 | 27.3635 | 29.2103 | 31.0205 | 33.1586 | 35.2223 | 37.5763 | 39.7724 | 41.8629 | 44.1078 | 46.4927 | 48.0454 | 50.12 | 51.7116 | 53.3755 | 55.0278 | 56.7506 | 58.6569 | 61.0185 | 62.4544 | 63.5 | 65.5099 | 67.3883
CDP20 | NSW | NNSW | Offshore wind | 0 | 0 | 0 | 0 | 0 | 0 | 0 | 0 | 0 | 0 | 0 | 0 | 0 | 0 | 0 | 0 | 0 | 0 | 0 | 0 | 0 | 0 | 0 | 0 | 0 | 0 | 0 | 0
CDP20 | NSW | NNSW | Wind | 1305.782 | 1100.5698 | 1921.652 | 2158.6369 | 2192.1971 | 10729.9648 | 11379.2882 | 10468.6341 | 10960.4869 | 10180.6255 | 12464.5457 | 12334.4898 | 12224.0914 | 12555.3034 | 12604.9668 | 12122.3621 | 14497.9266 | 20173.7326 | 22384.9692 | 21770.3666 | 23639.3972 | 21467.0678 | 22130.5826 | 21210.1138 | 22207.8514 | 22003.7075 | 21493.3798 | 22787.68
CDP20 | NSW | NNSW | Utility solar | 1715.9713 | 2165.5647 | 2323.5544 | 2241.8694 | 2378.6415 | 3120.1023 | 2717.8241 | 2885.6606 | 3216.725 | 3546.509 | 3834.3037 | 4072.9409 | 3745.7301 | 4039.8076 | 4023.9482 | 3848.0801 | 3743.957 | 6074.6896 | 6993.7243 | 8955.0632 | 7771.3574 | 8299.3421 | 8862.4785 | 9150.4014 | 8779.3105 | 9273.2813 | 8766.008 | 10082.0267
CDP20 | NSW | NNSW | Distributed PV | 1271.6546 | 1294.9489 | 1311.4241 | 1367.595 | 1455.6654 | 1546.1493 | 1624.3869 | 1687.2326 | 1737.479 | 1785.259 | 1826.8007 | 1862.6349 | 1883.9388 | 1905.6539 | 1925.5478 | 1947.8463 | 1965.8985 | 1986.5372 | 2009.2374 | 2037.7628 | 2057.9774 | 2077.2502 | 2099.9079 | 2127.0346 | 2148.3108 | 2170.1747 | 2198.1127 | 2230.421
CDP20 | NSW | NNSW | Other renewable fuels | 0 | 0 | 0 | 0 | 0 | 0 | 0 | 0 | 0 | 0 | 0 | 0 | 0 | 0 | 0 | 0 | 0 | 0 | 0 | 0 | 0 | 0 | 0 | 0 | 0 | 0 | 446.3921 | 284.658
CDP20 | NSW | NNSW | DSP | 0 | 0 | 0 | 0 | 0 | 0 | 0 | 0 | 0 | 0 | 0 | 0 | 0 | 0 | 0 | 0 | 0 | 0 | 0 | 0 | 0 | 0 | 0 | 0 | 0 | 0 | 0 | 0
CDP20 | NSW | NNSW | Utility storage load | -4.6478 | -18.3918 | -545.9248 | -1087.6567 | -1657.6984 | -3463.4305 | -2505.5794 | -2576.6996 | -2908.0972 | -2887.9801 | -2971.9017 | -3066.9179 | -3093.8917 | -3359.6569 | -3335.4478 | -3218.0953 | -2959.0117 | -3001.4222 | -3165.6377 | -3337.0421 | -6194.0574 | -6318.3798 | -5490.4327 | -7177.4381 | -6833.6499 | -7230.219 | -6998.9925 | -8541.4204
CDP20 | NSW | NNSW | Coordinated CER storage load | -8.8366 | -11.2049 | -14.0504 | -16.9435 | -20.3918 | -24.1155 | -27.8159 | -32.3548 | -38.159 | -44.8108 | -52.9271 | -63.4734 | -73.5598 | -88.0843 | -100.6724 | -112.7332 | -123.3808 | -134.7587 | -153.2296 | -180.8213 | -188.5975 | -214.8098 | -251.5844 | -272.9302 | -301.9356 | -328.616 | -333.9766 | -362.6775
CDP20 | NSW | NNSW | Passive CER storage load | -21.5306 | -23.3997 | -25.0516 | -26.5991 | -28.1174 | -29.7514 | -32.3942 | -34.6342 | -36.8836 | -39.2441 | -41.7975 | -44.5888 | -47.2409 | -49.663 | -52.439 | -55.0147 | -57.0178 | -59.3353 | -61.388 | -63.312 | -65.2137 | -67.3475 | -69.6038 | -72.2527 | -74.0459 | -75.4951 | -77.5117 | -80.0111
CDP20 | NSW | CNSW | Black coal | 23978.551 | 25581.026 | 21879.736 | 19856.6548 | 18394.8656 | 6241.6248 | 6282.5182 | 9234.1958 | 9623.4235 | 8010.0174 | 9025.0844 | 9386.84 | 8434.2272 | 7688.2473 | 5972.6854 | 7110.1874 | 0 | 0 | 0 | 0 | 0 | 0 | 0 | 0 | 0 | 0 | 0 | 0
CDP20 | NSW | CNSW | Mid-merit gas | 0 | 0 | 0 | 0 | 0 | 0 | 0 | 0 | 0 | 0 | 0 | 0 | 0 | 0 | 0 | 0 | 0 | 0 | 0 | 0 | 0 | 0 | 0 | 0 | 0 | 0 | 0 | 0
CDP20 | NSW | CNSW | Flexible gas with CCS | 0 | 0 | 0 | 0 | 0 | 0 | 0 | 0 | 0 | 0 | 0 | 0 | 0 | 0 | 0 | 0 | 0 | 0 | 0 | 0 | 0 | 0 | 0 | 0 | 0 | 0 | 0 | 0
CDP20 | NSW | CNSW | Flexible gas | 0 | 0 | 0 | 0 | 0 | 0 | 0 | 0 | 0 | 0 | 0 | 0 | 0 | 0 | 0 | 0 | 0 | 0 | 0 | 0 | 0 | 0 | 0 | 0 | 0 | 0 | 0 | 0
CDP20 | NSW | CNSW | Hydro | 0 | 0 | 0 | 0 | 0 | 0 | 0 | 0 | 0 | 0 | 0 | 0 | 0 | 0 | 0 | 0 | 0 | 0 | 0 | 0 | 0 | 0 | 0 | 0 | 0 | 0 | 0 | 0
CDP20 | NSW | CNSW | Utility storage | 462.6111 | 1129.5434 | 1197.1796 | 2122.4549 | 3100.5804 | 3680.1991 | 2323.4906 | 2265.1708 | 2514.8721 | 2543.552 | 2504.7346 | 2527.4627 | 2763.1591 | 2917.8874 | 2955.0738 | 2872.3281 | 2585.118 | 2812.8848 | 2981.2642 | 2915.6294 | 2698.633 | 1802.8879 | 2036.3312 | 1975.2937 | 1220.1072 | 1218.2145 | 1235.6197 | 1311.7012
CDP20 | NSW | CNSW | Coordinated CER storage | 3.7235 | 4.7379 | 6.0183 | 7.4813 | 9.7746 | 11.0144 | 12.1595 | 14.3448 | 17.0987 | 20.1251 | 23.7679 | 28.7387 | 33.7727 | 41.0138 | 47.3552 | 53.1096 | 57.5908 | 64.4311 | 72.2479 | 84.6802 | 90.4912 | 102.5987 | 119.6731 | 129.4035 | 144.5705 | 157.4745 | 160.8329 | 174.8793
CDP20 | NSW | CNSW | Passive CER storage | 7.627 | 8.3056 | 8.9956 | 9.6657 | 10.2322 | 10.8691 | 11.909 | 12.8093 | 13.6889 | 14.7028 | 15.7482 | 16.8884 | 18.0026 | 19.0507 | 20.185 | 21.411 | 22.266 | 23.3321 | 24.1695 | 25.0093 | 25.8786 | 26.806 | 27.8186 | 29.0444 | 29.8498 | 30.4411 | 31.4814 | 32.4604
CDP20 | NSW | CNSW | Offshore wind | 0 | 0 | 0 | 0 | 0 | 0 | 0 | 0 | 0 | 0 | 0 | 0 | 0 | 0 | 0 | 0 | 0 | 0 | 0 | 0 | 0 | 0 | 0 | 0 | 0 | 0 | 0 | 0
CDP20 | NSW | CNSW | Wind | 1293.4435 | 1927.1097 | 3919.588 | 5726.2133 | 15400.1862 | 14930.9385 | 15495.3872 | 14365.2041 | 14624.6554 | 13805.315 | 14533.0711 | 14197.5419 | 14081.5376 | 14994.7614 | 14777.1684 | 15159.8123 | 14865.2271 | 14772.7169 | 14460.2705 | 13653.0605 | 14570.8549 | 13426.4256 | 13626.838 | 12967.2138 | 14064.2714 | 15094.749 | 14767.7951 | 15942.1168
CDP20 | NSW | CNSW | Utility solar | 3629.2907 | 3910.0085 | 5407.3898 | 5175.1152 | 8539.1812 | 9099.9736 | 8146.8814 | 8533.2873 | 9672.4884 | 9695.3938 | 10270.9003 | 10551.2901 | 10077.0447 | 10774.6039 | 10709.4251 | 10352.1054 | 10110.0894 | 9154.4327 | 9526.1939 | 10673.4555 | 9401.813 | 9724.7708 | 10925.9508 | 14104.2699 | 14487.1793 | 17723.6394 | 17002.3133 | 18119.575
CDP20 | NSW | CNSW | Distributed PV | 805.7252 | 814.9854 | 829.5535 | 870.8455 | 916.2872 | 974.0498 | 1025.6157 | 1072.6831 | 1112.1573 | 1154.5789 | 1186.7008 | 1211.9352 | 1229.1648 | 1252.0861 | 1268.2638 | 1286.3269 | 1301.3111 | 1324.9373 | 1342.737 | 1359.4079 | 1373.0091 | 1398.259 | 1414.9644 | 1434.2131 | 1452.1522 | 1478.3848 | 1498.0146 | 1518.8237
CDP20 | NSW | CNSW | Other renewable fuels | 0 | 0 | 0 | 0 | 0 | 0 | 0 | 0 | 0 | 0 | 0 | 0 | 0 | 0 | 0 | 0 | 0 | 0 | 0 | 0 | 0 | 0 | 0 | 0 | 0 | 160.8162 | 448.8158 | 283.2643
CDP20 | NSW | CNSW | DSP | 0 | 0 | 0 | 0 | 0 | 0 | 0 | 0 | 0 | 0 | 0 | 0 | 0 | 0 | 0 | 0 | 0 | 0 | 0 | 0 | 0 | 0 | 0 | 0 | 0 | 0 | 0 | 0
CDP20 | NSW | CNSW | Utility storage load | -659.4218 | -1424.4384 | -1486.0207 | -2536.9978 | -3761.7048 | -4510.0335 | -2840.4478 | -2771.0581 | -3066.4959 | -3134.9938 | -3040.9972 | -3085.0369 | -3418.2904 | -3595.4762 | -3629.8451 | -3537.2686 | -3191.1979 | -3468.5917 | -3705.6844 | -3615.0839 | -3333.1482 | -2250.8017 | -2570.7393 | -2544.6264 | -1617.5969 | -1631.1767 | -1688.9454 | -1781.2726
CDP20 | NSW | CNSW | Coordinated CER storage load | -3.7235 | -4.7379 | -6.0199 | -7.4841 | -9.7755 | -11.009 | -12.3102 | -14.7344 | -17.9259 | -21.5014 | -25.7242 | -31.8516 | -37.9745 | -47.182 | -55.0534 | -61.7688 | -67.2874 | -75.7115 | -85.9736 | -102.711 | -109.032 | -125.4648 | -147.9887 | -160.8278 | -180.1398 | -197.3736 | -201.2558 | -220.287
CDP20 | NSW | CNSW | Passive CER storage load | -9.0391 | -9.8566 | -10.6609 | -11.4635 | -12.1389 | -12.8986 | -14.0985 | -15.1877 | -16.2762 | -17.4011 | -18.6881 | -20.0401 | -21.3832 | -22.6003 | -23.9976 | -25.3356 | -26.4242 | -27.622 | -28.6922 | -29.6652 | -30.6689 | -31.8114 | -33.0103 | -34.3918 | -35.3899 | -36.1914 | -37.2489 | -38.5407
CDP20 | NSW | SNSW | Black coal | 0 | 0 | 0 | 0 | 0 | 0 | 0 | 0 | 0 | 0 | 0 | 0 | 0 | 0 | 0 | 0 | 0 | 0 | 0 | 0 | 0 | 0 | 0 | 0 | 0 | 0 | 0 | 0
CDP20 | NSW | SNSW | Mid-merit gas | 0 | 0 | 0 | 0 | 0 | 0 | 0 | 0 | 0 | 0 | 0 | 0 | 0 | 0 | 0 | 0 | 0 | 0 | 0 | 0 | 0 | 0 | 0 | 0 | 0 | 0 | 0 | 0
CDP20 | NSW | SNSW | Flexible gas with CCS | 0 | 0 | 0 | 0 | 0 | 0 | 0 | 0 | 0 | 0 | 0 | 0 | 0 | 0 | 0 | 0 | 0 | 0 | 0 | 0 | 0 | 0 | 0 | 0 | 0 | 0 | 0 | 0
CDP20 | NSW | SNSW | Flexible gas | 0 | 2.0781e-07 | 2.604e-07 | 3.5126e-07 | 1.4678 | 2.0845 | 8.5036 | 1.0377e-06 | 1.4771e-06 | 2.6507e-06 | 8.4774 | 1.8257e-06 | 6.746 | 0.53972 | 7.0593e-07 | 1.3275e-06 | 22.8082 | 16.0243 | 0.31799 | 21.4745 | 0 | 0 | 0 | 0 | 0 | 0 | 0 | 0
CDP20 | NSW | SNSW | Hydro | 2788.7353 | 1140.9773 | 1616.1282 | 4884.2496 | 3827.5292 | 6505.9431 | 2247.1533 | 2099.0817 | 3231.1115 | 3854.0302 | 3277.322 | 3026.3121 | 3592.9061 | 2545.1906 | 2349.2621 | 2827.6148 | 3903.1529 | 3214.6494 | 3022.2696 | 3149.5674 | 2426.5933 | 3135.316 | 3071.6759 | 3117.4773 | 3159.3867 | 2683.6483 | 3385.6591 | 2431.4878
CDP20 | NSW | SNSW | Utility storage | 223.4675 | 322.573 | 326.0604 | 389.9742 | 957.7402 | 2190.9668 | 5457.5158 | 5054.6843 | 5348.6677 | 5755.6894 | 5216.0526 | 5098.6752 | 5727.5012 | 5865.8567 | 5855.8479 | 5772.3869 | 5737.1103 | 5743.4613 | 5891.8038 | 5509.5828 | 5754.7396 | 5079.1713 | 5638.241 | 5460.6911 | 5511.803 | 5503.4671 | 5877.2819 | 5690.4152
CDP20 | NSW | SNSW | Coordinated CER storage | 7.4491 | 9.5538 | 12.1567 | 15.02 | 18.3746 | 22.1398 | 25.3926 | 29.2628 | 33.988 | 39.3862 | 45.649 | 53.7681 | 61.9736 | 73.2 | 83.1085 | 93.3055 | 102.8015 | 113.6673 | 126.886 | 148.522 | 161.7652 | 179.4707 | 207.1826 | 225.1012 | 251.3675 | 273.0923 | 280.8597 | 304.309
CDP20 | NSW | SNSW | Passive CER storage | 15.3225 | 16.8139 | 18.2962 | 19.9476 | 21.4747 | 23.0167 | 25.293 | 27.1321 | 28.9755 | 31.0951 | 33.189 | 35.5698 | 37.8779 | 40.0969 | 42.4832 | 44.9811 | 46.6541 | 48.8145 | 50.5218 | 52.2984 | 54.1283 | 56.0857 | 58.256 | 60.8935 | 62.5963 | 63.9327 | 66.2023 | 68.3467
CDP20 | NSW | SNSW | Offshore wind | 0 | 0 | 0 | 0 | 0 | 0 | 0 | 0 | 0 | 0 | 0 | 0 | 0 | 0 | 0 | 0 | 0 | 0 | 0 | 0 | 0 | 0 | 0 | 0 | 0 | 0 | 0 | 0
CDP20 | NSW | SNSW | Wind | 5481.2929 | 5963.3319 | 7204.8343 | 9141.9489 | 9020.3409 | 8383.8072 | 8585.8344 | 8234.5013 | 8315.4056 | 8705.8474 | 8032.3928 | 8376.3262 | 8002.0386 | 8491.5906 | 8310.5623 | 8473.0572 | 7933.3482 | 7752.0015 | 7731.7775 | 6317.7751 | 6692.6251 | 5650.2172 | 5283.019 | 5460.4754 | 4113.2849 | 4338.9726 | 4090.3629 | 4456.9337
CDP20 | NSW | SNSW | Utility solar | 4558.9891 | 5484.5658 | 6106.4376 | 7491.3701 | 7427.5995 | 7658.1198 | 6929.2173 | 7391.4412 | 7786.8694 | 7405.7188 | 7704.3153 | 7690.8371 | 7236.8963 | 7707.6328 | 7486.8835 | 7397.9148 | 7323.9412 | 6798.7108 | 6761.2937 | 8452.0171 | 9292.3505 | 9690.3487 | 9881.8434 | 9128.8284 | 10314.5346 | 9644.1855 | 7757.5719 | 8139.5601
CDP20 | NSW | SNSW | Distributed PV | 1286.0905 | 1322.7575 | 1362.6526 | 1446.0263 | 1540.5536 | 1647.4287 | 1745.6243 | 1832.1643 | 1910.3635 | 1990.2647 | 2054.8207 | 2113.8626 | 2159.1101 | 2205.4714 | 2245.1143 | 2285.7319 | 2320.1221 | 2364.8685 | 2403.0178 | 2443.7 | 2479.7929 | 2528.6708 | 2571.5307 | 2617.0872 | 2653.1877 | 2703.8642 | 2749.1533 | 2797.2701
CDP20 | NSW | SNSW | Other renewable fuels | 0 | 0 | 0 | 0 | 0 | 0 | 0 | 0 | 0 | 0 | 0 | 0 | 0 | 0 | 0 | 0 | 0 | 0 | 0 | 0 | 0 | 0 | 0 | 0 | 0 | 0 | 0 | 0
CDP20 | NSW | SNSW | DSP | 0 | 0 | 0 | 0 | 0 | 0 | 0 | 0 | 0 | 0 | 0 | 0 | 0 | 0 | 0 | 0 | 0 | 0 | 0 | 0 | 0 | 0 | 0 | 0 | 0 | 0 | 0 | 0
CDP20 | NSW | SNSW | Utility storage load | -266.0329 | -385.7494 | -390.0906 | -701.2824 | -1569.2661 | -3162.5357 | -6978.9929 | -6843.2659 | -6890.6019 | -7364.6337 | -6706.0597 | -6962.1759 | -7191.4133 | -7813.3729 | -7495.8006 | -7900.7101 | -7305.62 | -7552.2287 | -7547.0662 | -7288.1452 | -7585.5002 | -6836.2215 | -7142.6792 | -7369.8282 | -6914.5494 | -7540.8685 | -7516.1935 | -7721.4622
CDP20 | NSW | SNSW | Coordinated CER storage load | -7.4491 | -9.5538 | -12.1601 | -15.0166 | -18.3859 | -22.1285 | -25.5524 | -29.6943 | -34.9118 | -40.9938 | -47.9709 | -57.5694 | -67.2194 | -81.0772 | -93.0014 | -104.7659 | -116.1162 | -129.2153 | -145.9048 | -174.2 | -189.7803 | -212.7479 | -248.399 | -271.5425 | -304.567 | -332.8349 | -341.8873 | -373.6752
CDP20 | NSW | SNSW | Passive CER storage load | -18.1594 | -19.9536 | -21.6832 | -23.6578 | -25.4764 | -27.3145 | -29.943 | -32.17 | -34.4521 | -36.8018 | -39.3846 | -42.2078 | -44.9907 | -47.568 | -50.5075 | -53.226 | -55.3667 | -57.7897 | -59.9755 | -62.0344 | -64.1477 | -66.5585 | -69.1281 | -72.1047 | -74.2141 | -76.0095 | -78.331 | -81.149
CDP20 | NSW | SNW | Black coal | 14936.0955 | 9260.1092 | 8552.2915 | 8214.7082 | 0 | 0 | 0 | 0 | 0 | 0 | 0 | 0 | 0 | 0 | 0 | 0 | 0 | 0 | 0 | 0 | 0 | 0 | 0 | 0 | 0 | 0 | 0 | 0
CDP20 | NSW | SNW | Mid-merit gas | 528.9786 | 1153.0794 | 705.8329 | 532.5492 | 1327.1866 | 557.1236 | 259.0078 | 1029.0055 | 1355.4044 | 1101.4913 | 1266.0575 | 1372.488 | 1580.4031 | 1069.1455 | 534.4022 | 1170.5253 | 1425.4533 | 1343.2635 | 1512.9746 | 0 | 0 | 0 | 0 | 0 | 0 | 0 | 0 | 0
CDP20 | NSW | SNW | Flexible gas with CCS | 0 | 0 | 0 | 0 | 0 | 0 | 0 | 0 | 0 | 0 | 0 | 0 | 0 | 0 | 0 | 0 | 0 | 0 | 0 | 0 | 0 | 0 | 0 | 0 | 0 | 0 | 0 | 0
CDP20 | NSW | SNW | Flexible gas | 11.1422 | 55.9836 | 22.3395 | 35.3686 | 231.1166 | 239.111 | 134.7008 | 31.7872 | 66.9918 | 690.9381 | 193.9865 | 164.0024 | 615.8917 | 332.6595 | 138.0993 | 216.9759 | 878.5876 | 862.9601 | 1047.1449 | 1629.8943 | 1487.5067 | 2125.2933 | 2394.4069 | 2822.7302 | 1365.7513 | 1132.8927 | 2433.9276 | 1789.3172
CDP20 | NSW | SNW | Hydro | 0 | 0 | 0 | 0 | 0 | 0 | 0 | 0 | 0 | 0 | 0 | 0 | 0 | 0 | 0 | 0 | 0 | 0 | 0 | 0 | 0 | 0 | 0 | 0 | 0 | 0 | 0 | 0
CDP20 | NSW | SNW | Utility storage | 124.1717 | 1576.4134 | 1442.3261 | 1598.2457 | 2136.0241 | 3691.1688 | 3006.4864 | 2995.3165 | 3314.1237 | 3295.9601 | 3317.8465 | 3365.8634 | 3516.3263 | 3716.838 | 3607.0788 | 3609.5427 | 3321.0177 | 3444.3915 | 3686.6938 | 3713.3174 | 3402.0789 | 1929.3563 | 2131.7465 | 2187.5805 | 2122.8884 | 1442.6649 | 1455.1815 | 1499.8435
CDP20 | NSW | SNW | Coordinated CER storage | 35.1484 | 44.9824 | 56.6483 | 69.3945 | 84.7236 | 100.9071 | 117.1051 | 136.4926 | 161.7111 | 189.7714 | 222.8432 | 268.0909 | 312.8416 | 379.4241 | 431.6779 | 488.1701 | 528.3948 | 584.4546 | 665.1544 | 780.1363 | 815.2278 | 928.7993 | 1099.6243 | 1194.505 | 1332.048 | 1444.6204 | 1481.2304 | 1618.262
CDP20 | NSW | SNW | Passive CER storage | 72.1981 | 79.1669 | 85.245 | 91.9237 | 98.465 | 104.9795 | 114.8156 | 122.5686 | 130.0811 | 138.8145 | 147.4054 | 157.2483 | 166.6163 | 175.6471 | 185.5089 | 195.9892 | 202.8675 | 211.7879 | 218.4927 | 225.3181 | 232.4773 | 240.1037 | 248.6419 | 259.2958 | 266.1282 | 271.3594 | 280.7262 | 289.5094
CDP20 | NSW | SNW | Offshore wind | 0 | 0 | 0 | 0 | 0 | 0 | 0 | 0 | 0 | 0 | 0 | 0 | 0 | 0 | 0 | 0 | 0 | 0 | 0 | 0 | 0 | 0 | 0 | 0 | 0 | 0 | 0 | 0
CDP20 | NSW | SNW | Wind | 0 | 0 | 0 | 0 | 0 | 0 | 0 | 0 | 0 | 0 | 0 | 0 | 0 | 0 | 0 | 0 | 0 | 0 | 0 | 0 | 0 | 0 | 0 | 0 | 0 | 0 | 0 | 0
CDP20 | NSW | SNW | Utility solar | 0 | 0 | 0 | 0 | 0 | 0 | 0 | 0 | 0 | 0 | 0 | 0 | 0 | 0 | 0 | 0 | 0 | 0 | 0 | 0 | 0 | 0 | 0 | 0 | 0 | 0 | 0 | 0
CDP20 | NSW | SNW | Distributed PV | 4711.8926 | 4899.8671 | 5101.4499 | 5464.9574 | 5880.7926 | 6307.2576 | 6705.1023 | 7062.8221 | 7381.5716 | 7671.0896 | 7947.7897 | 8185.5984 | 8342.0996 | 8459.8366 | 8588.8595 | 8727.2997 | 8837.225 | 8945.2228 | 9071.2788 | 9209.3908 | 9321.3523 | 9430.913 | 9560.0224 | 9701.0611 | 9815.0944 | 9930.3552 | 10063.7426 | 10218.7569
CDP20 | NSW | SNW | Other renewable fuels | 0 | 0 | 0 | 0 | 0 | 0 | 0 | 0 | 0 | 0 | 0 | 0 | 0 | 0 | 0 | 0 | 0 | 0 | 0 | 0 | 0 | 0 | 0 | 0 | 0 | 483.5278 | 451.6083 | 288.5766
CDP20 | NSW | SNW | DSP | 8.7971e-07 | 1.8555 | 1.0054e-06 | 1.1815 | 15.581 | 96.0904 | 39.0234 | 1.395e-06 | 1.7374e-06 | 5.049 | 13.4195 | 8.3 | 49.9429 | 20.061 | 4.1715 | 13.4129 | 96.2961 | 33.524 | 9.7471 | 19.412 | 14.678 | 1.7325 | 22.1685 | 26.8205 | 47.5275 | 9.752 | 111.7929 | 88.9531
CDP20 | NSW | SNW | Utility storage load | -147.8235 | -1862.5197 | -1708.3315 | -1892.8233 | -2520.1824 | -4389.1757 | -3576.3461 | -3573.4756 | -3934.7939 | -3932.4843 | -3941.4184 | -4005.3887 | -4183.4189 | -4424.8729 | -4304.9664 | -4286.1816 | -3952.7267 | -4099.0743 | -4393.4214 | -4423.5979 | -4040.2989 | -2315.1263 | -2553.3967 | -2623.9047 | -2542.8118 | -1724.0469 | -1737.1954 | -1793.5179
CDP20 | NSW | SNW | Coordinated CER storage load | -35.1484 | -44.9824 | -56.664 | -69.4213 | -84.6812 | -100.9071 | -118.599 | -140.2758 | -169.7504 | -203.0217 | -241.6302 | -297.9456 | -353.1319 | -438.9021 | -504.6641 | -572.6185 | -620.9728 | -690.7084 | -797.8058 | -950.331 | -986.518 | -1140.9927 | -1366.1089 | -1490.8126 | -1672.2511 | -1820.1214 | -1863.5608 | -2052.3628
CDP20 | NSW | SNW | Passive CER storage load | -85.5652 | -93.9503 | -101.0255 | -109.0216 | -116.8136 | -124.582 | -135.9242 | -145.3273 | -154.6674 | -164.2906 | -174.9227 | -186.5939 | -197.9037 | -208.3743 | -220.5481 | -231.9133 | -240.7529 | -250.728 | -259.3774 | -267.2642 | -275.51 | -284.9379 | -295.0449 | -307.0351 | -315.5215 | -322.6188 | -332.1569 | -343.7389
CDP20 | QLD | NQ | Black coal | 0 | 0 | 0 | 0 | 0 | 0 | 0 | 0 | 0 | 0 | 0 | 0 | 0 | 0 | 0 | 0 | 0 | 0 | 0 | 0 | 0 | 0 | 0 | 0 | 0 | 0 | 0 | 0
CDP20 | QLD | NQ | Mid-merit gas | 203.2491 | 205.2718 | 17.271 | 13.7483 | 28.5958 | 8.9001 | 17.5542 | 8.3516 | 38.5799 | 44.9989 | 31.4635 | 21.2602 | 48.2297 | 44.9844 | 28.428 | 119.168 | 201.4745 | 129.3282 | 141.0282 | 111.1997 | 152.7664 | 86.894 | 0 | 0 | 0 | 0 | 0 | 0
CDP20 | QLD | NQ | Flexible gas with CCS | 0 | 0 | 0 | 0 | 0 | 0 | 0 | 0 | 0 | 0 | 0 | 0 | 0 | 0 | 0 | 0 | 0 | 0 | 0 | 0 | 0 | 0 | 0 | 0 | 0 | 0 | 0 | 0
CDP20 | QLD | NQ | Flexible gas | 0 | 0 | 0 | 0 | 0 | 0 | 5.2e-10 | 0 | 1.3621 | 5.75e-10 | 1.06e-09 | 1.0646 | 0.47925 | 4.925e-09 | 1.62e-09 | 0.03033 | 2.0665e-08 | 1.4375e-08 | 1.0955e-08 | 4.3925e-08 | 0 | 0 | 0 | 0 | 0 | 0 | 0 | 0
CDP20 | QLD | NQ | Hydro | 309.1896 | 160.8939 | 232.3698 | 232.7106 | 185.1137 | 279.7378 | 299.4566 | 248.6631 | 214.1129 | 253.0374 | 199.9267 | 127.239 | 181.5262 | 76.7658 | 165.0364 | 80.9464 | 93.5647 | 114.9704 | 0 | 0 | 0 | 0 | 0 | 0 | 0 | 0 | 0 | 0
CDP20 | QLD | NQ | Utility storage | 224.1646 | 463.621 | 569.0722 | 524.7379 | 563.3276 | 839.7841 | 691.7591 | 692.1848 | 745.5404 | 837.3693 | 778.3292 | 782.4132 | 841.3019 | 862.1291 | 847.0039 | 844.4687 | 814.009 | 817.4162 | 831.0133 | 858.0399 | 816.1435 | 843.1619 | 518.7235 | 564.123 | 911.8484 | 991.7463 | 988.2725 | 987.6841
CDP20 | QLD | NQ | Coordinated CER storage | 3.7025 | 4.8307 | 6.1191 | 7.695 | 9.5227 | 11.6628 | 13.7634 | 16.3585 | 19.7092 | 23.761 | 27.2516 | 33.1015 | 38.6709 | 45.0017 | 52.3171 | 58.5693 | 64.8023 | 72.1191 | 82.5123 | 94.2483 | 100.731 | 113.4373 | 129.7728 | 143.7121 | 156.8611 | 174.641 | 180.2518 | 187.6571
CDP20 | QLD | NQ | Passive CER storage | 7.8983 | 8.9015 | 9.8572 | 10.8967 | 11.9899 | 13.0913 | 14.6095 | 15.9655 | 17.2986 | 18.8163 | 20.3749 | 22.1566 | 23.8494 | 25.5681 | 27.3346 | 29.213 | 30.5814 | 32.1658 | 33.4967 | 34.9698 | 36.3326 | 37.8586 | 39.5466 | 41.5898 | 43.035 | 44.1319 | 45.8801 | 47.4763
CDP20 | QLD | NQ | Offshore wind | 0 | 0 | 0 | 0 | 0 | 0 | 0 | 0 | 0 | 0 | 0 | 0 | 0 | 0 | 0 | 0 | 0 | 0 | 0 | 0 | 0 | 0 | 0 | 0 | 0 | 0 | 0 | 0
CDP20 | QLD | NQ | Wind | 1062.1137 | 1033.7911 | 1062.9881 | 5227.2887 | 6161.8482 | 8908.6223 | 8401.8361 | 8958.5896 | 9213.602 | 10115.9011 | 9787.6039 | 8982.1118 | 10108.0746 | 10614.1939 | 10734.6447 | 10158.1786 | 9941.5026 | 9389.8704 | 9484.6043 | 10606.9726 | 11234.9007 | 11638.8231 | 11804.5882 | 12051.8483 | 11509.9881 | 10885.1344 | 11671.5924 | 12461.3743
CDP20 | QLD | NQ | Utility solar | 1299.1419 | 1395.0535 | 1290.1343 | 1266.8359 | 1196.4023 | 1010.716 | 1026.1548 | 1173.5 | 1227.6207 | 1147.7245 | 1247.5771 | 1277.283 | 1198.6719 | 1113.8469 | 1112.5767 | 1172.8179 | 1116.9923 | 1552.4676 | 1406.4518 | 1174.2218 | 1113.9474 | 1227.1423 | 1193.5147 | 916.1241 | 948.7536 | 1540.2252 | 1292.6015 | 1274.676
CDP20 | QLD | NQ | Distributed PV | 890.6838 | 933.0996 | 966.2641 | 1008.0842 | 1073.5389 | 1130.3381 | 1177.689 | 1223.6016 | 1257.4637 | 1292.358 | 1322.4242 | 1351.3797 | 1366.6988 | 1386.523 | 1406.3077 | 1427.8995 | 1446.4485 | 1469.534 | 1490.6694 | 1518.8556 | 1536.7492 | 1560.7993 | 1584.1359 | 1613.9356 | 1633.642 | 1662.3734 | 1692.196 | 1728.5245
CDP20 | QLD | NQ | Other renewable fuels | 0 | 0 | 0 | 0 | 0 | 0 | 0 | 0 | 0 | 0 | 0 | 0 | 0 | 0 | 0 | 0 | 0 | 0 | 0 | 0 | 0 | 0 | 0 | 0 | 0 | 0 | 0 | 0
CDP20 | QLD | NQ | DSP | 0 | 0 | 0 | 0 | 0 | 0 | 0 | 0 | 0 | 0 | 0 | 0 | 0 | 0 | 0 | 0 | 0 | 0 | 0 | 0 | 0 | 0 | 0 | 0 | 0 | 0 | 0 | 0
CDP20 | QLD | NQ | Utility storage load | -281.8219 | -584.661 | -709.9057 | -683.6736 | -787.1742 | -1351.5554 | -897.703 | -884.1621 | -954.9158 | -1111.7894 | -1014.986 | -991.5444 | -1119.0081 | -1141.9641 | -1114.6725 | -1105.3798 | -1074.9431 | -1073.3358 | -1093.6757 | -1132.6198 | -1139.1989 | -1169.6559 | -818.2268 | -912.8112 | -1327.1119 | -1427.8214 | -1438.5382 | -1468.5926
CDP20 | QLD | NQ | Coordinated CER storage load | -3.7025 | -4.8307 | -6.1228 | -7.6959 | -9.5181 | -11.6628 | -13.9341 | -16.7677 | -20.6313 | -25.3912 | -29.2492 | -36.2126 | -42.9447 | -50.4357 | -59.4949 | -66.6448 | -74.1317 | -83.1044 | -96.1905 | -111.4822 | -118.5397 | -134.7848 | -155.8814 | -173.5447 | -190.2544 | -213.1389 | -219.9417 | -229.3877
CDP20 | QLD | NQ | Passive CER storage load | -9.0958 | -10.2402 | -11.3564 | -12.5167 | -13.7673 | -15.0267 | -16.7301 | -18.3385 | -19.8913 | -21.5543 | -23.4129 | -25.4463 | -27.3352 | -29.3526 | -31.3736 | -33.392 | -35.0567 | -36.7595 | -38.3701 | -40.0687 | -41.5473 | -43.3666 | -45.2576 | -47.4699 | -49.2828 | -50.516 | -52.2872 | -54.2445
CDP20 | QLD | GG | Black coal | 2943.36 | 2951.3564 | 2967.7979 | 1803.2445 | 1808.1348 | 1491.2123 | 630.2442 | 0 | 0 | 0 | 0 | 0 | 0 | 0 | 0 | 0 | 0 | 0 | 0 | 0 | 0 | 0 | 0 | 0 | 0 | 0 | 0 | 0
CDP20 | QLD | GG | Mid-merit gas | 790.803 | 868.8509 | 832.3193 | 841.7347 | 842.0008 | 829.8622 | 26.4975 | 12.3037 | 118.6146 | 250.9693 | 123.4481 | 127.6549 | 298.7419 | 221.6249 | 155.4084 | 366.8017 | 443.3205 | 322.1476 | 372.488 | 387.4505 | 368.9589 | 346.0247 | 335.8343 | 330.735 | 244.6148 | 200.7403 | 0 | 0
CDP20 | QLD | GG | Flexible gas with CCS | 0 | 0 | 0 | 0 | 0 | 0 | 0 | 0 | 0 | 0 | 0 | 0 | 0 | 0 | 0 | 0 | 0 | 0 | 0 | 0 | 0 | 0 | 0 | 0 | 0 | 0 | 0 | 0
CDP20 | QLD | GG | Flexible gas | 0 | 0 | 0 | 0 | 0 | 0 | 6.5937e-07 | 3.0114e-07 | 1.7924e-06 | 1.5036e-05 | 1.171e-05 | 1.2747e-05 | 2.8796e-05 | 2.2633e-05 | 9.0628e-06 | 1.9674e-05 | 4.4958e-05 | 2.9439e-05 | 2.9099e-05 | 3.0214e-05 | 2.9047e-05 | 1.0052e-05 | 3.226e-05 | 2.9404e-05 | 1.9637e-05 | 1.1073e-05 | 4.4479e-05 | 4.4705e-05
CDP20 | QLD | GG | Hydro | 0 | 0 | 0 | 0 | 0 | 0 | 0 | 0 | 0 | 0 | 0 | 0 | 0 | 0 | 0 | 0 | 0 | 0 | 0 | 0 | 0 | 0 | 0 | 0 | 0 | 0 | 0 | 0
CDP20 | QLD | GG | Utility storage | 0 | 42.9252 | 95.6738 | 116.5363 | 110.669 | 421.2134 | 237.828 | 211.9756 | 223.9609 | 252.8664 | 217.4502 | 222.8848 | 264.4529 | 281.6351 | 254.8615 | 269.6482 | 239.8141 | 243.4157 | 287.4476 | 271.8392 | 205.7211 | 10.3043 | 44.9821 | 117.253 | 121.2514 | 731.0081 | 728.882 | 1256.3885
CDP20 | QLD | GG | Coordinated CER storage | 0.20227 | 0.26611 | 0.33636 | 0.42496 | 0.52155 | 0.65397 | 0.79977 | 0.99257 | 1.2629 | 1.6202 | 1.8386 | 2.37 | 2.8618 | 3.4678 | 4.0859 | 4.6249 | 5.1014 | 5.7346 | 6.8863 | 7.8437 | 8.1453 | 9.6537 | 10.9544 | 12.2785 | 14.0516 | 15.943 | 16.341 | 16.8142
CDP20 | QLD | GG | Passive CER storage | 0.43375 | 0.49115 | 0.5429 | 0.6111 | 0.66737 | 0.73538 | 0.82193 | 0.90112 | 0.98625 | 1.0827 | 1.1807 | 1.2893 | 1.3971 | 1.5064 | 1.6163 | 1.7374 | 1.8244 | 1.9283 | 2.0181 | 2.1123 | 2.2029 | 2.3052 | 2.4175 | 2.547 | 2.6413 | 2.7129 | 2.8267 | 2.9272
CDP20 | QLD | GG | Offshore wind | 0 | 0 | 0 | 0 | 0 | 0 | 0 | 0 | 0 | 0 | 0 | 0 | 0 | 0 | 0 | 0 | 0 | 0 | 0 | 0 | 0 | 0 | 0 | 0 | 0 | 0 | 0 | 0
CDP20 | QLD | GG | Wind | 0 | 0 | 0 | 0 | 0 | 0 | 0 | 0 | 0 | 0 | 0 | 0 | 0 | 0 | 0 | 0 | 0 | 0 | 0 | 0 | 0 | 0 | 0 | 0 | 0 | 0 | 0 | 0
CDP20 | QLD | GG | Utility solar | 0 | 0 | 0 | 0 | 0 | 0 | 0 | 0 | 0 | 0 | 0 | 0 | 0 | 0 | 0 | 0 | 0 | 0 | 0 | 0 | 0 | 0 | 0 | 0 | 0 | 0 | 0 | 0
CDP20 | QLD | GG | Distributed PV | 83.1873 | 85.9307 | 89.0592 | 93.8754 | 98.1305 | 103.0181 | 107.804 | 112.3773 | 116.1806 | 119.6898 | 122.8667 | 125.7195 | 127.7035 | 129.6922 | 131.5994 | 134.0671 | 135.8587 | 138.2141 | 140.6638 | 143.1481 | 145.0607 | 147.4519 | 150.0271 | 152.6645 | 154.6545 | 157.2475 | 160.5535 | 164.0285
CDP20 | QLD | GG | Other renewable fuels | 0 | 0 | 0 | 0 | 0 | 0 | 0 | 0 | 0 | 0 | 0 | 0 | 0 | 0 | 0 | 0 | 0 | 0 | 0 | 0 | 0 | 0 | 0 | 0 | 0 | 0 | 0 | 0
CDP20 | QLD | GG | DSP | 0 | 0 | 0 | 0 | 0 | 0 | 0 | 0 | 0 | 0 | 0 | 0 | 0 | 0 | 0 | 0 | 0 | 0 | 0 | 0 | 0 | 0 | 0 | 0 | 0 | 0 | 0 | 0
CDP20 | QLD | GG | Utility storage load | 0 | -51.1015 | -114.3339 | -138.7338 | -131.7488 | -501.0082 | -283.1286 | -252.352 | -266.6202 | -301.0315 | -259.297 | -264.9116 | -314.8249 | -335.28 | -303.8431 | -320.5734 | -285.4931 | -289.7807 | -342.1996 | -324.0546 | -244.4697 | -12.1216 | -52.9149 | -137.9311 | -142.793 | -859.7663 | -857.8233 | -1489.5118
CDP20 | QLD | GG | Coordinated CER storage load | -0.20227 | -0.26611 | -0.33657 | -0.42502 | -0.52161 | -0.65365 | -0.82027 | -1.0458 | -1.3748 | -1.8208 | -2.0661 | -2.7404 | -3.3648 | -4.1438 | -4.943 | -5.5919 | -6.1893 | -7.0104 | -8.5217 | -9.8206 | -10.0873 | -12.1316 | -13.8516 | -15.603 | -18.0194 | -20.537 | -21.0677 | -21.6233
CDP20 | QLD | GG | Passive CER storage load | -0.49951 | -0.56501 | -0.62547 | -0.70194 | -0.76631 | -0.8441 | -0.94124 | -1.0351 | -1.1341 | -1.2402 | -1.3568 | -1.4807 | -1.6013 | -1.7294 | -1.8552 | -1.9859 | -2.0914 | -2.2036 | -2.3117 | -2.4203 | -2.5191 | -2.6406 | -2.7666 | -2.9072 | -3.0247 | -3.1053 | -3.2214 | -3.3445
CDP20 | QLD | CQ | Black coal | 11700.4544 | 12723.9568 | 14347.276 | 7438.9163 | 6479.6259 | 3103.7659 | 5925.7909 | 5776.0105 | 4174.6415 | 4063.9134 | 4194.5418 | 4466.7262 | 4477.2475 | 3582.3001 | 3566.7642 | 4282.3197 | 4417.6243 | 4537.6443 | 4895.9098 | 4751.8007 | 4516.1959 | 4571.5859 | 4356.7902 | 4244.1389 | 4259.1843 | 4593.4629 | 4236.3048 | 0
CDP20 | QLD | CQ | Mid-merit gas | 0 | 0 | 0 | 0 | 0 | 0 | 0 | 0 | 0 | 0 | 0 | 0 | 0 | 0 | 0 | 0 | 0 | 0 | 0 | 0 | 0 | 0 | 0 | 0 | 0 | 0 | 0 | 0
CDP20 | QLD | CQ | Flexible gas with CCS | 0 | 0 | 0 | 0 | 0 | 0 | 0 | 0 | 0 | 0 | 0 | 0 | 0 | 0 | 0 | 0 | 0 | 0 | 0 | 0 | 0 | 0 | 0 | 0 | 0 | 0 | 0 | 0
CDP20 | QLD | CQ | Flexible gas | 0 | 0 | 2.1486e-07 | 0.039161 | 2.5439e-07 | 2.1375e-07 | 1.4363 | 0.41678 | 1.2665 | 2.0049 | 0 | 0 | 0 | 0 | 0 | 0 | 0 | 0 | 0 | 0 | 0 | 0 | 0 | 0 | 0 | 0 | 0 | 0
CDP20 | QLD | CQ | Hydro | 0 | 0 | 0 | 0 | 0 | 0 | 0 | 0 | 0 | 0 | 0 | 0 | 0 | 0 | 0 | 0 | 0 | 0 | 0 | 0 | 0 | 0 | 0 | 0 | 0 | 0 | 0 | 0
CDP20 | QLD | CQ | Utility storage | 40.23 | 36.661 | 59.5037 | 136.8111 | 163.4366 | 259.0719 | 182.5418 | 167.2825 | 175.0485 | 190.3939 | 168.9989 | 173.0776 | 196.1141 | 211.6333 | 190.0954 | 202.6068 | 187.8032 | 189.2891 | 156.4809 | 148.6303 | 122.7568 | 138.5283 | 191.8262 | 116.4367 | 187.7649 | 1626.4135 | 1617.8176 | 2386.8014
CDP20 | QLD | CQ | Coordinated CER storage | 3.3994 | 4.4768 | 5.6545 | 7.1689 | 8.8341 | 10.8079 | 12.9524 | 15.6398 | 19.1535 | 23.6901 | 26.8355 | 33.3359 | 39.4634 | 46.785 | 54.4416 | 61.3006 | 67.6494 | 75.3533 | 88.4757 | 99.9249 | 103.927 | 121.2544 | 136.2661 | 152.8588 | 173.0445 | 194.2411 | 199.3868 | 205.5153
CDP20 | QLD | CQ | Passive CER storage | 7.2649 | 8.2429 | 9.1049 | 10.1494 | 11.1216 | 12.1535 | 13.617 | 14.8902 | 16.1978 | 17.7002 | 19.2237 | 20.9226 | 22.6054 | 24.2909 | 26.0235 | 27.8933 | 29.2325 | 30.8205 | 32.1652 | 33.6167 | 35.0164 | 36.548 | 38.2373 | 40.233 | 41.689 | 42.7748 | 44.484 | 46.003
CDP20 | QLD | CQ | Offshore wind | 0 | 0 | 0 | 0 | 0 | 0 | 0 | 0 | 0 | 0 | 0 | 0 | 0 | 0 | 0 | 0 | 0 | 0 | 0 | 0 | 0 | 0 | 0 | 0 | 0 | 0 | 0 | 0
CDP20 | QLD | CQ | Wind | 892.7537 | 1175.0755 | 1292.5471 | 2864.0502 | 4185.4236 | 4513.3702 | 4166.9873 | 4315.5265 | 4362.9623 | 7304.7937 | 7208.6128 | 6797.9667 | 7033.0977 | 6873.1188 | 7907.4839 | 6752.811 | 7353.5756 | 7054.4244 | 6879.9694 | 7277.2362 | 9185.974 | 9023.8076 | 9432.2036 | 9859.132 | 9285.0847 | 7940.8787 | 8276.3176 | 8245.2466
CDP20 | QLD | CQ | Utility solar | 2041.2678 | 2144.5706 | 2000.5004 | 2252.9661 | 2155.9008 | 2288.5086 | 1729.8189 | 1977.2423 | 2051.8944 | 2029.0525 | 2148.2081 | 2134.4823 | 2027.53 | 2074.0951 | 2093.6442 | 2123.436 | 2081.5139 | 2932.8464 | 2681.9298 | 2885.3356 | 2312.2501 | 2610.7333 | 2572.0925 | 2858.9127 | 5513.0781 | 8396.0613 | 9518.8586 | 12754.5819
CDP20 | QLD | CQ | Distributed PV | 983.4528 | 1015.8314 | 1049.9894 | 1099.5409 | 1147.7856 | 1214.1964 | 1273.2899 | 1322.5909 | 1366.4737 | 1411.0047 | 1452.5752 | 1484.7024 | 1513.4651 | 1542.6319 | 1573.6127 | 1602.9355 | 1628.0199 | 1660.5557 | 1693.308 | 1723.4366 | 1751.2723 | 1783.2996 | 1817.4165 | 1849.4621 | 1878.748 | 1913.7379 | 1953.8785 | 1991.6066
CDP20 | QLD | CQ | Other renewable fuels | 0 | 0 | 0 | 0 | 0 | 0 | 0 | 0 | 0 | 0 | 0 | 0 | 0 | 0 | 0 | 0 | 0 | 0 | 0 | 0 | 0 | 0 | 0 | 0 | 0 | 0 | 0 | 0
CDP20 | QLD | CQ | DSP | 0 | 0 | 0 | 0 | 0 | 0 | 0 | 0 | 0 | 0 | 0 | 0 | 0 | 0 | 0 | 0 | 0 | 0 | 0 | 0 | 0 | 0 | 0 | 0 | 0 | 0 | 0 | 0
CDP20 | QLD | CQ | Utility storage load | -47.8928 | -43.644 | -70.9469 | -162.8704 | -194.5674 | -307.9826 | -217.3118 | -199.1459 | -208.3912 | -226.6596 | -201.6089 | -205.6253 | -233.4692 | -251.9446 | -226.7406 | -240.7622 | -223.5753 | -225.3443 | -186.2868 | -177.2682 | -145.8118 | -164.7694 | -227.7301 | -136.971 | -230.8216 | -2022.3741 | -2019.2765 | -2981.0936
CDP20 | QLD | CQ | Coordinated CER storage load | -3.3994 | -4.4768 | -5.6579 | -7.1697 | -8.8351 | -10.8026 | -13.1646 | -16.1939 | -20.3079 | -25.7703 | -29.1903 | -37.1689 | -44.6709 | -53.7697 | -63.32 | -71.3321 | -79.027 | -88.659 | -105.4964 | -120.5717 | -123.9665 | -146.8824 | -166.2511 | -187.7347 | -214.6212 | -242.27 | -248.8632 | -256.0331
CDP20 | QLD | CQ | Passive CER storage load | -8.3663 | -9.4825 | -10.4898 | -11.6583 | -12.7703 | -13.9503 | -15.5935 | -17.1034 | -18.6254 | -20.2758 | -22.0901 | -24.0291 | -25.9093 | -27.8864 | -29.8687 | -31.8835 | -33.5104 | -35.222 | -36.8449 | -38.5184 | -40.0421 | -41.8653 | -43.7592 | -45.9213 | -47.7414 | -48.9625 | -50.6961 | -52.5612
CDP20 | QLD | SQ | Black coal | 21353.644 | 21128.2586 | 21428.6987 | 17013.2133 | 15309.8152 | 11489.4304 | 14511.5403 | 13718.6344 | 13193.6904 | 8973.0666 | 5027.6594 | 5183.37 | 5092.5548 | 4606.1779 | 5062.8715 | 5130.7936 | 5216.3232 | 5242.8971 | 5294.2883 | 5151.3802 | 5169.2436 | 5084.9107 | 5157.5137 | 4936.9153 | 4856.9752 | 5142.5206 | 5036.4148 | 0
CDP20 | QLD | SQ | Mid-merit gas | 1550.1595 | 1930.363 | 417.7273 | 285.8721 | 451.1767 | 236.4257 | 273.7782 | 142.8445 | 1070.2413 | 2127.3638 | 1462.8814 | 1361.7556 | 1099.5594 | 741.0131 | 442.8285 | 787.2104 | 1027.1336 | 471.1968 | 278.7122 | 378.4665 | 337.4037 | 0 | 0 | 0 | 0 | 0 | 0 | 0
CDP20 | QLD | SQ | Flexible gas with CCS | 0 | 0 | 0 | 0 | 0 | 0 | 0 | 0 | 0 | 0 | 0 | 0 | 0 | 0 | 0 | 0 | 0 | 0 | 0 | 0 | 0 | 0 | 0 | 0 | 0 | 0 | 0 | 0
CDP20 | QLD | SQ | Flexible gas | 74.0082 | 34.4654 | 4.4569 | 13.8291 | 13.0398 | 127.8452 | 131.3693 | 17.9484 | 143.6866 | 670.8797 | 542.2852 | 342.2339 | 1058.7482 | 810.755 | 526.6549 | 1366.0453 | 4396.1988 | 3108.4842 | 3400.821 | 4455.3824 | 3949.7493 | 4710.2737 | 5712.1677 | 5667.9271 | 3087.1856 | 2214.3186 | 4803.3494 | 5041.0647
CDP20 | QLD | SQ | Hydro | 0 | 0 | 0 | 0 | 0 | 0 | 0 | 0 | 0 | 0 | 0 | 0 | 0 | 0 | 0 | 0 | 0 | 0 | 0 | 0 | 0 | 0 | 0 | 0 | 0 | 0 | 0 | 0
CDP20 | QLD | SQ | Utility storage | 1248.2434 | 1177.7041 | 1092.518 | 1076.3479 | 1320.5981 | 2018.543 | 1541.7157 | 1450.6443 | 1567.4682 | 1720.1179 | 5782.8028 | 6161.7162 | 6253.2761 | 6481.4574 | 6335.6273 | 6244.9411 | 5804.7982 | 5732.0762 | 6130.4123 | 6183.6007 | 5334.3337 | 5339.0995 | 6208.4571 | 6456.2226 | 6671.8932 | 7193.44 | 7058.5813 | 7181.9545
CDP20 | QLD | SQ | Coordinated CER storage | 17.983 | 23.8085 | 30.5298 | 38.6783 | 47.9586 | 59.2642 | 72.4275 | 89.261 | 110.5038 | 137.8208 | 156.2044 | 193.1461 | 229.7682 | 278.2879 | 324.9487 | 367.2919 | 407.4109 | 443.7816 | 522.6661 | 599.5291 | 615.4017 | 732.7735 | 821.8355 | 921.3048 | 1045.522 | 1190.8894 | 1202.6323 | 1276.6605
CDP20 | QLD | SQ | Passive CER storage | 38.5258 | 43.8968 | 49.0034 | 54.5739 | 60.1823 | 66.4877 | 74.7743 | 82.1543 | 89.5117 | 97.9153 | 106.4969 | 116.2022 | 125.6895 | 135.4263 | 145.4256 | 156.0927 | 163.6411 | 172.4096 | 179.9223 | 187.9841 | 195.7875 | 204.5517 | 214.2855 | 225.8 | 234.2198 | 240.7642 | 250.8429 | 259.8486
CDP20 | QLD | SQ | Offshore wind | 0 | 0 | 0 | 0 | 0 | 0 | 0 | 0 | 0 | 0 | 0 | 0 | 0 | 0 | 0 | 0 | 0 | 0 | 0 | 0 | 0 | 0 | 0 | 0 | 0 | 0 | 0 | 0
CDP20 | QLD | SQ | Wind | 4637.2535 | 6192.9656 | 6567.6451 | 11517.3842 | 13879.7325 | 14014.7967 | 13406.117 | 13192.5758 | 13546.7885 | 13639.3381 | 16087.4442 | 15117.3003 | 15304.4618 | 16057.3456 | 16915.7632 | 15398.974 | 16345.9337 | 16810.6247 | 16124.3682 | 16160.3492 | 14897.7062 | 14516.2326 | 14708.4979 | 14021.0727 | 23860.015 | 22511.9182 | 21942.599 | 23494.1213
CDP20 | QLD | SQ | Utility solar | 4588.3781 | 4800.8334 | 4776.3862 | 4628.4286 | 4555.0898 | 4737.2745 | 3798.6207 | 4277.0179 | 4510.71 | 5512.4042 | 11586.7824 | 14189.6036 | 13784.1067 | 14032.6335 | 14088.6124 | 14362.3741 | 13739.1888 | 12902.5238 | 15490.3442 | 16552.1603 | 13604.7655 | 16762.158 | 16534.2626 | 18062.9498 | 17416.5004 | 21673.3133 | 21538.2788 | 23658.1884
CDP20 | QLD | SQ | Distributed PV | 5990.8471 | 6184.3421 | 6391.0577 | 6675.4064 | 6948.9149 | 7246.6104 | 7553.5439 | 7854.8235 | 8099.4155 | 8344.1878 | 8574.7168 | 8791.3445 | 8944.2099 | 9112.954 | 9288.9666 | 9482.3526 | 9632.6932 | 9808.7105 | 9994.2533 | 10193.5007 | 10350.6777 | 10536.484 | 10729.2197 | 10938.4931 | 11106.4424 | 11313.678 | 11537.6324 | 11787.4518
CDP20 | QLD | SQ | Other renewable fuels | 0 | 0 | 0 | 0 | 0 | 0 | 0 | 0 | 0 | 0 | 0 | 0 | 0 | 0 | 0 | 0 | 0 | 0 | 0 | 0 | 0 | 0 | 0 | 0 | 0 | 0 | 459.6046 | 319.3578
CDP20 | QLD | SQ | DSP | 8.4829e-07 | 8.9006e-07 | 9.5979e-07 | 1.2514e-06 | 1.6044e-06 | 2.6616e-06 | 0.8181 | 0.48563 | 2.4 | 0.82839 | 7.5205 | 2.3085 | 10.1054 | 7.6277 | 2.4671 | 1.196 | 29.4567 | 17.141 | 1.6929 | 3.8445 | 6.0165 | 0.4253 | 9.3887 | 0.48267 | 15.332 | 2.0395 | 50.632 | 106.51
CDP20 | QLD | SQ | Utility storage load | -1688.1398 | -1545.2422 | -1410.1222 | -1377.2277 | -1760.0174 | -2805.5441 | -2018.1783 | -1893.5694 | -2044.8656 | -2255.5306 | -7580.1233 | -8042.3957 | -8224.8909 | -8516.831 | -8340.9694 | -8158.2973 | -7636.8374 | -7527.8811 | -8033.9052 | -8175.838 | -6998.4507 | -7029.5997 | -8111.628 | -8512.3062 | -8739.0883 | -9388.2523 | -9265.0239 | -9459.443
CDP20 | QLD | SQ | Coordinated CER storage load | -17.983 | -23.8085 | -30.5482 | -38.683 | -47.9641 | -59.2354 | -74.1128 | -93.5579 | -118.8131 | -152.3634 | -172.388 | -217.9228 | -263.1811 | -324.6796 | -383.5489 | -433.7657 | -483.3532 | -527.6712 | -629.6005 | -732.602 | -742.0468 | -899.8071 | -1015.2005 | -1145.673 | -1308.0748 | -1503.4608 | -1515.2571 | -1610.6777
CDP20 | QLD | SQ | Passive CER storage load | -44.3668 | -50.498 | -56.4569 | -62.687 | -69.1038 | -76.3172 | -85.6279 | -94.3651 | -102.9273 | -112.1632 | -122.3762 | -133.4555 | -144.0599 | -155.4718 | -166.9135 | -178.4222 | -187.5884 | -197.0317 | -206.0993 | -215.394 | -223.8881 | -234.3118 | -245.2308 | -257.7243 | -268.2238 | -275.5925 | -285.8727 | -296.8927
CDP20 | VIC | VIC | Brown coal | 32180.7418 | 28061.6013 | 27405.7015 | 24208.8932 | 18297.1112 | 14917.4676 | 16305.1355 | 13346.9783 | 10058.7709 | 6216.5574 | 2849.2796 | 3438.6883 | 3403.3323 | 2972.3503 | 3462.4634 | 3313.1857 | 3397.6849 | 3334.0703 | 3379.7936 | 3440.7562 | 3205.1247 | 3424.9535 | 3405.1604 | 0 | 0 | 0 | 0 | 0
CDP20 | VIC | VIC | Mid-merit gas | 76.7713 | 131.3434 | 70.4104 | 56.7202 | 0 | 0 | 0 | 0 | 0 | 0 | 0 | 0 | 0 | 0 | 0 | 0 | 0 | 0 | 0 | 0 | 0 | 0 | 0 | 0 | 0 | 0 | 0 | 0
CDP20 | VIC | VIC | Flexible gas with CCS | 0 | 0 | 0 | 0 | 0 | 0 | 0 | 0 | 0 | 0 | 0 | 0 | 0 | 0 | 0 | 0 | 0 | 0 | 0 | 0 | 0 | 0 | 0 | 0 | 0 | 0 | 0 | 0
CDP20 | VIC | VIC | Flexible gas | 49.1853 | 92.1763 | 41.6612 | 33.8232 | 286.0125 | 63.9001 | 25.2902 | 2.9053e-06 | 2.1376e-06 | 66.7807 | 25.4273 | 53.7809 | 167.8005 | 155.2906 | 57.1875 | 60.1347 | 198.7551 | 200.7695 | 191.2507 | 348.5873 | 188.4223 | 159.2617 | 343.9667 | 407.9111 | 434.9339 | 180.0205 | 628.3686 | 781.7118
CDP20 | VIC | VIC | Hydro | 2506.0996 | 1230.2482 | 1311.5243 | 3419.612 | 2060.2901 | 4040.5879 | 2206.8241 | 973.9169 | 3308.1814 | 3193.2485 | 3275.6763 | 2386.7185 | 2759.575 | 1840.9751 | 2297.8074 | 2157.6008 | 3410.5546 | 2170.5093 | 2069.9405 | 2162.2115 | 2172.4534 | 1880.4729 | 2463.8177 | 2633.1514 | 3066.4563 | 2401.2348 | 2902.9409 | 2044.6513
CDP20 | VIC | VIC | Utility storage | 391.7453 | 1149.2287 | 1919.0326 | 2614.7168 | 2994.8622 | 3902.845 | 3247.6778 | 4094.5881 | 4215.5501 | 4114.0143 | 4302.3516 | 4020.0735 | 4615.4205 | 5455.9993 | 5420.0616 | 6175.8409 | 5402.3515 | 5140.3081 | 5195.0592 | 4867.596 | 5358.0779 | 4778.1397 | 4307.4513 | 4081.1423 | 4129.9629 | 3917.5114 | 3402.321 | 3355.1583
CDP20 | VIC | VIC | Coordinated CER storage | 46.2603 | 62.994 | 81.0072 | 102.3141 | 127.8181 | 157.1502 | 184.6217 | 218.2236 | 257.9951 | 302.4071 | 350.7898 | 418.4764 | 482.1755 | 570.7991 | 657.1577 | 748.9259 | 829.6576 | 922.4729 | 1016.1715 | 1143.911 | 1243.0779 | 1396.4235 | 1565.0133 | 1718.8674 | 1871.6676 | 2028.0344 | 2096.6624 | 2296.1161
CDP20 | VIC | VIC | Passive CER storage | 93.9153 | 103.8346 | 113.4315 | 124.1343 | 134.0189 | 145.1892 | 159.9523 | 173.6821 | 187.2958 | 202.3336 | 217.0562 | 234.2369 | 249.6964 | 267.2425 | 284.5038 | 301.8728 | 315.2069 | 328.6875 | 342.6232 | 356.7102 | 370.6288 | 384.4636 | 401.0884 | 417.2939 | 433.7507 | 444.3685 | 460.5946 | 476.6569
CDP20 | VIC | VIC | Offshore wind | 0 | 0 | 0 | 0 | 0 | 0 | 4006.8577 | 7928.9147 | 10433.8612 | 13159.1882 | 15266.0081 | 19320.7135 | 23577.1677 | 28345.6369 | 31474.1731 | 36471.9252 | 36730.6047 | 36720.1184 | 35114.5718 | 33985.7792 | 34693.7202 | 34900.6486 | 35037.2719 | 37273.4932 | 34355.0565 | 34540.719 | 35662.1712 | 37328.006
CDP20 | VIC | VIC | Wind | 13669.0662 | 17107.928 | 16269.0316 | 17161.3524 | 20191.5227 | 21416.616 | 20879.7449 | 22380.1405 | 21419.5843 | 22335.095 | 20742.7377 | 20147.969 | 19785.4788 | 20338.6797 | 19255.1618 | 19297.4672 | 18784.4959 | 18663.6052 | 17572.394 | 16273.732 | 15473.6291 | 13900.7656 | 13256.8332 | 13632.9595 | 13970.4144 | 16127.7389 | 15755.0497 | 16647.5132
CDP20 | VIC | VIC | Utility solar | 2569.0376 | 3063.4321 | 3401.0645 | 3593.2005 | 3560.2075 | 3638.5732 | 3162.2765 | 3200.3809 | 3297.4923 | 3256.5717 | 3869.2988 | 3658.6367 | 3462.5172 | 3524.6376 | 3571.9718 | 3335.0486 | 3412.3305 | 3305.0936 | 3365.8582 | 5083.8604 | 6415.4703 | 6829.1925 | 6926.9524 | 6423.994 | 6583.9138 | 5818.4168 | 5403.3997 | 5281.8099
CDP20 | VIC | VIC | Distributed PV | 6087.2788 | 6684.1854 | 7294.8864 | 7984.2026 | 8627.0949 | 9196.1307 | 9725.6838 | 10200.0096 | 10651.3504 | 11059.654 | 11465.7127 | 11844.9384 | 12143.6943 | 12364.7146 | 12587.537 | 12816.1806 | 13025.347 | 13207.514 | 13417.6849 | 13652.8559 | 13870.6821 | 14058.9828 | 14279.9745 | 14546.9466 | 14826.3072 | 15089.7889 | 15385.7563 | 15709.2989
CDP20 | VIC | VIC | Other renewable fuels | 0 | 0 | 0 | 0 | 0 | 0 | 0 | 0 | 0 | 0 | 0 | 0 | 0 | 0 | 0 | 0 | 0 | 0 | 0 | 0 | 0 | 0 | 0 | 0 | 0 | 0 | 454.3062 | 258.3398
CDP20 | VIC | VIC | DSP | 0.032001 | 8.6357e-07 | 9.1738e-07 | 1.1904e-06 | 1.188 | 25.3152 | 24.1409 | 1.3158e-06 | 1.6655e-06 | 10.4082 | 17.1648 | 7.0341 | 41.3333 | 17.3928 | 9.7168 | 9.6852 | 63.074 | 18.529 | 10.019 | 20.2565 | 12.2956 | 2.2075 | 12.893 | 20.4896 | 30.0641 | 9.0228 | 88.4071 | 48.0253
CDP20 | VIC | VIC | Utility storage load | -466.3636 | -1368.0033 | -2288.0882 | -3105.315 | -3558.6972 | -4631.2659 | -3859.0479 | -4871.7672 | -5006.2359 | -4899.0852 | -5105.8767 | -4779.0475 | -5496.8186 | -6477.4076 | -6444.5439 | -7343.8032 | -6423.4861 | -6111.4434 | -6176.4822 | -5796.1821 | -6522.3434 | -5845.5927 | -5274.2687 | -5038.1458 | -5062.2885 | -4829.6581 | -4220.8386 | -4180.5334
CDP20 | VIC | VIC | Coordinated CER storage load | -46.2603 | -62.994 | -81.0567 | -102.3269 | -127.8337 | -157.0722 | -186.7888 | -224.174 | -269.0736 | -320.2202 | -373.855 | -455.2288 | -530.4965 | -638.1054 | -744.4822 | -854.6961 | -951.6936 | -1064.8889 | -1179.4051 | -1343.6542 | -1456.3659 | -1659.3383 | -1865.7386 | -2066.1405 | -2248.8807 | -2451.662 | -2529.1557 | -2800.4214
CDP20 | VIC | VIC | Passive CER storage load | -111.762 | -123.3463 | -134.8604 | -147.2779 | -159.5703 | -173.272 | -189.9108 | -206.4594 | -222.8042 | -240.197 | -258.543 | -279.5154 | -296.8716 | -318.266 | -338.6938 | -358.4818 | -376.3814 | -390.4669 | -407.5393 | -424.3066 | -440.6446 | -458.2816 | -479.2543 | -495.4081 | -516.2532 | -529.291 | -547.2171 | -568.9661
CDP20 | SA | CSA | Mid-merit gas | 1825.2765 | 2304.3099 | 1228.74 | 994.0969 | 1619.4494 | 887.6214 | 17.602 | 4.885 | 0.22607 | 87.6697 | 45.8371 | 85.0156 | 139.3027 | 0 | 0 | 0 | 0 | 0 | 0 | 0 | 0 | 0 | 0 | 0 | 0 | 0 | 0 | 0
CDP20 | SA | CSA | Flexible gas with CCS | 0 | 0 | 0 | 0 | 0 | 0 | 0 | 0 | 0 | 0 | 0 | 0 | 0 | 0 | 0 | 0 | 0 | 0 | 0 | 0 | 0 | 0 | 0 | 0 | 0 | 0 | 0 | 0
CDP20 | SA | CSA | Flexible gas | 5.8124 | 4.241 | 46.3265 | 16.6586 | 12.0805 | 116.7545 | 278.2743 | 275.4549 | 690.1183 | 903.8127 | 815.5454 | 755.826 | 1307.9912 | 815.5592 | 413.4304 | 726.2786 | 1140.2913 | 992.8647 | 1219.1897 | 1904.946 | 1120.3429 | 1212.0103 | 1084.9481 | 676.8044 | 733.5165 | 403.0045 | 907.2135 | 510.0457
CDP20 | SA | CSA | Hydro | 0 | 0 | 0 | 0 | 0 | 0 | 0 | 0 | 0 | 0 | 0 | 0 | 0 | 0 | 0 | 0 | 0 | 0 | 0 | 0 | 0 | 0 | 0 | 0 | 0 | 0 | 0 | 0
CDP20 | SA | CSA | Utility storage | 512.2084 | 658.4456 | 995.1207 | 1954.6866 | 2297.1204 | 2879.968 | 1595.5756 | 1645.5965 | 1683.1382 | 1740.0524 | 1604.2987 | 1599.3069 | 1805.1797 | 1995.3483 | 1918.6923 | 1940.061 | 1821.4814 | 1855.8611 | 2010.8343 | 1707.173 | 1558.973 | 1342.3066 | 1169.5812 | 1949.7964 | 1947.7975 | 2401.4933 | 2427.4398 | 2521.949
CDP20 | SA | CSA | Coordinated CER storage | 190.1063 | 211.554 | 232.1024 | 256.2274 | 280.1629 | 308.0203 | 332.6172 | 360.3979 | 389.7953 | 421.2024 | 457.5682 | 495.129 | 531.0334 | 573.8974 | 617.5307 | 660.9954 | 696.0744 | 734.2489 | 773.8902 | 830.0185 | 883.8525 | 947.8663 | 1010.8925 | 1047.8006 | 1114.3678 | 1156.0762 | 1182.3892 | 1225.2992
CDP20 | SA | CSA | Passive CER storage | 64.0325 | 68.5121 | 72.874 | 77.7255 | 81.7137 | 86.0408 | 91.1661 | 95.9927 | 100.5806 | 105.8509 | 110.6315 | 116.1445 | 120.6524 | 126.1011 | 130.3051 | 135.7589 | 139.2271 | 142.3883 | 145.3068 | 148.8519 | 151.4968 | 154.3978 | 158.1308 | 162.327 | 164.8392 | 167.039 | 171.4898 | 175.3662
CDP20 | SA | CSA | Offshore wind | 0 | 0 | 0 | 0 | 0 | 0 | 0 | 0 | 0 | 0 | 0 | 0 | 0 | 0 | 0 | 0 | 0 | 0 | 0 | 0 | 0 | 0 | 0 | 0 | 0 | 0 | 0 | 0
CDP20 | SA | CSA | Wind | 7222.6314 | 7498.7744 | 7251.2824 | 7655.5914 | 8800.018 | 7999.5169 | 7761.2301 | 8320.734 | 8244.88 | 9226.2372 | 8377.0328 | 8382.2422 | 7340.5134 | 8317.4219 | 8792.0865 | 7310.3696 | 8677.7421 | 9085.774 | 8907.2323 | 7584.9994 | 7318.4562 | 7100.2277 | 7538.7726 | 9781.2367 | 9666.2443 | 9644.0649 | 9097.0682 | 10398.6524
CDP20 | SA | CSA | Utility solar | 1159.7087 | 1251.9453 | 1833.0406 | 1675.7758 | 1798.3822 | 1664.09 | 1740.158 | 1803.9814 | 1836.3188 | 1826.3897 | 2475.5586 | 2525.0153 | 2416.9403 | 2430.01 | 2550.4736 | 2591.2983 | 2801.1573 | 2658.0931 | 2753.4603 | 3758.6271 | 5792.7721 | 6026.6428 | 5692.729 | 5452.0727 | 5610.7017 | 5719.2969 | 5573.9884 | 5695.5039
CDP20 | SA | CSA | Distributed PV | 3190.3631 | 3260.7863 | 3336.7919 | 3466.2875 | 3610.9779 | 3765.142 | 3919.0203 | 4056.501 | 4171.4374 | 4282.9871 | 4387.5614 | 4474.6656 | 4540.4368 | 4615.8937 | 4699.0323 | 4777.1158 | 4844.1539 | 4922.1799 | 5007.7115 | 5086.4132 | 5151.8572 | 5229.3602 | 5315.6498 | 5398.0969 | 5468.4064 | 5549.6338 | 5639.0507 | 5724.3107
CDP20 | SA | CSA | Other renewable fuels | 0 | 0 | 0 | 0 | 0 | 0 | 0 | 0 | 0 | 0 | 0 | 0 | 0 | 0 | 0 | 0 | 0 | 0 | 0 | 0 | 0 | 0 | 0 | 0 | 0 | 0 | 0 | 0
CDP20 | SA | CSA | DSP | 0.18 | 8.7136e-07 | 9.6359e-07 | 1.2438e-06 | 0.96 | 26.0443 | 21.0509 | 1.3598e-06 | 0.18299 | 8.2005 | 15.8919 | 10.5131 | 35.416 | 16.3896 | 6.0277 | 10.5149 | 51.3132 | 15.7371 | 7.1673 | 11.9353 | 9.5037 | 1.653 | 10.5208 | 11.8621 | 16.97 | 6.156 | 54.0518 | 29.5996
CDP20 | SA | CSA | Utility storage load | -609.7721 | -783.5368 | -1184.6783 | -2330.3921 | -2734.7173 | -3425.2608 | -1899.5261 | -1962.4062 | -2000.4405 | -2074.8553 | -1906.5826 | -1903.9688 | -2151.9319 | -2372.5825 | -2287.5261 | -2306.3058 | -2168.4661 | -2209.3956 | -2393.8905 | -2034.9809 | -1853.3687 | -1599.8245 | -1390.0237 | -2303.1476 | -2293.6623 | -2834.6531 | -2853.2646 | -2970.961
CDP20 | SA | CSA | Coordinated CER storage load | -190.1063 | -211.554 | -232.1024 | -256.383 | -280.1776 | -307.85 | -333.1168 | -361.9356 | -392.2303 | -425.6417 | -463.687 | -504.1627 | -542.8706 | -590.6836 | -640.4141 | -687.1448 | -725.4803 | -767.8535 | -811.5887 | -880.5008 | -942.4837 | -1022.7612 | -1094.6848 | -1135.0202 | -1215.5337 | -1264.6068 | -1289.7304 | -1345.0771
CDP20 | SA | CSA | Passive CER storage load | -74.5534 | -80.106 | -84.9062 | -90.0868 | -94.711 | -99.6282 | -104.9721 | -111.2405 | -116.5182 | -121.7649 | -127.6009 | -133.8318 | -139.592 | -144.8715 | -150.319 | -155.3538 | -159.9965 | -162.6779 | -167.2472 | -170.8245 | -173.1506 | -176.6843 | -181.1201 | -184.9918 | -188.5654 | -191.4455 | -195.1885 | -200.2795
CDP20 | SA | SESA | Mid-merit gas | 0 | 0 | 0 | 0 | 0 | 0 | 0 | 0 | 0 | 0 | 0 | 0 | 0 | 0 | 0 | 0 | 0 | 0 | 0 | 0 | 0 | 0 | 0 | 0 | 0 | 0 | 0 | 0
CDP20 | SA | SESA | Flexible gas with CCS | 0 | 0 | 0 | 0 | 0 | 0 | 0 | 0 | 0 | 0 | 0 | 0 | 0 | 0 | 0 | 0 | 0 | 0 | 0 | 0 | 0 | 0 | 0 | 0 | 0 | 0 | 0 | 0
CDP20 | SA | SESA | Flexible gas | 0.25151 | 1.5167e-07 | 0.84091 | 3.8871e-07 | 3.8466e-07 | 1.006 | 3.2319 | 1.684e-06 | 3.1949e-06 | 1.9383 | 4.5925 | 0 | 0 | 0 | 0 | 0 | 0 | 0 | 0 | 0 | 0 | 0 | 0 | 0 | 0 | 0 | 0 | 0
CDP20 | SA | SESA | Hydro | 0 | 0 | 0 | 0 | 0 | 0 | 0 | 0 | 0 | 0 | 0 | 0 | 0 | 0 | 0 | 0 | 0 | 0 | 0 | 0 | 0 | 0 | 0 | 0 | 0 | 0 | 0 | 0
CDP20 | SA | SESA | Utility storage | 26.5489 | 22.0692 | 22.9608 | 24.7218 | 27.3123 | 33.2482 | 26.3712 | 27.9212 | 27.0532 | 29.4284 | 5.8961e-05 | 5.9806e-05 | 6.414e-05 | 0.00010862 | 0.00011428 | 0.0001157 | 0.00011129 | 0.00011219 | 0.00011041 | 0.00012831 | 0.00015041 | 0.00014102 | 0.00020899 | 59.4043 | 61.9842 | 58.7105 | 58.9719 | 63.3137
CDP20 | SA | SESA | Coordinated CER storage | 6.7783 | 7.6027 | 8.4037 | 9.3345 | 10.2624 | 11.3803 | 12.3836 | 13.4576 | 14.5869 | 15.8491 | 17.4187 | 18.9533 | 20.5122 | 22.2287 | 24.0446 | 25.76 | 27.2315 | 28.7743 | 30.3686 | 32.671 | 35.1058 | 37.9724 | 40.588 | 41.9999 | 44.6757 | 46.6271 | 47.647 | 49.7602
CDP20 | SA | SESA | Passive CER storage | 2.2874 | 2.4649 | 2.6412 | 2.8343 | 2.9964 | 3.1838 | 3.3933 | 3.5799 | 3.7552 | 3.9661 | 4.1842 | 4.4023 | 4.6087 | 4.8211 | 4.9787 | 5.1883 | 5.3234 | 5.4419 | 5.5432 | 5.6917 | 5.8219 | 5.9481 | 6.0969 | 6.2638 | 6.363 | 6.4511 | 6.627 | 6.8022
CDP20 | SA | SESA | Offshore wind | 0 | 0 | 0 | 0 | 0 | 0 | 0 | 0 | 0 | 0 | 0 | 0 | 0 | 0 | 0 | 0 | 0 | 0 | 0 | 0 | 0 | 0 | 0 | 0 | 0 | 0 | 0 | 0
CDP20 | SA | SESA | Wind | 747.8171 | 814.705 | 708.516 | 795.0949 | 2422.2967 | 2345.831 | 2004.3409 | 2155.593 | 2094.7075 | 2572.3166 | 2317.7834 | 2152.4426 | 2023.6287 | 2158.0939 | 1826.4001 | 1813.6742 | 1674.4531 | 1792.438 | 1720.1805 | 1637.8672 | 1569.1414 | 1744.8759 | 1634.9024 | 1823.2994 | 1616.4056 | 2309.9385 | 2187.0218 | 2421.5831
CDP20 | SA | SESA | Utility solar | 70.5431 | 71.4681 | 74.3438 | 65.7042 | 61.9368 | 56.9015 | 58.7567 | 58.1703 | 60.2051 | 58.7586 | 64.7061 | 53.7573 | 52.653 | 65.1801 | 64.3962 | 61.7233 | 60.1297 | 0 | 0 | 0 | 0 | 0 | 0 | 0 | 0 | 0 | 0 | 0
CDP20 | SA | SESA | Distributed PV | 112.7362 | 116.2125 | 120.7697 | 127.1989 | 133.8742 | 141.6734 | 149.2792 | 155.4422 | 160.67 | 166.3834 | 173.5604 | 178.2911 | 183.9197 | 187.5012 | 190.7562 | 194.3046 | 197.6511 | 200.9791 | 203.7224 | 208.7345 | 214.739 | 219.6259 | 223.1041 | 226.6677 | 229.1829 | 232.2131 | 236.0291 | 242.1829
CDP20 | SA | SESA | Other renewable fuels | 0 | 0 | 0 | 0 | 0 | 0 | 0 | 0 | 0 | 0 | 0 | 0 | 0 | 0 | 0 | 0 | 0 | 0 | 0 | 0 | 0 | 0 | 0 | 0 | 0 | 0 | 0 | 0
CDP20 | SA | SESA | DSP | 0 | 0 | 0 | 0 | 0 | 0 | 0 | 0 | 0 | 0 | 0 | 0 | 0 | 0 | 0 | 0 | 0 | 0 | 0 | 0 | 0 | 0 | 0 | 0 | 0 | 0 | 0 | 0
CDP20 | SA | SESA | Utility storage load | -31.6058 | -26.2729 | -27.3343 | -29.4874 | -32.5146 | -39.5245 | -31.3943 | -33.2962 | -32.1495 | -35.055 | -6.8935e-05 | -7.019e-05 | -7.5207e-05 | -0.00012757 | -0.00013441 | -0.0001356 | -0.00013075 | -0.00013179 | -0.00012967 | -0.00015081 | -0.0001764 | -0.00016542 | -0.00024486 | -70.0037 | -72.7922 | -69.2095 | -69.2267 | -74.4793
CDP20 | SA | SESA | Coordinated CER storage load | -6.7783 | -7.6027 | -8.4037 | -9.3402 | -10.2629 | -11.3741 | -12.4068 | -13.5275 | -14.703 | -16.059 | -17.7112 | -19.3822 | -21.0733 | -23.0233 | -25.1334 | -27.0034 | -28.6524 | -30.406 | -32.218 | -35.0544 | -37.8794 | -41.5153 | -44.5448 | -46.099 | -49.3737 | -51.6984 | -52.6353 | -55.4003
CDP20 | SA | SESA | Passive CER storage load | -2.6632 | -2.882 | -3.0773 | -3.2851 | -3.473 | -3.6866 | -3.9072 | -4.1485 | -4.3502 | -4.5623 | -4.826 | -5.0727 | -5.3322 | -5.5387 | -5.7434 | -5.9371 | -6.1175 | -6.2173 | -6.3802 | -6.5319 | -6.654 | -6.8067 | -6.9833 | -7.1384 | -7.2789 | -7.3936 | -7.5428 | -7.7685
CDP20 | TAS | TAS | Mid-merit gas | 0 | 0 | 0 | 0 | 0 | 0 | 0 | 0 | 0 | 0 | 0 | 0 | 0 | 0 | 0 | 0 | 0 | 0 | 0 | 0 | 0 | 0 | 0 | 0 | 0 | 0 | 0 | 0
CDP20 | TAS | TAS | Flexible gas with CCS | 0 | 0 | 0 | 0 | 0 | 0 | 0 | 0 | 0 | 0 | 0 | 0 | 0 | 0 | 0 | 0 | 0 | 0 | 0 | 0 | 0 | 0 | 0 | 0 | 0 | 0 | 0 | 0
CDP20 | TAS | TAS | Flexible gas | 1.977e-08 | 2.218e-08 | 4.2581e-07 | 0 | 0 | 0 | 5.6548e-07 | 1.0309e-06 | 5.0424e-06 | 0.21783 | 0.17056 | 1.3559e-06 | 7.8388e-07 | 0.9304 | 1.185e-06 | 0.18696 | 0.82622 | 3.0117 | 1.0128 | 3.5894 | 1.6791 | 4.2739e-07 | 1.3977e-06 | 6.6988e-07 | 3.8646 | 7.3066e-07 | 5.0492e-07 | 9.2552e-07
CDP20 | TAS | TAS | Hydro | 8887.2723 | 9653.163 | 6787.8971 | 6688.6908 | 6199.4528 | 5822.8185 | 7899.0426 | 8470.1963 | 7425.7815 | 8657.8357 | 8629.6512 | 7766.5439 | 7748.6943 | 7173.921 | 8402.4374 | 8330.464 | 7664.1173 | 7596.2237 | 8421.4695 | 6489.4394 | 9035.0944 | 8545.3242 | 7099.4229 | 8051.843 | 7464.6122 | 7961.9701 | 8671.3861 | 7166.0774
CDP20 | TAS | TAS | Utility storage | 0 | 0 | 0 | 4.3625e-05 | 5.1845e-05 | 6.02e-05 | 9.5177e-05 | 9.5487e-05 | 0.00013238 | 0.00014151 | 0.00012447 | 0.00013115 | 0.00016387 | 0.00021404 | 0.00024267 | 0.00028803 | 59.8539 | 61.7698 | 444.1828 | 1086.8015 | 1851.8048 | 1697.2583 | 2018.9664 | 1970.6123 | 1962.0063 | 1938.1016 | 1916.6437 | 1936.6344
CDP20 | TAS | TAS | Coordinated CER storage | 2.5734 | 3.5349 | 4.6055 | 5.9569 | 7.4168 | 9.2987 | 10.6784 | 12.1196 | 14.0235 | 15.9489 | 18.4043 | 21.3297 | 24.4941 | 28.5007 | 33.1566 | 38.1955 | 42.4452 | 48.0496 | 51.6378 | 58.6378 | 61.0241 | 67.3447 | 78.8819 | 85.8073 | 94.7042 | 98.7417 | 105.1793 | 112.9552
CDP20 | TAS | TAS | Passive CER storage | 6.2553 | 6.8442 | 7.491 | 8.1837 | 8.8138 | 9.6277 | 10.5227 | 11.3683 | 12.1904 | 13.1008 | 14.0214 | 15.0123 | 15.866 | 16.9658 | 17.9051 | 18.9456 | 19.7579 | 20.3609 | 21.0618 | 21.7684 | 22.4051 | 23.1637 | 23.9385 | 24.7927 | 25.5449 | 25.8603 | 26.7151 | 27.6923
CDP20 | TAS | TAS | Offshore wind | 0 | 0 | 0 | 0 | 0 | 0 | 0 | 0 | 0 | 0 | 0 | 0 | 0 | 0 | 0 | 0 | 0 | 0 | 0 | 0 | 0 | 0 | 0 | 0 | 0 | 0 | 0 | 0
CDP20 | TAS | TAS | Wind | 1975.3545 | 2174.8077 | 3998.3922 | 4688.0599 | 5370.3265 | 6033.8466 | 6517.9022 | 7009.5469 | 7503.4541 | 7996.5649 | 8491.4885 | 8992.5146 | 9505.1036 | 10021.8944 | 10538.9462 | 11055.6861 | 9059.6943 | 8980.0092 | 8743.6817 | 9280.1573 | 9270.9298 | 9446.8795 | 9106.7894 | 9519.5844 | 9140.7627 | 8865.4899 | 8367.3166 | 8342.5218
CDP20 | TAS | TAS | Utility solar | 0 | 0 | 0 | 0 | 0 | 0 | 0 | 0 | 0 | 0 | 0 | 0 | 0 | 0 | 0 | 0 | 0 | 0 | 0 | 0 | 0 | 0 | 0 | 0 | 0 | 0 | 0 | 0
CDP20 | TAS | TAS | Distributed PV | 307.0088 | 319.0286 | 332.2165 | 365.6975 | 409.1203 | 455.4526 | 495.5483 | 526.8219 | 558.336 | 589.4338 | 618.6881 | 640.645 | 653.5031 | 660.943 | 668.1315 | 674.4542 | 680.7325 | 686.9651 | 694.1811 | 700.6574 | 706.8726 | 713.1019 | 720.4898 | 727.215 | 733.6596 | 740.0857 | 747.7693 | 754.9122
CDP20 | TAS | TAS | Other renewable fuels | 0 | 0 | 0 | 0 | 0 | 0 | 0 | 0 | 0 | 0 | 0 | 0 | 0 | 0 | 0 | 0 | 0 | 0 | 0 | 0 | 0 | 0 | 0 | 0 | 0 | 0 | 0 | 0
CDP20 | TAS | TAS | DSP | 8.2088e-07 | 8.005e-07 | 8.5156e-07 | 8.313e-07 | 8.6681e-07 | 9.1354e-07 | 1.1081e-06 | 1.1478e-06 | 1.5111e-06 | 0.077501 | 0.1325 | 1.5389e-06 | 1.4641e-06 | 0.030002 | 0.4525 | 0.2475 | 2.785 | 0.6675 | 0.48 | 0.7825 | 0.35 | 0.035001 | 0.3075 | 0.022501 | 0.69 | 1.6981e-06 | 2.5543 | 1.265
CDP20 | TAS | TAS | Utility storage load | 0 | 0 | 0 | -5.1342e-05 | -6.0966e-05 | -7.0887e-05 | -0.00012004 | -0.00012191 | -0.00016665 | -0.00018265 | -0.00015857 | -0.00016742 | -0.00020642 | -0.00027114 | -0.00031042 | -0.00036836 | -78.683 | -81.841 | -589.5101 | -1437.3348 | -2423.7005 | -2245.5486 | -2625.1235 | -2629.3865 | -2545.1117 | -2552.911 | -2525.7446 | -2579.7749
CDP20 | TAS | TAS | Coordinated CER storage load | -2.5734 | -3.5349 | -4.6055 | -5.9569 | -7.4168 | -9.3044 | -10.696 | -12.2054 | -14.2298 | -16.3103 | -18.9735 | -22.3119 | -25.9113 | -30.7075 | -36.2758 | -42.4458 | -47.5896 | -54.5809 | -58.8925 | -67.7327 | -69.9112 | -78.1354 | -92.9132 | -101.893 | -112.9501 | -117.8378 | -125.882 | -136.5246
CDP20 | TAS | TAS | Passive CER storage load | -7.4092 | -8.08 | -8.839 | -9.6052 | -10.3749 | -11.3443 | -12.3431 | -13.3696 | -14.321 | -15.3464 | -16.5077 | -17.6666 | -18.6487 | -19.9309 | -21.017 | -22.1822 | -23.2833 | -23.8808 | -24.7761 | -25.5422 | -26.2799 | -27.2697 | -28.1878 | -29.1395 | -30.0052 | -30.3481 | -31.2962 | -32.5547
CDP21 | NSW | NNSW | Black coal | 0 | 0 | 0 | 0 | 0 | 0 | 0 | 0 | 0 | 0 | 0 | 0 | 0 | 0 | 0 | 0 | 0 | 0 | 0 | 0 | 0 | 0 | 0 | 0 | 0 | 0 | 0 | 0
CDP21 | NSW | NNSW | Mid-merit gas | 0 | 0 | 0 | 0 | 0 | 0 | 0 | 0 | 0 | 0 | 0 | 0 | 0 | 0 | 0 | 0 | 0 | 0 | 0 | 0 | 0 | 0 | 0 | 0 | 0 | 0 | 0 | 0
CDP21 | NSW | NNSW | Flexible gas with CCS | 0 | 0 | 0 | 0 | 0 | 0 | 0 | 0 | 0 | 0 | 0 | 0 | 0 | 0 | 0 | 0 | 0 | 0 | 0 | 0 | 0 | 0 | 0 | 0 | 0 | 0 | 0 | 0
CDP21 | NSW | NNSW | Flexible gas | 0 | 0 | 0 | 0 | 0 | 0 | 0 | 0 | 0 | 0 | 0 | 0 | 0 | 0 | 0 | 0 | 0 | 0 | 0 | 0 | 0 | 0 | 0 | 0 | 0 | 0 | 0 | 0
CDP21 | NSW | NNSW | Hydro | 0 | 0 | 0 | 0 | 0 | 0 | 0 | 0 | 0 | 0 | 0 | 0 | 0 | 0 | 0 | 0 | 0 | 0 | 0 | 0 | 0 | 0 | 0 | 0 | 0 | 0 | 0 | 0
CDP21 | NSW | NNSW | Utility storage | 3.9389 | 15.4491 | 453.0046 | 908.7156 | 1384.909 | 2882.2704 | 2083.1877 | 2140.1748 | 2347.1728 | 2341.6769 | 2447.7476 | 2543.5368 | 2533.2363 | 2790.6413 | 2739.8761 | 2674.7256 | 2454.0275 | 2501.6647 | 2633.9279 | 2766.2172 | 4937.5775 | 5031.6874 | 4351.3154 | 5520.4122 | 5297.4068 | 5494.9928 | 5361.7406 | 6515.8741
CDP21 | NSW | NNSW | Coordinated CER storage | 8.8366 | 11.2049 | 14.0465 | 16.9371 | 20.4022 | 24.1155 | 27.5919 | 31.7698 | 36.5483 | 42.5731 | 49.7739 | 58.7044 | 67.2334 | 78.3528 | 89.0415 | 99.0903 | 108.4153 | 118.2611 | 132.6908 | 153.9299 | 161.4439 | 181.358 | 209.4731 | 226.7473 | 248.9716 | 269.7964 | 275.2171 | 295.9203
CDP21 | NSW | NNSW | Passive CER storage | 18.167 | 19.7177 | 21.1384 | 22.4275 | 23.7008 | 25.0701 | 27.3635 | 29.2103 | 31.0205 | 33.1586 | 35.2223 | 37.5763 | 39.7724 | 41.8629 | 44.1078 | 46.4927 | 48.0454 | 50.12 | 51.7116 | 53.3755 | 55.0278 | 56.7506 | 58.6569 | 61.0185 | 62.4544 | 63.5 | 65.5099 | 67.3883
CDP21 | NSW | NNSW | Offshore wind | 0 | 0 | 0 | 0 | 0 | 0 | 0 | 0 | 0 | 0 | 0 | 0 | 0 | 0 | 0 | 0 | 0 | 0 | 0 | 0 | 0 | 0 | 0 | 0 | 0 | 0 | 0 | 0
CDP21 | NSW | NNSW | Wind | 1305.782 | 1100.5698 | 1921.652 | 2158.6369 | 2192.1971 | 10729.9648 | 11379.2882 | 10468.6689 | 11011.0428 | 10221.2098 | 12404.1281 | 12271.8779 | 12171.5952 | 12501.6145 | 12539.06 | 12063.5574 | 14520.9733 | 20483.3843 | 22707.4967 | 21811.9413 | 23678.5441 | 21507.3839 | 22174.6891 | 21242.9132 | 22211.2377 | 22013.8497 | 21503.0215 | 22800.1466
CDP21 | NSW | NNSW | Utility solar | 1715.9713 | 2165.5647 | 2323.5544 | 2241.8694 | 2378.6415 | 3120.1023 | 2717.8241 | 2885.5847 | 3251.8099 | 3359.7613 | 3863.0595 | 4099.6911 | 3776.1374 | 4079.7858 | 4056.8887 | 3878.4211 | 3766.7693 | 6080.5968 | 7049.1708 | 8954.7973 | 7768.2493 | 8298.8367 | 8864.1244 | 9138.0824 | 8782.6427 | 9269.9156 | 8762.7028 | 10081.3925
CDP21 | NSW | NNSW | Distributed PV | 1271.6546 | 1294.9489 | 1311.4241 | 1367.595 | 1455.6654 | 1546.1493 | 1624.3869 | 1687.2326 | 1737.479 | 1785.259 | 1826.8007 | 1862.6349 | 1883.9388 | 1905.6539 | 1925.5478 | 1947.8463 | 1965.8985 | 1986.5372 | 2009.2374 | 2037.7628 | 2057.9774 | 2077.2502 | 2099.9079 | 2127.0346 | 2148.3108 | 2170.1747 | 2198.1127 | 2230.421
CDP21 | NSW | NNSW | Other renewable fuels | 0 | 0 | 0 | 0 | 0 | 0 | 0 | 0 | 0 | 0 | 0 | 0 | 0 | 0 | 0 | 0 | 0 | 0 | 0 | 0 | 0 | 0 | 0 | 0 | 0 | 0 | 446.3436 | 284.5773
CDP21 | NSW | NNSW | DSP | 0 | 0 | 0 | 0 | 0 | 0 | 0 | 0 | 0 | 0 | 0 | 0 | 0 | 0 | 0 | 0 | 0 | 0 | 0 | 0 | 0 | 0 | 0 | 0 | 0 | 0 | 0 | 0
CDP21 | NSW | NNSW | Utility storage load | -4.6478 | -18.3918 | -545.9248 | -1087.6567 | -1657.6984 | -3463.4305 | -2505.5794 | -2582.8684 | -2815.5275 | -2826.766 | -2939.4952 | -3056.6188 | -3046.972 | -3356.9858 | -3305.7322 | -3208.1656 | -2952.0796 | -3009.2931 | -3168.5932 | -3336.0612 | -6200.5092 | -6323.8436 | -5487.8096 | -7103.975 | -6741.4905 | -7171.6938 | -6945.3589 | -8537.56
CDP21 | NSW | NNSW | Coordinated CER storage load | -8.8366 | -11.2049 | -14.0504 | -16.9435 | -20.3918 | -24.1155 | -27.8159 | -32.3443 | -37.6077 | -44.5288 | -52.8352 | -63.5263 | -73.6349 | -87.3955 | -100.4949 | -112.0547 | -123.1765 | -134.8717 | -153.4538 | -181.0473 | -188.6317 | -214.7838 | -251.4676 | -273.4947 | -301.5482 | -328.5061 | -334.4141 | -362.5518
CDP21 | NSW | NNSW | Passive CER storage load | -21.5306 | -23.3997 | -25.0516 | -26.5991 | -28.1174 | -29.7514 | -32.3942 | -34.6342 | -36.8836 | -39.2441 | -41.7975 | -44.5888 | -47.2409 | -49.663 | -52.439 | -55.0147 | -57.0178 | -59.3353 | -61.388 | -63.312 | -65.2137 | -67.3475 | -69.6038 | -72.2527 | -74.0459 | -75.4951 | -77.5117 | -80.0111
CDP21 | NSW | CNSW | Black coal | 23978.551 | 25581.026 | 21879.736 | 19856.6548 | 18394.8656 | 6241.6248 | 6282.5182 | 9123.5191 | 9642.2988 | 7968.5917 | 9162.0682 | 9504.6758 | 8691.4208 | 8486.5376 | 6108.0529 | 7179.632 | 0 | 0 | 0 | 0 | 0 | 0 | 0 | 0 | 0 | 0 | 0 | 0
CDP21 | NSW | CNSW | Mid-merit gas | 0 | 0 | 0 | 0 | 0 | 0 | 0 | 0 | 0 | 0 | 0 | 0 | 0 | 0 | 0 | 0 | 0 | 0 | 0 | 0 | 0 | 0 | 0 | 0 | 0 | 0 | 0 | 0
CDP21 | NSW | CNSW | Flexible gas with CCS | 0 | 0 | 0 | 0 | 0 | 0 | 0 | 0 | 0 | 0 | 0 | 0 | 0 | 0 | 0 | 0 | 0 | 0 | 0 | 0 | 0 | 0 | 0 | 0 | 0 | 0 | 0 | 0
CDP21 | NSW | CNSW | Flexible gas | 0 | 0 | 0 | 0 | 0 | 0 | 0 | 0 | 0 | 0 | 0 | 0 | 0 | 0 | 0 | 0 | 0 | 0 | 0 | 0 | 0 | 0 | 0 | 0 | 0 | 0 | 0 | 0
CDP21 | NSW | CNSW | Hydro | 0 | 0 | 0 | 0 | 0 | 0 | 0 | 0 | 0 | 0 | 0 | 0 | 0 | 0 | 0 | 0 | 0 | 0 | 0 | 0 | 0 | 0 | 0 | 0 | 0 | 0 | 0 | 0
CDP21 | NSW | CNSW | Utility storage | 462.6111 | 1129.5434 | 1197.1796 | 2122.4549 | 3100.5804 | 3680.1991 | 2323.4906 | 2270.4313 | 2392.2459 | 2447.2823 | 2488.009 | 2517.3113 | 2731.3735 | 2887.5615 | 2927.4414 | 2854.0809 | 2568.8493 | 2820.5022 | 2985.7569 | 2912.5331 | 2702.1104 | 1800.9839 | 2032.8506 | 1975.5108 | 1217.5793 | 1217.8855 | 1234.4219 | 1310.4537
CDP21 | NSW | CNSW | Coordinated CER storage | 3.7235 | 4.7379 | 6.0183 | 7.4813 | 9.7746 | 11.0144 | 12.1595 | 14.3379 | 16.7717 | 19.9451 | 23.7118 | 28.7696 | 34.0654 | 40.7316 | 47.2475 | 52.8073 | 57.5525 | 64.4797 | 72.165 | 84.7825 | 90.5171 | 102.5809 | 119.6253 | 129.6389 | 144.4205 | 157.4497 | 160.9991 | 174.8174
CDP21 | NSW | CNSW | Passive CER storage | 7.627 | 8.3056 | 8.9956 | 9.6657 | 10.2322 | 10.8691 | 11.909 | 12.8093 | 13.6889 | 14.7028 | 15.7482 | 16.8884 | 18.0026 | 19.0507 | 20.185 | 21.411 | 22.266 | 23.3321 | 24.1695 | 25.0093 | 25.8786 | 26.806 | 27.8186 | 29.0444 | 29.8498 | 30.4411 | 31.4814 | 32.4604
CDP21 | NSW | CNSW | Offshore wind | 0 | 0 | 0 | 0 | 0 | 0 | 0 | 0 | 0 | 0 | 0 | 0 | 0 | 0 | 0 | 0 | 0 | 0 | 0 | 0 | 0 | 0 | 0 | 0 | 0 | 0 | 0 | 0
CDP21 | NSW | CNSW | Wind | 1293.4435 | 1927.1097 | 3919.588 | 5726.2133 | 15400.1862 | 14930.9385 | 15495.3872 | 14365.1252 | 14683.406 | 13848.7768 | 14548.1509 | 14210.0098 | 14102.9498 | 15029.4181 | 14799.1326 | 15181.7608 | 14876.6645 | 14769.6831 | 14454.7499 | 13654.8671 | 14572.8599 | 13431.2161 | 13633.7061 | 12967.292 | 14069.4335 | 15101.024 | 14774.1278 | 15950.4856
CDP21 | NSW | CNSW | Utility solar | 3629.2907 | 3910.0085 | 5407.3898 | 5175.1152 | 8539.1812 | 9099.9736 | 8146.8814 | 8533.1762 | 9739.979 | 9739.2083 | 10153.4232 | 10423.7628 | 9965.2457 | 10664.7737 | 10589.3884 | 10236.562 | 9985.2163 | 9027.9699 | 9386.7801 | 10628.9953 | 9359.338 | 9685.4387 | 10876.7121 | 14095.8884 | 14496.6655 | 17729.0594 | 17006.5553 | 18126.1531
CDP21 | NSW | CNSW | Distributed PV | 805.7252 | 814.9854 | 829.5535 | 870.8455 | 916.2872 | 974.0498 | 1025.6157 | 1072.6831 | 1112.1573 | 1154.5789 | 1186.7008 | 1211.9352 | 1229.1648 | 1252.0861 | 1268.2638 | 1286.3269 | 1301.3111 | 1324.9373 | 1342.737 | 1359.4079 | 1373.0091 | 1398.259 | 1414.9644 | 1434.2131 | 1452.1522 | 1478.3848 | 1498.0146 | 1518.8237
CDP21 | NSW | CNSW | Other renewable fuels | 0 | 0 | 0 | 0 | 0 | 0 | 0 | 0 | 0 | 0 | 0 | 0 | 0 | 0 | 0 | 0 | 0 | 0 | 0 | 0 | 0 | 0 | 0 | 0 | 0 | 160.9062 | 449.0785 | 283.131
CDP21 | NSW | CNSW | DSP | 0 | 0 | 0 | 0 | 0 | 0 | 0 | 0 | 0 | 0 | 0 | 0 | 0 | 0 | 0 | 0 | 0 | 0 | 0 | 0 | 0 | 0 | 0 | 0 | 0 | 0 | 0 | 0
CDP21 | NSW | CNSW | Utility storage load | -659.4218 | -1424.4384 | -1486.0207 | -2536.9978 | -3761.7048 | -4510.0335 | -2840.4478 | -2775.6047 | -2911.2828 | -3010.346 | -3019.605 | -3072.261 | -3376.2211 | -3551.0973 | -3594.5722 | -3514.0881 | -3167.7982 | -3477.6418 | -3711.1687 | -3608.3406 | -3337.7342 | -2248.5747 | -2567.0395 | -2545.3788 | -1614.0924 | -1630.7593 | -1688.1868 | -1779.8567
CDP21 | NSW | CNSW | Coordinated CER storage load | -3.7235 | -4.7379 | -6.0199 | -7.4841 | -9.7755 | -11.009 | -12.3102 | -14.7234 | -17.4896 | -21.2582 | -25.639 | -31.9042 | -38.3512 | -46.7399 | -54.8794 | -61.323 | -67.2138 | -75.7813 | -85.8741 | -102.8545 | -109.0667 | -125.4405 | -147.9153 | -161.1631 | -179.9256 | -197.3351 | -201.4966 | -220.1995
CDP21 | NSW | CNSW | Passive CER storage load | -9.0391 | -9.8566 | -10.6609 | -11.4635 | -12.1389 | -12.8986 | -14.0985 | -15.1877 | -16.2762 | -17.4011 | -18.6881 | -20.0401 | -21.3832 | -22.6003 | -23.9976 | -25.3356 | -26.4242 | -27.622 | -28.6922 | -29.6652 | -30.6689 | -31.8114 | -33.0103 | -34.3918 | -35.3899 | -36.1914 | -37.2489 | -38.5407
CDP21 | NSW | SNSW | Black coal | 0 | 0 | 0 | 0 | 0 | 0 | 0 | 0 | 0 | 0 | 0 | 0 | 0 | 0 | 0 | 0 | 0 | 0 | 0 | 0 | 0 | 0 | 0 | 0 | 0 | 0 | 0 | 0
CDP21 | NSW | SNSW | Mid-merit gas | 0 | 0 | 0 | 0 | 0 | 0 | 0 | 0 | 0 | 0 | 0 | 0 | 0 | 0 | 0 | 0 | 0 | 0 | 0 | 0 | 0 | 0 | 0 | 0 | 0 | 0 | 0 | 0
CDP21 | NSW | SNSW | Flexible gas with CCS | 0 | 0 | 0 | 0 | 0 | 0 | 0 | 0 | 0 | 0 | 0 | 0 | 0 | 0 | 0 | 0 | 0 | 0 | 0 | 0 | 0 | 0 | 0 | 0 | 0 | 0 | 0 | 0
CDP21 | NSW | SNSW | Flexible gas | 0 | 2.0781e-07 | 2.604e-07 | 3.5126e-07 | 1.4678 | 2.0845 | 8.5036 | 8.0617e-07 | 9.9443e-07 | 1.6668e-06 | 8.8136 | 1.5977e-06 | 4.492 | 0.41346 | 4.4734e-07 | 8.7331e-07 | 17.6625 | 14.9887 | 0.30176 | 20.4536 | 0 | 0 | 0 | 0 | 0 | 0 | 0 | 0
CDP21 | NSW | SNSW | Hydro | 2788.7353 | 1140.9773 | 1616.1282 | 4884.2496 | 3827.5292 | 6505.9431 | 2247.1533 | 2151.4692 | 2798.6192 | 3665.5032 | 3526.9778 | 3196.6727 | 3502.6211 | 2474.5766 | 2409.9051 | 2897.1753 | 3914.9428 | 3224.5103 | 3021.5003 | 3055.5136 | 2425.3637 | 3124.5847 | 3070.805 | 3110.6495 | 3166.673 | 2686.6642 | 3390.0927 | 2433.5882
CDP21 | NSW | SNSW | Utility storage | 223.4675 | 322.573 | 326.0604 | 389.9742 | 957.7402 | 2190.9668 | 5457.5158 | 4990.4415 | 5015.6786 | 5482.6726 | 5183.7481 | 5091.5212 | 5612.9946 | 5678.5238 | 5832.3242 | 5696.3125 | 5730.588 | 5725.7048 | 5896.439 | 5498.8139 | 5757.125 | 5077.5429 | 5642.336 | 5467.6819 | 5507.4354 | 5508.1371 | 5878.712 | 5690.1493
CDP21 | NSW | SNSW | Coordinated CER storage | 7.4491 | 9.5538 | 12.1567 | 15.02 | 18.3746 | 22.1398 | 25.3926 | 29.2619 | 33.6831 | 39.2438 | 45.5604 | 53.8057 | 62.2295 | 72.8034 | 82.9452 | 92.8143 | 102.5619 | 113.6645 | 126.8488 | 148.7177 | 161.8037 | 179.466 | 207.1252 | 225.4564 | 251.1984 | 273.0112 | 281.1052 | 304.2121
CDP21 | NSW | SNSW | Passive CER storage | 15.3225 | 16.8139 | 18.2962 | 19.9476 | 21.4747 | 23.0167 | 25.293 | 27.1321 | 28.9755 | 31.0951 | 33.189 | 35.5698 | 37.8779 | 40.0969 | 42.4832 | 44.9811 | 46.6541 | 48.8145 | 50.5218 | 52.2984 | 54.1283 | 56.0857 | 58.256 | 60.8935 | 62.5963 | 63.9327 | 66.2023 | 68.3467
CDP21 | NSW | SNSW | Offshore wind | 0 | 0 | 0 | 0 | 0 | 0 | 0 | 0 | 0 | 0 | 0 | 0 | 0 | 0 | 0 | 0 | 0 | 0 | 0 | 0 | 0 | 0 | 0 | 0 | 0 | 0 | 0 | 0
CDP21 | NSW | SNSW | Wind | 5481.2929 | 5963.3319 | 7204.8343 | 9141.9489 | 9020.3409 | 8383.8072 | 8585.8344 | 8237.3237 | 8341.3496 | 8709.1287 | 8017.1541 | 8384.4024 | 7987.9487 | 8518.7963 | 8302.2411 | 8464.4649 | 7960.6366 | 7760.4307 | 7735.8856 | 6330.9866 | 6709.3742 | 5652.6534 | 5280.8131 | 5462.498 | 4112.5254 | 4338.6641 | 4078.1155 | 4465.1806
CDP21 | NSW | SNSW | Utility solar | 4558.9891 | 5484.5658 | 6106.4376 | 7491.3701 | 7427.5995 | 7658.1198 | 6929.2173 | 7388.3722 | 7860.5211 | 7463.853 | 7745.4228 | 7697.7697 | 7281.8038 | 7728.2377 | 7523.3589 | 7436.0975 | 7327.1961 | 6801.2064 | 6764.1351 | 8459.6369 | 9338.0341 | 9748.2538 | 9946.0456 | 9170.1157 | 10239.7936 | 9652.1563 | 7773.8783 | 8138.6312
CDP21 | NSW | SNSW | Distributed PV | 1286.0905 | 1322.7575 | 1362.6526 | 1446.0263 | 1540.5536 | 1647.4287 | 1745.6243 | 1832.1643 | 1910.3635 | 1990.2647 | 2054.8207 | 2113.8626 | 2159.1101 | 2205.4714 | 2245.1143 | 2285.7319 | 2320.1221 | 2364.8685 | 2403.0178 | 2443.7 | 2479.7929 | 2528.6708 | 2571.5307 | 2617.0872 | 2653.1877 | 2703.8642 | 2749.1533 | 2797.2701
CDP21 | NSW | SNSW | Other renewable fuels | 0 | 0 | 0 | 0 | 0 | 0 | 0 | 0 | 0 | 0 | 0 | 0 | 0 | 0 | 0 | 0 | 0 | 0 | 0 | 0 | 0 | 0 | 0 | 0 | 0 | 0 | 0 | 0
CDP21 | NSW | SNSW | DSP | 0 | 0 | 0 | 0 | 0 | 0 | 0 | 0 | 0 | 0 | 0 | 0 | 0 | 0 | 0 | 0 | 0 | 0 | 0 | 0 | 0 | 0 | 0 | 0 | 0 | 0 | 0 | 0
CDP21 | NSW | SNSW | Utility storage load | -266.0329 | -385.7494 | -390.0906 | -701.2824 | -1569.2661 | -3162.5357 | -6978.9929 | -6754.8503 | -6465.97 | -7009.1659 | -6651.6103 | -6910.6656 | -7090.6425 | -7560.9192 | -7464.7518 | -7801.3273 | -7294.718 | -7537.1671 | -7553.2107 | -7264.3663 | -7591.2745 | -6835.9242 | -7145.0998 | -7378.6391 | -6910.0827 | -7548.6187 | -7518.5396 | -7718.9232
CDP21 | NSW | SNSW | Coordinated CER storage load | -7.4491 | -9.5538 | -12.1601 | -15.0166 | -18.3859 | -22.1285 | -25.5524 | -29.6889 | -34.4793 | -40.7792 | -47.8472 | -57.6402 | -67.56 | -80.5004 | -92.7549 | -104.0569 | -115.7667 | -129.2105 | -145.853 | -174.4704 | -189.8389 | -212.7399 | -248.3132 | -272.05 | -304.3146 | -332.7148 | -342.2388 | -373.536
CDP21 | NSW | SNSW | Passive CER storage load | -18.1594 | -19.9536 | -21.6832 | -23.6578 | -25.4764 | -27.3145 | -29.943 | -32.17 | -34.4521 | -36.8018 | -39.3846 | -42.2078 | -44.9907 | -47.568 | -50.5075 | -53.226 | -55.3667 | -57.7897 | -59.9755 | -62.0344 | -64.1477 | -66.5585 | -69.1281 | -72.1047 | -74.2141 | -76.0095 | -78.331 | -81.149
CDP21 | NSW | SNW | Black coal | 14936.0955 | 9260.1092 | 8552.2915 | 8214.7082 | 0 | 0 | 0 | 0 | 0 | 0 | 0 | 0 | 0 | 0 | 0 | 0 | 0 | 0 | 0 | 0 | 0 | 0 | 0 | 0 | 0 | 0 | 0 | 0
CDP21 | NSW | SNW | Mid-merit gas | 528.9786 | 1153.0794 | 705.8329 | 532.5492 | 1327.1866 | 557.1236 | 259.0078 | 865.2589 | 1215.0346 | 1042.6814 | 1261.8435 | 1396.206 | 1548.3691 | 931.169 | 542.0514 | 1207.5662 | 1431.2164 | 1344.6048 | 1515.9609 | 0 | 0 | 0 | 0 | 0 | 0 | 0 | 0 | 0
CDP21 | NSW | SNW | Flexible gas with CCS | 0 | 0 | 0 | 0 | 0 | 0 | 0 | 0 | 0 | 0 | 0 | 0 | 0 | 0 | 0 | 0 | 0 | 0 | 0 | 0 | 0 | 0 | 0 | 0 | 0 | 0 | 0 | 0
CDP21 | NSW | SNW | Flexible gas | 11.1422 | 55.9836 | 22.3395 | 35.3686 | 231.1166 | 239.111 | 134.7008 | 28.2385 | 14.0258 | 450.4827 | 167.9684 | 133.5277 | 553.0687 | 207.7846 | 129.0851 | 214.2854 | 881.0922 | 863.1759 | 1049.3237 | 1706.1962 | 1487.7333 | 2122.3068 | 2382.7971 | 2828.2998 | 1381.2732 | 1138.8267 | 2437.3625 | 1786.0264
CDP21 | NSW | SNW | Hydro | 0 | 0 | 0 | 0 | 0 | 0 | 0 | 0 | 0 | 0 | 0 | 0 | 0 | 0 | 0 | 0 | 0 | 0 | 0 | 0 | 0 | 0 | 0 | 0 | 0 | 0 | 0 | 0
CDP21 | NSW | SNW | Utility storage | 124.1717 | 1576.4134 | 1442.3261 | 1598.2457 | 2136.0241 | 3691.1688 | 3006.4864 | 2997.5452 | 3199.6017 | 3222.4877 | 3289.7896 | 3353.2378 | 3491.8032 | 3689.664 | 3582.2939 | 3585.9744 | 3308.7204 | 3448.7743 | 3695.38 | 3709.9171 | 3405.2784 | 1929.1112 | 2131.5772 | 2191.2823 | 2118.3851 | 1442.669 | 1454.4438 | 1498.6076
CDP21 | NSW | SNW | Coordinated CER storage | 35.1484 | 44.9824 | 56.6483 | 69.3945 | 84.7236 | 100.9071 | 117.1051 | 136.4345 | 159.1734 | 188.5168 | 222.3003 | 268.4273 | 314.6949 | 376.039 | 430.3208 | 484.3397 | 528.0889 | 584.6612 | 666.1937 | 780.9773 | 816.1311 | 928.4457 | 1099.7816 | 1196.3967 | 1329.4669 | 1443.1151 | 1482.1721 | 1618
CDP21 | NSW | SNW | Passive CER storage | 72.1981 | 79.1669 | 85.245 | 91.9237 | 98.465 | 104.9795 | 114.8156 | 122.5686 | 130.0811 | 138.8145 | 147.4054 | 157.2483 | 166.6163 | 175.6471 | 185.5089 | 195.9892 | 202.8675 | 211.7879 | 218.4927 | 225.3181 | 232.4773 | 240.1037 | 248.6419 | 259.2958 | 266.1282 | 271.3594 | 280.7262 | 289.5094
CDP21 | NSW | SNW | Offshore wind | 0 | 0 | 0 | 0 | 0 | 0 | 0 | 0 | 0 | 0 | 0 | 0 | 0 | 0 | 0 | 0 | 0 | 0 | 0 | 0 | 0 | 0 | 0 | 0 | 0 | 0 | 0 | 0
CDP21 | NSW | SNW | Wind | 0 | 0 | 0 | 0 | 0 | 0 | 0 | 0 | 0 | 0 | 0 | 0 | 0 | 0 | 0 | 0 | 0 | 0 | 0 | 0 | 0 | 0 | 0 | 0 | 0 | 0 | 0 | 0
CDP21 | NSW | SNW | Utility solar | 0 | 0 | 0 | 0 | 0 | 0 | 0 | 0 | 0 | 0 | 0 | 0 | 0 | 0 | 0 | 0 | 0 | 0 | 0 | 0 | 0 | 0 | 0 | 0 | 0 | 0 | 0 | 0
CDP21 | NSW | SNW | Distributed PV | 4711.8926 | 4899.8671 | 5101.4499 | 5464.9574 | 5880.7926 | 6307.2576 | 6705.1023 | 7062.8221 | 7381.5716 | 7671.0896 | 7947.7897 | 8185.5984 | 8342.0996 | 8459.8366 | 8588.8595 | 8727.2997 | 8837.225 | 8945.2228 | 9071.2788 | 9209.3908 | 9321.3523 | 9430.913 | 9560.0224 | 9701.0611 | 9815.0944 | 9930.3552 | 10063.7426 | 10218.7569
CDP21 | NSW | SNW | Other renewable fuels | 0 | 0 | 0 | 0 | 0 | 0 | 0 | 0 | 0 | 0 | 0 | 0 | 0 | 0 | 0 | 0 | 0 | 0 | 0 | 0 | 0 | 0 | 0 | 0 | 0 | 483.6636 | 451.5757 | 288.6391
CDP21 | NSW | SNW | DSP | 8.7971e-07 | 1.8555 | 1.0054e-06 | 1.1815 | 15.581 | 96.0904 | 39.0234 | 1.2652e-06 | 1.4787e-06 | 2.0435e-06 | 12.7755 | 8.3 | 16.8752 | 13.16 | 4.1715 | 12.792 | 95.5158 | 33.3512 | 9.7878 | 19.412 | 14.6778 | 1.7325 | 22.1667 | 26.8205 | 47.7725 | 10.0347 | 112.1678 | 89.319
CDP21 | NSW | SNW | Utility storage load | -147.8235 | -1862.5197 | -1708.3315 | -1892.8233 | -2520.1824 | -4389.1757 | -3576.3461 | -3574.7409 | -3799.7216 | -3844.9575 | -3907.8961 | -3990.2935 | -4154.1766 | -4392.5778 | -4275.5292 | -4258.1897 | -3938.0747 | -4104.3254 | -4403.7639 | -4419.8143 | -4043.8687 | -2314.8802 | -2553.141 | -2628.0843 | -2537.6755 | -1724.0231 | -1736.345 | -1792.0392
CDP21 | NSW | SNW | Coordinated CER storage load | -35.1484 | -44.9824 | -56.664 | -69.4213 | -84.6812 | -100.9071 | -118.599 | -140.1781 | -166.1443 | -201.2043 | -240.8689 | -298.492 | -355.6572 | -434.0666 | -502.6693 | -567.1314 | -620.5309 | -690.9902 | -799.4227 | -951.5148 | -987.696 | -1140.4809 | -1366.3337 | -1494.3662 | -1667.6942 | -1817.9625 | -1864.9257 | -2052.0085
CDP21 | NSW | SNW | Passive CER storage load | -85.5652 | -93.9503 | -101.0255 | -109.0216 | -116.8136 | -124.582 | -135.9242 | -145.3273 | -154.6674 | -164.2906 | -174.9227 | -186.5939 | -197.9037 | -208.3743 | -220.5481 | -231.9133 | -240.7529 | -250.728 | -259.3774 | -267.2642 | -275.51 | -284.9379 | -295.0449 | -307.0351 | -315.5215 | -322.6188 | -332.1569 | -343.7389
CDP21 | QLD | NQ | Black coal | 0 | 0 | 0 | 0 | 0 | 0 | 0 | 0 | 0 | 0 | 0 | 0 | 0 | 0 | 0 | 0 | 0 | 0 | 0 | 0 | 0 | 0 | 0 | 0 | 0 | 0 | 0 | 0
CDP21 | QLD | NQ | Mid-merit gas | 203.2491 | 205.2718 | 17.271 | 13.7483 | 28.5958 | 8.9001 | 17.5542 | 8.1803 | 3.5846 | 9.3335 | 34.1535 | 25.7643 | 28.1241 | 32.753 | 28.5684 | 128.0141 | 207.3526 | 126.747 | 142.8323 | 111.467 | 153.7674 | 88.5641 | 0 | 0 | 0 | 0 | 0 | 0
CDP21 | QLD | NQ | Flexible gas with CCS | 0 | 0 | 0 | 0 | 0 | 0 | 0 | 0 | 0 | 0 | 0 | 0 | 0 | 0 | 0 | 0 | 0 | 0 | 0 | 0 | 0 | 0 | 0 | 0 | 0 | 0 | 0 | 0
CDP21 | QLD | NQ | Flexible gas | 0 | 0 | 0 | 0 | 0 | 0 | 5.2e-10 | 0 | 0 | 0 | 5.1e-10 | 1.0641 | 0.63056 | 2.14e-09 | 0 | 0.40418 | 1.109e-08 | 0.18526 | 1.96e-09 | 4.62e-09 | 0 | 0 | 0 | 0 | 0 | 0 | 0 | 0
CDP21 | QLD | NQ | Hydro | 309.1896 | 160.8939 | 232.3698 | 232.7106 | 185.1137 | 279.7378 | 299.4566 | 248.6631 | 214.1129 | 253.0374 | 199.9267 | 127.239 | 181.5262 | 76.7658 | 165.0364 | 80.9464 | 93.5647 | 114.9704 | 0 | 0 | 0 | 0 | 0 | 0 | 0 | 0 | 0 | 0
CDP21 | QLD | NQ | Utility storage | 224.1646 | 463.621 | 569.0722 | 524.7379 | 563.3276 | 839.7841 | 691.7591 | 694.8948 | 597.3474 | 791.3803 | 761.8815 | 784.1888 | 832.2907 | 844.8571 | 830.8051 | 829.804 | 802.7334 | 819.318 | 831.2098 | 862.2476 | 814.2977 | 839.718 | 524.6989 | 564.3048 | 907.1891 | 990.1621 | 987.1226 | 987.7146
CDP21 | QLD | NQ | Coordinated CER storage | 3.7025 | 4.8307 | 6.1191 | 7.695 | 9.5227 | 11.6628 | 13.7634 | 16.373 | 18.7157 | 23.1017 | 27.2565 | 33.0556 | 38.6432 | 44.7734 | 52.2747 | 58.5302 | 64.8411 | 72.4628 | 82.7376 | 94.3746 | 100.6594 | 113.2493 | 129.6177 | 143.1793 | 156.8643 | 174.5174 | 180.0302 | 187.6715
CDP21 | QLD | NQ | Passive CER storage | 7.8983 | 8.9015 | 9.8572 | 10.8967 | 11.9899 | 13.0913 | 14.6095 | 15.9655 | 17.2986 | 18.8163 | 20.3749 | 22.1566 | 23.8494 | 25.5681 | 27.3346 | 29.213 | 30.5814 | 32.1658 | 33.4967 | 34.9698 | 36.3326 | 37.8586 | 39.5466 | 41.5898 | 43.035 | 44.1319 | 45.8801 | 47.4763
CDP21 | QLD | NQ | Offshore wind | 0 | 0 | 0 | 0 | 0 | 0 | 0 | 0 | 0 | 0 | 0 | 0 | 0 | 0 | 0 | 0 | 0 | 0 | 0 | 0 | 0 | 0 | 0 | 0 | 0 | 0 | 0 | 0
CDP21 | QLD | NQ | Wind | 1062.1137 | 1033.7911 | 1062.9881 | 5227.2887 | 6161.8482 | 8908.6223 | 8401.8361 | 8958.6358 | 9399.6844 | 10066.7312 | 9621.1313 | 9022.9044 | 10011.9799 | 10524.1237 | 10640.4795 | 10064.5857 | 9854.4563 | 9278.3688 | 9363.2111 | 10666.3382 | 11235.0516 | 11642.1721 | 11811.4752 | 12050.1948 | 11517.551 | 10885.7473 | 11665.9351 | 12457.209
CDP21 | QLD | NQ | Utility solar | 1299.1419 | 1395.0535 | 1290.1343 | 1266.8359 | 1196.4023 | 1010.716 | 1026.1548 | 1173.483 | 1287.7827 | 1177.0515 | 1260.0572 | 1280.8543 | 1205.6693 | 1119.6307 | 1122.819 | 1176.9423 | 1120.7997 | 1651.7557 | 1469.6862 | 1236.601 | 1056.3924 | 1166.2567 | 1133.0674 | 857.6879 | 899.5926 | 1538.2113 | 1290.9847 | 1273.6972
CDP21 | QLD | NQ | Distributed PV | 890.6838 | 933.0996 | 966.2641 | 1008.0842 | 1073.5389 | 1130.3381 | 1177.689 | 1223.6016 | 1257.4637 | 1292.358 | 1322.4242 | 1351.3797 | 1366.6988 | 1386.523 | 1406.3077 | 1427.8995 | 1446.4485 | 1469.534 | 1490.6694 | 1518.8556 | 1536.7492 | 1560.7993 | 1584.1359 | 1613.9356 | 1633.642 | 1662.3734 | 1692.196 | 1728.5245
CDP21 | QLD | NQ | Other renewable fuels | 0 | 0 | 0 | 0 | 0 | 0 | 0 | 0 | 0 | 0 | 0 | 0 | 0 | 0 | 0 | 0 | 0 | 0 | 0 | 0 | 0 | 0 | 0 | 0 | 0 | 0 | 0 | 0
CDP21 | QLD | NQ | DSP | 0 | 0 | 0 | 0 | 0 | 0 | 0 | 0 | 0 | 0 | 0 | 0 | 0 | 0 | 0 | 0 | 0 | 0 | 0 | 0 | 0 | 0 | 0 | 0 | 0 | 0 | 0 | 0
CDP21 | QLD | NQ | Utility storage load | -281.8219 | -584.661 | -709.9057 | -683.6736 | -787.1742 | -1351.5554 | -897.703 | -887.4873 | -754.5066 | -1027.2539 | -982.934 | -994.5653 | -1098.567 | -1111.0804 | -1085.8612 | -1078.7114 | -1053.0413 | -1071.1362 | -1090.4367 | -1139.5143 | -1135.9792 | -1164.4927 | -824.4442 | -912.0467 | -1319.1061 | -1425.1177 | -1436.2332 | -1467.3788
CDP21 | QLD | NQ | Coordinated CER storage load | -3.7025 | -4.8307 | -6.1228 | -7.6959 | -9.5181 | -11.6628 | -13.9341 | -16.7897 | -19.2207 | -24.474 | -29.2561 | -36.1473 | -42.8531 | -50.151 | -59.4342 | -66.5765 | -74.163 | -83.5932 | -96.5015 | -111.6821 | -118.4396 | -134.5192 | -155.6646 | -172.7753 | -190.2517 | -212.9657 | -219.6271 | -229.4077
CDP21 | QLD | NQ | Passive CER storage load | -9.0958 | -10.2402 | -11.3564 | -12.5167 | -13.7673 | -15.0267 | -16.7301 | -18.3385 | -19.8913 | -21.5543 | -23.4129 | -25.4463 | -27.3352 | -29.3526 | -31.3736 | -33.392 | -35.0567 | -36.7595 | -38.3701 | -40.0687 | -41.5473 | -43.3666 | -45.2576 | -47.4699 | -49.2828 | -50.516 | -52.2872 | -54.2445
CDP21 | QLD | GG | Black coal | 2943.36 | 2951.3564 | 2967.7979 | 1803.2445 | 1808.1348 | 1491.2123 | 630.2442 | 0 | 0 | 0 | 0 | 0 | 0 | 0 | 0 | 0 | 0 | 0 | 0 | 0 | 0 | 0 | 0 | 0 | 0 | 0 | 0 | 0
CDP21 | QLD | GG | Mid-merit gas | 790.803 | 868.8509 | 832.3193 | 841.7347 | 842.0008 | 829.8622 | 26.4975 | 12.263 | 40.618 | 101.9463 | 136.3795 | 132.2539 | 285.623 | 213.0146 | 160.2206 | 383.8613 | 492.1739 | 335.1893 | 386.887 | 399.9005 | 368.6522 | 346.804 | 335.4558 | 330.2307 | 245.3568 | 198.5925 | 0 | 0
CDP21 | QLD | GG | Flexible gas with CCS | 0 | 0 | 0 | 0 | 0 | 0 | 0 | 0 | 0 | 0 | 0 | 0 | 0 | 0 | 0 | 0 | 0 | 0 | 0 | 0 | 0 | 0 | 0 | 0 | 0 | 0 | 0 | 0
CDP21 | QLD | GG | Flexible gas | 0 | 0 | 0 | 0 | 0 | 0 | 6.5937e-07 | 2.0351e-07 | 5.8471e-07 | 8.986e-06 | 1.6422e-05 | 1.4547e-05 | 2.8818e-05 | 2.1568e-05 | 7.3946e-06 | 1.6363e-05 | 3.7555e-05 | 2.4208e-05 | 2.3731e-05 | 2.4699e-05 | 2.3174e-05 | 9.8694e-06 | 3.2043e-05 | 2.8584e-05 | 1.9465e-05 | 1.0954e-05 | 4.4352e-05 | 4.4705e-05
CDP21 | QLD | GG | Hydro | 0 | 0 | 0 | 0 | 0 | 0 | 0 | 0 | 0 | 0 | 0 | 0 | 0 | 0 | 0 | 0 | 0 | 0 | 0 | 0 | 0 | 0 | 0 | 0 | 0 | 0 | 0 | 0
CDP21 | QLD | GG | Utility storage | 0 | 42.9252 | 95.6738 | 116.5363 | 110.669 | 421.2134 | 237.828 | 213.0767 | 154.8134 | 217.3249 | 215.7891 | 221.2176 | 260.0173 | 271.3157 | 249.4747 | 262.7747 | 235.4132 | 243.5151 | 286.625 | 271.1554 | 204.932 | 5.9011 | 50.6735 | 59.9253 | 62.0181 | 710.1619 | 708.828 | 1207.3158
CDP21 | QLD | GG | Coordinated CER storage | 0.20227 | 0.26611 | 0.33636 | 0.42496 | 0.52155 | 0.65397 | 0.79977 | 0.99843 | 1.1344 | 1.5307 | 1.8329 | 2.3782 | 2.8715 | 3.4207 | 4.0931 | 4.6402 | 5.1146 | 5.7348 | 6.9306 | 7.8419 | 8.1245 | 9.6778 | 10.9433 | 12.2629 | 14.0373 | 15.9272 | 16.3417 | 16.8026
CDP21 | QLD | GG | Passive CER storage | 0.43375 | 0.49115 | 0.5429 | 0.6111 | 0.66737 | 0.73538 | 0.82193 | 0.90112 | 0.98625 | 1.0827 | 1.1807 | 1.2893 | 1.3971 | 1.5064 | 1.6163 | 1.7374 | 1.8244 | 1.9283 | 2.0181 | 2.1123 | 2.2029 | 2.3052 | 2.4175 | 2.547 | 2.6413 | 2.7129 | 2.8267 | 2.9272
CDP21 | QLD | GG | Offshore wind | 0 | 0 | 0 | 0 | 0 | 0 | 0 | 0 | 0 | 0 | 0 | 0 | 0 | 0 | 0 | 0 | 0 | 0 | 0 | 0 | 0 | 0 | 0 | 0 | 0 | 0 | 0 | 0
CDP21 | QLD | GG | Wind | 0 | 0 | 0 | 0 | 0 | 0 | 0 | 0 | 0 | 0 | 0 | 0 | 0 | 0 | 0 | 0 | 0 | 0 | 0 | 0 | 0 | 0 | 0 | 0 | 0 | 0 | 0 | 0
CDP21 | QLD | GG | Utility solar | 0 | 0 | 0 | 0 | 0 | 0 | 0 | 0 | 0 | 0 | 0 | 0 | 0 | 0 | 0 | 0 | 0 | 0 | 0 | 0 | 0 | 0 | 0 | 0 | 0 | 0 | 0 | 0
CDP21 | QLD | GG | Distributed PV | 83.1873 | 85.9307 | 89.0592 | 93.8754 | 98.1305 | 103.0181 | 107.804 | 112.3773 | 116.1806 | 119.6898 | 122.8667 | 125.7195 | 127.7035 | 129.6922 | 131.5994 | 134.0671 | 135.8587 | 138.2141 | 140.6638 | 143.1481 | 145.0607 | 147.4519 | 150.0271 | 152.6645 | 154.6545 | 157.2475 | 160.5535 | 164.0285
CDP21 | QLD | GG | Other renewable fuels | 0 | 0 | 0 | 0 | 0 | 0 | 0 | 0 | 0 | 0 | 0 | 0 | 0 | 0 | 0 | 0 | 0 | 0 | 0 | 0 | 0 | 0 | 0 | 0 | 0 | 0 | 0 | 0
CDP21 | QLD | GG | DSP | 0 | 0 | 0 | 0 | 0 | 0 | 0 | 0 | 0 | 0 | 0 | 0 | 0 | 0 | 0 | 0 | 0 | 0 | 0 | 0 | 0 | 0 | 0 | 0 | 0 | 0 | 0 | 0
CDP21 | QLD | GG | Utility storage load | 0 | -51.1015 | -114.3339 | -138.7338 | -131.7488 | -501.0082 | -283.1286 | -253.6628 | -184.3018 | -258.7203 | -257.3249 | -262.9213 | -309.5445 | -322.995 | -297.4302 | -312.3907 | -280.2539 | -289.899 | -341.2203 | -323.2406 | -243.5303 | -6.9418 | -59.61 | -70.4934 | -73.0498 | -835.3076 | -834.1336 | -1430.407
CDP21 | QLD | GG | Coordinated CER storage load | -0.20227 | -0.26611 | -0.33657 | -0.42502 | -0.52161 | -0.65365 | -0.82027 | -1.0538 | -1.1929 | -1.6967 | -2.0584 | -2.7524 | -3.3788 | -4.0761 | -4.9527 | -5.6136 | -6.2078 | -7.0113 | -8.5852 | -9.8183 | -10.0582 | -12.1669 | -13.8357 | -15.5818 | -18.0004 | -20.5122 | -21.0684 | -21.6063
CDP21 | QLD | GG | Passive CER storage load | -0.49951 | -0.56501 | -0.62547 | -0.70194 | -0.76631 | -0.8441 | -0.94124 | -1.0351 | -1.1341 | -1.2402 | -1.3568 | -1.4807 | -1.6013 | -1.7294 | -1.8552 | -1.9859 | -2.0914 | -2.2036 | -2.3117 | -2.4203 | -2.5191 | -2.6406 | -2.7666 | -2.9072 | -3.0247 | -3.1053 | -3.2214 | -3.3445
CDP21 | QLD | CQ | Black coal | 11700.4544 | 12723.9568 | 14347.276 | 7438.9163 | 6479.6259 | 3103.7659 | 5925.7909 | 5849.8081 | 4243.41 | 3987.9969 | 4422.7059 | 4638.9308 | 4664.5783 | 3696.0676 | 3752.0694 | 4358.2383 | 4494.8009 | 4540.8954 | 4908.0364 | 4774.9416 | 4517.4093 | 4556.2743 | 4356.3767 | 4241.9243 | 4261.699 | 4595.3686 | 4229.5574 | 0
CDP21 | QLD | CQ | Mid-merit gas | 0 | 0 | 0 | 0 | 0 | 0 | 0 | 0 | 0 | 0 | 0 | 0 | 0 | 0 | 0 | 0 | 0 | 0 | 0 | 0 | 0 | 0 | 0 | 0 | 0 | 0 | 0 | 0
CDP21 | QLD | CQ | Flexible gas with CCS | 0 | 0 | 0 | 0 | 0 | 0 | 0 | 0 | 0 | 0 | 0 | 0 | 0 | 0 | 0 | 0 | 0 | 0 | 0 | 0 | 0 | 0 | 0 | 0 | 0 | 0 | 0 | 0
CDP21 | QLD | CQ | Flexible gas | 0 | 0 | 2.1486e-07 | 0.039161 | 2.5439e-07 | 2.1375e-07 | 1.4363 | 0.41678 | 5.7215e-07 | 9.1611e-07 | 0 | 0 | 0 | 0 | 0 | 0 | 0 | 0 | 0 | 0 | 0 | 0 | 0 | 0 | 0 | 0 | 0 | 0
CDP21 | QLD | CQ | Hydro | 0 | 0 | 0 | 0 | 0 | 0 | 0 | 0 | 0 | 0 | 0 | 0 | 0 | 0 | 0 | 0 | 0 | 0 | 0 | 0 | 0 | 0 | 0 | 0 | 0 | 0 | 0 | 0
CDP21 | QLD | CQ | Utility storage | 40.23 | 36.661 | 59.5037 | 136.8111 | 163.4366 | 259.0719 | 182.5418 | 168.3382 | 138.3322 | 172.903 | 168.7508 | 172.2577 | 194.0533 | 205.6518 | 187.5423 | 199.1636 | 184.2917 | 189.1447 | 156.0348 | 148.074 | 122.0833 | 134.4098 | 197.5652 | 173.3988 | 250.1256 | 1622.4364 | 1613.7842 | 2291.0065
CDP21 | QLD | CQ | Coordinated CER storage | 3.3994 | 4.4768 | 5.6545 | 7.1689 | 8.8341 | 10.8079 | 12.9524 | 15.7008 | 17.7991 | 22.7123 | 26.7718 | 33.4053 | 39.555 | 46.3183 | 54.5302 | 61.505 | 67.7753 | 75.412 | 89.0291 | 99.9342 | 103.629 | 121.6028 | 135.982 | 152.5704 | 172.7467 | 194.071 | 199.4041 | 205.515
CDP21 | QLD | CQ | Passive CER storage | 7.2649 | 8.2429 | 9.1049 | 10.1494 | 11.1216 | 12.1535 | 13.617 | 14.8902 | 16.1978 | 17.7002 | 19.2237 | 20.9226 | 22.6054 | 24.2909 | 26.0235 | 27.8933 | 29.2325 | 30.8205 | 32.1652 | 33.6167 | 35.0164 | 36.548 | 38.2373 | 40.233 | 41.689 | 42.7748 | 44.484 | 46.003
CDP21 | QLD | CQ | Offshore wind | 0 | 0 | 0 | 0 | 0 | 0 | 0 | 0 | 0 | 0 | 0 | 0 | 0 | 0 | 0 | 0 | 0 | 0 | 0 | 0 | 0 | 0 | 0 | 0 | 0 | 0 | 0 | 0
CDP21 | QLD | CQ | Wind | 892.7537 | 1175.0755 | 1292.5471 | 2864.0502 | 4185.4236 | 4513.3702 | 4166.9873 | 4315.5808 | 4435.8324 | 6678.0885 | 6542.8132 | 6161.8505 | 6593.2607 | 6440.7395 | 7404.578 | 6320.707 | 6886.1328 | 6593.1489 | 6435.4549 | 6891.011 | 9267.6991 | 9094.4147 | 9509.5926 | 9940.8889 | 9366.2383 | 8057.6911 | 8406.242 | 8378.2441
CDP21 | QLD | CQ | Utility solar | 2041.2678 | 2144.5706 | 2000.5004 | 2252.9661 | 2155.9008 | 2288.5086 | 1729.8189 | 1977.2349 | 2144.954 | 2083.0958 | 2160.1324 | 2145.0117 | 2040.6009 | 2091.2127 | 2108.2789 | 2138.2084 | 2094.1403 | 3164.7232 | 2898.5429 | 3121.2267 | 2503.3524 | 2830.3584 | 2796.1011 | 2858.0929 | 5427.2373 | 8283.2013 | 9408.8833 | 12517.9421
CDP21 | QLD | CQ | Distributed PV | 983.4528 | 1015.8314 | 1049.9894 | 1099.5409 | 1147.7856 | 1214.1964 | 1273.2899 | 1322.5909 | 1366.4737 | 1411.0047 | 1452.5752 | 1484.7024 | 1513.4651 | 1542.6319 | 1573.6127 | 1602.9355 | 1628.0199 | 1660.5557 | 1693.308 | 1723.4366 | 1751.2723 | 1783.2996 | 1817.4165 | 1849.4621 | 1878.748 | 1913.7379 | 1953.8785 | 1991.6066
CDP21 | QLD | CQ | Other renewable fuels | 0 | 0 | 0 | 0 | 0 | 0 | 0 | 0 | 0 | 0 | 0 | 0 | 0 | 0 | 0 | 0 | 0 | 0 | 0 | 0 | 0 | 0 | 0 | 0 | 0 | 0 | 0 | 0
CDP21 | QLD | CQ | DSP | 0 | 0 | 0 | 0 | 0 | 0 | 0 | 0 | 0 | 0 | 0 | 0 | 0 | 0 | 0 | 0 | 0 | 0 | 0 | 0 | 0 | 0 | 0 | 0 | 0 | 0 | 0 | 0
CDP21 | QLD | CQ | Utility storage load | -47.8928 | -43.644 | -70.9469 | -162.8704 | -194.5674 | -307.9826 | -217.3118 | -200.4027 | -164.6812 | -205.837 | -201.3236 | -204.639 | -231.0159 | -244.8237 | -223.7012 | -236.6632 | -219.395 | -225.1724 | -185.7558 | -176.606 | -145.0101 | -159.9286 | -234.4825 | -203.9785 | -304.8984 | -2018.0602 | -2014.7076 | -2861.9927
CDP21 | QLD | CQ | Coordinated CER storage load | -3.3994 | -4.4768 | -5.6579 | -7.1697 | -8.8351 | -10.8026 | -13.1646 | -16.2744 | -18.4041 | -24.4342 | -29.1087 | -37.2739 | -44.804 | -53.0978 | -63.44 | -71.6196 | -79.1977 | -88.7494 | -106.2921 | -120.5896 | -123.5451 | -147.384 | -165.8526 | -187.3305 | -214.1882 | -242.0227 | -248.8833 | -256.0255
CDP21 | QLD | CQ | Passive CER storage load | -8.3663 | -9.4825 | -10.4898 | -11.6583 | -12.7703 | -13.9503 | -15.5935 | -17.1034 | -18.6254 | -20.2758 | -22.0901 | -24.0291 | -25.9093 | -27.8864 | -29.8687 | -31.8835 | -33.5104 | -35.222 | -36.8449 | -38.5184 | -40.0421 | -41.8653 | -43.7592 | -45.9213 | -47.7414 | -48.9625 | -50.6961 | -52.5612
CDP21 | QLD | SQ | Black coal | 21353.644 | 21128.2586 | 21428.6987 | 17013.2133 | 15309.8152 | 11489.4304 | 14511.5403 | 13889.7338 | 13647.3859 | 8666.7474 | 5097.3217 | 5279.8477 | 5201.0213 | 4746.4349 | 5261.4013 | 5225.6606 | 5264.6889 | 5265.7593 | 5305.3228 | 5167.5508 | 5176.5649 | 5091.3404 | 5157.399 | 4941.365 | 4865.2973 | 5147.0213 | 5035.2074 | 0
CDP21 | QLD | SQ | Mid-merit gas | 1550.1595 | 1930.363 | 417.7273 | 285.8721 | 451.1767 | 236.4257 | 273.7782 | 135.3453 | 537.9408 | 1326.2618 | 1478.9695 | 1388.6392 | 940.664 | 664.2181 | 476.3021 | 814.9663 | 1035.7987 | 471.4496 | 290.329 | 384.1464 | 336.8329 | 0 | 0 | 0 | 0 | 0 | 0 | 0
CDP21 | QLD | SQ | Flexible gas with CCS | 0 | 0 | 0 | 0 | 0 | 0 | 0 | 0 | 0 | 0 | 0 | 0 | 0 | 0 | 0 | 0 | 0 | 0 | 0 | 0 | 0 | 0 | 0 | 0 | 0 | 0 | 0 | 0
CDP21 | QLD | SQ | Flexible gas | 74.0082 | 34.4654 | 4.4569 | 13.8291 | 13.0398 | 127.8452 | 131.3693 | 18.0131 | 24.905 | 142.6749 | 588.042 | 355.3326 | 931.5084 | 767.3869 | 575.1486 | 1488.5318 | 4595.6905 | 3181.4738 | 3479.2106 | 4629.3803 | 3957.1021 | 4701.2729 | 5691.3388 | 5669.5941 | 3084.5935 | 2221.2358 | 4792.9147 | 5074.1205
CDP21 | QLD | SQ | Hydro | 0 | 0 | 0 | 0 | 0 | 0 | 0 | 0 | 0 | 0 | 0 | 0 | 0 | 0 | 0 | 0 | 0 | 0 | 0 | 0 | 0 | 0 | 0 | 0 | 0 | 0 | 0 | 0
CDP21 | QLD | SQ | Utility storage | 1248.2434 | 1177.7041 | 1092.518 | 1076.3479 | 1320.5981 | 2018.543 | 1541.7157 | 1457.21 | 4250.9123 | 5859.4542 | 5764.7419 | 6170.5002 | 6255.27 | 6409.8396 | 6309.5869 | 6218.2209 | 5760.2307 | 5748.1043 | 6169.5378 | 6171.8069 | 5333.8062 | 5335.9284 | 6184.6053 | 6430.5767 | 6651.9079 | 7185.1607 | 7056.4748 | 7175.8792
CDP21 | QLD | SQ | Coordinated CER storage | 17.983 | 23.8085 | 30.5298 | 38.6783 | 47.9586 | 59.2642 | 72.4275 | 89.404 | 98.8586 | 130.4591 | 155.3235 | 193.9403 | 231.4794 | 276.1018 | 325.7598 | 369.1323 | 408.1503 | 444.9855 | 525.1755 | 600.0951 | 615.515 | 732.5014 | 819.8605 | 920.4092 | 1044.5133 | 1191.4051 | 1202.1337 | 1276.2589
CDP21 | QLD | SQ | Passive CER storage | 38.5258 | 43.8968 | 49.0034 | 54.5739 | 60.1823 | 66.4877 | 74.7743 | 82.1543 | 89.5117 | 97.9153 | 106.4969 | 116.2022 | 125.6895 | 135.4263 | 145.4256 | 156.0927 | 163.6411 | 172.4096 | 179.9223 | 187.9841 | 195.7875 | 204.5517 | 214.2855 | 225.8 | 234.2198 | 240.7642 | 250.8429 | 259.8486
CDP21 | QLD | SQ | Offshore wind | 0 | 0 | 0 | 0 | 0 | 0 | 0 | 0 | 0 | 0 | 0 | 0 | 0 | 0 | 0 | 0 | 0 | 0 | 0 | 0 | 0 | 0 | 0 | 0 | 0 | 0 | 0 | 0
CDP21 | QLD | SQ | Wind | 4637.2535 | 6192.9656 | 6567.6451 | 11517.3842 | 13879.7325 | 14014.7967 | 13406.117 | 13192.8487 | 13789.4239 | 12738.9161 | 16246.9323 | 15265.2767 | 15035.1077 | 15799.4587 | 16640.8204 | 15157.3362 | 16077.491 | 16520.7053 | 15842.6991 | 15876.4484 | 14601.7338 | 14470.7899 | 14671.2041 | 13989.7208 | 23865.883 | 22513.4016 | 21944.1572 | 23497.6879
CDP21 | QLD | SQ | Utility solar | 4588.3781 | 4800.8334 | 4776.3862 | 4628.4286 | 4555.0898 | 4737.2745 | 3798.6207 | 4277.0468 | 5144.7818 | 10702.4047 | 11725.973 | 14369.6088 | 13974.998 | 14239.9463 | 14287.5389 | 14558.5205 | 13919.611 | 13051.2038 | 15688.5221 | 16532.9739 | 13594.3726 | 16524.9473 | 16271.9869 | 18044.0516 | 17415.4049 | 21659.8375 | 21523.1728 | 23668.4503
CDP21 | QLD | SQ | Distributed PV | 5990.8471 | 6184.3421 | 6391.0577 | 6675.4064 | 6948.9149 | 7246.6104 | 7553.5439 | 7854.8235 | 8099.4155 | 8344.1878 | 8574.7168 | 8791.3445 | 8944.2099 | 9112.954 | 9288.9666 | 9482.3526 | 9632.6932 | 9808.7105 | 9994.2533 | 10193.5007 | 10350.6777 | 10536.484 | 10729.2197 | 10938.4931 | 11106.4424 | 11313.678 | 11537.6324 | 11787.4518
CDP21 | QLD | SQ | Other renewable fuels | 0 | 0 | 0 | 0 | 0 | 0 | 0 | 0 | 0 | 0 | 0 | 0 | 0 | 0 | 0 | 0 | 0 | 0 | 0 | 0 | 0 | 0 | 0 | 0 | 0 | 0 | 459.6646 | 320.1254
CDP21 | QLD | SQ | DSP | 8.4829e-07 | 8.9006e-07 | 9.5979e-07 | 1.2514e-06 | 1.6044e-06 | 2.6616e-06 | 0.8181 | 0.42475 | 1.3891e-06 | 1.6215e-06 | 6.3427 | 2.3085 | 5.245 | 1.5619 | 2.5287 | 1.2128 | 29.44 | 17.141 | 1.5229 | 3.7932 | 6.0165 | 0.43599 | 9.3985 | 0.86632 | 15.3323 | 2.7529 | 50.5384 | 106.2943
CDP21 | QLD | SQ | Utility storage load | -1688.1398 | -1545.2422 | -1410.1222 | -1377.2277 | -1760.0174 | -2805.5441 | -2018.1783 | -1898.3416 | -5517.7454 | -7730.1266 | -7534.1711 | -8059.721 | -8230.7348 | -8419.9279 | -8304.0798 | -8125.3211 | -7580.0197 | -7547.8429 | -8082.039 | -8163.3907 | -6998.0147 | -7025.8237 | -8082.1061 | -8480.2855 | -8715.0656 | -9377.7459 | -9263.0216 | -9451.9651
CDP21 | QLD | SQ | Coordinated CER storage load | -17.983 | -23.8085 | -30.5482 | -38.683 | -47.9641 | -59.2354 | -74.1128 | -93.769 | -102.4036 | -142.1813 | -171.1386 | -219.0441 | -265.6495 | -321.5239 | -384.6841 | -436.3922 | -484.3748 | -529.3946 | -633.1976 | -733.3378 | -742.2824 | -899.4241 | -1012.3695 | -1144.3104 | -1306.6693 | -1504.2355 | -1514.6011 | -1610.0265
CDP21 | QLD | SQ | Passive CER storage load | -44.3668 | -50.498 | -56.4569 | -62.687 | -69.1038 | -76.3172 | -85.6279 | -94.3651 | -102.9273 | -112.1632 | -122.3762 | -133.4555 | -144.0599 | -155.4718 | -166.9135 | -178.4222 | -187.5884 | -197.0317 | -206.0993 | -215.394 | -223.8881 | -234.3118 | -245.2308 | -257.7243 | -268.2238 | -275.5925 | -285.8727 | -296.8927
CDP21 | VIC | VIC | Brown coal | 32180.7418 | 28061.6013 | 27405.7015 | 24208.8932 | 18297.1112 | 14917.4676 | 16305.1355 | 13354.027 | 10012.8591 | 6191.1538 | 2859.7967 | 3480.3718 | 3471.6186 | 3002.327 | 3554.3234 | 3346.0623 | 3410.2709 | 3334.6657 | 3377.5764 | 3456.1246 | 3208.5974 | 3418.6818 | 3403.0437 | 0 | 0 | 0 | 0 | 0
CDP21 | VIC | VIC | Mid-merit gas | 76.7713 | 131.3434 | 70.4104 | 56.7202 | 0 | 0 | 0 | 0 | 0 | 0 | 0 | 0 | 0 | 0 | 0 | 0 | 0 | 0 | 0 | 0 | 0 | 0 | 0 | 0 | 0 | 0 | 0 | 0
CDP21 | VIC | VIC | Flexible gas with CCS | 0 | 0 | 0 | 0 | 0 | 0 | 0 | 0 | 0 | 0 | 0 | 0 | 0 | 0 | 0 | 0 | 0 | 0 | 0 | 0 | 0 | 0 | 0 | 0 | 0 | 0 | 0 | 0
CDP21 | VIC | VIC | Flexible gas | 49.1853 | 92.1763 | 41.6612 | 33.8232 | 286.0125 | 63.9001 | 25.2902 | 2.3697e-06 | 1.6949e-06 | 63.2031 | 27.0004 | 5.7367 | 91.3041 | 98.4874 | 54.0295 | 57.0026 | 196.6269 | 198.0669 | 195.6954 | 351.9268 | 192.1142 | 165.9694 | 351.1773 | 407.363 | 439.5909 | 185.214 | 642.9365 | 782.4211
CDP21 | VIC | VIC | Hydro | 2506.0996 | 1230.2482 | 1311.5243 | 3419.612 | 2060.2901 | 4040.5879 | 2206.8241 | 997.6236 | 3088.1222 | 3395.0824 | 3506.9392 | 2551.7743 | 2578.4358 | 1630.5411 | 2314.0054 | 2178.9068 | 3406.2965 | 2160.1935 | 2048.2931 | 2169.2293 | 2167.2228 | 1880.0616 | 2465.3313 | 2621.963 | 3073.4897 | 2410.1487 | 2901.2335 | 2042.1701
CDP21 | VIC | VIC | Utility storage | 391.7453 | 1149.2287 | 1919.0326 | 2614.7168 | 2994.8622 | 3902.845 | 3247.6778 | 4076.7537 | 4150.6559 | 4050.5053 | 4258.5216 | 3966.2091 | 4627.4922 | 5350.2914 | 5343.0925 | 6084.6171 | 5352.8868 | 5122.6226 | 5202.5548 | 4863.6757 | 5342.7054 | 4724.3522 | 4240.0331 | 4016.7694 | 4056.6844 | 3835.3595 | 3320.5723 | 3319.1274
CDP21 | VIC | VIC | Coordinated CER storage | 46.2603 | 62.994 | 81.0072 | 102.3141 | 127.8181 | 157.1502 | 184.6217 | 218.3768 | 258.0476 | 301.1753 | 350.5989 | 417.7273 | 483.1533 | 570.5159 | 653.659 | 745.2106 | 828.2761 | 920.8081 | 1015.4367 | 1144.3058 | 1243.7545 | 1395.6471 | 1563.7655 | 1719.0637 | 1870.1417 | 2025.8122 | 2095.3933 | 2291.9362
CDP21 | VIC | VIC | Passive CER storage | 93.9153 | 103.8346 | 113.4315 | 124.1343 | 134.0189 | 145.1892 | 159.9523 | 173.6821 | 187.2958 | 202.3336 | 217.0562 | 234.2369 | 249.6964 | 267.2425 | 284.5038 | 301.8728 | 315.2069 | 328.6875 | 342.6232 | 356.7102 | 370.6288 | 384.4636 | 401.0884 | 417.2939 | 433.7507 | 444.3685 | 460.5946 | 476.6569
CDP21 | VIC | VIC | Offshore wind | 0 | 0 | 0 | 0 | 0 | 0 | 4006.8577 | 7928.8881 | 10433.8572 | 13183.8054 | 15264.6987 | 19336.7496 | 23632.151 | 28451.8602 | 31535.6499 | 36561.8493 | 36746.4756 | 36725.7241 | 35100.878 | 33976.8766 | 34686.0412 | 34876.9063 | 35012.9644 | 37235.0401 | 34325.9079 | 34520.3287 | 35604.0088 | 37304.0274
CDP21 | VIC | VIC | Wind | 13669.0662 | 17107.928 | 16269.0316 | 17161.3524 | 20191.5227 | 21416.616 | 20879.7449 | 22380.0106 | 21418.7632 | 22387.147 | 20742.73 | 20161.0168 | 19828.81 | 20423.6331 | 19303.9063 | 19339.7142 | 18806.64 | 18662.8692 | 17578.633 | 16269.1976 | 15462.1128 | 13901.5122 | 13261.4092 | 13616.3418 | 13978.492 | 16055.0646 | 15742.2251 | 16632.3539
CDP21 | VIC | VIC | Utility solar | 2569.0376 | 3063.4321 | 3401.0645 | 3593.2005 | 3560.2075 | 3638.5732 | 3162.2765 | 3200.4287 | 3294.2189 | 3269.8146 | 3869.0644 | 3668.7564 | 3463.2098 | 3521.7512 | 3593.6277 | 3372.2129 | 3411.693 | 3312.5354 | 3344.4042 | 5129.8717 | 6442.5815 | 6852.5962 | 6942.9738 | 6450.3458 | 6590.3605 | 5807.5362 | 5397.7021 | 5274.3841
CDP21 | VIC | VIC | Distributed PV | 6087.2788 | 6684.1854 | 7294.8864 | 7984.2026 | 8627.0949 | 9196.1307 | 9725.6838 | 10200.0096 | 10651.3504 | 11059.654 | 11465.7127 | 11844.9384 | 12143.6943 | 12364.7146 | 12587.537 | 12816.1806 | 13025.347 | 13207.514 | 13417.6849 | 13652.8559 | 13870.6821 | 14058.9828 | 14279.9745 | 14546.9466 | 14826.3072 | 15089.7889 | 15385.7563 | 15709.2989
CDP21 | VIC | VIC | Other renewable fuels | 0 | 0 | 0 | 0 | 0 | 0 | 0 | 0 | 0 | 0 | 0 | 0 | 0 | 0 | 0 | 0 | 0 | 0 | 0 | 0 | 0 | 0 | 0 | 0 | 0 | 0 | 454.4218 | 259.0633
CDP21 | VIC | VIC | DSP | 0.032001 | 8.6357e-07 | 9.1738e-07 | 1.1904e-06 | 1.188 | 25.3152 | 24.1409 | 1.1943e-06 | 1.4735e-06 | 10.8874 | 17.7675 | 7.0335 | 16.835 | 11.8845 | 9.607 | 9.2944 | 62.6116 | 18.3953 | 10.019 | 20.2565 | 12.2952 | 2.2075 | 12.893 | 21.4695 | 31.292 | 10.5822 | 88.4141 | 48.4593
CDP21 | VIC | VIC | Utility storage load | -466.3636 | -1368.0033 | -2288.0882 | -3105.315 | -3558.6972 | -4631.2659 | -3859.0479 | -4848.8789 | -4930.6573 | -4823.4959 | -5053.7497 | -4714.8076 | -5510.5363 | -6352.4591 | -6352.9822 | -7235.2966 | -6364.6201 | -6090.4127 | -6185.4106 | -5791.5367 | -6500.6752 | -5778.4482 | -5190.7548 | -4957.8869 | -4971.9089 | -4728.2763 | -4119.9685 | -4138.2391
CDP21 | VIC | VIC | Coordinated CER storage load | -46.2603 | -62.994 | -81.0567 | -102.3269 | -127.8337 | -157.0722 | -186.7888 | -224.3867 | -269.15 | -318.5231 | -373.5773 | -454.1412 | -531.5879 | -637.9098 | -739.4605 | -849.3172 | -949.6637 | -1062.5224 | -1178.367 | -1344.2006 | -1457.3453 | -1658.9724 | -1864.7125 | -2067.3232 | -2247.7108 | -2449.9578 | -2528.603 | -2795.8862
CDP21 | VIC | VIC | Passive CER storage load | -111.762 | -123.3463 | -134.8604 | -147.2779 | -159.5703 | -173.272 | -189.9108 | -206.4594 | -222.8042 | -240.197 | -258.543 | -279.5154 | -296.8716 | -318.266 | -338.6938 | -358.4818 | -376.3814 | -390.4669 | -407.5393 | -424.3066 | -440.6446 | -458.2816 | -479.2543 | -495.4081 | -516.2532 | -529.291 | -547.2171 | -568.9661
CDP21 | SA | CSA | Mid-merit gas | 1825.2765 | 2304.3099 | 1228.74 | 994.0969 | 1619.4494 | 887.6214 | 17.602 | 4.8063 | 0.010298 | 77.9543 | 41.0084 | 31.6466 | 136.9362 | 0 | 0 | 0 | 0 | 0 | 0 | 0 | 0 | 0 | 0 | 0 | 0 | 0 | 0 | 0
CDP21 | SA | CSA | Flexible gas with CCS | 0 | 0 | 0 | 0 | 0 | 0 | 0 | 0 | 0 | 0 | 0 | 0 | 0 | 0 | 0 | 0 | 0 | 0 | 0 | 0 | 0 | 0 | 0 | 0 | 0 | 0 | 0 | 0
CDP21 | SA | CSA | Flexible gas | 5.8124 | 4.241 | 46.3265 | 16.6586 | 12.0805 | 116.7545 | 278.2743 | 236.5388 | 488.5225 | 758.3859 | 666.5019 | 743.3009 | 1182.2392 | 632.7433 | 425.2699 | 753.366 | 1138.504 | 995.2827 | 1226.2563 | 1898.1162 | 1111.485 | 1208.9142 | 1081.0433 | 676.0244 | 735.448 | 402.1953 | 900.734 | 509.0944
CDP21 | SA | CSA | Hydro | 0 | 0 | 0 | 0 | 0 | 0 | 0 | 0 | 0 | 0 | 0 | 0 | 0 | 0 | 0 | 0 | 0 | 0 | 0 | 0 | 0 | 0 | 0 | 0 | 0 | 0 | 0 | 0
CDP21 | SA | CSA | Utility storage | 512.2084 | 658.4456 | 995.1207 | 1954.6866 | 2297.1204 | 2879.968 | 1595.5756 | 1643.9343 | 1640.3609 | 1643.5956 | 1566.8027 | 1558.3056 | 1764.8835 | 1927.6126 | 1867.3665 | 1884.8959 | 1816.3351 | 1861.162 | 2014.8865 | 1705.0151 | 1560.4353 | 1338.2038 | 1166.4695 | 1961.0577 | 1954.3285 | 2430.0099 | 2457.3413 | 2551.7994
CDP21 | SA | CSA | Coordinated CER storage | 190.1063 | 211.554 | 232.1024 | 256.2274 | 280.1629 | 308.0203 | 332.6172 | 360.521 | 389.8311 | 421.4536 | 457.26 | 494.9031 | 531.0741 | 574.7733 | 616.7738 | 658.6843 | 696.653 | 734.8289 | 773.8545 | 830.3687 | 884.2191 | 947.7054 | 1011.0834 | 1048.1262 | 1114.3096 | 1155.6704 | 1182.1896 | 1225.2997
CDP21 | SA | CSA | Passive CER storage | 64.0325 | 68.5121 | 72.874 | 77.7255 | 81.7137 | 86.0408 | 91.1661 | 95.9927 | 100.5806 | 105.8509 | 110.6315 | 116.1445 | 120.6524 | 126.1011 | 130.3051 | 135.7589 | 139.2271 | 142.3883 | 145.3068 | 148.8519 | 151.4968 | 154.3978 | 158.1308 | 162.327 | 164.8392 | 167.039 | 171.4898 | 175.3662
CDP21 | SA | CSA | Offshore wind | 0 | 0 | 0 | 0 | 0 | 0 | 0 | 0 | 0 | 0 | 0 | 0 | 0 | 0 | 0 | 0 | 0 | 0 | 0 | 0 | 0 | 0 | 0 | 0 | 0 | 0 | 0 | 0
CDP21 | SA | CSA | Wind | 7222.6314 | 7498.7744 | 7251.2824 | 7655.5914 | 8800.018 | 7999.5169 | 7761.2301 | 8320.7391 | 8275.3407 | 8768.4757 | 8262.8525 | 8256.115 | 7229.7734 | 8193.4341 | 8788.5872 | 7303.0846 | 8725.3561 | 9124.061 | 8946.2935 | 7629.693 | 7360.6855 | 7086.6223 | 7507.7653 | 9784.7707 | 9657.4068 | 9636.1088 | 9085.4807 | 10389.381
CDP21 | SA | CSA | Utility solar | 1159.7087 | 1251.9453 | 1833.0406 | 1675.7758 | 1798.3822 | 1664.09 | 1740.158 | 1803.9459 | 1855.1915 | 1847.7498 | 2214.2317 | 2254.6594 | 2160.6673 | 2177.252 | 2279.3442 | 2313.2058 | 2853.059 | 2701.9303 | 2750.494 | 3738.386 | 5776.1635 | 6016.7059 | 5687.1807 | 5432.4097 | 5605.518 | 5715.0674 | 5568.3073 | 5694.7901
CDP21 | SA | CSA | Distributed PV | 3190.3631 | 3260.7863 | 3336.7919 | 3466.2875 | 3610.9779 | 3765.142 | 3919.0203 | 4056.501 | 4171.4374 | 4282.9871 | 4387.5614 | 4474.6656 | 4540.4368 | 4615.8937 | 4699.0323 | 4777.1158 | 4844.1539 | 4922.1799 | 5007.7115 | 5086.4132 | 5151.8572 | 5229.3602 | 5315.6498 | 5398.0969 | 5468.4064 | 5549.6338 | 5639.0507 | 5724.3107
CDP21 | SA | CSA | Other renewable fuels | 0 | 0 | 0 | 0 | 0 | 0 | 0 | 0 | 0 | 0 | 0 | 0 | 0 | 0 | 0 | 0 | 0 | 0 | 0 | 0 | 0 | 0 | 0 | 0 | 0 | 0 | 0 | 0
CDP21 | SA | CSA | DSP | 0.18 | 8.7136e-07 | 9.6359e-07 | 1.2438e-06 | 0.96 | 26.0443 | 21.0509 | 1.2323e-06 | 0.014541 | 7.5566 | 16.5404 | 8.961 | 22.8926 | 13.0374 | 6.461 | 11.0143 | 50.6577 | 15.3666 | 7.0395 | 11.8913 | 9.6358 | 1.653 | 10.6761 | 11.8665 | 17.141 | 6.156 | 54.0046 | 29.6038
CDP21 | SA | CSA | Utility storage load | -609.7721 | -783.5368 | -1184.6783 | -2330.3921 | -2734.7173 | -3425.2608 | -1899.5261 | -1958.6116 | -1951.3301 | -1960.0237 | -1861.9436 | -1855.1567 | -2104.0313 | -2291.8714 | -2226.4227 | -2240.6318 | -2162.3396 | -2215.7064 | -2398.7146 | -2032.4119 | -1855.1096 | -1594.9119 | -1386.3475 | -2316.4293 | -2301.2923 | -2868.2855 | -2888.3434 | -3006.0698
CDP21 | SA | CSA | Coordinated CER storage load | -190.1063 | -211.554 | -232.1024 | -256.383 | -280.1776 | -307.85 | -333.1168 | -362.0784 | -392.263 | -425.8227 | -463.2182 | -503.8014 | -542.96 | -591.8399 | -639.1723 | -683.7378 | -726.2563 | -768.7078 | -811.5416 | -880.9518 | -943.0144 | -1022.5564 | -1095.0149 | -1135.4836 | -1215.4697 | -1264.0931 | -1289.5516 | -1345.1645
CDP21 | SA | CSA | Passive CER storage load | -74.5534 | -80.106 | -84.9062 | -90.0868 | -94.711 | -99.6282 | -104.9721 | -111.2405 | -116.5182 | -121.7649 | -127.6009 | -133.8318 | -139.592 | -144.8715 | -150.319 | -155.3538 | -159.9965 | -162.6779 | -167.2472 | -170.8245 | -173.1506 | -176.6843 | -181.1201 | -184.9918 | -188.5654 | -191.4455 | -195.1885 | -200.2795
CDP21 | SA | SESA | Mid-merit gas | 0 | 0 | 0 | 0 | 0 | 0 | 0 | 0 | 0 | 0 | 0 | 0 | 0 | 0 | 0 | 0 | 0 | 0 | 0 | 0 | 0 | 0 | 0 | 0 | 0 | 0 | 0 | 0
CDP21 | SA | SESA | Flexible gas with CCS | 0 | 0 | 0 | 0 | 0 | 0 | 0 | 0 | 0 | 0 | 0 | 0 | 0 | 0 | 0 | 0 | 0 | 0 | 0 | 0 | 0 | 0 | 0 | 0 | 0 | 0 | 0 | 0
CDP21 | SA | SESA | Flexible gas | 0.25151 | 1.5167e-07 | 0.84091 | 3.8871e-07 | 3.8466e-07 | 1.006 | 3.2319 | 1.2348e-06 | 2.1762e-06 | 2.1189 | 4.8142 | 0 | 0 | 0 | 0 | 0 | 0 | 0 | 0 | 0 | 0 | 0 | 0 | 0 | 0 | 0 | 0 | 0
CDP21 | SA | SESA | Hydro | 0 | 0 | 0 | 0 | 0 | 0 | 0 | 0 | 0 | 0 | 0 | 0 | 0 | 0 | 0 | 0 | 0 | 0 | 0 | 0 | 0 | 0 | 0 | 0 | 0 | 0 | 0 | 0
CDP21 | SA | SESA | Utility storage | 26.5489 | 22.0692 | 22.9608 | 24.7218 | 27.3123 | 33.2482 | 26.3712 | 27.8803 | 26.6631 | 28.7199 | 5.6248e-05 | 5.7141e-05 | 5.9415e-05 | 9.0109e-05 | 9.2517e-05 | 9.3775e-05 | 9.0861e-05 | 9.1883e-05 | 9.0094e-05 | 9.1619e-05 | 0.00010868 | 0.00010612 | 0.00011766 | 20.8778 | 21.9389 | 20.61 | 20.7349 | 22.2362
CDP21 | SA | SESA | Coordinated CER storage | 6.7783 | 7.6027 | 8.4037 | 9.3345 | 10.2624 | 11.3803 | 12.3836 | 13.4575 | 14.5914 | 15.841 | 17.405 | 18.9384 | 20.5273 | 22.2486 | 23.9925 | 25.6922 | 27.2525 | 28.7818 | 30.3625 | 32.6797 | 35.1305 | 37.9636 | 40.5922 | 42.0174 | 44.7 | 46.6258 | 47.6855 | 49.8186
CDP21 | SA | SESA | Passive CER storage | 2.2874 | 2.4649 | 2.6412 | 2.8343 | 2.9964 | 3.1838 | 3.3933 | 3.5799 | 3.7552 | 3.9661 | 4.1842 | 4.4023 | 4.6087 | 4.8211 | 4.9787 | 5.1883 | 5.3234 | 5.4419 | 5.5432 | 5.6917 | 5.8219 | 5.9481 | 6.0969 | 6.2638 | 6.363 | 6.4511 | 6.627 | 6.8022
CDP21 | SA | SESA | Offshore wind | 0 | 0 | 0 | 0 | 0 | 0 | 0 | 0 | 0 | 0 | 0 | 0 | 0 | 0 | 0 | 0 | 0 | 0 | 0 | 0 | 0 | 0 | 0 | 0 | 0 | 0 | 0 | 0
CDP21 | SA | SESA | Wind | 747.8171 | 814.705 | 708.516 | 795.0949 | 2422.2967 | 2345.831 | 2004.3409 | 2155.1941 | 2101.4493 | 2593.2332 | 2331.9292 | 2160.8311 | 2033.1659 | 2174.5919 | 1837.2757 | 1823.521 | 1675.6211 | 1791.8977 | 1718.9277 | 1637.7326 | 1568.5488 | 1744.7699 | 1634.9138 | 1821.4141 | 1615.6036 | 2314.1392 | 2190.1268 | 2425.7598
CDP21 | SA | SESA | Utility solar | 70.5431 | 71.4681 | 74.3438 | 65.7042 | 61.9368 | 56.9015 | 58.7567 | 58.6093 | 62.2463 | 59.3216 | 63.5944 | 54.4412 | 53.1699 | 65.934 | 63.8966 | 62.3546 | 60.2386 | 0 | 0 | 0 | 0 | 0 | 0 | 0 | 0 | 0 | 0 | 0
CDP21 | SA | SESA | Distributed PV | 112.7362 | 116.2125 | 120.7697 | 127.1989 | 133.8742 | 141.6734 | 149.2792 | 155.4422 | 160.67 | 166.3834 | 173.5604 | 178.2911 | 183.9197 | 187.5012 | 190.7562 | 194.3046 | 197.6511 | 200.9791 | 203.7224 | 208.7345 | 214.739 | 219.6259 | 223.1041 | 226.6677 | 229.1829 | 232.2131 | 236.0291 | 242.1829
CDP21 | SA | SESA | Other renewable fuels | 0 | 0 | 0 | 0 | 0 | 0 | 0 | 0 | 0 | 0 | 0 | 0 | 0 | 0 | 0 | 0 | 0 | 0 | 0 | 0 | 0 | 0 | 0 | 0 | 0 | 0 | 0 | 0
CDP21 | SA | SESA | DSP | 0 | 0 | 0 | 0 | 0 | 0 | 0 | 0 | 0 | 0 | 0 | 0 | 0 | 0 | 0 | 0 | 0 | 0 | 0 | 0 | 0 | 0 | 0 | 0 | 0 | 0 | 0 | 0
CDP21 | SA | SESA | Utility storage load | -31.6058 | -26.2729 | -27.3343 | -29.4874 | -32.5146 | -39.5245 | -31.3943 | -33.2145 | -31.7181 | -34.1903 | -6.5781e-05 | -6.694e-05 | -6.9729e-05 | -0.00010583 | -0.00010869 | -0.00010986 | -0.0001066 | -0.00010783 | -0.00010577 | -0.00010738 | -0.00012724 | -0.00012422 | -0.00013753 | -24.6101 | -25.7575 | -24.2951 | -24.3411 | -26.1577
CDP21 | SA | SESA | Coordinated CER storage load | -6.7783 | -7.6027 | -8.4037 | -9.3402 | -10.2629 | -11.3741 | -12.4068 | -13.5281 | -14.7075 | -16.0462 | -17.6907 | -19.3607 | -21.0898 | -23.049 | -25.0586 | -26.9025 | -28.6802 | -30.4195 | -32.2116 | -35.0661 | -37.9134 | -41.4955 | -44.5595 | -46.1243 | -49.4011 | -51.693 | -52.6891 | -55.4806
CDP21 | SA | SESA | Passive CER storage load | -2.6632 | -2.882 | -3.0773 | -3.2851 | -3.473 | -3.6866 | -3.9072 | -4.1485 | -4.3502 | -4.5623 | -4.826 | -5.0727 | -5.3322 | -5.5387 | -5.7434 | -5.9371 | -6.1175 | -6.2173 | -6.3802 | -6.5319 | -6.654 | -6.8067 | -6.9833 | -7.1384 | -7.2789 | -7.3936 | -7.5428 | -7.7685
CDP21 | TAS | TAS | Mid-merit gas | 0 | 0 | 0 | 0 | 0 | 0 | 0 | 0 | 0 | 0 | 0 | 0 | 0 | 0 | 0 | 0 | 0 | 0 | 0 | 0 | 0 | 0 | 0 | 0 | 0 | 0 | 0 | 0
CDP21 | TAS | TAS | Flexible gas with CCS | 0 | 0 | 0 | 0 | 0 | 0 | 0 | 0 | 0 | 0 | 0 | 0 | 0 | 0 | 0 | 0 | 0 | 0 | 0 | 0 | 0 | 0 | 0 | 0 | 0 | 0 | 0 | 0
CDP21 | TAS | TAS | Flexible gas | 1.977e-08 | 2.218e-08 | 4.2581e-07 | 0 | 0 | 0 | 5.6548e-07 | 8.5261e-07 | 3.5199e-06 | 0.21783 | 0.17056 | 1.2263e-06 | 6.9864 | 7.3186 | 6.6522e-07 | 1.0431e-06 | 0.85287 | 3.0694 | 1.0394 | 3.3246 | 1.6791 | 4.2163e-07 | 1.3487e-06 | 6.225e-07 | 3.8173 | 7.0978e-07 | 4.7504e-07 | 9.3143e-07
CDP21 | TAS | TAS | Hydro | 8887.2723 | 9653.163 | 6787.8971 | 6688.6908 | 6199.4528 | 5822.8185 | 7899.0426 | 8470.7235 | 7442.8081 | 8656.8248 | 8610.3902 | 7706.3525 | 8956.495 | 7588.5162 | 8420.37 | 8384.1681 | 7703.5687 | 7582.2347 | 8418.2956 | 6489.3602 | 9024.4437 | 8531.8469 | 7104.0821 | 8029.0179 | 7468.5959 | 7959.733 | 8670.3976 | 7159.8614
CDP21 | TAS | TAS | Utility storage | 0 | 0 | 0 | 4.3625e-05 | 5.1845e-05 | 6.02e-05 | 9.5177e-05 | 9.0066e-05 | 0.00013364 | 0.00014581 | 0.00012594 | 0.00013301 | 16.4161 | 151.0272 | 164.8514 | 175.7734 | 169.5062 | 174.6642 | 445.4566 | 1097.2396 | 1883.37 | 1728.7994 | 2054.7906 | 2003.8493 | 1990.5287 | 1971.3687 | 1944.6539 | 1963.3932
CDP21 | TAS | TAS | Coordinated CER storage | 2.5734 | 3.5349 | 4.6055 | 5.9569 | 7.4168 | 9.2987 | 10.6784 | 12.1227 | 14.0023 | 15.9388 | 18.3539 | 21.2768 | 25.1741 | 28.9024 | 33.1761 | 37.9389 | 42.2994 | 47.9113 | 51.5129 | 58.5938 | 61.0507 | 67.3115 | 78.8123 | 85.9971 | 94.6449 | 98.6514 | 105.3185 | 112.839
CDP21 | TAS | TAS | Passive CER storage | 6.2553 | 6.8442 | 7.491 | 8.1837 | 8.8138 | 9.6277 | 10.5227 | 11.3683 | 12.1904 | 13.1008 | 14.0214 | 15.0123 | 15.866 | 16.9658 | 17.9051 | 18.9456 | 19.7579 | 20.3609 | 21.0618 | 21.7684 | 22.4051 | 23.1637 | 23.9385 | 24.7927 | 25.5449 | 25.8603 | 26.7151 | 27.6923
CDP21 | TAS | TAS | Offshore wind | 0 | 0 | 0 | 0 | 0 | 0 | 0 | 0 | 0 | 0 | 0 | 0 | 0 | 0 | 0 | 0 | 0 | 0 | 0 | 0 | 0 | 0 | 0 | 0 | 0 | 0 | 0 | 0
CDP21 | TAS | TAS | Wind | 1975.3545 | 2174.8077 | 3998.3922 | 4688.0599 | 5370.3265 | 6033.8466 | 6517.9022 | 7009.547 | 7503.4543 | 7996.5656 | 8491.4886 | 8992.5147 | 9505.1037 | 10021.8944 | 10538.9466 | 11055.6912 | 9094.4877 | 9000.9477 | 8748.9815 | 9306.5538 | 9301.7666 | 9482.8929 | 9150.0999 | 9556.5468 | 9168.1505 | 8887.7319 | 8405.3109 | 8376.1109
CDP21 | TAS | TAS | Utility solar | 0 | 0 | 0 | 0 | 0 | 0 | 0 | 0 | 0 | 0 | 0 | 0 | 0 | 0 | 0 | 0 | 0 | 0 | 0 | 0 | 0 | 0 | 0 | 0 | 0 | 0 | 0 | 0
CDP21 | TAS | TAS | Distributed PV | 307.0088 | 319.0286 | 332.2165 | 365.6975 | 409.1203 | 455.4526 | 495.5483 | 526.8219 | 558.336 | 589.4338 | 618.6881 | 640.645 | 653.5031 | 660.943 | 668.1315 | 674.4542 | 680.7325 | 686.9651 | 694.1811 | 700.6574 | 706.8726 | 713.1019 | 720.4898 | 727.215 | 733.6596 | 740.0857 | 747.7693 | 754.9122
CDP21 | TAS | TAS | Other renewable fuels | 0 | 0 | 0 | 0 | 0 | 0 | 0 | 0 | 0 | 0 | 0 | 0 | 0 | 0 | 0 | 0 | 0 | 0 | 0 | 0 | 0 | 0 | 0 | 0 | 0 | 0 | 0 | 0
CDP21 | TAS | TAS | DSP | 8.2088e-07 | 8.005e-07 | 8.5156e-07 | 8.313e-07 | 8.6681e-07 | 9.1354e-07 | 1.1081e-06 | 1.05e-06 | 1.3449e-06 | 0.081984 | 0.1675 | 1.4341e-06 | 0.825 | 0.6 | 0.3775 | 0.2475 | 2.7425 | 0.6675 | 0.48 | 0.735 | 0.35 | 0.035001 | 0.3025 | 0.022501 | 0.69 | 1.6836e-06 | 2.7725 | 1.265
CDP21 | TAS | TAS | Utility storage load | 0 | 0 | 0 | -5.1342e-05 | -6.0966e-05 | -7.0887e-05 | -0.00012004 | -0.00011499 | -0.00016831 | -0.00018774 | -0.00016031 | -0.0001709 | -21.5393 | -198.7809 | -216.6702 | -229.5602 | -224.7906 | -231.9297 | -589.7885 | -1451.1127 | -2467.1362 | -2285.2092 | -2671.9211 | -2673.6237 | -2582.1368 | -2597.1816 | -2562.1156 | -2615.4116
CDP21 | TAS | TAS | Coordinated CER storage load | -2.5734 | -3.5349 | -4.6055 | -5.9569 | -7.4168 | -9.3044 | -10.696 | -12.2097 | -14.2034 | -16.2941 | -18.9028 | -22.2519 | -26.7949 | -31.2009 | -36.3049 | -42.0794 | -47.3754 | -54.4125 | -58.6863 | -67.663 | -69.9506 | -78.0905 | -92.8184 | -102.1628 | -112.8671 | -117.6901 | -126.102 | -136.3668
CDP21 | TAS | TAS | Passive CER storage load | -7.4092 | -8.08 | -8.839 | -9.6052 | -10.3749 | -11.3443 | -12.3431 | -13.3696 | -14.321 | -15.3464 | -16.5077 | -17.6666 | -18.6487 | -19.9309 | -21.017 | -22.1822 | -23.2833 | -23.8808 | -24.7761 | -25.5422 | -26.2799 | -27.2697 | -28.1878 | -29.1395 | -30.0052 | -30.3481 | -31.2962 | -32.5547
CDP22 | NSW | NNSW | Black coal | 0 | 0 | 0 | 0 | 0 | 0 | 0 | 0 | 0 | 0 | 0 | 0 | 0 | 0 | 0 | 0 | 0 | 0 | 0 | 0 | 0 | 0 | 0 | 0 | 0 | 0 | 0 | 0
CDP22 | NSW | NNSW | Mid-merit gas | 0 | 0 | 0 | 0 | 0 | 0 | 0 | 0 | 0 | 0 | 0 | 0 | 0 | 0 | 0 | 0 | 0 | 0 | 0 | 0 | 0 | 0 | 0 | 0 | 0 | 0 | 0 | 0
CDP22 | NSW | NNSW | Flexible gas with CCS | 0 | 0 | 0 | 0 | 0 | 0 | 0 | 0 | 0 | 0 | 0 | 0 | 0 | 0 | 0 | 0 | 0 | 0 | 0 | 0 | 0 | 0 | 0 | 0 | 0 | 0 | 0 | 0
CDP22 | NSW | NNSW | Flexible gas | 0 | 0 | 0 | 0 | 0 | 0 | 0 | 0 | 0 | 0 | 0 | 0 | 0 | 0 | 0 | 0 | 0 | 0 | 0 | 0 | 0 | 0 | 0 | 0 | 0 | 0 | 0 | 0
CDP22 | NSW | NNSW | Hydro | 0 | 0 | 0 | 0 | 0 | 0 | 0 | 0 | 0 | 0 | 0 | 0 | 0 | 0 | 0 | 0 | 0 | 0 | 0 | 0 | 0 | 0 | 0 | 0 | 0 | 0 | 0 | 0
CDP22 | NSW | NNSW | Utility storage | 3.9391 | 15.4543 | 453.0533 | 910.6197 | 1387.876 | 2974.0184 | 2155.4343 | 2215.0155 | 2440.4863 | 2449.9022 | 2543.1122 | 2630.2802 | 2669.2448 | 2955.0178 | 2827.4441 | 2801.9175 | 2566.2801 | 2594.1822 | 2729.1774 | 2870.1652 | 4981.2655 | 5137.9391 | 4462.9617 | 5630.8341 | 5416.9656 | 5544.1467 | 5411.5268 | 6561.2636
CDP22 | NSW | NNSW | Coordinated CER storage | 8.8371 | 11.2055 | 14.0472 | 16.9346 | 20.4031 | 24.1158 | 27.5897 | 31.7517 | 36.6171 | 42.5795 | 49.4261 | 58.3605 | 66.9646 | 78.1835 | 88.6583 | 98.9966 | 108.7413 | 117.9223 | 132.5992 | 152.8574 | 160.5527 | 180.8496 | 209.0818 | 226.5027 | 249.0205 | 269.721 | 274.9954 | 295.892
CDP22 | NSW | NNSW | Passive CER storage | 18.167 | 19.7177 | 21.1384 | 22.4275 | 23.7008 | 25.0701 | 27.3635 | 29.2103 | 31.0205 | 33.1586 | 35.2223 | 37.5763 | 39.7724 | 41.8629 | 44.1078 | 46.4927 | 48.0454 | 50.12 | 51.7116 | 53.3755 | 55.0278 | 56.7506 | 58.6569 | 61.0185 | 62.4544 | 63.5 | 65.5099 | 67.3883
CDP22 | NSW | NNSW | Offshore wind | 0 | 0 | 0 | 0 | 0 | 0 | 0 | 0 | 0 | 0 | 0 | 0 | 0 | 0 | 0 | 0 | 0 | 0 | 0 | 0 | 0 | 0 | 0 | 0 | 0 | 0 | 0 | 0
CDP22 | NSW | NNSW | Wind | 1305.6836 | 1100.5471 | 1921.5522 | 2157.4053 | 2190.8259 | 10744.4671 | 11381.174 | 10469.7082 | 11010.745 | 10217.7669 | 12183.3014 | 12112.8687 | 11934.0555 | 12202.1843 | 12273.0951 | 11904.733 | 13968.1548 | 18625.597 | 21827.4975 | 21614.5409 | 23457.3272 | 21321.9811 | 21983.2806 | 21057.643 | 22229.912 | 22024.4513 | 21517.0621 | 22815.7858
CDP22 | NSW | NNSW | Utility solar | 1715.6132 | 2165.4546 | 2322.4745 | 2240.5675 | 2379.1128 | 2977.456 | 2589.6217 | 2749.2585 | 3100.0941 | 3519.1202 | 4716.9046 | 5075.8869 | 4612.336 | 4987.6577 | 4974.1518 | 4817.4265 | 4690.8691 | 7460.7853 | 7912.0548 | 8984.1044 | 7788.4829 | 8327.5183 | 8896.075 | 9163.2407 | 8795.8287 | 9275.9687 | 8770.965 | 10105.9482
CDP22 | NSW | NNSW | Distributed PV | 1271.6546 | 1294.9489 | 1311.4241 | 1367.595 | 1455.6654 | 1546.1493 | 1624.3869 | 1687.2326 | 1737.479 | 1785.259 | 1826.8007 | 1862.6349 | 1883.9388 | 1905.6539 | 1925.5478 | 1947.8463 | 1965.8985 | 1986.5372 | 2009.2374 | 2037.7628 | 2057.9774 | 2077.2502 | 2099.9079 | 2127.0346 | 2148.3108 | 2170.1747 | 2198.1127 | 2230.421
CDP22 | NSW | NNSW | Other renewable fuels | 0 | 0 | 0 | 0 | 0 | 0 | 0 | 0 | 0 | 0 | 0 | 0 | 0 | 0 | 0 | 0 | 0 | 0 | 0 | 0 | 0 | 0 | 0 | 0 | 0 | 0 | 446.5933 | 284.9082
CDP22 | NSW | NNSW | DSP | 0 | 0 | 0 | 0 | 0 | 0 | 0 | 0 | 0 | 0 | 0 | 0 | 0 | 0 | 0 | 0 | 0 | 0 | 0 | 0 | 0 | 0 | 0 | 0 | 0 | 0 | 0 | 0
CDP22 | NSW | NNSW | Utility storage load | -4.6479 | -18.398 | -545.9866 | -1089.9515 | -1660.8109 | -3574.4646 | -2592.6378 | -2673.4283 | -2927.5593 | -2957.5391 | -3053.1313 | -3161.645 | -3210.5153 | -3554.457 | -3410.513 | -3361.7067 | -3087.1836 | -3120.8114 | -3283.9508 | -3460.9805 | -6250.2348 | -6454.4174 | -5621.3489 | -7237.4909 | -6886.3977 | -7231.3642 | -7004.5608 | -8591.8204
CDP22 | NSW | NNSW | Coordinated CER storage load | -8.8371 | -11.2055 | -14.0511 | -16.9411 | -20.3928 | -24.1158 | -27.8114 | -32.3216 | -37.7036 | -44.5385 | -52.3232 | -63.045 | -73.3409 | -87.1646 | -99.9688 | -111.9393 | -123.6811 | -134.3759 | -153.3538 | -179.4981 | -187.3797 | -214.0668 | -250.9079 | -273.1646 | -301.6102 | -328.3986 | -334.0931 | -362.514
CDP22 | NSW | NNSW | Passive CER storage load | -21.5306 | -23.3997 | -25.0516 | -26.5991 | -28.1174 | -29.7514 | -32.3942 | -34.6342 | -36.8836 | -39.2441 | -41.7975 | -44.5888 | -47.2409 | -49.663 | -52.439 | -55.0147 | -57.0178 | -59.3353 | -61.388 | -63.312 | -65.2137 | -67.3475 | -69.6038 | -72.2527 | -74.0459 | -75.4951 | -77.5117 | -80.0111
CDP22 | NSW | CNSW | Black coal | 23978.6637 | 25581.026 | 21880.1195 | 19843.2468 | 18395.6152 | 6258.6193 | 6284.2933 | 9193.4125 | 9744.9653 | 8006.1587 | 8536.1513 | 8886.8544 | 8206.4712 | 7081.7826 | 5502.2586 | 7081.6431 | 0 | 0 | 0 | 0 | 0 | 0 | 0 | 0 | 0 | 0 | 0 | 0
CDP22 | NSW | CNSW | Mid-merit gas | 0 | 0 | 0 | 0 | 0 | 0 | 0 | 0 | 0 | 0 | 0 | 0 | 0 | 0 | 0 | 0 | 0 | 0 | 0 | 0 | 0 | 0 | 0 | 0 | 0 | 0 | 0 | 0
CDP22 | NSW | CNSW | Flexible gas with CCS | 0 | 0 | 0 | 0 | 0 | 0 | 0 | 0 | 0 | 0 | 0 | 0 | 0 | 0 | 0 | 0 | 0 | 0 | 0 | 0 | 0 | 0 | 0 | 0 | 0 | 0 | 0 | 0
CDP22 | NSW | CNSW | Flexible gas | 0 | 0 | 0 | 0 | 0 | 0 | 0 | 0 | 0 | 0 | 0 | 0 | 0 | 0 | 0 | 0 | 0 | 0 | 0 | 0 | 0 | 0 | 0 | 0 | 0 | 0 | 0 | 0
CDP22 | NSW | CNSW | Hydro | 0 | 0 | 0 | 0 | 0 | 0 | 0 | 0 | 0 | 0 | 0 | 0 | 0 | 0 | 0 | 0 | 0 | 0 | 0 | 0 | 0 | 0 | 0 | 0 | 0 | 0 | 0 | 0
CDP22 | NSW | CNSW | Utility storage | 462.612 | 1129.5687 | 1197.2101 | 2101.4643 | 3128.741 | 3675.3692 | 2333.3416 | 2276.9284 | 2401.6064 | 2462.5602 | 2576.6378 | 2569.165 | 2866.4007 | 3055.2871 | 2988.9274 | 2886.559 | 2615.1864 | 2809.5785 | 2987.4559 | 2918.3736 | 2700.8043 | 1796.7002 | 2034.3739 | 2013.3728 | 1222.7467 | 1222.769 | 1238.4109 | 1315.2229
CDP22 | NSW | CNSW | Coordinated CER storage | 3.7237 | 4.7381 | 6.0186 | 7.4815 | 9.7651 | 10.669 | 12.1564 | 14.3294 | 16.815 | 19.9457 | 23.6816 | 28.6808 | 33.6499 | 40.5738 | 46.7688 | 52.6128 | 57.2665 | 64.134 | 72.2811 | 84.0496 | 89.6977 | 102.3367 | 119.2555 | 129.596 | 144.5418 | 157.3201 | 160.7757 | 174.7245
CDP22 | NSW | CNSW | Passive CER storage | 7.627 | 8.3056 | 8.9956 | 9.6657 | 10.2322 | 10.8691 | 11.909 | 12.8093 | 13.6889 | 14.7028 | 15.7482 | 16.8884 | 18.0026 | 19.0507 | 20.185 | 21.411 | 22.266 | 23.3321 | 24.1695 | 25.0093 | 25.8786 | 26.806 | 27.8186 | 29.0444 | 29.8498 | 30.4411 | 31.4814 | 32.4604
CDP22 | NSW | CNSW | Offshore wind | 0 | 0 | 0 | 0 | 0 | 0 | 0 | 0 | 0 | 0 | 0 | 0 | 0 | 0 | 0 | 0 | 0 | 0 | 0 | 0 | 0 | 0 | 0 | 0 | 0 | 0 | 0 | 0
CDP22 | NSW | CNSW | Wind | 1293.4701 | 1927.1165 | 3918.755 | 5711.5475 | 15381.8447 | 14909.589 | 15470.7051 | 14344.2045 | 14659.013 | 13824.3222 | 14424.3151 | 14132.959 | 13932.2045 | 14839.7486 | 14638.8096 | 15146.256 | 14865.5893 | 14780.8649 | 14448.8501 | 13644.7591 | 14506.4493 | 13377.1655 | 13575.9798 | 12901.5005 | 14039.0579 | 15008.1334 | 14684.5904 | 15854.3737
CDP22 | NSW | CNSW | Utility solar | 3629.2513 | 3910.01 | 5408.7075 | 5175.9623 | 8548.8857 | 9160.5691 | 8207.809 | 8598.8875 | 9812.644 | 9808.3134 | 9299.2603 | 9650.1591 | 9116.6288 | 9769.0465 | 9716.0415 | 9524.2767 | 9314.5219 | 8439.4449 | 8747.2095 | 10376.9714 | 9132.9829 | 9801.962 | 10881.4297 | 14115.0327 | 14509.381 | 17731.4743 | 17013.7417 | 18132.0474
CDP22 | NSW | CNSW | Distributed PV | 805.7252 | 814.9854 | 829.5535 | 870.8455 | 916.2872 | 974.0498 | 1025.6157 | 1072.6831 | 1112.1573 | 1154.5789 | 1186.7008 | 1211.9352 | 1229.1648 | 1252.0861 | 1268.2638 | 1286.3269 | 1301.3111 | 1324.9373 | 1342.737 | 1359.4079 | 1373.0091 | 1398.259 | 1414.9644 | 1434.2131 | 1452.1522 | 1478.3848 | 1498.0146 | 1518.8237
CDP22 | NSW | CNSW | Other renewable fuels | 0 | 0 | 0 | 0 | 0 | 0 | 0 | 0 | 0 | 0 | 0 | 0 | 0 | 0 | 0 | 0 | 0 | 0 | 0 | 0 | 0 | 0 | 0 | 0 | 0 | 160.5312 | 448.6135 | 283.8752
CDP22 | NSW | CNSW | DSP | 0 | 0 | 0 | 0 | 0 | 0 | 0 | 0 | 0 | 0 | 0 | 0 | 0 | 0 | 0 | 0 | 0 | 0 | 0 | 0 | 0 | 0 | 0 | 0 | 0 | 0 | 0 | 0
CDP22 | NSW | CNSW | Utility storage load | -659.423 | -1424.4681 | -1486.0534 | -2512.3476 | -3794.2732 | -4505.4428 | -2851.2912 | -2783.7118 | -2922.5227 | -3029.0367 | -3132.2963 | -3137.1179 | -3561.0956 | -3778.6325 | -3682.6858 | -3562.9983 | -3235.1223 | -3464.6455 | -3717.4508 | -3624.2685 | -3333.8083 | -2246.9911 | -2573.4513 | -2588.8519 | -1618.7921 | -1635.4851 | -1691.6087 | -1784.6571
CDP22 | NSW | CNSW | Coordinated CER storage load | -3.7237 | -4.7381 | -6.0203 | -7.4843 | -9.766 | -10.6636 | -12.3056 | -14.7119 | -17.5508 | -21.2613 | -25.6043 | -31.7974 | -37.8842 | -46.6508 | -54.3264 | -61.1035 | -66.8935 | -75.2815 | -85.985 | -101.815 | -108.0023 | -125.122 | -147.4013 | -160.963 | -180.2254 | -197.142 | -201.1801 | -220.0555
CDP22 | NSW | CNSW | Passive CER storage load | -9.0391 | -9.8566 | -10.6609 | -11.4635 | -12.1389 | -12.8986 | -14.0985 | -15.1877 | -16.2762 | -17.4011 | -18.6881 | -20.0401 | -21.3832 | -22.6003 | -23.9976 | -25.3356 | -26.4242 | -27.622 | -28.6922 | -29.6652 | -30.6689 | -31.8114 | -33.0103 | -34.3918 | -35.3899 | -36.1914 | -37.2489 | -38.5407
CDP22 | NSW | SNSW | Black coal | 0 | 0 | 0 | 0 | 0 | 0 | 0 | 0 | 0 | 0 | 0 | 0 | 0 | 0 | 0 | 0 | 0 | 0 | 0 | 0 | 0 | 0 | 0 | 0 | 0 | 0 | 0 | 0
CDP22 | NSW | SNSW | Mid-merit gas | 0 | 0 | 0 | 0 | 0 | 0 | 0 | 0 | 0 | 0 | 0 | 0 | 0 | 0 | 0 | 0 | 0 | 0 | 0 | 0 | 0 | 0 | 0 | 0 | 0 | 0 | 0 | 0
CDP22 | NSW | SNSW | Flexible gas with CCS | 0 | 0 | 0 | 0 | 0 | 0 | 0 | 0 | 0 | 0 | 0 | 0 | 0 | 0 | 0 | 0 | 0 | 0 | 0 | 0 | 0 | 0 | 0 | 0 | 0 | 0 | 0 | 0
CDP22 | NSW | SNSW | Flexible gas | 1.6281e-07 | 2.3738e-07 | 2.932e-07 | 4.141e-07 | 1.4092 | 2.0775 | 8.5009 | 4.5424e-07 | 5.7206e-07 | 1.2039e-06 | 12.685 | 1.2719 | 22.9433 | 1.5212 | 8.7386e-07 | 1.4948e-06 | 11.7919 | 13.6316 | 0.27667 | 23.1788 | 0 | 0 | 0 | 0 | 0 | 0 | 0 | 0
CDP22 | NSW | SNSW | Hydro | 2788.621 | 1140.9774 | 1616.2284 | 4879.9498 | 3811.3297 | 6517.7331 | 2246.9734 | 2084.1502 | 2786.7099 | 3702.3646 | 3571.238 | 3095.0579 | 3637.6586 | 2499.2243 | 2186.9006 | 2716.7199 | 3832.8897 | 3290.2769 | 3001.9092 | 3152.2056 | 2388.3529 | 3072.8741 | 3030.6602 | 3095.6748 | 3160.6679 | 2682.9956 | 3379.9572 | 2430.3855
CDP22 | NSW | SNSW | Utility storage | 223.4713 | 322.5771 | 326.0397 | 391.5679 | 955.66 | 2356.931 | 5577.8373 | 5191.4092 | 5205.7762 | 5630.3148 | 5445.3015 | 5425.9242 | 6043.2253 | 6088.4432 | 6109.2917 | 5932.2321 | 5871.743 | 5864.4237 | 6094.0491 | 5699.1301 | 5898.8156 | 5259.7936 | 5811.7444 | 5633.5207 | 5688.4196 | 5582.657 | 5939.0742 | 5761.9111
CDP22 | NSW | SNSW | Coordinated CER storage | 7.4494 | 9.5541 | 12.1571 | 15.0183 | 18.3801 | 22.1494 | 25.389 | 29.25 | 33.7486 | 39.2296 | 45.4818 | 53.7728 | 62.0142 | 72.883 | 82.6914 | 92.8004 | 102.275 | 113.4294 | 126.9582 | 147.5843 | 160.4236 | 178.3757 | 206.7101 | 225.2225 | 251.1807 | 272.9316 | 280.9473 | 304.0963
CDP22 | NSW | SNSW | Passive CER storage | 15.3225 | 16.8139 | 18.2962 | 19.9476 | 21.4747 | 23.0167 | 25.293 | 27.1321 | 28.9755 | 31.0951 | 33.189 | 35.5698 | 37.8779 | 40.0969 | 42.4832 | 44.9811 | 46.6541 | 48.8145 | 50.5218 | 52.2984 | 54.1283 | 56.0857 | 58.256 | 60.8935 | 62.5963 | 63.9327 | 66.2023 | 68.3467
CDP22 | NSW | SNSW | Offshore wind | 0 | 0 | 0 | 0 | 0 | 0 | 0 | 0 | 0 | 0 | 0 | 0 | 0 | 0 | 0 | 0 | 0 | 0 | 0 | 0 | 0 | 0 | 0 | 0 | 0 | 0 | 0 | 0
CDP22 | NSW | SNSW | Wind | 5476.053 | 5965.1468 | 7202.967 | 9167.4123 | 9045.4154 | 8407.1817 | 8620.2263 | 8262.4777 | 8370.9295 | 8741.0469 | 7959.9051 | 8370.2633 | 7923.5687 | 8446.536 | 8246.9586 | 8520.4571 | 7851.7912 | 7677.8686 | 7640.7581 | 6235.4327 | 6603.4424 | 5561.5784 | 5305.4114 | 5494.3897 | 4142.1227 | 4364.9591 | 4171.3115 | 4476.0326
CDP22 | NSW | SNSW | Utility solar | 4563.9454 | 5482.6959 | 6107.0585 | 7489.6304 | 7424.8592 | 7663.416 | 6914.5699 | 7390.4078 | 7855.1832 | 7453.5198 | 7607.95 | 7632.7182 | 7124.4813 | 7568.155 | 7394.0026 | 7369.9232 | 7312.0242 | 6811.1239 | 6765.3865 | 8436.5648 | 9099.5948 | 9499.819 | 9697.6773 | 8921.0779 | 10234.3742 | 9663.4429 | 7720.7213 | 8168.546
CDP22 | NSW | SNSW | Distributed PV | 1286.0905 | 1322.7575 | 1362.6526 | 1446.0263 | 1540.5536 | 1647.4287 | 1745.6243 | 1832.1643 | 1910.3635 | 1990.2647 | 2054.8207 | 2113.8626 | 2159.1101 | 2205.4714 | 2245.1143 | 2285.7319 | 2320.1221 | 2364.8685 | 2403.0178 | 2443.7 | 2479.7929 | 2528.6708 | 2571.5307 | 2617.0872 | 2653.1877 | 2703.8642 | 2749.1533 | 2797.2701
CDP22 | NSW | SNSW | Other renewable fuels | 0 | 0 | 0 | 0 | 0 | 0 | 0 | 0 | 0 | 0 | 0 | 0 | 0 | 0 | 0 | 0 | 0 | 0 | 0 | 0 | 0 | 0 | 0 | 0 | 0 | 0 | 0 | 0
CDP22 | NSW | SNSW | DSP | 0 | 0 | 0 | 0 | 0 | 0 | 0 | 0 | 0 | 0 | 0 | 0 | 0 | 0 | 0 | 0 | 0 | 0 | 0 | 0 | 0 | 0 | 0 | 0 | 0 | 0 | 0 | 0
CDP22 | NSW | SNSW | Utility storage load | -266.0374 | -385.7542 | -390.0654 | -703.6381 | -1577.5208 | -3350.9311 | -7124.6904 | -7004.9433 | -6701.8822 | -7190.122 | -6938.5257 | -7410.3081 | -7600.8241 | -8087.276 | -7807.0309 | -8087.3611 | -7496.784 | -7666.6354 | -7801.5922 | -7523.0812 | -7759.8637 | -7064.2945 | -7340.6022 | -7592.212 | -7115.4905 | -7632.8842 | -7591.68 | -7803.562
CDP22 | NSW | SNSW | Coordinated CER storage load | -7.4494 | -9.5541 | -12.1605 | -15.0149 | -18.3914 | -22.1381 | -25.5471 | -29.6738 | -34.5698 | -40.7598 | -47.7513 | -57.5777 | -67.3305 | -80.6201 | -92.4175 | -104.0481 | -115.387 | -128.8633 | -145.9612 | -172.9072 | -187.8859 | -211.205 | -247.7147 | -271.7494 | -304.2705 | -332.6017 | -342.0102 | -373.3732
CDP22 | NSW | SNSW | Passive CER storage load | -18.1594 | -19.9536 | -21.6832 | -23.6578 | -25.4764 | -27.3145 | -29.943 | -32.17 | -34.4521 | -36.8018 | -39.3846 | -42.2078 | -44.9907 | -47.568 | -50.5075 | -53.226 | -55.3667 | -57.7897 | -59.9755 | -62.0344 | -64.1477 | -66.5585 | -69.1281 | -72.1047 | -74.2141 | -76.0095 | -78.331 | -81.149
CDP22 | NSW | SNW | Black coal | 14936.0955 | 9260.1092 | 8552.4045 | 8208.8481 | 0 | 0 | 0 | 0 | 0 | 0 | 0 | 0 | 0 | 0 | 0 | 0 | 0 | 0 | 0 | 0 | 0 | 0 | 0 | 0 | 0 | 0 | 0 | 0
CDP22 | NSW | SNW | Mid-merit gas | 528.9786 | 1153.0794 | 705.8329 | 532.5492 | 1327.1866 | 557.1236 | 258.9454 | 1002.997 | 1227.9112 | 1075.1353 | 1258.9011 | 1278.9121 | 1436.7555 | 1007.8137 | 509.7603 | 1148.3898 | 1386.8062 | 1350.9272 | 1490.1921 | 0 | 0 | 0 | 0 | 0 | 0 | 0 | 0 | 0
CDP22 | NSW | SNW | Flexible gas with CCS | 0 | 0 | 0 | 0 | 0 | 0 | 0 | 0 | 0 | 0 | 0 | 0 | 0 | 0 | 0 | 0 | 0 | 0 | 0 | 0 | 0 | 0 | 0 | 0 | 0 | 0 | 0 | 0
CDP22 | NSW | SNW | Flexible gas | 11.1422 | 55.9836 | 22.3422 | 35.4322 | 230.6094 | 203.7383 | 136.108 | 31.4978 | 34.3454 | 528.0855 | 201.2697 | 186.5117 | 590.5863 | 335.4643 | 137.9962 | 188.6113 | 792.3653 | 852.6324 | 1045.3138 | 1606.4321 | 1470.6203 | 2140.1925 | 2359.351 | 2823.5715 | 1376.3457 | 1149.0825 | 2448.1999 | 1794.7527
CDP22 | NSW | SNW | Hydro | 0 | 0 | 0 | 0 | 0 | 0 | 0 | 0 | 0 | 0 | 0 | 0 | 0 | 0 | 0 | 0 | 0 | 0 | 0 | 0 | 0 | 0 | 0 | 0 | 0 | 0 | 0 | 0
CDP22 | NSW | SNW | Utility storage | 124.1741 | 1576.4592 | 1442.3231 | 1595.349 | 2093.9047 | 3369.2172 | 2769.8024 | 2754.9439 | 2937.2368 | 2966.6744 | 3083.104 | 3106.8218 | 3299.524 | 3516.7654 | 3319.9084 | 3316.5458 | 3066.2892 | 3144.4059 | 3387.0402 | 3388.2512 | 3097.6026 | 1601.5029 | 1781.8075 | 1841.3619 | 1813.3527 | 1302.5711 | 1316.8803 | 1354.4321
CDP22 | NSW | SNW | Coordinated CER storage | 35.1508 | 44.9852 | 56.6495 | 69.3898 | 84.7482 | 100.9331 | 117.0704 | 136.3388 | 159.6742 | 188.5273 | 222.0287 | 267.9617 | 312.9651 | 376.5191 | 429.1214 | 483.952 | 527.5075 | 582.9412 | 667.3217 | 775.2213 | 811.5844 | 922.6422 | 1096.9389 | 1195.4427 | 1329.1466 | 1444.9927 | 1482.1134 | 1618.2397
CDP22 | NSW | SNW | Passive CER storage | 72.1981 | 79.1669 | 85.245 | 91.9237 | 98.465 | 104.9795 | 114.8156 | 122.5686 | 130.0811 | 138.8145 | 147.4054 | 157.2483 | 166.6163 | 175.6471 | 185.5089 | 195.9892 | 202.8675 | 211.7879 | 218.4927 | 225.3181 | 232.4773 | 240.1037 | 248.6419 | 259.2958 | 266.1282 | 271.3594 | 280.7262 | 289.5094
CDP22 | NSW | SNW | Offshore wind | 0 | 0 | 0 | 0 | 0 | 0 | 0 | 0 | 0 | 0 | 0 | 0 | 0 | 0 | 0 | 0 | 0 | 0 | 0 | 0 | 0 | 0 | 0 | 0 | 0 | 0 | 0 | 0
CDP22 | NSW | SNW | Wind | 0 | 0 | 0 | 0 | 0 | 0 | 0 | 0 | 0 | 0 | 0 | 0 | 0 | 0 | 0 | 0 | 0 | 0 | 0 | 0 | 0 | 0 | 0 | 0 | 0 | 0 | 0 | 0
CDP22 | NSW | SNW | Utility solar | 0 | 0 | 0 | 0 | 0 | 0 | 0 | 0 | 0 | 0 | 0 | 0 | 0 | 0 | 0 | 0 | 0 | 0 | 0 | 0 | 0 | 0 | 0 | 0 | 0 | 0 | 0 | 0
CDP22 | NSW | SNW | Distributed PV | 4711.8926 | 4899.8671 | 5101.4499 | 5464.9574 | 5880.7926 | 6307.2576 | 6705.1023 | 7062.8221 | 7381.5716 | 7671.0896 | 7947.7897 | 8185.5984 | 8342.0996 | 8459.8366 | 8588.8595 | 8727.2997 | 8837.225 | 8945.2228 | 9071.2788 | 9209.3908 | 9321.3523 | 9430.913 | 9560.0224 | 9701.0611 | 9815.0944 | 9930.3552 | 10063.7426 | 10218.7569
CDP22 | NSW | SNW | Other renewable fuels | 0 | 0 | 0 | 0 | 0 | 0 | 0 | 0 | 0 | 0 | 0 | 0 | 0 | 0 | 0 | 0 | 0 | 0 | 0 | 0 | 0 | 0 | 0 | 0 | 0 | 483.4863 | 451.4805 | 289.3229
CDP22 | NSW | SNW | DSP | 9.8987e-07 | 1.8555 | 1.1314e-06 | 1.1815 | 15.5884 | 83.6728 | 39.0155 | 9.2157e-07 | 1.0822e-06 | 1.5502e-06 | 61.6858 | 17.25 | 61.451 | 21.5545 | 5.3547 | 2.888 | 84.5359 | 34.2411 | 9.3975 | 19.412 | 15.0289 | 1.7325 | 22.26 | 26.8205 | 47.4822 | 9.752 | 110.5769 | 89.0356
CDP22 | NSW | SNW | Utility storage load | -147.8263 | -1862.5737 | -1708.3235 | -1889.3719 | -2470.6526 | -4001.882 | -3291.7351 | -3282.023 | -3485.0401 | -3536.0419 | -3658.4294 | -3693.0862 | -3922.1944 | -4182.39 | -3956.5275 | -3935.6298 | -3645.7784 | -3738.5699 | -4031.5949 | -4033.1749 | -3675.0353 | -1920.6122 | -2132.7959 | -2206.0452 | -2171.6026 | -1555.9296 | -1571.103 | -1618.4589
CDP22 | NSW | SNW | Coordinated CER storage load | -35.1508 | -44.9852 | -56.6651 | -69.4166 | -84.7058 | -100.9331 | -118.5476 | -140.0531 | -166.8457 | -201.2124 | -240.5248 | -297.7676 | -353.4136 | -434.8542 | -501.0337 | -566.601 | -619.7945 | -688.4794 | -799.8958 | -944.3848 | -981.2961 | -1132.2186 | -1362.2503 | -1492.1131 | -1668.1621 | -1820.6513 | -1864.8086 | -2052.3478
CDP22 | NSW | SNW | Passive CER storage load | -85.5652 | -93.9503 | -101.0255 | -109.0216 | -116.8136 | -124.582 | -135.9242 | -145.3273 | -154.6674 | -164.2906 | -174.9227 | -186.5939 | -197.9037 | -208.3743 | -220.5481 | -231.9133 | -240.7529 | -250.728 | -259.3774 | -267.2642 | -275.51 | -284.9379 | -295.0449 | -307.0351 | -315.5215 | -322.6188 | -332.1569 | -343.7389
CDP22 | QLD | NQ | Black coal | 0 | 0 | 0 | 0 | 0 | 0 | 0 | 0 | 0 | 0 | 0 | 0 | 0 | 0 | 0 | 0 | 0 | 0 | 0 | 0 | 0 | 0 | 0 | 0 | 0 | 0 | 0 | 0
CDP22 | QLD | NQ | Mid-merit gas | 203.2491 | 205.2718 | 17.271 | 13.7483 | 28.5958 | 8.9001 | 17.5717 | 8.2967 | 2.9342 | 6.4711 | 25.9958 | 17.9534 | 68.7914 | 37.5645 | 15.2699 | 78.5886 | 157.2932 | 127.4313 | 133.1297 | 109.3068 | 131.3311 | 87.889 | 0 | 0 | 0 | 0 | 0 | 0
CDP22 | QLD | NQ | Flexible gas with CCS | 0 | 0 | 0 | 0 | 0 | 0 | 0 | 0 | 0 | 0 | 0 | 0 | 0 | 0 | 0 | 0 | 0 | 0 | 0 | 0 | 0 | 0 | 0 | 0 | 0 | 0 | 0 | 0
CDP22 | QLD | NQ | Flexible gas | 0 | 0 | 0 | 0 | 0 | 0 | 5.85e-10 | 0 | 0 | 0 | 0.318 | 1.2497 | 0.63056 | 0 | 0 | 0 | 1.846e-08 | 0.29883 | 6.836e-08 | 1.2515e-07 | 0 | 0 | 0 | 0 | 0 | 0 | 0 | 0
CDP22 | QLD | NQ | Hydro | 309.1896 | 160.8939 | 232.3698 | 232.7106 | 185.1137 | 279.7378 | 299.4566 | 248.6631 | 214.1129 | 253.0374 | 199.9267 | 127.239 | 181.5262 | 76.7658 | 165.0364 | 80.9464 | 93.5647 | 114.9704 | 0 | 0 | 0 | 0 | 0 | 0 | 0 | 0 | 0 | 0
CDP22 | QLD | NQ | Utility storage | 224.1649 | 463.6228 | 569.0734 | 523.7784 | 564.493 | 841.8121 | 690.2176 | 691.9655 | 611.5874 | 778.8874 | 782.1158 | 811.3529 | 858.0738 | 862.373 | 854.645 | 880.539 | 848.5472 | 821.6931 | 838.5439 | 861.8396 | 828.9545 | 837.0645 | 516.4901 | 560.7411 | 919.833 | 990.1504 | 987.4143 | 987.1398
CDP22 | QLD | NQ | Coordinated CER storage | 3.7027 | 4.831 | 6.1194 | 7.6952 | 9.5237 | 11.6681 | 13.7594 | 16.3598 | 18.7964 | 23.0644 | 27.3757 | 33.0031 | 38.6857 | 44.9046 | 52.1779 | 58.453 | 64.5671 | 71.2988 | 81.4889 | 93.4765 | 100.3525 | 113.0948 | 129.0755 | 142.3163 | 157.0497 | 174.588 | 180.1326 | 187.7395
CDP22 | QLD | NQ | Passive CER storage | 7.8983 | 8.9015 | 9.8572 | 10.8967 | 11.9899 | 13.0913 | 14.6095 | 15.9655 | 17.2986 | 18.8163 | 20.3749 | 22.1566 | 23.8494 | 25.5681 | 27.3346 | 29.213 | 30.5814 | 32.1658 | 33.4967 | 34.9698 | 36.3326 | 37.8586 | 39.5466 | 41.5898 | 43.035 | 44.1319 | 45.8801 | 47.4763
CDP22 | QLD | NQ | Offshore wind | 0 | 0 | 0 | 0 | 0 | 0 | 0 | 0 | 0 | 0 | 0 | 0 | 0 | 0 | 0 | 0 | 0 | 0 | 0 | 0 | 0 | 0 | 0 | 0 | 0 | 0 | 0 | 0
CDP22 | QLD | NQ | Wind | 1058.5617 | 1034.6681 | 1063.0043 | 5217.1819 | 6162.5518 | 8890.8573 | 8385.7074 | 8939.8639 | 9369.4779 | 10022.4756 | 9565.0338 | 9213.27 | 10044.9175 | 10565.2418 | 10645.3225 | 10100.1799 | 9882.093 | 9398.759 | 9486.6761 | 10582.8146 | 11230.4146 | 11672.6614 | 11835.1877 | 12032.4409 | 11539.573 | 10918.1688 | 11671.6814 | 12465.1346
CDP22 | QLD | NQ | Utility solar | 1303.099 | 1394.2492 | 1290.2133 | 1266.8302 | 1196.1266 | 1011.484 | 1026.2266 | 1173.9564 | 1284.3201 | 1185.5323 | 1256.3935 | 1391.9254 | 1302.8351 | 1221.7708 | 1216.2535 | 1280.6393 | 1220.5215 | 1578.9258 | 1329.9632 | 1098.9567 | 1032.6899 | 1141.7644 | 1094.5594 | 842.4577 | 841.7817 | 1506.322 | 1289.6872 | 1272.8545
CDP22 | QLD | NQ | Distributed PV | 890.6838 | 933.0996 | 966.2641 | 1008.0842 | 1073.5389 | 1130.3381 | 1177.689 | 1223.6016 | 1257.4637 | 1292.358 | 1322.4242 | 1351.3797 | 1366.6988 | 1386.523 | 1406.3077 | 1427.8995 | 1446.4485 | 1469.534 | 1490.6694 | 1518.8556 | 1536.7492 | 1560.7993 | 1584.1359 | 1613.9356 | 1633.642 | 1662.3734 | 1692.196 | 1728.5245
CDP22 | QLD | NQ | Other renewable fuels | 0 | 0 | 0 | 0 | 0 | 0 | 0 | 0 | 0 | 0 | 0 | 0 | 0 | 0 | 0 | 0 | 0 | 0 | 0 | 0 | 0 | 0 | 0 | 0 | 0 | 0 | 0 | 0
CDP22 | QLD | NQ | DSP | 0 | 0 | 0 | 0 | 0 | 0 | 0 | 0 | 0 | 0 | 0 | 0 | 0 | 0 | 0 | 0 | 0 | 0 | 0 | 0 | 0 | 0 | 0 | 0 | 0 | 0 | 0 | 0
CDP22 | QLD | NQ | Utility storage load | -281.822 | -584.6643 | -709.9178 | -682.5022 | -788.5664 | -1350.1477 | -895.5375 | -883.4046 | -772.7142 | -1004.6363 | -1010.621 | -1039.2301 | -1143.8342 | -1147.5767 | -1134.5536 | -1161.9449 | -1127.8503 | -1080.0346 | -1107.1353 | -1138.2386 | -1157.0002 | -1158.9231 | -815.0064 | -911.9728 | -1336.0199 | -1424.254 | -1436.045 | -1465.6714
CDP22 | QLD | NQ | Coordinated CER storage load | -3.7027 | -4.831 | -6.1231 | -7.6961 | -9.5191 | -11.6681 | -13.929 | -16.7707 | -19.337 | -24.4219 | -29.4259 | -36.0613 | -42.9852 | -50.2861 | -59.2911 | -66.5041 | -73.7908 | -81.9131 | -94.7303 | -110.371 | -118.0152 | -134.3128 | -154.8877 | -171.5317 | -190.5138 | -213.0634 | -219.7672 | -229.5113
CDP22 | QLD | NQ | Passive CER storage load | -9.0958 | -10.2402 | -11.3564 | -12.5167 | -13.7673 | -15.0267 | -16.7301 | -18.3385 | -19.8913 | -21.5543 | -23.4129 | -25.4463 | -27.3352 | -29.3526 | -31.3736 | -33.392 | -35.0567 | -36.7595 | -38.3701 | -40.0687 | -41.5473 | -43.3666 | -45.2576 | -47.4699 | -49.2828 | -50.516 | -52.2872 | -54.2445
CDP22 | QLD | GG | Black coal | 2943.36 | 2951.3564 | 2967.797 | 1803.732 | 1808.1837 | 1491.2807 | 630.9439 | 0 | 0 | 0 | 0 | 0 | 0 | 0 | 0 | 0 | 0 | 0 | 0 | 0 | 0 | 0 | 0 | 0 | 0 | 0 | 0 | 0
CDP22 | QLD | GG | Mid-merit gas | 790.803 | 868.8509 | 832.3193 | 841.7347 | 842.0008 | 829.8622 | 26.5616 | 12.3289 | 38.7058 | 115.1332 | 134.0255 | 161.3588 | 265.8549 | 282.5514 | 233.9569 | 317.8057 | 398.3937 | 316.6538 | 348.7491 | 347.1181 | 344.7517 | 317.2014 | 327.299 | 317.2013 | 238.5716 | 200.8956 | 0 | 0
CDP22 | QLD | GG | Flexible gas with CCS | 0 | 0 | 0 | 0 | 0 | 0 | 0 | 0 | 0 | 0 | 0 | 0 | 0 | 0 | 0 | 0 | 0 | 0 | 0 | 0 | 0 | 0 | 0 | 0 | 0 | 0 | 0 | 0
CDP22 | QLD | GG | Flexible gas | 0 | 0 | 0 | 0 | 0 | 0 | 8.9963e-07 | 9.207e-08 | 1.9783e-07 | 1.3951e-05 | 1.4971e-05 | 1.7372e-05 | 3.1951e-05 | 3.2582e-05 | 1.0927e-05 | 1.6891e-05 | 5.2357e-05 | 3.5976e-05 | 3.3016e-05 | 3.3226e-05 | 3.2208e-05 | 4.3477e-06 | 3.3403e-05 | 2.852e-05 | 2.1043e-05 | 1.1862e-05 | 4.847e-05 | 4.6756e-05
CDP22 | QLD | GG | Hydro | 0 | 0 | 0 | 0 | 0 | 0 | 0 | 0 | 0 | 0 | 0 | 0 | 0 | 0 | 0 | 0 | 0 | 0 | 0 | 0 | 0 | 0 | 0 | 0 | 0 | 0 | 0 | 0
CDP22 | QLD | GG | Utility storage | 0 | 42.926 | 95.6945 | 116.5905 | 110.6969 | 420.6622 | 237.3076 | 211.9847 | 162.5508 | 210.3736 | 226.3293 | 224.6539 | 264.9892 | 289.4425 | 262.2087 | 279.2209 | 248.6048 | 242.456 | 293.0164 | 274.3036 | 210.7548 | 0.46113 | 42.8417 | 112.966 | 116.5934 | 857.065 | 855.635 | 1214.4543
CDP22 | QLD | GG | Coordinated CER storage | 0.20229 | 0.26614 | 0.3364 | 0.42504 | 0.52158 | 0.6543 | 0.79971 | 0.99579 | 1.1433 | 1.5359 | 1.8795 | 2.3947 | 2.8786 | 3.4305 | 4.0437 | 4.6265 | 5.0159 | 5.6478 | 6.7295 | 7.8051 | 8.0341 | 9.6162 | 10.8495 | 12.1607 | 14.0549 | 15.939 | 16.3397 | 16.8071
CDP22 | QLD | GG | Passive CER storage | 0.43375 | 0.49115 | 0.5429 | 0.6111 | 0.66737 | 0.73538 | 0.82193 | 0.90112 | 0.98625 | 1.0827 | 1.1807 | 1.2893 | 1.3971 | 1.5064 | 1.6163 | 1.7374 | 1.8244 | 1.9283 | 2.0181 | 2.1123 | 2.2029 | 2.3052 | 2.4175 | 2.547 | 2.6413 | 2.7129 | 2.8267 | 2.9272
CDP22 | QLD | GG | Offshore wind | 0 | 0 | 0 | 0 | 0 | 0 | 0 | 0 | 0 | 0 | 0 | 0 | 0 | 0 | 0 | 0 | 0 | 0 | 0 | 0 | 0 | 0 | 0 | 0 | 0 | 0 | 0 | 0
CDP22 | QLD | GG | Wind | 0 | 0 | 0 | 0 | 0 | 0 | 0 | 0 | 0 | 0 | 0 | 0 | 0 | 0 | 0 | 0 | 0 | 0 | 0 | 0 | 0 | 0 | 0 | 0 | 0 | 0 | 0 | 0
CDP22 | QLD | GG | Utility solar | 0 | 0 | 0 | 0 | 0 | 0 | 0 | 0 | 0 | 0 | 0 | 0 | 0 | 0 | 0 | 0 | 0 | 0 | 0 | 0 | 0 | 0 | 0 | 0 | 0 | 0 | 0 | 0
CDP22 | QLD | GG | Distributed PV | 83.1873 | 85.9307 | 89.0592 | 93.8754 | 98.1305 | 103.0181 | 107.804 | 112.3773 | 116.1806 | 119.6898 | 122.8667 | 125.7195 | 127.7035 | 129.6922 | 131.5994 | 134.0671 | 135.8587 | 138.2141 | 140.6638 | 143.1481 | 145.0607 | 147.4519 | 150.0271 | 152.6645 | 154.6545 | 157.2475 | 160.5535 | 164.0285
CDP22 | QLD | GG | Other renewable fuels | 0 | 0 | 0 | 0 | 0 | 0 | 0 | 0 | 0 | 0 | 0 | 0 | 0 | 0 | 0 | 0 | 0 | 0 | 0 | 0 | 0 | 0 | 0 | 0 | 0 | 0 | 0 | 0
CDP22 | QLD | GG | DSP | 0 | 0 | 0 | 0 | 0 | 0 | 0 | 0 | 0 | 0 | 0 | 0 | 0 | 0 | 0 | 0 | 0 | 0 | 0 | 0 | 0 | 0 | 0 | 0 | 0 | 0 | 0 | 0
CDP22 | QLD | GG | Utility storage load | 0 | -51.1024 | -114.3585 | -138.7983 | -131.7821 | -500.3521 | -282.5091 | -252.3628 | -193.513 | -250.4448 | -269.8762 | -267.0087 | -315.7704 | -344.2602 | -312.5841 | -331.9607 | -295.9511 | -288.6311 | -348.913 | -326.8915 | -250.4542 | -0.54245 | -50.3971 | -132.888 | -137.3454 | -1008.022 | -1006.7833 | -1437.7256
CDP22 | QLD | GG | Coordinated CER storage load | -0.20229 | -0.26614 | -0.33661 | -0.42509 | -0.52164 | -0.65398 | -0.82017 | -1.05 | -1.2058 | -1.7033 | -2.1257 | -2.775 | -3.3898 | -4.0895 | -4.8817 | -5.5955 | -6.066 | -6.8849 | -8.3103 | -9.7514 | -9.9301 | -12.0796 | -13.7025 | -15.4343 | -18.024 | -20.5291 | -21.0654 | -21.6127
CDP22 | QLD | GG | Passive CER storage load | -0.49951 | -0.56501 | -0.62547 | -0.70194 | -0.76631 | -0.8441 | -0.94124 | -1.0351 | -1.1341 | -1.2402 | -1.3568 | -1.4807 | -1.6013 | -1.7294 | -1.8552 | -1.9859 | -2.0914 | -2.2036 | -2.3117 | -2.4203 | -2.5191 | -2.6406 | -2.7666 | -2.9072 | -3.0247 | -3.1053 | -3.2214 | -3.3445
CDP22 | QLD | CQ | Black coal | 11700.4546 | 12723.9569 | 14347.471 | 7449.4697 | 6480.6842 | 3081.0006 | 5930.8547 | 5807.2827 | 4134.2516 | 4039.7446 | 4371.946 | 4669.3336 | 4509.2078 | 3805.768 | 3518.7578 | 4244.73 | 4297.2225 | 4528.8001 | 4823.6021 | 4656.5019 | 4414.866 | 4540.9926 | 4275.5745 | 4127.6367 | 4259.5724 | 4604.3678 | 4230.8972 | 0
CDP22 | QLD | CQ | Mid-merit gas | 0 | 0 | 0 | 0 | 0 | 0 | 0 | 0 | 0 | 0 | 0 | 0 | 0 | 0 | 0 | 0 | 0 | 0 | 0 | 0 | 0 | 0 | 0 | 0 | 0 | 0 | 0 | 0
CDP22 | QLD | CQ | Flexible gas with CCS | 0 | 0 | 0 | 0 | 0 | 0 | 0 | 0 | 0 | 0 | 0 | 0 | 0 | 0 | 0 | 0 | 0 | 0 | 0 | 0 | 0 | 0 | 0 | 0 | 0 | 0 | 0 | 0
CDP22 | QLD | CQ | Flexible gas | 0 | 1.9776e-07 | 2.4231e-07 | 0.038755 | 2.8854e-07 | 2.6184e-07 | 1.4363 | 0.41678 | 2.4196e-07 | 4.9299e-07 | 0 | 0 | 0 | 0 | 0 | 0 | 0 | 0 | 0 | 0 | 0 | 0 | 0 | 0 | 0 | 0 | 0 | 0
CDP22 | QLD | CQ | Hydro | 0 | 0 | 0 | 0 | 0 | 0 | 0 | 0 | 0 | 0 | 0 | 0 | 0 | 0 | 0 | 0 | 0 | 0 | 0 | 0 | 0 | 0 | 0 | 0 | 0 | 0 | 0 | 0
CDP22 | QLD | CQ | Utility storage | 40.2298 | 36.6609 | 59.5036 | 136.8126 | 163.4711 | 258.9171 | 182.2692 | 167.4949 | 143.8489 | 167.8816 | 175.4192 | 174.1108 | 199.8102 | 214.3291 | 193.2533 | 209.0595 | 194.0164 | 189.9764 | 158.8354 | 150.7008 | 126.0798 | 127.3794 | 190.7271 | 112.0773 | 263.258 | 1465.7353 | 1456.4642 | 2299.1546
CDP22 | QLD | CQ | Coordinated CER storage | 3.3995 | 4.477 | 5.6548 | 7.1698 | 8.8347 | 10.8129 | 12.9511 | 15.679 | 17.8922 | 22.7677 | 27.2467 | 33.6166 | 39.6376 | 46.484 | 54.1305 | 61.4226 | 66.6286 | 74.4251 | 86.7772 | 99.4532 | 102.7857 | 120.7407 | 135.2168 | 151.5839 | 172.9608 | 194.3032 | 199.4114 | 205.4634
CDP22 | QLD | CQ | Passive CER storage | 7.2649 | 8.2429 | 9.1049 | 10.1494 | 11.1216 | 12.1535 | 13.617 | 14.8902 | 16.1978 | 17.7002 | 19.2237 | 20.9226 | 22.6054 | 24.2909 | 26.0235 | 27.8933 | 29.2325 | 30.8205 | 32.1652 | 33.6167 | 35.0164 | 36.548 | 38.2373 | 40.233 | 41.689 | 42.7748 | 44.484 | 46.003
CDP22 | QLD | CQ | Offshore wind | 0 | 0 | 0 | 0 | 0 | 0 | 0 | 0 | 0 | 0 | 0 | 0 | 0 | 0 | 0 | 0 | 0 | 0 | 0 | 0 | 0 | 0 | 0 | 0 | 0 | 0 | 0 | 0
CDP22 | QLD | CQ | Wind | 891.5333 | 1172.3649 | 1292.5871 | 2866.9698 | 4191.5526 | 4519.6646 | 4176 | 4321.6423 | 4437.9768 | 5855.1753 | 5873.5983 | 5520.8081 | 6983.74 | 6819.32 | 7857.207 | 6721.6293 | 7290.4163 | 7077.6151 | 6855.4447 | 7192.3581 | 9335.9926 | 9185.6457 | 9586.237 | 10015.7493 | 9458.5489 | 8028.4651 | 8375.3388 | 8347.6774
CDP22 | QLD | CQ | Utility solar | 2042.9443 | 2147.3901 | 2000.6583 | 2253.0211 | 2155.922 | 2288.5966 | 1729.969 | 1977.7257 | 2139.0579 | 2085.7168 | 3018.0315 | 3006.0856 | 2841.0962 | 2907.5198 | 2890.7042 | 3001.1884 | 2945.9378 | 2993.8512 | 2763.297 | 2959.1004 | 2379.3928 | 2706.5848 | 2673.0778 | 2660.3343 | 5866.1931 | 8275.9429 | 9365.8501 | 12496.1403
CDP22 | QLD | CQ | Distributed PV | 983.4528 | 1015.8314 | 1049.9894 | 1099.5409 | 1147.7856 | 1214.1964 | 1273.2899 | 1322.5909 | 1366.4737 | 1411.0047 | 1452.5752 | 1484.7024 | 1513.4651 | 1542.6319 | 1573.6127 | 1602.9355 | 1628.0199 | 1660.5557 | 1693.308 | 1723.4366 | 1751.2723 | 1783.2996 | 1817.4165 | 1849.4621 | 1878.748 | 1913.7379 | 1953.8785 | 1991.6066
CDP22 | QLD | CQ | Other renewable fuels | 0 | 0 | 0 | 0 | 0 | 0 | 0 | 0 | 0 | 0 | 0 | 0 | 0 | 0 | 0 | 0 | 0 | 0 | 0 | 0 | 0 | 0 | 0 | 0 | 0 | 0 | 0 | 0
CDP22 | QLD | CQ | DSP | 0 | 0 | 0 | 0 | 0 | 0 | 0 | 0 | 0 | 0 | 0 | 0 | 0 | 0 | 0 | 0 | 0 | 0 | 0 | 0 | 0 | 0 | 0 | 0 | 0 | 0 | 0 | 0
CDP22 | QLD | CQ | Utility storage load | -47.8926 | -43.644 | -70.9468 | -162.8722 | -194.6086 | -307.7983 | -216.9873 | -199.3987 | -171.2488 | -199.8591 | -209.2689 | -206.8386 | -238.1633 | -254.853 | -230.4945 | -248.4354 | -230.965 | -226.1556 | -189.1634 | -179.6468 | -149.7599 | -151.636 | -226.4526 | -131.8429 | -331.3274 | -1826.8408 | -1823.1053 | -2874.5614
CDP22 | QLD | CQ | Coordinated CER storage load | -3.3995 | -4.477 | -5.6582 | -7.1707 | -8.8357 | -10.8076 | -13.1626 | -16.2405 | -18.5378 | -24.5009 | -29.7986 | -37.5571 | -44.9299 | -53.3208 | -62.8547 | -71.514 | -77.5584 | -87.3074 | -103.2008 | -119.7456 | -122.361 | -146.1562 | -164.748 | -185.9074 | -214.476 | -242.3558 | -248.8884 | -255.9567
CDP22 | QLD | CQ | Passive CER storage load | -8.3663 | -9.4825 | -10.4898 | -11.6583 | -12.7703 | -13.9503 | -15.5935 | -17.1034 | -18.6254 | -20.2758 | -22.0901 | -24.0291 | -25.9093 | -27.8864 | -29.8687 | -31.8835 | -33.5104 | -35.222 | -36.8449 | -38.5184 | -40.0421 | -41.8653 | -43.7592 | -45.9213 | -47.7414 | -48.9625 | -50.6961 | -52.5612
CDP22 | QLD | SQ | Black coal | 21353.644 | 21128.2586 | 21428.8467 | 17018.0163 | 15333.513 | 11409.5043 | 14519.6621 | 13794.1292 | 13342.0285 | 8753.4599 | 5025.2543 | 5279.1949 | 5169.8772 | 4782.9769 | 4794.4237 | 4980.4549 | 5105.2661 | 5206.1701 | 5235.7624 | 5131.7383 | 5099.7847 | 5022.3371 | 5080.4552 | 4883.7225 | 4861.1214 | 5146.4347 | 5038.1341 | 0
CDP22 | QLD | SQ | Mid-merit gas | 1550.1595 | 1930.363 | 417.7273 | 285.8721 | 451.1767 | 236.4257 | 274.3906 | 139.9981 | 557.9328 | 1474.9534 | 1377.1945 | 1454.456 | 1138.4028 | 869.113 | 768.7168 | 661.747 | 823.3605 | 467.9288 | 276.7867 | 375.7376 | 351.9249 | 0 | 0 | 0 | 0 | 0 | 0 | 0
CDP22 | QLD | SQ | Flexible gas with CCS | 0 | 0 | 0 | 0 | 0 | 0 | 0 | 0 | 0 | 0 | 0 | 0 | 0 | 0 | 0 | 0 | 0 | 0 | 0 | 0 | 0 | 0 | 0 | 0 | 0 | 0 | 0 | 0
CDP22 | QLD | SQ | Flexible gas | 74.0082 | 34.4654 | 4.4569 | 14.0482 | 13.0398 | 120.1724 | 132.0165 | 18.0323 | 24.322 | 161.8115 | 507.2006 | 404.6325 | 1181.5294 | 972.9801 | 641.0206 | 1360.1673 | 4611.2564 | 3027.2324 | 3154.8608 | 4083.8599 | 3651.9478 | 4395.6844 | 5495.973 | 5480.1945 | 3093.9832 | 2243.635 | 4827.2704 | 5097.0521
CDP22 | QLD | SQ | Hydro | 0 | 0 | 0 | 0 | 0 | 0 | 0 | 0 | 0 | 0 | 0 | 0 | 0 | 0 | 0 | 0 | 0 | 0 | 0 | 0 | 0 | 0 | 0 | 0 | 0 | 0 | 0 | 0
CDP22 | QLD | SQ | Utility storage | 1248.4231 | 1177.838 | 1092.5093 | 1076.5461 | 1323.6538 | 2019.5514 | 1540.1808 | 1451.709 | 4322.3617 | 5812.8901 | 5816.5503 | 6011.3052 | 6202.3437 | 6470.2996 | 6379.2705 | 6358.1259 | 5897.3379 | 5798.8481 | 6265.9032 | 6333.6339 | 5499.8951 | 5465.4308 | 5995.3062 | 6252.7271 | 6481.0692 | 7146.9996 | 7013.1746 | 7127.629
CDP22 | QLD | SQ | Coordinated CER storage | 17.9843 | 23.8104 | 30.532 | 38.6825 | 47.9601 | 59.2749 | 72.4298 | 89.3638 | 99.4827 | 130.7247 | 157.7569 | 195.2194 | 231.3448 | 273.9759 | 321.9496 | 364.6416 | 399.4131 | 434.1524 | 513.7346 | 595.7865 | 607.3108 | 723.7963 | 811.4478 | 913.3109 | 1046.851 | 1191.3168 | 1201.8582 | 1276.9842
CDP22 | QLD | SQ | Passive CER storage | 38.5258 | 43.8968 | 49.0034 | 54.5739 | 60.1823 | 66.4877 | 74.7743 | 82.1543 | 89.5117 | 97.9153 | 106.4969 | 116.2022 | 125.6895 | 135.4263 | 145.4256 | 156.0927 | 163.6411 | 172.4096 | 179.9223 | 187.9841 | 195.7875 | 204.5517 | 214.2855 | 225.8 | 234.2198 | 240.7642 | 250.8429 | 259.8486
CDP22 | QLD | SQ | Offshore wind | 0 | 0 | 0 | 0 | 0 | 0 | 0 | 0 | 0 | 0 | 0 | 0 | 0 | 0 | 0 | 0 | 0 | 0 | 0 | 0 | 0 | 0 | 0 | 0 | 0 | 0 | 0 | 0
CDP22 | QLD | SQ | Wind | 4637.3014 | 6193.0437 | 6567.866 | 11517.3842 | 13849.6327 | 13984.3532 | 13391.8446 | 13164.7968 | 13750.912 | 12722.6703 | 18306.6739 | 17291.8874 | 17152.5465 | 18031.7814 | 19007.8623 | 17354.1087 | 18382.7125 | 18944.5209 | 18126.1387 | 18179.7834 | 16876.0297 | 16164.5395 | 16426.0603 | 15686.0158 | 23866.4558 | 22511.6827 | 21943.6695 | 23498.8175
CDP22 | QLD | SQ | Utility solar | 4588.8321 | 4801.0003 | 4776.783 | 4628.4323 | 4555.7666 | 4738.3964 | 3799.3829 | 4277.586 | 5636.374 | 10694.8865 | 10665.9151 | 12336.5524 | 12419.0978 | 12640.204 | 12681.2569 | 12945.6197 | 12395.5295 | 11680.4819 | 14822.392 | 15976.4206 | 13103.896 | 15775.7417 | 15489.2913 | 17473.3508 | 16862.054 | 21661.3188 | 21529.8788 | 23674.0217
CDP22 | QLD | SQ | Distributed PV | 5990.8471 | 6184.3421 | 6391.0577 | 6675.4064 | 6948.9149 | 7246.6104 | 7553.5439 | 7854.8235 | 8099.4155 | 8344.1878 | 8574.7168 | 8791.3445 | 8944.2099 | 9112.954 | 9288.9666 | 9482.3526 | 9632.6932 | 9808.7105 | 9994.2533 | 10193.5007 | 10350.6777 | 10536.484 | 10729.2197 | 10938.4931 | 11106.4424 | 11313.678 | 11537.6324 | 11787.4518
CDP22 | QLD | SQ | Other renewable fuels | 0 | 0 | 0 | 0 | 0 | 0 | 0 | 0 | 0 | 0 | 0 | 0 | 0 | 0 | 0 | 0 | 0 | 0 | 0 | 0 | 0 | 0 | 0 | 0 | 0 | 0 | 461.0627 | 320.5174
CDP22 | QLD | SQ | DSP | 9.5453e-07 | 1.0015e-06 | 1.0801e-06 | 1.4035e-06 | 1.8068e-06 | 2.9744e-06 | 0.82844 | 0.43813 | 1.0115e-06 | 1.2064e-06 | 1.3047 | 2.4825 | 1.1469 | 1.6926e-06 | 1.6437e-06 | 1.9383e-06 | 20.608 | 14.473 | 1.9107 | 4.0376 | 6.0165 | 0.386 | 9.4934 | 0.67555 | 15.2885 | 1.3808 | 49.6235 | 104.9586
CDP22 | QLD | SQ | Utility storage load | -1688.3519 | -1545.4006 | -1410.1041 | -1377.4697 | -1763.3618 | -2803.4129 | -2016.1619 | -1890.9079 | -5610.8927 | -7655.4251 | -7619.3848 | -7845.971 | -8141.3885 | -8483.8702 | -8378.8131 | -8297.8188 | -7722.6691 | -7572.4204 | -8192.154 | -8338.0083 | -7191.0406 | -7169.479 | -7853.9991 | -8273.0132 | -8513.1432 | -9332.9065 | -9211.1948 | -9392.9817
CDP22 | QLD | SQ | Coordinated CER storage load | -17.9843 | -23.8104 | -30.5504 | -38.6872 | -47.9656 | -59.2461 | -74.115 | -93.7007 | -103.3076 | -142.3289 | -174.8562 | -220.8408 | -265.6712 | -318.2974 | -379.1739 | -429.9555 | -471.8261 | -513.7637 | -617.3423 | -726.5775 | -730.491 | -886.887 | -1000.1689 | -1134.6398 | -1309.311 | -1504.1703 | -1514.1687 | -1611.0765
CDP22 | QLD | SQ | Passive CER storage load | -44.3668 | -50.498 | -56.4569 | -62.687 | -69.1038 | -76.3172 | -85.6279 | -94.3651 | -102.9273 | -112.1632 | -122.3762 | -133.4555 | -144.0599 | -155.4718 | -166.9135 | -178.4222 | -187.5884 | -197.0317 | -206.0993 | -215.394 | -223.8881 | -234.3118 | -245.2308 | -257.7243 | -268.2238 | -275.5925 | -285.8727 | -296.8927
CDP22 | VIC | VIC | Brown coal | 32180.7418 | 28061.6013 | 27405.7309 | 24211.9 | 18279.1302 | 15029.0562 | 16317.1439 | 13361.6 | 10002.3607 | 6259.6664 | 2849.2529 | 3499.0228 | 3320.3557 | 2932.4508 | 3266.9877 | 3278.7877 | 3357.0476 | 3326.0906 | 3375.7069 | 3406.9497 | 3182.8353 | 3326.411 | 3364.3772 | 0 | 0 | 0 | 0 | 0
CDP22 | VIC | VIC | Mid-merit gas | 76.7713 | 131.3434 | 70.4104 | 56.7202 | 0 | 0 | 0 | 0 | 0 | 0 | 0 | 0 | 0 | 0 | 0 | 0 | 0 | 0 | 0 | 0 | 0 | 0 | 0 | 0 | 0 | 0 | 0 | 0
CDP22 | VIC | VIC | Flexible gas with CCS | 0 | 0 | 0 | 0 | 0 | 0 | 0 | 0 | 0 | 0 | 0 | 0 | 0 | 0 | 0 | 0 | 0 | 0 | 0 | 0 | 0 | 0 | 0 | 0 | 0 | 0 | 0 | 0
CDP22 | VIC | VIC | Flexible gas | 49.1853 | 92.1763 | 41.6612 | 33.8232 | 286.0125 | 63.9 | 25.2143 | 8.2598e-07 | 5.0187e-07 | 66.9721 | 36.0874 | 100.9537 | 229.4655 | 169.5049 | 67.6868 | 62.6417 | 193.1438 | 222.7932 | 186.3031 | 341.6648 | 183.4295 | 149.4329 | 324.5749 | 399.9097 | 429.9482 | 176.626 | 617.3814 | 767.4103
CDP22 | VIC | VIC | Hydro | 2506.1083 | 1230.2482 | 1311.5156 | 3417.6694 | 2065.6136 | 4037.7263 | 2206.3625 | 994.7345 | 3008.7398 | 3175.4337 | 3433.1466 | 2473.5656 | 2786.9426 | 1866.7475 | 2331.5778 | 2120.7296 | 3383.08 | 2187.0554 | 2073.0953 | 2169.6461 | 2167.2589 | 1862.4861 | 2456.5831 | 2643.8909 | 3063.6171 | 2406.0844 | 2899.9714 | 2049.0652
CDP22 | VIC | VIC | Utility storage | 391.7553 | 1149.3725 | 1919.3286 | 2613.5072 | 2999.8851 | 3912.7094 | 3255.6399 | 4099.0432 | 4173.737 | 4046.7033 | 4370.035 | 4019.4703 | 4813.7574 | 5585.96 | 5491.5853 | 6196.1469 | 5447.1748 | 5127.35 | 5213.6306 | 4868.8165 | 5389.8402 | 4765.1708 | 4295.4477 | 4082.7536 | 4102.9256 | 3887.8665 | 3380.5492 | 3331.8618
CDP22 | VIC | VIC | Coordinated CER storage | 46.262 | 62.9969 | 81.0093 | 102.3074 | 127.7996 | 157.1042 | 184.6311 | 218.149 | 257.7852 | 301.5562 | 349.5046 | 416.3085 | 482.1967 | 570.4085 | 652.9452 | 746.6673 | 828.6765 | 923.9521 | 1015.7978 | 1142.3619 | 1238.1764 | 1390.6114 | 1560.9811 | 1719.1856 | 1865.1062 | 2014.6991 | 2091.8515 | 2290.0771
CDP22 | VIC | VIC | Passive CER storage | 93.9153 | 103.8346 | 113.4315 | 124.1343 | 134.0189 | 145.1892 | 159.9523 | 173.6821 | 187.2958 | 202.3336 | 217.0562 | 234.2369 | 249.6964 | 267.2425 | 284.5038 | 301.8728 | 315.2069 | 328.6875 | 342.6232 | 356.7102 | 370.6288 | 384.4636 | 401.0884 | 417.2939 | 433.7507 | 444.3685 | 460.5946 | 476.6569
CDP22 | VIC | VIC | Offshore wind | 0 | 0 | 0 | 0 | 0 | 0 | 4006.818 | 7929.1196 | 10433.9605 | 13170.453 | 15277.4483 | 19246.4957 | 23473.4356 | 28216.1038 | 31363.416 | 36474.0676 | 36722.6671 | 36727.5143 | 35112.5711 | 34009.4774 | 34710.6056 | 34907.2993 | 35045.5683 | 37262.8949 | 34352.9697 | 34548.7955 | 35650.1366 | 37324.7975
CDP22 | VIC | VIC | Wind | 13663.1354 | 17111.352 | 16274.0646 | 17161.3359 | 20219.058 | 21449.0174 | 20911.559 | 22410.1647 | 21447.5756 | 22414.3677 | 20776.0274 | 20111.8186 | 19671.4918 | 20286.406 | 19206.8493 | 19299.8384 | 18800.2388 | 18727.0017 | 17605.8961 | 16314.2471 | 15510.7911 | 13950.1231 | 13317.922 | 13619.1823 | 13946.4078 | 16061.0351 | 15794.5436 | 16679.8795
CDP22 | VIC | VIC | Utility solar | 2575.7061 | 3061.3847 | 3402.242 | 3593.1468 | 3558.6526 | 3636.2937 | 3160.1779 | 3198.2849 | 3293.4284 | 3268.4994 | 3869.1306 | 3640.2287 | 3427.4022 | 3471.3571 | 3542.2831 | 3361.8563 | 3417.6021 | 3285.7852 | 3361.483 | 4983.0685 | 6372.9125 | 6788.1465 | 6877.8094 | 6422.0689 | 6524.9788 | 5732.1804 | 5306.1634 | 5197.8938
CDP22 | VIC | VIC | Distributed PV | 6087.2788 | 6684.1854 | 7294.8864 | 7984.2026 | 8627.0949 | 9196.1307 | 9725.6838 | 10200.0096 | 10651.3504 | 11059.654 | 11465.7127 | 11844.9384 | 12143.6943 | 12364.7146 | 12587.537 | 12816.1806 | 13025.347 | 13207.514 | 13417.6849 | 13652.8559 | 13870.6821 | 14058.9828 | 14279.9745 | 14546.9466 | 14826.3072 | 15089.7889 | 15385.7563 | 15709.2989
CDP22 | VIC | VIC | Other renewable fuels | 0 | 0 | 0 | 0 | 0 | 0 | 0 | 0 | 0 | 0 | 0 | 0 | 0 | 0 | 0 | 0 | 0 | 0 | 0 | 0 | 0 | 0 | 0 | 0 | 0 | 0 | 454.2294 | 259.2379
CDP22 | VIC | VIC | DSP | 0.032001 | 9.7169e-07 | 1.0323e-06 | 1.3353e-06 | 1.188 | 25.6275 | 24.2309 | 8.6906e-07 | 1.0818e-06 | 10.6527 | 45.8782 | 13.2787 | 52.631 | 18.802 | 10.136 | 6.4377 | 62.4703 | 19.9079 | 10.105 | 20.7753 | 12.2527 | 2.2075 | 13.1951 | 19.8147 | 30.0847 | 9.0616 | 88.293 | 47.1073
CDP22 | VIC | VIC | Utility storage load | -466.3754 | -1368.1744 | -2288.4404 | -3104.0628 | -3564.7737 | -4642.7143 | -3868.5083 | -4875.2959 | -4958.2322 | -4818.9872 | -5186.4157 | -4778.2134 | -5732.8078 | -6632.03 | -6529.6702 | -7367.9666 | -6476.7809 | -6096.0094 | -6198.6076 | -5797.6337 | -6565.9015 | -5836.8933 | -5265.535 | -5046.299 | -5035.4646 | -4800.7791 | -4201.6909 | -4157.8584
CDP22 | VIC | VIC | Coordinated CER storage load | -46.262 | -62.9969 | -81.0588 | -102.3203 | -127.8153 | -157.0262 | -186.7799 | -224.0949 | -268.8574 | -319.0587 | -372.0705 | -452.1082 | -530.7036 | -637.6742 | -738.4766 | -851.5353 | -950.3777 | -1067.0138 | -1178.8218 | -1341.4397 | -1449.4392 | -1651.8849 | -1860.8191 | -2067.7674 | -2240.6456 | -2434.072 | -2524.0099 | -2793.4126
CDP22 | VIC | VIC | Passive CER storage load | -111.762 | -123.3463 | -134.8604 | -147.2779 | -159.5703 | -173.272 | -189.9108 | -206.4594 | -222.8042 | -240.197 | -258.543 | -279.5154 | -296.8716 | -318.266 | -338.6938 | -358.4818 | -376.3814 | -390.4669 | -407.5393 | -424.3066 | -440.6446 | -458.2816 | -479.2543 | -495.4081 | -516.2532 | -529.291 | -547.2171 | -568.9661
CDP22 | SA | CSA | Mid-merit gas | 1825.2765 | 2304.3099 | 1228.74 | 994.0969 | 1619.4494 | 887.6214 | 17.3405 | 4.7446 | 0.0091308 | 84.6314 | 52.7623 | 77.4876 | 159.9726 | 0 | 0 | 0 | 0 | 0 | 0 | 0 | 0 | 0 | 0 | 0 | 0 | 0 | 0 | 0
CDP22 | SA | CSA | Flexible gas with CCS | 0 | 0 | 0 | 0 | 0 | 0 | 0 | 0 | 0 | 0 | 0 | 0 | 0 | 0 | 0 | 0 | 0 | 0 | 0 | 0 | 0 | 0 | 0 | 0 | 0 | 0 | 0 | 0
CDP22 | SA | CSA | Flexible gas | 5.8124 | 4.241 | 46.316 | 17.0846 | 12.1299 | 123.0983 | 275.9872 | 252.9044 | 506.2168 | 865.365 | 874.7749 | 815.6572 | 1403.9963 | 825.8458 | 432.3769 | 734.8628 | 1119.2309 | 1000.3395 | 1230.4665 | 1894.0369 | 1109.1316 | 1198.2814 | 1079.0388 | 690.1717 | 728.6773 | 404.0102 | 897.0286 | 507.2304
CDP22 | SA | CSA | Hydro | 0 | 0 | 0 | 0 | 0 | 0 | 0 | 0 | 0 | 0 | 0 | 0 | 0 | 0 | 0 | 0 | 0 | 0 | 0 | 0 | 0 | 0 | 0 | 0 | 0 | 0 | 0 | 0
CDP22 | SA | CSA | Utility storage | 512.308 | 658.5209 | 995.3925 | 1985.7157 | 2339.7247 | 2940.7516 | 1627.201 | 1669.2018 | 1665.6667 | 1675.6806 | 1636.1439 | 1611.222 | 1922.5704 | 2095.7219 | 1951.7525 | 1945.0673 | 1841.0483 | 1841.8804 | 2033.0049 | 1735.9777 | 1595.1475 | 1371.3357 | 1207.3656 | 1938.8486 | 1928.3971 | 2440.9839 | 2466.9157 | 2561.1806
CDP22 | SA | CSA | Coordinated CER storage | 190.1795 | 211.6343 | 232.1319 | 256.2351 | 280.1601 | 308.0827 | 332.723 | 360.3798 | 389.7564 | 421.3879 | 456.9002 | 494.4803 | 530.4138 | 572.83 | 617.1373 | 659.5354 | 695.9578 | 734.611 | 774.1421 | 829.7132 | 885.0737 | 947.8569 | 1010.9718 | 1048.4567 | 1114.9766 | 1157.2432 | 1183.5998 | 1227.2463
CDP22 | SA | CSA | Passive CER storage | 64.0325 | 68.5121 | 72.874 | 77.7255 | 81.7137 | 86.0408 | 91.1661 | 95.9927 | 100.5806 | 105.8509 | 110.6315 | 116.1445 | 120.6524 | 126.1011 | 130.3051 | 135.7589 | 139.2271 | 142.3883 | 145.3068 | 148.8519 | 151.4968 | 154.3978 | 158.1308 | 162.327 | 164.8392 | 167.039 | 171.4898 | 175.3662
CDP22 | SA | CSA | Offshore wind | 0 | 0 | 0 | 0 | 0 | 0 | 0 | 0 | 0 | 0 | 0 | 0 | 0 | 0 | 0 | 0 | 0 | 0 | 0 | 0 | 0 | 0 | 0 | 0 | 0 | 0 | 0 | 0
CDP22 | SA | CSA | Wind | 7201.1248 | 7497.7833 | 7248.3902 | 7659.1705 | 8783.0406 | 8025.6777 | 7779.5626 | 8338.4379 | 8293.29 | 8817.4921 | 7774.4578 | 7772.0651 | 6734.8994 | 7625.6997 | 8143.323 | 6724.8907 | 8403.3435 | 8810.2428 | 8614.704 | 7316.6972 | 7052.3754 | 6975.6643 | 7302.5718 | 9489.4518 | 9636.5761 | 9628.5935 | 9079.7918 | 10378.4073
CDP22 | SA | CSA | Utility solar | 1179.6839 | 1251.2954 | 1831.7215 | 1677.244 | 1826.2861 | 1692.0758 | 1765.2889 | 1830.1586 | 1882.4457 | 1873.9618 | 2351.6787 | 2408.3398 | 2285.2535 | 2300.281 | 2425.7913 | 2492.7471 | 2798.0176 | 2661.6474 | 2775.5067 | 3919.982 | 5987.2508 | 6220.6988 | 5882.3386 | 5598.5699 | 5759.3266 | 5891.3431 | 5734.426 | 5864.1602
CDP22 | SA | CSA | Distributed PV | 3190.3631 | 3260.7863 | 3336.7919 | 3466.2875 | 3610.9779 | 3765.142 | 3919.0203 | 4056.501 | 4171.4374 | 4282.9871 | 4387.5614 | 4474.6656 | 4540.4368 | 4615.8937 | 4699.0323 | 4777.1158 | 4844.1539 | 4922.1799 | 5007.7115 | 5086.4132 | 5151.8572 | 5229.3602 | 5315.6498 | 5398.0969 | 5468.4064 | 5549.6338 | 5639.0507 | 5724.3107
CDP22 | SA | CSA | Other renewable fuels | 0 | 0 | 0 | 0 | 0 | 0 | 0 | 0 | 0 | 0 | 0 | 0 | 0 | 0 | 0 | 0 | 0 | 0 | 0 | 0 | 0 | 0 | 0 | 0 | 0 | 0 | 0 | 0
CDP22 | SA | CSA | DSP | 0.18 | 9.8048e-07 | 1.0842e-06 | 1.3948e-06 | 0.96 | 27.5979 | 21.3382 | 8.9979e-07 | 1.2408e-06 | 7.5216 | 33.0634 | 15.2455 | 39.9453 | 16.3601 | 7.7535 | 7.1613 | 47.7727 | 16.6919 | 7.7235 | 12.678 | 9.9681 | 1.653 | 10.5057 | 12.0404 | 17.1325 | 6.099 | 53.9018 | 29.561
CDP22 | SA | CSA | Utility storage load | -609.8906 | -783.6264 | -1185.0019 | -2367.3838 | -2785.4384 | -3497.5733 | -1937.1767 | -1988.7126 | -1981.4373 | -1998.2723 | -1944.4434 | -1918.1541 | -2291.7036 | -2492.0589 | -2326.9359 | -2312.2149 | -2191.7606 | -2192.7519 | -2420.2849 | -2069.3242 | -1896.3837 | -1634.4152 | -1434.9751 | -2290.4361 | -2270.8328 | -2881.2617 | -2899.6534 | -3017.1712
CDP22 | SA | CSA | Coordinated CER storage load | -190.1795 | -211.6343 | -232.1319 | -256.3907 | -280.1748 | -307.9124 | -333.2181 | -361.9224 | -392.1909 | -425.7888 | -462.8167 | -503.3453 | -542.3089 | -589.3603 | -639.8115 | -685.068 | -725.3629 | -767.903 | -812.3824 | -880.0462 | -944.1723 | -1022.8146 | -1094.9815 | -1136.0918 | -1216.3495 | -1266.348 | -1291.5656 | -1347.9335
CDP22 | SA | CSA | Passive CER storage load | -74.5534 | -80.106 | -84.9062 | -90.0868 | -94.711 | -99.6282 | -104.9721 | -111.2405 | -116.5182 | -121.7649 | -127.6009 | -133.8318 | -139.592 | -144.8715 | -150.319 | -155.3538 | -159.9965 | -162.6779 | -167.2472 | -170.8245 | -173.1506 | -176.6843 | -181.1201 | -184.9918 | -188.5654 | -191.4455 | -195.1885 | -200.2795
CDP22 | SA | SESA | Mid-merit gas | 0 | 0 | 0 | 0 | 0 | 0 | 0 | 0 | 0 | 0 | 0 | 0 | 0 | 0 | 0 | 0 | 0 | 0 | 0 | 0 | 0 | 0 | 0 | 0 | 0 | 0 | 0 | 0
CDP22 | SA | SESA | Flexible gas with CCS | 0 | 0 | 0 | 0 | 0 | 0 | 0 | 0 | 0 | 0 | 0 | 0 | 0 | 0 | 0 | 0 | 0 | 0 | 0 | 0 | 0 | 0 | 0 | 0 | 0 | 0 | 0 | 0
CDP22 | SA | SESA | Flexible gas | 0.25151 | 2.5146e-07 | 0.84091 | 4.5946e-07 | 4.7143e-07 | 1.006 | 3.2024 | 7.688e-07 | 1.4489e-06 | 2.1189 | 5.7703 | 0 | 0 | 0 | 0 | 0 | 0 | 0 | 0 | 0 | 0 | 0 | 0 | 0 | 0 | 0 | 0 | 0
CDP22 | SA | SESA | Hydro | 0 | 0 | 0 | 0 | 0 | 0 | 0 | 0 | 0 | 0 | 0 | 0 | 0 | 0 | 0 | 0 | 0 | 0 | 0 | 0 | 0 | 0 | 0 | 0 | 0 | 0 | 0 | 0
CDP22 | SA | SESA | Utility storage | 26.5489 | 22.0692 | 22.9611 | 24.7125 | 27.3924 | 33.4359 | 26.3829 | 27.9565 | 26.7052 | 28.8039 | 6.1448e-05 | 6.2646e-05 | 6.7106e-05 | 8.6117e-05 | 9.9666e-05 | 9.8652e-05 | 9.5109e-05 | 9.5398e-05 | 9.3496e-05 | 9.5369e-05 | 0.00015535 | 0.00014765 | 0.00015912 | 0.0026523 | 0.0027672 | 0.002568 | 0.0025929 | 0.0028059
CDP22 | SA | SESA | Coordinated CER storage | 6.7786 | 7.603 | 8.404 | 9.3333 | 10.2641 | 11.3793 | 12.3867 | 13.4536 | 14.5879 | 15.8393 | 17.3926 | 18.939 | 20.4428 | 22.2019 | 24.0058 | 25.7141 | 27.1947 | 28.8026 | 30.3679 | 32.695 | 35.1268 | 37.9156 | 40.5908 | 42.0575 | 44.7733 | 46.6284 | 47.8247 | 49.8654
CDP22 | SA | SESA | Passive CER storage | 2.2874 | 2.4649 | 2.6412 | 2.8343 | 2.9964 | 3.1838 | 3.3933 | 3.5799 | 3.7552 | 3.9661 | 4.1842 | 4.4023 | 4.6087 | 4.8211 | 4.9787 | 5.1883 | 5.3234 | 5.4419 | 5.5432 | 5.6917 | 5.8219 | 5.9481 | 6.0969 | 6.2638 | 6.363 | 6.4511 | 6.627 | 6.8022
CDP22 | SA | SESA | Offshore wind | 0 | 0 | 0 | 0 | 0 | 0 | 0 | 0 | 0 | 0 | 0 | 0 | 0 | 0 | 0 | 0 | 0 | 0 | 0 | 0 | 0 | 0 | 0 | 0 | 0 | 0 | 0 | 0
CDP22 | SA | SESA | Wind | 749.3185 | 814.7897 | 707.796 | 795.4566 | 2425.5201 | 2348.3898 | 2005.4757 | 2154.4237 | 2103.9708 | 2594.7966 | 2303.8935 | 2151.4569 | 2009.7855 | 2151.3143 | 1826.0084 | 1825.0605 | 1679.4023 | 1801.3707 | 1725.8356 | 1643.2924 | 1573.3064 | 1749.3001 | 1639.3077 | 1823.1083 | 1617.9759 | 2240.6769 | 2120.5972 | 2348.2013
CDP22 | SA | SESA | Utility solar | 69.6442 | 71.7161 | 74.6975 | 65.7273 | 61.9279 | 56.9217 | 58.9608 | 58.7132 | 61.1891 | 59.1609 | 64.2626 | 54.1054 | 51.3439 | 64.5757 | 64.246 | 61.4744 | 60.1629 | 0 | 0 | 0 | 0 | 0 | 0 | 0 | 0 | 0 | 0 | 0
CDP22 | SA | SESA | Distributed PV | 112.7362 | 116.2125 | 120.7697 | 127.1989 | 133.8742 | 141.6734 | 149.2792 | 155.4422 | 160.67 | 166.3834 | 173.5604 | 178.2911 | 183.9197 | 187.5012 | 190.7562 | 194.3046 | 197.6511 | 200.9791 | 203.7224 | 208.7345 | 214.739 | 219.6259 | 223.1041 | 226.6677 | 229.1829 | 232.2131 | 236.0291 | 242.1829
CDP22 | SA | SESA | Other renewable fuels | 0 | 0 | 0 | 0 | 0 | 0 | 0 | 0 | 0 | 0 | 0 | 0 | 0 | 0 | 0 | 0 | 0 | 0 | 0 | 0 | 0 | 0 | 0 | 0 | 0 | 0 | 0 | 0
CDP22 | SA | SESA | DSP | 0 | 0 | 0 | 0 | 0 | 0 | 0 | 0 | 0 | 0 | 0 | 0 | 0 | 0 | 0 | 0 | 0 | 0 | 0 | 0 | 0 | 0 | 0 | 0 | 0 | 0 | 0 | 0
CDP22 | SA | SESA | Utility storage load | -31.6058 | -26.2729 | -27.3346 | -29.4763 | -32.61 | -39.7479 | -31.4082 | -33.3048 | -31.7686 | -34.2904 | -7.1735e-05 | -7.3297e-05 | -7.8586e-05 | -0.00010087 | -0.00011721 | -0.00011558 | -0.00011172 | -0.00011208 | -0.00010981 | -0.00011221 | -0.00018238 | -0.00017316 | -0.00018623 | -0.0031257 | -0.0032485 | -0.0030264 | -0.0030437 | -0.0033002
CDP22 | SA | SESA | Coordinated CER storage load | -6.7786 | -7.603 | -8.404 | -9.3389 | -10.2646 | -11.3731 | -12.4098 | -13.5239 | -14.7034 | -16.0458 | -17.6776 | -19.3627 | -21.0008 | -22.9905 | -25.0817 | -26.9404 | -28.6041 | -30.4219 | -32.2393 | -35.0846 | -37.9098 | -41.4265 | -44.5624 | -46.1847 | -49.5031 | -51.6985 | -52.8856 | -55.549
CDP22 | SA | SESA | Passive CER storage load | -2.6632 | -2.882 | -3.0773 | -3.2851 | -3.473 | -3.6866 | -3.9072 | -4.1485 | -4.3502 | -4.5623 | -4.826 | -5.0727 | -5.3322 | -5.5387 | -5.7434 | -5.9371 | -6.1175 | -6.2173 | -6.3802 | -6.5319 | -6.654 | -6.8067 | -6.9833 | -7.1384 | -7.2789 | -7.3936 | -7.5428 | -7.7685
CDP22 | TAS | TAS | Mid-merit gas | 0 | 0 | 0 | 0 | 0 | 0 | 0 | 0 | 0 | 0 | 0 | 0 | 0 | 0 | 0 | 0 | 0 | 0 | 0 | 0 | 0 | 0 | 0 | 0 | 0 | 0 | 0 | 0
CDP22 | TAS | TAS | Flexible gas with CCS | 0 | 0 | 0 | 0 | 0 | 0 | 0 | 0 | 0 | 0 | 0 | 0 | 0 | 0 | 0 | 0 | 0 | 0 | 0 | 0 | 0 | 0 | 0 | 0 | 0 | 0 | 0 | 0
CDP22 | TAS | TAS | Flexible gas | 1.9314e-07 | 2.2556e-07 | 4.8367e-07 | 0 | 0 | 0 | 8.3753e-07 | 4.6902e-07 | 1.8845e-06 | 0.19095 | 0.17054 | 4.5547e-07 | 3.3943e-07 | 0.93044 | 1.5328e-06 | 0.18696 | 0.69295 | 2.951 | 1.0128 | 3.5659 | 1.6791 | 4.1155e-07 | 1.4848e-06 | 6.778e-07 | 3.3937 | 7.2809e-07 | 4.8707e-07 | 9.64e-07
CDP22 | TAS | TAS | Hydro | 8887.2722 | 9653.163 | 6787.8939 | 6689.8366 | 6199.3215 | 5819.8846 | 7894.4095 | 8472.1319 | 7438.6121 | 8685.969 | 8578.7894 | 7790.297 | 7559.9779 | 6883.0773 | 8331.4343 | 8262.3109 | 7584.835 | 7591.7106 | 8376.8145 | 6439.0364 | 8855.0462 | 8475.1537 | 7061.9538 | 7993.1814 | 7472.7253 | 7953.5882 | 8666.8237 | 7132.763
CDP22 | TAS | TAS | Utility storage | 0 | 0 | 0 | 4.8807e-05 | 5.8363e-05 | 6.7722e-05 | 0.0001074 | 9.2991e-05 | 9.8725e-05 | 0.0001103 | 9.8323e-05 | 0.00010292 | 0.00012785 | 0.00015046 | 0.00020637 | 0.00029041 | 0.0037219 | 0.0039159 | 429.1132 | 1130.6282 | 1903.2062 | 1777.3634 | 2126.0675 | 2050.2431 | 2054.0571 | 2025.0834 | 2003.292 | 2029.6699
CDP22 | TAS | TAS | Coordinated CER storage | 2.5736 | 3.5352 | 4.6056 | 5.958 | 7.4176 | 9.2983 | 10.6789 | 12.1217 | 13.9965 | 15.8835 | 18.314 | 21.2819 | 24.5281 | 28.4574 | 33.1053 | 38.0269 | 42.218 | 48.0017 | 51.5246 | 58.4391 | 60.5853 | 66.2008 | 78.5274 | 85.3269 | 94.4618 | 97.7468 | 104.531 | 112.5508
CDP22 | TAS | TAS | Passive CER storage | 6.2553 | 6.8442 | 7.491 | 8.1837 | 8.8138 | 9.6277 | 10.5227 | 11.3683 | 12.1904 | 13.1008 | 14.0214 | 15.0123 | 15.866 | 16.9658 | 17.9051 | 18.9456 | 19.7579 | 20.3609 | 21.0618 | 21.7684 | 22.4051 | 23.1637 | 23.9385 | 24.7927 | 25.5449 | 25.8603 | 26.7151 | 27.6923
CDP22 | TAS | TAS | Offshore wind | 0 | 0 | 0 | 0 | 0 | 0 | 0 | 0 | 0 | 0 | 0 | 0 | 0 | 0 | 0 | 0 | 0 | 0 | 0 | 0 | 0 | 0 | 0 | 0 | 0 | 0 | 0 | 0
CDP22 | TAS | TAS | Wind | 1975.3545 | 2174.8081 | 3998.3923 | 4688.0599 | 5370.3266 | 6033.8468 | 6517.9023 | 7009.5471 | 7503.4542 | 7996.5659 | 8491.4886 | 8992.5149 | 9505.1039 | 10021.8946 | 10538.9461 | 11055.6858 | 9046.2591 | 8977.3767 | 8738.62 | 9286.7687 | 9279.6632 | 9454.7516 | 9107.973 | 9508.8038 | 9144.2928 | 8865.5318 | 8371.6356 | 8350.3885
CDP22 | TAS | TAS | Utility solar | 0 | 0 | 0 | 0 | 0 | 0 | 0 | 0 | 0 | 0 | 0 | 0 | 0 | 0 | 0 | 0 | 0 | 0 | 0 | 0 | 0 | 0 | 0 | 0 | 0 | 0 | 0 | 0
CDP22 | TAS | TAS | Distributed PV | 307.0088 | 319.0286 | 332.2165 | 365.6975 | 409.1203 | 455.4526 | 495.5483 | 526.8219 | 558.336 | 589.4338 | 618.6881 | 640.645 | 653.5031 | 660.943 | 668.1315 | 674.4542 | 680.7325 | 686.9651 | 694.1811 | 700.6574 | 706.8726 | 713.1019 | 720.4898 | 727.215 | 733.6596 | 740.0857 | 747.7693 | 754.9122
CDP22 | TAS | TAS | Other renewable fuels | 0 | 0 | 0 | 0 | 0 | 0 | 0 | 0 | 0 | 0 | 0 | 0 | 0 | 0 | 0 | 0 | 0 | 0 | 0 | 0 | 0 | 0 | 0 | 0 | 0 | 0 | 0 | 0
CDP22 | TAS | TAS | DSP | 9.2394e-07 | 9.009e-07 | 9.5858e-07 | 9.3589e-07 | 9.7523e-07 | 1.0278e-06 | 1.2465e-06 | 7.6763e-07 | 9.9224e-07 | 0.10947 | 0.2025 | 1.0149e-06 | 9.8152e-07 | 0.030001 | 0.505 | 0.2025 | 2.6725 | 0.875 | 0.5175 | 0.735 | 0.35 | 0.0025011 | 0.3 | 1.394e-06 | 0.69 | 1.7148e-06 | 2.54 | 1.265
CDP22 | TAS | TAS | Utility storage load | 0 | 0 | 0 | -5.744e-05 | -6.8632e-05 | -7.9744e-05 | -0.00013506 | -0.00011709 | -0.00012343 | -0.00014124 | -0.00012415 | -0.00012992 | -0.00016021 | -0.0001898 | -0.00026294 | -0.00037177 | -0.0048864 | -0.005177 | -569.9461 | -1495.5063 | -2491.0576 | -2351.5686 | -2764.6098 | -2735.844 | -2664.5511 | -2667.1425 | -2639.9694 | -2703.83
CDP22 | TAS | TAS | Coordinated CER storage load | -2.5736 | -3.5352 | -4.6056 | -5.958 | -7.4176 | -9.3041 | -10.6965 | -12.208 | -14.1976 | -16.2364 | -18.857 | -22.2466 | -25.9966 | -30.6058 | -36.2105 | -42.2094 | -47.2705 | -54.516 | -58.7321 | -67.451 | -69.2897 | -76.5081 | -92.416 | -101.2146 | -112.6136 | -116.3864 | -125.018 | -135.9587
CDP22 | TAS | TAS | Passive CER storage load | -7.4092 | -8.08 | -8.839 | -9.6052 | -10.3749 | -11.3443 | -12.3431 | -13.3696 | -14.321 | -15.3464 | -16.5077 | -17.6666 | -18.6487 | -19.9309 | -21.017 | -22.1822 | -23.2833 | -23.8808 | -24.7761 | -25.5422 | -26.2799 | -27.2697 | -28.1878 | -29.1395 | -30.0052 | -30.3481 | -31.2962 | -32.5547
CDP23 | NSW | NNSW | Black coal | 0 | 0 | 0 | 0 | 0 | 0 | 0 | 0 | 0 | 0 | 0 | 0 | 0 | 0 | 0 | 0 | 0 | 0 | 0 | 0 | 0 | 0 | 0 | 0 | 0 | 0 | 0 | 0
CDP23 | NSW | NNSW | Mid-merit gas | 0 | 0 | 0 | 0 | 0 | 0 | 0 | 0 | 0 | 0 | 0 | 0 | 0 | 0 | 0 | 0 | 0 | 0 | 0 | 0 | 0 | 0 | 0 | 0 | 0 | 0 | 0 | 0
CDP23 | NSW | NNSW | Flexible gas with CCS | 0 | 0 | 0 | 0 | 0 | 0 | 0 | 0 | 0 | 0 | 0 | 0 | 0 | 0 | 0 | 0 | 0 | 0 | 0 | 0 | 0 | 0 | 0 | 0 | 0 | 0 | 0 | 0
CDP23 | NSW | NNSW | Flexible gas | 0 | 0 | 0 | 0 | 0 | 0 | 0 | 0 | 0 | 0 | 0 | 0 | 0 | 0 | 0 | 0 | 0 | 0 | 0 | 0 | 0 | 0 | 0 | 0 | 0 | 0 | 0 | 0
CDP23 | NSW | NNSW | Hydro | 0 | 0 | 0 | 0 | 0 | 0 | 0 | 0 | 0 | 0 | 0 | 0 | 0 | 0 | 0 | 0 | 0 | 0 | 0 | 0 | 0 | 0 | 0 | 0 | 0 | 0 | 0 | 0
CDP23 | NSW | NNSW | Utility storage | 3.9391 | 15.4543 | 453.0533 | 910.6197 | 1387.876 | 2974.0184 | 2155.4343 | 2213.8252 | 2440.4681 | 2451.826 | 2534.2997 | 2629.3374 | 2653.5214 | 2940.3115 | 2821.7719 | 2788.7826 | 2570.6053 | 2596.1553 | 2726.1548 | 2871.2368 | 4987.4247 | 5113.6401 | 4462.5358 | 5642.1801 | 5415.5474 | 5549.9553 | 5411.7611 | 6559.3231
CDP23 | NSW | NNSW | Coordinated CER storage | 8.8371 | 11.2055 | 14.0472 | 16.9346 | 20.4031 | 24.1158 | 27.5897 | 31.7682 | 36.5677 | 42.6271 | 49.3315 | 58.348 | 67.3162 | 77.7589 | 88.6327 | 99.212 | 108.4867 | 117.7305 | 132.7 | 152.9983 | 160.6849 | 180.4004 | 209.1085 | 226.485 | 248.3918 | 269.604 | 275.2299 | 295.8828
CDP23 | NSW | NNSW | Passive CER storage | 18.167 | 19.7177 | 21.1384 | 22.4275 | 23.7008 | 25.0701 | 27.3635 | 29.2103 | 31.0205 | 33.1586 | 35.2223 | 37.5763 | 39.7724 | 41.8629 | 44.1078 | 46.4927 | 48.0454 | 50.12 | 51.7116 | 53.3755 | 55.0278 | 56.7506 | 58.6569 | 61.0185 | 62.4544 | 63.5 | 65.5099 | 67.3883
CDP23 | NSW | NNSW | Offshore wind | 0 | 0 | 0 | 0 | 0 | 0 | 0 | 0 | 0 | 0 | 0 | 0 | 0 | 0 | 0 | 0 | 0 | 0 | 0 | 0 | 0 | 0 | 0 | 0 | 0 | 0 | 0 | 0
CDP23 | NSW | NNSW | Wind | 1305.6836 | 1100.5471 | 1921.5522 | 2157.4053 | 2190.8259 | 10744.4671 | 11381.174 | 10470.0619 | 11011.5178 | 10219.1063 | 12009.0575 | 11943.7147 | 11778.2471 | 12048.4411 | 12091.1833 | 11727.5436 | 13953.1347 | 18816.5637 | 21983.6948 | 21609.9923 | 23462.1376 | 21331.8144 | 21985.7979 | 21062.4077 | 22243.4582 | 22026.4607 | 21517.7103 | 22814.7427
CDP23 | NSW | NNSW | Utility solar | 1715.6132 | 2165.4546 | 2322.4745 | 2240.5675 | 2379.1128 | 2977.456 | 2589.6217 | 2749.4549 | 3100.6797 | 3521.5356 | 4854.1555 | 5224.0406 | 4756.1636 | 5151.8737 | 5125.1054 | 4962.0522 | 4819.7902 | 7460.341 | 7906.9983 | 8977.4474 | 7789.6475 | 8338.1988 | 8901.4862 | 9167.7412 | 8812.9088 | 9278.3232 | 8771.6839 | 10126.1118
CDP23 | NSW | NNSW | Distributed PV | 1271.6546 | 1294.9489 | 1311.4241 | 1367.595 | 1455.6654 | 1546.1493 | 1624.3869 | 1687.2326 | 1737.479 | 1785.259 | 1826.8007 | 1862.6349 | 1883.9388 | 1905.6539 | 1925.5478 | 1947.8463 | 1965.8985 | 1986.5372 | 2009.2374 | 2037.7628 | 2057.9774 | 2077.2502 | 2099.9079 | 2127.0346 | 2148.3108 | 2170.1747 | 2198.1127 | 2230.421
CDP23 | NSW | NNSW | Other renewable fuels | 0 | 0 | 0 | 0 | 0 | 0 | 0 | 0 | 0 | 0 | 0 | 0 | 0 | 0 | 0 | 0 | 0 | 0 | 0 | 0 | 0 | 0 | 0 | 0 | 0 | 0 | 446.1047 | 284.7158
CDP23 | NSW | NNSW | DSP | 0 | 0 | 0 | 0 | 0 | 0 | 0 | 0 | 0 | 0 | 0 | 0 | 0 | 0 | 0 | 0 | 0 | 0 | 0 | 0 | 0 | 0 | 0 | 0 | 0 | 0 | 0 | 0
CDP23 | NSW | NNSW | Utility storage load | -4.6479 | -18.398 | -545.9866 | -1089.9515 | -1660.8109 | -3574.4646 | -2592.6378 | -2671.9378 | -2927.6062 | -2959.8597 | -3042.5069 | -3160.5608 | -3191.6875 | -3536.8822 | -3403.6608 | -3346.0172 | -3092.4024 | -3123.1956 | -3280.1364 | -3462.4517 | -6258.135 | -6423.5552 | -5620.5913 | -7252.3452 | -6884.8743 | -7239.2881 | -7004.615 | -8589.2233
CDP23 | NSW | NNSW | Coordinated CER storage load | -8.8371 | -11.2055 | -14.0511 | -16.9411 | -20.3928 | -24.1158 | -27.8114 | -32.3416 | -37.6356 | -44.6066 | -52.1845 | -63.0514 | -73.8117 | -86.563 | -99.9246 | -112.2406 | -123.32 | -134.1025 | -153.4654 | -179.7283 | -187.5661 | -213.4239 | -250.944 | -273.2172 | -300.6226 | -328.2318 | -334.4246 | -362.5044
CDP23 | NSW | NNSW | Passive CER storage load | -21.5306 | -23.3997 | -25.0516 | -26.5991 | -28.1174 | -29.7514 | -32.3942 | -34.6342 | -36.8836 | -39.2441 | -41.7975 | -44.5888 | -47.2409 | -49.663 | -52.439 | -55.0147 | -57.0178 | -59.3353 | -61.388 | -63.312 | -65.2137 | -67.3475 | -69.6038 | -72.2527 | -74.0459 | -75.4951 | -77.5117 | -80.0111
CDP23 | NSW | CNSW | Black coal | 23978.6637 | 25581.026 | 21880.1195 | 19843.2468 | 18395.6152 | 6258.6193 | 6284.2933 | 9171.8586 | 9701.0781 | 8007.2311 | 8637.1193 | 9081.307 | 8419.49 | 7723.64 | 5537.8353 | 7108.9601 | 0 | 0 | 0 | 0 | 0 | 0 | 0 | 0 | 0 | 0 | 0 | 0
CDP23 | NSW | CNSW | Mid-merit gas | 0 | 0 | 0 | 0 | 0 | 0 | 0 | 0 | 0 | 0 | 0 | 0 | 0 | 0 | 0 | 0 | 0 | 0 | 0 | 0 | 0 | 0 | 0 | 0 | 0 | 0 | 0 | 0
CDP23 | NSW | CNSW | Flexible gas with CCS | 0 | 0 | 0 | 0 | 0 | 0 | 0 | 0 | 0 | 0 | 0 | 0 | 0 | 0 | 0 | 0 | 0 | 0 | 0 | 0 | 0 | 0 | 0 | 0 | 0 | 0 | 0 | 0
CDP23 | NSW | CNSW | Flexible gas | 0 | 0 | 0 | 0 | 0 | 0 | 0 | 0 | 0 | 0 | 0 | 0 | 0 | 0 | 0 | 0 | 0 | 0 | 0 | 0 | 0 | 0 | 0 | 0 | 0 | 0 | 0 | 0
CDP23 | NSW | CNSW | Hydro | 0 | 0 | 0 | 0 | 0 | 0 | 0 | 0 | 0 | 0 | 0 | 0 | 0 | 0 | 0 | 0 | 0 | 0 | 0 | 0 | 0 | 0 | 0 | 0 | 0 | 0 | 0 | 0
CDP23 | NSW | CNSW | Utility storage | 462.612 | 1129.5687 | 1197.2101 | 2101.4643 | 3128.741 | 3675.3692 | 2333.3416 | 2279.2055 | 2399.8722 | 2461.332 | 2562.97 | 2558.7422 | 2856.5159 | 3003.9135 | 2973.0953 | 2872.0561 | 2610.5257 | 2806.9696 | 2992.094 | 2922.1366 | 2701.7472 | 1787.6329 | 2031.6287 | 2010.4429 | 1216.4222 | 1218.9354 | 1235.0896 | 1315.6961
CDP23 | NSW | CNSW | Coordinated CER storage | 3.7237 | 4.7381 | 6.0186 | 7.4815 | 9.7651 | 10.669 | 12.1564 | 14.3353 | 16.7837 | 19.982 | 23.6193 | 28.7158 | 34.0067 | 40.2948 | 46.7046 | 52.7562 | 57.2755 | 64.0403 | 72.2443 | 84.1042 | 89.791 | 101.9724 | 119.2459 | 129.5759 | 144.2177 | 157.178 | 160.9861 | 174.677
CDP23 | NSW | CNSW | Passive CER storage | 7.627 | 8.3056 | 8.9956 | 9.6657 | 10.2322 | 10.8691 | 11.909 | 12.8093 | 13.6889 | 14.7028 | 15.7482 | 16.8884 | 18.0026 | 19.0507 | 20.185 | 21.411 | 22.266 | 23.3321 | 24.1695 | 25.0093 | 25.8786 | 26.806 | 27.8186 | 29.0444 | 29.8498 | 30.4411 | 31.4814 | 32.4604
CDP23 | NSW | CNSW | Offshore wind | 0 | 0 | 0 | 0 | 0 | 0 | 0 | 0 | 0 | 0 | 0 | 0 | 0 | 0 | 0 | 0 | 0 | 0 | 0 | 0 | 0 | 0 | 0 | 0 | 0 | 0 | 0 | 0
CDP23 | NSW | CNSW | Wind | 1293.4701 | 1927.1165 | 3918.755 | 5711.5475 | 15381.8447 | 14909.589 | 15470.7051 | 14344.7502 | 14660.0325 | 13825.8922 | 14431.1469 | 14139.0344 | 13953.2791 | 14871.9552 | 14651.6916 | 15159.7642 | 14868.4477 | 14783.3713 | 14447.5571 | 13642.5003 | 14509.8365 | 13392.0374 | 13581.8949 | 12904.3837 | 14042.4232 | 14910.5053 | 14586.9131 | 15748.8181
CDP23 | NSW | CNSW | Utility solar | 3629.2513 | 3910.01 | 5408.7075 | 5175.9623 | 8548.8857 | 9160.5691 | 8207.809 | 8599.3436 | 9813.6939 | 9810.6863 | 9305.2231 | 9655.425 | 9134.7041 | 9802.6581 | 9729.6246 | 9534.7967 | 9315.1272 | 8440.6359 | 8744.5675 | 10369.3673 | 9135.1097 | 9516.2043 | 10798.2873 | 14122.1319 | 14536.6729 | 17740.3857 | 17020.7742 | 18139.5242
CDP23 | NSW | CNSW | Distributed PV | 805.7252 | 814.9854 | 829.5535 | 870.8455 | 916.2872 | 974.0498 | 1025.6157 | 1072.6831 | 1112.1573 | 1154.5789 | 1186.7008 | 1211.9352 | 1229.1648 | 1252.0861 | 1268.2638 | 1286.3269 | 1301.3111 | 1324.9373 | 1342.737 | 1359.4079 | 1373.0091 | 1398.259 | 1414.9644 | 1434.2131 | 1452.1522 | 1478.3848 | 1498.0146 | 1518.8237
CDP23 | NSW | CNSW | Other renewable fuels | 0 | 0 | 0 | 0 | 0 | 0 | 0 | 0 | 0 | 0 | 0 | 0 | 0 | 0 | 0 | 0 | 0 | 0 | 0 | 0 | 0 | 0 | 0 | 0 | 0 | 160.5343 | 448.4809 | 283.6975
CDP23 | NSW | CNSW | DSP | 0 | 0 | 0 | 0 | 0 | 0 | 0 | 0 | 0 | 0 | 0 | 0 | 0 | 0 | 0 | 0 | 0 | 0 | 0 | 0 | 0 | 0 | 0 | 0 | 0 | 0 | 0 | 0
CDP23 | NSW | CNSW | Utility storage load | -659.423 | -1424.4681 | -1486.0534 | -2512.3476 | -3794.2732 | -4505.4428 | -2851.2912 | -2786.7841 | -2919.9751 | -3027.6009 | -3114.7332 | -3123.4692 | -3547.7436 | -3704.6243 | -3661.2064 | -3544.2239 | -3227.5702 | -3460.9459 | -3723.3035 | -3628.6293 | -3334.203 | -2235.3158 | -2567.9458 | -2583.5423 | -1609.6603 | -1631.0221 | -1685.8262 | -1785.5044
CDP23 | NSW | CNSW | Coordinated CER storage load | -3.7237 | -4.7381 | -6.0203 | -7.4843 | -9.766 | -10.6636 | -12.3056 | -14.7202 | -17.5068 | -21.3121 | -25.5118 | -31.8553 | -38.3374 | -46.2504 | -54.221 | -61.3089 | -66.9086 | -75.132 | -85.8386 | -101.9842 | -108.1252 | -124.608 | -147.3752 | -161.0705 | -179.6239 | -196.9384 | -201.4759 | -219.9945
CDP23 | NSW | CNSW | Passive CER storage load | -9.0391 | -9.8566 | -10.6609 | -11.4635 | -12.1389 | -12.8986 | -14.0985 | -15.1877 | -16.2762 | -17.4011 | -18.6881 | -20.0401 | -21.3832 | -22.6003 | -23.9976 | -25.3356 | -26.4242 | -27.622 | -28.6922 | -29.6652 | -30.6689 | -31.8114 | -33.0103 | -34.3918 | -35.3899 | -36.1914 | -37.2489 | -38.5407
CDP23 | NSW | SNSW | Black coal | 0 | 0 | 0 | 0 | 0 | 0 | 0 | 0 | 0 | 0 | 0 | 0 | 0 | 0 | 0 | 0 | 0 | 0 | 0 | 0 | 0 | 0 | 0 | 0 | 0 | 0 | 0 | 0
CDP23 | NSW | SNSW | Mid-merit gas | 0 | 0 | 0 | 0 | 0 | 0 | 0 | 0 | 0 | 0 | 0 | 0 | 0 | 0 | 0 | 0 | 0 | 0 | 0 | 0 | 0 | 0 | 0 | 0 | 0 | 0 | 0 | 0
CDP23 | NSW | SNSW | Flexible gas with CCS | 0 | 0 | 0 | 0 | 0 | 0 | 0 | 0 | 0 | 0 | 0 | 0 | 0 | 0 | 0 | 0 | 0 | 0 | 0 | 0 | 0 | 0 | 0 | 0 | 0 | 0 | 0 | 0
CDP23 | NSW | SNSW | Flexible gas | 1.6281e-07 | 2.3738e-07 | 2.932e-07 | 4.141e-07 | 1.4092 | 2.0775 | 8.5009 | 5.0436e-07 | 6.4722e-07 | 1.235e-06 | 11.9357 | 1.2719 | 12.5298 | 0.13014 | 7.7874e-07 | 1.315e-06 | 10.9666 | 13.6168 | 0.31799 | 23.1118 | 0 | 0 | 0 | 0 | 0 | 0 | 0 | 0
CDP23 | NSW | SNSW | Hydro | 2788.621 | 1140.9774 | 1616.2284 | 4879.9498 | 3811.3297 | 6517.7331 | 2246.9734 | 2170.4196 | 2806.4583 | 3718.5547 | 3637.6863 | 3204.2931 | 3448.9864 | 2416.8781 | 2212.016 | 2746.1248 | 3829.9052 | 3276.9876 | 2995.398 | 3148.7211 | 2388.2637 | 3056.5726 | 3020.0738 | 3097.1441 | 3164.5383 | 2685.3311 | 3380.1696 | 2429.4549
CDP23 | NSW | SNSW | Utility storage | 223.4713 | 322.5771 | 326.0397 | 391.5679 | 955.66 | 2356.931 | 5577.8373 | 5115.6046 | 5181.1816 | 5629.5224 | 5427.8581 | 5407.4036 | 5915.9565 | 6001.1715 | 6084.3479 | 5920.221 | 5854.6742 | 5853.9754 | 6086.927 | 5700.9109 | 5882.9425 | 5239.0398 | 5811.6628 | 5629.7597 | 5660.4783 | 5576.8735 | 5930.4675 | 5756.315
CDP23 | NSW | SNSW | Coordinated CER storage | 7.4494 | 9.5541 | 12.1571 | 15.0183 | 18.3801 | 22.1494 | 25.389 | 29.2635 | 33.7085 | 39.2678 | 45.41 | 53.7971 | 62.2715 | 72.6146 | 82.6637 | 92.9792 | 102.2825 | 113.2613 | 126.913 | 147.6635 | 160.4887 | 178.1514 | 206.6709 | 225.3037 | 250.423 | 272.764 | 281.1922 | 304.097
CDP23 | NSW | SNSW | Passive CER storage | 15.3225 | 16.8139 | 18.2962 | 19.9476 | 21.4747 | 23.0167 | 25.293 | 27.1321 | 28.9755 | 31.0951 | 33.189 | 35.5698 | 37.8779 | 40.0969 | 42.4832 | 44.9811 | 46.6541 | 48.8145 | 50.5218 | 52.2984 | 54.1283 | 56.0857 | 58.256 | 60.8935 | 62.5963 | 63.9327 | 66.2023 | 68.3467
CDP23 | NSW | SNSW | Offshore wind | 0 | 0 | 0 | 0 | 0 | 0 | 0 | 0 | 0 | 0 | 0 | 0 | 0 | 0 | 0 | 0 | 0 | 0 | 0 | 0 | 0 | 0 | 0 | 0 | 0 | 0 | 0 | 0
CDP23 | NSW | SNSW | Wind | 5476.053 | 5965.1468 | 7202.967 | 9167.4123 | 9045.4154 | 8407.1817 | 8620.2263 | 8262.7559 | 8377.9117 | 8737.4108 | 7957.8643 | 8376.2969 | 7917.9568 | 8428.7354 | 8241.0795 | 8519.3963 | 7847.9553 | 7659.1078 | 7652.7882 | 6232.659 | 6597.6563 | 5554.9847 | 5307.5476 | 5484.0536 | 4146.951 | 4365.2028 | 4179.5827 | 4487.555
CDP23 | NSW | SNSW | Utility solar | 4563.9454 | 5482.6959 | 6107.0585 | 7489.6304 | 7424.8592 | 7663.416 | 6914.5699 | 7390.9512 | 7849.9875 | 7460.3746 | 7620.141 | 7634.9562 | 7159.3964 | 7636.27 | 7419.5562 | 7388.5165 | 7317.7989 | 6832.2841 | 6750.6498 | 8514.1128 | 9034.4636 | 9446.116 | 9621.4266 | 8863.0674 | 9944.7806 | 9666.6137 | 7712.6953 | 8156.4354
CDP23 | NSW | SNSW | Distributed PV | 1286.0905 | 1322.7575 | 1362.6526 | 1446.0263 | 1540.5536 | 1647.4287 | 1745.6243 | 1832.1643 | 1910.3635 | 1990.2647 | 2054.8207 | 2113.8626 | 2159.1101 | 2205.4714 | 2245.1143 | 2285.7319 | 2320.1221 | 2364.8685 | 2403.0178 | 2443.7 | 2479.7929 | 2528.6708 | 2571.5307 | 2617.0872 | 2653.1877 | 2703.8642 | 2749.1533 | 2797.2701
CDP23 | NSW | SNSW | Other renewable fuels | 0 | 0 | 0 | 0 | 0 | 0 | 0 | 0 | 0 | 0 | 0 | 0 | 0 | 0 | 0 | 0 | 0 | 0 | 0 | 0 | 0 | 0 | 0 | 0 | 0 | 0 | 0 | 0
CDP23 | NSW | SNSW | DSP | 0 | 0 | 0 | 0 | 0 | 0 | 0 | 0 | 0 | 0 | 0 | 0 | 0 | 0 | 0 | 0 | 0 | 0 | 0 | 0 | 0 | 0 | 0 | 0 | 0 | 0 | 0 | 0
CDP23 | NSW | SNSW | Utility storage load | -266.0374 | -385.7542 | -390.0654 | -703.6381 | -1577.5208 | -3350.9311 | -7124.6904 | -6905.2019 | -6668.2954 | -7190.1151 | -6917.2363 | -7340.7199 | -7477.1532 | -7971.4269 | -7773.7129 | -8072.3723 | -7478.4365 | -7646.9729 | -7792.0387 | -7520.6716 | -7744.9871 | -7035.3002 | -7340.5118 | -7586.3259 | -7080.8479 | -7623.3942 | -7581.7814 | -7796.5521
CDP23 | NSW | SNSW | Coordinated CER storage load | -7.4494 | -9.5541 | -12.1605 | -15.0149 | -18.3914 | -22.1381 | -25.5471 | -29.6899 | -34.5155 | -40.8144 | -47.6435 | -57.6367 | -67.6731 | -80.2427 | -92.3727 | -104.2975 | -115.399 | -128.6221 | -145.7748 | -173.14 | -187.9758 | -210.8904 | -247.646 | -271.8527 | -303.1877 | -332.3626 | -342.3576 | -373.3744
CDP23 | NSW | SNSW | Passive CER storage load | -18.1594 | -19.9536 | -21.6832 | -23.6578 | -25.4764 | -27.3145 | -29.943 | -32.17 | -34.4521 | -36.8018 | -39.3846 | -42.2078 | -44.9907 | -47.568 | -50.5075 | -53.226 | -55.3667 | -57.7897 | -59.9755 | -62.0344 | -64.1477 | -66.5585 | -69.1281 | -72.1047 | -74.2141 | -76.0095 | -78.331 | -81.149
CDP23 | NSW | SNW | Black coal | 14936.0955 | 9260.1092 | 8552.4045 | 8208.8481 | 0 | 0 | 0 | 0 | 0 | 0 | 0 | 0 | 0 | 0 | 0 | 0 | 0 | 0 | 0 | 0 | 0 | 0 | 0 | 0 | 0 | 0 | 0 | 0
CDP23 | NSW | SNW | Mid-merit gas | 528.9786 | 1153.0794 | 705.8329 | 532.5492 | 1327.1866 | 557.1236 | 258.9454 | 883.7465 | 1221.9989 | 1062.7557 | 1268.8059 | 1317.5115 | 1359.3418 | 857.505 | 513.3255 | 1172.2247 | 1395.5141 | 1354.2308 | 1490.3187 | 0 | 0 | 0 | 0 | 0 | 0 | 0 | 0 | 0
CDP23 | NSW | SNW | Flexible gas with CCS | 0 | 0 | 0 | 0 | 0 | 0 | 0 | 0 | 0 | 0 | 0 | 0 | 0 | 0 | 0 | 0 | 0 | 0 | 0 | 0 | 0 | 0 | 0 | 0 | 0 | 0 | 0 | 0
CDP23 | NSW | SNW | Flexible gas | 11.1422 | 55.9836 | 22.3422 | 35.4322 | 230.6094 | 203.7383 | 136.108 | 29.0596 | 15.7486 | 514.3802 | 197.088 | 169.8097 | 553.824 | 225.4834 | 134.7687 | 192.6079 | 784.5994 | 844.2669 | 1046.7701 | 1615.1827 | 1467.9992 | 2159.6953 | 2354.5287 | 2822.6651 | 1380.5262 | 1161.3718 | 2455.6795 | 1797.281
CDP23 | NSW | SNW | Hydro | 0 | 0 | 0 | 0 | 0 | 0 | 0 | 0 | 0 | 0 | 0 | 0 | 0 | 0 | 0 | 0 | 0 | 0 | 0 | 0 | 0 | 0 | 0 | 0 | 0 | 0 | 0 | 0
CDP23 | NSW | SNW | Utility storage | 124.1741 | 1576.4592 | 1442.3231 | 1595.349 | 2093.9047 | 3369.2172 | 2769.8024 | 2754.1598 | 2935.4813 | 2964.9894 | 3066.2217 | 3099.6957 | 3303.3472 | 3478.802 | 3307.7903 | 3297.2931 | 3064.6498 | 3143.2636 | 3385.1399 | 3390.2302 | 3095.8141 | 1595.1306 | 1780.8108 | 1838.8565 | 1807.6982 | 1298.693 | 1316.3125 | 1354.7723
CDP23 | NSW | SNW | Coordinated CER storage | 35.1508 | 44.9852 | 56.6495 | 69.3898 | 84.7482 | 100.9331 | 117.0704 | 136.442 | 159.3467 | 188.8061 | 221.5131 | 268.191 | 316.1527 | 373.8559 | 428.9151 | 485.7384 | 527.1349 | 582.5161 | 667.0993 | 776.3346 | 811.9412 | 918.8422 | 1096.9077 | 1195.2017 | 1325.0055 | 1444.9846 | 1482.8087 | 1618.5054
CDP23 | NSW | SNW | Passive CER storage | 72.1981 | 79.1669 | 85.245 | 91.9237 | 98.465 | 104.9795 | 114.8156 | 122.5686 | 130.0811 | 138.8145 | 147.4054 | 157.2483 | 166.6163 | 175.6471 | 185.5089 | 195.9892 | 202.8675 | 211.7879 | 218.4927 | 225.3181 | 232.4773 | 240.1037 | 248.6419 | 259.2958 | 266.1282 | 271.3594 | 280.7262 | 289.5094
CDP23 | NSW | SNW | Offshore wind | 0 | 0 | 0 | 0 | 0 | 0 | 0 | 0 | 0 | 0 | 0 | 0 | 0 | 0 | 0 | 0 | 0 | 0 | 0 | 0 | 0 | 0 | 0 | 0 | 0 | 0 | 0 | 0
CDP23 | NSW | SNW | Wind | 0 | 0 | 0 | 0 | 0 | 0 | 0 | 0 | 0 | 0 | 0 | 0 | 0 | 0 | 0 | 0 | 0 | 0 | 0 | 0 | 0 | 0 | 0 | 0 | 0 | 0 | 0 | 0
CDP23 | NSW | SNW | Utility solar | 0 | 0 | 0 | 0 | 0 | 0 | 0 | 0 | 0 | 0 | 0 | 0 | 0 | 0 | 0 | 0 | 0 | 0 | 0 | 0 | 0 | 0 | 0 | 0 | 0 | 0 | 0 | 0
CDP23 | NSW | SNW | Distributed PV | 4711.8926 | 4899.8671 | 5101.4499 | 5464.9574 | 5880.7926 | 6307.2576 | 6705.1023 | 7062.8221 | 7381.5716 | 7671.0896 | 7947.7897 | 8185.5984 | 8342.0996 | 8459.8366 | 8588.8595 | 8727.2997 | 8837.225 | 8945.2228 | 9071.2788 | 9209.3908 | 9321.3523 | 9430.913 | 9560.0224 | 9701.0611 | 9815.0944 | 9930.3552 | 10063.7426 | 10218.7569
CDP23 | NSW | SNW | Other renewable fuels | 0 | 0 | 0 | 0 | 0 | 0 | 0 | 0 | 0 | 0 | 0 | 0 | 0 | 0 | 0 | 0 | 0 | 0 | 0 | 0 | 0 | 0 | 0 | 0 | 0 | 483.5935 | 451.5699 | 289.9408
CDP23 | NSW | SNW | DSP | 9.8987e-07 | 1.8555 | 1.1314e-06 | 1.1815 | 15.5884 | 83.6728 | 39.0155 | 9.944e-07 | 1.1638e-06 | 1.6382e-06 | 62.4707 | 17.6767 | 42.3615 | 19.958 | 5.047 | 2.8883 | 84.4324 | 33.524 | 9.6245 | 19.412 | 15.068 | 1.7325 | 22.26 | 26.8205 | 48.6367 | 10.5171 | 109.3212 | 89.4198
CDP23 | NSW | SNW | Utility storage load | -147.8263 | -1862.5737 | -1708.3235 | -1889.3719 | -2470.6526 | -4001.882 | -3291.7351 | -3280.9883 | -3483.0445 | -3534.1132 | -3638.2795 | -3684.5484 | -3926.8449 | -4137.1706 | -3942.0452 | -3912.8199 | -3643.7985 | -3737.2306 | -4029.4654 | -4035.4765 | -3672.8596 | -1913.0107 | -2131.5803 | -2203.3579 | -2164.5571 | -1551.3434 | -1570.3951 | -1618.8623
CDP23 | NSW | SNW | Coordinated CER storage load | -35.1508 | -44.9852 | -56.6651 | -69.4166 | -84.7058 | -100.9331 | -118.5476 | -140.1791 | -166.3902 | -201.6147 | -239.7781 | -298.1951 | -357.8843 | -431.069 | -500.7241 | -569.1394 | -619.2478 | -687.8569 | -799.2749 | -946.3155 | -981.7591 | -1126.777 | -1362.1874 | -1492.0049 | -1661.9654 | -1820.6299 | -1865.8185 | -2052.7297
CDP23 | NSW | SNW | Passive CER storage load | -85.5652 | -93.9503 | -101.0255 | -109.0216 | -116.8136 | -124.582 | -135.9242 | -145.3273 | -154.6674 | -164.2906 | -174.9227 | -186.5939 | -197.9037 | -208.3743 | -220.5481 | -231.9133 | -240.7529 | -250.728 | -259.3774 | -267.2642 | -275.51 | -284.9379 | -295.0449 | -307.0351 | -315.5215 | -322.6188 | -332.1569 | -343.7389
CDP23 | QLD | NQ | Black coal | 0 | 0 | 0 | 0 | 0 | 0 | 0 | 0 | 0 | 0 | 0 | 0 | 0 | 0 | 0 | 0 | 0 | 0 | 0 | 0 | 0 | 0 | 0 | 0 | 0 | 0 | 0 | 0
CDP23 | QLD | NQ | Mid-merit gas | 203.2491 | 205.2718 | 17.271 | 13.7483 | 28.5958 | 8.9001 | 17.5717 | 8.2142 | 3.2265 | 16.7426 | 26.0247 | 18.2993 | 68.3951 | 40.0065 | 16.0369 | 81.0597 | 158.0335 | 126.8033 | 136.2079 | 105.2584 | 133.1035 | 88.9628 | 0 | 0 | 0 | 0 | 0 | 0
CDP23 | QLD | NQ | Flexible gas with CCS | 0 | 0 | 0 | 0 | 0 | 0 | 0 | 0 | 0 | 0 | 0 | 0 | 0 | 0 | 0 | 0 | 0 | 0 | 0 | 0 | 0 | 0 | 0 | 0 | 0 | 0 | 0 | 0
CDP23 | QLD | NQ | Flexible gas | 0 | 0 | 0 | 0 | 0 | 0 | 5.85e-10 | 0 | 0 | 0 | 0.30253 | 1.2674 | 0.63056 | 0 | 0 | 0 | 1.342e-08 | 0.26367 | 3.169e-08 | 6.9725e-08 | 0 | 0 | 0 | 0 | 0 | 0 | 0 | 0
CDP23 | QLD | NQ | Hydro | 309.1896 | 160.8939 | 232.3698 | 232.7106 | 185.1137 | 279.7378 | 299.4566 | 248.6631 | 214.1129 | 253.0374 | 199.9267 | 127.239 | 181.5262 | 76.7658 | 165.0364 | 80.9464 | 93.5647 | 114.9704 | 0 | 0 | 0 | 0 | 0 | 0 | 0 | 0 | 0 | 0
CDP23 | QLD | NQ | Utility storage | 224.1649 | 463.6228 | 569.0734 | 523.7784 | 564.493 | 841.8121 | 690.2176 | 691.4548 | 602.7631 | 773.4275 | 781.7484 | 801.965 | 840.0757 | 845.0914 | 839.1157 | 864.457 | 833.0319 | 811.6811 | 828.4601 | 851.5926 | 817.4323 | 827.0827 | 516.9488 | 561.2484 | 920.704 | 988.7227 | 985.5454 | 987.5655
CDP23 | QLD | NQ | Coordinated CER storage | 3.7027 | 4.831 | 6.1194 | 7.6952 | 9.5237 | 11.6681 | 13.7594 | 16.3551 | 18.7633 | 23.0508 | 27.3301 | 33.0932 | 38.7104 | 45.0606 | 52.1872 | 58.3531 | 64.8385 | 71.5325 | 81.5697 | 93.5628 | 100.4071 | 113.2374 | 129.0275 | 142.2939 | 156.7758 | 174.655 | 179.7143 | 187.6073
CDP23 | QLD | NQ | Passive CER storage | 7.8983 | 8.9015 | 9.8572 | 10.8967 | 11.9899 | 13.0913 | 14.6095 | 15.9655 | 17.2986 | 18.8163 | 20.3749 | 22.1566 | 23.8494 | 25.5681 | 27.3346 | 29.213 | 30.5814 | 32.1658 | 33.4967 | 34.9698 | 36.3326 | 37.8586 | 39.5466 | 41.5898 | 43.035 | 44.1319 | 45.8801 | 47.4763
CDP23 | QLD | NQ | Offshore wind | 0 | 0 | 0 | 0 | 0 | 0 | 0 | 0 | 0 | 0 | 0 | 0 | 0 | 0 | 0 | 0 | 0 | 0 | 0 | 0 | 0 | 0 | 0 | 0 | 0 | 0 | 0 | 0
CDP23 | QLD | NQ | Wind | 1058.5617 | 1034.6681 | 1063.0043 | 5217.1819 | 6162.5518 | 8890.8573 | 8385.7074 | 8939.9947 | 9373.8858 | 10004.3463 | 9547.1205 | 9187.6462 | 9971.8384 | 10489.417 | 10564.3288 | 10018.3854 | 9809.6944 | 9318.1094 | 9393.254 | 10507.0955 | 11223.74 | 11668.6116 | 11833.298 | 12031.9626 | 11543.2506 | 10914.5903 | 11665.8169 | 12456.9158
CDP23 | QLD | NQ | Utility solar | 1303.099 | 1394.2492 | 1290.2133 | 1266.8302 | 1196.1266 | 1011.484 | 1026.2266 | 1173.9989 | 1286.0114 | 1187.5696 | 1258.2144 | 1420.2038 | 1329.8598 | 1252.2298 | 1244.7089 | 1311.6529 | 1243.4755 | 1619.1298 | 1394.0267 | 1157.0549 | 1014.6177 | 1126.1319 | 1075.4006 | 825.856 | 825.163 | 1504.0286 | 1287.7253 | 1270.2151
CDP23 | QLD | NQ | Distributed PV | 890.6838 | 933.0996 | 966.2641 | 1008.0842 | 1073.5389 | 1130.3381 | 1177.689 | 1223.6016 | 1257.4637 | 1292.358 | 1322.4242 | 1351.3797 | 1366.6988 | 1386.523 | 1406.3077 | 1427.8995 | 1446.4485 | 1469.534 | 1490.6694 | 1518.8556 | 1536.7492 | 1560.7993 | 1584.1359 | 1613.9356 | 1633.642 | 1662.3734 | 1692.196 | 1728.5245
CDP23 | QLD | NQ | Other renewable fuels | 0 | 0 | 0 | 0 | 0 | 0 | 0 | 0 | 0 | 0 | 0 | 0 | 0 | 0 | 0 | 0 | 0 | 0 | 0 | 0 | 0 | 0 | 0 | 0 | 0 | 0 | 0 | 0
CDP23 | QLD | NQ | DSP | 0 | 0 | 0 | 0 | 0 | 0 | 0 | 0 | 0 | 0 | 0 | 0 | 0 | 0 | 0 | 0 | 0 | 0 | 0 | 0 | 0 | 0 | 0 | 0 | 0 | 0 | 0 | 0
CDP23 | QLD | NQ | Utility storage load | -281.822 | -584.6643 | -709.9178 | -682.5022 | -788.5664 | -1350.1477 | -895.5375 | -882.7347 | -761.3744 | -996.3439 | -1009.2553 | -1026.9644 | -1115.4715 | -1119.7085 | -1110.1564 | -1136.9426 | -1103.5747 | -1064.3794 | -1092.324 | -1122.9483 | -1142.8842 | -1146.2322 | -815.8924 | -912.7539 | -1337.464 | -1421.8182 | -1432.8483 | -1465.6412
CDP23 | QLD | NQ | Coordinated CER storage load | -3.7027 | -4.831 | -6.1231 | -7.6961 | -9.5191 | -11.6681 | -13.929 | -16.7637 | -19.2883 | -24.4003 | -29.3621 | -36.1973 | -43.0146 | -50.5014 | -59.3007 | -66.3552 | -74.18 | -82.2433 | -94.8387 | -110.5152 | -118.0913 | -134.5182 | -154.8149 | -171.4909 | -190.1163 | -213.1566 | -219.1672 | -229.3248
CDP23 | QLD | NQ | Passive CER storage load | -9.0958 | -10.2402 | -11.3564 | -12.5167 | -13.7673 | -15.0267 | -16.7301 | -18.3385 | -19.8913 | -21.5543 | -23.4129 | -25.4463 | -27.3352 | -29.3526 | -31.3736 | -33.392 | -35.0567 | -36.7595 | -38.3701 | -40.0687 | -41.5473 | -43.3666 | -45.2576 | -47.4699 | -49.2828 | -50.516 | -52.2872 | -54.2445
CDP23 | QLD | GG | Black coal | 2943.36 | 2951.3564 | 2967.797 | 1803.732 | 1808.1837 | 1491.2807 | 630.9439 | 0 | 0 | 0 | 0 | 0 | 0 | 0 | 0 | 0 | 0 | 0 | 0 | 0 | 0 | 0 | 0 | 0 | 0 | 0 | 0 | 0
CDP23 | QLD | GG | Mid-merit gas | 790.803 | 868.8509 | 832.3193 | 841.7347 | 842.0008 | 829.8622 | 26.5616 | 12.3289 | 38.7058 | 114.3465 | 134.5784 | 164.3292 | 259.7655 | 273.6218 | 237.5087 | 333.1062 | 399.0005 | 317.2337 | 354.1388 | 354.9081 | 344.7292 | 316.2529 | 326.9797 | 315.5996 | 235.8231 | 200.919 | 0 | 0
CDP23 | QLD | GG | Flexible gas with CCS | 0 | 0 | 0 | 0 | 0 | 0 | 0 | 0 | 0 | 0 | 0 | 0 | 0 | 0 | 0 | 0 | 0 | 0 | 0 | 0 | 0 | 0 | 0 | 0 | 0 | 0 | 0 | 0
CDP23 | QLD | GG | Flexible gas | 0 | 0 | 0 | 0 | 0 | 0 | 8.9963e-07 | 1.0834e-07 | 2.6857e-07 | 1.5431e-05 | 1.6624e-05 | 2.6035e-05 | 4.292e-05 | 3.6756e-05 | 3.6247e-05 | 5.2828e-05 | 0.00027819 | 0.00016499 | 0.00010306 | 9.4368e-05 | 8.3582e-05 | 7.1828e-05 | 0.00014604 | 0.00010995 | 8.5019e-05 | 2.4866e-05 | 0.00024821 | 0.00021451
CDP23 | QLD | GG | Hydro | 0 | 0 | 0 | 0 | 0 | 0 | 0 | 0 | 0 | 0 | 0 | 0 | 0 | 0 | 0 | 0 | 0 | 0 | 0 | 0 | 0 | 0 | 0 | 0 | 0 | 0 | 0 | 0
CDP23 | QLD | GG | Utility storage | 0 | 42.926 | 95.6945 | 116.5905 | 110.6969 | 420.6622 | 237.3076 | 212.1089 | 158.8612 | 208.7321 | 225.0571 | 223.9881 | 261.3153 | 289.2942 | 263.8291 | 280.4617 | 252.2508 | 247.4081 | 298.2328 | 280.6174 | 215.772 | 5.527 | 38.1086 | 95.4863 | 98.5628 | 790.4033 | 790.7905 | 1131.4195
CDP23 | QLD | GG | Coordinated CER storage | 0.20229 | 0.26614 | 0.3364 | 0.42504 | 0.52158 | 0.6543 | 0.79971 | 0.99669 | 1.1374 | 1.5348 | 1.8754 | 2.4017 | 2.8918 | 3.4138 | 4.0416 | 4.6212 | 5.0344 | 5.6594 | 6.732 | 7.8116 | 8.0393 | 9.624 | 10.8533 | 12.1837 | 14.0445 | 15.9079 | 16.3334 | 16.8091
CDP23 | QLD | GG | Passive CER storage | 0.43375 | 0.49115 | 0.5429 | 0.6111 | 0.66737 | 0.73538 | 0.82193 | 0.90112 | 0.98625 | 1.0827 | 1.1807 | 1.2893 | 1.3971 | 1.5064 | 1.6163 | 1.7374 | 1.8244 | 1.9283 | 2.0181 | 2.1123 | 2.2029 | 2.3052 | 2.4175 | 2.547 | 2.6413 | 2.7129 | 2.8267 | 2.9272
CDP23 | QLD | GG | Offshore wind | 0 | 0 | 0 | 0 | 0 | 0 | 0 | 0 | 0 | 0 | 0 | 0 | 0 | 0 | 0 | 0 | 0 | 0 | 0 | 0 | 0 | 0 | 0 | 0 | 0 | 0 | 0 | 0
CDP23 | QLD | GG | Wind | 0 | 0 | 0 | 0 | 0 | 0 | 0 | 0 | 0 | 0 | 0 | 0 | 0 | 0 | 0 | 0 | 0 | 0 | 0 | 0 | 0 | 0 | 0 | 0 | 0 | 0 | 0 | 0
CDP23 | QLD | GG | Utility solar | 0 | 0 | 0 | 0 | 0 | 0 | 0 | 0 | 0 | 0 | 0 | 0 | 0 | 0 | 0 | 0 | 0 | 0 | 0 | 0 | 0 | 0 | 0 | 0 | 0 | 0 | 0 | 0
CDP23 | QLD | GG | Distributed PV | 83.1873 | 85.9307 | 89.0592 | 93.8754 | 98.1305 | 103.0181 | 107.804 | 112.3773 | 116.1806 | 119.6898 | 122.8667 | 125.7195 | 127.7035 | 129.6922 | 131.5994 | 134.0671 | 135.8587 | 138.2141 | 140.6638 | 143.1481 | 145.0607 | 147.4519 | 150.0271 | 152.6645 | 154.6545 | 157.2475 | 160.5535 | 164.0285
CDP23 | QLD | GG | Other renewable fuels | 0 | 0 | 0 | 0 | 0 | 0 | 0 | 0 | 0 | 0 | 0 | 0 | 0 | 0 | 0 | 0 | 0 | 0 | 0 | 0 | 0 | 0 | 0 | 0 | 0 | 0 | 0 | 0
CDP23 | QLD | GG | DSP | 0 | 0 | 0 | 0 | 0 | 0 | 0 | 0 | 0 | 0 | 0 | 0 | 0 | 0 | 0 | 0 | 0 | 0 | 0 | 0 | 0 | 0 | 0 | 0 | 0 | 0 | 0 | 0
CDP23 | QLD | GG | Utility storage load | 0 | -51.1024 | -114.3585 | -138.7983 | -131.7821 | -500.3521 | -282.5091 | -252.5107 | -189.1206 | -248.4907 | -268.3616 | -266.2161 | -311.3991 | -343.999 | -314.4515 | -333.3411 | -300.2126 | -294.4482 | -354.9751 | -334.4104 | -256.3386 | -6.5017 | -44.8292 | -112.3257 | -116.109 | -929.6302 | -930.3508 | -1337.6115
CDP23 | QLD | GG | Coordinated CER storage load | -0.20229 | -0.26614 | -0.33661 | -0.42509 | -0.52164 | -0.65398 | -0.82017 | -1.0514 | -1.1972 | -1.7017 | -2.1199 | -2.7851 | -3.4084 | -4.0654 | -4.8782 | -5.5877 | -6.0928 | -6.9008 | -8.3131 | -9.7621 | -9.9372 | -12.0892 | -13.7092 | -15.4669 | -18.0089 | -20.4848 | -21.0562 | -21.6155
CDP23 | QLD | GG | Passive CER storage load | -0.49951 | -0.56501 | -0.62547 | -0.70194 | -0.76631 | -0.8441 | -0.94124 | -1.0351 | -1.1341 | -1.2402 | -1.3568 | -1.4807 | -1.6013 | -1.7294 | -1.8552 | -1.9859 | -2.0914 | -2.2036 | -2.3117 | -2.4203 | -2.5191 | -2.6406 | -2.7666 | -2.9072 | -3.0247 | -3.1053 | -3.2214 | -3.3445
CDP23 | QLD | CQ | Black coal | 11700.4546 | 12723.9569 | 14347.471 | 7449.4697 | 6480.6842 | 3081.0006 | 5930.8547 | 5812.3605 | 4171.4707 | 4049.9004 | 4415.0004 | 4724.6015 | 4502.0303 | 3674.8789 | 3564.7952 | 4258.8011 | 4304.4187 | 4529.9285 | 4830.2725 | 4662.2624 | 4401.4331 | 4525.2959 | 4282.3159 | 4144.7178 | 4257.6364 | 4601.1475 | 4211.2717 | 0
CDP23 | QLD | CQ | Mid-merit gas | 0 | 0 | 0 | 0 | 0 | 0 | 0 | 0 | 0 | 0 | 0 | 0 | 0 | 0 | 0 | 0 | 0 | 0 | 0 | 0 | 0 | 0 | 0 | 0 | 0 | 0 | 0 | 0
CDP23 | QLD | CQ | Flexible gas with CCS | 0 | 0 | 0 | 0 | 0 | 0 | 0 | 0 | 0 | 0 | 0 | 0 | 0 | 0 | 0 | 0 | 0 | 0 | 0 | 0 | 0 | 0 | 0 | 0 | 0 | 0 | 0 | 0
CDP23 | QLD | CQ | Flexible gas | 0 | 1.9776e-07 | 2.4231e-07 | 0.038755 | 2.8854e-07 | 2.6184e-07 | 1.4363 | 0.41678 | 3.4067e-07 | 5.8622e-07 | 0 | 0 | 0 | 0 | 0 | 0 | 0 | 0 | 0 | 0 | 0 | 0 | 0 | 0 | 0 | 0 | 0 | 0
CDP23 | QLD | CQ | Hydro | 0 | 0 | 0 | 0 | 0 | 0 | 0 | 0 | 0 | 0 | 0 | 0 | 0 | 0 | 0 | 0 | 0 | 0 | 0 | 0 | 0 | 0 | 0 | 0 | 0 | 0 | 0 | 0
CDP23 | QLD | CQ | Utility storage | 40.2298 | 36.6609 | 59.5036 | 136.8126 | 163.4711 | 258.9171 | 182.2692 | 167.5921 | 141.2841 | 166.9302 | 174.8384 | 173.7799 | 197.3095 | 217.1519 | 195.7224 | 212.3094 | 198.2944 | 195.2107 | 164.3218 | 156.4282 | 131.0819 | 132.1038 | 185.6062 | 93.6468 | 246.1403 | 1494.9126 | 1487.6947 | 2251.1521
CDP23 | QLD | CQ | Coordinated CER storage | 3.3995 | 4.477 | 5.6548 | 7.1698 | 8.8347 | 10.8129 | 12.9511 | 15.6872 | 17.8339 | 22.7553 | 27.2022 | 33.6826 | 39.7752 | 46.3401 | 53.9817 | 61.3543 | 66.8303 | 74.5466 | 86.9269 | 99.4319 | 102.8378 | 120.7307 | 135.2238 | 151.7955 | 172.5816 | 194.1224 | 199.3131 | 205.6109
CDP23 | QLD | CQ | Passive CER storage | 7.2649 | 8.2429 | 9.1049 | 10.1494 | 11.1216 | 12.1535 | 13.617 | 14.8902 | 16.1978 | 17.7002 | 19.2237 | 20.9226 | 22.6054 | 24.2909 | 26.0235 | 27.8933 | 29.2325 | 30.8205 | 32.1652 | 33.6167 | 35.0164 | 36.548 | 38.2373 | 40.233 | 41.689 | 42.7748 | 44.484 | 46.003
CDP23 | QLD | CQ | Offshore wind | 0 | 0 | 0 | 0 | 0 | 0 | 0 | 0 | 0 | 0 | 0 | 0 | 0 | 0 | 0 | 0 | 0 | 0 | 0 | 0 | 0 | 0 | 0 | 0 | 0 | 0 | 0 | 0
CDP23 | QLD | CQ | Wind | 891.5333 | 1172.3649 | 1292.5871 | 2866.9698 | 4191.5526 | 4519.6646 | 4176 | 4321.679 | 4439.8007 | 5885.5692 | 5889.8213 | 5554.5818 | 7050.7313 | 6890.7196 | 7935.3066 | 6786.4125 | 7357.8925 | 7142.9993 | 6917.9406 | 7275.2494 | 9526.2075 | 9371.97 | 9782.3411 | 10230.0215 | 9657.1206 | 8122.405 | 8472.7914 | 8445.2621
CDP23 | QLD | CQ | Utility solar | 2042.9443 | 2147.3901 | 2000.6583 | 2253.0211 | 2155.922 | 2288.5966 | 1729.969 | 1977.7874 | 2141.6982 | 2088.0743 | 2967.1559 | 2953.6627 | 2795.7943 | 2863.0939 | 2845.2415 | 2952.3932 | 2895.5532 | 2997.4905 | 2764.9193 | 2957.6724 | 2381.6884 | 2710.8065 | 2675.454 | 2664.873 | 5773.2603 | 8193.2884 | 9238.9298 | 12368.5092
CDP23 | QLD | CQ | Distributed PV | 983.4528 | 1015.8314 | 1049.9894 | 1099.5409 | 1147.7856 | 1214.1964 | 1273.2899 | 1322.5909 | 1366.4737 | 1411.0047 | 1452.5752 | 1484.7024 | 1513.4651 | 1542.6319 | 1573.6127 | 1602.9355 | 1628.0199 | 1660.5557 | 1693.308 | 1723.4366 | 1751.2723 | 1783.2996 | 1817.4165 | 1849.4621 | 1878.748 | 1913.7379 | 1953.8785 | 1991.6066
CDP23 | QLD | CQ | Other renewable fuels | 0 | 0 | 0 | 0 | 0 | 0 | 0 | 0 | 0 | 0 | 0 | 0 | 0 | 0 | 0 | 0 | 0 | 0 | 0 | 0 | 0 | 0 | 0 | 0 | 0 | 0 | 0 | 0
CDP23 | QLD | CQ | DSP | 0 | 0 | 0 | 0 | 0 | 0 | 0 | 0 | 0 | 0 | 0 | 0 | 0 | 0 | 0 | 0 | 0 | 0 | 0 | 0 | 0 | 0 | 0 | 0 | 0 | 0 | 0 | 0
CDP23 | QLD | CQ | Utility storage load | -47.8926 | -43.644 | -70.9468 | -162.8722 | -194.6086 | -307.7983 | -216.9873 | -199.5145 | -168.1954 | -198.7265 | -208.5775 | -206.4446 | -235.1877 | -258.1298 | -233.3722 | -252.2076 | -235.979 | -232.3086 | -195.5573 | -186.4574 | -155.6263 | -157.1887 | -220.4227 | -110.1622 | -311.4412 | -1855.8545 | -1854.4108 | -2817.1363
CDP23 | QLD | CQ | Coordinated CER storage load | -3.3995 | -4.477 | -5.6582 | -7.1707 | -8.8357 | -10.8076 | -13.1626 | -16.2541 | -18.4526 | -24.4828 | -29.736 | -37.6528 | -45.1224 | -53.1052 | -62.6347 | -71.4118 | -77.8508 | -87.478 | -103.3533 | -119.7844 | -122.4255 | -146.1463 | -164.7574 | -186.1992 | -213.9205 | -242.0991 | -248.7383 | -256.1664
CDP23 | QLD | CQ | Passive CER storage load | -8.3663 | -9.4825 | -10.4898 | -11.6583 | -12.7703 | -13.9503 | -15.5935 | -17.1034 | -18.6254 | -20.2758 | -22.0901 | -24.0291 | -25.9093 | -27.8864 | -29.8687 | -31.8835 | -33.5104 | -35.222 | -36.8449 | -38.5184 | -40.0421 | -41.8653 | -43.7592 | -45.9213 | -47.7414 | -48.9625 | -50.6961 | -52.5612
CDP23 | QLD | SQ | Black coal | 21353.644 | 21128.2586 | 21428.8467 | 17018.0163 | 15333.513 | 11409.5043 | 14519.6621 | 13826.4368 | 13476.5684 | 8795.6221 | 5047.3698 | 5293.2514 | 5233.863 | 4745.7749 | 4861.5822 | 5024.7567 | 5119.9177 | 5213.535 | 5240.0532 | 5132.8291 | 5098.4777 | 5031.9464 | 5082.3697 | 4893.7628 | 4862.4184 | 5150.2147 | 5032.2363 | 0
CDP23 | QLD | SQ | Mid-merit gas | 1550.1595 | 1930.363 | 417.7273 | 285.8721 | 451.1767 | 236.4257 | 274.3906 | 134.4752 | 520.1831 | 1438.6552 | 1372.0076 | 1457.3172 | 1014.921 | 849.9964 | 784.0604 | 673.3395 | 816.8561 | 467.8527 | 279.0973 | 376.7628 | 349.6987 | 0 | 0 | 0 | 0 | 0 | 0 | 0
CDP23 | QLD | SQ | Flexible gas with CCS | 0 | 0 | 0 | 0 | 0 | 0 | 0 | 0 | 0 | 0 | 0 | 0 | 0 | 0 | 0 | 0 | 0 | 0 | 0 | 0 | 0 | 0 | 0 | 0 | 0 | 0 | 0 | 0
CDP23 | QLD | SQ | Flexible gas | 74.0082 | 34.4654 | 4.4569 | 14.0482 | 13.0398 | 120.1724 | 132.0165 | 18.1015 | 21.7124 | 161.1549 | 513.2677 | 412.1773 | 1001.0902 | 892.3658 | 665.9319 | 1395.4112 | 4699.2436 | 3048.135 | 3194.9953 | 4136.1761 | 3662.1034 | 4439.2055 | 5505.0608 | 5512.9849 | 3105.7158 | 2274.4801 | 4834.26 | 5110.0191
CDP23 | QLD | SQ | Hydro | 0 | 0 | 0 | 0 | 0 | 0 | 0 | 0 | 0 | 0 | 0 | 0 | 0 | 0 | 0 | 0 | 0 | 0 | 0 | 0 | 0 | 0 | 0 | 0 | 0 | 0 | 0 | 0
CDP23 | QLD | SQ | Utility storage | 1248.4231 | 1177.838 | 1092.5093 | 1076.5461 | 1323.6538 | 2019.5514 | 1540.1808 | 1452.2368 | 4274.7841 | 5805.7099 | 5796.2349 | 6013.2257 | 6207.5227 | 6430.2335 | 6352.4786 | 6332.6343 | 5864.4302 | 5781.3466 | 6257.3649 | 6330.5881 | 5494.7676 | 5437.3883 | 6007.6263 | 6253.1741 | 6479.7033 | 7128.1763 | 6997.0764 | 7112.2332
CDP23 | QLD | SQ | Coordinated CER storage | 17.9843 | 23.8104 | 30.532 | 38.6825 | 47.9601 | 59.2749 | 72.4298 | 89.3648 | 99.2076 | 130.6764 | 157.3896 | 195.5994 | 231.4271 | 273.7986 | 322.0331 | 364.2966 | 399.9323 | 434.7464 | 514.7296 | 595.5819 | 607.6711 | 723.2018 | 812.6115 | 914.0049 | 1045.3457 | 1191.1253 | 1201.926 | 1276.9987
CDP23 | QLD | SQ | Passive CER storage | 38.5258 | 43.8968 | 49.0034 | 54.5739 | 60.1823 | 66.4877 | 74.7743 | 82.1543 | 89.5117 | 97.9153 | 106.4969 | 116.2022 | 125.6895 | 135.4263 | 145.4256 | 156.0927 | 163.6411 | 172.4096 | 179.9223 | 187.9841 | 195.7875 | 204.5517 | 214.2855 | 225.8 | 234.2198 | 240.7642 | 250.8429 | 259.8486
CDP23 | QLD | SQ | Offshore wind | 0 | 0 | 0 | 0 | 0 | 0 | 0 | 0 | 0 | 0 | 0 | 0 | 0 | 0 | 0 | 0 | 0 | 0 | 0 | 0 | 0 | 0 | 0 | 0 | 0 | 0 | 0 | 0
CDP23 | QLD | SQ | Wind | 4637.3014 | 6193.0437 | 6567.866 | 11517.3842 | 13849.6327 | 13984.3532 | 13391.8446 | 13164.8148 | 13754.6558 | 12726.3024 | 18229.7782 | 17129.2638 | 16871.1976 | 17744.8498 | 18699.8605 | 17074.9075 | 18080.8571 | 18627.7988 | 17824.0116 | 17870.1318 | 16570.2303 | 15863.8617 | 16120.2775 | 15405.0448 | 23879.2399 | 22516.141 | 21951.1331 | 23504.1072
CDP23 | QLD | SQ | Utility solar | 4588.8321 | 4801.0003 | 4776.783 | 4628.4323 | 4555.7666 | 4738.3964 | 3799.3829 | 4277.6478 | 5434.626 | 10590.9873 | 10686.3529 | 12380.1469 | 12469.6831 | 12698.6982 | 12733.8057 | 12996.2501 | 12435.4624 | 11715.5761 | 14860.9529 | 16069.7559 | 13189.0592 | 15886.6521 | 15614.8259 | 17441.5368 | 16842.1762 | 21637.0896 | 21511.7981 | 23699.5614
CDP23 | QLD | SQ | Distributed PV | 5990.8471 | 6184.3421 | 6391.0577 | 6675.4064 | 6948.9149 | 7246.6104 | 7553.5439 | 7854.8235 | 8099.4155 | 8344.1878 | 8574.7168 | 8791.3445 | 8944.2099 | 9112.954 | 9288.9666 | 9482.3526 | 9632.6932 | 9808.7105 | 9994.2533 | 10193.5007 | 10350.6777 | 10536.484 | 10729.2197 | 10938.4931 | 11106.4424 | 11313.678 | 11537.6324 | 11787.4518
CDP23 | QLD | SQ | Other renewable fuels | 0 | 0 | 0 | 0 | 0 | 0 | 0 | 0 | 0 | 0 | 0 | 0 | 0 | 0 | 0 | 0 | 0 | 0 | 0 | 0 | 0 | 0 | 0 | 0 | 0 | 0 | 461.9529 | 321.1031
CDP23 | QLD | SQ | DSP | 9.5453e-07 | 1.0015e-06 | 1.0801e-06 | 1.4035e-06 | 1.8068e-06 | 2.9744e-06 | 0.82844 | 0.43813 | 1.0933e-06 | 1.3035e-06 | 1.2739 | 2.4685 | 1.1467 | 1.8093e-06 | 1.5217e-06 | 1.7806e-06 | 20.608 | 14.473 | 1.9948 | 4.0905 | 6.0165 | 0.386 | 9.506 | 0.90543 | 15.2518 | 1.568 | 49.1183 | 104.1822
CDP23 | QLD | SQ | Utility storage load | -1688.3519 | -1545.4006 | -1410.1041 | -1377.4697 | -1763.3618 | -2803.4129 | -2016.1619 | -1891.6987 | -5548.9991 | -7645.7534 | -7592.4095 | -7849.295 | -8150.098 | -8433.1747 | -8345.5738 | -8265.6329 | -7683.0696 | -7549.872 | -8181.2584 | -8337.2988 | -7185.9847 | -7134.2598 | -7868.8577 | -8271.5369 | -8510.2715 | -9309.23 | -9191.8807 | -9374.0764
CDP23 | QLD | SQ | Coordinated CER storage load | -17.9843 | -23.8104 | -30.5504 | -38.6872 | -47.9656 | -59.2461 | -74.115 | -93.711 | -102.9045 | -142.2534 | -174.3328 | -221.3899 | -265.7634 | -318.0374 | -379.2543 | -429.4536 | -472.5595 | -514.64 | -618.2643 | -726.8085 | -731.0114 | -886.0402 | -1001.8171 | -1135.5048 | -1307.276 | -1503.8819 | -1514.1949 | -1611.1459
CDP23 | QLD | SQ | Passive CER storage load | -44.3668 | -50.498 | -56.4569 | -62.687 | -69.1038 | -76.3172 | -85.6279 | -94.3651 | -102.9273 | -112.1632 | -122.3762 | -133.4555 | -144.0599 | -155.4718 | -166.9135 | -178.4222 | -187.5884 | -197.0317 | -206.0993 | -215.394 | -223.8881 | -234.3118 | -245.2308 | -257.7243 | -268.2238 | -275.5925 | -285.8727 | -296.8927
CDP23 | VIC | VIC | Brown coal | 32180.7418 | 28061.6013 | 27405.7309 | 24211.9 | 18279.1302 | 15029.0562 | 16317.1439 | 13362.3974 | 10015.5975 | 6253.3078 | 2854.9412 | 3498.1253 | 3455.5114 | 2891.6461 | 3314.963 | 3288.9781 | 3364.7425 | 3327.2885 | 3379.2802 | 3411.4748 | 3182.5169 | 3325.5424 | 3370.1167 | 0 | 0 | 0 | 0 | 0
CDP23 | VIC | VIC | Mid-merit gas | 76.7713 | 131.3434 | 70.4104 | 56.7202 | 0 | 0 | 0 | 0 | 0 | 0 | 0 | 0 | 0 | 0 | 0 | 0 | 0 | 0 | 0 | 0 | 0 | 0 | 0 | 0 | 0 | 0 | 0 | 0
CDP23 | VIC | VIC | Flexible gas with CCS | 0 | 0 | 0 | 0 | 0 | 0 | 0 | 0 | 0 | 0 | 0 | 0 | 0 | 0 | 0 | 0 | 0 | 0 | 0 | 0 | 0 | 0 | 0 | 0 | 0 | 0 | 0 | 0
CDP23 | VIC | VIC | Flexible gas | 49.1853 | 92.1763 | 41.6612 | 33.8232 | 286.0125 | 63.9 | 25.2143 | 1.0652e-06 | 6.7323e-07 | 64.643 | 37.7988 | 28.337 | 125.655 | 116.486 | 64.3396 | 57.4886 | 187.0202 | 211.1758 | 190.3006 | 348.0153 | 183.4597 | 153.0506 | 326.6356 | 404.075 | 432.7333 | 179.9782 | 621.2396 | 772.7122
CDP23 | VIC | VIC | Hydro | 2506.1083 | 1230.2482 | 1311.5156 | 3417.6694 | 2065.6136 | 4037.7263 | 2206.3625 | 997.5162 | 3073.8383 | 3346.6677 | 3573.8496 | 2593.4911 | 2526.339 | 1624.3147 | 2337.646 | 2125.3553 | 3376.827 | 2180.0423 | 2071.433 | 2177.2766 | 2166.9736 | 1860.1564 | 2447.6707 | 2638.7567 | 3079.0411 | 2415.9447 | 2896.5756 | 2042.8712
CDP23 | VIC | VIC | Utility storage | 391.7553 | 1149.3725 | 1919.3286 | 2613.5072 | 2999.8851 | 3912.7094 | 3255.6399 | 4080.9677 | 4159.1942 | 4044.1202 | 4335.4653 | 3987.7293 | 4794.8795 | 5495.8394 | 5424.5064 | 6124.5767 | 5396.8602 | 5081.0176 | 5216.5506 | 4871.125 | 5375.7897 | 4739.8163 | 4287.8962 | 4067.0295 | 4073.4416 | 3866.8366 | 3367.3314 | 3317.3909
CDP23 | VIC | VIC | Coordinated CER storage | 46.262 | 62.9969 | 81.0093 | 102.3074 | 127.7996 | 157.1042 | 184.6311 | 218.2984 | 257.9593 | 301.1896 | 349.1567 | 415.8732 | 483.6993 | 569.4631 | 651.0239 | 743.5765 | 827.1802 | 919.4223 | 1015.8663 | 1142.6719 | 1240.3345 | 1387.4087 | 1562.85 | 1721.0276 | 1866.1509 | 2015.5249 | 2092.166 | 2289.4573
CDP23 | VIC | VIC | Passive CER storage | 93.9153 | 103.8346 | 113.4315 | 124.1343 | 134.0189 | 145.1892 | 159.9523 | 173.6821 | 187.2958 | 202.3336 | 217.0562 | 234.2369 | 249.6964 | 267.2425 | 284.5038 | 301.8728 | 315.2069 | 328.6875 | 342.6232 | 356.7102 | 370.6288 | 384.4636 | 401.0884 | 417.2939 | 433.7507 | 444.3685 | 460.5946 | 476.6569
CDP23 | VIC | VIC | Offshore wind | 0 | 0 | 0 | 0 | 0 | 0 | 4006.818 | 7929.0297 | 10433.9072 | 13170.2645 | 15277.4601 | 19254.6173 | 23537.3446 | 28319.5634 | 31418.7659 | 36553.9145 | 36746.7051 | 36750.984 | 35105.8083 | 33994.1731 | 34709.7199 | 34907.378 | 35044.5893 | 37255.5339 | 34356.3063 | 34549.6987 | 35643.912 | 37319.6915
CDP23 | VIC | VIC | Wind | 13663.1354 | 17111.352 | 16274.0646 | 17161.3359 | 20219.058 | 21449.0174 | 20911.559 | 22410.1541 | 21447.2475 | 22417.0833 | 20776.0481 | 20120.4121 | 19717.5858 | 20349.779 | 19248.2299 | 19359.9055 | 18838.7129 | 18743.3259 | 17593.8289 | 16299.6782 | 15523.252 | 13957.6754 | 13310.7585 | 13619.6135 | 13828.1623 | 15882.5948 | 15744.7579 | 16631.1332
CDP23 | VIC | VIC | Utility solar | 2575.7061 | 3061.3847 | 3402.242 | 3593.1468 | 3558.6526 | 3636.2937 | 3160.1779 | 3198.2734 | 3293.3379 | 3269.097 | 3868.9902 | 3646.2886 | 3437.7354 | 3486.043 | 3558.4178 | 3369.8123 | 3408.2723 | 3297.6513 | 3367.4341 | 5011.4774 | 6498.7123 | 6940.2095 | 7033.5377 | 6564.578 | 6691.0533 | 5894.9594 | 5453.11 | 5346.071
CDP23 | VIC | VIC | Distributed PV | 6087.2788 | 6684.1854 | 7294.8864 | 7984.2026 | 8627.0949 | 9196.1307 | 9725.6838 | 10200.0096 | 10651.3504 | 11059.654 | 11465.7127 | 11844.9384 | 12143.6943 | 12364.7146 | 12587.537 | 12816.1806 | 13025.347 | 13207.514 | 13417.6849 | 13652.8559 | 13870.6821 | 14058.9828 | 14279.9745 | 14546.9466 | 14826.3072 | 15089.7889 | 15385.7563 | 15709.2989
CDP23 | VIC | VIC | Other renewable fuels | 0 | 0 | 0 | 0 | 0 | 0 | 0 | 0 | 0 | 0 | 0 | 0 | 0 | 0 | 0 | 0 | 0 | 0 | 0 | 0 | 0 | 0 | 0 | 0 | 0 | 0 | 453.9524 | 259.6602
CDP23 | VIC | VIC | DSP | 0.032001 | 9.7169e-07 | 1.0323e-06 | 1.3353e-06 | 1.188 | 25.6275 | 24.2309 | 9.3869e-07 | 1.1595e-06 | 10.6921 | 46.8124 | 13.3631 | 24.1894 | 13.8935 | 9.721 | 5.4435 | 60.4606 | 18.9239 | 10.105 | 20.7462 | 12.1835 | 2.2075 | 13.2456 | 20.0251 | 31.4442 | 9.0752 | 88.2455 | 47.1996
CDP23 | VIC | VIC | Utility storage load | -466.3754 | -1368.1744 | -2288.4404 | -3104.0628 | -3564.7737 | -4642.7143 | -3868.5083 | -4853.783 | -4940.9279 | -4815.9106 | -5145.3286 | -4740.4074 | -5708.1777 | -6527.0241 | -6449.8652 | -7282.8151 | -6416.9223 | -6040.8998 | -6202.0638 | -5800.3857 | -6546.832 | -5804.8369 | -5255.3341 | -5025.2579 | -4998.0432 | -4773.6479 | -4184.1944 | -4138.4424
CDP23 | VIC | VIC | Coordinated CER storage load | -46.262 | -62.9969 | -81.0588 | -102.3203 | -127.8153 | -157.0262 | -186.7799 | -224.3009 | -269.0669 | -318.5541 | -371.5508 | -451.4841 | -532.5985 | -636.5331 | -735.7186 | -847.1046 | -948.2141 | -1060.511 | -1178.9407 | -1341.9048 | -1452.5461 | -1647.3225 | -1863.531 | -2070.382 | -2242.105 | -2434.6948 | -2524.9327 | -2792.5546
CDP23 | VIC | VIC | Passive CER storage load | -111.762 | -123.3463 | -134.8604 | -147.2779 | -159.5703 | -173.272 | -189.9108 | -206.4594 | -222.8042 | -240.197 | -258.543 | -279.5154 | -296.8716 | -318.266 | -338.6938 | -358.4818 | -376.3814 | -390.4669 | -407.5393 | -424.3066 | -440.6446 | -458.2816 | -479.2543 | -495.4081 | -516.2532 | -529.291 | -547.2171 | -568.9661
CDP23 | SA | CSA | Mid-merit gas | 1825.2765 | 2304.3099 | 1228.74 | 994.0969 | 1619.4494 | 887.6214 | 17.3405 | 4.661 | 0.0091385 | 80.5397 | 51.8656 | 67.0954 | 129.0909 | 0 | 0 | 0 | 0 | 0 | 0 | 0 | 0 | 0 | 0 | 0 | 0 | 0 | 0 | 0
CDP23 | SA | CSA | Flexible gas with CCS | 0 | 0 | 0 | 0 | 0 | 0 | 0 | 0 | 0 | 0 | 0 | 0 | 0 | 0 | 0 | 0 | 0 | 0 | 0 | 0 | 0 | 0 | 0 | 0 | 0 | 0 | 0 | 0
CDP23 | SA | CSA | Flexible gas | 5.8124 | 4.241 | 46.316 | 17.0846 | 12.1299 | 123.0983 | 275.9872 | 235.9271 | 487.5361 | 755.5391 | 806.6972 | 793.3525 | 1188.803 | 633.468 | 436.2323 | 746.9923 | 1116.6013 | 1006.7383 | 1230.3852 | 1895.2756 | 1102.3125 | 1182.3187 | 1070.8407 | 697.5941 | 738.4521 | 401.8143 | 892.6486 | 506.3628
CDP23 | SA | CSA | Hydro | 0 | 0 | 0 | 0 | 0 | 0 | 0 | 0 | 0 | 0 | 0 | 0 | 0 | 0 | 0 | 0 | 0 | 0 | 0 | 0 | 0 | 0 | 0 | 0 | 0 | 0 | 0 | 0
CDP23 | SA | CSA | Utility storage | 512.308 | 658.5209 | 995.3925 | 1985.7157 | 2339.7247 | 2940.7516 | 1627.201 | 1668.0899 | 1664.2832 | 1669.717 | 1609.8195 | 1588.6644 | 1879.1927 | 2043.7379 | 1917.5783 | 1904.6154 | 1828.2099 | 1832.3185 | 2032.9227 | 1734.9704 | 1596.5022 | 1372.243 | 1208.2172 | 1863.0408 | 1845.1918 | 2448.9872 | 2479.0499 | 2573.7081
CDP23 | SA | CSA | Coordinated CER storage | 190.1795 | 211.6343 | 232.1319 | 256.2351 | 280.1601 | 308.0827 | 332.723 | 360.3562 | 389.6976 | 421.3994 | 456.7475 | 494.14 | 530.4907 | 573.5288 | 615.6465 | 658.2705 | 695.99 | 734.1517 | 774.2699 | 829.915 | 885.1201 | 948.1893 | 1011.78 | 1049.1781 | 1115.5389 | 1157.1011 | 1183.101 | 1227.7509
CDP23 | SA | CSA | Passive CER storage | 64.0325 | 68.5121 | 72.874 | 77.7255 | 81.7137 | 86.0408 | 91.1661 | 95.9927 | 100.5806 | 105.8509 | 110.6315 | 116.1445 | 120.6524 | 126.1011 | 130.3051 | 135.7589 | 139.2271 | 142.3883 | 145.3068 | 148.8519 | 151.4968 | 154.3978 | 158.1308 | 162.327 | 164.8392 | 167.039 | 171.4898 | 175.3662
CDP23 | SA | CSA | Offshore wind | 0 | 0 | 0 | 0 | 0 | 0 | 0 | 0 | 0 | 0 | 0 | 0 | 0 | 0 | 0 | 0 | 0 | 0 | 0 | 0 | 0 | 0 | 0 | 0 | 0 | 0 | 0 | 0
CDP23 | SA | CSA | Wind | 7201.1248 | 7497.7833 | 7248.3902 | 7659.1705 | 8783.0406 | 8025.6777 | 7779.5626 | 8339.6834 | 8293.7139 | 8789.8842 | 7765.5911 | 7759.5248 | 6732.739 | 7625.3254 | 8250.0542 | 6828.3715 | 8413.668 | 8815.6461 | 8610.6887 | 7316.894 | 7053.6435 | 7083.3385 | 7299.7723 | 9464.8502 | 9605.9106 | 9662.7474 | 9107.6554 | 10412.5659
CDP23 | SA | CSA | Utility solar | 1179.6839 | 1251.2954 | 1831.7215 | 1677.244 | 1826.2861 | 1692.0758 | 1765.2889 | 1830.8006 | 1882.7804 | 1875.0537 | 2070.1876 | 2118.9749 | 2014.9632 | 2031.373 | 2134.3936 | 2189.151 | 2759.7933 | 2623.8937 | 2776.4109 | 3899.1451 | 6006.3802 | 6243.1379 | 5901.952 | 5596.4475 | 5775.4853 | 5915.641 | 5752.1885 | 5881.1163
CDP23 | SA | CSA | Distributed PV | 3190.3631 | 3260.7863 | 3336.7919 | 3466.2875 | 3610.9779 | 3765.142 | 3919.0203 | 4056.501 | 4171.4374 | 4282.9871 | 4387.5614 | 4474.6656 | 4540.4368 | 4615.8937 | 4699.0323 | 4777.1158 | 4844.1539 | 4922.1799 | 5007.7115 | 5086.4132 | 5151.8572 | 5229.3602 | 5315.6498 | 5398.0969 | 5468.4064 | 5549.6338 | 5639.0507 | 5724.3107
CDP23 | SA | CSA | Other renewable fuels | 0 | 0 | 0 | 0 | 0 | 0 | 0 | 0 | 0 | 0 | 0 | 0 | 0 | 0 | 0 | 0 | 0 | 0 | 0 | 0 | 0 | 0 | 0 | 0 | 0 | 0 | 0 | 0
CDP23 | SA | CSA | DSP | 0.18 | 9.8048e-07 | 1.0842e-06 | 1.3948e-06 | 0.96 | 27.5979 | 21.3382 | 9.7125e-07 | 1.2538e-06 | 7.5095 | 33.4458 | 15.3914 | 27.6322 | 14.2863 | 7.7535 | 7.0617 | 47.1781 | 16.3115 | 7.7235 | 12.6942 | 10.0136 | 1.653 | 10.5523 | 12.2445 | 17.2482 | 6.099 | 53.8888 | 29.561
CDP23 | SA | CSA | Utility storage load | -609.8906 | -783.6264 | -1185.0019 | -2367.3838 | -2785.4384 | -3497.5733 | -1937.1767 | -1987.3903 | -1979.7888 | -1991.1727 | -1913.1042 | -1891.2992 | -2240.0624 | -2430.172 | -2286.2514 | -2264.0568 | -2176.4765 | -2181.3685 | -2420.187 | -2068.1251 | -1897.9965 | -1635.5041 | -1435.9803 | -2201.2079 | -2172.9813 | -2890.6929 | -2913.9032 | -3031.913
CDP23 | SA | CSA | Coordinated CER storage load | -190.1795 | -211.6343 | -232.1319 | -256.3907 | -280.1748 | -307.9124 | -333.2181 | -361.8907 | -392.1004 | -425.7822 | -462.5112 | -502.8101 | -542.4166 | -590.2311 | -637.6458 | -683.2164 | -725.3935 | -767.2744 | -812.5561 | -880.3254 | -944.3019 | -1023.2627 | -1096.1558 | -1137.0612 | -1217.0105 | -1266.1494 | -1290.8826 | -1348.6628
CDP23 | SA | CSA | Passive CER storage load | -74.5534 | -80.106 | -84.9062 | -90.0868 | -94.711 | -99.6282 | -104.9721 | -111.2405 | -116.5182 | -121.7649 | -127.6009 | -133.8318 | -139.592 | -144.8715 | -150.319 | -155.3538 | -159.9965 | -162.6779 | -167.2472 | -170.8245 | -173.1506 | -176.6843 | -181.1201 | -184.9918 | -188.5654 | -191.4455 | -195.1885 | -200.2795
CDP23 | SA | SESA | Mid-merit gas | 0 | 0 | 0 | 0 | 0 | 0 | 0 | 0 | 0 | 0 | 0 | 0 | 0 | 0 | 0 | 0 | 0 | 0 | 0 | 0 | 0 | 0 | 0 | 0 | 0 | 0 | 0 | 0
CDP23 | SA | SESA | Flexible gas with CCS | 0 | 0 | 0 | 0 | 0 | 0 | 0 | 0 | 0 | 0 | 0 | 0 | 0 | 0 | 0 | 0 | 0 | 0 | 0 | 0 | 0 | 0 | 0 | 0 | 0 | 0 | 0 | 0
CDP23 | SA | SESA | Flexible gas | 0.25151 | 2.5146e-07 | 0.84091 | 4.5946e-07 | 4.7143e-07 | 1.006 | 3.2024 | 8.1221e-07 | 1.5185e-06 | 2.1189 | 5.7703 | 0 | 0 | 0 | 0 | 0 | 0 | 0 | 0 | 0 | 0 | 0 | 0 | 0 | 0 | 0 | 0 | 0
CDP23 | SA | SESA | Hydro | 0 | 0 | 0 | 0 | 0 | 0 | 0 | 0 | 0 | 0 | 0 | 0 | 0 | 0 | 0 | 0 | 0 | 0 | 0 | 0 | 0 | 0 | 0 | 0 | 0 | 0 | 0 | 0
CDP23 | SA | SESA | Utility storage | 26.5489 | 22.0692 | 22.9611 | 24.7125 | 27.3924 | 33.4359 | 26.3829 | 27.9203 | 26.686 | 28.7612 | 6.2365e-05 | 6.3755e-05 | 6.9959e-05 | 7.9662e-05 | 8.85e-05 | 8.7866e-05 | 8.4991e-05 | 8.5228e-05 | 8.3661e-05 | 9.3023e-05 | 0.00014261 | 0.00013505 | 0.00014153 | 0.0031129 | 0.0032523 | 0.0030159 | 0.0030539 | 0.0032934
CDP23 | SA | SESA | Coordinated CER storage | 6.7786 | 7.603 | 8.404 | 9.3333 | 10.2641 | 11.3793 | 12.3867 | 13.4555 | 14.5878 | 15.8346 | 17.3778 | 18.9295 | 20.4733 | 22.2378 | 23.9365 | 25.6982 | 27.2001 | 28.7678 | 30.3723 | 32.6699 | 35.1289 | 37.9199 | 40.626 | 42.0627 | 44.7982 | 46.6086 | 47.8037 | 49.8906
CDP23 | SA | SESA | Passive CER storage | 2.2874 | 2.4649 | 2.6412 | 2.8343 | 2.9964 | 3.1838 | 3.3933 | 3.5799 | 3.7552 | 3.9661 | 4.1842 | 4.4023 | 4.6087 | 4.8211 | 4.9787 | 5.1883 | 5.3234 | 5.4419 | 5.5432 | 5.6917 | 5.8219 | 5.9481 | 6.0969 | 6.2638 | 6.363 | 6.4511 | 6.627 | 6.8022
CDP23 | SA | SESA | Offshore wind | 0 | 0 | 0 | 0 | 0 | 0 | 0 | 0 | 0 | 0 | 0 | 0 | 0 | 0 | 0 | 0 | 0 | 0 | 0 | 0 | 0 | 0 | 0 | 0 | 0 | 0 | 0 | 0
CDP23 | SA | SESA | Wind | 749.3185 | 814.7897 | 707.796 | 795.4566 | 2425.5201 | 2348.3898 | 2005.4757 | 2155.7668 | 2103.9936 | 2596.5855 | 2312.1447 | 2156.8966 | 2018.6333 | 2164.5063 | 1833.2337 | 1831.5885 | 1681.7656 | 1803.5998 | 1725.7795 | 1642.8896 | 1573.4927 | 1749.0661 | 1639.0765 | 1821.9798 | 1618.9058 | 2214.5493 | 2094.0149 | 2318.5456
CDP23 | SA | SESA | Utility solar | 69.6442 | 71.7161 | 74.6975 | 65.7273 | 61.9279 | 56.9217 | 58.9608 | 59.1873 | 61.2472 | 58.4215 | 63.2433 | 54.3803 | 51.9754 | 64.814 | 64.1838 | 63.4544 | 60.3319 | 0 | 0 | 0 | 0 | 0 | 0 | 0 | 0 | 0 | 0 | 0
CDP23 | SA | SESA | Distributed PV | 112.7362 | 116.2125 | 120.7697 | 127.1989 | 133.8742 | 141.6734 | 149.2792 | 155.4422 | 160.67 | 166.3834 | 173.5604 | 178.2911 | 183.9197 | 187.5012 | 190.7562 | 194.3046 | 197.6511 | 200.9791 | 203.7224 | 208.7345 | 214.739 | 219.6259 | 223.1041 | 226.6677 | 229.1829 | 232.2131 | 236.0291 | 242.1829
CDP23 | SA | SESA | Other renewable fuels | 0 | 0 | 0 | 0 | 0 | 0 | 0 | 0 | 0 | 0 | 0 | 0 | 0 | 0 | 0 | 0 | 0 | 0 | 0 | 0 | 0 | 0 | 0 | 0 | 0 | 0 | 0 | 0
CDP23 | SA | SESA | DSP | 0 | 0 | 0 | 0 | 0 | 0 | 0 | 0 | 0 | 0 | 0 | 0 | 0 | 0 | 0 | 0 | 0 | 0 | 0 | 0 | 0 | 0 | 0 | 0 | 0 | 0 | 0 | 0
CDP23 | SA | SESA | Utility storage load | -31.6058 | -26.2729 | -27.3346 | -29.4763 | -32.61 | -39.7479 | -31.4082 | -33.2617 | -31.7458 | -34.2395 | -7.2812e-05 | -7.4555e-05 | -8.2071e-05 | -9.345e-05 | -0.00010405 | -0.00010292 | -9.9795e-05 | -0.00010005 | -9.82e-05 | -0.00010926 | -0.00016733 | -0.00015831 | -0.00016561 | -0.0036685 | -0.003818 | -0.0035544 | -0.0035848 | -0.0038736
CDP23 | SA | SESA | Coordinated CER storage load | -6.7786 | -7.603 | -8.404 | -9.3389 | -10.2646 | -11.3731 | -12.4098 | -13.5255 | -14.7028 | -16.0402 | -17.6543 | -19.3459 | -21.0387 | -23.0354 | -24.9812 | -26.9117 | -28.6118 | -30.3715 | -32.2453 | -35.0494 | -37.9134 | -41.4332 | -44.6148 | -46.1907 | -49.537 | -51.6632 | -52.8553 | -55.5873
CDP23 | SA | SESA | Passive CER storage load | -2.6632 | -2.882 | -3.0773 | -3.2851 | -3.473 | -3.6866 | -3.9072 | -4.1485 | -4.3502 | -4.5623 | -4.826 | -5.0727 | -5.3322 | -5.5387 | -5.7434 | -5.9371 | -6.1175 | -6.2173 | -6.3802 | -6.5319 | -6.654 | -6.8067 | -6.9833 | -7.1384 | -7.2789 | -7.3936 | -7.5428 | -7.7685
CDP23 | TAS | TAS | Mid-merit gas | 0 | 0 | 0 | 0 | 0 | 0 | 0 | 0 | 0 | 0 | 0 | 0 | 0 | 0 | 0 | 0 | 0 | 0 | 0 | 0 | 0 | 0 | 0 | 0 | 0 | 0 | 0 | 0
CDP23 | TAS | TAS | Flexible gas with CCS | 0 | 0 | 0 | 0 | 0 | 0 | 0 | 0 | 0 | 0 | 0 | 0 | 0 | 0 | 0 | 0 | 0 | 0 | 0 | 0 | 0 | 0 | 0 | 0 | 0 | 0 | 0 | 0
CDP23 | TAS | TAS | Flexible gas | 1.9314e-07 | 2.2556e-07 | 4.8367e-07 | 0 | 0 | 0 | 8.3753e-07 | 5.1004e-07 | 2.0891e-06 | 0.19095 | 0.17054 | 6.1085e-07 | 8.6634 | 7.4242 | 1.2898e-06 | 1.6619e-06 | 0.69295 | 2.7054 | 1.0394 | 3.5467 | 1.6791 | 3.2782e-07 | 1.1483e-06 | 5.6166e-07 | 2.5853 | 5.9472e-07 | 3.8979e-07 | 9.1822e-07
CDP23 | TAS | TAS | Hydro | 8887.2722 | 9653.163 | 6787.8939 | 6689.8366 | 6199.3215 | 5819.8846 | 7894.4095 | 8474.1004 | 7438.5197 | 8683.6035 | 8588.2091 | 7691.5472 | 8871.0165 | 7612.7933 | 8349.0859 | 8280.9445 | 7582.7172 | 7585.7536 | 8377.5472 | 6446.3297 | 8835.6047 | 8446.8173 | 7059.7816 | 7955.388 | 7474.101 | 7943.4847 | 8662.8272 | 7076.5554
CDP23 | TAS | TAS | Utility storage | 0 | 0 | 0 | 4.8807e-05 | 5.8363e-05 | 6.7722e-05 | 0.0001074 | 9.4286e-05 | 0.00011359 | 0.00012133 | 0.00010777 | 0.00011305 | 154.8661 | 149.5211 | 160.0078 | 170.6578 | 165.5013 | 172.7092 | 433.4827 | 1118.8033 | 1993.4474 | 1868.3975 | 2222.4656 | 2155.2277 | 2151.0436 | 2114.7028 | 2094.1735 | 2128.2431
CDP23 | TAS | TAS | Coordinated CER storage | 2.5736 | 3.5352 | 4.6056 | 5.958 | 7.4176 | 9.2983 | 10.6789 | 12.1219 | 14.0008 | 15.8935 | 18.3169 | 21.2554 | 25.1224 | 28.831 | 33.0391 | 37.9109 | 42.0985 | 47.7184 | 51.5449 | 58.3944 | 60.3981 | 65.7163 | 78.2355 | 85.4281 | 94.2896 | 97.3339 | 104.0992 | 112.226
CDP23 | TAS | TAS | Passive CER storage | 6.2553 | 6.8442 | 7.491 | 8.1837 | 8.8138 | 9.6277 | 10.5227 | 11.3683 | 12.1904 | 13.1008 | 14.0214 | 15.0123 | 15.866 | 16.9658 | 17.9051 | 18.9456 | 19.7579 | 20.3609 | 21.0618 | 21.7684 | 22.4051 | 23.1637 | 23.9385 | 24.7927 | 25.5449 | 25.8603 | 26.7151 | 27.6923
CDP23 | TAS | TAS | Offshore wind | 0 | 0 | 0 | 0 | 0 | 0 | 0 | 0 | 0 | 0 | 0 | 0 | 0 | 0 | 0 | 0 | 0 | 0 | 0 | 0 | 0 | 0 | 0 | 0 | 0 | 0 | 0 | 0
CDP23 | TAS | TAS | Wind | 1975.3545 | 2174.8081 | 3998.3923 | 4688.0599 | 5370.3266 | 6033.8468 | 6517.9023 | 7009.5471 | 7503.4543 | 7996.566 | 8491.4887 | 8992.5148 | 9505.1039 | 10021.8947 | 10538.9462 | 11055.6906 | 9088.7821 | 9011.0051 | 8747.964 | 9308.9312 | 9319.2179 | 9498.88 | 9161.2186 | 9559.1091 | 9185.7274 | 8895.3566 | 8418.6575 | 8390.0423
CDP23 | TAS | TAS | Utility solar | 0 | 0 | 0 | 0 | 0 | 0 | 0 | 0 | 0 | 0 | 0 | 0 | 0 | 0 | 0 | 0 | 0 | 0 | 0 | 0 | 0 | 0 | 0 | 0 | 0 | 0 | 0 | 0
CDP23 | TAS | TAS | Distributed PV | 307.0088 | 319.0286 | 332.2165 | 365.6975 | 409.1203 | 455.4526 | 495.5483 | 526.8219 | 558.336 | 589.4338 | 618.6881 | 640.645 | 653.5031 | 660.943 | 668.1315 | 674.4542 | 680.7325 | 686.9651 | 694.1811 | 700.6574 | 706.8726 | 713.1019 | 720.4898 | 727.215 | 733.6596 | 740.0857 | 747.7693 | 754.9122
CDP23 | TAS | TAS | Other renewable fuels | 0 | 0 | 0 | 0 | 0 | 0 | 0 | 0 | 0 | 0 | 0 | 0 | 0 | 0 | 0 | 0 | 0 | 0 | 0 | 0 | 0 | 0 | 0 | 0 | 0 | 0 | 0 | 0
CDP23 | TAS | TAS | DSP | 9.2394e-07 | 9.009e-07 | 9.5858e-07 | 9.3589e-07 | 9.7523e-07 | 1.0278e-06 | 1.2465e-06 | 8.3205e-07 | 1.0669e-06 | 0.10947 | 0.2075 | 1.1098e-06 | 0.895 | 0.61 | 0.43 | 0.2025 | 2.6725 | 0.845 | 0.5175 | 0.735 | 0.35 | 1.0625e-06 | 0.3 | 1.3105e-06 | 0.69 | 1.6223e-06 | 2.5175 | 1.265
CDP23 | TAS | TAS | Utility storage load | 0 | 0 | 0 | -5.744e-05 | -6.8632e-05 | -7.9744e-05 | -0.00013506 | -0.00011932 | -0.00014226 | -0.00015591 | -0.00013652 | -0.00014454 | -203.1983 | -197.3112 | -210.2987 | -222.8408 | -219.5091 | -229.2812 | -573.9306 | -1479.7972 | -2611.828 | -2469.7978 | -2890.2937 | -2875.3979 | -2790.7486 | -2787.9988 | -2756.5816 | -2835.0868
CDP23 | TAS | TAS | Coordinated CER storage load | -2.5736 | -3.5352 | -4.6056 | -5.958 | -7.4176 | -9.3041 | -10.6965 | -12.2082 | -14.2019 | -16.2447 | -18.8575 | -22.2251 | -26.7508 | -31.1074 | -36.1107 | -42.0497 | -47.0978 | -54.1331 | -58.7325 | -67.3769 | -69.0274 | -75.8312 | -91.999 | -101.3496 | -112.3692 | -115.7789 | -124.4572 | -135.4436
CDP23 | TAS | TAS | Passive CER storage load | -7.4092 | -8.08 | -8.839 | -9.6052 | -10.3749 | -11.3443 | -12.3431 | -13.3696 | -14.321 | -15.3464 | -16.5077 | -17.6666 | -18.6487 | -19.9309 | -21.017 | -22.1822 | -23.2833 | -23.8808 | -24.7761 | -25.5422 | -26.2799 | -27.2697 | -28.1878 | -29.1395 | -30.0052 | -30.3481 | -31.2962 | -32.5547
CDP24 | NSW | NNSW | Black coal | 0 | 0 | 0 | 0 | 0 | 0 | 0 | 0 | 0 | 0 | 0 | 0 | 0 | 0 | 0 | 0 | 0 | 0 | 0 | 0 | 0 | 0 | 0 | 0 | 0 | 0 | 0 | 0
CDP24 | NSW | NNSW | Mid-merit gas | 0 | 0 | 0 | 0 | 0 | 0 | 0 | 0 | 0 | 0 | 0 | 0 | 0 | 0 | 0 | 0 | 0 | 0 | 0 | 0 | 0 | 0 | 0 | 0 | 0 | 0 | 0 | 0
CDP24 | NSW | NNSW | Flexible gas with CCS | 0 | 0 | 0 | 0 | 0 | 0 | 0 | 0 | 0 | 0 | 0 | 0 | 0 | 0 | 0 | 0 | 0 | 0 | 0 | 0 | 0 | 0 | 0 | 0 | 0 | 0 | 0 | 0
CDP24 | NSW | NNSW | Flexible gas | 0 | 0 | 0 | 0 | 0 | 0 | 0 | 0 | 0 | 0 | 0 | 0 | 0 | 0 | 0 | 0 | 0 | 0 | 0 | 0 | 0 | 0 | 0 | 0 | 0 | 0 | 0 | 0
CDP24 | NSW | NNSW | Hydro | 0 | 0 | 0 | 0 | 0 | 0 | 0 | 0 | 0 | 0 | 0 | 0 | 0 | 0 | 0 | 0 | 0 | 0 | 0 | 0 | 0 | 0 | 0 | 0 | 0 | 0 | 0 | 0
CDP24 | NSW | NNSW | Utility storage | 3.939 | 15.4537 | 453.056 | 910.6236 | 1387.8615 | 2974.0348 | 2155.3282 | 2210.8608 | 2516.4866 | 2476.899 | 2557.0167 | 2641.3451 | 2642.5063 | 2907.1332 | 2856.0342 | 2776.4422 | 2550.0792 | 2593.7629 | 2725.0473 | 2865.4723 | 5045.6984 | 5143.5278 | 4465.6773 | 5712.3909 | 5495.2038 | 5590.3868 | 5459.7621 | 6569.4914
CDP24 | NSW | NNSW | Coordinated CER storage | 8.8365 | 11.2048 | 14.0465 | 16.9339 | 20.4022 | 24.1148 | 27.5888 | 31.7803 | 36.9278 | 42.7314 | 49.7924 | 58.6541 | 67.5405 | 78.2695 | 89.3004 | 99.3679 | 108.6416 | 118.2718 | 132.5202 | 153.9438 | 161.542 | 182.0311 | 209.7558 | 226.3987 | 248.9253 | 269.9959 | 275.3495 | 295.9653
CDP24 | NSW | NNSW | Passive CER storage | 18.167 | 19.7177 | 21.1384 | 22.4275 | 23.7008 | 25.0701 | 27.3635 | 29.2103 | 31.0205 | 33.1586 | 35.2223 | 37.5763 | 39.7724 | 41.8629 | 44.1078 | 46.4927 | 48.0454 | 50.12 | 51.7116 | 53.3755 | 55.0278 | 56.7506 | 58.6569 | 61.0185 | 62.4544 | 63.5 | 65.5099 | 67.3883
CDP24 | NSW | NNSW | Offshore wind | 0 | 0 | 0 | 0 | 0 | 0 | 0 | 0 | 0 | 0 | 0 | 0 | 0 | 0 | 0 | 0 | 0 | 0 | 0 | 0 | 0 | 0 | 0 | 0 | 0 | 0 | 0 | 0
CDP24 | NSW | NNSW | Wind | 1309.0337 | 1100.5763 | 1921.3682 | 2157.0459 | 2190.4491 | 10744.3618 | 11380.4717 | 10470.265 | 10962.6781 | 10184.9793 | 12395.9678 | 12266.274 | 12162.8993 | 12494.0206 | 12530.6896 | 12054.573 | 14467.5421 | 20634.3293 | 22518.5166 | 21835.78 | 23695.9162 | 21519.902 | 22186.6065 | 21265.8481 | 22215.9442 | 22010.0758 | 21503.1732 | 22798.3632
CDP24 | NSW | NNSW | Utility solar | 1712.8358 | 2165.5935 | 2322.8009 | 2240.9416 | 2379.6435 | 2979.3708 | 2590.8641 | 2749.3707 | 3068.7487 | 3412.9963 | 3945.3757 | 4190.5308 | 3857.8558 | 4165.1826 | 4144.1269 | 3961.309 | 3850.2788 | 6052.9495 | 7021.3171 | 8953.2845 | 7761.203 | 8288.5587 | 8855.6302 | 9141.2568 | 8781.362 | 9272.4179 | 8763.2602 | 10071.0356
CDP24 | NSW | NNSW | Distributed PV | 1271.6546 | 1294.9489 | 1311.4241 | 1367.595 | 1455.6654 | 1546.1493 | 1624.3869 | 1687.2326 | 1737.479 | 1785.259 | 1826.8007 | 1862.6349 | 1883.9388 | 1905.6539 | 1925.5478 | 1947.8463 | 1965.8985 | 1986.5372 | 2009.2374 | 2037.7628 | 2057.9774 | 2077.2502 | 2099.9079 | 2127.0346 | 2148.3108 | 2170.1747 | 2198.1127 | 2230.421
CDP24 | NSW | NNSW | Other renewable fuels | 0 | 0 | 0 | 0 | 0 | 0 | 0 | 0 | 0 | 0 | 0 | 0 | 0 | 0 | 0 | 0 | 0 | 0 | 0 | 0 | 0 | 0 | 0 | 0 | 0 | 0 | 447.1428 | 285.6986
CDP24 | NSW | NNSW | DSP | 0 | 0 | 0 | 0 | 0 | 0 | 0 | 0 | 0 | 0 | 0 | 0 | 0 | 0 | 0 | 0 | 0 | 0 | 0 | 0 | 0 | 0 | 0 | 0 | 0 | 0 | 0 | 0
CDP24 | NSW | NNSW | Utility storage load | -4.6478 | -18.3973 | -545.9897 | -1089.9562 | -1660.7932 | -3574.4836 | -2592.5124 | -2669.4154 | -3017.8792 | -2989.9241 | -3070.9831 | -3174.0886 | -3178.747 | -3497.2615 | -3446.0344 | -3330.3104 | -3067.7694 | -3120.2464 | -3278.4442 | -3455.9724 | -6331.4961 | -6459.6847 | -5625.5765 | -7346.137 | -6987.9867 | -7291.3896 | -7069.0947 | -8602.5702
CDP24 | NSW | NNSW | Coordinated CER storage load | -8.8365 | -11.2048 | -14.0504 | -16.9404 | -20.3919 | -24.1148 | -27.8105 | -32.3606 | -38.1451 | -44.7641 | -52.8645 | -63.4563 | -74.0764 | -87.2838 | -100.8689 | -112.4585 | -123.5094 | -134.8874 | -153.2114 | -181.0666 | -188.7723 | -215.749 | -251.8785 | -273.0352 | -301.4406 | -328.7798 | -334.6101 | -362.6152
CDP24 | NSW | NNSW | Passive CER storage load | -21.5306 | -23.3997 | -25.0516 | -26.5991 | -28.1174 | -29.7514 | -32.3942 | -34.6342 | -36.8836 | -39.2441 | -41.7975 | -44.5888 | -47.2409 | -49.663 | -52.439 | -55.0147 | -57.0178 | -59.3353 | -61.388 | -63.312 | -65.2137 | -67.3475 | -69.6038 | -72.2527 | -74.0459 | -75.4951 | -77.5117 | -80.0111
CDP24 | NSW | CNSW | Black coal | 23978.6632 | 25581.026 | 21880.1199 | 19843.2497 | 18395.6157 | 6258.6204 | 6284.2952 | 9207.8108 | 9624.565 | 8038.1389 | 9124.396 | 9476.4829 | 8675.8647 | 8472.3565 | 6037.3915 | 7143.2548 | 0 | 0 | 0 | 0 | 0 | 0 | 0 | 0 | 0 | 0 | 0 | 0
CDP24 | NSW | CNSW | Mid-merit gas | 0 | 0 | 0 | 0 | 0 | 0 | 0 | 0 | 0 | 0 | 0 | 0 | 0 | 0 | 0 | 0 | 0 | 0 | 0 | 0 | 0 | 0 | 0 | 0 | 0 | 0 | 0 | 0
CDP24 | NSW | CNSW | Flexible gas with CCS | 0 | 0 | 0 | 0 | 0 | 0 | 0 | 0 | 0 | 0 | 0 | 0 | 0 | 0 | 0 | 0 | 0 | 0 | 0 | 0 | 0 | 0 | 0 | 0 | 0 | 0 | 0 | 0
CDP24 | NSW | CNSW | Flexible gas | 0 | 0 | 0 | 0 | 0 | 0 | 0 | 0 | 0 | 0 | 0 | 0 | 0 | 0 | 0 | 0 | 0 | 0 | 0 | 0 | 0 | 0 | 0 | 0 | 0 | 0 | 0 | 0
CDP24 | NSW | CNSW | Hydro | 0 | 0 | 0 | 0 | 0 | 0 | 0 | 0 | 0 | 0 | 0 | 0 | 0 | 0 | 0 | 0 | 0 | 0 | 0 | 0 | 0 | 0 | 0 | 0 | 0 | 0 | 0 | 0
CDP24 | NSW | CNSW | Utility storage | 462.6111 | 1129.5367 | 1197.1865 | 2101.1568 | 3125.749 | 3668.9305 | 2326.7266 | 2273.8117 | 2521.7342 | 2548.787 | 2511.1736 | 2531.725 | 2750.0452 | 2914.2989 | 2961.3282 | 2868.5658 | 2595.452 | 2831.4196 | 2992.2663 | 2922.8718 | 2720.2334 | 1822.3458 | 2052.527 | 2019.4812 | 1222.4676 | 1223.7216 | 1243.2683 | 1317.9938
CDP24 | NSW | CNSW | Coordinated CER storage | 3.7234 | 4.7379 | 6.0182 | 7.481 | 9.7646 | 10.6681 | 12.1557 | 14.3481 | 17.0985 | 20.1054 | 23.7686 | 28.7416 | 34.1862 | 40.6844 | 47.5017 | 53.0097 | 57.6216 | 64.524 | 72.3094 | 84.8246 | 90.6295 | 103.0602 | 119.7066 | 129.3902 | 144.4932 | 157.4948 | 161.1291 | 174.7965
CDP24 | NSW | CNSW | Passive CER storage | 7.627 | 8.3056 | 8.9956 | 9.6657 | 10.2322 | 10.8691 | 11.909 | 12.8093 | 13.6889 | 14.7028 | 15.7482 | 16.8884 | 18.0026 | 19.0507 | 20.185 | 21.411 | 22.266 | 23.3321 | 24.1695 | 25.0093 | 25.8786 | 26.806 | 27.8186 | 29.0444 | 29.8498 | 30.4411 | 31.4814 | 32.4604
CDP24 | NSW | CNSW | Offshore wind | 0 | 0 | 0 | 0 | 0 | 0 | 0 | 0 | 0 | 0 | 0 | 0 | 0 | 0 | 0 | 0 | 0 | 0 | 0 | 0 | 0 | 0 | 0 | 0 | 0 | 0 | 0 | 0
CDP24 | NSW | CNSW | Wind | 1293.4373 | 1927.1077 | 3918.8316 | 5711.0114 | 15381.4155 | 14909.212 | 15472.7943 | 14344.7124 | 14602.7202 | 13787.6773 | 14518.3603 | 14182.4425 | 14073.36 | 14993.5054 | 14767.0683 | 15148.826 | 14848.1678 | 14743.131 | 14437.3455 | 13626.8664 | 14626.6485 | 13475.5985 | 13683.9565 | 13026.869 | 14063.6925 | 15138.7489 | 14811.8284 | 15991.0303
CDP24 | NSW | CNSW | Utility solar | 3629.299 | 3910.0055 | 5408.8513 | 5176.2754 | 8548.4707 | 9154.5199 | 8209.7043 | 8599.2973 | 9747.2428 | 9772.6655 | 10188.7506 | 10465.6694 | 10000.8975 | 10701.0928 | 10627.3757 | 10272.6815 | 10024.9693 | 9068.4009 | 9435.8947 | 10886.8742 | 9573.1793 | 9906.0128 | 10996.215 | 14087.5594 | 14483.4486 | 17727.981 | 17005.7293 | 18122.7417
CDP24 | NSW | CNSW | Distributed PV | 805.7252 | 814.9854 | 829.5535 | 870.8455 | 916.2872 | 974.0498 | 1025.6157 | 1072.6831 | 1112.1573 | 1154.5789 | 1186.7008 | 1211.9352 | 1229.1648 | 1252.0861 | 1268.2638 | 1286.3269 | 1301.3111 | 1324.9373 | 1342.737 | 1359.4079 | 1373.0091 | 1398.259 | 1414.9644 | 1434.2131 | 1452.1522 | 1478.3848 | 1498.0146 | 1518.8237
CDP24 | NSW | CNSW | Other renewable fuels | 0 | 0 | 0 | 0 | 0 | 0 | 0 | 0 | 0 | 0 | 0 | 0 | 0 | 0 | 0 | 0 | 0 | 0 | 0 | 0 | 0 | 0 | 0 | 0 | 0 | 160.775 | 448.8127 | 284.5305
CDP24 | NSW | CNSW | DSP | 0 | 0 | 0 | 0 | 0 | 0 | 0 | 0 | 0 | 0 | 0 | 0 | 0 | 0 | 0 | 0 | 0 | 0 | 0 | 0 | 0 | 0 | 0 | 0 | 0 | 0 | 0 | 0
CDP24 | NSW | CNSW | Utility storage load | -659.4218 | -1424.4306 | -1486.0254 | -2511.9846 | -3790.7179 | -4497.8472 | -2843.4157 | -2780.9409 | -3073.9707 | -3140.8436 | -3048.7905 | -3088.6729 | -3399.9896 | -3584.9502 | -3636.8398 | -3532.4456 | -3202.6176 | -3491.9952 | -3718.3374 | -3624.1516 | -3359.5328 | -2274.7892 | -2590.409 | -2599.3936 | -1619.3919 | -1637.3751 | -1699.2188 | -1790.0139
CDP24 | NSW | CNSW | Coordinated CER storage load | -3.7234 | -4.7379 | -6.0199 | -7.4838 | -9.7655 | -10.6627 | -12.3049 | -14.7376 | -17.9231 | -21.4709 | -25.7122 | -31.8601 | -38.5077 | -46.6878 | -55.2324 | -61.6054 | -67.3134 | -75.8301 | -86.0461 | -102.9005 | -109.2194 | -126.1159 | -148.0567 | -160.8074 | -180.0215 | -197.3963 | -201.6816 | -220.1571
CDP24 | NSW | CNSW | Passive CER storage load | -9.0391 | -9.8566 | -10.6609 | -11.4635 | -12.1389 | -12.8986 | -14.0985 | -15.1877 | -16.2762 | -17.4011 | -18.6881 | -20.0401 | -21.3832 | -22.6003 | -23.9976 | -25.3356 | -26.4242 | -27.622 | -28.6922 | -29.6652 | -30.6689 | -31.8114 | -33.0103 | -34.3918 | -35.3899 | -36.1914 | -37.2489 | -38.5407
CDP24 | NSW | SNSW | Black coal | 0 | 0 | 0 | 0 | 0 | 0 | 0 | 0 | 0 | 0 | 0 | 0 | 0 | 0 | 0 | 0 | 0 | 0 | 0 | 0 | 0 | 0 | 0 | 0 | 0 | 0 | 0 | 0
CDP24 | NSW | SNSW | Mid-merit gas | 0 | 0 | 0 | 0 | 0 | 0 | 0 | 0 | 0 | 0 | 0 | 0 | 0 | 0 | 0 | 0 | 0 | 0 | 0 | 0 | 0 | 0 | 0 | 0 | 0 | 0 | 0 | 0
CDP24 | NSW | SNSW | Flexible gas with CCS | 0 | 0 | 0 | 0 | 0 | 0 | 0 | 0 | 0 | 0 | 0 | 0 | 0 | 0 | 0 | 0 | 0 | 0 | 0 | 0 | 0 | 0 | 0 | 0 | 0 | 0 | 0 | 0
CDP24 | NSW | SNSW | Flexible gas | 1.6148e-07 | 2.3682e-07 | 2.9193e-07 | 4.1307e-07 | 1.4092 | 2.0775 | 8.5009 | 1.1702e-06 | 1.6847e-06 | 2.9768e-06 | 8.5342 | 2.0941e-06 | 4.6886 | 0.43177 | 7.1334e-07 | 1.3403e-06 | 17.3327 | 14.1331 | 0.29006 | 19.9438 | 0 | 0 | 0 | 0 | 0 | 0 | 0 | 0
CDP24 | NSW | SNSW | Hydro | 2788.6221 | 1140.9773 | 1616.2271 | 4879.9488 | 3811.3273 | 6517.7354 | 2246.9735 | 2129.7853 | 3250.616 | 3911.4367 | 3365.2431 | 3060.7005 | 3437.1394 | 2428.1344 | 2380.8982 | 2848.0953 | 3902.1713 | 3182.2277 | 3022.0479 | 3150.2396 | 2438.9036 | 3135.2029 | 3088.5793 | 3124.915 | 3179.3347 | 2685.1645 | 3399.0856 | 2434.2814
CDP24 | NSW | SNSW | Utility storage | 223.4659 | 322.5752 | 326.0422 | 391.5711 | 955.6681 | 2356.9386 | 5577.8053 | 5150.5666 | 5486.9357 | 5932.935 | 5356.0206 | 5268.7239 | 5789.5875 | 5878.2435 | 6004.0231 | 5906.7163 | 5882.7354 | 5873.1329 | 6045.9793 | 5667.084 | 5944.1472 | 5261.0941 | 5849.0875 | 5650.7312 | 5700.1477 | 5585.5883 | 5971.1783 | 5770.3155
CDP24 | NSW | SNSW | Coordinated CER storage | 7.449 | 9.5537 | 12.1567 | 15.0178 | 18.3795 | 22.1489 | 25.3882 | 29.2716 | 33.9688 | 39.3619 | 45.5886 | 53.7517 | 62.3482 | 72.7342 | 83.2209 | 93.0707 | 102.665 | 113.7488 | 126.909 | 148.6466 | 161.7231 | 180.1213 | 207.312 | 225.126 | 251.2627 | 273.2132 | 281.2822 | 304.1731
CDP24 | NSW | SNSW | Passive CER storage | 15.3225 | 16.8139 | 18.2962 | 19.9476 | 21.4747 | 23.0167 | 25.293 | 27.1321 | 28.9755 | 31.0951 | 33.189 | 35.5698 | 37.8779 | 40.0969 | 42.4832 | 44.9811 | 46.6541 | 48.8145 | 50.5218 | 52.2984 | 54.1283 | 56.0857 | 58.256 | 60.8935 | 62.5963 | 63.9327 | 66.2023 | 68.3467
CDP24 | NSW | SNSW | Offshore wind | 0 | 0 | 0 | 0 | 0 | 0 | 0 | 0 | 0 | 0 | 0 | 0 | 0 | 0 | 0 | 0 | 0 | 0 | 0 | 0 | 0 | 0 | 0 | 0 | 0 | 0 | 0 | 0
CDP24 | NSW | SNSW | Wind | 5479.1323 | 5966.2537 | 7205.657 | 9167.3938 | 9045.4079 | 8407.1811 | 8616.9846 | 8264.3533 | 8331.7184 | 8727.7068 | 8080.6539 | 8456.7762 | 8091.0223 | 8538.3175 | 8316.1261 | 8466.0756 | 7905.8938 | 7719.4018 | 7667.2439 | 6251.7911 | 6663.6929 | 5655.5816 | 5312.4142 | 5550.3238 | 4124.8471 | 4332.9255 | 4204.8582 | 4521.4596
CDP24 | NSW | SNSW | Utility solar | 4561.2149 | 5481.6571 | 6105.2261 | 7489.8514 | 7425.5423 | 7668.0169 | 6923.5427 | 7389.0316 | 7797.8842 | 7415.9739 | 7690.6624 | 7640.7881 | 7190.8485 | 7716.6553 | 7522.3542 | 7447.5679 | 7337.1362 | 6807.2677 | 6804.3786 | 8216.7698 | 9398.0217 | 9809.9945 | 9985.7569 | 9165.9929 | 10326.1692 | 9669.7049 | 7663.4832 | 8097.4784
CDP24 | NSW | SNSW | Distributed PV | 1286.0905 | 1322.7575 | 1362.6526 | 1446.0263 | 1540.5536 | 1647.4287 | 1745.6243 | 1832.1643 | 1910.3635 | 1990.2647 | 2054.8207 | 2113.8626 | 2159.1101 | 2205.4714 | 2245.1143 | 2285.7319 | 2320.1221 | 2364.8685 | 2403.0178 | 2443.7 | 2479.7929 | 2528.6708 | 2571.5307 | 2617.0872 | 2653.1877 | 2703.8642 | 2749.1533 | 2797.2701
CDP24 | NSW | SNSW | Other renewable fuels | 0 | 0 | 0 | 0 | 0 | 0 | 0 | 0 | 0 | 0 | 0 | 0 | 0 | 0 | 0 | 0 | 0 | 0 | 0 | 0 | 0 | 0 | 0 | 0 | 0 | 0 | 0 | 0
CDP24 | NSW | SNSW | DSP | 0 | 0 | 0 | 0 | 0 | 0 | 0 | 0 | 0 | 0 | 0 | 0 | 0 | 0 | 0 | 0 | 0 | 0 | 0 | 0 | 0 | 0 | 0 | 0 | 0 | 0 | 0 | 0
CDP24 | NSW | SNSW | Utility storage load | -266.031 | -385.752 | -390.0683 | -703.6417 | -1577.5303 | -3350.9401 | -7124.6518 | -6956.2841 | -7053.9798 | -7583.27 | -6869.5116 | -7125.7411 | -7307.6364 | -7804.7797 | -7671.8716 | -8059.6927 | -7468.8865 | -7722.0946 | -7730.3628 | -7472.7431 | -7815.2612 | -7064.6162 | -7387.5893 | -7601.3433 | -7141.9415 | -7639.3895 | -7627.6149 | -7819.8824
CDP24 | NSW | SNSW | Coordinated CER storage load | -7.449 | -9.5537 | -12.1601 | -15.0144 | -18.3908 | -22.1376 | -25.5463 | -29.7031 | -34.8845 | -40.9573 | -47.8944 | -57.5666 | -67.7332 | -80.4129 | -93.1521 | -104.4291 | -115.9183 | -129.3319 | -145.9469 | -174.3611 | -189.7256 | -213.644 | -248.6257 | -271.5748 | -304.405 | -332.9926 | -342.4997 | -373.4806
CDP24 | NSW | SNSW | Passive CER storage load | -18.1594 | -19.9536 | -21.6832 | -23.6578 | -25.4764 | -27.3145 | -29.943 | -32.17 | -34.4521 | -36.8018 | -39.3846 | -42.2078 | -44.9907 | -47.568 | -50.5075 | -53.226 | -55.3667 | -57.7897 | -59.9755 | -62.0344 | -64.1477 | -66.5585 | -69.1281 | -72.1047 | -74.2141 | -76.0095 | -78.331 | -81.149
CDP24 | NSW | SNW | Black coal | 14936.0955 | 9260.1092 | 8552.4046 | 8208.8481 | 0 | 0 | 0 | 0 | 0 | 0 | 0 | 0 | 0 | 0 | 0 | 0 | 0 | 0 | 0 | 0 | 0 | 0 | 0 | 0 | 0 | 0 | 0 | 0
CDP24 | NSW | SNW | Mid-merit gas | 528.9786 | 1153.0794 | 705.8329 | 532.5492 | 1327.1866 | 557.1236 | 258.9451 | 975.7825 | 1350.4263 | 1099.3877 | 1272.2855 | 1384.8842 | 1540.2806 | 941.1717 | 536.8311 | 1193.7915 | 1429.3207 | 1342.0188 | 1515.7159 | 0 | 0 | 0 | 0 | 0 | 0 | 0 | 0 | 0
CDP24 | NSW | SNW | Flexible gas with CCS | 0 | 0 | 0 | 0 | 0 | 0 | 0 | 0 | 0 | 0 | 0 | 0 | 0 | 0 | 0 | 0 | 0 | 0 | 0 | 0 | 0 | 0 | 0 | 0 | 0 | 0 | 0 | 0
CDP24 | NSW | SNW | Flexible gas | 11.1422 | 55.9836 | 22.3421 | 35.4322 | 230.6098 | 203.7384 | 136.1084 | 31.4978 | 61.7114 | 581.2539 | 169.4588 | 150.5103 | 580.8754 | 233.3869 | 138.9195 | 216.9218 | 887.8398 | 858.1017 | 1048.9993 | 1633.2646 | 1489.4978 | 2112.7353 | 2396.4817 | 2810.4182 | 1378.8058 | 1129.1551 | 2427.2451 | 1783.4806
CDP24 | NSW | SNW | Hydro | 0 | 0 | 0 | 0 | 0 | 0 | 0 | 0 | 0 | 0 | 0 | 0 | 0 | 0 | 0 | 0 | 0 | 0 | 0 | 0 | 0 | 0 | 0 | 0 | 0 | 0 | 0 | 0
CDP24 | NSW | SNW | Utility storage | 124.1709 | 1576.4002 | 1442.2905 | 1595.5065 | 2094.0255 | 3369.5388 | 2769.7031 | 2750.6527 | 3036.7067 | 3017.3147 | 3030.4742 | 3070.2002 | 3206.6608 | 3380.0976 | 3274.7236 | 3284.3125 | 3034.9146 | 3160.7525 | 3378.988 | 3390.4951 | 3122.3367 | 1622.5503 | 1785.9847 | 1836.6703 | 1818.1025 | 1304.4174 | 1317.3611 | 1358.686
CDP24 | NSW | SNW | Coordinated CER storage | 35.148 | 44.9819 | 56.6482 | 69.3862 | 84.7353 | 100.9239 | 117.0703 | 136.5209 | 161.7239 | 189.6194 | 222.6831 | 268.0807 | 316.4741 | 376.0583 | 432.138 | 488.0574 | 528.8066 | 586.0306 | 667.3936 | 781.7801 | 816.4531 | 931.8514 | 1101.5935 | 1198.2621 | 1331.6861 | 1446.0763 | 1483.5317 | 1618.7199
CDP24 | NSW | SNW | Passive CER storage | 72.1981 | 79.1669 | 85.245 | 91.9237 | 98.465 | 104.9795 | 114.8156 | 122.5686 | 130.0811 | 138.8145 | 147.4054 | 157.2483 | 166.6163 | 175.6471 | 185.5089 | 195.9892 | 202.8675 | 211.7879 | 218.4927 | 225.3181 | 232.4773 | 240.1037 | 248.6419 | 259.2958 | 266.1282 | 271.3594 | 280.7262 | 289.5094
CDP24 | NSW | SNW | Offshore wind | 0 | 0 | 0 | 0 | 0 | 0 | 0 | 0 | 0 | 0 | 0 | 0 | 0 | 0 | 0 | 0 | 0 | 0 | 0 | 0 | 0 | 0 | 0 | 0 | 0 | 0 | 0 | 0
CDP24 | NSW | SNW | Wind | 0 | 0 | 0 | 0 | 0 | 0 | 0 | 0 | 0 | 0 | 0 | 0 | 0 | 0 | 0 | 0 | 0 | 0 | 0 | 0 | 0 | 0 | 0 | 0 | 0 | 0 | 0 | 0
CDP24 | NSW | SNW | Utility solar | 0 | 0 | 0 | 0 | 0 | 0 | 0 | 0 | 0 | 0 | 0 | 0 | 0 | 0 | 0 | 0 | 0 | 0 | 0 | 0 | 0 | 0 | 0 | 0 | 0 | 0 | 0 | 0
CDP24 | NSW | SNW | Distributed PV | 4711.8926 | 4899.8671 | 5101.4499 | 5464.9574 | 5880.7926 | 6307.2576 | 6705.1023 | 7062.8221 | 7381.5716 | 7671.0896 | 7947.7897 | 8185.5984 | 8342.0996 | 8459.8366 | 8588.8595 | 8727.2997 | 8837.225 | 8945.2228 | 9071.2788 | 9209.3908 | 9321.3523 | 9430.913 | 9560.0224 | 9701.0611 | 9815.0944 | 9930.3552 | 10063.7426 | 10218.7569
CDP24 | NSW | SNW | Other renewable fuels | 0 | 0 | 0 | 0 | 0 | 0 | 0 | 0 | 0 | 0 | 0 | 0 | 0 | 0 | 0 | 0 | 0 | 0 | 0 | 0 | 0 | 0 | 0 | 0 | 0 | 483.4646 | 451.5956 | 289.1801
CDP24 | NSW | SNW | DSP | 9.8602e-07 | 1.8555 | 1.127e-06 | 1.1815 | 15.5885 | 83.6732 | 39.0155 | 1.5243e-06 | 1.8911e-06 | 5.049 | 13.518 | 8.3 | 18.3946 | 17.8465 | 4.1715 | 12.792 | 96.9653 | 33.314 | 9.5541 | 19.412 | 15.092 | 1.7325 | 22.26 | 26.8205 | 48.416 | 10.547 | 112.9058 | 88.6794
CDP24 | NSW | SNW | Utility storage load | -147.8225 | -1862.5042 | -1708.2845 | -1889.5587 | -2470.7953 | -4002.266 | -3291.6195 | -3278.5557 | -3601.8118 | -3596.2719 | -3596.2525 | -3651.0706 | -3810.395 | -4020.0901 | -3904.32 | -3896.2583 | -3608.628 | -3757.8837 | -4023.4053 | -4034.4609 | -3704.6334 | -1945.7161 | -2137.8595 | -2201.5298 | -2176.2103 | -1557.7695 | -1572.0227 | -1623.5307
CDP24 | NSW | SNW | Coordinated CER storage load | -35.148 | -44.9819 | -56.6639 | -69.413 | -84.6928 | -100.9239 | -118.5475 | -140.3043 | -169.7659 | -202.7904 | -241.4297 | -298.0117 | -358.2024 | -434.1153 | -505.2733 | -572.4508 | -621.5442 | -692.9418 | -801.3341 | -952.327 | -988.2551 | -1145.0785 | -1369.2043 | -1496.1008 | -1671.7524 | -1822.1174 | -1866.9073 | -2053.0117
CDP24 | NSW | SNW | Passive CER storage load | -85.5652 | -93.9503 | -101.0255 | -109.0216 | -116.8136 | -124.582 | -135.9242 | -145.3273 | -154.6674 | -164.2906 | -174.9227 | -186.5939 | -197.9037 | -208.3743 | -220.5481 | -231.9133 | -240.7529 | -250.728 | -259.3774 | -267.2642 | -275.51 | -284.9379 | -295.0449 | -307.0351 | -315.5215 | -322.6188 | -332.1569 | -343.7389
CDP24 | QLD | NQ | Black coal | 0 | 0 | 0 | 0 | 0 | 0 | 0 | 0 | 0 | 0 | 0 | 0 | 0 | 0 | 0 | 0 | 0 | 0 | 0 | 0 | 0 | 0 | 0 | 0 | 0 | 0 | 0 | 0
CDP24 | QLD | NQ | Mid-merit gas | 203.2491 | 205.2718 | 17.271 | 13.7483 | 28.5958 | 8.9001 | 17.5717 | 8.2967 | 38.8438 | 43.999 | 31.8578 | 24.7988 | 27.0263 | 27.9311 | 29.2395 | 125.3769 | 207.1459 | 125.1049 | 141.3931 | 111.226 | 156.0363 | 87.3818 | 0 | 0 | 0 | 0 | 0 | 0
CDP24 | QLD | NQ | Flexible gas with CCS | 0 | 0 | 0 | 0 | 0 | 0 | 0 | 0 | 0 | 0 | 0 | 0 | 0 | 0 | 0 | 0 | 0 | 0 | 0 | 0 | 0 | 0 | 0 | 0 | 0 | 0 | 0 | 0
CDP24 | QLD | NQ | Flexible gas | 0 | 0 | 0 | 0 | 0 | 0 | 5.8e-10 | 0 | 1.3612 | 5.6e-10 | 1.155e-09 | 1.0585 | 0.5125 | 1.345e-08 | 1.61e-09 | 0.13315 | 2.07e-08 | 1.3165e-08 | 1.0245e-08 | 4.1605e-08 | 0 | 0 | 0 | 0 | 0 | 0 | 0 | 0
CDP24 | QLD | NQ | Hydro | 309.1896 | 160.8939 | 232.3698 | 232.7106 | 185.1137 | 279.7378 | 299.4566 | 248.6631 | 214.1129 | 253.0374 | 199.9267 | 127.239 | 181.5262 | 76.7658 | 165.0364 | 80.9464 | 93.5647 | 114.9704 | 0 | 0 | 0 | 0 | 0 | 0 | 0 | 0 | 0 | 0
CDP24 | QLD | NQ | Utility storage | 224.1643 | 463.6199 | 569.071 | 523.7749 | 564.5089 | 841.8071 | 690.1324 | 690.3555 | 743.8686 | 835.8291 | 775.2816 | 785.633 | 833.3709 | 850.3167 | 834.7523 | 834.3035 | 806.0577 | 815.8096 | 827.7151 | 859.6879 | 813.3485 | 842.0676 | 526.7724 | 567.7025 | 907.9175 | 992.0791 | 988.5359 | 988.4598
CDP24 | QLD | NQ | Coordinated CER storage | 3.7025 | 4.8307 | 6.1191 | 7.6948 | 9.5234 | 11.6678 | 13.7589 | 16.3613 | 19.7138 | 23.7605 | 27.2517 | 33.0602 | 38.58 | 44.8844 | 52.2525 | 58.4541 | 65.0716 | 72.2776 | 82.3971 | 94.1839 | 100.7857 | 113.5714 | 129.5942 | 144.3366 | 156.9718 | 174.6894 | 180.289 | 187.9617
CDP24 | QLD | NQ | Passive CER storage | 7.8983 | 8.9015 | 9.8572 | 10.8967 | 11.9899 | 13.0913 | 14.6095 | 15.9655 | 17.2986 | 18.8163 | 20.3749 | 22.1566 | 23.8494 | 25.5681 | 27.3346 | 29.213 | 30.5814 | 32.1658 | 33.4967 | 34.9698 | 36.3326 | 37.8586 | 39.5466 | 41.5898 | 43.035 | 44.1319 | 45.8801 | 47.4763
CDP24 | QLD | NQ | Offshore wind | 0 | 0 | 0 | 0 | 0 | 0 | 0 | 0 | 0 | 0 | 0 | 0 | 0 | 0 | 0 | 0 | 0 | 0 | 0 | 0 | 0 | 0 | 0 | 0 | 0 | 0 | 0 | 0
CDP24 | QLD | NQ | Wind | 1065.2353 | 1036.1341 | 1062.9858 | 5217.1781 | 6162.5505 | 8890.8524 | 8384.2378 | 8940.0993 | 9195.0731 | 10096.1681 | 9765.8668 | 8974.0668 | 10001.9184 | 10504.0785 | 10618.9922 | 10045.235 | 9834.646 | 9278.227 | 9362.9671 | 10595.2389 | 11249.5598 | 11641.2056 | 11817.7389 | 12050.3176 | 11520.859 | 10918.9739 | 11664.829 | 12451.5885
CDP24 | QLD | NQ | Utility solar | 1295.9239 | 1392.6939 | 1290.1192 | 1266.83 | 1196.1277 | 1011.4842 | 1026.7209 | 1173.9653 | 1228.2334 | 1149.2445 | 1248.6294 | 1275.9053 | 1201.8553 | 1118.3181 | 1119.1919 | 1176.9683 | 1119.8211 | 1638.5844 | 1453.8391 | 1221.665 | 1126.5648 | 1249.1715 | 1213.473 | 942.1341 | 965.8526 | 1522.9988 | 1304.7896 | 1285.8918
CDP24 | QLD | NQ | Distributed PV | 890.6838 | 933.0996 | 966.2641 | 1008.0842 | 1073.5389 | 1130.3381 | 1177.689 | 1223.6016 | 1257.4637 | 1292.358 | 1322.4242 | 1351.3797 | 1366.6988 | 1386.523 | 1406.3077 | 1427.8995 | 1446.4485 | 1469.534 | 1490.6694 | 1518.8556 | 1536.7492 | 1560.7993 | 1584.1359 | 1613.9356 | 1633.642 | 1662.3734 | 1692.196 | 1728.5245
CDP24 | QLD | NQ | Other renewable fuels | 0 | 0 | 0 | 0 | 0 | 0 | 0 | 0 | 0 | 0 | 0 | 0 | 0 | 0 | 0 | 0 | 0 | 0 | 0 | 0 | 0 | 0 | 0 | 0 | 0 | 0 | 0 | 0
CDP24 | QLD | NQ | DSP | 0 | 0 | 0 | 0 | 0 | 0 | 0 | 0 | 0 | 0 | 0 | 0 | 0 | 0 | 0 | 0 | 0 | 0 | 0 | 0 | 0 | 0 | 0 | 0 | 0 | 0 | 0 | 0
CDP24 | QLD | NQ | Utility storage load | -281.8216 | -584.659 | -709.9003 | -682.4971 | -788.5566 | -1350.1443 | -894.8232 | -881.4064 | -952.2284 | -1107.9349 | -1009.8932 | -995.8384 | -1101.4461 | -1120.2755 | -1092.7414 | -1086.5054 | -1058.2284 | -1066.9157 | -1086.3585 | -1134.9633 | -1134.1223 | -1167.7958 | -826.5654 | -915.6121 | -1319.7346 | -1429.4219 | -1439.3135 | -1470.2831
CDP24 | QLD | NQ | Coordinated CER storage load | -3.7025 | -4.8307 | -6.1228 | -7.6958 | -9.5188 | -11.6678 | -13.9285 | -16.7726 | -20.6381 | -25.3898 | -29.2493 | -36.1525 | -42.7645 | -50.3113 | -59.4067 | -66.475 | -74.5048 | -83.3333 | -96.0154 | -111.4054 | -118.6059 | -134.9783 | -155.6502 | -174.4384 | -190.4005 | -213.2081 | -220.0013 | -229.827
CDP24 | QLD | NQ | Passive CER storage load | -9.0958 | -10.2402 | -11.3564 | -12.5167 | -13.7673 | -15.0267 | -16.7301 | -18.3385 | -19.8913 | -21.5543 | -23.4129 | -25.4463 | -27.3352 | -29.3526 | -31.3736 | -33.392 | -35.0567 | -36.7595 | -38.3701 | -40.0687 | -41.5473 | -43.3666 | -45.2576 | -47.4699 | -49.2828 | -50.516 | -52.2872 | -54.2445
CDP24 | QLD | GG | Black coal | 2943.36 | 2951.3564 | 2967.797 | 1803.7319 | 1808.1836 | 1491.2807 | 630.944 | 0 | 0 | 0 | 0 | 0 | 0 | 0 | 0 | 0 | 0 | 0 | 0 | 0 | 0 | 0 | 0 | 0 | 0 | 0 | 0 | 0
CDP24 | QLD | GG | Mid-merit gas | 790.803 | 868.8509 | 832.3193 | 841.7347 | 842.0008 | 829.8622 | 26.5616 | 12.3289 | 118.7997 | 252.9016 | 124.7213 | 127.6832 | 271.25 | 209.9145 | 158.5529 | 374.2668 | 457.1227 | 323.5744 | 376.8118 | 389.2687 | 373.7253 | 352.1269 | 340.2021 | 332.9263 | 246.5685 | 199.5849 | 0 | 0
CDP24 | QLD | GG | Flexible gas with CCS | 0 | 0 | 0 | 0 | 0 | 0 | 0 | 0 | 0 | 0 | 0 | 0 | 0 | 0 | 0 | 0 | 0 | 0 | 0 | 0 | 0 | 0 | 0 | 0 | 0 | 0 | 0 | 0
CDP24 | QLD | GG | Flexible gas | 0 | 0 | 0 | 0 | 0 | 0 | 8.8868e-07 | 4.4809e-07 | 2.2816e-06 | 1.7802e-05 | 1.406e-05 | 1.4581e-05 | 2.8361e-05 | 2.4772e-05 | 9.2547e-06 | 1.9994e-05 | 4.5256e-05 | 2.9568e-05 | 2.8639e-05 | 3.0261e-05 | 2.9989e-05 | 7.3938e-06 | 2.984e-05 | 2.778e-05 | 1.7946e-05 | 1.0005e-05 | 3.9746e-05 | 4.0898e-05
CDP24 | QLD | GG | Hydro | 0 | 0 | 0 | 0 | 0 | 0 | 0 | 0 | 0 | 0 | 0 | 0 | 0 | 0 | 0 | 0 | 0 | 0 | 0 | 0 | 0 | 0 | 0 | 0 | 0 | 0 | 0 | 0
CDP24 | QLD | GG | Utility storage | 0 | 42.9249 | 95.6547 | 116.5403 | 110.6761 | 420.5371 | 237.1737 | 211.6492 | 223.4845 | 251.7353 | 216.5426 | 223.2975 | 261.9345 | 276.2927 | 250.9625 | 265.8756 | 237.9978 | 244.2213 | 287.1547 | 272.3462 | 202.9833 | 0.00042382 | 83.1615 | 94.5327 | 97.6077 | 811.6605 | 809.3548 | 1275.1152
CDP24 | QLD | GG | Coordinated CER storage | 0.20226 | 0.2661 | 0.33635 | 0.425 | 0.52154 | 0.65426 | 0.79963 | 0.99352 | 1.263 | 1.6191 | 1.8384 | 2.3703 | 2.8625 | 3.4394 | 4.0934 | 4.6312 | 5.1072 | 5.7375 | 6.9048 | 7.8601 | 8.1562 | 9.6184 | 10.9352 | 12.2873 | 14.0591 | 15.9146 | 16.3559 | 16.8362
CDP24 | QLD | GG | Passive CER storage | 0.43375 | 0.49115 | 0.5429 | 0.6111 | 0.66737 | 0.73538 | 0.82193 | 0.90112 | 0.98625 | 1.0827 | 1.1807 | 1.2893 | 1.3971 | 1.5064 | 1.6163 | 1.7374 | 1.8244 | 1.9283 | 2.0181 | 2.1123 | 2.2029 | 2.3052 | 2.4175 | 2.547 | 2.6413 | 2.7129 | 2.8267 | 2.9272
CDP24 | QLD | GG | Offshore wind | 0 | 0 | 0 | 0 | 0 | 0 | 0 | 0 | 0 | 0 | 0 | 0 | 0 | 0 | 0 | 0 | 0 | 0 | 0 | 0 | 0 | 0 | 0 | 0 | 0 | 0 | 0 | 0
CDP24 | QLD | GG | Wind | 0 | 0 | 0 | 0 | 0 | 0 | 0 | 0 | 0 | 0 | 0 | 0 | 0 | 0 | 0 | 0 | 0 | 0 | 0 | 0 | 0 | 0 | 0 | 0 | 0 | 0 | 0 | 0
CDP24 | QLD | GG | Utility solar | 0 | 0 | 0 | 0 | 0 | 0 | 0 | 0 | 0 | 0 | 0 | 0 | 0 | 0 | 0 | 0 | 0 | 0 | 0 | 0 | 0 | 0 | 0 | 0 | 0 | 0 | 0 | 0
CDP24 | QLD | GG | Distributed PV | 83.1873 | 85.9307 | 89.0592 | 93.8754 | 98.1305 | 103.0181 | 107.804 | 112.3773 | 116.1806 | 119.6898 | 122.8667 | 125.7195 | 127.7035 | 129.6922 | 131.5994 | 134.0671 | 135.8587 | 138.2141 | 140.6638 | 143.1481 | 145.0607 | 147.4519 | 150.0271 | 152.6645 | 154.6545 | 157.2475 | 160.5535 | 164.0285
CDP24 | QLD | GG | Other renewable fuels | 0 | 0 | 0 | 0 | 0 | 0 | 0 | 0 | 0 | 0 | 0 | 0 | 0 | 0 | 0 | 0 | 0 | 0 | 0 | 0 | 0 | 0 | 0 | 0 | 0 | 0 | 0 | 0
CDP24 | QLD | GG | DSP | 0 | 0 | 0 | 0 | 0 | 0 | 0 | 0 | 0 | 0 | 0 | 0 | 0 | 0 | 0 | 0 | 0 | 0 | 0 | 0 | 0 | 0 | 0 | 0 | 0 | 0 | 0 | 0
CDP24 | QLD | GG | Utility storage load | 0 | -51.1011 | -114.3111 | -138.7385 | -131.7572 | -500.2031 | -282.3497 | -251.9634 | -266.053 | -299.685 | -258.2177 | -265.4016 | -311.8269 | -328.92 | -299.2015 | -316.0822 | -283.3308 | -290.7398 | -341.851 | -324.6582 | -241.2105 | -0.00050102 | -97.8274 | -111.2039 | -114.9262 | -954.6956 | -952.5341 | -1511.9584
CDP24 | QLD | GG | Coordinated CER storage load | -0.20226 | -0.2661 | -0.33656 | -0.42506 | -0.5216 | -0.65394 | -0.8201 | -1.0474 | -1.3749 | -1.8194 | -2.0659 | -2.7406 | -3.3658 | -4.1034 | -4.9537 | -5.6009 | -6.1972 | -7.0148 | -8.548 | -9.8442 | -10.1032 | -12.0823 | -13.825 | -15.6164 | -18.0086 | -20.5183 | -21.0893 | -21.6547
CDP24 | QLD | GG | Passive CER storage load | -0.49951 | -0.56501 | -0.62547 | -0.70194 | -0.76631 | -0.8441 | -0.94124 | -1.0351 | -1.1341 | -1.2402 | -1.3568 | -1.4807 | -1.6013 | -1.7294 | -1.8552 | -1.9859 | -2.0914 | -2.2036 | -2.3117 | -2.4203 | -2.5191 | -2.6406 | -2.7666 | -2.9072 | -3.0247 | -3.1053 | -3.2214 | -3.3445
CDP24 | QLD | CQ | Black coal | 11700.4545 | 12723.9568 | 14347.471 | 7449.4666 | 6480.6838 | 3081.0007 | 5930.8488 | 5783.9472 | 4181.9538 | 4076.953 | 4230.8567 | 4508.0061 | 4559.0933 | 3486.7128 | 3650.5503 | 4303.3444 | 4444.1186 | 4514.2492 | 4901.8676 | 4753.8939 | 4545.394 | 4578.5833 | 4364.1926 | 4254.0382 | 4266.2057 | 4596.3106 | 4251.7131 | 0
CDP24 | QLD | CQ | Mid-merit gas | 0 | 0 | 0 | 0 | 0 | 0 | 0 | 0 | 0 | 0 | 0 | 0 | 0 | 0 | 0 | 0 | 0 | 0 | 0 | 0 | 0 | 0 | 0 | 0 | 0 | 0 | 0 | 0
CDP24 | QLD | CQ | Flexible gas with CCS | 0 | 0 | 0 | 0 | 0 | 0 | 0 | 0 | 0 | 0 | 0 | 0 | 0 | 0 | 0 | 0 | 0 | 0 | 0 | 0 | 0 | 0 | 0 | 0 | 0 | 0 | 0 | 0
CDP24 | QLD | CQ | Flexible gas | 0 | 1.9608e-07 | 2.4079e-07 | 0.038743 | 2.875e-07 | 2.6076e-07 | 1.4363 | 0.41678 | 1.2665 | 2.0049 | 0 | 0 | 0 | 0 | 0 | 0 | 0 | 0 | 0 | 0 | 0 | 0 | 0 | 0 | 0 | 0 | 0 | 0
CDP24 | QLD | CQ | Hydro | 0 | 0 | 0 | 0 | 0 | 0 | 0 | 0 | 0 | 0 | 0 | 0 | 0 | 0 | 0 | 0 | 0 | 0 | 0 | 0 | 0 | 0 | 0 | 0 | 0 | 0 | 0 | 0
CDP24 | QLD | CQ | Utility storage | 40.2297 | 36.6606 | 59.5033 | 136.8141 | 163.4759 | 258.9254 | 182.2302 | 167.1469 | 174.8199 | 189.858 | 168.5748 | 173.397 | 195.0478 | 208.774 | 187.9146 | 200.8087 | 186.5396 | 189.7379 | 156.2633 | 148.7091 | 120.5841 | 128.398 | 229.3851 | 189.287 | 294.3666 | 1642.366 | 1634.6134 | 2415.7066
CDP24 | QLD | CQ | Coordinated CER storage | 3.3993 | 4.4768 | 5.6545 | 7.1695 | 8.8344 | 10.8126 | 12.9506 | 15.6533 | 19.1526 | 23.6814 | 26.8319 | 33.3418 | 39.4672 | 46.425 | 54.5636 | 61.3537 | 67.7613 | 75.3676 | 88.6459 | 100.1413 | 103.8226 | 120.9072 | 136.0985 | 153.0761 | 173.153 | 193.9336 | 199.6954 | 205.6645
CDP24 | QLD | CQ | Passive CER storage | 7.2649 | 8.2429 | 9.1049 | 10.1494 | 11.1216 | 12.1535 | 13.617 | 14.8902 | 16.1978 | 17.7002 | 19.2237 | 20.9226 | 22.6054 | 24.2909 | 26.0235 | 27.8933 | 29.2325 | 30.8205 | 32.1652 | 33.6167 | 35.0164 | 36.548 | 38.2373 | 40.233 | 41.689 | 42.7748 | 44.484 | 46.003
CDP24 | QLD | CQ | Offshore wind | 0 | 0 | 0 | 0 | 0 | 0 | 0 | 0 | 0 | 0 | 0 | 0 | 0 | 0 | 0 | 0 | 0 | 0 | 0 | 0 | 0 | 0 | 0 | 0 | 0 | 0 | 0 | 0
CDP24 | QLD | CQ | Wind | 884.1352 | 1173.41 | 1292.5398 | 2866.9878 | 4191.554 | 4519.666 | 4172.6725 | 4321.8054 | 4369.6308 | 7294.8989 | 7196.1305 | 6785.2421 | 7025.4466 | 6870.2485 | 7955.1436 | 6745.2565 | 7332.0095 | 7055.629 | 6819.1422 | 7277.83 | 8889.7531 | 8740.3528 | 9035.2174 | 9492.6701 | 8990.1471 | 7831.8468 | 8091.8126 | 8059.1788
CDP24 | QLD | CQ | Utility solar | 2049.776 | 2146.2092 | 2000.4685 | 2253.0211 | 2155.9219 | 2288.5965 | 1730.3133 | 1977.7762 | 2052.5067 | 2031.007 | 2148.9214 | 2134.4226 | 2030.2303 | 2079.2738 | 2042.0113 | 2125.4191 | 2094.8685 | 2891.0614 | 2704.2708 | 2855.6705 | 2277.1512 | 2571.9589 | 2627.148 | 2969.8293 | 5604.1861 | 8505.6675 | 9709.8822 | 12979.227
CDP24 | QLD | CQ | Distributed PV | 983.4528 | 1015.8314 | 1049.9894 | 1099.5409 | 1147.7856 | 1214.1964 | 1273.2899 | 1322.5909 | 1366.4737 | 1411.0047 | 1452.5752 | 1484.7024 | 1513.4651 | 1542.6319 | 1573.6127 | 1602.9355 | 1628.0199 | 1660.5557 | 1693.308 | 1723.4366 | 1751.2723 | 1783.2996 | 1817.4165 | 1849.4621 | 1878.748 | 1913.7379 | 1953.8785 | 1991.6066
CDP24 | QLD | CQ | Other renewable fuels | 0 | 0 | 0 | 0 | 0 | 0 | 0 | 0 | 0 | 0 | 0 | 0 | 0 | 0 | 0 | 0 | 0 | 0 | 0 | 0 | 0 | 0 | 0 | 0 | 0 | 0 | 0 | 0
CDP24 | QLD | CQ | DSP | 0 | 0 | 0 | 0 | 0 | 0 | 0 | 0 | 0 | 0 | 0 | 0 | 0 | 0 | 0 | 0 | 0 | 0 | 0 | 0 | 0 | 0 | 0 | 0 | 0 | 0 | 0 | 0
CDP24 | QLD | CQ | Utility storage load | -47.8925 | -43.6436 | -70.9463 | -162.8739 | -194.6143 | -307.8082 | -216.9408 | -198.9844 | -208.119 | -226.0216 | -201.1063 | -206.0031 | -232.1998 | -248.5406 | -224.1444 | -238.6217 | -222.0711 | -225.8786 | -186.0278 | -177.3621 | -143.2253 | -152.8548 | -271.9061 | -222.6688 | -360.8804 | -2049.3874 | -2047.5682 | -3024.5826
CDP24 | QLD | CQ | Coordinated CER storage load | -3.3993 | -4.4768 | -5.6579 | -7.1703 | -8.8354 | -10.8073 | -13.1622 | -16.2141 | -20.3067 | -25.7593 | -29.1844 | -37.1763 | -44.6746 | -53.2552 | -63.497 | -71.4066 | -79.1798 | -88.6815 | -105.7417 | -120.8836 | -123.8108 | -146.4014 | -166.0293 | -188.0473 | -214.5348 | -242.0793 | -249.306 | -256.2552
CDP24 | QLD | CQ | Passive CER storage load | -8.3663 | -9.4825 | -10.4898 | -11.6583 | -12.7703 | -13.9503 | -15.5935 | -17.1034 | -18.6254 | -20.2758 | -22.0901 | -24.0291 | -25.9093 | -27.8864 | -29.8687 | -31.8835 | -33.5104 | -35.222 | -36.8449 | -38.5184 | -40.0421 | -41.8653 | -43.7592 | -45.9213 | -47.7414 | -48.9625 | -50.6961 | -52.5612
CDP24 | QLD | SQ | Black coal | 21353.6439 | 21128.2586 | 21428.8472 | 17018.0116 | 15333.5133 | 11409.5021 | 14519.6698 | 13761.859 | 13224.2457 | 9011.1658 | 5054.5877 | 5208.5162 | 5150.0121 | 4682.8895 | 5128.0611 | 5179.4799 | 5230.3997 | 5242.8579 | 5298.7546 | 5164.41 | 5188.2507 | 5103.7294 | 5166.9168 | 4945.0065 | 4861.1495 | 5146.1219 | 5037.0869 | 0
CDP24 | QLD | SQ | Mid-merit gas | 1550.1595 | 1930.363 | 417.7273 | 285.8721 | 451.1767 | 236.4257 | 274.3904 | 142.1312 | 1053.4769 | 2133.262 | 1457.5811 | 1363.9205 | 892.3759 | 649.8068 | 452.9637 | 796.5153 | 1030.5877 | 461.7323 | 275.5857 | 371.6858 | 337.2299 | 0 | 0 | 0 | 0 | 0 | 0 | 0
CDP24 | QLD | SQ | Flexible gas with CCS | 0 | 0 | 0 | 0 | 0 | 0 | 0 | 0 | 0 | 0 | 0 | 0 | 0 | 0 | 0 | 0 | 0 | 0 | 0 | 0 | 0 | 0 | 0 | 0 | 0 | 0 | 0 | 0
CDP24 | QLD | SQ | Flexible gas | 74.0082 | 34.4654 | 4.4569 | 14.0483 | 13.0398 | 120.1723 | 132.0165 | 18.0323 | 141.7835 | 669.245 | 548.5097 | 342.8893 | 877.1013 | 733.9255 | 552.7795 | 1430.5522 | 4484.6175 | 3171.4463 | 3454.587 | 4516.3129 | 4052.9702 | 4795.5342 | 5742.8028 | 5739.4412 | 3130.2739 | 2214.6922 | 4803.9225 | 5055.2495
CDP24 | QLD | SQ | Hydro | 0 | 0 | 0 | 0 | 0 | 0 | 0 | 0 | 0 | 0 | 0 | 0 | 0 | 0 | 0 | 0 | 0 | 0 | 0 | 0 | 0 | 0 | 0 | 0 | 0 | 0 | 0 | 0
CDP24 | QLD | SQ | Utility storage | 1248.1968 | 1177.6644 | 1092.4646 | 1076.539 | 1323.5183 | 2019.278 | 1539.73 | 1447.5031 | 1567.6733 | 1716.4188 | 5780.6646 | 6168.6682 | 6250.5352 | 6440.4111 | 6316.9618 | 6242.3764 | 5793.4039 | 5733.057 | 6146.8653 | 6180.9004 | 5328.8574 | 5319.0656 | 6167.6172 | 6450.078 | 6637.5409 | 7153.3096 | 7021.7387 | 7143.4526
CDP24 | QLD | SQ | Coordinated CER storage | 17.9828 | 23.8081 | 30.5294 | 38.6799 | 47.9554 | 59.2692 | 72.4265 | 89.3109 | 110.4913 | 137.7309 | 156.1726 | 193.1662 | 231.7169 | 276.8755 | 325.8414 | 368.4637 | 408.1624 | 444.4784 | 522.5269 | 599.7964 | 615.2738 | 732.316 | 820.0925 | 922.0132 | 1046.7723 | 1191.1362 | 1204.173 | 1278.2856
CDP24 | QLD | SQ | Passive CER storage | 38.5258 | 43.8968 | 49.0034 | 54.5739 | 60.1823 | 66.4877 | 74.7743 | 82.1543 | 89.5117 | 97.9153 | 106.4969 | 116.2022 | 125.6895 | 135.4263 | 145.4256 | 156.0927 | 163.6411 | 172.4096 | 179.9223 | 187.9841 | 195.7875 | 204.5517 | 214.2855 | 225.8 | 234.2198 | 240.7642 | 250.8429 | 259.8486
CDP24 | QLD | SQ | Offshore wind | 0 | 0 | 0 | 0 | 0 | 0 | 0 | 0 | 0 | 0 | 0 | 0 | 0 | 0 | 0 | 0 | 0 | 0 | 0 | 0 | 0 | 0 | 0 | 0 | 0 | 0 | 0 | 0
CDP24 | QLD | SQ | Wind | 4637.2395 | 6192.9456 | 6567.5979 | 11517.3842 | 13849.6459 | 13984.3666 | 13375.514 | 13165.4425 | 13518.9667 | 13595.3468 | 16083.0688 | 15156.022 | 15104.6635 | 15863.1011 | 16706.4272 | 15213.1145 | 16141.4773 | 16594.6335 | 15915.6014 | 15947.68 | 14677.7742 | 14512.2654 | 14707.4354 | 14016.1308 | 23858.0577 | 22508.6344 | 21937.8873 | 23486.1407
CDP24 | QLD | SQ | Utility solar | 4588.2627 | 4800.792 | 4776.3023 | 4628.4323 | 4555.7663 | 4738.3959 | 3799.2582 | 4277.715 | 4511.6429 | 5489.1148 | 11659.4419 | 14298.1343 | 13901.6694 | 14159.9407 | 14210.7995 | 14482.1211 | 13848.672 | 12996.5941 | 15671.9643 | 16697.5754 | 13730.091 | 16589.8535 | 16518.515 | 18129.7559 | 17486.6531 | 21661.5408 | 21520.5628 | 23631.6341
CDP24 | QLD | SQ | Distributed PV | 5990.8471 | 6184.3421 | 6391.0577 | 6675.4064 | 6948.9149 | 7246.6104 | 7553.5439 | 7854.8235 | 8099.4155 | 8344.1878 | 8574.7168 | 8791.3445 | 8944.2099 | 9112.954 | 9288.9666 | 9482.3526 | 9632.6932 | 9808.7105 | 9994.2533 | 10193.5007 | 10350.6777 | 10536.484 | 10729.2197 | 10938.4931 | 11106.4424 | 11313.678 | 11537.6324 | 11787.4518
CDP24 | QLD | SQ | Other renewable fuels | 0 | 0 | 0 | 0 | 0 | 0 | 0 | 0 | 0 | 0 | 0 | 0 | 0 | 0 | 0 | 0 | 0 | 0 | 0 | 0 | 0 | 0 | 0 | 0 | 0 | 0 | 459.2853 | 320.5924
CDP24 | QLD | SQ | DSP | 9.5073e-07 | 9.976e-07 | 1.0757e-06 | 1.3979e-06 | 1.7994e-06 | 2.9618e-06 | 0.82844 | 0.43812 | 2.4 | 0.87002 | 7.5205 | 2.3085 | 5.5421 | 3.6736 | 2.5653 | 1.2404 | 28.758 | 17.141 | 1.395 | 3.0563 | 6.0165 | 0.39598 | 9.4098 | 1.1857 | 15.3345 | 4.0839 | 51.2103 | 105.616
CDP24 | QLD | SQ | Utility storage load | -1688.0847 | -1545.1951 | -1410.051 | -1377.4774 | -1763.3801 | -2803.6564 | -2015.3958 | -1889.328 | -2044.8729 | -2250.3883 | -7578.4513 | -8050.5301 | -8225.9762 | -8458.4373 | -8316.1236 | -8154.9227 | -7621.2844 | -7532.9001 | -8052.3588 | -8174.1503 | -6991.1679 | -7002.8512 | -8061.3516 | -8507.6066 | -8697.0072 | -9341.4816 | -9222.0088 | -9414.6545
CDP24 | QLD | SQ | Coordinated CER storage load | -17.9828 | -23.8081 | -30.5479 | -38.6846 | -47.9609 | -59.2404 | -74.1117 | -93.6325 | -118.8007 | -152.2404 | -172.3579 | -217.9366 | -265.9881 | -322.6316 | -384.8372 | -435.4315 | -484.3954 | -528.6487 | -629.423 | -733.0623 | -741.8088 | -899.1619 | -1012.7055 | -1146.6259 | -1309.8628 | -1503.9051 | -1517.0989 | -1613.3412
CDP24 | QLD | SQ | Passive CER storage load | -44.3668 | -50.498 | -56.4569 | -62.687 | -69.1038 | -76.3172 | -85.6279 | -94.3651 | -102.9273 | -112.1632 | -122.3762 | -133.4555 | -144.0599 | -155.4718 | -166.9135 | -178.4222 | -187.5884 | -197.0317 | -206.0993 | -215.394 | -223.8881 | -234.3118 | -245.2308 | -257.7243 | -268.2238 | -275.5925 | -285.8727 | -296.8927
CDP24 | VIC | VIC | Brown coal | 32180.7418 | 28061.6013 | 27405.7311 | 24211.9051 | 18279.1301 | 15029.0572 | 16317.1431 | 13359.0271 | 10075.7708 | 6199.9786 | 2858.0891 | 3425.4977 | 3455.5986 | 2992.9684 | 3508.9836 | 3328.3258 | 3403.7696 | 3323.9365 | 3378.825 | 3444.7448 | 3206.7461 | 3429.7723 | 3408.7002 | 0 | 0 | 0 | 0 | 0
CDP24 | VIC | VIC | Mid-merit gas | 76.7713 | 131.3434 | 70.4104 | 56.7202 | 0 | 0 | 0 | 0 | 0 | 0 | 0 | 0 | 0 | 0 | 0 | 0 | 0 | 0 | 0 | 0 | 0 | 0 | 0 | 0 | 0 | 0 | 0 | 0
CDP24 | VIC | VIC | Flexible gas with CCS | 0 | 0 | 0 | 0 | 0 | 0 | 0 | 0 | 0 | 0 | 0 | 0 | 0 | 0 | 0 | 0 | 0 | 0 | 0 | 0 | 0 | 0 | 0 | 0 | 0 | 0 | 0 | 0
CDP24 | VIC | VIC | Flexible gas | 49.1853 | 92.1763 | 41.6612 | 33.8232 | 286.0125 | 63.9 | 25.2143 | 3.7034e-06 | 2.7075e-06 | 66.3553 | 25.8847 | 5.6837 | 92.9729 | 97.1079 | 54.5196 | 56.9517 | 197.6047 | 198.7094 | 214.506 | 365.23 | 200.7486 | 182.3768 | 375.8021 | 442.021 | 457.874 | 193.1695 | 672.8678 | 787.0212
CDP24 | VIC | VIC | Hydro | 2506.1077 | 1230.2482 | 1311.5162 | 3417.6695 | 2065.6135 | 4037.726 | 2206.3628 | 987.0388 | 3366.7289 | 3403.4316 | 3419.2434 | 2468.6572 | 2506.8678 | 1589.5505 | 2298.0922 | 2174.4201 | 3414.1667 | 2158.4198 | 2054.1985 | 2172.1034 | 2171.4697 | 1874.4883 | 2468.2332 | 2616.9993 | 3075.5666 | 2420.0275 | 2898.8552 | 2041.2155
CDP24 | VIC | VIC | Utility storage | 391.7478 | 1149.2074 | 1919.0123 | 2613.6269 | 3000.0728 | 3912.8537 | 3251.9674 | 4090.7013 | 4219.8262 | 4112.0946 | 4279.4772 | 3998.4819 | 4622.3625 | 5383.5303 | 5371.1717 | 6107.8482 | 5375.5697 | 5129.3907 | 5202.4451 | 4870.936 | 5239.2787 | 4654.2282 | 4157.7542 | 3931.8878 | 3976.0092 | 3774.2778 | 3253.0425 | 3313.6733
CDP24 | VIC | VIC | Coordinated CER storage | 46.2601 | 62.9937 | 81.0073 | 102.3043 | 127.7961 | 157.0957 | 184.5322 | 218.2252 | 258.0069 | 302.3518 | 351.1629 | 417.8621 | 483.5289 | 571.5847 | 654.7801 | 746.656 | 828.8952 | 921.584 | 1016.8878 | 1143.624 | 1245.1214 | 1398.1078 | 1566.2641 | 1718.9656 | 1873.1564 | 2031.9088 | 2098.2333 | 2295.9008
CDP24 | VIC | VIC | Passive CER storage | 93.9153 | 103.8346 | 113.4315 | 124.1343 | 134.0189 | 145.1892 | 159.9523 | 173.6821 | 187.2958 | 202.3336 | 217.0562 | 234.2369 | 249.6964 | 267.2425 | 284.5038 | 301.8728 | 315.2069 | 328.6875 | 342.6232 | 356.7102 | 370.6288 | 384.4636 | 401.0884 | 417.2939 | 433.7507 | 444.3685 | 460.5946 | 476.6569
CDP24 | VIC | VIC | Offshore wind | 0 | 0 | 0 | 0 | 0 | 0 | 4006.8133 | 7928.7645 | 10433.8004 | 13161.6931 | 15266.0677 | 19328.0422 | 23623.0449 | 28434.6283 | 31521.2069 | 36540.2968 | 36738.6521 | 36720.468 | 35101.8255 | 33977.2726 | 34674.1225 | 34874.2493 | 34998.8869 | 37237.2186 | 34310.9875 | 34511.9916 | 35625.8012 | 37310.0484
CDP24 | VIC | VIC | Wind | 13655.5284 | 17095.9306 | 16268.012 | 17161.3361 | 20219.0634 | 21449.0147 | 20911.5612 | 22410.1261 | 21448.0887 | 22368.9766 | 20775.7961 | 20172.7268 | 19843.7398 | 20368.2746 | 19317.6229 | 19373.0746 | 18804.3239 | 18681.3217 | 17668.0051 | 16327.9136 | 15476.1214 | 13943.3334 | 13295.5008 | 13631.004 | 14011.0689 | 16162.2625 | 15793.4951 | 16695.9335
CDP24 | VIC | VIC | Utility solar | 2582.3967 | 3075.0941 | 3400.8842 | 3593.1472 | 3558.6531 | 3636.2939 | 3160.178 | 3197.7612 | 3293.5009 | 3256.4413 | 3868.6819 | 3676.5531 | 3468.2378 | 3583.5167 | 3591.6265 | 3348.6155 | 3436.6992 | 3318.8568 | 3287.2036 | 5023.7517 | 6295.2722 | 6660.9539 | 6769.9393 | 6316.0719 | 6511.7783 | 5717.3744 | 5280.5227 | 5161.9939
CDP24 | VIC | VIC | Distributed PV | 6087.2788 | 6684.1854 | 7294.8864 | 7984.2026 | 8627.0949 | 9196.1307 | 9725.6838 | 10200.0096 | 10651.3504 | 11059.654 | 11465.7127 | 11844.9384 | 12143.6943 | 12364.7146 | 12587.537 | 12816.1806 | 13025.347 | 13207.514 | 13417.6849 | 13652.8559 | 13870.6821 | 14058.9828 | 14279.9745 | 14546.9466 | 14826.3072 | 15089.7889 | 15385.7563 | 15709.2989
CDP24 | VIC | VIC | Other renewable fuels | 0 | 0 | 0 | 0 | 0 | 0 | 0 | 0 | 0 | 0 | 0 | 0 | 0 | 0 | 0 | 0 | 0 | 0 | 0 | 0 | 0 | 0 | 0 | 0 | 0 | 0 | 453.3542 | 256.21
CDP24 | VIC | VIC | DSP | 0.032001 | 9.6787e-07 | 1.0281e-06 | 1.33e-06 | 1.188 | 25.6275 | 24.231 | 1.4366e-06 | 1.8074e-06 | 10.3374 | 17.9484 | 7.0338 | 16.835 | 14.1109 | 9.6211 | 9.5277 | 62.842 | 18.5265 | 10.019 | 20.2565 | 12.343 | 2.3999 | 13.658 | 22.0101 | 31.6803 | 10.7918 | 88.5358 | 47.7531
CDP24 | VIC | VIC | Utility storage load | -466.3665 | -1367.9779 | -2288.0641 | -3104.2053 | -3564.9969 | -4642.886 | -3864.1443 | -4868.9212 | -5009.5242 | -4896.8339 | -5078.7058 | -4753.1925 | -5504.4865 | -6391.939 | -6386.3917 | -7262.9405 | -6391.6291 | -6098.4729 | -6185.2837 | -5800.1672 | -6364.481 | -5681.4796 | -5080.5208 | -4842.1682 | -4863.7136 | -4644.189 | -4026.1847 | -4127.1539
CDP24 | VIC | VIC | Coordinated CER storage load | -46.2601 | -62.9937 | -81.0568 | -102.3171 | -127.8118 | -157.0178 | -186.6811 | -224.171 | -269.0835 | -320.1402 | -374.3924 | -454.3271 | -532.1025 | -639.4385 | -740.9981 | -851.4877 | -950.5742 | -1063.6606 | -1180.4387 | -1343.2462 | -1459.2405 | -1662.0914 | -1868.0014 | -2066.8279 | -2251.5062 | -2456.9757 | -2533.1383 | -2800.8825
CDP24 | VIC | VIC | Passive CER storage load | -111.762 | -123.3463 | -134.8604 | -147.2779 | -159.5703 | -173.272 | -189.9108 | -206.4594 | -222.8042 | -240.197 | -258.543 | -279.5154 | -296.8716 | -318.266 | -338.6938 | -358.4818 | -376.3814 | -390.4669 | -407.5393 | -424.3066 | -440.6446 | -458.2816 | -479.2543 | -495.4081 | -516.2532 | -529.291 | -547.2171 | -568.9661
CDP24 | SA | CSA | Mid-merit gas | 1825.2765 | 2304.3099 | 1228.74 | 994.0969 | 1619.4494 | 887.6214 | 17.3405 | 4.7446 | 0.15265 | 85.5107 | 40.8645 | 72.1209 | 133.9846 | 0 | 0 | 0 | 0 | 0 | 0 | 0 | 0 | 0 | 0 | 0 | 0 | 0 | 0 | 0
CDP24 | SA | CSA | Flexible gas with CCS | 0 | 0 | 0 | 0 | 0 | 0 | 0 | 0 | 0 | 0 | 0 | 0 | 0 | 0 | 0 | 0 | 0 | 0 | 0 | 0 | 0 | 0 | 0 | 0 | 0 | 0 | 0 | 0
CDP24 | SA | CSA | Flexible gas | 5.8124 | 4.241 | 46.3165 | 17.0845 | 12.1299 | 123.0983 | 275.987 | 260.2627 | 605.456 | 810.844 | 730.2588 | 764.6556 | 1174.6372 | 633.4673 | 419.6102 | 741.0544 | 1145.8334 | 987.7809 | 1207.9011 | 1894.3008 | 1127.7599 | 1196.7434 | 1089.0381 | 680.707 | 737.8662 | 405.8278 | 911.2437 | 514.3538
CDP24 | SA | CSA | Hydro | 0 | 0 | 0 | 0 | 0 | 0 | 0 | 0 | 0 | 0 | 0 | 0 | 0 | 0 | 0 | 0 | 0 | 0 | 0 | 0 | 0 | 0 | 0 | 0 | 0 | 0 | 0 | 0
CDP24 | SA | CSA | Utility storage | 512.1809 | 658.4246 | 995.1674 | 1984.8363 | 2339.1818 | 2939.4521 | 1615.5734 | 1671.2862 | 1710.7868 | 1751.0808 | 1594.2152 | 1585.2048 | 1794.2247 | 1969.3725 | 1896.8739 | 1916.7012 | 1827.8182 | 1877.2624 | 2036.7926 | 1734.1921 | 1575.0873 | 1365.44 | 1196.0357 | 1947.6913 | 1941.1324 | 2371.1509 | 2395.7714 | 2492.1082
CDP24 | SA | CSA | Coordinated CER storage | 190.0893 | 211.5355 | 232.0958 | 256.2152 | 280.1319 | 308.0381 | 332.6293 | 360.3823 | 389.6983 | 421.2176 | 457.2463 | 494.7109 | 531.3987 | 574.7498 | 616.8685 | 659.3932 | 695.8914 | 733.4302 | 773.8887 | 829.58 | 883.4196 | 947.5074 | 1009.2638 | 1047.4499 | 1113.6721 | 1155.8696 | 1182.7675 | 1224.9976
CDP24 | SA | CSA | Passive CER storage | 64.0325 | 68.5121 | 72.874 | 77.7255 | 81.7137 | 86.0408 | 91.1661 | 95.9927 | 100.5806 | 105.8509 | 110.6315 | 116.1445 | 120.6524 | 126.1011 | 130.3051 | 135.7589 | 139.2271 | 142.3883 | 145.3068 | 148.8519 | 151.4968 | 154.3978 | 158.1308 | 162.327 | 164.8392 | 167.039 | 171.4898 | 175.3662
CDP24 | SA | CSA | Offshore wind | 0 | 0 | 0 | 0 | 0 | 0 | 0 | 0 | 0 | 0 | 0 | 0 | 0 | 0 | 0 | 0 | 0 | 0 | 0 | 0 | 0 | 0 | 0 | 0 | 0 | 0 | 0 | 0
CDP24 | SA | CSA | Wind | 7206.7946 | 7510.9673 | 7253.0399 | 7659.1286 | 8782.9502 | 8025.7211 | 7779.0877 | 8339.8621 | 8263.973 | 9144.5665 | 8280.1814 | 8276.4512 | 7246.6711 | 8211.5501 | 8724.3872 | 7241.315 | 8663.8573 | 9061.1783 | 8936.279 | 7616.1385 | 7352.7139 | 7258.1744 | 7578.1677 | 9838.5774 | 9722.7823 | 9699.9008 | 9146.206 | 10455.8459
CDP24 | SA | CSA | Utility solar | 1175.8894 | 1240.1473 | 1832.1927 | 1677.2461 | 1826.2999 | 1692.0848 | 1765.8037 | 1830.7718 | 1864.0162 | 1856.7937 | 2217.3144 | 2258.3087 | 2164.3479 | 2179.2103 | 2283.86 | 2318.55 | 2746.1239 | 2601.3384 | 2752.2965 | 3751.1684 | 5689.5815 | 5915.0541 | 5601.8148 | 5351.9981 | 5517.5456 | 5606.867 | 5473.7059 | 5598.184
CDP24 | SA | CSA | Distributed PV | 3190.3631 | 3260.7863 | 3336.7919 | 3466.2875 | 3610.9779 | 3765.142 | 3919.0203 | 4056.501 | 4171.4374 | 4282.9871 | 4387.5614 | 4474.6656 | 4540.4368 | 4615.8937 | 4699.0323 | 4777.1158 | 4844.1539 | 4922.1799 | 5007.7115 | 5086.4132 | 5151.8572 | 5229.3602 | 5315.6498 | 5398.0969 | 5468.4064 | 5549.6338 | 5639.0507 | 5724.3107
CDP24 | SA | CSA | Other renewable fuels | 0 | 0 | 0 | 0 | 0 | 0 | 0 | 0 | 0 | 0 | 0 | 0 | 0 | 0 | 0 | 0 | 0 | 0 | 0 | 0 | 0 | 0 | 0 | 0 | 0 | 0 | 0 | 0
CDP24 | SA | CSA | DSP | 0.18 | 9.7646e-07 | 1.0797e-06 | 1.3891e-06 | 0.96 | 27.5979 | 21.3382 | 1.4827e-06 | 0.13721 | 8.1493 | 16.0863 | 11.1776 | 23.0286 | 13.7255 | 6.0282 | 10.9893 | 51.6808 | 15.4932 | 7.6125 | 11.9771 | 9.3058 | 1.653 | 10.4367 | 11.8695 | 16.9147 | 6.156 | 54.0385 | 29.618
CDP24 | SA | CSA | Utility storage load | -609.7393 | -783.5117 | -1184.7338 | -2366.3368 | -2784.7921 | -3496.0262 | -1923.3338 | -1992.998 | -2033.3487 | -2088.0362 | -1894.5274 | -1887.1805 | -2138.9598 | -2341.5892 | -2261.6028 | -2278.4452 | -2176.0105 | -2234.8743 | -2424.7943 | -2067.1987 | -1872.502 | -1627.4391 | -1421.4442 | -2300.6642 | -2285.8312 | -2798.9293 | -2816.1537 | -2935.9217
CDP24 | SA | CSA | Coordinated CER storage load | -190.0893 | -211.5355 | -232.0958 | -256.3708 | -280.1466 | -307.8679 | -333.1244 | -361.9256 | -392.1182 | -425.658 | -463.2304 | -503.5632 | -543.4284 | -591.8303 | -639.3763 | -684.7871 | -725.2165 | -766.7172 | -811.5966 | -879.8815 | -941.8407 | -1022.2995 | -1092.4013 | -1134.5294 | -1214.5259 | -1264.2991 | -1290.3003 | -1344.657
CDP24 | SA | CSA | Passive CER storage load | -74.5534 | -80.106 | -84.9062 | -90.0868 | -94.711 | -99.6282 | -104.9721 | -111.2405 | -116.5182 | -121.7649 | -127.6009 | -133.8318 | -139.592 | -144.8715 | -150.319 | -155.3538 | -159.9965 | -162.6779 | -167.2472 | -170.8245 | -173.1506 | -176.6843 | -181.1201 | -184.9918 | -188.5654 | -191.4455 | -195.1885 | -200.2795
CDP24 | SA | SESA | Mid-merit gas | 0 | 0 | 0 | 0 | 0 | 0 | 0 | 0 | 0 | 0 | 0 | 0 | 0 | 0 | 0 | 0 | 0 | 0 | 0 | 0 | 0 | 0 | 0 | 0 | 0 | 0 | 0 | 0
CDP24 | SA | SESA | Flexible gas with CCS | 0 | 0 | 0 | 0 | 0 | 0 | 0 | 0 | 0 | 0 | 0 | 0 | 0 | 0 | 0 | 0 | 0 | 0 | 0 | 0 | 0 | 0 | 0 | 0 | 0 | 0 | 0 | 0
CDP24 | SA | SESA | Flexible gas | 0.25151 | 2.5028e-07 | 0.84091 | 4.5754e-07 | 4.694e-07 | 1.006 | 3.2024 | 1.8501e-06 | 3.4066e-06 | 2.6698 | 4.6283 | 0 | 0 | 0 | 0 | 0 | 0 | 0 | 0 | 0 | 0 | 0 | 0 | 0 | 0 | 0 | 0 | 0
CDP24 | SA | SESA | Hydro | 0 | 0 | 0 | 0 | 0 | 0 | 0 | 0 | 0 | 0 | 0 | 0 | 0 | 0 | 0 | 0 | 0 | 0 | 0 | 0 | 0 | 0 | 0 | 0 | 0 | 0 | 0 | 0
CDP24 | SA | SESA | Utility storage | 26.5488 | 22.0693 | 22.9605 | 24.7125 | 27.3919 | 33.436 | 26.3812 | 27.987 | 27.125 | 29.3173 | 6.8553e-05 | 6.9601e-05 | 7.4336e-05 | 8.394e-05 | 9.0684e-05 | 9.1234e-05 | 8.7939e-05 | 8.8942e-05 | 8.717e-05 | 8.9133e-05 | 0.00013124 | 0.0001245 | 0.00015986 | 58.6283 | 61.1452 | 57.9819 | 58.3213 | 62.57
CDP24 | SA | SESA | Coordinated CER storage | 6.7783 | 7.6027 | 8.4037 | 9.3329 | 10.2636 | 11.3789 | 12.3861 | 13.4552 | 14.5785 | 15.8484 | 17.4112 | 18.9398 | 20.5324 | 22.2536 | 24.0095 | 25.7154 | 27.2251 | 28.7524 | 30.366 | 32.646 | 35.142 | 37.9436 | 40.5607 | 41.9921 | 44.6231 | 46.6577 | 47.683 | 49.7618
CDP24 | SA | SESA | Passive CER storage | 2.2874 | 2.4649 | 2.6412 | 2.8343 | 2.9964 | 3.1838 | 3.3933 | 3.5799 | 3.7552 | 3.9661 | 4.1842 | 4.4023 | 4.6087 | 4.8211 | 4.9787 | 5.1883 | 5.3234 | 5.4419 | 5.5432 | 5.6917 | 5.8219 | 5.9481 | 6.0969 | 6.2638 | 6.363 | 6.4511 | 6.627 | 6.8022
CDP24 | SA | SESA | Offshore wind | 0 | 0 | 0 | 0 | 0 | 0 | 0 | 0 | 0 | 0 | 0 | 0 | 0 | 0 | 0 | 0 | 0 | 0 | 0 | 0 | 0 | 0 | 0 | 0 | 0 | 0 | 0 | 0
CDP24 | SA | SESA | Wind | 748.4906 | 817.139 | 718.8694 | 795.4896 | 2425.5968 | 2348.3449 | 2008.7872 | 2156.5451 | 2092.4668 | 2568.8086 | 2324.969 | 2160.3055 | 2029.5109 | 2183.2802 | 1839.9304 | 1823.6199 | 1679.7845 | 1796.6155 | 1722.9577 | 1640.8167 | 1572.1017 | 1747.8731 | 1638.4087 | 1826.5922 | 1619.5365 | 2312.3662 | 2189.3795 | 2424.8353
CDP24 | SA | SESA | Utility solar | 69.7307 | 68.9581 | 64.0595 | 65.7257 | 61.9267 | 56.921 | 55.0615 | 58.5285 | 64.3644 | 68.1379 | 69.4164 | 56.4436 | 58.5252 | 57.2045 | 63.5212 | 64.5441 | 60.3094 | 0 | 0 | 0 | 0 | 0 | 0 | 0 | 0 | 0 | 0 | 0
CDP24 | SA | SESA | Distributed PV | 112.7362 | 116.2125 | 120.7697 | 127.1989 | 133.8742 | 141.6734 | 149.2792 | 155.4422 | 160.67 | 166.3834 | 173.5604 | 178.2911 | 183.9197 | 187.5012 | 190.7562 | 194.3046 | 197.6511 | 200.9791 | 203.7224 | 208.7345 | 214.739 | 219.6259 | 223.1041 | 226.6677 | 229.1829 | 232.2131 | 236.0291 | 242.1829
CDP24 | SA | SESA | Other renewable fuels | 0 | 0 | 0 | 0 | 0 | 0 | 0 | 0 | 0 | 0 | 0 | 0 | 0 | 0 | 0 | 0 | 0 | 0 | 0 | 0 | 0 | 0 | 0 | 0 | 0 | 0 | 0 | 0
CDP24 | SA | SESA | DSP | 0 | 0 | 0 | 0 | 0 | 0 | 0 | 0 | 0 | 0 | 0 | 0 | 0 | 0 | 0 | 0 | 0 | 0 | 0 | 0 | 0 | 0 | 0 | 0 | 0 | 0 | 0 | 0
CDP24 | SA | SESA | Utility storage load | -31.6057 | -26.273 | -27.3339 | -29.4764 | -32.6094 | -39.748 | -31.4061 | -33.3718 | -32.2378 | -34.9212 | -8.0334e-05 | -8.1703e-05 | -8.7401e-05 | -9.8617e-05 | -0.00010661 | -0.00010691 | -0.00010329 | -0.00010444 | -0.00010233 | -0.00010464 | -0.00015396 | -0.00014588 | -0.00018715 | -69.0887 | -71.8074 | -68.3507 | -68.4631 | -73.6044
CDP24 | SA | SESA | Coordinated CER storage load | -6.7783 | -7.6027 | -8.4037 | -9.3386 | -10.2642 | -11.3727 | -12.4091 | -13.5255 | -14.6935 | -16.0587 | -17.698 | -19.362 | -21.0968 | -23.0557 | -25.0831 | -26.9383 | -28.6426 | -30.3752 | -32.2156 | -35.0168 | -37.9254 | -41.4764 | -44.5092 | -46.0833 | -49.2949 | -51.7407 | -52.6862 | -55.4058
CDP24 | SA | SESA | Passive CER storage load | -2.6632 | -2.882 | -3.0773 | -3.2851 | -3.473 | -3.6866 | -3.9072 | -4.1485 | -4.3502 | -4.5623 | -4.826 | -5.0727 | -5.3322 | -5.5387 | -5.7434 | -5.9371 | -6.1175 | -6.2173 | -6.3802 | -6.5319 | -6.654 | -6.8067 | -6.9833 | -7.1384 | -7.2789 | -7.3936 | -7.5428 | -7.7685
CDP24 | TAS | TAS | Mid-merit gas | 0 | 0 | 0 | 0 | 0 | 0 | 0 | 0 | 0 | 0 | 0 | 0 | 0 | 0 | 0 | 0 | 0 | 0 | 0 | 0 | 0 | 0 | 0 | 0 | 0 | 0 | 0 | 0
CDP24 | TAS | TAS | Flexible gas with CCS | 0 | 0 | 0 | 0 | 0 | 0 | 0 | 0 | 0 | 0 | 0 | 0 | 0 | 0 | 0 | 0 | 0 | 0 | 0 | 0 | 0 | 0 | 0 | 0 | 0 | 0 | 0 | 0
CDP24 | TAS | TAS | Flexible gas | 1.9151e-07 | 2.2283e-07 | 4.8182e-07 | 0 | 0 | 0 | 8.3357e-07 | 1.48e-06 | 5.7641e-06 | 0.21781 | 0.17054 | 2.0492e-06 | 6.9081 | 7.4561 | 1.1621e-06 | 1.5354e-06 | 0.82622 | 3.0117 | 1.0394 | 3.2516 | 1.6791 | 3.5111e-07 | 1.1179e-06 | 5.4226e-07 | 2.8614 | 5.7176e-07 | 4.082e-07 | 8.8478e-07
CDP24 | TAS | TAS | Hydro | 8887.2722 | 9653.163 | 6787.8936 | 6689.8371 | 6199.3214 | 5819.8848 | 7894.4099 | 8469.9479 | 7424.8124 | 8659.4531 | 8595.2166 | 7699.1294 | 8905.857 | 7580.0686 | 8415.6888 | 8346.6402 | 7683.8297 | 7572.3067 | 8421.3966 | 6488.2504 | 9040.7785 | 8535.708 | 7104.9688 | 8040.8915 | 7472.7227 | 7963.2054 | 8675.7193 | 7170.6576
CDP24 | TAS | TAS | Utility storage | 0 | 0 | 0 | 4.8595e-05 | 5.8112e-05 | 6.7413e-05 | 0.00010694 | 0.00010475 | 0.00016198 | 0.0001726 | 0.00015036 | 0.00015843 | 31.6729 | 128.4811 | 142.3989 | 151.2938 | 143.9886 | 150.1037 | 439.5763 | 1069.4009 | 1862.6486 | 1709.9877 | 2023.2901 | 1981.088 | 1961.4516 | 1943.9444 | 1917.887 | 1929.5579
CDP24 | TAS | TAS | Coordinated CER storage | 2.5733 | 3.5348 | 4.6055 | 5.957 | 7.4163 | 9.2973 | 10.6774 | 12.1218 | 14.0237 | 15.9499 | 18.392 | 21.3299 | 25.2046 | 28.9886 | 33.1493 | 38.0034 | 42.207 | 47.8845 | 51.6256 | 58.4599 | 61.2618 | 67.3716 | 78.9387 | 85.819 | 94.653 | 99.2772 | 105.7367 | 112.9732
CDP24 | TAS | TAS | Passive CER storage | 6.2553 | 6.8442 | 7.491 | 8.1837 | 8.8138 | 9.6277 | 10.5227 | 11.3683 | 12.1904 | 13.1008 | 14.0214 | 15.0123 | 15.866 | 16.9658 | 17.9051 | 18.9456 | 19.7579 | 20.3609 | 21.0618 | 21.7684 | 22.4051 | 23.1637 | 23.9385 | 24.7927 | 25.5449 | 25.8603 | 26.7151 | 27.6923
CDP24 | TAS | TAS | Offshore wind | 0 | 0 | 0 | 0 | 0 | 0 | 0 | 0 | 0 | 0 | 0 | 0 | 0 | 0 | 0 | 0 | 0 | 0 | 0 | 0 | 0 | 0 | 0 | 0 | 0 | 0 | 0 | 0
CDP24 | TAS | TAS | Wind | 1975.3545 | 2174.8077 | 3998.3923 | 4688.0599 | 5370.3266 | 6033.8467 | 6517.9022 | 7009.5469 | 7503.4541 | 7996.5648 | 8491.4885 | 8992.5146 | 9505.1036 | 10021.8943 | 10538.9462 | 11055.6909 | 9087.7903 | 8996.3575 | 8748.9857 | 9302.2919 | 9296.4841 | 9475.2102 | 9143.4041 | 9552.0942 | 9161.5644 | 8880.5423 | 8400.6847 | 8371.3265
CDP24 | TAS | TAS | Utility solar | 0 | 0 | 0 | 0 | 0 | 0 | 0 | 0 | 0 | 0 | 0 | 0 | 0 | 0 | 0 | 0 | 0 | 0 | 0 | 0 | 0 | 0 | 0 | 0 | 0 | 0 | 0 | 0
CDP24 | TAS | TAS | Distributed PV | 307.0088 | 319.0286 | 332.2165 | 365.6975 | 409.1203 | 455.4526 | 495.5483 | 526.8219 | 558.336 | 589.4338 | 618.6881 | 640.645 | 653.5031 | 660.943 | 668.1315 | 674.4542 | 680.7325 | 686.9651 | 694.1811 | 700.6574 | 706.8726 | 713.1019 | 720.4898 | 727.215 | 733.6596 | 740.0857 | 747.7693 | 754.9122
CDP24 | TAS | TAS | Other renewable fuels | 0 | 0 | 0 | 0 | 0 | 0 | 0 | 0 | 0 | 0 | 0 | 0 | 0 | 0 | 0 | 0 | 0 | 0 | 0 | 0 | 0 | 0 | 0 | 0 | 0 | 0 | 0 | 0
CDP24 | TAS | TAS | DSP | 9.19e-07 | 8.9612e-07 | 9.5353e-07 | 9.3212e-07 | 9.7117e-07 | 1.0227e-06 | 1.2409e-06 | 1.2534e-06 | 1.64e-06 | 0.077501 | 0.1325 | 1.6996e-06 | 0.825 | 0.6 | 0.3775 | 0.2475 | 2.7425 | 0.63 | 0.48 | 0.775 | 0.35 | 0.035001 | 0.3075 | 0.022501 | 0.69 | 1.5816e-06 | 2.7725 | 1.265
CDP24 | TAS | TAS | Utility storage load | 0 | 0 | 0 | -5.7189e-05 | -6.8336e-05 | -7.938e-05 | -0.00013448 | -0.00013395 | -0.00020491 | -0.00022321 | -0.00019165 | -0.00020432 | -41.5585 | -169.1704 | -187.1611 | -197.5921 | -190.968 | -199.3141 | -582.2279 | -1414.4023 | -2439.7701 | -2260.5482 | -2630.9422 | -2643.055 | -2544.4971 | -2561.327 | -2526.6661 | -2570.3211
CDP24 | TAS | TAS | Coordinated CER storage load | -2.5733 | -3.5348 | -4.6055 | -5.957 | -7.4163 | -9.303 | -10.695 | -12.2081 | -14.2301 | -16.3114 | -18.9554 | -22.3267 | -26.8401 | -31.3256 | -36.2665 | -42.1805 | -47.2488 | -54.3769 | -58.8471 | -67.4732 | -70.2427 | -78.1763 | -92.9975 | -101.9072 | -112.8688 | -118.5957 | -126.6819 | -136.5512
CDP24 | TAS | TAS | Passive CER storage load | -7.4092 | -8.08 | -8.839 | -9.6052 | -10.3749 | -11.3443 | -12.3431 | -13.3696 | -14.321 | -15.3464 | -16.5077 | -17.6666 | -18.6487 | -19.9309 | -21.017 | -22.1822 | -23.2833 | -23.8808 | -24.7761 | -25.5422 | -26.2799 | -27.2697 | -28.1878 | -29.1395 | -30.0052 | -30.3481 | -31.2962 | -32.5547
CDP25 | NSW | NNSW | Black coal | 0 | 0 | 0 | 0 | 0 | 0 | 0 | 0 | 0 | 0 | 0 | 0 | 0 | 0 | 0 | 0 | 0 | 0 | 0 | 0 | 0 | 0 | 0 | 0 | 0 | 0 | 0 | 0
CDP25 | NSW | NNSW | Mid-merit gas | 0 | 0 | 0 | 0 | 0 | 0 | 0 | 0 | 0 | 0 | 0 | 0 | 0 | 0 | 0 | 0 | 0 | 0 | 0 | 0 | 0 | 0 | 0 | 0 | 0 | 0 | 0 | 0
CDP25 | NSW | NNSW | Flexible gas with CCS | 0 | 0 | 0 | 0 | 0 | 0 | 0 | 0 | 0 | 0 | 0 | 0 | 0 | 0 | 0 | 0 | 0 | 0 | 0 | 0 | 0 | 0 | 0 | 0 | 0 | 0 | 0 | 0
CDP25 | NSW | NNSW | Flexible gas | 0 | 0 | 0 | 0 | 0 | 0 | 0 | 0 | 0 | 0 | 0 | 0 | 0 | 0 | 0 | 0 | 0 | 0 | 0 | 0 | 0 | 0 | 0 | 0 | 0 | 0 | 0 | 0
CDP25 | NSW | NNSW | Hydro | 0 | 0 | 0 | 0 | 0 | 0 | 0 | 0 | 0 | 0 | 0 | 0 | 0 | 0 | 0 | 0 | 0 | 0 | 0 | 0 | 0 | 0 | 0 | 0 | 0 | 0 | 0 | 0
CDP25 | NSW | NNSW | Utility storage | 3.9386 | 15.4325 | 496.9867 | 1047.9498 | 1611.5752 | 2764.0095 | 2519.08 | 2509.4184 | 2619.1229 | 2557.602 | 2574.7978 | 2578.0762 | 2776.9734 | 2955.7111 | 2845.453 | 2811.2261 | 2710.3526 | 2410.3713 | 2668.4589 | 2772.2502 | 4367.973 | 4480.5225 | 3712.3339 | 3543.2095 | 3289.1771 | 4143.2493 | 4074.2593 | 5584.1186
CDP25 | NSW | NNSW | Coordinated CER storage | 8.8362 | 11.2044 | 14.0383 | 16.9287 | 20.3768 | 24.1056 | 27.6969 | 32.2162 | 37.107 | 43.046 | 48.7928 | 57.9314 | 66.9801 | 78.0916 | 89.0503 | 99.5785 | 109.7664 | 115.139 | 129.4371 | 150.4652 | 160.2379 | 182.352 | 207.6913 | 227.292 | 250.6089 | 275.0802 | 276.5584 | 297.4124
CDP25 | NSW | NNSW | Passive CER storage | 18.167 | 19.7177 | 21.1384 | 22.4275 | 23.7008 | 25.0701 | 27.3635 | 29.2103 | 31.0205 | 33.1586 | 35.2223 | 37.5763 | 39.7724 | 41.8629 | 44.1078 | 46.4927 | 48.0454 | 50.12 | 51.7116 | 53.3755 | 55.0278 | 56.7506 | 58.6569 | 61.0185 | 62.4544 | 63.5 | 65.5099 | 67.3883
CDP25 | NSW | NNSW | Offshore wind | 0 | 0 | 0 | 0 | 0 | 0 | 0 | 0 | 0 | 0 | 0 | 0 | 0 | 0 | 0 | 0 | 0 | 0 | 0 | 0 | 0 | 0 | 0 | 0 | 0 | 0 | 0 | 0
CDP25 | NSW | NNSW | Wind | 1309.9904 | 1100.5101 | 1802.4326 | 1967.5195 | 1977.4467 | 2036.7609 | 1988.2718 | 1891.2616 | 7077.5996 | 6558.891 | 8884.4544 | 8734.0551 | 8583.1184 | 8771.9478 | 8752.6067 | 8504.2481 | 12925.2496 | 13534.6052 | 18323.8724 | 18660.6074 | 22005.472 | 20008.7945 | 20614.9936 | 19673.2926 | 22007.4078 | 21931.3587 | 21382.1645 | 22679.3187
CDP25 | NSW | NNSW | Utility solar | 1712.8636 | 2165.9462 | 2320.167 | 2261.9676 | 2417.1214 | 2794.2061 | 2339.8796 | 2493.3429 | 2922.0885 | 3454.2029 | 3262.7542 | 3460.6904 | 3135.794 | 3386.5334 | 3383.6556 | 3306.4976 | 3200.0743 | 4328.2321 | 4639.3764 | 9093.1159 | 7774.0468 | 8302.0249 | 8871.7347 | 9071.7518 | 8640.585 | 9178.3737 | 8685.5633 | 9797.1572
CDP25 | NSW | NNSW | Distributed PV | 1271.6546 | 1294.9489 | 1311.4241 | 1367.595 | 1455.6654 | 1546.1493 | 1624.3869 | 1687.2326 | 1737.479 | 1785.259 | 1826.8007 | 1862.6349 | 1883.9388 | 1905.6539 | 1925.5478 | 1947.8463 | 1965.8985 | 1986.5372 | 2009.2374 | 2037.7628 | 2057.9774 | 2077.2502 | 2099.9079 | 2127.0346 | 2148.3108 | 2170.1747 | 2198.1127 | 2230.421
CDP25 | NSW | NNSW | Other renewable fuels | 0 | 0 | 0 | 0 | 0 | 0 | 0 | 0 | 0 | 0 | 0 | 0 | 0 | 0 | 0 | 0 | 0 | 0 | 0 | 0 | 0 | 0 | 0 | 0 | 0 | 0 | 440.5456 | 283.2383
CDP25 | NSW | NNSW | DSP | 0 | 0 | 0 | 0 | 0 | 0 | 0 | 0 | 0 | 0 | 0 | 0 | 0 | 0 | 0 | 0 | 0 | 0 | 0 | 0 | 0 | 0 | 0 | 0 | 0 | 0 | 0 | 0
CDP25 | NSW | NNSW | Utility storage load | -4.6473 | -18.372 | -598.7136 | -1253.8543 | -1925.7935 | -3314.3521 | -3091.7909 | -3084.4081 | -3202.9011 | -3162.1582 | -3138.0507 | -3161.4917 | -3403.1911 | -3628.1589 | -3485.7217 | -3437.3871 | -3327.2207 | -2949.0979 | -3267.082 | -3404.5671 | -5516.3683 | -5648.3523 | -4716.9497 | -4596.3238 | -4200.065 | -5436.5757 | -5297.1313 | -7354.7686
CDP25 | NSW | NNSW | Coordinated CER storage load | -8.8362 | -11.2044 | -14.0422 | -16.9352 | -20.3789 | -24.0998 | -27.9886 | -33.0012 | -38.4069 | -45.2213 | -51.4658 | -62.5223 | -73.3777 | -87.0652 | -100.5853 | -112.9701 | -125.1421 | -130.377 | -148.716 | -176.2316 | -186.906 | -216.3462 | -248.9363 | -274.5254 | -303.661 | -336.0256 | -336.3496 | -364.6632
CDP25 | NSW | NNSW | Passive CER storage load | -21.5306 | -23.3997 | -25.0516 | -26.5991 | -28.1174 | -29.7514 | -32.3942 | -34.6342 | -36.8836 | -39.2441 | -41.7975 | -44.5888 | -47.2409 | -49.663 | -52.439 | -55.0147 | -57.0178 | -59.3353 | -61.388 | -63.312 | -65.2137 | -67.3475 | -69.6038 | -72.2527 | -74.0459 | -75.4951 | -77.5117 | -80.0111
CDP25 | NSW | CNSW | Black coal | 23981.3579 | 25581.0259 | 21770.4819 | 19402.7951 | 18182.1406 | 6768.1993 | 7861.5661 | 9465.0491 | 8405.4567 | 7995.7125 | 8048.7823 | 8574.8371 | 7742.9339 | 6767.1331 | 5228.1098 | 6848.8122 | 0 | 0 | 0 | 0 | 0 | 0 | 0 | 0 | 0 | 0 | 0 | 0
CDP25 | NSW | CNSW | Mid-merit gas | 0 | 0 | 0 | 0 | 0 | 0 | 0 | 0 | 0 | 0 | 0 | 0 | 0 | 0 | 0 | 0 | 0 | 0 | 0 | 0 | 0 | 0 | 0 | 0 | 0 | 0 | 0 | 0
CDP25 | NSW | CNSW | Flexible gas with CCS | 0 | 0 | 0 | 0 | 0 | 0 | 0 | 0 | 0 | 0 | 0 | 0 | 0 | 0 | 0 | 0 | 0 | 0 | 0 | 0 | 0 | 0 | 0 | 0 | 0 | 0 | 0 | 0
CDP25 | NSW | CNSW | Flexible gas | 0 | 0 | 0 | 0 | 0 | 0 | 0 | 0 | 0 | 0 | 0 | 0 | 0 | 0 | 0 | 0 | 0 | 0 | 0 | 0 | 0 | 0 | 0 | 0 | 0 | 0 | 0 | 0
CDP25 | NSW | CNSW | Hydro | 0 | 0 | 0 | 0 | 0 | 0 | 0 | 0 | 0 | 0 | 0 | 0 | 0 | 0 | 0 | 0 | 0 | 0 | 0 | 0 | 0 | 0 | 0 | 0 | 0 | 0 | 0 | 0
CDP25 | NSW | CNSW | Utility storage | 462.6081 | 1129.4769 | 1205.2922 | 2037.1507 | 3183.4904 | 3685.1455 | 2582.1786 | 2709.2617 | 2697.5241 | 2707.5013 | 2619.3482 | 2698.9574 | 3160.108 | 3360.0974 | 3134.8483 | 3152.5801 | 2869.9656 | 2730.4712 | 2962.1598 | 2912.2251 | 2808.5215 | 1904.9406 | 2168.767 | 2120.7693 | 1241.1846 | 1238.7162 | 1257.1026 | 1337.9714
CDP25 | NSW | CNSW | Coordinated CER storage | 3.7233 | 4.7378 | 6.0197 | 7.5078 | 9.7867 | 11.2489 | 12.685 | 15.3615 | 17.4994 | 20.5866 | 23.4319 | 28.8433 | 34.5344 | 41.4021 | 47.4172 | 54.6541 | 59.4307 | 63.421 | 71.0697 | 82.5424 | 90.0862 | 103.292 | 118.4714 | 130.3235 | 145.0112 | 159.4845 | 161.7902 | 175.8773
CDP25 | NSW | CNSW | Passive CER storage | 7.627 | 8.3056 | 8.9956 | 9.6657 | 10.2322 | 10.8691 | 11.909 | 12.8093 | 13.6889 | 14.7028 | 15.7482 | 16.8884 | 18.0026 | 19.0507 | 20.185 | 21.411 | 22.266 | 23.3321 | 24.1695 | 25.0093 | 25.8786 | 26.806 | 27.8186 | 29.0444 | 29.8498 | 30.4411 | 31.4814 | 32.4604
CDP25 | NSW | CNSW | Offshore wind | 0 | 0 | 0 | 0 | 0 | 0 | 0 | 0 | 0 | 0 | 0 | 0 | 0 | 0 | 0 | 0 | 0 | 0 | 0 | 0 | 0 | 0 | 0 | 0 | 0 | 0 | 0 | 0
CDP25 | NSW | CNSW | Wind | 1293.3818 | 1927.0911 | 3917.3525 | 5890.1179 | 16037.769 | 16902.6576 | 18023.8335 | 16854.0897 | 17354.1929 | 16410.4939 | 17324.1308 | 16816.7982 | 16628.821 | 17716.1757 | 17523.0823 | 18075.9112 | 17672.939 | 17966.4768 | 17513.7368 | 16520.9708 | 17424.3645 | 16088.9282 | 16320.7328 | 15574.8771 | 16243.0057 | 16606.5765 | 16235.444 | 17529.2663
CDP25 | NSW | CNSW | Utility solar | 3629.4033 | 3910.0148 | 5346.4778 | 5131.2079 | 7931.0851 | 10624.0692 | 9491.4144 | 9949.808 | 11387.3752 | 11442.9272 | 11109.7006 | 11367.4294 | 10765.9158 | 11538.9056 | 11471.128 | 11230.9201 | 10909.5198 | 10146.6194 | 10534.6646 | 10689.3797 | 9304.0154 | 9960.2858 | 11064.7013 | 13544.9488 | 14463.9549 | 17721.1496 | 16961.0242 | 18098.1473
CDP25 | NSW | CNSW | Distributed PV | 805.7252 | 814.9854 | 829.5535 | 870.8455 | 916.2872 | 974.0498 | 1025.6157 | 1072.6831 | 1112.1573 | 1154.5789 | 1186.7008 | 1211.9352 | 1229.1648 | 1252.0861 | 1268.2638 | 1286.3269 | 1301.3111 | 1324.9373 | 1342.737 | 1359.4079 | 1373.0091 | 1398.259 | 1414.9644 | 1434.2131 | 1452.1522 | 1478.3848 | 1498.0146 | 1518.8237
CDP25 | NSW | CNSW | Other renewable fuels | 0 | 0 | 0 | 0 | 0 | 0 | 0 | 0 | 0 | 0 | 0 | 0 | 0 | 0 | 0 | 0 | 0 | 0 | 0 | 0 | 0 | 0 | 0 | 0 | 0 | 159.6597 | 444.9934 | 282.4809
CDP25 | NSW | CNSW | DSP | 0 | 0 | 0 | 0 | 0 | 0 | 0 | 0 | 0 | 0 | 0 | 0 | 0 | 0 | 0 | 0 | 0 | 0 | 0 | 0 | 0 | 0 | 0 | 0 | 0 | 0 | 0 | 0
CDP25 | NSW | CNSW | Utility storage load | -659.4174 | -1424.3603 | -1496.6111 | -2442.5383 | -3862.7337 | -4467.8246 | -3172.0462 | -3320.4104 | -3299 | -3332.7367 | -3193.7998 | -3317.3747 | -3925.7504 | -4166.5189 | -3887.9553 | -3893.2366 | -3562.0855 | -3349.2943 | -3687.929 | -3608.7762 | -3464.4674 | -2391.1923 | -2742.4068 | -2727.1228 | -1649.0576 | -1659.9237 | -1720.2878 | -1819.8979
CDP25 | NSW | CNSW | Coordinated CER storage load | -3.7233 | -4.7378 | -6.0214 | -7.5106 | -9.7876 | -11.25 | -12.8978 | -15.8861 | -18.3949 | -22.0526 | -25.2388 | -31.929 | -38.8868 | -47.5223 | -55.1813 | -63.8373 | -69.8714 | -73.9403 | -84.0388 | -99.6885 | -108.3676 | -126.4912 | -146.2202 | -161.9917 | -180.6945 | -200.1737 | -202.5383 | -221.5554
CDP25 | NSW | CNSW | Passive CER storage load | -9.0391 | -9.8566 | -10.6609 | -11.4635 | -12.1389 | -12.8986 | -14.0985 | -15.1877 | -16.2762 | -17.4011 | -18.6881 | -20.0401 | -21.3832 | -22.6003 | -23.9976 | -25.3356 | -26.4242 | -27.622 | -28.6922 | -29.6652 | -30.6689 | -31.8114 | -33.0103 | -34.3918 | -35.3899 | -36.1914 | -37.2489 | -38.5407
CDP25 | NSW | SNSW | Black coal | 0 | 0 | 0 | 0 | 0 | 0 | 0 | 0 | 0 | 0 | 0 | 0 | 0 | 0 | 0 | 0 | 0 | 0 | 0 | 0 | 0 | 0 | 0 | 0 | 0 | 0 | 0 | 0
CDP25 | NSW | SNSW | Mid-merit gas | 0 | 0 | 0 | 0 | 0 | 0 | 0 | 0 | 0 | 0 | 0 | 0 | 0 | 0 | 0 | 0 | 0 | 0 | 0 | 0 | 0 | 0 | 0 | 0 | 0 | 0 | 0 | 0
CDP25 | NSW | SNSW | Flexible gas with CCS | 0 | 0 | 0 | 0 | 0 | 0 | 0 | 0 | 0 | 0 | 0 | 0 | 0 | 0 | 0 | 0 | 0 | 0 | 0 | 0 | 0 | 0 | 0 | 0 | 0 | 0 | 0 | 0
CDP25 | NSW | SNSW | Flexible gas | 0 | 2.64e-09 | 5.85e-10 | 2.891e-08 | 1.8836 | 1.2616 | 25.2631 | 1.6402e-06 | 1.0787e-06 | 1.9184e-06 | 1.4844e-06 | 1.6993e-06 | 8.4113 | 0.45801 | 7.1373e-07 | 1.1504e-06 | 0.80552 | 2.4116 | 2.9836e-06 | 1.1327 | 0 | 0 | 0 | 0 | 0 | 0 | 0 | 0
CDP25 | NSW | SNSW | Hydro | 2784.9116 | 1140.977 | 1761.0504 | 4829.7072 | 3512.1617 | 6724.9472 | 2828.8672 | 3721.7229 | 3231.1278 | 3754.5952 | 2871.9348 | 2475.4527 | 3080.773 | 1892.1938 | 1748.4591 | 2142.2479 | 3432.4939 | 3300.2352 | 2977.3853 | 3186.2179 | 2722.4802 | 3038.9949 | 3022.6421 | 3113.0647 | 3167.7035 | 2658.098 | 3504.9985 | 2385.3394
CDP25 | NSW | SNSW | Utility storage | 223.4556 | 322.5557 | 341.0733 | 442.4618 | 1075.1217 | 2195.9168 | 2535.2103 | 2342.1686 | 5502.798 | 5735.5295 | 5535.3008 | 5330.974 | 5867.6731 | 6055.373 | 6081.1771 | 5937.4799 | 5968.1988 | 5606.5043 | 5801.1955 | 5482.01 | 5894.0221 | 5228.5557 | 5795.8429 | 5598.4559 | 5697.5142 | 5631.7282 | 6084.223 | 5789.8672
CDP25 | NSW | SNSW | Coordinated CER storage | 7.449 | 9.5537 | 12.1504 | 15.0164 | 18.3828 | 22.1259 | 25.641 | 29.8115 | 34.1162 | 39.5925 | 45.0935 | 53.4581 | 61.8354 | 72.5569 | 83.093 | 93.6146 | 105.081 | 111.0094 | 124.4076 | 145.4153 | 160.1126 | 180.2634 | 205.2204 | 225.8616 | 251.0304 | 276.5703 | 281.9817 | 304.9856
CDP25 | NSW | SNSW | Passive CER storage | 15.3225 | 16.8139 | 18.2962 | 19.9476 | 21.4747 | 23.0167 | 25.293 | 27.1321 | 28.9755 | 31.0951 | 33.189 | 35.5698 | 37.8779 | 40.0969 | 42.4832 | 44.9811 | 46.6541 | 48.8145 | 50.5218 | 52.2984 | 54.1283 | 56.0857 | 58.256 | 60.8935 | 62.5963 | 63.9327 | 66.2023 | 68.3467
CDP25 | NSW | SNSW | Offshore wind | 0 | 0 | 0 | 0 | 0 | 0 | 0 | 0 | 0 | 0 | 0 | 0 | 0 | 0 | 0 | 0 | 0 | 0 | 0 | 0 | 0 | 0 | 0 | 0 | 0 | 0 | 0 | 0
CDP25 | NSW | SNSW | Wind | 5477.56 | 5969.648 | 7191.9697 | 9514.022 | 9377.9517 | 8801.8898 | 8876.1646 | 8510.7953 | 8731.1856 | 9119.5304 | 8426.6608 | 8764.6359 | 8241.793 | 8826.9014 | 8644.4577 | 8876.2073 | 8196.6638 | 8157.5715 | 7997.6716 | 6514.4743 | 6917.7866 | 5921.1471 | 5687.6473 | 5894.245 | 4440.8767 | 4731.6425 | 4550.6562 | 4896.7774
CDP25 | NSW | SNSW | Utility solar | 4563.4286 | 5478.3974 | 6717.5068 | 7996.6996 | 7966.7632 | 8551.6734 | 7127.9153 | 7569.6048 | 8260.0441 | 7894.3213 | 8215.0396 | 8130.8305 | 7634.2042 | 8050.2807 | 7903.905 | 7889.5775 | 7770.7378 | 7461.2933 | 7431.3261 | 7724.8894 | 9012.5035 | 9378.3503 | 9522.6148 | 8655.0297 | 9193.3784 | 8493.1907 | 6568.6568 | 6956.6983
CDP25 | NSW | SNSW | Distributed PV | 1286.0905 | 1322.7575 | 1362.6526 | 1446.0263 | 1540.5536 | 1647.4287 | 1745.6243 | 1832.1643 | 1910.3635 | 1990.2647 | 2054.8207 | 2113.8626 | 2159.1101 | 2205.4714 | 2245.1143 | 2285.7319 | 2320.1221 | 2364.8685 | 2403.0178 | 2443.7 | 2479.7929 | 2528.6708 | 2571.5307 | 2617.0872 | 2653.1877 | 2703.8642 | 2749.1533 | 2797.2701
CDP25 | NSW | SNSW | Other renewable fuels | 0 | 0 | 0 | 0 | 0 | 0 | 0 | 0 | 0 | 0 | 0 | 0 | 0 | 0 | 0 | 0 | 0 | 0 | 0 | 0 | 0 | 0 | 0 | 0 | 0 | 0 | 0 | 0
CDP25 | NSW | SNSW | DSP | 0 | 0 | 0 | 0 | 0 | 0 | 0 | 0 | 0 | 0 | 0 | 0 | 0 | 0 | 0 | 0 | 0 | 0 | 0 | 0 | 0 | 0 | 0 | 0 | 0 | 0 | 0 | 0
CDP25 | NSW | SNSW | Utility storage load | -266.0186 | -385.7285 | -407.9512 | -774.463 | -1751.3619 | -3008.0726 | -3229.2107 | -3277.7174 | -7040.7079 | -7352.9172 | -7033.6922 | -7244.0121 | -7463.8785 | -8065.8156 | -7777.7006 | -8102.4477 | -7718.8022 | -7206.4073 | -7443.215 | -7279.6278 | -7755.6634 | -7055.3556 | -7309.3552 | -7553.0823 | -7135.9352 | -7786.4567 | -7704.3178 | -7846.0421
CDP25 | NSW | SNSW | Coordinated CER storage load | -7.449 | -9.5537 | -12.1537 | -15.013 | -18.3941 | -22.1283 | -25.8903 | -30.4706 | -35.1125 | -41.2964 | -47.2438 | -57.2218 | -67.1076 | -80.2018 | -93.057 | -105.3975 | -119.4142 | -125.3931 | -142.3786 | -169.7999 | -187.4298 | -213.9556 | -245.6795 | -272.6698 | -304.0878 | -337.7721 | -343.5174 | -374.6381
CDP25 | NSW | SNSW | Passive CER storage load | -18.1594 | -19.9536 | -21.6832 | -23.6578 | -25.4764 | -27.3145 | -29.943 | -32.17 | -34.4521 | -36.8018 | -39.3846 | -42.2078 | -44.9907 | -47.568 | -50.5075 | -53.226 | -55.3667 | -57.7897 | -59.9755 | -62.0344 | -64.1477 | -66.5585 | -69.1281 | -72.1047 | -74.2141 | -76.0095 | -78.331 | -81.149
CDP25 | NSW | SNW | Black coal | 14936.0955 | 9260.1093 | 8519.8625 | 8056.6298 | 0 | 0 | 0 | 0 | 0 | 0 | 0 | 0 | 0 | 0 | 0 | 0 | 0 | 0 | 0 | 0 | 0 | 0 | 0 | 0 | 0 | 0 | 0 | 0
CDP25 | NSW | SNW | Mid-merit gas | 528.9786 | 1153.0794 | 705.8329 | 532.5492 | 1327.1866 | 557.1236 | 1089.0373 | 1730.1159 | 1298.9623 | 1203.6816 | 1115.818 | 1479.5022 | 1281.4672 | 870.4448 | 470.8381 | 984.1521 | 1267.2526 | 1314.4417 | 1436.6821 | 0 | 0 | 0 | 0 | 0 | 0 | 0 | 0 | 0
CDP25 | NSW | SNW | Flexible gas with CCS | 0 | 0 | 0 | 0 | 0 | 0 | 0 | 0 | 0 | 0 | 0 | 0 | 0 | 0 | 0 | 0 | 0 | 0 | 0 | 0 | 0 | 0 | 0 | 0 | 0 | 0 | 0 | 0
CDP25 | NSW | SNW | Flexible gas | 11.1422 | 55.9836 | 22.3662 | 35.0916 | 229.0795 | 314.7708 | 882.2272 | 590.9263 | 217.0042 | 964.9381 | 311.0354 | 563.6554 | 686.3953 | 285.5979 | 83.1511 | 164.3406 | 650.5726 | 906.7295 | 966.6484 | 1410.8429 | 1187.6162 | 1880.5745 | 2170.7666 | 2936.3608 | 1415.2696 | 1137.3902 | 2328.5074 | 1881.8595
CDP25 | NSW | SNW | Hydro | 0 | 0 | 0 | 0 | 0 | 0 | 0 | 0 | 0 | 0 | 0 | 0 | 0 | 0 | 0 | 0 | 0 | 0 | 0 | 0 | 0 | 0 | 0 | 0 | 0 | 0 | 0 | 0
CDP25 | NSW | SNW | Utility storage | 124.165 | 1576.2961 | 1459.0378 | 1590.3981 | 2042.2926 | 4083.0507 | 3671.1212 | 3719.3288 | 4081.9739 | 3978.7225 | 4045.7897 | 4127.6882 | 4353.2363 | 4589.5408 | 4383.7868 | 4366.0395 | 4154.2371 | 3772.6549 | 4195.3377 | 4341.6227 | 4004.4111 | 2624.5623 | 2863.7721 | 2930.7951 | 2923.5733 | 1819.2858 | 1815.7232 | 1875.7471
CDP25 | NSW | SNW | Coordinated CER storage | 35.1451 | 44.9776 | 56.6137 | 69.3482 | 84.6992 | 100.9276 | 118.4538 | 138.9882 | 162.8288 | 191.7246 | 219.2516 | 266.6612 | 314.7751 | 374.7264 | 432.9122 | 491.7104 | 533.9603 | 564.7111 | 645.3461 | 757.9591 | 808.1592 | 930.9149 | 1084.1658 | 1204.2849 | 1332.9104 | 1465.105 | 1487.6397 | 1629.2932
CDP25 | NSW | SNW | Passive CER storage | 72.1981 | 79.1669 | 85.245 | 91.9237 | 98.465 | 104.9795 | 114.8156 | 122.5686 | 130.0811 | 138.8145 | 147.4054 | 157.2483 | 166.6163 | 175.6471 | 185.5089 | 195.9892 | 202.8675 | 211.7879 | 218.4927 | 225.3181 | 232.4773 | 240.1037 | 248.6419 | 259.2958 | 266.1282 | 271.3594 | 280.7262 | 289.5094
CDP25 | NSW | SNW | Offshore wind | 0 | 0 | 0 | 0 | 0 | 0 | 0 | 0 | 0 | 0 | 0 | 0 | 0 | 0 | 0 | 0 | 0 | 0 | 0 | 0 | 0 | 0 | 0 | 0 | 0 | 0 | 0 | 0
CDP25 | NSW | SNW | Wind | 0 | 0 | 0 | 0 | 0 | 0 | 0 | 0 | 0 | 0 | 0 | 0 | 0 | 0 | 0 | 0 | 0 | 0 | 0 | 0 | 0 | 0 | 0 | 0 | 0 | 0 | 0 | 0
CDP25 | NSW | SNW | Utility solar | 0 | 0 | 0 | 0 | 0 | 0 | 0 | 0 | 0 | 0 | 0 | 0 | 0 | 0 | 0 | 0 | 0 | 0 | 0 | 0 | 0 | 0 | 0 | 0 | 0 | 0 | 0 | 0
CDP25 | NSW | SNW | Distributed PV | 4711.8926 | 4899.8671 | 5101.4499 | 5464.9574 | 5880.7926 | 6307.2576 | 6705.1023 | 7062.8221 | 7381.5716 | 7671.0896 | 7947.7897 | 8185.5984 | 8342.0996 | 8459.8366 | 8588.8595 | 8727.2997 | 8837.225 | 8945.2228 | 9071.2788 | 9209.3908 | 9321.3523 | 9430.913 | 9560.0224 | 9701.0611 | 9815.0944 | 9930.3552 | 10063.7426 | 10218.7569
CDP25 | NSW | SNW | Other renewable fuels | 0 | 0 | 0 | 0 | 0 | 0 | 0 | 0 | 0 | 0 | 0 | 0 | 0 | 0 | 0 | 0 | 0 | 0 | 0 | 0 | 0 | 0 | 0 | 0 | 0 | 482.2609 | 451.7965 | 286.9894
CDP25 | NSW | SNW | DSP | 4.714e-07 | 1.8555 | 5.3836e-07 | 1.1815 | 16.6007 | 135.9292 | 49.6155 | 9.9801 | 2.079 | 17.4595 | 75.9412 | 39.1749 | 53.0151 | 22.4417 | 4.1715 | 1.9164e-06 | 53.2705 | 27.3189 | 6.93 | 16.2095 | 7.4025 | 0.00014304 | 21.9975 | 26.6105 | 44.7958 | 9.752 | 112.6699 | 89.0278
CDP25 | NSW | SNW | Utility storage load | -147.8155 | -1862.3814 | -1727.7454 | -1883.4559 | -2408.3623 | -4866.2963 | -4377.8835 | -4435.3834 | -4872.2413 | -4754.4101 | -4811.9363 | -4923.9026 | -5190.5277 | -5474.0531 | -5241.8655 | -5194.8467 | -4954.6755 | -4498.6605 | -5005.4506 | -5188.578 | -4762.8634 | -3154.7002 | -3434.5786 | -3523.0819 | -3504.4983 | -2174.371 | -2172.1704 | -2246.1768
CDP25 | NSW | SNW | Coordinated CER storage load | -35.1451 | -44.9776 | -56.6293 | -69.375 | -84.6568 | -100.9276 | -120.5187 | -143.8267 | -171.478 | -205.7822 | -236.7047 | -296.1795 | -356.1421 | -432.4252 | -506.5962 | -578.8852 | -628.3364 | -662.3825 | -769.2065 | -919.4565 | -976.1013 | -1143.9765 | -1344.5006 | -1504.5377 | -1673.691 | -1849.0852 | -1872.8167 | -2068.0563
CDP25 | NSW | SNW | Passive CER storage load | -85.5652 | -93.9503 | -101.0255 | -109.0216 | -116.8136 | -124.582 | -135.9242 | -145.3273 | -154.6674 | -164.2906 | -174.9227 | -186.5939 | -197.9037 | -208.3743 | -220.5481 | -231.9133 | -240.7529 | -250.728 | -259.3774 | -267.2642 | -275.51 | -284.9379 | -295.0449 | -307.0351 | -315.5215 | -322.6188 | -332.1569 | -343.7389
CDP25 | QLD | NQ | Black coal | 0 | 0 | 0 | 0 | 0 | 0 | 0 | 0 | 0 | 0 | 0 | 0 | 0 | 0 | 0 | 0 | 0 | 0 | 0 | 0 | 0 | 0 | 0 | 0 | 0 | 0 | 0 | 0
CDP25 | QLD | NQ | Mid-merit gas | 203.2491 | 205.2718 | 17.271 | 13.7483 | 28.5958 | 8.9001 | 17.393 | 8.4074 | 36.8287 | 65.1573 | 24.9228 | 19.0359 | 67.2321 | 34.6119 | 13.7229 | 58.5699 | 127.4335 | 119.501 | 127.5813 | 90.3284 | 136.7217 | 88.9237 | 0 | 0 | 0 | 0 | 0 | 0
CDP25 | QLD | NQ | Flexible gas with CCS | 0 | 0 | 0 | 0 | 0 | 0 | 0 | 0 | 0 | 0 | 0 | 0 | 0 | 0 | 0 | 0 | 0 | 0 | 0 | 0 | 0 | 0 | 0 | 0 | 0 | 0 | 0 | 0
CDP25 | QLD | NQ | Flexible gas | 0 | 0 | 0 | 0 | 0 | 0 | 0 | 0 | 1.4847 | 0 | 0.4415 | 1.2198 | 0.63056 | 0 | 0 | 0 | 1.3795e-08 | 3.5765e-08 | 6.813e-08 | 1.2556e-07 | 0 | 0 | 0 | 0 | 0 | 0 | 0 | 0
CDP25 | QLD | NQ | Hydro | 309.1896 | 160.8939 | 232.3698 | 232.7106 | 185.1137 | 279.7378 | 299.4566 | 248.6631 | 214.1129 | 253.0374 | 199.9267 | 127.239 | 181.5262 | 76.7658 | 165.0364 | 80.9464 | 93.5647 | 114.9704 | 0 | 0 | 0 | 0 | 0 | 0 | 0 | 0 | 0 | 0
CDP25 | QLD | NQ | Utility storage | 224.1623 | 463.6124 | 568.5435 | 533.131 | 563.4447 | 857.2125 | 749.9092 | 727.6044 | 766.9354 | 827.2621 | 802.0772 | 829.7095 | 871.0749 | 879.1856 | 877.1036 | 902.0886 | 880.323 | 791.5612 | 820.9894 | 848.8226 | 824.9523 | 859.8793 | 520.5288 | 568.7431 | 964.2667 | 994.8744 | 994.6754 | 999.7684
CDP25 | QLD | NQ | Coordinated CER storage | 3.7024 | 4.8306 | 6.1183 | 7.6933 | 9.5135 | 11.6533 | 13.7872 | 16.4634 | 19.6742 | 23.7279 | 27.2631 | 32.9509 | 38.5142 | 44.9405 | 52.6184 | 58.7061 | 65.2636 | 70.1323 | 80.6352 | 92.3863 | 100.5579 | 114.4653 | 128.7757 | 144.1428 | 155.2162 | 174.1813 | 179.2104 | 187.8406
CDP25 | QLD | NQ | Passive CER storage | 7.8983 | 8.9015 | 9.8572 | 10.8967 | 11.9899 | 13.0913 | 14.6095 | 15.9655 | 17.2986 | 18.8163 | 20.3749 | 22.1566 | 23.8494 | 25.5681 | 27.3346 | 29.213 | 30.5814 | 32.1658 | 33.4967 | 34.9698 | 36.3326 | 37.8586 | 39.5466 | 41.5898 | 43.035 | 44.1319 | 45.8801 | 47.4763
CDP25 | QLD | NQ | Offshore wind | 0 | 0 | 0 | 0 | 0 | 0 | 0 | 0 | 0 | 0 | 0 | 0 | 0 | 0 | 0 | 0 | 0 | 0 | 0 | 0 | 0 | 0 | 0 | 0 | 0 | 0 | 0 | 0
CDP25 | QLD | NQ | Wind | 1058.0189 | 1033.302 | 1062.2248 | 5085.7402 | 6080.8745 | 9205.6287 | 8633.4257 | 9213.0551 | 9487.7611 | 10142.4509 | 9738.5915 | 9160.3002 | 10063.944 | 10587.2387 | 10685.0652 | 10136.1782 | 9890.5227 | 9523.9706 | 9575.4496 | 10560.0595 | 11259.789 | 11635.5284 | 11846.3603 | 12026.7361 | 11477.143 | 10856.741 | 11596.3145 | 12386.0273
CDP25 | QLD | NQ | Utility solar | 1302.2193 | 1395.3546 | 1288.8247 | 1275.004 | 1201.8433 | 994.0639 | 1013.0857 | 1157.7421 | 1212.6464 | 1151.015 | 1245.1637 | 1448.5625 | 1364.6246 | 1286.0808 | 1278.4261 | 1349.7734 | 1277.397 | 1338.3999 | 1215.0204 | 973.4749 | 1123.6178 | 1231.3242 | 1190.2333 | 905.7717 | 949.2067 | 1615.4661 | 1364.9349 | 1340.3031
CDP25 | QLD | NQ | Distributed PV | 890.6838 | 933.0996 | 966.2641 | 1008.0842 | 1073.5389 | 1130.3381 | 1177.689 | 1223.6016 | 1257.4637 | 1292.358 | 1322.4242 | 1351.3797 | 1366.6988 | 1386.523 | 1406.3077 | 1427.8995 | 1446.4485 | 1469.534 | 1490.6694 | 1518.8556 | 1536.7492 | 1560.7993 | 1584.1359 | 1613.9356 | 1633.642 | 1662.3734 | 1692.196 | 1728.5245
CDP25 | QLD | NQ | Other renewable fuels | 0 | 0 | 0 | 0 | 0 | 0 | 0 | 0 | 0 | 0 | 0 | 0 | 0 | 0 | 0 | 0 | 0 | 0 | 0 | 0 | 0 | 0 | 0 | 0 | 0 | 0 | 0 | 0
CDP25 | QLD | NQ | DSP | 0 | 0 | 0 | 0 | 0 | 0 | 0 | 0 | 0 | 0 | 0 | 0 | 0 | 0 | 0 | 0 | 0 | 0 | 0 | 0 | 0 | 0 | 0 | 0 | 0 | 0 | 0 | 0
CDP25 | QLD | NQ | Utility storage load | -281.8193 | -584.648 | -709.538 | -692.6396 | -790.6144 | -1394.3931 | -986.4326 | -941.3874 | -993.1032 | -1095.4857 | -1050.7382 | -1067.9793 | -1166.8849 | -1175.1563 | -1164.7075 | -1192.1667 | -1179.8235 | -1032.3054 | -1081.656 | -1118.1078 | -1143.667 | -1188.6663 | -815.8066 | -919.4082 | -1383.8051 | -1433.4895 | -1445.0642 | -1487.773
CDP25 | QLD | NQ | Coordinated CER storage load | -3.7024 | -4.8306 | -6.1221 | -7.6942 | -9.5146 | -11.6476 | -13.9782 | -16.9278 | -20.5869 | -25.3429 | -29.3019 | -36.0206 | -42.7579 | -50.3406 | -59.9485 | -66.8894 | -74.8668 | -80.2282 | -93.4994 | -108.8123 | -118.3018 | -136.3185 | -154.5017 | -174.1852 | -187.9139 | -212.4892 | -218.4869 | -229.6713
CDP25 | QLD | NQ | Passive CER storage load | -9.0958 | -10.2402 | -11.3564 | -12.5167 | -13.7673 | -15.0267 | -16.7301 | -18.3385 | -19.8913 | -21.5543 | -23.4129 | -25.4463 | -27.3352 | -29.3526 | -31.3736 | -33.392 | -35.0567 | -36.7595 | -38.3701 | -40.0687 | -41.5473 | -43.3666 | -45.2576 | -47.4699 | -49.2828 | -50.516 | -52.2872 | -54.2445
CDP25 | QLD | GG | Black coal | 2943.36 | 2951.3564 | 2967.0311 | 1809.7079 | 1812.0825 | 1489.862 | 802.5857 | 0 | 0 | 0 | 0 | 0 | 0 | 0 | 0 | 0 | 0 | 0 | 0 | 0 | 0 | 0 | 0 | 0 | 0 | 0 | 0 | 0
CDP25 | QLD | GG | Mid-merit gas | 790.803 | 868.8509 | 832.3193 | 841.7347 | 842.0008 | 829.8622 | 24.0264 | 20.2763 | 128.4466 | 297.6195 | 135.9731 | 150.3624 | 265.2796 | 261.8851 | 223.8651 | 252.5001 | 339.681 | 318.1339 | 314.5036 | 337.652 | 355.3732 | 326.5108 | 328.4626 | 326.504 | 251.9495 | 184.5273 | 0 | 0
CDP25 | QLD | GG | Flexible gas with CCS | 0 | 0 | 0 | 0 | 0 | 0 | 0 | 0 | 0 | 0 | 0 | 0 | 0 | 0 | 0 | 0 | 0 | 0 | 0 | 0 | 0 | 0 | 0 | 0 | 0 | 0 | 0 | 0
CDP25 | QLD | GG | Flexible gas | 0 | 0 | 0 | 0 | 0 | 0 | 4.8875e-08 | 1.9088e-07 | 1.3309e-06 | 1.1111e-05 | 1.6759e-05 | 2.7305e-05 | 3.9573e-05 | 5.3841e-05 | 8.5433e-06 | 1.2896e-05 | 5.7768e-05 | 3.8211e-05 | 3.0106e-05 | 3.5067e-05 | 3.4125e-05 | 5.1067e-06 | 3.8465e-05 | 3.8695e-05 | 2.3834e-05 | 1.2773e-05 | 5.2923e-05 | 5.1226e-05
CDP25 | QLD | GG | Hydro | 0 | 0 | 0 | 0 | 0 | 0 | 0 | 0 | 0 | 0 | 0 | 0 | 0 | 0 | 0 | 0 | 0 | 0 | 0 | 0 | 0 | 0 | 0 | 0 | 0 | 0 | 0 | 0
CDP25 | QLD | GG | Utility storage | 0 | 42.9214 | 97.7928 | 115.1681 | 112.162 | 419.2627 | 256.7452 | 228.5211 | 231.047 | 245.3251 | 235.0952 | 240.2856 | 295.2675 | 315.298 | 284.4572 | 306.6487 | 294.6243 | 232.2691 | 297.2597 | 286.0258 | 214.8735 | 12.1744 | 397.4501 | 503.1463 | 509.2517 | 714.9966 | 716.8744 | 1325.5263
CDP25 | QLD | GG | Coordinated CER storage | 0.20225 | 0.26608 | 0.33619 | 0.4249 | 0.52112 | 0.65459 | 0.8036 | 0.99725 | 1.2632 | 1.6137 | 1.8557 | 2.3766 | 2.8609 | 3.4155 | 4.0985 | 4.6584 | 5.0842 | 5.5695 | 6.6475 | 7.759 | 8.0582 | 9.7396 | 10.7019 | 12.2293 | 13.8246 | 15.7314 | 16.3338 | 16.7926
CDP25 | QLD | GG | Passive CER storage | 0.43375 | 0.49115 | 0.5429 | 0.6111 | 0.66737 | 0.73538 | 0.82193 | 0.90112 | 0.98625 | 1.0827 | 1.1807 | 1.2893 | 1.3971 | 1.5064 | 1.6163 | 1.7374 | 1.8244 | 1.9283 | 2.0181 | 2.1123 | 2.2029 | 2.3052 | 2.4175 | 2.547 | 2.6413 | 2.7129 | 2.8267 | 2.9272
CDP25 | QLD | GG | Offshore wind | 0 | 0 | 0 | 0 | 0 | 0 | 0 | 0 | 0 | 0 | 0 | 0 | 0 | 0 | 0 | 0 | 0 | 0 | 0 | 0 | 0 | 0 | 0 | 0 | 0 | 0 | 0 | 0
CDP25 | QLD | GG | Wind | 0 | 0 | 0 | 0 | 0 | 0 | 0 | 0 | 0 | 0 | 0 | 0 | 0 | 0 | 0 | 0 | 0 | 0 | 0 | 0 | 0 | 0 | 0 | 0 | 0 | 0 | 0 | 0
CDP25 | QLD | GG | Utility solar | 0 | 0 | 0 | 0 | 0 | 0 | 0 | 0 | 0 | 0 | 0 | 0 | 0 | 0 | 0 | 0 | 0 | 0 | 0 | 0 | 0 | 0 | 0 | 0 | 0 | 0 | 0 | 0
CDP25 | QLD | GG | Distributed PV | 83.1873 | 85.9307 | 89.0592 | 93.8754 | 98.1305 | 103.0181 | 107.804 | 112.3773 | 116.1806 | 119.6898 | 122.8667 | 125.7195 | 127.7035 | 129.6922 | 131.5994 | 134.0671 | 135.8587 | 138.2141 | 140.6638 | 143.1481 | 145.0607 | 147.4519 | 150.0271 | 152.6645 | 154.6545 | 157.2475 | 160.5535 | 164.0285
CDP25 | QLD | GG | Other renewable fuels | 0 | 0 | 0 | 0 | 0 | 0 | 0 | 0 | 0 | 0 | 0 | 0 | 0 | 0 | 0 | 0 | 0 | 0 | 0 | 0 | 0 | 0 | 0 | 0 | 0 | 0 | 0 | 0
CDP25 | QLD | GG | DSP | 0 | 0 | 0 | 0 | 0 | 0 | 0 | 0 | 0 | 0 | 0 | 0 | 0 | 0 | 0 | 0 | 0 | 0 | 0 | 0 | 0 | 0 | 0 | 0 | 0 | 0 | 0 | 0
CDP25 | QLD | GG | Utility storage load | 0 | -51.0969 | -116.8565 | -137.105 | -133.5263 | -498.686 | -305.6491 | -272.0491 | -275.0561 | -292.0538 | -280.3117 | -285.6179 | -351.6674 | -374.8435 | -338.9295 | -364.3979 | -350.5479 | -276.3366 | -353.8035 | -340.6894 | -255.1672 | -14.3214 | -467.5421 | -591.8783 | -599.3727 | -841.9389 | -845.0574 | -1576.5091
CDP25 | QLD | GG | Coordinated CER storage load | -0.20225 | -0.26608 | -0.33639 | -0.42496 | -0.52118 | -0.65427 | -0.82633 | -1.0535 | -1.3751 | -1.8121 | -2.0931 | -2.7503 | -3.3649 | -4.0684 | -4.9614 | -5.6419 | -6.1695 | -6.7732 | -8.1815 | -9.6995 | -9.9643 | -12.2586 | -13.4979 | -15.5338 | -17.7202 | -20.2127 | -21.0589 | -21.5924
CDP25 | QLD | GG | Passive CER storage load | -0.49951 | -0.56501 | -0.62547 | -0.70194 | -0.76631 | -0.8441 | -0.94124 | -1.0351 | -1.1341 | -1.2402 | -1.3568 | -1.4807 | -1.6013 | -1.7294 | -1.8552 | -1.9859 | -2.0914 | -2.2036 | -2.3117 | -2.4203 | -2.5191 | -2.6406 | -2.7666 | -2.9072 | -3.0247 | -3.1053 | -3.2214 | -3.3445
CDP25 | QLD | CQ | Black coal | 11700.454 | 12723.9567 | 14289.7961 | 7684.9013 | 6572.7129 | 3096.2214 | 6448.2849 | 5945.5918 | 3852.562 | 4142.3683 | 4122.6988 | 4498.1081 | 4192.5612 | 3491.251 | 3387.1345 | 4092.7028 | 4008.0994 | 4386.829 | 4794.4521 | 4612.8365 | 4461.5784 | 4542.6537 | 4185.3063 | 4091.9157 | 4244.3053 | 4571.1996 | 4235.2243 | 0
CDP25 | QLD | CQ | Mid-merit gas | 0 | 0 | 0 | 0 | 0 | 0 | 0 | 0 | 0 | 0 | 0 | 0 | 0 | 0 | 0 | 0 | 0 | 0 | 0 | 0 | 0 | 0 | 0 | 0 | 0 | 0 | 0 | 0
CDP25 | QLD | CQ | Flexible gas with CCS | 0 | 0 | 0 | 0 | 0 | 0 | 0 | 0 | 0 | 0 | 0 | 0 | 0 | 0 | 0 | 0 | 0 | 0 | 0 | 0 | 0 | 0 | 0 | 0 | 0 | 0 | 0 | 0
CDP25 | QLD | CQ | Flexible gas | 0 | 0 | 0 | 0.15809 | 0 | 0 | 1.1258 | 0.41678 | 1.6986 | 3.0291 | 0 | 0 | 0 | 0 | 0 | 0 | 0 | 0 | 0 | 0 | 0 | 0 | 0 | 0 | 0 | 0 | 0 | 0
CDP25 | QLD | CQ | Hydro | 0 | 0 | 0 | 0 | 0 | 0 | 0 | 0 | 0 | 0 | 0 | 0 | 0 | 0 | 0 | 0 | 0 | 0 | 0 | 0 | 0 | 0 | 0 | 0 | 0 | 0 | 0 | 0
CDP25 | QLD | CQ | Utility storage | 40.2286 | 36.6588 | 59.4236 | 137.9488 | 165.4713 | 258.8415 | 192.931 | 176.9717 | 178.3171 | 186.1819 | 185.2894 | 185.9949 | 223.2636 | 234.0689 | 213.9059 | 232.6531 | 232.6855 | 189.6616 | 168.812 | 164.9134 | 133.3726 | 146.285 | 541.6045 | 425.6673 | 636.7038 | 2146.0579 | 2134.8109 | 2681.8565
CDP25 | QLD | CQ | Coordinated CER storage | 3.3993 | 4.4767 | 5.6535 | 7.1679 | 8.8254 | 10.819 | 12.9878 | 15.6754 | 19.1551 | 23.6141 | 26.9723 | 33.4043 | 39.4141 | 46.3008 | 54.7109 | 61.659 | 67.0955 | 73.7944 | 85.9555 | 98.9826 | 102.8135 | 122.1926 | 133.5225 | 152.414 | 170.5859 | 192.1087 | 199.2324 | 205.1413
CDP25 | QLD | CQ | Passive CER storage | 7.2649 | 8.2429 | 9.1049 | 10.1494 | 11.1216 | 12.1535 | 13.617 | 14.8902 | 16.1978 | 17.7002 | 19.2237 | 20.9226 | 22.6054 | 24.2909 | 26.0235 | 27.8933 | 29.2325 | 30.8205 | 32.1652 | 33.6167 | 35.0164 | 36.548 | 38.2373 | 40.233 | 41.689 | 42.7748 | 44.484 | 46.003
CDP25 | QLD | CQ | Offshore wind | 0 | 0 | 0 | 0 | 0 | 0 | 0 | 0 | 0 | 0 | 0 | 0 | 0 | 0 | 0 | 0 | 0 | 0 | 0 | 0 | 0 | 0 | 0 | 0 | 0 | 0 | 0 | 0
CDP25 | QLD | CQ | Wind | 888.5312 | 1171.1905 | 1291.9056 | 2556.383 | 3911.3798 | 4268.9626 | 3924.5107 | 4077.1147 | 4118.5894 | 7039.4536 | 6913.9958 | 6506.399 | 6724.7298 | 6564.5548 | 7567.8642 | 6416.9813 | 7068.3175 | 6884.5492 | 6622.0837 | 6836.4367 | 7770.5941 | 7659.4295 | 7936.4869 | 8245.0691 | 7867.2086 | 7270.0128 | 7531.7244 | 7476.6086
CDP25 | QLD | CQ | Utility solar | 2044.3313 | 2148.163 | 1998.6616 | 2257.8032 | 2161.9331 | 2293.5697 | 1717.2333 | 1960.935 | 2039.6144 | 2036.5425 | 2658.7572 | 2932.8742 | 2781.6728 | 2848.4028 | 2842.165 | 3003.0378 | 2817.5446 | 2963.1035 | 2773.3122 | 2973.4945 | 2352.2937 | 2653.757 | 2669.0338 | 3686.4256 | 6132.7249 | 8695.3904 | 10188.2275 | 13585.1381
CDP25 | QLD | CQ | Distributed PV | 983.4528 | 1015.8314 | 1049.9894 | 1099.5409 | 1147.7856 | 1214.1964 | 1273.2899 | 1322.5909 | 1366.4737 | 1411.0047 | 1452.5752 | 1484.7024 | 1513.4651 | 1542.6319 | 1573.6127 | 1602.9355 | 1628.0199 | 1660.5557 | 1693.308 | 1723.4366 | 1751.2723 | 1783.2996 | 1817.4165 | 1849.4621 | 1878.748 | 1913.7379 | 1953.8785 | 1991.6066
CDP25 | QLD | CQ | Other renewable fuels | 0 | 0 | 0 | 0 | 0 | 0 | 0 | 0 | 0 | 0 | 0 | 0 | 0 | 0 | 0 | 0 | 0 | 0 | 0 | 0 | 0 | 0 | 0 | 0 | 0 | 0 | 0 | 0
CDP25 | QLD | CQ | DSP | 0 | 0 | 0 | 0 | 0 | 0 | 0 | 0 | 0 | 0 | 0 | 0 | 0 | 0 | 0 | 0 | 0 | 0 | 0 | 0 | 0 | 0 | 0 | 0 | 0 | 0 | 0 | 0
CDP25 | QLD | CQ | Utility storage load | -47.8912 | -43.6415 | -70.8515 | -164.2248 | -196.9897 | -307.7084 | -229.6798 | -210.6806 | -212.2823 | -221.6453 | -221.0192 | -220.9864 | -265.9373 | -278.1538 | -254.9401 | -276.3081 | -276.8114 | -225.6136 | -200.8791 | -196.4099 | -158.2518 | -173.9771 | -639.2217 | -500.7358 | -778.8438 | -2667.6115 | -2660.9909 | -3366.9933
CDP25 | QLD | CQ | Coordinated CER storage load | -3.3993 | -4.4767 | -5.657 | -7.1688 | -8.8264 | -10.8137 | -13.2232 | -16.2609 | -20.3095 | -25.6692 | -29.4267 | -37.2726 | -44.6212 | -53.0669 | -63.7026 | -71.8709 | -78.3095 | -86.3951 | -101.915 | -119.2165 | -122.3869 | -148.2914 | -162.4109 | -187.1258 | -211.3822 | -239.0258 | -248.6732 | -255.5099
CDP25 | QLD | CQ | Passive CER storage load | -8.3663 | -9.4825 | -10.4898 | -11.6583 | -12.7703 | -13.9503 | -15.5935 | -17.1034 | -18.6254 | -20.2758 | -22.0901 | -24.0291 | -25.9093 | -27.8864 | -29.8687 | -31.8835 | -33.5104 | -35.222 | -36.8449 | -38.5184 | -40.0421 | -41.8653 | -43.7592 | -45.9213 | -47.7414 | -48.9625 | -50.6961 | -52.5612
CDP25 | QLD | SQ | Black coal | 21353.6441 | 21128.2586 | 21402.9287 | 17198.3831 | 15283.329 | 11414.51 | 14537.5246 | 14077.1615 | 12535.3751 | 9109.4857 | 4960.3938 | 5230.0263 | 5040.0288 | 4643.8924 | 4460.847 | 4831.4342 | 4773.2105 | 5146.3596 | 5245.5714 | 5115.2397 | 5106.6572 | 5035.2087 | 4992.7444 | 4862.4254 | 4851.7839 | 5134.675 | 5034.3318 | 0
CDP25 | QLD | SQ | Mid-merit gas | 1550.1595 | 1930.363 | 417.7273 | 285.8721 | 451.1767 | 236.4257 | 373.5396 | 408.8224 | 1109.9254 | 2301.2439 | 1536.3181 | 1512.2919 | 1078.9721 | 823.3601 | 702.4809 | 475.2758 | 719.6181 | 486.9599 | 230.3263 | 317.3016 | 315.734 | 0 | 0 | 0 | 0 | 0 | 0 | 0
CDP25 | QLD | SQ | Flexible gas with CCS | 0 | 0 | 0 | 0 | 0 | 0 | 0 | 0 | 0 | 0 | 0 | 0 | 0 | 0 | 0 | 0 | 0 | 0 | 0 | 0 | 0 | 0 | 0 | 0 | 0 | 0 | 0 | 0
CDP25 | QLD | SQ | Flexible gas | 74.0082 | 34.4654 | 4.4569 | 13.3384 | 13.0398 | 406.6728 | 122.0485 | 22.1325 | 202.9452 | 907.0705 | 514.3591 | 455.0866 | 1056.1949 | 902.8416 | 440.6882 | 893.6823 | 3816.683 | 2780.1722 | 2825.371 | 3713.7759 | 3593.8762 | 4335.062 | 5287.6494 | 5433.8941 | 3100.6895 | 1980.2433 | 4568.7538 | 4824.65
CDP25 | QLD | SQ | Hydro | 0 | 0 | 0 | 0 | 0 | 0 | 0 | 0 | 0 | 0 | 0 | 0 | 0 | 0 | 0 | 0 | 0 | 0 | 0 | 0 | 0 | 0 | 0 | 0 | 0 | 0 | 0 | 0
CDP25 | QLD | SQ | Utility storage | 1247.7597 | 1177.313 | 1094.6906 | 1070.4024 | 1326.8836 | 2011.1503 | 1636.7338 | 1545.5389 | 1602.5865 | 1687.8081 | 5855.869 | 6070.4074 | 6221.8905 | 6539.2696 | 6524.6341 | 6548.1868 | 6093.295 | 5562.0404 | 6145.0583 | 6338.4405 | 5499.7849 | 5567.2673 | 5721.9613 | 6091.7431 | 6169.1245 | 7142.4418 | 7019.1536 | 7170.142
CDP25 | QLD | SQ | Coordinated CER storage | 17.9819 | 23.8055 | 30.5222 | 38.6652 | 47.9538 | 59.321 | 72.437 | 89.7178 | 110.4234 | 137.3503 | 158.3554 | 195.8156 | 229.8807 | 275.3266 | 326.7639 | 368.0809 | 408.1159 | 431.2042 | 506.2936 | 596.6543 | 608.1689 | 736.0723 | 807.2193 | 926.0804 | 1044.094 | 1191.9961 | 1201.5863 | 1277.2687
CDP25 | QLD | SQ | Passive CER storage | 38.5258 | 43.8968 | 49.0034 | 54.5739 | 60.1823 | 66.4877 | 74.7743 | 82.1543 | 89.5117 | 97.9153 | 106.4969 | 116.2022 | 125.6895 | 135.4263 | 145.4256 | 156.0927 | 163.6411 | 172.4096 | 179.9223 | 187.9841 | 195.7875 | 204.5517 | 214.2855 | 225.8 | 234.2198 | 240.7642 | 250.8429 | 259.8486
CDP25 | QLD | SQ | Offshore wind | 0 | 0 | 0 | 0 | 0 | 0 | 0 | 0 | 0 | 0 | 0 | 0 | 0 | 0 | 0 | 0 | 0 | 0 | 0 | 0 | 0 | 0 | 0 | 0 | 0 | 0 | 0 | 0
CDP25 | QLD | SQ | Wind | 4637.1311 | 6192.7402 | 6566.561 | 11517.3841 | 14474.5559 | 14618.2804 | 13918.5726 | 13733.4673 | 14088.0771 | 13100.8053 | 17299.8764 | 17114.4091 | 17243.7608 | 18126.5854 | 19105.692 | 17436.9346 | 18446.3018 | 19125.3887 | 18295.7959 | 18307.1182 | 16994.4331 | 16274.3355 | 16552.017 | 15762.6911 | 23856.4858 | 22513.4472 | 21922.3106 | 23457.0068
CDP25 | QLD | SQ | Utility solar | 4587.176 | 4800.3697 | 4773.8398 | 4628.8323 | 4540.0569 | 4726.3064 | 3783.8095 | 4259.3768 | 4483.516 | 5379.7254 | 11038.68 | 12399.5832 | 12526.7592 | 12751.3269 | 12800.9181 | 13068.0575 | 12486.7371 | 11896.1926 | 14421.5199 | 16458.9669 | 13480.6756 | 16573.4904 | 16099.8732 | 17619.5501 | 17056.4805 | 21672.9414 | 21490.2034 | 23592.8446
CDP25 | QLD | SQ | Distributed PV | 5990.8471 | 6184.3421 | 6391.0577 | 6675.4064 | 6948.9149 | 7246.6104 | 7553.5439 | 7854.8235 | 8099.4155 | 8344.1878 | 8574.7168 | 8791.3445 | 8944.2099 | 9112.954 | 9288.9666 | 9482.3526 | 9632.6932 | 9808.7105 | 9994.2533 | 10193.5007 | 10350.6777 | 10536.484 | 10729.2197 | 10938.4931 | 11106.4424 | 11313.678 | 11537.6324 | 11787.4518
CDP25 | QLD | SQ | Other renewable fuels | 0 | 0 | 0 | 0 | 0 | 0 | 0 | 0 | 0 | 0 | 0 | 0 | 0 | 0 | 0 | 0 | 0 | 0 | 0 | 0 | 0 | 0 | 0 | 0 | 0 | 0 | 458.3141 | 318.1411
CDP25 | QLD | SQ | DSP | 4.5454e-07 | 4.7693e-07 | 5.1407e-07 | 6.3555e-07 | 8.3383e-07 | 0.070871 | 0.9162 | 0.84507 | 2.4 | 1.6751 | 1.56 | 2.4802 | 1.1025 | 2.2495e-06 | 1.6538e-06 | 1.8937e-06 | 13.248 | 10.9715 | 2.654e-06 | 0.051632 | 6.0165 | 0.386 | 9.7942 | 1.584 | 15.377 | 1.7253 | 52.0422 | 108.5734
CDP25 | QLD | SQ | Utility storage load | -1687.5683 | -1544.7801 | -1412.9723 | -1371.2661 | -1776.4618 | -2774.3014 | -2147.0236 | -2018.463 | -2092.4319 | -2207.6849 | -7679.5458 | -7919.7082 | -8166.1013 | -8576.154 | -8570.3405 | -8525.2356 | -8009.2462 | -7258.992 | -8030.8912 | -8345.538 | -7190.4841 | -7306.6943 | -7532.6199 | -8102.4296 | -8141.1227 | -9336.6868 | -9217.6581 | -9457.9846
CDP25 | QLD | SQ | Coordinated CER storage load | -17.9819 | -23.8055 | -30.5406 | -38.67 | -47.9594 | -59.2922 | -74.1939 | -94.2713 | -118.7062 | -151.581 | -175.7023 | -221.7514 | -263.6199 | -320.2916 | -386.1018 | -434.9613 | -484.5814 | -509.4695 | -606.7465 | -727.8583 | -731.7108 | -904.6494 | -994.1386 | -1152.5164 | -1305.1725 | -1505.7242 | -1513.8344 | -1611.3708
CDP25 | QLD | SQ | Passive CER storage load | -44.3668 | -50.498 | -56.4569 | -62.687 | -69.1038 | -76.3172 | -85.6279 | -94.3651 | -102.9273 | -112.1632 | -122.3762 | -133.4555 | -144.0599 | -155.4718 | -166.9135 | -178.4222 | -187.5884 | -197.0317 | -206.0993 | -215.394 | -223.8881 | -234.3118 | -245.2308 | -257.7243 | -268.2238 | -275.5925 | -285.8727 | -296.8927
CDP25 | VIC | VIC | Brown coal | 32180.7418 | 28061.6011 | 27318.5144 | 24404.0786 | 18444.8663 | 14409.8191 | 17282.2929 | 14137.9904 | 10486.5411 | 6169.6938 | 2845.9837 | 3131.9848 | 2876.7759 | 2506.0434 | 2623.9556 | 2880.7264 | 3052.8606 | 3258.8404 | 3336.4958 | 3342.8159 | 3147.8477 | 3319.4311 | 3338.7075 | 0 | 0 | 0 | 0 | 0
CDP25 | VIC | VIC | Mid-merit gas | 76.7713 | 131.3434 | 70.4104 | 56.7202 | 0 | 0 | 0 | 0 | 0 | 0 | 0 | 0 | 0 | 0 | 0 | 0 | 0 | 0 | 0 | 0 | 0 | 0 | 0 | 0 | 0 | 0 | 0 | 0
CDP25 | VIC | VIC | Flexible gas with CCS | 0 | 0 | 0 | 0 | 0 | 0 | 0 | 0 | 0 | 0 | 0 | 0 | 0 | 0 | 0 | 0 | 0 | 0 | 0 | 0 | 0 | 0 | 0 | 0 | 0 | 0 | 0 | 0
CDP25 | VIC | VIC | Flexible gas | 49.1853 | 92.1763 | 41.6612 | 33.8232 | 286.0125 | 63.8012 | 45.633 | 11.6699 | 1.3933e-06 | 317.0304 | 244.7711 | 14.2785 | 25.2208 | 53.9557 | 8.7793 | 9.191 | 65.7279 | 88.9402 | 69.9054 | 153.2589 | 164.4746 | 115.8135 | 200.2768 | 231.2986 | 291.0244 | 116.7122 | 431.8854 | 661.5881
CDP25 | VIC | VIC | Hydro | 2507.4876 | 1230.2483 | 1310.1363 | 3363.0494 | 2112.2827 | 4003.1761 | 2239.5054 | 1468.7071 | 2974.4416 | 2909.5703 | 3826.4608 | 2454.5009 | 2423.2653 | 1557.0431 | 2050.3001 | 1948.2228 | 3293.3591 | 2302.0265 | 2181.5311 | 2384.4205 | 2185.6681 | 1779.7747 | 2507.096 | 2644.2469 | 2987.7469 | 2413.42 | 2965.3563 | 2074.2351
CDP25 | VIC | VIC | Utility storage | 391.7103 | 1148.8522 | 1968.6792 | 2870.3201 | 3024.1272 | 4217.5605 | 3951.9374 | 4858.8622 | 5055.2701 | 5272.0742 | 8107.7319 | 6019.6699 | 6821.8511 | 7566.4384 | 7590.2916 | 8134.3661 | 7756.4312 | 6754.5606 | 7116.233 | 6643.6864 | 5885.6333 | 5491.309 | 4975.8617 | 4759.9419 | 4820.1335 | 4735.0831 | 4145.6665 | 4105.3814
CDP25 | VIC | VIC | Coordinated CER storage | 46.2586 | 62.9901 | 80.9957 | 102.2386 | 127.8655 | 156.8347 | 186.0618 | 219.7475 | 259.2237 | 303.0267 | 352.1356 | 412.4803 | 478.8742 | 566.1195 | 648.6733 | 744.2089 | 822.6835 | 884.5302 | 983.891 | 1124.607 | 1217.7496 | 1357.3968 | 1523.7937 | 1694.9905 | 1867.7971 | 2024.8301 | 2085.083 | 2300.0767
CDP25 | VIC | VIC | Passive CER storage | 93.9153 | 103.8346 | 113.4315 | 124.1343 | 134.0189 | 145.1892 | 159.9523 | 173.6821 | 187.2958 | 202.3336 | 217.0562 | 234.2369 | 249.6964 | 267.2425 | 284.5038 | 301.8728 | 315.2069 | 328.6875 | 342.6232 | 356.7102 | 370.6288 | 384.4636 | 401.0884 | 417.2939 | 433.7507 | 444.3685 | 460.5946 | 476.6569
CDP25 | VIC | VIC | Offshore wind | 0 | 0 | 0 | 0 | 0 | 0 | 4006.6463 | 7927.115 | 10433.3572 | 13129.3732 | 15326.5185 | 19335.53 | 23446.1174 | 28124.4286 | 31327.6786 | 36287.497 | 36622.7253 | 36867.6477 | 35104.8125 | 34013.0138 | 34656.011 | 34906.8032 | 35049.255 | 37283.2206 | 34292.4436 | 34546.6433 | 35671.1836 | 37311.1372
CDP25 | VIC | VIC | Wind | 13656.9103 | 17097.4033 | 16259.3697 | 17161.2667 | 19770.9526 | 24008.8977 | 23363.9764 | 24669.2517 | 23805.3355 | 24912.548 | 23000.7644 | 22727.3863 | 22295.4078 | 22812.43 | 21801.8296 | 21945.6545 | 21542.5209 | 21548.0354 | 20258.1495 | 18862.6521 | 18017.6114 | 16593.3796 | 15932.0621 | 16456.7424 | 15219.7921 | 16747.1942 | 16207.3271 | 16972.9971
CDP25 | VIC | VIC | Utility solar | 2579.3234 | 3070.4834 | 3383.3772 | 3595.646 | 3586.5338 | 3644.9601 | 3087.7308 | 3105.5187 | 3334.51 | 3378.6479 | 5104.8849 | 5536.8194 | 5106.0818 | 5260.8563 | 5404.2285 | 5074.9154 | 5178.5144 | 5114.8322 | 5074.5985 | 5349.6166 | 4756.369 | 5031.2813 | 5041.8384 | 4700.8735 | 6639.405 | 5901.8536 | 5413.9115 | 5407.431
CDP25 | VIC | VIC | Distributed PV | 6087.2788 | 6684.1854 | 7294.8864 | 7984.2026 | 8627.0949 | 9196.1307 | 9725.6838 | 10200.0096 | 10651.3504 | 11059.654 | 11465.7127 | 11844.9384 | 12143.6943 | 12364.7146 | 12587.537 | 12816.1806 | 13025.347 | 13207.514 | 13417.6849 | 13652.8559 | 13870.6821 | 14058.9828 | 14279.9745 | 14546.9466 | 14826.3072 | 15089.7889 | 15385.7563 | 15709.2989
CDP25 | VIC | VIC | Other renewable fuels | 0 | 0 | 0 | 0 | 0 | 0 | 0 | 0 | 0 | 0 | 0 | 0 | 0 | 0 | 0 | 0 | 0 | 0 | 0 | 0 | 0 | 0 | 0 | 0 | 0 | 0 | 451.5804 | 254.8521
CDP25 | VIC | VIC | DSP | 0.032 | 4.628e-07 | 4.9147e-07 | 6.0647e-07 | 1.848 | 28.4527 | 29.19 | 2.2023 | 0.494 | 23.0558 | 85.4513 | 21.1701 | 40.6805 | 13.6094 | 3.9265 | 0.63 | 31.2355 | 13.515 | 4.6336 | 16.3067 | 12.2151 | 1.5245 | 12.893 | 20.0448 | 28.4736 | 9.282 | 89.6241 | 46.5054
CDP25 | VIC | VIC | Utility storage load | -466.3219 | -1367.555 | -2347.1176 | -3409.9314 | -3593.1787 | -5004.8352 | -4696.5435 | -5776.3639 | -6049.9212 | -6432.7584 | -9888.2293 | -7413.1409 | -8407.2048 | -9273.1452 | -9319.0602 | -9972.9741 | -9529.1925 | -8318.5325 | -8731.3478 | -8210.9603 | -7257.7452 | -6803.6155 | -6187.6327 | -5974.6323 | -6004.3727 | -5932.2665 | -5231.6269 | -5206.5529
CDP25 | VIC | VIC | Coordinated CER storage load | -46.2586 | -62.9901 | -81.0452 | -102.2514 | -127.8032 | -156.8347 | -188.7967 | -226.4305 | -270.9789 | -321.3335 | -376.1689 | -446.9297 | -526.1779 | -632.4865 | -733.2288 | -848.0778 | -942.692 | -1011.3381 | -1133.1305 | -1316.3097 | -1420.6296 | -1603.0337 | -1806.0609 | -2030.8178 | -2241.8963 | -2443.7525 | -2512.0073 | -2804.0715
CDP25 | VIC | VIC | Passive CER storage load | -111.762 | -123.3463 | -134.8604 | -147.2779 | -159.5703 | -173.272 | -189.9108 | -206.4594 | -222.8042 | -240.197 | -258.543 | -279.5154 | -296.8716 | -318.266 | -338.6938 | -358.4818 | -376.3814 | -390.4669 | -407.5393 | -424.3066 | -440.6446 | -458.2816 | -479.2543 | -495.4081 | -516.2532 | -529.291 | -547.2171 | -568.9661
CDP25 | SA | CSA | Mid-merit gas | 1825.2765 | 2304.3099 | 1228.74 | 994.0969 | 1619.4494 | 887.6214 | 42.6938 | 56.4555 | 164.6533 | 225.3593 | 309.8538 | 102.0647 | 89.9058 | 0 | 0 | 0 | 0 | 0 | 0 | 0 | 0 | 0 | 0 | 0 | 0 | 0 | 0 | 0
CDP25 | SA | CSA | Flexible gas with CCS | 0 | 0 | 0 | 0 | 0 | 0 | 0 | 0 | 0 | 0 | 0 | 0 | 0 | 0 | 0 | 0 | 0 | 0 | 0 | 0 | 0 | 0 | 0 | 0 | 0 | 0 | 0 | 0
CDP25 | SA | CSA | Flexible gas | 5.8124 | 4.241 | 50.7187 | 26.0442 | 16.8356 | 114.4901 | 802.2849 | 728.821 | 1041.3487 | 960.2231 | 1840.9257 | 947.792 | 1022.0928 | 605.3521 | 281.8393 | 481.5081 | 1001.8542 | 905.4679 | 1096.1035 | 1847.8832 | 1243.5748 | 1310.6175 | 1170.0243 | 708.7081 | 801.4712 | 436.8891 | 1006.5009 | 546.6003
CDP25 | SA | CSA | Hydro | 0 | 0 | 0 | 0 | 0 | 0 | 0 | 0 | 0 | 0 | 0 | 0 | 0 | 0 | 0 | 0 | 0 | 0 | 0 | 0 | 0 | 0 | 0 | 0 | 0 | 0 | 0 | 0
CDP25 | SA | CSA | Utility storage | 511.9488 | 658.2488 | 957.4753 | 1790.5736 | 1950.9943 | 2579.5294 | 1583.7737 | 1663.995 | 1618.4867 | 1613.4888 | 1529.2678 | 1494.1319 | 1810.1747 | 1938.8457 | 1768.8711 | 1749.3816 | 1712.3625 | 1378.0427 | 1692.1833 | 1406.7756 | 1224.8513 | 1057.3199 | 949.8412 | 1917.5955 | 1890.9856 | 2031.7979 | 2051.9492 | 2138.7137
CDP25 | SA | CSA | Coordinated CER storage | 189.9316 | 211.363 | 232.0591 | 256.0226 | 280.307 | 308.1285 | 333.0908 | 361.3796 | 390.3149 | 421.977 | 456.7618 | 494.3835 | 530.4783 | 572.7306 | 618.5432 | 662.5454 | 697.0916 | 732.4456 | 773.0591 | 829.883 | 883.1092 | 944.8663 | 1003.242 | 1043.6662 | 1108.0361 | 1158.5364 | 1180.4841 | 1226.2647
CDP25 | SA | CSA | Passive CER storage | 64.0325 | 68.5121 | 72.874 | 77.7255 | 81.7137 | 86.0408 | 91.1661 | 95.9927 | 100.5806 | 105.8509 | 110.6315 | 116.1445 | 120.6524 | 126.1011 | 130.3051 | 135.7589 | 139.2271 | 142.3883 | 145.3068 | 148.8519 | 151.4968 | 154.3978 | 158.1308 | 162.327 | 164.8392 | 167.039 | 171.4898 | 175.3662
CDP25 | SA | CSA | Offshore wind | 0 | 0 | 0 | 0 | 0 | 0 | 0 | 0 | 0 | 0 | 0 | 0 | 0 | 0 | 0 | 0 | 0 | 0 | 0 | 0 | 0 | 0 | 0 | 0 | 0 | 0 | 0 | 0
CDP25 | SA | CSA | Wind | 7192.3856 | 7509.4376 | 7231.1334 | 7532.1676 | 8642.3755 | 8620.9581 | 8147.042 | 8677.0645 | 8674.5916 | 9319.4084 | 8207.6919 | 8348.0553 | 7281.3043 | 8259.6266 | 8350.4234 | 6954.0088 | 6840.9059 | 7294.9201 | 7004.9984 | 5865.4333 | 5641.8389 | 6322.8006 | 7076.2783 | 8961.6198 | 9029.0885 | 9731.2873 | 9168.5777 | 10489.3426
CDP25 | SA | CSA | Utility solar | 1193.7259 | 1245.4074 | 1825.3956 | 1625.4063 | 1617.7019 | 1816.1739 | 1931.8513 | 1973.843 | 2064.1478 | 2113.9687 | 2092.8887 | 2216.5013 | 2096.7094 | 2103.2362 | 2236.1701 | 2294.4297 | 2243.9993 | 2223.758 | 2754.0224 | 3867.5143 | 5440.9642 | 5594.1196 | 5272.696 | 5067.2936 | 5204.1565 | 5164.3324 | 5038.5469 | 5156.9833
CDP25 | SA | CSA | Distributed PV | 3190.3631 | 3260.7863 | 3336.7919 | 3466.2875 | 3610.9779 | 3765.142 | 3919.0203 | 4056.501 | 4171.4374 | 4282.9871 | 4387.5614 | 4474.6656 | 4540.4368 | 4615.8937 | 4699.0323 | 4777.1158 | 4844.1539 | 4922.1799 | 5007.7115 | 5086.4132 | 5151.8572 | 5229.3602 | 5315.6498 | 5398.0969 | 5468.4064 | 5549.6338 | 5639.0507 | 5724.3107
CDP25 | SA | CSA | Other renewable fuels | 0 | 0 | 0 | 0 | 0 | 0 | 0 | 0 | 0 | 0 | 0 | 0 | 0 | 0 | 0 | 0 | 0 | 0 | 0 | 0 | 0 | 0 | 0 | 0 | 0 | 0 | 0 | 0
CDP25 | SA | CSA | DSP | 0.18 | 4.6689e-07 | 5.1637e-07 | 6.3031e-07 | 1.5329 | 29.5253 | 22.099 | 3.7181 | 0.83657 | 16.6169 | 61.6222 | 22.3209 | 33.9721 | 15.2857 | 3.4635 | 2.255 | 29.0364 | 13.7805 | 3.876 | 10.1395 | 9.272 | 1.2255 | 10.846 | 12.1695 | 16.6874 | 6.0256 | 55.3536 | 29.675
CDP25 | SA | CSA | Utility storage load | -609.4631 | -783.3024 | -1139.8603 | -2134.5381 | -2321.6542 | -3069.1114 | -1885.4078 | -1981.9393 | -1925.835 | -1923.7051 | -1817.726 | -1778.7533 | -2157.2757 | -2305.9072 | -2108.6869 | -2079.7695 | -2038.5546 | -1640.5504 | -2014.5327 | -1676.8813 | -1456.0646 | -1258.7429 | -1130.0453 | -2265.4302 | -2226.3356 | -2398.3967 | -2412.1947 | -2519.7187
CDP25 | SA | CSA | Coordinated CER storage load | -189.9316 | -211.363 | -232.0591 | -256.1782 | -280.275 | -308.0087 | -333.7336 | -363.2314 | -392.9837 | -426.625 | -462.6357 | -503.188 | -542.759 | -589.3964 | -641.839 | -689.2738 | -727.2859 | -764.4268 | -810.9357 | -880.1845 | -941.2756 | -1017.0039 | -1085.1713 | -1129.4326 | -1206.4663 | -1267.3737 | -1286.9034 | -1346.1476
CDP25 | SA | CSA | Passive CER storage load | -74.5534 | -80.106 | -84.9062 | -90.0868 | -94.711 | -99.6282 | -104.9721 | -111.2405 | -116.5182 | -121.7649 | -127.6009 | -133.8318 | -139.592 | -144.8715 | -150.319 | -155.3538 | -159.9965 | -162.6779 | -167.2472 | -170.8245 | -173.1506 | -176.6843 | -181.1201 | -184.9918 | -188.5654 | -191.4455 | -195.1885 | -200.2795
CDP25 | SA | SESA | Mid-merit gas | 0 | 0 | 0 | 0 | 0 | 0 | 0 | 0 | 0 | 0 | 0 | 0 | 0 | 0 | 0 | 0 | 0 | 0 | 0 | 0 | 0 | 0 | 0 | 0 | 0 | 0 | 0 | 0
CDP25 | SA | SESA | Flexible gas with CCS | 0 | 0 | 0 | 0 | 0 | 0 | 0 | 0 | 0 | 0 | 0 | 0 | 0 | 0 | 0 | 0 | 0 | 0 | 0 | 0 | 0 | 0 | 0 | 0 | 0 | 0 | 0 | 0
CDP25 | SA | SESA | Flexible gas | 0.25151 | 7.535e-09 | 0.84091 | 5.514e-08 | 6.667e-08 | 1.006 | 4.6662 | 1.1394 | 0.052098 | 17.623 | 29.2164 | 0 | 0 | 0 | 0 | 0 | 0 | 0 | 0 | 0 | 0 | 0 | 0 | 0 | 0 | 0 | 0 | 0
CDP25 | SA | SESA | Hydro | 0 | 0 | 0 | 0 | 0 | 0 | 0 | 0 | 0 | 0 | 0 | 0 | 0 | 0 | 0 | 0 | 0 | 0 | 0 | 0 | 0 | 0 | 0 | 0 | 0 | 0 | 0 | 0
CDP25 | SA | SESA | Utility storage | 26.5486 | 22.069 | 23.2393 | 26.8471 | 27.1271 | 35.913 | 29.0768 | 31.2149 | 29.516 | 31.176 | 5.2946e-05 | 5.4974e-05 | 5.6871e-05 | 6.2609e-05 | 7.6824e-05 | 7.4922e-05 | 7.1879e-05 | 6.9927e-05 | 6.8721e-05 | 7.1269e-05 | 0.00012366 | 0.00012166 | 0.00034159 | 129.2902 | 131.7642 | 153.6518 | 155.8193 | 164.8982
CDP25 | SA | SESA | Coordinated CER storage | 6.7783 | 7.6026 | 8.404 | 9.3284 | 10.2692 | 11.3717 | 12.3926 | 13.4709 | 14.5884 | 15.8316 | 17.3485 | 18.8692 | 20.4518 | 22.1755 | 24.0229 | 25.7953 | 27.1569 | 28.6713 | 30.3594 | 32.6364 | 34.9943 | 37.636 | 40.0792 | 41.673 | 44.3216 | 46.6405 | 47.5876 | 49.8168
CDP25 | SA | SESA | Passive CER storage | 2.2874 | 2.4649 | 2.6412 | 2.8343 | 2.9964 | 3.1838 | 3.3933 | 3.5799 | 3.7552 | 3.9661 | 4.1842 | 4.4023 | 4.6087 | 4.8211 | 4.9787 | 5.1883 | 5.3234 | 5.4419 | 5.5432 | 5.6917 | 5.8219 | 5.9481 | 6.0969 | 6.2638 | 6.363 | 6.4511 | 6.627 | 6.8022
CDP25 | SA | SESA | Offshore wind | 0 | 0 | 0 | 0 | 0 | 0 | 0 | 0 | 0 | 0 | 0 | 0 | 0 | 0 | 0 | 0 | 0 | 0 | 0 | 0 | 0 | 0 | 0 | 0 | 0 | 0 | 0 | 0
CDP25 | SA | SESA | Wind | 747.9795 | 813.1309 | 711.1698 | 786.6521 | 2451.9926 | 2201.8307 | 1832.1672 | 2028.8539 | 2014.5742 | 2567.6325 | 2048.4927 | 2167.4866 | 2012.3505 | 2162.5917 | 1842.2639 | 1837.3581 | 1702.6214 | 1859.2825 | 1764.0177 | 1673.5921 | 1605.723 | 1781.1673 | 1666.3708 | 1853.246 | 1647.4128 | 2315.1942 | 2192.3499 | 2428.156
CDP25 | SA | SESA | Utility solar | 68.8965 | 72.2217 | 69.4992 | 63.6085 | 61.7789 | 51.9787 | 57.9552 | 53.0999 | 57.4512 | 57.5678 | 49.9018 | 57.4908 | 54.1488 | 57.5419 | 64.0263 | 60.8485 | 58.3214 | 0 | 0 | 0 | 0 | 0 | 0 | 0 | 0 | 0 | 0 | 0
CDP25 | SA | SESA | Distributed PV | 112.7362 | 116.2125 | 120.7697 | 127.1989 | 133.8742 | 141.6734 | 149.2792 | 155.4422 | 160.67 | 166.3834 | 173.5604 | 178.2911 | 183.9197 | 187.5012 | 190.7562 | 194.3046 | 197.6511 | 200.9791 | 203.7224 | 208.7345 | 214.739 | 219.6259 | 223.1041 | 226.6677 | 229.1829 | 232.2131 | 236.0291 | 242.1829
CDP25 | SA | SESA | Other renewable fuels | 0 | 0 | 0 | 0 | 0 | 0 | 0 | 0 | 0 | 0 | 0 | 0 | 0 | 0 | 0 | 0 | 0 | 0 | 0 | 0 | 0 | 0 | 0 | 0 | 0 | 0 | 0 | 0
CDP25 | SA | SESA | DSP | 0 | 0 | 0 | 0 | 0 | 0 | 0 | 0 | 0 | 0 | 0 | 0 | 0 | 0 | 0 | 0 | 0 | 0 | 0 | 0 | 0 | 0 | 0 | 0 | 0 | 0 | 0 | 0
CDP25 | SA | SESA | Utility storage load | -31.6055 | -26.2727 | -27.6658 | -32.0176 | -32.2612 | -42.7362 | -34.6088 | -37.1772 | -35.1216 | -37.1381 | -6.1902e-05 | -6.4319e-05 | -6.6672e-05 | -7.3455e-05 | -9.0416e-05 | -8.7819e-05 | -8.4376e-05 | -8.2172e-05 | -8.0696e-05 | -8.372e-05 | -0.00014522 | -0.00014274 | -0.00040101 | -152.2034 | -154.889 | -181.134 | -182.9136 | -193.9787
CDP25 | SA | SESA | Coordinated CER storage load | -6.7783 | -7.6026 | -8.404 | -9.3341 | -10.2661 | -11.3713 | -12.4193 | -13.5539 | -14.7121 | -16.0465 | -17.6292 | -19.2871 | -21.0332 | -22.9665 | -25.1242 | -27.0653 | -28.6018 | -30.2242 | -32.2246 | -35.0165 | -37.7193 | -41.0054 | -43.8874 | -45.6442 | -48.88 | -51.7008 | -52.5627 | -55.479
CDP25 | SA | SESA | Passive CER storage load | -2.6632 | -2.882 | -3.0773 | -3.2851 | -3.473 | -3.6866 | -3.9072 | -4.1485 | -4.3502 | -4.5623 | -4.826 | -5.0727 | -5.3322 | -5.5387 | -5.7434 | -5.9371 | -6.1175 | -6.2173 | -6.3802 | -6.5319 | -6.654 | -6.8067 | -6.9833 | -7.1384 | -7.2789 | -7.3936 | -7.5428 | -7.7685
CDP25 | TAS | TAS | Mid-merit gas | 0 | 0 | 0 | 0 | 0 | 0 | 0 | 0 | 0 | 0 | 0 | 0 | 0 | 0 | 0 | 0 | 0 | 0 | 0 | 0 | 0 | 0 | 0 | 0 | 0 | 0 | 0 | 0
CDP25 | TAS | TAS | Flexible gas with CCS | 0 | 0 | 0 | 0 | 0 | 0 | 0 | 0 | 0 | 0 | 0 | 0 | 0 | 0 | 0 | 0 | 0 | 0 | 0 | 0 | 0 | 0 | 0 | 0 | 0 | 0 | 0 | 0
CDP25 | TAS | TAS | Flexible gas | 0 | 0 | 0 | 0 | 0 | 0 | 0 | 4.097e-07 | 3.5218e-07 | 3.3884e-07 | 3.4299e-07 | 3.5966e-07 | 4.8722e-07 | 7.3084e-07 | 9.5371e-07 | 1.4153e-06 | 0.30087 | 2.2821e-06 | 0.026657 | 0.79957 | 1.6791 | 9.2662e-07 | 1.9974e-06 | 2.1272e-06 | 3.9978 | 1.7109e-06 | 5.7274e-06 | 4.7405e-06
CDP25 | TAS | TAS | Hydro | 8887.2723 | 9653.1629 | 6762.9733 | 6648.9687 | 6203.1578 | 5751.9379 | 5129.6532 | 4925.2488 | 4642.1054 | 4120.0788 | 3840.6894 | 3066.3001 | 6846.2916 | 5440.7257 | 7020.9795 | 7499.0003 | 7139.4441 | 7569.3418 | 8233.8445 | 6319.7497 | 9024.843 | 8352.2713 | 6846.979 | 7950.1629 | 7454.0328 | 7983.6657 | 8673.2636 | 7291.7381
CDP25 | TAS | TAS | Utility storage | 0 | 0 | 0 | 2.153e-05 | 2.7631e-05 | 3.3297e-05 | 6.1287e-05 | 8.8193e-05 | 14.6035 | 15.0812 | 276.5282 | 473.2831 | 305.5969 | 360.5259 | 441.1124 | 461.2375 | 463.3749 | 473.0511 | 442.1981 | 416.9508 | 1491.4207 | 1378.8304 | 1565.0529 | 1742.9414 | 1745.6636 | 1741.197 | 1707.3137 | 1728.5892
CDP25 | TAS | TAS | Coordinated CER storage | 2.5733 | 3.5345 | 4.6054 | 5.9579 | 7.4227 | 9.2914 | 10.7327 | 12.2928 | 14.0659 | 16.3423 | 18.9776 | 22.2745 | 24.3524 | 28.335 | 33.0262 | 37.6131 | 42.8575 | 46.6226 | 51.6437 | 58.0202 | 61.2026 | 67.7691 | 77.6718 | 85.9988 | 95.1019 | 101.11 | 107.1602 | 114.0249
CDP25 | TAS | TAS | Passive CER storage | 6.2553 | 6.8442 | 7.491 | 8.1837 | 8.8138 | 9.6277 | 10.5227 | 11.3683 | 12.1904 | 13.1008 | 14.0214 | 15.0123 | 15.866 | 16.9658 | 17.9051 | 18.9456 | 19.7579 | 20.3609 | 21.0618 | 21.7684 | 22.4051 | 23.1637 | 23.9385 | 24.7927 | 25.5449 | 25.8603 | 26.7151 | 27.6923
CDP25 | TAS | TAS | Offshore wind | 0 | 0 | 0 | 0 | 0 | 0 | 0 | 0 | 0 | 0 | 0 | 0 | 0 | 0 | 0 | 0 | 0 | 0 | 0 | 0 | 0 | 0 | 0 | 0 | 0 | 0 | 0 | 0
CDP25 | TAS | TAS | Wind | 1975.3545 | 2174.8068 | 3998.3922 | 4688.0599 | 5370.3267 | 6033.8469 | 6517.9023 | 7009.547 | 7503.4542 | 7996.544 | 8298.833 | 8385.4118 | 8776.0463 | 9180.5683 | 9690.8973 | 10241.8611 | 8262.9963 | 8304.8495 | 8000.9068 | 8411.1696 | 8389.4624 | 8567.6611 | 8220.8968 | 8592.8174 | 8285.7689 | 8047.2568 | 7473.9314 | 7492.063
CDP25 | TAS | TAS | Utility solar | 0 | 0 | 8.4265e-06 | 7.6582e-06 | 7.8877e-06 | 6.5498e-06 | 1.378e-05 | 2.0509e-05 | 8.1216e-05 | 7.0029e-05 | 192.6557 | 607.1031 | 729.4374 | 841.3451 | 848.0485 | 813.8093 | 669.2692 | 671.2867 | 684.8648 | 656.0461 | 653.1146 | 681.5908 | 693.733 | 629.5724 | 660.0347 | 728.083 | 686.8672 | 715.1767
CDP25 | TAS | TAS | Distributed PV | 307.0088 | 319.0286 | 332.2165 | 365.6975 | 409.1203 | 455.4526 | 495.5483 | 526.8219 | 558.336 | 589.4338 | 618.6881 | 640.645 | 653.5031 | 660.943 | 668.1315 | 674.4542 | 680.7325 | 686.9651 | 694.1811 | 700.6574 | 706.8726 | 713.1019 | 720.4898 | 727.215 | 733.6596 | 740.0857 | 747.7693 | 754.9122
CDP25 | TAS | TAS | Other renewable fuels | 0 | 0 | 0 | 0 | 0 | 0 | 0 | 0 | 0 | 0 | 0 | 0 | 0 | 0 | 0 | 0 | 0 | 0 | 0 | 0 | 0 | 0 | 0 | 0 | 0 | 0 | 0 | 0
CDP25 | TAS | TAS | DSP | 4.4016e-07 | 4.294e-07 | 4.5663e-07 | 4.5444e-07 | 4.6609e-07 | 4.8512e-07 | 5.8493e-07 | 8.8085e-07 | 8.8262e-07 | 9.7409e-07 | 1.012e-06 | 9.9681e-07 | 1.2518e-06 | 1.3366e-06 | 0.1175 | 1.4447e-06 | 1.195 | 0.6525 | 0.1575 | 0.77 | 0.4775 | 0.082501 | 0.285 | 0.027502 | 0.88 | 2.0901e-06 | 3.2244 | 1.345
CDP25 | TAS | TAS | Utility storage load | 0 | 0 | 0 | -2.5339e-05 | -3.25e-05 | -3.9203e-05 | -7.81e-05 | -0.00011326 | -19.0766 | -20.0334 | -367.2157 | -624.7532 | -397.569 | -473.4821 | -579.405 | -602.4711 | -614.5974 | -627.1475 | -583.087 | -548.6194 | -1962.3956 | -1819.9421 | -2032.0936 | -2325.732 | -2263.1796 | -2298.0791 | -2246.1598 | -2301.2293
CDP25 | TAS | TAS | Coordinated CER storage load | -2.5733 | -3.5345 | -4.6054 | -5.9579 | -7.4227 | -9.2971 | -10.7517 | -12.3856 | -14.2824 | -16.7801 | -19.7565 | -23.5548 | -25.6819 | -30.4461 | -36.1325 | -41.6669 | -48.2458 | -52.5786 | -58.8874 | -66.8808 | -70.1423 | -78.7306 | -91.1807 | -102.1757 | -113.4997 | -121.3036 | -128.5707 | -138.0469
CDP25 | TAS | TAS | Passive CER storage load | -7.4092 | -8.08 | -8.839 | -9.6052 | -10.3749 | -11.3443 | -12.3431 | -13.3696 | -14.321 | -15.3464 | -16.5077 | -17.6666 | -18.6487 | -19.9309 | -21.017 | -22.1822 | -23.2833 | -23.8808 | -24.7761 | -25.5422 | -26.2799 | -27.2697 | -28.1878 | -29.1395 | -30.0052 | -30.3481 | -31.2962 | -32.5547
Counterfactual | NSW | NNSW | Black coal | 0 | 0 | 0 | 0 | 0 | 0 | 0 | 0 | 0 | 0 | 0 | 0 | 0 | 0 | 0 | 0 | 0 | 0 | 0 | 0 | 0 | 0 | 0 | 0 | 0 | 0 | 0 | 0
Counterfactual | NSW | NNSW | Mid-merit gas | 0 | 0 | 0 | 0 | 0 | 0 | 0 | 0 | 0 | 0 | 0 | 0 | 0 | 0 | 0 | 0 | 0 | 0 | 0 | 0 | 0 | 0 | 0 | 0 | 0 | 0 | 0 | 0
Counterfactual | NSW | NNSW | Flexible gas with CCS | 0 | 0 | 0 | 0 | 0 | 0 | 0 | 0 | 0 | 0 | 0 | 0 | 0 | 0 | 0 | 0 | 0 | 0 | 0 | 0 | 0 | 0 | 0 | 0 | 0 | 0 | 0 | 0
Counterfactual | NSW | NNSW | Flexible gas | 0 | 0 | 0 | 0 | 0 | 0 | 0 | 0 | 0 | 0 | 0 | 0 | 0 | 0 | 0 | 0 | 0 | 0 | 0 | 0 | 0 | 0 | 0 | 0 | 0 | 0 | 0 | 0
Counterfactual | NSW | NNSW | Hydro | 0 | 0 | 0 | 0 | 0 | 0 | 0 | 0 | 0 | 0 | 0 | 0 | 0 | 0 | 0 | 0 | 0 | 0 | 0 | 0 | 0 | 0 | 0 | 0 | 0 | 0 | 0 | 0
Counterfactual | NSW | NNSW | Utility storage | 3.9389 | 15.4513 | 496.1763 | 1059.4302 | 1655.3067 | 2853.1224 | 2525.54 | 2494.0818 | 2639.9443 | 2694.0563 | 2688.9304 | 2680.27 | 2716.8085 | 2874.8147 | 2801.9825 | 2611.606 | 2443.1881 | 2430.5959 | 2459.8952 | 2541.2797 | 2595.8288 | 2718.7374 | 2245.2002 | 2075.3515 | 1945.3661 | 1846.5946 | 1877.6621 | 2035.5051
Counterfactual | NSW | NNSW | Coordinated CER storage | 8.8368 | 11.2053 | 14.0389 | 16.9299 | 20.3794 | 24.12 | 27.6567 | 32.0522 | 37.3483 | 43.4531 | 50.101 | 58.5239 | 66.5644 | 78.0766 | 86.366 | 95.3508 | 103.3689 | 114.2637 | 122.0254 | 140.8402 | 129.6504 | 151.514 | 191.0343 | 210.0251 | 235.7348 | 259.2295 | 271.5406 | 284.625
Counterfactual | NSW | NNSW | Passive CER storage | 18.167 | 19.7177 | 21.1384 | 22.4275 | 23.7008 | 25.0701 | 27.3635 | 29.2103 | 31.0205 | 33.1586 | 35.2223 | 37.5763 | 39.7724 | 41.8629 | 44.1078 | 46.4927 | 48.0454 | 50.12 | 51.7116 | 53.3755 | 55.0278 | 56.7506 | 58.6569 | 61.0185 | 62.4544 | 63.5 | 65.5099 | 67.3883
Counterfactual | NSW | NNSW | Offshore wind | 0 | 0 | 0 | 0 | 0 | 0 | 0 | 0 | 0 | 0 | 0 | 0 | 0 | 0 | 0 | 0 | 0 | 0 | 0 | 0 | 0 | 0 | 0 | 0 | 0 | 0 | 0 | 0
Counterfactual | NSW | NNSW | Wind | 1304.7305 | 1100.5544 | 1789.6281 | 1954.8116 | 1962.8347 | 2024.6104 | 1993.0858 | 1882.3826 | 1853.703 | 1725.0994 | 1865.9408 | 1759.5066 | 1821.1 | 1823.1308 | 1579.456 | 1577.0733 | 1969.5491 | 2033.5491 | 1939.332 | 1867.8624 | 2109.8977 | 1950.6552 | 1929.6653 | 1892.3206 | 1955.3458 | 1890.3623 | 1877.4521 | 1935.2802
Counterfactual | NSW | NNSW | Utility solar | 1716.714 | 2165.4976 | 2319.6081 | 2261.7338 | 2424.3262 | 2821.7127 | 2387.1615 | 2555.4172 | 2807.0412 | 2833.0042 | 2752.4712 | 2948.1896 | 2670.4394 | 2888.721 | 2932.9966 | 2876.0603 | 2749.9736 | 2659.0998 | 2776.3406 | 2784.4234 | 2476.5204 | 2594.2919 | 2722.5642 | 2693.6075 | 3037.349 | 3176.5885 | 2975.9001 | 3318.6177
Counterfactual | NSW | NNSW | Distributed PV | 1271.6546 | 1294.9489 | 1311.4241 | 1367.595 | 1455.6654 | 1546.1493 | 1624.3869 | 1687.2326 | 1737.479 | 1785.259 | 1826.8007 | 1862.6349 | 1883.9388 | 1905.6539 | 1925.5478 | 1947.8463 | 1965.8985 | 1986.5372 | 2009.2374 | 2037.7628 | 2057.9774 | 2077.2502 | 2099.9079 | 2127.0346 | 2148.3108 | 2170.1747 | 2198.1127 | 2230.421
Counterfactual | NSW | NNSW | Other renewable fuels | 0 | 0 | 0 | 0 | 0 | 0 | 0 | 0 | 0 | 0 | 0 | 0 | 0 | 0 | 0 | 0 | 0 | 0 | 0 | 0 | 0 | 0 | 0 | 0 | 0 | 0 | 508.2536 | 380.5257
Counterfactual | NSW | NNSW | DSP | 0 | 0 | 0 | 0 | 0 | 0 | 0 | 0 | 0 | 0 | 0 | 0 | 0 | 0 | 0 | 0 | 0 | 0 | 0 | 0 | 0 | 0 | 0 | 0 | 0 | 0 | 0 | 0
Counterfactual | NSW | NNSW | Utility storage load | -4.6477 | -18.3945 | -597.7597 | -1267.5565 | -1981.735 | -3416.7897 | -3099.8987 | -3062.8232 | -3233.5108 | -3312.0535 | -3290.5338 | -3279.1053 | -3333.2683 | -3528.4446 | -3426.7084 | -3190.3053 | -3003.0752 | -2975.5992 | -3001.3 | -3122.9825 | -3228.32 | -3361.0736 | -2830.4145 | -2651.9425 | -2446.7079 | -2376.3445 | -2378.1265 | -2633.0586
Counterfactual | NSW | NNSW | Coordinated CER storage load | -8.8368 | -11.2053 | -14.0428 | -16.9363 | -20.3815 | -24.1075 | -27.9267 | -32.744 | -38.7374 | -45.7623 | -53.3451 | -63.2935 | -72.7687 | -86.9359 | -96.7047 | -106.6667 | -115.9561 | -129.2639 | -137.6943 | -162.4378 | -143.256 | -172.1865 | -224.8767 | -249.4627 | -282.4169 | -312.9603 | -329.6555 | -345.3377
Counterfactual | NSW | NNSW | Passive CER storage load | -21.5306 | -23.3997 | -25.0516 | -26.5991 | -28.1174 | -29.7514 | -32.3942 | -34.6342 | -36.8836 | -39.2441 | -41.7975 | -44.5888 | -47.2409 | -49.663 | -52.439 | -55.0147 | -57.0178 | -59.3353 | -61.388 | -63.312 | -65.2137 | -67.3475 | -69.6038 | -72.2527 | -74.0459 | -75.4951 | -77.5117 | -80.0111
Counterfactual | NSW | CNSW | Black coal | 23982.6535 | 25581.0259 | 21777.2282 | 19400.692 | 18193.4729 | 7011.5592 | 8819.1979 | 9887.1238 | 9863.3843 | 9694.5748 | 9870.8426 | 9906.2649 | 9324.1074 | 9078.0305 | 9350.6987 | 9257.7117 | 0 | 0 | 0 | 0 | 0 | 0 | 0 | 0 | 0 | 0 | 0 | 0
Counterfactual | NSW | CNSW | Mid-merit gas | 0 | 0 | 0 | 0 | 0 | 0 | 0 | 0 | 0 | 0 | 0 | 0 | 0 | 0 | 0 | 0 | 0 | 0 | 0 | 0 | 0 | 0 | 0 | 0 | 0 | 0 | 0 | 0
Counterfactual | NSW | CNSW | Flexible gas with CCS | 0 | 0 | 0 | 0 | 0 | 0 | 0 | 0 | 0 | 0 | 0 | 0 | 0 | 0 | 0 | 0 | 0 | 0 | 0 | 0 | 0 | 0 | 0 | 0 | 0 | 0 | 0 | 0
Counterfactual | NSW | CNSW | Flexible gas | 0 | 0 | 0 | 0 | 0 | 0 | 0 | 0 | 0 | 0 | 0 | 0 | 0 | 0 | 0 | 0 | 0 | 0 | 0 | 0 | 0 | 0 | 0 | 0 | 0 | 0 | 0 | 0
Counterfactual | NSW | CNSW | Hydro | 0 | 0 | 0 | 0 | 0 | 0 | 0 | 0 | 0 | 0 | 0 | 0 | 0 | 0 | 0 | 0 | 0 | 0 | 0 | 0 | 0 | 0 | 0 | 0 | 0 | 0 | 0 | 0
Counterfactual | NSW | CNSW | Utility storage | 462.6097 | 1129.5578 | 1205.7126 | 2038.6222 | 3116.2989 | 3552.8518 | 2404.0305 | 2405.9115 | 2576.8126 | 2702.0122 | 2560.8184 | 2546.667 | 2724.3565 | 2883.1344 | 2940.1855 | 2760.6104 | 2342.3611 | 2288.6014 | 2334.1177 | 2265.1734 | 2135.6661 | 1552.7142 | 1641.9706 | 1776.9078 | 1125.7396 | 1105.1494 | 1248.7043 | 1610.6373
Counterfactual | NSW | CNSW | Coordinated CER storage | 3.7235 | 4.738 | 6.0197 | 7.5056 | 9.772 | 11.3924 | 12.6065 | 15.1983 | 18.0559 | 21.3687 | 24.8492 | 29.9461 | 34.788 | 41.7523 | 49.641 | 54.1574 | 54.8933 | 60.3019 | 66.9523 | 70.4405 | 74.8336 | 90.9477 | 106.3551 | 115.0909 | 129.4224 | 139.879 | 149.8624 | 172.8372
Counterfactual | NSW | CNSW | Passive CER storage | 7.627 | 8.3056 | 8.9956 | 9.6657 | 10.2322 | 10.8691 | 11.909 | 12.8093 | 13.6889 | 14.7028 | 15.7482 | 16.8884 | 18.0026 | 19.0507 | 20.185 | 21.411 | 22.266 | 23.3321 | 24.1695 | 25.0093 | 25.8786 | 26.806 | 27.8186 | 29.0444 | 29.8498 | 30.4411 | 31.4814 | 32.4604
Counterfactual | NSW | CNSW | Offshore wind | 0 | 0 | 0 | 0 | 0 | 0 | 0 | 0 | 0 | 0 | 0 | 0 | 0 | 0 | 0 | 0 | 0 | 0 | 0 | 0 | 0 | 0 | 0 | 0 | 0 | 0 | 0 | 0
Counterfactual | NSW | CNSW | Wind | 1293.4641 | 1927.1136 | 3915.8005 | 5886.0229 | 16081.7814 | 16065.0544 | 16259.0089 | 15192.6567 | 15392.0165 | 14646.109 | 15290.2185 | 14808.0082 | 14699.3073 | 15720.1946 | 15444.5156 | 15867.9387 | 16967.5846 | 17315.6032 | 17012.7109 | 16023.2275 | 16946.982 | 15649.3844 | 15878.6149 | 15564.0491 | 15912.7147 | 15379.3589 | 15141.221 | 16164.4747
Counterfactual | NSW | CNSW | Utility solar | 3629.2714 | 3910.0187 | 5353.4205 | 5138.3586 | 7967.94 | 10438.3933 | 9156.9919 | 9619.4164 | 10844.7748 | 10918.1848 | 10994.8034 | 11296.1499 | 10817.6147 | 11555.5282 | 11526.3243 | 11235.1591 | 11557.3239 | 11229.3445 | 11865.4207 | 13213.6382 | 11959.8614 | 12172.1867 | 13287.3053 | 13809.3555 | 17089.9092 | 18607.5024 | 18193.1157 | 23315.9962
Counterfactual | NSW | CNSW | Distributed PV | 805.7252 | 814.9854 | 829.5535 | 870.8455 | 916.2872 | 974.0498 | 1025.6157 | 1072.6831 | 1112.1573 | 1154.5789 | 1186.7008 | 1211.9352 | 1229.1648 | 1252.0861 | 1268.2638 | 1286.3269 | 1301.3111 | 1324.9373 | 1342.737 | 1359.4079 | 1373.0091 | 1398.259 | 1414.9644 | 1434.2131 | 1452.1522 | 1478.3848 | 1498.0146 | 1518.8237
Counterfactual | NSW | CNSW | Other renewable fuels | 0 | 0 | 0 | 0 | 0 | 0 | 0 | 0 | 0 | 0 | 0 | 0 | 0 | 0 | 0 | 0 | 0 | 0 | 0 | 0 | 0 | 0 | 0 | 0 | 0 | 215.7789 | 612.6967 | 521.1757
Counterfactual | NSW | CNSW | DSP | 0 | 0 | 0 | 0 | 0 | 0 | 0 | 0 | 0 | 0 | 0 | 0 | 0 | 0 | 0 | 0 | 0 | 0 | 0 | 0 | 0 | 0 | 0 | 0 | 0 | 0 | 0 | 0
Counterfactual | NSW | CNSW | Utility storage load | -659.4198 | -1424.4554 | -1497.1174 | -2444.5761 | -3782.7992 | -4292.4749 | -2963.2564 | -2947.1756 | -3154.7191 | -3324.2748 | -3125.3664 | -3103.3757 | -3338.5079 | -3530.27 | -3599.308 | -3367.1932 | -2865.3507 | -2794.9648 | -2858.2043 | -2766.2418 | -2580.7752 | -1922.4151 | -2022.7405 | -2205.4199 | -1404.4088 | -1402.158 | -1589.5478 | -2056.1109
Counterfactual | NSW | CNSW | Coordinated CER storage load | -3.7235 | -4.738 | -6.0214 | -7.5084 | -9.7729 | -11.387 | -12.8089 | -15.6832 | -19.0135 | -22.8972 | -27.0006 | -33.1432 | -38.9962 | -47.838 | -57.4882 | -62.49 | -62.9622 | -69.3209 | -77.3533 | -81.7993 | -85.8271 | -108.1132 | -128.0522 | -138.5138 | -156.3559 | -169.0384 | -181.7385 | -213.0082
Counterfactual | NSW | CNSW | Passive CER storage load | -9.0391 | -9.8566 | -10.6609 | -11.4635 | -12.1389 | -12.8986 | -14.0985 | -15.1877 | -16.2762 | -17.4011 | -18.6881 | -20.0401 | -21.3832 | -22.6003 | -23.9976 | -25.3356 | -26.4242 | -27.622 | -28.6922 | -29.6652 | -30.6689 | -31.8114 | -33.0103 | -34.3918 | -35.3899 | -36.1914 | -37.2489 | -38.5407
Counterfactual | NSW | SNSW | Black coal | 0 | 0 | 0 | 0 | 0 | 0 | 0 | 0 | 0 | 0 | 0 | 0 | 0 | 0 | 0 | 0 | 0 | 0 | 0 | 0 | 0 | 0 | 0 | 0 | 0 | 0 | 0 | 0
Counterfactual | NSW | SNSW | Mid-merit gas | 0 | 0 | 0 | 0 | 0 | 0 | 0 | 0 | 0 | 0 | 0 | 0 | 0 | 0 | 0 | 0 | 0 | 0 | 0 | 0 | 0 | 0 | 0 | 0 | 0 | 0 | 0 | 0
Counterfactual | NSW | SNSW | Flexible gas with CCS | 0 | 0 | 0 | 0 | 0 | 0 | 0 | 0 | 0 | 0 | 0 | 0 | 0 | 0 | 0 | 0 | 0 | 0 | 0 | 0 | 0 | 0 | 0 | 0 | 0 | 0 | 0 | 0
Counterfactual | NSW | SNSW | Flexible gas | 0 | 2.1222e-07 | 2.6271e-07 | 3.612e-07 | 5.8407e-07 | 0.10331 | 160.5711 | 2.5953e-06 | 6.6748 | 48.5723 | 181.6062 | 160.5113 | 523.6192 | 304.4903 | 10.3446 | 66.2715 | 426.6537 | 55.3327 | 17.2109 | 77.0529 | 0 | 0 | 0 | 0 | 0 | 0 | 0 | 0
Counterfactual | NSW | SNSW | Hydro | 2784.1028 | 1140.9773 | 1761.0252 | 4830.9725 | 3600.2018 | 6930.2248 | 2446.8795 | 3547.3477 | 4089.3846 | 3952.0399 | 3747.8345 | 2802.7556 | 2884.9987 | 2204.9729 | 3344.779 | 3743.5781 | 4178.9965 | 3985.9543 | 2246.5949 | 2382.8204 | 2430.7237 | 2853.4496 | 2634.1636 | 2824.4789 | 4339.4873 | 4494.8715 | 3282.4779 | 2189.8363
Counterfactual | NSW | SNSW | Utility storage | 223.467 | 322.5721 | 341.0336 | 442.6432 | 980.8144 | 2355.0689 | 2249.9761 | 2167.7213 | 2303.9448 | 2264.7162 | 2096.2229 | 2138.7498 | 2178.1618 | 2324.6857 | 2434.7453 | 2108.9651 | 2107.0297 | 2098.4632 | 2008.5647 | 1895.8288 | 1966.7818 | 1883.1833 | 1934.411 | 1876.254 | 1838.9361 | 1570.0688 | 1791.0803 | 1736.8647
Counterfactual | NSW | SNSW | Coordinated CER storage | 7.4492 | 9.554 | 12.1506 | 15.0163 | 18.3817 | 22.1203 | 25.6291 | 29.7782 | 34.6594 | 40.1902 | 46.6083 | 54.8332 | 62.7672 | 74.5614 | 85.5727 | 96.237 | 103.7838 | 113.8731 | 125.3601 | 139.2486 | 152.6356 | 175.7974 | 198.4732 | 204.3518 | 219.7838 | 236.2165 | 254.6135 | 287.446
Counterfactual | NSW | SNSW | Passive CER storage | 15.3225 | 16.8139 | 18.2962 | 19.9476 | 21.4747 | 23.0167 | 25.293 | 27.1321 | 28.9755 | 31.0951 | 33.189 | 35.5698 | 37.8779 | 40.0969 | 42.4832 | 44.9811 | 46.6541 | 48.8145 | 50.5218 | 52.2984 | 54.1283 | 56.0857 | 58.256 | 60.8935 | 62.5963 | 63.9327 | 66.2023 | 68.3467
Counterfactual | NSW | SNSW | Offshore wind | 0 | 0 | 0 | 0 | 0 | 0 | 0 | 0 | 0 | 0 | 0 | 0 | 0 | 0 | 0 | 0 | 0 | 0 | 0 | 0 | 0 | 0 | 0 | 0 | 0 | 0 | 0 | 0
Counterfactual | NSW | SNSW | Wind | 5477.7413 | 5971.2086 | 7192.7076 | 9543.2665 | 9404.7766 | 8806.2302 | 8946.8819 | 8603.5102 | 8657.8402 | 9109.9525 | 8422.7676 | 8784.5252 | 8401.2742 | 9016.2335 | 8779.7776 | 8999.3027 | 9429.4316 | 10222.2254 | 10378.8004 | 9943.6266 | 10257.2646 | 9269.1871 | 8925.5003 | 10292.946 | 9189.9307 | 9486.9511 | 9380.9614 | 10134.7356
Counterfactual | NSW | SNSW | Utility solar | 4562.3512 | 5476.6636 | 6708.0075 | 7969.1315 | 7937.1203 | 8539.8499 | 7233.5502 | 7686.9882 | 8014.122 | 7716.7371 | 8004.4455 | 8101.0511 | 7584.6025 | 8142.339 | 7979.9093 | 7850.8153 | 7584.4875 | 7341.2098 | 7460.8128 | 8339.3647 | 7921.3692 | 8201.3784 | 8300.3054 | 7712.0113 | 8222.3083 | 7862.805 | 7366.3219 | 7703.4796
Counterfactual | NSW | SNSW | Distributed PV | 1286.0905 | 1322.7575 | 1362.6526 | 1446.0263 | 1540.5536 | 1647.4287 | 1745.6243 | 1832.1643 | 1910.3635 | 1990.2647 | 2054.8207 | 2113.8626 | 2159.1101 | 2205.4714 | 2245.1143 | 2285.7319 | 2320.1221 | 2364.8685 | 2403.0178 | 2443.7 | 2479.7929 | 2528.6708 | 2571.5307 | 2617.0872 | 2653.1877 | 2703.8642 | 2749.1533 | 2797.2701
Counterfactual | NSW | SNSW | Other renewable fuels | 0 | 0 | 0 | 0 | 0 | 0 | 0 | 0 | 0 | 0 | 0 | 0 | 0 | 0 | 0 | 0 | 0 | 0 | 0 | 0 | 0 | 0 | 0 | 0 | 0 | 0 | 0 | 0
Counterfactual | NSW | SNSW | DSP | 0 | 0 | 0 | 0 | 0 | 0 | 0 | 0 | 0 | 0 | 0 | 0 | 0 | 0 | 0 | 0 | 0 | 0 | 0 | 0 | 0 | 0 | 0 | 0 | 0 | 0 | 0 | 0
Counterfactual | NSW | SNSW | Utility storage load | -266.0322 | -385.7483 | -407.9045 | -773.8942 | -1734.2992 | -2850.681 | -3111.4592 | -2888.5741 | -2858.2318 | -2816.4848 | -2760.1618 | -2763.6708 | -2738.9827 | -3144.0457 | -3031.4191 | -2927.8589 | -2597.1785 | -2667.9598 | -2530.2474 | -2488.4507 | -2625.891 | -2448.1486 | -2513.7603 | -2513.068 | -2234.8643 | -2114.1197 | -2145.4124 | -2480.1861
Counterfactual | NSW | SNSW | Coordinated CER storage load | -7.4492 | -9.554 | -12.154 | -15.0129 | -18.393 | -22.109 | -25.877 | -30.4133 | -35.8385 | -42.1103 | -49.3354 | -59.073 | -68.3054 | -82.9214 | -96.454 | -108.877 | -117.4666 | -129.5951 | -143.1326 | -160.9326 | -176.6233 | -207.4351 | -235.7764 | -241.4007 | -259.9154 | -279.5095 | -303.7028 | -349.1007
Counterfactual | NSW | SNSW | Passive CER storage load | -18.1594 | -19.9536 | -21.6832 | -23.6578 | -25.4764 | -27.3145 | -29.943 | -32.17 | -34.4521 | -36.8018 | -39.3846 | -42.2078 | -44.9907 | -47.568 | -50.5075 | -53.226 | -55.3667 | -57.7897 | -59.9755 | -62.0344 | -64.1477 | -66.5585 | -69.1281 | -72.1047 | -74.2141 | -76.0095 | -78.331 | -81.149
Counterfactual | NSW | SNW | Black coal | 14936.0954 | 9260.1092 | 8521.1396 | 8055.1577 | 0 | 0 | 0 | 0 | 0 | 0 | 0 | 0 | 0 | 0 | 0 | 0 | 0 | 0 | 0 | 0 | 0 | 0 | 0 | 0 | 0 | 0 | 0 | 0
Counterfactual | NSW | SNW | Mid-merit gas | 528.9786 | 1153.0794 | 705.8329 | 532.5492 | 1327.1866 | 557.1236 | 1257.5392 | 1974.056 | 2085.5639 | 2083.2457 | 2304.3701 | 2197.6683 | 2148.6893 | 1832.7162 | 1750.3787 | 1929.4881 | 2422.5276 | 2525.6753 | 2557.3138 | 0 | 0 | 0 | 0 | 0 | 0 | 0 | 0 | 0
Counterfactual | NSW | SNW | Flexible gas with CCS | 0 | 0 | 0 | 0 | 0 | 0 | 0 | 0 | 0 | 0 | 0 | 0 | 0 | 0 | 0 | 0 | 0 | 0 | 0 | 0 | 0 | 0 | 0 | 0 | 0 | 0 | 0 | 0
Counterfactual | NSW | SNW | Flexible gas | 11.1422 | 55.9836 | 22.4074 | 35.3173 | 292.3687 | 364.2734 | 1790.7506 | 1042.3997 | 2492.6038 | 4160.2902 | 4287.934 | 4720.4357 | 6303.3413 | 4894.9408 | 2616.759 | 3883.9935 | 7904.6492 | 7760.9909 | 10767.0808 | 12292.0193 | 12236.0898 | 13532.3369 | 14093.0256 | 14142.0886 | 10413.1281 | 11735.1701 | 14763.5272 | 9829.6747
Counterfactual | NSW | SNW | Hydro | 0 | 0 | 0 | 0 | 0 | 0 | 0 | 0 | 0 | 0 | 0 | 0 | 0 | 0 | 0 | 0 | 0 | 0 | 0 | 0 | 0 | 0 | 0 | 0 | 0 | 0 | 0 | 0
Counterfactual | NSW | SNW | Utility storage | 124.1723 | 1576.4606 | 1459.2065 | 1591.8509 | 2026.3573 | 3965.9316 | 3432.5209 | 3422.2317 | 3575.7728 | 3654.818 | 3659.5501 | 3597.0209 | 3593.7165 | 3898.5183 | 3758.6871 | 3539.4893 | 3161.8412 | 3006.1595 | 2978.5432 | 3051.581 | 2616.5549 | 1820.2563 | 2065.1737 | 1978.2458 | 1793.7229 | 851.241 | 792.0605 | 914.2052
Counterfactual | NSW | SNW | Coordinated CER storage | 35.1507 | 44.9849 | 56.6154 | 69.3724 | 84.6848 | 101.0144 | 118.2022 | 138.2344 | 163.7248 | 192.5747 | 225.0558 | 265.5594 | 303.1267 | 369.6958 | 418.7135 | 454.3207 | 482.224 | 514.3634 | 565.438 | 616.1541 | 624.0493 | 775.5321 | 924.6977 | 955.193 | 941.5488 | 959.0572 | 991.4873 | 1083.4729
Counterfactual | NSW | SNW | Passive CER storage | 72.1981 | 79.1669 | 85.245 | 91.9237 | 98.465 | 104.9795 | 114.8156 | 122.5686 | 130.0811 | 138.8145 | 147.4054 | 157.2483 | 166.6163 | 175.6471 | 185.5089 | 195.9892 | 202.8675 | 211.7879 | 218.4927 | 225.3181 | 232.4773 | 240.1037 | 248.6419 | 259.2958 | 266.1282 | 271.3594 | 280.7262 | 289.5094
Counterfactual | NSW | SNW | Offshore wind | 0 | 0 | 0 | 0 | 0 | 0 | 0 | 0 | 0 | 3.8471e-06 | 4.3749e-06 | 5.7724e-06 | 4.9367e-06 | 6.0061e-06 | 5.6142e-06 | 6.2147e-06 | 1.8373e-05 | 1.8194e-05 | 2.3284e-05 | 3.1131e-05 | 539.0304 | 492.8931 | 523.316 | 529.9078 | 510.1597 | 521.6362 | 515.2206 | 545.6313
Counterfactual | NSW | SNW | Wind | 0 | 0 | 0 | 0 | 0 | 0 | 0 | 0 | 0 | 0 | 0 | 0 | 0 | 0 | 0 | 0 | 0 | 0 | 0 | 0 | 0 | 0 | 0 | 0 | 0 | 0 | 0 | 0
Counterfactual | NSW | SNW | Utility solar | 0 | 0 | 0 | 0 | 0 | 0 | 0 | 0 | 0 | 0 | 0 | 0 | 0 | 0 | 0 | 0 | 0 | 0 | 0 | 0 | 0 | 0 | 0 | 0 | 0 | 0 | 0 | 0
Counterfactual | NSW | SNW | Distributed PV | 4711.8926 | 4899.8671 | 5101.4499 | 5464.9574 | 5880.7926 | 6307.2576 | 6705.1023 | 7062.8221 | 7381.5716 | 7671.0896 | 7947.7897 | 8185.5984 | 8342.0996 | 8459.8366 | 8588.8595 | 8727.2997 | 8837.225 | 8945.2228 | 9071.2788 | 9209.3908 | 9321.3523 | 9430.913 | 9560.0224 | 9701.0611 | 9815.0944 | 9930.3552 | 10063.7426 | 10218.7569
Counterfactual | NSW | SNW | Other renewable fuels | 0 | 0 | 0 | 0 | 0 | 0 | 0 | 0 | 0 | 0 | 0 | 0 | 0 | 0 | 0 | 0 | 0 | 0 | 0 | 0 | 0 | 0 | 0 | 0 | 0 | 703.223 | 657.8588 | 598.3472
Counterfactual | NSW | SNW | DSP | 8.9306e-07 | 1.8555 | 1.0199e-06 | 1.1815 | 1.5892 | 115.2843 | 3.0042 | 5.6407 | 1.6869e-06 | 1.8904e-06 | 2.4192e-06 | 2.3488e-06 | 3.256 | 2.448 | 2.7643e-06 | 0.97704 | 8.878 | 7.4495 | 4.4662e-06 | 9.7564 | 7.56 | 2.9947 | 3.1555e-06 | 4.2193e-06 | 8.7019 | 7.6437e-06 | 37.5512 | 37.3969
Counterfactual | NSW | SNW | Utility storage load | -147.8243 | -1862.5755 | -1727.914 | -1885.1913 | -2393.7674 | -4721.748 | -4092.6674 | -4080.5304 | -4263.3727 | -4370.273 | -4360.5758 | -4282.8409 | -4285.024 | -4650.5016 | -4489.9742 | -4213.698 | -3768.8596 | -3590.5791 | -3544.3689 | -3651.2786 | -3105.9501 | -2194.1231 | -2471.2737 | -2381.2504 | -2149.1335 | -1013.0734 | -947.2961 | -1095.1274
Counterfactual | NSW | SNW | Coordinated CER storage load | -35.1507 | -44.9849 | -56.631 | -69.3992 | -84.6942 | -100.9626 | -120.1184 | -142.7094 | -172.4708 | -206.8273 | -244.8593 | -294.1187 | -339.0271 | -424.7328 | -485.6914 | -524.0855 | -554.8152 | -591.0773 | -652.3578 | -717.4134 | -712.7871 | -921.7419 | -1115.8578 | -1150.7883 | -1111.9928 | -1130.0373 | -1159.5426 | -1286.7714
Counterfactual | NSW | SNW | Passive CER storage load | -85.5652 | -93.9503 | -101.0255 | -109.0216 | -116.8136 | -124.582 | -135.9242 | -145.3273 | -154.6674 | -164.2906 | -174.9227 | -186.5939 | -197.9037 | -208.3743 | -220.5481 | -231.9133 | -240.7529 | -250.728 | -259.3774 | -267.2642 | -275.51 | -284.9379 | -295.0449 | -307.0351 | -315.5215 | -322.6188 | -332.1569 | -343.7389
Counterfactual | QLD | NQ | Black coal | 0 | 0 | 0 | 0 | 0 | 0 | 0 | 0 | 0 | 0 | 0 | 0 | 0 | 0 | 0 | 0 | 0 | 0 | 0 | 0 | 0 | 0 | 0 | 0 | 0 | 0 | 0 | 0
Counterfactual | QLD | NQ | Mid-merit gas | 203.2491 | 205.2718 | 17.271 | 13.7483 | 28.5958 | 8.9001 | 10.3866 | 8.4111 | 28.7051 | 35.0328 | 14.2807 | 15.5596 | 44.6259 | 21.4245 | 0.72077 | 124.9183 | 60.5633 | 77.0929 | 104.1625 | 53.837 | 83.2374 | 37.0016 | 0 | 0 | 0 | 0 | 0 | 0
Counterfactual | QLD | NQ | Flexible gas with CCS | 0 | 0 | 0 | 0 | 0 | 0 | 0 | 0 | 0 | 0 | 0 | 0 | 0 | 0 | 0 | 0 | 0 | 0 | 0 | 0 | 0 | 0 | 0 | 0 | 0 | 0 | 0 | 0
Counterfactual | QLD | NQ | Flexible gas | 0 | 0 | 0 | 0 | 0 | 0 | 5.25e-10 | 0 | 1.4764 | 0 | 0.57802 | 1.156 | 0.63056 | 1.635e-09 | 8.165e-09 | 1.3318 | 0.63056 | 0.78821 | 2.4283e-07 | 1.6179 | 0 | 0 | 0 | 0 | 0 | 0 | 0 | 0
Counterfactual | QLD | NQ | Hydro | 309.1896 | 160.8939 | 232.3698 | 232.7106 | 185.1137 | 279.7378 | 299.4566 | 248.6631 | 214.1129 | 253.0374 | 199.9267 | 127.239 | 181.5262 | 76.7658 | 165.0364 | 80.9464 | 93.5647 | 114.9704 | 0 | 0 | 0 | 0 | 0 | 0 | 0 | 0 | 0 | 0
Counterfactual | QLD | NQ | Utility storage | 224.1636 | 463.6192 | 568.5595 | 537.9245 | 574.1286 | 850.548 | 732.8496 | 697.8583 | 758.199 | 838.8917 | 1124.5713 | 1219.6874 | 1254.8669 | 1258.9545 | 1274.3964 | 1226.7215 | 1198.1952 | 1284.9889 | 1238.2477 | 1538.8835 | 1528.4081 | 1573.7684 | 1260.4785 | 1290.2569 | 1885.6431 | 1874.4936 | 1829.4242 | 2439.7854
Counterfactual | QLD | NQ | Coordinated CER storage | 3.7025 | 4.8308 | 6.1176 | 7.6913 | 9.5177 | 11.6632 | 13.7915 | 16.3925 | 19.7041 | 23.6857 | 26.997 | 32.2217 | 37.8903 | 44.1825 | 50.8774 | 56.7422 | 63.8712 | 73.6889 | 81.4138 | 91.0148 | 100.0596 | 113.6455 | 128.906 | 145.1539 | 156.4222 | 170.6807 | 175.3947 | 179.3167
Counterfactual | QLD | NQ | Passive CER storage | 7.8983 | 8.9015 | 9.8572 | 10.8967 | 11.9899 | 13.0913 | 14.6095 | 15.9655 | 17.2986 | 18.8163 | 20.3749 | 22.1566 | 23.8494 | 25.5681 | 27.3346 | 29.213 | 30.5814 | 32.1658 | 33.4967 | 34.9698 | 36.3326 | 37.8586 | 39.5466 | 41.5898 | 43.035 | 44.1319 | 45.8801 | 47.4763
Counterfactual | QLD | NQ | Offshore wind | 0 | 0 | 0 | 0 | 0 | 0 | 0 | 0 | 0 | 0 | 0 | 0 | 0 | 0 | 0 | 0 | 0 | 0 | 0 | 0 | 0 | 0 | 0 | 0 | 0 | 0 | 0 | 0
Counterfactual | QLD | NQ | Wind | 1068.8445 | 1032.0051 | 1062.2863 | 5076.5891 | 6103.6085 | 9135.8748 | 8602.3457 | 9173.8096 | 9428.7594 | 10113.9731 | 9683.1685 | 8992.9207 | 9557.6832 | 10229.9871 | 10227.1134 | 9812.6401 | 9535.3989 | 8919.5946 | 9081.8215 | 10380.6041 | 10652.3822 | 11009.9214 | 11173.9141 | 11371.5554 | 10749.5907 | 9940.0338 | 10612.8058 | 11251.5174
Counterfactual | QLD | NQ | Utility solar | 1292.6827 | 1396.878 | 1289.1385 | 1272.733 | 1196.3328 | 995.9608 | 1019.9538 | 1167.2183 | 1218.2437 | 1155.548 | 1255.7244 | 2141.1094 | 2039.6886 | 1967.6515 | 1931.3234 | 2078.908 | 1949.3217 | 2922.1893 | 2645.3369 | 2477.914 | 3436.0098 | 3772.8846 | 3765.6634 | 3425.036 | 3615.2346 | 3672.2863 | 3575.4513 | 3460.3967
Counterfactual | QLD | NQ | Distributed PV | 890.6838 | 933.0996 | 966.2641 | 1008.0842 | 1073.5389 | 1130.3381 | 1177.689 | 1223.6016 | 1257.4637 | 1292.358 | 1322.4242 | 1351.3797 | 1366.6988 | 1386.523 | 1406.3077 | 1427.8995 | 1446.4485 | 1469.534 | 1490.6694 | 1518.8556 | 1536.7492 | 1560.7993 | 1584.1359 | 1613.9356 | 1633.642 | 1662.3734 | 1692.196 | 1728.5245
Counterfactual | QLD | NQ | Other renewable fuels | 0 | 0 | 0 | 0 | 0 | 0 | 0 | 0 | 0 | 0 | 0 | 0 | 0 | 0 | 0 | 0 | 0 | 0 | 0 | 0 | 0 | 0 | 0 | 0 | 0 | 0 | 0 | 0
Counterfactual | QLD | NQ | DSP | 0 | 0 | 0 | 0 | 0 | 0 | 0 | 0 | 0 | 0 | 0 | 0 | 0 | 0 | 0 | 0 | 0 | 0 | 0 | 0 | 0 | 0 | 0 | 0 | 0 | 0 | 0 | 0
Counterfactual | QLD | NQ | Utility storage load | -281.8203 | -584.6601 | -709.5894 | -699.3656 | -807.389 | -1367.8029 | -957.9495 | -896.8624 | -976.4788 | -1108.4036 | -1486.5396 | -1576.6877 | -1659.3812 | -1660.618 | -1691.4801 | -1592.5185 | -1577.2789 | -1693.4179 | -1617.5592 | -2028.405 | -2055.7473 | -2109.6782 | -1764.977 | -1833.3995 | -2591.7448 | -2529.5081 | -2483.241 | -3366.2628
Counterfactual | QLD | NQ | Coordinated CER storage load | -3.7025 | -4.8308 | -6.1213 | -7.6922 | -9.5188 | -11.6575 | -13.9799 | -16.8221 | -20.6292 | -25.29 | -28.9366 | -35.0359 | -41.8941 | -49.2906 | -57.5338 | -64.0544 | -72.8579 | -85.3753 | -94.7243 | -106.8413 | -117.7534 | -135.3161 | -154.966 | -175.6834 | -190.0508 | -207.33 | -213.2302 | -217.6627
Counterfactual | QLD | NQ | Passive CER storage load | -9.0958 | -10.2402 | -11.3564 | -12.5167 | -13.7673 | -15.0267 | -16.7301 | -18.3385 | -19.8913 | -21.5543 | -23.4129 | -25.4463 | -27.3352 | -29.3526 | -31.3736 | -33.392 | -35.0567 | -36.7595 | -38.3701 | -40.0687 | -41.5473 | -43.3666 | -45.2576 | -47.4699 | -49.2828 | -50.516 | -52.2872 | -54.2445
Counterfactual | QLD | GG | Black coal | 2943.36 | 2951.3564 | 2967.0326 | 1810.1521 | 1811.1429 | 1479.8402 | 829.7943 | 0 | 0 | 0 | 0 | 0 | 0 | 0 | 0 | 0 | 0 | 0 | 0 | 0 | 0 | 0 | 0 | 0 | 0 | 0 | 0 | 0
Counterfactual | QLD | GG | Mid-merit gas | 790.803 | 868.8509 | 832.3193 | 841.7347 | 842.0008 | 829.8622 | 21.7227 | 11.8746 | 85.6209 | 188.0534 | 105.1775 | 112.976 | 153.8633 | 204.3416 | 262.044 | 441.2064 | 373.627 | 323.2449 | 355.5656 | 276.8558 | 327.7566 | 242.6831 | 244.3574 | 239.5229 | 189.925 | 50.0337 | 0 | 0
Counterfactual | QLD | GG | Flexible gas with CCS | 0 | 0 | 0 | 0 | 0 | 0 | 0 | 0 | 0 | 0 | 0 | 0 | 0 | 0 | 0 | 0 | 0 | 0 | 0 | 0 | 0 | 0 | 0 | 0 | 0 | 0 | 0 | 0
Counterfactual | QLD | GG | Flexible gas | 0 | 0 | 0 | 0 | 0 | 0 | 9.5155e-08 | 2.28e-07 | 1.1081e-06 | 5.1651e-06 | 1.7471e-05 | 2.4997e-05 | 1.9027e-05 | 2.9124e-05 | 6.4989e-06 | 6.162e-05 | 0.0001029 | 7.9331e-05 | 0.00012024 | 7.4745e-05 | 0.00011891 | 4.8062e-05 | 0.0001497 | 9.7954e-05 | 22.3633 | 9.2605 | 64.4825 | 88.7138
Counterfactual | QLD | GG | Hydro | 0 | 0 | 0 | 0 | 0 | 0 | 0 | 0 | 0 | 0 | 0 | 0 | 0 | 0 | 0 | 0 | 0 | 0 | 0 | 0 | 0 | 0 | 0 | 0 | 0 | 0 | 0 | 0
Counterfactual | QLD | GG | Utility storage | 0 | 42.9244 | 97.342 | 116.4802 | 113.8598 | 415.6286 | 244.624 | 215.9779 | 225.5887 | 250.9266 | 268.7177 | 246.7167 | 280.0806 | 287.0848 | 280.6463 | 247.9458 | 240.1543 | 264.7316 | 261.7784 | 268.2915 | 215.2002 | 0.00054429 | 0.00054573 | 0.00054975 | 23.254 | 22.9155 | 22.7392 | 22.9041
Counterfactual | QLD | GG | Coordinated CER storage | 0.20224 | 0.26608 | 0.3362 | 0.42471 | 0.52141 | 0.65451 | 0.80348 | 0.99218 | 1.2559 | 1.6096 | 1.8409 | 2.2969 | 2.8102 | 3.3441 | 3.8776 | 4.416 | 5.0143 | 5.7935 | 6.6009 | 7.7589 | 8.0429 | 9.1966 | 10.8808 | 12.2859 | 14.1529 | 15.2731 | 15.7294 | 16.4605
Counterfactual | QLD | GG | Passive CER storage | 0.43375 | 0.49115 | 0.5429 | 0.6111 | 0.66737 | 0.73538 | 0.82193 | 0.90112 | 0.98625 | 1.0827 | 1.1807 | 1.2893 | 1.3971 | 1.5064 | 1.6163 | 1.7374 | 1.8244 | 1.9283 | 2.0181 | 2.1123 | 2.2029 | 2.3052 | 2.4175 | 2.547 | 2.6413 | 2.7129 | 2.8267 | 2.9272
Counterfactual | QLD | GG | Offshore wind | 0 | 0 | 0 | 0 | 0 | 0 | 0 | 0 | 0 | 0 | 0 | 0 | 0 | 0 | 0 | 0 | 0 | 0 | 0 | 0 | 0 | 0 | 0 | 0 | 0 | 0 | 0 | 0
Counterfactual | QLD | GG | Wind | 0 | 0 | 0 | 0 | 0 | 0 | 0 | 0 | 0 | 0 | 0 | 0 | 0 | 0 | 0 | 0 | 0 | 0 | 0 | 0 | 0 | 0 | 0 | 0 | 0 | 0 | 0 | 0
Counterfactual | QLD | GG | Utility solar | 0 | 0 | 0 | 0 | 0 | 0 | 0 | 0 | 0 | 0 | 0 | 0 | 0 | 0 | 0 | 0 | 0 | 0 | 0 | 0 | 0 | 0 | 0 | 0 | 0 | 0 | 0 | 0
Counterfactual | QLD | GG | Distributed PV | 83.1873 | 85.9307 | 89.0592 | 93.8754 | 98.1305 | 103.0181 | 107.804 | 112.3773 | 116.1806 | 119.6898 | 122.8667 | 125.7195 | 127.7035 | 129.6922 | 131.5994 | 134.0671 | 135.8587 | 138.2141 | 140.6638 | 143.1481 | 145.0607 | 147.4519 | 150.0271 | 152.6645 | 154.6545 | 157.2475 | 160.5535 | 164.0285
Counterfactual | QLD | GG | Other renewable fuels | 0 | 0 | 0 | 0 | 0 | 0 | 0 | 0 | 0 | 0 | 0 | 0 | 0 | 0 | 0 | 0 | 0 | 0 | 0 | 0 | 0 | 0 | 0 | 0 | 0 | 0 | 0 | 0
Counterfactual | QLD | GG | DSP | 0 | 0 | 0 | 0 | 0 | 0 | 0 | 0 | 0 | 0 | 0 | 0 | 0 | 0 | 0 | 0 | 0 | 0 | 0 | 0 | 0 | 0 | 0 | 0 | 0 | 0 | 0 | 0
Counterfactual | QLD | GG | Utility storage load | 0 | -51.1005 | -116.3198 | -138.667 | -135.5474 | -494.3597 | -291.2192 | -257.1167 | -268.558 | -298.7222 | -320.3385 | -293.2887 | -333.8511 | -341.3312 | -334.5393 | -294.7372 | -285.8981 | -315.319 | -311.631 | -319.528 | -255.9054 | -0.00065506 | -0.00065759 | -0.00066149 | -28.0587 | -27.6087 | -27.398 | -27.5629
Counterfactual | QLD | GG | Coordinated CER storage load | -0.20224 | -0.26608 | -0.3364 | -0.42477 | -0.52147 | -0.65419 | -0.82593 | -1.0461 | -1.3645 | -1.8061 | -2.0736 | -2.6399 | -3.2982 | -3.9653 | -4.6494 | -5.2941 | -6.0664 | -7.0889 | -8.1255 | -9.6931 | -9.9513 | -11.4866 | -13.7538 | -15.626 | -18.1312 | -19.6054 | -20.1768 | -21.1256
Counterfactual | QLD | GG | Passive CER storage load | -0.49951 | -0.56501 | -0.62547 | -0.70194 | -0.76631 | -0.8441 | -0.94124 | -1.0351 | -1.1341 | -1.2402 | -1.3568 | -1.4807 | -1.6013 | -1.7294 | -1.8552 | -1.9859 | -2.0914 | -2.2036 | -2.3117 | -2.4203 | -2.5191 | -2.6406 | -2.7666 | -2.9072 | -3.0247 | -3.1053 | -3.2214 | -3.3445
Counterfactual | QLD | CQ | Black coal | 11700.4544 | 12723.9568 | 14293.6129 | 7694.0005 | 6547.3328 | 3052.125 | 6715.8223 | 6005.3142 | 4127.5254 | 4336.9735 | 4265.6127 | 4371.1817 | 4304.2096 | 3748.4 | 4392.7752 | 4911.8312 | 5082.8447 | 5061.9489 | 5103.7941 | 4995.8572 | 5342.0952 | 5170.9534 | 5015.4497 | 4915.7242 | 4599.117 | 4625.5028 | 4527.533 | 0
Counterfactual | QLD | CQ | Mid-merit gas | 0 | 0 | 0 | 0 | 0 | 0 | 0 | 0 | 0 | 0 | 0 | 0 | 0 | 0 | 0 | 0 | 0 | 0 | 0 | 0 | 0 | 0 | 0 | 0 | 0 | 0 | 0 | 0
Counterfactual | QLD | CQ | Flexible gas with CCS | 0 | 0 | 0 | 0 | 0 | 0 | 0 | 0 | 0 | 0 | 0 | 0 | 0 | 0 | 0 | 0 | 0 | 0 | 0 | 0 | 0 | 0 | 0 | 0 | 0 | 0 | 0 | 0
Counterfactual | QLD | CQ | Flexible gas | 0 | 0 | 2.173e-07 | 0.15809 | 2.5622e-07 | 2.2527e-07 | 0.47247 | 0.41678 | 0.73476 | 0.59979 | 0 | 0 | 0 | 0 | 0 | 0 | 0 | 0 | 0 | 0 | 0 | 0 | 0 | 0 | 0 | 0 | 0 | 0
Counterfactual | QLD | CQ | Hydro | 0 | 0 | 0 | 0 | 0 | 0 | 0 | 0 | 0 | 0 | 0 | 0 | 0 | 0 | 0 | 0 | 0 | 0 | 0 | 0 | 0 | 0 | 0 | 0 | 0 | 0 | 0 | 0
Counterfactual | QLD | CQ | Utility storage | 40.2287 | 36.6592 | 59.4218 | 139.0481 | 167.0268 | 256.9821 | 188.1339 | 169.1921 | 175.7108 | 590.7988 | 1775.7202 | 1821.7102 | 1841.2737 | 1880.9205 | 1849.5141 | 1795.8317 | 1740.2855 | 1772.6815 | 1702.235 | 2187.654 | 1961.0362 | 2544.0706 | 2612.9184 | 2633.4967 | 3558.4546 | 5005.9107 | 4924.4706 | 5818.2741
Counterfactual | QLD | CQ | Coordinated CER storage | 3.3994 | 4.4769 | 5.6529 | 7.1645 | 8.8295 | 10.8184 | 12.9882 | 15.626 | 19.0782 | 23.5682 | 26.8058 | 32.529 | 38.8856 | 45.5399 | 52.2651 | 59.0779 | 66.6328 | 75.7632 | 85.4592 | 98.8601 | 102.937 | 116.4739 | 135.3238 | 152.9891 | 174.0715 | 186.8386 | 193.7952 | 202.3845
Counterfactual | QLD | CQ | Passive CER storage | 7.2649 | 8.2429 | 9.1049 | 10.1494 | 11.1216 | 12.1535 | 13.617 | 14.8902 | 16.1978 | 17.7002 | 19.2237 | 20.9226 | 22.6054 | 24.2909 | 26.0235 | 27.8933 | 29.2325 | 30.8205 | 32.1652 | 33.6167 | 35.0164 | 36.548 | 38.2373 | 40.233 | 41.689 | 42.7748 | 44.484 | 46.003
Counterfactual | QLD | CQ | Offshore wind | 0 | 0 | 0 | 0 | 0 | 0 | 0 | 0 | 0 | 0 | 0 | 0 | 0 | 0 | 0 | 0 | 0 | 0 | 0 | 0 | 0 | 0 | 0 | 0 | 0 | 0 | 0 | 0
Counterfactual | QLD | CQ | Wind | 890.1755 | 1174.5917 | 1292.0561 | 2490.4137 | 3911.3799 | 4231.9353 | 3918.5741 | 4057.668 | 4095.6375 | 6174.3649 | 6052.6277 | 5761.9375 | 7011.4908 | 6853.7257 | 7874.9939 | 6768.7706 | 7348.3051 | 7101.9367 | 6880.3507 | 7246.907 | 7073.7578 | 7177.6769 | 7429.7547 | 7678.8385 | 7293.0836 | 7290.1157 | 8125.667 | 7894.2278
Counterfactual | QLD | CQ | Utility solar | 2044.1328 | 2145.108 | 1999.2598 | 2360.1906 | 2259.2346 | 2397.4889 | 1800.8595 | 2057.8228 | 2133.2762 | 2125.2662 | 4354.2329 | 4366.4216 | 4172.7232 | 4276.7653 | 4201.9545 | 4536.4563 | 4447.2323 | 5059.8357 | 4920.7101 | 6354.3766 | 4917.5738 | 5753.3954 | 5877.7376 | 6653.0085 | 11037.7395 | 13214.2915 | 13238.6316 | 19136.0937
Counterfactual | QLD | CQ | Distributed PV | 983.4528 | 1015.8314 | 1049.9894 | 1099.5409 | 1147.7856 | 1214.1964 | 1273.2899 | 1322.5909 | 1366.4737 | 1411.0047 | 1452.5752 | 1484.7024 | 1513.4651 | 1542.6319 | 1573.6127 | 1602.9355 | 1628.0199 | 1660.5557 | 1693.308 | 1723.4366 | 1751.2723 | 1783.2996 | 1817.4165 | 1849.4621 | 1878.748 | 1913.7379 | 1953.8785 | 1991.6066
Counterfactual | QLD | CQ | Other renewable fuels | 0 | 0 | 0 | 0 | 0 | 0 | 0 | 0 | 0 | 0 | 0 | 0 | 0 | 0 | 0 | 0 | 0 | 0 | 0 | 0 | 0 | 0 | 0 | 0 | 0 | 0 | 0 | 0
Counterfactual | QLD | CQ | DSP | 0 | 0 | 0 | 0 | 0 | 0 | 0 | 0 | 0 | 0 | 0 | 0 | 0 | 0 | 0 | 0 | 0 | 0 | 0 | 0 | 0 | 0 | 0 | 0 | 0 | 0 | 0 | 0
Counterfactual | QLD | CQ | Utility storage load | -47.8913 | -43.6419 | -70.8494 | -165.5335 | -198.8415 | -305.4947 | -223.969 | -201.4192 | -209.1796 | -752.8761 | -2320.8054 | -2359.5542 | -2403.7824 | -2444.2799 | -2417.1382 | -2325.6787 | -2270.148 | -2311.6407 | -2221.539 | -2863.7264 | -2559.6148 | -3323.4336 | -3423.827 | -3471.9086 | -4610.4251 | -6336.6898 | -6244.1735 | -7357.6261
Counterfactual | QLD | CQ | Coordinated CER storage load | -3.3994 | -4.4769 | -5.6564 | -7.1653 | -8.8305 | -10.8131 | -13.2207 | -16.1875 | -20.1984 | -25.6014 | -29.2194 | -36.0802 | -43.9375 | -51.9752 | -60.2747 | -68.1584 | -77.6047 | -89.2117 | -101.3308 | -119.0061 | -122.6602 | -140.2101 | -164.9936 | -188.0476 | -215.7965 | -231.9508 | -240.7136 | -251.6485
Counterfactual | QLD | CQ | Passive CER storage load | -8.3663 | -9.4825 | -10.4898 | -11.6583 | -12.7703 | -13.9503 | -15.5935 | -17.1034 | -18.6254 | -20.2758 | -22.0901 | -24.0291 | -25.9093 | -27.8864 | -29.8687 | -31.8835 | -33.5104 | -35.222 | -36.8449 | -38.5184 | -40.0421 | -41.8653 | -43.7592 | -45.9213 | -47.7414 | -48.9625 | -50.6961 | -52.5612
Counterfactual | QLD | SQ | Black coal | 21353.6439 | 21128.2585 | 21404.2458 | 17199.9337 | 15222.7821 | 11405.1078 | 14846.4778 | 14251.3851 | 13514.5777 | 9567.3046 | 5161.8486 | 5160.0333 | 5036.7505 | 4750.7499 | 5306.0847 | 5476.1558 | 5463.2325 | 5529.389 | 5416.6058 | 5324.4718 | 5590.5877 | 5612.1731 | 5573.954 | 5331.4162 | 5094.6397 | 5132.1053 | 5084.7494 | 0
Counterfactual | QLD | SQ | Mid-merit gas | 1550.1595 | 1930.363 | 417.7273 | 285.8721 | 451.1767 | 236.4257 | 370.6041 | 353.7174 | 1015.7209 | 1643.6482 | 1384.7157 | 1498.0707 | 651.3129 | 860.6087 | 901.5425 | 1102.5769 | 428.3573 | 291.9737 | 298.6416 | 321.2438 | 361.6144 | 0 | 0 | 0 | 0 | 0 | 0 | 0
Counterfactual | QLD | SQ | Flexible gas with CCS | 0 | 0 | 0 | 0 | 0 | 0 | 0 | 0 | 0 | 0 | 0 | 0 | 0 | 0 | 0 | 0 | 0 | 0 | 0 | 0 | 0 | 0 | 0 | 0 | 0 | 0 | 0 | 0
Counterfactual | QLD | SQ | Flexible gas | 74.0082 | 34.4654 | 4.4569 | 13.2987 | 13.0398 | 378.8441 | 86.5409 | 18.2532 | 54.5927 | 176.1771 | 187.3596 | 181.0614 | 407.3532 | 465.3668 | 658.1952 | 1688.8906 | 3087.7681 | 3008.9928 | 3666.2997 | 3159.1225 | 3922.798 | 2983.993 | 3580.708 | 3851.6746 | 2633.8728 | 2519.8667 | 3761.5124 | 3722.9157
Counterfactual | QLD | SQ | Hydro | 0 | 0 | 0 | 0 | 0 | 0 | 0 | 0 | 0 | 0 | 0 | 0 | 0 | 0 | 0 | 0 | 0 | 0 | 0 | 0 | 0 | 0 | 0 | 0 | 0 | 0 | 0 | 0
Counterfactual | QLD | SQ | Utility storage | 1248.3394 | 1177.7522 | 1094.6913 | 1077.3202 | 1337.2693 | 1992.2157 | 1592.6112 | 1469.3921 | 1567.8765 | 1739.532 | 3010.5217 | 3924.6006 | 4100.4576 | 4146.4564 | 3992.6895 | 3765.8061 | 3625.7192 | 3636.3549 | 3666.2016 | 3847.4467 | 3811.9125 | 4330.4947 | 4421.2829 | 4670.7026 | 4778.1525 | 4968.0956 | 4737.718 | 4850.6282
Counterfactual | QLD | SQ | Coordinated CER storage | 17.9848 | 23.8097 | 30.5278 | 38.6596 | 47.9567 | 59.3353 | 72.4609 | 89.2912 | 110.3321 | 137.7538 | 160.0521 | 197.1176 | 236.7321 | 280.1774 | 323.7779 | 367.2445 | 409.2286 | 460.9614 | 521.2793 | 601.5659 | 620.3698 | 718.1497 | 816.3843 | 923.0539 | 1012.574 | 1129.5925 | 1141.1817 | 1189.2828
Counterfactual | QLD | SQ | Passive CER storage | 38.5258 | 43.8968 | 49.0034 | 54.5739 | 60.1823 | 66.4877 | 74.7743 | 82.1543 | 89.5117 | 97.9153 | 106.4969 | 116.2022 | 125.6895 | 135.4263 | 145.4256 | 156.0927 | 163.6411 | 172.4096 | 179.9223 | 187.9841 | 195.7875 | 204.5517 | 214.2855 | 225.8 | 234.2198 | 240.7642 | 250.8429 | 259.8486
Counterfactual | QLD | SQ | Offshore wind | 0 | 0 | 0 | 0 | 0 | 0 | 0 | 0 | 0 | 0 | 0 | 0 | 0 | 0 | 0 | 0 | 0 | 0 | 0 | 0 | 0 | 0 | 0 | 0 | 0 | 0 | 0 | 0
Counterfactual | QLD | SQ | Wind | 4637.2783 | 6192.9871 | 6567.358 | 11517.3841 | 14516.5471 | 14660.7511 | 14067.1633 | 13816.4837 | 14212.9911 | 13978.5844 | 19090.9149 | 18013.0808 | 18631.7396 | 19568.7875 | 20576.0181 | 18865.837 | 19925.3607 | 20452.4224 | 19691.2266 | 20312.9925 | 19654.0271 | 19077.1739 | 19398.965 | 18808.5949 | 23043.6819 | 22014.7601 | 21516.0469 | 22960.5632
Counterfactual | QLD | SQ | Utility solar | 4588.5961 | 4800.9003 | 4775.3121 | 4628.8417 | 4539.0897 | 4725.1644 | 3806.3092 | 4284.0775 | 4527.6511 | 6305.5393 | 8247.4276 | 10960.1962 | 11352.7637 | 11605.7434 | 11638.4712 | 11973.2972 | 12322.4941 | 12477.2651 | 13404.4478 | 14074.7064 | 13779.8209 | 15540.7905 | 15535.05 | 16746.8842 | 15972.0348 | 18235.4723 | 18175.1884 | 21776.3536
Counterfactual | QLD | SQ | Distributed PV | 5990.8471 | 6184.3421 | 6391.0577 | 6675.4064 | 6948.9149 | 7246.6104 | 7553.5439 | 7854.8235 | 8099.4155 | 8344.1878 | 8574.7168 | 8791.3445 | 8944.2099 | 9112.954 | 9288.9666 | 9482.3526 | 9632.6932 | 9808.7105 | 9994.2533 | 10193.5007 | 10350.6777 | 10536.484 | 10729.2197 | 10938.4931 | 11106.4424 | 11313.678 | 11537.6324 | 11787.4518
Counterfactual | QLD | SQ | Other renewable fuels | 0 | 0 | 0 | 0 | 0 | 0 | 0 | 0 | 0 | 0 | 0 | 0 | 0 | 0 | 0 | 0 | 0 | 0 | 0 | 0 | 0 | 0 | 0 | 0 | 0 | 0 | 503.6458 | 381.1649
Counterfactual | QLD | SQ | DSP | 8.6084e-07 | 9.0319e-07 | 9.7349e-07 | 1.2032e-06 | 1.5879e-06 | 0.093993 | 0.63419 | 0.26662 | 2.4 | 1.4955 | 2.6877 | 3.8505 | 1.7789 | 2.5973e-06 | 2.3592e-06 | 3.0021 | 1.9518 | 10.137 | 3.2512 | 5.4498 | 8.7008 | 1.275 | 6.79 | 2.8006e-06 | 5.065 | 7.6566 | 18.0244 | 62.1243
Counterfactual | QLD | SQ | Utility storage load | -1688.2532 | -1545.2999 | -1412.9566 | -1380.4419 | -1792.4128 | -2740.3378 | -2085.0099 | -1913.0722 | -2043.0227 | -2274.6451 | -3945.6972 | -5125.7774 | -5382.4013 | -5434.5502 | -5266.0441 | -4925.6904 | -4754.6884 | -4772.5089 | -4814.132 | -5047.7169 | -5006.1045 | -5662.2058 | -5800.8521 | -6166.5341 | -6269.2743 | -6492.7274 | -6224.0465 | -6409.6042
Counterfactual | QLD | SQ | Coordinated CER storage load | -17.9848 | -23.8097 | -30.5463 | -38.6644 | -47.9623 | -59.3065 | -74.2005 | -93.6246 | -118.5744 | -152.1773 | -178.0965 | -223.6033 | -273.2862 | -327.3212 | -381.9759 | -433.6011 | -485.9374 | -551.9411 | -628.4625 | -734.6559 | -749.4039 | -879.3441 | -1007.5253 | -1149.192 | -1259.146 | -1416.2644 | -1425.2886 | -1486.9849
Counterfactual | QLD | SQ | Passive CER storage load | -44.3668 | -50.498 | -56.4569 | -62.687 | -69.1038 | -76.3172 | -85.6279 | -94.3651 | -102.9273 | -112.1632 | -122.3762 | -133.4555 | -144.0599 | -155.4718 | -166.9135 | -178.4222 | -187.5884 | -197.0317 | -206.0993 | -215.394 | -223.8881 | -234.3118 | -245.2308 | -257.7243 | -268.2238 | -275.5925 | -285.8727 | -296.8927
Counterfactual | VIC | VIC | Brown coal | 32180.7417 | 28061.6011 | 27319.51 | 24402.7133 | 18461.7486 | 14055.4209 | 16904.4952 | 13936.327 | 10568.6279 | 6038.7006 | 2892.455 | 3090.2901 | 2899.7977 | 2547.3102 | 3161.7237 | 3034.0511 | 2913.4928 | 3027.5001 | 3087.2036 | 3147.5601 | 3140.0386 | 3077.6981 | 3038.2708 | 0 | 0 | 0 | 0 | 0
Counterfactual | VIC | VIC | Mid-merit gas | 76.7713 | 131.3434 | 70.4104 | 56.7202 | 0 | 0 | 0 | 0 | 0 | 0 | 0 | 0 | 0 | 0 | 0 | 0 | 0 | 0 | 0 | 0 | 0 | 0 | 0 | 0 | 0 | 0 | 0 | 0
Counterfactual | VIC | VIC | Flexible gas with CCS | 0 | 0 | 0 | 0 | 0 | 0 | 0 | 0 | 0 | 0 | 0 | 0 | 0 | 0 | 0 | 0 | 0 | 0 | 0 | 0 | 0 | 0 | 0 | 0 | 0 | 0 | 0 | 0
Counterfactual | VIC | VIC | Flexible gas | 49.1853 | 92.1763 | 41.6612 | 33.8232 | 286.0125 | 63.6809 | 194.1369 | 5.7413 | 3.7413e-06 | 42.5086 | 184.9873 | 67.4951 | 379.7314 | 380.5086 | 669.7269 | 758.2973 | 2359.9819 | 1161.8025 | 2221.0393 | 2729.0133 | 2109.1908 | 1007.4984 | 2492.4293 | 2463.1219 | 1790.2432 | 982.7995 | 2973.4402 | 2469.3987
Counterfactual | VIC | VIC | Hydro | 2506.9849 | 1230.2482 | 1310.639 | 3359.1721 | 1968.3085 | 4694.584 | 1715.1735 | 1390.9301 | 3418.4352 | 2806.4011 | 3583.0707 | 2362.1576 | 2517.6233 | 1576.308 | 2833.8607 | 2538.9154 | 2708.231 | 2620.0077 | 1701.5781 | 1897.2168 | 2096.0113 | 2609.2024 | 2065.4026 | 1793.561 | 3738.2039 | 3384.9802 | 2384.7494 | 1434.3378
Counterfactual | VIC | VIC | Utility storage | 391.7469 | 1149.3202 | 1968.3648 | 2874.9904 | 3022.8318 | 4098.5402 | 3814.5572 | 3933.3781 | 5020.6235 | 5666.3858 | 7975.255 | 7094.4994 | 7742.5532 | 8585.0365 | 8130.109 | 8315.4486 | 7815.3096 | 7217.5575 | 7043.2709 | 6964.8114 | 7091.9223 | 6874.5394 | 6088.6623 | 6151.5285 | 6054.0802 | 5741.6204 | 5344.0216 | 5663.131
Counterfactual | VIC | VIC | Coordinated CER storage | 46.2621 | 62.9966 | 80.9993 | 102.2434 | 127.8741 | 156.8076 | 185.8148 | 218.6021 | 257.7907 | 299.073 | 346.1768 | 402.0235 | 473.2161 | 557.0786 | 629.1171 | 717.5377 | 781.5317 | 856.6786 | 944.1904 | 1065.9759 | 1142.5891 | 1292.9642 | 1448.9168 | 1560.3138 | 1718.1218 | 1845.6457 | 1957.5444 | 2140.3619
Counterfactual | VIC | VIC | Passive CER storage | 93.9153 | 103.8346 | 113.4315 | 124.1343 | 134.0189 | 145.1892 | 159.9523 | 173.6821 | 187.2958 | 202.3336 | 217.0562 | 234.2369 | 249.6964 | 267.2425 | 284.5038 | 301.8728 | 315.2069 | 328.6875 | 342.6232 | 356.7102 | 370.6288 | 384.4636 | 401.0884 | 417.2939 | 433.7507 | 444.3685 | 460.5946 | 476.6569
Counterfactual | VIC | VIC | Offshore wind | 0 | 0 | 0 | 0 | 0 | 0 | 4006.5308 | 7566.6936 | 10432.3277 | 13132.8906 | 15246.0643 | 18934.5004 | 22607.0627 | 26111.2097 | 27423.0854 | 29569.6567 | 30643.0145 | 30982.2725 | 29654.3606 | 28691.6333 | 28796.4878 | 29610.2154 | 29400.8997 | 31496.2033 | 29112.3907 | 29520.3923 | 30370.9301 | 31722.926
Counterfactual | VIC | VIC | Wind | 13679.3145 | 17113.8846 | 16264.1973 | 17161.2648 | 19770.8329 | 23960.9595 | 23331.0153 | 24006.4292 | 23780.8881 | 24987.33 | 23147.9712 | 22056.5174 | 21242.7391 | 21607.4459 | 20722.9646 | 21111.3802 | 20056.2184 | 20016.6159 | 20506.5998 | 19160.5258 | 20479.2628 | 20424.3128 | 19373.4529 | 22115.6527 | 21704.342 | 23763.3441 | 23030.7296 | 24331.7663
Counterfactual | VIC | VIC | Utility solar | 2559.3118 | 3058.4244 | 3386.0944 | 3595.6435 | 3586.636 | 3638.2772 | 3083.7646 | 3511.7325 | 3316.7699 | 4184.7117 | 5028.5853 | 5001.5791 | 4633.1996 | 4876.7462 | 5041.5795 | 4702.4047 | 4728.2961 | 4604.8623 | 4765.8891 | 6393.2948 | 6752.8926 | 7118.6995 | 7176.8254 | 6583.8991 | 7602.2343 | 7391.2018 | 7338.6303 | 7489.0688
Counterfactual | VIC | VIC | Distributed PV | 6087.2788 | 6684.1854 | 7294.8864 | 7984.2026 | 8627.0949 | 9196.1307 | 9725.6838 | 10200.0096 | 10651.3504 | 11059.654 | 11465.7127 | 11844.9384 | 12143.6943 | 12364.7146 | 12587.537 | 12816.1806 | 13025.347 | 13207.514 | 13417.6849 | 13652.8559 | 13870.6821 | 14058.9828 | 14279.9745 | 14546.9466 | 14826.3072 | 15089.7889 | 15385.7563 | 15709.2989
Counterfactual | VIC | VIC | Other renewable fuels | 0 | 0 | 0 | 0 | 0 | 0 | 0 | 0 | 0 | 0 | 0 | 0 | 0 | 0 | 0 | 0 | 0 | 0 | 0 | 0 | 0 | 0 | 0 | 0 | 0 | 0 | 440.9706 | 361.7232
Counterfactual | VIC | VIC | DSP | 0.032001 | 8.7658e-07 | 9.3074e-07 | 1.1494e-06 | 1.6028e-06 | 10.813 | 1.5524e-06 | 1.3567e-06 | 1.5911e-06 | 1.7521e-06 | 6.695 | 2.2034e-06 | 4.536 | 6.495 | 2.332e-06 | 2.5667e-06 | 4.746 | 0.9775 | 3.7178e-06 | 10.3468 | 6.711 | 2.2692e-06 | 2.88 | 3.5542 | 10.2822 | 1.547 | 33.7295 | 16.6566
Counterfactual | VIC | VIC | Utility storage load | -466.3655 | -1368.1122 | -2346.7439 | -3414.8941 | -3592.1971 | -4863.3111 | -4533.299 | -4706.3613 | -6057.9593 | -6998.5953 | -9849.065 | -8843.822 | -9641.8294 | -10655.6283 | -10107.2932 | -10338.1047 | -9709.2758 | -8987.8861 | -8743.2377 | -8732.8851 | -8886.1922 | -8652.0271 | -7695.9419 | -7856.5212 | -7676.7655 | -7292.0817 | -6845.431 | -7338.0021
Counterfactual | VIC | VIC | Coordinated CER storage load | -46.2621 | -62.9966 | -81.0488 | -102.2562 | -127.8898 | -156.7296 | -188.4796 | -224.6348 | -269.1504 | -315.8149 | -367.5569 | -432.2733 | -518.2256 | -618.9197 | -704.0546 | -810.6525 | -883.5485 | -972.3008 | -1074.8064 | -1232.4632 | -1313.7668 | -1509.0727 | -1702.1276 | -1838.2709 | -2029.8225 | -2193.4763 | -2324.2584 | -2577.2569
Counterfactual | VIC | VIC | Passive CER storage load | -111.762 | -123.3463 | -134.8604 | -147.2779 | -159.5703 | -173.272 | -189.9108 | -206.4594 | -222.8042 | -240.197 | -258.543 | -279.5154 | -296.8716 | -318.266 | -338.6938 | -358.4818 | -376.3814 | -390.4669 | -407.5393 | -424.3066 | -440.6446 | -458.2816 | -479.2543 | -495.4081 | -516.2532 | -529.291 | -547.2171 | -568.9661
Counterfactual | SA | CSA | Mid-merit gas | 1825.2765 | 2304.3099 | 1228.74 | 994.0969 | 1619.4494 | 887.6214 | 243.8801 | 95.5528 | 386.8949 | 538.0637 | 695.067 | 617.6868 | 669.0975 | 0 | 0 | 0 | 0 | 0 | 0 | 0 | 0 | 0 | 0 | 0 | 0 | 0 | 0 | 0
Counterfactual | SA | CSA | Flexible gas with CCS | 0 | 0 | 0 | 0 | 0 | 0 | 0 | 0 | 0 | 0 | 0 | 0 | 0 | 0 | 0 | 0 | 0 | 0 | 0 | 0 | 0 | 0 | 0 | 0 | 0 | 0 | 0 | 0
Counterfactual | SA | CSA | Flexible gas | 5.8124 | 4.241 | 50.6216 | 26.0878 | 52.0463 | 117.0423 | 960.1004 | 1047.0701 | 1633.0217 | 1840.1412 | 2328.8744 | 2158.5078 | 3129.4723 | 2328.8419 | 1375.174 | 1904.3855 | 2724.0441 | 2091.5502 | 2450.0555 | 2755.3204 | 1394.2433 | 1240.7964 | 1125.9557 | 764.4553 | 850.0451 | 582.4827 | 921.8815 | 503.7486
Counterfactual | SA | CSA | Hydro | 0 | 0 | 0 | 0 | 0 | 0 | 0 | 0 | 0 | 0 | 0 | 0 | 0 | 0 | 0 | 0 | 0 | 0 | 0 | 0 | 0 | 0 | 0 | 0 | 0 | 0 | 0 | 0
Counterfactual | SA | CSA | Utility storage | 512.2701 | 658.4922 | 958.6581 | 1764.4478 | 1919.9813 | 2440.2188 | 1468.6139 | 1491.6272 | 1500.0811 | 1527.8172 | 1478.5017 | 1401.0385 | 1592.456 | 1658.3688 | 1594.1915 | 1578.8822 | 1548.2687 | 1592.7468 | 1560.5373 | 1377.3696 | 2309.9047 | 2221.4237 | 2052.4944 | 2563.6927 | 2544.3756 | 2299.9558 | 2407.6358 | 2531.1905
Counterfactual | SA | CSA | Coordinated CER storage | 190.1582 | 211.611 | 232.1651 | 256.0855 | 280.2666 | 308.3087 | 333.4142 | 361.5774 | 390.4286 | 421.4732 | 457.4589 | 495.876 | 530.3135 | 575.22 | 618.3251 | 661.1023 | 692.2495 | 737.335 | 776.006 | 828.945 | 867.9029 | 923.7129 | 985.9037 | 1023.3039 | 1081.126 | 1125.8177 | 1147.0212 | 1198.436
Counterfactual | SA | CSA | Passive CER storage | 64.0325 | 68.5121 | 72.874 | 77.7255 | 81.7137 | 86.0408 | 91.1661 | 95.9927 | 100.5806 | 105.8509 | 110.6315 | 116.1445 | 120.6524 | 126.1011 | 130.3051 | 135.7589 | 139.2271 | 142.3883 | 145.3068 | 148.8519 | 151.4968 | 154.3978 | 158.1308 | 162.327 | 164.8392 | 167.039 | 171.4898 | 175.3662
Counterfactual | SA | CSA | Offshore wind | 0 | 0 | 0 | 0 | 0 | 0 | 0 | 0 | 0 | 0 | 0 | 0 | 0 | 0 | 0 | 0 | 0 | 0 | 0 | 0 | 0 | 0 | 0 | 0 | 0 | 0 | 0 | 0
Counterfactual | SA | CSA | Wind | 7213.1453 | 7503.1582 | 7229.8447 | 7530.2676 | 8595.3891 | 8588.2286 | 8203.6489 | 8801.9791 | 8673.7576 | 9491.5648 | 8277.1658 | 8419.9218 | 7458.7011 | 8491.9858 | 8571.4514 | 7692.5598 | 8505.9106 | 9261.4904 | 9057.4765 | 8260.9944 | 7818.8403 | 7465.0398 | 7523.4831 | 8800.3835 | 8553.2797 | 8628.0421 | 8184.9037 | 9218.4212
Counterfactual | SA | CSA | Utility solar | 1168.1488 | 1246.4425 | 1821.6846 | 1624.6389 | 1618.5886 | 1502.0715 | 1608.1671 | 1671.0198 | 1678.6902 | 1743.7623 | 2848.0206 | 3035.6692 | 2874.7361 | 2947.4237 | 3128.1142 | 3140.6329 | 3026.4186 | 4404.2069 | 4618.1728 | 5343.9925 | 7337.7549 | 7580.9811 | 7439.0047 | 7112.1962 | 7351.176 | 8068.7766 | 7699.6668 | 8046.0216
Counterfactual | SA | CSA | Distributed PV | 3190.3631 | 3260.7863 | 3336.7919 | 3466.2875 | 3610.9779 | 3765.142 | 3919.0203 | 4056.501 | 4171.4374 | 4282.9871 | 4387.5614 | 4474.6656 | 4540.4368 | 4615.8937 | 4699.0323 | 4777.1158 | 4844.1539 | 4922.1799 | 5007.7115 | 5086.4132 | 5151.8572 | 5229.3602 | 5315.6498 | 5398.0969 | 5468.4064 | 5549.6338 | 5639.0507 | 5724.3107
Counterfactual | SA | CSA | Other renewable fuels | 0 | 0 | 0 | 0 | 0 | 0 | 0 | 0 | 0 | 0 | 0 | 0 | 0 | 0 | 0 | 0 | 0 | 0 | 0 | 0 | 0 | 0 | 0 | 0 | 0 | 0 | 0 | 0
Counterfactual | SA | CSA | DSP | 0.18 | 8.8411e-07 | 9.7751e-07 | 1.1945e-06 | 1.6603e-06 | 11.5111 | 1.9195e-06 | 1.3891e-06 | 1.5782e-06 | 1.6999e-06 | 1.8292 | 2.1131e-06 | 2.4807 | 3.606 | 0.3445 | 0.036116 | 3.1075 | 0.83797 | 3.6921e-06 | 5.0241 | 5.3515 | 2.346e-06 | 0.855 | 0.31721 | 4.6187 | 0.969 | 34.2574 | 12.822
Counterfactual | SA | CSA | Utility storage load | -609.8455 | -783.5922 | -1141.2684 | -2103.399 | -2285.7279 | -2902.2386 | -1748.3749 | -1775.9652 | -1785.6441 | -1821.6772 | -1757.3253 | -1667.9264 | -1897.4235 | -1972.6616 | -1900.6956 | -1876.8273 | -1843.2026 | -1896.1543 | -1857.8095 | -1641.8376 | -2763.8313 | -2664.088 | -2459.6404 | -3066.5428 | -3033.9485 | -2756.3421 | -2869.6452 | -3024.9317
Counterfactual | SA | CSA | Coordinated CER storage load | -190.1582 | -211.611 | -232.1651 | -256.2411 | -280.2813 | -308.1384 | -334.0316 | -363.3118 | -392.9471 | -425.8874 | -463.5748 | -504.8866 | -541.8034 | -591.9746 | -640.9827 | -686.4972 | -719.656 | -771.3076 | -813.6299 | -878.2037 | -919.8654 | -988.2097 | -1060.8867 | -1100.1313 | -1167.5423 | -1219.9291 | -1237.6939 | -1305.0878
Counterfactual | SA | CSA | Passive CER storage load | -74.5534 | -80.106 | -84.9062 | -90.0868 | -94.711 | -99.6282 | -104.9721 | -111.2405 | -116.5182 | -121.7649 | -127.6009 | -133.8318 | -139.592 | -144.8715 | -150.319 | -155.3538 | -159.9965 | -162.6779 | -167.2472 | -170.8245 | -173.1506 | -176.6843 | -181.1201 | -184.9918 | -188.5654 | -191.4455 | -195.1885 | -200.2795
Counterfactual | SA | SESA | Mid-merit gas | 0 | 0 | 0 | 0 | 0 | 0 | 0 | 0 | 0 | 0 | 0 | 0 | 0 | 0 | 0 | 0 | 0 | 0 | 0 | 0 | 0 | 0 | 0 | 0 | 0 | 0 | 0 | 0
Counterfactual | SA | SESA | Flexible gas with CCS | 0 | 0 | 0 | 0 | 0 | 0 | 0 | 0 | 0 | 0 | 0 | 0 | 0 | 0 | 0 | 0 | 0 | 0 | 0 | 0 | 0 | 0 | 0 | 0 | 0 | 0 | 0 | 0
Counterfactual | SA | SESA | Flexible gas | 0.25151 | 1.5468e-07 | 0.84091 | 4.0754e-07 | 5.45e-07 | 1.006 | 27.223 | 2.2192 | 6.9053 | 21.7325 | 46.6902 | 0 | 0 | 0 | 0 | 0 | 0 | 0 | 0 | 0 | 0 | 0 | 0 | 0 | 0 | 0 | 0 | 0
Counterfactual | SA | SESA | Hydro | 0 | 0 | 0 | 0 | 0 | 0 | 0 | 0 | 0 | 0 | 0 | 0 | 0 | 0 | 0 | 0 | 0 | 0 | 0 | 0 | 0 | 0 | 0 | 0 | 0 | 0 | 0 | 0
Counterfactual | SA | SESA | Utility storage | 26.5486 | 22.0691 | 23.2392 | 26.8304 | 27.3197 | 34.9153 | 27.8871 | 29.3835 | 27.7631 | 30.0696 | 3.8017e-05 | 3.8794e-05 | 3.8356e-05 | 5.7709e-05 | 5.9913e-05 | 6.1912e-05 | 6.0842e-05 | 6.2106e-05 | 9.8463e-05 | 0.0001114 | 0.000446 | 0.00045594 | 0.00048269 | 0.0004715 | 0.00047347 | 0.00046568 | 0.00046324 | 0.00049471
Counterfactual | SA | SESA | Coordinated CER storage | 6.7784 | 7.6029 | 8.4042 | 9.329 | 10.2672 | 11.386 | 12.3894 | 13.4803 | 14.5895 | 15.8206 | 17.379 | 18.8927 | 20.3854 | 22.2282 | 23.9875 | 25.701 | 26.9133 | 28.7203 | 30.2147 | 32.4766 | 34.4917 | 36.7277 | 39.2667 | 41.233 | 43.4706 | 45.4923 | 46.4417 | 48.8471
Counterfactual | SA | SESA | Passive CER storage | 2.2874 | 2.4649 | 2.6412 | 2.8343 | 2.9964 | 3.1838 | 3.3933 | 3.5799 | 3.7552 | 3.9661 | 4.1842 | 4.4023 | 4.6087 | 4.8211 | 4.9787 | 5.1883 | 5.3234 | 5.4419 | 5.5432 | 5.6917 | 5.8219 | 5.9481 | 6.0969 | 6.2638 | 6.363 | 6.4511 | 6.627 | 6.8022
Counterfactual | SA | SESA | Offshore wind | 0 | 0 | 0 | 0 | 0 | 0 | 0 | 0 | 0 | 0 | 0 | 0 | 0 | 0 | 0 | 0 | 0 | 0 | 0 | 0 | 0 | 0 | 0 | 0 | 0 | 0 | 0 | 0
Counterfactual | SA | SESA | Wind | 747.8281 | 807.2969 | 713.5743 | 786.4041 | 2429.9271 | 2187.5586 | 1850.3185 | 2155.2468 | 2022.7884 | 2544.5257 | 2049.8713 | 2082.9722 | 1967.6032 | 2140.3475 | 1852.9261 | 1851.3839 | 1685.7262 | 2013.8008 | 1928.1063 | 1833.707 | 1764.0186 | 2411.5948 | 2289.3265 | 2504.4125 | 2222.35 | 2296.8959 | 2180.5162 | 2392.3628
Counterfactual | SA | SESA | Utility solar | 70.9529 | 79.1027 | 66.6122 | 63.5867 | 61.9456 | 52.9644 | 49.7626 | 55.7556 | 57.2204 | 62.7291 | 57.9029 | 49.6736 | 46.545 | 46.1022 | 63.8352 | 61.7635 | 58.1191 | 5.2833e-05 | 6.6433e-05 | 0.00024615 | 41.6066 | 44.9256 | 44.3144 | 41.3384 | 149.4873 | 160.7394 | 150.6424 | 151.789
Counterfactual | SA | SESA | Distributed PV | 112.7362 | 116.2125 | 120.7697 | 127.1989 | 133.8742 | 141.6734 | 149.2792 | 155.4422 | 160.67 | 166.3834 | 173.5604 | 178.2911 | 183.9197 | 187.5012 | 190.7562 | 194.3046 | 197.6511 | 200.9791 | 203.7224 | 208.7345 | 214.739 | 219.6259 | 223.1041 | 226.6677 | 229.1829 | 232.2131 | 236.0291 | 242.1829
Counterfactual | SA | SESA | Other renewable fuels | 0 | 0 | 0 | 0 | 0 | 0 | 0 | 0 | 0 | 0 | 0 | 0 | 0 | 0 | 0 | 0 | 0 | 0 | 0 | 0 | 0 | 0 | 0 | 0 | 0 | 0 | 0 | 0
Counterfactual | SA | SESA | DSP | 0 | 0 | 0 | 0 | 0 | 0 | 0 | 0 | 0 | 0 | 0 | 0 | 0 | 0 | 0 | 0 | 0 | 0 | 0 | 0 | 0 | 0 | 0 | 0 | 0 | 0 | 0 | 0
Counterfactual | SA | SESA | Utility storage load | -31.6055 | -26.2727 | -27.6657 | -31.9977 | -32.5235 | -41.5091 | -33.199 | -34.9989 | -33.0327 | -35.8224 | -4.5329e-05 | -4.639e-05 | -4.586e-05 | -6.9079e-05 | -7.2206e-05 | -7.4404e-05 | -7.3374e-05 | -7.4861e-05 | -0.00011873 | -0.00013472 | -0.00053712 | -0.00054953 | -0.00057997 | -0.00056798 | -0.00056861 | -0.00056198 | -0.00055575 | -0.0005955
Counterfactual | SA | SESA | Coordinated CER storage load | -6.7784 | -7.6029 | -8.4042 | -9.3347 | -10.2678 | -11.3798 | -12.4174 | -13.5582 | -14.7083 | -16.0241 | -17.6638 | -19.3095 | -20.932 | -23.0014 | -25.0456 | -26.8942 | -28.2031 | -30.3065 | -31.9594 | -34.754 | -36.9977 | -39.7221 | -42.7279 | -44.993 | -47.6025 | -50.0433 | -50.8862 | -54.0524
Counterfactual | SA | SESA | Passive CER storage load | -2.6632 | -2.882 | -3.0773 | -3.2851 | -3.473 | -3.6866 | -3.9072 | -4.1485 | -4.3502 | -4.5623 | -4.826 | -5.0727 | -5.3322 | -5.5387 | -5.7434 | -5.9371 | -6.1175 | -6.2173 | -6.3802 | -6.5319 | -6.654 | -6.8067 | -6.9833 | -7.1384 | -7.2789 | -7.3936 | -7.5428 | -7.7685
Counterfactual | TAS | TAS | Mid-merit gas | 0 | 0 | 0 | 0 | 0 | 0 | 0 | 0 | 0 | 0 | 0 | 0 | 0 | 0 | 0 | 0 | 0 | 0 | 0 | 0 | 0 | 0 | 0 | 0 | 0 | 0 | 0 | 0
Counterfactual | TAS | TAS | Flexible gas with CCS | 0 | 0 | 0 | 0 | 0 | 0 | 0 | 0 | 0 | 0 | 0 | 0 | 0 | 0 | 0 | 0 | 0 | 0 | 0 | 0 | 0 | 0 | 0 | 0 | 0 | 0 | 0 | 0
Counterfactual | TAS | TAS | Flexible gas | 2.26e-08 | 2.555e-08 | 4.3365e-07 | 0 | 0 | 0 | 5.9001e-07 | 5.1456e-07 | 5.4736e-07 | 5.4059e-07 | 5.6163e-07 | 5.513e-07 | 7.2844e-07 | 7.8786e-07 | 8.5995e-07 | 1.0178e-06 | 1.28e-06 | 1.3464e-06 | 1.8002e-06 | 2.2613e-06 | 2.3262e-06 | 3.2424e-07 | 3.4399e-07 | 3.239e-07 | 4.28e-07 | 5.5627e-07 | 2.3474e-07 | 2.6941e-07
Counterfactual | TAS | TAS | Hydro | 8887.2722 | 9653.1629 | 6763.2357 | 6648.752 | 6203.4872 | 5763.9659 | 5195.4045 | 4967.4209 | 4714.7498 | 4116.5036 | 4104.9581 | 3560.2836 | 2955.1164 | 2498.1434 | 2097.4834 | 1906.1368 | 2192.1233 | 2261.3869 | 2514.5871 | 2578.5283 | 2803.7044 | 2271.7605 | 2532.2105 | 2247.6698 | 2592.7968 | 2563.465 | 2431.7673 | 2153.1062
Counterfactual | TAS | TAS | Utility storage | 0 | 0 | 0 | 4.0723e-05 | 5.2196e-05 | 6.543e-05 | 0.00012601 | 0.00013818 | 0.00031869 | 0.00032461 | 202.6995 | 398.1774 | 637.1456 | 842.8611 | 1244.2903 | 1335.0762 | 1108.3886 | 1094.1586 | 1058.3501 | 1016.6494 | 1018.3943 | 1093.1246 | 1072.9602 | 1069.9205 | 1012.7884 | 1033.4767 | 1075.1543 | 1115.1739
Counterfactual | TAS | TAS | Coordinated CER storage | 2.5732 | 3.5343 | 4.6055 | 5.9578 | 7.4269 | 9.2969 | 10.7259 | 12.2536 | 14.0822 | 16.3333 | 18.9571 | 22.1222 | 25.6354 | 29.7371 | 34.1935 | 39.3629 | 42.7949 | 47.5065 | 51.7897 | 58.0494 | 63.4082 | 72.0725 | 78.5211 | 87.5131 | 94.8137 | 103.3161 | 111.1644 | 117.5146
Counterfactual | TAS | TAS | Passive CER storage | 6.2553 | 6.8442 | 7.491 | 8.1837 | 8.8138 | 9.6277 | 10.5227 | 11.3683 | 12.1904 | 13.1008 | 14.0214 | 15.0123 | 15.866 | 16.9658 | 17.9051 | 18.9456 | 19.7579 | 20.3609 | 21.0618 | 21.7684 | 22.4051 | 23.1637 | 23.9385 | 24.7927 | 25.5449 | 25.8603 | 26.7151 | 27.6923
Counterfactual | TAS | TAS | Offshore wind | 0 | 0 | 0 | 0 | 0 | 0 | 0 | 0 | 0 | 72.3527 | 618.4328 | 989.3094 | 1306.2336 | 1728.3021 | 2149.4549 | 2651.7181 | 2024.6915 | 2059.7165 | 1989.346 | 1997.6296 | 1976.6284 | 2049.8366 | 1967.8641 | 2078.6273 | 1982.617 | 2010.4261 | 2230.0795 | 2241.093
Counterfactual | TAS | TAS | Wind | 1975.3545 | 2174.8078 | 3998.3923 | 4688.0599 | 5370.3266 | 6033.8468 | 6517.9021 | 6750.1557 | 6746.9004 | 7211.8021 | 6963.4936 | 6866.4567 | 7171.47 | 7141.1106 | 7273.997 | 7465.2898 | 5617.4178 | 5663.3546 | 5549.364 | 5794.8417 | 5668.3811 | 5893.3297 | 5593.3226 | 5747.2618 | 5689.7214 | 5586.7479 | 5073.1286 | 5035.2261
Counterfactual | TAS | TAS | Utility solar | 0 | 0 | 2.477e-05 | 2.2986e-05 | 2.3305e-05 | 1.9284e-05 | 0.00023159 | 259.3913 | 756.5538 | 712.3892 | 909.5622 | 1136.7487 | 1027.4002 | 1152.4818 | 1115.4944 | 938.658 | 1092.3785 | 1116.0655 | 1189.2557 | 1120.3127 | 1078.2987 | 1132.677 | 1159.7514 | 1068.6499 | 1111.0403 | 1264.0597 | 1150.8768 | 1193.2389
Counterfactual | TAS | TAS | Distributed PV | 307.0088 | 319.0286 | 332.2165 | 365.6975 | 409.1203 | 455.4526 | 495.5483 | 526.8219 | 558.336 | 589.4338 | 618.6881 | 640.645 | 653.5031 | 660.943 | 668.1315 | 674.4542 | 680.7325 | 686.9651 | 694.1811 | 700.6574 | 706.8726 | 713.1019 | 720.4898 | 727.215 | 733.6596 | 740.0857 | 747.7693 | 754.9122
Counterfactual | TAS | TAS | Other renewable fuels | 0 | 0 | 0 | 0 | 0 | 0 | 0 | 0 | 0 | 0 | 0 | 0 | 0 | 0 | 0 | 0 | 0 | 0 | 0 | 0 | 0 | 0 | 0 | 0 | 0 | 0 | 0 | 0
Counterfactual | TAS | TAS | DSP | 8.3189e-07 | 8.1147e-07 | 8.6336e-07 | 8.6095e-07 | 8.8132e-07 | 9.1829e-07 | 1.1031e-06 | 9.4455e-07 | 9.8792e-07 | 1.0536e-06 | 1.1106e-06 | 1.1743e-06 | 1.2423e-06 | 1.332e-06 | 1.4673e-06 | 1.3513e-06 | 1.8278e-06 | 1.9568e-06 | 2.096e-06 | 2.248e-06 | 2.4012e-06 | 1.2812e-06 | 1.3704e-06 | 1.4693e-06 | 1.5675e-06 | 1.6802e-06 | 1.795e-06 | 1.9235e-06
Counterfactual | TAS | TAS | Utility storage load | 0 | 0 | 0 | -4.7918e-05 | -6.1386e-05 | -7.7051e-05 | -0.00016017 | -0.0001758 | -0.00041082 | -0.00042156 | -266.9534 | -519.5065 | -835.9276 | -1115.6172 | -1624.9921 | -1756.3045 | -1469.6201 | -1444.9122 | -1385.5047 | -1353.5271 | -1335.7959 | -1422.4672 | -1409.6641 | -1421.7382 | -1337.5628 | -1354.8231 | -1402.1 | -1488.2076
Counterfactual | TAS | TAS | Coordinated CER storage load | -2.5732 | -3.5343 | -4.6055 | -5.9578 | -7.4269 | -9.3027 | -10.7456 | -12.3424 | -14.32 | -16.7813 | -19.7354 | -23.3337 | -27.4902 | -32.3793 | -37.7529 | -44.1446 | -48.2014 | -53.9476 | -59.1174 | -67.0609 | -73.4104 | -84.7219 | -92.7807 | -104.2062 | -113.3919 | -124.257 | -134.5187 | -143.0946
Counterfactual | TAS | TAS | Passive CER storage load | -7.4092 | -8.08 | -8.839 | -9.6052 | -10.3749 | -11.3443 | -12.3431 | -13.3696 | -14.321 | -15.3464 | -16.5077 | -17.6666 | -18.6487 | -19.9309 | -21.017 | -22.1822 | -23.2833 | -23.8808 | -24.7761 | -25.5422 | -26.2799 | -27.2697 | -28.1878 | -29.1395 | -30.0052 | -30.3481 | -31.2962 | -32.5547

## Retirements (hidden)
Retirement Capacity by Generator and State (MW)
Capacity calculated on 1 July. In early study years some wind and solar projects enter later in the financial year and are reflected in the following financial year's capacity.
CDP | Region | Station | 2024-25 | 2025-26 | 2026-27 | 2027-28 | 2028-29 | 2029-30 | 2030-31 | 2031-32 | 2032-33 | 2033-34 | 2034-35 | 2035-36 | 2036-37 | 2037-38 | 2038-39 | 2039-40 | 2040-41 | 2041-42 | 2042-43 | 2043-44 | 2044-45 | 2045-46 | 2046-47 | 2047-48 | 2048-49 | 2049-50 | 2050-51 | 2051-52
CDP1 | NSW | BW | 2715 | 2715 | 2715 | 2715 | 2030 | 0 | 0 | 0 | 0 | 0 | 0 | 0 | 0 | 0 | 0 | 0 | 0 | 0 | 0 | 0 | 0 | 0 | 0 | 0 | 0 | 0 | 0 | 0
CDP1 | NSW | ER | 2880 | 0 | 0 | 0 | 0 | 0 | 0 | 0 | 0 | 0 | 0 | 0 | 0 | 0 | 0 | 0 | 0 | 0 | 0 | 0 | 0 | 0 | 0 | 0 | 0 | 0 | 0 | 0
CDP1 | NSW | MP | 1390 | 1390 | 1390 | 1420 | 1420 | 1420 | 1420 | 1420 | 1420 | 1420 | 1420 | 1420 | 1420 | 1420 | 1420 | 1420 | 0 | 0 | 0 | 0 | 0 | 0 | 0 | 0 | 0 | 0 | 0 | 0
CDP1 | NSW | VP | 1320 | 1320 | 1320 | 1320 | 0 | 0 | 0 | 0 | 0 | 0 | 0 | 0 | 0 | 0 | 0 | 0 | 0 | 0 | 0 | 0 | 0 | 0 | 0 | 0 | 0 | 0 | 0 | 0
CDP1 | QLD | CALL_B_ | 700 | 700 | 700 | 0 | 0 | 0 | 0 | 0 | 0 | 0 | 0 | 0 | 0 | 0 | 0 | 0 | 0 | 0 | 0 | 0 | 0 | 0 | 0 | 0 | 0 | 0 | 0 | 0
CDP1 | QLD | CPP_ | 844 | 844 | 844 | 844 | 844 | 844 | 844 | 844 | 844 | 844 | 844 | 844 | 844 | 844 | 844 | 844 | 844 | 844 | 844 | 844 | 844 | 844 | 844 | 844 | 844 | 844 | 844 | 0
CDP1 | QLD | GSTONE | 1680 | 1680 | 1680 | 840 | 840 | 840 | 280 | 0 | 0 | 0 | 0 | 0 | 0 | 0 | 0 | 0 | 0 | 0 | 0 | 0 | 0 | 0 | 0 | 0 | 0 | 0 | 0 | 0
CDP1 | QLD | KPP_ | 744 | 744 | 744 | 744 | 744 | 744 | 744 | 744 | 744 | 744 | 0 | 0 | 0 | 0 | 0 | 0 | 0 | 0 | 0 | 0 | 0 | 0 | 0 | 0 | 0 | 0 | 0 | 0
CDP1 | QLD | MPP_ | 852 | 852 | 852 | 852 | 852 | 852 | 852 | 852 | 852 | 852 | 852 | 852 | 852 | 852 | 852 | 852 | 852 | 852 | 852 | 852 | 852 | 852 | 852 | 852 | 852 | 852 | 852 | 0
CDP1 | QLD | STAN- | 1460 | 1460 | 1460 | 1460 | 1460 | 730 | 730 | 730 | 0 | 0 | 0 | 0 | 0 | 0 | 0 | 0 | 0 | 0 | 0 | 0 | 0 | 0 | 0 | 0 | 0 | 0 | 0 | 0
CDP1 | QLD | TARONG# | 1400 | 1400 | 1400 | 1400 | 1400 | 1400 | 700 | 700 | 350 | 0 | 0 | 0 | 0 | 0 | 0 | 0 | 0 | 0 | 0 | 0 | 0 | 0 | 0 | 0 | 0 | 0 | 0 | 0
CDP1 | QLD | TNPS | 450 | 450 | 450 | 450 | 450 | 450 | 450 | 450 | 450 | 0 | 0 | 0 | 0 | 0 | 0 | 0 | 0 | 0 | 0 | 0 | 0 | 0 | 0 | 0 | 0 | 0 | 0 | 0
CDP1 | VIC | LOYYB | 1160 | 1160 | 1160 | 1160 | 1160 | 1160 | 1160 | 1160 | 1160 | 1160 | 580 | 580 | 580 | 580 | 580 | 580 | 580 | 580 | 580 | 580 | 580 | 580 | 580 | 0 | 0 | 0 | 0 | 0
CDP1 | VIC | LYA | 2210 | 2210 | 2210 | 2210 | 2210 | 2210 | 2210 | 2210 | 2210 | 0 | 0 | 0 | 0 | 0 | 0 | 0 | 0 | 0 | 0 | 0 | 0 | 0 | 0 | 0 | 0 | 0 | 0 | 0
CDP1 | VIC | YWPS | 1450 | 1450 | 1450 | 1450 | 0 | 0 | 0 | 0 | 0 | 0 | 0 | 0 | 0 | 0 | 0 | 0 | 0 | 0 | 0 | 0 | 0 | 0 | 0 | 0 | 0 | 0 | 0 | 0
CDP2 | NSW | BW | 2715 | 2715 | 2715 | 2715 | 2030 | 0 | 0 | 0 | 0 | 0 | 0 | 0 | 0 | 0 | 0 | 0 | 0 | 0 | 0 | 0 | 0 | 0 | 0 | 0 | 0 | 0 | 0 | 0
CDP2 | NSW | ER | 2880 | 0 | 0 | 0 | 0 | 0 | 0 | 0 | 0 | 0 | 0 | 0 | 0 | 0 | 0 | 0 | 0 | 0 | 0 | 0 | 0 | 0 | 0 | 0 | 0 | 0 | 0 | 0
CDP2 | NSW | MP | 1390 | 1390 | 1390 | 1420 | 1420 | 1420 | 1420 | 1420 | 1420 | 1420 | 1420 | 1420 | 1420 | 1420 | 1420 | 1420 | 0 | 0 | 0 | 0 | 0 | 0 | 0 | 0 | 0 | 0 | 0 | 0
CDP2 | NSW | VP | 1320 | 1320 | 1320 | 1320 | 0 | 0 | 0 | 0 | 0 | 0 | 0 | 0 | 0 | 0 | 0 | 0 | 0 | 0 | 0 | 0 | 0 | 0 | 0 | 0 | 0 | 0 | 0 | 0
CDP2 | QLD | CALL_B_ | 700 | 700 | 700 | 0 | 0 | 0 | 0 | 0 | 0 | 0 | 0 | 0 | 0 | 0 | 0 | 0 | 0 | 0 | 0 | 0 | 0 | 0 | 0 | 0 | 0 | 0 | 0 | 0
CDP2 | QLD | CPP_ | 844 | 844 | 844 | 844 | 844 | 844 | 844 | 844 | 844 | 844 | 844 | 844 | 844 | 844 | 844 | 844 | 844 | 844 | 844 | 844 | 844 | 844 | 844 | 844 | 844 | 844 | 844 | 0
CDP2 | QLD | GSTONE | 1680 | 1680 | 1680 | 840 | 840 | 840 | 280 | 0 | 0 | 0 | 0 | 0 | 0 | 0 | 0 | 0 | 0 | 0 | 0 | 0 | 0 | 0 | 0 | 0 | 0 | 0 | 0 | 0
CDP2 | QLD | KPP_ | 744 | 744 | 744 | 744 | 744 | 744 | 744 | 744 | 744 | 744 | 0 | 0 | 0 | 0 | 0 | 0 | 0 | 0 | 0 | 0 | 0 | 0 | 0 | 0 | 0 | 0 | 0 | 0
CDP2 | QLD | MPP_ | 852 | 852 | 852 | 852 | 852 | 852 | 852 | 852 | 852 | 852 | 852 | 852 | 852 | 852 | 852 | 852 | 852 | 852 | 852 | 852 | 852 | 852 | 852 | 852 | 852 | 852 | 852 | 0
CDP2 | QLD | STAN- | 1460 | 1460 | 1460 | 1460 | 1460 | 730 | 730 | 730 | 0 | 0 | 0 | 0 | 0 | 0 | 0 | 0 | 0 | 0 | 0 | 0 | 0 | 0 | 0 | 0 | 0 | 0 | 0 | 0
CDP2 | QLD | TARONG# | 1400 | 1400 | 1400 | 1400 | 1400 | 1400 | 700 | 700 | 350 | 0 | 0 | 0 | 0 | 0 | 0 | 0 | 0 | 0 | 0 | 0 | 0 | 0 | 0 | 0 | 0 | 0 | 0 | 0
CDP2 | QLD | TNPS | 450 | 450 | 450 | 450 | 450 | 450 | 450 | 450 | 450 | 0 | 0 | 0 | 0 | 0 | 0 | 0 | 0 | 0 | 0 | 0 | 0 | 0 | 0 | 0 | 0 | 0 | 0 | 0
CDP2 | VIC | LOYYB | 1160 | 1160 | 1160 | 1160 | 1160 | 1160 | 1160 | 1160 | 1160 | 1160 | 580 | 580 | 580 | 580 | 580 | 580 | 580 | 580 | 580 | 580 | 580 | 580 | 580 | 0 | 0 | 0 | 0 | 0
CDP2 | VIC | LYA | 2210 | 2210 | 2210 | 2210 | 2210 | 2210 | 2210 | 2210 | 2210 | 0 | 0 | 0 | 0 | 0 | 0 | 0 | 0 | 0 | 0 | 0 | 0 | 0 | 0 | 0 | 0 | 0 | 0 | 0
CDP2 | VIC | YWPS | 1450 | 1450 | 1450 | 1450 | 0 | 0 | 0 | 0 | 0 | 0 | 0 | 0 | 0 | 0 | 0 | 0 | 0 | 0 | 0 | 0 | 0 | 0 | 0 | 0 | 0 | 0 | 0 | 0
CDP3 | NSW | BW | 2715 | 2715 | 2715 | 2715 | 2030 | 0 | 0 | 0 | 0 | 0 | 0 | 0 | 0 | 0 | 0 | 0 | 0 | 0 | 0 | 0 | 0 | 0 | 0 | 0 | 0 | 0 | 0 | 0
CDP3 | NSW | ER | 2880 | 0 | 0 | 0 | 0 | 0 | 0 | 0 | 0 | 0 | 0 | 0 | 0 | 0 | 0 | 0 | 0 | 0 | 0 | 0 | 0 | 0 | 0 | 0 | 0 | 0 | 0 | 0
CDP3 | NSW | MP | 1390 | 1390 | 1390 | 1420 | 1420 | 1420 | 1420 | 1420 | 1420 | 1420 | 1420 | 1420 | 1420 | 1420 | 1420 | 1420 | 0 | 0 | 0 | 0 | 0 | 0 | 0 | 0 | 0 | 0 | 0 | 0
CDP3 | NSW | VP | 1320 | 1320 | 1320 | 1320 | 0 | 0 | 0 | 0 | 0 | 0 | 0 | 0 | 0 | 0 | 0 | 0 | 0 | 0 | 0 | 0 | 0 | 0 | 0 | 0 | 0 | 0 | 0 | 0
CDP3 | QLD | CALL_B_ | 700 | 700 | 700 | 0 | 0 | 0 | 0 | 0 | 0 | 0 | 0 | 0 | 0 | 0 | 0 | 0 | 0 | 0 | 0 | 0 | 0 | 0 | 0 | 0 | 0 | 0 | 0 | 0
CDP3 | QLD | CPP_ | 844 | 844 | 844 | 844 | 844 | 844 | 844 | 844 | 844 | 844 | 844 | 844 | 844 | 844 | 844 | 844 | 844 | 844 | 844 | 844 | 844 | 844 | 844 | 844 | 844 | 844 | 844 | 0
CDP3 | QLD | GSTONE | 1680 | 1680 | 1680 | 840 | 840 | 840 | 280 | 0 | 0 | 0 | 0 | 0 | 0 | 0 | 0 | 0 | 0 | 0 | 0 | 0 | 0 | 0 | 0 | 0 | 0 | 0 | 0 | 0
CDP3 | QLD | KPP_ | 744 | 744 | 744 | 744 | 744 | 744 | 744 | 744 | 744 | 744 | 0 | 0 | 0 | 0 | 0 | 0 | 0 | 0 | 0 | 0 | 0 | 0 | 0 | 0 | 0 | 0 | 0 | 0
CDP3 | QLD | MPP_ | 852 | 852 | 852 | 852 | 852 | 852 | 852 | 852 | 852 | 852 | 852 | 852 | 852 | 852 | 852 | 852 | 852 | 852 | 852 | 852 | 852 | 852 | 852 | 852 | 852 | 852 | 852 | 0
CDP3 | QLD | STAN- | 1460 | 1460 | 1460 | 1460 | 1460 | 730 | 730 | 730 | 0 | 0 | 0 | 0 | 0 | 0 | 0 | 0 | 0 | 0 | 0 | 0 | 0 | 0 | 0 | 0 | 0 | 0 | 0 | 0
CDP3 | QLD | TARONG# | 1400 | 1400 | 1400 | 1400 | 1400 | 1400 | 700 | 700 | 350 | 0 | 0 | 0 | 0 | 0 | 0 | 0 | 0 | 0 | 0 | 0 | 0 | 0 | 0 | 0 | 0 | 0 | 0 | 0
CDP3 | QLD | TNPS | 450 | 450 | 450 | 450 | 450 | 450 | 450 | 450 | 450 | 0 | 0 | 0 | 0 | 0 | 0 | 0 | 0 | 0 | 0 | 0 | 0 | 0 | 0 | 0 | 0 | 0 | 0 | 0
CDP3 | VIC | LOYYB | 1160 | 1160 | 1160 | 1160 | 1160 | 1160 | 1160 | 1160 | 1160 | 1160 | 580 | 580 | 580 | 580 | 580 | 580 | 580 | 580 | 580 | 580 | 580 | 580 | 580 | 0 | 0 | 0 | 0 | 0
CDP3 | VIC | LYA | 2210 | 2210 | 2210 | 2210 | 2210 | 2210 | 2210 | 2210 | 2210 | 0 | 0 | 0 | 0 | 0 | 0 | 0 | 0 | 0 | 0 | 0 | 0 | 0 | 0 | 0 | 0 | 0 | 0 | 0
CDP3 | VIC | YWPS | 1450 | 1450 | 1450 | 1450 | 0 | 0 | 0 | 0 | 0 | 0 | 0 | 0 | 0 | 0 | 0 | 0 | 0 | 0 | 0 | 0 | 0 | 0 | 0 | 0 | 0 | 0 | 0 | 0
CDP4 | NSW | BW | 2715 | 2715 | 2715 | 2715 | 2030 | 0 | 0 | 0 | 0 | 0 | 0 | 0 | 0 | 0 | 0 | 0 | 0 | 0 | 0 | 0 | 0 | 0 | 0 | 0 | 0 | 0 | 0 | 0
CDP4 | NSW | ER | 2880 | 0 | 0 | 0 | 0 | 0 | 0 | 0 | 0 | 0 | 0 | 0 | 0 | 0 | 0 | 0 | 0 | 0 | 0 | 0 | 0 | 0 | 0 | 0 | 0 | 0 | 0 | 0
CDP4 | NSW | MP | 1390 | 1390 | 1390 | 1420 | 1420 | 1420 | 1420 | 1420 | 1420 | 1420 | 1420 | 1420 | 1420 | 1420 | 1420 | 1420 | 0 | 0 | 0 | 0 | 0 | 0 | 0 | 0 | 0 | 0 | 0 | 0
CDP4 | NSW | VP | 1320 | 1320 | 1320 | 1320 | 0 | 0 | 0 | 0 | 0 | 0 | 0 | 0 | 0 | 0 | 0 | 0 | 0 | 0 | 0 | 0 | 0 | 0 | 0 | 0 | 0 | 0 | 0 | 0
CDP4 | QLD | CALL_B_ | 700 | 700 | 700 | 0 | 0 | 0 | 0 | 0 | 0 | 0 | 0 | 0 | 0 | 0 | 0 | 0 | 0 | 0 | 0 | 0 | 0 | 0 | 0 | 0 | 0 | 0 | 0 | 0
CDP4 | QLD | CPP_ | 844 | 844 | 844 | 844 | 844 | 844 | 844 | 844 | 844 | 844 | 844 | 844 | 844 | 844 | 844 | 844 | 844 | 844 | 844 | 844 | 844 | 844 | 844 | 844 | 844 | 844 | 844 | 0
CDP4 | QLD | GSTONE | 1680 | 1680 | 1680 | 840 | 840 | 840 | 280 | 0 | 0 | 0 | 0 | 0 | 0 | 0 | 0 | 0 | 0 | 0 | 0 | 0 | 0 | 0 | 0 | 0 | 0 | 0 | 0 | 0
CDP4 | QLD | KPP_ | 744 | 744 | 744 | 744 | 744 | 744 | 744 | 744 | 744 | 744 | 0 | 0 | 0 | 0 | 0 | 0 | 0 | 0 | 0 | 0 | 0 | 0 | 0 | 0 | 0 | 0 | 0 | 0
CDP4 | QLD | MPP_ | 852 | 852 | 852 | 852 | 852 | 852 | 852 | 852 | 852 | 852 | 852 | 852 | 852 | 852 | 852 | 852 | 852 | 852 | 852 | 852 | 852 | 852 | 852 | 852 | 852 | 852 | 852 | 0
CDP4 | QLD | STAN- | 1460 | 1460 | 1460 | 1460 | 1460 | 730 | 730 | 730 | 0 | 0 | 0 | 0 | 0 | 0 | 0 | 0 | 0 | 0 | 0 | 0 | 0 | 0 | 0 | 0 | 0 | 0 | 0 | 0
CDP4 | QLD | TARONG# | 1400 | 1400 | 1400 | 1400 | 1400 | 1400 | 700 | 700 | 350 | 0 | 0 | 0 | 0 | 0 | 0 | 0 | 0 | 0 | 0 | 0 | 0 | 0 | 0 | 0 | 0 | 0 | 0 | 0
CDP4 | QLD | TNPS | 450 | 450 | 450 | 450 | 450 | 450 | 450 | 450 | 450 | 0 | 0 | 0 | 0 | 0 | 0 | 0 | 0 | 0 | 0 | 0 | 0 | 0 | 0 | 0 | 0 | 0 | 0 | 0
CDP4 | VIC | LOYYB | 1160 | 1160 | 1160 | 1160 | 1160 | 1160 | 1160 | 1160 | 1160 | 1160 | 580 | 580 | 580 | 580 | 580 | 580 | 580 | 580 | 580 | 580 | 580 | 580 | 580 | 0 | 0 | 0 | 0 | 0
CDP4 | VIC | LYA | 2210 | 2210 | 2210 | 2210 | 2210 | 2210 | 2210 | 2210 | 2210 | 0 | 0 | 0 | 0 | 0 | 0 | 0 | 0 | 0 | 0 | 0 | 0 | 0 | 0 | 0 | 0 | 0 | 0 | 0
CDP4 | VIC | YWPS | 1450 | 1450 | 1450 | 1450 | 0 | 0 | 0 | 0 | 0 | 0 | 0 | 0 | 0 | 0 | 0 | 0 | 0 | 0 | 0 | 0 | 0 | 0 | 0 | 0 | 0 | 0 | 0 | 0
CDP5 | NSW | BW | 2715 | 2715 | 2715 | 2715 | 2030 | 0 | 0 | 0 | 0 | 0 | 0 | 0 | 0 | 0 | 0 | 0 | 0 | 0 | 0 | 0 | 0 | 0 | 0 | 0 | 0 | 0 | 0 | 0
CDP5 | NSW | ER | 2880 | 0 | 0 | 0 | 0 | 0 | 0 | 0 | 0 | 0 | 0 | 0 | 0 | 0 | 0 | 0 | 0 | 0 | 0 | 0 | 0 | 0 | 0 | 0 | 0 | 0 | 0 | 0
CDP5 | NSW | MP | 1390 | 1390 | 1390 | 1420 | 1420 | 1420 | 1420 | 1420 | 1420 | 1420 | 1420 | 1420 | 1420 | 1420 | 1420 | 1420 | 0 | 0 | 0 | 0 | 0 | 0 | 0 | 0 | 0 | 0 | 0 | 0
CDP5 | NSW | VP | 1320 | 1320 | 1320 | 1320 | 0 | 0 | 0 | 0 | 0 | 0 | 0 | 0 | 0 | 0 | 0 | 0 | 0 | 0 | 0 | 0 | 0 | 0 | 0 | 0 | 0 | 0 | 0 | 0
CDP5 | QLD | CALL_B_ | 700 | 700 | 700 | 0 | 0 | 0 | 0 | 0 | 0 | 0 | 0 | 0 | 0 | 0 | 0 | 0 | 0 | 0 | 0 | 0 | 0 | 0 | 0 | 0 | 0 | 0 | 0 | 0
CDP5 | QLD | CPP_ | 844 | 844 | 844 | 844 | 844 | 844 | 844 | 844 | 844 | 844 | 844 | 844 | 844 | 844 | 844 | 844 | 844 | 844 | 844 | 844 | 844 | 844 | 844 | 844 | 844 | 844 | 844 | 0
CDP5 | QLD | GSTONE | 1680 | 1680 | 1680 | 840 | 840 | 840 | 280 | 0 | 0 | 0 | 0 | 0 | 0 | 0 | 0 | 0 | 0 | 0 | 0 | 0 | 0 | 0 | 0 | 0 | 0 | 0 | 0 | 0
CDP5 | QLD | KPP_ | 744 | 744 | 744 | 744 | 744 | 744 | 744 | 744 | 744 | 744 | 0 | 0 | 0 | 0 | 0 | 0 | 0 | 0 | 0 | 0 | 0 | 0 | 0 | 0 | 0 | 0 | 0 | 0
CDP5 | QLD | MPP_ | 852 | 852 | 852 | 852 | 852 | 852 | 852 | 852 | 852 | 852 | 852 | 852 | 852 | 852 | 852 | 852 | 852 | 852 | 852 | 852 | 852 | 852 | 852 | 852 | 852 | 852 | 852 | 0
CDP5 | QLD | STAN- | 1460 | 1460 | 1460 | 1460 | 1460 | 730 | 730 | 730 | 0 | 0 | 0 | 0 | 0 | 0 | 0 | 0 | 0 | 0 | 0 | 0 | 0 | 0 | 0 | 0 | 0 | 0 | 0 | 0
CDP5 | QLD | TARONG# | 1400 | 1400 | 1400 | 1400 | 1400 | 1400 | 700 | 700 | 350 | 0 | 0 | 0 | 0 | 0 | 0 | 0 | 0 | 0 | 0 | 0 | 0 | 0 | 0 | 0 | 0 | 0 | 0 | 0
CDP5 | QLD | TNPS | 450 | 450 | 450 | 450 | 450 | 450 | 450 | 450 | 450 | 0 | 0 | 0 | 0 | 0 | 0 | 0 | 0 | 0 | 0 | 0 | 0 | 0 | 0 | 0 | 0 | 0 | 0 | 0
CDP5 | VIC | LOYYB | 1160 | 1160 | 1160 | 1160 | 1160 | 1160 | 1160 | 1160 | 1160 | 1160 | 580 | 580 | 580 | 580 | 580 | 580 | 580 | 580 | 580 | 580 | 580 | 580 | 580 | 0 | 0 | 0 | 0 | 0
CDP5 | VIC | LYA | 2210 | 2210 | 2210 | 2210 | 2210 | 2210 | 2210 | 2210 | 2210 | 0 | 0 | 0 | 0 | 0 | 0 | 0 | 0 | 0 | 0 | 0 | 0 | 0 | 0 | 0 | 0 | 0 | 0 | 0
CDP5 | VIC | YWPS | 1450 | 1450 | 1450 | 1450 | 0 | 0 | 0 | 0 | 0 | 0 | 0 | 0 | 0 | 0 | 0 | 0 | 0 | 0 | 0 | 0 | 0 | 0 | 0 | 0 | 0 | 0 | 0 | 0
CDP6 | NSW | BW | 2715 | 2715 | 2715 | 2715 | 2030 | 0 | 0 | 0 | 0 | 0 | 0 | 0 | 0 | 0 | 0 | 0 | 0 | 0 | 0 | 0 | 0 | 0 | 0 | 0 | 0 | 0 | 0 | 0
CDP6 | NSW | ER | 2880 | 0 | 0 | 0 | 0 | 0 | 0 | 0 | 0 | 0 | 0 | 0 | 0 | 0 | 0 | 0 | 0 | 0 | 0 | 0 | 0 | 0 | 0 | 0 | 0 | 0 | 0 | 0
CDP6 | NSW | MP | 1390 | 1390 | 1390 | 1420 | 1420 | 1420 | 1420 | 1420 | 1420 | 1420 | 1420 | 1420 | 1420 | 1420 | 1420 | 1420 | 0 | 0 | 0 | 0 | 0 | 0 | 0 | 0 | 0 | 0 | 0 | 0
CDP6 | NSW | VP | 1320 | 1320 | 1320 | 1320 | 0 | 0 | 0 | 0 | 0 | 0 | 0 | 0 | 0 | 0 | 0 | 0 | 0 | 0 | 0 | 0 | 0 | 0 | 0 | 0 | 0 | 0 | 0 | 0
CDP6 | QLD | CALL_B_ | 700 | 700 | 700 | 0 | 0 | 0 | 0 | 0 | 0 | 0 | 0 | 0 | 0 | 0 | 0 | 0 | 0 | 0 | 0 | 0 | 0 | 0 | 0 | 0 | 0 | 0 | 0 | 0
CDP6 | QLD | CPP_ | 844 | 844 | 844 | 844 | 844 | 844 | 844 | 844 | 844 | 844 | 844 | 844 | 844 | 844 | 844 | 844 | 844 | 844 | 844 | 844 | 844 | 844 | 844 | 844 | 844 | 844 | 844 | 0
CDP6 | QLD | GSTONE | 1680 | 1680 | 1680 | 840 | 840 | 840 | 280 | 0 | 0 | 0 | 0 | 0 | 0 | 0 | 0 | 0 | 0 | 0 | 0 | 0 | 0 | 0 | 0 | 0 | 0 | 0 | 0 | 0
CDP6 | QLD | KPP_ | 744 | 744 | 744 | 744 | 744 | 744 | 744 | 744 | 744 | 744 | 0 | 0 | 0 | 0 | 0 | 0 | 0 | 0 | 0 | 0 | 0 | 0 | 0 | 0 | 0 | 0 | 0 | 0
CDP6 | QLD | MPP_ | 852 | 852 | 852 | 852 | 852 | 852 | 852 | 852 | 852 | 852 | 852 | 852 | 852 | 852 | 852 | 852 | 852 | 852 | 852 | 852 | 852 | 852 | 852 | 852 | 852 | 852 | 852 | 0
CDP6 | QLD | STAN- | 1460 | 1460 | 1460 | 1460 | 1460 | 730 | 730 | 730 | 0 | 0 | 0 | 0 | 0 | 0 | 0 | 0 | 0 | 0 | 0 | 0 | 0 | 0 | 0 | 0 | 0 | 0 | 0 | 0
CDP6 | QLD | TARONG# | 1400 | 1400 | 1400 | 1400 | 1400 | 1400 | 700 | 700 | 350 | 0 | 0 | 0 | 0 | 0 | 0 | 0 | 0 | 0 | 0 | 0 | 0 | 0 | 0 | 0 | 0 | 0 | 0 | 0
CDP6 | QLD | TNPS | 450 | 450 | 450 | 450 | 450 | 450 | 450 | 450 | 450 | 0 | 0 | 0 | 0 | 0 | 0 | 0 | 0 | 0 | 0 | 0 | 0 | 0 | 0 | 0 | 0 | 0 | 0 | 0
CDP6 | VIC | LOYYB | 1160 | 1160 | 1160 | 1160 | 1160 | 1160 | 1160 | 1160 | 1160 | 1160 | 580 | 580 | 580 | 580 | 580 | 580 | 580 | 580 | 580 | 580 | 580 | 580 | 580 | 0 | 0 | 0 | 0 | 0
CDP6 | VIC | LYA | 2210 | 2210 | 2210 | 2210 | 2210 | 2210 | 2210 | 2210 | 2210 | 0 | 0 | 0 | 0 | 0 | 0 | 0 | 0 | 0 | 0 | 0 | 0 | 0 | 0 | 0 | 0 | 0 | 0 | 0
CDP6 | VIC | YWPS | 1450 | 1450 | 1450 | 1450 | 0 | 0 | 0 | 0 | 0 | 0 | 0 | 0 | 0 | 0 | 0 | 0 | 0 | 0 | 0 | 0 | 0 | 0 | 0 | 0 | 0 | 0 | 0 | 0
CDP7 | NSW | BW | 2715 | 2715 | 2715 | 2715 | 2030 | 0 | 0 | 0 | 0 | 0 | 0 | 0 | 0 | 0 | 0 | 0 | 0 | 0 | 0 | 0 | 0 | 0 | 0 | 0 | 0 | 0 | 0 | 0
CDP7 | NSW | ER | 2880 | 0 | 0 | 0 | 0 | 0 | 0 | 0 | 0 | 0 | 0 | 0 | 0 | 0 | 0 | 0 | 0 | 0 | 0 | 0 | 0 | 0 | 0 | 0 | 0 | 0 | 0 | 0
CDP7 | NSW | MP | 1390 | 1390 | 1390 | 1420 | 1420 | 1420 | 1420 | 1420 | 1420 | 1420 | 1420 | 1420 | 1420 | 1420 | 1420 | 1420 | 0 | 0 | 0 | 0 | 0 | 0 | 0 | 0 | 0 | 0 | 0 | 0
CDP7 | NSW | VP | 1320 | 1320 | 1320 | 1320 | 0 | 0 | 0 | 0 | 0 | 0 | 0 | 0 | 0 | 0 | 0 | 0 | 0 | 0 | 0 | 0 | 0 | 0 | 0 | 0 | 0 | 0 | 0 | 0
CDP7 | QLD | CALL_B_ | 700 | 700 | 700 | 0 | 0 | 0 | 0 | 0 | 0 | 0 | 0 | 0 | 0 | 0 | 0 | 0 | 0 | 0 | 0 | 0 | 0 | 0 | 0 | 0 | 0 | 0 | 0 | 0
CDP7 | QLD | CPP_ | 844 | 844 | 844 | 844 | 844 | 844 | 844 | 844 | 844 | 844 | 844 | 844 | 844 | 844 | 844 | 844 | 844 | 844 | 844 | 844 | 844 | 844 | 844 | 844 | 844 | 844 | 844 | 0
CDP7 | QLD | GSTONE | 1680 | 1680 | 1680 | 840 | 840 | 840 | 280 | 0 | 0 | 0 | 0 | 0 | 0 | 0 | 0 | 0 | 0 | 0 | 0 | 0 | 0 | 0 | 0 | 0 | 0 | 0 | 0 | 0
CDP7 | QLD | KPP_ | 744 | 744 | 744 | 744 | 744 | 744 | 744 | 744 | 744 | 744 | 0 | 0 | 0 | 0 | 0 | 0 | 0 | 0 | 0 | 0 | 0 | 0 | 0 | 0 | 0 | 0 | 0 | 0
CDP7 | QLD | MPP_ | 852 | 852 | 852 | 852 | 852 | 852 | 852 | 852 | 852 | 852 | 852 | 852 | 852 | 852 | 852 | 852 | 852 | 852 | 852 | 852 | 852 | 852 | 852 | 852 | 852 | 852 | 852 | 0
CDP7 | QLD | STAN- | 1460 | 1460 | 1460 | 1460 | 1460 | 730 | 730 | 730 | 0 | 0 | 0 | 0 | 0 | 0 | 0 | 0 | 0 | 0 | 0 | 0 | 0 | 0 | 0 | 0 | 0 | 0 | 0 | 0
CDP7 | QLD | TARONG# | 1400 | 1400 | 1400 | 1400 | 1400 | 1400 | 700 | 700 | 350 | 0 | 0 | 0 | 0 | 0 | 0 | 0 | 0 | 0 | 0 | 0 | 0 | 0 | 0 | 0 | 0 | 0 | 0 | 0
CDP7 | QLD | TNPS | 450 | 450 | 450 | 450 | 450 | 450 | 450 | 450 | 450 | 0 | 0 | 0 | 0 | 0 | 0 | 0 | 0 | 0 | 0 | 0 | 0 | 0 | 0 | 0 | 0 | 0 | 0 | 0
CDP7 | VIC | LOYYB | 1160 | 1160 | 1160 | 1160 | 1160 | 1160 | 1160 | 1160 | 1160 | 1160 | 580 | 580 | 580 | 580 | 580 | 580 | 580 | 580 | 580 | 580 | 580 | 580 | 580 | 0 | 0 | 0 | 0 | 0
CDP7 | VIC | LYA | 2210 | 2210 | 2210 | 2210 | 2210 | 2210 | 2210 | 2210 | 2210 | 0 | 0 | 0 | 0 | 0 | 0 | 0 | 0 | 0 | 0 | 0 | 0 | 0 | 0 | 0 | 0 | 0 | 0 | 0
CDP7 | VIC | YWPS | 1450 | 1450 | 1450 | 1450 | 0 | 0 | 0 | 0 | 0 | 0 | 0 | 0 | 0 | 0 | 0 | 0 | 0 | 0 | 0 | 0 | 0 | 0 | 0 | 0 | 0 | 0 | 0 | 0
CDP8 | NSW | BW | 2715 | 2715 | 2715 | 2715 | 2030 | 0 | 0 | 0 | 0 | 0 | 0 | 0 | 0 | 0 | 0 | 0 | 0 | 0 | 0 | 0 | 0 | 0 | 0 | 0 | 0 | 0 | 0 | 0
CDP8 | NSW | ER | 2880 | 0 | 0 | 0 | 0 | 0 | 0 | 0 | 0 | 0 | 0 | 0 | 0 | 0 | 0 | 0 | 0 | 0 | 0 | 0 | 0 | 0 | 0 | 0 | 0 | 0 | 0 | 0
CDP8 | NSW | MP | 1390 | 1390 | 1390 | 1420 | 1420 | 1420 | 1420 | 1420 | 1420 | 1420 | 1420 | 1420 | 1420 | 1420 | 1420 | 1420 | 0 | 0 | 0 | 0 | 0 | 0 | 0 | 0 | 0 | 0 | 0 | 0
CDP8 | NSW | VP | 1320 | 1320 | 1320 | 1320 | 0 | 0 | 0 | 0 | 0 | 0 | 0 | 0 | 0 | 0 | 0 | 0 | 0 | 0 | 0 | 0 | 0 | 0 | 0 | 0 | 0 | 0 | 0 | 0
CDP8 | QLD | CALL_B_ | 700 | 700 | 700 | 0 | 0 | 0 | 0 | 0 | 0 | 0 | 0 | 0 | 0 | 0 | 0 | 0 | 0 | 0 | 0 | 0 | 0 | 0 | 0 | 0 | 0 | 0 | 0 | 0
CDP8 | QLD | CPP_ | 844 | 844 | 844 | 844 | 844 | 844 | 844 | 844 | 844 | 844 | 844 | 844 | 844 | 844 | 844 | 844 | 844 | 844 | 844 | 844 | 844 | 844 | 844 | 844 | 844 | 844 | 844 | 0
CDP8 | QLD | GSTONE | 1680 | 1680 | 1680 | 840 | 840 | 840 | 280 | 0 | 0 | 0 | 0 | 0 | 0 | 0 | 0 | 0 | 0 | 0 | 0 | 0 | 0 | 0 | 0 | 0 | 0 | 0 | 0 | 0
CDP8 | QLD | KPP_ | 744 | 744 | 744 | 744 | 744 | 744 | 744 | 744 | 744 | 744 | 0 | 0 | 0 | 0 | 0 | 0 | 0 | 0 | 0 | 0 | 0 | 0 | 0 | 0 | 0 | 0 | 0 | 0
CDP8 | QLD | MPP_ | 852 | 852 | 852 | 852 | 852 | 852 | 852 | 852 | 852 | 852 | 852 | 852 | 852 | 852 | 852 | 852 | 852 | 852 | 852 | 852 | 852 | 852 | 852 | 852 | 852 | 852 | 852 | 0
CDP8 | QLD | STAN- | 1460 | 1460 | 1460 | 1460 | 1460 | 730 | 730 | 730 | 0 | 0 | 0 | 0 | 0 | 0 | 0 | 0 | 0 | 0 | 0 | 0 | 0 | 0 | 0 | 0 | 0 | 0 | 0 | 0
CDP8 | QLD | TARONG# | 1400 | 1400 | 1400 | 1400 | 1400 | 1400 | 700 | 700 | 350 | 0 | 0 | 0 | 0 | 0 | 0 | 0 | 0 | 0 | 0 | 0 | 0 | 0 | 0 | 0 | 0 | 0 | 0 | 0
CDP8 | QLD | TNPS | 450 | 450 | 450 | 450 | 450 | 450 | 450 | 450 | 450 | 0 | 0 | 0 | 0 | 0 | 0 | 0 | 0 | 0 | 0 | 0 | 0 | 0 | 0 | 0 | 0 | 0 | 0 | 0
CDP8 | VIC | LOYYB | 1160 | 1160 | 1160 | 1160 | 1160 | 1160 | 1160 | 1160 | 1160 | 1160 | 580 | 580 | 580 | 580 | 580 | 580 | 580 | 580 | 580 | 580 | 580 | 580 | 580 | 0 | 0 | 0 | 0 | 0
CDP8 | VIC | LYA | 2210 | 2210 | 2210 | 2210 | 2210 | 2210 | 2210 | 2210 | 2210 | 0 | 0 | 0 | 0 | 0 | 0 | 0 | 0 | 0 | 0 | 0 | 0 | 0 | 0 | 0 | 0 | 0 | 0 | 0
CDP8 | VIC | YWPS | 1450 | 1450 | 1450 | 1450 | 0 | 0 | 0 | 0 | 0 | 0 | 0 | 0 | 0 | 0 | 0 | 0 | 0 | 0 | 0 | 0 | 0 | 0 | 0 | 0 | 0 | 0 | 0 | 0
CDP9 | NSW | BW | 2715 | 2715 | 2715 | 2715 | 2030 | 0 | 0 | 0 | 0 | 0 | 0 | 0 | 0 | 0 | 0 | 0 | 0 | 0 | 0 | 0 | 0 | 0 | 0 | 0 | 0 | 0 | 0 | 0
CDP9 | NSW | ER | 2880 | 0 | 0 | 0 | 0 | 0 | 0 | 0 | 0 | 0 | 0 | 0 | 0 | 0 | 0 | 0 | 0 | 0 | 0 | 0 | 0 | 0 | 0 | 0 | 0 | 0 | 0 | 0
CDP9 | NSW | MP | 1390 | 1390 | 1390 | 1420 | 1420 | 1420 | 1420 | 1420 | 1420 | 1420 | 1420 | 1420 | 1420 | 1420 | 1420 | 1420 | 0 | 0 | 0 | 0 | 0 | 0 | 0 | 0 | 0 | 0 | 0 | 0
CDP9 | NSW | VP | 1320 | 1320 | 1320 | 1320 | 0 | 0 | 0 | 0 | 0 | 0 | 0 | 0 | 0 | 0 | 0 | 0 | 0 | 0 | 0 | 0 | 0 | 0 | 0 | 0 | 0 | 0 | 0 | 0
CDP9 | QLD | CALL_B_ | 700 | 700 | 700 | 0 | 0 | 0 | 0 | 0 | 0 | 0 | 0 | 0 | 0 | 0 | 0 | 0 | 0 | 0 | 0 | 0 | 0 | 0 | 0 | 0 | 0 | 0 | 0 | 0
CDP9 | QLD | CPP_ | 844 | 844 | 844 | 844 | 844 | 844 | 844 | 844 | 844 | 844 | 844 | 844 | 844 | 844 | 844 | 844 | 844 | 844 | 844 | 844 | 844 | 844 | 844 | 844 | 844 | 844 | 844 | 0
CDP9 | QLD | GSTONE | 1680 | 1680 | 1680 | 840 | 840 | 840 | 280 | 0 | 0 | 0 | 0 | 0 | 0 | 0 | 0 | 0 | 0 | 0 | 0 | 0 | 0 | 0 | 0 | 0 | 0 | 0 | 0 | 0
CDP9 | QLD | KPP_ | 744 | 744 | 744 | 744 | 744 | 744 | 744 | 744 | 744 | 744 | 0 | 0 | 0 | 0 | 0 | 0 | 0 | 0 | 0 | 0 | 0 | 0 | 0 | 0 | 0 | 0 | 0 | 0
CDP9 | QLD | MPP_ | 852 | 852 | 852 | 852 | 852 | 852 | 852 | 852 | 852 | 852 | 852 | 852 | 852 | 852 | 852 | 852 | 852 | 852 | 852 | 852 | 852 | 852 | 852 | 852 | 852 | 852 | 852 | 0
CDP9 | QLD | STAN- | 1460 | 1460 | 1460 | 1460 | 1460 | 730 | 730 | 730 | 0 | 0 | 0 | 0 | 0 | 0 | 0 | 0 | 0 | 0 | 0 | 0 | 0 | 0 | 0 | 0 | 0 | 0 | 0 | 0
CDP9 | QLD | TARONG# | 1400 | 1400 | 1400 | 1400 | 1400 | 1400 | 700 | 700 | 350 | 0 | 0 | 0 | 0 | 0 | 0 | 0 | 0 | 0 | 0 | 0 | 0 | 0 | 0 | 0 | 0 | 0 | 0 | 0
CDP9 | QLD | TNPS | 450 | 450 | 450 | 450 | 450 | 450 | 450 | 450 | 450 | 0 | 0 | 0 | 0 | 0 | 0 | 0 | 0 | 0 | 0 | 0 | 0 | 0 | 0 | 0 | 0 | 0 | 0 | 0
CDP9 | VIC | LOYYB | 1160 | 1160 | 1160 | 1160 | 1160 | 1160 | 1160 | 1160 | 1160 | 1160 | 580 | 580 | 580 | 580 | 580 | 580 | 580 | 580 | 580 | 580 | 580 | 580 | 580 | 0 | 0 | 0 | 0 | 0
CDP9 | VIC | LYA | 2210 | 2210 | 2210 | 2210 | 2210 | 2210 | 2210 | 2210 | 2210 | 0 | 0 | 0 | 0 | 0 | 0 | 0 | 0 | 0 | 0 | 0 | 0 | 0 | 0 | 0 | 0 | 0 | 0 | 0
CDP9 | VIC | YWPS | 1450 | 1450 | 1450 | 1450 | 0 | 0 | 0 | 0 | 0 | 0 | 0 | 0 | 0 | 0 | 0 | 0 | 0 | 0 | 0 | 0 | 0 | 0 | 0 | 0 | 0 | 0 | 0 | 0
CDP10 | NSW | BW | 2715 | 2715 | 2715 | 2715 | 2030 | 0 | 0 | 0 | 0 | 0 | 0 | 0 | 0 | 0 | 0 | 0 | 0 | 0 | 0 | 0 | 0 | 0 | 0 | 0 | 0 | 0 | 0 | 0
CDP10 | NSW | ER | 2880 | 0 | 0 | 0 | 0 | 0 | 0 | 0 | 0 | 0 | 0 | 0 | 0 | 0 | 0 | 0 | 0 | 0 | 0 | 0 | 0 | 0 | 0 | 0 | 0 | 0 | 0 | 0
CDP10 | NSW | MP | 1390 | 1390 | 1390 | 1420 | 1420 | 1420 | 1420 | 1420 | 1420 | 1420 | 1420 | 1420 | 1420 | 1420 | 1420 | 1420 | 0 | 0 | 0 | 0 | 0 | 0 | 0 | 0 | 0 | 0 | 0 | 0
CDP10 | NSW | VP | 1320 | 1320 | 1320 | 1320 | 0 | 0 | 0 | 0 | 0 | 0 | 0 | 0 | 0 | 0 | 0 | 0 | 0 | 0 | 0 | 0 | 0 | 0 | 0 | 0 | 0 | 0 | 0 | 0
CDP10 | QLD | CALL_B_ | 700 | 700 | 700 | 0 | 0 | 0 | 0 | 0 | 0 | 0 | 0 | 0 | 0 | 0 | 0 | 0 | 0 | 0 | 0 | 0 | 0 | 0 | 0 | 0 | 0 | 0 | 0 | 0
CDP10 | QLD | CPP_ | 844 | 844 | 844 | 844 | 844 | 844 | 844 | 844 | 844 | 844 | 844 | 844 | 844 | 844 | 844 | 844 | 844 | 844 | 844 | 844 | 844 | 844 | 844 | 844 | 844 | 844 | 844 | 0
CDP10 | QLD | GSTONE | 1680 | 1680 | 1680 | 840 | 840 | 840 | 280 | 0 | 0 | 0 | 0 | 0 | 0 | 0 | 0 | 0 | 0 | 0 | 0 | 0 | 0 | 0 | 0 | 0 | 0 | 0 | 0 | 0
CDP10 | QLD | KPP_ | 744 | 744 | 744 | 744 | 744 | 744 | 744 | 744 | 744 | 744 | 0 | 0 | 0 | 0 | 0 | 0 | 0 | 0 | 0 | 0 | 0 | 0 | 0 | 0 | 0 | 0 | 0 | 0
CDP10 | QLD | MPP_ | 852 | 852 | 852 | 852 | 852 | 852 | 852 | 852 | 852 | 852 | 852 | 852 | 852 | 852 | 852 | 852 | 852 | 852 | 852 | 852 | 852 | 852 | 852 | 852 | 852 | 852 | 852 | 0
CDP10 | QLD | STAN- | 1460 | 1460 | 1460 | 1460 | 1460 | 730 | 730 | 730 | 0 | 0 | 0 | 0 | 0 | 0 | 0 | 0 | 0 | 0 | 0 | 0 | 0 | 0 | 0 | 0 | 0 | 0 | 0 | 0
CDP10 | QLD | TARONG# | 1400 | 1400 | 1400 | 1400 | 1400 | 1400 | 700 | 700 | 350 | 0 | 0 | 0 | 0 | 0 | 0 | 0 | 0 | 0 | 0 | 0 | 0 | 0 | 0 | 0 | 0 | 0 | 0 | 0
CDP10 | QLD | TNPS | 450 | 450 | 450 | 450 | 450 | 450 | 450 | 450 | 450 | 0 | 0 | 0 | 0 | 0 | 0 | 0 | 0 | 0 | 0 | 0 | 0 | 0 | 0 | 0 | 0 | 0 | 0 | 0
CDP10 | VIC | LOYYB | 1160 | 1160 | 1160 | 1160 | 1160 | 1160 | 1160 | 1160 | 1160 | 1160 | 580 | 580 | 580 | 580 | 580 | 580 | 580 | 580 | 580 | 580 | 580 | 580 | 580 | 0 | 0 | 0 | 0 | 0
CDP10 | VIC | LYA | 2210 | 2210 | 2210 | 2210 | 2210 | 2210 | 2210 | 2210 | 2210 | 0 | 0 | 0 | 0 | 0 | 0 | 0 | 0 | 0 | 0 | 0 | 0 | 0 | 0 | 0 | 0 | 0 | 0 | 0
CDP10 | VIC | YWPS | 1450 | 1450 | 1450 | 1450 | 0 | 0 | 0 | 0 | 0 | 0 | 0 | 0 | 0 | 0 | 0 | 0 | 0 | 0 | 0 | 0 | 0 | 0 | 0 | 0 | 0 | 0 | 0 | 0
CDP11 | NSW | BW | 2715 | 2715 | 2715 | 2715 | 2030 | 0 | 0 | 0 | 0 | 0 | 0 | 0 | 0 | 0 | 0 | 0 | 0 | 0 | 0 | 0 | 0 | 0 | 0 | 0 | 0 | 0 | 0 | 0
CDP11 | NSW | ER | 2880 | 0 | 0 | 0 | 0 | 0 | 0 | 0 | 0 | 0 | 0 | 0 | 0 | 0 | 0 | 0 | 0 | 0 | 0 | 0 | 0 | 0 | 0 | 0 | 0 | 0 | 0 | 0
CDP11 | NSW | MP | 1390 | 1390 | 1390 | 1420 | 1420 | 1420 | 1420 | 1420 | 1420 | 1420 | 1420 | 1420 | 1420 | 1420 | 1420 | 1420 | 0 | 0 | 0 | 0 | 0 | 0 | 0 | 0 | 0 | 0 | 0 | 0
CDP11 | NSW | VP | 1320 | 1320 | 1320 | 1320 | 0 | 0 | 0 | 0 | 0 | 0 | 0 | 0 | 0 | 0 | 0 | 0 | 0 | 0 | 0 | 0 | 0 | 0 | 0 | 0 | 0 | 0 | 0 | 0
CDP11 | QLD | CALL_B_ | 700 | 700 | 700 | 0 | 0 | 0 | 0 | 0 | 0 | 0 | 0 | 0 | 0 | 0 | 0 | 0 | 0 | 0 | 0 | 0 | 0 | 0 | 0 | 0 | 0 | 0 | 0 | 0
CDP11 | QLD | CPP_ | 844 | 844 | 844 | 844 | 844 | 844 | 844 | 844 | 844 | 844 | 844 | 844 | 844 | 844 | 844 | 844 | 844 | 844 | 844 | 844 | 844 | 844 | 844 | 844 | 844 | 844 | 844 | 0
CDP11 | QLD | GSTONE | 1680 | 1680 | 1680 | 840 | 840 | 840 | 280 | 0 | 0 | 0 | 0 | 0 | 0 | 0 | 0 | 0 | 0 | 0 | 0 | 0 | 0 | 0 | 0 | 0 | 0 | 0 | 0 | 0
CDP11 | QLD | KPP_ | 744 | 744 | 744 | 744 | 744 | 744 | 744 | 744 | 744 | 744 | 0 | 0 | 0 | 0 | 0 | 0 | 0 | 0 | 0 | 0 | 0 | 0 | 0 | 0 | 0 | 0 | 0 | 0
CDP11 | QLD | MPP_ | 852 | 852 | 852 | 852 | 852 | 852 | 852 | 852 | 852 | 852 | 852 | 852 | 852 | 852 | 852 | 852 | 852 | 852 | 852 | 852 | 852 | 852 | 852 | 852 | 852 | 852 | 852 | 0
CDP11 | QLD | STAN- | 1460 | 1460 | 1460 | 1460 | 1460 | 730 | 730 | 730 | 0 | 0 | 0 | 0 | 0 | 0 | 0 | 0 | 0 | 0 | 0 | 0 | 0 | 0 | 0 | 0 | 0 | 0 | 0 | 0
CDP11 | QLD | TARONG# | 1400 | 1400 | 1400 | 1400 | 1400 | 1400 | 700 | 700 | 350 | 0 | 0 | 0 | 0 | 0 | 0 | 0 | 0 | 0 | 0 | 0 | 0 | 0 | 0 | 0 | 0 | 0 | 0 | 0
CDP11 | QLD | TNPS | 450 | 450 | 450 | 450 | 450 | 450 | 450 | 450 | 450 | 0 | 0 | 0 | 0 | 0 | 0 | 0 | 0 | 0 | 0 | 0 | 0 | 0 | 0 | 0 | 0 | 0 | 0 | 0
CDP11 | VIC | LOYYB | 1160 | 1160 | 1160 | 1160 | 1160 | 1160 | 1160 | 1160 | 1160 | 1160 | 580 | 580 | 580 | 580 | 580 | 580 | 580 | 580 | 580 | 580 | 580 | 580 | 580 | 0 | 0 | 0 | 0 | 0
CDP11 | VIC | LYA | 2210 | 2210 | 2210 | 2210 | 2210 | 2210 | 2210 | 2210 | 2210 | 0 | 0 | 0 | 0 | 0 | 0 | 0 | 0 | 0 | 0 | 0 | 0 | 0 | 0 | 0 | 0 | 0 | 0 | 0
CDP11 | VIC | YWPS | 1450 | 1450 | 1450 | 1450 | 0 | 0 | 0 | 0 | 0 | 0 | 0 | 0 | 0 | 0 | 0 | 0 | 0 | 0 | 0 | 0 | 0 | 0 | 0 | 0 | 0 | 0 | 0 | 0
CDP12 | NSW | BW | 2715 | 2715 | 2715 | 2715 | 2030 | 0 | 0 | 0 | 0 | 0 | 0 | 0 | 0 | 0 | 0 | 0 | 0 | 0 | 0 | 0 | 0 | 0 | 0 | 0 | 0 | 0 | 0 | 0
CDP12 | NSW | ER | 2880 | 0 | 0 | 0 | 0 | 0 | 0 | 0 | 0 | 0 | 0 | 0 | 0 | 0 | 0 | 0 | 0 | 0 | 0 | 0 | 0 | 0 | 0 | 0 | 0 | 0 | 0 | 0
CDP12 | NSW | MP | 1390 | 1390 | 1390 | 1420 | 1420 | 1420 | 1420 | 1420 | 1420 | 1420 | 1420 | 1420 | 1420 | 1420 | 1420 | 1420 | 0 | 0 | 0 | 0 | 0 | 0 | 0 | 0 | 0 | 0 | 0 | 0
CDP12 | NSW | VP | 1320 | 1320 | 1320 | 1320 | 0 | 0 | 0 | 0 | 0 | 0 | 0 | 0 | 0 | 0 | 0 | 0 | 0 | 0 | 0 | 0 | 0 | 0 | 0 | 0 | 0 | 0 | 0 | 0
CDP12 | QLD | CALL_B_ | 700 | 700 | 700 | 0 | 0 | 0 | 0 | 0 | 0 | 0 | 0 | 0 | 0 | 0 | 0 | 0 | 0 | 0 | 0 | 0 | 0 | 0 | 0 | 0 | 0 | 0 | 0 | 0
CDP12 | QLD | CPP_ | 844 | 844 | 844 | 844 | 844 | 844 | 844 | 844 | 844 | 844 | 844 | 844 | 844 | 844 | 844 | 844 | 844 | 844 | 844 | 844 | 844 | 844 | 844 | 844 | 844 | 844 | 844 | 0
CDP12 | QLD | GSTONE | 1680 | 1680 | 1680 | 840 | 840 | 840 | 280 | 0 | 0 | 0 | 0 | 0 | 0 | 0 | 0 | 0 | 0 | 0 | 0 | 0 | 0 | 0 | 0 | 0 | 0 | 0 | 0 | 0
CDP12 | QLD | KPP_ | 744 | 744 | 744 | 744 | 744 | 744 | 744 | 744 | 744 | 744 | 0 | 0 | 0 | 0 | 0 | 0 | 0 | 0 | 0 | 0 | 0 | 0 | 0 | 0 | 0 | 0 | 0 | 0
CDP12 | QLD | MPP_ | 852 | 852 | 852 | 852 | 852 | 852 | 852 | 852 | 852 | 852 | 852 | 852 | 852 | 852 | 852 | 852 | 852 | 852 | 852 | 852 | 852 | 852 | 852 | 852 | 852 | 852 | 852 | 0
CDP12 | QLD | STAN- | 1460 | 1460 | 1460 | 1460 | 1460 | 730 | 730 | 730 | 0 | 0 | 0 | 0 | 0 | 0 | 0 | 0 | 0 | 0 | 0 | 0 | 0 | 0 | 0 | 0 | 0 | 0 | 0 | 0
CDP12 | QLD | TARONG# | 1400 | 1400 | 1400 | 1400 | 1400 | 1400 | 700 | 700 | 350 | 0 | 0 | 0 | 0 | 0 | 0 | 0 | 0 | 0 | 0 | 0 | 0 | 0 | 0 | 0 | 0 | 0 | 0 | 0
CDP12 | QLD | TNPS | 450 | 450 | 450 | 450 | 450 | 450 | 450 | 450 | 450 | 0 | 0 | 0 | 0 | 0 | 0 | 0 | 0 | 0 | 0 | 0 | 0 | 0 | 0 | 0 | 0 | 0 | 0 | 0
CDP12 | VIC | LOYYB | 1160 | 1160 | 1160 | 1160 | 1160 | 1160 | 1160 | 1160 | 1160 | 1160 | 580 | 580 | 580 | 580 | 580 | 580 | 580 | 580 | 580 | 580 | 580 | 580 | 580 | 0 | 0 | 0 | 0 | 0
CDP12 | VIC | LYA | 2210 | 2210 | 2210 | 2210 | 2210 | 2210 | 2210 | 2210 | 2210 | 0 | 0 | 0 | 0 | 0 | 0 | 0 | 0 | 0 | 0 | 0 | 0 | 0 | 0 | 0 | 0 | 0 | 0 | 0
CDP12 | VIC | YWPS | 1450 | 1450 | 1450 | 1450 | 0 | 0 | 0 | 0 | 0 | 0 | 0 | 0 | 0 | 0 | 0 | 0 | 0 | 0 | 0 | 0 | 0 | 0 | 0 | 0 | 0 | 0 | 0 | 0
CDP13 | NSW | BW | 2715 | 2715 | 2715 | 2715 | 2030 | 0 | 0 | 0 | 0 | 0 | 0 | 0 | 0 | 0 | 0 | 0 | 0 | 0 | 0 | 0 | 0 | 0 | 0 | 0 | 0 | 0 | 0 | 0
CDP13 | NSW | ER | 2880 | 0 | 0 | 0 | 0 | 0 | 0 | 0 | 0 | 0 | 0 | 0 | 0 | 0 | 0 | 0 | 0 | 0 | 0 | 0 | 0 | 0 | 0 | 0 | 0 | 0 | 0 | 0
CDP13 | NSW | MP | 1390 | 1390 | 1390 | 1420 | 1420 | 1420 | 1420 | 1420 | 1420 | 1420 | 1420 | 1420 | 1420 | 1420 | 1420 | 1420 | 0 | 0 | 0 | 0 | 0 | 0 | 0 | 0 | 0 | 0 | 0 | 0
CDP13 | NSW | VP | 1320 | 1320 | 1320 | 1320 | 0 | 0 | 0 | 0 | 0 | 0 | 0 | 0 | 0 | 0 | 0 | 0 | 0 | 0 | 0 | 0 | 0 | 0 | 0 | 0 | 0 | 0 | 0 | 0
CDP13 | QLD | CALL_B_ | 700 | 700 | 700 | 0 | 0 | 0 | 0 | 0 | 0 | 0 | 0 | 0 | 0 | 0 | 0 | 0 | 0 | 0 | 0 | 0 | 0 | 0 | 0 | 0 | 0 | 0 | 0 | 0
CDP13 | QLD | CPP_ | 844 | 844 | 844 | 844 | 844 | 844 | 844 | 844 | 844 | 844 | 844 | 844 | 844 | 844 | 844 | 844 | 844 | 844 | 844 | 844 | 844 | 844 | 844 | 844 | 844 | 844 | 844 | 0
CDP13 | QLD | GSTONE | 1680 | 1680 | 1680 | 840 | 840 | 840 | 280 | 0 | 0 | 0 | 0 | 0 | 0 | 0 | 0 | 0 | 0 | 0 | 0 | 0 | 0 | 0 | 0 | 0 | 0 | 0 | 0 | 0
CDP13 | QLD | KPP_ | 744 | 744 | 744 | 744 | 744 | 744 | 744 | 744 | 744 | 744 | 0 | 0 | 0 | 0 | 0 | 0 | 0 | 0 | 0 | 0 | 0 | 0 | 0 | 0 | 0 | 0 | 0 | 0
CDP13 | QLD | MPP_ | 852 | 852 | 852 | 852 | 852 | 852 | 852 | 852 | 852 | 852 | 852 | 852 | 852 | 852 | 852 | 852 | 852 | 852 | 852 | 852 | 852 | 852 | 852 | 852 | 852 | 852 | 852 | 0
CDP13 | QLD | STAN- | 1460 | 1460 | 1460 | 1460 | 1460 | 730 | 730 | 730 | 0 | 0 | 0 | 0 | 0 | 0 | 0 | 0 | 0 | 0 | 0 | 0 | 0 | 0 | 0 | 0 | 0 | 0 | 0 | 0
CDP13 | QLD | TARONG# | 1400 | 1400 | 1400 | 1400 | 1400 | 1400 | 700 | 700 | 350 | 0 | 0 | 0 | 0 | 0 | 0 | 0 | 0 | 0 | 0 | 0 | 0 | 0 | 0 | 0 | 0 | 0 | 0 | 0
CDP13 | QLD | TNPS | 450 | 450 | 450 | 450 | 450 | 450 | 450 | 450 | 450 | 0 | 0 | 0 | 0 | 0 | 0 | 0 | 0 | 0 | 0 | 0 | 0 | 0 | 0 | 0 | 0 | 0 | 0 | 0
CDP13 | VIC | LOYYB | 1160 | 1160 | 1160 | 1160 | 1160 | 1160 | 1160 | 1160 | 1160 | 1160 | 580 | 580 | 580 | 580 | 580 | 580 | 580 | 580 | 580 | 580 | 580 | 580 | 580 | 0 | 0 | 0 | 0 | 0
CDP13 | VIC | LYA | 2210 | 2210 | 2210 | 2210 | 2210 | 2210 | 2210 | 2210 | 2210 | 0 | 0 | 0 | 0 | 0 | 0 | 0 | 0 | 0 | 0 | 0 | 0 | 0 | 0 | 0 | 0 | 0 | 0 | 0
CDP13 | VIC | YWPS | 1450 | 1450 | 1450 | 1450 | 0 | 0 | 0 | 0 | 0 | 0 | 0 | 0 | 0 | 0 | 0 | 0 | 0 | 0 | 0 | 0 | 0 | 0 | 0 | 0 | 0 | 0 | 0 | 0
CDP14 | NSW | BW | 2715 | 2715 | 2715 | 2715 | 2030 | 0 | 0 | 0 | 0 | 0 | 0 | 0 | 0 | 0 | 0 | 0 | 0 | 0 | 0 | 0 | 0 | 0 | 0 | 0 | 0 | 0 | 0 | 0
CDP14 | NSW | ER | 2880 | 0 | 0 | 0 | 0 | 0 | 0 | 0 | 0 | 0 | 0 | 0 | 0 | 0 | 0 | 0 | 0 | 0 | 0 | 0 | 0 | 0 | 0 | 0 | 0 | 0 | 0 | 0
CDP14 | NSW | MP | 1390 | 1390 | 1390 | 1420 | 1420 | 1420 | 1420 | 1420 | 1420 | 1420 | 1420 | 1420 | 1420 | 1420 | 1420 | 1420 | 0 | 0 | 0 | 0 | 0 | 0 | 0 | 0 | 0 | 0 | 0 | 0
CDP14 | NSW | VP | 1320 | 1320 | 1320 | 1320 | 0 | 0 | 0 | 0 | 0 | 0 | 0 | 0 | 0 | 0 | 0 | 0 | 0 | 0 | 0 | 0 | 0 | 0 | 0 | 0 | 0 | 0 | 0 | 0
CDP14 | QLD | CALL_B_ | 700 | 700 | 700 | 0 | 0 | 0 | 0 | 0 | 0 | 0 | 0 | 0 | 0 | 0 | 0 | 0 | 0 | 0 | 0 | 0 | 0 | 0 | 0 | 0 | 0 | 0 | 0 | 0
CDP14 | QLD | CPP_ | 844 | 844 | 844 | 844 | 844 | 844 | 844 | 844 | 844 | 844 | 844 | 844 | 844 | 844 | 844 | 844 | 844 | 844 | 844 | 844 | 844 | 844 | 844 | 844 | 844 | 844 | 844 | 0
CDP14 | QLD | GSTONE | 1680 | 1680 | 1680 | 840 | 840 | 840 | 280 | 0 | 0 | 0 | 0 | 0 | 0 | 0 | 0 | 0 | 0 | 0 | 0 | 0 | 0 | 0 | 0 | 0 | 0 | 0 | 0 | 0
CDP14 | QLD | KPP_ | 744 | 744 | 744 | 744 | 744 | 744 | 744 | 744 | 744 | 744 | 0 | 0 | 0 | 0 | 0 | 0 | 0 | 0 | 0 | 0 | 0 | 0 | 0 | 0 | 0 | 0 | 0 | 0
CDP14 | QLD | MPP_ | 852 | 852 | 852 | 852 | 852 | 852 | 852 | 852 | 852 | 852 | 852 | 852 | 852 | 852 | 852 | 852 | 852 | 852 | 852 | 852 | 852 | 852 | 852 | 852 | 852 | 852 | 852 | 0
CDP14 | QLD | STAN- | 1460 | 1460 | 1460 | 1460 | 1460 | 730 | 730 | 730 | 0 | 0 | 0 | 0 | 0 | 0 | 0 | 0 | 0 | 0 | 0 | 0 | 0 | 0 | 0 | 0 | 0 | 0 | 0 | 0
CDP14 | QLD | TARONG# | 1400 | 1400 | 1400 | 1400 | 1400 | 1400 | 700 | 700 | 350 | 0 | 0 | 0 | 0 | 0 | 0 | 0 | 0 | 0 | 0 | 0 | 0 | 0 | 0 | 0 | 0 | 0 | 0 | 0
CDP14 | QLD | TNPS | 450 | 450 | 450 | 450 | 450 | 450 | 450 | 450 | 450 | 0 | 0 | 0 | 0 | 0 | 0 | 0 | 0 | 0 | 0 | 0 | 0 | 0 | 0 | 0 | 0 | 0 | 0 | 0
CDP14 | VIC | LOYYB | 1160 | 1160 | 1160 | 1160 | 1160 | 1160 | 1160 | 1160 | 1160 | 1160 | 580 | 580 | 580 | 580 | 580 | 580 | 580 | 580 | 580 | 580 | 580 | 580 | 580 | 0 | 0 | 0 | 0 | 0
CDP14 | VIC | LYA | 2210 | 2210 | 2210 | 2210 | 2210 | 2210 | 2210 | 2210 | 2210 | 0 | 0 | 0 | 0 | 0 | 0 | 0 | 0 | 0 | 0 | 0 | 0 | 0 | 0 | 0 | 0 | 0 | 0 | 0
CDP14 | VIC | YWPS | 1450 | 1450 | 1450 | 1450 | 0 | 0 | 0 | 0 | 0 | 0 | 0 | 0 | 0 | 0 | 0 | 0 | 0 | 0 | 0 | 0 | 0 | 0 | 0 | 0 | 0 | 0 | 0 | 0
CDP15 | NSW | BW | 2715 | 2715 | 2715 | 2715 | 2030 | 0 | 0 | 0 | 0 | 0 | 0 | 0 | 0 | 0 | 0 | 0 | 0 | 0 | 0 | 0 | 0 | 0 | 0 | 0 | 0 | 0 | 0 | 0
CDP15 | NSW | ER | 2880 | 0 | 0 | 0 | 0 | 0 | 0 | 0 | 0 | 0 | 0 | 0 | 0 | 0 | 0 | 0 | 0 | 0 | 0 | 0 | 0 | 0 | 0 | 0 | 0 | 0 | 0 | 0
CDP15 | NSW | MP | 1390 | 1390 | 1390 | 1420 | 1420 | 1420 | 1420 | 1420 | 1420 | 1420 | 1420 | 1420 | 1420 | 1420 | 1420 | 1420 | 0 | 0 | 0 | 0 | 0 | 0 | 0 | 0 | 0 | 0 | 0 | 0
CDP15 | NSW | VP | 1320 | 1320 | 1320 | 1320 | 0 | 0 | 0 | 0 | 0 | 0 | 0 | 0 | 0 | 0 | 0 | 0 | 0 | 0 | 0 | 0 | 0 | 0 | 0 | 0 | 0 | 0 | 0 | 0
CDP15 | QLD | CALL_B_ | 700 | 700 | 700 | 0 | 0 | 0 | 0 | 0 | 0 | 0 | 0 | 0 | 0 | 0 | 0 | 0 | 0 | 0 | 0 | 0 | 0 | 0 | 0 | 0 | 0 | 0 | 0 | 0
CDP15 | QLD | CPP_ | 844 | 844 | 844 | 844 | 844 | 844 | 844 | 844 | 844 | 844 | 844 | 844 | 844 | 844 | 844 | 844 | 844 | 844 | 844 | 844 | 844 | 844 | 844 | 844 | 844 | 844 | 844 | 0
CDP15 | QLD | GSTONE | 1680 | 1680 | 1680 | 840 | 840 | 840 | 280 | 0 | 0 | 0 | 0 | 0 | 0 | 0 | 0 | 0 | 0 | 0 | 0 | 0 | 0 | 0 | 0 | 0 | 0 | 0 | 0 | 0
CDP15 | QLD | KPP_ | 744 | 744 | 744 | 744 | 744 | 744 | 744 | 744 | 744 | 744 | 0 | 0 | 0 | 0 | 0 | 0 | 0 | 0 | 0 | 0 | 0 | 0 | 0 | 0 | 0 | 0 | 0 | 0
CDP15 | QLD | MPP_ | 852 | 852 | 852 | 852 | 852 | 852 | 852 | 852 | 852 | 852 | 852 | 852 | 852 | 852 | 852 | 852 | 852 | 852 | 852 | 852 | 852 | 852 | 852 | 852 | 852 | 852 | 852 | 0
CDP15 | QLD | STAN- | 1460 | 1460 | 1460 | 1460 | 1460 | 730 | 730 | 730 | 0 | 0 | 0 | 0 | 0 | 0 | 0 | 0 | 0 | 0 | 0 | 0 | 0 | 0 | 0 | 0 | 0 | 0 | 0 | 0
CDP15 | QLD | TARONG# | 1400 | 1400 | 1400 | 1400 | 1400 | 1400 | 700 | 700 | 350 | 0 | 0 | 0 | 0 | 0 | 0 | 0 | 0 | 0 | 0 | 0 | 0 | 0 | 0 | 0 | 0 | 0 | 0 | 0
CDP15 | QLD | TNPS | 450 | 450 | 450 | 450 | 450 | 450 | 450 | 450 | 450 | 0 | 0 | 0 | 0 | 0 | 0 | 0 | 0 | 0 | 0 | 0 | 0 | 0 | 0 | 0 | 0 | 0 | 0 | 0
CDP15 | VIC | LOYYB | 1160 | 1160 | 1160 | 1160 | 1160 | 1160 | 1160 | 1160 | 1160 | 1160 | 580 | 580 | 580 | 580 | 580 | 580 | 580 | 580 | 580 | 580 | 580 | 580 | 580 | 0 | 0 | 0 | 0 | 0
CDP15 | VIC | LYA | 2210 | 2210 | 2210 | 2210 | 2210 | 2210 | 2210 | 2210 | 2210 | 0 | 0 | 0 | 0 | 0 | 0 | 0 | 0 | 0 | 0 | 0 | 0 | 0 | 0 | 0 | 0 | 0 | 0 | 0
CDP15 | VIC | YWPS | 1450 | 1450 | 1450 | 1450 | 0 | 0 | 0 | 0 | 0 | 0 | 0 | 0 | 0 | 0 | 0 | 0 | 0 | 0 | 0 | 0 | 0 | 0 | 0 | 0 | 0 | 0 | 0 | 0
CDP16 | NSW | BW | 2715 | 2715 | 2715 | 2715 | 2030 | 0 | 0 | 0 | 0 | 0 | 0 | 0 | 0 | 0 | 0 | 0 | 0 | 0 | 0 | 0 | 0 | 0 | 0 | 0 | 0 | 0 | 0 | 0
CDP16 | NSW | ER | 2880 | 0 | 0 | 0 | 0 | 0 | 0 | 0 | 0 | 0 | 0 | 0 | 0 | 0 | 0 | 0 | 0 | 0 | 0 | 0 | 0 | 0 | 0 | 0 | 0 | 0 | 0 | 0
CDP16 | NSW | MP | 1390 | 1390 | 1390 | 1420 | 1420 | 1420 | 1420 | 1420 | 1420 | 1420 | 1420 | 1420 | 1420 | 1420 | 1420 | 1420 | 0 | 0 | 0 | 0 | 0 | 0 | 0 | 0 | 0 | 0 | 0 | 0
CDP16 | NSW | VP | 1320 | 1320 | 1320 | 1320 | 0 | 0 | 0 | 0 | 0 | 0 | 0 | 0 | 0 | 0 | 0 | 0 | 0 | 0 | 0 | 0 | 0 | 0 | 0 | 0 | 0 | 0 | 0 | 0
CDP16 | QLD | CALL_B_ | 700 | 700 | 700 | 0 | 0 | 0 | 0 | 0 | 0 | 0 | 0 | 0 | 0 | 0 | 0 | 0 | 0 | 0 | 0 | 0 | 0 | 0 | 0 | 0 | 0 | 0 | 0 | 0
CDP16 | QLD | CPP_ | 844 | 844 | 844 | 844 | 844 | 844 | 844 | 844 | 844 | 844 | 844 | 844 | 844 | 844 | 844 | 844 | 844 | 844 | 844 | 844 | 844 | 844 | 844 | 844 | 844 | 844 | 844 | 0
CDP16 | QLD | GSTONE | 1680 | 1680 | 1680 | 840 | 840 | 840 | 280 | 0 | 0 | 0 | 0 | 0 | 0 | 0 | 0 | 0 | 0 | 0 | 0 | 0 | 0 | 0 | 0 | 0 | 0 | 0 | 0 | 0
CDP16 | QLD | KPP_ | 744 | 744 | 744 | 744 | 744 | 744 | 744 | 744 | 744 | 744 | 0 | 0 | 0 | 0 | 0 | 0 | 0 | 0 | 0 | 0 | 0 | 0 | 0 | 0 | 0 | 0 | 0 | 0
CDP16 | QLD | MPP_ | 852 | 852 | 852 | 852 | 852 | 852 | 852 | 852 | 852 | 852 | 852 | 852 | 852 | 852 | 852 | 852 | 852 | 852 | 852 | 852 | 852 | 852 | 852 | 852 | 852 | 852 | 852 | 0
CDP16 | QLD | STAN- | 1460 | 1460 | 1460 | 1460 | 1460 | 730 | 730 | 730 | 0 | 0 | 0 | 0 | 0 | 0 | 0 | 0 | 0 | 0 | 0 | 0 | 0 | 0 | 0 | 0 | 0 | 0 | 0 | 0
CDP16 | QLD | TARONG# | 1400 | 1400 | 1400 | 1400 | 1400 | 1400 | 700 | 700 | 350 | 0 | 0 | 0 | 0 | 0 | 0 | 0 | 0 | 0 | 0 | 0 | 0 | 0 | 0 | 0 | 0 | 0 | 0 | 0
CDP16 | QLD | TNPS | 450 | 450 | 450 | 450 | 450 | 450 | 450 | 450 | 450 | 0 | 0 | 0 | 0 | 0 | 0 | 0 | 0 | 0 | 0 | 0 | 0 | 0 | 0 | 0 | 0 | 0 | 0 | 0
CDP16 | VIC | LOYYB | 1160 | 1160 | 1160 | 1160 | 1160 | 1160 | 1160 | 1160 | 1160 | 1160 | 580 | 580 | 580 | 580 | 580 | 580 | 580 | 580 | 580 | 580 | 580 | 580 | 580 | 0 | 0 | 0 | 0 | 0
CDP16 | VIC | LYA | 2210 | 2210 | 2210 | 2210 | 2210 | 2210 | 2210 | 2210 | 2210 | 0 | 0 | 0 | 0 | 0 | 0 | 0 | 0 | 0 | 0 | 0 | 0 | 0 | 0 | 0 | 0 | 0 | 0 | 0
CDP16 | VIC | YWPS | 1450 | 1450 | 1450 | 1450 | 0 | 0 | 0 | 0 | 0 | 0 | 0 | 0 | 0 | 0 | 0 | 0 | 0 | 0 | 0 | 0 | 0 | 0 | 0 | 0 | 0 | 0 | 0 | 0
CDP17 | NSW | BW | 2715 | 2715 | 2715 | 2715 | 2030 | 0 | 0 | 0 | 0 | 0 | 0 | 0 | 0 | 0 | 0 | 0 | 0 | 0 | 0 | 0 | 0 | 0 | 0 | 0 | 0 | 0 | 0 | 0
CDP17 | NSW | ER | 2880 | 0 | 0 | 0 | 0 | 0 | 0 | 0 | 0 | 0 | 0 | 0 | 0 | 0 | 0 | 0 | 0 | 0 | 0 | 0 | 0 | 0 | 0 | 0 | 0 | 0 | 0 | 0
CDP17 | NSW | MP | 1390 | 1390 | 1390 | 1420 | 1420 | 1420 | 1420 | 1420 | 1420 | 1420 | 1420 | 1420 | 1420 | 1420 | 1420 | 1420 | 0 | 0 | 0 | 0 | 0 | 0 | 0 | 0 | 0 | 0 | 0 | 0
CDP17 | NSW | VP | 1320 | 1320 | 1320 | 1320 | 0 | 0 | 0 | 0 | 0 | 0 | 0 | 0 | 0 | 0 | 0 | 0 | 0 | 0 | 0 | 0 | 0 | 0 | 0 | 0 | 0 | 0 | 0 | 0
CDP17 | QLD | CALL_B_ | 700 | 700 | 700 | 0 | 0 | 0 | 0 | 0 | 0 | 0 | 0 | 0 | 0 | 0 | 0 | 0 | 0 | 0 | 0 | 0 | 0 | 0 | 0 | 0 | 0 | 0 | 0 | 0
CDP17 | QLD | CPP_ | 844 | 844 | 844 | 844 | 844 | 844 | 844 | 844 | 844 | 844 | 844 | 844 | 844 | 844 | 844 | 844 | 844 | 844 | 844 | 844 | 844 | 844 | 844 | 844 | 844 | 844 | 844 | 0
CDP17 | QLD | GSTONE | 1680 | 1680 | 1680 | 840 | 840 | 840 | 280 | 0 | 0 | 0 | 0 | 0 | 0 | 0 | 0 | 0 | 0 | 0 | 0 | 0 | 0 | 0 | 0 | 0 | 0 | 0 | 0 | 0
CDP17 | QLD | KPP_ | 744 | 744 | 744 | 744 | 744 | 744 | 744 | 744 | 744 | 744 | 0 | 0 | 0 | 0 | 0 | 0 | 0 | 0 | 0 | 0 | 0 | 0 | 0 | 0 | 0 | 0 | 0 | 0
CDP17 | QLD | MPP_ | 852 | 852 | 852 | 852 | 852 | 852 | 852 | 852 | 852 | 852 | 852 | 852 | 852 | 852 | 852 | 852 | 852 | 852 | 852 | 852 | 852 | 852 | 852 | 852 | 852 | 852 | 852 | 0
CDP17 | QLD | STAN- | 1460 | 1460 | 1460 | 1460 | 1460 | 730 | 730 | 730 | 0 | 0 | 0 | 0 | 0 | 0 | 0 | 0 | 0 | 0 | 0 | 0 | 0 | 0 | 0 | 0 | 0 | 0 | 0 | 0
CDP17 | QLD | TARONG# | 1400 | 1400 | 1400 | 1400 | 1400 | 1400 | 700 | 700 | 350 | 0 | 0 | 0 | 0 | 0 | 0 | 0 | 0 | 0 | 0 | 0 | 0 | 0 | 0 | 0 | 0 | 0 | 0 | 0
CDP17 | QLD | TNPS | 450 | 450 | 450 | 450 | 450 | 450 | 450 | 450 | 450 | 0 | 0 | 0 | 0 | 0 | 0 | 0 | 0 | 0 | 0 | 0 | 0 | 0 | 0 | 0 | 0 | 0 | 0 | 0
CDP17 | VIC | LOYYB | 1160 | 1160 | 1160 | 1160 | 1160 | 1160 | 1160 | 1160 | 1160 | 1160 | 580 | 580 | 580 | 580 | 580 | 580 | 580 | 580 | 580 | 580 | 580 | 580 | 580 | 0 | 0 | 0 | 0 | 0
CDP17 | VIC | LYA | 2210 | 2210 | 2210 | 2210 | 2210 | 2210 | 2210 | 2210 | 2210 | 0 | 0 | 0 | 0 | 0 | 0 | 0 | 0 | 0 | 0 | 0 | 0 | 0 | 0 | 0 | 0 | 0 | 0 | 0
CDP17 | VIC | YWPS | 1450 | 1450 | 1450 | 1450 | 0 | 0 | 0 | 0 | 0 | 0 | 0 | 0 | 0 | 0 | 0 | 0 | 0 | 0 | 0 | 0 | 0 | 0 | 0 | 0 | 0 | 0 | 0 | 0
CDP18 | NSW | BW | 2715 | 2715 | 2715 | 2715 | 2030 | 0 | 0 | 0 | 0 | 0 | 0 | 0 | 0 | 0 | 0 | 0 | 0 | 0 | 0 | 0 | 0 | 0 | 0 | 0 | 0 | 0 | 0 | 0
CDP18 | NSW | ER | 2880 | 0 | 0 | 0 | 0 | 0 | 0 | 0 | 0 | 0 | 0 | 0 | 0 | 0 | 0 | 0 | 0 | 0 | 0 | 0 | 0 | 0 | 0 | 0 | 0 | 0 | 0 | 0
CDP18 | NSW | MP | 1390 | 1390 | 1390 | 1420 | 1420 | 1420 | 1420 | 1420 | 1420 | 1420 | 1420 | 1420 | 1420 | 1420 | 1420 | 1420 | 0 | 0 | 0 | 0 | 0 | 0 | 0 | 0 | 0 | 0 | 0 | 0
CDP18 | NSW | VP | 1320 | 1320 | 1320 | 1320 | 0 | 0 | 0 | 0 | 0 | 0 | 0 | 0 | 0 | 0 | 0 | 0 | 0 | 0 | 0 | 0 | 0 | 0 | 0 | 0 | 0 | 0 | 0 | 0
CDP18 | QLD | CALL_B_ | 700 | 700 | 700 | 0 | 0 | 0 | 0 | 0 | 0 | 0 | 0 | 0 | 0 | 0 | 0 | 0 | 0 | 0 | 0 | 0 | 0 | 0 | 0 | 0 | 0 | 0 | 0 | 0
CDP18 | QLD | CPP_ | 844 | 844 | 844 | 844 | 844 | 844 | 844 | 844 | 844 | 844 | 844 | 844 | 844 | 844 | 844 | 844 | 844 | 844 | 844 | 844 | 844 | 844 | 844 | 844 | 844 | 844 | 844 | 0
CDP18 | QLD | GSTONE | 1680 | 1680 | 1680 | 840 | 840 | 840 | 280 | 0 | 0 | 0 | 0 | 0 | 0 | 0 | 0 | 0 | 0 | 0 | 0 | 0 | 0 | 0 | 0 | 0 | 0 | 0 | 0 | 0
CDP18 | QLD | KPP_ | 744 | 744 | 744 | 744 | 744 | 744 | 744 | 744 | 744 | 744 | 0 | 0 | 0 | 0 | 0 | 0 | 0 | 0 | 0 | 0 | 0 | 0 | 0 | 0 | 0 | 0 | 0 | 0
CDP18 | QLD | MPP_ | 852 | 852 | 852 | 852 | 852 | 852 | 852 | 852 | 852 | 852 | 852 | 852 | 852 | 852 | 852 | 852 | 852 | 852 | 852 | 852 | 852 | 852 | 852 | 852 | 852 | 852 | 852 | 0
CDP18 | QLD | STAN- | 1460 | 1460 | 1460 | 1460 | 1460 | 730 | 730 | 730 | 0 | 0 | 0 | 0 | 0 | 0 | 0 | 0 | 0 | 0 | 0 | 0 | 0 | 0 | 0 | 0 | 0 | 0 | 0 | 0
CDP18 | QLD | TARONG# | 1400 | 1400 | 1400 | 1400 | 1400 | 1400 | 700 | 700 | 350 | 0 | 0 | 0 | 0 | 0 | 0 | 0 | 0 | 0 | 0 | 0 | 0 | 0 | 0 | 0 | 0 | 0 | 0 | 0
CDP18 | QLD | TNPS | 450 | 450 | 450 | 450 | 450 | 450 | 450 | 450 | 450 | 0 | 0 | 0 | 0 | 0 | 0 | 0 | 0 | 0 | 0 | 0 | 0 | 0 | 0 | 0 | 0 | 0 | 0 | 0
CDP18 | VIC | LOYYB | 1160 | 1160 | 1160 | 1160 | 1160 | 1160 | 1160 | 1160 | 1160 | 1160 | 580 | 580 | 580 | 580 | 580 | 580 | 580 | 580 | 580 | 580 | 580 | 580 | 580 | 0 | 0 | 0 | 0 | 0
CDP18 | VIC | LYA | 2210 | 2210 | 2210 | 2210 | 2210 | 2210 | 2210 | 2210 | 2210 | 0 | 0 | 0 | 0 | 0 | 0 | 0 | 0 | 0 | 0 | 0 | 0 | 0 | 0 | 0 | 0 | 0 | 0 | 0
CDP18 | VIC | YWPS | 1450 | 1450 | 1450 | 1450 | 0 | 0 | 0 | 0 | 0 | 0 | 0 | 0 | 0 | 0 | 0 | 0 | 0 | 0 | 0 | 0 | 0 | 0 | 0 | 0 | 0 | 0 | 0 | 0
CDP19 | NSW | BW | 2715 | 2715 | 2715 | 2715 | 2030 | 0 | 0 | 0 | 0 | 0 | 0 | 0 | 0 | 0 | 0 | 0 | 0 | 0 | 0 | 0 | 0 | 0 | 0 | 0 | 0 | 0 | 0 | 0
CDP19 | NSW | ER | 2880 | 0 | 0 | 0 | 0 | 0 | 0 | 0 | 0 | 0 | 0 | 0 | 0 | 0 | 0 | 0 | 0 | 0 | 0 | 0 | 0 | 0 | 0 | 0 | 0 | 0 | 0 | 0
CDP19 | NSW | MP | 1390 | 1390 | 1390 | 1420 | 1420 | 1420 | 1420 | 1420 | 1420 | 1420 | 1420 | 1420 | 1420 | 1420 | 1420 | 1420 | 0 | 0 | 0 | 0 | 0 | 0 | 0 | 0 | 0 | 0 | 0 | 0
CDP19 | NSW | VP | 1320 | 1320 | 1320 | 1320 | 0 | 0 | 0 | 0 | 0 | 0 | 0 | 0 | 0 | 0 | 0 | 0 | 0 | 0 | 0 | 0 | 0 | 0 | 0 | 0 | 0 | 0 | 0 | 0
CDP19 | QLD | CALL_B_ | 700 | 700 | 700 | 0 | 0 | 0 | 0 | 0 | 0 | 0 | 0 | 0 | 0 | 0 | 0 | 0 | 0 | 0 | 0 | 0 | 0 | 0 | 0 | 0 | 0 | 0 | 0 | 0
CDP19 | QLD | CPP_ | 844 | 844 | 844 | 844 | 844 | 844 | 844 | 844 | 844 | 844 | 844 | 844 | 844 | 844 | 844 | 844 | 844 | 844 | 844 | 844 | 844 | 844 | 844 | 844 | 844 | 844 | 844 | 0
CDP19 | QLD | GSTONE | 1680 | 1680 | 1680 | 840 | 840 | 840 | 280 | 0 | 0 | 0 | 0 | 0 | 0 | 0 | 0 | 0 | 0 | 0 | 0 | 0 | 0 | 0 | 0 | 0 | 0 | 0 | 0 | 0
CDP19 | QLD | KPP_ | 744 | 744 | 744 | 744 | 744 | 744 | 744 | 744 | 744 | 744 | 0 | 0 | 0 | 0 | 0 | 0 | 0 | 0 | 0 | 0 | 0 | 0 | 0 | 0 | 0 | 0 | 0 | 0
CDP19 | QLD | MPP_ | 852 | 852 | 852 | 852 | 852 | 852 | 852 | 852 | 852 | 852 | 852 | 852 | 852 | 852 | 852 | 852 | 852 | 852 | 852 | 852 | 852 | 852 | 852 | 852 | 852 | 852 | 852 | 0
CDP19 | QLD | STAN- | 1460 | 1460 | 1460 | 1460 | 1460 | 730 | 730 | 730 | 0 | 0 | 0 | 0 | 0 | 0 | 0 | 0 | 0 | 0 | 0 | 0 | 0 | 0 | 0 | 0 | 0 | 0 | 0 | 0
CDP19 | QLD | TARONG# | 1400 | 1400 | 1400 | 1400 | 1400 | 1400 | 700 | 700 | 350 | 0 | 0 | 0 | 0 | 0 | 0 | 0 | 0 | 0 | 0 | 0 | 0 | 0 | 0 | 0 | 0 | 0 | 0 | 0
CDP19 | QLD | TNPS | 450 | 450 | 450 | 450 | 450 | 450 | 450 | 450 | 450 | 0 | 0 | 0 | 0 | 0 | 0 | 0 | 0 | 0 | 0 | 0 | 0 | 0 | 0 | 0 | 0 | 0 | 0 | 0
CDP19 | VIC | LOYYB | 1160 | 1160 | 1160 | 1160 | 1160 | 1160 | 1160 | 1160 | 1160 | 1160 | 580 | 580 | 580 | 580 | 580 | 580 | 580 | 580 | 580 | 580 | 580 | 580 | 580 | 0 | 0 | 0 | 0 | 0
CDP19 | VIC | LYA | 2210 | 2210 | 2210 | 2210 | 2210 | 2210 | 2210 | 2210 | 2210 | 0 | 0 | 0 | 0 | 0 | 0 | 0 | 0 | 0 | 0 | 0 | 0 | 0 | 0 | 0 | 0 | 0 | 0 | 0
CDP19 | VIC | YWPS | 1450 | 1450 | 1450 | 1450 | 0 | 0 | 0 | 0 | 0 | 0 | 0 | 0 | 0 | 0 | 0 | 0 | 0 | 0 | 0 | 0 | 0 | 0 | 0 | 0 | 0 | 0 | 0 | 0
CDP20 | NSW | BW | 2715 | 2715 | 2715 | 2715 | 2030 | 0 | 0 | 0 | 0 | 0 | 0 | 0 | 0 | 0 | 0 | 0 | 0 | 0 | 0 | 0 | 0 | 0 | 0 | 0 | 0 | 0 | 0 | 0
CDP20 | NSW | ER | 2880 | 0 | 0 | 0 | 0 | 0 | 0 | 0 | 0 | 0 | 0 | 0 | 0 | 0 | 0 | 0 | 0 | 0 | 0 | 0 | 0 | 0 | 0 | 0 | 0 | 0 | 0 | 0
CDP20 | NSW | MP | 1390 | 1390 | 1390 | 1420 | 1420 | 1420 | 1420 | 1420 | 1420 | 1420 | 1420 | 1420 | 1420 | 1420 | 1420 | 1420 | 0 | 0 | 0 | 0 | 0 | 0 | 0 | 0 | 0 | 0 | 0 | 0
CDP20 | NSW | VP | 1320 | 1320 | 1320 | 1320 | 0 | 0 | 0 | 0 | 0 | 0 | 0 | 0 | 0 | 0 | 0 | 0 | 0 | 0 | 0 | 0 | 0 | 0 | 0 | 0 | 0 | 0 | 0 | 0
CDP20 | QLD | CALL_B_ | 700 | 700 | 700 | 0 | 0 | 0 | 0 | 0 | 0 | 0 | 0 | 0 | 0 | 0 | 0 | 0 | 0 | 0 | 0 | 0 | 0 | 0 | 0 | 0 | 0 | 0 | 0 | 0
CDP20 | QLD | CPP_ | 844 | 844 | 844 | 844 | 844 | 844 | 844 | 844 | 844 | 844 | 844 | 844 | 844 | 844 | 844 | 844 | 844 | 844 | 844 | 844 | 844 | 844 | 844 | 844 | 844 | 844 | 844 | 0
CDP20 | QLD | GSTONE | 1680 | 1680 | 1680 | 840 | 840 | 840 | 280 | 0 | 0 | 0 | 0 | 0 | 0 | 0 | 0 | 0 | 0 | 0 | 0 | 0 | 0 | 0 | 0 | 0 | 0 | 0 | 0 | 0
CDP20 | QLD | KPP_ | 744 | 744 | 744 | 744 | 744 | 744 | 744 | 744 | 744 | 744 | 0 | 0 | 0 | 0 | 0 | 0 | 0 | 0 | 0 | 0 | 0 | 0 | 0 | 0 | 0 | 0 | 0 | 0
CDP20 | QLD | MPP_ | 852 | 852 | 852 | 852 | 852 | 852 | 852 | 852 | 852 | 852 | 852 | 852 | 852 | 852 | 852 | 852 | 852 | 852 | 852 | 852 | 852 | 852 | 852 | 852 | 852 | 852 | 852 | 0
CDP20 | QLD | STAN- | 1460 | 1460 | 1460 | 1460 | 1460 | 730 | 730 | 730 | 0 | 0 | 0 | 0 | 0 | 0 | 0 | 0 | 0 | 0 | 0 | 0 | 0 | 0 | 0 | 0 | 0 | 0 | 0 | 0
CDP20 | QLD | TARONG# | 1400 | 1400 | 1400 | 1400 | 1400 | 1400 | 700 | 700 | 350 | 0 | 0 | 0 | 0 | 0 | 0 | 0 | 0 | 0 | 0 | 0 | 0 | 0 | 0 | 0 | 0 | 0 | 0 | 0
CDP20 | QLD | TNPS | 450 | 450 | 450 | 450 | 450 | 450 | 450 | 450 | 450 | 0 | 0 | 0 | 0 | 0 | 0 | 0 | 0 | 0 | 0 | 0 | 0 | 0 | 0 | 0 | 0 | 0 | 0 | 0
CDP20 | VIC | LOYYB | 1160 | 1160 | 1160 | 1160 | 1160 | 1160 | 1160 | 1160 | 1160 | 1160 | 580 | 580 | 580 | 580 | 580 | 580 | 580 | 580 | 580 | 580 | 580 | 580 | 580 | 0 | 0 | 0 | 0 | 0
CDP20 | VIC | LYA | 2210 | 2210 | 2210 | 2210 | 2210 | 2210 | 2210 | 2210 | 2210 | 0 | 0 | 0 | 0 | 0 | 0 | 0 | 0 | 0 | 0 | 0 | 0 | 0 | 0 | 0 | 0 | 0 | 0 | 0
CDP20 | VIC | YWPS | 1450 | 1450 | 1450 | 1450 | 0 | 0 | 0 | 0 | 0 | 0 | 0 | 0 | 0 | 0 | 0 | 0 | 0 | 0 | 0 | 0 | 0 | 0 | 0 | 0 | 0 | 0 | 0 | 0
CDP21 | NSW | BW | 2715 | 2715 | 2715 | 2715 | 2030 | 0 | 0 | 0 | 0 | 0 | 0 | 0 | 0 | 0 | 0 | 0 | 0 | 0 | 0 | 0 | 0 | 0 | 0 | 0 | 0 | 0 | 0 | 0
CDP21 | NSW | ER | 2880 | 0 | 0 | 0 | 0 | 0 | 0 | 0 | 0 | 0 | 0 | 0 | 0 | 0 | 0 | 0 | 0 | 0 | 0 | 0 | 0 | 0 | 0 | 0 | 0 | 0 | 0 | 0
CDP21 | NSW | MP | 1390 | 1390 | 1390 | 1420 | 1420 | 1420 | 1420 | 1420 | 1420 | 1420 | 1420 | 1420 | 1420 | 1420 | 1420 | 1420 | 0 | 0 | 0 | 0 | 0 | 0 | 0 | 0 | 0 | 0 | 0 | 0
CDP21 | NSW | VP | 1320 | 1320 | 1320 | 1320 | 0 | 0 | 0 | 0 | 0 | 0 | 0 | 0 | 0 | 0 | 0 | 0 | 0 | 0 | 0 | 0 | 0 | 0 | 0 | 0 | 0 | 0 | 0 | 0
CDP21 | QLD | CALL_B_ | 700 | 700 | 700 | 0 | 0 | 0 | 0 | 0 | 0 | 0 | 0 | 0 | 0 | 0 | 0 | 0 | 0 | 0 | 0 | 0 | 0 | 0 | 0 | 0 | 0 | 0 | 0 | 0
CDP21 | QLD | CPP_ | 844 | 844 | 844 | 844 | 844 | 844 | 844 | 844 | 844 | 844 | 844 | 844 | 844 | 844 | 844 | 844 | 844 | 844 | 844 | 844 | 844 | 844 | 844 | 844 | 844 | 844 | 844 | 0
CDP21 | QLD | GSTONE | 1680 | 1680 | 1680 | 840 | 840 | 840 | 280 | 0 | 0 | 0 | 0 | 0 | 0 | 0 | 0 | 0 | 0 | 0 | 0 | 0 | 0 | 0 | 0 | 0 | 0 | 0 | 0 | 0
CDP21 | QLD | KPP_ | 744 | 744 | 744 | 744 | 744 | 744 | 744 | 744 | 744 | 744 | 0 | 0 | 0 | 0 | 0 | 0 | 0 | 0 | 0 | 0 | 0 | 0 | 0 | 0 | 0 | 0 | 0 | 0
CDP21 | QLD | MPP_ | 852 | 852 | 852 | 852 | 852 | 852 | 852 | 852 | 852 | 852 | 852 | 852 | 852 | 852 | 852 | 852 | 852 | 852 | 852 | 852 | 852 | 852 | 852 | 852 | 852 | 852 | 852 | 0
CDP21 | QLD | STAN- | 1460 | 1460 | 1460 | 1460 | 1460 | 730 | 730 | 730 | 0 | 0 | 0 | 0 | 0 | 0 | 0 | 0 | 0 | 0 | 0 | 0 | 0 | 0 | 0 | 0 | 0 | 0 | 0 | 0
CDP21 | QLD | TARONG# | 1400 | 1400 | 1400 | 1400 | 1400 | 1400 | 700 | 700 | 350 | 0 | 0 | 0 | 0 | 0 | 0 | 0 | 0 | 0 | 0 | 0 | 0 | 0 | 0 | 0 | 0 | 0 | 0 | 0
CDP21 | QLD | TNPS | 450 | 450 | 450 | 450 | 450 | 450 | 450 | 450 | 450 | 0 | 0 | 0 | 0 | 0 | 0 | 0 | 0 | 0 | 0 | 0 | 0 | 0 | 0 | 0 | 0 | 0 | 0 | 0
CDP21 | VIC | LOYYB | 1160 | 1160 | 1160 | 1160 | 1160 | 1160 | 1160 | 1160 | 1160 | 1160 | 580 | 580 | 580 | 580 | 580 | 580 | 580 | 580 | 580 | 580 | 580 | 580 | 580 | 0 | 0 | 0 | 0 | 0
CDP21 | VIC | LYA | 2210 | 2210 | 2210 | 2210 | 2210 | 2210 | 2210 | 2210 | 2210 | 0 | 0 | 0 | 0 | 0 | 0 | 0 | 0 | 0 | 0 | 0 | 0 | 0 | 0 | 0 | 0 | 0 | 0 | 0
CDP21 | VIC | YWPS | 1450 | 1450 | 1450 | 1450 | 0 | 0 | 0 | 0 | 0 | 0 | 0 | 0 | 0 | 0 | 0 | 0 | 0 | 0 | 0 | 0 | 0 | 0 | 0 | 0 | 0 | 0 | 0 | 0
CDP22 | NSW | BW | 2715 | 2715 | 2715 | 2715 | 2030 | 0 | 0 | 0 | 0 | 0 | 0 | 0 | 0 | 0 | 0 | 0 | 0 | 0 | 0 | 0 | 0 | 0 | 0 | 0 | 0 | 0 | 0 | 0
CDP22 | NSW | ER | 2880 | 0 | 0 | 0 | 0 | 0 | 0 | 0 | 0 | 0 | 0 | 0 | 0 | 0 | 0 | 0 | 0 | 0 | 0 | 0 | 0 | 0 | 0 | 0 | 0 | 0 | 0 | 0
CDP22 | NSW | MP | 1390 | 1390 | 1390 | 1420 | 1420 | 1420 | 1420 | 1420 | 1420 | 1420 | 1420 | 1420 | 1420 | 1420 | 1420 | 1420 | 0 | 0 | 0 | 0 | 0 | 0 | 0 | 0 | 0 | 0 | 0 | 0
CDP22 | NSW | VP | 1320 | 1320 | 1320 | 1320 | 0 | 0 | 0 | 0 | 0 | 0 | 0 | 0 | 0 | 0 | 0 | 0 | 0 | 0 | 0 | 0 | 0 | 0 | 0 | 0 | 0 | 0 | 0 | 0
CDP22 | QLD | CALL_B_ | 700 | 700 | 700 | 0 | 0 | 0 | 0 | 0 | 0 | 0 | 0 | 0 | 0 | 0 | 0 | 0 | 0 | 0 | 0 | 0 | 0 | 0 | 0 | 0 | 0 | 0 | 0 | 0
CDP22 | QLD | CPP_ | 844 | 844 | 844 | 844 | 844 | 844 | 844 | 844 | 844 | 844 | 844 | 844 | 844 | 844 | 844 | 844 | 844 | 844 | 844 | 844 | 844 | 844 | 844 | 844 | 844 | 844 | 844 | 0
CDP22 | QLD | GSTONE | 1680 | 1680 | 1680 | 840 | 840 | 840 | 280 | 0 | 0 | 0 | 0 | 0 | 0 | 0 | 0 | 0 | 0 | 0 | 0 | 0 | 0 | 0 | 0 | 0 | 0 | 0 | 0 | 0
CDP22 | QLD | KPP_ | 744 | 744 | 744 | 744 | 744 | 744 | 744 | 744 | 744 | 744 | 0 | 0 | 0 | 0 | 0 | 0 | 0 | 0 | 0 | 0 | 0 | 0 | 0 | 0 | 0 | 0 | 0 | 0
CDP22 | QLD | MPP_ | 852 | 852 | 852 | 852 | 852 | 852 | 852 | 852 | 852 | 852 | 852 | 852 | 852 | 852 | 852 | 852 | 852 | 852 | 852 | 852 | 852 | 852 | 852 | 852 | 852 | 852 | 852 | 0
CDP22 | QLD | STAN- | 1460 | 1460 | 1460 | 1460 | 1460 | 730 | 730 | 730 | 0 | 0 | 0 | 0 | 0 | 0 | 0 | 0 | 0 | 0 | 0 | 0 | 0 | 0 | 0 | 0 | 0 | 0 | 0 | 0
CDP22 | QLD | TARONG# | 1400 | 1400 | 1400 | 1400 | 1400 | 1400 | 700 | 700 | 350 | 0 | 0 | 0 | 0 | 0 | 0 | 0 | 0 | 0 | 0 | 0 | 0 | 0 | 0 | 0 | 0 | 0 | 0 | 0
CDP22 | QLD | TNPS | 450 | 450 | 450 | 450 | 450 | 450 | 450 | 450 | 450 | 0 | 0 | 0 | 0 | 0 | 0 | 0 | 0 | 0 | 0 | 0 | 0 | 0 | 0 | 0 | 0 | 0 | 0 | 0
CDP22 | VIC | LOYYB | 1160 | 1160 | 1160 | 1160 | 1160 | 1160 | 1160 | 1160 | 1160 | 1160 | 580 | 580 | 580 | 580 | 580 | 580 | 580 | 580 | 580 | 580 | 580 | 580 | 580 | 0 | 0 | 0 | 0 | 0
CDP22 | VIC | LYA | 2210 | 2210 | 2210 | 2210 | 2210 | 2210 | 2210 | 2210 | 2210 | 0 | 0 | 0 | 0 | 0 | 0 | 0 | 0 | 0 | 0 | 0 | 0 | 0 | 0 | 0 | 0 | 0 | 0 | 0
CDP22 | VIC | YWPS | 1450 | 1450 | 1450 | 1450 | 0 | 0 | 0 | 0 | 0 | 0 | 0 | 0 | 0 | 0 | 0 | 0 | 0 | 0 | 0 | 0 | 0 | 0 | 0 | 0 | 0 | 0 | 0 | 0
CDP23 | NSW | BW | 2715 | 2715 | 2715 | 2715 | 2030 | 0 | 0 | 0 | 0 | 0 | 0 | 0 | 0 | 0 | 0 | 0 | 0 | 0 | 0 | 0 | 0 | 0 | 0 | 0 | 0 | 0 | 0 | 0
CDP23 | NSW | ER | 2880 | 0 | 0 | 0 | 0 | 0 | 0 | 0 | 0 | 0 | 0 | 0 | 0 | 0 | 0 | 0 | 0 | 0 | 0 | 0 | 0 | 0 | 0 | 0 | 0 | 0 | 0 | 0
CDP23 | NSW | MP | 1390 | 1390 | 1390 | 1420 | 1420 | 1420 | 1420 | 1420 | 1420 | 1420 | 1420 | 1420 | 1420 | 1420 | 1420 | 1420 | 0 | 0 | 0 | 0 | 0 | 0 | 0 | 0 | 0 | 0 | 0 | 0
CDP23 | NSW | VP | 1320 | 1320 | 1320 | 1320 | 0 | 0 | 0 | 0 | 0 | 0 | 0 | 0 | 0 | 0 | 0 | 0 | 0 | 0 | 0 | 0 | 0 | 0 | 0 | 0 | 0 | 0 | 0 | 0
CDP23 | QLD | CALL_B_ | 700 | 700 | 700 | 0 | 0 | 0 | 0 | 0 | 0 | 0 | 0 | 0 | 0 | 0 | 0 | 0 | 0 | 0 | 0 | 0 | 0 | 0 | 0 | 0 | 0 | 0 | 0 | 0
CDP23 | QLD | CPP_ | 844 | 844 | 844 | 844 | 844 | 844 | 844 | 844 | 844 | 844 | 844 | 844 | 844 | 844 | 844 | 844 | 844 | 844 | 844 | 844 | 844 | 844 | 844 | 844 | 844 | 844 | 844 | 0
CDP23 | QLD | GSTONE | 1680 | 1680 | 1680 | 840 | 840 | 840 | 280 | 0 | 0 | 0 | 0 | 0 | 0 | 0 | 0 | 0 | 0 | 0 | 0 | 0 | 0 | 0 | 0 | 0 | 0 | 0 | 0 | 0
CDP23 | QLD | KPP_ | 744 | 744 | 744 | 744 | 744 | 744 | 744 | 744 | 744 | 744 | 0 | 0 | 0 | 0 | 0 | 0 | 0 | 0 | 0 | 0 | 0 | 0 | 0 | 0 | 0 | 0 | 0 | 0
CDP23 | QLD | MPP_ | 852 | 852 | 852 | 852 | 852 | 852 | 852 | 852 | 852 | 852 | 852 | 852 | 852 | 852 | 852 | 852 | 852 | 852 | 852 | 852 | 852 | 852 | 852 | 852 | 852 | 852 | 852 | 0
CDP23 | QLD | STAN- | 1460 | 1460 | 1460 | 1460 | 1460 | 730 | 730 | 730 | 0 | 0 | 0 | 0 | 0 | 0 | 0 | 0 | 0 | 0 | 0 | 0 | 0 | 0 | 0 | 0 | 0 | 0 | 0 | 0
CDP23 | QLD | TARONG# | 1400 | 1400 | 1400 | 1400 | 1400 | 1400 | 700 | 700 | 350 | 0 | 0 | 0 | 0 | 0 | 0 | 0 | 0 | 0 | 0 | 0 | 0 | 0 | 0 | 0 | 0 | 0 | 0 | 0
CDP23 | QLD | TNPS | 450 | 450 | 450 | 450 | 450 | 450 | 450 | 450 | 450 | 0 | 0 | 0 | 0 | 0 | 0 | 0 | 0 | 0 | 0 | 0 | 0 | 0 | 0 | 0 | 0 | 0 | 0 | 0
CDP23 | VIC | LOYYB | 1160 | 1160 | 1160 | 1160 | 1160 | 1160 | 1160 | 1160 | 1160 | 1160 | 580 | 580 | 580 | 580 | 580 | 580 | 580 | 580 | 580 | 580 | 580 | 580 | 580 | 0 | 0 | 0 | 0 | 0
CDP23 | VIC | LYA | 2210 | 2210 | 2210 | 2210 | 2210 | 2210 | 2210 | 2210 | 2210 | 0 | 0 | 0 | 0 | 0 | 0 | 0 | 0 | 0 | 0 | 0 | 0 | 0 | 0 | 0 | 0 | 0 | 0 | 0
CDP23 | VIC | YWPS | 1450 | 1450 | 1450 | 1450 | 0 | 0 | 0 | 0 | 0 | 0 | 0 | 0 | 0 | 0 | 0 | 0 | 0 | 0 | 0 | 0 | 0 | 0 | 0 | 0 | 0 | 0 | 0 | 0
CDP24 | NSW | BW | 2715 | 2715 | 2715 | 2715 | 2030 | 0 | 0 | 0 | 0 | 0 | 0 | 0 | 0 | 0 | 0 | 0 | 0 | 0 | 0 | 0 | 0 | 0 | 0 | 0 | 0 | 0 | 0 | 0
CDP24 | NSW | ER | 2880 | 0 | 0 | 0 | 0 | 0 | 0 | 0 | 0 | 0 | 0 | 0 | 0 | 0 | 0 | 0 | 0 | 0 | 0 | 0 | 0 | 0 | 0 | 0 | 0 | 0 | 0 | 0
CDP24 | NSW | MP | 1390 | 1390 | 1390 | 1420 | 1420 | 1420 | 1420 | 1420 | 1420 | 1420 | 1420 | 1420 | 1420 | 1420 | 1420 | 1420 | 0 | 0 | 0 | 0 | 0 | 0 | 0 | 0 | 0 | 0 | 0 | 0
CDP24 | NSW | VP | 1320 | 1320 | 1320 | 1320 | 0 | 0 | 0 | 0 | 0 | 0 | 0 | 0 | 0 | 0 | 0 | 0 | 0 | 0 | 0 | 0 | 0 | 0 | 0 | 0 | 0 | 0 | 0 | 0
CDP24 | QLD | CALL_B_ | 700 | 700 | 700 | 0 | 0 | 0 | 0 | 0 | 0 | 0 | 0 | 0 | 0 | 0 | 0 | 0 | 0 | 0 | 0 | 0 | 0 | 0 | 0 | 0 | 0 | 0 | 0 | 0
CDP24 | QLD | CPP_ | 844 | 844 | 844 | 844 | 844 | 844 | 844 | 844 | 844 | 844 | 844 | 844 | 844 | 844 | 844 | 844 | 844 | 844 | 844 | 844 | 844 | 844 | 844 | 844 | 844 | 844 | 844 | 0
CDP24 | QLD | GSTONE | 1680 | 1680 | 1680 | 840 | 840 | 840 | 280 | 0 | 0 | 0 | 0 | 0 | 0 | 0 | 0 | 0 | 0 | 0 | 0 | 0 | 0 | 0 | 0 | 0 | 0 | 0 | 0 | 0
CDP24 | QLD | KPP_ | 744 | 744 | 744 | 744 | 744 | 744 | 744 | 744 | 744 | 744 | 0 | 0 | 0 | 0 | 0 | 0 | 0 | 0 | 0 | 0 | 0 | 0 | 0 | 0 | 0 | 0 | 0 | 0
CDP24 | QLD | MPP_ | 852 | 852 | 852 | 852 | 852 | 852 | 852 | 852 | 852 | 852 | 852 | 852 | 852 | 852 | 852 | 852 | 852 | 852 | 852 | 852 | 852 | 852 | 852 | 852 | 852 | 852 | 852 | 0
CDP24 | QLD | STAN- | 1460 | 1460 | 1460 | 1460 | 1460 | 730 | 730 | 730 | 0 | 0 | 0 | 0 | 0 | 0 | 0 | 0 | 0 | 0 | 0 | 0 | 0 | 0 | 0 | 0 | 0 | 0 | 0 | 0
CDP24 | QLD | TARONG# | 1400 | 1400 | 1400 | 1400 | 1400 | 1400 | 700 | 700 | 350 | 0 | 0 | 0 | 0 | 0 | 0 | 0 | 0 | 0 | 0 | 0 | 0 | 0 | 0 | 0 | 0 | 0 | 0 | 0
CDP24 | QLD | TNPS | 450 | 450 | 450 | 450 | 450 | 450 | 450 | 450 | 450 | 0 | 0 | 0 | 0 | 0 | 0 | 0 | 0 | 0 | 0 | 0 | 0 | 0 | 0 | 0 | 0 | 0 | 0 | 0
CDP24 | VIC | LOYYB | 1160 | 1160 | 1160 | 1160 | 1160 | 1160 | 1160 | 1160 | 1160 | 1160 | 580 | 580 | 580 | 580 | 580 | 580 | 580 | 580 | 580 | 580 | 580 | 580 | 580 | 0 | 0 | 0 | 0 | 0
CDP24 | VIC | LYA | 2210 | 2210 | 2210 | 2210 | 2210 | 2210 | 2210 | 2210 | 2210 | 0 | 0 | 0 | 0 | 0 | 0 | 0 | 0 | 0 | 0 | 0 | 0 | 0 | 0 | 0 | 0 | 0 | 0 | 0
CDP24 | VIC | YWPS | 1450 | 1450 | 1450 | 1450 | 0 | 0 | 0 | 0 | 0 | 0 | 0 | 0 | 0 | 0 | 0 | 0 | 0 | 0 | 0 | 0 | 0 | 0 | 0 | 0 | 0 | 0 | 0 | 0
CDP25 | NSW | BW | 2715 | 2715 | 2715 | 2715 | 2030 | 0 | 0 | 0 | 0 | 0 | 0 | 0 | 0 | 0 | 0 | 0 | 0 | 0 | 0 | 0 | 0 | 0 | 0 | 0 | 0 | 0 | 0 | 0
CDP25 | NSW | ER | 2880 | 0 | 0 | 0 | 0 | 0 | 0 | 0 | 0 | 0 | 0 | 0 | 0 | 0 | 0 | 0 | 0 | 0 | 0 | 0 | 0 | 0 | 0 | 0 | 0 | 0 | 0 | 0
CDP25 | NSW | MP | 1390 | 1390 | 1390 | 1420 | 1420 | 1420 | 1420 | 1420 | 1420 | 1420 | 1420 | 1420 | 1420 | 1420 | 1420 | 1420 | 0 | 0 | 0 | 0 | 0 | 0 | 0 | 0 | 0 | 0 | 0 | 0
CDP25 | NSW | VP | 1320 | 1320 | 1320 | 1320 | 0 | 0 | 0 | 0 | 0 | 0 | 0 | 0 | 0 | 0 | 0 | 0 | 0 | 0 | 0 | 0 | 0 | 0 | 0 | 0 | 0 | 0 | 0 | 0
CDP25 | QLD | CALL_B_ | 700 | 700 | 700 | 0 | 0 | 0 | 0 | 0 | 0 | 0 | 0 | 0 | 0 | 0 | 0 | 0 | 0 | 0 | 0 | 0 | 0 | 0 | 0 | 0 | 0 | 0 | 0 | 0
CDP25 | QLD | CPP_ | 844 | 844 | 844 | 844 | 844 | 844 | 844 | 844 | 844 | 844 | 844 | 844 | 844 | 844 | 844 | 844 | 844 | 844 | 844 | 844 | 844 | 844 | 844 | 844 | 844 | 844 | 844 | 0
CDP25 | QLD | GSTONE | 1680 | 1680 | 1680 | 840 | 840 | 840 | 280 | 0 | 0 | 0 | 0 | 0 | 0 | 0 | 0 | 0 | 0 | 0 | 0 | 0 | 0 | 0 | 0 | 0 | 0 | 0 | 0 | 0
CDP25 | QLD | KPP_ | 744 | 744 | 744 | 744 | 744 | 744 | 744 | 744 | 744 | 744 | 0 | 0 | 0 | 0 | 0 | 0 | 0 | 0 | 0 | 0 | 0 | 0 | 0 | 0 | 0 | 0 | 0 | 0
CDP25 | QLD | MPP_ | 852 | 852 | 852 | 852 | 852 | 852 | 852 | 852 | 852 | 852 | 852 | 852 | 852 | 852 | 852 | 852 | 852 | 852 | 852 | 852 | 852 | 852 | 852 | 852 | 852 | 852 | 852 | 0
CDP25 | QLD | STAN- | 1460 | 1460 | 1460 | 1460 | 1460 | 730 | 730 | 730 | 0 | 0 | 0 | 0 | 0 | 0 | 0 | 0 | 0 | 0 | 0 | 0 | 0 | 0 | 0 | 0 | 0 | 0 | 0 | 0
CDP25 | QLD | TARONG# | 1400 | 1400 | 1400 | 1400 | 1400 | 1400 | 700 | 700 | 350 | 0 | 0 | 0 | 0 | 0 | 0 | 0 | 0 | 0 | 0 | 0 | 0 | 0 | 0 | 0 | 0 | 0 | 0 | 0
CDP25 | QLD | TNPS | 450 | 450 | 450 | 450 | 450 | 450 | 450 | 450 | 450 | 0 | 0 | 0 | 0 | 0 | 0 | 0 | 0 | 0 | 0 | 0 | 0 | 0 | 0 | 0 | 0 | 0 | 0 | 0
CDP25 | VIC | LOYYB | 1160 | 1160 | 1160 | 1160 | 1160 | 1160 | 1160 | 1160 | 1160 | 1160 | 580 | 580 | 580 | 580 | 580 | 580 | 580 | 580 | 580 | 580 | 580 | 580 | 580 | 0 | 0 | 0 | 0 | 0
CDP25 | VIC | LYA | 2210 | 2210 | 2210 | 2210 | 2210 | 2210 | 2210 | 2210 | 2210 | 0 | 0 | 0 | 0 | 0 | 0 | 0 | 0 | 0 | 0 | 0 | 0 | 0 | 0 | 0 | 0 | 0 | 0 | 0
CDP25 | VIC | YWPS | 1450 | 1450 | 1450 | 1450 | 0 | 0 | 0 | 0 | 0 | 0 | 0 | 0 | 0 | 0 | 0 | 0 | 0 | 0 | 0 | 0 | 0 | 0 | 0 | 0 | 0 | 0 | 0 | 0
Counterfactual | NSW | BW | 2715 | 2715 | 2715 | 2715 | 2030 | 0 | 0 | 0 | 0 | 0 | 0 | 0 | 0 | 0 | 0 | 0 | 0 | 0 | 0 | 0 | 0 | 0 | 0 | 0 | 0 | 0 | 0 | 0
Counterfactual | NSW | ER | 2880 | 0 | 0 | 0 | 0 | 0 | 0 | 0 | 0 | 0 | 0 | 0 | 0 | 0 | 0 | 0 | 0 | 0 | 0 | 0 | 0 | 0 | 0 | 0 | 0 | 0 | 0 | 0
Counterfactual | NSW | MP | 1390 | 1390 | 1390 | 1420 | 1420 | 1420 | 1420 | 1420 | 1420 | 1420 | 1420 | 1420 | 1420 | 1420 | 1420 | 1420 | 0 | 0 | 0 | 0 | 0 | 0 | 0 | 0 | 0 | 0 | 0 | 0
Counterfactual | NSW | VP | 1320 | 1320 | 1320 | 1320 | 0 | 0 | 0 | 0 | 0 | 0 | 0 | 0 | 0 | 0 | 0 | 0 | 0 | 0 | 0 | 0 | 0 | 0 | 0 | 0 | 0 | 0 | 0 | 0
Counterfactual | QLD | CALL_B_ | 700 | 700 | 700 | 0 | 0 | 0 | 0 | 0 | 0 | 0 | 0 | 0 | 0 | 0 | 0 | 0 | 0 | 0 | 0 | 0 | 0 | 0 | 0 | 0 | 0 | 0 | 0 | 0
Counterfactual | QLD | CPP_ | 844 | 844 | 844 | 844 | 844 | 844 | 844 | 844 | 844 | 844 | 844 | 844 | 844 | 844 | 844 | 844 | 844 | 844 | 844 | 844 | 844 | 844 | 844 | 844 | 844 | 844 | 844 | 0
Counterfactual | QLD | GSTONE | 1680 | 1680 | 1680 | 840 | 840 | 840 | 280 | 0 | 0 | 0 | 0 | 0 | 0 | 0 | 0 | 0 | 0 | 0 | 0 | 0 | 0 | 0 | 0 | 0 | 0 | 0 | 0 | 0
Counterfactual | QLD | KPP_ | 744 | 744 | 744 | 744 | 744 | 744 | 744 | 744 | 744 | 744 | 0 | 0 | 0 | 0 | 0 | 0 | 0 | 0 | 0 | 0 | 0 | 0 | 0 | 0 | 0 | 0 | 0 | 0
Counterfactual | QLD | MPP_ | 852 | 852 | 852 | 852 | 852 | 852 | 852 | 852 | 852 | 852 | 852 | 852 | 852 | 852 | 852 | 852 | 852 | 852 | 852 | 852 | 852 | 852 | 852 | 852 | 852 | 852 | 852 | 0
Counterfactual | QLD | STAN- | 1460 | 1460 | 1460 | 1460 | 1460 | 730 | 730 | 730 | 0 | 0 | 0 | 0 | 0 | 0 | 0 | 0 | 0 | 0 | 0 | 0 | 0 | 0 | 0 | 0 | 0 | 0 | 0 | 0
Counterfactual | QLD | TARONG# | 1400 | 1400 | 1400 | 1400 | 1400 | 1400 | 700 | 700 | 350 | 0 | 0 | 0 | 0 | 0 | 0 | 0 | 0 | 0 | 0 | 0 | 0 | 0 | 0 | 0 | 0 | 0 | 0 | 0
Counterfactual | QLD | TNPS | 450 | 450 | 450 | 450 | 450 | 450 | 450 | 450 | 450 | 0 | 0 | 0 | 0 | 0 | 0 | 0 | 0 | 0 | 0 | 0 | 0 | 0 | 0 | 0 | 0 | 0 | 0 | 0
Counterfactual | VIC | LOYYB | 1160 | 1160 | 1160 | 1160 | 1160 | 1160 | 1160 | 1160 | 1160 | 1160 | 580 | 580 | 580 | 580 | 580 | 580 | 580 | 580 | 580 | 580 | 580 | 580 | 580 | 0 | 0 | 0 | 0 | 0
Counterfactual | VIC | LYA | 2210 | 2210 | 2210 | 2210 | 2210 | 2210 | 2210 | 2210 | 2210 | 0 | 0 | 0 | 0 | 0 | 0 | 0 | 0 | 0 | 0 | 0 | 0 | 0 | 0 | 0 | 0 | 0 | 0 | 0
Counterfactual | VIC | YWPS | 1450 | 1450 | 1450 | 1450 | 0 | 0 | 0 | 0 | 0 | 0 | 0 | 0 | 0 | 0 | 0 | 0 | 0 | 0 | 0 | 0 | 0 | 0 | 0 | 0 | 0 | 0 | 0 | 0

## Storage Capacity (hidden)
Installed capacity of Storage (MW)
Capacity calculated on 1 July. Existing and new storages are grouped according to depth. For storage depth classifications, please refer to the final 2024 ISP report.
CDP | Region | Subregion | storage category | 2024-25 | 2025-26 | 2026-27 | 2027-28 | 2028-29 | 2029-30 | 2030-31 | 2031-32 | 2032-33 | 2033-34 | 2034-35 | 2035-36 | 2036-37 | 2037-38 | 2038-39 | 2039-40 | 2040-41 | 2041-42 | 2042-43 | 2043-44 | 2044-45 | 2045-46 | 2046-47 | 2047-48 | 2048-49 | 2049-50 | 2050-51 | 2051-52
CDP1 | NSW | NNSW | Snowy 2.0 | 0 | 0 | 0 | 0 | 0 | 0 | 0 | 0 | 0 | 0 | 0 | 0 | 0 | 0 | 0 | 0 | 0 | 0 | 0 | 0 | 0 | 0 | 0 | 0 | 0 | 0 | 0 | 0
CDP1 | NSW | NNSW | Deep storage | 0 | 0 | 0 | 0 | 0 | 0 | 9.35e-06 | 9.35e-06 | 9.35e-06 | 9.35e-06 | 1.41e-05 | 1.966e-05 | 2.112e-05 | 2.112e-05 | 2.403e-05 | 2.52e-05 | 2.634e-05 | 5.014e-05 | 5.014e-05 | 5.864e-05 | 1000 | 1000 | 1000 | 1000 | 1000 | 1000 | 1000 | 1000
CDP1 | NSW | NNSW | Medium storage | 0 | 0 | 275 | 275 | 382.1396 | 1193.9349 | 1193.9349 | 1193.9349 | 1193.9349 | 1193.9349 | 1193.9349 | 1193.9349 | 1193.9349 | 1193.9349 | 1193.935 | 1193.935 | 1193.935 | 1193.935 | 1193.935 | 1193.935 | 1193.9351 | 1193.9351 | 918.9351 | 1422.8779 | 1315.7384 | 1075.7545 | 1075.7545 | 1631.4613
CDP1 | NSW | NNSW | Shallow storage | 0 | 30 | 230 | 430 | 430 | 430 | 430 | 430 | 430 | 400 | 400 | 400 | 400 | 400 | 400 | 400 | 400 | 400 | 400 | 400 | 400 | 400 | 0 | 0 | 0 | 0 | 0 | 0
CDP1 | NSW | NNSW | Coordinated CER storage | 2.9011 | 3.6904 | 4.6278 | 5.5596 | 6.6915 | 7.9992 | 9.7928 | 12.0913 | 14.9199 | 18.3769 | 22.4496 | 27.1895 | 32.5292 | 38.5657 | 45.2506 | 52.5465 | 60.457 | 69.0343 | 78.2621 | 88.1661 | 98.8985 | 110.4266 | 122.6426 | 135.5582 | 148.9852 | 162.8922 | 169.464 | 175.3439
CDP1 | NSW | NNSW | Passive CER storage | 51.9224 | 55.9244 | 59.7457 | 63.1809 | 66.9501 | 72.1109 | 76.9127 | 82.1206 | 87.477 | 93.3283 | 99.3194 | 105.5537 | 111.5324 | 117.7469 | 123.7732 | 129.3342 | 134.4245 | 139.3018 | 143.8527 | 148.1976 | 153.2203 | 158.3806 | 163.6836 | 169.1359 | 173.9747 | 178.2371 | 183.577 | 188.3339
CDP1 | NSW | CNSW | Snowy 2.0 | 0 | 0 | 0 | 0 | 0 | 0 | 0 | 0 | 0 | 0 | 0 | 0 | 0 | 0 | 0 | 0 | 0 | 0 | 0 | 0 | 0 | 0 | 0 | 0 | 0 | 0 | 0 | 0
CDP1 | NSW | CNSW | Deep storage | 247 | 247 | 247 | 247 | 247 | 247 | 247 | 247 | 247 | 247 | 247 | 247 | 247 | 247 | 247 | 247 | 247 | 247 | 247 | 247 | 247 | 247 | 247 | 247 | 247 | 247 | 247 | 247
CDP1 | NSW | CNSW | Medium storage | 0 | 549 | 549 | 917.46 | 917.46 | 957.4884 | 917.4684 | 957.4884 | 917.4684 | 917.4684 | 957.4884 | 917.4684 | 917.4684 | 957.4885 | 957.4885 | 917.4685 | 917.4685 | 917.4685 | 917.4685 | 957.4885 | 917.4685 | 408.4885 | 368.4685 | 368.4685 | 408.4885 | 368.4637 | 368.4637 | 408.4837
CDP1 | NSW | CNSW | Shallow storage | 0 | 20 | 31.0768 | 310.025 | 1695.8728 | 1695.8728 | 1695.8728 | 1695.8728 | 1695.8728 | 1695.8728 | 1695.8728 | 1695.8728 | 1695.8728 | 1695.8728 | 1695.8728 | 1695.8728 | 1695.8728 | 1695.8728 | 1695.8728 | 1695.8728 | 1695.8728 | 1675.8728 | 1664.796 | 1385.8478 | 124.2052 | 124.2052 | 124.2052 | 124.2052
CDP1 | NSW | CNSW | Coordinated CER storage | 1.218 | 1.5545 | 1.9694 | 2.396 | 2.8889 | 3.468 | 4.4484 | 5.7616 | 7.4129 | 9.4548 | 11.9182 | 14.7956 | 18.091 | 21.8271 | 26.0012 | 30.6055 | 35.6384 | 41.1048 | 47.0119 | 53.3576 | 60.2411 | 67.6633 | 75.5332 | 83.8558 | 92.5557 | 101.5813 | 105.8426 | 109.6628
CDP1 | NSW | CNSW | Passive CER storage | 21.7984 | 23.5569 | 25.4252 | 27.2293 | 28.9039 | 31.2635 | 33.4736 | 36.0114 | 38.6022 | 41.3825 | 44.4067 | 47.4404 | 50.4842 | 53.5835 | 56.6421 | 59.5615 | 62.2973 | 64.8483 | 67.2355 | 69.4388 | 72.0568 | 74.8106 | 77.6287 | 80.5076 | 83.1503 | 85.4446 | 88.2195 | 90.7189
CDP1 | NSW | SNSW | Snowy 2.0 | 0 | 0 | 0 | 0 | 2200 | 2200 | 2200 | 2200 | 2200 | 2200 | 2200 | 2200 | 2200 | 2200 | 2200 | 2200 | 2200 | 2200 | 2200 | 2200 | 2200 | 2200 | 2200 | 2200 | 2200 | 2200 | 2200 | 2200
CDP1 | NSW | SNSW | Deep storage | 0 | 0 | 0 | 0 | 0 | 0 | 0 | 0 | 0 | 0 | 0 | 0 | 0 | 0 | 0 | 0 | 0 | 0 | 0 | 0 | 0 | 0 | 0 | 0 | 0 | 0 | 0 | 0
CDP1 | NSW | SNSW | Medium storage | 0 | 50 | 50 | 250 | 250 | 344.0419 | 344.0419 | 344.0419 | 344.0419 | 344.0419 | 344.0419 | 344.0419 | 344.0419 | 344.0419 | 344.0419 | 344.0419 | 344.0419 | 344.0419 | 344.0419 | 344.0419 | 344.0419 | 294.0419 | 294.0419 | 294.0419 | 294.0419 | 241.2939 | 241.2939 | 241.2939
CDP1 | NSW | SNSW | Shallow storage | 309.99 | 318.9 | 318.9 | 318.9 | 318.9 | 319.89 | 318.9 | 319.89 | 318.9 | 318.9 | 319.89 | 318.9 | 318.9 | 319.89 | 319.89 | 318.9 | 318.9 | 318.9 | 308.9 | 259.89 | 258.9 | 249.99 | 249 | 249 | 150 | 150 | 150 | 0
CDP1 | NSW | SNSW | Coordinated CER storage | 2.4469 | 3.1469 | 4.0056 | 4.9448 | 6.063 | 7.344 | 8.8828 | 10.843 | 13.2952 | 16.3304 | 19.989 | 24.3293 | 29.3361 | 35.0941 | 41.5771 | 48.7432 | 56.6101 | 65.2405 | 74.6487 | 84.8616 | 95.9878 | 108.1835 | 121.2843 | 135.2958 | 150.0261 | 165.4879 | 173.4974 | 180.7336
CDP1 | NSW | SNSW | Passive CER storage | 43.7926 | 47.6885 | 51.7125 | 56.1945 | 60.6618 | 66.2045 | 71.0929 | 76.2779 | 81.7101 | 87.5202 | 93.586 | 99.9174 | 106.2198 | 112.7798 | 119.2142 | 125.1293 | 130.5318 | 135.6734 | 140.5429 | 145.2071 | 150.7156 | 156.525 | 162.5649 | 168.7895 | 174.3699 | 179.4516 | 185.5172 | 191.0124
CDP1 | NSW | SNW | Snowy 2.0 | 0 | 0 | 0 | 0 | 0 | 0 | 0 | 0 | 0 | 0 | 0 | 0 | 0 | 0 | 0 | 0 | 0 | 0 | 0 | 0 | 0 | 0 | 0 | 0 | 0 | 0 | 0 | 0
CDP1 | NSW | SNW | Deep storage | 0 | 0 | 0 | 0 | 0 | 0 | 0 | 0 | 0 | 0 | 0 | 0 | 0 | 0 | 0 | 0 | 0 | 0 | 0 | 0 | 0 | 0 | 0 | 0 | 0 | 0 | 0 | 0
CDP1 | NSW | SNW | Medium storage | 0 | 889.146 | 889.146 | 889.146 | 889.146 | 1302.1608 | 1302.1608 | 1302.1608 | 1302.1608 | 1302.1608 | 1302.1608 | 1302.1608 | 1302.1608 | 1302.1608 | 1302.1608 | 1302.1608 | 1302.1608 | 1302.1608 | 1302.1608 | 1302.1608 | 1302.1608 | 413.0148 | 413.0148 | 413.0149 | 413.0149 | 181.3555 | 181.3555 | 181.3557
CDP1 | NSW | SNW | Shallow storage | 50 | 682.712 | 682.7148 | 682.7161 | 718.3534 | 760.6894 | 1388.2414 | 1460.8174 | 1388.2414 | 1388.2414 | 1460.8174 | 1388.2414 | 1338.2414 | 1410.8174 | 1410.8174 | 1338.2414 | 1338.2414 | 1338.2414 | 1338.2414 | 1410.8174 | 1338.2414 | 885.8174 | 813.2387 | 813.2374 | 853.37 | 780.794 | 780.794 | 853.37
CDP1 | NSW | SNW | Coordinated CER storage | 11.5295 | 14.8171 | 18.6626 | 22.7871 | 27.7997 | 33.4963 | 43.0237 | 55.4305 | 70.9627 | 90.1039 | 112.9793 | 139.8314 | 170.4524 | 205.2684 | 244.1544 | 286.9162 | 333.5338 | 384.2127 | 438.8854 | 497.66 | 560.8937 | 629.5544 | 702.4072 | 779.5514 | 860.1351 | 943.9419 | 983.3503 | 1018.6582
CDP1 | NSW | SNW | Passive CER storage | 206.3463 | 224.5379 | 240.9368 | 258.9593 | 278.1444 | 301.9599 | 322.7208 | 344.5839 | 366.8252 | 390.7075 | 415.6523 | 441.7183 | 467.2367 | 494.0385 | 520.566 | 545.206 | 567.5963 | 588.6361 | 607.8089 | 625.5986 | 647.3132 | 670.0861 | 693.8422 | 718.7364 | 741.3337 | 761.6739 | 786.6727 | 809.1086
CDP1 | QLD | NQ | Borumba | 0 | 0 | 0 | 0 | 0 | 0 | 0 | 0 | 0 | 0 | 0 | 0 | 0 | 0 | 0 | 0 | 0 | 0 | 0 | 0 | 0 | 0 | 0 | 0 | 0 | 0 | 0 | 0
CDP1 | QLD | NQ | Deep storage | 0 | 0 | 0 | 0 | 0 | 0 | 6.34e-06 | 6.34e-06 | 6.34e-06 | 2.392e-05 | 2.392e-05 | 2.537e-05 | 3.714e-05 | 3.714e-05 | 4.076e-05 | 4.076e-05 | 4.076e-05 | 4.076e-05 | 4.076e-05 | 4.076e-05 | 6.271e-05 | 7.189e-05 | 0.00010946 | 0.00027994 | 35.5463 | 52.2908 | 52.2908 | 108.2165
CDP1 | QLD | NQ | Medium storage | 250 | 250 | 250 | 250 | 250 | 250 | 250 | 250 | 250 | 250 | 250 | 250 | 250 | 250.0001 | 250.0001 | 250.0001 | 250.0001 | 250.0001 | 250.0001 | 250.0001 | 250.0001 | 250.0002 | 250.0005 | 250.0005 | 250.0005 | 250.0005 | 250.0005 | 250.0005
CDP1 | QLD | NQ | Shallow storage | 0 | 0 | 300 | 300 | 300 | 300 | 300 | 300 | 300 | 300 | 300 | 300 | 300 | 300 | 300 | 300 | 300 | 300 | 300 | 300 | 300 | 300 | 0 | 0 | 0 | 0 | 0 | 0
CDP1 | QLD | NQ | Coordinated CER storage | 1.2167 | 1.5929 | 2.0251 | 2.5236 | 3.12 | 3.8402 | 4.861 | 6.1864 | 7.8245 | 9.8358 | 12.2418 | 15.0717 | 18.2721 | 21.9141 | 25.9728 | 30.4036 | 35.228 | 40.4665 | 46.1292 | 52.2496 | 58.927 | 66.1344 | 73.8088 | 81.9834 | 90.4987 | 99.3492 | 103.7072 | 107.6837
CDP1 | QLD | NQ | Passive CER storage | 21.0552 | 23.4635 | 25.9022 | 28.4576 | 31.3925 | 34.814 | 37.9522 | 41.4162 | 44.9799 | 48.8461 | 52.9834 | 57.3995 | 61.6721 | 66.1572 | 70.6014 | 74.6827 | 78.4936 | 82.1191 | 85.5856 | 89.0361 | 92.9771 | 97.0969 | 101.3628 | 105.886 | 109.9772 | 113.7091 | 117.7593 | 121.4976
CDP1 | QLD | GG | Borumba | 0 | 0 | 0 | 0 | 0 | 0 | 0 | 0 | 0 | 0 | 0 | 0 | 0 | 0 | 0 | 0 | 0 | 0 | 0 | 0 | 0 | 0 | 0 | 0 | 0 | 0 | 0 | 0
CDP1 | QLD | GG | Deep storage | 0 | 0 | 0 | 0 | 0 | 0 | 0 | 0 | 0 | 0 | 0 | 0 | 0 | 0 | 0 | 0 | 0 | 0 | 0 | 0 | 0 | 0 | 0 | 0 | 0 | 0 | 0 | 0
CDP1 | QLD | GG | Medium storage | 0 | 0 | 0 | 1.511e-05 | 1.511e-05 | 3.31e-05 | 3.31e-05 | 3.466e-05 | 3.466e-05 | 4.327e-05 | 4.327e-05 | 4.701e-05 | 6.553e-05 | 0.00014903 | 0.00015574 | 0.00015574 | 0.00015574 | 0.00015902 | 0.00015902 | 0.00016632 | 0.00017513 | 0.00086062 | 15.0126 | 201.8265 | 201.8265 | 628.2662 | 628.2662 | 699.228
CDP1 | QLD | GG | Shallow storage | 0 | 400 | 400 | 400 | 400 | 400 | 400 | 400 | 400 | 400 | 400 | 400 | 400 | 400 | 400 | 400 | 400 | 400 | 400 | 400 | 400 | 0 | 0 | 0 | 0 | 0 | 0 | 0
CDP1 | QLD | GG | Coordinated CER storage | 0.066819 | 0.087887 | 0.11153 | 0.14153 | 0.17366 | 0.21572 | 0.29891 | 0.41299 | 0.56211 | 0.74955 | 0.97712 | 1.2471 | 1.5592 | 1.9169 | 2.3184 | 2.7646 | 3.2536 | 3.7908 | 4.3761 | 5.009 | 5.7004 | 6.4465 | 7.2409 | 8.0831 | 8.9664 | 9.8883 | 10.3376 | 10.7449
CDP1 | QLD | GG | Passive CER storage | 1.1563 | 1.2946 | 1.4266 | 1.5959 | 1.7473 | 1.9556 | 2.1352 | 2.3376 | 2.5644 | 2.8105 | 3.0704 | 3.3401 | 3.6127 | 3.8978 | 4.1748 | 4.4417 | 4.6827 | 4.9228 | 5.1563 | 5.3782 | 5.6374 | 5.9123 | 6.1964 | 6.4847 | 6.7498 | 6.9899 | 7.2551 | 7.4911
CDP1 | QLD | CQ | Borumba | 0 | 0 | 0 | 0 | 0 | 0 | 0 | 0 | 0 | 0 | 0 | 0 | 0 | 0 | 0 | 0 | 0 | 0 | 0 | 0 | 0 | 0 | 0 | 0 | 0 | 0 | 0 | 0
CDP1 | QLD | CQ | Deep storage | 0 | 0 | 0 | 0 | 0 | 0 | 6.44e-06 | 6.44e-06 | 6.44e-06 | 2.332e-05 | 2.332e-05 | 2.332e-05 | 3.722e-05 | 3.722e-05 | 3.986e-05 | 3.986e-05 | 3.986e-05 | 4.529e-05 | 4.529e-05 | 4.714e-05 | 0.00013349 | 0.00013861 | 0.00014313 | 0.00017329 | 29.9442 | 396.5832 | 396.5832 | 400
CDP1 | QLD | CQ | Medium storage | 0 | 0 | 0 | 1.664e-05 | 2.045e-05 | 3.373e-05 | 4.092e-05 | 4.218e-05 | 4.938e-05 | 8.072e-05 | 8.072e-05 | 8.442e-05 | 0.00011766 | 0.00020099 | 0.00021268 | 0.00021268 | 0.00021268 | 0.00021521 | 0.00021521 | 0.00022168 | 0.00023898 | 0.00093325 | 15.0037 | 68.7229 | 68.7235 | 296.6489 | 296.6489 | 820.9671
CDP1 | QLD | CQ | Shallow storage | 50 | 50 | 50 | 200 | 200 | 200 | 200 | 200 | 200 | 200 | 200 | 200 | 200 | 200 | 200 | 200 | 200 | 200 | 150 | 150 | 150 | 150 | 150 | 0 | 0 | 0 | 0 | 0
CDP1 | QLD | CQ | Coordinated CER storage | 1.1192 | 1.475 | 1.8705 | 2.3506 | 2.8941 | 3.5651 | 4.6403 | 6.0457 | 7.8273 | 10.0404 | 12.6969 | 15.8224 | 19.4074 | 23.4888 | 28.0554 | 33.0802 | 38.5531 | 44.5354 | 51.0196 | 58.024 | 65.6952 | 73.9546 | 82.751 | 92.094 | 101.874 | 112.0393 | 117.0219 | 121.5395
CDP1 | QLD | CQ | Passive CER storage | 19.3666 | 21.7275 | 23.9255 | 26.506 | 29.119 | 32.3201 | 35.3739 | 38.6267 | 42.1175 | 45.9487 | 49.9898 | 54.2028 | 58.4551 | 62.8527 | 67.2149 | 71.3089 | 75.0313 | 78.6845 | 82.1837 | 85.591 | 89.6089 | 93.7355 | 98.007 | 102.4317 | 106.5375 | 110.2123 | 114.1759 | 117.7274
CDP1 | QLD | SQ | Borumba | 0 | 0 | 0 | 0 | 0 | 0 | 0 | 1998 | 1998 | 1998 | 1998 | 1998 | 1998 | 1998 | 1998 | 1998 | 1998 | 1998 | 1998 | 1998 | 1998 | 1998 | 1998 | 1998 | 1998 | 1998 | 1998 | 1998
CDP1 | QLD | SQ | Deep storage | 0 | 0 | 0 | 0 | 0 | 0 | 0 | 0 | 0 | 0 | 0 | 0 | 0 | 0 | 0 | 0 | 0 | 0 | 0 | 0 | 0 | 0 | 0 | 0 | 0 | 0 | 0 | 0
CDP1 | QLD | SQ | Medium storage | 570 | 570 | 570 | 570 | 570 | 570 | 570 | 570 | 570 | 570 | 570 | 570 | 570 | 570.0001 | 570.0001 | 570.0001 | 570.0001 | 570.0001 | 570.0001 | 570.0001 | 570.0001 | 726.1193 | 1277.0588 | 1277.0588 | 1277.0588 | 2064.5027 | 2064.5027 | 2064.5027
CDP1 | QLD | SQ | Shallow storage | 853.76 | 1159.76 | 1159.76 | 1159.76 | 1159.76 | 1159.76 | 1159.76 | 1159.76 | 1159.76 | 1159.76 | 1159.76 | 1159.76 | 1159.76 | 1159.76 | 1059.76 | 1059.76 | 1059.76 | 1059.76 | 1059.76 | 1059.76 | 759.76 | 509.76 | 509.76 | 509.76 | 254.96 | 254.96 | 254.96 | 154.96
CDP1 | QLD | SQ | Coordinated CER storage | 5.9349 | 7.8549 | 10.0673 | 12.639 | 15.6606 | 19.5036 | 26.1745 | 34.9449 | 45.9905 | 59.704 | 76.2037 | 95.6949 | 118.0268 | 143.566 | 172.1726 | 203.6626 | 237.961 | 275.4027 | 316.0829 | 360.0365 | 407.5661 | 459.4511 | 514.7474 | 573.5005 | 635.0211 | 699.1749 | 730.6031 | 759.1308
CDP1 | QLD | SQ | Passive CER storage | 102.7017 | 115.7072 | 128.7691 | 142.5235 | 157.5718 | 176.8119 | 194.2469 | 213.1165 | 232.7482 | 254.1827 | 276.937 | 301.0369 | 325.0195 | 350.4149 | 375.6131 | 399.0493 | 420.0192 | 440.1605 | 459.7105 | 478.6237 | 501.0311 | 524.6191 | 549.2404 | 574.878 | 598.5559 | 620.3463 | 643.8322 | 664.9847
CDP1 | VIC | VIC | Deep storage | 0 | 0 | 0 | 0 | 0 | 0 | 5.88e-06 | 1.344e-05 | 2.483e-05 | 4.138e-05 | 4.138e-05 | 4.138e-05 | 4.138e-05 | 4.138e-05 | 4.267e-05 | 4.429e-05 | 4.562e-05 | 4.715e-05 | 5.039e-05 | 5.373e-05 | 403.1102 | 403.1102 | 403.1102 | 403.1102 | 468.8838 | 468.8838 | 468.8838 | 507.016
CDP1 | VIC | VIC | Medium storage | 0 | 0 | 350 | 350 | 350 | 350 | 350 | 350 | 350 | 350.0001 | 350.0001 | 350.0001 | 350.0001 | 350.0001 | 350.0001 | 350.0001 | 350.0001 | 350.0001 | 350.0001 | 350.0001 | 350.0001 | 350.0001 | 0.00010984 | 0.00048838 | 0.00048484 | 0.00047876 | 0.00047876 | 0.0004759
CDP1 | VIC | VIC | Shallow storage | 479.13 | 1990.64 | 2055.4403 | 2511.2815 | 2503.5815 | 2703.23 | 2710.53 | 3222.23 | 3733.1699 | 4243.0399 | 5851.9199 | 5851.9199 | 5858.5199 | 5851.9199 | 5846.9199 | 5846.9199 | 5846.9199 | 5546.9199 | 5546.9199 | 5396.9199 | 5203.5199 | 4902.2099 | 4513.7096 | 4207.4684 | 4207.4684 | 3978.2199 | 3378.2199 | 2866.5199
CDP1 | VIC | VIC | Coordinated CER storage | 15.1363 | 20.7187 | 26.6998 | 33.6099 | 42.073 | 52.0251 | 65.3888 | 82.4785 | 103.5543 | 129.304 | 159.8675 | 195.5802 | 236.092 | 282.1042 | 333.3048 | 389.2764 | 449.9516 | 515.8702 | 587.1309 | 663.853 | 746.8741 | 837.0114 | 932.8772 | 1034.5743 | 1140.6225 | 1250.7708 | 1304.751 | 1353.7071
CDP1 | VIC | VIC | Passive CER storage | 301.4603 | 331.822 | 361.74 | 393.4245 | 427.1076 | 470.0826 | 508.8755 | 550.5086 | 593.6031 | 640.251 | 689.3259 | 740.7945 | 791.6143 | 844.9475 | 897.6568 | 946.6059 | 991.0946 | 1033.8217 | 1074.9606 | 1114.8568 | 1161.2955 | 1209.6656 | 1259.8506 | 1312.0582 | 1360.0652 | 1403.9921 | 1454.6296 | 1500.8336
CDP1 | SA | CSA | Deep storage | 0 | 0 | 0 | 0 | 0 | 0 | 3.23e-06 | 3.23e-06 | 3.23e-06 | 4.78e-06 | 4.78e-06 | 4.78e-06 | 4.78e-06 | 4.78e-06 | 7.02e-06 | 7.02e-06 | 7.02e-06 | 7.02e-06 | 7.02e-06 | 8.11e-06 | 1.678e-05 | 1.678e-05 | 1.678e-05 | 1.885e-05 | 1.885e-05 | 2.009e-05 | 2.009e-05 | 2.172e-05
CDP1 | SA | CSA | Medium storage | 0 | 0 | 0 | 1.358e-05 | 1.728e-05 | 2.297e-05 | 2.297e-05 | 2.297e-05 | 2.648e-05 | 2.84e-05 | 2.84e-05 | 2.84e-05 | 2.84e-05 | 2.961e-05 | 3.413e-05 | 3.413e-05 | 3.413e-05 | 3.413e-05 | 3.413e-05 | 3.413e-05 | 8.531e-05 | 8.792e-05 | 0.00010991 | 1043.4962 | 1043.4962 | 1376.9657 | 1376.9657 | 1376.9657
CDP1 | SA | CSA | Shallow storage | 656.2 | 951.18 | 1568.6258 | 2812.407 | 2818.427 | 2812.407 | 2782.407 | 2782.407 | 2782.407 | 2782.407 | 2782.407 | 2782.407 | 2782.407 | 2782.407 | 2782.407 | 2782.407 | 2782.407 | 2770.407 | 2776.427 | 2519.707 | 2325.727 | 2163.727 | 1546.2812 | 407.9713 | 366.4713 | 255.4713 | 255.4713 | 255.4713
CDP1 | SA | CSA | Coordinated CER storage | 62.4605 | 69.574 | 76.4942 | 84.1684 | 92.1358 | 101.9094 | 111.3026 | 121.9009 | 133.5508 | 146.6546 | 161.056 | 176.8714 | 193.5765 | 211.7514 | 230.9299 | 250.6652 | 270.8794 | 292.0065 | 314.1066 | 337.1741 | 362.1662 | 388.8506 | 416.8107 | 446.0604 | 475.6817 | 505.6161 | 520.6813 | 534.0007
CDP1 | SA | CSA | Passive CER storage | 176.8412 | 189.127 | 200.7947 | 212.4134 | 224.7795 | 239.333 | 252.1373 | 265.4672 | 278.7557 | 292.6711 | 306.7404 | 321.0593 | 334.5405 | 348.2941 | 361.3463 | 372.8549 | 382.7225 | 391.8089 | 400.2474 | 408.0508 | 417.2101 | 426.5738 | 436.0668 | 445.6894 | 454.0331 | 461.1754 | 471.3591 | 480.3156
CDP1 | SA | SESA | Deep storage | 0 | 0 | 0 | 0 | 0 | 0 | 0 | 0 | 0 | 0 | 0 | 0 | 0 | 0 | 0 | 0 | 0 | 0 | 0 | 0 | 0 | 0 | 0 | 0 | 0 | 0 | 0 | 0
CDP1 | SA | SESA | Medium storage | 0 | 0 | 0 | 1.319e-05 | 1.69e-05 | 2.199e-05 | 2.199e-05 | 2.199e-05 | 2.767e-05 | 2.767e-05 | 2.767e-05 | 2.767e-05 | 2.767e-05 | 3.34e-05 | 3.891e-05 | 3.891e-05 | 3.891e-05 | 3.891e-05 | 3.891e-05 | 4.08e-05 | 7.184e-05 | 7.503e-05 | 8.143e-05 | 74.3318 | 74.3318 | 74.3318 | 74.3318 | 74.3318
CDP1 | SA | SESA | Shallow storage | 25 | 25 | 25 | 25 | 25 | 25 | 25 | 25 | 25 | 25 | 0 | 0 | 0 | 0 | 0 | 0 | 0 | 0 | 0 | 0 | 0 | 0 | 0 | 0 | 0 | 0 | 0 | 0
CDP1 | SA | SESA | Coordinated CER storage | 2.2312 | 2.5031 | 2.7724 | 3.0693 | 3.3785 | 3.771 | 4.1547 | 4.5772 | 5.0453 | 5.5905 | 6.2292 | 6.8967 | 7.6454 | 8.4204 | 9.2343 | 10.0864 | 10.97 | 11.8923 | 12.8505 | 13.8935 | 15.057 | 16.2673 | 17.5209 | 18.834 | 20.1658 | 21.5197 | 22.1956 | 22.8328
CDP1 | SA | SESA | Passive CER storage | 6.3171 | 6.8043 | 7.2775 | 7.7459 | 8.2424 | 8.8562 | 9.3849 | 9.9001 | 10.4074 | 10.9659 | 11.6011 | 12.1692 | 12.779 | 13.3159 | 13.8063 | 14.2494 | 14.6336 | 14.9745 | 15.2687 | 15.6028 | 16.033 | 16.4336 | 16.813 | 17.1981 | 17.5263 | 17.8106 | 18.2151 | 18.6306
CDP1 | TAS | TAS | Deep storage | 0 | 0 | 0 | 0 | 0 | 0 | 1.679e-05 | 2.368e-05 | 4.159e-05 | 4.159e-05 | 4.159e-05 | 4.159e-05 | 1.473 | 50.1585 | 50.1585 | 50.1585 | 50.1585 | 50.1585 | 171.258 | 459.5397 | 919.0688 | 919.0688 | 919.0688 | 919.0688 | 919.0688 | 919.0688 | 919.0688 | 919.0688
CDP1 | TAS | TAS | Medium storage | 0 | 0 | 0 | 1.127e-05 | 1.279e-05 | 1.423e-05 | 1.423e-05 | 1.537e-05 | 1.537e-05 | 1.537e-05 | 1.537e-05 | 1.537e-05 | 1.758e-05 | 2.237e-05 | 2.461e-05 | 2.591e-05 | 2.735e-05 | 2.735e-05 | 2.971e-05 | 3.259e-05 | 4.363e-05 | 4.637e-05 | 4.877e-05 | 4.058e-05 | 3.907e-05 | 3.762e-05 | 3.762e-05 | 3.649e-05
CDP1 | TAS | TAS | Shallow storage | 0 | 0 | 0 | 0 | 0 | 0 | 0 | 0 | 0 | 0 | 0 | 0 | 0 | 0 | 0 | 0 | 0 | 0 | 0 | 0 | 0 | 0 | 0 | 0 | 0 | 0 | 0 | 0
CDP1 | TAS | TAS | Coordinated CER storage | 0.86202 | 1.1897 | 1.5604 | 1.9874 | 2.4806 | 3.1026 | 3.6027 | 4.2371 | 5.0419 | 6.0802 | 7.3806 | 8.9752 | 10.855 | 13.0758 | 15.6258 | 18.4829 | 21.6512 | 25.1679 | 29.047 | 33.2957 | 37.9263 | 43.0768 | 48.6582 | 54.6735 | 61.0336 | 67.7354 | 71.4596 | 74.781
CDP1 | TAS | TAS | Passive CER storage | 18.3551 | 20.1214 | 21.7939 | 23.5599 | 25.4634 | 28.0008 | 30.1463 | 32.4307 | 34.7743 | 37.3199 | 39.9892 | 42.7744 | 45.4739 | 48.2933 | 51.0238 | 53.4633 | 55.579 | 57.5324 | 59.351 | 61.0565 | 63.1414 | 65.3064 | 67.5415 | 69.8609 | 71.8752 | 73.5976 | 75.9416 | 77.9696
CDP2 | NSW | NNSW | Snowy 2.0 | 0 | 0 | 0 | 0 | 0 | 0 | 0 | 0 | 0 | 0 | 0 | 0 | 0 | 0 | 0 | 0 | 0 | 0 | 0 | 0 | 0 | 0 | 0 | 0 | 0 | 0 | 0 | 0
CDP2 | NSW | NNSW | Deep storage | 0 | 0 | 0 | 0 | 0 | 0 | 1.101e-05 | 1.101e-05 | 1.221e-05 | 1.221e-05 | 1.353e-05 | 1.901e-05 | 2.032e-05 | 2.032e-05 | 2.286e-05 | 2.398e-05 | 2.398e-05 | 2.398e-05 | 3.393e-05 | 5.125e-05 | 1000 | 1000 | 1000 | 1000 | 1000 | 1000 | 1000 | 1000
CDP2 | NSW | NNSW | Medium storage | 0 | 0 | 275 | 275 | 379.2011 | 1096.1575 | 1096.1575 | 1096.1575 | 1096.1575 | 1096.1575 | 1096.1575 | 1096.1575 | 1096.1575 | 1096.1575 | 1096.1575 | 1096.1575 | 1096.1575 | 1096.1575 | 1096.1575 | 1096.1575 | 1096.1577 | 1096.1577 | 821.1577 | 1292.9135 | 1188.7124 | 1145.5832 | 1145.5832 | 1589.8187
CDP2 | NSW | NNSW | Shallow storage | 0 | 30 | 230 | 430 | 430 | 430 | 430 | 430 | 430 | 400 | 400 | 400 | 400 | 400 | 400 | 400 | 400 | 400 | 400 | 400 | 400 | 400 | 0 | 0 | 0 | 0 | 0 | 0
CDP2 | NSW | NNSW | Coordinated CER storage | 2.9011 | 3.6904 | 4.6278 | 5.5596 | 6.6915 | 7.9992 | 9.7928 | 12.0913 | 14.9199 | 18.3769 | 22.4496 | 27.1895 | 32.5292 | 38.5657 | 45.2506 | 52.5465 | 60.457 | 69.0343 | 78.2621 | 88.1661 | 98.8985 | 110.4266 | 122.6426 | 135.5582 | 148.9852 | 162.8922 | 169.464 | 175.3439
CDP2 | NSW | NNSW | Passive CER storage | 51.9224 | 55.9244 | 59.7457 | 63.1809 | 66.9501 | 72.1109 | 76.9127 | 82.1206 | 87.477 | 93.3283 | 99.3194 | 105.5537 | 111.5324 | 117.7469 | 123.7732 | 129.3342 | 134.4245 | 139.3018 | 143.8527 | 148.1976 | 153.2203 | 158.3806 | 163.6836 | 169.1359 | 173.9747 | 178.2371 | 183.577 | 188.3339
CDP2 | NSW | CNSW | Snowy 2.0 | 0 | 0 | 0 | 0 | 0 | 0 | 0 | 0 | 0 | 0 | 0 | 0 | 0 | 0 | 0 | 0 | 0 | 0 | 0 | 0 | 0 | 0 | 0 | 0 | 0 | 0 | 0 | 0
CDP2 | NSW | CNSW | Deep storage | 247 | 247 | 247 | 247 | 247 | 247 | 247 | 247 | 247 | 247 | 247 | 247 | 247 | 247 | 247 | 247 | 247 | 247 | 247 | 247 | 247 | 247 | 247 | 247 | 247 | 247 | 247 | 247
CDP2 | NSW | CNSW | Medium storage | 0 | 549 | 549 | 917.46 | 917.46 | 957.4826 | 917.4626 | 957.4826 | 917.4626 | 917.4626 | 957.4826 | 917.4626 | 917.4626 | 957.4826 | 957.4826 | 917.4626 | 917.4626 | 917.4626 | 917.4626 | 957.4826 | 917.4626 | 408.4826 | 368.4626 | 368.4626 | 408.4826 | 368.4611 | 368.4611 | 408.4812
CDP2 | NSW | CNSW | Shallow storage | 0 | 20 | 29.5936 | 895.6609 | 2284.4498 | 2284.4499 | 2284.4499 | 2284.4499 | 2284.4499 | 2284.4499 | 2284.4499 | 2284.4499 | 2284.4499 | 2284.4499 | 2284.4499 | 2284.4499 | 2284.4499 | 2284.4499 | 2284.4499 | 2284.4499 | 2284.4499 | 2264.4499 | 2254.8563 | 1388.7889 | 124.4697 | 124.4696 | 124.4696 | 124.4696
CDP2 | NSW | CNSW | Coordinated CER storage | 1.218 | 1.5545 | 1.9694 | 2.396 | 2.8889 | 3.468 | 4.4484 | 5.7616 | 7.4129 | 9.4548 | 11.9182 | 14.7956 | 18.091 | 21.8271 | 26.0012 | 30.6055 | 35.6384 | 41.1048 | 47.0119 | 53.3576 | 60.2411 | 67.6633 | 75.5332 | 83.8558 | 92.5557 | 101.5813 | 105.8426 | 109.6628
CDP2 | NSW | CNSW | Passive CER storage | 21.7984 | 23.5569 | 25.4252 | 27.2293 | 28.9039 | 31.2635 | 33.4736 | 36.0114 | 38.6022 | 41.3825 | 44.4067 | 47.4404 | 50.4842 | 53.5835 | 56.6421 | 59.5615 | 62.2973 | 64.8483 | 67.2355 | 69.4388 | 72.0568 | 74.8106 | 77.6287 | 80.5076 | 83.1503 | 85.4446 | 88.2195 | 90.7189
CDP2 | NSW | SNSW | Snowy 2.0 | 0 | 0 | 0 | 0 | 2200 | 2200 | 2200 | 2200 | 2200 | 2200 | 2200 | 2200 | 2200 | 2200 | 2200 | 2200 | 2200 | 2200 | 2200 | 2200 | 2200 | 2200 | 2200 | 2200 | 2200 | 2200 | 2200 | 2200
CDP2 | NSW | SNSW | Deep storage | 0 | 0 | 0 | 0 | 0 | 0 | 0 | 0 | 0 | 0 | 0 | 0 | 0 | 0 | 0 | 0 | 0 | 0 | 0 | 0 | 0 | 0 | 0 | 0 | 0 | 0 | 0 | 0
CDP2 | NSW | SNSW | Medium storage | 0 | 50 | 50 | 250 | 250 | 250.0003 | 250.0003 | 250.0003 | 250.0003 | 250.0003 | 250.0003 | 250.0003 | 250.0003 | 250.0003 | 250.0003 | 250.0003 | 250.0003 | 250.0003 | 250.0003 | 250.0003 | 250.0004 | 200.0004 | 200.0004 | 200.0004 | 200.0004 | 200.0003 | 200.0003 | 200.0003
CDP2 | NSW | SNSW | Shallow storage | 309.99 | 318.9 | 318.9 | 318.9 | 318.9 | 319.89 | 318.9 | 319.89 | 318.9 | 318.9 | 319.89 | 318.9 | 318.9 | 319.89 | 319.89 | 318.9 | 318.9 | 318.9 | 308.9 | 259.89 | 258.9 | 249.99 | 249 | 249 | 150 | 150 | 150 | 0
CDP2 | NSW | SNSW | Coordinated CER storage | 2.4469 | 3.1469 | 4.0056 | 4.9448 | 6.063 | 7.344 | 8.8828 | 10.843 | 13.2952 | 16.3304 | 19.989 | 24.3293 | 29.3361 | 35.0941 | 41.5771 | 48.7432 | 56.6101 | 65.2405 | 74.6487 | 84.8616 | 95.9878 | 108.1835 | 121.2843 | 135.2958 | 150.0261 | 165.4879 | 173.4974 | 180.7336
CDP2 | NSW | SNSW | Passive CER storage | 43.7926 | 47.6885 | 51.7125 | 56.1945 | 60.6618 | 66.2045 | 71.0929 | 76.2779 | 81.7101 | 87.5202 | 93.586 | 99.9174 | 106.2198 | 112.7798 | 119.2142 | 125.1293 | 130.5318 | 135.6734 | 140.5429 | 145.2071 | 150.7156 | 156.525 | 162.5649 | 168.7895 | 174.3699 | 179.4516 | 185.5172 | 191.0124
CDP2 | NSW | SNW | Snowy 2.0 | 0 | 0 | 0 | 0 | 0 | 0 | 0 | 0 | 0 | 0 | 0 | 0 | 0 | 0 | 0 | 0 | 0 | 0 | 0 | 0 | 0 | 0 | 0 | 0 | 0 | 0 | 0 | 0
CDP2 | NSW | SNW | Deep storage | 0 | 0 | 0 | 0 | 0 | 0 | 0 | 0 | 0 | 0 | 0 | 0 | 0 | 0 | 0 | 0 | 0 | 0 | 0 | 0 | 0 | 0 | 0 | 0 | 0 | 0 | 0 | 0
CDP2 | NSW | SNW | Medium storage | 0 | 889.1447 | 889.1447 | 889.1447 | 889.1447 | 1493.9844 | 1493.9844 | 1493.9844 | 1493.9844 | 1493.9844 | 1493.9844 | 1493.9844 | 1493.9844 | 1493.9844 | 1493.9844 | 1493.9844 | 1493.9844 | 1493.9844 | 1493.9844 | 1493.9844 | 1493.9844 | 604.8397 | 604.8397 | 604.8398 | 604.8398 | 265.5877 | 265.5877 | 265.5877
CDP2 | NSW | SNW | Shallow storage | 50 | 682.712 | 682.715 | 682.7234 | 718.3581 | 760.6941 | 1388.2461 | 1460.8221 | 1388.2461 | 1388.2461 | 1460.8221 | 1388.2461 | 1338.2461 | 1410.8221 | 1410.8221 | 1338.2461 | 1338.2461 | 1338.2461 | 1338.2461 | 1410.8221 | 1338.2461 | 885.8221 | 813.2431 | 813.2347 | 853.3697 | 780.7937 | 780.7937 | 853.3697
CDP2 | NSW | SNW | Coordinated CER storage | 11.5295 | 14.8171 | 18.6626 | 22.7871 | 27.7997 | 33.4963 | 43.0237 | 55.4305 | 70.9627 | 90.1039 | 112.9793 | 139.8314 | 170.4524 | 205.2684 | 244.1544 | 286.9162 | 333.5338 | 384.2127 | 438.8854 | 497.66 | 560.8937 | 629.5544 | 702.4072 | 779.5514 | 860.1351 | 943.9419 | 983.3503 | 1018.6582
CDP2 | NSW | SNW | Passive CER storage | 206.3463 | 224.5379 | 240.9368 | 258.9593 | 278.1444 | 301.9599 | 322.7208 | 344.5839 | 366.8252 | 390.7075 | 415.6523 | 441.7183 | 467.2367 | 494.0385 | 520.566 | 545.206 | 567.5963 | 588.6361 | 607.8089 | 625.5986 | 647.3132 | 670.0861 | 693.8422 | 718.7364 | 741.3337 | 761.6739 | 786.6727 | 809.1086
CDP2 | QLD | NQ | Borumba | 0 | 0 | 0 | 0 | 0 | 0 | 0 | 0 | 0 | 0 | 0 | 0 | 0 | 0 | 0 | 0 | 0 | 0 | 0 | 0 | 0 | 0 | 0 | 0 | 0 | 0 | 0 | 0
CDP2 | QLD | NQ | Deep storage | 0 | 0 | 0 | 0 | 0 | 0 | 6.72e-06 | 7.87e-06 | 1.042e-05 | 0.00017608 | 0.00017608 | 2.6962 | 2.6962 | 2.6962 | 2.6962 | 2.6962 | 2.6962 | 2.6962 | 2.6962 | 2.6962 | 2.6962 | 2.6962 | 5.6521 | 20.132 | 162.9453 | 180.7298 | 180.7298 | 180.7298
CDP2 | QLD | NQ | Medium storage | 250 | 250 | 250 | 250 | 250 | 250 | 250 | 250 | 250 | 250 | 250 | 250 | 250.0002 | 250.0002 | 250.0002 | 250.0002 | 250.0002 | 250.0002 | 250.0002 | 250.0002 | 250.0003 | 250.0003 | 250.0005 | 250.0004 | 250.0004 | 250.0004 | 250.0004 | 250.0004
CDP2 | QLD | NQ | Shallow storage | 0 | 0 | 300 | 300 | 300 | 300 | 300 | 300 | 300 | 300 | 300 | 300 | 300 | 300 | 300 | 300 | 300 | 300 | 300 | 300 | 300 | 300 | 0 | 0 | 0 | 0 | 0 | 0
CDP2 | QLD | NQ | Coordinated CER storage | 1.2167 | 1.5929 | 2.0251 | 2.5236 | 3.12 | 3.8402 | 4.861 | 6.1864 | 7.8245 | 9.8358 | 12.2418 | 15.0717 | 18.2721 | 21.9141 | 25.9728 | 30.4036 | 35.228 | 40.4665 | 46.1292 | 52.2496 | 58.927 | 66.1344 | 73.8088 | 81.9834 | 90.4987 | 99.3492 | 103.7072 | 107.6837
CDP2 | QLD | NQ | Passive CER storage | 21.0552 | 23.4635 | 25.9022 | 28.4576 | 31.3925 | 34.814 | 37.9522 | 41.4162 | 44.9799 | 48.8461 | 52.9834 | 57.3995 | 61.6721 | 66.1572 | 70.6014 | 74.6827 | 78.4936 | 82.1191 | 85.5856 | 89.0361 | 92.9771 | 97.0969 | 101.3628 | 105.886 | 109.9772 | 113.7091 | 117.7593 | 121.4976
CDP2 | QLD | GG | Borumba | 0 | 0 | 0 | 0 | 0 | 0 | 0 | 0 | 0 | 0 | 0 | 0 | 0 | 0 | 0 | 0 | 0 | 0 | 0 | 0 | 0 | 0 | 0 | 0 | 0 | 0 | 0 | 0
CDP2 | QLD | GG | Deep storage | 0 | 0 | 0 | 0 | 0 | 0 | 0 | 0 | 0 | 0 | 0 | 0 | 0 | 0 | 0 | 0 | 0 | 0 | 0 | 0 | 0 | 0 | 0 | 0 | 0 | 0 | 0 | 0
CDP2 | QLD | GG | Medium storage | 0 | 0 | 0 | 1.607e-05 | 1.607e-05 | 3.531e-05 | 3.531e-05 | 3.637e-05 | 3.922e-05 | 5.031e-05 | 5.031e-05 | 6.75e-05 | 0.00076759 | 0.0040872 | 0.0040948 | 0.0040948 | 0.0040948 | 0.0040948 | 0.0040948 | 0.0040948 | 0.004108 | 0.0041101 | 10.0076 | 93.6306 | 93.6308 | 729.0975 | 729.0975 | 758.2842
CDP2 | QLD | GG | Shallow storage | 0 | 400 | 400 | 400 | 400 | 400 | 400 | 400 | 400 | 400 | 400 | 400 | 400 | 400 | 400 | 400 | 400 | 400 | 400 | 400 | 400 | 0 | 0 | 0 | 0 | 0 | 0 | 0
CDP2 | QLD | GG | Coordinated CER storage | 0.066819 | 0.087887 | 0.11153 | 0.14153 | 0.17366 | 0.21572 | 0.29891 | 0.41299 | 0.56211 | 0.74955 | 0.97712 | 1.2471 | 1.5592 | 1.9169 | 2.3184 | 2.7646 | 3.2536 | 3.7908 | 4.3761 | 5.009 | 5.7004 | 6.4465 | 7.2409 | 8.0831 | 8.9664 | 9.8883 | 10.3376 | 10.7449
CDP2 | QLD | GG | Passive CER storage | 1.1563 | 1.2946 | 1.4266 | 1.5959 | 1.7473 | 1.9556 | 2.1352 | 2.3376 | 2.5644 | 2.8105 | 3.0704 | 3.3401 | 3.6127 | 3.8978 | 4.1748 | 4.4417 | 4.6827 | 4.9228 | 5.1563 | 5.3782 | 5.6374 | 5.9123 | 6.1964 | 6.4847 | 6.7498 | 6.9899 | 7.2551 | 7.4911
CDP2 | QLD | CQ | Borumba | 0 | 0 | 0 | 0 | 0 | 0 | 0 | 0 | 0 | 0 | 0 | 0 | 0 | 0 | 0 | 0 | 0 | 0 | 0 | 0 | 0 | 0 | 0 | 0 | 0 | 0 | 0 | 0
CDP2 | QLD | CQ | Deep storage | 0 | 0 | 0 | 0 | 0 | 0 | 6.82e-06 | 8.06e-06 | 1.128e-05 | 0.00017595 | 0.00017595 | 0.00017595 | 0.00017595 | 0.00017595 | 0.00017853 | 0.00017853 | 0.00017853 | 0.00017853 | 0.00017853 | 0.00017853 | 0.00038346 | 0.00038469 | 0.00039407 | 0.0003954 | 61.4851 | 238.9757 | 238.9757 | 400
CDP2 | QLD | CQ | Medium storage | 0 | 0 | 0 | 1.772e-05 | 2.145e-05 | 3.584e-05 | 4.347e-05 | 4.57e-05 | 4.915e-05 | 0.00016836 | 0.00016836 | 0.0010994 | 0.0017995 | 0.0051189 | 0.00513 | 0.00513 | 0.00513 | 0.00513 | 0.00513 | 0.00513 | 0.0051636 | 0.0051694 | 10.0021 | 27.9477 | 27.9479 | 447.0782 | 447.0782 | 711.1922
CDP2 | QLD | CQ | Shallow storage | 50 | 50 | 50 | 200 | 200 | 200 | 200 | 200 | 200 | 200 | 200 | 200 | 200 | 200 | 200 | 200 | 200 | 200 | 150 | 150 | 150 | 150 | 150 | 0 | 0 | 0 | 0 | 0
CDP2 | QLD | CQ | Coordinated CER storage | 1.1192 | 1.475 | 1.8705 | 2.3506 | 2.8941 | 3.5651 | 4.6403 | 6.0457 | 7.8273 | 10.0404 | 12.6969 | 15.8224 | 19.4074 | 23.4888 | 28.0554 | 33.0802 | 38.5531 | 44.5354 | 51.0196 | 58.024 | 65.6952 | 73.9546 | 82.751 | 92.094 | 101.874 | 112.0393 | 117.0219 | 121.5395
CDP2 | QLD | CQ | Passive CER storage | 19.3666 | 21.7275 | 23.9255 | 26.506 | 29.119 | 32.3201 | 35.3739 | 38.6267 | 42.1175 | 45.9487 | 49.9898 | 54.2028 | 58.4551 | 62.8527 | 67.2149 | 71.3089 | 75.0313 | 78.6845 | 82.1837 | 85.591 | 89.6089 | 93.7355 | 98.007 | 102.4317 | 106.5375 | 110.2123 | 114.1759 | 117.7274
CDP2 | QLD | SQ | Borumba | 0 | 0 | 0 | 0 | 0 | 0 | 0 | 1998 | 1998 | 1998 | 1998 | 1998 | 1998 | 1998 | 1998 | 1998 | 1998 | 1998 | 1998 | 1998 | 1998 | 1998 | 1998 | 1998 | 1998 | 1998 | 1998 | 1998
CDP2 | QLD | SQ | Deep storage | 0 | 0 | 0 | 0 | 0 | 0 | 0 | 0 | 0 | 0 | 0 | 0 | 0 | 0 | 0 | 0 | 0 | 0 | 0 | 0 | 0 | 0 | 0 | 0 | 0 | 0 | 0 | 0
CDP2 | QLD | SQ | Medium storage | 570 | 570 | 570 | 570 | 570 | 570 | 570 | 570 | 570.0001 | 570.0001 | 570.0001 | 570.0001 | 570.0009 | 718.2108 | 718.2108 | 718.2108 | 718.2108 | 718.2108 | 718.2108 | 718.2108 | 718.2108 | 718.2108 | 884.5978 | 884.5978 | 884.5978 | 1391.1241 | 1391.1241 | 1391.1241
CDP2 | QLD | SQ | Shallow storage | 853.76 | 1159.76 | 1159.76 | 1159.76 | 1159.76 | 1159.76 | 1159.76 | 1159.76 | 1159.76 | 1159.76 | 1159.76 | 1159.76 | 1159.76 | 1159.76 | 1059.76 | 1059.76 | 1059.76 | 1059.76 | 1059.76 | 1059.76 | 759.76 | 509.76 | 509.76 | 509.76 | 254.96 | 254.96 | 254.96 | 154.96
CDP2 | QLD | SQ | Coordinated CER storage | 5.9349 | 7.8549 | 10.0673 | 12.639 | 15.6606 | 19.5036 | 26.1745 | 34.9449 | 45.9905 | 59.704 | 76.2037 | 95.6949 | 118.0268 | 143.566 | 172.1726 | 203.6626 | 237.961 | 275.4027 | 316.0829 | 360.0365 | 407.5661 | 459.4511 | 514.7474 | 573.5005 | 635.0211 | 699.1749 | 730.6031 | 759.1308
CDP2 | QLD | SQ | Passive CER storage | 102.7017 | 115.7072 | 128.7691 | 142.5235 | 157.5718 | 176.8119 | 194.2469 | 213.1165 | 232.7482 | 254.1827 | 276.937 | 301.0369 | 325.0195 | 350.4149 | 375.6131 | 399.0493 | 420.0192 | 440.1605 | 459.7105 | 478.6237 | 501.0311 | 524.6191 | 549.2404 | 574.878 | 598.5559 | 620.3463 | 643.8322 | 664.9847
CDP2 | VIC | VIC | Deep storage | 0 | 0 | 0 | 0 | 0 | 0 | 6.32e-06 | 1.272e-05 | 3.272e-05 | 73.0273 | 73.0273 | 73.0273 | 73.0273 | 73.0273 | 73.0273 | 73.0273 | 73.0273 | 73.0273 | 73.0273 | 73.0273 | 648.7769 | 648.7769 | 648.7769 | 648.7769 | 648.7769 | 648.7769 | 648.7769 | 648.7769
CDP2 | VIC | VIC | Medium storage | 0 | 0 | 350 | 350 | 350 | 350 | 350 | 350 | 350 | 350.0004 | 350.0004 | 350.0004 | 350.0004 | 350.0004 | 350.0004 | 350.0004 | 350.0004 | 350.0004 | 350.0004 | 350.0004 | 350.0004 | 350.0004 | 0.0003839 | 0.00071967 | 0.00071635 | 0.0007091 | 0.0007091 | 0.00070542
CDP2 | VIC | VIC | Shallow storage | 479.13 | 1990.64 | 2055.4403 | 2514.2199 | 2506.5199 | 2703.23 | 2710.53 | 3222.23 | 3733.1699 | 4170.0123 | 5778.8923 | 5778.8923 | 5785.4923 | 5778.8923 | 5773.8923 | 5773.8923 | 5773.8923 | 5473.8923 | 5473.8923 | 5323.8923 | 5130.4923 | 4829.1823 | 4440.682 | 4131.5024 | 4131.5024 | 3905.1923 | 3305.1923 | 2793.4923
CDP2 | VIC | VIC | Coordinated CER storage | 15.1363 | 20.7187 | 26.6998 | 33.6099 | 42.073 | 52.0251 | 65.3888 | 82.4785 | 103.5543 | 129.304 | 159.8675 | 195.5802 | 236.092 | 282.1042 | 333.3048 | 389.2764 | 449.9516 | 515.8702 | 587.1309 | 663.853 | 746.8741 | 837.0114 | 932.8772 | 1034.5743 | 1140.6225 | 1250.7708 | 1304.751 | 1353.7071
CDP2 | VIC | VIC | Passive CER storage | 301.4603 | 331.822 | 361.74 | 393.4245 | 427.1076 | 470.0826 | 508.8755 | 550.5086 | 593.6031 | 640.251 | 689.3259 | 740.7945 | 791.6143 | 844.9475 | 897.6568 | 946.6059 | 991.0946 | 1033.8217 | 1074.9606 | 1114.8568 | 1161.2955 | 1209.6656 | 1259.8506 | 1312.0582 | 1360.0652 | 1403.9921 | 1454.6296 | 1500.8336
CDP2 | SA | CSA | Deep storage | 0 | 0 | 0 | 0 | 0 | 0 | 3.45e-06 | 3.45e-06 | 3.45e-06 | 5.75e-06 | 5.75e-06 | 5.75e-06 | 5.75e-06 | 5.75e-06 | 7.59e-06 | 7.59e-06 | 7.59e-06 | 7.59e-06 | 7.59e-06 | 8.59e-06 | 1.944e-05 | 1.944e-05 | 1.944e-05 | 1.944e-05 | 1.944e-05 | 2.093e-05 | 2.093e-05 | 2.093e-05
CDP2 | SA | CSA | Medium storage | 0 | 0 | 0 | 1.494e-05 | 1.835e-05 | 2.553e-05 | 2.553e-05 | 2.553e-05 | 2.553e-05 | 2.894e-05 | 2.894e-05 | 2.894e-05 | 2.894e-05 | 2.894e-05 | 3.483e-05 | 3.483e-05 | 3.483e-05 | 3.483e-05 | 3.483e-05 | 3.78e-05 | 0.00010775 | 0.00011595 | 113.1785 | 919.1183 | 919.1183 | 1535.6335 | 1535.6335 | 1535.6335
CDP2 | SA | CSA | Shallow storage | 656.2 | 951.18 | 1570.1102 | 2223.8266 | 2229.8466 | 2223.8266 | 2193.8266 | 2193.8266 | 2193.8266 | 2193.8266 | 2193.8266 | 2193.8266 | 2193.8266 | 2193.8266 | 2193.8266 | 2193.8266 | 2193.8266 | 2181.8266 | 2187.8466 | 1931.1266 | 1737.1466 | 1575.1466 | 956.2164 | 357.9348 | 316.4348 | 205.4348 | 205.4348 | 205.4348
CDP2 | SA | CSA | Coordinated CER storage | 62.4605 | 69.574 | 76.4942 | 84.1684 | 92.1358 | 101.9094 | 111.3026 | 121.9009 | 133.5508 | 146.6546 | 161.056 | 176.8714 | 193.5765 | 211.7514 | 230.9299 | 250.6652 | 270.8794 | 292.0065 | 314.1066 | 337.1741 | 362.1662 | 388.8506 | 416.8107 | 446.0604 | 475.6817 | 505.6161 | 520.6813 | 534.0007
CDP2 | SA | CSA | Passive CER storage | 176.8412 | 189.127 | 200.7947 | 212.4134 | 224.7795 | 239.333 | 252.1373 | 265.4672 | 278.7557 | 292.6711 | 306.7404 | 321.0593 | 334.5405 | 348.2941 | 361.3463 | 372.8549 | 382.7225 | 391.8089 | 400.2474 | 408.0508 | 417.2101 | 426.5738 | 436.0668 | 445.6894 | 454.0331 | 461.1754 | 471.3591 | 480.3156
CDP2 | SA | SESA | Deep storage | 0 | 0 | 0 | 0 | 0 | 0 | 0 | 0 | 0 | 0 | 0 | 0 | 0 | 0 | 0 | 0 | 0 | 0 | 0 | 0 | 0 | 0 | 0 | 0 | 0 | 0 | 0 | 0
CDP2 | SA | SESA | Medium storage | 0 | 0 | 0 | 1.445e-05 | 1.789e-05 | 2.41e-05 | 2.41e-05 | 2.522e-05 | 2.627e-05 | 2.925e-05 | 2.925e-05 | 2.925e-05 | 2.925e-05 | 2.925e-05 | 3.356e-05 | 3.356e-05 | 3.356e-05 | 3.356e-05 | 3.356e-05 | 3.356e-05 | 8.581e-05 | 8.731e-05 | 0.00018499 | 0.0021791 | 0.0021757 | 0.0021695 | 0.0021695 | 0.0021683
CDP2 | SA | SESA | Shallow storage | 25 | 25 | 25 | 25 | 25 | 25 | 25 | 25 | 25 | 25 | 0 | 0 | 0 | 0 | 0 | 0 | 0 | 0 | 0 | 0 | 0 | 0 | 0 | 0 | 0 | 0 | 0 | 0
CDP2 | SA | SESA | Coordinated CER storage | 2.2312 | 2.5031 | 2.7724 | 3.0693 | 3.3785 | 3.771 | 4.1547 | 4.5772 | 5.0453 | 5.5905 | 6.2292 | 6.8967 | 7.6454 | 8.4204 | 9.2343 | 10.0864 | 10.97 | 11.8923 | 12.8505 | 13.8935 | 15.057 | 16.2673 | 17.5209 | 18.834 | 20.1658 | 21.5197 | 22.1956 | 22.8328
CDP2 | SA | SESA | Passive CER storage | 6.3171 | 6.8043 | 7.2775 | 7.7459 | 8.2424 | 8.8562 | 9.3849 | 9.9001 | 10.4074 | 10.9659 | 11.6011 | 12.1692 | 12.779 | 13.3159 | 13.8063 | 14.2494 | 14.6336 | 14.9745 | 15.2687 | 15.6028 | 16.033 | 16.4336 | 16.813 | 17.1981 | 17.5263 | 17.8106 | 18.2151 | 18.6306
CDP2 | TAS | TAS | Deep storage | 0 | 0 | 0 | 0 | 0 | 0 | 1.783e-05 | 2.161e-05 | 0.00011192 | 0.00012975 | 0.00012975 | 0.00012975 | 67.0801 | 80.5319 | 80.5319 | 80.5319 | 80.5319 | 80.5319 | 162.6301 | 457.955 | 1121 | 1121 | 1121 | 1121 | 1121 | 1121 | 1121 | 1121
CDP2 | TAS | TAS | Medium storage | 0 | 0 | 0 | 1.208e-05 | 1.347e-05 | 1.498e-05 | 1.498e-05 | 1.667e-05 | 1.874e-05 | 2.098e-05 | 2.098e-05 | 2.098e-05 | 2.098e-05 | 2.098e-05 | 2.256e-05 | 2.466e-05 | 2.595e-05 | 2.719e-05 | 2.719e-05 | 2.719e-05 | 3.318e-05 | 3.318e-05 | 3.813e-05 | 3.092e-05 | 2.953e-05 | 2.802e-05 | 2.802e-05 | 2.633e-05
CDP2 | TAS | TAS | Shallow storage | 0 | 0 | 0 | 0 | 0 | 0 | 0 | 0 | 0 | 0 | 0 | 0 | 0 | 0 | 0 | 0 | 0 | 0 | 0 | 0 | 0 | 0 | 0 | 0 | 0 | 0 | 0 | 0
CDP2 | TAS | TAS | Coordinated CER storage | 0.86202 | 1.1897 | 1.5604 | 1.9874 | 2.4806 | 3.1026 | 3.6027 | 4.2371 | 5.0419 | 6.0802 | 7.3806 | 8.9752 | 10.855 | 13.0758 | 15.6258 | 18.4829 | 21.6512 | 25.1679 | 29.047 | 33.2957 | 37.9263 | 43.0768 | 48.6582 | 54.6735 | 61.0336 | 67.7354 | 71.4596 | 74.781
CDP2 | TAS | TAS | Passive CER storage | 18.3551 | 20.1214 | 21.7939 | 23.5599 | 25.4634 | 28.0008 | 30.1463 | 32.4307 | 34.7743 | 37.3199 | 39.9892 | 42.7744 | 45.4739 | 48.2933 | 51.0238 | 53.4633 | 55.579 | 57.5324 | 59.351 | 61.0565 | 63.1414 | 65.3064 | 67.5415 | 69.8609 | 71.8752 | 73.5976 | 75.9416 | 77.9696
CDP3 | NSW | NNSW | Snowy 2.0 | 0 | 0 | 0 | 0 | 0 | 0 | 0 | 0 | 0 | 0 | 0 | 0 | 0 | 0 | 0 | 0 | 0 | 0 | 0 | 0 | 0 | 0 | 0 | 0 | 0 | 0 | 0 | 0
CDP3 | NSW | NNSW | Deep storage | 0 | 0 | 0 | 0 | 0 | 0 | 1.55e-05 | 1.862e-05 | 1.862e-05 | 2.091e-05 | 2.989e-05 | 3.997e-05 | 4.913e-05 | 5.017e-05 | 5.297e-05 | 5.297e-05 | 5.297e-05 | 5.886e-05 | 5.886e-05 | 7.648e-05 | 1000 | 1000 | 1000 | 1000 | 1000 | 1000 | 1000 | 1000
CDP3 | NSW | NNSW | Medium storage | 0 | 0 | 275 | 275.0001 | 382.9079 | 1188.9121 | 1188.9121 | 1188.9121 | 1188.9121 | 1188.9121 | 1188.9121 | 1188.9121 | 1188.9121 | 1188.9121 | 1188.9121 | 1188.9121 | 1188.9121 | 1188.9121 | 1188.9121 | 1188.9122 | 1188.9123 | 1188.9123 | 913.9123 | 1507.1362 | 1399.2284 | 1293.674 | 1293.674 | 1628.919
CDP3 | NSW | NNSW | Shallow storage | 0 | 30 | 230 | 430 | 430 | 430 | 430 | 430 | 430 | 400 | 400 | 400 | 400 | 400 | 400 | 400 | 400 | 400 | 400 | 400 | 400 | 400 | 0 | 0 | 0 | 0 | 0 | 0
CDP3 | NSW | NNSW | Coordinated CER storage | 2.9011 | 3.6904 | 4.6278 | 5.5596 | 6.6915 | 7.9992 | 9.7928 | 12.0913 | 14.9199 | 18.3769 | 22.4496 | 27.1895 | 32.5292 | 38.5657 | 45.2506 | 52.5465 | 60.457 | 69.0343 | 78.2621 | 88.1661 | 98.8985 | 110.4266 | 122.6426 | 135.5582 | 148.9852 | 162.8922 | 169.464 | 175.3439
CDP3 | NSW | NNSW | Passive CER storage | 51.9224 | 55.9244 | 59.7457 | 63.1809 | 66.9501 | 72.1109 | 76.9127 | 82.1206 | 87.477 | 93.3283 | 99.3194 | 105.5537 | 111.5324 | 117.7469 | 123.7732 | 129.3342 | 134.4245 | 139.3018 | 143.8527 | 148.1976 | 153.2203 | 158.3806 | 163.6836 | 169.1359 | 173.9747 | 178.2371 | 183.577 | 188.3339
CDP3 | NSW | CNSW | Snowy 2.0 | 0 | 0 | 0 | 0 | 0 | 0 | 0 | 0 | 0 | 0 | 0 | 0 | 0 | 0 | 0 | 0 | 0 | 0 | 0 | 0 | 0 | 0 | 0 | 0 | 0 | 0 | 0 | 0
CDP3 | NSW | CNSW | Deep storage | 247 | 247 | 247 | 247 | 247 | 247 | 247 | 247 | 247 | 247 | 247 | 247 | 247 | 247 | 247 | 247 | 247 | 247 | 247 | 247 | 247 | 247 | 247 | 247 | 247 | 247 | 247 | 247
CDP3 | NSW | CNSW | Medium storage | 0 | 549 | 549 | 917.46 | 917.46 | 957.4945 | 917.4745 | 957.4945 | 917.4745 | 917.4745 | 957.4945 | 917.4745 | 917.4745 | 957.4945 | 957.4945 | 917.4745 | 917.4745 | 917.4745 | 917.4745 | 957.4945 | 917.4745 | 408.4945 | 368.4745 | 368.4745 | 408.4945 | 368.4664 | 368.4664 | 408.4864
CDP3 | NSW | CNSW | Shallow storage | 0 | 20 | 30.0619 | 321.407 | 1706.4866 | 1706.4866 | 1706.4866 | 1706.4866 | 1706.4866 | 1706.4866 | 1706.4866 | 1706.4866 | 1706.4866 | 1706.4866 | 1706.4866 | 1706.4866 | 1706.4866 | 1706.4866 | 1706.4866 | 1706.4866 | 1706.4866 | 1686.4866 | 1676.4247 | 1385.0797 | 124.1365 | 124.1365 | 124.1365 | 124.1365
CDP3 | NSW | CNSW | Coordinated CER storage | 1.218 | 1.5545 | 1.9694 | 2.396 | 2.8889 | 3.468 | 4.4484 | 5.7616 | 7.4129 | 9.4548 | 11.9182 | 14.7956 | 18.091 | 21.8271 | 26.0012 | 30.6055 | 35.6384 | 41.1048 | 47.0119 | 53.3576 | 60.2411 | 67.6633 | 75.5332 | 83.8558 | 92.5557 | 101.5813 | 105.8426 | 109.6628
CDP3 | NSW | CNSW | Passive CER storage | 21.7984 | 23.5569 | 25.4252 | 27.2293 | 28.9039 | 31.2635 | 33.4736 | 36.0114 | 38.6022 | 41.3825 | 44.4067 | 47.4404 | 50.4842 | 53.5835 | 56.6421 | 59.5615 | 62.2973 | 64.8483 | 67.2355 | 69.4388 | 72.0568 | 74.8106 | 77.6287 | 80.5076 | 83.1503 | 85.4446 | 88.2195 | 90.7189
CDP3 | NSW | SNSW | Snowy 2.0 | 0 | 0 | 0 | 0 | 2200 | 2200 | 2200 | 2200 | 2200 | 2200 | 2200 | 2200 | 2200 | 2200 | 2200 | 2200 | 2200 | 2200 | 2200 | 2200 | 2200 | 2200 | 2200 | 2200 | 2200 | 2200 | 2200 | 2200
CDP3 | NSW | SNSW | Deep storage | 0 | 0 | 0 | 0 | 0 | 0 | 0 | 0 | 0 | 0 | 0 | 0 | 0 | 0 | 0 | 0 | 0 | 0 | 0 | 0 | 0 | 0 | 0 | 0 | 0 | 0 | 0 | 0
CDP3 | NSW | SNSW | Medium storage | 0 | 50 | 50 | 250 | 250 | 335.0792 | 335.0792 | 335.0792 | 335.0792 | 335.0792 | 335.0792 | 335.0792 | 335.0792 | 335.0792 | 335.0792 | 335.0792 | 335.0792 | 335.0792 | 335.0792 | 335.0792 | 335.0792 | 285.0792 | 285.0792 | 285.0792 | 285.0792 | 237.3584 | 237.3584 | 237.3584
CDP3 | NSW | SNSW | Shallow storage | 309.99 | 318.9 | 318.9 | 318.9 | 318.9 | 319.89 | 318.9 | 319.89 | 318.9 | 318.9 | 319.89 | 318.9 | 318.9 | 319.89 | 319.89 | 318.9 | 318.9 | 318.9 | 308.9 | 259.89 | 258.9 | 249.99 | 249 | 249 | 150 | 150 | 150 | 0
CDP3 | NSW | SNSW | Coordinated CER storage | 2.4469 | 3.1469 | 4.0056 | 4.9448 | 6.063 | 7.344 | 8.8828 | 10.843 | 13.2952 | 16.3304 | 19.989 | 24.3293 | 29.3361 | 35.0941 | 41.5771 | 48.7432 | 56.6101 | 65.2405 | 74.6487 | 84.8616 | 95.9878 | 108.1835 | 121.2843 | 135.2958 | 150.0261 | 165.4879 | 173.4974 | 180.7336
CDP3 | NSW | SNSW | Passive CER storage | 43.7926 | 47.6885 | 51.7125 | 56.1945 | 60.6618 | 66.2045 | 71.0929 | 76.2779 | 81.7101 | 87.5202 | 93.586 | 99.9174 | 106.2198 | 112.7798 | 119.2142 | 125.1293 | 130.5318 | 135.6734 | 140.5429 | 145.2071 | 150.7156 | 156.525 | 162.5649 | 168.7895 | 174.3699 | 179.4516 | 185.5172 | 191.0124
CDP3 | NSW | SNW | Snowy 2.0 | 0 | 0 | 0 | 0 | 0 | 0 | 0 | 0 | 0 | 0 | 0 | 0 | 0 | 0 | 0 | 0 | 0 | 0 | 0 | 0 | 0 | 0 | 0 | 0 | 0 | 0 | 0 | 0
CDP3 | NSW | SNW | Deep storage | 0 | 0 | 0 | 0 | 0 | 0 | 0 | 0 | 0 | 0 | 0 | 0 | 0 | 0 | 0 | 0 | 0 | 0 | 0 | 0 | 0 | 0 | 0 | 0 | 0 | 0 | 0 | 0
CDP3 | NSW | SNW | Medium storage | 0 | 889.1456 | 889.1456 | 889.1456 | 889.1456 | 1316.1399 | 1316.1399 | 1316.1399 | 1316.1399 | 1316.1399 | 1316.1399 | 1316.1399 | 1316.1399 | 1316.1399 | 1316.1399 | 1316.1399 | 1316.1399 | 1316.1399 | 1316.1399 | 1316.1399 | 1316.1399 | 426.9943 | 426.9943 | 426.9944 | 426.9944 | 187.4944 | 187.4944 | 187.4944
CDP3 | NSW | SNW | Shallow storage | 50 | 682.712 | 682.7165 | 682.7187 | 718.3559 | 760.6919 | 1388.2439 | 1460.8199 | 1388.2439 | 1388.2439 | 1460.8199 | 1388.2439 | 1338.2439 | 1410.8199 | 1410.8199 | 1338.2439 | 1338.2439 | 1338.2439 | 1338.2439 | 1410.8199 | 1338.2439 | 885.8199 | 813.2393 | 813.2371 | 853.3699 | 780.7939 | 780.7939 | 853.3699
CDP3 | NSW | SNW | Coordinated CER storage | 11.5295 | 14.8171 | 18.6626 | 22.7871 | 27.7997 | 33.4963 | 43.0237 | 55.4305 | 70.9627 | 90.1039 | 112.9793 | 139.8314 | 170.4524 | 205.2684 | 244.1544 | 286.9162 | 333.5338 | 384.2127 | 438.8854 | 497.66 | 560.8937 | 629.5544 | 702.4072 | 779.5514 | 860.1351 | 943.9419 | 983.3503 | 1018.6582
CDP3 | NSW | SNW | Passive CER storage | 206.3463 | 224.5379 | 240.9368 | 258.9593 | 278.1444 | 301.9599 | 322.7208 | 344.5839 | 366.8252 | 390.7075 | 415.6523 | 441.7183 | 467.2367 | 494.0385 | 520.566 | 545.206 | 567.5963 | 588.6361 | 607.8089 | 625.5986 | 647.3132 | 670.0861 | 693.8422 | 718.7364 | 741.3337 | 761.6739 | 786.6727 | 809.1086
CDP3 | QLD | NQ | Borumba | 0 | 0 | 0 | 0 | 0 | 0 | 0 | 0 | 0 | 0 | 0 | 0 | 0 | 0 | 0 | 0 | 0 | 0 | 0 | 0 | 0 | 0 | 0 | 0 | 0 | 0 | 0 | 0
CDP3 | QLD | NQ | Deep storage | 0 | 0 | 0 | 0 | 0 | 0 | 1.049e-05 | 1.325e-05 | 1.325e-05 | 5.659e-05 | 5.659e-05 | 5.659e-05 | 8.332e-05 | 8.332e-05 | 8.681e-05 | 8.681e-05 | 8.681e-05 | 8.924e-05 | 8.924e-05 | 8.924e-05 | 0.00014246 | 0.00014988 | 12.4498 | 19.8501 | 141.6668 | 180.4657 | 180.4657 | 180.5998
CDP3 | QLD | NQ | Medium storage | 250 | 250 | 250 | 250 | 250 | 250 | 250 | 250 | 250 | 250.0001 | 250.0001 | 250.0001 | 250.0001 | 250.0001 | 250.0001 | 250.0001 | 250.0001 | 250.0001 | 250.0001 | 250.0001 | 250.0002 | 250.0002 | 250.0003 | 250.0003 | 250.0003 | 250.0003 | 250.0003 | 250.0003
CDP3 | QLD | NQ | Shallow storage | 0 | 0 | 300 | 300 | 300 | 300 | 300 | 300 | 300 | 300 | 300 | 300 | 300 | 300 | 300 | 300 | 300 | 300 | 300 | 300 | 300 | 300 | 0 | 0 | 0 | 0 | 0 | 0
CDP3 | QLD | NQ | Coordinated CER storage | 1.2167 | 1.5929 | 2.0251 | 2.5236 | 3.12 | 3.8402 | 4.861 | 6.1864 | 7.8245 | 9.8358 | 12.2418 | 15.0717 | 18.2721 | 21.9141 | 25.9728 | 30.4036 | 35.228 | 40.4665 | 46.1292 | 52.2496 | 58.927 | 66.1344 | 73.8088 | 81.9834 | 90.4987 | 99.3492 | 103.7072 | 107.6837
CDP3 | QLD | NQ | Passive CER storage | 21.0552 | 23.4635 | 25.9022 | 28.4576 | 31.3925 | 34.814 | 37.9522 | 41.4162 | 44.9799 | 48.8461 | 52.9834 | 57.3995 | 61.6721 | 66.1572 | 70.6014 | 74.6827 | 78.4936 | 82.1191 | 85.5856 | 89.0361 | 92.9771 | 97.0969 | 101.3628 | 105.886 | 109.9772 | 113.7091 | 117.7593 | 121.4976
CDP3 | QLD | GG | Borumba | 0 | 0 | 0 | 0 | 0 | 0 | 0 | 0 | 0 | 0 | 0 | 0 | 0 | 0 | 0 | 0 | 0 | 0 | 0 | 0 | 0 | 0 | 0 | 0 | 0 | 0 | 0 | 0
CDP3 | QLD | GG | Deep storage | 0 | 0 | 0 | 0 | 0 | 0 | 0 | 0 | 0 | 0 | 0 | 0 | 0 | 0 | 0 | 0 | 0 | 0 | 0 | 0 | 0 | 0 | 0 | 0 | 0 | 0 | 0 | 0
CDP3 | QLD | GG | Medium storage | 0 | 0 | 0 | 2.504e-05 | 2.504e-05 | 5.573e-05 | 5.573e-05 | 6.051e-05 | 6.051e-05 | 8.912e-05 | 8.912e-05 | 8.912e-05 | 0.00014878 | 0.00024925 | 0.00025774 | 0.00025774 | 0.00025774 | 0.00025979 | 0.00025979 | 0.00026532 | 0.00027389 | 0.00031494 | 78.4902 | 124.7924 | 124.7925 | 606.891 | 606.891 | 813.9002
CDP3 | QLD | GG | Shallow storage | 0 | 400 | 400 | 400 | 400 | 400 | 400 | 400 | 400 | 400 | 400 | 400 | 400 | 400 | 400 | 400 | 400 | 400 | 400 | 400 | 400 | 0 | 0 | 0 | 0 | 0 | 0 | 0
CDP3 | QLD | GG | Coordinated CER storage | 0.066819 | 0.087887 | 0.11153 | 0.14153 | 0.17366 | 0.21572 | 0.29891 | 0.41299 | 0.56211 | 0.74955 | 0.97712 | 1.2471 | 1.5592 | 1.9169 | 2.3184 | 2.7646 | 3.2536 | 3.7908 | 4.3761 | 5.009 | 5.7004 | 6.4465 | 7.2409 | 8.0831 | 8.9664 | 9.8883 | 10.3376 | 10.7449
CDP3 | QLD | GG | Passive CER storage | 1.1563 | 1.2946 | 1.4266 | 1.5959 | 1.7473 | 1.9556 | 2.1352 | 2.3376 | 2.5644 | 2.8105 | 3.0704 | 3.3401 | 3.6127 | 3.8978 | 4.1748 | 4.4417 | 4.6827 | 4.9228 | 5.1563 | 5.3782 | 5.6374 | 5.9123 | 6.1964 | 6.4847 | 6.7498 | 6.9899 | 7.2551 | 7.4911
CDP3 | QLD | CQ | Borumba | 0 | 0 | 0 | 0 | 0 | 0 | 0 | 0 | 0 | 0 | 0 | 0 | 0 | 0 | 0 | 0 | 0 | 0 | 0 | 0 | 0 | 0 | 0 | 0 | 0 | 0 | 0 | 0
CDP3 | QLD | CQ | Deep storage | 0 | 0 | 0 | 0 | 0 | 0 | 1.064e-05 | 1.304e-05 | 1.304e-05 | 4.575e-05 | 4.575e-05 | 4.575e-05 | 5.549e-05 | 7.702e-05 | 8.006e-05 | 8.006e-05 | 8.006e-05 | 8.242e-05 | 8.242e-05 | 8.242e-05 | 0.00016269 | 0.0001689 | 0.00017772 | 0.00018598 | 59.6663 | 359.1787 | 359.1787 | 400
CDP3 | QLD | CQ | Medium storage | 0 | 0 | 0 | 2.757e-05 | 3.391e-05 | 5.677e-05 | 6.866e-05 | 7.547e-05 | 7.675e-05 | 0.00015286 | 0.00015286 | 0.00015286 | 0.00021905 | 0.00033589 | 0.00034833 | 0.00034833 | 0.00034833 | 0.00035002 | 0.00035002 | 0.00035396 | 0.00036996 | 0.00042172 | 78.283 | 122.5818 | 122.5825 | 575.3326 | 575.3326 | 888.3078
CDP3 | QLD | CQ | Shallow storage | 50 | 50 | 50 | 200 | 200 | 200 | 200 | 200 | 200 | 200 | 200 | 200 | 200 | 200 | 200 | 200 | 200 | 200 | 150 | 150 | 150 | 150 | 150 | 0 | 0 | 0 | 0 | 0
CDP3 | QLD | CQ | Coordinated CER storage | 1.1192 | 1.475 | 1.8705 | 2.3506 | 2.8941 | 3.5651 | 4.6403 | 6.0457 | 7.8273 | 10.0404 | 12.6969 | 15.8224 | 19.4074 | 23.4888 | 28.0554 | 33.0802 | 38.5531 | 44.5354 | 51.0196 | 58.024 | 65.6952 | 73.9546 | 82.751 | 92.094 | 101.874 | 112.0393 | 117.0219 | 121.5395
CDP3 | QLD | CQ | Passive CER storage | 19.3666 | 21.7275 | 23.9255 | 26.506 | 29.119 | 32.3201 | 35.3739 | 38.6267 | 42.1175 | 45.9487 | 49.9898 | 54.2028 | 58.4551 | 62.8527 | 67.2149 | 71.3089 | 75.0313 | 78.6845 | 82.1837 | 85.591 | 89.6089 | 93.7355 | 98.007 | 102.4317 | 106.5375 | 110.2123 | 114.1759 | 117.7274
CDP3 | QLD | SQ | Borumba | 0 | 0 | 0 | 0 | 0 | 0 | 0 | 1998 | 1998 | 1998 | 1998 | 1998 | 1998 | 1998 | 1998 | 1998 | 1998 | 1998 | 1998 | 1998 | 1998 | 1998 | 1998 | 1998 | 1998 | 1998 | 1998 | 1998
CDP3 | QLD | SQ | Deep storage | 0 | 0 | 0 | 0 | 0 | 0 | 0 | 0 | 0 | 0 | 0 | 0 | 0 | 0 | 0 | 0 | 0 | 0 | 0 | 0 | 0 | 0 | 0 | 0 | 0 | 0 | 0 | 0
CDP3 | QLD | SQ | Medium storage | 570 | 570 | 570 | 570 | 570 | 570 | 570 | 570.0001 | 570.0001 | 570.0001 | 570.0001 | 570.0001 | 570.0001 | 570.0002 | 570.0002 | 570.0002 | 570.0002 | 570.0002 | 570.0002 | 570.0002 | 570.0002 | 570.0003 | 1102.2587 | 1102.2587 | 1102.2587 | 1387.4679 | 1387.4679 | 1387.4678
CDP3 | QLD | SQ | Shallow storage | 853.76 | 1159.76 | 1159.76 | 1159.76 | 1159.76 | 1159.76 | 1159.76 | 1159.76 | 1159.76 | 1159.76 | 1159.76 | 1159.76 | 1159.76 | 1159.76 | 1059.76 | 1059.76 | 1059.76 | 1059.76 | 1059.76 | 1059.76 | 759.76 | 509.76 | 509.76 | 509.76 | 254.96 | 254.96 | 254.96 | 154.96
CDP3 | QLD | SQ | Coordinated CER storage | 5.9349 | 7.8549 | 10.0673 | 12.639 | 15.6606 | 19.5036 | 26.1745 | 34.9449 | 45.9905 | 59.704 | 76.2037 | 95.6949 | 118.0268 | 143.566 | 172.1726 | 203.6626 | 237.961 | 275.4027 | 316.0829 | 360.0365 | 407.5661 | 459.4511 | 514.7474 | 573.5005 | 635.0211 | 699.1749 | 730.6031 | 759.1308
CDP3 | QLD | SQ | Passive CER storage | 102.7017 | 115.7072 | 128.7691 | 142.5235 | 157.5718 | 176.8119 | 194.2469 | 213.1165 | 232.7482 | 254.1827 | 276.937 | 301.0369 | 325.0195 | 350.4149 | 375.6131 | 399.0493 | 420.0192 | 440.1605 | 459.7105 | 478.6237 | 501.0311 | 524.6191 | 549.2404 | 574.878 | 598.5559 | 620.3463 | 643.8322 | 664.9847
CDP3 | VIC | VIC | Deep storage | 0 | 0 | 0 | 0 | 0 | 0 | 9.74e-06 | 2.436e-05 | 4.85e-05 | 0.00011916 | 0.00011916 | 0.00011916 | 0.00011916 | 0.00012672 | 0.00012672 | 0.00012812 | 0.00012812 | 0.00012932 | 0.00013073 | 0.00013943 | 475.6873 | 475.6873 | 475.6873 | 475.6873 | 475.6873 | 487.3519 | 487.3519 | 550.9925
CDP3 | VIC | VIC | Medium storage | 0 | 0 | 350 | 350 | 350 | 350 | 350 | 350 | 350 | 350.0001 | 350.0001 | 350.0001 | 350.0001 | 350.0001 | 350.0001 | 350.0001 | 350.0001 | 350.0001 | 350.0001 | 350.0001 | 350.0001 | 350.0001 | 0.00013624 | 0.0004638 | 0.00045788 | 0.00044758 | 0.00044758 | 0.00044113
CDP3 | VIC | VIC | Shallow storage | 479.13 | 1990.64 | 2055.4404 | 2510.5132 | 2502.8132 | 2703.23 | 2710.53 | 3222.2299 | 3733.1699 | 4243.0397 | 5851.9196 | 5851.9196 | 5858.5196 | 5851.9196 | 5846.9196 | 5846.9196 | 5846.9196 | 5546.9196 | 5546.9196 | 5396.9196 | 5203.5196 | 4902.2096 | 4513.7091 | 4208.2364 | 4208.2364 | 3978.2196 | 3378.2196 | 2866.5197
CDP3 | VIC | VIC | Coordinated CER storage | 15.1363 | 20.7187 | 26.6998 | 33.6099 | 42.073 | 52.0251 | 65.3888 | 82.4785 | 103.5543 | 129.304 | 159.8675 | 195.5802 | 236.092 | 282.1042 | 333.3048 | 389.2764 | 449.9516 | 515.8702 | 587.1309 | 663.853 | 746.8741 | 837.0114 | 932.8772 | 1034.5743 | 1140.6225 | 1250.7708 | 1304.751 | 1353.7071
CDP3 | VIC | VIC | Passive CER storage | 301.4603 | 331.822 | 361.74 | 393.4245 | 427.1076 | 470.0826 | 508.8755 | 550.5086 | 593.6031 | 640.251 | 689.3259 | 740.7945 | 791.6143 | 844.9475 | 897.6568 | 946.6059 | 991.0946 | 1033.8217 | 1074.9606 | 1114.8568 | 1161.2955 | 1209.6656 | 1259.8506 | 1312.0582 | 1360.0652 | 1403.9921 | 1454.6296 | 1500.8336
CDP3 | SA | CSA | Deep storage | 0 | 0 | 0 | 0 | 0 | 0 | 5.35e-06 | 6.55e-06 | 7.62e-06 | 1.038e-05 | 1.038e-05 | 1.038e-05 | 1.038e-05 | 1.617e-05 | 1.788e-05 | 1.788e-05 | 1.788e-05 | 1.788e-05 | 1.788e-05 | 1.788e-05 | 2.016e-05 | 2.016e-05 | 2.145e-05 | 2.145e-05 | 2.145e-05 | 2.283e-05 | 2.283e-05 | 2.738e-05
CDP3 | SA | CSA | Medium storage | 0 | 0 | 0 | 2.25e-05 | 2.874e-05 | 3.84e-05 | 3.84e-05 | 3.997e-05 | 5.178e-05 | 5.178e-05 | 5.178e-05 | 5.178e-05 | 5.353e-05 | 9.584e-05 | 0.0001005 | 0.0001005 | 0.0001005 | 0.0001005 | 0.0001005 | 0.00010346 | 0.00013025 | 0.00013187 | 0.0001385 | 1069.93 | 1069.93 | 1490.0921 | 1490.0921 | 1490.0921
CDP3 | SA | CSA | Shallow storage | 656.2 | 951.18 | 1569.6392 | 2801.791 | 2807.811 | 2801.791 | 2771.791 | 2771.791 | 2771.791 | 2771.791 | 2771.791 | 2771.791 | 2771.791 | 2771.791 | 2771.791 | 2771.791 | 2771.791 | 2759.791 | 2765.811 | 2509.091 | 2315.111 | 2153.111 | 1534.6518 | 406.9854 | 365.4854 | 254.4854 | 254.4854 | 254.4854
CDP3 | SA | CSA | Coordinated CER storage | 62.4605 | 69.574 | 76.4942 | 84.1684 | 92.1358 | 101.9094 | 111.3026 | 121.9009 | 133.5508 | 146.6546 | 161.056 | 176.8714 | 193.5765 | 211.7514 | 230.9299 | 250.6652 | 270.8794 | 292.0065 | 314.1066 | 337.1741 | 362.1662 | 388.8506 | 416.8107 | 446.0604 | 475.6817 | 505.6161 | 520.6813 | 534.0007
CDP3 | SA | CSA | Passive CER storage | 176.8412 | 189.127 | 200.7947 | 212.4134 | 224.7795 | 239.333 | 252.1373 | 265.4672 | 278.7557 | 292.6711 | 306.7404 | 321.0593 | 334.5405 | 348.2941 | 361.3463 | 372.8549 | 382.7225 | 391.8089 | 400.2474 | 408.0508 | 417.2101 | 426.5738 | 436.0668 | 445.6894 | 454.0331 | 461.1754 | 471.3591 | 480.3156
CDP3 | SA | SESA | Deep storage | 0 | 0 | 0 | 0 | 0 | 0 | 0 | 0 | 0 | 0 | 0 | 0 | 0 | 0 | 0 | 0 | 0 | 0 | 0 | 0 | 0 | 0 | 0 | 0 | 0 | 0 | 0 | 0
CDP3 | SA | SESA | Medium storage | 0 | 0 | 0 | 2.185e-05 | 2.806e-05 | 3.673e-05 | 3.673e-05 | 3.788e-05 | 4.512e-05 | 4.825e-05 | 4.825e-05 | 4.825e-05 | 5.027e-05 | 8.761e-05 | 9.265e-05 | 9.265e-05 | 9.265e-05 | 9.265e-05 | 9.265e-05 | 9.265e-05 | 0.00010777 | 0.0001105 | 0.00014828 | 70.5736 | 70.5736 | 70.5736 | 70.5736 | 70.5736
CDP3 | SA | SESA | Shallow storage | 25 | 25 | 25 | 25 | 25 | 25 | 25 | 25 | 25 | 25 | 0 | 0 | 0 | 0 | 0 | 0 | 0 | 0 | 0 | 0 | 0 | 0 | 0 | 0 | 0 | 0 | 0 | 0
CDP3 | SA | SESA | Coordinated CER storage | 2.2312 | 2.5031 | 2.7724 | 3.0693 | 3.3785 | 3.771 | 4.1547 | 4.5772 | 5.0453 | 5.5905 | 6.2292 | 6.8967 | 7.6454 | 8.4204 | 9.2343 | 10.0864 | 10.97 | 11.8923 | 12.8505 | 13.8935 | 15.057 | 16.2673 | 17.5209 | 18.834 | 20.1658 | 21.5197 | 22.1956 | 22.8328
CDP3 | SA | SESA | Passive CER storage | 6.3171 | 6.8043 | 7.2775 | 7.7459 | 8.2424 | 8.8562 | 9.3849 | 9.9001 | 10.4074 | 10.9659 | 11.6011 | 12.1692 | 12.779 | 13.3159 | 13.8063 | 14.2494 | 14.6336 | 14.9745 | 15.2687 | 15.6028 | 16.033 | 16.4336 | 16.813 | 17.1981 | 17.5263 | 17.8106 | 18.2151 | 18.6306
CDP3 | TAS | TAS | Deep storage | 0 | 0 | 0 | 0 | 0 | 0 | 2.779e-05 | 4.221e-05 | 6.505e-05 | 6.505e-05 | 6.505e-05 | 6.505e-05 | 6.505e-05 | 8.751e-05 | 9.696e-05 | 0.00011039 | 21.6536 | 21.6536 | 173.5949 | 453.0084 | 898.775 | 898.775 | 898.775 | 898.775 | 898.775 | 898.775 | 898.775 | 898.775
CDP3 | TAS | TAS | Medium storage | 0 | 0 | 0 | 1.868e-05 | 2.117e-05 | 2.357e-05 | 2.357e-05 | 2.586e-05 | 2.761e-05 | 2.761e-05 | 2.761e-05 | 2.761e-05 | 2.761e-05 | 4.704e-05 | 4.931e-05 | 4.931e-05 | 5.058e-05 | 5.058e-05 | 5.266e-05 | 5.583e-05 | 6.694e-05 | 6.694e-05 | 6.694e-05 | 7.638e-05 | 7.389e-05 | 8.582e-05 | 8.582e-05 | 8.353e-05
CDP3 | TAS | TAS | Shallow storage | 0 | 0 | 0 | 0 | 0 | 0 | 0 | 0 | 0 | 0 | 0 | 0 | 0 | 0 | 0 | 0 | 0 | 0 | 0 | 0 | 0 | 0 | 0 | 0 | 0 | 0 | 0 | 0
CDP3 | TAS | TAS | Coordinated CER storage | 0.86202 | 1.1897 | 1.5604 | 1.9874 | 2.4806 | 3.1026 | 3.6027 | 4.2371 | 5.0419 | 6.0802 | 7.3806 | 8.9752 | 10.855 | 13.0758 | 15.6258 | 18.4829 | 21.6512 | 25.1679 | 29.047 | 33.2957 | 37.9263 | 43.0768 | 48.6582 | 54.6735 | 61.0336 | 67.7354 | 71.4596 | 74.781
CDP3 | TAS | TAS | Passive CER storage | 18.3551 | 20.1214 | 21.7939 | 23.5599 | 25.4634 | 28.0008 | 30.1463 | 32.4307 | 34.7743 | 37.3199 | 39.9892 | 42.7744 | 45.4739 | 48.2933 | 51.0238 | 53.4633 | 55.579 | 57.5324 | 59.351 | 61.0565 | 63.1414 | 65.3064 | 67.5415 | 69.8609 | 71.8752 | 73.5976 | 75.9416 | 77.9696
CDP4 | NSW | NNSW | Snowy 2.0 | 0 | 0 | 0 | 0 | 0 | 0 | 0 | 0 | 0 | 0 | 0 | 0 | 0 | 0 | 0 | 0 | 0 | 0 | 0 | 0 | 0 | 0 | 0 | 0 | 0 | 0 | 0 | 0
CDP4 | NSW | NNSW | Deep storage | 0 | 0 | 0 | 0 | 0 | 0 | 1.339e-05 | 1.636e-05 | 1.636e-05 | 1.741e-05 | 2.539e-05 | 3.418e-05 | 4.246e-05 | 4.246e-05 | 4.539e-05 | 4.646e-05 | 4.646e-05 | 4.983e-05 | 4.983e-05 | 5.678e-05 | 1000 | 1000 | 1000 | 1000 | 1000 | 1000 | 1000 | 1000
CDP4 | NSW | NNSW | Medium storage | 0 | 0 | 275 | 275 | 384.5493 | 1155.6137 | 1155.6137 | 1155.6137 | 1155.6137 | 1155.6137 | 1155.6137 | 1155.6137 | 1155.6138 | 1155.6138 | 1155.6138 | 1155.6138 | 1155.6138 | 1155.6138 | 1155.6138 | 1155.6138 | 1155.6139 | 1155.614 | 880.614 | 1451.3874 | 1341.8382 | 1251.3671 | 1251.3671 | 1613.576
CDP4 | NSW | NNSW | Shallow storage | 0 | 30 | 230 | 430 | 430 | 430 | 430 | 430 | 430 | 400 | 400 | 400 | 400 | 400 | 400 | 400 | 400 | 400 | 400 | 400 | 400 | 400 | 0 | 0 | 0 | 0 | 0 | 0
CDP4 | NSW | NNSW | Coordinated CER storage | 2.9011 | 3.6904 | 4.6278 | 5.5596 | 6.6915 | 7.9992 | 9.7928 | 12.0913 | 14.9199 | 18.3769 | 22.4496 | 27.1895 | 32.5292 | 38.5657 | 45.2506 | 52.5465 | 60.457 | 69.0343 | 78.2621 | 88.1661 | 98.8985 | 110.4266 | 122.6426 | 135.5582 | 148.9852 | 162.8922 | 169.464 | 175.3439
CDP4 | NSW | NNSW | Passive CER storage | 51.9224 | 55.9244 | 59.7457 | 63.1809 | 66.9501 | 72.1109 | 76.9127 | 82.1206 | 87.477 | 93.3283 | 99.3194 | 105.5537 | 111.5324 | 117.7469 | 123.7732 | 129.3342 | 134.4245 | 139.3018 | 143.8527 | 148.1976 | 153.2203 | 158.3806 | 163.6836 | 169.1359 | 173.9747 | 178.2371 | 183.577 | 188.3339
CDP4 | NSW | CNSW | Snowy 2.0 | 0 | 0 | 0 | 0 | 0 | 0 | 0 | 0 | 0 | 0 | 0 | 0 | 0 | 0 | 0 | 0 | 0 | 0 | 0 | 0 | 0 | 0 | 0 | 0 | 0 | 0 | 0 | 0
CDP4 | NSW | CNSW | Deep storage | 247 | 247 | 247 | 247 | 247 | 247 | 247 | 247 | 247 | 247 | 247 | 247 | 247 | 247 | 247 | 247 | 247 | 247 | 247 | 247 | 247 | 247 | 247 | 247 | 247 | 247 | 247 | 247
CDP4 | NSW | CNSW | Medium storage | 0 | 549 | 549 | 917.46 | 917.46 | 957.4877 | 917.4677 | 957.4877 | 917.4677 | 917.4677 | 957.4877 | 917.4677 | 917.4677 | 957.4877 | 957.4877 | 917.4677 | 917.4677 | 917.4677 | 917.4677 | 957.4877 | 917.4677 | 408.4877 | 368.4677 | 368.4677 | 408.4877 | 368.4634 | 368.4634 | 408.4834
CDP4 | NSW | CNSW | Shallow storage | 0 | 20 | 29.8864 | 321.6567 | 1705.0925 | 1705.0925 | 1705.0925 | 1705.0925 | 1705.0925 | 1705.0925 | 1705.0925 | 1705.0925 | 1705.0925 | 1705.0925 | 1705.0925 | 1705.0925 | 1705.0925 | 1705.0925 | 1705.0925 | 1705.0925 | 1705.0925 | 1685.0925 | 1675.2061 | 1383.4358 | 123.9895 | 123.9895 | 123.9895 | 123.9895
CDP4 | NSW | CNSW | Coordinated CER storage | 1.218 | 1.5545 | 1.9694 | 2.396 | 2.8889 | 3.468 | 4.4484 | 5.7616 | 7.4129 | 9.4548 | 11.9182 | 14.7956 | 18.091 | 21.8271 | 26.0012 | 30.6055 | 35.6384 | 41.1048 | 47.0119 | 53.3576 | 60.2411 | 67.6633 | 75.5332 | 83.8558 | 92.5557 | 101.5813 | 105.8426 | 109.6628
CDP4 | NSW | CNSW | Passive CER storage | 21.7984 | 23.5569 | 25.4252 | 27.2293 | 28.9039 | 31.2635 | 33.4736 | 36.0114 | 38.6022 | 41.3825 | 44.4067 | 47.4404 | 50.4842 | 53.5835 | 56.6421 | 59.5615 | 62.2973 | 64.8483 | 67.2355 | 69.4388 | 72.0568 | 74.8106 | 77.6287 | 80.5076 | 83.1503 | 85.4446 | 88.2195 | 90.7189
CDP4 | NSW | SNSW | Snowy 2.0 | 0 | 0 | 0 | 0 | 2200 | 2200 | 2200 | 2200 | 2200 | 2200 | 2200 | 2200 | 2200 | 2200 | 2200 | 2200 | 2200 | 2200 | 2200 | 2200 | 2200 | 2200 | 2200 | 2200 | 2200 | 2200 | 2200 | 2200
CDP4 | NSW | SNSW | Deep storage | 0 | 0 | 0 | 0 | 0 | 0 | 0 | 0 | 0 | 0 | 0 | 0 | 0 | 0 | 0 | 0 | 0 | 0 | 0 | 0 | 0 | 0 | 0 | 0 | 0 | 0 | 0 | 0
CDP4 | NSW | SNSW | Medium storage | 0 | 50 | 50 | 250 | 250 | 266.2623 | 266.2623 | 266.2623 | 266.2623 | 266.2623 | 266.2623 | 266.2623 | 266.2623 | 266.2623 | 266.2623 | 266.2623 | 266.2623 | 266.2623 | 266.2623 | 266.2623 | 266.2623 | 216.2623 | 216.2623 | 216.2623 | 216.2623 | 207.1408 | 207.1408 | 207.1408
CDP4 | NSW | SNSW | Shallow storage | 309.99 | 318.9 | 318.9 | 318.9 | 318.9 | 319.89 | 318.9 | 319.89 | 318.9 | 318.9 | 319.89 | 318.9 | 318.9 | 319.89 | 319.89 | 318.9 | 318.9 | 318.9 | 308.9 | 259.89 | 258.9 | 249.99 | 249 | 249 | 150 | 150 | 150 | 0
CDP4 | NSW | SNSW | Coordinated CER storage | 2.4469 | 3.1469 | 4.0056 | 4.9448 | 6.063 | 7.344 | 8.8828 | 10.843 | 13.2952 | 16.3304 | 19.989 | 24.3293 | 29.3361 | 35.0941 | 41.5771 | 48.7432 | 56.6101 | 65.2405 | 74.6487 | 84.8616 | 95.9878 | 108.1835 | 121.2843 | 135.2958 | 150.0261 | 165.4879 | 173.4974 | 180.7336
CDP4 | NSW | SNSW | Passive CER storage | 43.7926 | 47.6885 | 51.7125 | 56.1945 | 60.6618 | 66.2045 | 71.0929 | 76.2779 | 81.7101 | 87.5202 | 93.586 | 99.9174 | 106.2198 | 112.7798 | 119.2142 | 125.1293 | 130.5318 | 135.6734 | 140.5429 | 145.2071 | 150.7156 | 156.525 | 162.5649 | 168.7895 | 174.3699 | 179.4516 | 185.5172 | 191.0124
CDP4 | NSW | SNW | Snowy 2.0 | 0 | 0 | 0 | 0 | 0 | 0 | 0 | 0 | 0 | 0 | 0 | 0 | 0 | 0 | 0 | 0 | 0 | 0 | 0 | 0 | 0 | 0 | 0 | 0 | 0 | 0 | 0 | 0
CDP4 | NSW | SNW | Deep storage | 0 | 0 | 0 | 0 | 0 | 0 | 0 | 0 | 0 | 0 | 0 | 0 | 0 | 0 | 0 | 0 | 0 | 0 | 0 | 0 | 0 | 0 | 0 | 0 | 0 | 0 | 0 | 0
CDP4 | NSW | SNW | Medium storage | 0 | 889.1453 | 889.1453 | 889.1453 | 889.1453 | 1418.2616 | 1418.2616 | 1418.2616 | 1418.2616 | 1418.2616 | 1418.2616 | 1418.2616 | 1418.2616 | 1418.2616 | 1418.2616 | 1418.2616 | 1418.2616 | 1418.2616 | 1418.2616 | 1418.2616 | 1418.2616 | 529.1163 | 529.1163 | 529.1164 | 529.1164 | 232.3362 | 232.3362 | 232.3362
CDP4 | NSW | SNW | Shallow storage | 50 | 682.712 | 682.7159 | 682.7178 | 718.3574 | 760.6934 | 1388.2454 | 1460.8214 | 1388.2454 | 1388.2454 | 1460.8214 | 1388.2454 | 1338.2454 | 1410.8214 | 1410.8214 | 1338.2454 | 1338.2454 | 1338.2454 | 1338.2454 | 1410.8214 | 1338.2454 | 885.8214 | 813.2415 | 813.2396 | 853.3702 | 780.7942 | 780.7942 | 853.3702
CDP4 | NSW | SNW | Coordinated CER storage | 11.5295 | 14.8171 | 18.6626 | 22.7871 | 27.7997 | 33.4963 | 43.0237 | 55.4305 | 70.9627 | 90.1039 | 112.9793 | 139.8314 | 170.4524 | 205.2684 | 244.1544 | 286.9162 | 333.5338 | 384.2127 | 438.8854 | 497.66 | 560.8937 | 629.5544 | 702.4072 | 779.5514 | 860.1351 | 943.9419 | 983.3503 | 1018.6582
CDP4 | NSW | SNW | Passive CER storage | 206.3463 | 224.5379 | 240.9368 | 258.9593 | 278.1444 | 301.9599 | 322.7208 | 344.5839 | 366.8252 | 390.7075 | 415.6523 | 441.7183 | 467.2367 | 494.0385 | 520.566 | 545.206 | 567.5963 | 588.6361 | 607.8089 | 625.5986 | 647.3132 | 670.0861 | 693.8422 | 718.7364 | 741.3337 | 761.6739 | 786.6727 | 809.1086
CDP4 | QLD | NQ | Borumba | 0 | 0 | 0 | 0 | 0 | 0 | 0 | 0 | 0 | 0 | 0 | 0 | 0 | 0 | 0 | 0 | 0 | 0 | 0 | 0 | 0 | 0 | 0 | 0 | 0 | 0 | 0 | 0
CDP4 | QLD | NQ | Deep storage | 0 | 0 | 0 | 0 | 0 | 0 | 8.99e-06 | 1.165e-05 | 1.165e-05 | 5.044e-05 | 5.044e-05 | 5.044e-05 | 7.415e-05 | 7.415e-05 | 7.73e-05 | 7.73e-05 | 7.73e-05 | 7.933e-05 | 7.933e-05 | 8.098e-05 | 0.00015973 | 0.00016714 | 5.5087 | 19.765 | 144.6081 | 180.4032 | 180.4032 | 180.4032
CDP4 | QLD | NQ | Medium storage | 250 | 250 | 250 | 250 | 250 | 250 | 250 | 250 | 250 | 250.0001 | 250.0001 | 250.0001 | 250.0001 | 250.0001 | 250.0001 | 250.0001 | 250.0001 | 250.0001 | 250.0001 | 250.0001 | 250.0001 | 250.0001 | 250.0002 | 250.0002 | 250.0002 | 250.0002 | 250.0002 | 250.0002
CDP4 | QLD | NQ | Shallow storage | 0 | 0 | 300 | 300 | 300 | 300 | 300 | 300 | 300 | 300 | 300 | 300 | 300 | 300 | 300 | 300 | 300 | 300 | 300 | 300 | 300 | 300 | 0 | 0 | 0 | 0 | 0 | 0
CDP4 | QLD | NQ | Coordinated CER storage | 1.2167 | 1.5929 | 2.0251 | 2.5236 | 3.12 | 3.8402 | 4.861 | 6.1864 | 7.8245 | 9.8358 | 12.2418 | 15.0717 | 18.2721 | 21.9141 | 25.9728 | 30.4036 | 35.228 | 40.4665 | 46.1292 | 52.2496 | 58.927 | 66.1344 | 73.8088 | 81.9834 | 90.4987 | 99.3492 | 103.7072 | 107.6837
CDP4 | QLD | NQ | Passive CER storage | 21.0552 | 23.4635 | 25.9022 | 28.4576 | 31.3925 | 34.814 | 37.9522 | 41.4162 | 44.9799 | 48.8461 | 52.9834 | 57.3995 | 61.6721 | 66.1572 | 70.6014 | 74.6827 | 78.4936 | 82.1191 | 85.5856 | 89.0361 | 92.9771 | 97.0969 | 101.3628 | 105.886 | 109.9772 | 113.7091 | 117.7593 | 121.4976
CDP4 | QLD | GG | Borumba | 0 | 0 | 0 | 0 | 0 | 0 | 0 | 0 | 0 | 0 | 0 | 0 | 0 | 0 | 0 | 0 | 0 | 0 | 0 | 0 | 0 | 0 | 0 | 0 | 0 | 0 | 0 | 0
CDP4 | QLD | GG | Deep storage | 0 | 0 | 0 | 0 | 0 | 0 | 0 | 0 | 0 | 0 | 0 | 0 | 0 | 0 | 0 | 0 | 0 | 0 | 0 | 0 | 0 | 0 | 0 | 0 | 0 | 0 | 0 | 0
CDP4 | QLD | GG | Medium storage | 0 | 0 | 0 | 2.152e-05 | 2.152e-05 | 4.771e-05 | 4.771e-05 | 5.153e-05 | 5.153e-05 | 7.83e-05 | 7.83e-05 | 7.83e-05 | 0.00013111 | 0.00022134 | 0.00022667 | 0.00022667 | 0.00022667 | 0.00022858 | 0.00022858 | 0.0002331 | 0.00024474 | 1.9172 | 52.3472 | 52.4509 | 52.4509 | 584.8633 | 584.8633 | 795.684
CDP4 | QLD | GG | Shallow storage | 0 | 400 | 400 | 400 | 400 | 400 | 400 | 400 | 400 | 400 | 400 | 400 | 400 | 400 | 400 | 400 | 400 | 400 | 400 | 400 | 400 | 0 | 0 | 0 | 0 | 0 | 0 | 0
CDP4 | QLD | GG | Coordinated CER storage | 0.066819 | 0.087887 | 0.11153 | 0.14153 | 0.17366 | 0.21572 | 0.29891 | 0.41299 | 0.56211 | 0.74955 | 0.97712 | 1.2471 | 1.5592 | 1.9169 | 2.3184 | 2.7646 | 3.2536 | 3.7908 | 4.3761 | 5.009 | 5.7004 | 6.4465 | 7.2409 | 8.0831 | 8.9664 | 9.8883 | 10.3376 | 10.7449
CDP4 | QLD | GG | Passive CER storage | 1.1563 | 1.2946 | 1.4266 | 1.5959 | 1.7473 | 1.9556 | 2.1352 | 2.3376 | 2.5644 | 2.8105 | 3.0704 | 3.3401 | 3.6127 | 3.8978 | 4.1748 | 4.4417 | 4.6827 | 4.9228 | 5.1563 | 5.3782 | 5.6374 | 5.9123 | 6.1964 | 6.4847 | 6.7498 | 6.9899 | 7.2551 | 7.4911
CDP4 | QLD | CQ | Borumba | 0 | 0 | 0 | 0 | 0 | 0 | 0 | 0 | 0 | 0 | 0 | 0 | 0 | 0 | 0 | 0 | 0 | 0 | 0 | 0 | 0 | 0 | 0 | 0 | 0 | 0 | 0 | 0
CDP4 | QLD | CQ | Deep storage | 0 | 0 | 0 | 0 | 0 | 0 | 9.12e-06 | 1.149e-05 | 1.149e-05 | 4.074e-05 | 4.074e-05 | 4.074e-05 | 4.911e-05 | 6.869e-05 | 7.108e-05 | 7.108e-05 | 7.108e-05 | 7.108e-05 | 7.108e-05 | 7.298e-05 | 0.0002007 | 0.00020367 | 0.00020966 | 0.00021285 | 51.5001 | 355.1191 | 355.1191 | 400
CDP4 | QLD | CQ | Medium storage | 0 | 0 | 0 | 2.369e-05 | 2.916e-05 | 4.862e-05 | 5.882e-05 | 6.577e-05 | 8.241e-05 | 0.00013689 | 0.00013689 | 0.00013689 | 0.00019468 | 0.00029993 | 0.00030859 | 0.00030859 | 0.00030859 | 0.00031001 | 0.00031001 | 0.00031542 | 0.00033822 | 1.9172 | 80.5666 | 162.7971 | 162.7975 | 560.0983 | 560.0983 | 876.4321
CDP4 | QLD | CQ | Shallow storage | 50 | 50 | 50 | 200 | 200 | 200 | 200 | 200 | 200 | 200 | 200 | 200 | 200 | 200 | 200 | 200 | 200 | 200 | 150 | 150 | 150 | 150 | 150 | 0 | 0 | 0 | 0 | 0
CDP4 | QLD | CQ | Coordinated CER storage | 1.1192 | 1.475 | 1.8705 | 2.3506 | 2.8941 | 3.5651 | 4.6403 | 6.0457 | 7.8273 | 10.0404 | 12.6969 | 15.8224 | 19.4074 | 23.4888 | 28.0554 | 33.0802 | 38.5531 | 44.5354 | 51.0196 | 58.024 | 65.6952 | 73.9546 | 82.751 | 92.094 | 101.874 | 112.0393 | 117.0219 | 121.5395
CDP4 | QLD | CQ | Passive CER storage | 19.3666 | 21.7275 | 23.9255 | 26.506 | 29.119 | 32.3201 | 35.3739 | 38.6267 | 42.1175 | 45.9487 | 49.9898 | 54.2028 | 58.4551 | 62.8527 | 67.2149 | 71.3089 | 75.0313 | 78.6845 | 82.1837 | 85.591 | 89.6089 | 93.7355 | 98.007 | 102.4317 | 106.5375 | 110.2123 | 114.1759 | 117.7274
CDP4 | QLD | SQ | Borumba | 0 | 0 | 0 | 0 | 0 | 0 | 0 | 1998 | 1998 | 1998 | 1998 | 1998 | 1998 | 1998 | 1998 | 1998 | 1998 | 1998 | 1998 | 1998 | 1998 | 1998 | 1998 | 1998 | 1998 | 1998 | 1998 | 1998
CDP4 | QLD | SQ | Deep storage | 0 | 0 | 0 | 0 | 0 | 0 | 0 | 0 | 0 | 0 | 0 | 0 | 0 | 0 | 0 | 0 | 0 | 0 | 0 | 0 | 0 | 0 | 0 | 0 | 0 | 0 | 0 | 0
CDP4 | QLD | SQ | Medium storage | 570 | 570 | 570 | 570 | 570 | 570 | 570 | 570 | 570.0001 | 570.0001 | 570.0001 | 570.0001 | 570.0001 | 570.0002 | 570.0002 | 570.0002 | 570.0002 | 570.0002 | 570.0002 | 570.0002 | 570.0002 | 570.0004 | 1102.3857 | 1102.3857 | 1102.3857 | 1376.0412 | 1376.0412 | 1376.0412
CDP4 | QLD | SQ | Shallow storage | 853.76 | 1159.76 | 1159.76 | 1159.76 | 1159.76 | 1159.76 | 1159.76 | 1159.76 | 1159.76 | 1159.76 | 1159.76 | 1159.76 | 1159.76 | 1159.76 | 1059.76 | 1059.76 | 1059.76 | 1059.76 | 1059.76 | 1059.76 | 759.76 | 509.76 | 509.76 | 509.76 | 254.96 | 254.96 | 254.96 | 154.96
CDP4 | QLD | SQ | Coordinated CER storage | 5.9349 | 7.8549 | 10.0673 | 12.639 | 15.6606 | 19.5036 | 26.1745 | 34.9449 | 45.9905 | 59.704 | 76.2037 | 95.6949 | 118.0268 | 143.566 | 172.1726 | 203.6626 | 237.961 | 275.4027 | 316.0829 | 360.0365 | 407.5661 | 459.4511 | 514.7474 | 573.5005 | 635.0211 | 699.1749 | 730.6031 | 759.1308
CDP4 | QLD | SQ | Passive CER storage | 102.7017 | 115.7072 | 128.7691 | 142.5235 | 157.5718 | 176.8119 | 194.2469 | 213.1165 | 232.7482 | 254.1827 | 276.937 | 301.0369 | 325.0195 | 350.4149 | 375.6131 | 399.0493 | 420.0192 | 440.1605 | 459.7105 | 478.6237 | 501.0311 | 524.6191 | 549.2404 | 574.878 | 598.5559 | 620.3463 | 643.8322 | 664.9847
CDP4 | VIC | VIC | Deep storage | 0 | 0 | 0 | 0 | 0 | 0 | 8.42e-06 | 2.176e-05 | 4.293e-05 | 0.00010608 | 0.00010608 | 0.00010608 | 0.00010608 | 0.00011234 | 0.00011234 | 0.00011359 | 0.00011463 | 0.00011585 | 0.00011763 | 0.00012413 | 519.8747 | 519.8747 | 519.8747 | 519.8747 | 519.8747 | 525.1376 | 525.1376 | 551.376
CDP4 | VIC | VIC | Medium storage | 0 | 0 | 350 | 350 | 350 | 350 | 350 | 350 | 350 | 350.0001 | 350.0001 | 350.0001 | 350.0001 | 350.0001 | 350.0001 | 350.0001 | 350.0001 | 350.0001 | 350.0001 | 350.0001 | 350.0001 | 350.0001 | 0.00013196 | 0.00026897 | 0.00026382 | 0.00025496 | 0.00025496 | 0.00025089
CDP4 | VIC | VIC | Shallow storage | 479.13 | 1990.64 | 2055.4404 | 2508.8718 | 2501.1718 | 2703.23 | 2710.53 | 3222.2299 | 3733.1699 | 4243.0397 | 5851.9196 | 5851.9196 | 5858.5196 | 5851.9196 | 5846.9196 | 5846.9196 | 5846.9196 | 5546.9196 | 5546.9196 | 5396.9196 | 5203.5196 | 4902.2096 | 4513.7093 | 4209.8779 | 4209.8779 | 3978.2197 | 3378.2197 | 2866.5197
CDP4 | VIC | VIC | Coordinated CER storage | 15.1363 | 20.7187 | 26.6998 | 33.6099 | 42.073 | 52.0251 | 65.3888 | 82.4785 | 103.5543 | 129.304 | 159.8675 | 195.5802 | 236.092 | 282.1042 | 333.3048 | 389.2764 | 449.9516 | 515.8702 | 587.1309 | 663.853 | 746.8741 | 837.0114 | 932.8772 | 1034.5743 | 1140.6225 | 1250.7708 | 1304.751 | 1353.7071
CDP4 | VIC | VIC | Passive CER storage | 301.4603 | 331.822 | 361.74 | 393.4245 | 427.1076 | 470.0826 | 508.8755 | 550.5086 | 593.6031 | 640.251 | 689.3259 | 740.7945 | 791.6143 | 844.9475 | 897.6568 | 946.6059 | 991.0946 | 1033.8217 | 1074.9606 | 1114.8568 | 1161.2955 | 1209.6656 | 1259.8506 | 1312.0582 | 1360.0652 | 1403.9921 | 1454.6296 | 1500.8336
CDP4 | SA | CSA | Deep storage | 0 | 0 | 0 | 0 | 0 | 0 | 4.61e-06 | 5.8e-06 | 5.8e-06 | 8.26e-06 | 8.26e-06 | 8.26e-06 | 8.26e-06 | 1.34e-05 | 1.499e-05 | 1.499e-05 | 1.499e-05 | 1.499e-05 | 1.499e-05 | 1.662e-05 | 1.77e-05 | 1.77e-05 | 1.77e-05 | 1.77e-05 | 1.77e-05 | 1.883e-05 | 1.883e-05 | 1.883e-05
CDP4 | SA | CSA | Medium storage | 0 | 0 | 0 | 1.931e-05 | 2.476e-05 | 3.308e-05 | 3.308e-05 | 3.462e-05 | 4.422e-05 | 4.422e-05 | 4.422e-05 | 4.422e-05 | 4.536e-05 | 8.424e-05 | 8.931e-05 | 8.931e-05 | 8.931e-05 | 8.931e-05 | 8.931e-05 | 9.288e-05 | 9.621e-05 | 9.847e-05 | 0.00010385 | 1086.9784 | 1086.9784 | 1555.4156 | 1555.4156 | 1555.4156
CDP4 | SA | CSA | Shallow storage | 656.2 | 951.18 | 1569.8157 | 2803.184 | 2809.204 | 2803.184 | 2773.184 | 2773.184 | 2773.184 | 2773.184 | 2773.184 | 2773.184 | 2773.184 | 2773.184 | 2773.184 | 2773.184 | 2773.184 | 2761.184 | 2767.204 | 2510.484 | 2316.504 | 2154.504 | 1535.8683 | 407.0889 | 365.5889 | 254.5889 | 254.5889 | 254.5889
CDP4 | SA | CSA | Coordinated CER storage | 62.4605 | 69.574 | 76.4942 | 84.1684 | 92.1358 | 101.9094 | 111.3026 | 121.9009 | 133.5508 | 146.6546 | 161.056 | 176.8714 | 193.5765 | 211.7514 | 230.9299 | 250.6652 | 270.8794 | 292.0065 | 314.1066 | 337.1741 | 362.1662 | 388.8506 | 416.8107 | 446.0604 | 475.6817 | 505.6161 | 520.6813 | 534.0007
CDP4 | SA | CSA | Passive CER storage | 176.8412 | 189.127 | 200.7947 | 212.4134 | 224.7795 | 239.333 | 252.1373 | 265.4672 | 278.7557 | 292.6711 | 306.7404 | 321.0593 | 334.5405 | 348.2941 | 361.3463 | 372.8549 | 382.7225 | 391.8089 | 400.2474 | 408.0508 | 417.2101 | 426.5738 | 436.0668 | 445.6894 | 454.0331 | 461.1754 | 471.3591 | 480.3156
CDP4 | SA | SESA | Deep storage | 0 | 0 | 0 | 0 | 0 | 0 | 0 | 0 | 0 | 0 | 0 | 0 | 0 | 0 | 0 | 0 | 0 | 0 | 0 | 0 | 0 | 0 | 0 | 0 | 0 | 0 | 0 | 0
CDP4 | SA | SESA | Medium storage | 0 | 0 | 0 | 1.876e-05 | 2.417e-05 | 3.164e-05 | 3.164e-05 | 3.375e-05 | 4.039e-05 | 4.185e-05 | 4.185e-05 | 4.185e-05 | 4.324e-05 | 7.754e-05 | 8.256e-05 | 8.256e-05 | 8.256e-05 | 8.256e-05 | 8.256e-05 | 8.256e-05 | 9.412e-05 | 9.642e-05 | 0.00010104 | 56.287 | 56.287 | 56.287 | 56.287 | 56.287
CDP4 | SA | SESA | Shallow storage | 25 | 25 | 25 | 25 | 25 | 25 | 25 | 25 | 25 | 25 | 0 | 0 | 0 | 0 | 0 | 0 | 0 | 0 | 0 | 0 | 0 | 0 | 0 | 0 | 0 | 0 | 0 | 0
CDP4 | SA | SESA | Coordinated CER storage | 2.2312 | 2.5031 | 2.7724 | 3.0693 | 3.3785 | 3.771 | 4.1547 | 4.5772 | 5.0453 | 5.5905 | 6.2292 | 6.8967 | 7.6454 | 8.4204 | 9.2343 | 10.0864 | 10.97 | 11.8923 | 12.8505 | 13.8935 | 15.057 | 16.2673 | 17.5209 | 18.834 | 20.1658 | 21.5197 | 22.1956 | 22.8328
CDP4 | SA | SESA | Passive CER storage | 6.3171 | 6.8043 | 7.2775 | 7.7459 | 8.2424 | 8.8562 | 9.3849 | 9.9001 | 10.4074 | 10.9659 | 11.6011 | 12.1692 | 12.779 | 13.3159 | 13.8063 | 14.2494 | 14.6336 | 14.9745 | 15.2687 | 15.6028 | 16.033 | 16.4336 | 16.813 | 17.1981 | 17.5263 | 17.8106 | 18.2151 | 18.6306
CDP4 | TAS | TAS | Deep storage | 0 | 0 | 0 | 0 | 0 | 0 | 2.391e-05 | 3.741e-05 | 5.752e-05 | 5.752e-05 | 5.752e-05 | 5.752e-05 | 5.752e-05 | 7.738e-05 | 8.695e-05 | 0.00010757 | 23.4766 | 23.4766 | 175.2084 | 457.7356 | 913.9613 | 913.9613 | 913.9613 | 913.9613 | 913.9613 | 913.9613 | 913.9613 | 913.9613
CDP4 | TAS | TAS | Medium storage | 0 | 0 | 0 | 1.605e-05 | 1.82e-05 | 2.029e-05 | 2.029e-05 | 2.277e-05 | 2.409e-05 | 2.409e-05 | 2.409e-05 | 2.409e-05 | 2.409e-05 | 4.102e-05 | 4.331e-05 | 4.331e-05 | 4.504e-05 | 4.504e-05 | 4.741e-05 | 5.058e-05 | 6.143e-05 | 6.257e-05 | 6.461e-05 | 5.236e-05 | 5.021e-05 | 4.812e-05 | 4.812e-05 | 4.565e-05
CDP4 | TAS | TAS | Shallow storage | 0 | 0 | 0 | 0 | 0 | 0 | 0 | 0 | 0 | 0 | 0 | 0 | 0 | 0 | 0 | 0 | 0 | 0 | 0 | 0 | 0 | 0 | 0 | 0 | 0 | 0 | 0 | 0
CDP4 | TAS | TAS | Coordinated CER storage | 0.86202 | 1.1897 | 1.5604 | 1.9874 | 2.4806 | 3.1026 | 3.6027 | 4.2371 | 5.0419 | 6.0802 | 7.3806 | 8.9752 | 10.855 | 13.0758 | 15.6258 | 18.4829 | 21.6512 | 25.1679 | 29.047 | 33.2957 | 37.9263 | 43.0768 | 48.6582 | 54.6735 | 61.0336 | 67.7354 | 71.4596 | 74.781
CDP4 | TAS | TAS | Passive CER storage | 18.3551 | 20.1214 | 21.7939 | 23.5599 | 25.4634 | 28.0008 | 30.1463 | 32.4307 | 34.7743 | 37.3199 | 39.9892 | 42.7744 | 45.4739 | 48.2933 | 51.0238 | 53.4633 | 55.579 | 57.5324 | 59.351 | 61.0565 | 63.1414 | 65.3064 | 67.5415 | 69.8609 | 71.8752 | 73.5976 | 75.9416 | 77.9696
CDP5 | NSW | NNSW | Snowy 2.0 | 0 | 0 | 0 | 0 | 0 | 0 | 0 | 0 | 0 | 0 | 0 | 0 | 0 | 0 | 0 | 0 | 0 | 0 | 0 | 0 | 0 | 0 | 0 | 0 | 0 | 0 | 0 | 0
CDP5 | NSW | NNSW | Deep storage | 0 | 0 | 0 | 0 | 0 | 0 | 1.079e-05 | 1.481e-05 | 1.481e-05 | 1.481e-05 | 2.202e-05 | 3.086e-05 | 3.843e-05 | 3.957e-05 | 4.204e-05 | 4.204e-05 | 4.337e-05 | 5.109e-05 | 5.109e-05 | 5.776e-05 | 1000 | 1000 | 1000 | 1000 | 1000 | 1000 | 1000 | 1000
CDP5 | NSW | NNSW | Medium storage | 0 | 0 | 275 | 275 | 378.5565 | 1115.9813 | 1115.9813 | 1115.9813 | 1115.9813 | 1115.9813 | 1115.9813 | 1115.9813 | 1115.9813 | 1115.9813 | 1115.9813 | 1115.9813 | 1115.9813 | 1115.9814 | 1115.9814 | 1115.9814 | 1115.9815 | 1115.9815 | 840.9815 | 1366.7693 | 1263.2128 | 1210.7674 | 1210.7674 | 1598.8033
CDP5 | NSW | NNSW | Shallow storage | 0 | 30 | 230 | 430 | 430 | 430 | 430 | 430 | 430 | 400 | 400 | 400 | 400 | 400 | 400 | 400 | 400 | 400 | 400 | 400 | 400 | 400 | 0 | 0 | 0 | 0 | 0 | 0
CDP5 | NSW | NNSW | Coordinated CER storage | 2.9011 | 3.6904 | 4.6278 | 5.5596 | 6.6915 | 7.9992 | 9.7928 | 12.0913 | 14.9199 | 18.3769 | 22.4496 | 27.1895 | 32.5292 | 38.5657 | 45.2506 | 52.5465 | 60.457 | 69.0343 | 78.2621 | 88.1661 | 98.8985 | 110.4266 | 122.6426 | 135.5582 | 148.9852 | 162.8922 | 169.464 | 175.3439
CDP5 | NSW | NNSW | Passive CER storage | 51.9224 | 55.9244 | 59.7457 | 63.1809 | 66.9501 | 72.1109 | 76.9127 | 82.1206 | 87.477 | 93.3283 | 99.3194 | 105.5537 | 111.5324 | 117.7469 | 123.7732 | 129.3342 | 134.4245 | 139.3018 | 143.8527 | 148.1976 | 153.2203 | 158.3806 | 163.6836 | 169.1359 | 173.9747 | 178.2371 | 183.577 | 188.3339
CDP5 | NSW | CNSW | Snowy 2.0 | 0 | 0 | 0 | 0 | 0 | 0 | 0 | 0 | 0 | 0 | 0 | 0 | 0 | 0 | 0 | 0 | 0 | 0 | 0 | 0 | 0 | 0 | 0 | 0 | 0 | 0 | 0 | 0
CDP5 | NSW | CNSW | Deep storage | 247 | 247 | 247 | 247 | 247 | 247 | 247 | 247 | 247 | 247 | 247 | 247 | 247 | 247 | 247 | 247 | 247 | 247 | 247 | 247 | 247 | 247 | 247 | 247 | 247 | 247 | 247 | 247
CDP5 | NSW | CNSW | Medium storage | 0 | 549 | 549 | 917.46 | 917.46 | 957.4824 | 917.4624 | 957.4824 | 917.4624 | 917.4624 | 957.4824 | 917.4624 | 917.4624 | 957.4824 | 957.4824 | 917.4624 | 917.4624 | 917.4624 | 917.4624 | 957.4824 | 917.4624 | 408.4824 | 368.4624 | 368.4624 | 408.4824 | 368.4611 | 368.4611 | 408.4811
CDP5 | NSW | CNSW | Shallow storage | 0 | 20 | 30.4876 | 876.4827 | 2265.9184 | 2265.9184 | 2265.9184 | 2265.9184 | 2265.9184 | 2265.9184 | 2265.9184 | 2265.9184 | 2265.9184 | 2265.9184 | 2265.9184 | 2265.9184 | 2265.9184 | 2265.9184 | 2265.9184 | 2265.9184 | 2265.9184 | 2245.9184 | 2235.4308 | 1389.4357 | 124.5266 | 124.5266 | 124.5266 | 124.5266
CDP5 | NSW | CNSW | Coordinated CER storage | 1.218 | 1.5545 | 1.9694 | 2.396 | 2.8889 | 3.468 | 4.4484 | 5.7616 | 7.4129 | 9.4548 | 11.9182 | 14.7956 | 18.091 | 21.8271 | 26.0012 | 30.6055 | 35.6384 | 41.1048 | 47.0119 | 53.3576 | 60.2411 | 67.6633 | 75.5332 | 83.8558 | 92.5557 | 101.5813 | 105.8426 | 109.6628
CDP5 | NSW | CNSW | Passive CER storage | 21.7984 | 23.5569 | 25.4252 | 27.2293 | 28.9039 | 31.2635 | 33.4736 | 36.0114 | 38.6022 | 41.3825 | 44.4067 | 47.4404 | 50.4842 | 53.5835 | 56.6421 | 59.5615 | 62.2973 | 64.8483 | 67.2355 | 69.4388 | 72.0568 | 74.8106 | 77.6287 | 80.5076 | 83.1503 | 85.4446 | 88.2195 | 90.7189
CDP5 | NSW | SNSW | Snowy 2.0 | 0 | 0 | 0 | 0 | 2200 | 2200 | 2200 | 2200 | 2200 | 2200 | 2200 | 2200 | 2200 | 2200 | 2200 | 2200 | 2200 | 2200 | 2200 | 2200 | 2200 | 2200 | 2200 | 2200 | 2200 | 2200 | 2200 | 2200
CDP5 | NSW | SNSW | Deep storage | 0 | 0 | 0 | 0 | 0 | 0 | 0 | 0 | 0 | 0 | 0 | 0 | 0 | 0 | 0 | 0 | 0 | 0 | 0 | 0 | 0 | 0 | 0 | 0 | 0 | 0 | 0 | 0
CDP5 | NSW | SNSW | Medium storage | 0 | 50 | 50 | 250 | 250 | 250.0003 | 250.0003 | 250.0003 | 250.0003 | 250.0003 | 250.0003 | 250.0003 | 250.0003 | 250.0003 | 250.0003 | 250.0003 | 250.0003 | 250.0003 | 250.0003 | 250.0004 | 250.0004 | 200.0004 | 200.0004 | 200.0005 | 200.0005 | 200.0004 | 200.0004 | 200.0004
CDP5 | NSW | SNSW | Shallow storage | 309.99 | 318.9 | 318.9 | 318.9 | 318.9 | 319.89 | 318.9 | 319.89 | 318.9 | 318.9 | 319.89 | 318.9 | 318.9 | 319.89 | 319.89 | 318.9 | 318.9 | 318.9 | 308.9 | 259.89 | 258.9 | 249.99 | 249 | 249 | 150 | 150 | 150 | 0
CDP5 | NSW | SNSW | Coordinated CER storage | 2.4469 | 3.1469 | 4.0056 | 4.9448 | 6.063 | 7.344 | 8.8828 | 10.843 | 13.2952 | 16.3304 | 19.989 | 24.3293 | 29.3361 | 35.0941 | 41.5771 | 48.7432 | 56.6101 | 65.2405 | 74.6487 | 84.8616 | 95.9878 | 108.1835 | 121.2843 | 135.2958 | 150.0261 | 165.4879 | 173.4974 | 180.7336
CDP5 | NSW | SNSW | Passive CER storage | 43.7926 | 47.6885 | 51.7125 | 56.1945 | 60.6618 | 66.2045 | 71.0929 | 76.2779 | 81.7101 | 87.5202 | 93.586 | 99.9174 | 106.2198 | 112.7798 | 119.2142 | 125.1293 | 130.5318 | 135.6734 | 140.5429 | 145.2071 | 150.7156 | 156.525 | 162.5649 | 168.7895 | 174.3699 | 179.4516 | 185.5172 | 191.0124
CDP5 | NSW | SNW | Snowy 2.0 | 0 | 0 | 0 | 0 | 0 | 0 | 0 | 0 | 0 | 0 | 0 | 0 | 0 | 0 | 0 | 0 | 0 | 0 | 0 | 0 | 0 | 0 | 0 | 0 | 0 | 0 | 0 | 0
CDP5 | NSW | SNW | Deep storage | 0 | 0 | 0 | 0 | 0 | 0 | 0 | 0 | 0 | 0 | 0 | 0 | 0 | 0 | 0 | 0 | 0 | 0 | 0 | 0 | 0 | 0 | 0 | 0 | 0 | 0 | 0 | 0
CDP5 | NSW | SNW | Medium storage | 0 | 889.1452 | 889.1452 | 889.1452 | 889.1452 | 1474.1613 | 1474.1613 | 1474.1613 | 1474.1613 | 1474.1613 | 1474.1613 | 1474.1613 | 1474.1613 | 1474.1613 | 1474.1613 | 1474.1613 | 1474.1613 | 1474.1613 | 1474.1613 | 1474.1613 | 1474.1613 | 585.0161 | 585.0161 | 585.0162 | 585.0162 | 256.881 | 256.881 | 256.881
CDP5 | NSW | SNW | Shallow storage | 50 | 682.712 | 682.7149 | 682.7235 | 718.356 | 760.692 | 1388.244 | 1460.82 | 1388.244 | 1388.244 | 1460.82 | 1388.244 | 1338.244 | 1410.82 | 1410.82 | 1338.244 | 1338.244 | 1338.244 | 1338.244 | 1410.82 | 1338.244 | 885.82 | 813.2411 | 813.2325 | 853.3695 | 780.7935 | 780.7935 | 853.3695
CDP5 | NSW | SNW | Coordinated CER storage | 11.5295 | 14.8171 | 18.6626 | 22.7871 | 27.7997 | 33.4963 | 43.0237 | 55.4305 | 70.9627 | 90.1039 | 112.9793 | 139.8314 | 170.4524 | 205.2684 | 244.1544 | 286.9162 | 333.5338 | 384.2127 | 438.8854 | 497.66 | 560.8937 | 629.5544 | 702.4072 | 779.5514 | 860.1351 | 943.9419 | 983.3503 | 1018.6582
CDP5 | NSW | SNW | Passive CER storage | 206.3463 | 224.5379 | 240.9368 | 258.9593 | 278.1444 | 301.9599 | 322.7208 | 344.5839 | 366.8252 | 390.7075 | 415.6523 | 441.7183 | 467.2367 | 494.0385 | 520.566 | 545.206 | 567.5963 | 588.6361 | 607.8089 | 625.5986 | 647.3132 | 670.0861 | 693.8422 | 718.7364 | 741.3337 | 761.6739 | 786.6727 | 809.1086
CDP5 | QLD | NQ | Borumba | 0 | 0 | 0 | 0 | 0 | 0 | 0 | 0 | 0 | 0 | 0 | 0 | 0 | 0 | 0 | 0 | 0 | 0 | 0 | 0 | 0 | 0 | 0 | 0 | 0 | 0 | 0 | 0
CDP5 | QLD | NQ | Deep storage | 0 | 0 | 0 | 0 | 0 | 0 | 6.58e-06 | 1.05e-05 | 1.05e-05 | 4.547e-05 | 4.547e-05 | 4.547e-05 | 6.518e-05 | 6.518e-05 | 6.838e-05 | 6.838e-05 | 6.838e-05 | 6.838e-05 | 6.838e-05 | 7.01e-05 | 0.00019775 | 0.00021457 | 6.1194 | 20.3084 | 148.4998 | 180.8901 | 180.8901 | 180.8901
CDP5 | QLD | NQ | Medium storage | 250 | 250 | 250 | 250 | 250 | 250 | 250 | 250 | 250 | 250 | 250 | 250 | 250.0001 | 250.0001 | 250.0001 | 250.0001 | 250.0001 | 250.0001 | 250.0001 | 250.0001 | 250.0001 | 250.0003 | 250.0004 | 250.0004 | 250.0004 | 250.0004 | 250.0004 | 250.0004
CDP5 | QLD | NQ | Shallow storage | 0 | 0 | 300 | 300 | 300 | 300 | 300 | 300 | 300 | 300 | 300 | 300 | 300 | 300 | 300 | 300 | 300 | 300 | 300 | 300 | 300 | 300 | 0 | 0 | 0 | 0 | 0 | 0
CDP5 | QLD | NQ | Coordinated CER storage | 1.2167 | 1.5929 | 2.0251 | 2.5236 | 3.12 | 3.8402 | 4.861 | 6.1864 | 7.8245 | 9.8358 | 12.2418 | 15.0717 | 18.2721 | 21.9141 | 25.9728 | 30.4036 | 35.228 | 40.4665 | 46.1292 | 52.2496 | 58.927 | 66.1344 | 73.8088 | 81.9834 | 90.4987 | 99.3492 | 103.7072 | 107.6837
CDP5 | QLD | NQ | Passive CER storage | 21.0552 | 23.4635 | 25.9022 | 28.4576 | 31.3925 | 34.814 | 37.9522 | 41.4162 | 44.9799 | 48.8461 | 52.9834 | 57.3995 | 61.6721 | 66.1572 | 70.6014 | 74.6827 | 78.4936 | 82.1191 | 85.5856 | 89.0361 | 92.9771 | 97.0969 | 101.3628 | 105.886 | 109.9772 | 113.7091 | 117.7593 | 121.4976
CDP5 | QLD | GG | Borumba | 0 | 0 | 0 | 0 | 0 | 0 | 0 | 0 | 0 | 0 | 0 | 0 | 0 | 0 | 0 | 0 | 0 | 0 | 0 | 0 | 0 | 0 | 0 | 0 | 0 | 0 | 0 | 0
CDP5 | QLD | GG | Deep storage | 0 | 0 | 0 | 0 | 0 | 0 | 0 | 0 | 0 | 0 | 0 | 0 | 0 | 0 | 0 | 0 | 0 | 0 | 0 | 0 | 0 | 0 | 0 | 0 | 0 | 0 | 0 | 0
CDP5 | QLD | GG | Medium storage | 0 | 0 | 0 | 1.572e-05 | 1.572e-05 | 3.45e-05 | 3.45e-05 | 3.801e-05 | 3.801e-05 | 7.125e-05 | 7.125e-05 | 7.125e-05 | 0.00011631 | 0.00019197 | 0.00019724 | 0.00019724 | 0.00019724 | 0.00019724 | 0.00019724 | 0.00020263 | 0.00021726 | 35.3714 | 35.3715 | 157.5771 | 157.5772 | 600.3593 | 600.3593 | 800.2869
CDP5 | QLD | GG | Shallow storage | 0 | 400 | 400 | 400 | 400 | 400 | 400 | 400 | 400 | 400 | 400 | 400 | 400 | 400 | 400 | 400 | 400 | 400 | 400 | 400 | 400 | 0 | 0 | 0 | 0 | 0 | 0 | 0
CDP5 | QLD | GG | Coordinated CER storage | 0.066819 | 0.087887 | 0.11153 | 0.14153 | 0.17366 | 0.21572 | 0.29891 | 0.41299 | 0.56211 | 0.74955 | 0.97712 | 1.2471 | 1.5592 | 1.9169 | 2.3184 | 2.7646 | 3.2536 | 3.7908 | 4.3761 | 5.009 | 5.7004 | 6.4465 | 7.2409 | 8.0831 | 8.9664 | 9.8883 | 10.3376 | 10.7449
CDP5 | QLD | GG | Passive CER storage | 1.1563 | 1.2946 | 1.4266 | 1.5959 | 1.7473 | 1.9556 | 2.1352 | 2.3376 | 2.5644 | 2.8105 | 3.0704 | 3.3401 | 3.6127 | 3.8978 | 4.1748 | 4.4417 | 4.6827 | 4.9228 | 5.1563 | 5.3782 | 5.6374 | 5.9123 | 6.1964 | 6.4847 | 6.7498 | 6.9899 | 7.2551 | 7.4911
CDP5 | QLD | CQ | Borumba | 0 | 0 | 0 | 0 | 0 | 0 | 0 | 0 | 0 | 0 | 0 | 0 | 0 | 0 | 0 | 0 | 0 | 0 | 0 | 0 | 0 | 0 | 0 | 0 | 0 | 0 | 0 | 0
CDP5 | QLD | CQ | Deep storage | 0 | 0 | 0 | 0 | 0 | 0 | 6.67e-06 | 1.036e-05 | 1.036e-05 | 3.672e-05 | 3.672e-05 | 3.672e-05 | 4.396e-05 | 6.071e-05 | 6.38e-05 | 6.38e-05 | 6.38e-05 | 6.38e-05 | 6.38e-05 | 6.711e-05 | 0.00030653 | 0.00031061 | 0.00031581 | 0.00031683 | 5.4591 | 246.5977 | 246.5977 | 400
CDP5 | QLD | CQ | Medium storage | 0 | 0 | 0 | 1.735e-05 | 2.098e-05 | 3.5e-05 | 4.246e-05 | 5.031e-05 | 5.748e-05 | 0.00012137 | 0.00012137 | 0.00012137 | 0.00017115 | 0.00025914 | 0.00027157 | 0.00027157 | 0.00027157 | 0.00027157 | 0.00027157 | 0.00027916 | 0.00031702 | 35.0748 | 35.0748 | 36.2087 | 36.2091 | 570.6318 | 570.6318 | 820.0639
CDP5 | QLD | CQ | Shallow storage | 50 | 50 | 50 | 200 | 200 | 200 | 200 | 200 | 200 | 200 | 200 | 200 | 200 | 200 | 200 | 200 | 200 | 200 | 150 | 150 | 150 | 150 | 150 | 0 | 0 | 0 | 0 | 0
CDP5 | QLD | CQ | Coordinated CER storage | 1.1192 | 1.475 | 1.8705 | 2.3506 | 2.8941 | 3.5651 | 4.6403 | 6.0457 | 7.8273 | 10.0404 | 12.6969 | 15.8224 | 19.4074 | 23.4888 | 28.0554 | 33.0802 | 38.5531 | 44.5354 | 51.0196 | 58.024 | 65.6952 | 73.9546 | 82.751 | 92.094 | 101.874 | 112.0393 | 117.0219 | 121.5395
CDP5 | QLD | CQ | Passive CER storage | 19.3666 | 21.7275 | 23.9255 | 26.506 | 29.119 | 32.3201 | 35.3739 | 38.6267 | 42.1175 | 45.9487 | 49.9898 | 54.2028 | 58.4551 | 62.8527 | 67.2149 | 71.3089 | 75.0313 | 78.6845 | 82.1837 | 85.591 | 89.6089 | 93.7355 | 98.007 | 102.4317 | 106.5375 | 110.2123 | 114.1759 | 117.7274
CDP5 | QLD | SQ | Borumba | 0 | 0 | 0 | 0 | 0 | 0 | 0 | 1998 | 1998 | 1998 | 1998 | 1998 | 1998 | 1998 | 1998 | 1998 | 1998 | 1998 | 1998 | 1998 | 1998 | 1998 | 1998 | 1998 | 1998 | 1998 | 1998 | 1998
CDP5 | QLD | SQ | Deep storage | 0 | 0 | 0 | 0 | 0 | 0 | 0 | 0 | 0 | 0 | 0 | 0 | 0 | 0 | 0 | 0 | 0 | 0 | 0 | 0 | 0 | 0 | 0 | 0 | 0 | 0 | 0 | 0
CDP5 | QLD | SQ | Medium storage | 570 | 570 | 570 | 570 | 570 | 570 | 570 | 570 | 570 | 570.0001 | 570.0001 | 570.0001 | 570.0001 | 570.0002 | 570.0002 | 570.0002 | 570.0002 | 570.0002 | 570.0002 | 570.0002 | 570.0002 | 570.0014 | 1067.4621 | 1067.462 | 1067.462 | 1459.5908 | 1459.5908 | 1459.5908
CDP5 | QLD | SQ | Shallow storage | 853.76 | 1159.76 | 1159.76 | 1159.76 | 1159.76 | 1159.76 | 1159.76 | 1159.76 | 1159.76 | 1159.76 | 1159.76 | 1159.76 | 1159.76 | 1159.76 | 1059.76 | 1059.76 | 1059.76 | 1059.76 | 1059.76 | 1059.76 | 759.76 | 509.76 | 509.76 | 509.76 | 254.96 | 254.96 | 254.96 | 154.96
CDP5 | QLD | SQ | Coordinated CER storage | 5.9349 | 7.8549 | 10.0673 | 12.639 | 15.6606 | 19.5036 | 26.1745 | 34.9449 | 45.9905 | 59.704 | 76.2037 | 95.6949 | 118.0268 | 143.566 | 172.1726 | 203.6626 | 237.961 | 275.4027 | 316.0829 | 360.0365 | 407.5661 | 459.4511 | 514.7474 | 573.5005 | 635.0211 | 699.1749 | 730.6031 | 759.1308
CDP5 | QLD | SQ | Passive CER storage | 102.7017 | 115.7072 | 128.7691 | 142.5235 | 157.5718 | 176.8119 | 194.2469 | 213.1165 | 232.7482 | 254.1827 | 276.937 | 301.0369 | 325.0195 | 350.4149 | 375.6131 | 399.0493 | 420.0192 | 440.1605 | 459.7105 | 478.6237 | 501.0311 | 524.6191 | 549.2404 | 574.878 | 598.5559 | 620.3463 | 643.8322 | 664.9847
CDP5 | VIC | VIC | Deep storage | 0 | 0 | 0 | 0 | 0 | 0 | 6.16e-06 | 1.936e-05 | 3.784e-05 | 57.0471 | 57.0471 | 57.0471 | 57.0471 | 57.0471 | 57.0471 | 57.0471 | 57.0471 | 57.0471 | 57.0471 | 57.0471 | 603.9025 | 603.9025 | 603.9025 | 603.9025 | 603.9025 | 603.9025 | 603.9025 | 603.9025
CDP5 | VIC | VIC | Medium storage | 0 | 0 | 350 | 350 | 350 | 350 | 350 | 350 | 350 | 350.0006 | 350.0006 | 350.0006 | 350.0006 | 350.0006 | 350.0006 | 350.0006 | 350.0006 | 350.0006 | 350.0006 | 350.0006 | 350.0006 | 350.0006 | 0.00061682 | 0.00064917 | 0.00064592 | 0.00063897 | 0.00063897 | 0.00063489
CDP5 | VIC | VIC | Shallow storage | 479.13 | 1990.64 | 2055.4403 | 2514.8645 | 2507.1645 | 2703.23 | 2710.53 | 3222.2299 | 3733.1699 | 4185.9923 | 5794.8722 | 5794.8722 | 5801.4722 | 5794.8722 | 5789.8722 | 5789.8722 | 5789.8722 | 5489.8722 | 5489.8722 | 5339.8722 | 5146.4722 | 4845.1622 | 4456.6619 | 4146.8377 | 4146.8377 | 3921.1722 | 3321.1722 | 2809.4723
CDP5 | VIC | VIC | Coordinated CER storage | 15.1363 | 20.7187 | 26.6998 | 33.6099 | 42.073 | 52.0251 | 65.3888 | 82.4785 | 103.5543 | 129.304 | 159.8675 | 195.5802 | 236.092 | 282.1042 | 333.3048 | 389.2764 | 449.9516 | 515.8702 | 587.1309 | 663.853 | 746.8741 | 837.0114 | 932.8772 | 1034.5743 | 1140.6225 | 1250.7708 | 1304.751 | 1353.7071
CDP5 | VIC | VIC | Passive CER storage | 301.4603 | 331.822 | 361.74 | 393.4245 | 427.1076 | 470.0826 | 508.8755 | 550.5086 | 593.6031 | 640.251 | 689.3259 | 740.7945 | 791.6143 | 844.9475 | 897.6568 | 946.6059 | 991.0946 | 1033.8217 | 1074.9606 | 1114.8568 | 1161.2955 | 1209.6656 | 1259.8506 | 1312.0582 | 1360.0652 | 1403.9921 | 1454.6296 | 1500.8336
CDP5 | SA | CSA | Deep storage | 0 | 0 | 0 | 0 | 0 | 0 | 3.37e-06 | 5.22e-06 | 5.22e-06 | 8.86e-06 | 8.86e-06 | 8.86e-06 | 8.86e-06 | 1.265e-05 | 1.404e-05 | 1.404e-05 | 1.404e-05 | 1.404e-05 | 1.404e-05 | 1.404e-05 | 1.799e-05 | 1.799e-05 | 1.799e-05 | 1.799e-05 | 1.942e-05 | 1.942e-05 | 1.942e-05 | 2.304e-05
CDP5 | SA | CSA | Medium storage | 0 | 0 | 0 | 1.465e-05 | 1.8e-05 | 2.474e-05 | 2.474e-05 | 2.645e-05 | 3.203e-05 | 4.628e-05 | 4.628e-05 | 4.628e-05 | 4.628e-05 | 7.749e-05 | 8.084e-05 | 8.084e-05 | 8.084e-05 | 8.084e-05 | 8.084e-05 | 8.296e-05 | 9.852e-05 | 0.00010904 | 10.3623 | 1009.8484 | 1009.8484 | 1528.1213 | 1528.1213 | 1528.1213
CDP5 | SA | CSA | Shallow storage | 656.2 | 951.18 | 1569.2157 | 2242.3597 | 2248.3797 | 2242.3597 | 2212.3597 | 2212.3597 | 2212.3597 | 2212.3597 | 2212.3597 | 2212.3597 | 2212.3597 | 2212.3597 | 2212.3597 | 2212.3597 | 2212.3597 | 2200.3597 | 2206.3797 | 1949.6597 | 1755.6797 | 1593.6797 | 975.644 | 359.5819 | 318.0819 | 207.0819 | 207.0819 | 207.0819
CDP5 | SA | CSA | Coordinated CER storage | 62.4605 | 69.574 | 76.4942 | 84.1684 | 92.1358 | 101.9094 | 111.3026 | 121.9009 | 133.5508 | 146.6546 | 161.056 | 176.8714 | 193.5765 | 211.7514 | 230.9299 | 250.6652 | 270.8794 | 292.0065 | 314.1066 | 337.1741 | 362.1662 | 388.8506 | 416.8107 | 446.0604 | 475.6817 | 505.6161 | 520.6813 | 534.0007
CDP5 | SA | CSA | Passive CER storage | 176.8412 | 189.127 | 200.7947 | 212.4134 | 224.7795 | 239.333 | 252.1373 | 265.4672 | 278.7557 | 292.6711 | 306.7404 | 321.0593 | 334.5405 | 348.2941 | 361.3463 | 372.8549 | 382.7225 | 391.8089 | 400.2474 | 408.0508 | 417.2101 | 426.5738 | 436.0668 | 445.6894 | 454.0331 | 461.1754 | 471.3591 | 480.3156
CDP5 | SA | SESA | Deep storage | 0 | 0 | 0 | 0 | 0 | 0 | 0 | 0 | 0 | 0 | 0 | 0 | 0 | 0 | 0 | 0 | 0 | 0 | 0 | 0 | 0 | 0 | 0 | 0 | 0 | 0 | 0 | 0
CDP5 | SA | SESA | Medium storage | 0 | 0 | 0 | 1.417e-05 | 1.754e-05 | 2.345e-05 | 2.345e-05 | 2.504e-05 | 3.345e-05 | 4.374e-05 | 4.374e-05 | 4.374e-05 | 4.374e-05 | 7.059e-05 | 7.466e-05 | 7.466e-05 | 7.466e-05 | 7.466e-05 | 7.466e-05 | 7.466e-05 | 7.998e-05 | 8.499e-05 | 0.00021686 | 0.0025101 | 0.0025067 | 0.0025008 | 0.0025008 | 0.0024992
CDP5 | SA | SESA | Shallow storage | 25 | 25 | 25 | 25 | 25 | 25 | 25 | 25 | 25 | 25 | 0 | 0 | 0 | 0 | 0 | 0 | 0 | 0 | 0 | 0 | 0 | 0 | 0 | 0 | 0 | 0 | 0 | 0
CDP5 | SA | SESA | Coordinated CER storage | 2.2312 | 2.5031 | 2.7724 | 3.0693 | 3.3785 | 3.771 | 4.1547 | 4.5772 | 5.0453 | 5.5905 | 6.2292 | 6.8967 | 7.6454 | 8.4204 | 9.2343 | 10.0864 | 10.97 | 11.8923 | 12.8505 | 13.8935 | 15.057 | 16.2673 | 17.5209 | 18.834 | 20.1658 | 21.5197 | 22.1956 | 22.8328
CDP5 | SA | SESA | Passive CER storage | 6.3171 | 6.8043 | 7.2775 | 7.7459 | 8.2424 | 8.8562 | 9.3849 | 9.9001 | 10.4074 | 10.9659 | 11.6011 | 12.1692 | 12.779 | 13.3159 | 13.8063 | 14.2494 | 14.6336 | 14.9745 | 15.2687 | 15.6028 | 16.033 | 16.4336 | 16.813 | 17.1981 | 17.5263 | 17.8106 | 18.2151 | 18.6306
CDP5 | TAS | TAS | Deep storage | 0 | 0 | 0 | 0 | 0 | 0 | 1.744e-05 | 3.365e-05 | 7.71e-05 | 7.71e-05 | 7.71e-05 | 7.71e-05 | 7.71e-05 | 7.71e-05 | 8.697e-05 | 9.741e-05 | 8.66 | 8.66 | 159.9482 | 437.1211 | 1009.1873 | 1009.1873 | 1009.1873 | 1009.1873 | 1009.1873 | 1009.1873 | 1009.1873 | 1009.1873
CDP5 | TAS | TAS | Medium storage | 0 | 0 | 0 | 1.183e-05 | 1.316e-05 | 1.469e-05 | 1.469e-05 | 1.598e-05 | 1.876e-05 | 2.965e-05 | 2.965e-05 | 2.965e-05 | 2.965e-05 | 3.756e-05 | 3.922e-05 | 4.03e-05 | 4.176e-05 | 4.176e-05 | 4.419e-05 | 4.79e-05 | 4.926e-05 | 5.055e-05 | 6.015e-05 | 4.832e-05 | 4.699e-05 | 4.546e-05 | 4.546e-05 | 4.417e-05
CDP5 | TAS | TAS | Shallow storage | 0 | 0 | 0 | 0 | 0 | 0 | 0 | 0 | 0 | 0 | 0 | 0 | 0 | 0 | 0 | 0 | 0 | 0 | 0 | 0 | 0 | 0 | 0 | 0 | 0 | 0 | 0 | 0
CDP5 | TAS | TAS | Coordinated CER storage | 0.86202 | 1.1897 | 1.5604 | 1.9874 | 2.4806 | 3.1026 | 3.6027 | 4.2371 | 5.0419 | 6.0802 | 7.3806 | 8.9752 | 10.855 | 13.0758 | 15.6258 | 18.4829 | 21.6512 | 25.1679 | 29.047 | 33.2957 | 37.9263 | 43.0768 | 48.6582 | 54.6735 | 61.0336 | 67.7354 | 71.4596 | 74.781
CDP5 | TAS | TAS | Passive CER storage | 18.3551 | 20.1214 | 21.7939 | 23.5599 | 25.4634 | 28.0008 | 30.1463 | 32.4307 | 34.7743 | 37.3199 | 39.9892 | 42.7744 | 45.4739 | 48.2933 | 51.0238 | 53.4633 | 55.579 | 57.5324 | 59.351 | 61.0565 | 63.1414 | 65.3064 | 67.5415 | 69.8609 | 71.8752 | 73.5976 | 75.9416 | 77.9696
CDP6 | NSW | NNSW | Snowy 2.0 | 0 | 0 | 0 | 0 | 0 | 0 | 0 | 0 | 0 | 0 | 0 | 0 | 0 | 0 | 0 | 0 | 0 | 0 | 0 | 0 | 0 | 0 | 0 | 0 | 0 | 0 | 0 | 0
CDP6 | NSW | NNSW | Deep storage | 0 | 0 | 0 | 0 | 0 | 0 | 1.515e-05 | 1.781e-05 | 1.781e-05 | 1.781e-05 | 1.909e-05 | 2.564e-05 | 3.16e-05 | 3.16e-05 | 3.395e-05 | 3.505e-05 | 3.505e-05 | 3.606e-05 | 4.809e-05 | 5.259e-05 | 1000 | 1000 | 1000 | 1000 | 1000 | 1000 | 1000 | 1000
CDP6 | NSW | NNSW | Medium storage | 0 | 0 | 275 | 275 | 374.4913 | 1003.3912 | 1003.3912 | 1003.3912 | 1003.3912 | 1003.3912 | 1003.3913 | 1003.3913 | 1003.3913 | 1003.3913 | 1003.3913 | 1003.3913 | 1003.3913 | 1003.3913 | 1003.3913 | 1003.3913 | 1003.3914 | 1003.3914 | 728.3914 | 1182.8323 | 1083.3411 | 1233.1685 | 1233.1685 | 1615.7719
CDP6 | NSW | NNSW | Shallow storage | 0 | 30 | 230 | 430 | 430 | 430 | 430 | 430 | 430 | 400 | 400 | 400 | 400 | 400 | 400 | 400 | 400 | 400 | 400 | 400 | 400 | 400 | 0 | 0 | 0 | 0 | 0 | 0
CDP6 | NSW | NNSW | Coordinated CER storage | 2.9011 | 3.6904 | 4.6278 | 5.5596 | 6.6915 | 7.9992 | 9.7928 | 12.0913 | 14.9199 | 18.3769 | 22.4496 | 27.1895 | 32.5292 | 38.5657 | 45.2506 | 52.5465 | 60.457 | 69.0343 | 78.2621 | 88.1661 | 98.8985 | 110.4266 | 122.6426 | 135.5582 | 148.9852 | 162.8922 | 169.464 | 175.3439
CDP6 | NSW | NNSW | Passive CER storage | 51.9224 | 55.9244 | 59.7457 | 63.1809 | 66.9501 | 72.1109 | 76.9127 | 82.1206 | 87.477 | 93.3283 | 99.3194 | 105.5537 | 111.5324 | 117.7469 | 123.7732 | 129.3342 | 134.4245 | 139.3018 | 143.8527 | 148.1976 | 153.2203 | 158.3806 | 163.6836 | 169.1359 | 173.9747 | 178.2371 | 183.577 | 188.3339
CDP6 | NSW | CNSW | Snowy 2.0 | 0 | 0 | 0 | 0 | 0 | 0 | 0 | 0 | 0 | 0 | 0 | 0 | 0 | 0 | 0 | 0 | 0 | 0 | 0 | 0 | 0 | 0 | 0 | 0 | 0 | 0 | 0 | 0
CDP6 | NSW | CNSW | Deep storage | 247 | 247 | 247 | 247 | 247 | 247 | 247 | 247 | 247 | 247 | 247 | 247 | 247 | 247 | 247 | 247 | 247 | 247 | 247 | 247 | 247 | 247 | 247 | 247 | 247 | 247 | 247 | 247
CDP6 | NSW | CNSW | Medium storage | 0 | 549 | 549 | 917.46 | 917.46 | 1188.313 | 1148.293 | 1188.313 | 1148.293 | 1148.293 | 1188.313 | 1148.293 | 1148.293 | 1188.313 | 1188.313 | 1148.293 | 1148.293 | 1148.293 | 1148.293 | 1188.313 | 1148.293 | 639.313 | 599.293 | 599.293 | 639.313 | 469.8192 | 469.8192 | 509.8392
CDP6 | NSW | CNSW | Shallow storage | 0 | 20 | 648.5194 | 1926.367 | 3355.5005 | 3557.1007 | 3557.1007 | 3557.1007 | 3557.1007 | 3557.1007 | 3557.1007 | 3557.1007 | 3557.1007 | 3557.1007 | 3557.1007 | 3557.1007 | 3557.1007 | 3557.1007 | 3557.1007 | 3557.1007 | 3557.1007 | 3537.1007 | 2908.5813 | 1630.7336 | 201.6002 | 18.0682 | 18.0682 | 18.0682
CDP6 | NSW | CNSW | Coordinated CER storage | 1.218 | 1.5545 | 1.9694 | 2.396 | 2.8889 | 3.468 | 4.4484 | 5.7616 | 7.4129 | 9.4548 | 11.9182 | 14.7956 | 18.091 | 21.8271 | 26.0012 | 30.6055 | 35.6384 | 41.1048 | 47.0119 | 53.3576 | 60.2411 | 67.6633 | 75.5332 | 83.8558 | 92.5557 | 101.5813 | 105.8426 | 109.6628
CDP6 | NSW | CNSW | Passive CER storage | 21.7984 | 23.5569 | 25.4252 | 27.2293 | 28.9039 | 31.2635 | 33.4736 | 36.0114 | 38.6022 | 41.3825 | 44.4067 | 47.4404 | 50.4842 | 53.5835 | 56.6421 | 59.5615 | 62.2973 | 64.8483 | 67.2355 | 69.4388 | 72.0568 | 74.8106 | 77.6287 | 80.5076 | 83.1503 | 85.4446 | 88.2195 | 90.7189
CDP6 | NSW | SNSW | Snowy 2.0 | 0 | 0 | 0 | 0 | 2200 | 2200 | 2200 | 2200 | 2200 | 2200 | 2200 | 2200 | 2200 | 2200 | 2200 | 2200 | 2200 | 2200 | 2200 | 2200 | 2200 | 2200 | 2200 | 2200 | 2200 | 2200 | 2200 | 2200
CDP6 | NSW | SNSW | Deep storage | 0 | 0 | 0 | 0 | 0 | 0 | 0 | 0 | 0 | 0 | 0 | 0 | 0 | 0 | 0 | 0 | 0 | 0 | 0 | 0 | 0 | 0 | 0 | 0 | 0 | 0 | 0 | 0
CDP6 | NSW | SNSW | Medium storage | 0 | 50 | 50 | 250 | 250 | 250.0001 | 250.0001 | 250.0001 | 250.0001 | 250.0001 | 250.0001 | 250.0001 | 250.0001 | 250.0001 | 250.0001 | 250.0001 | 250.0001 | 250.0001 | 250.0001 | 250.0001 | 250.0002 | 200.0002 | 200.0002 | 200.0003 | 200.0003 | 200.0003 | 200.0003 | 200.0003
CDP6 | NSW | SNSW | Shallow storage | 309.99 | 318.9 | 318.9 | 318.9 | 318.9 | 319.89 | 318.9 | 319.89 | 318.9 | 318.9 | 319.89 | 318.9 | 318.9 | 319.89 | 319.89 | 318.9 | 318.9 | 318.9 | 308.9 | 259.89 | 258.9 | 249.99 | 249 | 249 | 150 | 150 | 150 | 0
CDP6 | NSW | SNSW | Coordinated CER storage | 2.4469 | 3.1469 | 4.0056 | 4.9448 | 6.063 | 7.344 | 8.8828 | 10.843 | 13.2952 | 16.3304 | 19.989 | 24.3293 | 29.3361 | 35.0941 | 41.5771 | 48.7432 | 56.6101 | 65.2405 | 74.6487 | 84.8616 | 95.9878 | 108.1835 | 121.2843 | 135.2958 | 150.0261 | 165.4879 | 173.4974 | 180.7336
CDP6 | NSW | SNSW | Passive CER storage | 43.7926 | 47.6885 | 51.7125 | 56.1945 | 60.6618 | 66.2045 | 71.0929 | 76.2779 | 81.7101 | 87.5202 | 93.586 | 99.9174 | 106.2198 | 112.7798 | 119.2142 | 125.1293 | 130.5318 | 135.6734 | 140.5429 | 145.2071 | 150.7156 | 156.525 | 162.5649 | 168.7895 | 174.3699 | 179.4516 | 185.5172 | 191.0124
CDP6 | NSW | SNW | Snowy 2.0 | 0 | 0 | 0 | 0 | 0 | 0 | 0 | 0 | 0 | 0 | 0 | 0 | 0 | 0 | 0 | 0 | 0 | 0 | 0 | 0 | 0 | 0 | 0 | 0 | 0 | 0 | 0 | 0
CDP6 | NSW | SNW | Deep storage | 0 | 0 | 0 | 0 | 0 | 0 | 0 | 0 | 0 | 0 | 0 | 0 | 0 | 0 | 0 | 0 | 0 | 0 | 0 | 0 | 0 | 0 | 0 | 0 | 0 | 0 | 0 | 0
CDP6 | NSW | SNW | Medium storage | 0 | 889.1465 | 889.1465 | 889.1465 | 889.1465 | 1355.9222 | 1355.9222 | 1355.9222 | 1355.9222 | 1355.9222 | 1355.9222 | 1355.9222 | 1355.9222 | 1355.9222 | 1355.9222 | 1355.9222 | 1355.9222 | 1355.9222 | 1355.9222 | 1355.9222 | 1355.9222 | 466.7757 | 466.7757 | 466.7759 | 466.7759 | 204.9629 | 204.9629 | 204.9629
CDP6 | NSW | SNW | Shallow storage | 50 | 682.712 | 682.7161 | 718.3507 | 718.3507 | 760.6867 | 1388.2387 | 1460.8147 | 1388.2387 | 1388.2387 | 1460.8147 | 1388.2387 | 1338.2387 | 1410.8147 | 1410.8147 | 1338.2387 | 1338.2387 | 1338.2387 | 1338.2387 | 1410.8147 | 1338.2387 | 885.8147 | 813.2346 | 780.6218 | 853.1978 | 780.6218 | 780.6218 | 853.1978
CDP6 | NSW | SNW | Coordinated CER storage | 11.5295 | 14.8171 | 18.6626 | 22.7871 | 27.7997 | 33.4963 | 43.0237 | 55.4305 | 70.9627 | 90.1039 | 112.9793 | 139.8314 | 170.4524 | 205.2684 | 244.1544 | 286.9162 | 333.5338 | 384.2127 | 438.8854 | 497.66 | 560.8937 | 629.5544 | 702.4072 | 779.5514 | 860.1351 | 943.9419 | 983.3503 | 1018.6582
CDP6 | NSW | SNW | Passive CER storage | 206.3463 | 224.5379 | 240.9368 | 258.9593 | 278.1444 | 301.9599 | 322.7208 | 344.5839 | 366.8252 | 390.7075 | 415.6523 | 441.7183 | 467.2367 | 494.0385 | 520.566 | 545.206 | 567.5963 | 588.6361 | 607.8089 | 625.5986 | 647.3132 | 670.0861 | 693.8422 | 718.7364 | 741.3337 | 761.6739 | 786.6727 | 809.1086
CDP6 | QLD | NQ | Borumba | 0 | 0 | 0 | 0 | 0 | 0 | 0 | 0 | 0 | 0 | 0 | 0 | 0 | 0 | 0 | 0 | 0 | 0 | 0 | 0 | 0 | 0 | 0 | 0 | 0 | 0 | 0 | 0
CDP6 | QLD | NQ | Deep storage | 0 | 0 | 0 | 0 | 0 | 0 | 6.22e-06 | 8.78e-06 | 8.78e-06 | 3.665e-05 | 3.665e-05 | 3.665e-05 | 5.313e-05 | 5.313e-05 | 5.729e-05 | 5.729e-05 | 5.729e-05 | 5.729e-05 | 5.729e-05 | 6.085e-05 | 0.00024465 | 0.00026749 | 6.1383 | 20.3182 | 149.0277 | 180.8662 | 180.8662 | 180.8662
CDP6 | QLD | NQ | Medium storage | 250 | 250 | 250 | 250 | 250 | 250 | 250 | 250 | 250 | 250 | 250 | 250 | 250.0001 | 250.0001 | 250.0001 | 250.0001 | 250.0001 | 250.0001 | 250.0001 | 250.0001 | 250.0001 | 250.0004 | 250.0004 | 250.0004 | 250.0004 | 250.0004 | 250.0004 | 250.0004
CDP6 | QLD | NQ | Shallow storage | 0 | 0 | 300 | 300 | 300 | 300 | 300 | 300 | 300 | 300 | 300 | 300 | 300 | 300 | 300 | 300 | 300 | 300 | 300 | 300 | 300 | 300 | 0 | 0 | 0 | 0 | 0 | 0
CDP6 | QLD | NQ | Coordinated CER storage | 1.2167 | 1.5929 | 2.0251 | 2.5236 | 3.12 | 3.8402 | 4.861 | 6.1864 | 7.8245 | 9.8358 | 12.2418 | 15.0717 | 18.2721 | 21.9141 | 25.9728 | 30.4036 | 35.228 | 40.4665 | 46.1292 | 52.2496 | 58.927 | 66.1344 | 73.8088 | 81.9834 | 90.4987 | 99.3492 | 103.7072 | 107.6837
CDP6 | QLD | NQ | Passive CER storage | 21.0552 | 23.4635 | 25.9022 | 28.4576 | 31.3925 | 34.814 | 37.9522 | 41.4162 | 44.9799 | 48.8461 | 52.9834 | 57.3995 | 61.6721 | 66.1572 | 70.6014 | 74.6827 | 78.4936 | 82.1191 | 85.5856 | 89.0361 | 92.9771 | 97.0969 | 101.3628 | 105.886 | 109.9772 | 113.7091 | 117.7593 | 121.4976
CDP6 | QLD | GG | Borumba | 0 | 0 | 0 | 0 | 0 | 0 | 0 | 0 | 0 | 0 | 0 | 0 | 0 | 0 | 0 | 0 | 0 | 0 | 0 | 0 | 0 | 0 | 0 | 0 | 0 | 0 | 0 | 0
CDP6 | QLD | GG | Deep storage | 0 | 0 | 0 | 0 | 0 | 0 | 0 | 0 | 0 | 0 | 0 | 0 | 0 | 0 | 0 | 0 | 0 | 0 | 0 | 0 | 0 | 0 | 0 | 0 | 0 | 0 | 0 | 0
CDP6 | QLD | GG | Medium storage | 0 | 0 | 0 | 1.486e-05 | 1.486e-05 | 2.916e-05 | 2.916e-05 | 3.09e-05 | 3.09e-05 | 5.714e-05 | 5.714e-05 | 5.714e-05 | 9.567e-05 | 0.00015771 | 0.00016268 | 0.00016268 | 0.00016268 | 0.00016268 | 0.00016623 | 0.00017069 | 0.00017881 | 69.3111 | 69.3111 | 79.5881 | 79.5881 | 354.4183 | 354.4183 | 698.2253
CDP6 | QLD | GG | Shallow storage | 0 | 400 | 400 | 400 | 400 | 400 | 400 | 400 | 400 | 400 | 400 | 400 | 400 | 400 | 400 | 400 | 400 | 400 | 400 | 400 | 400 | 0 | 0 | 0 | 0 | 0 | 0 | 0
CDP6 | QLD | GG | Coordinated CER storage | 0.066819 | 0.087887 | 0.11153 | 0.14153 | 0.17366 | 0.21572 | 0.29891 | 0.41299 | 0.56211 | 0.74955 | 0.97712 | 1.2471 | 1.5592 | 1.9169 | 2.3184 | 2.7646 | 3.2536 | 3.7908 | 4.3761 | 5.009 | 5.7004 | 6.4465 | 7.2409 | 8.0831 | 8.9664 | 9.8883 | 10.3376 | 10.7449
CDP6 | QLD | GG | Passive CER storage | 1.1563 | 1.2946 | 1.4266 | 1.5959 | 1.7473 | 1.9556 | 2.1352 | 2.3376 | 2.5644 | 2.8105 | 3.0704 | 3.3401 | 3.6127 | 3.8978 | 4.1748 | 4.4417 | 4.6827 | 4.9228 | 5.1563 | 5.3782 | 5.6374 | 5.9123 | 6.1964 | 6.4847 | 6.7498 | 6.9899 | 7.2551 | 7.4911
CDP6 | QLD | CQ | Borumba | 0 | 0 | 0 | 0 | 0 | 0 | 0 | 0 | 0 | 0 | 0 | 0 | 0 | 0 | 0 | 0 | 0 | 0 | 0 | 0 | 0 | 0 | 0 | 0 | 0 | 0 | 0 | 0
CDP6 | QLD | CQ | Deep storage | 0 | 0 | 0 | 0 | 0 | 0 | 6.32e-06 | 8.65e-06 | 8.65e-06 | 2.978e-05 | 2.978e-05 | 2.978e-05 | 3.561e-05 | 4.925e-05 | 5.229e-05 | 5.229e-05 | 5.229e-05 | 5.229e-05 | 5.229e-05 | 5.438e-05 | 0.00044787 | 0.00045348 | 0.00046751 | 0.00046884 | 0.0017223 | 230.5347 | 230.5347 | 400
CDP6 | QLD | CQ | Medium storage | 0 | 0 | 0 | 1.637e-05 | 1.971e-05 | 2.957e-05 | 3.662e-05 | 4.1e-05 | 4.1e-05 | 9.855e-05 | 9.855e-05 | 9.855e-05 | 0.00014186 | 0.00021394 | 0.00022287 | 0.00022287 | 0.00022287 | 0.00022287 | 0.00022287 | 0.00022898 | 0.00024686 | 69.2117 | 69.2117 | 233.4711 | 233.4715 | 695.9599 | 695.9599 | 713.8922
CDP6 | QLD | CQ | Shallow storage | 50 | 50 | 50 | 200 | 200 | 200 | 200 | 200 | 200 | 200 | 200 | 200 | 200 | 200 | 200 | 200 | 200 | 200 | 150 | 150 | 150 | 150 | 150 | 0 | 0 | 0 | 0 | 0
CDP6 | QLD | CQ | Coordinated CER storage | 1.1192 | 1.475 | 1.8705 | 2.3506 | 2.8941 | 3.5651 | 4.6403 | 6.0457 | 7.8273 | 10.0404 | 12.6969 | 15.8224 | 19.4074 | 23.4888 | 28.0554 | 33.0802 | 38.5531 | 44.5354 | 51.0196 | 58.024 | 65.6952 | 73.9546 | 82.751 | 92.094 | 101.874 | 112.0393 | 117.0219 | 121.5395
CDP6 | QLD | CQ | Passive CER storage | 19.3666 | 21.7275 | 23.9255 | 26.506 | 29.119 | 32.3201 | 35.3739 | 38.6267 | 42.1175 | 45.9487 | 49.9898 | 54.2028 | 58.4551 | 62.8527 | 67.2149 | 71.3089 | 75.0313 | 78.6845 | 82.1837 | 85.591 | 89.6089 | 93.7355 | 98.007 | 102.4317 | 106.5375 | 110.2123 | 114.1759 | 117.7274
CDP6 | QLD | SQ | Borumba | 0 | 0 | 0 | 0 | 0 | 0 | 0 | 1998 | 1998 | 1998 | 1998 | 1998 | 1998 | 1998 | 1998 | 1998 | 1998 | 1998 | 1998 | 1998 | 1998 | 1998 | 1998 | 1998 | 1998 | 1998 | 1998 | 1998
CDP6 | QLD | SQ | Deep storage | 0 | 0 | 0 | 0 | 0 | 0 | 0 | 0 | 0 | 0 | 0 | 0 | 0 | 0 | 0 | 0 | 0 | 0 | 0 | 0 | 0 | 0 | 0 | 0 | 0 | 0 | 0 | 0
CDP6 | QLD | SQ | Medium storage | 570 | 570 | 570 | 570 | 570 | 570 | 570 | 570 | 570 | 570 | 570 | 570 | 570.0001 | 570.0001 | 570.0001 | 570.0001 | 570.0001 | 570.0001 | 570.0001 | 570.0001 | 570.0001 | 607.4279 | 977.2182 | 977.2182 | 977.2182 | 1571.6717 | 1571.6717 | 1571.6717
CDP6 | QLD | SQ | Shallow storage | 853.76 | 1159.76 | 1159.76 | 1159.76 | 1159.76 | 1159.76 | 1159.76 | 1159.76 | 1159.76 | 1159.76 | 1159.76 | 1159.76 | 1159.76 | 1159.76 | 1059.76 | 1059.76 | 1059.76 | 1059.76 | 1059.76 | 1059.76 | 759.76 | 509.76 | 509.76 | 509.76 | 254.96 | 254.96 | 254.96 | 154.96
CDP6 | QLD | SQ | Coordinated CER storage | 5.9349 | 7.8549 | 10.0673 | 12.639 | 15.6606 | 19.5036 | 26.1745 | 34.9449 | 45.9905 | 59.704 | 76.2037 | 95.6949 | 118.0268 | 143.566 | 172.1726 | 203.6626 | 237.961 | 275.4027 | 316.0829 | 360.0365 | 407.5661 | 459.4511 | 514.7474 | 573.5005 | 635.0211 | 699.1749 | 730.6031 | 759.1308
CDP6 | QLD | SQ | Passive CER storage | 102.7017 | 115.7072 | 128.7691 | 142.5235 | 157.5718 | 176.8119 | 194.2469 | 213.1165 | 232.7482 | 254.1827 | 276.937 | 301.0369 | 325.0195 | 350.4149 | 375.6131 | 399.0493 | 420.0192 | 440.1605 | 459.7105 | 478.6237 | 501.0311 | 524.6191 | 549.2404 | 574.878 | 598.5559 | 620.3463 | 643.8322 | 664.9847
CDP6 | VIC | VIC | Deep storage | 0 | 0 | 0 | 0 | 0 | 0 | 6.12e-06 | 1.608e-05 | 3.29e-05 | 130.3954 | 130.3954 | 130.3954 | 130.3954 | 130.3954 | 130.3954 | 130.3954 | 130.3954 | 130.3954 | 130.3954 | 130.3954 | 495.3485 | 495.3485 | 495.3485 | 495.3485 | 495.3485 | 495.3485 | 495.3485 | 546.3678
CDP6 | VIC | VIC | Medium storage | 0 | 0 | 350 | 350 | 350 | 350 | 350 | 350 | 350 | 692.5614 | 692.5614 | 692.5614 | 692.5614 | 692.5614 | 692.5614 | 692.5614 | 692.5614 | 692.5614 | 692.5614 | 692.5614 | 692.5614 | 692.5614 | 342.5614 | 342.5614 | 342.5614 | 342.5614 | 342.5614 | 342.5614
CDP6 | VIC | VIC | Shallow storage | 479.13 | 1990.64 | 2055.4403 | 2720.53 | 2712.83 | 2703.23 | 2710.53 | 3222.2299 | 3733.1699 | 3770.0831 | 5378.963 | 5378.963 | 5385.563 | 5378.963 | 5373.963 | 5373.963 | 5373.963 | 5073.963 | 5073.963 | 4923.963 | 4730.563 | 4429.253 | 4040.7527 | 3525.263 | 3525.263 | 3505.263 | 2905.263 | 2393.5631
CDP6 | VIC | VIC | Coordinated CER storage | 15.1363 | 20.7187 | 26.6998 | 33.6099 | 42.073 | 52.0251 | 65.3888 | 82.4785 | 103.5543 | 129.304 | 159.8675 | 195.5802 | 236.092 | 282.1042 | 333.3048 | 389.2764 | 449.9516 | 515.8702 | 587.1309 | 663.853 | 746.8741 | 837.0114 | 932.8772 | 1034.5743 | 1140.6225 | 1250.7708 | 1304.751 | 1353.7071
CDP6 | VIC | VIC | Passive CER storage | 301.4603 | 331.822 | 361.74 | 393.4245 | 427.1076 | 470.0826 | 508.8755 | 550.5086 | 593.6031 | 640.251 | 689.3259 | 740.7945 | 791.6143 | 844.9475 | 897.6568 | 946.6059 | 991.0946 | 1033.8217 | 1074.9606 | 1114.8568 | 1161.2955 | 1209.6656 | 1259.8506 | 1312.0582 | 1360.0652 | 1403.9921 | 1454.6296 | 1500.8336
CDP6 | SA | CSA | Deep storage | 0 | 0 | 0 | 0 | 0 | 0 | 3.24e-06 | 4.4e-06 | 4.4e-06 | 7.76e-06 | 7.76e-06 | 7.76e-06 | 7.76e-06 | 1.089e-05 | 1.259e-05 | 1.259e-05 | 1.259e-05 | 1.259e-05 | 1.259e-05 | 1.259e-05 | 1.844e-05 | 1.948e-05 | 1.948e-05 | 1.948e-05 | 1.948e-05 | 2.083e-05 | 2.083e-05 | 2.353e-05
CDP6 | SA | CSA | Medium storage | 0 | 0 | 0 | 1.493e-05 | 1.817e-05 | 2.335e-05 | 2.335e-05 | 2.464e-05 | 2.717e-05 | 4.971e-05 | 4.971e-05 | 4.971e-05 | 4.971e-05 | 7.254e-05 | 8.572e-05 | 8.572e-05 | 8.572e-05 | 8.572e-05 | 8.572e-05 | 8.572e-05 | 0.00011522 | 40.8662 | 59.4033 | 807.6389 | 807.6389 | 1181.4536 | 1181.4536 | 1181.4536
CDP6 | SA | CSA | Shallow storage | 656.2 | 951.18 | 951.1814 | 951.1814 | 957.2014 | 951.1814 | 921.1814 | 921.1814 | 921.1814 | 921.1814 | 921.1814 | 921.1814 | 921.1814 | 921.1814 | 921.1814 | 921.1814 | 921.1814 | 909.1814 | 915.2014 | 658.4814 | 464.5014 | 302.5014 | 302.5008 | 302.5008 | 261.0008 | 150.0008 | 150.0008 | 150.0008
CDP6 | SA | CSA | Coordinated CER storage | 62.4605 | 69.574 | 76.4942 | 84.1684 | 92.1358 | 101.9094 | 111.3026 | 121.9009 | 133.5508 | 146.6546 | 161.056 | 176.8714 | 193.5765 | 211.7514 | 230.9299 | 250.6652 | 270.8794 | 292.0065 | 314.1066 | 337.1741 | 362.1662 | 388.8506 | 416.8107 | 446.0604 | 475.6817 | 505.6161 | 520.6813 | 534.0007
CDP6 | SA | CSA | Passive CER storage | 176.8412 | 189.127 | 200.7947 | 212.4134 | 224.7795 | 239.333 | 252.1373 | 265.4672 | 278.7557 | 292.6711 | 306.7404 | 321.0593 | 334.5405 | 348.2941 | 361.3463 | 372.8549 | 382.7225 | 391.8089 | 400.2474 | 408.0508 | 417.2101 | 426.5738 | 436.0668 | 445.6894 | 454.0331 | 461.1754 | 471.3591 | 480.3156
CDP6 | SA | SESA | Deep storage | 0 | 0 | 0 | 0 | 0 | 0 | 0 | 0 | 0 | 0 | 0 | 0 | 0 | 0 | 0 | 0 | 0 | 0 | 0 | 0 | 0 | 0 | 0 | 0 | 0 | 0 | 0 | 0
CDP6 | SA | SESA | Medium storage | 0 | 0 | 0 | 1.435e-05 | 1.754e-05 | 2.187e-05 | 2.187e-05 | 2.187e-05 | 2.451e-05 | 4.52e-05 | 4.52e-05 | 4.52e-05 | 4.52e-05 | 6.28e-05 | 7.672e-05 | 7.672e-05 | 7.672e-05 | 7.672e-05 | 7.672e-05 | 7.672e-05 | 8.85e-05 | 0.00018478 | 0.00021879 | 76.0846 | 76.0846 | 76.0845 | 76.0845 | 76.0845
CDP6 | SA | SESA | Shallow storage | 25 | 25 | 25 | 25 | 25 | 25 | 25 | 25 | 25 | 25 | 0 | 0 | 0 | 0 | 0 | 0 | 0 | 0 | 0 | 0 | 0 | 0 | 0 | 0 | 0 | 0 | 0 | 0
CDP6 | SA | SESA | Coordinated CER storage | 2.2312 | 2.5031 | 2.7724 | 3.0693 | 3.3785 | 3.771 | 4.1547 | 4.5772 | 5.0453 | 5.5905 | 6.2292 | 6.8967 | 7.6454 | 8.4204 | 9.2343 | 10.0864 | 10.97 | 11.8923 | 12.8505 | 13.8935 | 15.057 | 16.2673 | 17.5209 | 18.834 | 20.1658 | 21.5197 | 22.1956 | 22.8328
CDP6 | SA | SESA | Passive CER storage | 6.3171 | 6.8043 | 7.2775 | 7.7459 | 8.2424 | 8.8562 | 9.3849 | 9.9001 | 10.4074 | 10.9659 | 11.6011 | 12.1692 | 12.779 | 13.3159 | 13.8063 | 14.2494 | 14.6336 | 14.9745 | 15.2687 | 15.6028 | 16.033 | 16.4336 | 16.813 | 17.1981 | 17.5263 | 17.8106 | 18.2151 | 18.6306
CDP6 | TAS | TAS | Deep storage | 0 | 0 | 0 | 0 | 0 | 0 | 1.651e-05 | 2.79e-05 | 7.237e-05 | 7.237e-05 | 7.237e-05 | 7.237e-05 | 7.237e-05 | 7.237e-05 | 8.333e-05 | 8.933e-05 | 0.001025 | 0.001025 | 123.195 | 385.0044 | 932.046 | 932.046 | 932.046 | 932.046 | 932.046 | 932.046 | 932.046 | 932.046
CDP6 | TAS | TAS | Medium storage | 0 | 0 | 0 | 1.133e-05 | 1.24e-05 | 1.24e-05 | 1.24e-05 | 1.385e-05 | 1.509e-05 | 2.741e-05 | 2.741e-05 | 2.741e-05 | 2.741e-05 | 3.101e-05 | 3.274e-05 | 3.393e-05 | 3.533e-05 | 3.646e-05 | 3.646e-05 | 3.782e-05 | 3.782e-05 | 3.903e-05 | 4.144e-05 | 3.596e-05 | 3.489e-05 | 3.489e-05 | 3.489e-05 | 3.344e-05
CDP6 | TAS | TAS | Shallow storage | 0 | 0 | 0 | 0 | 0 | 0 | 0 | 0 | 0 | 0 | 0 | 0 | 0 | 0 | 0 | 0 | 0 | 0 | 0 | 0 | 0 | 0 | 0 | 0 | 0 | 0 | 0 | 0
CDP6 | TAS | TAS | Coordinated CER storage | 0.86202 | 1.1897 | 1.5604 | 1.9874 | 2.4806 | 3.1026 | 3.6027 | 4.2371 | 5.0419 | 6.0802 | 7.3806 | 8.9752 | 10.855 | 13.0758 | 15.6258 | 18.4829 | 21.6512 | 25.1679 | 29.047 | 33.2957 | 37.9263 | 43.0768 | 48.6582 | 54.6735 | 61.0336 | 67.7354 | 71.4596 | 74.781
CDP6 | TAS | TAS | Passive CER storage | 18.3551 | 20.1214 | 21.7939 | 23.5599 | 25.4634 | 28.0008 | 30.1463 | 32.4307 | 34.7743 | 37.3199 | 39.9892 | 42.7744 | 45.4739 | 48.2933 | 51.0238 | 53.4633 | 55.579 | 57.5324 | 59.351 | 61.0565 | 63.1414 | 65.3064 | 67.5415 | 69.8609 | 71.8752 | 73.5976 | 75.9416 | 77.9696
CDP7 | NSW | NNSW | Snowy 2.0 | 0 | 0 | 0 | 0 | 0 | 0 | 0 | 0 | 0 | 0 | 0 | 0 | 0 | 0 | 0 | 0 | 0 | 0 | 0 | 0 | 0 | 0 | 0 | 0 | 0 | 0 | 0 | 0
CDP7 | NSW | NNSW | Deep storage | 0 | 0 | 0 | 0 | 0 | 0 | 250.3205 | 250.3205 | 250.3205 | 250.3205 | 250.3205 | 250.3205 | 250.3205 | 250.3205 | 250.3205 | 250.3205 | 250.3205 | 250.3205 | 250.3205 | 250.3205 | 1000 | 1000 | 1000 | 1000 | 1000 | 1000 | 1000 | 1000
CDP7 | NSW | NNSW | Medium storage | 0 | 0 | 275 | 275.0001 | 378.9563 | 1155.9994 | 1155.9994 | 1155.9994 | 1155.9994 | 1155.9994 | 1155.9994 | 1155.9995 | 1155.9995 | 1155.9995 | 1155.9995 | 1155.9995 | 1155.9995 | 1155.9995 | 1155.9995 | 1155.9995 | 1155.9996 | 1155.9996 | 880.9996 | 1115.9051 | 1011.9488 | 1255.3662 | 1255.3662 | 1635.2731
CDP7 | NSW | NNSW | Shallow storage | 0 | 30 | 230 | 430 | 430 | 430 | 430 | 430 | 430 | 400 | 400 | 400 | 400 | 400 | 400 | 400 | 400 | 400 | 400 | 400 | 400 | 400 | 0 | 0 | 0 | 0 | 0 | 0
CDP7 | NSW | NNSW | Coordinated CER storage | 2.9011 | 3.6904 | 4.6278 | 5.5596 | 6.6915 | 7.9992 | 9.7928 | 12.0913 | 14.9199 | 18.3769 | 22.4496 | 27.1895 | 32.5292 | 38.5657 | 45.2506 | 52.5465 | 60.457 | 69.0343 | 78.2621 | 88.1661 | 98.8985 | 110.4266 | 122.6426 | 135.5582 | 148.9852 | 162.8922 | 169.464 | 175.3439
CDP7 | NSW | NNSW | Passive CER storage | 51.9224 | 55.9244 | 59.7457 | 63.1809 | 66.9501 | 72.1109 | 76.9127 | 82.1206 | 87.477 | 93.3283 | 99.3194 | 105.5537 | 111.5324 | 117.7469 | 123.7732 | 129.3342 | 134.4245 | 139.3018 | 143.8527 | 148.1976 | 153.2203 | 158.3806 | 163.6836 | 169.1359 | 173.9747 | 178.2371 | 183.577 | 188.3339
CDP7 | NSW | CNSW | Snowy 2.0 | 0 | 0 | 0 | 0 | 0 | 0 | 0 | 0 | 0 | 0 | 0 | 0 | 0 | 0 | 0 | 0 | 0 | 0 | 0 | 0 | 0 | 0 | 0 | 0 | 0 | 0 | 0 | 0
CDP7 | NSW | CNSW | Deep storage | 247 | 247 | 247 | 247 | 247 | 247 | 247 | 247 | 247 | 247 | 247 | 247 | 247 | 247 | 247 | 247 | 247 | 247 | 247 | 247 | 247 | 247 | 247 | 247 | 247 | 247 | 247 | 247
CDP7 | NSW | CNSW | Medium storage | 0 | 549 | 549 | 917.46 | 917.46 | 986.8936 | 946.8736 | 986.8936 | 946.8736 | 946.8736 | 986.8936 | 946.8736 | 946.8736 | 986.8936 | 986.8936 | 946.8736 | 946.8736 | 946.8736 | 946.8736 | 986.8936 | 946.8736 | 437.8936 | 397.8736 | 397.8736 | 437.8936 | 381.3756 | 381.3756 | 421.3956
CDP7 | NSW | CNSW | Shallow storage | 0 | 20 | 30.6368 | 813.4759 | 1857.0346 | 1857.0346 | 1857.0346 | 1857.0346 | 1857.0346 | 1857.0346 | 1857.0346 | 1857.0346 | 1857.0346 | 1857.0346 | 1857.0346 | 1857.0346 | 1857.0346 | 1857.0346 | 1857.0346 | 1857.0346 | 1857.0346 | 1837.0346 | 1826.3979 | 1043.5587 | 93.5281 | 93.5281 | 93.5281 | 93.5281
CDP7 | NSW | CNSW | Coordinated CER storage | 1.218 | 1.5545 | 1.9694 | 2.396 | 2.8889 | 3.468 | 4.4484 | 5.7616 | 7.4129 | 9.4548 | 11.9182 | 14.7956 | 18.091 | 21.8271 | 26.0012 | 30.6055 | 35.6384 | 41.1048 | 47.0119 | 53.3576 | 60.2411 | 67.6633 | 75.5332 | 83.8558 | 92.5557 | 101.5813 | 105.8426 | 109.6628
CDP7 | NSW | CNSW | Passive CER storage | 21.7984 | 23.5569 | 25.4252 | 27.2293 | 28.9039 | 31.2635 | 33.4736 | 36.0114 | 38.6022 | 41.3825 | 44.4067 | 47.4404 | 50.4842 | 53.5835 | 56.6421 | 59.5615 | 62.2973 | 64.8483 | 67.2355 | 69.4388 | 72.0568 | 74.8106 | 77.6287 | 80.5076 | 83.1503 | 85.4446 | 88.2195 | 90.7189
CDP7 | NSW | SNSW | Snowy 2.0 | 0 | 0 | 0 | 0 | 2200 | 2200 | 2200 | 2200 | 2200 | 2200 | 2200 | 2200 | 2200 | 2200 | 2200 | 2200 | 2200 | 2200 | 2200 | 2200 | 2200 | 2200 | 2200 | 2200 | 2200 | 2200 | 2200 | 2200
CDP7 | NSW | SNSW | Deep storage | 0 | 0 | 0 | 0 | 0 | 0 | 0 | 0 | 0 | 0 | 0 | 0 | 0 | 0 | 0 | 0 | 0 | 0 | 0 | 0 | 0 | 0 | 0 | 0 | 0 | 0 | 0 | 0
CDP7 | NSW | SNSW | Medium storage | 0 | 50 | 50 | 250 | 250 | 250.0003 | 250.0003 | 250.0003 | 250.0003 | 250.0003 | 250.0003 | 250.0003 | 250.0003 | 250.0003 | 250.0003 | 250.0003 | 250.0003 | 250.0003 | 250.0003 | 250.0003 | 250.0003 | 200.0003 | 200.0003 | 200.0003 | 200.0003 | 200.0001 | 200.0001 | 200.0001
CDP7 | NSW | SNSW | Shallow storage | 309.99 | 318.9 | 318.9 | 318.9 | 318.9 | 319.89 | 318.9 | 319.89 | 318.9 | 318.9 | 319.89 | 318.9 | 318.9 | 319.89 | 319.89 | 318.9 | 318.9 | 318.9 | 308.9 | 259.89 | 258.9 | 249.99 | 249 | 249 | 150 | 150 | 150 | 0
CDP7 | NSW | SNSW | Coordinated CER storage | 2.4469 | 3.1469 | 4.0056 | 4.9448 | 6.063 | 7.344 | 8.8828 | 10.843 | 13.2952 | 16.3304 | 19.989 | 24.3293 | 29.3361 | 35.0941 | 41.5771 | 48.7432 | 56.6101 | 65.2405 | 74.6487 | 84.8616 | 95.9878 | 108.1835 | 121.2843 | 135.2958 | 150.0261 | 165.4879 | 173.4974 | 180.7336
CDP7 | NSW | SNSW | Passive CER storage | 43.7926 | 47.6885 | 51.7125 | 56.1945 | 60.6618 | 66.2045 | 71.0929 | 76.2779 | 81.7101 | 87.5202 | 93.586 | 99.9174 | 106.2198 | 112.7798 | 119.2142 | 125.1293 | 130.5318 | 135.6734 | 140.5429 | 145.2071 | 150.7156 | 156.525 | 162.5649 | 168.7895 | 174.3699 | 179.4516 | 185.5172 | 191.0124
CDP7 | NSW | SNW | Snowy 2.0 | 0 | 0 | 0 | 0 | 0 | 0 | 0 | 0 | 0 | 0 | 0 | 0 | 0 | 0 | 0 | 0 | 0 | 0 | 0 | 0 | 0 | 0 | 0 | 0 | 0 | 0 | 0 | 0
CDP7 | NSW | SNW | Deep storage | 0 | 0 | 0 | 0 | 0 | 0 | 0 | 0 | 0 | 0 | 0 | 0 | 0 | 0 | 0 | 0 | 0 | 0 | 0 | 0 | 0 | 0 | 0 | 0 | 0 | 0 | 0 | 0
CDP7 | NSW | SNW | Medium storage | 0 | 889.1455 | 889.1455 | 889.1455 | 889.1455 | 1404.7322 | 1404.7322 | 1404.7322 | 1404.7322 | 1404.7322 | 1404.7322 | 1404.7322 | 1404.7322 | 1404.7322 | 1404.7322 | 1404.7322 | 1404.7322 | 1404.7322 | 1404.7322 | 1404.7322 | 1404.7322 | 515.5867 | 515.5867 | 515.5869 | 515.5869 | 226.3954 | 226.3954 | 226.3954
CDP7 | NSW | SNW | Shallow storage | 50 | 682.712 | 682.7172 | 682.7281 | 1063.8379 | 1106.1739 | 1733.7259 | 1806.3019 | 1733.7259 | 1733.7259 | 1806.3019 | 1733.7259 | 1683.7259 | 1756.3019 | 1756.3019 | 1683.7259 | 1683.7259 | 1683.7259 | 1683.7259 | 1756.3019 | 1683.7259 | 1231.3019 | 1158.7207 | 1158.7097 | 884.3327 | 811.7566 | 811.7566 | 884.3326
CDP7 | NSW | SNW | Coordinated CER storage | 11.5295 | 14.8171 | 18.6626 | 22.7871 | 27.7997 | 33.4963 | 43.0237 | 55.4305 | 70.9627 | 90.1039 | 112.9793 | 139.8314 | 170.4524 | 205.2684 | 244.1544 | 286.9162 | 333.5338 | 384.2127 | 438.8854 | 497.66 | 560.8937 | 629.5544 | 702.4072 | 779.5514 | 860.1351 | 943.9419 | 983.3503 | 1018.6582
CDP7 | NSW | SNW | Passive CER storage | 206.3463 | 224.5379 | 240.9368 | 258.9593 | 278.1444 | 301.9599 | 322.7208 | 344.5839 | 366.8252 | 390.7075 | 415.6523 | 441.7183 | 467.2367 | 494.0385 | 520.566 | 545.206 | 567.5963 | 588.6361 | 607.8089 | 625.5986 | 647.3132 | 670.0861 | 693.8422 | 718.7364 | 741.3337 | 761.6739 | 786.6727 | 809.1086
CDP7 | QLD | NQ | Borumba | 0 | 0 | 0 | 0 | 0 | 0 | 0 | 0 | 0 | 0 | 0 | 0 | 0 | 0 | 0 | 0 | 0 | 0 | 0 | 0 | 0 | 0 | 0 | 0 | 0 | 0 | 0 | 0
CDP7 | QLD | NQ | Deep storage | 0 | 0 | 0 | 0 | 0 | 0 | 1.276e-05 | 1.49e-05 | 1.49e-05 | 4.371e-05 | 4.371e-05 | 4.371e-05 | 6.067e-05 | 6.067e-05 | 6.428e-05 | 6.428e-05 | 6.428e-05 | 6.428e-05 | 6.428e-05 | 6.901e-05 | 0.00031363 | 0.00032135 | 5.8577 | 20.2132 | 149.5007 | 180.8921 | 180.8921 | 180.8921
CDP7 | QLD | NQ | Medium storage | 250 | 250 | 250 | 250 | 250 | 250 | 250 | 250 | 250 | 250 | 250 | 250 | 250.0001 | 250.0001 | 250.0001 | 250.0001 | 250.0001 | 250.0001 | 250.0001 | 250.0001 | 250.0001 | 250.0003 | 250.0004 | 250.0004 | 250.0004 | 250.0004 | 250.0004 | 250.0004
CDP7 | QLD | NQ | Shallow storage | 0 | 0 | 300 | 300 | 300 | 300 | 300 | 300 | 300 | 300 | 300 | 300 | 300 | 300 | 300 | 300 | 300 | 300 | 300 | 300 | 300 | 300 | 0 | 0 | 0 | 0 | 0 | 0
CDP7 | QLD | NQ | Coordinated CER storage | 1.2167 | 1.5929 | 2.0251 | 2.5236 | 3.12 | 3.8402 | 4.861 | 6.1864 | 7.8245 | 9.8358 | 12.2418 | 15.0717 | 18.2721 | 21.9141 | 25.9728 | 30.4036 | 35.228 | 40.4665 | 46.1292 | 52.2496 | 58.927 | 66.1344 | 73.8088 | 81.9834 | 90.4987 | 99.3492 | 103.7072 | 107.6837
CDP7 | QLD | NQ | Passive CER storage | 21.0552 | 23.4635 | 25.9022 | 28.4576 | 31.3925 | 34.814 | 37.9522 | 41.4162 | 44.9799 | 48.8461 | 52.9834 | 57.3995 | 61.6721 | 66.1572 | 70.6014 | 74.6827 | 78.4936 | 82.1191 | 85.5856 | 89.0361 | 92.9771 | 97.0969 | 101.3628 | 105.886 | 109.9772 | 113.7091 | 117.7593 | 121.4976
CDP7 | QLD | GG | Borumba | 0 | 0 | 0 | 0 | 0 | 0 | 0 | 0 | 0 | 0 | 0 | 0 | 0 | 0 | 0 | 0 | 0 | 0 | 0 | 0 | 0 | 0 | 0 | 0 | 0 | 0 | 0 | 0
CDP7 | QLD | GG | Deep storage | 0 | 0 | 0 | 0 | 0 | 0 | 0 | 0 | 0 | 0 | 0 | 0 | 0 | 0 | 0 | 0 | 0 | 0 | 0 | 0 | 0 | 0 | 0 | 0 | 0 | 0 | 0 | 0
CDP7 | QLD | GG | Medium storage | 0 | 0 | 0 | 2.855e-05 | 2.855e-05 | 6.316e-05 | 6.316e-05 | 6.586e-05 | 6.586e-05 | 7.107e-05 | 7.107e-05 | 7.107e-05 | 0.00011526 | 0.00019203 | 0.00019733 | 0.00019733 | 0.00019733 | 0.00019733 | 0.0001984 | 0.0002047 | 0.00021511 | 61.6583 | 61.6583 | 165.6915 | 165.6916 | 231.1191 | 231.1191 | 629.6811
CDP7 | QLD | GG | Shallow storage | 0 | 400 | 400 | 400 | 400 | 400 | 400 | 400 | 400 | 400 | 400 | 400 | 400 | 400 | 400 | 400 | 400 | 400 | 400 | 400 | 400 | 0 | 0 | 0 | 0 | 0 | 0 | 0
CDP7 | QLD | GG | Coordinated CER storage | 0.066819 | 0.087887 | 0.11153 | 0.14153 | 0.17366 | 0.21572 | 0.29891 | 0.41299 | 0.56211 | 0.74955 | 0.97712 | 1.2471 | 1.5592 | 1.9169 | 2.3184 | 2.7646 | 3.2536 | 3.7908 | 4.3761 | 5.009 | 5.7004 | 6.4465 | 7.2409 | 8.0831 | 8.9664 | 9.8883 | 10.3376 | 10.7449
CDP7 | QLD | GG | Passive CER storage | 1.1563 | 1.2946 | 1.4266 | 1.5959 | 1.7473 | 1.9556 | 2.1352 | 2.3376 | 2.5644 | 2.8105 | 3.0704 | 3.3401 | 3.6127 | 3.8978 | 4.1748 | 4.4417 | 4.6827 | 4.9228 | 5.1563 | 5.3782 | 5.6374 | 5.9123 | 6.1964 | 6.4847 | 6.7498 | 6.9899 | 7.2551 | 7.4911
CDP7 | QLD | CQ | Borumba | 0 | 0 | 0 | 0 | 0 | 0 | 0 | 0 | 0 | 0 | 0 | 0 | 0 | 0 | 0 | 0 | 0 | 0 | 0 | 0 | 0 | 0 | 0 | 0 | 0 | 0 | 0 | 0
CDP7 | QLD | CQ | Deep storage | 0 | 0 | 0 | 0 | 0 | 0 | 1.318e-05 | 1.515e-05 | 1.515e-05 | 3.505e-05 | 3.505e-05 | 3.505e-05 | 4.055e-05 | 5.529e-05 | 5.849e-05 | 5.849e-05 | 5.849e-05 | 5.849e-05 | 5.849e-05 | 5.987e-05 | 19.1678 | 19.1678 | 19.1678 | 19.1678 | 19.1678 | 283.098 | 283.098 | 400
CDP7 | QLD | CQ | Medium storage | 0 | 0 | 0 | 3.149e-05 | 3.832e-05 | 6.415e-05 | 7.831e-05 | 8.3e-05 | 8.426e-05 | 0.00012708 | 0.00012708 | 0.00012708 | 0.00016956 | 0.00025821 | 0.00026665 | 0.00026665 | 0.00026665 | 0.00026665 | 0.00026971 | 0.00028012 | 0.00029811 | 61.5101 | 61.5101 | 165.6161 | 165.6164 | 617.8425 | 617.8425 | 620.1434
CDP7 | QLD | CQ | Shallow storage | 50 | 50 | 50 | 200 | 200 | 200 | 200 | 200 | 200 | 200 | 200 | 200 | 200 | 200 | 200 | 200 | 200 | 200 | 150 | 150 | 150 | 150 | 150 | 0 | 0 | 0 | 0 | 0
CDP7 | QLD | CQ | Coordinated CER storage | 1.1192 | 1.475 | 1.8705 | 2.3506 | 2.8941 | 3.5651 | 4.6403 | 6.0457 | 7.8273 | 10.0404 | 12.6969 | 15.8224 | 19.4074 | 23.4888 | 28.0554 | 33.0802 | 38.5531 | 44.5354 | 51.0196 | 58.024 | 65.6952 | 73.9546 | 82.751 | 92.094 | 101.874 | 112.0393 | 117.0219 | 121.5395
CDP7 | QLD | CQ | Passive CER storage | 19.3666 | 21.7275 | 23.9255 | 26.506 | 29.119 | 32.3201 | 35.3739 | 38.6267 | 42.1175 | 45.9487 | 49.9898 | 54.2028 | 58.4551 | 62.8527 | 67.2149 | 71.3089 | 75.0313 | 78.6845 | 82.1837 | 85.591 | 89.6089 | 93.7355 | 98.007 | 102.4317 | 106.5375 | 110.2123 | 114.1759 | 117.7274
CDP7 | QLD | SQ | Borumba | 0 | 0 | 0 | 0 | 0 | 0 | 0 | 1998 | 1998 | 1998 | 1998 | 1998 | 1998 | 1998 | 1998 | 1998 | 1998 | 1998 | 1998 | 1998 | 1998 | 1998 | 1998 | 1998 | 1998 | 1998 | 1998 | 1998
CDP7 | QLD | SQ | Deep storage | 0 | 0 | 0 | 0 | 0 | 0 | 0 | 0 | 0 | 0 | 0 | 0 | 0 | 0 | 0 | 0 | 0 | 0 | 0 | 0 | 0 | 0 | 0 | 0 | 0 | 0 | 0 | 0
CDP7 | QLD | SQ | Medium storage | 570 | 570 | 570 | 570 | 570 | 570.0001 | 570.0001 | 570.0001 | 570.0001 | 570.0001 | 570.0001 | 570.0001 | 570.0001 | 570.0002 | 570.0002 | 570.0002 | 570.0002 | 570.0002 | 570.0002 | 570.0002 | 570.0002 | 625.4815 | 982.2799 | 982.2799 | 982.2799 | 1493.8718 | 1493.8718 | 1493.8718
CDP7 | QLD | SQ | Shallow storage | 853.76 | 1159.76 | 1159.76 | 1159.76 | 1159.76 | 1159.76 | 1159.76 | 1159.76 | 1159.76 | 1159.76 | 1159.76 | 1159.76 | 1159.76 | 1159.76 | 1059.76 | 1059.76 | 1059.76 | 1059.76 | 1059.76 | 1059.76 | 759.76 | 509.76 | 509.76 | 509.76 | 254.96 | 254.96 | 254.96 | 154.96
CDP7 | QLD | SQ | Coordinated CER storage | 5.9349 | 7.8549 | 10.0673 | 12.639 | 15.6606 | 19.5036 | 26.1745 | 34.9449 | 45.9905 | 59.704 | 76.2037 | 95.6949 | 118.0268 | 143.566 | 172.1726 | 203.6626 | 237.961 | 275.4027 | 316.0829 | 360.0365 | 407.5661 | 459.4511 | 514.7474 | 573.5005 | 635.0211 | 699.1749 | 730.6031 | 759.1308
CDP7 | QLD | SQ | Passive CER storage | 102.7017 | 115.7072 | 128.7691 | 142.5235 | 157.5718 | 176.8119 | 194.2469 | 213.1165 | 232.7482 | 254.1827 | 276.937 | 301.0369 | 325.0195 | 350.4149 | 375.6131 | 399.0493 | 420.0192 | 440.1605 | 459.7105 | 478.6237 | 501.0311 | 524.6191 | 549.2404 | 574.878 | 598.5559 | 620.3463 | 643.8322 | 664.9847
CDP7 | VIC | VIC | Deep storage | 0 | 0 | 0 | 0 | 0 | 0 | 1.363e-05 | 2.339e-05 | 3.715e-05 | 21.7763 | 21.7763 | 21.7763 | 21.7763 | 21.7763 | 21.7763 | 21.7763 | 21.7763 | 21.7763 | 21.7763 | 21.7763 | 510.8997 | 510.8997 | 510.8997 | 510.8997 | 510.8997 | 510.8997 | 510.8997 | 566.9204
CDP7 | VIC | VIC | Medium storage | 0 | 0 | 350 | 350 | 350 | 350 | 350 | 350 | 350.0001 | 350.0009 | 350.0009 | 350.0009 | 350.0009 | 350.0009 | 350.0009 | 350.0009 | 350.0009 | 350.0009 | 350.0009 | 350.001 | 350.001 | 350.001 | 0.00095836 | 0.0010492 | 0.0010433 | 0.0010283 | 0.0010283 | 0.0010264
CDP7 | VIC | VIC | Shallow storage | 479.13 | 1990.64 | 2055.4405 | 2514.4648 | 2506.7648 | 2703.2299 | 2710.5299 | 3222.2299 | 3733.1698 | 4221.2628 | 5830.1427 | 5830.1427 | 5836.7427 | 5830.1427 | 5825.1427 | 5825.1427 | 5825.1427 | 5525.1427 | 5525.1427 | 5375.1427 | 5181.7427 | 4880.4327 | 4491.9322 | 4182.5079 | 4182.5079 | 3956.4428 | 3356.4428 | 2844.7428
CDP7 | VIC | VIC | Coordinated CER storage | 15.1363 | 20.7187 | 26.6998 | 33.6099 | 42.073 | 52.0251 | 65.3888 | 82.4785 | 103.5543 | 129.304 | 159.8675 | 195.5802 | 236.092 | 282.1042 | 333.3048 | 389.2764 | 449.9516 | 515.8702 | 587.1309 | 663.853 | 746.8741 | 837.0114 | 932.8772 | 1034.5743 | 1140.6225 | 1250.7708 | 1304.751 | 1353.7071
CDP7 | VIC | VIC | Passive CER storage | 301.4603 | 331.822 | 361.74 | 393.4245 | 427.1076 | 470.0826 | 508.8755 | 550.5086 | 593.6031 | 640.251 | 689.3259 | 740.7945 | 791.6143 | 844.9475 | 897.6568 | 946.6059 | 991.0946 | 1033.8217 | 1074.9606 | 1114.8568 | 1161.2955 | 1209.6656 | 1259.8506 | 1312.0582 | 1360.0652 | 1403.9921 | 1454.6296 | 1500.8336
CDP7 | SA | CSA | Deep storage | 0 | 0 | 0 | 0 | 0 | 0 | 6.62e-06 | 7.68e-06 | 7.68e-06 | 9.62e-06 | 9.62e-06 | 9.62e-06 | 9.62e-06 | 1.298e-05 | 1.449e-05 | 1.449e-05 | 1.449e-05 | 1.449e-05 | 1.449e-05 | 1.449e-05 | 1.648e-05 | 1.648e-05 | 1.648e-05 | 1.766e-05 | 1.766e-05 | 1.766e-05 | 1.766e-05 | 2.078e-05
CDP7 | SA | CSA | Medium storage | 0 | 0 | 0 | 2.651e-05 | 3.262e-05 | 4.763e-05 | 4.763e-05 | 4.763e-05 | 5.077e-05 | 6.235e-05 | 6.235e-05 | 6.235e-05 | 6.235e-05 | 7.323e-05 | 7.745e-05 | 7.745e-05 | 7.745e-05 | 7.745e-05 | 7.745e-05 | 7.856e-05 | 8.788e-05 | 9.176e-05 | 9.874e-05 | 1031.5688 | 1031.5688 | 1477.8049 | 1477.8049 | 1477.8049
CDP7 | SA | CSA | Shallow storage | 656.2 | 951.18 | 1569.0638 | 2305.7611 | 2311.7811 | 2305.7611 | 2275.7611 | 2275.7611 | 2275.7611 | 2275.7611 | 2275.7611 | 2275.7611 | 2275.7611 | 2275.7611 | 2275.7611 | 2275.7611 | 2275.7611 | 2263.7611 | 2269.7811 | 2013.0611 | 1819.0811 | 1657.0811 | 1039.1973 | 364.9714 | 323.4714 | 212.4714 | 212.4714 | 212.4714
CDP7 | SA | CSA | Coordinated CER storage | 62.4605 | 69.574 | 76.4942 | 84.1684 | 92.1358 | 101.9094 | 111.3026 | 121.9009 | 133.5508 | 146.6546 | 161.056 | 176.8714 | 193.5765 | 211.7514 | 230.9299 | 250.6652 | 270.8794 | 292.0065 | 314.1066 | 337.1741 | 362.1662 | 388.8506 | 416.8107 | 446.0604 | 475.6817 | 505.6161 | 520.6813 | 534.0007
CDP7 | SA | CSA | Passive CER storage | 176.8412 | 189.127 | 200.7947 | 212.4134 | 224.7795 | 239.333 | 252.1373 | 265.4672 | 278.7557 | 292.6711 | 306.7404 | 321.0593 | 334.5405 | 348.2941 | 361.3463 | 372.8549 | 382.7225 | 391.8089 | 400.2474 | 408.0508 | 417.2101 | 426.5738 | 436.0668 | 445.6894 | 454.0331 | 461.1754 | 471.3591 | 480.3156
CDP7 | SA | SESA | Deep storage | 0 | 0 | 0 | 0 | 0 | 0 | 0 | 0 | 0 | 0 | 0 | 0 | 0 | 0 | 0 | 0 | 0 | 0 | 0 | 0 | 0 | 0 | 0 | 0 | 0 | 0 | 0 | 0
CDP7 | SA | SESA | Medium storage | 0 | 0 | 0 | 2.564e-05 | 3.179e-05 | 4.466e-05 | 4.466e-05 | 4.62e-05 | 4.62e-05 | 5.057e-05 | 5.057e-05 | 5.057e-05 | 5.057e-05 | 6.655e-05 | 7.073e-05 | 7.073e-05 | 7.073e-05 | 7.073e-05 | 7.073e-05 | 7.073e-05 | 7.468e-05 | 7.98e-05 | 0.00010043 | 64.3067 | 64.3067 | 64.3067 | 64.3067 | 64.3067
CDP7 | SA | SESA | Shallow storage | 25 | 25 | 25 | 25 | 25 | 25 | 25 | 25 | 25 | 25 | 0 | 0 | 0 | 0 | 0 | 0 | 0 | 0 | 0 | 0 | 0 | 0 | 0 | 0 | 0 | 0 | 0 | 0
CDP7 | SA | SESA | Coordinated CER storage | 2.2312 | 2.5031 | 2.7724 | 3.0693 | 3.3785 | 3.771 | 4.1547 | 4.5772 | 5.0453 | 5.5905 | 6.2292 | 6.8967 | 7.6454 | 8.4204 | 9.2343 | 10.0864 | 10.97 | 11.8923 | 12.8505 | 13.8935 | 15.057 | 16.2673 | 17.5209 | 18.834 | 20.1658 | 21.5197 | 22.1956 | 22.8328
CDP7 | SA | SESA | Passive CER storage | 6.3171 | 6.8043 | 7.2775 | 7.7459 | 8.2424 | 8.8562 | 9.3849 | 9.9001 | 10.4074 | 10.9659 | 11.6011 | 12.1692 | 12.779 | 13.3159 | 13.8063 | 14.2494 | 14.6336 | 14.9745 | 15.2687 | 15.6028 | 16.033 | 16.4336 | 16.813 | 17.1981 | 17.5263 | 17.8106 | 18.2151 | 18.6306
CDP7 | TAS | TAS | Deep storage | 0 | 0 | 0 | 0 | 0 | 0 | 3.262e-05 | 3.639e-05 | 7.768e-05 | 7.768e-05 | 7.768e-05 | 7.768e-05 | 7.768e-05 | 7.768e-05 | 8.747e-05 | 9.337e-05 | 0.0012601 | 0.0012601 | 127.4463 | 404.7409 | 919.1667 | 919.1667 | 919.1667 | 919.1667 | 919.1667 | 919.1667 | 919.1667 | 919.1667
CDP7 | TAS | TAS | Medium storage | 0 | 0 | 0 | 2.146e-05 | 2.399e-05 | 2.653e-05 | 2.653e-05 | 2.87e-05 | 2.87e-05 | 3.025e-05 | 3.025e-05 | 3.025e-05 | 3.025e-05 | 3.605e-05 | 3.771e-05 | 3.875e-05 | 3.875e-05 | 4.061e-05 | 4.171e-05 | 4.491e-05 | 5.58e-05 | 5.58e-05 | 5.723e-05 | 3.577e-05 | 3.323e-05 | 3.324e-05 | 3.324e-05 | 3.107e-05
CDP7 | TAS | TAS | Shallow storage | 0 | 0 | 0 | 0 | 0 | 0 | 0 | 0 | 0 | 0 | 0 | 0 | 0 | 0 | 0 | 0 | 0 | 0 | 0 | 0 | 0 | 0 | 0 | 0 | 0 | 0 | 0 | 0
CDP7 | TAS | TAS | Coordinated CER storage | 0.86202 | 1.1897 | 1.5604 | 1.9874 | 2.4806 | 3.1026 | 3.6027 | 4.2371 | 5.0419 | 6.0802 | 7.3806 | 8.9752 | 10.855 | 13.0758 | 15.6258 | 18.4829 | 21.6512 | 25.1679 | 29.047 | 33.2957 | 37.9263 | 43.0768 | 48.6582 | 54.6735 | 61.0336 | 67.7354 | 71.4596 | 74.781
CDP7 | TAS | TAS | Passive CER storage | 18.3551 | 20.1214 | 21.7939 | 23.5599 | 25.4634 | 28.0008 | 30.1463 | 32.4307 | 34.7743 | 37.3199 | 39.9892 | 42.7744 | 45.4739 | 48.2933 | 51.0238 | 53.4633 | 55.579 | 57.5324 | 59.351 | 61.0565 | 63.1414 | 65.3064 | 67.5415 | 69.8609 | 71.8752 | 73.5976 | 75.9416 | 77.9696
CDP8 | NSW | NNSW | Snowy 2.0 | 0 | 0 | 0 | 0 | 0 | 0 | 0 | 0 | 0 | 0 | 0 | 0 | 0 | 0 | 0 | 0 | 0 | 0 | 0 | 0 | 0 | 0 | 0 | 0 | 0 | 0 | 0 | 0
CDP8 | NSW | NNSW | Deep storage | 0 | 0 | 0 | 0 | 0 | 0 | 1.323e-05 | 1.323e-05 | 1.323e-05 | 1.323e-05 | 1.764e-05 | 2.479e-05 | 3.013e-05 | 3.013e-05 | 3.368e-05 | 3.368e-05 | 3.483e-05 | 5.108e-05 | 5.108e-05 | 6.488e-05 | 1000 | 1000 | 1000 | 1000 | 1000 | 1000 | 1000 | 1000
CDP8 | NSW | NNSW | Medium storage | 0 | 0 | 275 | 275 | 382.9211 | 1186.7129 | 1186.713 | 1186.713 | 1186.713 | 1186.713 | 1186.713 | 1186.713 | 1186.713 | 1186.713 | 1186.713 | 1186.713 | 1186.713 | 1186.713 | 1186.713 | 1186.713 | 1186.7132 | 1186.7132 | 911.7132 | 1308.0401 | 1200.119 | 1239.442 | 1239.442 | 1627.9472
CDP8 | NSW | NNSW | Shallow storage | 0 | 30 | 230 | 430 | 430 | 430 | 430 | 430 | 430 | 400 | 400 | 400 | 400 | 400 | 400 | 400 | 400 | 400 | 400 | 400 | 400 | 400 | 0 | 0 | 0 | 0 | 0 | 0
CDP8 | NSW | NNSW | Coordinated CER storage | 2.9011 | 3.6904 | 4.6278 | 5.5596 | 6.6915 | 7.9992 | 9.7928 | 12.0913 | 14.9199 | 18.3769 | 22.4496 | 27.1895 | 32.5292 | 38.5657 | 45.2506 | 52.5465 | 60.457 | 69.0343 | 78.2621 | 88.1661 | 98.8985 | 110.4266 | 122.6426 | 135.5582 | 148.9852 | 162.8922 | 169.464 | 175.3439
CDP8 | NSW | NNSW | Passive CER storage | 51.9224 | 55.9244 | 59.7457 | 63.1809 | 66.9501 | 72.1109 | 76.9127 | 82.1206 | 87.477 | 93.3283 | 99.3194 | 105.5537 | 111.5324 | 117.7469 | 123.7732 | 129.3342 | 134.4245 | 139.3018 | 143.8527 | 148.1976 | 153.2203 | 158.3806 | 163.6836 | 169.1359 | 173.9747 | 178.2371 | 183.577 | 188.3339
CDP8 | NSW | CNSW | Snowy 2.0 | 0 | 0 | 0 | 0 | 0 | 0 | 0 | 0 | 0 | 0 | 0 | 0 | 0 | 0 | 0 | 0 | 0 | 0 | 0 | 0 | 0 | 0 | 0 | 0 | 0 | 0 | 0 | 0
CDP8 | NSW | CNSW | Deep storage | 247 | 247 | 247 | 247 | 247 | 247 | 247 | 247 | 247 | 247 | 247 | 247 | 247 | 247 | 247 | 247 | 247 | 247 | 247 | 247 | 247 | 247 | 247 | 247 | 247 | 247 | 247 | 247
CDP8 | NSW | CNSW | Medium storage | 0 | 549 | 549 | 917.46 | 917.46 | 957.4938 | 917.4738 | 957.4938 | 917.4738 | 917.4738 | 957.4938 | 917.4738 | 917.4738 | 957.4938 | 957.4938 | 917.4738 | 917.4738 | 917.4738 | 917.4738 | 957.4938 | 917.4738 | 408.4938 | 368.4738 | 368.4738 | 408.4938 | 368.4661 | 368.4661 | 408.4861
CDP8 | NSW | CNSW | Shallow storage | 0 | 20 | 29.9295 | 322.3685 | 1707.4953 | 1707.4953 | 1707.4953 | 1707.4953 | 1707.4953 | 1707.4953 | 1707.4953 | 1707.4953 | 1707.4953 | 1707.4953 | 1707.4953 | 1707.4953 | 1707.4953 | 1707.4953 | 1707.4953 | 1707.4953 | 1707.4953 | 1687.4953 | 1677.5659 | 1385.1269 | 124.141 | 124.141 | 124.141 | 124.141
CDP8 | NSW | CNSW | Coordinated CER storage | 1.218 | 1.5545 | 1.9694 | 2.396 | 2.8889 | 3.468 | 4.4484 | 5.7616 | 7.4129 | 9.4548 | 11.9182 | 14.7956 | 18.091 | 21.8271 | 26.0012 | 30.6055 | 35.6384 | 41.1048 | 47.0119 | 53.3576 | 60.2411 | 67.6633 | 75.5332 | 83.8558 | 92.5557 | 101.5813 | 105.8426 | 109.6628
CDP8 | NSW | CNSW | Passive CER storage | 21.7984 | 23.5569 | 25.4252 | 27.2293 | 28.9039 | 31.2635 | 33.4736 | 36.0114 | 38.6022 | 41.3825 | 44.4067 | 47.4404 | 50.4842 | 53.5835 | 56.6421 | 59.5615 | 62.2973 | 64.8483 | 67.2355 | 69.4388 | 72.0568 | 74.8106 | 77.6287 | 80.5076 | 83.1503 | 85.4446 | 88.2195 | 90.7189
CDP8 | NSW | SNSW | Snowy 2.0 | 0 | 0 | 0 | 0 | 2200 | 2200 | 2200 | 2200 | 2200 | 2200 | 2200 | 2200 | 2200 | 2200 | 2200 | 2200 | 2200 | 2200 | 2200 | 2200 | 2200 | 2200 | 2200 | 2200 | 2200 | 2200 | 2200 | 2200
CDP8 | NSW | SNSW | Deep storage | 0 | 0 | 0 | 0 | 0 | 0 | 0 | 0 | 0 | 0 | 0 | 0 | 0 | 0 | 0 | 0 | 0 | 0 | 0 | 0 | 0 | 0 | 0 | 0 | 0 | 0 | 0 | 0
CDP8 | NSW | SNSW | Medium storage | 0 | 50 | 50 | 250 | 250 | 315.544 | 315.544 | 315.544 | 315.544 | 315.544 | 315.544 | 315.544 | 315.544 | 315.544 | 315.544 | 315.544 | 315.544 | 315.544 | 315.544 | 315.544 | 315.544 | 265.544 | 265.544 | 265.544 | 265.544 | 228.7805 | 228.7805 | 228.7805
CDP8 | NSW | SNSW | Shallow storage | 309.99 | 318.9 | 318.9 | 318.9 | 318.9 | 319.89 | 318.9 | 319.89 | 318.9 | 318.9 | 319.89 | 318.9 | 318.9 | 319.89 | 319.89 | 318.9 | 318.9 | 318.9 | 308.9 | 259.89 | 258.9 | 249.99 | 249 | 249 | 150 | 150 | 150 | 0
CDP8 | NSW | SNSW | Coordinated CER storage | 2.4469 | 3.1469 | 4.0056 | 4.9448 | 6.063 | 7.344 | 8.8828 | 10.843 | 13.2952 | 16.3304 | 19.989 | 24.3293 | 29.3361 | 35.0941 | 41.5771 | 48.7432 | 56.6101 | 65.2405 | 74.6487 | 84.8616 | 95.9878 | 108.1835 | 121.2843 | 135.2958 | 150.0261 | 165.4879 | 173.4974 | 180.7336
CDP8 | NSW | SNSW | Passive CER storage | 43.7926 | 47.6885 | 51.7125 | 56.1945 | 60.6618 | 66.2045 | 71.0929 | 76.2779 | 81.7101 | 87.5202 | 93.586 | 99.9174 | 106.2198 | 112.7798 | 119.2142 | 125.1293 | 130.5318 | 135.6734 | 140.5429 | 145.2071 | 150.7156 | 156.525 | 162.5649 | 168.7895 | 174.3699 | 179.4516 | 185.5172 | 191.0124
CDP8 | NSW | SNW | Snowy 2.0 | 0 | 0 | 0 | 0 | 0 | 0 | 0 | 0 | 0 | 0 | 0 | 0 | 0 | 0 | 0 | 0 | 0 | 0 | 0 | 0 | 0 | 0 | 0 | 0 | 0 | 0 | 0 | 0
CDP8 | NSW | SNW | Deep storage | 0 | 0 | 0 | 0 | 0 | 0 | 0 | 0 | 0 | 0 | 0 | 0 | 0 | 0 | 0 | 0 | 0 | 0 | 0 | 0 | 0 | 0 | 0 | 0 | 0 | 0 | 0 | 0
CDP8 | NSW | SNW | Medium storage | 0 | 889.1607 | 889.1607 | 889.1607 | 889.1607 | 1337.89 | 1337.89 | 1337.89 | 1337.89 | 1337.89 | 1337.89 | 1337.89 | 1337.89 | 1337.89 | 1337.89 | 1337.89 | 1337.89 | 1337.89 | 1337.89 | 1337.89 | 1337.89 | 448.7293 | 448.7293 | 448.7295 | 448.7295 | 197.038 | 197.038 | 197.038
CDP8 | NSW | SNW | Shallow storage | 50 | 682.712 | 682.716 | 682.7179 | 718.2946 | 760.6306 | 1388.1826 | 1460.7586 | 1388.1826 | 1388.1826 | 1460.7586 | 1388.1826 | 1338.1826 | 1410.7586 | 1410.7586 | 1338.1826 | 1338.1826 | 1338.1826 | 1338.1826 | 1410.7586 | 1338.1826 | 885.7586 | 813.1786 | 813.1767 | 853.3645 | 780.7885 | 780.7885 | 853.3645
CDP8 | NSW | SNW | Coordinated CER storage | 11.5295 | 14.8171 | 18.6626 | 22.7871 | 27.7997 | 33.4963 | 43.0237 | 55.4305 | 70.9627 | 90.1039 | 112.9793 | 139.8314 | 170.4524 | 205.2684 | 244.1544 | 286.9162 | 333.5338 | 384.2127 | 438.8854 | 497.66 | 560.8937 | 629.5544 | 702.4072 | 779.5514 | 860.1351 | 943.9419 | 983.3503 | 1018.6582
CDP8 | NSW | SNW | Passive CER storage | 206.3463 | 224.5379 | 240.9368 | 258.9593 | 278.1444 | 301.9599 | 322.7208 | 344.5839 | 366.8252 | 390.7075 | 415.6523 | 441.7183 | 467.2367 | 494.0385 | 520.566 | 545.206 | 567.5963 | 588.6361 | 607.8089 | 625.5986 | 647.3132 | 670.0861 | 693.8422 | 718.7364 | 741.3337 | 761.6739 | 786.6727 | 809.1086
CDP8 | QLD | NQ | Borumba | 0 | 0 | 0 | 0 | 0 | 0 | 0 | 0 | 0 | 0 | 0 | 0 | 0 | 0 | 0 | 0 | 0 | 0 | 0 | 0 | 0 | 0 | 0 | 0 | 0 | 0 | 0 | 0
CDP8 | QLD | NQ | Deep storage | 0 | 0 | 0 | 0 | 0 | 0 | 8.95e-06 | 1.005e-05 | 1.005e-05 | 4.012e-05 | 4.012e-05 | 4.012e-05 | 5.662e-05 | 5.662e-05 | 6.118e-05 | 6.118e-05 | 6.118e-05 | 6.518e-05 | 6.518e-05 | 6.636e-05 | 0.0001839 | 0.00019457 | 13.9937 | 24.0438 | 141.8771 | 180.4662 | 180.4662 | 180.8889
CDP8 | QLD | NQ | Medium storage | 250 | 250 | 250 | 250 | 250 | 250 | 250 | 250 | 250 | 250 | 250 | 250 | 250.0001 | 250.0001 | 250.0001 | 250.0001 | 250.0001 | 250.0001 | 250.0001 | 250.0001 | 250.0001 | 250.0002 | 250.0003 | 250.0003 | 250.0003 | 250.0003 | 250.0003 | 250.0003
CDP8 | QLD | NQ | Shallow storage | 0 | 0 | 300 | 300 | 300 | 300 | 300 | 300 | 300 | 300 | 300 | 300 | 300 | 300 | 300 | 300 | 300 | 300 | 300 | 300 | 300 | 300 | 0 | 0 | 0 | 0 | 0 | 0
CDP8 | QLD | NQ | Coordinated CER storage | 1.2167 | 1.5929 | 2.0251 | 2.5236 | 3.12 | 3.8402 | 4.861 | 6.1864 | 7.8245 | 9.8358 | 12.2418 | 15.0717 | 18.2721 | 21.9141 | 25.9728 | 30.4036 | 35.228 | 40.4665 | 46.1292 | 52.2496 | 58.927 | 66.1344 | 73.8088 | 81.9834 | 90.4987 | 99.3492 | 103.7072 | 107.6837
CDP8 | QLD | NQ | Passive CER storage | 21.0552 | 23.4635 | 25.9022 | 28.4576 | 31.3925 | 34.814 | 37.9522 | 41.4162 | 44.9799 | 48.8461 | 52.9834 | 57.3995 | 61.6721 | 66.1572 | 70.6014 | 74.6827 | 78.4936 | 82.1191 | 85.5856 | 89.0361 | 92.9771 | 97.0969 | 101.3628 | 105.886 | 109.9772 | 113.7091 | 117.7593 | 121.4976
CDP8 | QLD | GG | Borumba | 0 | 0 | 0 | 0 | 0 | 0 | 0 | 0 | 0 | 0 | 0 | 0 | 0 | 0 | 0 | 0 | 0 | 0 | 0 | 0 | 0 | 0 | 0 | 0 | 0 | 0 | 0 | 0
CDP8 | QLD | GG | Deep storage | 0 | 0 | 0 | 0 | 0 | 0 | 0 | 0 | 0 | 0 | 0 | 0 | 0 | 0 | 0 | 0 | 0 | 0 | 0 | 0 | 0 | 0 | 0 | 0 | 0 | 0 | 0 | 0
CDP8 | QLD | GG | Medium storage | 0 | 0 | 0 | 2.14e-05 | 2.14e-05 | 4.764e-05 | 4.764e-05 | 4.974e-05 | 4.974e-05 | 6.108e-05 | 6.108e-05 | 6.108e-05 | 0.00010553 | 0.00017882 | 0.00018461 | 0.00018461 | 0.00018461 | 0.00019109 | 0.00019109 | 0.00019257 | 0.00020155 | 0.0011264 | 96.2631 | 139.0583 | 139.0584 | 587.796 | 587.796 | 788.4469
CDP8 | QLD | GG | Shallow storage | 0 | 400 | 400 | 400 | 400 | 400 | 400 | 400 | 400 | 400 | 400 | 400 | 400 | 400 | 400 | 400 | 400 | 400 | 400 | 400 | 400 | 0 | 0 | 0 | 0 | 0 | 0 | 0
CDP8 | QLD | GG | Coordinated CER storage | 0.066819 | 0.087887 | 0.11153 | 0.14153 | 0.17366 | 0.21572 | 0.29891 | 0.41299 | 0.56211 | 0.74955 | 0.97712 | 1.2471 | 1.5592 | 1.9169 | 2.3184 | 2.7646 | 3.2536 | 3.7908 | 4.3761 | 5.009 | 5.7004 | 6.4465 | 7.2409 | 8.0831 | 8.9664 | 9.8883 | 10.3376 | 10.7449
CDP8 | QLD | GG | Passive CER storage | 1.1563 | 1.2946 | 1.4266 | 1.5959 | 1.7473 | 1.9556 | 2.1352 | 2.3376 | 2.5644 | 2.8105 | 3.0704 | 3.3401 | 3.6127 | 3.8978 | 4.1748 | 4.4417 | 4.6827 | 4.9228 | 5.1563 | 5.3782 | 5.6374 | 5.9123 | 6.1964 | 6.4847 | 6.7498 | 6.9899 | 7.2551 | 7.4911
CDP8 | QLD | CQ | Borumba | 0 | 0 | 0 | 0 | 0 | 0 | 0 | 0 | 0 | 0 | 0 | 0 | 0 | 0 | 0 | 0 | 0 | 0 | 0 | 0 | 0 | 0 | 0 | 0 | 0 | 0 | 0 | 0
CDP8 | QLD | CQ | Deep storage | 0 | 0 | 0 | 0 | 0 | 0 | 9.08e-06 | 1.025e-05 | 1.025e-05 | 3.199e-05 | 3.199e-05 | 3.199e-05 | 3.79e-05 | 5.232e-05 | 5.578e-05 | 5.578e-05 | 5.578e-05 | 5.704e-05 | 5.704e-05 | 5.846e-05 | 0.00020621 | 0.00022634 | 0.00023601 | 0.00025688 | 46.5833 | 380.8178 | 380.8178 | 400
CDP8 | QLD | CQ | Medium storage | 0 | 0 | 0 | 2.357e-05 | 2.898e-05 | 4.854e-05 | 5.869e-05 | 6.265e-05 | 8.194e-05 | 0.0001199 | 0.0001199 | 0.0001199 | 0.00015529 | 0.00024068 | 0.00025162 | 0.00025162 | 0.00025162 | 0.00025676 | 0.00025676 | 0.00026328 | 0.00027672 | 0.0012143 | 95.8719 | 143.8784 | 143.8792 | 560.285 | 560.285 | 846.1779
CDP8 | QLD | CQ | Shallow storage | 50 | 50 | 50 | 200 | 200 | 200 | 200 | 200 | 200 | 200 | 200 | 200 | 200 | 200 | 200 | 200 | 200 | 200 | 150 | 150 | 150 | 150 | 150 | 0 | 0 | 0 | 0 | 0
CDP8 | QLD | CQ | Coordinated CER storage | 1.1192 | 1.475 | 1.8705 | 2.3506 | 2.8941 | 3.5651 | 4.6403 | 6.0457 | 7.8273 | 10.0404 | 12.6969 | 15.8224 | 19.4074 | 23.4888 | 28.0554 | 33.0802 | 38.5531 | 44.5354 | 51.0196 | 58.024 | 65.6952 | 73.9546 | 82.751 | 92.094 | 101.874 | 112.0393 | 117.0219 | 121.5395
CDP8 | QLD | CQ | Passive CER storage | 19.3666 | 21.7275 | 23.9255 | 26.506 | 29.119 | 32.3201 | 35.3739 | 38.6267 | 42.1175 | 45.9487 | 49.9898 | 54.2028 | 58.4551 | 62.8527 | 67.2149 | 71.3089 | 75.0313 | 78.6845 | 82.1837 | 85.591 | 89.6089 | 93.7355 | 98.007 | 102.4317 | 106.5375 | 110.2123 | 114.1759 | 117.7274
CDP8 | QLD | SQ | Borumba | 0 | 0 | 0 | 0 | 0 | 0 | 0 | 1998 | 1998 | 1998 | 1998 | 1998 | 1998 | 1998 | 1998 | 1998 | 1998 | 1998 | 1998 | 1998 | 1998 | 1998 | 1998 | 1998 | 1998 | 1998 | 1998 | 1998
CDP8 | QLD | SQ | Deep storage | 0 | 0 | 0 | 0 | 0 | 0 | 0 | 0 | 0 | 0 | 0 | 0 | 0 | 0 | 0 | 0 | 0 | 0 | 0 | 0 | 0 | 0 | 0 | 0 | 0 | 0 | 0 | 0
CDP8 | QLD | SQ | Medium storage | 570 | 570 | 570 | 570 | 570 | 570 | 570 | 570 | 570.0001 | 570.0001 | 570.0001 | 570.0001 | 570.0001 | 570.0001 | 570.0001 | 570.0001 | 570.0001 | 570.0001 | 570.0001 | 570.0001 | 570.0002 | 603.4365 | 1077.9982 | 1077.9982 | 1077.9982 | 1360.8379 | 1360.8379 | 1360.8378
CDP8 | QLD | SQ | Shallow storage | 853.76 | 1159.76 | 1159.76 | 1159.76 | 1159.76 | 1159.76 | 1159.76 | 1159.76 | 1159.76 | 1159.76 | 1159.76 | 1159.76 | 1159.76 | 1159.76 | 1059.76 | 1059.76 | 1059.76 | 1059.76 | 1059.76 | 1059.76 | 759.76 | 509.76 | 509.76 | 509.76 | 254.96 | 254.96 | 254.96 | 154.96
CDP8 | QLD | SQ | Coordinated CER storage | 5.9349 | 7.8549 | 10.0673 | 12.639 | 15.6606 | 19.5036 | 26.1745 | 34.9449 | 45.9905 | 59.704 | 76.2037 | 95.6949 | 118.0268 | 143.566 | 172.1726 | 203.6626 | 237.961 | 275.4027 | 316.0829 | 360.0365 | 407.5661 | 459.4511 | 514.7474 | 573.5005 | 635.0211 | 699.1749 | 730.6031 | 759.1308
CDP8 | QLD | SQ | Passive CER storage | 102.7017 | 115.7072 | 128.7691 | 142.5235 | 157.5718 | 176.8119 | 194.2469 | 213.1165 | 232.7482 | 254.1827 | 276.937 | 301.0369 | 325.0195 | 350.4149 | 375.6131 | 399.0493 | 420.0192 | 440.1605 | 459.7105 | 478.6237 | 501.0311 | 524.6191 | 549.2404 | 574.878 | 598.5559 | 620.3463 | 643.8322 | 664.9847
CDP8 | VIC | VIC | Deep storage | 0 | 0 | 0 | 0 | 0 | 0 | 8.29e-06 | 1.79e-05 | 3.598e-05 | 115.2342 | 152.4149 | 152.4149 | 152.4149 | 152.4149 | 152.4149 | 152.4149 | 152.4149 | 152.4149 | 152.4149 | 152.4149 | 287.4835 | 287.4835 | 287.4835 | 287.4835 | 287.4835 | 354.4126 | 354.4126 | 407.1305
CDP8 | VIC | VIC | Medium storage | 0 | 0 | 350 | 350 | 350 | 350 | 350 | 350.0001 | 350.0001 | 466.0341 | 725.8279 | 725.8279 | 725.8279 | 725.8279 | 725.8279 | 725.8279 | 725.8279 | 725.8279 | 725.8279 | 725.8279 | 725.8279 | 725.8279 | 375.828 | 375.8281 | 375.8281 | 375.8282 | 375.8282 | 375.8282
CDP8 | VIC | VIC | Shallow storage | 479.13 | 1990.64 | 2055.4404 | 2510.4999 | 2502.7999 | 2703.2299 | 2710.5299 | 3222.2299 | 3733.1698 | 4011.7716 | 5323.6771 | 5323.6771 | 5330.2771 | 5323.6771 | 5318.6771 | 5318.6771 | 5318.6771 | 5018.6771 | 5018.6771 | 4868.6771 | 4675.2771 | 4373.9671 | 3985.4668 | 3680.0072 | 3680.0072 | 3449.9772 | 2849.9772 | 2338.2772
CDP8 | VIC | VIC | Coordinated CER storage | 15.1363 | 20.7187 | 26.6998 | 33.6099 | 42.073 | 52.0251 | 65.3888 | 82.4785 | 103.5543 | 129.304 | 159.8675 | 195.5802 | 236.092 | 282.1042 | 333.3048 | 389.2764 | 449.9516 | 515.8702 | 587.1309 | 663.853 | 746.8741 | 837.0114 | 932.8772 | 1034.5743 | 1140.6225 | 1250.7708 | 1304.751 | 1353.7071
CDP8 | VIC | VIC | Passive CER storage | 301.4603 | 331.822 | 361.74 | 393.4245 | 427.1076 | 470.0826 | 508.8755 | 550.5086 | 593.6031 | 640.251 | 689.3259 | 740.7945 | 791.6143 | 844.9475 | 897.6568 | 946.6059 | 991.0946 | 1033.8217 | 1074.9606 | 1114.8568 | 1161.2955 | 1209.6656 | 1259.8506 | 1312.0582 | 1360.0652 | 1403.9921 | 1454.6296 | 1500.8336
CDP8 | SA | CSA | Deep storage | 0 | 0 | 0 | 0 | 0 | 0 | 4.57e-06 | 4.57e-06 | 4.57e-06 | 6.68e-06 | 8.53e-06 | 8.53e-06 | 8.53e-06 | 8.53e-06 | 1.048e-05 | 1.048e-05 | 1.048e-05 | 1.048e-05 | 1.048e-05 | 1.048e-05 | 1.958e-05 | 1.958e-05 | 2.101e-05 | 2.101e-05 | 2.101e-05 | 2.244e-05 | 2.244e-05 | 2.406e-05
CDP8 | SA | CSA | Medium storage | 0 | 0 | 0 | 1.925e-05 | 2.454e-05 | 3.272e-05 | 3.272e-05 | 3.404e-05 | 3.782e-05 | 4.016e-05 | 4.35e-05 | 4.35e-05 | 4.35e-05 | 4.35e-05 | 4.959e-05 | 4.959e-05 | 4.959e-05 | 4.959e-05 | 4.959e-05 | 5.17e-05 | 0.00010095 | 0.00010448 | 0.0001117 | 1145.3025 | 1145.3025 | 1411.8854 | 1411.8854 | 1411.8854
CDP8 | SA | CSA | Shallow storage | 656.2 | 951.18 | 1569.7572 | 2800.8286 | 2806.8486 | 2800.8286 | 2770.8286 | 2770.8286 | 2770.8286 | 2770.8286 | 2770.8286 | 2770.8286 | 2770.8286 | 2770.8286 | 2770.8286 | 2770.8286 | 2770.8286 | 2758.8286 | 2764.8486 | 2508.1286 | 2314.1486 | 2152.1486 | 1533.5714 | 406.894 | 365.394 | 254.394 | 254.394 | 254.394
CDP8 | SA | CSA | Coordinated CER storage | 62.4605 | 69.574 | 76.4942 | 84.1684 | 92.1358 | 101.9094 | 111.3026 | 121.9009 | 133.5508 | 146.6546 | 161.056 | 176.8714 | 193.5765 | 211.7514 | 230.9299 | 250.6652 | 270.8794 | 292.0065 | 314.1066 | 337.1741 | 362.1662 | 388.8506 | 416.8107 | 446.0604 | 475.6817 | 505.6161 | 520.6813 | 534.0007
CDP8 | SA | CSA | Passive CER storage | 176.8412 | 189.127 | 200.7947 | 212.4134 | 224.7795 | 239.333 | 252.1373 | 265.4672 | 278.7557 | 292.6711 | 306.7404 | 321.0593 | 334.5405 | 348.2941 | 361.3463 | 372.8549 | 382.7225 | 391.8089 | 400.2474 | 408.0508 | 417.2101 | 426.5738 | 436.0668 | 445.6894 | 454.0331 | 461.1754 | 471.3591 | 480.3156
CDP8 | SA | SESA | Deep storage | 0 | 0 | 0 | 0 | 0 | 0 | 0 | 0 | 0 | 0 | 0 | 0 | 0 | 0 | 0 | 0 | 0 | 0 | 0 | 0 | 0 | 0 | 0 | 0 | 0 | 0 | 0 | 0
CDP8 | SA | SESA | Medium storage | 0 | 0 | 0 | 1.87e-05 | 2.395e-05 | 3.112e-05 | 3.112e-05 | 3.243e-05 | 4.045e-05 | 4.045e-05 | 4.443e-05 | 4.443e-05 | 4.443e-05 | 4.443e-05 | 4.974e-05 | 4.974e-05 | 4.974e-05 | 4.974e-05 | 4.974e-05 | 5.098e-05 | 8.266e-05 | 8.745e-05 | 8.897e-05 | 72.4872 | 72.4871 | 72.4871 | 72.4871 | 72.4871
CDP8 | SA | SESA | Shallow storage | 25 | 25 | 25 | 25 | 25 | 25 | 25 | 25 | 25 | 25 | 0 | 0 | 0 | 0 | 0 | 0 | 0 | 0 | 0 | 0 | 0 | 0 | 0 | 0 | 0 | 0 | 0 | 0
CDP8 | SA | SESA | Coordinated CER storage | 2.2312 | 2.5031 | 2.7724 | 3.0693 | 3.3785 | 3.771 | 4.1547 | 4.5772 | 5.0453 | 5.5905 | 6.2292 | 6.8967 | 7.6454 | 8.4204 | 9.2343 | 10.0864 | 10.97 | 11.8923 | 12.8505 | 13.8935 | 15.057 | 16.2673 | 17.5209 | 18.834 | 20.1658 | 21.5197 | 22.1956 | 22.8328
CDP8 | SA | SESA | Passive CER storage | 6.3171 | 6.8043 | 7.2775 | 7.7459 | 8.2424 | 8.8562 | 9.3849 | 9.9001 | 10.4074 | 10.9659 | 11.6011 | 12.1692 | 12.779 | 13.3159 | 13.8063 | 14.2494 | 14.6336 | 14.9745 | 15.2687 | 15.6028 | 16.033 | 16.4336 | 16.813 | 17.1981 | 17.5263 | 17.8106 | 18.2151 | 18.6306
CDP8 | TAS | TAS | Deep storage | 0 | 0 | 0 | 0 | 0 | 0 | 2.267e-05 | 3.037e-05 | 4.898e-05 | 4.898e-05 | 4.898e-05 | 4.898e-05 | 4.898e-05 | 4.898e-05 | 6.006e-05 | 7.803e-05 | 0.00030487 | 0.00030487 | 81.4867 | 371.0003 | 913.1003 | 913.1003 | 913.1003 | 913.1003 | 913.1003 | 913.1003 | 913.1003 | 913.1003
CDP8 | TAS | TAS | Medium storage | 0 | 0 | 0 | 1.592e-05 | 1.709e-05 | 1.709e-05 | 1.709e-05 | 1.861e-05 | 2.036e-05 | 2.282e-05 | 2.282e-05 | 2.282e-05 | 2.282e-05 | 2.282e-05 | 2.516e-05 | 2.719e-05 | 2.866e-05 | 3.016e-05 | 3.452e-05 | 3.774e-05 | 3.774e-05 | 4.066e-05 | 4.187e-05 | 4.468e-05 | 4.35e-05 | 4.35e-05 | 4.35e-05 | 4.198e-05
CDP8 | TAS | TAS | Shallow storage | 0 | 0 | 0 | 0 | 0 | 0 | 0 | 0 | 0 | 0 | 0 | 0 | 0 | 0 | 0 | 0 | 0 | 0 | 0 | 0 | 0 | 0 | 0 | 0 | 0 | 0 | 0 | 0
CDP8 | TAS | TAS | Coordinated CER storage | 0.86202 | 1.1897 | 1.5604 | 1.9874 | 2.4806 | 3.1026 | 3.6027 | 4.2371 | 5.0419 | 6.0802 | 7.3806 | 8.9752 | 10.855 | 13.0758 | 15.6258 | 18.4829 | 21.6512 | 25.1679 | 29.047 | 33.2957 | 37.9263 | 43.0768 | 48.6582 | 54.6735 | 61.0336 | 67.7354 | 71.4596 | 74.781
CDP8 | TAS | TAS | Passive CER storage | 18.3551 | 20.1214 | 21.7939 | 23.5599 | 25.4634 | 28.0008 | 30.1463 | 32.4307 | 34.7743 | 37.3199 | 39.9892 | 42.7744 | 45.4739 | 48.2933 | 51.0238 | 53.4633 | 55.579 | 57.5324 | 59.351 | 61.0565 | 63.1414 | 65.3064 | 67.5415 | 69.8609 | 71.8752 | 73.5976 | 75.9416 | 77.9696
CDP9 | NSW | NNSW | Snowy 2.0 | 0 | 0 | 0 | 0 | 0 | 0 | 0 | 0 | 0 | 0 | 0 | 0 | 0 | 0 | 0 | 0 | 0 | 0 | 0 | 0 | 0 | 0 | 0 | 0 | 0 | 0 | 0 | 0
CDP9 | NSW | NNSW | Deep storage | 0 | 0 | 0 | 0 | 0 | 0 | 9.76e-06 | 1.877e-05 | 1.877e-05 | 1.877e-05 | 2.577e-05 | 3.452e-05 | 4.314e-05 | 0.00022173 | 0.00022284 | 0.00022284 | 0.00022808 | 0.00023277 | 0.00023277 | 0.00023277 | 1000 | 1000 | 1000 | 1000 | 1000 | 1000 | 1000 | 1000
CDP9 | NSW | NNSW | Medium storage | 0 | 0 | 275 | 275 | 391.0215 | 904.4207 | 904.4207 | 904.4207 | 904.4207 | 904.4207 | 904.4207 | 904.4207 | 904.4207 | 904.4208 | 904.4208 | 904.4208 | 904.4208 | 904.4208 | 904.4208 | 904.4208 | 904.4208 | 904.4208 | 629.4208 | 1048.1813 | 932.1598 | 1155.7924 | 1155.7924 | 1541.6524
CDP9 | NSW | NNSW | Shallow storage | 0 | 30 | 376.31 | 811.4098 | 811.4099 | 814.0509 | 814.0509 | 814.0509 | 814.0509 | 784.0509 | 784.0509 | 784.0509 | 784.0509 | 784.0509 | 784.0509 | 784.0509 | 784.0509 | 784.0509 | 784.0509 | 784.0509 | 784.0509 | 784.0509 | 237.7408 | 19.9363 | 19.9362 | 17.2952 | 17.2952 | 17.2952
CDP9 | NSW | NNSW | Coordinated CER storage | 2.9011 | 3.6904 | 4.6278 | 5.5596 | 6.6915 | 7.9992 | 9.7928 | 12.0913 | 14.9199 | 18.3769 | 22.4496 | 27.1895 | 32.5292 | 38.5657 | 45.2506 | 52.5465 | 60.457 | 69.0343 | 78.2621 | 88.1661 | 98.8985 | 110.4266 | 122.6426 | 135.5582 | 148.9852 | 162.8922 | 169.464 | 175.3439
CDP9 | NSW | NNSW | Passive CER storage | 51.9224 | 55.9244 | 59.7457 | 63.1809 | 66.9501 | 72.1109 | 76.9127 | 82.1206 | 87.477 | 93.3283 | 99.3194 | 105.5537 | 111.5324 | 117.7469 | 123.7732 | 129.3342 | 134.4245 | 139.3018 | 143.8527 | 148.1976 | 153.2203 | 158.3806 | 163.6836 | 169.1359 | 173.9747 | 178.2371 | 183.577 | 188.3339
CDP9 | NSW | CNSW | Snowy 2.0 | 0 | 0 | 0 | 0 | 0 | 0 | 0 | 0 | 0 | 0 | 0 | 0 | 0 | 0 | 0 | 0 | 0 | 0 | 0 | 0 | 0 | 0 | 0 | 0 | 0 | 0 | 0 | 0
CDP9 | NSW | CNSW | Deep storage | 247 | 247 | 247 | 247 | 247 | 247 | 247 | 247 | 247 | 247 | 247 | 247 | 247 | 247 | 247 | 247 | 247 | 247 | 247 | 247 | 247 | 247 | 247 | 247 | 247 | 247 | 247 | 247
CDP9 | NSW | CNSW | Medium storage | 0 | 549 | 549 | 917.46 | 917.46 | 957.4875 | 917.4675 | 957.4875 | 917.4675 | 917.4675 | 957.4875 | 917.4675 | 917.4675 | 957.4875 | 957.4875 | 917.4675 | 917.4675 | 917.4675 | 917.4675 | 957.4875 | 917.4675 | 408.4875 | 368.4675 | 368.4675 | 408.4875 | 368.4633 | 368.4633 | 408.4834
CDP9 | NSW | CNSW | Shallow storage | 0 | 20 | 82.934 | 290.2623 | 1667.2269 | 1667.2269 | 1667.2269 | 1667.2269 | 1667.2269 | 1667.2269 | 1667.2269 | 1667.2269 | 1667.2269 | 1667.2269 | 1667.2269 | 1667.2269 | 1667.2269 | 1667.2269 | 1667.2269 | 1667.2269 | 1667.2269 | 1647.2269 | 1584.293 | 1376.9646 | 123.4093 | 123.4093 | 123.4093 | 123.4093
CDP9 | NSW | CNSW | Coordinated CER storage | 1.218 | 1.5545 | 1.9694 | 2.396 | 2.8889 | 3.468 | 4.4484 | 5.7616 | 7.4129 | 9.4548 | 11.9182 | 14.7956 | 18.091 | 21.8271 | 26.0012 | 30.6055 | 35.6384 | 41.1048 | 47.0119 | 53.3576 | 60.2411 | 67.6633 | 75.5332 | 83.8558 | 92.5557 | 101.5813 | 105.8426 | 109.6628
CDP9 | NSW | CNSW | Passive CER storage | 21.7984 | 23.5569 | 25.4252 | 27.2293 | 28.9039 | 31.2635 | 33.4736 | 36.0114 | 38.6022 | 41.3825 | 44.4067 | 47.4404 | 50.4842 | 53.5835 | 56.6421 | 59.5615 | 62.2973 | 64.8483 | 67.2355 | 69.4388 | 72.0568 | 74.8106 | 77.6287 | 80.5076 | 83.1503 | 85.4446 | 88.2195 | 90.7189
CDP9 | NSW | SNSW | Snowy 2.0 | 0 | 0 | 0 | 0 | 2200 | 2200 | 2200 | 2200 | 2200 | 2200 | 2200 | 2200 | 2200 | 2200 | 2200 | 2200 | 2200 | 2200 | 2200 | 2200 | 2200 | 2200 | 2200 | 2200 | 2200 | 2200 | 2200 | 2200
CDP9 | NSW | SNSW | Deep storage | 0 | 0 | 0 | 0 | 0 | 0 | 0 | 0 | 0 | 0 | 0 | 0 | 0 | 0 | 0 | 0 | 0 | 0 | 0 | 0 | 0 | 0 | 0 | 0 | 0 | 0 | 0 | 0
CDP9 | NSW | SNSW | Medium storage | 0 | 50 | 50 | 250 | 250 | 624.4534 | 624.4534 | 624.4534 | 624.4534 | 624.4534 | 624.4534 | 624.4534 | 624.4534 | 624.4534 | 624.4534 | 624.4534 | 624.4534 | 624.4534 | 624.4534 | 624.4534 | 624.4534 | 574.4534 | 574.4534 | 574.4534 | 574.4534 | 364.4232 | 364.4232 | 364.4232
CDP9 | NSW | SNSW | Shallow storage | 309.99 | 318.9 | 318.9 | 318.9 | 318.9 | 319.89 | 318.9 | 319.89 | 318.9 | 318.9 | 319.89 | 318.9 | 318.9 | 319.89 | 319.89 | 318.9 | 318.9 | 318.9 | 308.9 | 259.89 | 258.9 | 249.99 | 249 | 249 | 150 | 150 | 150 | 0
CDP9 | NSW | SNSW | Coordinated CER storage | 2.4469 | 3.1469 | 4.0056 | 4.9448 | 6.063 | 7.344 | 8.8828 | 10.843 | 13.2952 | 16.3304 | 19.989 | 24.3293 | 29.3361 | 35.0941 | 41.5771 | 48.7432 | 56.6101 | 65.2405 | 74.6487 | 84.8616 | 95.9878 | 108.1835 | 121.2843 | 135.2958 | 150.0261 | 165.4879 | 173.4974 | 180.7336
CDP9 | NSW | SNSW | Passive CER storage | 43.7926 | 47.6885 | 51.7125 | 56.1945 | 60.6618 | 66.2045 | 71.0929 | 76.2779 | 81.7101 | 87.5202 | 93.586 | 99.9174 | 106.2198 | 112.7798 | 119.2142 | 125.1293 | 130.5318 | 135.6734 | 140.5429 | 145.2071 | 150.7156 | 156.525 | 162.5649 | 168.7895 | 174.3699 | 179.4516 | 185.5172 | 191.0124
CDP9 | NSW | SNW | Snowy 2.0 | 0 | 0 | 0 | 0 | 0 | 0 | 0 | 0 | 0 | 0 | 0 | 0 | 0 | 0 | 0 | 0 | 0 | 0 | 0 | 0 | 0 | 0 | 0 | 0 | 0 | 0 | 0 | 0
CDP9 | NSW | SNW | Deep storage | 0 | 0 | 0 | 0 | 0 | 0 | 0 | 0 | 0 | 0 | 0 | 0 | 0 | 0 | 0 | 0 | 0 | 0 | 0 | 0 | 0 | 0 | 0 | 0 | 0 | 0 | 0 | 0
CDP9 | NSW | SNW | Medium storage | 0 | 889.146 | 889.146 | 889.146 | 889.146 | 1311.2643 | 1311.2643 | 1311.2643 | 1311.2643 | 1311.2643 | 1311.2643 | 1311.2643 | 1311.2643 | 1311.2643 | 1311.2643 | 1311.2643 | 1311.2643 | 1311.2643 | 1311.2643 | 1311.2643 | 1311.2643 | 422.1184 | 422.1184 | 422.1186 | 422.1186 | 185.3534 | 185.3534 | 185.3534
CDP9 | NSW | SNW | Shallow storage | 50 | 682.712 | 682.7143 | 682.7145 | 718.353 | 760.6891 | 1388.2411 | 1460.8171 | 1388.2411 | 1388.2411 | 1460.8171 | 1388.2411 | 1338.2411 | 1410.8171 | 1410.8171 | 1338.2411 | 1338.2411 | 1338.2411 | 1338.2411 | 1410.8171 | 1338.2411 | 885.8171 | 813.2387 | 813.2386 | 853.3701 | 780.7941 | 780.7941 | 853.3701
CDP9 | NSW | SNW | Coordinated CER storage | 11.5295 | 14.8171 | 18.6626 | 22.7871 | 27.7997 | 33.4963 | 43.0237 | 55.4305 | 70.9627 | 90.1039 | 112.9793 | 139.8314 | 170.4524 | 205.2684 | 244.1544 | 286.9162 | 333.5338 | 384.2127 | 438.8854 | 497.66 | 560.8937 | 629.5544 | 702.4072 | 779.5514 | 860.1351 | 943.9419 | 983.3503 | 1018.6582
CDP9 | NSW | SNW | Passive CER storage | 206.3463 | 224.5379 | 240.9368 | 258.9593 | 278.1444 | 301.9599 | 322.7208 | 344.5839 | 366.8252 | 390.7075 | 415.6523 | 441.7183 | 467.2367 | 494.0385 | 520.566 | 545.206 | 567.5963 | 588.6361 | 607.8089 | 625.5986 | 647.3132 | 670.0861 | 693.8422 | 718.7364 | 741.3337 | 761.6739 | 786.6727 | 809.1086
CDP9 | QLD | NQ | Borumba | 0 | 0 | 0 | 0 | 0 | 0 | 0 | 0 | 0 | 0 | 0 | 0 | 0 | 0 | 0 | 0 | 0 | 0 | 0 | 0 | 0 | 0 | 0 | 0 | 0 | 0 | 0 | 0
CDP9 | QLD | NQ | Deep storage | 0 | 0 | 0 | 0 | 0 | 0 | 5.33e-06 | 1.23e-05 | 1.23e-05 | 4.794e-05 | 4.794e-05 | 4.794e-05 | 6.939e-05 | 7.549e-05 | 7.878e-05 | 7.878e-05 | 7.878e-05 | 7.994e-05 | 7.994e-05 | 9.082e-05 | 0.00014183 | 0.00015801 | 6.1742 | 53.7598 | 128.8351 | 180.7427 | 180.7427 | 183.1827
CDP9 | QLD | NQ | Medium storage | 250 | 250 | 250 | 250 | 250 | 250 | 250 | 250 | 250 | 250.0001 | 250.0001 | 250.0001 | 250.0001 | 250.0001 | 250.0001 | 250.0001 | 250.0001 | 250.0001 | 250.0001 | 250.0001 | 250.0002 | 250.0002 | 250.0004 | 250.0004 | 250.0004 | 250.0004 | 250.0004 | 250.0004
CDP9 | QLD | NQ | Shallow storage | 0 | 0 | 300 | 300 | 300 | 300 | 300 | 300 | 300 | 300 | 300 | 300 | 300 | 300 | 300 | 300 | 300 | 300 | 300 | 300 | 300 | 300 | 0 | 0 | 0 | 0 | 0 | 0
CDP9 | QLD | NQ | Coordinated CER storage | 1.2167 | 1.5929 | 2.0251 | 2.5236 | 3.12 | 3.8402 | 4.861 | 6.1864 | 7.8245 | 9.8358 | 12.2418 | 15.0717 | 18.2721 | 21.9141 | 25.9728 | 30.4036 | 35.228 | 40.4665 | 46.1292 | 52.2496 | 58.927 | 66.1344 | 73.8088 | 81.9834 | 90.4987 | 99.3492 | 103.7072 | 107.6837
CDP9 | QLD | NQ | Passive CER storage | 21.0552 | 23.4635 | 25.9022 | 28.4576 | 31.3925 | 34.814 | 37.9522 | 41.4162 | 44.9799 | 48.8461 | 52.9834 | 57.3995 | 61.6721 | 66.1572 | 70.6014 | 74.6827 | 78.4936 | 82.1191 | 85.5856 | 89.0361 | 92.9771 | 97.0969 | 101.3628 | 105.886 | 109.9772 | 113.7091 | 117.7593 | 121.4976
CDP9 | QLD | GG | Borumba | 0 | 0 | 0 | 0 | 0 | 0 | 0 | 0 | 0 | 0 | 0 | 0 | 0 | 0 | 0 | 0 | 0 | 0 | 0 | 0 | 0 | 0 | 0 | 0 | 0 | 0 | 0 | 0
CDP9 | QLD | GG | Deep storage | 0 | 0 | 0 | 0 | 0 | 0 | 0 | 0 | 0 | 0 | 0 | 0 | 0 | 0 | 0 | 0 | 0 | 0 | 0 | 0 | 0 | 0 | 0 | 0 | 0 | 0 | 0 | 0
CDP9 | QLD | GG | Medium storage | 0 | 0 | 0 | 1.247e-05 | 1.247e-05 | 2.935e-05 | 2.935e-05 | 3.109e-05 | 3.23e-05 | 7.629e-05 | 7.629e-05 | 7.629e-05 | 0.00012794 | 0.00024329 | 0.00025021 | 0.00025021 | 0.00025021 | 0.00025202 | 0.00025202 | 0.00025309 | 0.00028005 | 0.001599 | 132.4416 | 132.4637 | 132.4637 | 660.838 | 660.838 | 801.8425
CDP9 | QLD | GG | Shallow storage | 0 | 400 | 400 | 400 | 400 | 400 | 400 | 400 | 400 | 400 | 400 | 400 | 400 | 400 | 400 | 400 | 400 | 400 | 400 | 400 | 400 | 0 | 0 | 0 | 0 | 0 | 0 | 0
CDP9 | QLD | GG | Coordinated CER storage | 0.066819 | 0.087887 | 0.11153 | 0.14153 | 0.17366 | 0.21572 | 0.29891 | 0.41299 | 0.56211 | 0.74955 | 0.97712 | 1.2471 | 1.5592 | 1.9169 | 2.3184 | 2.7646 | 3.2536 | 3.7908 | 4.3761 | 5.009 | 5.7004 | 6.4465 | 7.2409 | 8.0831 | 8.9664 | 9.8883 | 10.3376 | 10.7449
CDP9 | QLD | GG | Passive CER storage | 1.1563 | 1.2946 | 1.4266 | 1.5959 | 1.7473 | 1.9556 | 2.1352 | 2.3376 | 2.5644 | 2.8105 | 3.0704 | 3.3401 | 3.6127 | 3.8978 | 4.1748 | 4.4417 | 4.6827 | 4.9228 | 5.1563 | 5.3782 | 5.6374 | 5.9123 | 6.1964 | 6.4847 | 6.7498 | 6.9899 | 7.2551 | 7.4911
CDP9 | QLD | CQ | Borumba | 0 | 0 | 0 | 0 | 0 | 0 | 0 | 0 | 0 | 0 | 0 | 0 | 0 | 0 | 0 | 0 | 0 | 0 | 0 | 0 | 0 | 0 | 0 | 0 | 0 | 0 | 0 | 0
CDP9 | QLD | CQ | Deep storage | 0 | 0 | 0 | 0 | 0 | 0 | 5.42e-06 | 1.198e-05 | 1.198e-05 | 3.925e-05 | 3.925e-05 | 3.925e-05 | 4.738e-05 | 7.061e-05 | 7.258e-05 | 7.258e-05 | 7.258e-05 | 7.518e-05 | 7.518e-05 | 7.518e-05 | 0.00015759 | 0.00016414 | 0.00017749 | 0.00020046 | 76.5694 | 352.5964 | 352.5964 | 400
CDP9 | QLD | CQ | Medium storage | 0 | 0 | 0 | 1.35e-05 | 1.54e-05 | 2.89e-05 | 3.493e-05 | 4.416e-05 | 4.416e-05 | 0.00012849 | 0.00012849 | 0.00012849 | 0.00018605 | 0.00032271 | 0.00033309 | 0.00033309 | 0.00033309 | 0.00033418 | 0.00033418 | 0.00033418 | 0.00035649 | 0.0017006 | 134.0303 | 222.3246 | 222.3247 | 649.6013 | 649.6013 | 961.6681
CDP9 | QLD | CQ | Shallow storage | 50 | 50 | 50 | 200 | 200 | 200 | 200 | 200 | 200 | 200 | 200 | 200 | 200 | 200 | 200 | 200 | 200 | 200 | 150 | 150 | 150 | 150 | 150 | 0 | 0 | 0 | 0 | 0
CDP9 | QLD | CQ | Coordinated CER storage | 1.1192 | 1.475 | 1.8705 | 2.3506 | 2.8941 | 3.5651 | 4.6403 | 6.0457 | 7.8273 | 10.0404 | 12.6969 | 15.8224 | 19.4074 | 23.4888 | 28.0554 | 33.0802 | 38.5531 | 44.5354 | 51.0196 | 58.024 | 65.6952 | 73.9546 | 82.751 | 92.094 | 101.874 | 112.0393 | 117.0219 | 121.5395
CDP9 | QLD | CQ | Passive CER storage | 19.3666 | 21.7275 | 23.9255 | 26.506 | 29.119 | 32.3201 | 35.3739 | 38.6267 | 42.1175 | 45.9487 | 49.9898 | 54.2028 | 58.4551 | 62.8527 | 67.2149 | 71.3089 | 75.0313 | 78.6845 | 82.1837 | 85.591 | 89.6089 | 93.7355 | 98.007 | 102.4317 | 106.5375 | 110.2123 | 114.1759 | 117.7274
CDP9 | QLD | SQ | Borumba | 0 | 0 | 0 | 0 | 0 | 0 | 0 | 1998 | 1998 | 1998 | 1998 | 1998 | 1998 | 1998 | 1998 | 1998 | 1998 | 1998 | 1998 | 1998 | 1998 | 1998 | 1998 | 1998 | 1998 | 1998 | 1998 | 1998
CDP9 | QLD | SQ | Deep storage | 0 | 0 | 0 | 0 | 0 | 0 | 0 | 0 | 0 | 0 | 0 | 0 | 0 | 0 | 0 | 0 | 0 | 0 | 0 | 0 | 0 | 0 | 0 | 0 | 0 | 0 | 0 | 0
CDP9 | QLD | SQ | Medium storage | 570 | 570 | 570 | 570 | 570 | 570 | 570 | 570 | 570 | 570.0001 | 570.0001 | 570.0001 | 570.0001 | 570.0002 | 570.0002 | 570.0002 | 570.0002 | 570.0002 | 570.0002 | 570.0002 | 570.0002 | 683.8928 | 1079.4932 | 1079.4932 | 1079.4932 | 1356.5276 | 1356.5276 | 1356.5276
CDP9 | QLD | SQ | Shallow storage | 853.76 | 1159.76 | 1159.76 | 1159.76 | 1159.76 | 1159.76 | 1159.76 | 1159.76 | 1159.76 | 1159.76 | 1159.76 | 1159.76 | 1159.76 | 1159.76 | 1059.76 | 1059.76 | 1059.76 | 1059.76 | 1059.76 | 1059.76 | 759.76 | 509.76 | 509.76 | 509.76 | 254.96 | 254.96 | 254.96 | 154.96
CDP9 | QLD | SQ | Coordinated CER storage | 5.9349 | 7.8549 | 10.0673 | 12.639 | 15.6606 | 19.5036 | 26.1745 | 34.9449 | 45.9905 | 59.704 | 76.2037 | 95.6949 | 118.0268 | 143.566 | 172.1726 | 203.6626 | 237.961 | 275.4027 | 316.0829 | 360.0365 | 407.5661 | 459.4511 | 514.7474 | 573.5005 | 635.0211 | 699.1749 | 730.6031 | 759.1308
CDP9 | QLD | SQ | Passive CER storage | 102.7017 | 115.7072 | 128.7691 | 142.5235 | 157.5718 | 176.8119 | 194.2469 | 213.1165 | 232.7482 | 254.1827 | 276.937 | 301.0369 | 325.0195 | 350.4149 | 375.6131 | 399.0493 | 420.0192 | 440.1605 | 459.7105 | 478.6237 | 501.0311 | 524.6191 | 549.2404 | 574.878 | 598.5559 | 620.3463 | 643.8322 | 664.9847
CDP9 | VIC | VIC | Deep storage | 0 | 0 | 0 | 0 | 0 | 0 | 5.02e-06 | 2.187e-05 | 4.51e-05 | 0.0001047 | 0.0001047 | 0.0001047 | 0.0001047 | 0.0001047 | 0.0001047 | 0.0001047 | 0.0001047 | 0.0001047 | 0.0001047 | 0.00010586 | 401.8221 | 401.8221 | 401.8221 | 401.8221 | 479.8459 | 479.8459 | 479.8459 | 529.2169
CDP9 | VIC | VIC | Medium storage | 0 | 0 | 350 | 350 | 350 | 350 | 350 | 350 | 350 | 350.0001 | 350.0001 | 350.0001 | 350.0001 | 350.0001 | 350.0001 | 350.0001 | 350.0001 | 350.0001 | 350.0001 | 350.0001 | 350.0001 | 350.0001 | 0.00014443 | 0.00048885 | 0.00048593 | 0.0004788 | 0.0004788 | 0.0004724
CDP9 | VIC | VIC | Shallow storage | 479.13 | 1990.64 | 2055.4402 | 2505.0405 | 2497.3405 | 2703.23 | 2710.53 | 3222.2299 | 3733.1699 | 4243.0397 | 5851.9197 | 5851.9197 | 5858.5197 | 5851.9197 | 5846.9197 | 5846.9197 | 5846.9197 | 5546.9197 | 5546.9197 | 5396.9197 | 5203.5197 | 4902.2097 | 4513.7095 | 4213.7091 | 4213.7091 | 3978.2197 | 3378.2197 | 2866.5197
CDP9 | VIC | VIC | Coordinated CER storage | 15.1363 | 20.7187 | 26.6998 | 33.6099 | 42.073 | 52.0251 | 65.3888 | 82.4785 | 103.5543 | 129.304 | 159.8675 | 195.5802 | 236.092 | 282.1042 | 333.3048 | 389.2764 | 449.9516 | 515.8702 | 587.1309 | 663.853 | 746.8741 | 837.0114 | 932.8772 | 1034.5743 | 1140.6225 | 1250.7708 | 1304.751 | 1353.7071
CDP9 | VIC | VIC | Passive CER storage | 301.4603 | 331.822 | 361.74 | 393.4245 | 427.1076 | 470.0826 | 508.8755 | 550.5086 | 593.6031 | 640.251 | 689.3259 | 740.7945 | 791.6143 | 844.9475 | 897.6568 | 946.6059 | 991.0946 | 1033.8217 | 1074.9606 | 1114.8568 | 1161.2955 | 1209.6656 | 1259.8506 | 1312.0582 | 1360.0652 | 1403.9921 | 1454.6296 | 1500.8336
CDP9 | SA | CSA | Deep storage | 0 | 0 | 0 | 0 | 0 | 0 | 2.71e-06 | 6.07e-06 | 6.07e-06 | 8.59e-06 | 8.59e-06 | 8.59e-06 | 8.59e-06 | 1.368e-05 | 1.368e-05 | 1.368e-05 | 1.368e-05 | 1.368e-05 | 1.368e-05 | 1.532e-05 | 1.532e-05 | 1.532e-05 | 1.691e-05 | 1.813e-05 | 1.813e-05 | 1.813e-05 | 1.813e-05 | 2.022e-05
CDP9 | SA | CSA | Medium storage | 0 | 0 | 0 | 1.116e-05 | 1.42e-05 | 2.295e-05 | 2.295e-05 | 2.596e-05 | 2.73e-05 | 3.121e-05 | 3.121e-05 | 3.121e-05 | 3.385e-05 | 8.557e-05 | 8.916e-05 | 8.916e-05 | 8.916e-05 | 8.916e-05 | 8.916e-05 | 9.187e-05 | 0.00012235 | 0.0001258 | 0.00019641 | 1097.9424 | 1097.9424 | 1369.7817 | 1369.7817 | 1369.7817
CDP9 | SA | CSA | Shallow storage | 656.2 | 951.18 | 1370.4592 | 2457.0025 | 2463.0225 | 2457.0025 | 2427.0025 | 2427.0025 | 2427.0025 | 2427.0025 | 2427.0025 | 2427.0025 | 2427.0025 | 2427.0025 | 2427.0025 | 2427.0025 | 2427.0025 | 2415.0025 | 2421.0225 | 2164.3025 | 1970.3225 | 1808.3225 | 1389.0433 | 394.638 | 353.138 | 242.138 | 242.138 | 242.138
CDP9 | SA | CSA | Coordinated CER storage | 62.4605 | 69.574 | 76.4942 | 84.1684 | 92.1358 | 101.9094 | 111.3026 | 121.9009 | 133.5508 | 146.6546 | 161.056 | 176.8714 | 193.5765 | 211.7514 | 230.9299 | 250.6652 | 270.8794 | 292.0065 | 314.1066 | 337.1741 | 362.1662 | 388.8506 | 416.8107 | 446.0604 | 475.6817 | 505.6161 | 520.6813 | 534.0007
CDP9 | SA | CSA | Passive CER storage | 176.8412 | 189.127 | 200.7947 | 212.4134 | 224.7795 | 239.333 | 252.1373 | 265.4672 | 278.7557 | 292.6711 | 306.7404 | 321.0593 | 334.5405 | 348.2941 | 361.3463 | 372.8549 | 382.7225 | 391.8089 | 400.2474 | 408.0508 | 417.2101 | 426.5738 | 436.0668 | 445.6894 | 454.0331 | 461.1754 | 471.3591 | 480.3156
CDP9 | SA | SESA | Deep storage | 0 | 0 | 0 | 0 | 0 | 0 | 0 | 0 | 0 | 0 | 0 | 0 | 0 | 0 | 0 | 0 | 0 | 0 | 0 | 0 | 0 | 0 | 0 | 0 | 0 | 0 | 0 | 0
CDP9 | SA | SESA | Medium storage | 0 | 0 | 0 | 1.083e-05 | 1.384e-05 | 2.09e-05 | 2.09e-05 | 2.26e-05 | 2.361e-05 | 3.001e-05 | 3.001e-05 | 3.001e-05 | 3.25e-05 | 7.819e-05 | 8.101e-05 | 8.101e-05 | 8.101e-05 | 8.101e-05 | 8.101e-05 | 8.486e-05 | 9.309e-05 | 9.847e-05 | 0.00010002 | 47.6997 | 47.6997 | 47.6997 | 47.6997 | 47.6997
CDP9 | SA | SESA | Shallow storage | 25 | 25 | 25 | 25 | 25 | 25 | 25 | 25 | 25 | 25 | 0 | 0 | 0 | 0 | 0 | 0 | 0 | 0 | 0 | 0 | 0 | 0 | 0 | 0 | 0 | 0 | 0 | 0
CDP9 | SA | SESA | Coordinated CER storage | 2.2312 | 2.5031 | 2.7724 | 3.0693 | 3.3785 | 3.771 | 4.1547 | 4.5772 | 5.0453 | 5.5905 | 6.2292 | 6.8967 | 7.6454 | 8.4204 | 9.2343 | 10.0864 | 10.97 | 11.8923 | 12.8505 | 13.8935 | 15.057 | 16.2673 | 17.5209 | 18.834 | 20.1658 | 21.5197 | 22.1956 | 22.8328
CDP9 | SA | SESA | Passive CER storage | 6.3171 | 6.8043 | 7.2775 | 7.7459 | 8.2424 | 8.8562 | 9.3849 | 9.9001 | 10.4074 | 10.9659 | 11.6011 | 12.1692 | 12.779 | 13.3159 | 13.8063 | 14.2494 | 14.6336 | 14.9745 | 15.2687 | 15.6028 | 16.033 | 16.4336 | 16.813 | 17.1981 | 17.5263 | 17.8106 | 18.2151 | 18.6306
CDP9 | TAS | TAS | Deep storage | 0 | 0 | 0 | 0 | 0 | 0 | 1.406e-05 | 3.756e-05 | 5.763e-05 | 5.763e-05 | 5.763e-05 | 5.763e-05 | 5.763e-05 | 7.838e-05 | 8.553e-05 | 8.724e-05 | 0.0012764 | 0.0012764 | 154.4563 | 383.6852 | 860.2228 | 860.2228 | 860.2228 | 860.2228 | 860.2228 | 860.2228 | 860.2228 | 860.2228
CDP9 | TAS | TAS | Medium storage | 0 | 0 | 0 | 9.13e-06 | 1.034e-05 | 1.178e-05 | 1.178e-05 | 1.337e-05 | 1.651e-05 | 2.393e-05 | 2.393e-05 | 2.393e-05 | 2.533e-05 | 4.248e-05 | 4.374e-05 | 4.55e-05 | 4.694e-05 | 4.802e-05 | 5.043e-05 | 5.325e-05 | 5.776e-05 | 6.079e-05 | 6.296e-05 | 5.767e-05 | 5.647e-05 | 5.503e-05 | 5.503e-05 | 5.344e-05
CDP9 | TAS | TAS | Shallow storage | 0 | 0 | 0 | 0 | 0 | 0 | 0 | 0 | 0 | 0 | 0 | 0 | 0 | 0 | 0 | 0 | 0 | 0 | 0 | 0 | 0 | 0 | 0 | 0 | 0 | 0 | 0 | 0
CDP9 | TAS | TAS | Coordinated CER storage | 0.86202 | 1.1897 | 1.5604 | 1.9874 | 2.4806 | 3.1026 | 3.6027 | 4.2371 | 5.0419 | 6.0802 | 7.3806 | 8.9752 | 10.855 | 13.0758 | 15.6258 | 18.4829 | 21.6512 | 25.1679 | 29.047 | 33.2957 | 37.9263 | 43.0768 | 48.6582 | 54.6735 | 61.0336 | 67.7354 | 71.4596 | 74.781
CDP9 | TAS | TAS | Passive CER storage | 18.3551 | 20.1214 | 21.7939 | 23.5599 | 25.4634 | 28.0008 | 30.1463 | 32.4307 | 34.7743 | 37.3199 | 39.9892 | 42.7744 | 45.4739 | 48.2933 | 51.0238 | 53.4633 | 55.579 | 57.5324 | 59.351 | 61.0565 | 63.1414 | 65.3064 | 67.5415 | 69.8609 | 71.8752 | 73.5976 | 75.9416 | 77.9696
CDP10 | NSW | NNSW | Snowy 2.0 | 0 | 0 | 0 | 0 | 0 | 0 | 0 | 0 | 0 | 0 | 0 | 0 | 0 | 0 | 0 | 0 | 0 | 0 | 0 | 0 | 0 | 0 | 0 | 0 | 0 | 0 | 0 | 0
CDP10 | NSW | NNSW | Deep storage | 0 | 0 | 0 | 0 | 0 | 0 | 1.55e-05 | 1.767e-05 | 1.767e-05 | 1.963e-05 | 2.107e-05 | 2.676e-05 | 3.382e-05 | 3.382e-05 | 3.65e-05 | 3.781e-05 | 3.932e-05 | 5.003e-05 | 5.003e-05 | 6.08e-05 | 1000 | 1000 | 1000 | 1000 | 1000 | 1000 | 1000 | 1000
CDP10 | NSW | NNSW | Medium storage | 0 | 0 | 275 | 275.0001 | 382.9079 | 1188.9121 | 1188.9121 | 1188.9121 | 1188.9121 | 1188.9121 | 1188.9121 | 1188.9121 | 1188.9121 | 1188.9122 | 1188.9122 | 1188.9122 | 1188.9122 | 1188.9122 | 1188.9122 | 1188.9122 | 1188.9123 | 1188.9123 | 913.9123 | 1486.004 | 1378.0962 | 1273.9276 | 1273.9276 | 1628.9184
CDP10 | NSW | NNSW | Shallow storage | 0 | 30 | 230 | 430 | 430 | 430 | 430 | 430 | 430 | 400 | 400 | 400 | 400 | 400 | 400 | 400 | 400 | 400 | 400 | 400 | 400 | 400 | 0 | 0 | 0 | 0 | 0 | 0
CDP10 | NSW | NNSW | Coordinated CER storage | 2.9011 | 3.6904 | 4.6278 | 5.5596 | 6.6915 | 7.9992 | 9.7928 | 12.0913 | 14.9199 | 18.3769 | 22.4496 | 27.1895 | 32.5292 | 38.5657 | 45.2506 | 52.5465 | 60.457 | 69.0343 | 78.2621 | 88.1661 | 98.8985 | 110.4266 | 122.6426 | 135.5582 | 148.9852 | 162.8922 | 169.464 | 175.3439
CDP10 | NSW | NNSW | Passive CER storage | 51.9224 | 55.9244 | 59.7457 | 63.1809 | 66.9501 | 72.1109 | 76.9127 | 82.1206 | 87.477 | 93.3283 | 99.3194 | 105.5537 | 111.5324 | 117.7469 | 123.7732 | 129.3342 | 134.4245 | 139.3018 | 143.8527 | 148.1976 | 153.2203 | 158.3806 | 163.6836 | 169.1359 | 173.9747 | 178.2371 | 183.577 | 188.3339
CDP10 | NSW | CNSW | Snowy 2.0 | 0 | 0 | 0 | 0 | 0 | 0 | 0 | 0 | 0 | 0 | 0 | 0 | 0 | 0 | 0 | 0 | 0 | 0 | 0 | 0 | 0 | 0 | 0 | 0 | 0 | 0 | 0 | 0
CDP10 | NSW | CNSW | Deep storage | 247 | 247 | 247 | 247 | 247 | 247 | 247 | 247 | 247 | 247 | 247 | 247 | 247 | 247 | 247 | 247 | 247 | 247 | 247 | 247 | 247 | 247 | 247 | 247 | 247 | 247 | 247 | 247
CDP10 | NSW | CNSW | Medium storage | 0 | 549 | 549 | 917.46 | 917.46 | 957.4945 | 917.4745 | 957.4945 | 917.4745 | 917.4745 | 957.4945 | 917.4745 | 917.4745 | 957.4945 | 957.4945 | 917.4745 | 917.4745 | 917.4745 | 917.4745 | 957.4945 | 917.4745 | 408.4945 | 368.4745 | 368.4745 | 408.4945 | 368.4664 | 368.4664 | 408.4864
CDP10 | NSW | CNSW | Shallow storage | 0 | 20 | 30.0619 | 321.407 | 1706.4866 | 1706.4866 | 1706.4866 | 1706.4866 | 1706.4866 | 1706.4866 | 1706.4866 | 1706.4866 | 1706.4866 | 1706.4866 | 1706.4866 | 1706.4866 | 1706.4866 | 1706.4866 | 1706.4866 | 1706.4866 | 1706.4866 | 1686.4866 | 1676.4247 | 1385.0797 | 124.137 | 124.137 | 124.137 | 124.137
CDP10 | NSW | CNSW | Coordinated CER storage | 1.218 | 1.5545 | 1.9694 | 2.396 | 2.8889 | 3.468 | 4.4484 | 5.7616 | 7.4129 | 9.4548 | 11.9182 | 14.7956 | 18.091 | 21.8271 | 26.0012 | 30.6055 | 35.6384 | 41.1048 | 47.0119 | 53.3576 | 60.2411 | 67.6633 | 75.5332 | 83.8558 | 92.5557 | 101.5813 | 105.8426 | 109.6628
CDP10 | NSW | CNSW | Passive CER storage | 21.7984 | 23.5569 | 25.4252 | 27.2293 | 28.9039 | 31.2635 | 33.4736 | 36.0114 | 38.6022 | 41.3825 | 44.4067 | 47.4404 | 50.4842 | 53.5835 | 56.6421 | 59.5615 | 62.2973 | 64.8483 | 67.2355 | 69.4388 | 72.0568 | 74.8106 | 77.6287 | 80.5076 | 83.1503 | 85.4446 | 88.2195 | 90.7189
CDP10 | NSW | SNSW | Snowy 2.0 | 0 | 0 | 0 | 0 | 2200 | 2200 | 2200 | 2200 | 2200 | 2200 | 2200 | 2200 | 2200 | 2200 | 2200 | 2200 | 2200 | 2200 | 2200 | 2200 | 2200 | 2200 | 2200 | 2200 | 2200 | 2200 | 2200 | 2200
CDP10 | NSW | SNSW | Deep storage | 0 | 0 | 0 | 0 | 0 | 0 | 0 | 0 | 0 | 0 | 0 | 0 | 0 | 0 | 0 | 0 | 0 | 0 | 0 | 0 | 0 | 0 | 0 | 0 | 0 | 0 | 0 | 0
CDP10 | NSW | SNSW | Medium storage | 0 | 50 | 50 | 250 | 250 | 335.0792 | 335.0792 | 335.0792 | 335.0792 | 335.0792 | 335.0792 | 335.0792 | 335.0792 | 335.0792 | 335.0792 | 335.0792 | 335.0792 | 335.0792 | 335.0792 | 335.0792 | 335.0792 | 285.0792 | 285.0792 | 285.0792 | 285.0792 | 237.3584 | 237.3584 | 237.3584
CDP10 | NSW | SNSW | Shallow storage | 309.99 | 318.9 | 318.9 | 318.9 | 318.9 | 319.89 | 318.9 | 319.89 | 318.9 | 318.9 | 319.89 | 318.9 | 318.9 | 319.89 | 319.89 | 318.9 | 318.9 | 318.9 | 308.9 | 259.89 | 258.9 | 249.99 | 249 | 249 | 150 | 150 | 150 | 0
CDP10 | NSW | SNSW | Coordinated CER storage | 2.4469 | 3.1469 | 4.0056 | 4.9448 | 6.063 | 7.344 | 8.8828 | 10.843 | 13.2952 | 16.3304 | 19.989 | 24.3293 | 29.3361 | 35.0941 | 41.5771 | 48.7432 | 56.6101 | 65.2405 | 74.6487 | 84.8616 | 95.9878 | 108.1835 | 121.2843 | 135.2958 | 150.0261 | 165.4879 | 173.4974 | 180.7336
CDP10 | NSW | SNSW | Passive CER storage | 43.7926 | 47.6885 | 51.7125 | 56.1945 | 60.6618 | 66.2045 | 71.0929 | 76.2779 | 81.7101 | 87.5202 | 93.586 | 99.9174 | 106.2198 | 112.7798 | 119.2142 | 125.1293 | 130.5318 | 135.6734 | 140.5429 | 145.2071 | 150.7156 | 156.525 | 162.5649 | 168.7895 | 174.3699 | 179.4516 | 185.5172 | 191.0124
CDP10 | NSW | SNW | Snowy 2.0 | 0 | 0 | 0 | 0 | 0 | 0 | 0 | 0 | 0 | 0 | 0 | 0 | 0 | 0 | 0 | 0 | 0 | 0 | 0 | 0 | 0 | 0 | 0 | 0 | 0 | 0 | 0 | 0
CDP10 | NSW | SNW | Deep storage | 0 | 0 | 0 | 0 | 0 | 0 | 0 | 0 | 0 | 0 | 0 | 0 | 0 | 0 | 0 | 0 | 0 | 0 | 0 | 0 | 0 | 0 | 0 | 0 | 0 | 0 | 0 | 0
CDP10 | NSW | SNW | Medium storage | 0 | 889.1456 | 889.1456 | 889.1456 | 889.1456 | 1316.1399 | 1316.1399 | 1316.1399 | 1316.1399 | 1316.1399 | 1316.1399 | 1316.1399 | 1316.1399 | 1316.1399 | 1316.1399 | 1316.1399 | 1316.1399 | 1316.1399 | 1316.1399 | 1316.1399 | 1316.1399 | 426.9943 | 426.9943 | 426.9944 | 426.9944 | 187.4945 | 187.4945 | 187.4945
CDP10 | NSW | SNW | Shallow storage | 50 | 682.712 | 682.7165 | 682.7187 | 718.3559 | 760.6919 | 1388.2439 | 1460.8199 | 1388.2439 | 1388.2439 | 1460.8199 | 1388.2439 | 1338.2439 | 1410.8199 | 1410.8199 | 1338.2439 | 1338.2439 | 1338.2439 | 1338.2439 | 1410.8199 | 1338.2439 | 885.8199 | 813.2393 | 813.2371 | 853.37 | 780.7939 | 780.7939 | 853.3699
CDP10 | NSW | SNW | Coordinated CER storage | 11.5295 | 14.8171 | 18.6626 | 22.7871 | 27.7997 | 33.4963 | 43.0237 | 55.4305 | 70.9627 | 90.1039 | 112.9793 | 139.8314 | 170.4524 | 205.2684 | 244.1544 | 286.9162 | 333.5338 | 384.2127 | 438.8854 | 497.66 | 560.8937 | 629.5544 | 702.4072 | 779.5514 | 860.1351 | 943.9419 | 983.3503 | 1018.6582
CDP10 | NSW | SNW | Passive CER storage | 206.3463 | 224.5379 | 240.9368 | 258.9593 | 278.1444 | 301.9599 | 322.7208 | 344.5839 | 366.8252 | 390.7075 | 415.6523 | 441.7183 | 467.2367 | 494.0385 | 520.566 | 545.206 | 567.5963 | 588.6361 | 607.8089 | 625.5986 | 647.3132 | 670.0861 | 693.8422 | 718.7364 | 741.3337 | 761.6739 | 786.6727 | 809.1086
CDP10 | QLD | NQ | Borumba | 0 | 0 | 0 | 0 | 0 | 0 | 0 | 0 | 0 | 0 | 0 | 0 | 0 | 0 | 0 | 0 | 0 | 0 | 0 | 0 | 0 | 0 | 0 | 0 | 0 | 0 | 0 | 0
CDP10 | QLD | NQ | Deep storage | 0 | 0 | 0 | 0 | 0 | 0 | 1.049e-05 | 1.23e-05 | 1.23e-05 | 3.988e-05 | 3.988e-05 | 3.988e-05 | 6.812e-05 | 6.812e-05 | 7.054e-05 | 7.154e-05 | 7.154e-05 | 7.492e-05 | 7.492e-05 | 7.492e-05 | 0.00016112 | 0.00017582 | 17.1511 | 20.2179 | 141.3227 | 180.4023 | 180.4023 | 180.4023
CDP10 | QLD | NQ | Medium storage | 250 | 250 | 250 | 250 | 250 | 250 | 250 | 250 | 250 | 250 | 250 | 250 | 250.0001 | 250.0001 | 250.0001 | 250.0001 | 250.0001 | 250.0001 | 250.0001 | 250.0001 | 250.0001 | 250.0002 | 250.0003 | 250.0003 | 250.0003 | 250.0003 | 250.0003 | 250.0003
CDP10 | QLD | NQ | Shallow storage | 0 | 0 | 300 | 300 | 300 | 300 | 300 | 300 | 300 | 300 | 300 | 300 | 300 | 300 | 300 | 300 | 300 | 300 | 300 | 300 | 300 | 300 | 0 | 0 | 0 | 0 | 0 | 0
CDP10 | QLD | NQ | Coordinated CER storage | 1.2167 | 1.5929 | 2.0251 | 2.5236 | 3.12 | 3.8402 | 4.861 | 6.1864 | 7.8245 | 9.8358 | 12.2418 | 15.0717 | 18.2721 | 21.9141 | 25.9728 | 30.4036 | 35.228 | 40.4665 | 46.1292 | 52.2496 | 58.927 | 66.1344 | 73.8088 | 81.9834 | 90.4987 | 99.3492 | 103.7072 | 107.6837
CDP10 | QLD | NQ | Passive CER storage | 21.0552 | 23.4635 | 25.9022 | 28.4576 | 31.3925 | 34.814 | 37.9522 | 41.4162 | 44.9799 | 48.8461 | 52.9834 | 57.3995 | 61.6721 | 66.1572 | 70.6014 | 74.6827 | 78.4936 | 82.1191 | 85.5856 | 89.0361 | 92.9771 | 97.0969 | 101.3628 | 105.886 | 109.9772 | 113.7091 | 117.7593 | 121.4976
CDP10 | QLD | GG | Borumba | 0 | 0 | 0 | 0 | 0 | 0 | 0 | 0 | 0 | 0 | 0 | 0 | 0 | 0 | 0 | 0 | 0 | 0 | 0 | 0 | 0 | 0 | 0 | 0 | 0 | 0 | 0 | 0
CDP10 | QLD | GG | Deep storage | 0 | 0 | 0 | 0 | 0 | 0 | 0 | 0 | 0 | 0 | 0 | 0 | 0 | 0 | 0 | 0 | 0 | 0 | 0 | 0 | 0 | 0 | 0 | 0 | 0 | 0 | 0 | 0
CDP10 | QLD | GG | Medium storage | 0 | 0 | 0 | 2.504e-05 | 2.504e-05 | 5.573e-05 | 5.573e-05 | 5.739e-05 | 5.739e-05 | 6.322e-05 | 6.322e-05 | 6.322e-05 | 0.00013198 | 0.00021519 | 0.0002241 | 0.0002241 | 0.0002241 | 0.00022524 | 0.00022524 | 0.00022524 | 0.00023254 | 0.0010301 | 48.4809 | 55.5285 | 55.5285 | 590.3868 | 590.3868 | 782.1322
CDP10 | QLD | GG | Shallow storage | 0 | 400 | 400 | 400 | 400 | 400 | 400 | 400 | 400 | 400 | 400 | 400 | 400 | 400 | 400 | 400 | 400 | 400 | 400 | 400 | 400 | 0 | 0 | 0 | 0 | 0 | 0 | 0
CDP10 | QLD | GG | Coordinated CER storage | 0.066819 | 0.087887 | 0.11153 | 0.14153 | 0.17366 | 0.21572 | 0.29891 | 0.41299 | 0.56211 | 0.74955 | 0.97712 | 1.2471 | 1.5592 | 1.9169 | 2.3184 | 2.7646 | 3.2536 | 3.7908 | 4.3761 | 5.009 | 5.7004 | 6.4465 | 7.2409 | 8.0831 | 8.9664 | 9.8883 | 10.3376 | 10.7449
CDP10 | QLD | GG | Passive CER storage | 1.1563 | 1.2946 | 1.4266 | 1.5959 | 1.7473 | 1.9556 | 2.1352 | 2.3376 | 2.5644 | 2.8105 | 3.0704 | 3.3401 | 3.6127 | 3.8978 | 4.1748 | 4.4417 | 4.6827 | 4.9228 | 5.1563 | 5.3782 | 5.6374 | 5.9123 | 6.1964 | 6.4847 | 6.7498 | 6.9899 | 7.2551 | 7.4911
CDP10 | QLD | CQ | Borumba | 0 | 0 | 0 | 0 | 0 | 0 | 0 | 0 | 0 | 0 | 0 | 0 | 0 | 0 | 0 | 0 | 0 | 0 | 0 | 0 | 0 | 0 | 0 | 0 | 0 | 0 | 0 | 0
CDP10 | QLD | CQ | Deep storage | 0 | 0 | 0 | 0 | 0 | 0 | 1.064e-05 | 1.239e-05 | 1.239e-05 | 3.245e-05 | 3.245e-05 | 3.245e-05 | 4.399e-05 | 6.127e-05 | 6.395e-05 | 6.395e-05 | 6.395e-05 | 6.395e-05 | 6.395e-05 | 6.672e-05 | 0.00017759 | 0.00018285 | 0.0001927 | 0.0001927 | 46.2681 | 342.8398 | 342.8398 | 400
CDP10 | QLD | CQ | Medium storage | 0 | 0 | 0 | 2.757e-05 | 3.391e-05 | 5.677e-05 | 6.866e-05 | 7.212e-05 | 7.908e-05 | 0.00011833 | 0.00011833 | 0.00011833 | 0.00019381 | 0.00028623 | 0.00029901 | 0.00029901 | 0.00029901 | 0.00030013 | 0.00030013 | 0.00030013 | 0.00031626 | 0.0011242 | 49.7533 | 134.9033 | 134.9039 | 567.6868 | 567.6868 | 865.3249
CDP10 | QLD | CQ | Shallow storage | 50 | 50 | 50 | 200 | 200 | 200 | 200 | 200 | 200 | 200 | 200 | 200 | 200 | 200 | 200 | 200 | 200 | 200 | 150 | 150 | 150 | 150 | 150 | 0 | 0 | 0 | 0 | 0
CDP10 | QLD | CQ | Coordinated CER storage | 1.1192 | 1.475 | 1.8705 | 2.3506 | 2.8941 | 3.5651 | 4.6403 | 6.0457 | 7.8273 | 10.0404 | 12.6969 | 15.8224 | 19.4074 | 23.4888 | 28.0554 | 33.0802 | 38.5531 | 44.5354 | 51.0196 | 58.024 | 65.6952 | 73.9546 | 82.751 | 92.094 | 101.874 | 112.0393 | 117.0219 | 121.5395
CDP10 | QLD | CQ | Passive CER storage | 19.3666 | 21.7275 | 23.9255 | 26.506 | 29.119 | 32.3201 | 35.3739 | 38.6267 | 42.1175 | 45.9487 | 49.9898 | 54.2028 | 58.4551 | 62.8527 | 67.2149 | 71.3089 | 75.0313 | 78.6845 | 82.1837 | 85.591 | 89.6089 | 93.7355 | 98.007 | 102.4317 | 106.5375 | 110.2123 | 114.1759 | 117.7274
CDP10 | QLD | SQ | Borumba | 0 | 0 | 0 | 0 | 0 | 0 | 0 | 1998 | 1998 | 1998 | 1998 | 1998 | 1998 | 1998 | 1998 | 1998 | 1998 | 1998 | 1998 | 1998 | 1998 | 1998 | 1998 | 1998 | 1998 | 1998 | 1998 | 1998
CDP10 | QLD | SQ | Deep storage | 0 | 0 | 0 | 0 | 0 | 0 | 0 | 0 | 0 | 0 | 0 | 0 | 0 | 0 | 0 | 0 | 0 | 0 | 0 | 0 | 0 | 0 | 0 | 0 | 0 | 0 | 0 | 0
CDP10 | QLD | SQ | Medium storage | 570 | 570 | 570 | 570 | 570 | 570 | 570 | 570.0001 | 570.0001 | 570.0001 | 570.0001 | 570.0001 | 570.0001 | 570.0002 | 570.0002 | 570.0002 | 570.0002 | 570.0002 | 570.0002 | 570.0002 | 570.0002 | 607.4816 | 1172.4118 | 1172.4118 | 1172.4118 | 1411.2465 | 1411.2465 | 1411.2465
CDP10 | QLD | SQ | Shallow storage | 853.76 | 1159.76 | 1159.76 | 1159.76 | 1159.76 | 1159.76 | 1159.76 | 1159.76 | 1159.76 | 1159.76 | 1159.76 | 1159.76 | 1159.76 | 1159.76 | 1059.76 | 1059.76 | 1059.76 | 1059.76 | 1059.76 | 1059.76 | 759.76 | 509.76 | 509.76 | 509.76 | 254.96 | 254.96 | 254.96 | 154.96
CDP10 | QLD | SQ | Coordinated CER storage | 5.9349 | 7.8549 | 10.0673 | 12.639 | 15.6606 | 19.5036 | 26.1745 | 34.9449 | 45.9905 | 59.704 | 76.2037 | 95.6949 | 118.0268 | 143.566 | 172.1726 | 203.6626 | 237.961 | 275.4027 | 316.0829 | 360.0365 | 407.5661 | 459.4511 | 514.7474 | 573.5005 | 635.0211 | 699.1749 | 730.6031 | 759.1308
CDP10 | QLD | SQ | Passive CER storage | 102.7017 | 115.7072 | 128.7691 | 142.5235 | 157.5718 | 176.8119 | 194.2469 | 213.1165 | 232.7482 | 254.1827 | 276.937 | 301.0369 | 325.0195 | 350.4149 | 375.6131 | 399.0493 | 420.0192 | 440.1605 | 459.7105 | 478.6237 | 501.0311 | 524.6191 | 549.2404 | 574.878 | 598.5559 | 620.3463 | 643.8322 | 664.9847
CDP10 | VIC | VIC | Deep storage | 0 | 0 | 0 | 0 | 0 | 0 | 9.74e-06 | 1.706e-05 | 3.138e-05 | 7.753e-05 | 7.753e-05 | 7.753e-05 | 7.753e-05 | 7.753e-05 | 7.753e-05 | 7.753e-05 | 7.882e-05 | 7.882e-05 | 8.038e-05 | 8.231e-05 | 485.9685 | 485.9685 | 485.9685 | 485.9685 | 485.9685 | 498.3739 | 498.3739 | 552.0081
CDP10 | VIC | VIC | Medium storage | 0 | 0 | 350 | 350 | 350 | 350 | 350 | 350 | 350.0001 | 350.0001 | 350.0001 | 350.0001 | 350.0001 | 350.0001 | 350.0001 | 350.0001 | 350.0001 | 350.0001 | 350.0001 | 350.0001 | 350.0001 | 350.0001 | 0.0001149 | 0.00050653 | 0.00050061 | 0.00049031 | 0.00049031 | 0.00048865
CDP10 | VIC | VIC | Shallow storage | 479.13 | 1990.64 | 2055.4404 | 2510.5132 | 2502.8132 | 2703.23 | 2710.53 | 3222.2299 | 3733.1699 | 4243.0398 | 5851.9198 | 5851.9198 | 5858.5198 | 5851.9198 | 5846.9198 | 5846.9198 | 5846.9198 | 5546.9198 | 5546.9198 | 5396.9198 | 5203.5198 | 4902.2098 | 4513.7093 | 4208.2366 | 4208.2366 | 3978.2198 | 3378.2198 | 2866.5198
CDP10 | VIC | VIC | Coordinated CER storage | 15.1363 | 20.7187 | 26.6998 | 33.6099 | 42.073 | 52.0251 | 65.3888 | 82.4785 | 103.5543 | 129.304 | 159.8675 | 195.5802 | 236.092 | 282.1042 | 333.3048 | 389.2764 | 449.9516 | 515.8702 | 587.1309 | 663.853 | 746.8741 | 837.0114 | 932.8772 | 1034.5743 | 1140.6225 | 1250.7708 | 1304.751 | 1353.7071
CDP10 | VIC | VIC | Passive CER storage | 301.4603 | 331.822 | 361.74 | 393.4245 | 427.1076 | 470.0826 | 508.8755 | 550.5086 | 593.6031 | 640.251 | 689.3259 | 740.7945 | 791.6143 | 844.9475 | 897.6568 | 946.6059 | 991.0946 | 1033.8217 | 1074.9606 | 1114.8568 | 1161.2955 | 1209.6656 | 1259.8506 | 1312.0582 | 1360.0652 | 1403.9921 | 1454.6296 | 1500.8336
CDP10 | SA | CSA | Deep storage | 0 | 0 | 0 | 0 | 0 | 0 | 5.35e-06 | 5.35e-06 | 5.35e-06 | 5.35e-06 | 5.35e-06 | 5.35e-06 | 5.35e-06 | 9.49e-06 | 1.058e-05 | 1.058e-05 | 1.058e-05 | 1.058e-05 | 1.058e-05 | 1.633e-05 | 1.633e-05 | 1.633e-05 | 1.633e-05 | 1.633e-05 | 1.633e-05 | 1.874e-05 | 1.874e-05 | 2.035e-05
CDP10 | SA | CSA | Medium storage | 0 | 0 | 0 | 2.25e-05 | 2.874e-05 | 3.84e-05 | 3.84e-05 | 3.951e-05 | 4.71e-05 | 4.819e-05 | 4.819e-05 | 4.819e-05 | 4.819e-05 | 6.475e-05 | 6.951e-05 | 6.951e-05 | 6.951e-05 | 6.951e-05 | 6.951e-05 | 7.15e-05 | 8.265e-05 | 8.698e-05 | 8.843e-05 | 1083.8525 | 1083.8525 | 1529.3015 | 1529.3015 | 1529.3015
CDP10 | SA | CSA | Shallow storage | 656.2 | 951.18 | 1569.6392 | 2801.791 | 2807.811 | 2801.791 | 2771.791 | 2771.791 | 2771.791 | 2771.791 | 2771.791 | 2771.791 | 2771.791 | 2771.791 | 2771.791 | 2771.791 | 2771.791 | 2759.791 | 2765.811 | 2509.091 | 2315.111 | 2153.111 | 1534.6518 | 406.9859 | 365.4859 | 254.4859 | 254.4859 | 254.4859
CDP10 | SA | CSA | Coordinated CER storage | 62.4605 | 69.574 | 76.4942 | 84.1684 | 92.1358 | 101.9094 | 111.3026 | 121.9009 | 133.5508 | 146.6546 | 161.056 | 176.8714 | 193.5765 | 211.7514 | 230.9299 | 250.6652 | 270.8794 | 292.0065 | 314.1066 | 337.1741 | 362.1662 | 388.8506 | 416.8107 | 446.0604 | 475.6817 | 505.6161 | 520.6813 | 534.0007
CDP10 | SA | CSA | Passive CER storage | 176.8412 | 189.127 | 200.7947 | 212.4134 | 224.7795 | 239.333 | 252.1373 | 265.4672 | 278.7557 | 292.6711 | 306.7404 | 321.0593 | 334.5405 | 348.2941 | 361.3463 | 372.8549 | 382.7225 | 391.8089 | 400.2474 | 408.0508 | 417.2101 | 426.5738 | 436.0668 | 445.6894 | 454.0331 | 461.1754 | 471.3591 | 480.3156
CDP10 | SA | SESA | Deep storage | 0 | 0 | 0 | 0 | 0 | 0 | 0 | 0 | 0 | 0 | 0 | 0 | 0 | 0 | 0 | 0 | 0 | 0 | 0 | 0 | 0 | 0 | 0 | 0 | 0 | 0 | 0 | 0
CDP10 | SA | SESA | Medium storage | 0 | 0 | 0 | 2.185e-05 | 2.806e-05 | 3.673e-05 | 3.673e-05 | 3.673e-05 | 4.058e-05 | 4.348e-05 | 4.348e-05 | 4.348e-05 | 4.475e-05 | 5.996e-05 | 6.505e-05 | 6.505e-05 | 6.505e-05 | 6.505e-05 | 6.505e-05 | 6.505e-05 | 6.956e-05 | 7.554e-05 | 7.554e-05 | 58.2052 | 58.2052 | 58.2052 | 58.2052 | 58.2052
CDP10 | SA | SESA | Shallow storage | 25 | 25 | 25 | 25 | 25 | 25 | 25 | 25 | 25 | 25 | 0 | 0 | 0 | 0 | 0 | 0 | 0 | 0 | 0 | 0 | 0 | 0 | 0 | 0 | 0 | 0 | 0 | 0
CDP10 | SA | SESA | Coordinated CER storage | 2.2312 | 2.5031 | 2.7724 | 3.0693 | 3.3785 | 3.771 | 4.1547 | 4.5772 | 5.0453 | 5.5905 | 6.2292 | 6.8967 | 7.6454 | 8.4204 | 9.2343 | 10.0864 | 10.97 | 11.8923 | 12.8505 | 13.8935 | 15.057 | 16.2673 | 17.5209 | 18.834 | 20.1658 | 21.5197 | 22.1956 | 22.8328
CDP10 | SA | SESA | Passive CER storage | 6.3171 | 6.8043 | 7.2775 | 7.7459 | 8.2424 | 8.8562 | 9.3849 | 9.9001 | 10.4074 | 10.9659 | 11.6011 | 12.1692 | 12.779 | 13.3159 | 13.8063 | 14.2494 | 14.6336 | 14.9745 | 15.2687 | 15.6028 | 16.033 | 16.4336 | 16.813 | 17.1981 | 17.5263 | 17.8106 | 18.2151 | 18.6306
CDP10 | TAS | TAS | Deep storage | 0 | 0 | 0 | 0 | 0 | 0 | 2.779e-05 | 3.244e-05 | 4.647e-05 | 4.647e-05 | 4.647e-05 | 4.647e-05 | 4.647e-05 | 6.199e-05 | 7.077e-05 | 9.791e-05 | 0.00045009 | 0.00045864 | 176.5928 | 475.3406 | 907.0824 | 907.0824 | 907.0824 | 907.0824 | 907.0824 | 907.0824 | 907.0824 | 907.0824
CDP10 | TAS | TAS | Medium storage | 0 | 0 | 0 | 1.868e-05 | 2.117e-05 | 2.357e-05 | 2.357e-05 | 2.49e-05 | 2.67e-05 | 2.67e-05 | 2.67e-05 | 2.67e-05 | 3.766e-05 | 3.957e-05 | 4.081e-05 | 4.223e-05 | 4.393e-05 | 4.393e-05 | 4.393e-05 | 4.559e-05 | 7.98e-05 | 8.238e-05 | 8.576e-05 | 7.471e-05 | 7.223e-05 | 6.982e-05 | 6.982e-05 | 6.849e-05
CDP10 | TAS | TAS | Shallow storage | 0 | 0 | 0 | 0 | 0 | 0 | 0 | 0 | 0 | 0 | 0 | 0 | 0 | 0 | 0 | 0 | 0 | 0 | 0 | 0 | 0 | 0 | 0 | 0 | 0 | 0 | 0 | 0
CDP10 | TAS | TAS | Coordinated CER storage | 0.86202 | 1.1897 | 1.5604 | 1.9874 | 2.4806 | 3.1026 | 3.6027 | 4.2371 | 5.0419 | 6.0802 | 7.3806 | 8.9752 | 10.855 | 13.0758 | 15.6258 | 18.4829 | 21.6512 | 25.1679 | 29.047 | 33.2957 | 37.9263 | 43.0768 | 48.6582 | 54.6735 | 61.0336 | 67.7354 | 71.4596 | 74.781
CDP10 | TAS | TAS | Passive CER storage | 18.3551 | 20.1214 | 21.7939 | 23.5599 | 25.4634 | 28.0008 | 30.1463 | 32.4307 | 34.7743 | 37.3199 | 39.9892 | 42.7744 | 45.4739 | 48.2933 | 51.0238 | 53.4633 | 55.579 | 57.5324 | 59.351 | 61.0565 | 63.1414 | 65.3064 | 67.5415 | 69.8609 | 71.8752 | 73.5976 | 75.9416 | 77.9696
CDP11 | NSW | NNSW | Snowy 2.0 | 0 | 0 | 0 | 0 | 0 | 0 | 0 | 0 | 0 | 0 | 0 | 0 | 0 | 0 | 0 | 0 | 0 | 0 | 0 | 0 | 0 | 0 | 0 | 0 | 0 | 0 | 0 | 0
CDP11 | NSW | NNSW | Deep storage | 0 | 0 | 0 | 0 | 0 | 0 | 1.69e-05 | 1.69e-05 | 1.69e-05 | 1.877e-05 | 2.237e-05 | 2.57e-05 | 3.015e-05 | 3.397e-05 | 3.631e-05 | 3.631e-05 | 3.631e-05 | 4.195e-05 | 4.195e-05 | 4.906e-05 | 1000 | 1000 | 1000 | 1000 | 1000 | 1000 | 1000 | 1000
CDP11 | NSW | NNSW | Medium storage | 0 | 0 | 275 | 275.0001 | 382.705 | 1097.9366 | 1097.9366 | 1097.9366 | 1097.9366 | 1097.9366 | 1097.9366 | 1097.9366 | 1097.9366 | 1097.9366 | 1097.9366 | 1097.9366 | 1097.9366 | 1097.9366 | 1097.9366 | 1097.9367 | 1097.9368 | 1097.9368 | 822.9368 | 1406.5894 | 1298.8845 | 1233.0529 | 1233.0529 | 1589.0596
CDP11 | NSW | NNSW | Shallow storage | 0 | 30 | 230 | 430 | 430 | 430 | 430 | 430 | 430 | 400 | 400 | 400 | 400 | 400 | 400 | 400 | 400 | 400 | 400 | 400 | 400 | 400 | 0 | 0 | 0 | 0 | 0 | 0
CDP11 | NSW | NNSW | Coordinated CER storage | 2.9011 | 3.6904 | 4.6278 | 5.5596 | 6.6915 | 7.9992 | 9.7928 | 12.0913 | 14.9199 | 18.3769 | 22.4496 | 27.1895 | 32.5292 | 38.5657 | 45.2506 | 52.5465 | 60.457 | 69.0343 | 78.2621 | 88.1661 | 98.8985 | 110.4266 | 122.6426 | 135.5582 | 148.9852 | 162.8922 | 169.464 | 175.3439
CDP11 | NSW | NNSW | Passive CER storage | 51.9224 | 55.9244 | 59.7457 | 63.1809 | 66.9501 | 72.1109 | 76.9127 | 82.1206 | 87.477 | 93.3283 | 99.3194 | 105.5537 | 111.5324 | 117.7469 | 123.7732 | 129.3342 | 134.4245 | 139.3018 | 143.8527 | 148.1976 | 153.2203 | 158.3806 | 163.6836 | 169.1359 | 173.9747 | 178.2371 | 183.577 | 188.3339
CDP11 | NSW | CNSW | Snowy 2.0 | 0 | 0 | 0 | 0 | 0 | 0 | 0 | 0 | 0 | 0 | 0 | 0 | 0 | 0 | 0 | 0 | 0 | 0 | 0 | 0 | 0 | 0 | 0 | 0 | 0 | 0 | 0 | 0
CDP11 | NSW | CNSW | Deep storage | 247 | 247 | 247 | 247 | 247 | 247 | 247 | 247 | 247 | 247 | 247 | 247 | 247 | 247 | 247 | 247 | 247 | 247 | 247 | 247 | 247 | 247 | 247 | 247 | 247 | 247 | 247 | 247
CDP11 | NSW | CNSW | Medium storage | 0 | 549 | 549 | 917.46 | 917.46 | 961.6529 | 921.6329 | 961.6529 | 921.6329 | 921.6329 | 961.6529 | 921.6329 | 921.6329 | 961.6529 | 961.6529 | 921.6329 | 921.6329 | 921.6329 | 921.6329 | 961.6529 | 921.6329 | 412.6529 | 372.6329 | 372.6329 | 412.6528 | 370.2923 | 370.2923 | 410.3123
CDP11 | NSW | CNSW | Shallow storage | 0 | 20 | 29.523 | 344.5467 | 1729.828 | 1729.828 | 1729.828 | 1729.828 | 1729.828 | 1729.828 | 1729.828 | 1729.828 | 1729.828 | 1729.828 | 1729.828 | 1729.828 | 1729.828 | 1729.828 | 1729.828 | 1729.828 | 1729.828 | 1709.828 | 1700.3049 | 1385.2812 | 124.1549 | 124.1549 | 124.1549 | 124.1549
CDP11 | NSW | CNSW | Coordinated CER storage | 1.218 | 1.5545 | 1.9694 | 2.396 | 2.8889 | 3.468 | 4.4484 | 5.7616 | 7.4129 | 9.4548 | 11.9182 | 14.7956 | 18.091 | 21.8271 | 26.0012 | 30.6055 | 35.6384 | 41.1048 | 47.0119 | 53.3576 | 60.2411 | 67.6633 | 75.5332 | 83.8558 | 92.5557 | 101.5813 | 105.8426 | 109.6628
CDP11 | NSW | CNSW | Passive CER storage | 21.7984 | 23.5569 | 25.4252 | 27.2293 | 28.9039 | 31.2635 | 33.4736 | 36.0114 | 38.6022 | 41.3825 | 44.4067 | 47.4404 | 50.4842 | 53.5835 | 56.6421 | 59.5615 | 62.2973 | 64.8483 | 67.2355 | 69.4388 | 72.0568 | 74.8106 | 77.6287 | 80.5076 | 83.1503 | 85.4446 | 88.2195 | 90.7189
CDP11 | NSW | SNSW | Snowy 2.0 | 0 | 0 | 0 | 0 | 2200 | 2200 | 2200 | 2200 | 2200 | 2200 | 2200 | 2200 | 2200 | 2200 | 2200 | 2200 | 2200 | 2200 | 2200 | 2200 | 2200 | 2200 | 2200 | 2200 | 2200 | 2200 | 2200 | 2200
CDP11 | NSW | SNSW | Deep storage | 0 | 0 | 0 | 0 | 0 | 0 | 0 | 0 | 0 | 0 | 0 | 0 | 0 | 0 | 0 | 0 | 0 | 0 | 0 | 0 | 0 | 0 | 0 | 0 | 0 | 0 | 0 | 0
CDP11 | NSW | SNSW | Medium storage | 0 | 50 | 50 | 250 | 250 | 340.6759 | 340.6759 | 340.6759 | 340.6759 | 340.6759 | 340.6759 | 340.6759 | 340.6759 | 340.6759 | 340.6759 | 340.6759 | 340.6759 | 340.6759 | 340.6759 | 340.6759 | 340.6759 | 290.6759 | 290.6759 | 290.6759 | 290.6759 | 239.8159 | 239.8159 | 239.8159
CDP11 | NSW | SNSW | Shallow storage | 309.99 | 318.9 | 318.9 | 318.9 | 318.9 | 319.89 | 318.9 | 319.89 | 318.9 | 318.9 | 319.89 | 318.9 | 318.9 | 319.89 | 319.89 | 318.9 | 318.9 | 318.9 | 308.9 | 259.89 | 258.9 | 249.99 | 249 | 249 | 150 | 150 | 150 | 0
CDP11 | NSW | SNSW | Coordinated CER storage | 2.4469 | 3.1469 | 4.0056 | 4.9448 | 6.063 | 7.344 | 8.8828 | 10.843 | 13.2952 | 16.3304 | 19.989 | 24.3293 | 29.3361 | 35.0941 | 41.5771 | 48.7432 | 56.6101 | 65.2405 | 74.6487 | 84.8616 | 95.9878 | 108.1835 | 121.2843 | 135.2958 | 150.0261 | 165.4879 | 173.4974 | 180.7336
CDP11 | NSW | SNSW | Passive CER storage | 43.7926 | 47.6885 | 51.7125 | 56.1945 | 60.6618 | 66.2045 | 71.0929 | 76.2779 | 81.7101 | 87.5202 | 93.586 | 99.9174 | 106.2198 | 112.7798 | 119.2142 | 125.1293 | 130.5318 | 135.6734 | 140.5429 | 145.2071 | 150.7156 | 156.525 | 162.5649 | 168.7895 | 174.3699 | 179.4516 | 185.5172 | 191.0124
CDP11 | NSW | SNW | Snowy 2.0 | 0 | 0 | 0 | 0 | 0 | 0 | 0 | 0 | 0 | 0 | 0 | 0 | 0 | 0 | 0 | 0 | 0 | 0 | 0 | 0 | 0 | 0 | 0 | 0 | 0 | 0 | 0 | 0
CDP11 | NSW | SNW | Deep storage | 0 | 0 | 0 | 0 | 0 | 0 | 0 | 0 | 0 | 0 | 0 | 0 | 0 | 0 | 0 | 0 | 0 | 0 | 0 | 0 | 0 | 0 | 0 | 0 | 0 | 0 | 0 | 0
CDP11 | NSW | SNW | Medium storage | 0 | 889.1452 | 889.1452 | 889.1453 | 889.1453 | 1397.3599 | 1397.3599 | 1397.3599 | 1397.3599 | 1397.3599 | 1397.3599 | 1397.3599 | 1397.3599 | 1397.3599 | 1397.3599 | 1397.3599 | 1397.3599 | 1397.3599 | 1397.3599 | 1397.3599 | 1397.3599 | 508.2146 | 508.2146 | 508.2148 | 508.2148 | 223.158 | 223.158 | 223.158
CDP11 | NSW | SNW | Shallow storage | 50 | 682.712 | 682.717 | 682.7193 | 718.3578 | 760.6938 | 1388.2458 | 1460.8218 | 1388.2458 | 1388.2458 | 1460.8218 | 1388.2458 | 1338.2458 | 1410.8218 | 1410.8218 | 1338.2458 | 1338.2458 | 1338.2458 | 1338.2458 | 1410.8218 | 1338.2458 | 885.8218 | 813.2408 | 813.2385 | 853.3701 | 780.7941 | 780.7941 | 853.3701
CDP11 | NSW | SNW | Coordinated CER storage | 11.5295 | 14.8171 | 18.6626 | 22.7871 | 27.7997 | 33.4963 | 43.0237 | 55.4305 | 70.9627 | 90.1039 | 112.9793 | 139.8314 | 170.4524 | 205.2684 | 244.1544 | 286.9162 | 333.5338 | 384.2127 | 438.8854 | 497.66 | 560.8937 | 629.5544 | 702.4072 | 779.5514 | 860.1351 | 943.9419 | 983.3503 | 1018.6582
CDP11 | NSW | SNW | Passive CER storage | 206.3463 | 224.5379 | 240.9368 | 258.9593 | 278.1444 | 301.9599 | 322.7208 | 344.5839 | 366.8252 | 390.7075 | 415.6523 | 441.7183 | 467.2367 | 494.0385 | 520.566 | 545.206 | 567.5963 | 588.6361 | 607.8089 | 625.5986 | 647.3132 | 670.0861 | 693.8422 | 718.7364 | 741.3337 | 761.6739 | 786.6727 | 809.1086
CDP11 | QLD | NQ | Borumba | 0 | 0 | 0 | 0 | 0 | 0 | 0 | 0 | 0 | 0 | 0 | 0 | 0 | 0 | 0 | 0 | 0 | 0 | 0 | 0 | 0 | 0 | 0 | 0 | 0 | 0 | 0 | 0
CDP11 | QLD | NQ | Deep storage | 0 | 0 | 0 | 0 | 0 | 0 | 1.143e-05 | 1.25e-05 | 1.25e-05 | 4.205e-05 | 4.205e-05 | 4.205e-05 | 4.205e-05 | 5.521e-05 | 5.834e-05 | 5.834e-05 | 5.834e-05 | 6.025e-05 | 6.025e-05 | 6.025e-05 | 0.00011767 | 0.00012252 | 8.3593 | 20.3474 | 130.0633 | 180.3935 | 180.3935 | 180.3935
CDP11 | QLD | NQ | Medium storage | 250 | 250 | 250 | 250 | 250 | 250 | 250 | 250 | 250 | 250 | 250 | 250 | 250 | 250.0001 | 250.0001 | 250.0001 | 250.0001 | 250.0001 | 250.0001 | 250.0001 | 250.0002 | 250.0002 | 250.0003 | 250.0003 | 250.0003 | 250.0003 | 250.0003 | 250.0003
CDP11 | QLD | NQ | Shallow storage | 0 | 0 | 300 | 300 | 300 | 300 | 300 | 300 | 300 | 300 | 300 | 300 | 300 | 300 | 300 | 300 | 300 | 300 | 300 | 300 | 300 | 300 | 0 | 0 | 0 | 0 | 0 | 0
CDP11 | QLD | NQ | Coordinated CER storage | 1.2167 | 1.5929 | 2.0251 | 2.5236 | 3.12 | 3.8402 | 4.861 | 6.1864 | 7.8245 | 9.8358 | 12.2418 | 15.0717 | 18.2721 | 21.9141 | 25.9728 | 30.4036 | 35.228 | 40.4665 | 46.1292 | 52.2496 | 58.927 | 66.1344 | 73.8088 | 81.9834 | 90.4987 | 99.3492 | 103.7072 | 107.6837
CDP11 | QLD | NQ | Passive CER storage | 21.0552 | 23.4635 | 25.9022 | 28.4576 | 31.3925 | 34.814 | 37.9522 | 41.4162 | 44.9799 | 48.8461 | 52.9834 | 57.3995 | 61.6721 | 66.1572 | 70.6014 | 74.6827 | 78.4936 | 82.1191 | 85.5856 | 89.0361 | 92.9771 | 97.0969 | 101.3628 | 105.886 | 109.9772 | 113.7091 | 117.7593 | 121.4976
CDP11 | QLD | GG | Borumba | 0 | 0 | 0 | 0 | 0 | 0 | 0 | 0 | 0 | 0 | 0 | 0 | 0 | 0 | 0 | 0 | 0 | 0 | 0 | 0 | 0 | 0 | 0 | 0 | 0 | 0 | 0 | 0
CDP11 | QLD | GG | Deep storage | 0 | 0 | 0 | 0 | 0 | 0 | 0 | 0 | 0 | 0 | 0 | 0 | 0 | 0 | 0 | 0 | 0 | 0 | 0 | 0 | 0 | 0 | 0 | 0 | 0 | 0 | 0 | 0
CDP11 | QLD | GG | Medium storage | 0 | 0 | 0 | 2.73e-05 | 2.73e-05 | 6.082e-05 | 6.082e-05 | 6.237e-05 | 6.237e-05 | 6.899e-05 | 6.899e-05 | 6.899e-05 | 7.08e-05 | 0.00016241 | 0.00017056 | 0.00017056 | 0.00017056 | 0.00017156 | 0.00017156 | 0.00017329 | 0.00017923 | 0.00019435 | 94.3835 | 95.7022 | 95.7023 | 605.2221 | 605.2221 | 832.6752
CDP11 | QLD | GG | Shallow storage | 0 | 400 | 400 | 400 | 400 | 400 | 400 | 400 | 400 | 400 | 400 | 400 | 400 | 400 | 400 | 400 | 400 | 400 | 400 | 400 | 400 | 0 | 0 | 0 | 0 | 0 | 0 | 0
CDP11 | QLD | GG | Coordinated CER storage | 0.066819 | 0.087887 | 0.11153 | 0.14153 | 0.17366 | 0.21572 | 0.29891 | 0.41299 | 0.56211 | 0.74955 | 0.97712 | 1.2471 | 1.5592 | 1.9169 | 2.3184 | 2.7646 | 3.2536 | 3.7908 | 4.3761 | 5.009 | 5.7004 | 6.4465 | 7.2409 | 8.0831 | 8.9664 | 9.8883 | 10.3376 | 10.7449
CDP11 | QLD | GG | Passive CER storage | 1.1563 | 1.2946 | 1.4266 | 1.5959 | 1.7473 | 1.9556 | 2.1352 | 2.3376 | 2.5644 | 2.8105 | 3.0704 | 3.3401 | 3.6127 | 3.8978 | 4.1748 | 4.4417 | 4.6827 | 4.9228 | 5.1563 | 5.3782 | 5.6374 | 5.9123 | 6.1964 | 6.4847 | 6.7498 | 6.9899 | 7.2551 | 7.4911
CDP11 | QLD | CQ | Borumba | 0 | 0 | 0 | 0 | 0 | 0 | 0 | 0 | 0 | 0 | 0 | 0 | 0 | 0 | 0 | 0 | 0 | 0 | 0 | 0 | 0 | 0 | 0 | 0 | 0 | 0 | 0 | 0
CDP11 | QLD | CQ | Deep storage | 0 | 0 | 0 | 0 | 0 | 0 | 1.16e-05 | 1.329e-05 | 1.329e-05 | 3.304e-05 | 3.304e-05 | 3.304e-05 | 3.304e-05 | 5.216e-05 | 5.462e-05 | 5.462e-05 | 5.462e-05 | 5.567e-05 | 5.567e-05 | 5.799e-05 | 0.00014432 | 0.00014913 | 0.00015786 | 0.00016725 | 95.6772 | 381.4502 | 381.4502 | 400
CDP11 | QLD | CQ | Medium storage | 0 | 0 | 0 | 3.005e-05 | 3.699e-05 | 6.197e-05 | 7.495e-05 | 7.746e-05 | 8.622e-05 | 0.00012731 | 0.00012731 | 0.00012731 | 0.00013125 | 0.0002234 | 0.00023436 | 0.00023436 | 0.00023436 | 0.00023436 | 0.00023436 | 0.00023865 | 0.0002507 | 0.0002734 | 93.9309 | 170.3426 | 170.3435 | 582.9068 | 582.9068 | 913.0761
CDP11 | QLD | CQ | Shallow storage | 50 | 50 | 50 | 200 | 200 | 200 | 200 | 200 | 200 | 200 | 200 | 200 | 200 | 200 | 200 | 200 | 200 | 200 | 150 | 150 | 150 | 150 | 150 | 0 | 0 | 0 | 0 | 0
CDP11 | QLD | CQ | Coordinated CER storage | 1.1192 | 1.475 | 1.8705 | 2.3506 | 2.8941 | 3.5651 | 4.6403 | 6.0457 | 7.8273 | 10.0404 | 12.6969 | 15.8224 | 19.4074 | 23.4888 | 28.0554 | 33.0802 | 38.5531 | 44.5354 | 51.0196 | 58.024 | 65.6952 | 73.9546 | 82.751 | 92.094 | 101.874 | 112.0393 | 117.0219 | 121.5395
CDP11 | QLD | CQ | Passive CER storage | 19.3666 | 21.7275 | 23.9255 | 26.506 | 29.119 | 32.3201 | 35.3739 | 38.6267 | 42.1175 | 45.9487 | 49.9898 | 54.2028 | 58.4551 | 62.8527 | 67.2149 | 71.3089 | 75.0313 | 78.6845 | 82.1837 | 85.591 | 89.6089 | 93.7355 | 98.007 | 102.4317 | 106.5375 | 110.2123 | 114.1759 | 117.7274
CDP11 | QLD | SQ | Borumba | 0 | 0 | 0 | 0 | 0 | 0 | 0 | 1998 | 1998 | 1998 | 1998 | 1998 | 1998 | 1998 | 1998 | 1998 | 1998 | 1998 | 1998 | 1998 | 1998 | 1998 | 1998 | 1998 | 1998 | 1998 | 1998 | 1998
CDP11 | QLD | SQ | Deep storage | 0 | 0 | 0 | 0 | 0 | 0 | 0 | 0 | 0 | 0 | 0 | 0 | 0 | 0 | 0 | 0 | 0 | 0 | 0 | 0 | 0 | 0 | 0 | 0 | 0 | 0 | 0 | 0
CDP11 | QLD | SQ | Medium storage | 570 | 570 | 570 | 570 | 570 | 570.0001 | 570.0001 | 570.0001 | 570.0001 | 570.0001 | 570.0001 | 570.0001 | 570.0001 | 570.0001 | 570.0001 | 570.0001 | 570.0001 | 570.0001 | 570.0001 | 570.0001 | 570.0001 | 570.0001 | 1029.5617 | 1029.5617 | 1029.5617 | 1341.2948 | 1341.2948 | 1341.2948
CDP11 | QLD | SQ | Shallow storage | 853.76 | 1159.76 | 1159.76 | 1159.76 | 1159.76 | 1159.76 | 1159.76 | 1159.76 | 1159.76 | 1159.76 | 1159.76 | 1159.76 | 1159.76 | 1159.76 | 1059.76 | 1059.76 | 1059.76 | 1059.76 | 1059.76 | 1059.76 | 759.76 | 509.76 | 509.76 | 509.76 | 254.96 | 254.96 | 254.96 | 154.96
CDP11 | QLD | SQ | Coordinated CER storage | 5.9349 | 7.8549 | 10.0673 | 12.639 | 15.6606 | 19.5036 | 26.1745 | 34.9449 | 45.9905 | 59.704 | 76.2037 | 95.6949 | 118.0268 | 143.566 | 172.1726 | 203.6626 | 237.961 | 275.4027 | 316.0829 | 360.0365 | 407.5661 | 459.4511 | 514.7474 | 573.5005 | 635.0211 | 699.1749 | 730.6031 | 759.1308
CDP11 | QLD | SQ | Passive CER storage | 102.7017 | 115.7072 | 128.7691 | 142.5235 | 157.5718 | 176.8119 | 194.2469 | 213.1165 | 232.7482 | 254.1827 | 276.937 | 301.0369 | 325.0195 | 350.4149 | 375.6131 | 399.0493 | 420.0192 | 440.1605 | 459.7105 | 478.6237 | 501.0311 | 524.6191 | 549.2404 | 574.878 | 598.5559 | 620.3463 | 643.8322 | 664.9847
CDP11 | VIC | VIC | Deep storage | 0 | 0 | 0 | 0 | 0 | 0 | 1.067e-05 | 1.739e-05 | 3.614e-05 | 9.242e-05 | 9.242e-05 | 9.242e-05 | 9.242e-05 | 0.00010267 | 0.000104 | 0.000104 | 0.000104 | 0.000104 | 0.00010518 | 0.000107 | 514.9398 | 514.9398 | 514.9398 | 514.9398 | 514.9398 | 522.1437 | 522.1437 | 562.2733
CDP11 | VIC | VIC | Medium storage | 0 | 0 | 350 | 350 | 350 | 350 | 350 | 350 | 350 | 350.0001 | 350.0001 | 350.0001 | 350.0001 | 350.0001 | 350.0001 | 350.0001 | 350.0001 | 350.0001 | 350.0001 | 350.0001 | 350.0001 | 350.0001 | 0.00011704 | 0.0003564 | 0.00034996 | 0.00033854 | 0.00033854 | 0.00033564
CDP11 | VIC | VIC | Shallow storage | 479.13 | 1990.64 | 2055.4405 | 2510.7161 | 2503.0161 | 2703.2299 | 2710.5299 | 3222.2299 | 3733.1699 | 4243.0398 | 5851.9198 | 5851.9198 | 5858.5198 | 5851.9198 | 5846.9198 | 5846.9198 | 5846.9198 | 5546.9198 | 5546.9198 | 5396.9198 | 5203.5198 | 4902.2098 | 4513.7093 | 4208.0337 | 4208.0337 | 3978.2198 | 3378.2198 | 2866.5198
CDP11 | VIC | VIC | Coordinated CER storage | 15.1363 | 20.7187 | 26.6998 | 33.6099 | 42.073 | 52.0251 | 65.3888 | 82.4785 | 103.5543 | 129.304 | 159.8675 | 195.5802 | 236.092 | 282.1042 | 333.3048 | 389.2764 | 449.9516 | 515.8702 | 587.1309 | 663.853 | 746.8741 | 837.0114 | 932.8772 | 1034.5743 | 1140.6225 | 1250.7708 | 1304.751 | 1353.7071
CDP11 | VIC | VIC | Passive CER storage | 301.4603 | 331.822 | 361.74 | 393.4245 | 427.1076 | 470.0826 | 508.8755 | 550.5086 | 593.6031 | 640.251 | 689.3259 | 740.7945 | 791.6143 | 844.9475 | 897.6568 | 946.6059 | 991.0946 | 1033.8217 | 1074.9606 | 1114.8568 | 1161.2955 | 1209.6656 | 1259.8506 | 1312.0582 | 1360.0652 | 1403.9921 | 1454.6296 | 1500.8336
CDP11 | SA | CSA | Deep storage | 0 | 0 | 0 | 0 | 0 | 0 | 5.84e-06 | 5.84e-06 | 5.84e-06 | 5.84e-06 | 5.84e-06 | 5.84e-06 | 5.84e-06 | 1.028e-05 | 1.165e-05 | 1.165e-05 | 1.165e-05 | 1.165e-05 | 1.165e-05 | 1.31e-05 | 1.55e-05 | 1.55e-05 | 1.55e-05 | 1.682e-05 | 1.682e-05 | 1.682e-05 | 1.682e-05 | 2.101e-05
CDP11 | SA | CSA | Medium storage | 0 | 0 | 0 | 2.451e-05 | 3.13e-05 | 4.211e-05 | 4.211e-05 | 4.313e-05 | 4.992e-05 | 5.189e-05 | 5.189e-05 | 5.189e-05 | 5.189e-05 | 6.94e-05 | 7.322e-05 | 7.322e-05 | 7.322e-05 | 7.322e-05 | 7.322e-05 | 7.487e-05 | 7.948e-05 | 8.208e-05 | 0.00010983 | 1075.4661 | 1075.4661 | 1518.2395 | 1518.2395 | 1518.2395
CDP11 | SA | CSA | Shallow storage | 656.2 | 951.18 | 1570.178 | 2778.4482 | 2784.4682 | 2778.4482 | 2748.4482 | 2748.4482 | 2748.4482 | 2748.4482 | 2748.4482 | 2748.4482 | 2748.4482 | 2748.4482 | 2748.4482 | 2748.4482 | 2748.4482 | 2736.4482 | 2742.4682 | 2485.7482 | 2291.7682 | 2129.7682 | 1510.7702 | 404.9605 | 363.4605 | 252.4605 | 252.4605 | 252.4605
CDP11 | SA | CSA | Coordinated CER storage | 62.4605 | 69.574 | 76.4942 | 84.1684 | 92.1358 | 101.9094 | 111.3026 | 121.9009 | 133.5508 | 146.6546 | 161.056 | 176.8714 | 193.5765 | 211.7514 | 230.9299 | 250.6652 | 270.8794 | 292.0065 | 314.1066 | 337.1741 | 362.1662 | 388.8506 | 416.8107 | 446.0604 | 475.6817 | 505.6161 | 520.6813 | 534.0007
CDP11 | SA | CSA | Passive CER storage | 176.8412 | 189.127 | 200.7947 | 212.4134 | 224.7795 | 239.333 | 252.1373 | 265.4672 | 278.7557 | 292.6711 | 306.7404 | 321.0593 | 334.5405 | 348.2941 | 361.3463 | 372.8549 | 382.7225 | 391.8089 | 400.2474 | 408.0508 | 417.2101 | 426.5738 | 436.0668 | 445.6894 | 454.0331 | 461.1754 | 471.3591 | 480.3156
CDP11 | SA | SESA | Deep storage | 0 | 0 | 0 | 0 | 0 | 0 | 0 | 0 | 0 | 0 | 0 | 0 | 0 | 0 | 0 | 0 | 0 | 0 | 0 | 0 | 0 | 0 | 0 | 0 | 0 | 0 | 0 | 0
CDP11 | SA | SESA | Medium storage | 0 | 0 | 0 | 2.381e-05 | 3.057e-05 | 4.02e-05 | 4.02e-05 | 4.195e-05 | 4.437e-05 | 4.744e-05 | 4.744e-05 | 4.744e-05 | 4.866e-05 | 6.318e-05 | 6.726e-05 | 6.726e-05 | 6.726e-05 | 6.726e-05 | 6.726e-05 | 6.726e-05 | 7.033e-05 | 7.265e-05 | 8.6e-05 | 52.5078 | 52.5078 | 52.5078 | 52.5078 | 52.5078
CDP11 | SA | SESA | Shallow storage | 25 | 25 | 25 | 25 | 25 | 25 | 25 | 25 | 25 | 25 | 0 | 0 | 0 | 0 | 0 | 0 | 0 | 0 | 0 | 0 | 0 | 0 | 0 | 0 | 0 | 0 | 0 | 0
CDP11 | SA | SESA | Coordinated CER storage | 2.2312 | 2.5031 | 2.7724 | 3.0693 | 3.3785 | 3.771 | 4.1547 | 4.5772 | 5.0453 | 5.5905 | 6.2292 | 6.8967 | 7.6454 | 8.4204 | 9.2343 | 10.0864 | 10.97 | 11.8923 | 12.8505 | 13.8935 | 15.057 | 16.2673 | 17.5209 | 18.834 | 20.1658 | 21.5197 | 22.1956 | 22.8328
CDP11 | SA | SESA | Passive CER storage | 6.3171 | 6.8043 | 7.2775 | 7.7459 | 8.2424 | 8.8562 | 9.3849 | 9.9001 | 10.4074 | 10.9659 | 11.6011 | 12.1692 | 12.779 | 13.3159 | 13.8063 | 14.2494 | 14.6336 | 14.9745 | 15.2687 | 15.6028 | 16.033 | 16.4336 | 16.813 | 17.1981 | 17.5263 | 17.8106 | 18.2151 | 18.6306
CDP11 | TAS | TAS | Deep storage | 0 | 0 | 0 | 0 | 0 | 0 | 3.032e-05 | 3.594e-05 | 4.709e-05 | 4.709e-05 | 4.709e-05 | 4.709e-05 | 4.709e-05 | 6.264e-05 | 7.283e-05 | 7.958e-05 | 15.3389 | 15.3389 | 168.5716 | 441.8731 | 917.1857 | 917.1857 | 917.1857 | 917.1857 | 917.1857 | 917.1857 | 917.1857 | 917.1857
CDP11 | TAS | TAS | Medium storage | 0 | 0 | 0 | 2.036e-05 | 2.309e-05 | 2.571e-05 | 2.571e-05 | 2.68e-05 | 2.68e-05 | 2.997e-05 | 2.997e-05 | 2.997e-05 | 2.997e-05 | 3.276e-05 | 3.429e-05 | 3.557e-05 | 3.777e-05 | 3.777e-05 | 4.015e-05 | 4.247e-05 | 5.285e-05 | 5.285e-05 | 5.739e-05 | 4.92e-05 | 4.646e-05 | 4.385e-05 | 4.385e-05 | 4.276e-05
CDP11 | TAS | TAS | Shallow storage | 0 | 0 | 0 | 0 | 0 | 0 | 0 | 0 | 0 | 0 | 0 | 0 | 0 | 0 | 0 | 0 | 0 | 0 | 0 | 0 | 0 | 0 | 0 | 0 | 0 | 0 | 0 | 0
CDP11 | TAS | TAS | Coordinated CER storage | 0.86202 | 1.1897 | 1.5604 | 1.9874 | 2.4806 | 3.1026 | 3.6027 | 4.2371 | 5.0419 | 6.0802 | 7.3806 | 8.9752 | 10.855 | 13.0758 | 15.6258 | 18.4829 | 21.6512 | 25.1679 | 29.047 | 33.2957 | 37.9263 | 43.0768 | 48.6582 | 54.6735 | 61.0336 | 67.7354 | 71.4596 | 74.781
CDP11 | TAS | TAS | Passive CER storage | 18.3551 | 20.1214 | 21.7939 | 23.5599 | 25.4634 | 28.0008 | 30.1463 | 32.4307 | 34.7743 | 37.3199 | 39.9892 | 42.7744 | 45.4739 | 48.2933 | 51.0238 | 53.4633 | 55.579 | 57.5324 | 59.351 | 61.0565 | 63.1414 | 65.3064 | 67.5415 | 69.8609 | 71.8752 | 73.5976 | 75.9416 | 77.9696
CDP12 | NSW | NNSW | Snowy 2.0 | 0 | 0 | 0 | 0 | 0 | 0 | 0 | 0 | 0 | 0 | 0 | 0 | 0 | 0 | 0 | 0 | 0 | 0 | 0 | 0 | 0 | 0 | 0 | 0 | 0 | 0 | 0 | 0
CDP12 | NSW | NNSW | Deep storage | 0 | 0 | 0 | 0 | 0 | 0 | 8.29e-06 | 1.451e-05 | 1.451e-05 | 1.451e-05 | 2.166e-05 | 2.951e-05 | 3.695e-05 | 3.695e-05 | 3.939e-05 | 3.939e-05 | 3.939e-05 | 3.939e-05 | 3.939e-05 | 5.151e-05 | 1000 | 1000 | 1000 | 1000 | 1000 | 1000 | 1000 | 1000
CDP12 | NSW | NNSW | Medium storage | 0 | 0 | 275 | 275 | 382.5133 | 1127.3597 | 1127.3597 | 1127.3597 | 1127.3597 | 1127.3597 | 1127.3597 | 1127.3597 | 1127.3597 | 1127.3597 | 1127.3597 | 1127.3597 | 1127.3597 | 1127.3597 | 1127.3597 | 1127.3597 | 1127.3599 | 1127.3599 | 852.3599 | 1419.8994 | 1312.3861 | 1250.5717 | 1250.5717 | 1602.0636
CDP12 | NSW | NNSW | Shallow storage | 0 | 30 | 230 | 430 | 430 | 430 | 430 | 430 | 430 | 400 | 400 | 400 | 400 | 400 | 400 | 400 | 400 | 400 | 400 | 400 | 400 | 400 | 0 | 0 | 0 | 0 | 0 | 0
CDP12 | NSW | NNSW | Coordinated CER storage | 2.9011 | 3.6904 | 4.6278 | 5.5596 | 6.6915 | 7.9992 | 9.7928 | 12.0913 | 14.9199 | 18.3769 | 22.4496 | 27.1895 | 32.5292 | 38.5657 | 45.2506 | 52.5465 | 60.457 | 69.0343 | 78.2621 | 88.1661 | 98.8985 | 110.4266 | 122.6426 | 135.5582 | 148.9852 | 162.8922 | 169.464 | 175.3439
CDP12 | NSW | NNSW | Passive CER storage | 51.9224 | 55.9244 | 59.7457 | 63.1809 | 66.9501 | 72.1109 | 76.9127 | 82.1206 | 87.477 | 93.3283 | 99.3194 | 105.5537 | 111.5324 | 117.7469 | 123.7732 | 129.3342 | 134.4245 | 139.3018 | 143.8527 | 148.1976 | 153.2203 | 158.3806 | 163.6836 | 169.1359 | 173.9747 | 178.2371 | 183.577 | 188.3339
CDP12 | NSW | CNSW | Snowy 2.0 | 0 | 0 | 0 | 0 | 0 | 0 | 0 | 0 | 0 | 0 | 0 | 0 | 0 | 0 | 0 | 0 | 0 | 0 | 0 | 0 | 0 | 0 | 0 | 0 | 0 | 0 | 0 | 0
CDP12 | NSW | CNSW | Deep storage | 247 | 247 | 247 | 247 | 247 | 247 | 247 | 247 | 247 | 247 | 247 | 247 | 247 | 247 | 247 | 247 | 247 | 247 | 247 | 247 | 247 | 247 | 247 | 247 | 247 | 247 | 247 | 247
CDP12 | NSW | CNSW | Medium storage | 0 | 549 | 549 | 917.46 | 917.46 | 1027.5609 | 987.5409 | 1027.5609 | 987.5409 | 987.5409 | 1027.5609 | 987.5409 | 987.5409 | 1027.5609 | 1027.5609 | 987.5409 | 987.5409 | 987.5409 | 987.5409 | 1027.5609 | 987.5409 | 478.5609 | 438.5409 | 438.5409 | 478.5609 | 399.2326 | 399.2326 | 439.2526
CDP12 | NSW | CNSW | Shallow storage | 0 | 20 | 32.8033 | 390.9882 | 1776.4589 | 1776.4589 | 1776.4589 | 1776.4589 | 1776.4589 | 1776.4589 | 1776.4589 | 1776.4589 | 1776.4589 | 1776.4589 | 1776.4589 | 1776.4589 | 1776.4589 | 1776.4589 | 1776.4589 | 1776.4589 | 1776.4589 | 1756.4589 | 1743.6556 | 1385.4707 | 124.1714 | 124.1714 | 124.1714 | 124.1714
CDP12 | NSW | CNSW | Coordinated CER storage | 1.218 | 1.5545 | 1.9694 | 2.396 | 2.8889 | 3.468 | 4.4484 | 5.7616 | 7.4129 | 9.4548 | 11.9182 | 14.7956 | 18.091 | 21.8271 | 26.0012 | 30.6055 | 35.6384 | 41.1048 | 47.0119 | 53.3576 | 60.2411 | 67.6633 | 75.5332 | 83.8558 | 92.5557 | 101.5813 | 105.8426 | 109.6628
CDP12 | NSW | CNSW | Passive CER storage | 21.7984 | 23.5569 | 25.4252 | 27.2293 | 28.9039 | 31.2635 | 33.4736 | 36.0114 | 38.6022 | 41.3825 | 44.4067 | 47.4404 | 50.4842 | 53.5835 | 56.6421 | 59.5615 | 62.2973 | 64.8483 | 67.2355 | 69.4388 | 72.0568 | 74.8106 | 77.6287 | 80.5076 | 83.1503 | 85.4446 | 88.2195 | 90.7189
CDP12 | NSW | SNSW | Snowy 2.0 | 0 | 0 | 0 | 0 | 2200 | 2200 | 2200 | 2200 | 2200 | 2200 | 2200 | 2200 | 2200 | 2200 | 2200 | 2200 | 2200 | 2200 | 2200 | 2200 | 2200 | 2200 | 2200 | 2200 | 2200 | 2200 | 2200 | 2200
CDP12 | NSW | SNSW | Deep storage | 0 | 0 | 0 | 0 | 0 | 0 | 0 | 0 | 0 | 0 | 0 | 0 | 0 | 0 | 0 | 0 | 0 | 0 | 0 | 0 | 0 | 0 | 0 | 0 | 0 | 0 | 0 | 0
CDP12 | NSW | SNSW | Medium storage | 0 | 50 | 50 | 250 | 250 | 289.9138 | 289.9138 | 289.9138 | 289.9138 | 289.9138 | 289.9138 | 289.9138 | 289.9138 | 289.9138 | 289.9138 | 289.9138 | 289.9138 | 289.9139 | 289.9139 | 289.9139 | 289.9139 | 239.9139 | 239.9139 | 239.9139 | 239.9139 | 217.5264 | 217.5264 | 217.5264
CDP12 | NSW | SNSW | Shallow storage | 309.99 | 318.9 | 318.9 | 318.9 | 318.9 | 319.89 | 318.9 | 319.89 | 318.9 | 318.9 | 319.89 | 318.9 | 318.9 | 319.89 | 319.89 | 318.9 | 318.9 | 318.9 | 308.9 | 259.89 | 258.9 | 249.99 | 249 | 249 | 150 | 150 | 150 | 0
CDP12 | NSW | SNSW | Coordinated CER storage | 2.4469 | 3.1469 | 4.0056 | 4.9448 | 6.063 | 7.344 | 8.8828 | 10.843 | 13.2952 | 16.3304 | 19.989 | 24.3293 | 29.3361 | 35.0941 | 41.5771 | 48.7432 | 56.6101 | 65.2405 | 74.6487 | 84.8616 | 95.9878 | 108.1835 | 121.2843 | 135.2958 | 150.0261 | 165.4879 | 173.4974 | 180.7336
CDP12 | NSW | SNSW | Passive CER storage | 43.7926 | 47.6885 | 51.7125 | 56.1945 | 60.6618 | 66.2045 | 71.0929 | 76.2779 | 81.7101 | 87.5202 | 93.586 | 99.9174 | 106.2198 | 112.7798 | 119.2142 | 125.1293 | 130.5318 | 135.6734 | 140.5429 | 145.2071 | 150.7156 | 156.525 | 162.5649 | 168.7895 | 174.3699 | 179.4516 | 185.5172 | 191.0124
CDP12 | NSW | SNW | Snowy 2.0 | 0 | 0 | 0 | 0 | 0 | 0 | 0 | 0 | 0 | 0 | 0 | 0 | 0 | 0 | 0 | 0 | 0 | 0 | 0 | 0 | 0 | 0 | 0 | 0 | 0 | 0 | 0 | 0
CDP12 | NSW | SNW | Deep storage | 0 | 0 | 0 | 0 | 0 | 0 | 0 | 0 | 0 | 0 | 0 | 0 | 0 | 0 | 0 | 0 | 0 | 0 | 0 | 0 | 0 | 0 | 0 | 0 | 0 | 0 | 0 | 0
CDP12 | NSW | SNW | Medium storage | 0 | 889.1451 | 889.1451 | 889.1451 | 889.1451 | 1352.7907 | 1352.7907 | 1352.7907 | 1352.7907 | 1352.7907 | 1352.7907 | 1352.7907 | 1352.7907 | 1352.7907 | 1352.7907 | 1352.7907 | 1352.7907 | 1352.7907 | 1352.7907 | 1352.7907 | 1352.7907 | 463.6456 | 463.6456 | 463.6458 | 463.6458 | 203.5877 | 203.5877 | 203.5877
CDP12 | NSW | SNW | Shallow storage | 50 | 682.712 | 682.7145 | 682.7159 | 718.3566 | 760.6926 | 1388.2446 | 1460.8206 | 1388.2446 | 1388.2446 | 1460.8206 | 1388.2446 | 1338.2446 | 1410.8206 | 1410.8206 | 1338.2446 | 1338.2446 | 1338.2446 | 1338.2446 | 1410.8206 | 1338.2446 | 885.8206 | 813.2421 | 813.2407 | 853.3703 | 780.7943 | 780.7943 | 853.3703
CDP12 | NSW | SNW | Coordinated CER storage | 11.5295 | 14.8171 | 18.6626 | 22.7871 | 27.7997 | 33.4963 | 43.0237 | 55.4305 | 70.9627 | 90.1039 | 112.9793 | 139.8314 | 170.4524 | 205.2684 | 244.1544 | 286.9162 | 333.5338 | 384.2127 | 438.8854 | 497.66 | 560.8937 | 629.5544 | 702.4072 | 779.5514 | 860.1351 | 943.9419 | 983.3503 | 1018.6582
CDP12 | NSW | SNW | Passive CER storage | 206.3463 | 224.5379 | 240.9368 | 258.9593 | 278.1444 | 301.9599 | 322.7208 | 344.5839 | 366.8252 | 390.7075 | 415.6523 | 441.7183 | 467.2367 | 494.0385 | 520.566 | 545.206 | 567.5963 | 588.6361 | 607.8089 | 625.5986 | 647.3132 | 670.0861 | 693.8422 | 718.7364 | 741.3337 | 761.6739 | 786.6727 | 809.1086
CDP12 | QLD | NQ | Borumba | 0 | 0 | 0 | 0 | 0 | 0 | 0 | 0 | 0 | 0 | 0 | 0 | 0 | 0 | 0 | 0 | 0 | 0 | 0 | 0 | 0 | 0 | 0 | 0 | 0 | 0 | 0 | 0
CDP12 | QLD | NQ | Deep storage | 0 | 0 | 0 | 0 | 0 | 0 | 5.6e-06 | 1.036e-05 | 1.036e-05 | 4.47e-05 | 4.47e-05 | 4.47e-05 | 6.565e-05 | 6.565e-05 | 6.89e-05 | 6.89e-05 | 6.89e-05 | 6.89e-05 | 6.89e-05 | 8.7e-05 | 0.00014254 | 0.00015594 | 6.7817 | 19.8167 | 143.1212 | 180.396 | 180.396 | 180.396
CDP12 | QLD | NQ | Medium storage | 250 | 250 | 250 | 250 | 250 | 250 | 250 | 250 | 250 | 250 | 250 | 250 | 250.0001 | 250.0001 | 250.0001 | 250.0001 | 250.0001 | 250.0001 | 250.0001 | 250.0001 | 250.0001 | 250.0002 | 250.0003 | 250.0002 | 250.0002 | 250.0002 | 250.0002 | 250.0002
CDP12 | QLD | NQ | Shallow storage | 0 | 0 | 300 | 300 | 300 | 300 | 300 | 300 | 300 | 300 | 300 | 300 | 300 | 300 | 300 | 300 | 300 | 300 | 300 | 300 | 300 | 300 | 0 | 0 | 0 | 0 | 0 | 0
CDP12 | QLD | NQ | Coordinated CER storage | 1.2167 | 1.5929 | 2.0251 | 2.5236 | 3.12 | 3.8402 | 4.861 | 6.1864 | 7.8245 | 9.8358 | 12.2418 | 15.0717 | 18.2721 | 21.9141 | 25.9728 | 30.4036 | 35.228 | 40.4665 | 46.1292 | 52.2496 | 58.927 | 66.1344 | 73.8088 | 81.9834 | 90.4987 | 99.3492 | 103.7072 | 107.6837
CDP12 | QLD | NQ | Passive CER storage | 21.0552 | 23.4635 | 25.9022 | 28.4576 | 31.3925 | 34.814 | 37.9522 | 41.4162 | 44.9799 | 48.8461 | 52.9834 | 57.3995 | 61.6721 | 66.1572 | 70.6014 | 74.6827 | 78.4936 | 82.1191 | 85.5856 | 89.0361 | 92.9771 | 97.0969 | 101.3628 | 105.886 | 109.9772 | 113.7091 | 117.7593 | 121.4976
CDP12 | QLD | GG | Borumba | 0 | 0 | 0 | 0 | 0 | 0 | 0 | 0 | 0 | 0 | 0 | 0 | 0 | 0 | 0 | 0 | 0 | 0 | 0 | 0 | 0 | 0 | 0 | 0 | 0 | 0 | 0 | 0
CDP12 | QLD | GG | Deep storage | 0 | 0 | 0 | 0 | 0 | 0 | 0 | 0 | 0 | 0 | 0 | 0 | 0 | 0 | 0 | 0 | 0 | 0 | 0 | 0 | 0 | 0 | 0 | 0 | 0 | 0 | 0 | 0
CDP12 | QLD | GG | Medium storage | 0 | 0 | 0 | 1.338e-05 | 1.338e-05 | 2.977e-05 | 2.977e-05 | 3.167e-05 | 3.167e-05 | 6.831e-05 | 6.831e-05 | 6.831e-05 | 0.00011449 | 0.00019519 | 0.00020048 | 0.00020048 | 0.00020048 | 0.00020306 | 0.00020306 | 0.00020961 | 0.00022542 | 2.4461 | 37.7282 | 37.7293 | 37.7294 | 566.2368 | 566.2368 | 780.8596
CDP12 | QLD | GG | Shallow storage | 0 | 400 | 400 | 400 | 400 | 400 | 400 | 400 | 400 | 400 | 400 | 400 | 400 | 400 | 400 | 400 | 400 | 400 | 400 | 400 | 400 | 0 | 0 | 0 | 0 | 0 | 0 | 0
CDP12 | QLD | GG | Coordinated CER storage | 0.066819 | 0.087887 | 0.11153 | 0.14153 | 0.17366 | 0.21572 | 0.29891 | 0.41299 | 0.56211 | 0.74955 | 0.97712 | 1.2471 | 1.5592 | 1.9169 | 2.3184 | 2.7646 | 3.2536 | 3.7908 | 4.3761 | 5.009 | 5.7004 | 6.4465 | 7.2409 | 8.0831 | 8.9664 | 9.8883 | 10.3376 | 10.7449
CDP12 | QLD | GG | Passive CER storage | 1.1563 | 1.2946 | 1.4266 | 1.5959 | 1.7473 | 1.9556 | 2.1352 | 2.3376 | 2.5644 | 2.8105 | 3.0704 | 3.3401 | 3.6127 | 3.8978 | 4.1748 | 4.4417 | 4.6827 | 4.9228 | 5.1563 | 5.3782 | 5.6374 | 5.9123 | 6.1964 | 6.4847 | 6.7498 | 6.9899 | 7.2551 | 7.4911
CDP12 | QLD | CQ | Borumba | 0 | 0 | 0 | 0 | 0 | 0 | 0 | 0 | 0 | 0 | 0 | 0 | 0 | 0 | 0 | 0 | 0 | 0 | 0 | 0 | 0 | 0 | 0 | 0 | 0 | 0 | 0 | 0
CDP12 | QLD | CQ | Deep storage | 0 | 0 | 0 | 0 | 0 | 0 | 5.69e-06 | 1.022e-05 | 1.022e-05 | 3.609e-05 | 3.609e-05 | 3.609e-05 | 4.363e-05 | 6.099e-05 | 6.39e-05 | 6.39e-05 | 6.39e-05 | 6.53e-05 | 6.53e-05 | 6.53e-05 | 0.00017817 | 0.00018959 | 0.00019449 | 0.00021013 | 54.2063 | 352.9174 | 352.9174 | 400
CDP12 | QLD | CQ | Medium storage | 0 | 0 | 0 | 1.473e-05 | 1.708e-05 | 2.935e-05 | 3.571e-05 | 4.387e-05 | 5.08e-05 | 0.00012025 | 0.00012025 | 0.00012025 | 0.0001715 | 0.00026592 | 0.00027521 | 0.00027521 | 0.00027521 | 0.00027756 | 0.00027756 | 0.00028341 | 0.00030265 | 2.4452 | 101.9554 | 182.8563 | 182.8568 | 599.406 | 599.406 | 909.1363
CDP12 | QLD | CQ | Shallow storage | 50 | 50 | 50 | 200 | 200 | 200 | 200 | 200 | 200 | 200 | 200 | 200 | 200 | 200 | 200 | 200 | 200 | 200 | 150 | 150 | 150 | 150 | 150 | 0 | 0 | 0 | 0 | 0
CDP12 | QLD | CQ | Coordinated CER storage | 1.1192 | 1.475 | 1.8705 | 2.3506 | 2.8941 | 3.5651 | 4.6403 | 6.0457 | 7.8273 | 10.0404 | 12.6969 | 15.8224 | 19.4074 | 23.4888 | 28.0554 | 33.0802 | 38.5531 | 44.5354 | 51.0196 | 58.024 | 65.6952 | 73.9546 | 82.751 | 92.094 | 101.874 | 112.0393 | 117.0219 | 121.5395
CDP12 | QLD | CQ | Passive CER storage | 19.3666 | 21.7275 | 23.9255 | 26.506 | 29.119 | 32.3201 | 35.3739 | 38.6267 | 42.1175 | 45.9487 | 49.9898 | 54.2028 | 58.4551 | 62.8527 | 67.2149 | 71.3089 | 75.0313 | 78.6845 | 82.1837 | 85.591 | 89.6089 | 93.7355 | 98.007 | 102.4317 | 106.5375 | 110.2123 | 114.1759 | 117.7274
CDP12 | QLD | SQ | Borumba | 0 | 0 | 0 | 0 | 0 | 0 | 0 | 1998 | 1998 | 1998 | 1998 | 1998 | 1998 | 1998 | 1998 | 1998 | 1998 | 1998 | 1998 | 1998 | 1998 | 1998 | 1998 | 1998 | 1998 | 1998 | 1998 | 1998
CDP12 | QLD | SQ | Deep storage | 0 | 0 | 0 | 0 | 0 | 0 | 0 | 0 | 0 | 0 | 0 | 0 | 0 | 0 | 0 | 0 | 0 | 0 | 0 | 0 | 0 | 0 | 0 | 0 | 0 | 0 | 0 | 0
CDP12 | QLD | SQ | Medium storage | 570 | 570 | 570 | 570 | 570 | 570 | 570 | 570 | 570 | 570.0001 | 570.0001 | 570.0001 | 570.0001 | 570.0002 | 570.0002 | 570.0002 | 570.0002 | 570.0002 | 570.0002 | 570.0002 | 570.0002 | 570.0005 | 1101.58 | 1101.58 | 1101.58 | 1372.1603 | 1372.1603 | 1372.1603
CDP12 | QLD | SQ | Shallow storage | 853.76 | 1159.76 | 1159.76 | 1159.76 | 1159.76 | 1159.76 | 1159.76 | 1159.76 | 1159.76 | 1159.76 | 1159.76 | 1159.76 | 1159.76 | 1159.76 | 1059.76 | 1059.76 | 1059.76 | 1059.76 | 1059.76 | 1059.76 | 759.76 | 509.76 | 509.76 | 509.76 | 254.96 | 254.96 | 254.96 | 154.96
CDP12 | QLD | SQ | Coordinated CER storage | 5.9349 | 7.8549 | 10.0673 | 12.639 | 15.6606 | 19.5036 | 26.1745 | 34.9449 | 45.9905 | 59.704 | 76.2037 | 95.6949 | 118.0268 | 143.566 | 172.1726 | 203.6626 | 237.961 | 275.4027 | 316.0829 | 360.0365 | 407.5661 | 459.4511 | 514.7474 | 573.5005 | 635.0211 | 699.1749 | 730.6031 | 759.1308
CDP12 | QLD | SQ | Passive CER storage | 102.7017 | 115.7072 | 128.7691 | 142.5235 | 157.5718 | 176.8119 | 194.2469 | 213.1165 | 232.7482 | 254.1827 | 276.937 | 301.0369 | 325.0195 | 350.4149 | 375.6131 | 399.0493 | 420.0192 | 440.1605 | 459.7105 | 478.6237 | 501.0311 | 524.6191 | 549.2404 | 574.878 | 598.5559 | 620.3463 | 643.8322 | 664.9847
CDP12 | VIC | VIC | Deep storage | 0 | 0 | 0 | 0 | 0 | 0 | 5.22e-06 | 1.913e-05 | 3.818e-05 | 9.399e-05 | 9.399e-05 | 9.399e-05 | 9.399e-05 | 9.967e-05 | 9.967e-05 | 9.967e-05 | 0.00010174 | 0.00010174 | 0.0001041 | 0.00010955 | 510.6481 | 510.6481 | 510.6481 | 510.6481 | 510.6481 | 519.7924 | 519.7924 | 547.8128
CDP12 | VIC | VIC | Medium storage | 0 | 0 | 350 | 350 | 350 | 350 | 350 | 350 | 350 | 350.0001 | 350.0001 | 350.0001 | 350.0001 | 350.0001 | 350.0001 | 350.0001 | 350.0001 | 350.0001 | 350.0001 | 350.0001 | 350.0001 | 350.0001 | 0.00011082 | 0.000339 | 0.00033597 | 0.00033023 | 0.00033023 | 0.00032656
CDP12 | VIC | VIC | Shallow storage | 479.13 | 1990.64 | 2055.4402 | 2510.9077 | 2503.2077 | 2703.23 | 2710.53 | 3222.2299 | 3733.1699 | 4243.0398 | 5851.9197 | 5851.9197 | 5858.5197 | 5851.9197 | 5846.9197 | 5846.9197 | 5846.9197 | 5546.9197 | 5546.9197 | 5396.9197 | 5203.5197 | 4902.2097 | 4513.7095 | 4207.842 | 4207.842 | 3978.2197 | 3378.2197 | 2866.5198
CDP12 | VIC | VIC | Coordinated CER storage | 15.1363 | 20.7187 | 26.6998 | 33.6099 | 42.073 | 52.0251 | 65.3888 | 82.4785 | 103.5543 | 129.304 | 159.8675 | 195.5802 | 236.092 | 282.1042 | 333.3048 | 389.2764 | 449.9516 | 515.8702 | 587.1309 | 663.853 | 746.8741 | 837.0114 | 932.8772 | 1034.5743 | 1140.6225 | 1250.7708 | 1304.751 | 1353.7071
CDP12 | VIC | VIC | Passive CER storage | 301.4603 | 331.822 | 361.74 | 393.4245 | 427.1076 | 470.0826 | 508.8755 | 550.5086 | 593.6031 | 640.251 | 689.3259 | 740.7945 | 791.6143 | 844.9475 | 897.6568 | 946.6059 | 991.0946 | 1033.8217 | 1074.9606 | 1114.8568 | 1161.2955 | 1209.6656 | 1259.8506 | 1312.0582 | 1360.0652 | 1403.9921 | 1454.6296 | 1500.8336
CDP12 | SA | CSA | Deep storage | 0 | 0 | 0 | 0 | 0 | 0 | 2.86e-06 | 5.14e-06 | 5.14e-06 | 7.34e-06 | 7.34e-06 | 7.34e-06 | 7.34e-06 | 1.2e-05 | 1.35e-05 | 1.35e-05 | 1.35e-05 | 1.35e-05 | 1.35e-05 | 1.35e-05 | 1.554e-05 | 1.554e-05 | 1.554e-05 | 1.554e-05 | 1.554e-05 | 1.554e-05 | 1.554e-05 | 1.554e-05
CDP12 | SA | CSA | Medium storage | 0 | 0 | 0 | 1.21e-05 | 1.529e-05 | 2.084e-05 | 2.084e-05 | 2.186e-05 | 3.071e-05 | 3.267e-05 | 3.267e-05 | 3.267e-05 | 3.267e-05 | 7.566e-05 | 8e-05 | 8e-05 | 8e-05 | 8e-05 | 8e-05 | 8.161e-05 | 8.435e-05 | 8.708e-05 | 0.00010193 | 1084.9338 | 1084.9338 | 1527.9344 | 1527.9344 | 1527.9344
CDP12 | SA | CSA | Shallow storage | 656.2 | 951.18 | 1566.9005 | 2731.8187 | 2737.8387 | 2731.8187 | 2701.8187 | 2701.8187 | 2701.8187 | 2701.8187 | 2701.8187 | 2701.8187 | 2701.8187 | 2701.8187 | 2701.8187 | 2701.8187 | 2701.8187 | 2689.8187 | 2695.8387 | 2439.1187 | 2245.1387 | 2083.1387 | 1467.4182 | 401.284 | 359.784 | 248.784 | 248.784 | 248.784
CDP12 | SA | CSA | Coordinated CER storage | 62.4605 | 69.574 | 76.4942 | 84.1684 | 92.1358 | 101.9094 | 111.3026 | 121.9009 | 133.5508 | 146.6546 | 161.056 | 176.8714 | 193.5765 | 211.7514 | 230.9299 | 250.6652 | 270.8794 | 292.0065 | 314.1066 | 337.1741 | 362.1662 | 388.8506 | 416.8107 | 446.0604 | 475.6817 | 505.6161 | 520.6813 | 534.0007
CDP12 | SA | CSA | Passive CER storage | 176.8412 | 189.127 | 200.7947 | 212.4134 | 224.7795 | 239.333 | 252.1373 | 265.4672 | 278.7557 | 292.6711 | 306.7404 | 321.0593 | 334.5405 | 348.2941 | 361.3463 | 372.8549 | 382.7225 | 391.8089 | 400.2474 | 408.0508 | 417.2101 | 426.5738 | 436.0668 | 445.6894 | 454.0331 | 461.1754 | 471.3591 | 480.3156
CDP12 | SA | SESA | Deep storage | 0 | 0 | 0 | 0 | 0 | 0 | 0 | 0 | 0 | 0 | 0 | 0 | 0 | 0 | 0 | 0 | 0 | 0 | 0 | 0 | 0 | 0 | 0 | 0 | 0 | 0 | 0 | 0
CDP12 | SA | SESA | Medium storage | 0 | 0 | 0 | 1.177e-05 | 1.493e-05 | 1.978e-05 | 1.978e-05 | 2.132e-05 | 3.023e-05 | 3.023e-05 | 3.023e-05 | 3.023e-05 | 3.148e-05 | 6.922e-05 | 7.305e-05 | 7.305e-05 | 7.305e-05 | 7.305e-05 | 7.305e-05 | 7.408e-05 | 0.00010042 | 0.00010253 | 0.00012772 | 60.4727 | 60.4727 | 60.4727 | 60.4727 | 60.4727
CDP12 | SA | SESA | Shallow storage | 25 | 25 | 25 | 25 | 25 | 25 | 25 | 25 | 25 | 25 | 0 | 0 | 0 | 0 | 0 | 0 | 0 | 0 | 0 | 0 | 0 | 0 | 0 | 0 | 0 | 0 | 0 | 0
CDP12 | SA | SESA | Coordinated CER storage | 2.2312 | 2.5031 | 2.7724 | 3.0693 | 3.3785 | 3.771 | 4.1547 | 4.5772 | 5.0453 | 5.5905 | 6.2292 | 6.8967 | 7.6454 | 8.4204 | 9.2343 | 10.0864 | 10.97 | 11.8923 | 12.8505 | 13.8935 | 15.057 | 16.2673 | 17.5209 | 18.834 | 20.1658 | 21.5197 | 22.1956 | 22.8328
CDP12 | SA | SESA | Passive CER storage | 6.3171 | 6.8043 | 7.2775 | 7.7459 | 8.2424 | 8.8562 | 9.3849 | 9.9001 | 10.4074 | 10.9659 | 11.6011 | 12.1692 | 12.779 | 13.3159 | 13.8063 | 14.2494 | 14.6336 | 14.9745 | 15.2687 | 15.6028 | 16.033 | 16.4336 | 16.813 | 17.1981 | 17.5263 | 17.8106 | 18.2151 | 18.6306
CDP12 | TAS | TAS | Deep storage | 0 | 0 | 0 | 0 | 0 | 0 | 1.486e-05 | 3.306e-05 | 5.141e-05 | 5.141e-05 | 5.141e-05 | 5.141e-05 | 5.141e-05 | 6.831e-05 | 7.834e-05 | 8.542e-05 | 21.8924 | 21.8924 | 172.788 | 456.4335 | 906.5641 | 906.5641 | 906.5641 | 906.5641 | 906.5641 | 906.5641 | 906.5641 | 906.5641
CDP12 | TAS | TAS | Medium storage | 0 | 0 | 0 | 1.002e-05 | 1.13e-05 | 1.261e-05 | 1.261e-05 | 1.459e-05 | 1.459e-05 | 2.018e-05 | 2.018e-05 | 2.018e-05 | 2.018e-05 | 3.545e-05 | 3.705e-05 | 3.826e-05 | 4.041e-05 | 4.041e-05 | 4.041e-05 | 4.212e-05 | 4.447e-05 | 4.447e-05 | 5.034e-05 | 4.374e-05 | 4.245e-05 | 4.114e-05 | 4.114e-05 | 3.917e-05
CDP12 | TAS | TAS | Shallow storage | 0 | 0 | 0 | 0 | 0 | 0 | 0 | 0 | 0 | 0 | 0 | 0 | 0 | 0 | 0 | 0 | 0 | 0 | 0 | 0 | 0 | 0 | 0 | 0 | 0 | 0 | 0 | 0
CDP12 | TAS | TAS | Coordinated CER storage | 0.86202 | 1.1897 | 1.5604 | 1.9874 | 2.4806 | 3.1026 | 3.6027 | 4.2371 | 5.0419 | 6.0802 | 7.3806 | 8.9752 | 10.855 | 13.0758 | 15.6258 | 18.4829 | 21.6512 | 25.1679 | 29.047 | 33.2957 | 37.9263 | 43.0768 | 48.6582 | 54.6735 | 61.0336 | 67.7354 | 71.4596 | 74.781
CDP12 | TAS | TAS | Passive CER storage | 18.3551 | 20.1214 | 21.7939 | 23.5599 | 25.4634 | 28.0008 | 30.1463 | 32.4307 | 34.7743 | 37.3199 | 39.9892 | 42.7744 | 45.4739 | 48.2933 | 51.0238 | 53.4633 | 55.579 | 57.5324 | 59.351 | 61.0565 | 63.1414 | 65.3064 | 67.5415 | 69.8609 | 71.8752 | 73.5976 | 75.9416 | 77.9696
CDP13 | NSW | NNSW | Snowy 2.0 | 0 | 0 | 0 | 0 | 0 | 0 | 0 | 0 | 0 | 0 | 0 | 0 | 0 | 0 | 0 | 0 | 0 | 0 | 0 | 0 | 0 | 0 | 0 | 0 | 0 | 0 | 0 | 0
CDP13 | NSW | NNSW | Deep storage | 0 | 0 | 0 | 0 | 0 | 0 | 9.15e-06 | 1.425e-05 | 1.425e-05 | 1.655e-05 | 2.573e-05 | 3.324e-05 | 3.324e-05 | 3.324e-05 | 3.436e-05 | 3.436e-05 | 3.436e-05 | 3.89e-05 | 3.89e-05 | 4.654e-05 | 1000 | 1000 | 1000 | 1000 | 1000 | 1000 | 1000 | 1000
CDP13 | NSW | NNSW | Medium storage | 0 | 0 | 275 | 275 | 382.8896 | 1176.867 | 1176.867 | 1176.8671 | 1176.8671 | 1176.8671 | 1176.8671 | 1176.8671 | 1176.8671 | 1176.8671 | 1176.8671 | 1176.8671 | 1176.8671 | 1176.8671 | 1176.8671 | 1176.8671 | 1176.8673 | 1176.8673 | 901.8673 | 1222.7246 | 1114.8351 | 1127.9637 | 1127.9637 | 1623.635
CDP13 | NSW | NNSW | Shallow storage | 0 | 30 | 230 | 430 | 430 | 430 | 430 | 430 | 430 | 400 | 400 | 400 | 400 | 400 | 400 | 400 | 400 | 400 | 400 | 400 | 400 | 400 | 0 | 0 | 0 | 0 | 0 | 0
CDP13 | NSW | NNSW | Coordinated CER storage | 2.9011 | 3.6904 | 4.6278 | 5.5596 | 6.6915 | 7.9992 | 9.7928 | 12.0913 | 14.9199 | 18.3769 | 22.4496 | 27.1895 | 32.5292 | 38.5657 | 45.2506 | 52.5465 | 60.457 | 69.0343 | 78.2621 | 88.1661 | 98.8985 | 110.4266 | 122.6426 | 135.5582 | 148.9852 | 162.8922 | 169.464 | 175.3439
CDP13 | NSW | NNSW | Passive CER storage | 51.9224 | 55.9244 | 59.7457 | 63.1809 | 66.9501 | 72.1109 | 76.9127 | 82.1206 | 87.477 | 93.3283 | 99.3194 | 105.5537 | 111.5324 | 117.7469 | 123.7732 | 129.3342 | 134.4245 | 139.3018 | 143.8527 | 148.1976 | 153.2203 | 158.3806 | 163.6836 | 169.1359 | 173.9747 | 178.2371 | 183.577 | 188.3339
CDP13 | NSW | CNSW | Snowy 2.0 | 0 | 0 | 0 | 0 | 0 | 0 | 0 | 0 | 0 | 0 | 0 | 0 | 0 | 0 | 0 | 0 | 0 | 0 | 0 | 0 | 0 | 0 | 0 | 0 | 0 | 0 | 0 | 0
CDP13 | NSW | CNSW | Deep storage | 247 | 247 | 247 | 247 | 247 | 247 | 247 | 247 | 247 | 247 | 247 | 247 | 247 | 247 | 247 | 247 | 247 | 247 | 247 | 247 | 247 | 247 | 247 | 247 | 247 | 247 | 247 | 247
CDP13 | NSW | CNSW | Medium storage | 0 | 549 | 549 | 917.46 | 917.46 | 957.4921 | 917.4721 | 957.4921 | 917.4721 | 917.4721 | 957.4921 | 917.4721 | 917.4721 | 957.4921 | 957.4921 | 917.4721 | 917.4721 | 917.4721 | 917.4721 | 957.4921 | 917.4721 | 408.4921 | 368.4721 | 368.4721 | 408.4921 | 368.4653 | 368.4653 | 408.4854
CDP13 | NSW | CNSW | Shallow storage | 0 | 20 | 30.0356 | 300.3125 | 1685.4097 | 1685.4097 | 1685.4097 | 1685.4097 | 1685.4097 | 1685.4097 | 1685.4097 | 1685.4097 | 1685.4097 | 1685.4097 | 1685.4097 | 1685.4097 | 1685.4097 | 1685.4097 | 1685.4097 | 1685.4097 | 1685.4097 | 1665.4097 | 1655.3741 | 1385.0972 | 124.1377 | 124.1377 | 124.1377 | 124.1377
CDP13 | NSW | CNSW | Coordinated CER storage | 1.218 | 1.5545 | 1.9694 | 2.396 | 2.8889 | 3.468 | 4.4484 | 5.7616 | 7.4129 | 9.4548 | 11.9182 | 14.7956 | 18.091 | 21.8271 | 26.0012 | 30.6055 | 35.6384 | 41.1048 | 47.0119 | 53.3576 | 60.2411 | 67.6633 | 75.5332 | 83.8558 | 92.5557 | 101.5813 | 105.8426 | 109.6628
CDP13 | NSW | CNSW | Passive CER storage | 21.7984 | 23.5569 | 25.4252 | 27.2293 | 28.9039 | 31.2635 | 33.4736 | 36.0114 | 38.6022 | 41.3825 | 44.4067 | 47.4404 | 50.4842 | 53.5835 | 56.6421 | 59.5615 | 62.2973 | 64.8483 | 67.2355 | 69.4388 | 72.0568 | 74.8106 | 77.6287 | 80.5076 | 83.1503 | 85.4446 | 88.2195 | 90.7189
CDP13 | NSW | SNSW | Snowy 2.0 | 0 | 0 | 0 | 0 | 2200 | 2200 | 2200 | 2200 | 2200 | 2200 | 2200 | 2200 | 2200 | 2200 | 2200 | 2200 | 2200 | 2200 | 2200 | 2200 | 2200 | 2200 | 2200 | 2200 | 2200 | 2200 | 2200 | 2200
CDP13 | NSW | SNSW | Deep storage | 0 | 0 | 0 | 0 | 0 | 0 | 0 | 0 | 0 | 0 | 0 | 0 | 0 | 0 | 0 | 0 | 0 | 0 | 0 | 0 | 0 | 0 | 0 | 0 | 0 | 0 | 0 | 0
CDP13 | NSW | SNSW | Medium storage | 0 | 50 | 50 | 250 | 250 | 345.5257 | 345.5257 | 345.5257 | 345.5257 | 345.5257 | 345.5257 | 345.5257 | 345.5257 | 345.5257 | 345.5257 | 345.5257 | 345.5257 | 345.5257 | 345.5257 | 345.5257 | 345.5257 | 295.5257 | 295.5257 | 295.5257 | 295.5257 | 241.9454 | 241.9454 | 241.9454
CDP13 | NSW | SNSW | Shallow storage | 309.99 | 318.9 | 318.9 | 318.9 | 318.9 | 319.89 | 318.9 | 319.89 | 318.9 | 318.9 | 319.89 | 318.9 | 318.9 | 319.89 | 319.89 | 318.9 | 318.9 | 318.9 | 308.9 | 259.89 | 258.9 | 249.99 | 249 | 249 | 150 | 150 | 150 | 0
CDP13 | NSW | SNSW | Coordinated CER storage | 2.4469 | 3.1469 | 4.0056 | 4.9448 | 6.063 | 7.344 | 8.8828 | 10.843 | 13.2952 | 16.3304 | 19.989 | 24.3293 | 29.3361 | 35.0941 | 41.5771 | 48.7432 | 56.6101 | 65.2405 | 74.6487 | 84.8616 | 95.9878 | 108.1835 | 121.2843 | 135.2958 | 150.0261 | 165.4879 | 173.4974 | 180.7336
CDP13 | NSW | SNSW | Passive CER storage | 43.7926 | 47.6885 | 51.7125 | 56.1945 | 60.6618 | 66.2045 | 71.0929 | 76.2779 | 81.7101 | 87.5202 | 93.586 | 99.9174 | 106.2198 | 112.7798 | 119.2142 | 125.1293 | 130.5318 | 135.6734 | 140.5429 | 145.2071 | 150.7156 | 156.525 | 162.5649 | 168.7895 | 174.3699 | 179.4516 | 185.5172 | 191.0124
CDP13 | NSW | SNW | Snowy 2.0 | 0 | 0 | 0 | 0 | 0 | 0 | 0 | 0 | 0 | 0 | 0 | 0 | 0 | 0 | 0 | 0 | 0 | 0 | 0 | 0 | 0 | 0 | 0 | 0 | 0 | 0 | 0 | 0
CDP13 | NSW | SNW | Deep storage | 0 | 0 | 0 | 0 | 0 | 0 | 0 | 0 | 0 | 0 | 0 | 0 | 0 | 0 | 0 | 0 | 0 | 0 | 0 | 0 | 0 | 0 | 0 | 0 | 0 | 0 | 0 | 0
CDP13 | NSW | SNW | Medium storage | 0 | 889.1459 | 889.1459 | 889.1459 | 889.1459 | 1317.741 | 1317.741 | 1317.741 | 1317.741 | 1317.741 | 1317.741 | 1317.741 | 1317.741 | 1317.741 | 1317.741 | 1317.741 | 1317.741 | 1317.741 | 1317.741 | 1317.741 | 1317.741 | 428.5951 | 428.5951 | 428.5953 | 428.5953 | 188.1967 | 188.1967 | 188.1967
CDP13 | NSW | SNW | Shallow storage | 50 | 682.712 | 682.7146 | 682.7156 | 718.3536 | 760.6896 | 1388.2416 | 1460.8176 | 1388.2416 | 1388.2416 | 1460.8176 | 1388.2416 | 1338.2416 | 1410.8176 | 1410.8176 | 1338.2416 | 1338.2416 | 1338.2416 | 1338.2416 | 1410.8176 | 1338.2416 | 885.8176 | 813.239 | 813.238 | 853.37 | 780.794 | 780.794 | 853.37
CDP13 | NSW | SNW | Coordinated CER storage | 11.5295 | 14.8171 | 18.6626 | 22.7871 | 27.7997 | 33.4963 | 43.0237 | 55.4305 | 70.9627 | 90.1039 | 112.9793 | 139.8314 | 170.4524 | 205.2684 | 244.1544 | 286.9162 | 333.5338 | 384.2127 | 438.8854 | 497.66 | 560.8937 | 629.5544 | 702.4072 | 779.5514 | 860.1351 | 943.9419 | 983.3503 | 1018.6582
CDP13 | NSW | SNW | Passive CER storage | 206.3463 | 224.5379 | 240.9368 | 258.9593 | 278.1444 | 301.9599 | 322.7208 | 344.5839 | 366.8252 | 390.7075 | 415.6523 | 441.7183 | 467.2367 | 494.0385 | 520.566 | 545.206 | 567.5963 | 588.6361 | 607.8089 | 625.5986 | 647.3132 | 670.0861 | 693.8422 | 718.7364 | 741.3337 | 761.6739 | 786.6727 | 809.1086
CDP13 | QLD | NQ | Borumba | 0 | 0 | 0 | 0 | 0 | 0 | 0 | 0 | 0 | 0 | 0 | 0 | 0 | 0 | 0 | 0 | 0 | 0 | 0 | 0 | 0 | 0 | 0 | 0 | 0 | 0 | 0 | 0
CDP13 | QLD | NQ | Deep storage | 0 | 0 | 0 | 0 | 0 | 0 | 5.97e-06 | 9.94e-06 | 9.94e-06 | 4.432e-05 | 4.432e-05 | 4.432e-05 | 5.405e-05 | 5.73e-05 | 5.987e-05 | 5.987e-05 | 5.987e-05 | 6.102e-05 | 6.102e-05 | 6.268e-05 | 0.00014759 | 0.00016001 | 5.4077 | 20.023 | 164.5012 | 180.6059 | 180.6059 | 180.6059
CDP13 | QLD | NQ | Medium storage | 250 | 250 | 250 | 250 | 250 | 250 | 250 | 250 | 250 | 250 | 250 | 250 | 250.0001 | 250.0001 | 250.0001 | 250.0001 | 250.0001 | 250.0001 | 250.0001 | 250.0001 | 250.0001 | 250.0002 | 250.0003 | 250.0003 | 250.0003 | 250.0003 | 250.0003 | 250.0003
CDP13 | QLD | NQ | Shallow storage | 0 | 0 | 300 | 300 | 300 | 300 | 300 | 300 | 300 | 300 | 300 | 300 | 300 | 300 | 300 | 300 | 300 | 300 | 300 | 300 | 300 | 300 | 0 | 0 | 0 | 0 | 0 | 0
CDP13 | QLD | NQ | Coordinated CER storage | 1.2167 | 1.5929 | 2.0251 | 2.5236 | 3.12 | 3.8402 | 4.861 | 6.1864 | 7.8245 | 9.8358 | 12.2418 | 15.0717 | 18.2721 | 21.9141 | 25.9728 | 30.4036 | 35.228 | 40.4665 | 46.1292 | 52.2496 | 58.927 | 66.1344 | 73.8088 | 81.9834 | 90.4987 | 99.3492 | 103.7072 | 107.6837
CDP13 | QLD | NQ | Passive CER storage | 21.0552 | 23.4635 | 25.9022 | 28.4576 | 31.3925 | 34.814 | 37.9522 | 41.4162 | 44.9799 | 48.8461 | 52.9834 | 57.3995 | 61.6721 | 66.1572 | 70.6014 | 74.6827 | 78.4936 | 82.1191 | 85.5856 | 89.0361 | 92.9771 | 97.0969 | 101.3628 | 105.886 | 109.9772 | 113.7091 | 117.7593 | 121.4976
CDP13 | QLD | GG | Borumba | 0 | 0 | 0 | 0 | 0 | 0 | 0 | 0 | 0 | 0 | 0 | 0 | 0 | 0 | 0 | 0 | 0 | 0 | 0 | 0 | 0 | 0 | 0 | 0 | 0 | 0 | 0 | 0
CDP13 | QLD | GG | Deep storage | 0 | 0 | 0 | 0 | 0 | 0 | 0 | 0 | 0 | 0 | 0 | 0 | 0 | 0 | 0 | 0 | 0 | 0 | 0 | 0 | 0 | 0 | 0 | 0 | 0 | 0 | 0 | 0
CDP13 | QLD | GG | Medium storage | 0 | 0 | 0 | 1.394e-05 | 1.394e-05 | 3.071e-05 | 3.071e-05 | 3.571e-05 | 3.865e-05 | 6.173e-05 | 6.173e-05 | 6.173e-05 | 9.552e-05 | 0.00016642 | 0.00017492 | 0.00017492 | 0.00017492 | 0.00017492 | 0.00017492 | 0.00017624 | 0.00018152 | 12.4255 | 42.7973 | 132.4496 | 132.4497 | 560.3467 | 560.3467 | 716.8592
CDP13 | QLD | GG | Shallow storage | 0 | 400 | 400 | 400 | 400 | 400 | 400 | 400 | 400 | 400 | 400 | 400 | 400 | 400 | 400 | 400 | 400 | 400 | 400 | 400 | 400 | 0 | 0 | 0 | 0 | 0 | 0 | 0
CDP13 | QLD | GG | Coordinated CER storage | 0.066819 | 0.087887 | 0.11153 | 0.14153 | 0.17366 | 0.21572 | 0.29891 | 0.41299 | 0.56211 | 0.74955 | 0.97712 | 1.2471 | 1.5592 | 1.9169 | 2.3184 | 2.7646 | 3.2536 | 3.7908 | 4.3761 | 5.009 | 5.7004 | 6.4465 | 7.2409 | 8.0831 | 8.9664 | 9.8883 | 10.3376 | 10.7449
CDP13 | QLD | GG | Passive CER storage | 1.1563 | 1.2946 | 1.4266 | 1.5959 | 1.7473 | 1.9556 | 2.1352 | 2.3376 | 2.5644 | 2.8105 | 3.0704 | 3.3401 | 3.6127 | 3.8978 | 4.1748 | 4.4417 | 4.6827 | 4.9228 | 5.1563 | 5.3782 | 5.6374 | 5.9123 | 6.1964 | 6.4847 | 6.7498 | 6.9899 | 7.2551 | 7.4911
CDP13 | QLD | CQ | Borumba | 0 | 0 | 0 | 0 | 0 | 0 | 0 | 0 | 0 | 0 | 0 | 0 | 0 | 0 | 0 | 0 | 0 | 0 | 0 | 0 | 0 | 0 | 0 | 0 | 0 | 0 | 0 | 0
CDP13 | QLD | CQ | Deep storage | 0 | 0 | 0 | 0 | 0 | 0 | 6.09e-06 | 9.91e-06 | 9.91e-06 | 3.52e-05 | 3.52e-05 | 3.52e-05 | 3.813e-05 | 5.257e-05 | 5.475e-05 | 5.475e-05 | 5.475e-05 | 5.475e-05 | 5.475e-05 | 5.684e-05 | 0.00022653 | 0.00023102 | 0.00023665 | 0.00025419 | 29.0292 | 362.9671 | 362.9671 | 400
CDP13 | QLD | CQ | Medium storage | 0 | 0 | 0 | 1.536e-05 | 1.901e-05 | 3.132e-05 | 3.805e-05 | 4.896e-05 | 6.595e-05 | 0.00011152 | 0.00011152 | 0.00011152 | 0.00014434 | 0.0002255 | 0.00023689 | 0.00023689 | 0.00023689 | 0.00023689 | 0.00023689 | 0.00023943 | 0.00025381 | 12.401 | 43.1972 | 43.7008 | 43.7015 | 532.442 | 532.442 | 751.7139
CDP13 | QLD | CQ | Shallow storage | 50 | 50 | 50 | 200 | 200 | 200 | 200 | 200 | 200 | 200 | 200 | 200 | 200 | 200 | 200 | 200 | 200 | 200 | 150 | 150 | 150 | 150 | 150 | 0 | 0 | 0 | 0 | 0
CDP13 | QLD | CQ | Coordinated CER storage | 1.1192 | 1.475 | 1.8705 | 2.3506 | 2.8941 | 3.5651 | 4.6403 | 6.0457 | 7.8273 | 10.0404 | 12.6969 | 15.8224 | 19.4074 | 23.4888 | 28.0554 | 33.0802 | 38.5531 | 44.5354 | 51.0196 | 58.024 | 65.6952 | 73.9546 | 82.751 | 92.094 | 101.874 | 112.0393 | 117.0219 | 121.5395
CDP13 | QLD | CQ | Passive CER storage | 19.3666 | 21.7275 | 23.9255 | 26.506 | 29.119 | 32.3201 | 35.3739 | 38.6267 | 42.1175 | 45.9487 | 49.9898 | 54.2028 | 58.4551 | 62.8527 | 67.2149 | 71.3089 | 75.0313 | 78.6845 | 82.1837 | 85.591 | 89.6089 | 93.7355 | 98.007 | 102.4317 | 106.5375 | 110.2123 | 114.1759 | 117.7274
CDP13 | QLD | SQ | Borumba | 0 | 0 | 0 | 0 | 0 | 0 | 0 | 1998 | 1998 | 1998 | 1998 | 1998 | 1998 | 1998 | 1998 | 1998 | 1998 | 1998 | 1998 | 1998 | 1998 | 1998 | 1998 | 1998 | 1998 | 1998 | 1998 | 1998
CDP13 | QLD | SQ | Deep storage | 0 | 0 | 0 | 0 | 0 | 0 | 0 | 0 | 0 | 0 | 0 | 0 | 0 | 0 | 0 | 0 | 0 | 0 | 0 | 0 | 0 | 0 | 0 | 0 | 0 | 0 | 0 | 0
CDP13 | QLD | SQ | Medium storage | 570 | 570 | 570 | 570 | 570 | 570 | 570 | 570 | 570 | 570 | 570 | 570 | 570.0001 | 570.0001 | 570.0001 | 570.0001 | 570.0001 | 570.0001 | 570.0001 | 570.0001 | 570.0002 | 570.0007 | 1146.2164 | 1146.2164 | 1146.2164 | 1377.927 | 1377.927 | 1377.927
CDP13 | QLD | SQ | Shallow storage | 853.76 | 1159.76 | 1159.76 | 1159.76 | 1159.76 | 1159.76 | 1159.76 | 1159.76 | 1159.76 | 1159.76 | 1159.76 | 1159.76 | 1159.76 | 1159.76 | 1059.76 | 1059.76 | 1059.76 | 1059.76 | 1059.76 | 1059.76 | 759.76 | 509.76 | 509.76 | 509.76 | 254.96 | 254.96 | 254.96 | 154.96
CDP13 | QLD | SQ | Coordinated CER storage | 5.9349 | 7.8549 | 10.0673 | 12.639 | 15.6606 | 19.5036 | 26.1745 | 34.9449 | 45.9905 | 59.704 | 76.2037 | 95.6949 | 118.0268 | 143.566 | 172.1726 | 203.6626 | 237.961 | 275.4027 | 316.0829 | 360.0365 | 407.5661 | 459.4511 | 514.7474 | 573.5005 | 635.0211 | 699.1749 | 730.6031 | 759.1308
CDP13 | QLD | SQ | Passive CER storage | 102.7017 | 115.7072 | 128.7691 | 142.5235 | 157.5718 | 176.8119 | 194.2469 | 213.1165 | 232.7482 | 254.1827 | 276.937 | 301.0369 | 325.0195 | 350.4149 | 375.6131 | 399.0493 | 420.0192 | 440.1605 | 459.7105 | 478.6237 | 501.0311 | 524.6191 | 549.2404 | 574.878 | 598.5559 | 620.3463 | 643.8322 | 664.9847
CDP13 | VIC | VIC | Deep storage | 0 | 0 | 0 | 0 | 0 | 0 | 5.93e-06 | 3.849e-05 | 26.6993 | 340.4897 | 340.4897 | 340.4897 | 340.4897 | 340.4897 | 340.4897 | 340.4897 | 340.4897 | 340.4897 | 340.4897 | 340.4897 | 643.9252 | 643.9252 | 643.9252 | 643.9252 | 643.9252 | 643.9252 | 643.9252 | 643.9252
CDP13 | VIC | VIC | Medium storage | 0 | 0 | 350 | 350 | 350 | 350 | 350 | 350 | 350 | 350.0001 | 350.0001 | 350.0001 | 350.0001 | 350.0001 | 350.0001 | 350.0001 | 350.0001 | 350.0001 | 350.0001 | 350.0001 | 350.0001 | 350.0001 | 0.00011833 | 0.00027272 | 0.00026941 | 0.00026322 | 0.00026322 | 0.00025924
CDP13 | VIC | VIC | Shallow storage | 479.13 | 1990.64 | 2055.4402 | 2510.5315 | 2502.8315 | 2703.23 | 2710.53 | 3222.2299 | 3706.4706 | 3902.5502 | 5511.4302 | 5511.4302 | 5518.0302 | 5511.4302 | 5506.4302 | 5506.4302 | 5506.4302 | 5206.4302 | 5206.4302 | 5056.4302 | 4863.0302 | 4561.7202 | 4173.2199 | 3867.7287 | 3867.7287 | 3637.7302 | 3037.7302 | 2526.0302
CDP13 | VIC | VIC | Coordinated CER storage | 15.1363 | 20.7187 | 26.6998 | 33.6099 | 42.073 | 52.0251 | 65.3888 | 82.4785 | 103.5543 | 129.304 | 159.8675 | 195.5802 | 236.092 | 282.1042 | 333.3048 | 389.2764 | 449.9516 | 515.8702 | 587.1309 | 663.853 | 746.8741 | 837.0114 | 932.8772 | 1034.5743 | 1140.6225 | 1250.7708 | 1304.751 | 1353.7071
CDP13 | VIC | VIC | Passive CER storage | 301.4603 | 331.822 | 361.74 | 393.4245 | 427.1076 | 470.0826 | 508.8755 | 550.5086 | 593.6031 | 640.251 | 689.3259 | 740.7945 | 791.6143 | 844.9475 | 897.6568 | 946.6059 | 991.0946 | 1033.8217 | 1074.9606 | 1114.8568 | 1161.2955 | 1209.6656 | 1259.8506 | 1312.0582 | 1360.0652 | 1403.9921 | 1454.6296 | 1500.8336
CDP13 | SA | CSA | Deep storage | 0 | 0 | 0 | 0 | 0 | 0 | 3.05e-06 | 5.11e-06 | 5.11e-06 | 6.88e-06 | 6.88e-06 | 6.88e-06 | 6.88e-06 | 6.88e-06 | 8.15e-06 | 8.15e-06 | 8.15e-06 | 8.15e-06 | 8.15e-06 | 8.15e-06 | 1.671e-05 | 1.671e-05 | 1.78e-05 | 1.78e-05 | 1.78e-05 | 1.917e-05 | 1.917e-05 | 2.168e-05
CDP13 | SA | CSA | Medium storage | 0 | 0 | 0 | 1.25e-05 | 1.6e-05 | 2.168e-05 | 2.168e-05 | 2.314e-05 | 2.868e-05 | 3.07e-05 | 3.07e-05 | 3.07e-05 | 3.07e-05 | 3.26e-05 | 3.732e-05 | 3.732e-05 | 3.732e-05 | 3.732e-05 | 3.732e-05 | 3.732e-05 | 8.702e-05 | 9.161e-05 | 9.792e-05 | 1010.3558 | 1010.3557 | 1550.2595 | 1550.2595 | 1550.2595
CDP13 | SA | CSA | Shallow storage | 656.2 | 951.18 | 1569.6674 | 2822.8701 | 2828.8901 | 2822.8701 | 2792.8701 | 2792.8701 | 2792.8701 | 2792.8701 | 2792.8701 | 2792.8701 | 2792.8701 | 2792.8701 | 2792.8701 | 2792.8701 | 2792.8701 | 2780.8701 | 2786.8901 | 2530.1701 | 2336.1901 | 2174.1901 | 1555.7027 | 408.77 | 367.27 | 256.27 | 256.27 | 256.27
CDP13 | SA | CSA | Coordinated CER storage | 62.4605 | 69.574 | 76.4942 | 84.1684 | 92.1358 | 101.9094 | 111.3026 | 121.9009 | 133.5508 | 146.6546 | 161.056 | 176.8714 | 193.5765 | 211.7514 | 230.9299 | 250.6652 | 270.8794 | 292.0065 | 314.1066 | 337.1741 | 362.1662 | 388.8506 | 416.8107 | 446.0604 | 475.6817 | 505.6161 | 520.6813 | 534.0007
CDP13 | SA | CSA | Passive CER storage | 176.8412 | 189.127 | 200.7947 | 212.4134 | 224.7795 | 239.333 | 252.1373 | 265.4672 | 278.7557 | 292.6711 | 306.7404 | 321.0593 | 334.5405 | 348.2941 | 361.3463 | 372.8549 | 382.7225 | 391.8089 | 400.2474 | 408.0508 | 417.2101 | 426.5738 | 436.0668 | 445.6894 | 454.0331 | 461.1754 | 471.3591 | 480.3156
CDP13 | SA | SESA | Deep storage | 0 | 0 | 0 | 0 | 0 | 0 | 0 | 0 | 0 | 0 | 0 | 0 | 0 | 0 | 0 | 0 | 0 | 0 | 0 | 0 | 0 | 0 | 0 | 0 | 0 | 0 | 0 | 0
CDP13 | SA | SESA | Medium storage | 0 | 0 | 0 | 1.215e-05 | 1.563e-05 | 2.067e-05 | 2.067e-05 | 2.198e-05 | 2.313e-05 | 2.674e-05 | 2.674e-05 | 2.674e-05 | 2.674e-05 | 2.838e-05 | 3.032e-05 | 3.032e-05 | 3.032e-05 | 3.032e-05 | 3.032e-05 | 3.032e-05 | 7.209e-05 | 7.511e-05 | 7.973e-05 | 0.0038317 | 0.0038282 | 0.0038232 | 0.0038232 | 0.0038219
CDP13 | SA | SESA | Shallow storage | 25 | 25 | 25 | 25 | 25 | 25 | 25 | 25 | 25 | 25 | 0 | 0 | 0 | 0 | 0 | 0 | 0 | 0 | 0 | 0 | 0 | 0 | 0 | 0 | 0 | 0 | 0 | 0
CDP13 | SA | SESA | Coordinated CER storage | 2.2312 | 2.5031 | 2.7724 | 3.0693 | 3.3785 | 3.771 | 4.1547 | 4.5772 | 5.0453 | 5.5905 | 6.2292 | 6.8967 | 7.6454 | 8.4204 | 9.2343 | 10.0864 | 10.97 | 11.8923 | 12.8505 | 13.8935 | 15.057 | 16.2673 | 17.5209 | 18.834 | 20.1658 | 21.5197 | 22.1956 | 22.8328
CDP13 | SA | SESA | Passive CER storage | 6.3171 | 6.8043 | 7.2775 | 7.7459 | 8.2424 | 8.8562 | 9.3849 | 9.9001 | 10.4074 | 10.9659 | 11.6011 | 12.1692 | 12.779 | 13.3159 | 13.8063 | 14.2494 | 14.6336 | 14.9745 | 15.2687 | 15.6028 | 16.033 | 16.4336 | 16.813 | 17.1981 | 17.5263 | 17.8106 | 18.2151 | 18.6306
CDP13 | TAS | TAS | Deep storage | 0 | 0 | 0 | 0 | 0 | 0 | 1.755e-05 | 3.142e-05 | 73.5464 | 73.5464 | 127.7072 | 216.1762 | 216.1762 | 216.1762 | 216.1762 | 216.1762 | 216.1762 | 216.1762 | 216.1762 | 444.5422 | 1050.248 | 1050.248 | 1050.248 | 1050.248 | 1050.248 | 1050.248 | 1050.248 | 1050.248
CDP13 | TAS | TAS | Medium storage | 0 | 0 | 0 | 1.039e-05 | 1.183e-05 | 1.339e-05 | 1.339e-05 | 1.522e-05 | 1.687e-05 | 2.298e-05 | 2.298e-05 | 2.932e-05 | 2.932e-05 | 2.932e-05 | 3.127e-05 | 3.127e-05 | 3.27e-05 | 3.391e-05 | 3.646e-05 | 3.87e-05 | 5.512e-05 | 5.512e-05 | 6.339e-05 | 5.43e-05 | 5.286e-05 | 5.13e-05 | 5.13e-05 | 4.947e-05
CDP13 | TAS | TAS | Shallow storage | 0 | 0 | 0 | 0 | 0 | 0 | 0 | 0 | 0 | 0 | 0 | 0 | 0 | 0 | 0 | 0 | 0 | 0 | 0 | 0 | 0 | 0 | 0 | 0 | 0 | 0 | 0 | 0
CDP13 | TAS | TAS | Coordinated CER storage | 0.86202 | 1.1897 | 1.5604 | 1.9874 | 2.4806 | 3.1026 | 3.6027 | 4.2371 | 5.0419 | 6.0802 | 7.3806 | 8.9752 | 10.855 | 13.0758 | 15.6258 | 18.4829 | 21.6512 | 25.1679 | 29.047 | 33.2957 | 37.9263 | 43.0768 | 48.6582 | 54.6735 | 61.0336 | 67.7354 | 71.4596 | 74.781
CDP13 | TAS | TAS | Passive CER storage | 18.3551 | 20.1214 | 21.7939 | 23.5599 | 25.4634 | 28.0008 | 30.1463 | 32.4307 | 34.7743 | 37.3199 | 39.9892 | 42.7744 | 45.4739 | 48.2933 | 51.0238 | 53.4633 | 55.579 | 57.5324 | 59.351 | 61.0565 | 63.1414 | 65.3064 | 67.5415 | 69.8609 | 71.8752 | 73.5976 | 75.9416 | 77.9696
CDP14 | NSW | NNSW | Snowy 2.0 | 0 | 0 | 0 | 0 | 0 | 0 | 0 | 0 | 0 | 0 | 0 | 0 | 0 | 0 | 0 | 0 | 0 | 0 | 0 | 0 | 0 | 0 | 0 | 0 | 0 | 0 | 0 | 0
CDP14 | NSW | NNSW | Deep storage | 0 | 0 | 0 | 0 | 0 | 0 | 1.55e-05 | 1.668e-05 | 1.668e-05 | 1.668e-05 | 1.772e-05 | 2.237e-05 | 2.387e-05 | 2.387e-05 | 2.716e-05 | 2.716e-05 | 3.796e-05 | 5.731e-05 | 5.731e-05 | 7.399e-05 | 1000 | 1000 | 1000 | 1000 | 1000 | 1000 | 1000 | 1000
CDP14 | NSW | NNSW | Medium storage | 0 | 0 | 275 | 275.0001 | 382.9079 | 1188.9121 | 1188.9121 | 1188.9121 | 1188.9121 | 1188.9121 | 1188.9121 | 1188.9121 | 1188.9121 | 1188.9121 | 1188.9121 | 1188.9121 | 1188.9121 | 1188.9121 | 1188.9121 | 1188.9121 | 1188.9123 | 1188.9123 | 913.9123 | 1472.974 | 1365.0662 | 1261.5799 | 1261.5799 | 1628.9184
CDP14 | NSW | NNSW | Shallow storage | 0 | 30 | 230 | 430 | 430 | 430 | 430 | 430 | 430 | 400 | 400 | 400 | 400 | 400 | 400 | 400 | 400 | 400 | 400 | 400 | 400 | 400 | 0 | 0 | 0 | 0 | 0 | 0
CDP14 | NSW | NNSW | Coordinated CER storage | 2.9011 | 3.6904 | 4.6278 | 5.5596 | 6.6915 | 7.9992 | 9.7928 | 12.0913 | 14.9199 | 18.3769 | 22.4496 | 27.1895 | 32.5292 | 38.5657 | 45.2506 | 52.5465 | 60.457 | 69.0343 | 78.2621 | 88.1661 | 98.8985 | 110.4266 | 122.6426 | 135.5582 | 148.9852 | 162.8922 | 169.464 | 175.3439
CDP14 | NSW | NNSW | Passive CER storage | 51.9224 | 55.9244 | 59.7457 | 63.1809 | 66.9501 | 72.1109 | 76.9127 | 82.1206 | 87.477 | 93.3283 | 99.3194 | 105.5537 | 111.5324 | 117.7469 | 123.7732 | 129.3342 | 134.4245 | 139.3018 | 143.8527 | 148.1976 | 153.2203 | 158.3806 | 163.6836 | 169.1359 | 173.9747 | 178.2371 | 183.577 | 188.3339
CDP14 | NSW | CNSW | Snowy 2.0 | 0 | 0 | 0 | 0 | 0 | 0 | 0 | 0 | 0 | 0 | 0 | 0 | 0 | 0 | 0 | 0 | 0 | 0 | 0 | 0 | 0 | 0 | 0 | 0 | 0 | 0 | 0 | 0
CDP14 | NSW | CNSW | Deep storage | 247 | 247 | 247 | 247 | 247 | 247 | 247 | 247 | 247 | 247 | 247 | 247 | 247 | 247 | 247 | 247 | 247 | 247 | 247 | 247 | 247 | 247 | 247 | 247 | 247 | 247 | 247 | 247
CDP14 | NSW | CNSW | Medium storage | 0 | 549 | 549 | 917.46 | 917.46 | 957.4945 | 917.4745 | 957.4945 | 917.4745 | 917.4745 | 957.4945 | 917.4745 | 917.4745 | 957.4945 | 957.4945 | 917.4745 | 917.4745 | 917.4745 | 917.4745 | 957.4945 | 917.4745 | 408.4945 | 368.4745 | 368.4745 | 408.4945 | 368.4664 | 368.4664 | 408.4864
CDP14 | NSW | CNSW | Shallow storage | 0 | 20 | 30.0619 | 321.407 | 1706.4866 | 1706.4866 | 1706.4866 | 1706.4866 | 1706.4866 | 1706.4866 | 1706.4866 | 1706.4866 | 1706.4866 | 1706.4866 | 1706.4866 | 1706.4866 | 1706.4866 | 1706.4866 | 1706.4866 | 1706.4866 | 1706.4866 | 1686.4866 | 1676.4247 | 1385.0797 | 124.137 | 124.137 | 124.137 | 124.137
CDP14 | NSW | CNSW | Coordinated CER storage | 1.218 | 1.5545 | 1.9694 | 2.396 | 2.8889 | 3.468 | 4.4484 | 5.7616 | 7.4129 | 9.4548 | 11.9182 | 14.7956 | 18.091 | 21.8271 | 26.0012 | 30.6055 | 35.6384 | 41.1048 | 47.0119 | 53.3576 | 60.2411 | 67.6633 | 75.5332 | 83.8558 | 92.5557 | 101.5813 | 105.8426 | 109.6628
CDP14 | NSW | CNSW | Passive CER storage | 21.7984 | 23.5569 | 25.4252 | 27.2293 | 28.9039 | 31.2635 | 33.4736 | 36.0114 | 38.6022 | 41.3825 | 44.4067 | 47.4404 | 50.4842 | 53.5835 | 56.6421 | 59.5615 | 62.2973 | 64.8483 | 67.2355 | 69.4388 | 72.0568 | 74.8106 | 77.6287 | 80.5076 | 83.1503 | 85.4446 | 88.2195 | 90.7189
CDP14 | NSW | SNSW | Snowy 2.0 | 0 | 0 | 0 | 0 | 2200 | 2200 | 2200 | 2200 | 2200 | 2200 | 2200 | 2200 | 2200 | 2200 | 2200 | 2200 | 2200 | 2200 | 2200 | 2200 | 2200 | 2200 | 2200 | 2200 | 2200 | 2200 | 2200 | 2200
CDP14 | NSW | SNSW | Deep storage | 0 | 0 | 0 | 0 | 0 | 0 | 0 | 0 | 0 | 0 | 0 | 0 | 0 | 0 | 0 | 0 | 0 | 0 | 0 | 0 | 0 | 0 | 0 | 0 | 0 | 0 | 0 | 0
CDP14 | NSW | SNSW | Medium storage | 0 | 50 | 50 | 250 | 250 | 335.0792 | 335.0792 | 335.0792 | 335.0792 | 335.0792 | 335.0792 | 335.0792 | 335.0792 | 335.0792 | 335.0792 | 335.0792 | 335.0792 | 335.0792 | 335.0792 | 335.0792 | 335.0792 | 285.0792 | 285.0792 | 285.0792 | 285.0792 | 237.3584 | 237.3584 | 237.3584
CDP14 | NSW | SNSW | Shallow storage | 309.99 | 318.9 | 318.9 | 318.9 | 318.9 | 319.89 | 318.9 | 319.89 | 318.9 | 318.9 | 319.89 | 318.9 | 318.9 | 319.89 | 319.89 | 318.9 | 318.9 | 318.9 | 308.9 | 259.89 | 258.9 | 249.99 | 249 | 249 | 150 | 150 | 150 | 0
CDP14 | NSW | SNSW | Coordinated CER storage | 2.4469 | 3.1469 | 4.0056 | 4.9448 | 6.063 | 7.344 | 8.8828 | 10.843 | 13.2952 | 16.3304 | 19.989 | 24.3293 | 29.3361 | 35.0941 | 41.5771 | 48.7432 | 56.6101 | 65.2405 | 74.6487 | 84.8616 | 95.9878 | 108.1835 | 121.2843 | 135.2958 | 150.0261 | 165.4879 | 173.4974 | 180.7336
CDP14 | NSW | SNSW | Passive CER storage | 43.7926 | 47.6885 | 51.7125 | 56.1945 | 60.6618 | 66.2045 | 71.0929 | 76.2779 | 81.7101 | 87.5202 | 93.586 | 99.9174 | 106.2198 | 112.7798 | 119.2142 | 125.1293 | 130.5318 | 135.6734 | 140.5429 | 145.2071 | 150.7156 | 156.525 | 162.5649 | 168.7895 | 174.3699 | 179.4516 | 185.5172 | 191.0124
CDP14 | NSW | SNW | Snowy 2.0 | 0 | 0 | 0 | 0 | 0 | 0 | 0 | 0 | 0 | 0 | 0 | 0 | 0 | 0 | 0 | 0 | 0 | 0 | 0 | 0 | 0 | 0 | 0 | 0 | 0 | 0 | 0 | 0
CDP14 | NSW | SNW | Deep storage | 0 | 0 | 0 | 0 | 0 | 0 | 0 | 0 | 0 | 0 | 0 | 0 | 0 | 0 | 0 | 0 | 0 | 0 | 0 | 0 | 0 | 0 | 0 | 0 | 0 | 0 | 0 | 0
CDP14 | NSW | SNW | Medium storage | 0 | 889.1456 | 889.1456 | 889.1456 | 889.1456 | 1316.1399 | 1316.1399 | 1316.1399 | 1316.1399 | 1316.1399 | 1316.1399 | 1316.1399 | 1316.1399 | 1316.1399 | 1316.1399 | 1316.1399 | 1316.1399 | 1316.1399 | 1316.1399 | 1316.1399 | 1316.1399 | 426.9943 | 426.9943 | 426.9944 | 426.9944 | 187.4943 | 187.4943 | 187.4943
CDP14 | NSW | SNW | Shallow storage | 50 | 682.712 | 682.7165 | 682.7187 | 718.3559 | 760.6919 | 1388.2439 | 1460.8199 | 1388.2439 | 1388.2439 | 1460.8199 | 1388.2439 | 1338.2439 | 1410.8199 | 1410.8199 | 1338.2439 | 1338.2439 | 1338.2439 | 1338.2439 | 1410.8199 | 1338.2439 | 885.8199 | 813.2393 | 813.2371 | 853.37 | 780.7939 | 780.7939 | 853.3699
CDP14 | NSW | SNW | Coordinated CER storage | 11.5295 | 14.8171 | 18.6626 | 22.7871 | 27.7997 | 33.4963 | 43.0237 | 55.4305 | 70.9627 | 90.1039 | 112.9793 | 139.8314 | 170.4524 | 205.2684 | 244.1544 | 286.9162 | 333.5338 | 384.2127 | 438.8854 | 497.66 | 560.8937 | 629.5544 | 702.4072 | 779.5514 | 860.1351 | 943.9419 | 983.3503 | 1018.6582
CDP14 | NSW | SNW | Passive CER storage | 206.3463 | 224.5379 | 240.9368 | 258.9593 | 278.1444 | 301.9599 | 322.7208 | 344.5839 | 366.8252 | 390.7075 | 415.6523 | 441.7183 | 467.2367 | 494.0385 | 520.566 | 545.206 | 567.5963 | 588.6361 | 607.8089 | 625.5986 | 647.3132 | 670.0861 | 693.8422 | 718.7364 | 741.3337 | 761.6739 | 786.6727 | 809.1086
CDP14 | QLD | NQ | Borumba | 0 | 0 | 0 | 0 | 0 | 0 | 0 | 0 | 0 | 0 | 0 | 0 | 0 | 0 | 0 | 0 | 0 | 0 | 0 | 0 | 0 | 0 | 0 | 0 | 0 | 0 | 0 | 0
CDP14 | QLD | NQ | Deep storage | 0 | 0 | 0 | 0 | 0 | 0 | 1.049e-05 | 1.203e-05 | 1.203e-05 | 3.508e-05 | 3.508e-05 | 3.508e-05 | 5.237e-05 | 5.237e-05 | 5.647e-05 | 5.647e-05 | 5.647e-05 | 5.91e-05 | 5.91e-05 | 7.374e-05 | 0.00017357 | 0.00018666 | 12.4405 | 19.7736 | 144.0834 | 180.4559 | 180.4559 | 180.4559
CDP14 | QLD | NQ | Medium storage | 250 | 250 | 250 | 250 | 250 | 250 | 250 | 250 | 250 | 250 | 250 | 250 | 250.0001 | 250.0001 | 250.0001 | 250.0001 | 250.0001 | 250.0001 | 250.0001 | 250.0001 | 250.0001 | 250.0001 | 250.0003 | 250.0002 | 250.0002 | 250.0002 | 250.0002 | 250.0002
CDP14 | QLD | NQ | Shallow storage | 0 | 0 | 300 | 300 | 300 | 300 | 300 | 300 | 300 | 300 | 300 | 300 | 300 | 300 | 300 | 300 | 300 | 300 | 300 | 300 | 300 | 300 | 0 | 0 | 0 | 0 | 0 | 0
CDP14 | QLD | NQ | Coordinated CER storage | 1.2167 | 1.5929 | 2.0251 | 2.5236 | 3.12 | 3.8402 | 4.861 | 6.1864 | 7.8245 | 9.8358 | 12.2418 | 15.0717 | 18.2721 | 21.9141 | 25.9728 | 30.4036 | 35.228 | 40.4665 | 46.1292 | 52.2496 | 58.927 | 66.1344 | 73.8088 | 81.9834 | 90.4987 | 99.3492 | 103.7072 | 107.6837
CDP14 | QLD | NQ | Passive CER storage | 21.0552 | 23.4635 | 25.9022 | 28.4576 | 31.3925 | 34.814 | 37.9522 | 41.4162 | 44.9799 | 48.8461 | 52.9834 | 57.3995 | 61.6721 | 66.1572 | 70.6014 | 74.6827 | 78.4936 | 82.1191 | 85.5856 | 89.0361 | 92.9771 | 97.0969 | 101.3628 | 105.886 | 109.9772 | 113.7091 | 117.7593 | 121.4976
CDP14 | QLD | GG | Borumba | 0 | 0 | 0 | 0 | 0 | 0 | 0 | 0 | 0 | 0 | 0 | 0 | 0 | 0 | 0 | 0 | 0 | 0 | 0 | 0 | 0 | 0 | 0 | 0 | 0 | 0 | 0 | 0
CDP14 | QLD | GG | Deep storage | 0 | 0 | 0 | 0 | 0 | 0 | 0 | 0 | 0 | 0 | 0 | 0 | 0 | 0 | 0 | 0 | 0 | 0 | 0 | 0 | 0 | 0 | 0 | 0 | 0 | 0 | 0 | 0
CDP14 | QLD | GG | Medium storage | 0 | 0 | 0 | 2.504e-05 | 2.504e-05 | 5.573e-05 | 5.573e-05 | 6.106e-05 | 6.482e-05 | 7.32e-05 | 7.32e-05 | 7.32e-05 | 0.00011749 | 0.00017775 | 0.00018637 | 0.00018637 | 0.00018637 | 0.00018779 | 0.00018779 | 0.00019251 | 0.00020801 | 0.00023895 | 68.1546 | 68.1564 | 68.1565 | 589.4497 | 589.4497 | 786.186
CDP14 | QLD | GG | Shallow storage | 0 | 400 | 400 | 400 | 400 | 400 | 400 | 400 | 400 | 400 | 400 | 400 | 400 | 400 | 400 | 400 | 400 | 400 | 400 | 400 | 400 | 0 | 0 | 0 | 0 | 0 | 0 | 0
CDP14 | QLD | GG | Coordinated CER storage | 0.066819 | 0.087887 | 0.11153 | 0.14153 | 0.17366 | 0.21572 | 0.29891 | 0.41299 | 0.56211 | 0.74955 | 0.97712 | 1.2471 | 1.5592 | 1.9169 | 2.3184 | 2.7646 | 3.2536 | 3.7908 | 4.3761 | 5.009 | 5.7004 | 6.4465 | 7.2409 | 8.0831 | 8.9664 | 9.8883 | 10.3376 | 10.7449
CDP14 | QLD | GG | Passive CER storage | 1.1563 | 1.2946 | 1.4266 | 1.5959 | 1.7473 | 1.9556 | 2.1352 | 2.3376 | 2.5644 | 2.8105 | 3.0704 | 3.3401 | 3.6127 | 3.8978 | 4.1748 | 4.4417 | 4.6827 | 4.9228 | 5.1563 | 5.3782 | 5.6374 | 5.9123 | 6.1964 | 6.4847 | 6.7498 | 6.9899 | 7.2551 | 7.4911
CDP14 | QLD | CQ | Borumba | 0 | 0 | 0 | 0 | 0 | 0 | 0 | 0 | 0 | 0 | 0 | 0 | 0 | 0 | 0 | 0 | 0 | 0 | 0 | 0 | 0 | 0 | 0 | 0 | 0 | 0 | 0 | 0
CDP14 | QLD | CQ | Deep storage | 0 | 0 | 0 | 0 | 0 | 0 | 1.064e-05 | 1.23e-05 | 1.23e-05 | 2.829e-05 | 2.829e-05 | 2.829e-05 | 3.726e-05 | 4.435e-05 | 4.824e-05 | 4.824e-05 | 4.824e-05 | 5.086e-05 | 5.086e-05 | 5.086e-05 | 0.00020271 | 0.00021492 | 0.00022063 | 0.00023285 | 47.9753 | 365.5538 | 365.5538 | 400
CDP14 | QLD | CQ | Medium storage | 0 | 0 | 0 | 2.757e-05 | 3.391e-05 | 5.677e-05 | 6.866e-05 | 7.423e-05 | 7.863e-05 | 0.00011276 | 0.00011276 | 0.00011276 | 0.00016943 | 0.00023324 | 0.00024591 | 0.00024591 | 0.00024591 | 0.00024917 | 0.00024917 | 0.00025605 | 0.00028074 | 0.00031297 | 69.9951 | 156.5018 | 156.5024 | 559.9809 | 559.9809 | 857.9609
CDP14 | QLD | CQ | Shallow storage | 50 | 50 | 50 | 200 | 200 | 200 | 200 | 200 | 200 | 200 | 200 | 200 | 200 | 200 | 200 | 200 | 200 | 200 | 150 | 150 | 150 | 150 | 150 | 0 | 0 | 0 | 0 | 0
CDP14 | QLD | CQ | Coordinated CER storage | 1.1192 | 1.475 | 1.8705 | 2.3506 | 2.8941 | 3.5651 | 4.6403 | 6.0457 | 7.8273 | 10.0404 | 12.6969 | 15.8224 | 19.4074 | 23.4888 | 28.0554 | 33.0802 | 38.5531 | 44.5354 | 51.0196 | 58.024 | 65.6952 | 73.9546 | 82.751 | 92.094 | 101.874 | 112.0393 | 117.0219 | 121.5395
CDP14 | QLD | CQ | Passive CER storage | 19.3666 | 21.7275 | 23.9255 | 26.506 | 29.119 | 32.3201 | 35.3739 | 38.6267 | 42.1175 | 45.9487 | 49.9898 | 54.2028 | 58.4551 | 62.8527 | 67.2149 | 71.3089 | 75.0313 | 78.6845 | 82.1837 | 85.591 | 89.6089 | 93.7355 | 98.007 | 102.4317 | 106.5375 | 110.2123 | 114.1759 | 117.7274
CDP14 | QLD | SQ | Borumba | 0 | 0 | 0 | 0 | 0 | 0 | 0 | 1998 | 1998 | 1998 | 1998 | 1998 | 1998 | 1998 | 1998 | 1998 | 1998 | 1998 | 1998 | 1998 | 1998 | 1998 | 1998 | 1998 | 1998 | 1998 | 1998 | 1998
CDP14 | QLD | SQ | Deep storage | 0 | 0 | 0 | 0 | 0 | 0 | 0 | 0 | 0 | 0 | 0 | 0 | 0 | 0 | 0 | 0 | 0 | 0 | 0 | 0 | 0 | 0 | 0 | 0 | 0 | 0 | 0 | 0
CDP14 | QLD | SQ | Medium storage | 570 | 570 | 570 | 570 | 570 | 570 | 570 | 570.0001 | 570.0001 | 570.0001 | 570.0001 | 570.0001 | 570.0001 | 570.0001 | 570.0002 | 570.0002 | 570.0002 | 570.0002 | 570.0002 | 570.0002 | 570.0002 | 570.0002 | 1124.2268 | 1124.2268 | 1124.2268 | 1370.9237 | 1370.9237 | 1370.9237
CDP14 | QLD | SQ | Shallow storage | 853.76 | 1159.76 | 1159.76 | 1159.76 | 1159.76 | 1159.76 | 1159.76 | 1159.76 | 1159.76 | 1159.76 | 1159.76 | 1159.76 | 1159.76 | 1159.76 | 1059.76 | 1059.76 | 1059.76 | 1059.76 | 1059.76 | 1059.76 | 759.76 | 509.76 | 509.76 | 509.76 | 254.96 | 254.96 | 254.96 | 154.96
CDP14 | QLD | SQ | Coordinated CER storage | 5.9349 | 7.8549 | 10.0673 | 12.639 | 15.6606 | 19.5036 | 26.1745 | 34.9449 | 45.9905 | 59.704 | 76.2037 | 95.6949 | 118.0268 | 143.566 | 172.1726 | 203.6626 | 237.961 | 275.4027 | 316.0829 | 360.0365 | 407.5661 | 459.4511 | 514.7474 | 573.5005 | 635.0211 | 699.1749 | 730.6031 | 759.1308
CDP14 | QLD | SQ | Passive CER storage | 102.7017 | 115.7072 | 128.7691 | 142.5235 | 157.5718 | 176.8119 | 194.2469 | 213.1165 | 232.7482 | 254.1827 | 276.937 | 301.0369 | 325.0195 | 350.4149 | 375.6131 | 399.0493 | 420.0192 | 440.1605 | 459.7105 | 478.6237 | 501.0311 | 524.6191 | 549.2404 | 574.878 | 598.5559 | 620.3463 | 643.8322 | 664.9847
CDP14 | VIC | VIC | Deep storage | 0 | 0 | 0 | 0 | 0 | 0 | 9.74e-06 | 1.453e-05 | 2.711e-05 | 4.571e-05 | 4.571e-05 | 4.571e-05 | 4.571e-05 | 4.571e-05 | 4.713e-05 | 4.91e-05 | 4.91e-05 | 4.91e-05 | 5.116e-05 | 5.794e-05 | 480.6697 | 480.6697 | 480.6697 | 480.6697 | 480.6697 | 488.5851 | 488.5851 | 547.9215
CDP14 | VIC | VIC | Medium storage | 0 | 0 | 350 | 350 | 350 | 350 | 350 | 350 | 350 | 350.0001 | 350.0001 | 350.0001 | 350.0001 | 350.0001 | 350.0001 | 350.0001 | 350.0001 | 350.0001 | 350.0001 | 350.0001 | 350.0001 | 350.0001 | 0.00011148 | 0.00035457 | 0.00034866 | 0.00033836 | 0.00033836 | 0.00033533
CDP14 | VIC | VIC | Shallow storage | 479.13 | 1990.64 | 2055.4404 | 2510.5132 | 2502.8132 | 2703.23 | 2710.53 | 3222.2299 | 3733.1699 | 4243.0399 | 5851.9198 | 5851.9198 | 5858.5198 | 5851.9198 | 5846.9198 | 5846.9198 | 5846.9198 | 5546.9198 | 5546.9198 | 5396.9198 | 5203.5198 | 4902.2098 | 4513.7094 | 4208.2367 | 4208.2367 | 3978.2199 | 3378.2199 | 2866.5199
CDP14 | VIC | VIC | Coordinated CER storage | 15.1363 | 20.7187 | 26.6998 | 33.6099 | 42.073 | 52.0251 | 65.3888 | 82.4785 | 103.5543 | 129.304 | 159.8675 | 195.5802 | 236.092 | 282.1042 | 333.3048 | 389.2764 | 449.9516 | 515.8702 | 587.1309 | 663.853 | 746.8741 | 837.0114 | 932.8772 | 1034.5743 | 1140.6225 | 1250.7708 | 1304.751 | 1353.7071
CDP14 | VIC | VIC | Passive CER storage | 301.4603 | 331.822 | 361.74 | 393.4245 | 427.1076 | 470.0826 | 508.8755 | 550.5086 | 593.6031 | 640.251 | 689.3259 | 740.7945 | 791.6143 | 844.9475 | 897.6568 | 946.6059 | 991.0946 | 1033.8217 | 1074.9606 | 1114.8568 | 1161.2955 | 1209.6656 | 1259.8506 | 1312.0582 | 1360.0652 | 1403.9921 | 1454.6296 | 1500.8336
CDP14 | SA | CSA | Deep storage | 0 | 0 | 0 | 0 | 0 | 0 | 5.35e-06 | 5.35e-06 | 6.5e-06 | 6.5e-06 | 6.5e-06 | 6.5e-06 | 6.5e-06 | 8.45e-06 | 1.021e-05 | 1.021e-05 | 1.021e-05 | 1.021e-05 | 1.021e-05 | 1.021e-05 | 2.075e-05 | 2.075e-05 | 2.075e-05 | 2.075e-05 | 2.075e-05 | 2.075e-05 | 2.075e-05 | 2.595e-05
CDP14 | SA | CSA | Medium storage | 0 | 0 | 0 | 2.25e-05 | 2.874e-05 | 3.84e-05 | 3.84e-05 | 3.969e-05 | 3.969e-05 | 4.241e-05 | 4.241e-05 | 4.241e-05 | 4.241e-05 | 4.674e-05 | 5.418e-05 | 5.418e-05 | 5.418e-05 | 5.418e-05 | 5.418e-05 | 5.418e-05 | 0.0001045 | 0.00010743 | 0.0001225 | 1072.8642 | 1072.8642 | 1530.3548 | 1530.3548 | 1530.3548
CDP14 | SA | CSA | Shallow storage | 656.2 | 951.18 | 1569.6392 | 2801.791 | 2807.811 | 2801.791 | 2771.791 | 2771.791 | 2771.791 | 2771.791 | 2771.791 | 2771.791 | 2771.791 | 2771.791 | 2771.791 | 2771.791 | 2771.791 | 2759.791 | 2765.811 | 2509.091 | 2315.111 | 2153.111 | 1534.6518 | 406.9858 | 365.4858 | 254.4858 | 254.4858 | 254.4858
CDP14 | SA | CSA | Coordinated CER storage | 62.4605 | 69.574 | 76.4942 | 84.1684 | 92.1358 | 101.9094 | 111.3026 | 121.9009 | 133.5508 | 146.6546 | 161.056 | 176.8714 | 193.5765 | 211.7514 | 230.9299 | 250.6652 | 270.8794 | 292.0065 | 314.1066 | 337.1741 | 362.1662 | 388.8506 | 416.8107 | 446.0604 | 475.6817 | 505.6161 | 520.6813 | 534.0007
CDP14 | SA | CSA | Passive CER storage | 176.8412 | 189.127 | 200.7947 | 212.4134 | 224.7795 | 239.333 | 252.1373 | 265.4672 | 278.7557 | 292.6711 | 306.7404 | 321.0593 | 334.5405 | 348.2941 | 361.3463 | 372.8549 | 382.7225 | 391.8089 | 400.2474 | 408.0508 | 417.2101 | 426.5738 | 436.0668 | 445.6894 | 454.0331 | 461.1754 | 471.3591 | 480.3156
CDP14 | SA | SESA | Deep storage | 0 | 0 | 0 | 0 | 0 | 0 | 0 | 0 | 0 | 0 | 0 | 0 | 0 | 0 | 0 | 0 | 0 | 0 | 0 | 0 | 0 | 0 | 0 | 0 | 0 | 0 | 0 | 0
CDP14 | SA | SESA | Medium storage | 0 | 0 | 0 | 2.185e-05 | 2.806e-05 | 3.673e-05 | 3.673e-05 | 3.673e-05 | 3.863e-05 | 4.017e-05 | 4.017e-05 | 4.017e-05 | 4.316e-05 | 6.813e-05 | 7.408e-05 | 7.408e-05 | 7.408e-05 | 7.408e-05 | 7.408e-05 | 7.511e-05 | 8.822e-05 | 9.13e-05 | 9.691e-05 | 45.3907 | 45.3907 | 45.3907 | 45.3907 | 45.3907
CDP14 | SA | SESA | Shallow storage | 25 | 25 | 25 | 25 | 25 | 25 | 25 | 25 | 25 | 25 | 0 | 0 | 0 | 0 | 0 | 0 | 0 | 0 | 0 | 0 | 0 | 0 | 0 | 0 | 0 | 0 | 0 | 0
CDP14 | SA | SESA | Coordinated CER storage | 2.2312 | 2.5031 | 2.7724 | 3.0693 | 3.3785 | 3.771 | 4.1547 | 4.5772 | 5.0453 | 5.5905 | 6.2292 | 6.8967 | 7.6454 | 8.4204 | 9.2343 | 10.0864 | 10.97 | 11.8923 | 12.8505 | 13.8935 | 15.057 | 16.2673 | 17.5209 | 18.834 | 20.1658 | 21.5197 | 22.1956 | 22.8328
CDP14 | SA | SESA | Passive CER storage | 6.3171 | 6.8043 | 7.2775 | 7.7459 | 8.2424 | 8.8562 | 9.3849 | 9.9001 | 10.4074 | 10.9659 | 11.6011 | 12.1692 | 12.779 | 13.3159 | 13.8063 | 14.2494 | 14.6336 | 14.9745 | 15.2687 | 15.6028 | 16.033 | 16.4336 | 16.813 | 17.1981 | 17.5263 | 17.8106 | 18.2151 | 18.6306
CDP14 | TAS | TAS | Deep storage | 0 | 0 | 0 | 0 | 0 | 0 | 2.779e-05 | 3.337e-05 | 4.496e-05 | 4.496e-05 | 4.496e-05 | 4.496e-05 | 5.5908 | 53.3171 | 53.3171 | 53.3171 | 53.3172 | 53.3172 | 172.9971 | 455.8183 | 922.618 | 922.618 | 922.618 | 922.618 | 922.618 | 922.618 | 922.618 | 922.618
CDP14 | TAS | TAS | Medium storage | 0 | 0 | 0 | 1.868e-05 | 2.117e-05 | 2.357e-05 | 2.357e-05 | 2.357e-05 | 2.558e-05 | 2.783e-05 | 2.783e-05 | 2.783e-05 | 3.085e-05 | 4.218e-05 | 4.508e-05 | 4.508e-05 | 4.642e-05 | 4.642e-05 | 4.642e-05 | 4.983e-05 | 6.088e-05 | 6.193e-05 | 6.383e-05 | 6.439e-05 | 6.19e-05 | 5.949e-05 | 5.949e-05 | 5.949e-05
CDP14 | TAS | TAS | Shallow storage | 0 | 0 | 0 | 0 | 0 | 0 | 0 | 0 | 0 | 0 | 0 | 0 | 0 | 0 | 0 | 0 | 0 | 0 | 0 | 0 | 0 | 0 | 0 | 0 | 0 | 0 | 0 | 0
CDP14 | TAS | TAS | Coordinated CER storage | 0.86202 | 1.1897 | 1.5604 | 1.9874 | 2.4806 | 3.1026 | 3.6027 | 4.2371 | 5.0419 | 6.0802 | 7.3806 | 8.9752 | 10.855 | 13.0758 | 15.6258 | 18.4829 | 21.6512 | 25.1679 | 29.047 | 33.2957 | 37.9263 | 43.0768 | 48.6582 | 54.6735 | 61.0336 | 67.7354 | 71.4596 | 74.781
CDP14 | TAS | TAS | Passive CER storage | 18.3551 | 20.1214 | 21.7939 | 23.5599 | 25.4634 | 28.0008 | 30.1463 | 32.4307 | 34.7743 | 37.3199 | 39.9892 | 42.7744 | 45.4739 | 48.2933 | 51.0238 | 53.4633 | 55.579 | 57.5324 | 59.351 | 61.0565 | 63.1414 | 65.3064 | 67.5415 | 69.8609 | 71.8752 | 73.5976 | 75.9416 | 77.9696
CDP15 | NSW | NNSW | Snowy 2.0 | 0 | 0 | 0 | 0 | 0 | 0 | 0 | 0 | 0 | 0 | 0 | 0 | 0 | 0 | 0 | 0 | 0 | 0 | 0 | 0 | 0 | 0 | 0 | 0 | 0 | 0 | 0 | 0
CDP15 | NSW | NNSW | Deep storage | 0 | 0 | 0 | 0 | 0 | 0 | 9.38e-06 | 1.434e-05 | 1.434e-05 | 1.434e-05 | 2.134e-05 | 2.912e-05 | 3.62e-05 | 3.62e-05 | 3.909e-05 | 3.909e-05 | 4.139e-05 | 4.753e-05 | 4.753e-05 | 5.918e-05 | 1000 | 1000 | 1000 | 1000 | 1000 | 1000 | 1000 | 1000
CDP15 | NSW | NNSW | Medium storage | 0 | 0 | 275 | 275 | 382.9082 | 1188.8611 | 1188.8611 | 1188.8611 | 1188.8611 | 1188.8611 | 1188.8611 | 1188.8612 | 1188.8612 | 1188.8612 | 1188.8612 | 1188.8612 | 1188.8612 | 1188.8612 | 1188.8612 | 1188.8612 | 1188.8613 | 1188.8613 | 913.8613 | 1506.8386 | 1398.9305 | 1296.3789 | 1296.3789 | 1628.894
CDP15 | NSW | NNSW | Shallow storage | 0 | 30 | 230 | 430 | 430 | 430 | 430 | 430 | 430 | 400 | 400 | 400 | 400 | 400 | 400 | 400 | 400 | 400 | 400 | 400 | 400 | 400 | 0 | 0 | 0 | 0 | 0 | 0
CDP15 | NSW | NNSW | Coordinated CER storage | 2.9011 | 3.6904 | 4.6278 | 5.5596 | 6.6915 | 7.9992 | 9.7928 | 12.0913 | 14.9199 | 18.3769 | 22.4496 | 27.1895 | 32.5292 | 38.5657 | 45.2506 | 52.5465 | 60.457 | 69.0343 | 78.2621 | 88.1661 | 98.8985 | 110.4266 | 122.6426 | 135.5582 | 148.9852 | 162.8922 | 169.464 | 175.3439
CDP15 | NSW | NNSW | Passive CER storage | 51.9224 | 55.9244 | 59.7457 | 63.1809 | 66.9501 | 72.1109 | 76.9127 | 82.1206 | 87.477 | 93.3283 | 99.3194 | 105.5537 | 111.5324 | 117.7469 | 123.7732 | 129.3342 | 134.4245 | 139.3018 | 143.8527 | 148.1976 | 153.2203 | 158.3806 | 163.6836 | 169.1359 | 173.9747 | 178.2371 | 183.577 | 188.3339
CDP15 | NSW | CNSW | Snowy 2.0 | 0 | 0 | 0 | 0 | 0 | 0 | 0 | 0 | 0 | 0 | 0 | 0 | 0 | 0 | 0 | 0 | 0 | 0 | 0 | 0 | 0 | 0 | 0 | 0 | 0 | 0 | 0 | 0
CDP15 | NSW | CNSW | Deep storage | 247 | 247 | 247 | 247 | 247 | 247 | 247 | 247 | 247 | 247 | 247 | 247 | 247 | 247 | 247 | 247 | 247 | 247 | 247 | 247 | 247 | 247 | 247 | 247 | 247 | 247 | 247 | 247
CDP15 | NSW | CNSW | Medium storage | 0 | 549 | 549 | 917.46 | 917.46 | 957.4894 | 917.4694 | 957.4894 | 917.4694 | 917.4694 | 957.4894 | 917.4694 | 917.4694 | 957.4894 | 957.4894 | 917.4694 | 917.4694 | 917.4694 | 917.4694 | 957.4894 | 917.4694 | 408.4894 | 368.4694 | 368.4694 | 408.4894 | 368.4641 | 368.4641 | 408.4842
CDP15 | NSW | CNSW | Shallow storage | 0 | 20 | 30.045 | 321.6732 | 1706.7474 | 1706.7474 | 1706.7474 | 1706.7474 | 1706.7474 | 1706.7474 | 1706.7474 | 1706.7474 | 1706.7474 | 1706.7474 | 1706.7474 | 1706.7474 | 1706.7474 | 1706.7474 | 1706.7474 | 1706.7474 | 1706.7474 | 1686.7474 | 1676.7025 | 1385.0742 | 124.1368 | 124.1368 | 124.1368 | 124.1368
CDP15 | NSW | CNSW | Coordinated CER storage | 1.218 | 1.5545 | 1.9694 | 2.396 | 2.8889 | 3.468 | 4.4484 | 5.7616 | 7.4129 | 9.4548 | 11.9182 | 14.7956 | 18.091 | 21.8271 | 26.0012 | 30.6055 | 35.6384 | 41.1048 | 47.0119 | 53.3576 | 60.2411 | 67.6633 | 75.5332 | 83.8558 | 92.5557 | 101.5813 | 105.8426 | 109.6628
CDP15 | NSW | CNSW | Passive CER storage | 21.7984 | 23.5569 | 25.4252 | 27.2293 | 28.9039 | 31.2635 | 33.4736 | 36.0114 | 38.6022 | 41.3825 | 44.4067 | 47.4404 | 50.4842 | 53.5835 | 56.6421 | 59.5615 | 62.2973 | 64.8483 | 67.2355 | 69.4388 | 72.0568 | 74.8106 | 77.6287 | 80.5076 | 83.1503 | 85.4446 | 88.2195 | 90.7189
CDP15 | NSW | SNSW | Snowy 2.0 | 0 | 0 | 0 | 0 | 2200 | 2200 | 2200 | 2200 | 2200 | 2200 | 2200 | 2200 | 2200 | 2200 | 2200 | 2200 | 2200 | 2200 | 2200 | 2200 | 2200 | 2200 | 2200 | 2200 | 2200 | 2200 | 2200 | 2200
CDP15 | NSW | SNSW | Deep storage | 0 | 0 | 0 | 0 | 0 | 0 | 0 | 0 | 0 | 0 | 0 | 0 | 0 | 0 | 0 | 0 | 0 | 0 | 0 | 0 | 0 | 0 | 0 | 0 | 0 | 0 | 0 | 0
CDP15 | NSW | SNSW | Medium storage | 0 | 50 | 50 | 250 | 250 | 346.3614 | 346.3614 | 346.3614 | 346.3614 | 346.3614 | 346.3614 | 346.3614 | 346.3614 | 346.3614 | 346.3614 | 346.3614 | 346.3614 | 346.3614 | 346.3614 | 346.3614 | 346.3615 | 296.3615 | 296.3615 | 296.3615 | 296.3615 | 242.3126 | 242.3126 | 242.3126
CDP15 | NSW | SNSW | Shallow storage | 309.99 | 318.9 | 318.9 | 318.9 | 318.9 | 319.89 | 318.9 | 319.89 | 318.9 | 318.9 | 319.89 | 318.9 | 318.9 | 319.89 | 319.89 | 318.9 | 318.9 | 318.9 | 308.9 | 259.89 | 258.9 | 249.99 | 249 | 249 | 150 | 150 | 150 | 0
CDP15 | NSW | SNSW | Coordinated CER storage | 2.4469 | 3.1469 | 4.0056 | 4.9448 | 6.063 | 7.344 | 8.8828 | 10.843 | 13.2952 | 16.3304 | 19.989 | 24.3293 | 29.3361 | 35.0941 | 41.5771 | 48.7432 | 56.6101 | 65.2405 | 74.6487 | 84.8616 | 95.9878 | 108.1835 | 121.2843 | 135.2958 | 150.0261 | 165.4879 | 173.4974 | 180.7336
CDP15 | NSW | SNSW | Passive CER storage | 43.7926 | 47.6885 | 51.7125 | 56.1945 | 60.6618 | 66.2045 | 71.0929 | 76.2779 | 81.7101 | 87.5202 | 93.586 | 99.9174 | 106.2198 | 112.7798 | 119.2142 | 125.1293 | 130.5318 | 135.6734 | 140.5429 | 145.2071 | 150.7156 | 156.525 | 162.5649 | 168.7895 | 174.3699 | 179.4516 | 185.5172 | 191.0124
CDP15 | NSW | SNW | Snowy 2.0 | 0 | 0 | 0 | 0 | 0 | 0 | 0 | 0 | 0 | 0 | 0 | 0 | 0 | 0 | 0 | 0 | 0 | 0 | 0 | 0 | 0 | 0 | 0 | 0 | 0 | 0 | 0 | 0
CDP15 | NSW | SNW | Deep storage | 0 | 0 | 0 | 0 | 0 | 0 | 0 | 0 | 0 | 0 | 0 | 0 | 0 | 0 | 0 | 0 | 0 | 0 | 0 | 0 | 0 | 0 | 0 | 0 | 0 | 0 | 0 | 0
CDP15 | NSW | SNW | Medium storage | 0 | 889.1447 | 889.1447 | 889.1448 | 889.1448 | 1304.9128 | 1304.9128 | 1304.9128 | 1304.9128 | 1304.9128 | 1304.9128 | 1304.9128 | 1304.9128 | 1304.9128 | 1304.9128 | 1304.9128 | 1304.9128 | 1304.9128 | 1304.9128 | 1304.9128 | 1304.9128 | 415.7681 | 415.7681 | 415.7682 | 415.7682 | 182.5646 | 182.5646 | 182.5646
CDP15 | NSW | SNW | Shallow storage | 50 | 682.712 | 682.7148 | 682.7161 | 718.3584 | 760.6944 | 1388.2464 | 1460.8224 | 1388.2464 | 1388.2464 | 1460.8224 | 1388.2464 | 1338.2464 | 1410.8224 | 1410.8224 | 1338.2464 | 1338.2464 | 1338.2464 | 1338.2464 | 1410.8224 | 1338.2464 | 885.8224 | 813.2436 | 813.2423 | 853.3704 | 780.7944 | 780.7944 | 853.3704
CDP15 | NSW | SNW | Coordinated CER storage | 11.5295 | 14.8171 | 18.6626 | 22.7871 | 27.7997 | 33.4963 | 43.0237 | 55.4305 | 70.9627 | 90.1039 | 112.9793 | 139.8314 | 170.4524 | 205.2684 | 244.1544 | 286.9162 | 333.5338 | 384.2127 | 438.8854 | 497.66 | 560.8937 | 629.5544 | 702.4072 | 779.5514 | 860.1351 | 943.9419 | 983.3503 | 1018.6582
CDP15 | NSW | SNW | Passive CER storage | 206.3463 | 224.5379 | 240.9368 | 258.9593 | 278.1444 | 301.9599 | 322.7208 | 344.5839 | 366.8252 | 390.7075 | 415.6523 | 441.7183 | 467.2367 | 494.0385 | 520.566 | 545.206 | 567.5963 | 588.6361 | 607.8089 | 625.5986 | 647.3132 | 670.0861 | 693.8422 | 718.7364 | 741.3337 | 761.6739 | 786.6727 | 809.1086
CDP15 | QLD | NQ | Borumba | 0 | 0 | 0 | 0 | 0 | 0 | 0 | 0 | 0 | 0 | 0 | 0 | 0 | 0 | 0 | 0 | 0 | 0 | 0 | 0 | 0 | 0 | 0 | 0 | 0 | 0 | 0 | 0
CDP15 | QLD | NQ | Deep storage | 0 | 0 | 0 | 0 | 0 | 0 | 6.34e-06 | 1.022e-05 | 1.022e-05 | 4.421e-05 | 4.421e-05 | 4.421e-05 | 6.484e-05 | 6.484e-05 | 6.837e-05 | 6.837e-05 | 6.837e-05 | 6.837e-05 | 6.837e-05 | 7.952e-05 | 0.00014033 | 0.00014703 | 6.8298 | 19.8346 | 140.8687 | 180.4721 | 180.4721 | 180.67
CDP15 | QLD | NQ | Medium storage | 250 | 250 | 250 | 250 | 250 | 250 | 250 | 250 | 250 | 250 | 250 | 250 | 250.0001 | 250.0001 | 250.0001 | 250.0001 | 250.0001 | 250.0001 | 250.0001 | 250.0001 | 250.0001 | 250.0001 | 250.0002 | 250.0002 | 250.0002 | 250.0002 | 250.0002 | 250.0002
CDP15 | QLD | NQ | Shallow storage | 0 | 0 | 300 | 300 | 300 | 300 | 300 | 300 | 300 | 300 | 300 | 300 | 300 | 300 | 300 | 300 | 300 | 300 | 300 | 300 | 300 | 300 | 0 | 0 | 0 | 0 | 0 | 0
CDP15 | QLD | NQ | Coordinated CER storage | 1.2167 | 1.5929 | 2.0251 | 2.5236 | 3.12 | 3.8402 | 4.861 | 6.1864 | 7.8245 | 9.8358 | 12.2418 | 15.0717 | 18.2721 | 21.9141 | 25.9728 | 30.4036 | 35.228 | 40.4665 | 46.1292 | 52.2496 | 58.927 | 66.1344 | 73.8088 | 81.9834 | 90.4987 | 99.3492 | 103.7072 | 107.6837
CDP15 | QLD | NQ | Passive CER storage | 21.0552 | 23.4635 | 25.9022 | 28.4576 | 31.3925 | 34.814 | 37.9522 | 41.4162 | 44.9799 | 48.8461 | 52.9834 | 57.3995 | 61.6721 | 66.1572 | 70.6014 | 74.6827 | 78.4936 | 82.1191 | 85.5856 | 89.0361 | 92.9771 | 97.0969 | 101.3628 | 105.886 | 109.9772 | 113.7091 | 117.7593 | 121.4976
CDP15 | QLD | GG | Borumba | 0 | 0 | 0 | 0 | 0 | 0 | 0 | 0 | 0 | 0 | 0 | 0 | 0 | 0 | 0 | 0 | 0 | 0 | 0 | 0 | 0 | 0 | 0 | 0 | 0 | 0 | 0 | 0
CDP15 | QLD | GG | Deep storage | 0 | 0 | 0 | 0 | 0 | 0 | 0 | 0 | 0 | 0 | 0 | 0 | 0 | 0 | 0 | 0 | 0 | 0 | 0 | 0 | 0 | 0 | 0 | 0 | 0 | 0 | 0 | 0
CDP15 | QLD | GG | Medium storage | 0 | 0 | 0 | 1.515e-05 | 1.515e-05 | 3.373e-05 | 3.373e-05 | 3.512e-05 | 3.935e-05 | 6.848e-05 | 6.848e-05 | 6.848e-05 | 0.00011451 | 0.00019374 | 0.00020279 | 0.00020279 | 0.00020279 | 0.00020404 | 0.00020404 | 0.00021111 | 0.00022124 | 0.00025001 | 81.2028 | 81.4137 | 81.4138 | 456.5464 | 456.5464 | 662.6542
CDP15 | QLD | GG | Shallow storage | 0 | 400 | 400 | 400 | 400 | 400 | 400 | 400 | 400 | 400 | 400 | 400 | 400 | 400 | 400 | 400 | 400 | 400 | 400 | 400 | 400 | 0 | 0 | 0 | 0 | 0 | 0 | 0
CDP15 | QLD | GG | Coordinated CER storage | 0.066819 | 0.087887 | 0.11153 | 0.14153 | 0.17366 | 0.21572 | 0.29891 | 0.41299 | 0.56211 | 0.74955 | 0.97712 | 1.2471 | 1.5592 | 1.9169 | 2.3184 | 2.7646 | 3.2536 | 3.7908 | 4.3761 | 5.009 | 5.7004 | 6.4465 | 7.2409 | 8.0831 | 8.9664 | 9.8883 | 10.3376 | 10.7449
CDP15 | QLD | GG | Passive CER storage | 1.1563 | 1.2946 | 1.4266 | 1.5959 | 1.7473 | 1.9556 | 2.1352 | 2.3376 | 2.5644 | 2.8105 | 3.0704 | 3.3401 | 3.6127 | 3.8978 | 4.1748 | 4.4417 | 4.6827 | 4.9228 | 5.1563 | 5.3782 | 5.6374 | 5.9123 | 6.1964 | 6.4847 | 6.7498 | 6.9899 | 7.2551 | 7.4911
CDP15 | QLD | CQ | Borumba | 0 | 0 | 0 | 0 | 0 | 0 | 0 | 0 | 0 | 0 | 0 | 0 | 0 | 0 | 0 | 0 | 0 | 0 | 0 | 0 | 0 | 0 | 0 | 0 | 0 | 0 | 0 | 0
CDP15 | QLD | CQ | Deep storage | 0 | 0 | 0 | 0 | 0 | 0 | 6.44e-06 | 1.008e-05 | 1.008e-05 | 3.565e-05 | 3.565e-05 | 3.565e-05 | 4.314e-05 | 6.037e-05 | 6.39e-05 | 6.39e-05 | 6.39e-05 | 6.39e-05 | 6.39e-05 | 6.815e-05 | 0.0001627 | 0.00016588 | 0.00017209 | 0.00018586 | 61.6132 | 361.5883 | 361.5883 | 400
CDP15 | QLD | CQ | Medium storage | 0 | 0 | 0 | 1.668e-05 | 2.053e-05 | 3.436e-05 | 4.156e-05 | 4.88e-05 | 5.194e-05 | 0.00011911 | 0.00011911 | 0.00011911 | 0.00017012 | 0.00026265 | 0.00027538 | 0.00027538 | 0.00027538 | 0.00027538 | 0.00027538 | 0.00028184 | 0.00030143 | 0.00033279 | 81.1811 | 165.6738 | 165.6743 | 727.3167 | 727.3167 | 1043.2944
CDP15 | QLD | CQ | Shallow storage | 50 | 50 | 50 | 200 | 200 | 200 | 200 | 200 | 200 | 200 | 200 | 200 | 200 | 200 | 200 | 200 | 200 | 200 | 150 | 150 | 150 | 150 | 150 | 0 | 0 | 0 | 0 | 0
CDP15 | QLD | CQ | Coordinated CER storage | 1.1192 | 1.475 | 1.8705 | 2.3506 | 2.8941 | 3.5651 | 4.6403 | 6.0457 | 7.8273 | 10.0404 | 12.6969 | 15.8224 | 19.4074 | 23.4888 | 28.0554 | 33.0802 | 38.5531 | 44.5354 | 51.0196 | 58.024 | 65.6952 | 73.9546 | 82.751 | 92.094 | 101.874 | 112.0393 | 117.0219 | 121.5395
CDP15 | QLD | CQ | Passive CER storage | 19.3666 | 21.7275 | 23.9255 | 26.506 | 29.119 | 32.3201 | 35.3739 | 38.6267 | 42.1175 | 45.9487 | 49.9898 | 54.2028 | 58.4551 | 62.8527 | 67.2149 | 71.3089 | 75.0313 | 78.6845 | 82.1837 | 85.591 | 89.6089 | 93.7355 | 98.007 | 102.4317 | 106.5375 | 110.2123 | 114.1759 | 117.7274
CDP15 | QLD | SQ | Borumba | 0 | 0 | 0 | 0 | 0 | 0 | 0 | 1998 | 1998 | 1998 | 1998 | 1998 | 1998 | 1998 | 1998 | 1998 | 1998 | 1998 | 1998 | 1998 | 1998 | 1998 | 1998 | 1998 | 1998 | 1998 | 1998 | 1998
CDP15 | QLD | SQ | Deep storage | 0 | 0 | 0 | 0 | 0 | 0 | 0 | 0 | 0 | 0 | 0 | 0 | 0 | 0 | 0 | 0 | 0 | 0 | 0 | 0 | 0 | 0 | 0 | 0 | 0 | 0 | 0 | 0
CDP15 | QLD | SQ | Medium storage | 570 | 570 | 570 | 570 | 570 | 570 | 570 | 570 | 570 | 570.0001 | 570.0001 | 570.0001 | 570.0001 | 570.0002 | 570.0002 | 570.0002 | 570.0002 | 570.0002 | 570.0002 | 570.0002 | 570.0002 | 570.0002 | 1105.9316 | 1105.9316 | 1105.9316 | 1386.162 | 1386.162 | 1386.162
CDP15 | QLD | SQ | Shallow storage | 853.76 | 1159.76 | 1159.76 | 1159.76 | 1159.76 | 1159.76 | 1159.76 | 1159.76 | 1159.76 | 1159.76 | 1159.76 | 1159.76 | 1159.76 | 1159.76 | 1059.76 | 1059.76 | 1059.76 | 1059.76 | 1059.76 | 1059.76 | 759.76 | 509.76 | 509.76 | 509.76 | 254.96 | 254.96 | 254.96 | 154.96
CDP15 | QLD | SQ | Coordinated CER storage | 5.9349 | 7.8549 | 10.0673 | 12.639 | 15.6606 | 19.5036 | 26.1745 | 34.9449 | 45.9905 | 59.704 | 76.2037 | 95.6949 | 118.0268 | 143.566 | 172.1726 | 203.6626 | 237.961 | 275.4027 | 316.0829 | 360.0365 | 407.5661 | 459.4511 | 514.7474 | 573.5005 | 635.0211 | 699.1749 | 730.6031 | 759.1308
CDP15 | QLD | SQ | Passive CER storage | 102.7017 | 115.7072 | 128.7691 | 142.5235 | 157.5718 | 176.8119 | 194.2469 | 213.1165 | 232.7482 | 254.1827 | 276.937 | 301.0369 | 325.0195 | 350.4149 | 375.6131 | 399.0493 | 420.0192 | 440.1605 | 459.7105 | 478.6237 | 501.0311 | 524.6191 | 549.2404 | 574.878 | 598.5559 | 620.3463 | 643.8322 | 664.9847
CDP15 | VIC | VIC | Deep storage | 0 | 0 | 0 | 0 | 0 | 0 | 5.89e-06 | 1.893e-05 | 3.784e-05 | 9.299e-05 | 9.299e-05 | 9.299e-05 | 9.299e-05 | 9.897e-05 | 9.897e-05 | 0.00010041 | 0.00010152 | 0.00010269 | 0.00010458 | 0.00011161 | 472.429 | 472.429 | 472.429 | 472.429 | 475.0808 | 486.2252 | 486.2252 | 552.5515
CDP15 | VIC | VIC | Medium storage | 0 | 0 | 350 | 350 | 350 | 350 | 350 | 350 | 350 | 350.0001 | 350.0001 | 350.0001 | 350.0001 | 350.0001 | 350.0001 | 350.0001 | 350.0001 | 350.0001 | 350.0001 | 350.0001 | 350.0001 | 350.0001 | 0.00013104 | 0.00034334 | 0.00033973 | 0.0003335 | 0.0003335 | 0.00033078
CDP15 | VIC | VIC | Shallow storage | 479.13 | 1990.64 | 2055.4403 | 2510.5129 | 2502.8129 | 2703.23 | 2710.53 | 3222.2299 | 3733.1699 | 4243.0398 | 5851.9197 | 5851.9197 | 5858.5197 | 5851.9197 | 5846.9197 | 5846.9197 | 5846.9197 | 5546.9197 | 5546.9197 | 5396.9197 | 5203.5197 | 4902.2097 | 4513.7094 | 4208.2368 | 4208.2368 | 3978.2197 | 3378.2197 | 2866.5198
CDP15 | VIC | VIC | Coordinated CER storage | 15.1363 | 20.7187 | 26.6998 | 33.6099 | 42.073 | 52.0251 | 65.3888 | 82.4785 | 103.5543 | 129.304 | 159.8675 | 195.5802 | 236.092 | 282.1042 | 333.3048 | 389.2764 | 449.9516 | 515.8702 | 587.1309 | 663.853 | 746.8741 | 837.0114 | 932.8772 | 1034.5743 | 1140.6225 | 1250.7708 | 1304.751 | 1353.7071
CDP15 | VIC | VIC | Passive CER storage | 301.4603 | 331.822 | 361.74 | 393.4245 | 427.1076 | 470.0826 | 508.8755 | 550.5086 | 593.6031 | 640.251 | 689.3259 | 740.7945 | 791.6143 | 844.9475 | 897.6568 | 946.6059 | 991.0946 | 1033.8217 | 1074.9606 | 1114.8568 | 1161.2955 | 1209.6656 | 1259.8506 | 1312.0582 | 1360.0652 | 1403.9921 | 1454.6296 | 1500.8336
CDP15 | SA | CSA | Deep storage | 0 | 0 | 0 | 0 | 0 | 0 | 3.24e-06 | 5.07e-06 | 5.07e-06 | 7.22e-06 | 7.22e-06 | 7.22e-06 | 7.22e-06 | 1.176e-05 | 1.314e-05 | 1.314e-05 | 1.314e-05 | 1.314e-05 | 1.314e-05 | 1.314e-05 | 1.646e-05 | 1.646e-05 | 1.646e-05 | 1.749e-05 | 1.749e-05 | 1.749e-05 | 1.749e-05 | 1.749e-05
CDP15 | SA | CSA | Medium storage | 0 | 0 | 0 | 1.362e-05 | 1.736e-05 | 2.327e-05 | 2.327e-05 | 2.499e-05 | 3.282e-05 | 3.611e-05 | 3.611e-05 | 3.611e-05 | 3.611e-05 | 7.443e-05 | 7.91e-05 | 7.91e-05 | 7.91e-05 | 7.91e-05 | 7.91e-05 | 0.0001024 | 0.00011277 | 0.00011492 | 0.00014621 | 1068.5583 | 1068.5583 | 1488.9614 | 1488.9614 | 1488.9614
CDP15 | SA | CSA | Shallow storage | 656.2 | 951.18 | 1569.6589 | 2801.5286 | 2807.5486 | 2801.5286 | 2771.5286 | 2771.5286 | 2771.5286 | 2771.5286 | 2771.5286 | 2771.5286 | 2771.5286 | 2771.5286 | 2771.5286 | 2771.5286 | 2771.5286 | 2759.5286 | 2765.5486 | 2508.8286 | 2314.8486 | 2152.8486 | 1534.3697 | 406.9622 | 365.4622 | 254.4622 | 254.4622 | 254.4622
CDP15 | SA | CSA | Coordinated CER storage | 62.4605 | 69.574 | 76.4942 | 84.1684 | 92.1358 | 101.9094 | 111.3026 | 121.9009 | 133.5508 | 146.6546 | 161.056 | 176.8714 | 193.5765 | 211.7514 | 230.9299 | 250.6652 | 270.8794 | 292.0065 | 314.1066 | 337.1741 | 362.1662 | 388.8506 | 416.8107 | 446.0604 | 475.6817 | 505.6161 | 520.6813 | 534.0007
CDP15 | SA | CSA | Passive CER storage | 176.8412 | 189.127 | 200.7947 | 212.4134 | 224.7795 | 239.333 | 252.1373 | 265.4672 | 278.7557 | 292.6711 | 306.7404 | 321.0593 | 334.5405 | 348.2941 | 361.3463 | 372.8549 | 382.7225 | 391.8089 | 400.2474 | 408.0508 | 417.2101 | 426.5738 | 436.0668 | 445.6894 | 454.0331 | 461.1754 | 471.3591 | 480.3156
CDP15 | SA | SESA | Deep storage | 0 | 0 | 0 | 0 | 0 | 0 | 0 | 0 | 0 | 0 | 0 | 0 | 0 | 0 | 0 | 0 | 0 | 0 | 0 | 0 | 0 | 0 | 0 | 0 | 0 | 0 | 0 | 0
CDP15 | SA | SESA | Medium storage | 0 | 0 | 0 | 1.323e-05 | 1.703e-05 | 2.227e-05 | 2.227e-05 | 2.396e-05 | 2.515e-05 | 2.65e-05 | 2.65e-05 | 2.65e-05 | 2.761e-05 | 6.819e-05 | 7.354e-05 | 7.354e-05 | 7.354e-05 | 7.354e-05 | 7.354e-05 | 7.354e-05 | 7.909e-05 | 8.144e-05 | 9.081e-05 | 64.0247 | 64.0247 | 64.0247 | 64.0247 | 64.0247
CDP15 | SA | SESA | Shallow storage | 25 | 25 | 25 | 25 | 25 | 25 | 25 | 25 | 25 | 25 | 0 | 0 | 0 | 0 | 0 | 0 | 0 | 0 | 0 | 0 | 0 | 0 | 0 | 0 | 0 | 0 | 0 | 0
CDP15 | SA | SESA | Coordinated CER storage | 2.2312 | 2.5031 | 2.7724 | 3.0693 | 3.3785 | 3.771 | 4.1547 | 4.5772 | 5.0453 | 5.5905 | 6.2292 | 6.8967 | 7.6454 | 8.4204 | 9.2343 | 10.0864 | 10.97 | 11.8923 | 12.8505 | 13.8935 | 15.057 | 16.2673 | 17.5209 | 18.834 | 20.1658 | 21.5197 | 22.1956 | 22.8328
CDP15 | SA | SESA | Passive CER storage | 6.3171 | 6.8043 | 7.2775 | 7.7459 | 8.2424 | 8.8562 | 9.3849 | 9.9001 | 10.4074 | 10.9659 | 11.6011 | 12.1692 | 12.779 | 13.3159 | 13.8063 | 14.2494 | 14.6336 | 14.9745 | 15.2687 | 15.6028 | 16.033 | 16.4336 | 16.813 | 17.1981 | 17.5263 | 17.8106 | 18.2151 | 18.6306
CDP15 | TAS | TAS | Deep storage | 0 | 0 | 0 | 0 | 0 | 0 | 1.719e-05 | 3.277e-05 | 4.916e-05 | 4.916e-05 | 4.916e-05 | 4.916e-05 | 4.916e-05 | 4.916e-05 | 5.782e-05 | 8.026e-05 | 20.5984 | 20.5984 | 176.7174 | 462.8759 | 905.1714 | 905.1714 | 905.1714 | 905.1714 | 905.1714 | 905.1714 | 905.1714 | 905.1714
CDP15 | TAS | TAS | Medium storage | 0 | 0 | 0 | 1.131e-05 | 1.298e-05 | 1.464e-05 | 1.464e-05 | 1.617e-05 | 2.135e-05 | 2.135e-05 | 2.135e-05 | 2.135e-05 | 2.135e-05 | 2.65e-05 | 2.868e-05 | 2.868e-05 | 3.022e-05 | 3.022e-05 | 3.359e-05 | 3.793e-05 | 4.128e-05 | 4.315e-05 | 4.315e-05 | 3.512e-05 | 3.345e-05 | 3.178e-05 | 3.178e-05 | 3.025e-05
CDP15 | TAS | TAS | Shallow storage | 0 | 0 | 0 | 0 | 0 | 0 | 0 | 0 | 0 | 0 | 0 | 0 | 0 | 0 | 0 | 0 | 0 | 0 | 0 | 0 | 0 | 0 | 0 | 0 | 0 | 0 | 0 | 0
CDP15 | TAS | TAS | Coordinated CER storage | 0.86202 | 1.1897 | 1.5604 | 1.9874 | 2.4806 | 3.1026 | 3.6027 | 4.2371 | 5.0419 | 6.0802 | 7.3806 | 8.9752 | 10.855 | 13.0758 | 15.6258 | 18.4829 | 21.6512 | 25.1679 | 29.047 | 33.2957 | 37.9263 | 43.0768 | 48.6582 | 54.6735 | 61.0336 | 67.7354 | 71.4596 | 74.781
CDP15 | TAS | TAS | Passive CER storage | 18.3551 | 20.1214 | 21.7939 | 23.5599 | 25.4634 | 28.0008 | 30.1463 | 32.4307 | 34.7743 | 37.3199 | 39.9892 | 42.7744 | 45.4739 | 48.2933 | 51.0238 | 53.4633 | 55.579 | 57.5324 | 59.351 | 61.0565 | 63.1414 | 65.3064 | 67.5415 | 69.8609 | 71.8752 | 73.5976 | 75.9416 | 77.9696
CDP16 | NSW | NNSW | Snowy 2.0 | 0 | 0 | 0 | 0 | 0 | 0 | 0 | 0 | 0 | 0 | 0 | 0 | 0 | 0 | 0 | 0 | 0 | 0 | 0 | 0 | 0 | 0 | 0 | 0 | 0 | 0 | 0 | 0
CDP16 | NSW | NNSW | Deep storage | 0 | 0 | 0 | 0 | 0 | 0 | 9.8e-06 | 1.423e-05 | 1.423e-05 | 1.423e-05 | 2.135e-05 | 2.957e-05 | 3.628e-05 | 3.628e-05 | 3.98e-05 | 3.98e-05 | 4.213e-05 | 4.967e-05 | 4.967e-05 | 6.445e-05 | 1000 | 1000 | 1000 | 1000 | 1000 | 1000 | 1000 | 1000
CDP16 | NSW | NNSW | Medium storage | 0 | 0 | 275 | 275 | 382.9067 | 1188.8333 | 1188.8333 | 1188.8333 | 1188.8333 | 1188.8333 | 1188.8333 | 1188.8334 | 1188.8334 | 1188.8334 | 1188.8334 | 1188.8334 | 1188.8334 | 1188.8334 | 1188.8334 | 1188.8334 | 1188.8335 | 1188.8335 | 913.8336 | 1491.074 | 1383.1673 | 1293.8987 | 1293.8987 | 1628.8853
CDP16 | NSW | NNSW | Shallow storage | 0 | 30 | 230 | 430 | 430 | 430 | 430 | 430 | 430 | 400 | 400 | 400 | 400 | 400 | 400 | 400 | 400 | 400 | 400 | 400 | 400 | 400 | 0 | 0 | 0 | 0 | 0 | 0
CDP16 | NSW | NNSW | Coordinated CER storage | 2.9011 | 3.6904 | 4.6278 | 5.5596 | 6.6915 | 7.9992 | 9.7928 | 12.0913 | 14.9199 | 18.3769 | 22.4496 | 27.1895 | 32.5292 | 38.5657 | 45.2506 | 52.5465 | 60.457 | 69.0343 | 78.2621 | 88.1661 | 98.8985 | 110.4266 | 122.6426 | 135.5582 | 148.9852 | 162.8922 | 169.464 | 175.3439
CDP16 | NSW | NNSW | Passive CER storage | 51.9224 | 55.9244 | 59.7457 | 63.1809 | 66.9501 | 72.1109 | 76.9127 | 82.1206 | 87.477 | 93.3283 | 99.3194 | 105.5537 | 111.5324 | 117.7469 | 123.7732 | 129.3342 | 134.4245 | 139.3018 | 143.8527 | 148.1976 | 153.2203 | 158.3806 | 163.6836 | 169.1359 | 173.9747 | 178.2371 | 183.577 | 188.3339
CDP16 | NSW | CNSW | Snowy 2.0 | 0 | 0 | 0 | 0 | 0 | 0 | 0 | 0 | 0 | 0 | 0 | 0 | 0 | 0 | 0 | 0 | 0 | 0 | 0 | 0 | 0 | 0 | 0 | 0 | 0 | 0 | 0 | 0
CDP16 | NSW | CNSW | Deep storage | 247 | 247 | 247 | 247 | 247 | 247 | 247 | 247 | 247 | 247 | 247 | 247 | 247 | 247 | 247 | 247 | 247 | 247 | 247 | 247 | 247 | 247 | 247 | 247 | 247 | 247 | 247 | 247
CDP16 | NSW | CNSW | Medium storage | 0 | 549 | 549 | 917.46 | 917.46 | 957.4892 | 917.4692 | 957.4892 | 917.4692 | 917.4692 | 957.4892 | 917.4692 | 917.4692 | 957.4892 | 957.4892 | 917.4692 | 917.4692 | 917.4692 | 917.4692 | 957.4892 | 917.4692 | 408.4892 | 368.4692 | 368.4692 | 408.4892 | 368.4641 | 368.4641 | 408.4841
CDP16 | NSW | CNSW | Shallow storage | 0 | 20 | 30.0194 | 313.0237 | 1698.0994 | 1698.0994 | 1698.0994 | 1698.0994 | 1698.0994 | 1698.0994 | 1698.0994 | 1698.0994 | 1698.0994 | 1698.0994 | 1698.0994 | 1698.0994 | 1698.0994 | 1698.0994 | 1698.0994 | 1698.0994 | 1698.0994 | 1678.0994 | 1668.08 | 1385.0757 | 124.1363 | 124.1363 | 124.1363 | 124.1363
CDP16 | NSW | CNSW | Coordinated CER storage | 1.218 | 1.5545 | 1.9694 | 2.396 | 2.8889 | 3.468 | 4.4484 | 5.7616 | 7.4129 | 9.4548 | 11.9182 | 14.7956 | 18.091 | 21.8271 | 26.0012 | 30.6055 | 35.6384 | 41.1048 | 47.0119 | 53.3576 | 60.2411 | 67.6633 | 75.5332 | 83.8558 | 92.5557 | 101.5813 | 105.8426 | 109.6628
CDP16 | NSW | CNSW | Passive CER storage | 21.7984 | 23.5569 | 25.4252 | 27.2293 | 28.9039 | 31.2635 | 33.4736 | 36.0114 | 38.6022 | 41.3825 | 44.4067 | 47.4404 | 50.4842 | 53.5835 | 56.6421 | 59.5615 | 62.2973 | 64.8483 | 67.2355 | 69.4388 | 72.0568 | 74.8106 | 77.6287 | 80.5076 | 83.1503 | 85.4446 | 88.2195 | 90.7189
CDP16 | NSW | SNSW | Snowy 2.0 | 0 | 0 | 0 | 0 | 2200 | 2200 | 2200 | 2200 | 2200 | 2200 | 2200 | 2200 | 2200 | 2200 | 2200 | 2200 | 2200 | 2200 | 2200 | 2200 | 2200 | 2200 | 2200 | 2200 | 2200 | 2200 | 2200 | 2200
CDP16 | NSW | SNSW | Deep storage | 0 | 0 | 0 | 0 | 0 | 0 | 0 | 0 | 0 | 0 | 0 | 0 | 0 | 0 | 0 | 0 | 0 | 0 | 0 | 0 | 0 | 0 | 0 | 0 | 0 | 0 | 0 | 0
CDP16 | NSW | SNSW | Medium storage | 0 | 50 | 50 | 250 | 250 | 335.0792 | 335.0792 | 335.0792 | 335.0792 | 335.0792 | 335.0792 | 335.0792 | 335.0792 | 335.0792 | 335.0792 | 335.0792 | 335.0792 | 335.0792 | 335.0792 | 335.0792 | 335.0792 | 285.0792 | 285.0792 | 285.0792 | 285.0792 | 237.3584 | 237.3584 | 237.3584
CDP16 | NSW | SNSW | Shallow storage | 309.99 | 318.9 | 318.9 | 318.9 | 318.9 | 319.89 | 318.9 | 319.89 | 318.9 | 318.9 | 319.89 | 318.9 | 318.9 | 319.89 | 319.89 | 318.9 | 318.9 | 318.9 | 308.9 | 259.89 | 258.9 | 249.99 | 249 | 249 | 150 | 150 | 150 | 0
CDP16 | NSW | SNSW | Coordinated CER storage | 2.4469 | 3.1469 | 4.0056 | 4.9448 | 6.063 | 7.344 | 8.8828 | 10.843 | 13.2952 | 16.3304 | 19.989 | 24.3293 | 29.3361 | 35.0941 | 41.5771 | 48.7432 | 56.6101 | 65.2405 | 74.6487 | 84.8616 | 95.9878 | 108.1835 | 121.2843 | 135.2958 | 150.0261 | 165.4879 | 173.4974 | 180.7336
CDP16 | NSW | SNSW | Passive CER storage | 43.7926 | 47.6885 | 51.7125 | 56.1945 | 60.6618 | 66.2045 | 71.0929 | 76.2779 | 81.7101 | 87.5202 | 93.586 | 99.9174 | 106.2198 | 112.7798 | 119.2142 | 125.1293 | 130.5318 | 135.6734 | 140.5429 | 145.2071 | 150.7156 | 156.525 | 162.5649 | 168.7895 | 174.3699 | 179.4516 | 185.5172 | 191.0124
CDP16 | NSW | SNW | Snowy 2.0 | 0 | 0 | 0 | 0 | 0 | 0 | 0 | 0 | 0 | 0 | 0 | 0 | 0 | 0 | 0 | 0 | 0 | 0 | 0 | 0 | 0 | 0 | 0 | 0 | 0 | 0 | 0 | 0
CDP16 | NSW | SNW | Deep storage | 0 | 0 | 0 | 0 | 0 | 0 | 0 | 0 | 0 | 0 | 0 | 0 | 0 | 0 | 0 | 0 | 0 | 0 | 0 | 0 | 0 | 0 | 0 | 0 | 0 | 0 | 0 | 0
CDP16 | NSW | SNW | Medium storage | 0 | 889.1448 | 889.1448 | 889.1448 | 889.1448 | 1316.2231 | 1316.2231 | 1316.2231 | 1316.2231 | 1316.2231 | 1316.2231 | 1316.2231 | 1316.2231 | 1316.2231 | 1316.2231 | 1316.2231 | 1316.2231 | 1316.2231 | 1316.2231 | 1316.2231 | 1316.2231 | 427.0783 | 427.0783 | 427.0785 | 427.0785 | 187.5316 | 187.5316 | 187.5316
CDP16 | NSW | SNW | Shallow storage | 50 | 682.712 | 682.7149 | 682.7162 | 718.3585 | 760.6945 | 1388.2465 | 1460.8225 | 1388.2465 | 1388.2465 | 1460.8225 | 1388.2465 | 1338.2465 | 1410.8225 | 1410.8225 | 1338.2465 | 1338.2465 | 1338.2465 | 1338.2465 | 1410.8225 | 1338.2465 | 885.8225 | 813.2436 | 813.2423 | 853.3704 | 780.7944 | 780.7944 | 853.3704
CDP16 | NSW | SNW | Coordinated CER storage | 11.5295 | 14.8171 | 18.6626 | 22.7871 | 27.7997 | 33.4963 | 43.0237 | 55.4305 | 70.9627 | 90.1039 | 112.9793 | 139.8314 | 170.4524 | 205.2684 | 244.1544 | 286.9162 | 333.5338 | 384.2127 | 438.8854 | 497.66 | 560.8937 | 629.5544 | 702.4072 | 779.5514 | 860.1351 | 943.9419 | 983.3503 | 1018.6582
CDP16 | NSW | SNW | Passive CER storage | 206.3463 | 224.5379 | 240.9368 | 258.9593 | 278.1444 | 301.9599 | 322.7208 | 344.5839 | 366.8252 | 390.7075 | 415.6523 | 441.7183 | 467.2367 | 494.0385 | 520.566 | 545.206 | 567.5963 | 588.6361 | 607.8089 | 625.5986 | 647.3132 | 670.0861 | 693.8422 | 718.7364 | 741.3337 | 761.6739 | 786.6727 | 809.1086
CDP16 | QLD | NQ | Borumba | 0 | 0 | 0 | 0 | 0 | 0 | 0 | 0 | 0 | 0 | 0 | 0 | 0 | 0 | 0 | 0 | 0 | 0 | 0 | 0 | 0 | 0 | 0 | 0 | 0 | 0 | 0 | 0
CDP16 | QLD | NQ | Deep storage | 0 | 0 | 0 | 0 | 0 | 0 | 6.62e-06 | 1.011e-05 | 1.011e-05 | 4.398e-05 | 4.398e-05 | 4.398e-05 | 6.317e-05 | 6.317e-05 | 6.722e-05 | 6.722e-05 | 6.722e-05 | 6.907e-05 | 6.907e-05 | 7.709e-05 | 0.00015283 | 0.0001621 | 9.3513 | 20.0343 | 142.3612 | 180.4643 | 180.4643 | 180.7547
CDP16 | QLD | NQ | Medium storage | 250 | 250 | 250 | 250 | 250 | 250 | 250 | 250 | 250 | 250 | 250 | 250 | 250.0001 | 250.0001 | 250.0001 | 250.0001 | 250.0001 | 250.0001 | 250.0001 | 250.0001 | 250.0001 | 250.0002 | 250.0003 | 250.0003 | 250.0003 | 250.0003 | 250.0003 | 250.0003
CDP16 | QLD | NQ | Shallow storage | 0 | 0 | 300 | 300 | 300 | 300 | 300 | 300 | 300 | 300 | 300 | 300 | 300 | 300 | 300 | 300 | 300 | 300 | 300 | 300 | 300 | 300 | 0 | 0 | 0 | 0 | 0 | 0
CDP16 | QLD | NQ | Coordinated CER storage | 1.2167 | 1.5929 | 2.0251 | 2.5236 | 3.12 | 3.8402 | 4.861 | 6.1864 | 7.8245 | 9.8358 | 12.2418 | 15.0717 | 18.2721 | 21.9141 | 25.9728 | 30.4036 | 35.228 | 40.4665 | 46.1292 | 52.2496 | 58.927 | 66.1344 | 73.8088 | 81.9834 | 90.4987 | 99.3492 | 103.7072 | 107.6837
CDP16 | QLD | NQ | Passive CER storage | 21.0552 | 23.4635 | 25.9022 | 28.4576 | 31.3925 | 34.814 | 37.9522 | 41.4162 | 44.9799 | 48.8461 | 52.9834 | 57.3995 | 61.6721 | 66.1572 | 70.6014 | 74.6827 | 78.4936 | 82.1191 | 85.5856 | 89.0361 | 92.9771 | 97.0969 | 101.3628 | 105.886 | 109.9772 | 113.7091 | 117.7593 | 121.4976
CDP16 | QLD | GG | Borumba | 0 | 0 | 0 | 0 | 0 | 0 | 0 | 0 | 0 | 0 | 0 | 0 | 0 | 0 | 0 | 0 | 0 | 0 | 0 | 0 | 0 | 0 | 0 | 0 | 0 | 0 | 0 | 0
CDP16 | QLD | GG | Deep storage | 0 | 0 | 0 | 0 | 0 | 0 | 0 | 0 | 0 | 0 | 0 | 0 | 0 | 0 | 0 | 0 | 0 | 0 | 0 | 0 | 0 | 0 | 0 | 0 | 0 | 0 | 0 | 0
CDP16 | QLD | GG | Medium storage | 0 | 0 | 0 | 1.581e-05 | 1.581e-05 | 3.517e-05 | 3.517e-05 | 3.752e-05 | 3.752e-05 | 6.805e-05 | 6.805e-05 | 6.805e-05 | 0.00011188 | 0.00018375 | 0.00019373 | 0.00019373 | 0.00019373 | 0.00019495 | 0.00019495 | 0.00019956 | 0.00020984 | 2.9678 | 81.225 | 118.8395 | 118.8396 | 603.8087 | 603.8087 | 806.775
CDP16 | QLD | GG | Shallow storage | 0 | 400 | 400 | 400 | 400 | 400 | 400 | 400 | 400 | 400 | 400 | 400 | 400 | 400 | 400 | 400 | 400 | 400 | 400 | 400 | 400 | 0 | 0 | 0 | 0 | 0 | 0 | 0
CDP16 | QLD | GG | Coordinated CER storage | 0.066819 | 0.087887 | 0.11153 | 0.14153 | 0.17366 | 0.21572 | 0.29891 | 0.41299 | 0.56211 | 0.74955 | 0.97712 | 1.2471 | 1.5592 | 1.9169 | 2.3184 | 2.7646 | 3.2536 | 3.7908 | 4.3761 | 5.009 | 5.7004 | 6.4465 | 7.2409 | 8.0831 | 8.9664 | 9.8883 | 10.3376 | 10.7449
CDP16 | QLD | GG | Passive CER storage | 1.1563 | 1.2946 | 1.4266 | 1.5959 | 1.7473 | 1.9556 | 2.1352 | 2.3376 | 2.5644 | 2.8105 | 3.0704 | 3.3401 | 3.6127 | 3.8978 | 4.1748 | 4.4417 | 4.6827 | 4.9228 | 5.1563 | 5.3782 | 5.6374 | 5.9123 | 6.1964 | 6.4847 | 6.7498 | 6.9899 | 7.2551 | 7.4911
CDP16 | QLD | CQ | Borumba | 0 | 0 | 0 | 0 | 0 | 0 | 0 | 0 | 0 | 0 | 0 | 0 | 0 | 0 | 0 | 0 | 0 | 0 | 0 | 0 | 0 | 0 | 0 | 0 | 0 | 0 | 0 | 0
CDP16 | QLD | CQ | Deep storage | 0 | 0 | 0 | 0 | 0 | 0 | 6.72e-06 | 9.99e-06 | 9.99e-06 | 3.531e-05 | 3.531e-05 | 3.531e-05 | 4.26e-05 | 5.78e-05 | 6.126e-05 | 6.126e-05 | 6.126e-05 | 6.318e-05 | 6.318e-05 | 6.318e-05 | 0.00018027 | 0.00018893 | 0.00019603 | 0.00020946 | 64.3428 | 355.7379 | 355.7379 | 400
CDP16 | QLD | CQ | Medium storage | 0 | 0 | 0 | 1.74e-05 | 2.142e-05 | 3.583e-05 | 4.334e-05 | 4.865e-05 | 6.043e-05 | 0.0001186 | 0.0001186 | 0.0001186 | 0.00016553 | 0.00024853 | 0.00026286 | 0.00026286 | 0.00026286 | 0.0002641 | 0.0002641 | 0.00027549 | 0.00029521 | 2.9662 | 80.9815 | 116.9254 | 116.926 | 589.9878 | 589.9878 | 907.8121
CDP16 | QLD | CQ | Shallow storage | 50 | 50 | 50 | 200 | 200 | 200 | 200 | 200 | 200 | 200 | 200 | 200 | 200 | 200 | 200 | 200 | 200 | 200 | 150 | 150 | 150 | 150 | 150 | 0 | 0 | 0 | 0 | 0
CDP16 | QLD | CQ | Coordinated CER storage | 1.1192 | 1.475 | 1.8705 | 2.3506 | 2.8941 | 3.5651 | 4.6403 | 6.0457 | 7.8273 | 10.0404 | 12.6969 | 15.8224 | 19.4074 | 23.4888 | 28.0554 | 33.0802 | 38.5531 | 44.5354 | 51.0196 | 58.024 | 65.6952 | 73.9546 | 82.751 | 92.094 | 101.874 | 112.0393 | 117.0219 | 121.5395
CDP16 | QLD | CQ | Passive CER storage | 19.3666 | 21.7275 | 23.9255 | 26.506 | 29.119 | 32.3201 | 35.3739 | 38.6267 | 42.1175 | 45.9487 | 49.9898 | 54.2028 | 58.4551 | 62.8527 | 67.2149 | 71.3089 | 75.0313 | 78.6845 | 82.1837 | 85.591 | 89.6089 | 93.7355 | 98.007 | 102.4317 | 106.5375 | 110.2123 | 114.1759 | 117.7274
CDP16 | QLD | SQ | Borumba | 0 | 0 | 0 | 0 | 0 | 0 | 0 | 1998 | 1998 | 1998 | 1998 | 1998 | 1998 | 1998 | 1998 | 1998 | 1998 | 1998 | 1998 | 1998 | 1998 | 1998 | 1998 | 1998 | 1998 | 1998 | 1998 | 1998
CDP16 | QLD | SQ | Deep storage | 0 | 0 | 0 | 0 | 0 | 0 | 0 | 0 | 0 | 0 | 0 | 0 | 0 | 0 | 0 | 0 | 0 | 0 | 0 | 0 | 0 | 0 | 0 | 0 | 0 | 0 | 0 | 0
CDP16 | QLD | SQ | Medium storage | 570 | 570 | 570 | 570 | 570 | 570 | 570 | 570 | 570 | 570.0001 | 570.0001 | 570.0001 | 570.0001 | 570.0001 | 570.0002 | 570.0002 | 570.0002 | 570.0002 | 570.0002 | 570.0002 | 570.0002 | 570.0006 | 1096.2484 | 1096.2484 | 1096.2484 | 1384.6584 | 1384.6584 | 1384.6584
CDP16 | QLD | SQ | Shallow storage | 853.76 | 1159.76 | 1159.76 | 1159.76 | 1159.76 | 1159.76 | 1159.76 | 1159.76 | 1159.76 | 1159.76 | 1159.76 | 1159.76 | 1159.76 | 1159.76 | 1059.76 | 1059.76 | 1059.76 | 1059.76 | 1059.76 | 1059.76 | 759.76 | 509.76 | 509.76 | 509.76 | 254.96 | 254.96 | 254.96 | 154.96
CDP16 | QLD | SQ | Coordinated CER storage | 5.9349 | 7.8549 | 10.0673 | 12.639 | 15.6606 | 19.5036 | 26.1745 | 34.9449 | 45.9905 | 59.704 | 76.2037 | 95.6949 | 118.0268 | 143.566 | 172.1726 | 203.6626 | 237.961 | 275.4027 | 316.0829 | 360.0365 | 407.5661 | 459.4511 | 514.7474 | 573.5005 | 635.0211 | 699.1749 | 730.6031 | 759.1308
CDP16 | QLD | SQ | Passive CER storage | 102.7017 | 115.7072 | 128.7691 | 142.5235 | 157.5718 | 176.8119 | 194.2469 | 213.1165 | 232.7482 | 254.1827 | 276.937 | 301.0369 | 325.0195 | 350.4149 | 375.6131 | 399.0493 | 420.0192 | 440.1605 | 459.7105 | 478.6237 | 501.0311 | 524.6191 | 549.2404 | 574.878 | 598.5559 | 620.3463 | 643.8322 | 664.9847
CDP16 | VIC | VIC | Deep storage | 0 | 0 | 0 | 0 | 0 | 0 | 6.16e-06 | 1.87e-05 | 3.736e-05 | 9.399e-05 | 9.399e-05 | 9.399e-05 | 9.399e-05 | 0.00010582 | 0.0001071 | 0.00010831 | 0.00010949 | 0.00010949 | 0.00011166 | 0.00011949 | 498.8676 | 498.8676 | 498.8676 | 498.8676 | 498.8676 | 503.6708 | 503.6708 | 557.3482
CDP16 | VIC | VIC | Medium storage | 0 | 0 | 350 | 350 | 350 | 350 | 350 | 350 | 350 | 350.0001 | 350.0001 | 350.0001 | 350.0001 | 350.0001 | 350.0001 | 350.0001 | 350.0001 | 350.0001 | 350.0001 | 350.0001 | 350.0001 | 350.0001 | 0.00013392 | 0.00042948 | 0.00042575 | 0.00041924 | 0.00041924 | 0.00041562
CDP16 | VIC | VIC | Shallow storage | 479.13 | 1990.64 | 2055.4403 | 2510.5143 | 2502.8143 | 2703.23 | 2710.53 | 3222.2299 | 3733.1699 | 4243.0398 | 5851.9197 | 5851.9197 | 5858.5197 | 5851.9197 | 5846.9197 | 5846.9197 | 5846.9197 | 5546.9197 | 5546.9197 | 5396.9197 | 5203.5197 | 4902.2097 | 4513.7095 | 4208.2354 | 4208.2354 | 3978.2198 | 3378.2198 | 2866.5198
CDP16 | VIC | VIC | Coordinated CER storage | 15.1363 | 20.7187 | 26.6998 | 33.6099 | 42.073 | 52.0251 | 65.3888 | 82.4785 | 103.5543 | 129.304 | 159.8675 | 195.5802 | 236.092 | 282.1042 | 333.3048 | 389.2764 | 449.9516 | 515.8702 | 587.1309 | 663.853 | 746.8741 | 837.0114 | 932.8772 | 1034.5743 | 1140.6225 | 1250.7708 | 1304.751 | 1353.7071
CDP16 | VIC | VIC | Passive CER storage | 301.4603 | 331.822 | 361.74 | 393.4245 | 427.1076 | 470.0826 | 508.8755 | 550.5086 | 593.6031 | 640.251 | 689.3259 | 740.7945 | 791.6143 | 844.9475 | 897.6568 | 946.6059 | 991.0946 | 1033.8217 | 1074.9606 | 1114.8568 | 1161.2955 | 1209.6656 | 1259.8506 | 1312.0582 | 1360.0652 | 1403.9921 | 1454.6296 | 1500.8336
CDP16 | SA | CSA | Deep storage | 0 | 0 | 0 | 0 | 0 | 0 | 3.38e-06 | 5.01e-06 | 5.01e-06 | 7.06e-06 | 7.06e-06 | 7.06e-06 | 7.06e-06 | 1.17e-05 | 1.334e-05 | 1.334e-05 | 1.334e-05 | 1.334e-05 | 1.334e-05 | 1.334e-05 | 1.705e-05 | 1.705e-05 | 1.862e-05 | 1.862e-05 | 1.862e-05 | 1.972e-05 | 1.972e-05 | 2.174e-05
CDP16 | SA | CSA | Medium storage | 0 | 0 | 0 | 1.419e-05 | 1.815e-05 | 2.43e-05 | 2.43e-05 | 2.599e-05 | 3.478e-05 | 3.478e-05 | 3.478e-05 | 3.478e-05 | 3.882e-05 | 7.517e-05 | 8.039e-05 | 8.039e-05 | 8.039e-05 | 8.039e-05 | 8.039e-05 | 9.92e-05 | 0.00010905 | 0.00011172 | 0.00015209 | 1024.8094 | 1024.8094 | 1450.0725 | 1450.0725 | 1450.0725
CDP16 | SA | CSA | Shallow storage | 656.2 | 951.18 | 1569.6843 | 2810.1765 | 2816.1965 | 2810.1765 | 2780.1765 | 2780.1765 | 2780.1765 | 2780.1765 | 2780.1765 | 2780.1765 | 2780.1765 | 2780.1765 | 2780.1765 | 2780.1765 | 2780.1765 | 2768.1765 | 2774.1965 | 2517.4765 | 2323.4965 | 2161.4965 | 1542.9922 | 407.6926 | 366.1926 | 255.1926 | 255.1926 | 255.1926
CDP16 | SA | CSA | Coordinated CER storage | 62.4605 | 69.574 | 76.4942 | 84.1684 | 92.1358 | 101.9094 | 111.3026 | 121.9009 | 133.5508 | 146.6546 | 161.056 | 176.8714 | 193.5765 | 211.7514 | 230.9299 | 250.6652 | 270.8794 | 292.0065 | 314.1066 | 337.1741 | 362.1662 | 388.8506 | 416.8107 | 446.0604 | 475.6817 | 505.6161 | 520.6813 | 534.0007
CDP16 | SA | CSA | Passive CER storage | 176.8412 | 189.127 | 200.7947 | 212.4134 | 224.7795 | 239.333 | 252.1373 | 265.4672 | 278.7557 | 292.6711 | 306.7404 | 321.0593 | 334.5405 | 348.2941 | 361.3463 | 372.8549 | 382.7225 | 391.8089 | 400.2474 | 408.0508 | 417.2101 | 426.5738 | 436.0668 | 445.6894 | 454.0331 | 461.1754 | 471.3591 | 480.3156
CDP16 | SA | SESA | Deep storage | 0 | 0 | 0 | 0 | 0 | 0 | 0 | 0 | 0 | 0 | 0 | 0 | 0 | 0 | 0 | 0 | 0 | 0 | 0 | 0 | 0 | 0 | 0 | 0 | 0 | 0 | 0 | 0
CDP16 | SA | SESA | Medium storage | 0 | 0 | 0 | 1.379e-05 | 1.77e-05 | 2.317e-05 | 2.317e-05 | 2.439e-05 | 2.439e-05 | 2.841e-05 | 2.841e-05 | 2.841e-05 | 2.841e-05 | 6.716e-05 | 7.242e-05 | 7.242e-05 | 7.242e-05 | 7.242e-05 | 7.242e-05 | 8.555e-05 | 9.471e-05 | 9.828e-05 | 0.00010286 | 69.8446 | 69.8446 | 69.8446 | 69.8446 | 69.8446
CDP16 | SA | SESA | Shallow storage | 25 | 25 | 25 | 25 | 25 | 25 | 25 | 25 | 25 | 25 | 0 | 0 | 0 | 0 | 0 | 0 | 0 | 0 | 0 | 0 | 0 | 0 | 0 | 0 | 0 | 0 | 0 | 0
CDP16 | SA | SESA | Coordinated CER storage | 2.2312 | 2.5031 | 2.7724 | 3.0693 | 3.3785 | 3.771 | 4.1547 | 4.5772 | 5.0453 | 5.5905 | 6.2292 | 6.8967 | 7.6454 | 8.4204 | 9.2343 | 10.0864 | 10.97 | 11.8923 | 12.8505 | 13.8935 | 15.057 | 16.2673 | 17.5209 | 18.834 | 20.1658 | 21.5197 | 22.1956 | 22.8328
CDP16 | SA | SESA | Passive CER storage | 6.3171 | 6.8043 | 7.2775 | 7.7459 | 8.2424 | 8.8562 | 9.3849 | 9.9001 | 10.4074 | 10.9659 | 11.6011 | 12.1692 | 12.779 | 13.3159 | 13.8063 | 14.2494 | 14.6336 | 14.9745 | 15.2687 | 15.6028 | 16.033 | 16.4336 | 16.813 | 17.1981 | 17.5263 | 17.8106 | 18.2151 | 18.6306
CDP16 | TAS | TAS | Deep storage | 0 | 0 | 0 | 0 | 0 | 0 | 1.755e-05 | 3.234e-05 | 5.008e-05 | 5.008e-05 | 5.008e-05 | 5.008e-05 | 5.008e-05 | 6.689e-05 | 7.868e-05 | 9.108e-05 | 55.0819 | 55.0819 | 193.9663 | 497.7264 | 910.8128 | 910.8128 | 910.8128 | 910.8128 | 910.8128 | 910.8128 | 910.8128 | 910.8128
CDP16 | TAS | TAS | Medium storage | 0 | 0 | 0 | 1.179e-05 | 1.337e-05 | 1.488e-05 | 1.488e-05 | 1.682e-05 | 1.682e-05 | 1.958e-05 | 1.958e-05 | 1.958e-05 | 1.958e-05 | 3.414e-05 | 3.649e-05 | 3.649e-05 | 3.83e-05 | 3.83e-05 | 4.012e-05 | 4.154e-05 | 6.841e-05 | 6.946e-05 | 6.946e-05 | 6.948e-05 | 6.79e-05 | 6.639e-05 | 6.639e-05 | 6.444e-05
CDP16 | TAS | TAS | Shallow storage | 0 | 0 | 0 | 0 | 0 | 0 | 0 | 0 | 0 | 0 | 0 | 0 | 0 | 0 | 0 | 0 | 0 | 0 | 0 | 0 | 0 | 0 | 0 | 0 | 0 | 0 | 0 | 0
CDP16 | TAS | TAS | Coordinated CER storage | 0.86202 | 1.1897 | 1.5604 | 1.9874 | 2.4806 | 3.1026 | 3.6027 | 4.2371 | 5.0419 | 6.0802 | 7.3806 | 8.9752 | 10.855 | 13.0758 | 15.6258 | 18.4829 | 21.6512 | 25.1679 | 29.047 | 33.2957 | 37.9263 | 43.0768 | 48.6582 | 54.6735 | 61.0336 | 67.7354 | 71.4596 | 74.781
CDP16 | TAS | TAS | Passive CER storage | 18.3551 | 20.1214 | 21.7939 | 23.5599 | 25.4634 | 28.0008 | 30.1463 | 32.4307 | 34.7743 | 37.3199 | 39.9892 | 42.7744 | 45.4739 | 48.2933 | 51.0238 | 53.4633 | 55.579 | 57.5324 | 59.351 | 61.0565 | 63.1414 | 65.3064 | 67.5415 | 69.8609 | 71.8752 | 73.5976 | 75.9416 | 77.9696
CDP17 | NSW | NNSW | Snowy 2.0 | 0 | 0 | 0 | 0 | 0 | 0 | 0 | 0 | 0 | 0 | 0 | 0 | 0 | 0 | 0 | 0 | 0 | 0 | 0 | 0 | 0 | 0 | 0 | 0 | 0 | 0 | 0 | 0
CDP17 | NSW | NNSW | Deep storage | 0 | 0 | 0 | 0 | 0 | 0 | 7.26e-06 | 2.118e-05 | 2.334e-05 | 2.585e-05 | 3.584e-05 | 4.738e-05 | 5.8e-05 | 5.8e-05 | 6.051e-05 | 6.153e-05 | 6.153e-05 | 6.852e-05 | 6.852e-05 | 8.742e-05 | 1000 | 1000 | 1000 | 1000 | 1000 | 1000 | 1000 | 1000
CDP17 | NSW | NNSW | Medium storage | 0 | 0 | 275 | 275 | 382.9082 | 1188.9069 | 1188.9069 | 1188.9069 | 1188.9069 | 1188.9069 | 1188.9069 | 1188.9069 | 1188.9069 | 1188.9069 | 1188.9069 | 1188.9069 | 1188.9069 | 1188.9069 | 1188.9069 | 1188.907 | 1188.907 | 1188.907 | 913.907 | 1429.6099 | 1321.7017 | 1112.8228 | 1112.8228 | 1635.2725
CDP17 | NSW | NNSW | Shallow storage | 0 | 30 | 230 | 430 | 430 | 430 | 430 | 430 | 430 | 400 | 400 | 400 | 400 | 400 | 400 | 400 | 400 | 400 | 400 | 400 | 400 | 400 | 0 | 0 | 0 | 0 | 0 | 0
CDP17 | NSW | NNSW | Coordinated CER storage | 2.9011 | 3.6904 | 4.6278 | 5.5596 | 6.6915 | 7.9992 | 9.7928 | 12.0913 | 14.9199 | 18.3769 | 22.4496 | 27.1895 | 32.5292 | 38.5657 | 45.2506 | 52.5465 | 60.457 | 69.0343 | 78.2621 | 88.1661 | 98.8985 | 110.4266 | 122.6426 | 135.5582 | 148.9852 | 162.8922 | 169.464 | 175.3439
CDP17 | NSW | NNSW | Passive CER storage | 51.9224 | 55.9244 | 59.7457 | 63.1809 | 66.9501 | 72.1109 | 76.9127 | 82.1206 | 87.477 | 93.3283 | 99.3194 | 105.5537 | 111.5324 | 117.7469 | 123.7732 | 129.3342 | 134.4245 | 139.3018 | 143.8527 | 148.1976 | 153.2203 | 158.3806 | 163.6836 | 169.1359 | 173.9747 | 178.2371 | 183.577 | 188.3339
CDP17 | NSW | CNSW | Snowy 2.0 | 0 | 0 | 0 | 0 | 0 | 0 | 0 | 0 | 0 | 0 | 0 | 0 | 0 | 0 | 0 | 0 | 0 | 0 | 0 | 0 | 0 | 0 | 0 | 0 | 0 | 0 | 0 | 0
CDP17 | NSW | CNSW | Deep storage | 247 | 247 | 247 | 247 | 247 | 247 | 247 | 247 | 247 | 247 | 247 | 247 | 247 | 247 | 247 | 247 | 247 | 247 | 247 | 247 | 247 | 247 | 247 | 247 | 247 | 247 | 247 | 247
CDP17 | NSW | CNSW | Medium storage | 0 | 549 | 549 | 917.46 | 917.46 | 957.4868 | 917.4668 | 957.4868 | 917.4668 | 917.4668 | 957.4868 | 917.4668 | 917.4668 | 957.4868 | 957.4868 | 917.4668 | 917.4668 | 917.4668 | 917.4668 | 957.4868 | 917.4668 | 408.4868 | 368.4668 | 368.4668 | 408.4868 | 368.463 | 368.463 | 408.4831
CDP17 | NSW | CNSW | Shallow storage | 0 | 20 | 30.0291 | 321.4086 | 1706.484 | 1706.484 | 1706.484 | 1706.484 | 1706.484 | 1706.484 | 1706.484 | 1706.484 | 1706.484 | 1706.484 | 1706.484 | 1706.484 | 1706.484 | 1706.484 | 1706.484 | 1706.484 | 1706.484 | 1686.484 | 1676.4549 | 1385.0755 | 124.1359 | 124.1359 | 124.1359 | 124.1359
CDP17 | NSW | CNSW | Coordinated CER storage | 1.218 | 1.5545 | 1.9694 | 2.396 | 2.8889 | 3.468 | 4.4484 | 5.7616 | 7.4129 | 9.4548 | 11.9182 | 14.7956 | 18.091 | 21.8271 | 26.0012 | 30.6055 | 35.6384 | 41.1048 | 47.0119 | 53.3576 | 60.2411 | 67.6633 | 75.5332 | 83.8558 | 92.5557 | 101.5813 | 105.8426 | 109.6628
CDP17 | NSW | CNSW | Passive CER storage | 21.7984 | 23.5569 | 25.4252 | 27.2293 | 28.9039 | 31.2635 | 33.4736 | 36.0114 | 38.6022 | 41.3825 | 44.4067 | 47.4404 | 50.4842 | 53.5835 | 56.6421 | 59.5615 | 62.2973 | 64.8483 | 67.2355 | 69.4388 | 72.0568 | 74.8106 | 77.6287 | 80.5076 | 83.1503 | 85.4446 | 88.2195 | 90.7189
CDP17 | NSW | SNSW | Snowy 2.0 | 0 | 0 | 0 | 0 | 2200 | 2200 | 2200 | 2200 | 2200 | 2200 | 2200 | 2200 | 2200 | 2200 | 2200 | 2200 | 2200 | 2200 | 2200 | 2200 | 2200 | 2200 | 2200 | 2200 | 2200 | 2200 | 2200 | 2200
CDP17 | NSW | SNSW | Deep storage | 0 | 0 | 0 | 0 | 0 | 0 | 0 | 0 | 0 | 0 | 0 | 0 | 0 | 0 | 0 | 0 | 0 | 0 | 0 | 0 | 0 | 0 | 0 | 0 | 0 | 0 | 0 | 0
CDP17 | NSW | SNSW | Medium storage | 0 | 50 | 50 | 250 | 250 | 335.0775 | 335.0775 | 335.0775 | 335.0775 | 335.0775 | 335.0775 | 335.0775 | 335.0775 | 335.0775 | 335.0775 | 335.0775 | 335.0775 | 335.0775 | 335.0775 | 335.0775 | 335.0775 | 285.0775 | 285.0775 | 285.0775 | 285.0775 | 237.3576 | 237.3576 | 237.3576
CDP17 | NSW | SNSW | Shallow storage | 309.99 | 318.9 | 318.9 | 318.9 | 318.9 | 319.89 | 318.9 | 319.89 | 318.9 | 318.9 | 319.89 | 318.9 | 318.9 | 319.89 | 319.89 | 318.9 | 318.9 | 318.9 | 308.9 | 259.89 | 258.9 | 249.99 | 249 | 249 | 150 | 150 | 150 | 0
CDP17 | NSW | SNSW | Coordinated CER storage | 2.4469 | 3.1469 | 4.0056 | 4.9448 | 6.063 | 7.344 | 8.8828 | 10.843 | 13.2952 | 16.3304 | 19.989 | 24.3293 | 29.3361 | 35.0941 | 41.5771 | 48.7432 | 56.6101 | 65.2405 | 74.6487 | 84.8616 | 95.9878 | 108.1835 | 121.2843 | 135.2958 | 150.0261 | 165.4879 | 173.4974 | 180.7336
CDP17 | NSW | SNSW | Passive CER storage | 43.7926 | 47.6885 | 51.7125 | 56.1945 | 60.6618 | 66.2045 | 71.0929 | 76.2779 | 81.7101 | 87.5202 | 93.586 | 99.9174 | 106.2198 | 112.7798 | 119.2142 | 125.1293 | 130.5318 | 135.6734 | 140.5429 | 145.2071 | 150.7156 | 156.525 | 162.5649 | 168.7895 | 174.3699 | 179.4516 | 185.5172 | 191.0124
CDP17 | NSW | SNW | Snowy 2.0 | 0 | 0 | 0 | 0 | 0 | 0 | 0 | 0 | 0 | 0 | 0 | 0 | 0 | 0 | 0 | 0 | 0 | 0 | 0 | 0 | 0 | 0 | 0 | 0 | 0 | 0 | 0 | 0
CDP17 | NSW | SNW | Deep storage | 0 | 0 | 0 | 0 | 0 | 0 | 0 | 0 | 0 | 0 | 0 | 0 | 0 | 0 | 0 | 0 | 0 | 0 | 0 | 0 | 0 | 0 | 0 | 0 | 0 | 0 | 0 | 0
CDP17 | NSW | SNW | Medium storage | 0 | 889.1454 | 889.1454 | 889.1454 | 889.1454 | 1316.1542 | 1316.1542 | 1316.1542 | 1316.1542 | 1316.1542 | 1316.1542 | 1316.1542 | 1316.1542 | 1316.1542 | 1316.1542 | 1316.1542 | 1316.1542 | 1316.1542 | 1316.1542 | 1316.1542 | 1316.1542 | 427.0089 | 427.0089 | 427.009 | 427.009 | 187.5005 | 187.5005 | 187.5006
CDP17 | NSW | SNW | Shallow storage | 50 | 682.712 | 682.7141 | 682.7152 | 718.3562 | 760.6922 | 1388.2442 | 1460.8202 | 1388.2442 | 1388.2442 | 1460.8202 | 1388.2442 | 1338.2442 | 1410.8202 | 1410.8202 | 1338.2442 | 1338.2442 | 1338.2442 | 1338.2442 | 1410.8202 | 1338.2442 | 885.8202 | 813.242 | 813.241 | 853.3703 | 780.7943 | 780.7943 | 853.3703
CDP17 | NSW | SNW | Coordinated CER storage | 11.5295 | 14.8171 | 18.6626 | 22.7871 | 27.7997 | 33.4963 | 43.0237 | 55.4305 | 70.9627 | 90.1039 | 112.9793 | 139.8314 | 170.4524 | 205.2684 | 244.1544 | 286.9162 | 333.5338 | 384.2127 | 438.8854 | 497.66 | 560.8937 | 629.5544 | 702.4072 | 779.5514 | 860.1351 | 943.9419 | 983.3503 | 1018.6582
CDP17 | NSW | SNW | Passive CER storage | 206.3463 | 224.5379 | 240.9368 | 258.9593 | 278.1444 | 301.9599 | 322.7208 | 344.5839 | 366.8252 | 390.7075 | 415.6523 | 441.7183 | 467.2367 | 494.0385 | 520.566 | 545.206 | 567.5963 | 588.6361 | 607.8089 | 625.5986 | 647.3132 | 670.0861 | 693.8422 | 718.7364 | 741.3337 | 761.6739 | 786.6727 | 809.1086
CDP17 | QLD | NQ | Borumba | 0 | 0 | 0 | 0 | 0 | 0 | 0 | 0 | 0 | 0 | 0 | 0 | 0 | 0 | 0 | 0 | 0 | 0 | 0 | 0 | 0 | 0 | 0 | 0 | 0 | 0 | 0 | 0
CDP17 | QLD | NQ | Deep storage | 0 | 0 | 0 | 0 | 0 | 0 | 4.92e-06 | 1.484e-05 | 1.484e-05 | 5.07e-05 | 5.07e-05 | 5.07e-05 | 6.967e-05 | 6.967e-05 | 7.23e-05 | 7.23e-05 | 7.23e-05 | 7.465e-05 | 7.465e-05 | 7.465e-05 | 8.256e-05 | 8.865e-05 | 0.00010086 | 0.0001677 | 34.083 | 48.271 | 48.271 | 104.6444
CDP17 | QLD | NQ | Medium storage | 250 | 250 | 250 | 250 | 250 | 250 | 250 | 250 | 250 | 250.0001 | 250.0001 | 250.0001 | 250.0001 | 250.0002 | 250.0002 | 250.0002 | 250.0002 | 250.0002 | 250.0002 | 250.0002 | 250.0002 | 250.0002 | 250.0004 | 250.0004 | 250.0004 | 250.0004 | 250.0004 | 250.0004
CDP17 | QLD | NQ | Shallow storage | 0 | 0 | 300 | 300 | 300 | 300 | 300 | 300 | 300 | 300 | 300 | 300 | 300 | 300 | 300 | 300 | 300 | 300 | 300 | 300 | 300 | 300 | 0 | 0 | 0 | 0 | 0 | 0
CDP17 | QLD | NQ | Coordinated CER storage | 1.2167 | 1.5929 | 2.0251 | 2.5236 | 3.12 | 3.8402 | 4.861 | 6.1864 | 7.8245 | 9.8358 | 12.2418 | 15.0717 | 18.2721 | 21.9141 | 25.9728 | 30.4036 | 35.228 | 40.4665 | 46.1292 | 52.2496 | 58.927 | 66.1344 | 73.8088 | 81.9834 | 90.4987 | 99.3492 | 103.7072 | 107.6837
CDP17 | QLD | NQ | Passive CER storage | 21.0552 | 23.4635 | 25.9022 | 28.4576 | 31.3925 | 34.814 | 37.9522 | 41.4162 | 44.9799 | 48.8461 | 52.9834 | 57.3995 | 61.6721 | 66.1572 | 70.6014 | 74.6827 | 78.4936 | 82.1191 | 85.5856 | 89.0361 | 92.9771 | 97.0969 | 101.3628 | 105.886 | 109.9772 | 113.7091 | 117.7593 | 121.4976
CDP17 | QLD | GG | Borumba | 0 | 0 | 0 | 0 | 0 | 0 | 0 | 0 | 0 | 0 | 0 | 0 | 0 | 0 | 0 | 0 | 0 | 0 | 0 | 0 | 0 | 0 | 0 | 0 | 0 | 0 | 0 | 0
CDP17 | QLD | GG | Deep storage | 0 | 0 | 0 | 0 | 0 | 0 | 0 | 0 | 0 | 0 | 0 | 0 | 0 | 0 | 0 | 0 | 0 | 0 | 0 | 0 | 0 | 0 | 0 | 0 | 0 | 0 | 0 | 0
CDP17 | QLD | GG | Medium storage | 0 | 0 | 0 | 1.174e-05 | 1.174e-05 | 2.614e-05 | 2.614e-05 | 3.074e-05 | 3.77e-05 | 9.36e-05 | 9.36e-05 | 9.66e-05 | 0.00012679 | 0.00026754 | 0.00027537 | 0.00027537 | 0.00027537 | 0.00027776 | 0.00027776 | 0.0002795 | 0.00029224 | 0.00065083 | 0.0012748 | 77.713 | 77.713 | 843.8019 | 843.8019 | 843.9103
CDP17 | QLD | GG | Shallow storage | 0 | 400 | 400 | 400 | 400 | 400 | 400 | 400 | 400 | 400 | 400 | 400 | 400 | 400 | 400 | 400 | 400 | 400 | 400 | 400 | 400 | 0 | 0 | 0 | 0 | 0 | 0 | 0
CDP17 | QLD | GG | Coordinated CER storage | 0.066819 | 0.087887 | 0.11153 | 0.14153 | 0.17366 | 0.21572 | 0.29891 | 0.41299 | 0.56211 | 0.74955 | 0.97712 | 1.2471 | 1.5592 | 1.9169 | 2.3184 | 2.7646 | 3.2536 | 3.7908 | 4.3761 | 5.009 | 5.7004 | 6.4465 | 7.2409 | 8.0831 | 8.9664 | 9.8883 | 10.3376 | 10.7449
CDP17 | QLD | GG | Passive CER storage | 1.1563 | 1.2946 | 1.4266 | 1.5959 | 1.7473 | 1.9556 | 2.1352 | 2.3376 | 2.5644 | 2.8105 | 3.0704 | 3.3401 | 3.6127 | 3.8978 | 4.1748 | 4.4417 | 4.6827 | 4.9228 | 5.1563 | 5.3782 | 5.6374 | 5.9123 | 6.1964 | 6.4847 | 6.7498 | 6.9899 | 7.2551 | 7.4911
CDP17 | QLD | CQ | Borumba | 0 | 0 | 0 | 0 | 0 | 0 | 0 | 0 | 0 | 0 | 0 | 0 | 0 | 0 | 0 | 0 | 0 | 0 | 0 | 0 | 0 | 0 | 0 | 0 | 0 | 0 | 0 | 0
CDP17 | QLD | CQ | Deep storage | 0 | 0 | 0 | 0 | 0 | 0 | 4.99e-06 | 1.488e-05 | 1.488e-05 | 4.93e-05 | 4.93e-05 | 4.93e-05 | 6.873e-05 | 7.961e-05 | 8.258e-05 | 8.258e-05 | 8.258e-05 | 8.455e-05 | 8.455e-05 | 8.455e-05 | 0.00010807 | 0.00011225 | 0.00011662 | 0.00013453 | 14.5865 | 393.2065 | 393.2065 | 400
CDP17 | QLD | CQ | Medium storage | 0 | 0 | 0 | 1.293e-05 | 1.503e-05 | 2.575e-05 | 3.133e-05 | 4.816e-05 | 4.816e-05 | 0.00016142 | 0.00016142 | 0.00016433 | 0.00021773 | 0.00035807 | 0.0003691 | 0.0003691 | 0.0003691 | 0.00037201 | 0.00037201 | 0.00037583 | 0.00039948 | 0.00076124 | 0.0013889 | 167.9958 | 167.9963 | 169.8111 | 169.8111 | 778.8564
CDP17 | QLD | CQ | Shallow storage | 50 | 50 | 50 | 200 | 200 | 200 | 200 | 200 | 200 | 200 | 200 | 200 | 200 | 200 | 200 | 200 | 200 | 200 | 150 | 150 | 150 | 150 | 150 | 0 | 0 | 0 | 0 | 0
CDP17 | QLD | CQ | Coordinated CER storage | 1.1192 | 1.475 | 1.8705 | 2.3506 | 2.8941 | 3.5651 | 4.6403 | 6.0457 | 7.8273 | 10.0404 | 12.6969 | 15.8224 | 19.4074 | 23.4888 | 28.0554 | 33.0802 | 38.5531 | 44.5354 | 51.0196 | 58.024 | 65.6952 | 73.9546 | 82.751 | 92.094 | 101.874 | 112.0393 | 117.0219 | 121.5395
CDP17 | QLD | CQ | Passive CER storage | 19.3666 | 21.7275 | 23.9255 | 26.506 | 29.119 | 32.3201 | 35.3739 | 38.6267 | 42.1175 | 45.9487 | 49.9898 | 54.2028 | 58.4551 | 62.8527 | 67.2149 | 71.3089 | 75.0313 | 78.6845 | 82.1837 | 85.591 | 89.6089 | 93.7355 | 98.007 | 102.4317 | 106.5375 | 110.2123 | 114.1759 | 117.7274
CDP17 | QLD | SQ | Borumba | 0 | 0 | 0 | 0 | 0 | 0 | 0 | 1998 | 1998 | 1998 | 1998 | 1998 | 1998 | 1998 | 1998 | 1998 | 1998 | 1998 | 1998 | 1998 | 1998 | 1998 | 1998 | 1998 | 1998 | 1998 | 1998 | 1998
CDP17 | QLD | SQ | Deep storage | 0 | 0 | 0 | 0 | 0 | 0 | 0 | 0 | 0 | 0 | 0 | 0 | 0 | 0 | 0 | 0 | 0 | 0 | 0 | 0 | 0 | 0 | 0 | 0 | 0 | 0 | 0 | 0
CDP17 | QLD | SQ | Medium storage | 570 | 570 | 570 | 570 | 570 | 570 | 570 | 570 | 570 | 570.0001 | 570.0001 | 570.0001 | 570.0001 | 570.0002 | 570.0002 | 570.0002 | 570.0002 | 570.0002 | 570.0002 | 570.0002 | 570.0002 | 747.547 | 1294.2448 | 1294.2448 | 1294.2448 | 1974.6102 | 1974.6102 | 1974.6101
CDP17 | QLD | SQ | Shallow storage | 853.76 | 1159.76 | 1159.76 | 1159.76 | 1159.76 | 1159.76 | 1159.76 | 1159.76 | 1159.76 | 1159.76 | 1159.76 | 1159.76 | 1159.76 | 1159.76 | 1059.76 | 1059.76 | 1059.76 | 1059.76 | 1059.76 | 1059.76 | 759.76 | 509.76 | 509.76 | 509.76 | 254.96 | 254.96 | 254.96 | 154.96
CDP17 | QLD | SQ | Coordinated CER storage | 5.9349 | 7.8549 | 10.0673 | 12.639 | 15.6606 | 19.5036 | 26.1745 | 34.9449 | 45.9905 | 59.704 | 76.2037 | 95.6949 | 118.0268 | 143.566 | 172.1726 | 203.6626 | 237.961 | 275.4027 | 316.0829 | 360.0365 | 407.5661 | 459.4511 | 514.7474 | 573.5005 | 635.0211 | 699.1749 | 730.6031 | 759.1308
CDP17 | QLD | SQ | Passive CER storage | 102.7017 | 115.7072 | 128.7691 | 142.5235 | 157.5718 | 176.8119 | 194.2469 | 213.1165 | 232.7482 | 254.1827 | 276.937 | 301.0369 | 325.0195 | 350.4149 | 375.6131 | 399.0493 | 420.0192 | 440.1605 | 459.7105 | 478.6237 | 501.0311 | 524.6191 | 549.2404 | 574.878 | 598.5559 | 620.3463 | 643.8322 | 664.9847
CDP17 | VIC | VIC | Deep storage | 0 | 0 | 0 | 0 | 0 | 0 | 4.57e-06 | 2.786e-05 | 5.422e-05 | 0.00013162 | 0.00013162 | 0.00013162 | 0.00013162 | 0.00013353 | 0.00013353 | 0.00013353 | 0.00013353 | 0.00013353 | 0.00013353 | 0.00013581 | 402.0711 | 402.0711 | 402.0711 | 402.0711 | 453.1321 | 453.1321 | 453.1321 | 512.2651
CDP17 | VIC | VIC | Medium storage | 0 | 0 | 350 | 350 | 350 | 350 | 350 | 350 | 350 | 350.0001 | 350.0001 | 350.0001 | 350.0001 | 350.0001 | 350.0001 | 350.0001 | 350.0001 | 350.0001 | 350.0001 | 350.0001 | 350.0002 | 350.0002 | 0.00015567 | 0.00060418 | 0.0006014 | 0.00059657 | 0.00059657 | 0.00058044
CDP17 | VIC | VIC | Shallow storage | 479.13 | 1990.64 | 2055.4402 | 2510.5128 | 2502.8128 | 2703.23 | 2710.53 | 3222.2299 | 3733.1699 | 4243.0397 | 5851.9196 | 5851.9196 | 5858.5196 | 5851.9196 | 5846.9196 | 5846.9196 | 5846.9196 | 5546.9196 | 5546.9196 | 5396.9196 | 5203.5196 | 4902.2096 | 4513.7094 | 4208.2368 | 4208.2368 | 3978.2196 | 3378.2196 | 2866.5197
CDP17 | VIC | VIC | Coordinated CER storage | 15.1363 | 20.7187 | 26.6998 | 33.6099 | 42.073 | 52.0251 | 65.3888 | 82.4785 | 103.5543 | 129.304 | 159.8675 | 195.5802 | 236.092 | 282.1042 | 333.3048 | 389.2764 | 449.9516 | 515.8702 | 587.1309 | 663.853 | 746.8741 | 837.0114 | 932.8772 | 1034.5743 | 1140.6225 | 1250.7708 | 1304.751 | 1353.7071
CDP17 | VIC | VIC | Passive CER storage | 301.4603 | 331.822 | 361.74 | 393.4245 | 427.1076 | 470.0826 | 508.8755 | 550.5086 | 593.6031 | 640.251 | 689.3259 | 740.7945 | 791.6143 | 844.9475 | 897.6568 | 946.6059 | 991.0946 | 1033.8217 | 1074.9606 | 1114.8568 | 1161.2955 | 1209.6656 | 1259.8506 | 1312.0582 | 1360.0652 | 1403.9921 | 1454.6296 | 1500.8336
CDP17 | SA | CSA | Deep storage | 0 | 0 | 0 | 0 | 0 | 0 | 2.51e-06 | 7.51e-06 | 8.73e-06 | 1.192e-05 | 1.192e-05 | 1.192e-05 | 1.192e-05 | 1.856e-05 | 2.013e-05 | 2.013e-05 | 2.013e-05 | 2.013e-05 | 2.013e-05 | 2.013e-05 | 2.262e-05 | 2.262e-05 | 2.262e-05 | 2.399e-05 | 2.399e-05 | 2.399e-05 | 2.399e-05 | 2.543e-05
CDP17 | SA | CSA | Medium storage | 0 | 0 | 0 | 1.055e-05 | 1.348e-05 | 1.801e-05 | 1.801e-05 | 2.122e-05 | 2.122e-05 | 3.889e-05 | 3.889e-05 | 3.889e-05 | 4.185e-05 | 0.00011001 | 0.00011475 | 0.00011475 | 0.00011475 | 0.00011475 | 0.00011475 | 0.00011822 | 0.00012428 | 0.00012682 | 0.00014762 | 1026.0377 | 1026.0377 | 1353.0268 | 1353.0268 | 1353.0268
CDP17 | SA | CSA | Shallow storage | 656.2 | 951.18 | 1569.6748 | 2801.7938 | 2807.8138 | 2801.7938 | 2771.7938 | 2771.7938 | 2771.7938 | 2771.7938 | 2771.7938 | 2771.7938 | 2771.7938 | 2771.7938 | 2771.7938 | 2771.7938 | 2771.7938 | 2759.7938 | 2765.8138 | 2509.0938 | 2315.1138 | 2153.1138 | 1534.6189 | 406.9822 | 365.4822 | 254.4822 | 254.4822 | 254.4822
CDP17 | SA | CSA | Coordinated CER storage | 62.4605 | 69.574 | 76.4942 | 84.1684 | 92.1358 | 101.9094 | 111.3026 | 121.9009 | 133.5508 | 146.6546 | 161.056 | 176.8714 | 193.5765 | 211.7514 | 230.9299 | 250.6652 | 270.8794 | 292.0065 | 314.1066 | 337.1741 | 362.1662 | 388.8506 | 416.8107 | 446.0604 | 475.6817 | 505.6161 | 520.6813 | 534.0007
CDP17 | SA | CSA | Passive CER storage | 176.8412 | 189.127 | 200.7947 | 212.4134 | 224.7795 | 239.333 | 252.1373 | 265.4672 | 278.7557 | 292.6711 | 306.7404 | 321.0593 | 334.5405 | 348.2941 | 361.3463 | 372.8549 | 382.7225 | 391.8089 | 400.2474 | 408.0508 | 417.2101 | 426.5738 | 436.0668 | 445.6894 | 454.0331 | 461.1754 | 471.3591 | 480.3156
CDP17 | SA | SESA | Deep storage | 0 | 0 | 0 | 0 | 0 | 0 | 0 | 0 | 0 | 0 | 0 | 0 | 0 | 0 | 0 | 0 | 0 | 0 | 0 | 0 | 0 | 0 | 0 | 0 | 0 | 0 | 0 | 0
CDP17 | SA | SESA | Medium storage | 0 | 0 | 0 | 1.025e-05 | 1.316e-05 | 1.723e-05 | 1.723e-05 | 2.034e-05 | 2.136e-05 | 3.807e-05 | 3.807e-05 | 3.807e-05 | 4.076e-05 | 0.00010059 | 0.00010586 | 0.00010586 | 0.00010586 | 0.00010586 | 0.00010586 | 0.00010762 | 0.00011391 | 0.00011622 | 0.00011886 | 91.687 | 91.687 | 91.687 | 91.687 | 91.687
CDP17 | SA | SESA | Shallow storage | 25 | 25 | 25 | 25 | 25 | 25 | 25 | 25 | 25 | 25 | 0 | 0 | 0 | 0 | 0 | 0 | 0 | 0 | 0 | 0 | 0 | 0 | 0 | 0 | 0 | 0 | 0 | 0
CDP17 | SA | SESA | Coordinated CER storage | 2.2312 | 2.5031 | 2.7724 | 3.0693 | 3.3785 | 3.771 | 4.1547 | 4.5772 | 5.0453 | 5.5905 | 6.2292 | 6.8967 | 7.6454 | 8.4204 | 9.2343 | 10.0864 | 10.97 | 11.8923 | 12.8505 | 13.8935 | 15.057 | 16.2673 | 17.5209 | 18.834 | 20.1658 | 21.5197 | 22.1956 | 22.8328
CDP17 | SA | SESA | Passive CER storage | 6.3171 | 6.8043 | 7.2775 | 7.7459 | 8.2424 | 8.8562 | 9.3849 | 9.9001 | 10.4074 | 10.9659 | 11.6011 | 12.1692 | 12.779 | 13.3159 | 13.8063 | 14.2494 | 14.6336 | 14.9745 | 15.2687 | 15.6028 | 16.033 | 16.4336 | 16.813 | 17.1981 | 17.5263 | 17.8106 | 18.2151 | 18.6306
CDP17 | TAS | TAS | Deep storage | 0 | 0 | 0 | 0 | 0 | 0 | 1.303e-05 | 4.841e-05 | 7.506e-05 | 7.506e-05 | 7.506e-05 | 7.506e-05 | 7.506e-05 | 0.00010183 | 0.00011049 | 0.0001307 | 28.0024 | 28.0024 | 168.5767 | 460.3225 | 898.8339 | 898.8339 | 898.8339 | 898.8339 | 898.8339 | 898.8339 | 898.8339 | 898.8339
CDP17 | TAS | TAS | Medium storage | 0 | 0 | 0 | 8.76e-06 | 9.93e-06 | 1.105e-05 | 1.105e-05 | 1.678e-05 | 2.106e-05 | 3.048e-05 | 3.048e-05 | 3.048e-05 | 3.171e-05 | 5.467e-05 | 5.686e-05 | 5.686e-05 | 5.686e-05 | 5.686e-05 | 5.956e-05 | 6.247e-05 | 6.471e-05 | 6.617e-05 | 6.871e-05 | 7.012e-05 | 6.896e-05 | 6.783e-05 | 6.783e-05 | 6.21e-05
CDP17 | TAS | TAS | Shallow storage | 0 | 0 | 0 | 0 | 0 | 0 | 0 | 0 | 0 | 0 | 0 | 0 | 0 | 0 | 0 | 0 | 0 | 0 | 0 | 0 | 0 | 0 | 0 | 0 | 0 | 0 | 0 | 0
CDP17 | TAS | TAS | Coordinated CER storage | 0.86202 | 1.1897 | 1.5604 | 1.9874 | 2.4806 | 3.1026 | 3.6027 | 4.2371 | 5.0419 | 6.0802 | 7.3806 | 8.9752 | 10.855 | 13.0758 | 15.6258 | 18.4829 | 21.6512 | 25.1679 | 29.047 | 33.2957 | 37.9263 | 43.0768 | 48.6582 | 54.6735 | 61.0336 | 67.7354 | 71.4596 | 74.781
CDP17 | TAS | TAS | Passive CER storage | 18.3551 | 20.1214 | 21.7939 | 23.5599 | 25.4634 | 28.0008 | 30.1463 | 32.4307 | 34.7743 | 37.3199 | 39.9892 | 42.7744 | 45.4739 | 48.2933 | 51.0238 | 53.4633 | 55.579 | 57.5324 | 59.351 | 61.0565 | 63.1414 | 65.3064 | 67.5415 | 69.8609 | 71.8752 | 73.5976 | 75.9416 | 77.9696
CDP18 | NSW | NNSW | Snowy 2.0 | 0 | 0 | 0 | 0 | 0 | 0 | 0 | 0 | 0 | 0 | 0 | 0 | 0 | 0 | 0 | 0 | 0 | 0 | 0 | 0 | 0 | 0 | 0 | 0 | 0 | 0 | 0 | 0
CDP18 | NSW | NNSW | Deep storage | 0 | 0 | 0 | 0 | 0 | 0 | 1.55e-05 | 1.768e-05 | 1.898e-05 | 1.898e-05 | 2.059e-05 | 2.789e-05 | 3.377e-05 | 3.377e-05 | 3.65e-05 | 3.767e-05 | 3.891e-05 | 4.61e-05 | 4.61e-05 | 5.947e-05 | 1000 | 1000 | 1000 | 1000 | 1000 | 1000 | 1000 | 1000
CDP18 | NSW | NNSW | Medium storage | 0 | 0 | 275 | 275.0001 | 382.9079 | 1188.9121 | 1188.9121 | 1188.9121 | 1188.9121 | 1188.9121 | 1188.9121 | 1188.9121 | 1188.9121 | 1188.9121 | 1188.9121 | 1188.9121 | 1188.9121 | 1188.9121 | 1188.9121 | 1188.9121 | 1188.9123 | 1188.9123 | 913.9123 | 1496.4415 | 1388.5337 | 1293.8521 | 1293.8521 | 1628.9189
CDP18 | NSW | NNSW | Shallow storage | 0 | 30 | 230 | 430 | 430 | 430 | 430 | 430 | 430 | 400 | 400 | 400 | 400 | 400 | 400 | 400 | 400 | 400 | 400 | 400 | 400 | 400 | 0 | 0 | 0 | 0 | 0 | 0
CDP18 | NSW | NNSW | Coordinated CER storage | 2.9011 | 3.6904 | 4.6278 | 5.5596 | 6.6915 | 7.9992 | 9.7928 | 12.0913 | 14.9199 | 18.3769 | 22.4496 | 27.1895 | 32.5292 | 38.5657 | 45.2506 | 52.5465 | 60.457 | 69.0343 | 78.2621 | 88.1661 | 98.8985 | 110.4266 | 122.6426 | 135.5582 | 148.9852 | 162.8922 | 169.464 | 175.3439
CDP18 | NSW | NNSW | Passive CER storage | 51.9224 | 55.9244 | 59.7457 | 63.1809 | 66.9501 | 72.1109 | 76.9127 | 82.1206 | 87.477 | 93.3283 | 99.3194 | 105.5537 | 111.5324 | 117.7469 | 123.7732 | 129.3342 | 134.4245 | 139.3018 | 143.8527 | 148.1976 | 153.2203 | 158.3806 | 163.6836 | 169.1359 | 173.9747 | 178.2371 | 183.577 | 188.3339
CDP18 | NSW | CNSW | Snowy 2.0 | 0 | 0 | 0 | 0 | 0 | 0 | 0 | 0 | 0 | 0 | 0 | 0 | 0 | 0 | 0 | 0 | 0 | 0 | 0 | 0 | 0 | 0 | 0 | 0 | 0 | 0 | 0 | 0
CDP18 | NSW | CNSW | Deep storage | 247 | 247 | 247 | 247 | 247 | 247 | 247 | 247 | 247 | 247 | 247 | 247 | 247 | 247 | 247 | 247 | 247 | 247 | 247 | 247 | 247 | 247 | 247 | 247 | 247 | 247 | 247 | 247
CDP18 | NSW | CNSW | Medium storage | 0 | 549 | 549 | 917.46 | 917.46 | 957.4945 | 917.4745 | 957.4945 | 917.4745 | 917.4745 | 957.4945 | 917.4745 | 917.4745 | 957.4945 | 957.4945 | 917.4745 | 917.4745 | 917.4745 | 917.4745 | 957.4945 | 917.4745 | 408.4945 | 368.4745 | 368.4745 | 408.4945 | 368.4664 | 368.4664 | 408.4864
CDP18 | NSW | CNSW | Shallow storage | 0 | 20 | 30.0619 | 321.407 | 1706.4866 | 1706.4866 | 1706.4866 | 1706.4866 | 1706.4866 | 1706.4866 | 1706.4866 | 1706.4866 | 1706.4866 | 1706.4866 | 1706.4866 | 1706.4866 | 1706.4866 | 1706.4866 | 1706.4866 | 1706.4866 | 1706.4866 | 1686.4866 | 1676.4247 | 1385.0797 | 124.1379 | 124.1379 | 124.1379 | 124.1379
CDP18 | NSW | CNSW | Coordinated CER storage | 1.218 | 1.5545 | 1.9694 | 2.396 | 2.8889 | 3.468 | 4.4484 | 5.7616 | 7.4129 | 9.4548 | 11.9182 | 14.7956 | 18.091 | 21.8271 | 26.0012 | 30.6055 | 35.6384 | 41.1048 | 47.0119 | 53.3576 | 60.2411 | 67.6633 | 75.5332 | 83.8558 | 92.5557 | 101.5813 | 105.8426 | 109.6628
CDP18 | NSW | CNSW | Passive CER storage | 21.7984 | 23.5569 | 25.4252 | 27.2293 | 28.9039 | 31.2635 | 33.4736 | 36.0114 | 38.6022 | 41.3825 | 44.4067 | 47.4404 | 50.4842 | 53.5835 | 56.6421 | 59.5615 | 62.2973 | 64.8483 | 67.2355 | 69.4388 | 72.0568 | 74.8106 | 77.6287 | 80.5076 | 83.1503 | 85.4446 | 88.2195 | 90.7189
CDP18 | NSW | SNSW | Snowy 2.0 | 0 | 0 | 0 | 0 | 2200 | 2200 | 2200 | 2200 | 2200 | 2200 | 2200 | 2200 | 2200 | 2200 | 2200 | 2200 | 2200 | 2200 | 2200 | 2200 | 2200 | 2200 | 2200 | 2200 | 2200 | 2200 | 2200 | 2200
CDP18 | NSW | SNSW | Deep storage | 0 | 0 | 0 | 0 | 0 | 0 | 0 | 0 | 0 | 0 | 0 | 0 | 0 | 0 | 0 | 0 | 0 | 0 | 0 | 0 | 0 | 0 | 0 | 0 | 0 | 0 | 0 | 0
CDP18 | NSW | SNSW | Medium storage | 0 | 50 | 50 | 250 | 250 | 335.0792 | 335.0792 | 335.0792 | 335.0792 | 335.0792 | 335.0792 | 335.0792 | 335.0792 | 335.0792 | 335.0792 | 335.0792 | 335.0792 | 335.0792 | 335.0792 | 335.0792 | 335.0792 | 285.0792 | 285.0792 | 285.0792 | 285.0792 | 237.3584 | 237.3584 | 237.3584
CDP18 | NSW | SNSW | Shallow storage | 309.99 | 318.9 | 318.9 | 318.9 | 318.9 | 319.89 | 318.9 | 319.89 | 318.9 | 318.9 | 319.89 | 318.9 | 318.9 | 319.89 | 319.89 | 318.9 | 318.9 | 318.9 | 308.9 | 259.89 | 258.9 | 249.99 | 249 | 249 | 150 | 150 | 150 | 0
CDP18 | NSW | SNSW | Coordinated CER storage | 2.4469 | 3.1469 | 4.0056 | 4.9448 | 6.063 | 7.344 | 8.8828 | 10.843 | 13.2952 | 16.3304 | 19.989 | 24.3293 | 29.3361 | 35.0941 | 41.5771 | 48.7432 | 56.6101 | 65.2405 | 74.6487 | 84.8616 | 95.9878 | 108.1835 | 121.2843 | 135.2958 | 150.0261 | 165.4879 | 173.4974 | 180.7336
CDP18 | NSW | SNSW | Passive CER storage | 43.7926 | 47.6885 | 51.7125 | 56.1945 | 60.6618 | 66.2045 | 71.0929 | 76.2779 | 81.7101 | 87.5202 | 93.586 | 99.9174 | 106.2198 | 112.7798 | 119.2142 | 125.1293 | 130.5318 | 135.6734 | 140.5429 | 145.2071 | 150.7156 | 156.525 | 162.5649 | 168.7895 | 174.3699 | 179.4516 | 185.5172 | 191.0124
CDP18 | NSW | SNW | Snowy 2.0 | 0 | 0 | 0 | 0 | 0 | 0 | 0 | 0 | 0 | 0 | 0 | 0 | 0 | 0 | 0 | 0 | 0 | 0 | 0 | 0 | 0 | 0 | 0 | 0 | 0 | 0 | 0 | 0
CDP18 | NSW | SNW | Deep storage | 0 | 0 | 0 | 0 | 0 | 0 | 0 | 0 | 0 | 0 | 0 | 0 | 0 | 0 | 0 | 0 | 0 | 0 | 0 | 0 | 0 | 0 | 0 | 0 | 0 | 0 | 0 | 0
CDP18 | NSW | SNW | Medium storage | 0 | 889.1456 | 889.1456 | 889.1456 | 889.1456 | 1316.1399 | 1316.1399 | 1316.1399 | 1316.1399 | 1316.1399 | 1316.1399 | 1316.1399 | 1316.1399 | 1316.1399 | 1316.1399 | 1316.1399 | 1316.1399 | 1316.1399 | 1316.1399 | 1316.1399 | 1316.1399 | 426.9943 | 426.9943 | 426.9944 | 426.9944 | 187.4948 | 187.4948 | 187.4948
CDP18 | NSW | SNW | Shallow storage | 50 | 682.712 | 682.7165 | 682.7187 | 718.3559 | 760.6919 | 1388.2439 | 1460.8199 | 1388.2439 | 1388.2439 | 1460.8199 | 1388.2439 | 1338.2439 | 1410.8199 | 1410.8199 | 1338.2439 | 1338.2439 | 1338.2439 | 1338.2439 | 1410.8199 | 1338.2439 | 885.8199 | 813.2393 | 813.2371 | 853.37 | 780.7939 | 780.7939 | 853.3699
CDP18 | NSW | SNW | Coordinated CER storage | 11.5295 | 14.8171 | 18.6626 | 22.7871 | 27.7997 | 33.4963 | 43.0237 | 55.4305 | 70.9627 | 90.1039 | 112.9793 | 139.8314 | 170.4524 | 205.2684 | 244.1544 | 286.9162 | 333.5338 | 384.2127 | 438.8854 | 497.66 | 560.8937 | 629.5544 | 702.4072 | 779.5514 | 860.1351 | 943.9419 | 983.3503 | 1018.6582
CDP18 | NSW | SNW | Passive CER storage | 206.3463 | 224.5379 | 240.9368 | 258.9593 | 278.1444 | 301.9599 | 322.7208 | 344.5839 | 366.8252 | 390.7075 | 415.6523 | 441.7183 | 467.2367 | 494.0385 | 520.566 | 545.206 | 567.5963 | 588.6361 | 607.8089 | 625.5986 | 647.3132 | 670.0861 | 693.8422 | 718.7364 | 741.3337 | 761.6739 | 786.6727 | 809.1086
CDP18 | QLD | NQ | Borumba | 0 | 0 | 0 | 0 | 0 | 0 | 0 | 0 | 0 | 0 | 0 | 0 | 0 | 0 | 0 | 0 | 0 | 0 | 0 | 0 | 0 | 0 | 0 | 0 | 0 | 0 | 0 | 0
CDP18 | QLD | NQ | Deep storage | 0 | 0 | 0 | 0 | 0 | 0 | 1.049e-05 | 1.209e-05 | 1.416e-05 | 7.407e-05 | 7.407e-05 | 7.407e-05 | 7.407e-05 | 7.407e-05 | 7.817e-05 | 7.817e-05 | 7.817e-05 | 7.999e-05 | 7.999e-05 | 8.5e-05 | 0.00014744 | 0.00015636 | 11.0773 | 19.5555 | 150.7752 | 180.4663 | 180.4663 | 180.4663
CDP18 | QLD | NQ | Medium storage | 250 | 250 | 250 | 250 | 250 | 250 | 250 | 250 | 250 | 250.0001 | 250.0001 | 250.0001 | 250.0001 | 250.0001 | 250.0001 | 250.0001 | 250.0001 | 250.0001 | 250.0001 | 250.0001 | 250.0001 | 250.0001 | 250.0003 | 250.0002 | 250.0002 | 250.0002 | 250.0002 | 250.0002
CDP18 | QLD | NQ | Shallow storage | 0 | 0 | 300 | 300 | 300 | 300 | 300 | 300 | 300 | 300 | 300 | 300 | 300 | 300 | 300 | 300 | 300 | 300 | 300 | 300 | 300 | 300 | 0 | 0 | 0 | 0 | 0 | 0
CDP18 | QLD | NQ | Coordinated CER storage | 1.2167 | 1.5929 | 2.0251 | 2.5236 | 3.12 | 3.8402 | 4.861 | 6.1864 | 7.8245 | 9.8358 | 12.2418 | 15.0717 | 18.2721 | 21.9141 | 25.9728 | 30.4036 | 35.228 | 40.4665 | 46.1292 | 52.2496 | 58.927 | 66.1344 | 73.8088 | 81.9834 | 90.4987 | 99.3492 | 103.7072 | 107.6837
CDP18 | QLD | NQ | Passive CER storage | 21.0552 | 23.4635 | 25.9022 | 28.4576 | 31.3925 | 34.814 | 37.9522 | 41.4162 | 44.9799 | 48.8461 | 52.9834 | 57.3995 | 61.6721 | 66.1572 | 70.6014 | 74.6827 | 78.4936 | 82.1191 | 85.5856 | 89.0361 | 92.9771 | 97.0969 | 101.3628 | 105.886 | 109.9772 | 113.7091 | 117.7593 | 121.4976
CDP18 | QLD | GG | Borumba | 0 | 0 | 0 | 0 | 0 | 0 | 0 | 0 | 0 | 0 | 0 | 0 | 0 | 0 | 0 | 0 | 0 | 0 | 0 | 0 | 0 | 0 | 0 | 0 | 0 | 0 | 0 | 0
CDP18 | QLD | GG | Deep storage | 0 | 0 | 0 | 0 | 0 | 0 | 0 | 0 | 0 | 0 | 0 | 0 | 0 | 0 | 0 | 0 | 0 | 0 | 0 | 0 | 0 | 0 | 0 | 0 | 0 | 0 | 0 | 0
CDP18 | QLD | GG | Medium storage | 0 | 0 | 0 | 2.504e-05 | 2.504e-05 | 5.573e-05 | 5.573e-05 | 5.776e-05 | 7.143e-05 | 7.659e-05 | 7.659e-05 | 7.659e-05 | 9.987e-05 | 0.00017126 | 0.00017975 | 0.00017975 | 0.00017975 | 0.00018174 | 0.00018174 | 0.00018428 | 0.00019255 | 0.000272 | 73.9107 | 159.4128 | 159.4128 | 598.8973 | 598.8973 | 803.6227
CDP18 | QLD | GG | Shallow storage | 0 | 400 | 400 | 400 | 400 | 400 | 400 | 400 | 400 | 400 | 400 | 400 | 400 | 400 | 400 | 400 | 400 | 400 | 400 | 400 | 400 | 0 | 0 | 0 | 0 | 0 | 0 | 0
CDP18 | QLD | GG | Coordinated CER storage | 0.066819 | 0.087887 | 0.11153 | 0.14153 | 0.17366 | 0.21572 | 0.29891 | 0.41299 | 0.56211 | 0.74955 | 0.97712 | 1.2471 | 1.5592 | 1.9169 | 2.3184 | 2.7646 | 3.2536 | 3.7908 | 4.3761 | 5.009 | 5.7004 | 6.4465 | 7.2409 | 8.0831 | 8.9664 | 9.8883 | 10.3376 | 10.7449
CDP18 | QLD | GG | Passive CER storage | 1.1563 | 1.2946 | 1.4266 | 1.5959 | 1.7473 | 1.9556 | 2.1352 | 2.3376 | 2.5644 | 2.8105 | 3.0704 | 3.3401 | 3.6127 | 3.8978 | 4.1748 | 4.4417 | 4.6827 | 4.9228 | 5.1563 | 5.3782 | 5.6374 | 5.9123 | 6.1964 | 6.4847 | 6.7498 | 6.9899 | 7.2551 | 7.4911
CDP18 | QLD | CQ | Borumba | 0 | 0 | 0 | 0 | 0 | 0 | 0 | 0 | 0 | 0 | 0 | 0 | 0 | 0 | 0 | 0 | 0 | 0 | 0 | 0 | 0 | 0 | 0 | 0 | 0 | 0 | 0 | 0
CDP18 | QLD | CQ | Deep storage | 0 | 0 | 0 | 0 | 0 | 0 | 1.064e-05 | 1.218e-05 | 1.529e-05 | 6.209e-05 | 6.209e-05 | 6.209e-05 | 6.209e-05 | 6.209e-05 | 6.579e-05 | 6.579e-05 | 6.579e-05 | 6.754e-05 | 6.754e-05 | 6.754e-05 | 0.00017228 | 0.0001774 | 0.00018334 | 0.00019464 | 44.4103 | 359.0374 | 359.0374 | 400
CDP18 | QLD | CQ | Medium storage | 0 | 0 | 0 | 2.757e-05 | 3.391e-05 | 5.677e-05 | 6.866e-05 | 7.172e-05 | 7.927e-05 | 0.00014313 | 0.00014313 | 0.00014313 | 0.00017074 | 0.00024205 | 0.0002553 | 0.0002553 | 0.0002553 | 0.00025737 | 0.00025737 | 0.00026395 | 0.0002801 | 0.00036834 | 73.262 | 75.2975 | 75.298 | 575.4027 | 575.4027 | 892.1008
CDP18 | QLD | CQ | Shallow storage | 50 | 50 | 50 | 200 | 200 | 200 | 200 | 200 | 200 | 200 | 200 | 200 | 200 | 200 | 200 | 200 | 200 | 200 | 150 | 150 | 150 | 150 | 150 | 0 | 0 | 0 | 0 | 0
CDP18 | QLD | CQ | Coordinated CER storage | 1.1192 | 1.475 | 1.8705 | 2.3506 | 2.8941 | 3.5651 | 4.6403 | 6.0457 | 7.8273 | 10.0404 | 12.6969 | 15.8224 | 19.4074 | 23.4888 | 28.0554 | 33.0802 | 38.5531 | 44.5354 | 51.0196 | 58.024 | 65.6952 | 73.9546 | 82.751 | 92.094 | 101.874 | 112.0393 | 117.0219 | 121.5395
CDP18 | QLD | CQ | Passive CER storage | 19.3666 | 21.7275 | 23.9255 | 26.506 | 29.119 | 32.3201 | 35.3739 | 38.6267 | 42.1175 | 45.9487 | 49.9898 | 54.2028 | 58.4551 | 62.8527 | 67.2149 | 71.3089 | 75.0313 | 78.6845 | 82.1837 | 85.591 | 89.6089 | 93.7355 | 98.007 | 102.4317 | 106.5375 | 110.2123 | 114.1759 | 117.7274
CDP18 | QLD | SQ | Borumba | 0 | 0 | 0 | 0 | 0 | 0 | 0 | 1998 | 1998 | 1998 | 1998 | 1998 | 1998 | 1998 | 1998 | 1998 | 1998 | 1998 | 1998 | 1998 | 1998 | 1998 | 1998 | 1998 | 1998 | 1998 | 1998 | 1998
CDP18 | QLD | SQ | Deep storage | 0 | 0 | 0 | 0 | 0 | 0 | 0 | 0 | 0 | 0 | 0 | 0 | 0 | 0 | 0 | 0 | 0 | 0 | 0 | 0 | 0 | 0 | 0 | 0 | 0 | 0 | 0 | 0
CDP18 | QLD | SQ | Medium storage | 570 | 570 | 570 | 570 | 570 | 570 | 570 | 570 | 570.0001 | 570.0001 | 570.0001 | 570.0001 | 570.0001 | 570.0001 | 570.0001 | 570.0001 | 570.0001 | 570.0001 | 570.0001 | 570.0001 | 570.0002 | 570.0003 | 1111.4192 | 1111.4191 | 1111.4191 | 1379.9116 | 1379.9116 | 1379.9116
CDP18 | QLD | SQ | Shallow storage | 853.76 | 1159.76 | 1159.76 | 1159.76 | 1159.76 | 1159.76 | 1159.76 | 1159.76 | 1159.76 | 1159.76 | 1159.76 | 1159.76 | 1159.76 | 1159.76 | 1059.76 | 1059.76 | 1059.76 | 1059.76 | 1059.76 | 1059.76 | 759.76 | 509.76 | 509.76 | 509.76 | 254.96 | 254.96 | 254.96 | 154.96
CDP18 | QLD | SQ | Coordinated CER storage | 5.9349 | 7.8549 | 10.0673 | 12.639 | 15.6606 | 19.5036 | 26.1745 | 34.9449 | 45.9905 | 59.704 | 76.2037 | 95.6949 | 118.0268 | 143.566 | 172.1726 | 203.6626 | 237.961 | 275.4027 | 316.0829 | 360.0365 | 407.5661 | 459.4511 | 514.7474 | 573.5005 | 635.0211 | 699.1749 | 730.6031 | 759.1308
CDP18 | QLD | SQ | Passive CER storage | 102.7017 | 115.7072 | 128.7691 | 142.5235 | 157.5718 | 176.8119 | 194.2469 | 213.1165 | 232.7482 | 254.1827 | 276.937 | 301.0369 | 325.0195 | 350.4149 | 375.6131 | 399.0493 | 420.0192 | 440.1605 | 459.7105 | 478.6237 | 501.0311 | 524.6191 | 549.2404 | 574.878 | 598.5559 | 620.3463 | 643.8322 | 664.9847
CDP18 | VIC | VIC | Deep storage | 0 | 0 | 0 | 0 | 0 | 0 | 9.74e-06 | 1.717e-05 | 4.306e-05 | 9.754e-05 | 9.754e-05 | 9.754e-05 | 9.754e-05 | 9.754e-05 | 9.869e-05 | 9.996e-05 | 9.996e-05 | 9.996e-05 | 0.00010158 | 0.00011069 | 490.9057 | 490.9057 | 490.9057 | 490.9057 | 490.9057 | 501.7303 | 501.7303 | 547.7842
CDP18 | VIC | VIC | Medium storage | 0 | 0 | 350 | 350 | 350 | 350 | 350 | 350 | 350 | 350.0001 | 350.0001 | 350.0001 | 350.0001 | 350.0001 | 350.0001 | 350.0001 | 350.0001 | 350.0001 | 350.0001 | 350.0001 | 350.0001 | 350.0001 | 0.00012663 | 0.00035744 | 0.00035152 | 0.00034123 | 0.00034123 | 0.00033818
CDP18 | VIC | VIC | Shallow storage | 479.13 | 1990.64 | 2055.4404 | 2510.5132 | 2502.8132 | 2703.23 | 2710.53 | 3222.2299 | 3733.1699 | 4243.0398 | 5851.9198 | 5851.9198 | 5858.5198 | 5851.9198 | 5846.9198 | 5846.9198 | 5846.9198 | 5546.9198 | 5546.9198 | 5396.9198 | 5203.5198 | 4902.2098 | 4513.7093 | 4208.2366 | 4208.2366 | 3978.2198 | 3378.2198 | 2866.5198
CDP18 | VIC | VIC | Coordinated CER storage | 15.1363 | 20.7187 | 26.6998 | 33.6099 | 42.073 | 52.0251 | 65.3888 | 82.4785 | 103.5543 | 129.304 | 159.8675 | 195.5802 | 236.092 | 282.1042 | 333.3048 | 389.2764 | 449.9516 | 515.8702 | 587.1309 | 663.853 | 746.8741 | 837.0114 | 932.8772 | 1034.5743 | 1140.6225 | 1250.7708 | 1304.751 | 1353.7071
CDP18 | VIC | VIC | Passive CER storage | 301.4603 | 331.822 | 361.74 | 393.4245 | 427.1076 | 470.0826 | 508.8755 | 550.5086 | 593.6031 | 640.251 | 689.3259 | 740.7945 | 791.6143 | 844.9475 | 897.6568 | 946.6059 | 991.0946 | 1033.8217 | 1074.9606 | 1114.8568 | 1161.2955 | 1209.6656 | 1259.8506 | 1312.0582 | 1360.0652 | 1403.9921 | 1454.6296 | 1500.8336
CDP18 | SA | CSA | Deep storage | 0 | 0 | 0 | 0 | 0 | 0 | 5.35e-06 | 5.35e-06 | 6.56e-06 | 6.56e-06 | 6.56e-06 | 6.56e-06 | 6.56e-06 | 1.061e-05 | 1.209e-05 | 1.209e-05 | 1.209e-05 | 1.209e-05 | 1.209e-05 | 1.209e-05 | 1.668e-05 | 1.668e-05 | 1.668e-05 | 1.784e-05 | 1.784e-05 | 1.784e-05 | 1.784e-05 | 1.784e-05
CDP18 | SA | CSA | Medium storage | 0 | 0 | 0 | 2.25e-05 | 2.874e-05 | 3.84e-05 | 3.84e-05 | 3.98e-05 | 4.1e-05 | 4.283e-05 | 4.283e-05 | 4.283e-05 | 5.488e-05 | 6.558e-05 | 7.03e-05 | 7.03e-05 | 7.03e-05 | 7.03e-05 | 7.03e-05 | 7.22e-05 | 8.677e-05 | 9.102e-05 | 9.102e-05 | 1075.2652 | 1075.2652 | 1504.0242 | 1504.0242 | 1504.0242
CDP18 | SA | CSA | Shallow storage | 656.2 | 951.18 | 1569.6392 | 2801.791 | 2807.811 | 2801.791 | 2771.791 | 2771.791 | 2771.791 | 2771.791 | 2771.791 | 2771.791 | 2771.791 | 2771.791 | 2771.791 | 2771.791 | 2771.791 | 2759.791 | 2765.811 | 2509.091 | 2315.111 | 2153.111 | 1534.6518 | 406.9867 | 365.4867 | 254.4867 | 254.4867 | 254.4867
CDP18 | SA | CSA | Coordinated CER storage | 62.4605 | 69.574 | 76.4942 | 84.1684 | 92.1358 | 101.9094 | 111.3026 | 121.9009 | 133.5508 | 146.6546 | 161.056 | 176.8714 | 193.5765 | 211.7514 | 230.9299 | 250.6652 | 270.8794 | 292.0065 | 314.1066 | 337.1741 | 362.1662 | 388.8506 | 416.8107 | 446.0604 | 475.6817 | 505.6161 | 520.6813 | 534.0007
CDP18 | SA | CSA | Passive CER storage | 176.8412 | 189.127 | 200.7947 | 212.4134 | 224.7795 | 239.333 | 252.1373 | 265.4672 | 278.7557 | 292.6711 | 306.7404 | 321.0593 | 334.5405 | 348.2941 | 361.3463 | 372.8549 | 382.7225 | 391.8089 | 400.2474 | 408.0508 | 417.2101 | 426.5738 | 436.0668 | 445.6894 | 454.0331 | 461.1754 | 471.3591 | 480.3156
CDP18 | SA | SESA | Deep storage | 0 | 0 | 0 | 0 | 0 | 0 | 0 | 0 | 0 | 0 | 0 | 0 | 0 | 0 | 0 | 0 | 0 | 0 | 0 | 0 | 0 | 0 | 0 | 0 | 0 | 0 | 0 | 0
CDP18 | SA | SESA | Medium storage | 0 | 0 | 0 | 2.185e-05 | 2.806e-05 | 3.673e-05 | 3.673e-05 | 3.673e-05 | 4.246e-05 | 4.246e-05 | 4.246e-05 | 4.246e-05 | 4.379e-05 | 5.824e-05 | 6.311e-05 | 6.311e-05 | 6.311e-05 | 6.311e-05 | 6.311e-05 | 6.915e-05 | 7.446e-05 | 7.818e-05 | 7.818e-05 | 68.0375 | 68.0375 | 68.0375 | 68.0375 | 68.0375
CDP18 | SA | SESA | Shallow storage | 25 | 25 | 25 | 25 | 25 | 25 | 25 | 25 | 25 | 25 | 0 | 0 | 0 | 0 | 0 | 0 | 0 | 0 | 0 | 0 | 0 | 0 | 0 | 0 | 0 | 0 | 0 | 0
CDP18 | SA | SESA | Coordinated CER storage | 2.2312 | 2.5031 | 2.7724 | 3.0693 | 3.3785 | 3.771 | 4.1547 | 4.5772 | 5.0453 | 5.5905 | 6.2292 | 6.8967 | 7.6454 | 8.4204 | 9.2343 | 10.0864 | 10.97 | 11.8923 | 12.8505 | 13.8935 | 15.057 | 16.2673 | 17.5209 | 18.834 | 20.1658 | 21.5197 | 22.1956 | 22.8328
CDP18 | SA | SESA | Passive CER storage | 6.3171 | 6.8043 | 7.2775 | 7.7459 | 8.2424 | 8.8562 | 9.3849 | 9.9001 | 10.4074 | 10.9659 | 11.6011 | 12.1692 | 12.779 | 13.3159 | 13.8063 | 14.2494 | 14.6336 | 14.9745 | 15.2687 | 15.6028 | 16.033 | 16.4336 | 16.813 | 17.1981 | 17.5263 | 17.8106 | 18.2151 | 18.6306
CDP18 | TAS | TAS | Deep storage | 0 | 0 | 0 | 0 | 0 | 0 | 2.779e-05 | 3.121e-05 | 4.584e-05 | 4.584e-05 | 4.584e-05 | 4.584e-05 | 4.584e-05 | 5.925e-05 | 6.92e-05 | 8.083e-05 | 19.6144 | 19.6144 | 173.1271 | 448.2456 | 900.5225 | 900.5225 | 900.5225 | 900.5225 | 900.5225 | 900.5225 | 900.5225 | 900.5225
CDP18 | TAS | TAS | Medium storage | 0 | 0 | 0 | 1.868e-05 | 2.117e-05 | 2.357e-05 | 2.357e-05 | 2.357e-05 | 2.645e-05 | 2.81e-05 | 2.81e-05 | 2.81e-05 | 2.81e-05 | 3.073e-05 | 3.29e-05 | 3.29e-05 | 3.29e-05 | 3.48e-05 | 3.589e-05 | 4.027e-05 | 4.476e-05 | 4.713e-05 | 4.713e-05 | 3.702e-05 | 3.453e-05 | 3.339e-05 | 3.339e-05 | 3.339e-05
CDP18 | TAS | TAS | Shallow storage | 0 | 0 | 0 | 0 | 0 | 0 | 0 | 0 | 0 | 0 | 0 | 0 | 0 | 0 | 0 | 0 | 0 | 0 | 0 | 0 | 0 | 0 | 0 | 0 | 0 | 0 | 0 | 0
CDP18 | TAS | TAS | Coordinated CER storage | 0.86202 | 1.1897 | 1.5604 | 1.9874 | 2.4806 | 3.1026 | 3.6027 | 4.2371 | 5.0419 | 6.0802 | 7.3806 | 8.9752 | 10.855 | 13.0758 | 15.6258 | 18.4829 | 21.6512 | 25.1679 | 29.047 | 33.2957 | 37.9263 | 43.0768 | 48.6582 | 54.6735 | 61.0336 | 67.7354 | 71.4596 | 74.781
CDP18 | TAS | TAS | Passive CER storage | 18.3551 | 20.1214 | 21.7939 | 23.5599 | 25.4634 | 28.0008 | 30.1463 | 32.4307 | 34.7743 | 37.3199 | 39.9892 | 42.7744 | 45.4739 | 48.2933 | 51.0238 | 53.4633 | 55.579 | 57.5324 | 59.351 | 61.0565 | 63.1414 | 65.3064 | 67.5415 | 69.8609 | 71.8752 | 73.5976 | 75.9416 | 77.9696
CDP19 | NSW | NNSW | Snowy 2.0 | 0 | 0 | 0 | 0 | 0 | 0 | 0 | 0 | 0 | 0 | 0 | 0 | 0 | 0 | 0 | 0 | 0 | 0 | 0 | 0 | 0 | 0 | 0 | 0 | 0 | 0 | 0 | 0
CDP19 | NSW | NNSW | Deep storage | 0 | 0 | 0 | 0 | 0 | 0 | 1.236e-05 | 1.625e-05 | 2.119e-05 | 2.223e-05 | 2.698e-05 | 3.632e-05 | 4.379e-05 | 4.379e-05 | 4.379e-05 | 4.505e-05 | 4.835e-05 | 5.21e-05 | 5.21e-05 | 5.853e-05 | 1000 | 1000 | 1000 | 1000 | 1000 | 1000 | 1000 | 1000
CDP19 | NSW | NNSW | Medium storage | 0 | 0 | 275 | 275 | 382.9079 | 1188.9084 | 1188.9085 | 1188.9085 | 1188.9085 | 1188.9085 | 1188.9085 | 1188.9085 | 1188.9085 | 1188.9085 | 1188.9085 | 1188.9085 | 1188.9085 | 1188.9085 | 1188.9085 | 1188.9085 | 1188.9086 | 1188.9086 | 913.9086 | 1496.4361 | 1388.5282 | 1293.7855 | 1293.7855 | 1628.9182
CDP19 | NSW | NNSW | Shallow storage | 0 | 30 | 230 | 430 | 430 | 430 | 430 | 430 | 430 | 400 | 400 | 400 | 400 | 400 | 400 | 400 | 400 | 400 | 400 | 400 | 400 | 400 | 0 | 0 | 0 | 0 | 0 | 0
CDP19 | NSW | NNSW | Coordinated CER storage | 2.9011 | 3.6904 | 4.6278 | 5.5596 | 6.6915 | 7.9992 | 9.7928 | 12.0913 | 14.9199 | 18.3769 | 22.4496 | 27.1895 | 32.5292 | 38.5657 | 45.2506 | 52.5465 | 60.457 | 69.0343 | 78.2621 | 88.1661 | 98.8985 | 110.4266 | 122.6426 | 135.5582 | 148.9852 | 162.8922 | 169.464 | 175.3439
CDP19 | NSW | NNSW | Passive CER storage | 51.9224 | 55.9244 | 59.7457 | 63.1809 | 66.9501 | 72.1109 | 76.9127 | 82.1206 | 87.477 | 93.3283 | 99.3194 | 105.5537 | 111.5324 | 117.7469 | 123.7732 | 129.3342 | 134.4245 | 139.3018 | 143.8527 | 148.1976 | 153.2203 | 158.3806 | 163.6836 | 169.1359 | 173.9747 | 178.2371 | 183.577 | 188.3339
CDP19 | NSW | CNSW | Snowy 2.0 | 0 | 0 | 0 | 0 | 0 | 0 | 0 | 0 | 0 | 0 | 0 | 0 | 0 | 0 | 0 | 0 | 0 | 0 | 0 | 0 | 0 | 0 | 0 | 0 | 0 | 0 | 0 | 0
CDP19 | NSW | CNSW | Deep storage | 247 | 247 | 247 | 247 | 247 | 247 | 247 | 247 | 247 | 247 | 247 | 247 | 247 | 247 | 247 | 247 | 247 | 247 | 247 | 247 | 247 | 247 | 247 | 247 | 247 | 247 | 247 | 247
CDP19 | NSW | CNSW | Medium storage | 0 | 549 | 549 | 917.46 | 917.46 | 957.4919 | 917.4719 | 957.4919 | 917.4719 | 917.4719 | 957.4919 | 917.4719 | 917.4719 | 957.4919 | 957.4919 | 917.4719 | 917.4719 | 917.4719 | 917.4719 | 957.4919 | 917.4719 | 408.4919 | 368.4719 | 368.4719 | 408.4919 | 368.4652 | 368.4652 | 408.4853
CDP19 | NSW | CNSW | Shallow storage | 0 | 20 | 30.0321 | 321.4039 | 1706.4821 | 1706.4821 | 1706.4821 | 1706.4821 | 1706.4821 | 1706.4821 | 1706.4821 | 1706.4821 | 1706.4821 | 1706.4821 | 1706.4821 | 1706.4821 | 1706.4821 | 1706.4821 | 1706.4821 | 1706.4821 | 1706.4821 | 1686.4821 | 1676.45 | 1385.0782 | 124.1379 | 124.1379 | 124.1379 | 124.1379
CDP19 | NSW | CNSW | Coordinated CER storage | 1.218 | 1.5545 | 1.9694 | 2.396 | 2.8889 | 3.468 | 4.4484 | 5.7616 | 7.4129 | 9.4548 | 11.9182 | 14.7956 | 18.091 | 21.8271 | 26.0012 | 30.6055 | 35.6384 | 41.1048 | 47.0119 | 53.3576 | 60.2411 | 67.6633 | 75.5332 | 83.8558 | 92.5557 | 101.5813 | 105.8426 | 109.6628
CDP19 | NSW | CNSW | Passive CER storage | 21.7984 | 23.5569 | 25.4252 | 27.2293 | 28.9039 | 31.2635 | 33.4736 | 36.0114 | 38.6022 | 41.3825 | 44.4067 | 47.4404 | 50.4842 | 53.5835 | 56.6421 | 59.5615 | 62.2973 | 64.8483 | 67.2355 | 69.4388 | 72.0568 | 74.8106 | 77.6287 | 80.5076 | 83.1503 | 85.4446 | 88.2195 | 90.7189
CDP19 | NSW | SNSW | Snowy 2.0 | 0 | 0 | 0 | 0 | 2200 | 2200 | 2200 | 2200 | 2200 | 2200 | 2200 | 2200 | 2200 | 2200 | 2200 | 2200 | 2200 | 2200 | 2200 | 2200 | 2200 | 2200 | 2200 | 2200 | 2200 | 2200 | 2200 | 2200
CDP19 | NSW | SNSW | Deep storage | 0 | 0 | 0 | 0 | 0 | 0 | 0 | 0 | 0 | 0 | 0 | 0 | 0 | 0 | 0 | 0 | 0 | 0 | 0 | 0 | 0 | 0 | 0 | 0 | 0 | 0 | 0 | 0
CDP19 | NSW | SNSW | Medium storage | 0 | 50 | 50 | 250 | 250 | 335.0787 | 335.0787 | 335.0787 | 335.0787 | 335.0787 | 335.0787 | 335.0787 | 335.0787 | 335.0787 | 335.0787 | 335.0787 | 335.0787 | 335.0787 | 335.0787 | 335.0787 | 335.0787 | 285.0787 | 285.0787 | 285.0787 | 285.0787 | 237.3582 | 237.3582 | 237.3582
CDP19 | NSW | SNSW | Shallow storage | 309.99 | 318.9 | 318.9 | 318.9 | 318.9 | 319.89 | 318.9 | 319.89 | 318.9 | 318.9 | 319.89 | 318.9 | 318.9 | 319.89 | 319.89 | 318.9 | 318.9 | 318.9 | 308.9 | 259.89 | 258.9 | 249.99 | 249 | 249 | 150 | 150 | 150 | 0
CDP19 | NSW | SNSW | Coordinated CER storage | 2.4469 | 3.1469 | 4.0056 | 4.9448 | 6.063 | 7.344 | 8.8828 | 10.843 | 13.2952 | 16.3304 | 19.989 | 24.3293 | 29.3361 | 35.0941 | 41.5771 | 48.7432 | 56.6101 | 65.2405 | 74.6487 | 84.8616 | 95.9878 | 108.1835 | 121.2843 | 135.2958 | 150.0261 | 165.4879 | 173.4974 | 180.7336
CDP19 | NSW | SNSW | Passive CER storage | 43.7926 | 47.6885 | 51.7125 | 56.1945 | 60.6618 | 66.2045 | 71.0929 | 76.2779 | 81.7101 | 87.5202 | 93.586 | 99.9174 | 106.2198 | 112.7798 | 119.2142 | 125.1293 | 130.5318 | 135.6734 | 140.5429 | 145.2071 | 150.7156 | 156.525 | 162.5649 | 168.7895 | 174.3699 | 179.4516 | 185.5172 | 191.0124
CDP19 | NSW | SNW | Snowy 2.0 | 0 | 0 | 0 | 0 | 0 | 0 | 0 | 0 | 0 | 0 | 0 | 0 | 0 | 0 | 0 | 0 | 0 | 0 | 0 | 0 | 0 | 0 | 0 | 0 | 0 | 0 | 0 | 0
CDP19 | NSW | SNW | Deep storage | 0 | 0 | 0 | 0 | 0 | 0 | 0 | 0 | 0 | 0 | 0 | 0 | 0 | 0 | 0 | 0 | 0 | 0 | 0 | 0 | 0 | 0 | 0 | 0 | 0 | 0 | 0 | 0
CDP19 | NSW | SNW | Medium storage | 0 | 889.1455 | 889.1455 | 889.1455 | 889.1455 | 1316.1465 | 1316.1465 | 1316.1465 | 1316.1465 | 1316.1465 | 1316.1465 | 1316.1465 | 1316.1465 | 1316.1465 | 1316.1465 | 1316.1465 | 1316.1465 | 1316.1465 | 1316.1465 | 1316.1465 | 1316.1465 | 427.001 | 427.001 | 427.0012 | 427.0012 | 187.4983 | 187.4983 | 187.4983
CDP19 | NSW | SNW | Shallow storage | 50 | 682.712 | 682.7157 | 682.7174 | 718.356 | 760.692 | 1388.244 | 1460.82 | 1388.244 | 1388.244 | 1460.82 | 1388.244 | 1338.244 | 1410.82 | 1410.82 | 1338.244 | 1338.244 | 1338.244 | 1338.244 | 1410.82 | 1338.244 | 885.82 | 813.2403 | 813.2386 | 853.3701 | 780.7941 | 780.7941 | 853.3701
CDP19 | NSW | SNW | Coordinated CER storage | 11.5295 | 14.8171 | 18.6626 | 22.7871 | 27.7997 | 33.4963 | 43.0237 | 55.4305 | 70.9627 | 90.1039 | 112.9793 | 139.8314 | 170.4524 | 205.2684 | 244.1544 | 286.9162 | 333.5338 | 384.2127 | 438.8854 | 497.66 | 560.8937 | 629.5544 | 702.4072 | 779.5514 | 860.1351 | 943.9419 | 983.3503 | 1018.6582
CDP19 | NSW | SNW | Passive CER storage | 206.3463 | 224.5379 | 240.9368 | 258.9593 | 278.1444 | 301.9599 | 322.7208 | 344.5839 | 366.8252 | 390.7075 | 415.6523 | 441.7183 | 467.2367 | 494.0385 | 520.566 | 545.206 | 567.5963 | 588.6361 | 607.8089 | 625.5986 | 647.3132 | 670.0861 | 693.8422 | 718.7364 | 741.3337 | 761.6739 | 786.6727 | 809.1086
CDP19 | QLD | NQ | Borumba | 0 | 0 | 0 | 0 | 0 | 0 | 0 | 0 | 0 | 0 | 0 | 0 | 0 | 0 | 0 | 0 | 0 | 0 | 0 | 0 | 0 | 0 | 0 | 0 | 0 | 0 | 0 | 0
CDP19 | QLD | NQ | Deep storage | 0 | 0 | 0 | 0 | 0 | 0 | 8.36e-06 | 1.175e-05 | 1.806e-05 | 9.365e-05 | 9.365e-05 | 9.365e-05 | 9.365e-05 | 9.365e-05 | 9.783e-05 | 9.783e-05 | 9.783e-05 | 0.00010024 | 0.00010024 | 0.00010212 | 0.00014929 | 0.0001608 | 11.3151 | 19.5612 | 151.0521 | 180.4676 | 180.4676 | 180.4676
CDP19 | QLD | NQ | Medium storage | 250 | 250 | 250 | 250 | 250 | 250 | 250 | 250 | 250 | 250.0001 | 250.0001 | 250.0001 | 250.0001 | 250.0001 | 250.0001 | 250.0001 | 250.0001 | 250.0001 | 250.0001 | 250.0001 | 250.0001 | 250.0002 | 250.0003 | 250.0003 | 250.0003 | 250.0002 | 250.0002 | 250.0002
CDP19 | QLD | NQ | Shallow storage | 0 | 0 | 300 | 300 | 300 | 300 | 300 | 300 | 300 | 300 | 300 | 300 | 300 | 300 | 300 | 300 | 300 | 300 | 300 | 300 | 300 | 300 | 0 | 0 | 0 | 0 | 0 | 0
CDP19 | QLD | NQ | Coordinated CER storage | 1.2167 | 1.5929 | 2.0251 | 2.5236 | 3.12 | 3.8402 | 4.861 | 6.1864 | 7.8245 | 9.8358 | 12.2418 | 15.0717 | 18.2721 | 21.9141 | 25.9728 | 30.4036 | 35.228 | 40.4665 | 46.1292 | 52.2496 | 58.927 | 66.1344 | 73.8088 | 81.9834 | 90.4987 | 99.3492 | 103.7072 | 107.6837
CDP19 | QLD | NQ | Passive CER storage | 21.0552 | 23.4635 | 25.9022 | 28.4576 | 31.3925 | 34.814 | 37.9522 | 41.4162 | 44.9799 | 48.8461 | 52.9834 | 57.3995 | 61.6721 | 66.1572 | 70.6014 | 74.6827 | 78.4936 | 82.1191 | 85.5856 | 89.0361 | 92.9771 | 97.0969 | 101.3628 | 105.886 | 109.9772 | 113.7091 | 117.7593 | 121.4976
CDP19 | QLD | GG | Borumba | 0 | 0 | 0 | 0 | 0 | 0 | 0 | 0 | 0 | 0 | 0 | 0 | 0 | 0 | 0 | 0 | 0 | 0 | 0 | 0 | 0 | 0 | 0 | 0 | 0 | 0 | 0 | 0
CDP19 | QLD | GG | Deep storage | 0 | 0 | 0 | 0 | 0 | 0 | 0 | 0 | 0 | 0 | 0 | 0 | 0 | 0 | 0 | 0 | 0 | 0 | 0 | 0 | 0 | 0 | 0 | 0 | 0 | 0 | 0 | 0
CDP19 | QLD | GG | Medium storage | 0 | 0 | 0 | 1.997e-05 | 1.997e-05 | 4.445e-05 | 4.445e-05 | 4.612e-05 | 5.082e-05 | 9.027e-05 | 9.027e-05 | 9.027e-05 | 0.0001278 | 0.00021855 | 0.00022816 | 0.00022816 | 0.00022816 | 0.00023123 | 0.00023123 | 0.00023283 | 0.00025336 | 0.00030226 | 51.4399 | 127.6804 | 127.6805 | 599.1007 | 599.1007 | 804.1571
CDP19 | QLD | GG | Shallow storage | 0 | 400 | 400 | 400 | 400 | 400 | 400 | 400 | 400 | 400 | 400 | 400 | 400 | 400 | 400 | 400 | 400 | 400 | 400 | 400 | 400 | 0 | 0 | 0 | 0 | 0 | 0 | 0
CDP19 | QLD | GG | Coordinated CER storage | 0.066819 | 0.087887 | 0.11153 | 0.14153 | 0.17366 | 0.21572 | 0.29891 | 0.41299 | 0.56211 | 0.74955 | 0.97712 | 1.2471 | 1.5592 | 1.9169 | 2.3184 | 2.7646 | 3.2536 | 3.7908 | 4.3761 | 5.009 | 5.7004 | 6.4465 | 7.2409 | 8.0831 | 8.9664 | 9.8883 | 10.3376 | 10.7449
CDP19 | QLD | GG | Passive CER storage | 1.1563 | 1.2946 | 1.4266 | 1.5959 | 1.7473 | 1.9556 | 2.1352 | 2.3376 | 2.5644 | 2.8105 | 3.0704 | 3.3401 | 3.6127 | 3.8978 | 4.1748 | 4.4417 | 4.6827 | 4.9228 | 5.1563 | 5.3782 | 5.6374 | 5.9123 | 6.1964 | 6.4847 | 6.7498 | 6.9899 | 7.2551 | 7.4911
CDP19 | QLD | CQ | Borumba | 0 | 0 | 0 | 0 | 0 | 0 | 0 | 0 | 0 | 0 | 0 | 0 | 0 | 0 | 0 | 0 | 0 | 0 | 0 | 0 | 0 | 0 | 0 | 0 | 0 | 0 | 0 | 0
CDP19 | QLD | CQ | Deep storage | 0 | 0 | 0 | 0 | 0 | 0 | 8.49e-06 | 1.177e-05 | 1.948e-05 | 7.85e-05 | 7.85e-05 | 7.85e-05 | 7.85e-05 | 7.85e-05 | 8.174e-05 | 8.174e-05 | 8.174e-05 | 8.417e-05 | 8.417e-05 | 9.406e-05 | 0.00017407 | 0.00018295 | 0.00018727 | 0.00020254 | 44.1881 | 359.2181 | 359.2181 | 400
CDP19 | QLD | CQ | Medium storage | 0 | 0 | 0 | 2.2e-05 | 2.707e-05 | 4.528e-05 | 5.476e-05 | 6.228e-05 | 6.962e-05 | 0.00017894 | 0.00017894 | 0.00017894 | 0.00021597 | 0.00030641 | 0.00031975 | 0.00031975 | 0.00031975 | 0.00032118 | 0.00032118 | 0.00033105 | 0.00035697 | 0.00041341 | 95.3965 | 106.6854 | 106.6859 | 574.7539 | 574.7539 | 891.3489
CDP19 | QLD | CQ | Shallow storage | 50 | 50 | 50 | 200 | 200 | 200 | 200 | 200 | 200 | 200 | 200 | 200 | 200 | 200 | 200 | 200 | 200 | 200 | 150 | 150 | 150 | 150 | 150 | 0 | 0 | 0 | 0 | 0
CDP19 | QLD | CQ | Coordinated CER storage | 1.1192 | 1.475 | 1.8705 | 2.3506 | 2.8941 | 3.5651 | 4.6403 | 6.0457 | 7.8273 | 10.0404 | 12.6969 | 15.8224 | 19.4074 | 23.4888 | 28.0554 | 33.0802 | 38.5531 | 44.5354 | 51.0196 | 58.024 | 65.6952 | 73.9546 | 82.751 | 92.094 | 101.874 | 112.0393 | 117.0219 | 121.5395
CDP19 | QLD | CQ | Passive CER storage | 19.3666 | 21.7275 | 23.9255 | 26.506 | 29.119 | 32.3201 | 35.3739 | 38.6267 | 42.1175 | 45.9487 | 49.9898 | 54.2028 | 58.4551 | 62.8527 | 67.2149 | 71.3089 | 75.0313 | 78.6845 | 82.1837 | 85.591 | 89.6089 | 93.7355 | 98.007 | 102.4317 | 106.5375 | 110.2123 | 114.1759 | 117.7274
CDP19 | QLD | SQ | Borumba | 0 | 0 | 0 | 0 | 0 | 0 | 0 | 1998 | 1998 | 1998 | 1998 | 1998 | 1998 | 1998 | 1998 | 1998 | 1998 | 1998 | 1998 | 1998 | 1998 | 1998 | 1998 | 1998 | 1998 | 1998 | 1998 | 1998
CDP19 | QLD | SQ | Deep storage | 0 | 0 | 0 | 0 | 0 | 0 | 0 | 0 | 0 | 0 | 0 | 0 | 0 | 0 | 0 | 0 | 0 | 0 | 0 | 0 | 0 | 0 | 0 | 0 | 0 | 0 | 0 | 0
CDP19 | QLD | SQ | Medium storage | 570 | 570 | 570 | 570 | 570 | 570 | 570 | 570 | 570.0001 | 570.0001 | 570.0001 | 570.0001 | 570.0001 | 570.0002 | 570.0002 | 570.0002 | 570.0002 | 570.0002 | 570.0002 | 570.0002 | 570.0002 | 570.0003 | 1111.4219 | 1111.4219 | 1111.4219 | 1379.8719 | 1379.8719 | 1379.8719
CDP19 | QLD | SQ | Shallow storage | 853.76 | 1159.76 | 1159.76 | 1159.76 | 1159.76 | 1159.76 | 1159.76 | 1159.76 | 1159.76 | 1159.76 | 1159.76 | 1159.76 | 1159.76 | 1159.76 | 1059.76 | 1059.76 | 1059.76 | 1059.76 | 1059.76 | 1059.76 | 759.76 | 509.76 | 509.76 | 509.76 | 254.96 | 254.96 | 254.96 | 154.96
CDP19 | QLD | SQ | Coordinated CER storage | 5.9349 | 7.8549 | 10.0673 | 12.639 | 15.6606 | 19.5036 | 26.1745 | 34.9449 | 45.9905 | 59.704 | 76.2037 | 95.6949 | 118.0268 | 143.566 | 172.1726 | 203.6626 | 237.961 | 275.4027 | 316.0829 | 360.0365 | 407.5661 | 459.4511 | 514.7474 | 573.5005 | 635.0211 | 699.1749 | 730.6031 | 759.1308
CDP19 | QLD | SQ | Passive CER storage | 102.7017 | 115.7072 | 128.7691 | 142.5235 | 157.5718 | 176.8119 | 194.2469 | 213.1165 | 232.7482 | 254.1827 | 276.937 | 301.0369 | 325.0195 | 350.4149 | 375.6131 | 399.0493 | 420.0192 | 440.1605 | 459.7105 | 478.6237 | 501.0311 | 524.6191 | 549.2404 | 574.878 | 598.5559 | 620.3463 | 643.8322 | 664.9847
CDP19 | VIC | VIC | Deep storage | 0 | 0 | 0 | 0 | 0 | 0 | 7.77e-06 | 2.188e-05 | 5.475e-05 | 0.00012346 | 0.00012346 | 0.00012346 | 0.00012346 | 0.00012346 | 0.00012455 | 0.00012601 | 0.00012601 | 0.00012601 | 0.00012839 | 0.00013389 | 491.2396 | 491.2396 | 491.2396 | 491.2396 | 491.2396 | 502.1294 | 502.1294 | 547.7629
CDP19 | VIC | VIC | Medium storage | 0 | 0 | 350 | 350 | 350 | 350 | 350 | 350 | 350 | 350.0001 | 350.0001 | 350.0001 | 350.0001 | 350.0001 | 350.0001 | 350.0001 | 350.0001 | 350.0001 | 350.0001 | 350.0001 | 350.0001 | 350.0001 | 0.00012955 | 0.00038242 | 0.00037769 | 0.00036948 | 0.00036948 | 0.00036437
CDP19 | VIC | VIC | Shallow storage | 479.13 | 1990.64 | 2055.4403 | 2510.5131 | 2502.8131 | 2703.23 | 2710.53 | 3222.2299 | 3733.1699 | 4243.0397 | 5851.9197 | 5851.9197 | 5858.5197 | 5851.9197 | 5846.9197 | 5846.9197 | 5846.9197 | 5546.9197 | 5546.9197 | 5396.9197 | 5203.5197 | 4902.2097 | 4513.7093 | 4208.2365 | 4208.2365 | 3978.2197 | 3378.2197 | 2866.5197
CDP19 | VIC | VIC | Coordinated CER storage | 15.1363 | 20.7187 | 26.6998 | 33.6099 | 42.073 | 52.0251 | 65.3888 | 82.4785 | 103.5543 | 129.304 | 159.8675 | 195.5802 | 236.092 | 282.1042 | 333.3048 | 389.2764 | 449.9516 | 515.8702 | 587.1309 | 663.853 | 746.8741 | 837.0114 | 932.8772 | 1034.5743 | 1140.6225 | 1250.7708 | 1304.751 | 1353.7071
CDP19 | VIC | VIC | Passive CER storage | 301.4603 | 331.822 | 361.74 | 393.4245 | 427.1076 | 470.0826 | 508.8755 | 550.5086 | 593.6031 | 640.251 | 689.3259 | 740.7945 | 791.6143 | 844.9475 | 897.6568 | 946.6059 | 991.0946 | 1033.8217 | 1074.9606 | 1114.8568 | 1161.2955 | 1209.6656 | 1259.8506 | 1312.0582 | 1360.0652 | 1403.9921 | 1454.6296 | 1500.8336
CDP19 | SA | CSA | Deep storage | 0 | 0 | 0 | 0 | 0 | 0 | 4.27e-06 | 5.7e-06 | 6.88e-06 | 9.18e-06 | 9.18e-06 | 9.18e-06 | 9.18e-06 | 1.429e-05 | 1.577e-05 | 1.577e-05 | 1.577e-05 | 1.577e-05 | 1.577e-05 | 1.577e-05 | 1.696e-05 | 1.696e-05 | 1.696e-05 | 1.696e-05 | 1.696e-05 | 1.837e-05 | 1.837e-05 | 1.837e-05
CDP19 | SA | CSA | Medium storage | 0 | 0 | 0 | 1.795e-05 | 2.294e-05 | 3.062e-05 | 3.062e-05 | 3.268e-05 | 3.268e-05 | 3.441e-05 | 3.441e-05 | 3.441e-05 | 7.819e-05 | 8.262e-05 | 8.811e-05 | 8.811e-05 | 8.811e-05 | 8.811e-05 | 8.811e-05 | 8.811e-05 | 9.151e-05 | 9.263e-05 | 0.00011548 | 1075.3082 | 1075.3082 | 1504.0727 | 1504.0727 | 1504.0727
CDP19 | SA | CSA | Shallow storage | 656.2 | 951.18 | 1569.6701 | 2801.7957 | 2807.8157 | 2801.7957 | 2771.7957 | 2771.7957 | 2771.7957 | 2771.7957 | 2771.7957 | 2771.7957 | 2771.7957 | 2771.7957 | 2771.7957 | 2771.7957 | 2771.7957 | 2759.7957 | 2765.8157 | 2509.0957 | 2315.1157 | 2153.1157 | 1534.6256 | 406.9848 | 365.4848 | 254.4848 | 254.4848 | 254.4848
CDP19 | SA | CSA | Coordinated CER storage | 62.4605 | 69.574 | 76.4942 | 84.1684 | 92.1358 | 101.9094 | 111.3026 | 121.9009 | 133.5508 | 146.6546 | 161.056 | 176.8714 | 193.5765 | 211.7514 | 230.9299 | 250.6652 | 270.8794 | 292.0065 | 314.1066 | 337.1741 | 362.1662 | 388.8506 | 416.8107 | 446.0604 | 475.6817 | 505.6161 | 520.6813 | 534.0007
CDP19 | SA | CSA | Passive CER storage | 176.8412 | 189.127 | 200.7947 | 212.4134 | 224.7795 | 239.333 | 252.1373 | 265.4672 | 278.7557 | 292.6711 | 306.7404 | 321.0593 | 334.5405 | 348.2941 | 361.3463 | 372.8549 | 382.7225 | 391.8089 | 400.2474 | 408.0508 | 417.2101 | 426.5738 | 436.0668 | 445.6894 | 454.0331 | 461.1754 | 471.3591 | 480.3156
CDP19 | SA | SESA | Deep storage | 0 | 0 | 0 | 0 | 0 | 0 | 0 | 0 | 0 | 0 | 0 | 0 | 0 | 0 | 0 | 0 | 0 | 0 | 0 | 0 | 0 | 0 | 0 | 0 | 0 | 0 | 0 | 0
CDP19 | SA | SESA | Medium storage | 0 | 0 | 0 | 1.743e-05 | 2.24e-05 | 2.93e-05 | 2.93e-05 | 3.172e-05 | 3.354e-05 | 3.609e-05 | 3.609e-05 | 3.609e-05 | 3.738e-05 | 7.619e-05 | 8.048e-05 | 8.048e-05 | 8.048e-05 | 8.048e-05 | 8.048e-05 | 8.869e-05 | 9.914e-05 | 0.00010131 | 0.00013185 | 67.7202 | 67.7202 | 67.7202 | 67.7202 | 67.7202
CDP19 | SA | SESA | Shallow storage | 25 | 25 | 25 | 25 | 25 | 25 | 25 | 25 | 25 | 25 | 0 | 0 | 0 | 0 | 0 | 0 | 0 | 0 | 0 | 0 | 0 | 0 | 0 | 0 | 0 | 0 | 0 | 0
CDP19 | SA | SESA | Coordinated CER storage | 2.2312 | 2.5031 | 2.7724 | 3.0693 | 3.3785 | 3.771 | 4.1547 | 4.5772 | 5.0453 | 5.5905 | 6.2292 | 6.8967 | 7.6454 | 8.4204 | 9.2343 | 10.0864 | 10.97 | 11.8923 | 12.8505 | 13.8935 | 15.057 | 16.2673 | 17.5209 | 18.834 | 20.1658 | 21.5197 | 22.1956 | 22.8328
CDP19 | SA | SESA | Passive CER storage | 6.3171 | 6.8043 | 7.2775 | 7.7459 | 8.2424 | 8.8562 | 9.3849 | 9.9001 | 10.4074 | 10.9659 | 11.6011 | 12.1692 | 12.779 | 13.3159 | 13.8063 | 14.2494 | 14.6336 | 14.9745 | 15.2687 | 15.6028 | 16.033 | 16.4336 | 16.813 | 17.1981 | 17.5263 | 17.8106 | 18.2151 | 18.6306
CDP19 | TAS | TAS | Deep storage | 0 | 0 | 0 | 0 | 0 | 0 | 2.216e-05 | 3.716e-05 | 5.842e-05 | 5.842e-05 | 5.842e-05 | 5.842e-05 | 5.842e-05 | 7.491e-05 | 8.322e-05 | 0.00011271 | 19.6169 | 19.6169 | 173.1276 | 448.2528 | 900.8261 | 900.8261 | 900.8261 | 900.8261 | 900.8261 | 900.8261 | 900.8261 | 900.8261
CDP19 | TAS | TAS | Medium storage | 0 | 0 | 0 | 1.49e-05 | 1.689e-05 | 1.88e-05 | 1.88e-05 | 2.036e-05 | 2.283e-05 | 2.283e-05 | 2.283e-05 | 2.283e-05 | 2.283e-05 | 3.942e-05 | 4.11e-05 | 4.11e-05 | 4.238e-05 | 4.238e-05 | 4.365e-05 | 4.365e-05 | 6.485e-05 | 6.485e-05 | 7.397e-05 | 6.402e-05 | 6.204e-05 | 6.013e-05 | 6.013e-05 | 5.857e-05
CDP19 | TAS | TAS | Shallow storage | 0 | 0 | 0 | 0 | 0 | 0 | 0 | 0 | 0 | 0 | 0 | 0 | 0 | 0 | 0 | 0 | 0 | 0 | 0 | 0 | 0 | 0 | 0 | 0 | 0 | 0 | 0 | 0
CDP19 | TAS | TAS | Coordinated CER storage | 0.86202 | 1.1897 | 1.5604 | 1.9874 | 2.4806 | 3.1026 | 3.6027 | 4.2371 | 5.0419 | 6.0802 | 7.3806 | 8.9752 | 10.855 | 13.0758 | 15.6258 | 18.4829 | 21.6512 | 25.1679 | 29.047 | 33.2957 | 37.9263 | 43.0768 | 48.6582 | 54.6735 | 61.0336 | 67.7354 | 71.4596 | 74.781
CDP19 | TAS | TAS | Passive CER storage | 18.3551 | 20.1214 | 21.7939 | 23.5599 | 25.4634 | 28.0008 | 30.1463 | 32.4307 | 34.7743 | 37.3199 | 39.9892 | 42.7744 | 45.4739 | 48.2933 | 51.0238 | 53.4633 | 55.579 | 57.5324 | 59.351 | 61.0565 | 63.1414 | 65.3064 | 67.5415 | 69.8609 | 71.8752 | 73.5976 | 75.9416 | 77.9696
CDP20 | NSW | NNSW | Snowy 2.0 | 0 | 0 | 0 | 0 | 0 | 0 | 0 | 0 | 0 | 0 | 0 | 0 | 0 | 0 | 0 | 0 | 0 | 0 | 0 | 0 | 0 | 0 | 0 | 0 | 0 | 0 | 0 | 0
CDP20 | NSW | NNSW | Deep storage | 0 | 0 | 0 | 0 | 0 | 0 | 1.383e-05 | 1.524e-05 | 1.524e-05 | 1.524e-05 | 1.906e-05 | 2.65e-05 | 3.254e-05 | 3.254e-05 | 3.562e-05 | 3.868e-05 | 4.021e-05 | 4.401e-05 | 4.401e-05 | 6.338e-05 | 1000 | 1000 | 1000 | 1000 | 1000 | 1000 | 1000 | 1000
CDP20 | NSW | NNSW | Medium storage | 0 | 0 | 275 | 275.0001 | 381.778 | 1138.1954 | 1138.1954 | 1138.1954 | 1138.1954 | 1138.1954 | 1138.1954 | 1138.1954 | 1138.1954 | 1138.1954 | 1138.1954 | 1138.1954 | 1138.1954 | 1138.1954 | 1138.1954 | 1138.1954 | 1138.1956 | 1138.1956 | 863.1956 | 1410.9704 | 1304.1924 | 1238.3998 | 1238.3998 | 1607.1458
CDP20 | NSW | NNSW | Shallow storage | 0 | 30 | 230 | 430 | 430 | 430 | 430 | 430 | 430 | 400 | 400 | 400 | 400 | 400 | 400 | 400 | 400 | 400 | 400 | 400 | 400 | 400 | 0 | 0 | 0 | 0 | 0 | 0
CDP20 | NSW | NNSW | Coordinated CER storage | 2.9011 | 3.6904 | 4.6278 | 5.5596 | 6.6915 | 7.9992 | 9.7928 | 12.0913 | 14.9199 | 18.3769 | 22.4496 | 27.1895 | 32.5292 | 38.5657 | 45.2506 | 52.5465 | 60.457 | 69.0343 | 78.2621 | 88.1661 | 98.8985 | 110.4266 | 122.6426 | 135.5582 | 148.9852 | 162.8922 | 169.464 | 175.3439
CDP20 | NSW | NNSW | Passive CER storage | 51.9224 | 55.9244 | 59.7457 | 63.1809 | 66.9501 | 72.1109 | 76.9127 | 82.1206 | 87.477 | 93.3283 | 99.3194 | 105.5537 | 111.5324 | 117.7469 | 123.7732 | 129.3342 | 134.4245 | 139.3018 | 143.8527 | 148.1976 | 153.2203 | 158.3806 | 163.6836 | 169.1359 | 173.9747 | 178.2371 | 183.577 | 188.3339
CDP20 | NSW | CNSW | Snowy 2.0 | 0 | 0 | 0 | 0 | 0 | 0 | 0 | 0 | 0 | 0 | 0 | 0 | 0 | 0 | 0 | 0 | 0 | 0 | 0 | 0 | 0 | 0 | 0 | 0 | 0 | 0 | 0 | 0
CDP20 | NSW | CNSW | Deep storage | 247 | 247 | 247 | 247 | 247 | 247 | 247 | 247 | 247 | 247 | 247 | 247 | 247 | 247 | 247 | 247 | 247 | 247 | 247 | 247 | 247 | 247 | 247 | 247 | 247 | 247 | 247 | 247
CDP20 | NSW | CNSW | Medium storage | 0 | 549 | 549 | 917.46 | 917.46 | 957.4825 | 917.4625 | 957.4825 | 917.4625 | 917.4625 | 957.4825 | 917.4625 | 917.4625 | 957.4825 | 957.4825 | 917.4625 | 917.4625 | 917.4625 | 917.4625 | 957.4825 | 917.4626 | 408.4826 | 368.4626 | 368.4626 | 408.4826 | 368.4611 | 368.4611 | 408.4812
CDP20 | NSW | CNSW | Shallow storage | 0 | 20 | 30.3232 | 376.0766 | 1685.6424 | 1685.6424 | 1685.6424 | 1685.6424 | 1685.6424 | 1685.6424 | 1685.6424 | 1685.6424 | 1685.6424 | 1685.6424 | 1685.6424 | 1685.6424 | 1685.6424 | 1685.6424 | 1685.6424 | 1685.6424 | 1685.6424 | 1665.6424 | 1655.3192 | 1309.5658 | 117.3687 | 117.3687 | 117.3687 | 117.3687
CDP20 | NSW | CNSW | Coordinated CER storage | 1.218 | 1.5545 | 1.9694 | 2.396 | 2.8889 | 3.468 | 4.4484 | 5.7616 | 7.4129 | 9.4548 | 11.9182 | 14.7956 | 18.091 | 21.8271 | 26.0012 | 30.6055 | 35.6384 | 41.1048 | 47.0119 | 53.3576 | 60.2411 | 67.6633 | 75.5332 | 83.8558 | 92.5557 | 101.5813 | 105.8426 | 109.6628
CDP20 | NSW | CNSW | Passive CER storage | 21.7984 | 23.5569 | 25.4252 | 27.2293 | 28.9039 | 31.2635 | 33.4736 | 36.0114 | 38.6022 | 41.3825 | 44.4067 | 47.4404 | 50.4842 | 53.5835 | 56.6421 | 59.5615 | 62.2973 | 64.8483 | 67.2355 | 69.4388 | 72.0568 | 74.8106 | 77.6287 | 80.5076 | 83.1503 | 85.4446 | 88.2195 | 90.7189
CDP20 | NSW | SNSW | Snowy 2.0 | 0 | 0 | 0 | 0 | 2200 | 2200 | 2200 | 2200 | 2200 | 2200 | 2200 | 2200 | 2200 | 2200 | 2200 | 2200 | 2200 | 2200 | 2200 | 2200 | 2200 | 2200 | 2200 | 2200 | 2200 | 2200 | 2200 | 2200
CDP20 | NSW | SNSW | Deep storage | 0 | 0 | 0 | 0 | 0 | 0 | 0 | 0 | 0 | 0 | 0 | 0 | 0 | 0 | 0 | 0 | 0 | 0 | 0 | 0 | 0 | 0 | 0 | 0 | 0 | 0 | 0 | 0
CDP20 | NSW | SNSW | Medium storage | 0 | 50 | 50 | 250 | 250 | 250.0014 | 250.0014 | 250.0014 | 250.0014 | 250.0014 | 250.0014 | 250.0014 | 250.0014 | 250.0014 | 250.0014 | 250.0014 | 250.0014 | 250.0014 | 250.0014 | 250.0015 | 250.0015 | 200.0015 | 200.0015 | 200.0016 | 200.0015 | 200.0008 | 200.0008 | 200.0008
CDP20 | NSW | SNSW | Shallow storage | 309.99 | 318.9 | 318.9 | 318.9 | 318.9 | 319.89 | 318.9 | 319.89 | 318.9 | 318.9 | 319.89 | 318.9 | 318.9 | 319.89 | 319.89 | 318.9 | 318.9 | 318.9 | 308.9 | 259.89 | 258.9 | 249.99 | 249 | 249 | 150 | 150 | 150 | 0
CDP20 | NSW | SNSW | Coordinated CER storage | 2.4469 | 3.1469 | 4.0056 | 4.9448 | 6.063 | 7.344 | 8.8828 | 10.843 | 13.2952 | 16.3304 | 19.989 | 24.3293 | 29.3361 | 35.0941 | 41.5771 | 48.7432 | 56.6101 | 65.2405 | 74.6487 | 84.8616 | 95.9878 | 108.1835 | 121.2843 | 135.2958 | 150.0261 | 165.4879 | 173.4974 | 180.7336
CDP20 | NSW | SNSW | Passive CER storage | 43.7926 | 47.6885 | 51.7125 | 56.1945 | 60.6618 | 66.2045 | 71.0929 | 76.2779 | 81.7101 | 87.5202 | 93.586 | 99.9174 | 106.2198 | 112.7798 | 119.2142 | 125.1293 | 130.5318 | 135.6734 | 140.5429 | 145.2071 | 150.7156 | 156.525 | 162.5649 | 168.7895 | 174.3699 | 179.4516 | 185.5172 | 191.0124
CDP20 | NSW | SNW | Snowy 2.0 | 0 | 0 | 0 | 0 | 0 | 0 | 0 | 0 | 0 | 0 | 0 | 0 | 0 | 0 | 0 | 0 | 0 | 0 | 0 | 0 | 0 | 0 | 0 | 0 | 0 | 0 | 0 | 0
CDP20 | NSW | SNW | Deep storage | 0 | 0 | 0 | 0 | 0 | 0 | 0 | 0 | 0 | 0 | 0 | 0 | 0 | 0 | 0 | 0 | 0 | 0 | 0 | 0 | 0 | 0 | 0 | 0 | 0 | 0 | 0 | 0
CDP20 | NSW | SNW | Medium storage | 0 | 889.1453 | 889.1453 | 889.1453 | 889.1453 | 1451.946 | 1451.946 | 1451.946 | 1451.946 | 1451.946 | 1451.946 | 1451.946 | 1451.946 | 1451.946 | 1451.946 | 1451.946 | 1451.946 | 1451.946 | 1451.946 | 1451.946 | 1451.946 | 562.8008 | 562.8008 | 562.8009 | 562.8009 | 247.1277 | 247.1277 | 247.1277
CDP20 | NSW | SNW | Shallow storage | 50 | 682.712 | 682.7161 | 682.7184 | 794.9994 | 837.3354 | 1464.8874 | 1537.4634 | 1464.8874 | 1464.8874 | 1537.4634 | 1464.8874 | 1414.8874 | 1487.4634 | 1487.4634 | 1414.8874 | 1414.8874 | 1414.8874 | 1414.8874 | 1487.4634 | 1414.8874 | 962.4634 | 889.8833 | 889.881 | 860.2391 | 787.6631 | 787.6631 | 860.2391
CDP20 | NSW | SNW | Coordinated CER storage | 11.5295 | 14.8171 | 18.6626 | 22.7871 | 27.7997 | 33.4963 | 43.0237 | 55.4305 | 70.9627 | 90.1039 | 112.9793 | 139.8314 | 170.4524 | 205.2684 | 244.1544 | 286.9162 | 333.5338 | 384.2127 | 438.8854 | 497.66 | 560.8937 | 629.5544 | 702.4072 | 779.5514 | 860.1351 | 943.9419 | 983.3503 | 1018.6582
CDP20 | NSW | SNW | Passive CER storage | 206.3463 | 224.5379 | 240.9368 | 258.9593 | 278.1444 | 301.9599 | 322.7208 | 344.5839 | 366.8252 | 390.7075 | 415.6523 | 441.7183 | 467.2367 | 494.0385 | 520.566 | 545.206 | 567.5963 | 588.6361 | 607.8089 | 625.5986 | 647.3132 | 670.0861 | 693.8422 | 718.7364 | 741.3337 | 761.6739 | 786.6727 | 809.1086
CDP20 | QLD | NQ | Borumba | 0 | 0 | 0 | 0 | 0 | 0 | 0 | 0 | 0 | 0 | 0 | 0 | 0 | 0 | 0 | 0 | 0 | 0 | 0 | 0 | 0 | 0 | 0 | 0 | 0 | 0 | 0 | 0
CDP20 | QLD | NQ | Deep storage | 0 | 0 | 0 | 0 | 0 | 0 | 9.35e-06 | 9.35e-06 | 1.371e-05 | 7.474e-05 | 7.474e-05 | 7.474e-05 | 7.474e-05 | 7.474e-05 | 7.811e-05 | 7.811e-05 | 7.811e-05 | 7.811e-05 | 7.811e-05 | 8.176e-05 | 0.00019303 | 0.00020531 | 5.25 | 19.6802 | 156.665 | 180.3999 | 180.3999 | 180.3999
CDP20 | QLD | NQ | Medium storage | 250 | 250 | 250 | 250 | 250 | 250 | 250 | 250 | 250 | 250 | 250 | 250 | 250.0001 | 250.0001 | 250.0001 | 250.0001 | 250.0001 | 250.0001 | 250.0001 | 250.0001 | 250.0002 | 250.0002 | 250.0003 | 250.0003 | 250.0003 | 250.0003 | 250.0003 | 250.0003
CDP20 | QLD | NQ | Shallow storage | 0 | 0 | 300 | 300 | 300 | 300 | 300 | 300 | 300 | 300 | 300 | 300 | 300 | 300 | 300 | 300 | 300 | 300 | 300 | 300 | 300 | 300 | 0 | 0 | 0 | 0 | 0 | 0
CDP20 | QLD | NQ | Coordinated CER storage | 1.2167 | 1.5929 | 2.0251 | 2.5236 | 3.12 | 3.8402 | 4.861 | 6.1864 | 7.8245 | 9.8358 | 12.2418 | 15.0717 | 18.2721 | 21.9141 | 25.9728 | 30.4036 | 35.228 | 40.4665 | 46.1292 | 52.2496 | 58.927 | 66.1344 | 73.8088 | 81.9834 | 90.4987 | 99.3492 | 103.7072 | 107.6837
CDP20 | QLD | NQ | Passive CER storage | 21.0552 | 23.4635 | 25.9022 | 28.4576 | 31.3925 | 34.814 | 37.9522 | 41.4162 | 44.9799 | 48.8461 | 52.9834 | 57.3995 | 61.6721 | 66.1572 | 70.6014 | 74.6827 | 78.4936 | 82.1191 | 85.5856 | 89.0361 | 92.9771 | 97.0969 | 101.3628 | 105.886 | 109.9772 | 113.7091 | 117.7593 | 121.4976
CDP20 | QLD | GG | Borumba | 0 | 0 | 0 | 0 | 0 | 0 | 0 | 0 | 0 | 0 | 0 | 0 | 0 | 0 | 0 | 0 | 0 | 0 | 0 | 0 | 0 | 0 | 0 | 0 | 0 | 0 | 0 | 0
CDP20 | QLD | GG | Deep storage | 0 | 0 | 0 | 0 | 0 | 0 | 0 | 0 | 0 | 0 | 0 | 0 | 0 | 0 | 0 | 0 | 0 | 0 | 0 | 0 | 0 | 0 | 0 | 0 | 0 | 0 | 0 | 0
CDP20 | QLD | GG | Medium storage | 0 | 0 | 0 | 2.237e-05 | 2.237e-05 | 4.975e-05 | 4.975e-05 | 5.192e-05 | 5.969e-05 | 7.281e-05 | 7.281e-05 | 7.281e-05 | 0.00010308 | 0.00017713 | 0.00018519 | 0.00018519 | 0.00018519 | 0.00018519 | 0.00018519 | 0.00018853 | 0.0002008 | 8.5549 | 34.6747 | 84.485 | 84.4851 | 533.4183 | 533.4183 | 784.1627
CDP20 | QLD | GG | Shallow storage | 0 | 400 | 400 | 400 | 400 | 400 | 400 | 400 | 400 | 400 | 400 | 400 | 400 | 400 | 400 | 400 | 400 | 400 | 400 | 400 | 400 | 0 | 0 | 0 | 0 | 0 | 0 | 0
CDP20 | QLD | GG | Coordinated CER storage | 0.066819 | 0.087887 | 0.11153 | 0.14153 | 0.17366 | 0.21572 | 0.29891 | 0.41299 | 0.56211 | 0.74955 | 0.97712 | 1.2471 | 1.5592 | 1.9169 | 2.3184 | 2.7646 | 3.2536 | 3.7908 | 4.3761 | 5.009 | 5.7004 | 6.4465 | 7.2409 | 8.0831 | 8.9664 | 9.8883 | 10.3376 | 10.7449
CDP20 | QLD | GG | Passive CER storage | 1.1563 | 1.2946 | 1.4266 | 1.5959 | 1.7473 | 1.9556 | 2.1352 | 2.3376 | 2.5644 | 2.8105 | 3.0704 | 3.3401 | 3.6127 | 3.8978 | 4.1748 | 4.4417 | 4.6827 | 4.9228 | 5.1563 | 5.3782 | 5.6374 | 5.9123 | 6.1964 | 6.4847 | 6.7498 | 6.9899 | 7.2551 | 7.4911
CDP20 | QLD | CQ | Borumba | 0 | 0 | 0 | 0 | 0 | 0 | 0 | 0 | 0 | 0 | 0 | 0 | 0 | 0 | 0 | 0 | 0 | 0 | 0 | 0 | 0 | 0 | 0 | 0 | 0 | 0 | 0 | 0
CDP20 | QLD | CQ | Deep storage | 0 | 0 | 0 | 0 | 0 | 0 | 9.5e-06 | 9.5e-06 | 1.488e-05 | 6.253e-05 | 6.253e-05 | 6.253e-05 | 6.253e-05 | 6.253e-05 | 6.604e-05 | 6.604e-05 | 6.604e-05 | 6.604e-05 | 6.604e-05 | 6.707e-05 | 0.00027521 | 0.00028647 | 0.00029319 | 0.00029882 | 28.6069 | 341.2145 | 341.2145 | 400
CDP20 | QLD | CQ | Medium storage | 0 | 0 | 0 | 2.466e-05 | 3.023e-05 | 5.066e-05 | 6.128e-05 | 6.284e-05 | 7.727e-05 | 0.00014835 | 0.00014835 | 0.00014835 | 0.00017346 | 0.00024725 | 0.00025925 | 0.00025925 | 0.00025925 | 0.00025925 | 0.00025925 | 0.00026261 | 0.00028444 | 8.5465 | 34.6339 | 83.8773 | 83.8778 | 587.3821 | 587.3821 | 861.0921
CDP20 | QLD | CQ | Shallow storage | 50 | 50 | 50 | 200 | 200 | 200 | 200 | 200 | 200 | 200 | 200 | 200 | 200 | 200 | 200 | 200 | 200 | 200 | 150 | 150 | 150 | 150 | 150 | 0 | 0 | 0 | 0 | 0
CDP20 | QLD | CQ | Coordinated CER storage | 1.1192 | 1.475 | 1.8705 | 2.3506 | 2.8941 | 3.5651 | 4.6403 | 6.0457 | 7.8273 | 10.0404 | 12.6969 | 15.8224 | 19.4074 | 23.4888 | 28.0554 | 33.0802 | 38.5531 | 44.5354 | 51.0196 | 58.024 | 65.6952 | 73.9546 | 82.751 | 92.094 | 101.874 | 112.0393 | 117.0219 | 121.5395
CDP20 | QLD | CQ | Passive CER storage | 19.3666 | 21.7275 | 23.9255 | 26.506 | 29.119 | 32.3201 | 35.3739 | 38.6267 | 42.1175 | 45.9487 | 49.9898 | 54.2028 | 58.4551 | 62.8527 | 67.2149 | 71.3089 | 75.0313 | 78.6845 | 82.1837 | 85.591 | 89.6089 | 93.7355 | 98.007 | 102.4317 | 106.5375 | 110.2123 | 114.1759 | 117.7274
CDP20 | QLD | SQ | Borumba | 0 | 0 | 0 | 0 | 0 | 0 | 0 | 1998 | 1998 | 1998 | 1998 | 1998 | 1998 | 1998 | 1998 | 1998 | 1998 | 1998 | 1998 | 1998 | 1998 | 1998 | 1998 | 1998 | 1998 | 1998 | 1998 | 1998
CDP20 | QLD | SQ | Deep storage | 0 | 0 | 0 | 0 | 0 | 0 | 0 | 0 | 0 | 0 | 0 | 0 | 0 | 0 | 0 | 0 | 0 | 0 | 0 | 0 | 0 | 0 | 0 | 0 | 0 | 0 | 0 | 0
CDP20 | QLD | SQ | Medium storage | 570 | 570 | 570 | 570 | 570 | 570 | 570 | 570 | 570 | 570.0001 | 570.0001 | 570.0001 | 570.0001 | 570.0001 | 570.0002 | 570.0002 | 570.0002 | 570.0002 | 570.0002 | 570.0002 | 570.0002 | 570.0007 | 1147.9472 | 1147.9472 | 1147.9472 | 1393.463 | 1393.463 | 1393.463
CDP20 | QLD | SQ | Shallow storage | 853.76 | 1159.76 | 1159.76 | 1159.76 | 1159.76 | 1159.76 | 1159.76 | 1159.76 | 1159.76 | 1159.76 | 1159.76 | 1159.76 | 1159.76 | 1159.76 | 1059.76 | 1059.76 | 1059.76 | 1059.76 | 1059.76 | 1059.76 | 759.76 | 509.76 | 509.76 | 509.76 | 254.96 | 254.96 | 254.96 | 154.96
CDP20 | QLD | SQ | Coordinated CER storage | 5.9349 | 7.8549 | 10.0673 | 12.639 | 15.6606 | 19.5036 | 26.1745 | 34.9449 | 45.9905 | 59.704 | 76.2037 | 95.6949 | 118.0268 | 143.566 | 172.1726 | 203.6626 | 237.961 | 275.4027 | 316.0829 | 360.0365 | 407.5661 | 459.4511 | 514.7474 | 573.5005 | 635.0211 | 699.1749 | 730.6031 | 759.1308
CDP20 | QLD | SQ | Passive CER storage | 102.7017 | 115.7072 | 128.7691 | 142.5235 | 157.5718 | 176.8119 | 194.2469 | 213.1165 | 232.7482 | 254.1827 | 276.937 | 301.0369 | 325.0195 | 350.4149 | 375.6131 | 399.0493 | 420.0192 | 440.1605 | 459.7105 | 478.6237 | 501.0311 | 524.6191 | 549.2404 | 574.878 | 598.5559 | 620.3463 | 643.8322 | 664.9847
CDP20 | VIC | VIC | Deep storage | 0 | 0 | 0 | 0 | 0 | 0 | 8.71e-06 | 1.763e-05 | 4.484e-05 | 0.00010039 | 0.00010039 | 0.00010039 | 0.00010039 | 0.00010039 | 0.00010147 | 0.00010286 | 0.00010532 | 0.00010532 | 0.00010532 | 0.00010532 | 551.8326 | 551.8326 | 551.8326 | 551.8326 | 551.8326 | 551.8326 | 551.8326 | 557.1707
CDP20 | VIC | VIC | Medium storage | 0 | 0 | 350 | 350 | 350 | 350 | 350 | 350 | 350 | 350.0001 | 350.0001 | 350.0001 | 350.0001 | 350.0001 | 350.0001 | 350.0001 | 350.0001 | 350.0001 | 350.0001 | 350.0001 | 350.0001 | 350.0001 | 0.00013908 | 0.00036612 | 0.00036104 | 0.00035164 | 0.00035164 | 0.00034841
CDP20 | VIC | VIC | Shallow storage | 479.13 | 1990.64 | 2055.4404 | 2511.6431 | 2503.9431 | 2703.23 | 2710.53 | 3222.2299 | 3733.1699 | 4243.0398 | 5851.9197 | 5851.9197 | 5858.5197 | 5851.9197 | 5846.9197 | 5846.9197 | 5846.9197 | 5546.9197 | 5546.9197 | 5396.9197 | 5203.5197 | 4902.2097 | 4513.7093 | 4207.1066 | 4207.1066 | 3978.2198 | 3378.2198 | 2866.5198
CDP20 | VIC | VIC | Coordinated CER storage | 15.1363 | 20.7187 | 26.6998 | 33.6099 | 42.073 | 52.0251 | 65.3888 | 82.4785 | 103.5543 | 129.304 | 159.8675 | 195.5802 | 236.092 | 282.1042 | 333.3048 | 389.2764 | 449.9516 | 515.8702 | 587.1309 | 663.853 | 746.8741 | 837.0114 | 932.8772 | 1034.5743 | 1140.6225 | 1250.7708 | 1304.751 | 1353.7071
CDP20 | VIC | VIC | Passive CER storage | 301.4603 | 331.822 | 361.74 | 393.4245 | 427.1076 | 470.0826 | 508.8755 | 550.5086 | 593.6031 | 640.251 | 689.3259 | 740.7945 | 791.6143 | 844.9475 | 897.6568 | 946.6059 | 991.0946 | 1033.8217 | 1074.9606 | 1114.8568 | 1161.2955 | 1209.6656 | 1259.8506 | 1312.0582 | 1360.0652 | 1403.9921 | 1454.6296 | 1500.8336
CDP20 | SA | CSA | Deep storage | 0 | 0 | 0 | 0 | 0 | 0 | 4.78e-06 | 4.78e-06 | 4.78e-06 | 6.59e-06 | 6.59e-06 | 6.59e-06 | 6.59e-06 | 1.081e-05 | 1.25e-05 | 1.25e-05 | 1.25e-05 | 1.25e-05 | 1.25e-05 | 1.25e-05 | 1.864e-05 | 1.864e-05 | 1.864e-05 | 1.97e-05 | 1.97e-05 | 2.126e-05 | 2.126e-05 | 2.306e-05
CDP20 | SA | CSA | Medium storage | 0 | 0 | 0 | 2.019e-05 | 2.552e-05 | 3.44e-05 | 3.44e-05 | 3.44e-05 | 3.692e-05 | 4.029e-05 | 4.029e-05 | 4.029e-05 | 4.029e-05 | 6.718e-05 | 7.255e-05 | 7.255e-05 | 7.255e-05 | 7.255e-05 | 7.255e-05 | 7.987e-05 | 9.503e-05 | 9.857e-05 | 0.00010178 | 1081.4424 | 1081.4424 | 1571.9091 | 1571.9091 | 1571.9091
CDP20 | SA | CSA | Shallow storage | 656.2 | 951.18 | 1569.3788 | 2745.9921 | 2752.0121 | 2745.9921 | 2715.9921 | 2715.9921 | 2715.9921 | 2715.9921 | 2715.9921 | 2715.9921 | 2715.9921 | 2715.9921 | 2715.9921 | 2715.9921 | 2715.9921 | 2703.9921 | 2710.0121 | 2453.2921 | 2259.3121 | 2097.3121 | 1479.1134 | 402.2758 | 360.7758 | 249.7758 | 249.7758 | 249.7758
CDP20 | SA | CSA | Coordinated CER storage | 62.4605 | 69.574 | 76.4942 | 84.1684 | 92.1358 | 101.9094 | 111.3026 | 121.9009 | 133.5508 | 146.6546 | 161.056 | 176.8714 | 193.5765 | 211.7514 | 230.9299 | 250.6652 | 270.8794 | 292.0065 | 314.1066 | 337.1741 | 362.1662 | 388.8506 | 416.8107 | 446.0604 | 475.6817 | 505.6161 | 520.6813 | 534.0007
CDP20 | SA | CSA | Passive CER storage | 176.8412 | 189.127 | 200.7947 | 212.4134 | 224.7795 | 239.333 | 252.1373 | 265.4672 | 278.7557 | 292.6711 | 306.7404 | 321.0593 | 334.5405 | 348.2941 | 361.3463 | 372.8549 | 382.7225 | 391.8089 | 400.2474 | 408.0508 | 417.2101 | 426.5738 | 436.0668 | 445.6894 | 454.0331 | 461.1754 | 471.3591 | 480.3156
CDP20 | SA | SESA | Deep storage | 0 | 0 | 0 | 0 | 0 | 0 | 0 | 0 | 0 | 0 | 0 | 0 | 0 | 0 | 0 | 0 | 0 | 0 | 0 | 0 | 0 | 0 | 0 | 0 | 0 | 0 | 0 | 0
CDP20 | SA | SESA | Medium storage | 0 | 0 | 0 | 1.961e-05 | 2.492e-05 | 3.29e-05 | 3.29e-05 | 3.407e-05 | 3.535e-05 | 3.858e-05 | 3.858e-05 | 3.858e-05 | 3.975e-05 | 6.237e-05 | 6.804e-05 | 6.804e-05 | 6.804e-05 | 6.804e-05 | 6.804e-05 | 7.989e-05 | 8.935e-05 | 9.196e-05 | 0.00013097 | 39.829 | 39.829 | 39.829 | 39.829 | 39.829
CDP20 | SA | SESA | Shallow storage | 25 | 25 | 25 | 25 | 25 | 25 | 25 | 25 | 25 | 25 | 0 | 0 | 0 | 0 | 0 | 0 | 0 | 0 | 0 | 0 | 0 | 0 | 0 | 0 | 0 | 0 | 0 | 0
CDP20 | SA | SESA | Coordinated CER storage | 2.2312 | 2.5031 | 2.7724 | 3.0693 | 3.3785 | 3.771 | 4.1547 | 4.5772 | 5.0453 | 5.5905 | 6.2292 | 6.8967 | 7.6454 | 8.4204 | 9.2343 | 10.0864 | 10.97 | 11.8923 | 12.8505 | 13.8935 | 15.057 | 16.2673 | 17.5209 | 18.834 | 20.1658 | 21.5197 | 22.1956 | 22.8328
CDP20 | SA | SESA | Passive CER storage | 6.3171 | 6.8043 | 7.2775 | 7.7459 | 8.2424 | 8.8562 | 9.3849 | 9.9001 | 10.4074 | 10.9659 | 11.6011 | 12.1692 | 12.779 | 13.3159 | 13.8063 | 14.2494 | 14.6336 | 14.9745 | 15.2687 | 15.6028 | 16.033 | 16.4336 | 16.813 | 17.1981 | 17.5263 | 17.8106 | 18.2151 | 18.6306
CDP20 | TAS | TAS | Deep storage | 0 | 0 | 0 | 0 | 0 | 0 | 2.48e-05 | 3.001e-05 | 4.656e-05 | 4.656e-05 | 4.656e-05 | 4.656e-05 | 4.656e-05 | 6.251e-05 | 7.329e-05 | 8.56e-05 | 21.9469 | 21.9469 | 175.8118 | 459.8419 | 931.9821 | 931.9821 | 931.9821 | 931.9821 | 931.9821 | 931.9821 | 931.9821 | 931.9821
CDP20 | TAS | TAS | Medium storage | 0 | 0 | 0 | 1.672e-05 | 1.888e-05 | 2.104e-05 | 2.104e-05 | 2.294e-05 | 2.294e-05 | 2.294e-05 | 2.294e-05 | 2.294e-05 | 3.233e-05 | 3.72e-05 | 3.939e-05 | 3.939e-05 | 4.187e-05 | 4.187e-05 | 4.187e-05 | 4.428e-05 | 6.679e-05 | 6.825e-05 | 7.067e-05 | 5.86e-05 | 5.643e-05 | 5.427e-05 | 5.427e-05 | 5.237e-05
CDP20 | TAS | TAS | Shallow storage | 0 | 0 | 0 | 0 | 0 | 0 | 0 | 0 | 0 | 0 | 0 | 0 | 0 | 0 | 0 | 0 | 0 | 0 | 0 | 0 | 0 | 0 | 0 | 0 | 0 | 0 | 0 | 0
CDP20 | TAS | TAS | Coordinated CER storage | 0.86202 | 1.1897 | 1.5604 | 1.9874 | 2.4806 | 3.1026 | 3.6027 | 4.2371 | 5.0419 | 6.0802 | 7.3806 | 8.9752 | 10.855 | 13.0758 | 15.6258 | 18.4829 | 21.6512 | 25.1679 | 29.047 | 33.2957 | 37.9263 | 43.0768 | 48.6582 | 54.6735 | 61.0336 | 67.7354 | 71.4596 | 74.781
CDP20 | TAS | TAS | Passive CER storage | 18.3551 | 20.1214 | 21.7939 | 23.5599 | 25.4634 | 28.0008 | 30.1463 | 32.4307 | 34.7743 | 37.3199 | 39.9892 | 42.7744 | 45.4739 | 48.2933 | 51.0238 | 53.4633 | 55.579 | 57.5324 | 59.351 | 61.0565 | 63.1414 | 65.3064 | 67.5415 | 69.8609 | 71.8752 | 73.5976 | 75.9416 | 77.9696
CDP21 | NSW | NNSW | Snowy 2.0 | 0 | 0 | 0 | 0 | 0 | 0 | 0 | 0 | 0 | 0 | 0 | 0 | 0 | 0 | 0 | 0 | 0 | 0 | 0 | 0 | 0 | 0 | 0 | 0 | 0 | 0 | 0 | 0
CDP21 | NSW | NNSW | Deep storage | 0 | 0 | 0 | 0 | 0 | 0 | 1.383e-05 | 1.383e-05 | 1.383e-05 | 1.601e-05 | 1.753e-05 | 2.4e-05 | 2.555e-05 | 2.555e-05 | 2.808e-05 | 2.808e-05 | 3.08e-05 | 3.549e-05 | 3.549e-05 | 5.181e-05 | 1000 | 1000 | 1000 | 1000 | 1000 | 1000 | 1000 | 1000
CDP21 | NSW | NNSW | Medium storage | 0 | 0 | 275 | 275.0001 | 381.778 | 1138.1954 | 1138.1954 | 1138.1954 | 1138.1954 | 1138.1954 | 1138.1954 | 1138.1954 | 1138.1954 | 1138.1954 | 1138.1954 | 1138.1954 | 1138.1954 | 1138.1954 | 1138.1954 | 1138.1954 | 1138.1955 | 1138.1955 | 863.1955 | 1382.1101 | 1275.3322 | 1219.201 | 1219.201 | 1607.1446
CDP21 | NSW | NNSW | Shallow storage | 0 | 30 | 230 | 430 | 430 | 430 | 430 | 430 | 430 | 400 | 400 | 400 | 400 | 400 | 400 | 400 | 400 | 400 | 400 | 400 | 400 | 400 | 0 | 0 | 0 | 0 | 0 | 0
CDP21 | NSW | NNSW | Coordinated CER storage | 2.9011 | 3.6904 | 4.6278 | 5.5596 | 6.6915 | 7.9992 | 9.7928 | 12.0913 | 14.9199 | 18.3769 | 22.4496 | 27.1895 | 32.5292 | 38.5657 | 45.2506 | 52.5465 | 60.457 | 69.0343 | 78.2621 | 88.1661 | 98.8985 | 110.4266 | 122.6426 | 135.5582 | 148.9852 | 162.8922 | 169.464 | 175.3439
CDP21 | NSW | NNSW | Passive CER storage | 51.9224 | 55.9244 | 59.7457 | 63.1809 | 66.9501 | 72.1109 | 76.9127 | 82.1206 | 87.477 | 93.3283 | 99.3194 | 105.5537 | 111.5324 | 117.7469 | 123.7732 | 129.3342 | 134.4245 | 139.3018 | 143.8527 | 148.1976 | 153.2203 | 158.3806 | 163.6836 | 169.1359 | 173.9747 | 178.2371 | 183.577 | 188.3339
CDP21 | NSW | CNSW | Snowy 2.0 | 0 | 0 | 0 | 0 | 0 | 0 | 0 | 0 | 0 | 0 | 0 | 0 | 0 | 0 | 0 | 0 | 0 | 0 | 0 | 0 | 0 | 0 | 0 | 0 | 0 | 0 | 0 | 0
CDP21 | NSW | CNSW | Deep storage | 247 | 247 | 247 | 247 | 247 | 247 | 247 | 247 | 247 | 247 | 247 | 247 | 247 | 247 | 247 | 247 | 247 | 247 | 247 | 247 | 247 | 247 | 247 | 247 | 247 | 247 | 247 | 247
CDP21 | NSW | CNSW | Medium storage | 0 | 549 | 549 | 917.46 | 917.46 | 957.4825 | 917.4625 | 957.4825 | 917.4625 | 917.4625 | 957.4825 | 917.4625 | 917.4625 | 957.4825 | 957.4825 | 917.4625 | 917.4625 | 917.4625 | 917.4625 | 957.4825 | 917.4625 | 408.4825 | 368.4625 | 368.4626 | 408.4826 | 368.4611 | 368.4611 | 408.4812
CDP21 | NSW | CNSW | Shallow storage | 0 | 20 | 30.3232 | 376.0766 | 1685.6424 | 1685.6424 | 1685.6424 | 1685.6424 | 1685.6424 | 1685.6424 | 1685.6424 | 1685.6424 | 1685.6424 | 1685.6424 | 1685.6424 | 1685.6424 | 1685.6424 | 1685.6424 | 1685.6424 | 1685.6424 | 1685.6424 | 1665.6424 | 1655.3192 | 1309.5658 | 117.3687 | 117.3687 | 117.3687 | 117.3687
CDP21 | NSW | CNSW | Coordinated CER storage | 1.218 | 1.5545 | 1.9694 | 2.396 | 2.8889 | 3.468 | 4.4484 | 5.7616 | 7.4129 | 9.4548 | 11.9182 | 14.7956 | 18.091 | 21.8271 | 26.0012 | 30.6055 | 35.6384 | 41.1048 | 47.0119 | 53.3576 | 60.2411 | 67.6633 | 75.5332 | 83.8558 | 92.5557 | 101.5813 | 105.8426 | 109.6628
CDP21 | NSW | CNSW | Passive CER storage | 21.7984 | 23.5569 | 25.4252 | 27.2293 | 28.9039 | 31.2635 | 33.4736 | 36.0114 | 38.6022 | 41.3825 | 44.4067 | 47.4404 | 50.4842 | 53.5835 | 56.6421 | 59.5615 | 62.2973 | 64.8483 | 67.2355 | 69.4388 | 72.0568 | 74.8106 | 77.6287 | 80.5076 | 83.1503 | 85.4446 | 88.2195 | 90.7189
CDP21 | NSW | SNSW | Snowy 2.0 | 0 | 0 | 0 | 0 | 2200 | 2200 | 2200 | 2200 | 2200 | 2200 | 2200 | 2200 | 2200 | 2200 | 2200 | 2200 | 2200 | 2200 | 2200 | 2200 | 2200 | 2200 | 2200 | 2200 | 2200 | 2200 | 2200 | 2200
CDP21 | NSW | SNSW | Deep storage | 0 | 0 | 0 | 0 | 0 | 0 | 0 | 0 | 0 | 0 | 0 | 0 | 0 | 0 | 0 | 0 | 0 | 0 | 0 | 0 | 0 | 0 | 0 | 0 | 0 | 0 | 0 | 0
CDP21 | NSW | SNSW | Medium storage | 0 | 50 | 50 | 250 | 250 | 250.0014 | 250.0014 | 250.0014 | 250.0014 | 250.0014 | 250.0014 | 250.0014 | 250.0014 | 250.0014 | 250.0014 | 250.0014 | 250.0014 | 250.0014 | 250.0014 | 250.0015 | 250.0015 | 200.0015 | 200.0015 | 200.0016 | 200.0016 | 200.0008 | 200.0008 | 200.0008
CDP21 | NSW | SNSW | Shallow storage | 309.99 | 318.9 | 318.9 | 318.9 | 318.9 | 319.89 | 318.9 | 319.89 | 318.9 | 318.9 | 319.89 | 318.9 | 318.9 | 319.89 | 319.89 | 318.9 | 318.9 | 318.9 | 308.9 | 259.89 | 258.9 | 249.99 | 249 | 249 | 150 | 150 | 150 | 0
CDP21 | NSW | SNSW | Coordinated CER storage | 2.4469 | 3.1469 | 4.0056 | 4.9448 | 6.063 | 7.344 | 8.8828 | 10.843 | 13.2952 | 16.3304 | 19.989 | 24.3293 | 29.3361 | 35.0941 | 41.5771 | 48.7432 | 56.6101 | 65.2405 | 74.6487 | 84.8616 | 95.9878 | 108.1835 | 121.2843 | 135.2958 | 150.0261 | 165.4879 | 173.4974 | 180.7336
CDP21 | NSW | SNSW | Passive CER storage | 43.7926 | 47.6885 | 51.7125 | 56.1945 | 60.6618 | 66.2045 | 71.0929 | 76.2779 | 81.7101 | 87.5202 | 93.586 | 99.9174 | 106.2198 | 112.7798 | 119.2142 | 125.1293 | 130.5318 | 135.6734 | 140.5429 | 145.2071 | 150.7156 | 156.525 | 162.5649 | 168.7895 | 174.3699 | 179.4516 | 185.5172 | 191.0124
CDP21 | NSW | SNW | Snowy 2.0 | 0 | 0 | 0 | 0 | 0 | 0 | 0 | 0 | 0 | 0 | 0 | 0 | 0 | 0 | 0 | 0 | 0 | 0 | 0 | 0 | 0 | 0 | 0 | 0 | 0 | 0 | 0 | 0
CDP21 | NSW | SNW | Deep storage | 0 | 0 | 0 | 0 | 0 | 0 | 0 | 0 | 0 | 0 | 0 | 0 | 0 | 0 | 0 | 0 | 0 | 0 | 0 | 0 | 0 | 0 | 0 | 0 | 0 | 0 | 0 | 0
CDP21 | NSW | SNW | Medium storage | 0 | 889.1453 | 889.1453 | 889.1453 | 889.1453 | 1451.946 | 1451.946 | 1451.946 | 1451.946 | 1451.946 | 1451.946 | 1451.946 | 1451.946 | 1451.946 | 1451.946 | 1451.946 | 1451.946 | 1451.946 | 1451.946 | 1451.946 | 1451.946 | 562.8008 | 562.8008 | 562.8009 | 562.8009 | 247.1271 | 247.1271 | 247.1271
CDP21 | NSW | SNW | Shallow storage | 50 | 682.712 | 682.7161 | 682.7184 | 794.9994 | 837.3354 | 1464.8874 | 1537.4634 | 1464.8874 | 1464.8874 | 1537.4634 | 1464.8874 | 1414.8874 | 1487.4634 | 1487.4634 | 1414.8874 | 1414.8874 | 1414.8874 | 1414.8874 | 1487.4634 | 1414.8874 | 962.4634 | 889.8833 | 889.881 | 860.2391 | 787.6631 | 787.6631 | 860.2391
CDP21 | NSW | SNW | Coordinated CER storage | 11.5295 | 14.8171 | 18.6626 | 22.7871 | 27.7997 | 33.4963 | 43.0237 | 55.4305 | 70.9627 | 90.1039 | 112.9793 | 139.8314 | 170.4524 | 205.2684 | 244.1544 | 286.9162 | 333.5338 | 384.2127 | 438.8854 | 497.66 | 560.8937 | 629.5544 | 702.4072 | 779.5514 | 860.1351 | 943.9419 | 983.3503 | 1018.6582
CDP21 | NSW | SNW | Passive CER storage | 206.3463 | 224.5379 | 240.9368 | 258.9593 | 278.1444 | 301.9599 | 322.7208 | 344.5839 | 366.8252 | 390.7075 | 415.6523 | 441.7183 | 467.2367 | 494.0385 | 520.566 | 545.206 | 567.5963 | 588.6361 | 607.8089 | 625.5986 | 647.3132 | 670.0861 | 693.8422 | 718.7364 | 741.3337 | 761.6739 | 786.6727 | 809.1086
CDP21 | QLD | NQ | Borumba | 0 | 0 | 0 | 0 | 0 | 0 | 0 | 0 | 0 | 0 | 0 | 0 | 0 | 0 | 0 | 0 | 0 | 0 | 0 | 0 | 0 | 0 | 0 | 0 | 0 | 0 | 0 | 0
CDP21 | QLD | NQ | Deep storage | 0 | 0 | 0 | 0 | 0 | 0 | 9.35e-06 | 1.092e-05 | 1.092e-05 | 3.673e-05 | 3.673e-05 | 3.673e-05 | 5.447e-05 | 5.447e-05 | 5.763e-05 | 5.763e-05 | 5.763e-05 | 6.011e-05 | 6.011e-05 | 6.605e-05 | 0.00015558 | 0.00016453 | 7.901 | 20.0349 | 156.01 | 180.4465 | 180.4465 | 180.4465
CDP21 | QLD | NQ | Medium storage | 250 | 250 | 250 | 250 | 250 | 250 | 250 | 250 | 250 | 250 | 250 | 250 | 250.0001 | 250.0001 | 250.0001 | 250.0001 | 250.0001 | 250.0001 | 250.0001 | 250.0001 | 250.0001 | 250.0002 | 250.0003 | 250.0003 | 250.0003 | 250.0003 | 250.0003 | 250.0003
CDP21 | QLD | NQ | Shallow storage | 0 | 0 | 300 | 300 | 300 | 300 | 300 | 300 | 300 | 300 | 300 | 300 | 300 | 300 | 300 | 300 | 300 | 300 | 300 | 300 | 300 | 300 | 0 | 0 | 0 | 0 | 0 | 0
CDP21 | QLD | NQ | Coordinated CER storage | 1.2167 | 1.5929 | 2.0251 | 2.5236 | 3.12 | 3.8402 | 4.861 | 6.1864 | 7.8245 | 9.8358 | 12.2418 | 15.0717 | 18.2721 | 21.9141 | 25.9728 | 30.4036 | 35.228 | 40.4665 | 46.1292 | 52.2496 | 58.927 | 66.1344 | 73.8088 | 81.9834 | 90.4987 | 99.3492 | 103.7072 | 107.6837
CDP21 | QLD | NQ | Passive CER storage | 21.0552 | 23.4635 | 25.9022 | 28.4576 | 31.3925 | 34.814 | 37.9522 | 41.4162 | 44.9799 | 48.8461 | 52.9834 | 57.3995 | 61.6721 | 66.1572 | 70.6014 | 74.6827 | 78.4936 | 82.1191 | 85.5856 | 89.0361 | 92.9771 | 97.0969 | 101.3628 | 105.886 | 109.9772 | 113.7091 | 117.7593 | 121.4976
CDP21 | QLD | GG | Borumba | 0 | 0 | 0 | 0 | 0 | 0 | 0 | 0 | 0 | 0 | 0 | 0 | 0 | 0 | 0 | 0 | 0 | 0 | 0 | 0 | 0 | 0 | 0 | 0 | 0 | 0 | 0 | 0
CDP21 | QLD | GG | Deep storage | 0 | 0 | 0 | 0 | 0 | 0 | 0 | 0 | 0 | 0 | 0 | 0 | 0 | 0 | 0 | 0 | 0 | 0 | 0 | 0 | 0 | 0 | 0 | 0 | 0 | 0 | 0 | 0
CDP21 | QLD | GG | Medium storage | 0 | 0 | 0 | 2.237e-05 | 2.237e-05 | 4.975e-05 | 4.975e-05 | 5.369e-05 | 5.556e-05 | 6.397e-05 | 6.397e-05 | 6.397e-05 | 0.00012265 | 0.00018457 | 0.00019191 | 0.00019191 | 0.00019191 | 0.00019191 | 0.00019191 | 0.00019518 | 0.00020516 | 4.9042 | 39.0215 | 42.3308 | 42.3308 | 518.1515 | 518.1515 | 763.5136
CDP21 | QLD | GG | Shallow storage | 0 | 400 | 400 | 400 | 400 | 400 | 400 | 400 | 400 | 400 | 400 | 400 | 400 | 400 | 400 | 400 | 400 | 400 | 400 | 400 | 400 | 0 | 0 | 0 | 0 | 0 | 0 | 0
CDP21 | QLD | GG | Coordinated CER storage | 0.066819 | 0.087887 | 0.11153 | 0.14153 | 0.17366 | 0.21572 | 0.29891 | 0.41299 | 0.56211 | 0.74955 | 0.97712 | 1.2471 | 1.5592 | 1.9169 | 2.3184 | 2.7646 | 3.2536 | 3.7908 | 4.3761 | 5.009 | 5.7004 | 6.4465 | 7.2409 | 8.0831 | 8.9664 | 9.8883 | 10.3376 | 10.7449
CDP21 | QLD | GG | Passive CER storage | 1.1563 | 1.2946 | 1.4266 | 1.5959 | 1.7473 | 1.9556 | 2.1352 | 2.3376 | 2.5644 | 2.8105 | 3.0704 | 3.3401 | 3.6127 | 3.8978 | 4.1748 | 4.4417 | 4.6827 | 4.9228 | 5.1563 | 5.3782 | 5.6374 | 5.9123 | 6.1964 | 6.4847 | 6.7498 | 6.9899 | 7.2551 | 7.4911
CDP21 | QLD | CQ | Borumba | 0 | 0 | 0 | 0 | 0 | 0 | 0 | 0 | 0 | 0 | 0 | 0 | 0 | 0 | 0 | 0 | 0 | 0 | 0 | 0 | 0 | 0 | 0 | 0 | 0 | 0 | 0 | 0
CDP21 | QLD | CQ | Deep storage | 0 | 0 | 0 | 0 | 0 | 0 | 9.5e-06 | 1.09e-05 | 1.09e-05 | 2.957e-05 | 2.957e-05 | 2.957e-05 | 3.892e-05 | 4.594e-05 | 4.884e-05 | 4.884e-05 | 4.884e-05 | 4.884e-05 | 4.884e-05 | 5.239e-05 | 0.00021369 | 0.00021983 | 0.00022712 | 0.00022951 | 30.4973 | 342.505 | 342.505 | 400
CDP21 | QLD | CQ | Medium storage | 0 | 0 | 0 | 2.466e-05 | 3.023e-05 | 5.066e-05 | 6.128e-05 | 6.513e-05 | 6.918e-05 | 0.00010749 | 0.00010749 | 0.00010749 | 0.00017745 | 0.00024264 | 0.00025394 | 0.00025394 | 0.00025394 | 0.00025394 | 0.00025394 | 0.00025986 | 0.00027532 | 4.901 | 38.9489 | 126.0244 | 126.025 | 582.3538 | 582.3538 | 816.2269
CDP21 | QLD | CQ | Shallow storage | 50 | 50 | 50 | 200 | 200 | 200 | 200 | 200 | 200 | 200 | 200 | 200 | 200 | 200 | 200 | 200 | 200 | 200 | 150 | 150 | 150 | 150 | 150 | 0 | 0 | 0 | 0 | 0
CDP21 | QLD | CQ | Coordinated CER storage | 1.1192 | 1.475 | 1.8705 | 2.3506 | 2.8941 | 3.5651 | 4.6403 | 6.0457 | 7.8273 | 10.0404 | 12.6969 | 15.8224 | 19.4074 | 23.4888 | 28.0554 | 33.0802 | 38.5531 | 44.5354 | 51.0196 | 58.024 | 65.6952 | 73.9546 | 82.751 | 92.094 | 101.874 | 112.0393 | 117.0219 | 121.5395
CDP21 | QLD | CQ | Passive CER storage | 19.3666 | 21.7275 | 23.9255 | 26.506 | 29.119 | 32.3201 | 35.3739 | 38.6267 | 42.1175 | 45.9487 | 49.9898 | 54.2028 | 58.4551 | 62.8527 | 67.2149 | 71.3089 | 75.0313 | 78.6845 | 82.1837 | 85.591 | 89.6089 | 93.7355 | 98.007 | 102.4317 | 106.5375 | 110.2123 | 114.1759 | 117.7274
CDP21 | QLD | SQ | Borumba | 0 | 0 | 0 | 0 | 0 | 0 | 0 | 1998 | 1998 | 1998 | 1998 | 1998 | 1998 | 1998 | 1998 | 1998 | 1998 | 1998 | 1998 | 1998 | 1998 | 1998 | 1998 | 1998 | 1998 | 1998 | 1998 | 1998
CDP21 | QLD | SQ | Deep storage | 0 | 0 | 0 | 0 | 0 | 0 | 0 | 0 | 0 | 0 | 0 | 0 | 0 | 0 | 0 | 0 | 0 | 0 | 0 | 0 | 0 | 0 | 0 | 0 | 0 | 0 | 0 | 0
CDP21 | QLD | SQ | Medium storage | 570 | 570 | 570 | 570 | 570 | 570 | 570 | 570 | 570.0001 | 570.0001 | 570.0001 | 570.0001 | 570.0001 | 570.0002 | 570.0002 | 570.0002 | 570.0002 | 570.0002 | 570.0002 | 570.0002 | 570.0002 | 570.0006 | 1136.1548 | 1136.1548 | 1136.1548 | 1390.5752 | 1390.5752 | 1390.5752
CDP21 | QLD | SQ | Shallow storage | 853.76 | 1159.76 | 1159.76 | 1159.76 | 1159.76 | 1159.76 | 1159.76 | 1159.76 | 1159.76 | 1159.76 | 1159.76 | 1159.76 | 1159.76 | 1159.76 | 1059.76 | 1059.76 | 1059.76 | 1059.76 | 1059.76 | 1059.76 | 759.76 | 509.76 | 509.76 | 509.76 | 254.96 | 254.96 | 254.96 | 154.96
CDP21 | QLD | SQ | Coordinated CER storage | 5.9349 | 7.8549 | 10.0673 | 12.639 | 15.6606 | 19.5036 | 26.1745 | 34.9449 | 45.9905 | 59.704 | 76.2037 | 95.6949 | 118.0268 | 143.566 | 172.1726 | 203.6626 | 237.961 | 275.4027 | 316.0829 | 360.0365 | 407.5661 | 459.4511 | 514.7474 | 573.5005 | 635.0211 | 699.1749 | 730.6031 | 759.1308
CDP21 | QLD | SQ | Passive CER storage | 102.7017 | 115.7072 | 128.7691 | 142.5235 | 157.5718 | 176.8119 | 194.2469 | 213.1165 | 232.7482 | 254.1827 | 276.937 | 301.0369 | 325.0195 | 350.4149 | 375.6131 | 399.0493 | 420.0192 | 440.1605 | 459.7105 | 478.6237 | 501.0311 | 524.6191 | 549.2404 | 574.878 | 598.5559 | 620.3463 | 643.8322 | 664.9847
CDP21 | VIC | VIC | Deep storage | 0 | 0 | 0 | 0 | 0 | 0 | 8.71e-06 | 1.528e-05 | 2.851e-05 | 4.795e-05 | 4.795e-05 | 4.795e-05 | 4.795e-05 | 4.795e-05 | 4.795e-05 | 4.915e-05 | 5.183e-05 | 5.183e-05 | 5.444e-05 | 5.444e-05 | 540.2674 | 540.2674 | 540.2674 | 540.2674 | 540.2674 | 540.2674 | 540.2674 | 560.9518
CDP21 | VIC | VIC | Medium storage | 0 | 0 | 350 | 350 | 350 | 350 | 350 | 350 | 350 | 350.0001 | 350.0001 | 350.0001 | 350.0001 | 350.0001 | 350.0001 | 350.0001 | 350.0001 | 350.0001 | 350.0001 | 350.0001 | 350.0001 | 350.0001 | 9.434e-05 | 0.00035285 | 0.00034776 | 0.00033836 | 0.00033836 | 0.00033528
CDP21 | VIC | VIC | Shallow storage | 479.13 | 1990.64 | 2055.4404 | 2511.6431 | 2503.9431 | 2703.23 | 2710.53 | 3222.2299 | 3733.1699 | 4243.0399 | 5851.9198 | 5851.9198 | 5858.5198 | 5851.9198 | 5846.9198 | 5846.9198 | 5846.9198 | 5546.9198 | 5546.9198 | 5396.9198 | 5203.5198 | 4902.2098 | 4513.7094 | 4207.1067 | 4207.1067 | 3978.2199 | 3378.2199 | 2866.5199
CDP21 | VIC | VIC | Coordinated CER storage | 15.1363 | 20.7187 | 26.6998 | 33.6099 | 42.073 | 52.0251 | 65.3888 | 82.4785 | 103.5543 | 129.304 | 159.8675 | 195.5802 | 236.092 | 282.1042 | 333.3048 | 389.2764 | 449.9516 | 515.8702 | 587.1309 | 663.853 | 746.8741 | 837.0114 | 932.8772 | 1034.5743 | 1140.6225 | 1250.7708 | 1304.751 | 1353.7071
CDP21 | VIC | VIC | Passive CER storage | 301.4603 | 331.822 | 361.74 | 393.4245 | 427.1076 | 470.0826 | 508.8755 | 550.5086 | 593.6031 | 640.251 | 689.3259 | 740.7945 | 791.6143 | 844.9475 | 897.6568 | 946.6059 | 991.0946 | 1033.8217 | 1074.9606 | 1114.8568 | 1161.2955 | 1209.6656 | 1259.8506 | 1312.0582 | 1360.0652 | 1403.9921 | 1454.6296 | 1500.8336
CDP21 | SA | CSA | Deep storage | 0 | 0 | 0 | 0 | 0 | 0 | 4.78e-06 | 4.78e-06 | 4.78e-06 | 4.78e-06 | 4.78e-06 | 4.78e-06 | 4.78e-06 | 5.91e-06 | 5.91e-06 | 5.91e-06 | 5.91e-06 | 5.91e-06 | 5.91e-06 | 5.91e-06 | 1.425e-05 | 1.425e-05 | 1.425e-05 | 1.425e-05 | 1.425e-05 | 1.604e-05 | 1.604e-05 | 1.968e-05
CDP21 | SA | CSA | Medium storage | 0 | 0 | 0 | 2.019e-05 | 2.552e-05 | 3.44e-05 | 3.44e-05 | 3.552e-05 | 3.819e-05 | 4.079e-05 | 4.079e-05 | 4.079e-05 | 4.291e-05 | 4.683e-05 | 5.154e-05 | 5.154e-05 | 5.154e-05 | 5.154e-05 | 5.154e-05 | 8.7e-05 | 9.06e-05 | 9.396e-05 | 9.893e-05 | 1088.0829 | 1088.0829 | 1597.1331 | 1597.1331 | 1597.1331
CDP21 | SA | CSA | Shallow storage | 656.2 | 951.18 | 1569.3788 | 2745.9921 | 2752.0121 | 2745.9921 | 2715.9921 | 2715.9921 | 2715.9921 | 2715.9921 | 2715.9921 | 2715.9921 | 2715.9921 | 2715.9921 | 2715.9921 | 2715.9921 | 2715.9921 | 2703.9921 | 2710.0121 | 2453.2921 | 2259.3121 | 2097.3121 | 1479.1134 | 402.2758 | 360.7758 | 249.7758 | 249.7758 | 249.7758
CDP21 | SA | CSA | Coordinated CER storage | 62.4605 | 69.574 | 76.4942 | 84.1684 | 92.1358 | 101.9094 | 111.3026 | 121.9009 | 133.5508 | 146.6546 | 161.056 | 176.8714 | 193.5765 | 211.7514 | 230.9299 | 250.6652 | 270.8794 | 292.0065 | 314.1066 | 337.1741 | 362.1662 | 388.8506 | 416.8107 | 446.0604 | 475.6817 | 505.6161 | 520.6813 | 534.0007
CDP21 | SA | CSA | Passive CER storage | 176.8412 | 189.127 | 200.7947 | 212.4134 | 224.7795 | 239.333 | 252.1373 | 265.4672 | 278.7557 | 292.6711 | 306.7404 | 321.0593 | 334.5405 | 348.2941 | 361.3463 | 372.8549 | 382.7225 | 391.8089 | 400.2474 | 408.0508 | 417.2101 | 426.5738 | 436.0668 | 445.6894 | 454.0331 | 461.1754 | 471.3591 | 480.3156
CDP21 | SA | SESA | Deep storage | 0 | 0 | 0 | 0 | 0 | 0 | 0 | 0 | 0 | 0 | 0 | 0 | 0 | 0 | 0 | 0 | 0 | 0 | 0 | 0 | 0 | 0 | 0 | 0 | 0 | 0 | 0 | 0
CDP21 | SA | SESA | Medium storage | 0 | 0 | 0 | 1.961e-05 | 2.492e-05 | 3.29e-05 | 3.29e-05 | 3.29e-05 | 3.29e-05 | 3.566e-05 | 3.566e-05 | 3.566e-05 | 3.566e-05 | 5.113e-05 | 5.574e-05 | 5.574e-05 | 5.574e-05 | 5.574e-05 | 5.574e-05 | 5.717e-05 | 6.414e-05 | 6.755e-05 | 7.241e-05 | 13.8451 | 13.8451 | 13.8451 | 13.8451 | 13.8451
CDP21 | SA | SESA | Shallow storage | 25 | 25 | 25 | 25 | 25 | 25 | 25 | 25 | 25 | 25 | 0 | 0 | 0 | 0 | 0 | 0 | 0 | 0 | 0 | 0 | 0 | 0 | 0 | 0 | 0 | 0 | 0 | 0
CDP21 | SA | SESA | Coordinated CER storage | 2.2312 | 2.5031 | 2.7724 | 3.0693 | 3.3785 | 3.771 | 4.1547 | 4.5772 | 5.0453 | 5.5905 | 6.2292 | 6.8967 | 7.6454 | 8.4204 | 9.2343 | 10.0864 | 10.97 | 11.8923 | 12.8505 | 13.8935 | 15.057 | 16.2673 | 17.5209 | 18.834 | 20.1658 | 21.5197 | 22.1956 | 22.8328
CDP21 | SA | SESA | Passive CER storage | 6.3171 | 6.8043 | 7.2775 | 7.7459 | 8.2424 | 8.8562 | 9.3849 | 9.9001 | 10.4074 | 10.9659 | 11.6011 | 12.1692 | 12.779 | 13.3159 | 13.8063 | 14.2494 | 14.6336 | 14.9745 | 15.2687 | 15.6028 | 16.033 | 16.4336 | 16.813 | 17.1981 | 17.5263 | 17.8106 | 18.2151 | 18.6306
CDP21 | TAS | TAS | Deep storage | 0 | 0 | 0 | 0 | 0 | 0 | 2.48e-05 | 2.865e-05 | 4.72e-05 | 4.72e-05 | 4.72e-05 | 4.72e-05 | 6.4393 | 62.0677 | 62.0677 | 62.0677 | 62.0677 | 62.0677 | 176.2559 | 464.2183 | 948.7441 | 948.7441 | 948.7441 | 948.7441 | 948.7441 | 948.7441 | 948.7441 | 948.7441
CDP21 | TAS | TAS | Medium storage | 0 | 0 | 0 | 1.672e-05 | 1.888e-05 | 2.104e-05 | 2.104e-05 | 2.206e-05 | 2.402e-05 | 2.793e-05 | 2.793e-05 | 2.793e-05 | 2.793e-05 | 2.953e-05 | 3.149e-05 | 3.149e-05 | 3.263e-05 | 3.263e-05 | 3.263e-05 | 3.263e-05 | 3.773e-05 | 4.012e-05 | 4.362e-05 | 3.047e-05 | 2.83e-05 | 2.614e-05 | 2.614e-05 | 2.512e-05
CDP21 | TAS | TAS | Shallow storage | 0 | 0 | 0 | 0 | 0 | 0 | 0 | 0 | 0 | 0 | 0 | 0 | 0 | 0 | 0 | 0 | 0 | 0 | 0 | 0 | 0 | 0 | 0 | 0 | 0 | 0 | 0 | 0
CDP21 | TAS | TAS | Coordinated CER storage | 0.86202 | 1.1897 | 1.5604 | 1.9874 | 2.4806 | 3.1026 | 3.6027 | 4.2371 | 5.0419 | 6.0802 | 7.3806 | 8.9752 | 10.855 | 13.0758 | 15.6258 | 18.4829 | 21.6512 | 25.1679 | 29.047 | 33.2957 | 37.9263 | 43.0768 | 48.6582 | 54.6735 | 61.0336 | 67.7354 | 71.4596 | 74.781
CDP21 | TAS | TAS | Passive CER storage | 18.3551 | 20.1214 | 21.7939 | 23.5599 | 25.4634 | 28.0008 | 30.1463 | 32.4307 | 34.7743 | 37.3199 | 39.9892 | 42.7744 | 45.4739 | 48.2933 | 51.0238 | 53.4633 | 55.579 | 57.5324 | 59.351 | 61.0565 | 63.1414 | 65.3064 | 67.5415 | 69.8609 | 71.8752 | 73.5976 | 75.9416 | 77.9696
CDP22 | NSW | NNSW | Snowy 2.0 | 0 | 0 | 0 | 0 | 0 | 0 | 0 | 0 | 0 | 0 | 0 | 0 | 0 | 0 | 0 | 0 | 0 | 0 | 0 | 0 | 0 | 0 | 0 | 0 | 0 | 0 | 0 | 0
CDP22 | NSW | NNSW | Deep storage | 0 | 0 | 0 | 0 | 0 | 0 | 1.557e-05 | 1.557e-05 | 1.557e-05 | 1.557e-05 | 1.821e-05 | 1.821e-05 | 2.245e-05 | 2.245e-05 | 2.671e-05 | 2.671e-05 | 2.796e-05 | 3.618e-05 | 4.272e-05 | 7.21e-05 | 1000 | 1000 | 1000 | 1000 | 1000 | 1000 | 1000 | 1000
CDP22 | NSW | NNSW | Medium storage | 0 | 0 | 275 | 275.0001 | 382.9167 | 1188.9109 | 1188.9109 | 1188.9109 | 1188.9109 | 1188.9109 | 1188.9109 | 1188.9109 | 1188.9109 | 1188.9109 | 1188.9109 | 1188.9109 | 1188.9109 | 1188.9109 | 1188.9109 | 1188.9109 | 1188.9111 | 1188.9111 | 913.9112 | 1436.7202 | 1328.8036 | 1240.8415 | 1240.8415 | 1628.914
CDP22 | NSW | NNSW | Shallow storage | 0 | 30 | 230 | 430 | 430 | 430 | 430 | 430 | 430 | 400 | 400 | 400 | 400 | 400 | 400 | 400 | 400 | 400 | 400 | 400 | 400 | 400 | 0 | 0 | 0 | 0 | 0 | 0
CDP22 | NSW | NNSW | Coordinated CER storage | 2.9011 | 3.6904 | 4.6278 | 5.5596 | 6.6915 | 7.9992 | 9.7928 | 12.0913 | 14.9199 | 18.3769 | 22.4496 | 27.1895 | 32.5292 | 38.5657 | 45.2506 | 52.5465 | 60.457 | 69.0343 | 78.2621 | 88.1661 | 98.8985 | 110.4266 | 122.6426 | 135.5582 | 148.9852 | 162.8922 | 169.464 | 175.3439
CDP22 | NSW | NNSW | Passive CER storage | 51.9224 | 55.9244 | 59.7457 | 63.1809 | 66.9501 | 72.1109 | 76.9127 | 82.1206 | 87.477 | 93.3283 | 99.3194 | 105.5537 | 111.5324 | 117.7469 | 123.7732 | 129.3342 | 134.4245 | 139.3018 | 143.8527 | 148.1976 | 153.2203 | 158.3806 | 163.6836 | 169.1359 | 173.9747 | 178.2371 | 183.577 | 188.3339
CDP22 | NSW | CNSW | Snowy 2.0 | 0 | 0 | 0 | 0 | 0 | 0 | 0 | 0 | 0 | 0 | 0 | 0 | 0 | 0 | 0 | 0 | 0 | 0 | 0 | 0 | 0 | 0 | 0 | 0 | 0 | 0 | 0 | 0
CDP22 | NSW | CNSW | Deep storage | 247 | 247 | 247 | 247 | 247 | 247 | 247 | 247 | 247 | 247 | 247 | 247 | 247 | 247 | 247 | 247 | 247 | 247 | 247 | 247 | 247 | 247 | 247 | 247 | 247 | 247 | 247 | 247
CDP22 | NSW | CNSW | Medium storage | 0 | 549 | 549 | 917.46 | 917.46 | 957.4945 | 917.4745 | 957.4945 | 917.4745 | 917.4745 | 957.4945 | 917.4745 | 917.4745 | 957.4945 | 957.4945 | 917.4745 | 917.4745 | 917.4745 | 917.4745 | 957.4945 | 917.4745 | 408.4945 | 368.4745 | 368.4745 | 408.4945 | 368.4664 | 368.4664 | 408.4864
CDP22 | NSW | CNSW | Shallow storage | 0 | 20 | 30.045 | 321.4207 | 1706.49 | 1706.49 | 1706.49 | 1706.49 | 1706.49 | 1706.49 | 1706.49 | 1706.49 | 1706.49 | 1706.49 | 1706.49 | 1706.49 | 1706.49 | 1706.49 | 1706.49 | 1706.49 | 1706.49 | 1686.49 | 1676.4449 | 1385.0693 | 124.1359 | 124.1359 | 124.1359 | 124.1359
CDP22 | NSW | CNSW | Coordinated CER storage | 1.218 | 1.5545 | 1.9694 | 2.396 | 2.8889 | 3.468 | 4.4484 | 5.7616 | 7.4129 | 9.4548 | 11.9182 | 14.7956 | 18.091 | 21.8271 | 26.0012 | 30.6055 | 35.6384 | 41.1048 | 47.0119 | 53.3576 | 60.2411 | 67.6633 | 75.5332 | 83.8558 | 92.5557 | 101.5813 | 105.8426 | 109.6628
CDP22 | NSW | CNSW | Passive CER storage | 21.7984 | 23.5569 | 25.4252 | 27.2293 | 28.9039 | 31.2635 | 33.4736 | 36.0114 | 38.6022 | 41.3825 | 44.4067 | 47.4404 | 50.4842 | 53.5835 | 56.6421 | 59.5615 | 62.2973 | 64.8483 | 67.2355 | 69.4388 | 72.0568 | 74.8106 | 77.6287 | 80.5076 | 83.1503 | 85.4446 | 88.2195 | 90.7189
CDP22 | NSW | SNSW | Snowy 2.0 | 0 | 0 | 0 | 0 | 2200 | 2200 | 2200 | 2200 | 2200 | 2200 | 2200 | 2200 | 2200 | 2200 | 2200 | 2200 | 2200 | 2200 | 2200 | 2200 | 2200 | 2200 | 2200 | 2200 | 2200 | 2200 | 2200 | 2200
CDP22 | NSW | SNSW | Deep storage | 0 | 0 | 0 | 0 | 0 | 0 | 0 | 0 | 0 | 0 | 0 | 0 | 0 | 0 | 0 | 0 | 0 | 0 | 0 | 0 | 0 | 0 | 0 | 0 | 0 | 0 | 0 | 0
CDP22 | NSW | SNSW | Medium storage | 0 | 50 | 50 | 250 | 250 | 335.079 | 335.079 | 335.079 | 335.079 | 335.079 | 335.079 | 335.079 | 335.079 | 335.079 | 335.079 | 335.079 | 335.079 | 335.079 | 335.079 | 335.079 | 335.079 | 285.079 | 285.079 | 285.079 | 285.079 | 237.3583 | 237.3583 | 237.3583
CDP22 | NSW | SNSW | Shallow storage | 309.99 | 318.9 | 318.9 | 318.9 | 318.9 | 319.89 | 318.9 | 319.89 | 318.9 | 318.9 | 319.89 | 318.9 | 318.9 | 319.89 | 319.89 | 318.9 | 318.9 | 318.9 | 308.9 | 259.89 | 258.9 | 249.99 | 249 | 249 | 150 | 150 | 150 | 0
CDP22 | NSW | SNSW | Coordinated CER storage | 2.4469 | 3.1469 | 4.0056 | 4.9448 | 6.063 | 7.344 | 8.8828 | 10.843 | 13.2952 | 16.3304 | 19.989 | 24.3293 | 29.3361 | 35.0941 | 41.5771 | 48.7432 | 56.6101 | 65.2405 | 74.6487 | 84.8616 | 95.9878 | 108.1835 | 121.2843 | 135.2958 | 150.0261 | 165.4879 | 173.4974 | 180.7336
CDP22 | NSW | SNSW | Passive CER storage | 43.7926 | 47.6885 | 51.7125 | 56.1945 | 60.6618 | 66.2045 | 71.0929 | 76.2779 | 81.7101 | 87.5202 | 93.586 | 99.9174 | 106.2198 | 112.7798 | 119.2142 | 125.1293 | 130.5318 | 135.6734 | 140.5429 | 145.2071 | 150.7156 | 156.525 | 162.5649 | 168.7895 | 174.3699 | 179.4516 | 185.5172 | 191.0124
CDP22 | NSW | SNW | Snowy 2.0 | 0 | 0 | 0 | 0 | 0 | 0 | 0 | 0 | 0 | 0 | 0 | 0 | 0 | 0 | 0 | 0 | 0 | 0 | 0 | 0 | 0 | 0 | 0 | 0 | 0 | 0 | 0 | 0
CDP22 | NSW | SNW | Deep storage | 0 | 0 | 0 | 0 | 0 | 0 | 0 | 0 | 0 | 0 | 0 | 0 | 0 | 0 | 0 | 0 | 0 | 0 | 0 | 0 | 0 | 0 | 0 | 0 | 0 | 0 | 0 | 0
CDP22 | NSW | SNW | Medium storage | 0 | 889.1453 | 889.1453 | 889.1453 | 889.1453 | 1316.141 | 1316.141 | 1316.141 | 1316.141 | 1316.141 | 1316.141 | 1316.141 | 1316.141 | 1316.141 | 1316.141 | 1316.141 | 1316.141 | 1316.141 | 1316.141 | 1316.141 | 1316.141 | 426.9957 | 426.9957 | 426.9959 | 426.9959 | 187.495 | 187.495 | 187.495
CDP22 | NSW | SNW | Shallow storage | 50 | 682.712 | 682.7166 | 682.7188 | 718.3575 | 760.6935 | 1388.2455 | 1460.8215 | 1388.2455 | 1388.2455 | 1460.8215 | 1388.2455 | 1338.2455 | 1410.8215 | 1410.8215 | 1338.2455 | 1338.2455 | 1338.2455 | 1338.2455 | 1410.8215 | 1338.2455 | 885.8215 | 813.2409 | 813.2387 | 853.3701 | 780.7941 | 780.7941 | 853.3701
CDP22 | NSW | SNW | Coordinated CER storage | 11.5295 | 14.8171 | 18.6626 | 22.7871 | 27.7997 | 33.4963 | 43.0237 | 55.4305 | 70.9627 | 90.1039 | 112.9793 | 139.8314 | 170.4524 | 205.2684 | 244.1544 | 286.9162 | 333.5338 | 384.2127 | 438.8854 | 497.66 | 560.8937 | 629.5544 | 702.4072 | 779.5514 | 860.1351 | 943.9419 | 983.3503 | 1018.6582
CDP22 | NSW | SNW | Passive CER storage | 206.3463 | 224.5379 | 240.9368 | 258.9593 | 278.1444 | 301.9599 | 322.7208 | 344.5839 | 366.8252 | 390.7075 | 415.6523 | 441.7183 | 467.2367 | 494.0385 | 520.566 | 545.206 | 567.5963 | 588.6361 | 607.8089 | 625.5986 | 647.3132 | 670.0861 | 693.8422 | 718.7364 | 741.3337 | 761.6739 | 786.6727 | 809.1086
CDP22 | QLD | NQ | Borumba | 0 | 0 | 0 | 0 | 0 | 0 | 0 | 0 | 0 | 0 | 0 | 0 | 0 | 0 | 0 | 0 | 0 | 0 | 0 | 0 | 0 | 0 | 0 | 0 | 0 | 0 | 0 | 0
CDP22 | QLD | NQ | Deep storage | 0 | 0 | 0 | 0 | 0 | 0 | 1.053e-05 | 1.189e-05 | 1.189e-05 | 2.3e-05 | 3.629e-05 | 5.2096 | 5.2096 | 5.2096 | 5.2096 | 5.2096 | 5.2096 | 5.2096 | 5.2096 | 5.2096 | 5.2096 | 5.2096 | 5.8594 | 20.2151 | 161.4458 | 180.4394 | 180.4394 | 180.4394
CDP22 | QLD | NQ | Medium storage | 250 | 250 | 250 | 250 | 250 | 250 | 250 | 250 | 250 | 250 | 250 | 250 | 250.0001 | 250.0002 | 250.0002 | 250.0002 | 250.0002 | 250.0002 | 250.0002 | 250.0002 | 250.0003 | 250.0003 | 250.0004 | 250.0004 | 250.0004 | 250.0004 | 250.0004 | 250.0004
CDP22 | QLD | NQ | Shallow storage | 0 | 0 | 300 | 300 | 300 | 300 | 300 | 300 | 300 | 300 | 300 | 300 | 300 | 300 | 300 | 300 | 300 | 300 | 300 | 300 | 300 | 300 | 0 | 0 | 0 | 0 | 0 | 0
CDP22 | QLD | NQ | Coordinated CER storage | 1.2167 | 1.5929 | 2.0251 | 2.5236 | 3.12 | 3.8402 | 4.861 | 6.1864 | 7.8245 | 9.8358 | 12.2418 | 15.0717 | 18.2721 | 21.9141 | 25.9728 | 30.4036 | 35.228 | 40.4665 | 46.1292 | 52.2496 | 58.927 | 66.1344 | 73.8088 | 81.9834 | 90.4987 | 99.3492 | 103.7072 | 107.6837
CDP22 | QLD | NQ | Passive CER storage | 21.0552 | 23.4635 | 25.9022 | 28.4576 | 31.3925 | 34.814 | 37.9522 | 41.4162 | 44.9799 | 48.8461 | 52.9834 | 57.3995 | 61.6721 | 66.1572 | 70.6014 | 74.6827 | 78.4936 | 82.1191 | 85.5856 | 89.0361 | 92.9771 | 97.0969 | 101.3628 | 105.886 | 109.9772 | 113.7091 | 117.7593 | 121.4976
CDP22 | QLD | GG | Borumba | 0 | 0 | 0 | 0 | 0 | 0 | 0 | 0 | 0 | 0 | 0 | 0 | 0 | 0 | 0 | 0 | 0 | 0 | 0 | 0 | 0 | 0 | 0 | 0 | 0 | 0 | 0 | 0
CDP22 | QLD | GG | Deep storage | 0 | 0 | 0 | 0 | 0 | 0 | 0 | 0 | 0 | 0 | 0 | 0 | 0 | 0 | 0 | 0 | 0 | 0 | 0 | 0 | 0 | 0 | 0 | 0 | 0 | 0 | 0 | 0
CDP22 | QLD | GG | Medium storage | 0 | 0 | 0 | 2.514e-05 | 2.514e-05 | 5.598e-05 | 5.598e-05 | 5.598e-05 | 5.755e-05 | 6.264e-05 | 6.706e-05 | 7.073e-05 | 0.00028764 | 0.37431 | 0.37431 | 0.37431 | 0.37431 | 0.37431 | 0.37431 | 0.37431 | 0.37433 | 0.37433 | 32.936 | 81.2033 | 81.2034 | 629.8579 | 629.8579 | 781.4916
CDP22 | QLD | GG | Shallow storage | 0 | 400 | 400 | 400 | 400 | 400 | 400 | 400 | 400 | 400 | 400 | 400 | 400 | 400 | 400 | 400 | 400 | 400 | 400 | 400 | 400 | 0 | 0 | 0 | 0 | 0 | 0 | 0
CDP22 | QLD | GG | Coordinated CER storage | 0.066819 | 0.087887 | 0.11153 | 0.14153 | 0.17366 | 0.21572 | 0.29891 | 0.41299 | 0.56211 | 0.74955 | 0.97712 | 1.2471 | 1.5592 | 1.9169 | 2.3184 | 2.7646 | 3.2536 | 3.7908 | 4.3761 | 5.009 | 5.7004 | 6.4465 | 7.2409 | 8.0831 | 8.9664 | 9.8883 | 10.3376 | 10.7449
CDP22 | QLD | GG | Passive CER storage | 1.1563 | 1.2946 | 1.4266 | 1.5959 | 1.7473 | 1.9556 | 2.1352 | 2.3376 | 2.5644 | 2.8105 | 3.0704 | 3.3401 | 3.6127 | 3.8978 | 4.1748 | 4.4417 | 4.6827 | 4.9228 | 5.1563 | 5.3782 | 5.6374 | 5.9123 | 6.1964 | 6.4847 | 6.7498 | 6.9899 | 7.2551 | 7.4911
CDP22 | QLD | CQ | Borumba | 0 | 0 | 0 | 0 | 0 | 0 | 0 | 0 | 0 | 0 | 0 | 0 | 0 | 0 | 0 | 0 | 0 | 0 | 0 | 0 | 0 | 0 | 0 | 0 | 0 | 0 | 0 | 0
CDP22 | QLD | CQ | Deep storage | 0 | 0 | 0 | 0 | 0 | 0 | 1.069e-05 | 1.177e-05 | 1.177e-05 | 1.857e-05 | 2.77e-05 | 0.00014036 | 0.00014036 | 0.00014036 | 0.00014363 | 0.00014363 | 0.00014363 | 0.00014363 | 0.00014363 | 0.00014761 | 0.00034234 | 0.00034772 | 0.00035513 | 0.00036877 | 62.4268 | 322.4757 | 322.4757 | 400
CDP22 | QLD | CQ | Medium storage | 0 | 0 | 0 | 2.769e-05 | 3.405e-05 | 5.703e-05 | 6.897e-05 | 7.156e-05 | 7.369e-05 | 8.989e-05 | 0.00011008 | 0.00081705 | 0.0010015 | 0.375 | 0.37501 | 0.37501 | 0.37501 | 0.37501 | 0.37501 | 0.37501 | 0.37502 | 0.37503 | 32.8715 | 80.537 | 80.5371 | 500.1948 | 500.1948 | 826.4287
CDP22 | QLD | CQ | Shallow storage | 50 | 50 | 50 | 200 | 200 | 200 | 200 | 200 | 200 | 200 | 200 | 200 | 200 | 200 | 200 | 200 | 200 | 200 | 150 | 150 | 150 | 150 | 150 | 0 | 0 | 0 | 0 | 0
CDP22 | QLD | CQ | Coordinated CER storage | 1.1192 | 1.475 | 1.8705 | 2.3506 | 2.8941 | 3.5651 | 4.6403 | 6.0457 | 7.8273 | 10.0404 | 12.6969 | 15.8224 | 19.4074 | 23.4888 | 28.0554 | 33.0802 | 38.5531 | 44.5354 | 51.0196 | 58.024 | 65.6952 | 73.9546 | 82.751 | 92.094 | 101.874 | 112.0393 | 117.0219 | 121.5395
CDP22 | QLD | CQ | Passive CER storage | 19.3666 | 21.7275 | 23.9255 | 26.506 | 29.119 | 32.3201 | 35.3739 | 38.6267 | 42.1175 | 45.9487 | 49.9898 | 54.2028 | 58.4551 | 62.8527 | 67.2149 | 71.3089 | 75.0313 | 78.6845 | 82.1837 | 85.591 | 89.6089 | 93.7355 | 98.007 | 102.4317 | 106.5375 | 110.2123 | 114.1759 | 117.7274
CDP22 | QLD | SQ | Borumba | 0 | 0 | 0 | 0 | 0 | 0 | 0 | 1998 | 1998 | 1998 | 1998 | 1998 | 1998 | 1998 | 1998 | 1998 | 1998 | 1998 | 1998 | 1998 | 1998 | 1998 | 1998 | 1998 | 1998 | 1998 | 1998 | 1998
CDP22 | QLD | SQ | Deep storage | 0 | 0 | 0 | 0 | 0 | 0 | 0 | 0 | 0 | 0 | 0 | 0 | 0 | 0 | 0 | 0 | 0 | 0 | 0 | 0 | 0 | 0 | 0 | 0 | 0 | 0 | 0 | 0
CDP22 | QLD | SQ | Medium storage | 570 | 570 | 570 | 570 | 570 | 570 | 570 | 570 | 570.0001 | 570.0001 | 570.0001 | 570.0001 | 570.0002 | 713.1416 | 713.1416 | 713.1416 | 713.1416 | 713.1416 | 713.1416 | 713.1416 | 713.1416 | 713.1416 | 996.7738 | 996.7738 | 996.7737 | 1359.7161 | 1359.7161 | 1359.7161
CDP22 | QLD | SQ | Shallow storage | 853.76 | 1159.76 | 1159.76 | 1159.76 | 1159.76 | 1159.76 | 1159.76 | 1159.76 | 1159.76 | 1159.76 | 1159.76 | 1159.76 | 1159.76 | 1159.76 | 1059.76 | 1059.76 | 1059.76 | 1059.76 | 1059.76 | 1059.76 | 759.76 | 509.76 | 509.76 | 509.76 | 254.96 | 254.96 | 254.96 | 154.96
CDP22 | QLD | SQ | Coordinated CER storage | 5.9349 | 7.8549 | 10.0673 | 12.639 | 15.6606 | 19.5036 | 26.1745 | 34.9449 | 45.9905 | 59.704 | 76.2037 | 95.6949 | 118.0268 | 143.566 | 172.1726 | 203.6626 | 237.961 | 275.4027 | 316.0829 | 360.0365 | 407.5661 | 459.4511 | 514.7474 | 573.5005 | 635.0211 | 699.1749 | 730.6031 | 759.1308
CDP22 | QLD | SQ | Passive CER storage | 102.7017 | 115.7072 | 128.7691 | 142.5235 | 157.5718 | 176.8119 | 194.2469 | 213.1165 | 232.7482 | 254.1827 | 276.937 | 301.0369 | 325.0195 | 350.4149 | 375.6131 | 399.0493 | 420.0192 | 440.1605 | 459.7105 | 478.6237 | 501.0311 | 524.6191 | 549.2404 | 574.878 | 598.5559 | 620.3463 | 643.8322 | 664.9847
CDP22 | VIC | VIC | Deep storage | 0 | 0 | 0 | 0 | 0 | 0 | 9.78e-06 | 1.167e-05 | 2.365e-05 | 6.663e-05 | 6.663e-05 | 6.663e-05 | 6.663e-05 | 6.663e-05 | 6.78e-05 | 6.78e-05 | 7.032e-05 | 7.032e-05 | 7.374e-05 | 7.374e-05 | 575.1098 | 575.1098 | 575.1098 | 575.1098 | 575.1098 | 575.1098 | 575.1098 | 575.1098
CDP22 | VIC | VIC | Medium storage | 0 | 0 | 350 | 350 | 350 | 350 | 350.0001 | 350.0001 | 350.0001 | 350.0001 | 350.0001 | 350.0001 | 350.0001 | 350.0001 | 350.0001 | 350.0001 | 350.0001 | 350.0001 | 350.0001 | 350.0002 | 350.0002 | 350.0002 | 0.0002005 | 0.00042478 | 0.00068432 | 0.00067397 | 0.00067397 | 0.00067187
CDP22 | VIC | VIC | Shallow storage | 479.13 | 1990.64 | 2055.4404 | 2510.5043 | 2502.8043 | 2703.2299 | 2710.5299 | 3222.2299 | 3733.1699 | 4243.0398 | 5851.9198 | 5851.9198 | 5858.5198 | 5851.9198 | 5846.9198 | 5846.9198 | 5846.9198 | 5546.9198 | 5546.9198 | 5396.9198 | 5203.5198 | 4902.2098 | 4513.7094 | 4208.2455 | 4208.2455 | 3978.2198 | 3378.2198 | 2866.5199
CDP22 | VIC | VIC | Coordinated CER storage | 15.1363 | 20.7187 | 26.6998 | 33.6099 | 42.073 | 52.0251 | 65.3888 | 82.4785 | 103.5543 | 129.304 | 159.8675 | 195.5802 | 236.092 | 282.1042 | 333.3048 | 389.2764 | 449.9516 | 515.8702 | 587.1309 | 663.853 | 746.8741 | 837.0114 | 932.8772 | 1034.5743 | 1140.6225 | 1250.7708 | 1304.751 | 1353.7071
CDP22 | VIC | VIC | Passive CER storage | 301.4603 | 331.822 | 361.74 | 393.4245 | 427.1076 | 470.0826 | 508.8755 | 550.5086 | 593.6031 | 640.251 | 689.3259 | 740.7945 | 791.6143 | 844.9475 | 897.6568 | 946.6059 | 991.0946 | 1033.8217 | 1074.9606 | 1114.8568 | 1161.2955 | 1209.6656 | 1259.8506 | 1312.0582 | 1360.0652 | 1403.9921 | 1454.6296 | 1500.8336
CDP22 | SA | CSA | Deep storage | 0 | 0 | 0 | 0 | 0 | 0 | 5.38e-06 | 5.38e-06 | 5.38e-06 | 5.38e-06 | 5.38e-06 | 5.38e-06 | 5.38e-06 | 5.38e-06 | 9.1e-06 | 9.1e-06 | 9.1e-06 | 9.1e-06 | 9.1e-06 | 1.027e-05 | 2.252e-05 | 2.252e-05 | 2.252e-05 | 2.252e-05 | 2.252e-05 | 2.459e-05 | 2.459e-05 | 2.697e-05
CDP22 | SA | CSA | Medium storage | 0 | 0 | 0 | 2.259e-05 | 2.886e-05 | 3.858e-05 | 3.858e-05 | 3.858e-05 | 4.304e-05 | 4.559e-05 | 4.559e-05 | 4.559e-05 | 4.559e-05 | 5.247e-05 | 6.029e-05 | 6.029e-05 | 6.029e-05 | 6.029e-05 | 6.029e-05 | 6.029e-05 | 0.0001102 | 0.00011293 | 0.00011448 | 1059.0031 | 1059.0031 | 1598.1455 | 1598.1455 | 1598.1455
CDP22 | SA | CSA | Shallow storage | 656.2 | 951.18 | 1569.6563 | 2801.7864 | 2807.8064 | 2801.7864 | 2771.7864 | 2771.7864 | 2771.7864 | 2771.7864 | 2771.7864 | 2771.7864 | 2771.7864 | 2771.7864 | 2771.7864 | 2771.7864 | 2771.7864 | 2759.7864 | 2765.8064 | 2509.0864 | 2315.1064 | 2153.1064 | 1534.6301 | 406.9838 | 365.4838 | 254.4838 | 254.4838 | 254.4838
CDP22 | SA | CSA | Coordinated CER storage | 62.4605 | 69.574 | 76.4942 | 84.1684 | 92.1358 | 101.9094 | 111.3026 | 121.9009 | 133.5508 | 146.6546 | 161.056 | 176.8714 | 193.5765 | 211.7514 | 230.9299 | 250.6652 | 270.8794 | 292.0065 | 314.1066 | 337.1741 | 362.1662 | 388.8506 | 416.8107 | 446.0604 | 475.6817 | 505.6161 | 520.6813 | 534.0007
CDP22 | SA | CSA | Passive CER storage | 176.8412 | 189.127 | 200.7947 | 212.4134 | 224.7795 | 239.333 | 252.1373 | 265.4672 | 278.7557 | 292.6711 | 306.7404 | 321.0593 | 334.5405 | 348.2941 | 361.3463 | 372.8549 | 382.7225 | 391.8089 | 400.2474 | 408.0508 | 417.2101 | 426.5738 | 436.0668 | 445.6894 | 454.0331 | 461.1754 | 471.3591 | 480.3156
CDP22 | SA | SESA | Deep storage | 0 | 0 | 0 | 0 | 0 | 0 | 0 | 0 | 0 | 0 | 0 | 0 | 0 | 0 | 0 | 0 | 0 | 0 | 0 | 0 | 0 | 0 | 0 | 0 | 0 | 0 | 0 | 0
CDP22 | SA | SESA | Medium storage | 0 | 0 | 0 | 2.195e-05 | 2.818e-05 | 3.69e-05 | 3.69e-05 | 3.69e-05 | 4.05e-05 | 4.189e-05 | 4.189e-05 | 4.189e-05 | 4.189e-05 | 4.846e-05 | 5.634e-05 | 5.634e-05 | 5.634e-05 | 5.634e-05 | 5.634e-05 | 5.748e-05 | 9.101e-05 | 9.384e-05 | 9.899e-05 | 0.0017059 | 0.0016997 | 0.0016909 | 0.0016909 | 0.0016909
CDP22 | SA | SESA | Shallow storage | 25 | 25 | 25 | 25 | 25 | 25 | 25 | 25 | 25 | 25 | 0 | 0 | 0 | 0 | 0 | 0 | 0 | 0 | 0 | 0 | 0 | 0 | 0 | 0 | 0 | 0 | 0 | 0
CDP22 | SA | SESA | Coordinated CER storage | 2.2312 | 2.5031 | 2.7724 | 3.0693 | 3.3785 | 3.771 | 4.1547 | 4.5772 | 5.0453 | 5.5905 | 6.2292 | 6.8967 | 7.6454 | 8.4204 | 9.2343 | 10.0864 | 10.97 | 11.8923 | 12.8505 | 13.8935 | 15.057 | 16.2673 | 17.5209 | 18.834 | 20.1658 | 21.5197 | 22.1956 | 22.8328
CDP22 | SA | SESA | Passive CER storage | 6.3171 | 6.8043 | 7.2775 | 7.7459 | 8.2424 | 8.8562 | 9.3849 | 9.9001 | 10.4074 | 10.9659 | 11.6011 | 12.1692 | 12.779 | 13.3159 | 13.8063 | 14.2494 | 14.6336 | 14.9745 | 15.2687 | 15.6028 | 16.033 | 16.4336 | 16.813 | 17.1981 | 17.5263 | 17.8106 | 18.2151 | 18.6306
CDP22 | TAS | TAS | Deep storage | 0 | 0 | 0 | 0 | 0 | 0 | 2.79e-05 | 3.125e-05 | 3.125e-05 | 3.125e-05 | 3.125e-05 | 3.125e-05 | 3.125e-05 | 3.982e-05 | 6.067e-05 | 8.967e-05 | 0.0013879 | 0.0013879 | 168.5779 | 480.8391 | 994.1279 | 994.1279 | 994.1279 | 994.1279 | 994.1279 | 994.1279 | 994.1279 | 994.1279
CDP22 | TAS | TAS | Medium storage | 0 | 0 | 0 | 1.876e-05 | 2.126e-05 | 2.368e-05 | 2.368e-05 | 2.368e-05 | 2.368e-05 | 2.812e-05 | 2.812e-05 | 2.812e-05 | 3.181e-05 | 3.181e-05 | 3.48e-05 | 3.599e-05 | 3.778e-05 | 3.778e-05 | 3.974e-05 | 4.378e-05 | 5.828e-05 | 5.828e-05 | 5.828e-05 | 6.661e-05 | 6.411e-05 | 6.169e-05 | 6.169e-05 | 6.169e-05
CDP22 | TAS | TAS | Shallow storage | 0 | 0 | 0 | 0 | 0 | 0 | 0 | 0 | 0 | 0 | 0 | 0 | 0 | 0 | 0 | 0 | 0 | 0 | 0 | 0 | 0 | 0 | 0 | 0 | 0 | 0 | 0 | 0
CDP22 | TAS | TAS | Coordinated CER storage | 0.86202 | 1.1897 | 1.5604 | 1.9874 | 2.4806 | 3.1026 | 3.6027 | 4.2371 | 5.0419 | 6.0802 | 7.3806 | 8.9752 | 10.855 | 13.0758 | 15.6258 | 18.4829 | 21.6512 | 25.1679 | 29.047 | 33.2957 | 37.9263 | 43.0768 | 48.6582 | 54.6735 | 61.0336 | 67.7354 | 71.4596 | 74.781
CDP22 | TAS | TAS | Passive CER storage | 18.3551 | 20.1214 | 21.7939 | 23.5599 | 25.4634 | 28.0008 | 30.1463 | 32.4307 | 34.7743 | 37.3199 | 39.9892 | 42.7744 | 45.4739 | 48.2933 | 51.0238 | 53.4633 | 55.579 | 57.5324 | 59.351 | 61.0565 | 63.1414 | 65.3064 | 67.5415 | 69.8609 | 71.8752 | 73.5976 | 75.9416 | 77.9696
CDP23 | NSW | NNSW | Snowy 2.0 | 0 | 0 | 0 | 0 | 0 | 0 | 0 | 0 | 0 | 0 | 0 | 0 | 0 | 0 | 0 | 0 | 0 | 0 | 0 | 0 | 0 | 0 | 0 | 0 | 0 | 0 | 0 | 0
CDP23 | NSW | NNSW | Deep storage | 0 | 0 | 0 | 0 | 0 | 0 | 1.557e-05 | 1.557e-05 | 1.557e-05 | 1.68e-05 | 1.802e-05 | 1.915e-05 | 1.915e-05 | 1.915e-05 | 2.23e-05 | 2.345e-05 | 2.518e-05 | 3.476e-05 | 4.122e-05 | 6.969e-05 | 1000 | 1000 | 1000 | 1000 | 1000 | 1000 | 1000 | 1000
CDP23 | NSW | NNSW | Medium storage | 0 | 0 | 275 | 275.0001 | 382.9167 | 1188.9109 | 1188.9109 | 1188.9109 | 1188.9109 | 1188.9109 | 1188.9109 | 1188.9109 | 1188.9109 | 1188.9109 | 1188.9109 | 1188.9109 | 1188.9109 | 1188.9109 | 1188.9109 | 1188.9109 | 1188.9111 | 1188.9111 | 913.9111 | 1442.3119 | 1334.3952 | 1242.4388 | 1242.4388 | 1628.9167
CDP23 | NSW | NNSW | Shallow storage | 0 | 30 | 230 | 430 | 430 | 430 | 430 | 430 | 430 | 400 | 400 | 400 | 400 | 400 | 400 | 400 | 400 | 400 | 400 | 400 | 400 | 400 | 0 | 0 | 0 | 0 | 0 | 0
CDP23 | NSW | NNSW | Coordinated CER storage | 2.9011 | 3.6904 | 4.6278 | 5.5596 | 6.6915 | 7.9992 | 9.7928 | 12.0913 | 14.9199 | 18.3769 | 22.4496 | 27.1895 | 32.5292 | 38.5657 | 45.2506 | 52.5465 | 60.457 | 69.0343 | 78.2621 | 88.1661 | 98.8985 | 110.4266 | 122.6426 | 135.5582 | 148.9852 | 162.8922 | 169.464 | 175.3439
CDP23 | NSW | NNSW | Passive CER storage | 51.9224 | 55.9244 | 59.7457 | 63.1809 | 66.9501 | 72.1109 | 76.9127 | 82.1206 | 87.477 | 93.3283 | 99.3194 | 105.5537 | 111.5324 | 117.7469 | 123.7732 | 129.3342 | 134.4245 | 139.3018 | 143.8527 | 148.1976 | 153.2203 | 158.3806 | 163.6836 | 169.1359 | 173.9747 | 178.2371 | 183.577 | 188.3339
CDP23 | NSW | CNSW | Snowy 2.0 | 0 | 0 | 0 | 0 | 0 | 0 | 0 | 0 | 0 | 0 | 0 | 0 | 0 | 0 | 0 | 0 | 0 | 0 | 0 | 0 | 0 | 0 | 0 | 0 | 0 | 0 | 0 | 0
CDP23 | NSW | CNSW | Deep storage | 247 | 247 | 247 | 247 | 247 | 247 | 247 | 247 | 247 | 247 | 247 | 247 | 247 | 247 | 247 | 247 | 247 | 247 | 247 | 247 | 247 | 247 | 247 | 247 | 247 | 247 | 247 | 247
CDP23 | NSW | CNSW | Medium storage | 0 | 549 | 549 | 917.46 | 917.46 | 957.4945 | 917.4745 | 957.4945 | 917.4745 | 917.4745 | 957.4945 | 917.4745 | 917.4745 | 957.4945 | 957.4945 | 917.4745 | 917.4745 | 917.4745 | 917.4745 | 957.4945 | 917.4745 | 408.4945 | 368.4745 | 368.4745 | 408.4945 | 368.4664 | 368.4664 | 408.4864
CDP23 | NSW | CNSW | Shallow storage | 0 | 20 | 30.045 | 321.4207 | 1706.49 | 1706.49 | 1706.49 | 1706.49 | 1706.49 | 1706.49 | 1706.49 | 1706.49 | 1706.49 | 1706.49 | 1706.49 | 1706.49 | 1706.49 | 1706.49 | 1706.49 | 1706.49 | 1706.49 | 1686.49 | 1676.4449 | 1385.0693 | 124.1357 | 124.1357 | 124.1357 | 124.1357
CDP23 | NSW | CNSW | Coordinated CER storage | 1.218 | 1.5545 | 1.9694 | 2.396 | 2.8889 | 3.468 | 4.4484 | 5.7616 | 7.4129 | 9.4548 | 11.9182 | 14.7956 | 18.091 | 21.8271 | 26.0012 | 30.6055 | 35.6384 | 41.1048 | 47.0119 | 53.3576 | 60.2411 | 67.6633 | 75.5332 | 83.8558 | 92.5557 | 101.5813 | 105.8426 | 109.6628
CDP23 | NSW | CNSW | Passive CER storage | 21.7984 | 23.5569 | 25.4252 | 27.2293 | 28.9039 | 31.2635 | 33.4736 | 36.0114 | 38.6022 | 41.3825 | 44.4067 | 47.4404 | 50.4842 | 53.5835 | 56.6421 | 59.5615 | 62.2973 | 64.8483 | 67.2355 | 69.4388 | 72.0568 | 74.8106 | 77.6287 | 80.5076 | 83.1503 | 85.4446 | 88.2195 | 90.7189
CDP23 | NSW | SNSW | Snowy 2.0 | 0 | 0 | 0 | 0 | 2200 | 2200 | 2200 | 2200 | 2200 | 2200 | 2200 | 2200 | 2200 | 2200 | 2200 | 2200 | 2200 | 2200 | 2200 | 2200 | 2200 | 2200 | 2200 | 2200 | 2200 | 2200 | 2200 | 2200
CDP23 | NSW | SNSW | Deep storage | 0 | 0 | 0 | 0 | 0 | 0 | 0 | 0 | 0 | 0 | 0 | 0 | 0 | 0 | 0 | 0 | 0 | 0 | 0 | 0 | 0 | 0 | 0 | 0 | 0 | 0 | 0 | 0
CDP23 | NSW | SNSW | Medium storage | 0 | 50 | 50 | 250 | 250 | 335.079 | 335.079 | 335.079 | 335.079 | 335.079 | 335.079 | 335.079 | 335.079 | 335.079 | 335.079 | 335.079 | 335.079 | 335.079 | 335.079 | 335.079 | 335.079 | 285.079 | 285.079 | 285.079 | 285.079 | 237.3583 | 237.3583 | 237.3583
CDP23 | NSW | SNSW | Shallow storage | 309.99 | 318.9 | 318.9 | 318.9 | 318.9 | 319.89 | 318.9 | 319.89 | 318.9 | 318.9 | 319.89 | 318.9 | 318.9 | 319.89 | 319.89 | 318.9 | 318.9 | 318.9 | 308.9 | 259.89 | 258.9 | 249.99 | 249 | 249 | 150 | 150 | 150 | 0
CDP23 | NSW | SNSW | Coordinated CER storage | 2.4469 | 3.1469 | 4.0056 | 4.9448 | 6.063 | 7.344 | 8.8828 | 10.843 | 13.2952 | 16.3304 | 19.989 | 24.3293 | 29.3361 | 35.0941 | 41.5771 | 48.7432 | 56.6101 | 65.2405 | 74.6487 | 84.8616 | 95.9878 | 108.1835 | 121.2843 | 135.2958 | 150.0261 | 165.4879 | 173.4974 | 180.7336
CDP23 | NSW | SNSW | Passive CER storage | 43.7926 | 47.6885 | 51.7125 | 56.1945 | 60.6618 | 66.2045 | 71.0929 | 76.2779 | 81.7101 | 87.5202 | 93.586 | 99.9174 | 106.2198 | 112.7798 | 119.2142 | 125.1293 | 130.5318 | 135.6734 | 140.5429 | 145.2071 | 150.7156 | 156.525 | 162.5649 | 168.7895 | 174.3699 | 179.4516 | 185.5172 | 191.0124
CDP23 | NSW | SNW | Snowy 2.0 | 0 | 0 | 0 | 0 | 0 | 0 | 0 | 0 | 0 | 0 | 0 | 0 | 0 | 0 | 0 | 0 | 0 | 0 | 0 | 0 | 0 | 0 | 0 | 0 | 0 | 0 | 0 | 0
CDP23 | NSW | SNW | Deep storage | 0 | 0 | 0 | 0 | 0 | 0 | 0 | 0 | 0 | 0 | 0 | 0 | 0 | 0 | 0 | 0 | 0 | 0 | 0 | 0 | 0 | 0 | 0 | 0 | 0 | 0 | 0 | 0
CDP23 | NSW | SNW | Medium storage | 0 | 889.1453 | 889.1453 | 889.1453 | 889.1453 | 1316.141 | 1316.141 | 1316.141 | 1316.141 | 1316.141 | 1316.141 | 1316.141 | 1316.141 | 1316.141 | 1316.141 | 1316.141 | 1316.141 | 1316.141 | 1316.141 | 1316.141 | 1316.141 | 426.9957 | 426.9957 | 426.9959 | 426.9959 | 187.4949 | 187.4949 | 187.495
CDP23 | NSW | SNW | Shallow storage | 50 | 682.712 | 682.7166 | 682.7188 | 718.3575 | 760.6935 | 1388.2455 | 1460.8215 | 1388.2455 | 1388.2455 | 1460.8215 | 1388.2455 | 1338.2455 | 1410.8215 | 1410.8215 | 1338.2455 | 1338.2455 | 1338.2455 | 1338.2455 | 1410.8215 | 1338.2455 | 885.8215 | 813.2409 | 813.2387 | 853.3701 | 780.7941 | 780.7941 | 853.3701
CDP23 | NSW | SNW | Coordinated CER storage | 11.5295 | 14.8171 | 18.6626 | 22.7871 | 27.7997 | 33.4963 | 43.0237 | 55.4305 | 70.9627 | 90.1039 | 112.9793 | 139.8314 | 170.4524 | 205.2684 | 244.1544 | 286.9162 | 333.5338 | 384.2127 | 438.8854 | 497.66 | 560.8937 | 629.5544 | 702.4072 | 779.5514 | 860.1351 | 943.9419 | 983.3503 | 1018.6582
CDP23 | NSW | SNW | Passive CER storage | 206.3463 | 224.5379 | 240.9368 | 258.9593 | 278.1444 | 301.9599 | 322.7208 | 344.5839 | 366.8252 | 390.7075 | 415.6523 | 441.7183 | 467.2367 | 494.0385 | 520.566 | 545.206 | 567.5963 | 588.6361 | 607.8089 | 625.5986 | 647.3132 | 670.0861 | 693.8422 | 718.7364 | 741.3337 | 761.6739 | 786.6727 | 809.1086
CDP23 | QLD | NQ | Borumba | 0 | 0 | 0 | 0 | 0 | 0 | 0 | 0 | 0 | 0 | 0 | 0 | 0 | 0 | 0 | 0 | 0 | 0 | 0 | 0 | 0 | 0 | 0 | 0 | 0 | 0 | 0 | 0
CDP23 | QLD | NQ | Deep storage | 0 | 0 | 0 | 0 | 0 | 0 | 1.053e-05 | 1.16e-05 | 1.16e-05 | 2.437e-05 | 3.876e-05 | 0.0033851 | 0.0033851 | 0.0033851 | 0.0033873 | 0.0033873 | 0.0033873 | 0.0033873 | 0.0033873 | 0.0034036 | 0.003432 | 0.003433 | 6.1366 | 20.3174 | 162.2988 | 180.5266 | 180.5266 | 180.5266
CDP23 | QLD | NQ | Medium storage | 250 | 250 | 250 | 250 | 250 | 250 | 250 | 250 | 250 | 250 | 250 | 250 | 250.0001 | 250.0003 | 250.0003 | 250.0003 | 250.0003 | 250.0003 | 250.0003 | 250.0003 | 250.0003 | 250.0003 | 250.0004 | 250.0004 | 250.0004 | 250.0004 | 250.0004 | 250.0004
CDP23 | QLD | NQ | Shallow storage | 0 | 0 | 300 | 300 | 300 | 300 | 300 | 300 | 300 | 300 | 300 | 300 | 300 | 300 | 300 | 300 | 300 | 300 | 300 | 300 | 300 | 300 | 0 | 0 | 0 | 0 | 0 | 0
CDP23 | QLD | NQ | Coordinated CER storage | 1.2167 | 1.5929 | 2.0251 | 2.5236 | 3.12 | 3.8402 | 4.861 | 6.1864 | 7.8245 | 9.8358 | 12.2418 | 15.0717 | 18.2721 | 21.9141 | 25.9728 | 30.4036 | 35.228 | 40.4665 | 46.1292 | 52.2496 | 58.927 | 66.1344 | 73.8088 | 81.9834 | 90.4987 | 99.3492 | 103.7072 | 107.6837
CDP23 | QLD | NQ | Passive CER storage | 21.0552 | 23.4635 | 25.9022 | 28.4576 | 31.3925 | 34.814 | 37.9522 | 41.4162 | 44.9799 | 48.8461 | 52.9834 | 57.3995 | 61.6721 | 66.1572 | 70.6014 | 74.6827 | 78.4936 | 82.1191 | 85.5856 | 89.0361 | 92.9771 | 97.0969 | 101.3628 | 105.886 | 109.9772 | 113.7091 | 117.7593 | 121.4976
CDP23 | QLD | GG | Borumba | 0 | 0 | 0 | 0 | 0 | 0 | 0 | 0 | 0 | 0 | 0 | 0 | 0 | 0 | 0 | 0 | 0 | 0 | 0 | 0 | 0 | 0 | 0 | 0 | 0 | 0 | 0 | 0
CDP23 | QLD | GG | Deep storage | 0 | 0 | 0 | 0 | 0 | 0 | 0 | 0 | 0 | 0 | 0 | 0 | 0 | 0 | 0 | 0 | 0 | 0 | 0 | 0 | 0 | 0 | 0 | 0 | 0 | 0 | 0 | 0
CDP23 | QLD | GG | Medium storage | 0 | 0 | 0 | 2.514e-05 | 2.514e-05 | 5.598e-05 | 5.598e-05 | 5.598e-05 | 5.598e-05 | 5.92e-05 | 6.709e-05 | 7.116e-05 | 0.00016324 | 4.5434 | 4.5434 | 4.5434 | 4.5434 | 4.5434 | 4.5434 | 4.5434 | 4.5434 | 4.5434 | 29.3393 | 68.4602 | 68.4603 | 580.4736 | 580.4736 | 746.5399
CDP23 | QLD | GG | Shallow storage | 0 | 400 | 400 | 400 | 400 | 400 | 400 | 400 | 400 | 400 | 400 | 400 | 400 | 400 | 400 | 400 | 400 | 400 | 400 | 400 | 400 | 0 | 0 | 0 | 0 | 0 | 0 | 0
CDP23 | QLD | GG | Coordinated CER storage | 0.066819 | 0.087887 | 0.11153 | 0.14153 | 0.17366 | 0.21572 | 0.29891 | 0.41299 | 0.56211 | 0.74955 | 0.97712 | 1.2471 | 1.5592 | 1.9169 | 2.3184 | 2.7646 | 3.2536 | 3.7908 | 4.3761 | 5.009 | 5.7004 | 6.4465 | 7.2409 | 8.0831 | 8.9664 | 9.8883 | 10.3376 | 10.7449
CDP23 | QLD | GG | Passive CER storage | 1.1563 | 1.2946 | 1.4266 | 1.5959 | 1.7473 | 1.9556 | 2.1352 | 2.3376 | 2.5644 | 2.8105 | 3.0704 | 3.3401 | 3.6127 | 3.8978 | 4.1748 | 4.4417 | 4.6827 | 4.9228 | 5.1563 | 5.3782 | 5.6374 | 5.9123 | 6.1964 | 6.4847 | 6.7498 | 6.9899 | 7.2551 | 7.4911
CDP23 | QLD | CQ | Borumba | 0 | 0 | 0 | 0 | 0 | 0 | 0 | 0 | 0 | 0 | 0 | 0 | 0 | 0 | 0 | 0 | 0 | 0 | 0 | 0 | 0 | 0 | 0 | 0 | 0 | 0 | 0 | 0
CDP23 | QLD | CQ | Deep storage | 0 | 0 | 0 | 0 | 0 | 0 | 1.069e-05 | 1.18e-05 | 1.18e-05 | 1.975e-05 | 2.951e-05 | 0.00012933 | 0.00012933 | 0.00012933 | 0.00013248 | 0.00013248 | 0.00013248 | 0.00013248 | 0.00013248 | 0.00013998 | 0.00034815 | 0.00035169 | 0.00035855 | 0.00036679 | 63.1299 | 306.6398 | 306.6398 | 400
CDP23 | QLD | CQ | Medium storage | 0 | 0 | 0 | 2.769e-05 | 3.405e-05 | 5.703e-05 | 6.897e-05 | 7.016e-05 | 7.41e-05 | 9.043e-05 | 0.00011384 | 0.00069701 | 0.0007746 | 4.5437 | 4.5437 | 4.5437 | 4.5437 | 4.5437 | 4.5437 | 4.5437 | 4.5437 | 4.5437 | 29.2904 | 67.1032 | 67.1033 | 553.1248 | 553.1248 | 813.5943
CDP23 | QLD | CQ | Shallow storage | 50 | 50 | 50 | 200 | 200 | 200 | 200 | 200 | 200 | 200 | 200 | 200 | 200 | 200 | 200 | 200 | 200 | 200 | 150 | 150 | 150 | 150 | 150 | 0 | 0 | 0 | 0 | 0
CDP23 | QLD | CQ | Coordinated CER storage | 1.1192 | 1.475 | 1.8705 | 2.3506 | 2.8941 | 3.5651 | 4.6403 | 6.0457 | 7.8273 | 10.0404 | 12.6969 | 15.8224 | 19.4074 | 23.4888 | 28.0554 | 33.0802 | 38.5531 | 44.5354 | 51.0196 | 58.024 | 65.6952 | 73.9546 | 82.751 | 92.094 | 101.874 | 112.0393 | 117.0219 | 121.5395
CDP23 | QLD | CQ | Passive CER storage | 19.3666 | 21.7275 | 23.9255 | 26.506 | 29.119 | 32.3201 | 35.3739 | 38.6267 | 42.1175 | 45.9487 | 49.9898 | 54.2028 | 58.4551 | 62.8527 | 67.2149 | 71.3089 | 75.0313 | 78.6845 | 82.1837 | 85.591 | 89.6089 | 93.7355 | 98.007 | 102.4317 | 106.5375 | 110.2123 | 114.1759 | 117.7274
CDP23 | QLD | SQ | Borumba | 0 | 0 | 0 | 0 | 0 | 0 | 0 | 1998 | 1998 | 1998 | 1998 | 1998 | 1998 | 1998 | 1998 | 1998 | 1998 | 1998 | 1998 | 1998 | 1998 | 1998 | 1998 | 1998 | 1998 | 1998 | 1998 | 1998
CDP23 | QLD | SQ | Deep storage | 0 | 0 | 0 | 0 | 0 | 0 | 0 | 0 | 0 | 0 | 0 | 0 | 0 | 0 | 0 | 0 | 0 | 0 | 0 | 0 | 0 | 0 | 0 | 0 | 0 | 0 | 0 | 0
CDP23 | QLD | SQ | Medium storage | 570 | 570 | 570 | 570 | 570 | 570 | 570 | 570 | 570.0001 | 570.0001 | 570.0001 | 570.0001 | 570.0001 | 702.9418 | 702.9418 | 702.9418 | 702.9418 | 702.9418 | 702.9418 | 702.9418 | 702.9418 | 702.9418 | 1006.3954 | 1006.3954 | 1006.3954 | 1350.8095 | 1350.8095 | 1350.8095
CDP23 | QLD | SQ | Shallow storage | 853.76 | 1159.76 | 1159.76 | 1159.76 | 1159.76 | 1159.76 | 1159.76 | 1159.76 | 1159.76 | 1159.76 | 1159.76 | 1159.76 | 1159.76 | 1159.76 | 1059.76 | 1059.76 | 1059.76 | 1059.76 | 1059.76 | 1059.76 | 759.76 | 509.76 | 509.76 | 509.76 | 254.96 | 254.96 | 254.96 | 154.96
CDP23 | QLD | SQ | Coordinated CER storage | 5.9349 | 7.8549 | 10.0673 | 12.639 | 15.6606 | 19.5036 | 26.1745 | 34.9449 | 45.9905 | 59.704 | 76.2037 | 95.6949 | 118.0268 | 143.566 | 172.1726 | 203.6626 | 237.961 | 275.4027 | 316.0829 | 360.0365 | 407.5661 | 459.4511 | 514.7474 | 573.5005 | 635.0211 | 699.1749 | 730.6031 | 759.1308
CDP23 | QLD | SQ | Passive CER storage | 102.7017 | 115.7072 | 128.7691 | 142.5235 | 157.5718 | 176.8119 | 194.2469 | 213.1165 | 232.7482 | 254.1827 | 276.937 | 301.0369 | 325.0195 | 350.4149 | 375.6131 | 399.0493 | 420.0192 | 440.1605 | 459.7105 | 478.6237 | 501.0311 | 524.6191 | 549.2404 | 574.878 | 598.5559 | 620.3463 | 643.8322 | 664.9847
CDP23 | VIC | VIC | Deep storage | 0 | 0 | 0 | 0 | 0 | 0 | 9.78e-06 | 1.241e-05 | 2.314e-05 | 4.326e-05 | 4.326e-05 | 4.326e-05 | 4.326e-05 | 4.326e-05 | 4.448e-05 | 4.553e-05 | 4.879e-05 | 5.03e-05 | 5.03e-05 | 5.351e-05 | 568.1641 | 568.1641 | 568.1641 | 568.1641 | 568.1641 | 568.1641 | 568.1641 | 568.1641
CDP23 | VIC | VIC | Medium storage | 0 | 0 | 350 | 350 | 350 | 350 | 350.0001 | 350.0001 | 350.0001 | 350.0001 | 350.0001 | 350.0001 | 350.0001 | 350.0001 | 350.0001 | 350.0001 | 350.0001 | 350.0001 | 350.0001 | 350.0001 | 350.0002 | 350.0002 | 0.00016229 | 0.00037178 | 0.00082723 | 0.00081688 | 0.00081688 | 0.00081449
CDP23 | VIC | VIC | Shallow storage | 479.13 | 1990.64 | 2055.4404 | 2510.5043 | 2502.8043 | 2703.2299 | 2710.5299 | 3222.2299 | 3733.1699 | 4243.0398 | 5851.9198 | 5851.9198 | 5858.5198 | 5851.9198 | 5846.9198 | 5846.9198 | 5846.9198 | 5546.9198 | 5546.9198 | 5396.9198 | 5203.5198 | 4902.2098 | 4513.7094 | 4208.2455 | 4208.2455 | 3978.2199 | 3378.2199 | 2866.5199
CDP23 | VIC | VIC | Coordinated CER storage | 15.1363 | 20.7187 | 26.6998 | 33.6099 | 42.073 | 52.0251 | 65.3888 | 82.4785 | 103.5543 | 129.304 | 159.8675 | 195.5802 | 236.092 | 282.1042 | 333.3048 | 389.2764 | 449.9516 | 515.8702 | 587.1309 | 663.853 | 746.8741 | 837.0114 | 932.8772 | 1034.5743 | 1140.6225 | 1250.7708 | 1304.751 | 1353.7071
CDP23 | VIC | VIC | Passive CER storage | 301.4603 | 331.822 | 361.74 | 393.4245 | 427.1076 | 470.0826 | 508.8755 | 550.5086 | 593.6031 | 640.251 | 689.3259 | 740.7945 | 791.6143 | 844.9475 | 897.6568 | 946.6059 | 991.0946 | 1033.8217 | 1074.9606 | 1114.8568 | 1161.2955 | 1209.6656 | 1259.8506 | 1312.0582 | 1360.0652 | 1403.9921 | 1454.6296 | 1500.8336
CDP23 | SA | CSA | Deep storage | 0 | 0 | 0 | 0 | 0 | 0 | 5.38e-06 | 5.38e-06 | 5.38e-06 | 5.38e-06 | 5.38e-06 | 5.38e-06 | 5.38e-06 | 5.38e-06 | 8.29e-06 | 8.29e-06 | 8.29e-06 | 8.29e-06 | 8.29e-06 | 9.48e-06 | 2.074e-05 | 2.074e-05 | 2.074e-05 | 2.074e-05 | 2.074e-05 | 2.271e-05 | 2.271e-05 | 2.406e-05
CDP23 | SA | CSA | Medium storage | 0 | 0 | 0 | 2.259e-05 | 2.886e-05 | 3.858e-05 | 3.858e-05 | 3.963e-05 | 4.43e-05 | 4.43e-05 | 4.43e-05 | 4.43e-05 | 4.945e-05 | 4.945e-05 | 5.541e-05 | 5.541e-05 | 5.541e-05 | 5.541e-05 | 5.541e-05 | 5.541e-05 | 0.00010086 | 0.00010379 | 0.00010987 | 999.1725 | 999.1725 | 1605.7323 | 1605.7323 | 1605.7323
CDP23 | SA | CSA | Shallow storage | 656.2 | 951.18 | 1569.6563 | 2801.7864 | 2807.8064 | 2801.7864 | 2771.7864 | 2771.7864 | 2771.7864 | 2771.7864 | 2771.7864 | 2771.7864 | 2771.7864 | 2771.7864 | 2771.7864 | 2771.7864 | 2771.7864 | 2759.7864 | 2765.8064 | 2509.0864 | 2315.1064 | 2153.1064 | 1534.6301 | 406.9837 | 365.4837 | 254.4837 | 254.4837 | 254.4837
CDP23 | SA | CSA | Coordinated CER storage | 62.4605 | 69.574 | 76.4942 | 84.1684 | 92.1358 | 101.9094 | 111.3026 | 121.9009 | 133.5508 | 146.6546 | 161.056 | 176.8714 | 193.5765 | 211.7514 | 230.9299 | 250.6652 | 270.8794 | 292.0065 | 314.1066 | 337.1741 | 362.1662 | 388.8506 | 416.8107 | 446.0604 | 475.6817 | 505.6161 | 520.6813 | 534.0007
CDP23 | SA | CSA | Passive CER storage | 176.8412 | 189.127 | 200.7947 | 212.4134 | 224.7795 | 239.333 | 252.1373 | 265.4672 | 278.7557 | 292.6711 | 306.7404 | 321.0593 | 334.5405 | 348.2941 | 361.3463 | 372.8549 | 382.7225 | 391.8089 | 400.2474 | 408.0508 | 417.2101 | 426.5738 | 436.0668 | 445.6894 | 454.0331 | 461.1754 | 471.3591 | 480.3156
CDP23 | SA | SESA | Deep storage | 0 | 0 | 0 | 0 | 0 | 0 | 0 | 0 | 0 | 0 | 0 | 0 | 0 | 0 | 0 | 0 | 0 | 0 | 0 | 0 | 0 | 0 | 0 | 0 | 0 | 0 | 0 | 0
CDP23 | SA | SESA | Medium storage | 0 | 0 | 0 | 2.195e-05 | 2.818e-05 | 3.69e-05 | 3.69e-05 | 3.69e-05 | 3.954e-05 | 4.238e-05 | 4.238e-05 | 4.238e-05 | 4.397e-05 | 4.622e-05 | 5.057e-05 | 5.057e-05 | 5.057e-05 | 5.057e-05 | 5.057e-05 | 5.641e-05 | 8.348e-05 | 8.607e-05 | 8.808e-05 | 0.0020064 | 0.0020002 | 0.0019914 | 0.0019914 | 0.0019914
CDP23 | SA | SESA | Shallow storage | 25 | 25 | 25 | 25 | 25 | 25 | 25 | 25 | 25 | 25 | 0 | 0 | 0 | 0 | 0 | 0 | 0 | 0 | 0 | 0 | 0 | 0 | 0 | 0 | 0 | 0 | 0 | 0
CDP23 | SA | SESA | Coordinated CER storage | 2.2312 | 2.5031 | 2.7724 | 3.0693 | 3.3785 | 3.771 | 4.1547 | 4.5772 | 5.0453 | 5.5905 | 6.2292 | 6.8967 | 7.6454 | 8.4204 | 9.2343 | 10.0864 | 10.97 | 11.8923 | 12.8505 | 13.8935 | 15.057 | 16.2673 | 17.5209 | 18.834 | 20.1658 | 21.5197 | 22.1956 | 22.8328
CDP23 | SA | SESA | Passive CER storage | 6.3171 | 6.8043 | 7.2775 | 7.7459 | 8.2424 | 8.8562 | 9.3849 | 9.9001 | 10.4074 | 10.9659 | 11.6011 | 12.1692 | 12.779 | 13.3159 | 13.8063 | 14.2494 | 14.6336 | 14.9745 | 15.2687 | 15.6028 | 16.033 | 16.4336 | 16.813 | 17.1981 | 17.5263 | 17.8106 | 18.2151 | 18.6306
CDP23 | TAS | TAS | Deep storage | 0 | 0 | 0 | 0 | 0 | 0 | 2.79e-05 | 3.108e-05 | 3.755e-05 | 3.755e-05 | 3.755e-05 | 3.755e-05 | 60.6038 | 61.651 | 61.651 | 61.651 | 61.651 | 61.651 | 170.6268 | 474.3698 | 1051.9898 | 1051.9898 | 1051.9898 | 1051.9898 | 1051.9898 | 1051.9898 | 1051.9898 | 1051.9898
CDP23 | TAS | TAS | Medium storage | 0 | 0 | 0 | 1.876e-05 | 2.126e-05 | 2.368e-05 | 2.368e-05 | 2.368e-05 | 2.538e-05 | 2.845e-05 | 2.845e-05 | 2.845e-05 | 3.059e-05 | 5.267e-05 | 5.463e-05 | 5.652e-05 | 5.754e-05 | 5.754e-05 | 5.754e-05 | 6.051e-05 | 9.232e-05 | 9.415e-05 | 0.00010058 | 8.182e-05 | 7.933e-05 | 7.691e-05 | 7.691e-05 | 7.691e-05
CDP23 | TAS | TAS | Shallow storage | 0 | 0 | 0 | 0 | 0 | 0 | 0 | 0 | 0 | 0 | 0 | 0 | 0 | 0 | 0 | 0 | 0 | 0 | 0 | 0 | 0 | 0 | 0 | 0 | 0 | 0 | 0 | 0
CDP23 | TAS | TAS | Coordinated CER storage | 0.86202 | 1.1897 | 1.5604 | 1.9874 | 2.4806 | 3.1026 | 3.6027 | 4.2371 | 5.0419 | 6.0802 | 7.3806 | 8.9752 | 10.855 | 13.0758 | 15.6258 | 18.4829 | 21.6512 | 25.1679 | 29.047 | 33.2957 | 37.9263 | 43.0768 | 48.6582 | 54.6735 | 61.0336 | 67.7354 | 71.4596 | 74.781
CDP23 | TAS | TAS | Passive CER storage | 18.3551 | 20.1214 | 21.7939 | 23.5599 | 25.4634 | 28.0008 | 30.1463 | 32.4307 | 34.7743 | 37.3199 | 39.9892 | 42.7744 | 45.4739 | 48.2933 | 51.0238 | 53.4633 | 55.579 | 57.5324 | 59.351 | 61.0565 | 63.1414 | 65.3064 | 67.5415 | 69.8609 | 71.8752 | 73.5976 | 75.9416 | 77.9696
CDP24 | NSW | NNSW | Snowy 2.0 | 0 | 0 | 0 | 0 | 0 | 0 | 0 | 0 | 0 | 0 | 0 | 0 | 0 | 0 | 0 | 0 | 0 | 0 | 0 | 0 | 0 | 0 | 0 | 0 | 0 | 0 | 0 | 0
CDP24 | NSW | NNSW | Deep storage | 0 | 0 | 0 | 0 | 0 | 0 | 1.55e-05 | 1.817e-05 | 1.817e-05 | 1.817e-05 | 2.203e-05 | 3.01e-05 | 3.3e-05 | 3.3e-05 | 3.646e-05 | 3.805e-05 | 4.027e-05 | 4.899e-05 | 4.899e-05 | 6.471e-05 | 1000 | 1000 | 1000 | 1000 | 1000 | 1000 | 1000 | 1000
CDP24 | NSW | NNSW | Medium storage | 0 | 0 | 275 | 275.0001 | 382.9079 | 1188.9121 | 1188.9121 | 1188.9121 | 1188.9121 | 1188.9121 | 1188.9121 | 1188.9121 | 1188.9121 | 1188.9121 | 1188.9121 | 1188.9121 | 1188.9121 | 1188.9121 | 1188.9121 | 1188.9121 | 1188.9123 | 1188.9123 | 913.9123 | 1469.4705 | 1361.5627 | 1261.267 | 1261.267 | 1628.9185
CDP24 | NSW | NNSW | Shallow storage | 0 | 30 | 230 | 430 | 430 | 430 | 430 | 430 | 430 | 400 | 400 | 400 | 400 | 400 | 400 | 400 | 400 | 400 | 400 | 400 | 400 | 400 | 0 | 0 | 0 | 0 | 0 | 0
CDP24 | NSW | NNSW | Coordinated CER storage | 2.9011 | 3.6904 | 4.6278 | 5.5596 | 6.6915 | 7.9992 | 9.7928 | 12.0913 | 14.9199 | 18.3769 | 22.4496 | 27.1895 | 32.5292 | 38.5657 | 45.2506 | 52.5465 | 60.457 | 69.0343 | 78.2621 | 88.1661 | 98.8985 | 110.4266 | 122.6426 | 135.5582 | 148.9852 | 162.8922 | 169.464 | 175.3439
CDP24 | NSW | NNSW | Passive CER storage | 51.9224 | 55.9244 | 59.7457 | 63.1809 | 66.9501 | 72.1109 | 76.9127 | 82.1206 | 87.477 | 93.3283 | 99.3194 | 105.5537 | 111.5324 | 117.7469 | 123.7732 | 129.3342 | 134.4245 | 139.3018 | 143.8527 | 148.1976 | 153.2203 | 158.3806 | 163.6836 | 169.1359 | 173.9747 | 178.2371 | 183.577 | 188.3339
CDP24 | NSW | CNSW | Snowy 2.0 | 0 | 0 | 0 | 0 | 0 | 0 | 0 | 0 | 0 | 0 | 0 | 0 | 0 | 0 | 0 | 0 | 0 | 0 | 0 | 0 | 0 | 0 | 0 | 0 | 0 | 0 | 0 | 0
CDP24 | NSW | CNSW | Deep storage | 247 | 247 | 247 | 247 | 247 | 247 | 247 | 247 | 247 | 247 | 247 | 247 | 247 | 247 | 247 | 247 | 247 | 247 | 247 | 247 | 247 | 247 | 247 | 247 | 247 | 247 | 247 | 247
CDP24 | NSW | CNSW | Medium storage | 0 | 549 | 549 | 917.46 | 917.46 | 957.4945 | 917.4745 | 957.4945 | 917.4745 | 917.4745 | 957.4945 | 917.4745 | 917.4745 | 957.4945 | 957.4945 | 917.4745 | 917.4745 | 917.4745 | 917.4745 | 957.4945 | 917.4745 | 408.4945 | 368.4745 | 368.4745 | 408.4945 | 368.4664 | 368.4664 | 408.4864
CDP24 | NSW | CNSW | Shallow storage | 0 | 20 | 30.0619 | 321.407 | 1706.4866 | 1706.4866 | 1706.4866 | 1706.4866 | 1706.4866 | 1706.4866 | 1706.4866 | 1706.4866 | 1706.4866 | 1706.4866 | 1706.4866 | 1706.4866 | 1706.4866 | 1706.4866 | 1706.4866 | 1706.4866 | 1706.4866 | 1686.4866 | 1676.4247 | 1385.0797 | 124.1371 | 124.1371 | 124.1371 | 124.1371
CDP24 | NSW | CNSW | Coordinated CER storage | 1.218 | 1.5545 | 1.9694 | 2.396 | 2.8889 | 3.468 | 4.4484 | 5.7616 | 7.4129 | 9.4548 | 11.9182 | 14.7956 | 18.091 | 21.8271 | 26.0012 | 30.6055 | 35.6384 | 41.1048 | 47.0119 | 53.3576 | 60.2411 | 67.6633 | 75.5332 | 83.8558 | 92.5557 | 101.5813 | 105.8426 | 109.6628
CDP24 | NSW | CNSW | Passive CER storage | 21.7984 | 23.5569 | 25.4252 | 27.2293 | 28.9039 | 31.2635 | 33.4736 | 36.0114 | 38.6022 | 41.3825 | 44.4067 | 47.4404 | 50.4842 | 53.5835 | 56.6421 | 59.5615 | 62.2973 | 64.8483 | 67.2355 | 69.4388 | 72.0568 | 74.8106 | 77.6287 | 80.5076 | 83.1503 | 85.4446 | 88.2195 | 90.7189
CDP24 | NSW | SNSW | Snowy 2.0 | 0 | 0 | 0 | 0 | 2200 | 2200 | 2200 | 2200 | 2200 | 2200 | 2200 | 2200 | 2200 | 2200 | 2200 | 2200 | 2200 | 2200 | 2200 | 2200 | 2200 | 2200 | 2200 | 2200 | 2200 | 2200 | 2200 | 2200
CDP24 | NSW | SNSW | Deep storage | 0 | 0 | 0 | 0 | 0 | 0 | 0 | 0 | 0 | 0 | 0 | 0 | 0 | 0 | 0 | 0 | 0 | 0 | 0 | 0 | 0 | 0 | 0 | 0 | 0 | 0 | 0 | 0
CDP24 | NSW | SNSW | Medium storage | 0 | 50 | 50 | 250 | 250 | 335.0792 | 335.0792 | 335.0792 | 335.0792 | 335.0792 | 335.0792 | 335.0792 | 335.0792 | 335.0792 | 335.0792 | 335.0792 | 335.0792 | 335.0792 | 335.0792 | 335.0792 | 335.0792 | 285.0792 | 285.0792 | 285.0792 | 285.0792 | 237.3584 | 237.3584 | 237.3584
CDP24 | NSW | SNSW | Shallow storage | 309.99 | 318.9 | 318.9 | 318.9 | 318.9 | 319.89 | 318.9 | 319.89 | 318.9 | 318.9 | 319.89 | 318.9 | 318.9 | 319.89 | 319.89 | 318.9 | 318.9 | 318.9 | 308.9 | 259.89 | 258.9 | 249.99 | 249 | 249 | 150 | 150 | 150 | 0
CDP24 | NSW | SNSW | Coordinated CER storage | 2.4469 | 3.1469 | 4.0056 | 4.9448 | 6.063 | 7.344 | 8.8828 | 10.843 | 13.2952 | 16.3304 | 19.989 | 24.3293 | 29.3361 | 35.0941 | 41.5771 | 48.7432 | 56.6101 | 65.2405 | 74.6487 | 84.8616 | 95.9878 | 108.1835 | 121.2843 | 135.2958 | 150.0261 | 165.4879 | 173.4974 | 180.7336
CDP24 | NSW | SNSW | Passive CER storage | 43.7926 | 47.6885 | 51.7125 | 56.1945 | 60.6618 | 66.2045 | 71.0929 | 76.2779 | 81.7101 | 87.5202 | 93.586 | 99.9174 | 106.2198 | 112.7798 | 119.2142 | 125.1293 | 130.5318 | 135.6734 | 140.5429 | 145.2071 | 150.7156 | 156.525 | 162.5649 | 168.7895 | 174.3699 | 179.4516 | 185.5172 | 191.0124
CDP24 | NSW | SNW | Snowy 2.0 | 0 | 0 | 0 | 0 | 0 | 0 | 0 | 0 | 0 | 0 | 0 | 0 | 0 | 0 | 0 | 0 | 0 | 0 | 0 | 0 | 0 | 0 | 0 | 0 | 0 | 0 | 0 | 0
CDP24 | NSW | SNW | Deep storage | 0 | 0 | 0 | 0 | 0 | 0 | 0 | 0 | 0 | 0 | 0 | 0 | 0 | 0 | 0 | 0 | 0 | 0 | 0 | 0 | 0 | 0 | 0 | 0 | 0 | 0 | 0 | 0
CDP24 | NSW | SNW | Medium storage | 0 | 889.1456 | 889.1456 | 889.1456 | 889.1456 | 1316.1399 | 1316.1399 | 1316.1399 | 1316.1399 | 1316.1399 | 1316.1399 | 1316.1399 | 1316.1399 | 1316.1399 | 1316.1399 | 1316.1399 | 1316.1399 | 1316.1399 | 1316.1399 | 1316.1399 | 1316.1399 | 426.9943 | 426.9943 | 426.9944 | 426.9944 | 187.4945 | 187.4945 | 187.4945
CDP24 | NSW | SNW | Shallow storage | 50 | 682.712 | 682.7165 | 682.7187 | 718.3559 | 760.6919 | 1388.2439 | 1460.8199 | 1388.2439 | 1388.2439 | 1460.8199 | 1388.2439 | 1338.2439 | 1410.8199 | 1410.8199 | 1338.2439 | 1338.2439 | 1338.2439 | 1338.2439 | 1410.8199 | 1338.2439 | 885.8199 | 813.2393 | 813.2371 | 853.37 | 780.7939 | 780.7939 | 853.3699
CDP24 | NSW | SNW | Coordinated CER storage | 11.5295 | 14.8171 | 18.6626 | 22.7871 | 27.7997 | 33.4963 | 43.0237 | 55.4305 | 70.9627 | 90.1039 | 112.9793 | 139.8314 | 170.4524 | 205.2684 | 244.1544 | 286.9162 | 333.5338 | 384.2127 | 438.8854 | 497.66 | 560.8937 | 629.5544 | 702.4072 | 779.5514 | 860.1351 | 943.9419 | 983.3503 | 1018.6582
CDP24 | NSW | SNW | Passive CER storage | 206.3463 | 224.5379 | 240.9368 | 258.9593 | 278.1444 | 301.9599 | 322.7208 | 344.5839 | 366.8252 | 390.7075 | 415.6523 | 441.7183 | 467.2367 | 494.0385 | 520.566 | 545.206 | 567.5963 | 588.6361 | 607.8089 | 625.5986 | 647.3132 | 670.0861 | 693.8422 | 718.7364 | 741.3337 | 761.6739 | 786.6727 | 809.1086
CDP24 | QLD | NQ | Borumba | 0 | 0 | 0 | 0 | 0 | 0 | 0 | 0 | 0 | 0 | 0 | 0 | 0 | 0 | 0 | 0 | 0 | 0 | 0 | 0 | 0 | 0 | 0 | 0 | 0 | 0 | 0 | 0
CDP24 | QLD | NQ | Deep storage | 0 | 0 | 0 | 0 | 0 | 0 | 1.049e-05 | 1.28e-05 | 1.579e-05 | 8.25e-05 | 8.25e-05 | 8.25e-05 | 8.25e-05 | 8.25e-05 | 8.653e-05 | 8.653e-05 | 8.653e-05 | 8.834e-05 | 8.834e-05 | 9.079e-05 | 0.00016402 | 0.00017178 | 8.9262 | 19.5555 | 155.1534 | 180.4644 | 180.4644 | 180.4644
CDP24 | QLD | NQ | Medium storage | 250 | 250 | 250 | 250 | 250 | 250 | 250 | 250 | 250 | 250.0001 | 250.0001 | 250.0001 | 250.0001 | 250.0001 | 250.0001 | 250.0001 | 250.0001 | 250.0001 | 250.0001 | 250.0001 | 250.0001 | 250.0002 | 250.0003 | 250.0003 | 250.0003 | 250.0003 | 250.0003 | 250.0003
CDP24 | QLD | NQ | Shallow storage | 0 | 0 | 300 | 300 | 300 | 300 | 300 | 300 | 300 | 300 | 300 | 300 | 300 | 300 | 300 | 300 | 300 | 300 | 300 | 300 | 300 | 300 | 0 | 0 | 0 | 0 | 0 | 0
CDP24 | QLD | NQ | Coordinated CER storage | 1.2167 | 1.5929 | 2.0251 | 2.5236 | 3.12 | 3.8402 | 4.861 | 6.1864 | 7.8245 | 9.8358 | 12.2418 | 15.0717 | 18.2721 | 21.9141 | 25.9728 | 30.4036 | 35.228 | 40.4665 | 46.1292 | 52.2496 | 58.927 | 66.1344 | 73.8088 | 81.9834 | 90.4987 | 99.3492 | 103.7072 | 107.6837
CDP24 | QLD | NQ | Passive CER storage | 21.0552 | 23.4635 | 25.9022 | 28.4576 | 31.3925 | 34.814 | 37.9522 | 41.4162 | 44.9799 | 48.8461 | 52.9834 | 57.3995 | 61.6721 | 66.1572 | 70.6014 | 74.6827 | 78.4936 | 82.1191 | 85.5856 | 89.0361 | 92.9771 | 97.0969 | 101.3628 | 105.886 | 109.9772 | 113.7091 | 117.7593 | 121.4976
CDP24 | QLD | GG | Borumba | 0 | 0 | 0 | 0 | 0 | 0 | 0 | 0 | 0 | 0 | 0 | 0 | 0 | 0 | 0 | 0 | 0 | 0 | 0 | 0 | 0 | 0 | 0 | 0 | 0 | 0 | 0 | 0
CDP24 | QLD | GG | Deep storage | 0 | 0 | 0 | 0 | 0 | 0 | 0 | 0 | 0 | 0 | 0 | 0 | 0 | 0 | 0 | 0 | 0 | 0 | 0 | 0 | 0 | 0 | 0 | 0 | 0 | 0 | 0 | 0
CDP24 | QLD | GG | Medium storage | 0 | 0 | 0 | 2.504e-05 | 2.504e-05 | 5.573e-05 | 5.573e-05 | 5.684e-05 | 6.995e-05 | 8.257e-05 | 8.257e-05 | 8.257e-05 | 0.00015298 | 0.00022223 | 0.00023164 | 0.00023164 | 0.00023164 | 0.00023423 | 0.00023423 | 0.00024121 | 0.00025058 | 0.00028043 | 64.5493 | 67.6803 | 67.6803 | 594.346 | 594.346 | 792.5296
CDP24 | QLD | GG | Shallow storage | 0 | 400 | 400 | 400 | 400 | 400 | 400 | 400 | 400 | 400 | 400 | 400 | 400 | 400 | 400 | 400 | 400 | 400 | 400 | 400 | 400 | 0 | 0 | 0 | 0 | 0 | 0 | 0
CDP24 | QLD | GG | Coordinated CER storage | 0.066819 | 0.087887 | 0.11153 | 0.14153 | 0.17366 | 0.21572 | 0.29891 | 0.41299 | 0.56211 | 0.74955 | 0.97712 | 1.2471 | 1.5592 | 1.9169 | 2.3184 | 2.7646 | 3.2536 | 3.7908 | 4.3761 | 5.009 | 5.7004 | 6.4465 | 7.2409 | 8.0831 | 8.9664 | 9.8883 | 10.3376 | 10.7449
CDP24 | QLD | GG | Passive CER storage | 1.1563 | 1.2946 | 1.4266 | 1.5959 | 1.7473 | 1.9556 | 2.1352 | 2.3376 | 2.5644 | 2.8105 | 3.0704 | 3.3401 | 3.6127 | 3.8978 | 4.1748 | 4.4417 | 4.6827 | 4.9228 | 5.1563 | 5.3782 | 5.6374 | 5.9123 | 6.1964 | 6.4847 | 6.7498 | 6.9899 | 7.2551 | 7.4911
CDP24 | QLD | CQ | Borumba | 0 | 0 | 0 | 0 | 0 | 0 | 0 | 0 | 0 | 0 | 0 | 0 | 0 | 0 | 0 | 0 | 0 | 0 | 0 | 0 | 0 | 0 | 0 | 0 | 0 | 0 | 0 | 0
CDP24 | QLD | CQ | Deep storage | 0 | 0 | 0 | 0 | 0 | 0 | 1.064e-05 | 1.293e-05 | 1.703e-05 | 6.899e-05 | 6.899e-05 | 6.899e-05 | 6.899e-05 | 6.899e-05 | 7.264e-05 | 7.264e-05 | 7.264e-05 | 7.466e-05 | 7.466e-05 | 7.466e-05 | 0.00019626 | 0.000198 | 0.00020561 | 0.00022792 | 42.0919 | 366.2367 | 366.2367 | 400
CDP24 | QLD | CQ | Medium storage | 0 | 0 | 0 | 2.757e-05 | 3.391e-05 | 5.677e-05 | 6.866e-05 | 7.437e-05 | 7.93e-05 | 0.00016312 | 0.00016312 | 0.00016312 | 0.00023546 | 0.00030446 | 0.00031797 | 0.00031797 | 0.00031797 | 0.00032021 | 0.00032021 | 0.00033049 | 0.00034868 | 0.00038065 | 64.3848 | 138.0249 | 138.0255 | 552.9706 | 552.9706 | 858.2759
CDP24 | QLD | CQ | Shallow storage | 50 | 50 | 50 | 200 | 200 | 200 | 200 | 200 | 200 | 200 | 200 | 200 | 200 | 200 | 200 | 200 | 200 | 200 | 150 | 150 | 150 | 150 | 150 | 0 | 0 | 0 | 0 | 0
CDP24 | QLD | CQ | Coordinated CER storage | 1.1192 | 1.475 | 1.8705 | 2.3506 | 2.8941 | 3.5651 | 4.6403 | 6.0457 | 7.8273 | 10.0404 | 12.6969 | 15.8224 | 19.4074 | 23.4888 | 28.0554 | 33.0802 | 38.5531 | 44.5354 | 51.0196 | 58.024 | 65.6952 | 73.9546 | 82.751 | 92.094 | 101.874 | 112.0393 | 117.0219 | 121.5395
CDP24 | QLD | CQ | Passive CER storage | 19.3666 | 21.7275 | 23.9255 | 26.506 | 29.119 | 32.3201 | 35.3739 | 38.6267 | 42.1175 | 45.9487 | 49.9898 | 54.2028 | 58.4551 | 62.8527 | 67.2149 | 71.3089 | 75.0313 | 78.6845 | 82.1837 | 85.591 | 89.6089 | 93.7355 | 98.007 | 102.4317 | 106.5375 | 110.2123 | 114.1759 | 117.7274
CDP24 | QLD | SQ | Borumba | 0 | 0 | 0 | 0 | 0 | 0 | 0 | 1998 | 1998 | 1998 | 1998 | 1998 | 1998 | 1998 | 1998 | 1998 | 1998 | 1998 | 1998 | 1998 | 1998 | 1998 | 1998 | 1998 | 1998 | 1998 | 1998 | 1998
CDP24 | QLD | SQ | Deep storage | 0 | 0 | 0 | 0 | 0 | 0 | 0 | 0 | 0 | 0 | 0 | 0 | 0 | 0 | 0 | 0 | 0 | 0 | 0 | 0 | 0 | 0 | 0 | 0 | 0 | 0 | 0 | 0
CDP24 | QLD | SQ | Medium storage | 570 | 570 | 570 | 570 | 570 | 570 | 570 | 570 | 570.0001 | 570.0001 | 570.0001 | 570.0001 | 570.0001 | 570.0002 | 570.0002 | 570.0002 | 570.0002 | 570.0002 | 570.0002 | 570.0002 | 570.0002 | 570.0002 | 1124.6683 | 1124.6683 | 1124.6683 | 1361.9627 | 1361.9627 | 1361.9627
CDP24 | QLD | SQ | Shallow storage | 853.76 | 1159.76 | 1159.76 | 1159.76 | 1159.76 | 1159.76 | 1159.76 | 1159.76 | 1159.76 | 1159.76 | 1159.76 | 1159.76 | 1159.76 | 1159.76 | 1059.76 | 1059.76 | 1059.76 | 1059.76 | 1059.76 | 1059.76 | 759.76 | 509.76 | 509.76 | 509.76 | 254.96 | 254.96 | 254.96 | 154.96
CDP24 | QLD | SQ | Coordinated CER storage | 5.9349 | 7.8549 | 10.0673 | 12.639 | 15.6606 | 19.5036 | 26.1745 | 34.9449 | 45.9905 | 59.704 | 76.2037 | 95.6949 | 118.0268 | 143.566 | 172.1726 | 203.6626 | 237.961 | 275.4027 | 316.0829 | 360.0365 | 407.5661 | 459.4511 | 514.7474 | 573.5005 | 635.0211 | 699.1749 | 730.6031 | 759.1308
CDP24 | QLD | SQ | Passive CER storage | 102.7017 | 115.7072 | 128.7691 | 142.5235 | 157.5718 | 176.8119 | 194.2469 | 213.1165 | 232.7482 | 254.1827 | 276.937 | 301.0369 | 325.0195 | 350.4149 | 375.6131 | 399.0493 | 420.0192 | 440.1605 | 459.7105 | 478.6237 | 501.0311 | 524.6191 | 549.2404 | 574.878 | 598.5559 | 620.3463 | 643.8322 | 664.9847
CDP24 | VIC | VIC | Deep storage | 0 | 0 | 0 | 0 | 0 | 0 | 9.74e-06 | 1.888e-05 | 4.483e-05 | 6.24e-05 | 6.24e-05 | 6.24e-05 | 6.24e-05 | 6.24e-05 | 6.349e-05 | 6.349e-05 | 6.484e-05 | 6.484e-05 | 6.639e-05 | 6.908e-05 | 493.1379 | 493.1379 | 493.1379 | 493.1379 | 493.1379 | 498.6656 | 498.6656 | 548.006
CDP24 | VIC | VIC | Medium storage | 0 | 0 | 350 | 350 | 350 | 350 | 350 | 350 | 350 | 350.0001 | 350.0001 | 350.0001 | 350.0001 | 350.0001 | 350.0001 | 350.0001 | 350.0001 | 350.0001 | 350.0001 | 350.0001 | 350.0001 | 350.0001 | 0.00014758 | 0.00036483 | 0.00035891 | 0.00034861 | 0.00034861 | 0.00034492
CDP24 | VIC | VIC | Shallow storage | 479.13 | 1990.64 | 2055.4404 | 2510.5132 | 2502.8132 | 2703.23 | 2710.53 | 3222.2299 | 3733.1699 | 4243.0398 | 5851.9198 | 5851.9198 | 5858.5198 | 5851.9198 | 5846.9198 | 5846.9198 | 5846.9198 | 5546.9198 | 5546.9198 | 5396.9198 | 5203.5198 | 4902.2098 | 4513.7093 | 4208.2366 | 4208.2366 | 3978.2198 | 3378.2198 | 2866.5198
CDP24 | VIC | VIC | Coordinated CER storage | 15.1363 | 20.7187 | 26.6998 | 33.6099 | 42.073 | 52.0251 | 65.3888 | 82.4785 | 103.5543 | 129.304 | 159.8675 | 195.5802 | 236.092 | 282.1042 | 333.3048 | 389.2764 | 449.9516 | 515.8702 | 587.1309 | 663.853 | 746.8741 | 837.0114 | 932.8772 | 1034.5743 | 1140.6225 | 1250.7708 | 1304.751 | 1353.7071
CDP24 | VIC | VIC | Passive CER storage | 301.4603 | 331.822 | 361.74 | 393.4245 | 427.1076 | 470.0826 | 508.8755 | 550.5086 | 593.6031 | 640.251 | 689.3259 | 740.7945 | 791.6143 | 844.9475 | 897.6568 | 946.6059 | 991.0946 | 1033.8217 | 1074.9606 | 1114.8568 | 1161.2955 | 1209.6656 | 1259.8506 | 1312.0582 | 1360.0652 | 1403.9921 | 1454.6296 | 1500.8336
CDP24 | SA | CSA | Deep storage | 0 | 0 | 0 | 0 | 0 | 0 | 5.35e-06 | 5.35e-06 | 7.14e-06 | 7.14e-06 | 7.14e-06 | 7.14e-06 | 7.14e-06 | 8.36e-06 | 9.39e-06 | 9.39e-06 | 9.39e-06 | 9.39e-06 | 9.39e-06 | 1.654e-05 | 1.856e-05 | 1.856e-05 | 1.856e-05 | 1.856e-05 | 1.856e-05 | 2.001e-05 | 2.001e-05 | 2.144e-05
CDP24 | SA | CSA | Medium storage | 0 | 0 | 0 | 2.25e-05 | 2.874e-05 | 3.84e-05 | 3.84e-05 | 3.84e-05 | 4.375e-05 | 4.751e-05 | 4.751e-05 | 4.751e-05 | 4.751e-05 | 4.98e-05 | 5.429e-05 | 5.429e-05 | 5.429e-05 | 5.429e-05 | 5.429e-05 | 9.255e-05 | 0.00010942 | 0.00011447 | 0.00011551 | 1079.0625 | 1079.0625 | 1547.5068 | 1547.5068 | 1547.5068
CDP24 | SA | CSA | Shallow storage | 656.2 | 951.18 | 1569.6392 | 2801.791 | 2807.811 | 2801.791 | 2771.791 | 2771.791 | 2771.791 | 2771.791 | 2771.791 | 2771.791 | 2771.791 | 2771.791 | 2771.791 | 2771.791 | 2771.791 | 2759.791 | 2765.811 | 2509.091 | 2315.111 | 2153.111 | 1534.6518 | 406.986 | 365.486 | 254.486 | 254.486 | 254.486
CDP24 | SA | CSA | Coordinated CER storage | 62.4605 | 69.574 | 76.4942 | 84.1684 | 92.1358 | 101.9094 | 111.3026 | 121.9009 | 133.5508 | 146.6546 | 161.056 | 176.8714 | 193.5765 | 211.7514 | 230.9299 | 250.6652 | 270.8794 | 292.0065 | 314.1066 | 337.1741 | 362.1662 | 388.8506 | 416.8107 | 446.0604 | 475.6817 | 505.6161 | 520.6813 | 534.0007
CDP24 | SA | CSA | Passive CER storage | 176.8412 | 189.127 | 200.7947 | 212.4134 | 224.7795 | 239.333 | 252.1373 | 265.4672 | 278.7557 | 292.6711 | 306.7404 | 321.0593 | 334.5405 | 348.2941 | 361.3463 | 372.8549 | 382.7225 | 391.8089 | 400.2474 | 408.0508 | 417.2101 | 426.5738 | 436.0668 | 445.6894 | 454.0331 | 461.1754 | 471.3591 | 480.3156
CDP24 | SA | SESA | Deep storage | 0 | 0 | 0 | 0 | 0 | 0 | 0 | 0 | 0 | 0 | 0 | 0 | 0 | 0 | 0 | 0 | 0 | 0 | 0 | 0 | 0 | 0 | 0 | 0 | 0 | 0 | 0 | 0
CDP24 | SA | SESA | Medium storage | 0 | 0 | 0 | 2.185e-05 | 2.806e-05 | 3.673e-05 | 3.673e-05 | 3.783e-05 | 4.458e-05 | 4.458e-05 | 4.458e-05 | 4.458e-05 | 4.596e-05 | 4.75e-05 | 5.294e-05 | 5.294e-05 | 5.294e-05 | 5.294e-05 | 5.294e-05 | 5.437e-05 | 7.758e-05 | 8.149e-05 | 0.00010052 | 39.3612 | 39.3612 | 39.3612 | 39.3612 | 39.3612
CDP24 | SA | SESA | Shallow storage | 25 | 25 | 25 | 25 | 25 | 25 | 25 | 25 | 25 | 25 | 0 | 0 | 0 | 0 | 0 | 0 | 0 | 0 | 0 | 0 | 0 | 0 | 0 | 0 | 0 | 0 | 0 | 0
CDP24 | SA | SESA | Coordinated CER storage | 2.2312 | 2.5031 | 2.7724 | 3.0693 | 3.3785 | 3.771 | 4.1547 | 4.5772 | 5.0453 | 5.5905 | 6.2292 | 6.8967 | 7.6454 | 8.4204 | 9.2343 | 10.0864 | 10.97 | 11.8923 | 12.8505 | 13.8935 | 15.057 | 16.2673 | 17.5209 | 18.834 | 20.1658 | 21.5197 | 22.1956 | 22.8328
CDP24 | SA | SESA | Passive CER storage | 6.3171 | 6.8043 | 7.2775 | 7.7459 | 8.2424 | 8.8562 | 9.3849 | 9.9001 | 10.4074 | 10.9659 | 11.6011 | 12.1692 | 12.779 | 13.3159 | 13.8063 | 14.2494 | 14.6336 | 14.9745 | 15.2687 | 15.6028 | 16.033 | 16.4336 | 16.813 | 17.1981 | 17.5263 | 17.8106 | 18.2151 | 18.6306
CDP24 | TAS | TAS | Deep storage | 0 | 0 | 0 | 0 | 0 | 0 | 2.779e-05 | 3.331e-05 | 5.896e-05 | 5.896e-05 | 5.896e-05 | 5.896e-05 | 12.3095 | 53.3448 | 53.3448 | 53.3448 | 53.3449 | 53.3449 | 173.2774 | 450.951 | 927.0764 | 927.0764 | 927.0764 | 927.0764 | 927.0764 | 927.0764 | 927.0764 | 927.0764
CDP24 | TAS | TAS | Medium storage | 0 | 0 | 0 | 1.868e-05 | 2.117e-05 | 2.357e-05 | 2.357e-05 | 2.5e-05 | 2.5e-05 | 2.823e-05 | 2.823e-05 | 2.823e-05 | 2.981e-05 | 5.24e-05 | 5.419e-05 | 5.608e-05 | 5.842e-05 | 5.842e-05 | 6.159e-05 | 6.518e-05 | 7.553e-05 | 7.553e-05 | 8.331e-05 | 6.754e-05 | 6.505e-05 | 6.264e-05 | 6.264e-05 | 6.122e-05
CDP24 | TAS | TAS | Shallow storage | 0 | 0 | 0 | 0 | 0 | 0 | 0 | 0 | 0 | 0 | 0 | 0 | 0 | 0 | 0 | 0 | 0 | 0 | 0 | 0 | 0 | 0 | 0 | 0 | 0 | 0 | 0 | 0
CDP24 | TAS | TAS | Coordinated CER storage | 0.86202 | 1.1897 | 1.5604 | 1.9874 | 2.4806 | 3.1026 | 3.6027 | 4.2371 | 5.0419 | 6.0802 | 7.3806 | 8.9752 | 10.855 | 13.0758 | 15.6258 | 18.4829 | 21.6512 | 25.1679 | 29.047 | 33.2957 | 37.9263 | 43.0768 | 48.6582 | 54.6735 | 61.0336 | 67.7354 | 71.4596 | 74.781
CDP24 | TAS | TAS | Passive CER storage | 18.3551 | 20.1214 | 21.7939 | 23.5599 | 25.4634 | 28.0008 | 30.1463 | 32.4307 | 34.7743 | 37.3199 | 39.9892 | 42.7744 | 45.4739 | 48.2933 | 51.0238 | 53.4633 | 55.579 | 57.5324 | 59.351 | 61.0565 | 63.1414 | 65.3064 | 67.5415 | 69.8609 | 71.8752 | 73.5976 | 75.9416 | 77.9696
CDP25 | NSW | NNSW | Snowy 2.0 | 0 | 0 | 0 | 0 | 0 | 0 | 0 | 0 | 0 | 0 | 0 | 0 | 0 | 0 | 0 | 0 | 0 | 0 | 0 | 0 | 0 | 0 | 0 | 0 | 0 | 0 | 0 | 0
CDP25 | NSW | NNSW | Deep storage | 0 | 0 | 0 | 0 | 0 | 0 | 229.539 | 229.539 | 229.539 | 229.539 | 229.539 | 229.539 | 229.539 | 229.539 | 229.539 | 229.539 | 229.539 | 229.539 | 229.539 | 229.539 | 1000 | 1000 | 1000 | 1000 | 1000 | 1000 | 1000 | 1000
CDP25 | NSW | NNSW | Medium storage | 0 | 0 | 275 | 275 | 381.0086 | 709.5603 | 709.5604 | 709.5604 | 709.5604 | 709.5604 | 709.5604 | 709.5604 | 709.5604 | 709.5604 | 709.5604 | 709.5604 | 709.5604 | 709.5604 | 709.5604 | 709.5604 | 709.5604 | 709.5604 | 434.5604 | 434.5604 | 328.5518 | 613.7902 | 613.7902 | 1179.5523
CDP25 | NSW | NNSW | Shallow storage | 0 | 30 | 385.5682 | 926.4055 | 926.4055 | 926.4055 | 926.4055 | 926.4055 | 926.4055 | 896.4055 | 896.4055 | 896.4055 | 896.4055 | 896.4055 | 896.4055 | 896.4055 | 896.4055 | 896.4055 | 896.4055 | 896.4055 | 896.4055 | 896.4055 | 340.8373 | 28.9027 | 28.9027 | 28.9027 | 28.9027 | 28.9027
CDP25 | NSW | NNSW | Coordinated CER storage | 2.9011 | 3.6904 | 4.6278 | 5.5596 | 6.6915 | 7.9992 | 9.7928 | 12.0913 | 14.9199 | 18.3769 | 22.4496 | 27.1895 | 32.5292 | 38.5657 | 45.2506 | 52.5465 | 60.457 | 69.0343 | 78.2621 | 88.1661 | 98.8985 | 110.4266 | 122.6426 | 135.5582 | 148.9852 | 162.8922 | 169.464 | 175.3439
CDP25 | NSW | NNSW | Passive CER storage | 51.9224 | 55.9244 | 59.7457 | 63.1809 | 66.9501 | 72.1109 | 76.9127 | 82.1206 | 87.477 | 93.3283 | 99.3194 | 105.5537 | 111.5324 | 117.7469 | 123.7732 | 129.3342 | 134.4245 | 139.3018 | 143.8527 | 148.1976 | 153.2203 | 158.3806 | 163.6836 | 169.1359 | 173.9747 | 178.2371 | 183.577 | 188.3339
CDP25 | NSW | CNSW | Snowy 2.0 | 0 | 0 | 0 | 0 | 0 | 0 | 0 | 0 | 0 | 0 | 0 | 0 | 0 | 0 | 0 | 0 | 0 | 0 | 0 | 0 | 0 | 0 | 0 | 0 | 0 | 0 | 0 | 0
CDP25 | NSW | CNSW | Deep storage | 247 | 247 | 247 | 247 | 247 | 247 | 247 | 247 | 247 | 247 | 247 | 247 | 247 | 247 | 247 | 247 | 247 | 247 | 247 | 247 | 247 | 247 | 247 | 247 | 247 | 247 | 247 | 247
CDP25 | NSW | CNSW | Medium storage | 0 | 549 | 549 | 917.46 | 917.46 | 957.4818 | 917.4618 | 957.4818 | 917.4618 | 917.4618 | 957.4818 | 917.4618 | 917.4618 | 957.4818 | 957.4818 | 917.4618 | 917.4618 | 917.4618 | 917.4618 | 957.4818 | 917.4618 | 408.4818 | 368.4618 | 368.4618 | 408.4818 | 368.4608 | 368.4608 | 408.4808
CDP25 | NSW | CNSW | Shallow storage | 0 | 20 | 20.0616 | 401.3983 | 1807.7389 | 1807.7389 | 1807.7389 | 1807.7389 | 1807.7389 | 1807.7389 | 1807.7389 | 1807.7389 | 1807.7389 | 1807.7389 | 1807.7389 | 1807.7389 | 1807.7389 | 1807.7389 | 1807.7389 | 1807.7389 | 1807.7389 | 1787.7389 | 1787.6774 | 1406.3407 | 126.0419 | 126.0419 | 126.0419 | 126.0419
CDP25 | NSW | CNSW | Coordinated CER storage | 1.218 | 1.5545 | 1.9694 | 2.396 | 2.8889 | 3.468 | 4.4484 | 5.7616 | 7.4129 | 9.4548 | 11.9182 | 14.7956 | 18.091 | 21.8271 | 26.0012 | 30.6055 | 35.6384 | 41.1048 | 47.0119 | 53.3576 | 60.2411 | 67.6633 | 75.5332 | 83.8558 | 92.5557 | 101.5813 | 105.8426 | 109.6628
CDP25 | NSW | CNSW | Passive CER storage | 21.7984 | 23.5569 | 25.4252 | 27.2293 | 28.9039 | 31.2635 | 33.4736 | 36.0114 | 38.6022 | 41.3825 | 44.4067 | 47.4404 | 50.4842 | 53.5835 | 56.6421 | 59.5615 | 62.2973 | 64.8483 | 67.2355 | 69.4388 | 72.0568 | 74.8106 | 77.6287 | 80.5076 | 83.1503 | 85.4446 | 88.2195 | 90.7189
CDP25 | NSW | SNSW | Snowy 2.0 | 0 | 0 | 0 | 0 | 2200 | 2200 | 2200 | 2200 | 2200 | 2200 | 2200 | 2200 | 2200 | 2200 | 2200 | 2200 | 2200 | 2200 | 2200 | 2200 | 2200 | 2200 | 2200 | 2200 | 2200 | 2200 | 2200 | 2200
CDP25 | NSW | SNSW | Deep storage | 0 | 0 | 0 | 0 | 0 | 0 | 0 | 0 | 0 | 0 | 0 | 0 | 0 | 0 | 0 | 0 | 0 | 0 | 0 | 0 | 0 | 0 | 0 | 0 | 0 | 0 | 0 | 0
CDP25 | NSW | SNSW | Medium storage | 0 | 50 | 50 | 250 | 250 | 305.3909 | 305.3909 | 305.3909 | 305.3909 | 305.3909 | 305.3909 | 305.3909 | 305.3909 | 305.3909 | 305.3909 | 305.3909 | 305.3909 | 305.3909 | 305.3909 | 305.3909 | 305.3909 | 255.3909 | 255.3909 | 255.3909 | 255.3909 | 224.3222 | 224.3222 | 224.3222
CDP25 | NSW | SNSW | Shallow storage | 309.99 | 318.9 | 318.9 | 318.9 | 318.9 | 319.89 | 318.9 | 319.89 | 318.9 | 318.9 | 319.89 | 318.9 | 318.9 | 319.89 | 319.89 | 318.9 | 318.9 | 318.9 | 308.9 | 259.89 | 258.9 | 249.99 | 249 | 249 | 150 | 150 | 150 | 0
CDP25 | NSW | SNSW | Coordinated CER storage | 2.4469 | 3.1469 | 4.0056 | 4.9448 | 6.063 | 7.344 | 8.8828 | 10.843 | 13.2952 | 16.3304 | 19.989 | 24.3293 | 29.3361 | 35.0941 | 41.5771 | 48.7432 | 56.6101 | 65.2405 | 74.6487 | 84.8616 | 95.9878 | 108.1835 | 121.2843 | 135.2958 | 150.0261 | 165.4879 | 173.4974 | 180.7336
CDP25 | NSW | SNSW | Passive CER storage | 43.7926 | 47.6885 | 51.7125 | 56.1945 | 60.6618 | 66.2045 | 71.0929 | 76.2779 | 81.7101 | 87.5202 | 93.586 | 99.9174 | 106.2198 | 112.7798 | 119.2142 | 125.1293 | 130.5318 | 135.6734 | 140.5429 | 145.2071 | 150.7156 | 156.525 | 162.5649 | 168.7895 | 174.3699 | 179.4516 | 185.5172 | 191.0124
CDP25 | NSW | SNW | Snowy 2.0 | 0 | 0 | 0 | 0 | 0 | 0 | 0 | 0 | 0 | 0 | 0 | 0 | 0 | 0 | 0 | 0 | 0 | 0 | 0 | 0 | 0 | 0 | 0 | 0 | 0 | 0 | 0 | 0
CDP25 | NSW | SNW | Deep storage | 0 | 0 | 0 | 0 | 0 | 0 | 0 | 0 | 0 | 0 | 0 | 0 | 0 | 0 | 0 | 0 | 0 | 0 | 0 | 0 | 0 | 0 | 0 | 0 | 0 | 0 | 0 | 0
CDP25 | NSW | SNW | Medium storage | 0 | 889.1453 | 889.1453 | 889.1453 | 898.0562 | 1834.1032 | 1834.1032 | 1834.1032 | 1834.1032 | 1834.1032 | 1834.1032 | 1834.1032 | 1834.1032 | 1834.1032 | 1834.1032 | 1834.1032 | 1834.1032 | 1834.1032 | 1834.1032 | 1834.1032 | 1834.1032 | 944.9578 | 944.9578 | 944.9578 | 938.5754 | 413.5471 | 413.5471 | 413.5471
CDP25 | NSW | SNW | Shallow storage | 50 | 682.712 | 682.712 | 682.712 | 682.712 | 725.048 | 1352.6 | 1425.176 | 1352.6 | 1352.6 | 1425.176 | 1352.6 | 1302.6 | 1375.176 | 1375.176 | 1302.6 | 1302.6 | 1302.6 | 1302.6 | 1375.176 | 1302.6 | 850.176 | 777.6 | 777.6 | 850.176 | 777.6 | 777.6 | 850.176
CDP25 | NSW | SNW | Coordinated CER storage | 11.5295 | 14.8171 | 18.6626 | 22.7871 | 27.7997 | 33.4963 | 43.0237 | 55.4305 | 70.9627 | 90.1039 | 112.9793 | 139.8314 | 170.4524 | 205.2684 | 244.1544 | 286.9162 | 333.5338 | 384.2127 | 438.8854 | 497.66 | 560.8937 | 629.5544 | 702.4072 | 779.5514 | 860.1351 | 943.9419 | 983.3503 | 1018.6582
CDP25 | NSW | SNW | Passive CER storage | 206.3463 | 224.5379 | 240.9368 | 258.9593 | 278.1444 | 301.9599 | 322.7208 | 344.5839 | 366.8252 | 390.7075 | 415.6523 | 441.7183 | 467.2367 | 494.0385 | 520.566 | 545.206 | 567.5963 | 588.6361 | 607.8089 | 625.5986 | 647.3132 | 670.0861 | 693.8422 | 718.7364 | 741.3337 | 761.6739 | 786.6727 | 809.1086
CDP25 | QLD | NQ | Borumba | 0 | 0 | 0 | 0 | 0 | 0 | 0 | 0 | 0 | 0 | 0 | 0 | 0 | 0 | 0 | 0 | 0 | 0 | 0 | 0 | 0 | 0 | 0 | 0 | 0 | 0 | 0 | 0
CDP25 | QLD | NQ | Deep storage | 0 | 0 | 0 | 0 | 0 | 0 | 5.46e-06 | 9.68e-06 | 1.412e-05 | 0.00016792 | 0.00016792 | 6.2069 | 6.2069 | 6.2069 | 6.2069 | 6.2069 | 6.2069 | 6.2069 | 6.2069 | 6.2069 | 6.2069 | 6.2069 | 8.4005 | 19.5958 | 185.5965 | 185.5965 | 185.5965 | 185.5965
CDP25 | QLD | NQ | Medium storage | 250 | 250 | 250 | 250 | 250 | 250 | 250 | 250 | 250 | 250 | 250 | 250.0001 | 250.0003 | 250.0003 | 250.0004 | 250.0004 | 250.0004 | 250.0004 | 250.0004 | 250.0004 | 250.0004 | 250.0004 | 250.0004 | 250.0004 | 250.0004 | 250.0004 | 250.0004 | 250.0004
CDP25 | QLD | NQ | Shallow storage | 0 | 0 | 300 | 300 | 300 | 300 | 300 | 300 | 300 | 300 | 300 | 300 | 300 | 300 | 300 | 300 | 300 | 300 | 300 | 300 | 300 | 300 | 0 | 0 | 0 | 0 | 0 | 0
CDP25 | QLD | NQ | Coordinated CER storage | 1.2167 | 1.5929 | 2.0251 | 2.5236 | 3.12 | 3.8402 | 4.861 | 6.1864 | 7.8245 | 9.8358 | 12.2418 | 15.0717 | 18.2721 | 21.9141 | 25.9728 | 30.4036 | 35.228 | 40.4665 | 46.1292 | 52.2496 | 58.927 | 66.1344 | 73.8088 | 81.9834 | 90.4987 | 99.3492 | 103.7072 | 107.6837
CDP25 | QLD | NQ | Passive CER storage | 21.0552 | 23.4635 | 25.9022 | 28.4576 | 31.3925 | 34.814 | 37.9522 | 41.4162 | 44.9799 | 48.8461 | 52.9834 | 57.3995 | 61.6721 | 66.1572 | 70.6014 | 74.6827 | 78.4936 | 82.1191 | 85.5856 | 89.0361 | 92.9771 | 97.0969 | 101.3628 | 105.886 | 109.9772 | 113.7091 | 117.7593 | 121.4976
CDP25 | QLD | GG | Borumba | 0 | 0 | 0 | 0 | 0 | 0 | 0 | 0 | 0 | 0 | 0 | 0 | 0 | 0 | 0 | 0 | 0 | 0 | 0 | 0 | 0 | 0 | 0 | 0 | 0 | 0 | 0 | 0
CDP25 | QLD | GG | Deep storage | 0 | 0 | 0 | 0 | 0 | 0 | 0 | 0 | 0 | 0 | 0 | 0 | 0 | 0 | 0 | 0 | 0 | 0 | 0 | 0 | 0 | 0 | 0 | 0 | 0 | 0 | 0 | 0
CDP25 | QLD | GG | Medium storage | 0 | 0 | 0 | 1.183e-05 | 1.183e-05 | 2.639e-05 | 2.639e-05 | 2.83e-05 | 3.166e-05 | 5.84e-05 | 6.496e-05 | 8.22e-05 | 8.4262 | 9.4451 | 9.4451 | 9.4451 | 9.4451 | 9.4451 | 9.4451 | 9.4451 | 9.4451 | 9.4451 | 318.2596 | 374.4276 | 374.4279 | 507.5917 | 507.5917 | 771.0658
CDP25 | QLD | GG | Shallow storage | 0 | 400 | 400 | 400 | 400 | 400 | 400 | 400 | 400 | 400 | 400 | 400 | 400 | 400 | 400 | 400 | 400 | 400 | 400 | 400 | 400 | 0 | 0 | 0 | 0 | 0 | 0 | 0
CDP25 | QLD | GG | Coordinated CER storage | 0.066819 | 0.087887 | 0.11153 | 0.14153 | 0.17366 | 0.21572 | 0.29891 | 0.41299 | 0.56211 | 0.74955 | 0.97712 | 1.2471 | 1.5592 | 1.9169 | 2.3184 | 2.7646 | 3.2536 | 3.7908 | 4.3761 | 5.009 | 5.7004 | 6.4465 | 7.2409 | 8.0831 | 8.9664 | 9.8883 | 10.3376 | 10.7449
CDP25 | QLD | GG | Passive CER storage | 1.1563 | 1.2946 | 1.4266 | 1.5959 | 1.7473 | 1.9556 | 2.1352 | 2.3376 | 2.5644 | 2.8105 | 3.0704 | 3.3401 | 3.6127 | 3.8978 | 4.1748 | 4.4417 | 4.6827 | 4.9228 | 5.1563 | 5.3782 | 5.6374 | 5.9123 | 6.1964 | 6.4847 | 6.7498 | 6.9899 | 7.2551 | 7.4911
CDP25 | QLD | CQ | Borumba | 0 | 0 | 0 | 0 | 0 | 0 | 0 | 0 | 0 | 0 | 0 | 0 | 0 | 0 | 0 | 0 | 0 | 0 | 0 | 0 | 0 | 0 | 0 | 0 | 0 | 0 | 0 | 0
CDP25 | QLD | CQ | Deep storage | 0 | 0 | 0 | 0 | 0 | 0 | 5.61e-06 | 9.97e-06 | 1.521e-05 | 0.00018419 | 0.00018419 | 0.00018419 | 0.00018419 | 0.00018419 | 0.00018991 | 0.00018991 | 0.00018991 | 0.00018991 | 0.00018991 | 0.00018991 | 0.00021337 | 0.00021439 | 0.0002284 | 0.00025266 | 88.746 | 400 | 400 | 400
CDP25 | QLD | CQ | Medium storage | 0 | 0 | 0 | 1.277e-05 | 1.486e-05 | 2.613e-05 | 3.214e-05 | 3.852e-05 | 5.071e-05 | 0.00016512 | 0.00017165 | 0.00065421 | 8.422 | 9.4423 | 9.4423 | 9.4423 | 9.4423 | 9.4423 | 9.4423 | 9.4423 | 9.4423 | 9.4423 | 314.3164 | 314.5633 | 314.5638 | 716.2939 | 716.2939 | 936.8359
CDP25 | QLD | CQ | Shallow storage | 50 | 50 | 50 | 200 | 200 | 200 | 200 | 200 | 200 | 200 | 200 | 200 | 200 | 200 | 200 | 200 | 200 | 200 | 150 | 150 | 150 | 150 | 150 | 0 | 0 | 0 | 0 | 0
CDP25 | QLD | CQ | Coordinated CER storage | 1.1192 | 1.475 | 1.8705 | 2.3506 | 2.8941 | 3.5651 | 4.6403 | 6.0457 | 7.8273 | 10.0404 | 12.6969 | 15.8224 | 19.4074 | 23.4888 | 28.0554 | 33.0802 | 38.5531 | 44.5354 | 51.0196 | 58.024 | 65.6952 | 73.9546 | 82.751 | 92.094 | 101.874 | 112.0393 | 117.0219 | 121.5395
CDP25 | QLD | CQ | Passive CER storage | 19.3666 | 21.7275 | 23.9255 | 26.506 | 29.119 | 32.3201 | 35.3739 | 38.6267 | 42.1175 | 45.9487 | 49.9898 | 54.2028 | 58.4551 | 62.8527 | 67.2149 | 71.3089 | 75.0313 | 78.6845 | 82.1837 | 85.591 | 89.6089 | 93.7355 | 98.007 | 102.4317 | 106.5375 | 110.2123 | 114.1759 | 117.7274
CDP25 | QLD | SQ | Borumba | 0 | 0 | 0 | 0 | 0 | 0 | 0 | 1998 | 1998 | 1998 | 1998 | 1998 | 1998 | 1998 | 1998 | 1998 | 1998 | 1998 | 1998 | 1998 | 1998 | 1998 | 1998 | 1998 | 1998 | 1998 | 1998 | 1998
CDP25 | QLD | SQ | Deep storage | 0 | 0 | 0 | 0 | 0 | 0 | 0 | 0 | 0 | 0 | 0 | 0 | 0 | 0 | 0 | 0 | 0 | 0 | 0 | 0 | 0 | 0 | 0 | 0 | 0 | 0 | 0 | 0
CDP25 | QLD | SQ | Medium storage | 570 | 570 | 570 | 570 | 570 | 570 | 570 | 570 | 570 | 570.0001 | 570.0001 | 570.0001 | 570.0055 | 713.0031 | 713.0031 | 713.0031 | 713.0031 | 713.0031 | 713.0031 | 713.0031 | 713.0031 | 713.0031 | 767.1658 | 767.1657 | 767.1657 | 1340.1107 | 1340.1107 | 1340.1107
CDP25 | QLD | SQ | Shallow storage | 853.76 | 1159.76 | 1159.76 | 1159.76 | 1159.76 | 1159.76 | 1159.76 | 1159.76 | 1159.76 | 1159.76 | 1159.76 | 1159.76 | 1159.76 | 1159.76 | 1059.76 | 1059.76 | 1059.76 | 1059.76 | 1059.76 | 1059.76 | 759.76 | 509.76 | 509.76 | 509.76 | 254.96 | 254.96 | 254.96 | 154.96
CDP25 | QLD | SQ | Coordinated CER storage | 5.9349 | 7.8549 | 10.0673 | 12.639 | 15.6606 | 19.5036 | 26.1745 | 34.9449 | 45.9905 | 59.704 | 76.2037 | 95.6949 | 118.0268 | 143.566 | 172.1726 | 203.6626 | 237.961 | 275.4027 | 316.0829 | 360.0365 | 407.5661 | 459.4511 | 514.7474 | 573.5005 | 635.0211 | 699.1749 | 730.6031 | 759.1308
CDP25 | QLD | SQ | Passive CER storage | 102.7017 | 115.7072 | 128.7691 | 142.5235 | 157.5718 | 176.8119 | 194.2469 | 213.1165 | 232.7482 | 254.1827 | 276.937 | 301.0369 | 325.0195 | 350.4149 | 375.6131 | 399.0493 | 420.0192 | 440.1605 | 459.7105 | 478.6237 | 501.0311 | 524.6191 | 549.2404 | 574.878 | 598.5559 | 620.3463 | 643.8322 | 664.9847
CDP25 | VIC | VIC | Deep storage | 0 | 0 | 0 | 0 | 0 | 0 | 1.225e-05 | 0.00025623 | 149.1079 | 492.1218 | 700.0001 | 700.0001 | 700.0001 | 700.0001 | 700.0001 | 700.0001 | 700.0001 | 700.0001 | 700.0001 | 700.0001 | 700.0003 | 700.0003 | 700.0003 | 700.0003 | 700.0003 | 700.0003 | 700.0003 | 700.0003
CDP25 | VIC | VIC | Medium storage | 0 | 0 | 350 | 350 | 350 | 350 | 350 | 350.0001 | 350.0001 | 350.0001 | 691.9007 | 691.9007 | 691.9007 | 691.9007 | 691.9007 | 691.9007 | 691.9007 | 691.9007 | 691.9007 | 691.9007 | 691.9008 | 691.9008 | 341.9008 | 341.9021 | 341.9021 | 426.0985 | 426.0985 | 426.0985
CDP25 | VIC | VIC | Shallow storage | 479.13 | 1990.64 | 2055.4402 | 2505.0478 | 2504.7124 | 2703.23 | 2710.53 | 3222.2296 | 3584.0619 | 3750.918 | 4810.0192 | 4810.0192 | 4816.6192 | 4810.0192 | 4805.0192 | 4805.0192 | 4805.0192 | 4505.0192 | 4505.0192 | 4355.0192 | 4161.6192 | 3860.3092 | 3471.809 | 3171.8013 | 3164.4367 | 2936.3192 | 2336.3192 | 1824.6195
CDP25 | VIC | VIC | Coordinated CER storage | 15.1363 | 20.7187 | 26.6998 | 33.6099 | 42.073 | 52.0251 | 65.3888 | 82.4785 | 103.5543 | 129.304 | 159.8675 | 195.5802 | 236.092 | 282.1042 | 333.3048 | 389.2764 | 449.9516 | 515.8702 | 587.1309 | 663.853 | 746.8741 | 837.0114 | 932.8772 | 1034.5743 | 1140.6225 | 1250.7708 | 1304.751 | 1353.7071
CDP25 | VIC | VIC | Passive CER storage | 301.4603 | 331.822 | 361.74 | 393.4245 | 427.1076 | 470.0826 | 508.8755 | 550.5086 | 593.6031 | 640.251 | 689.3259 | 740.7945 | 791.6143 | 844.9475 | 897.6568 | 946.6059 | 991.0946 | 1033.8217 | 1074.9606 | 1114.8568 | 1161.2955 | 1209.6656 | 1259.8506 | 1312.0582 | 1360.0652 | 1403.9921 | 1454.6296 | 1500.8336
CDP25 | SA | CSA | Deep storage | 0 | 0 | 0 | 0 | 0 | 0 | 3.06e-06 | 4.82e-06 | 4.82e-06 | 4.82e-06 | 6.72e-06 | 6.72e-06 | 6.72e-06 | 6.72e-06 | 9.03e-06 | 9.03e-06 | 9.03e-06 | 9.03e-06 | 9.03e-06 | 9.03e-06 | 1.698e-05 | 1.698e-05 | 1.698e-05 | 1.824e-05 | 1.824e-05 | 2.041e-05 | 2.041e-05 | 2.674e-05
CDP25 | SA | CSA | Medium storage | 0 | 0 | 0 | 1.062e-05 | 1.375e-05 | 2.57e-05 | 2.57e-05 | 2.715e-05 | 2.715e-05 | 2.715e-05 | 3.332e-05 | 3.332e-05 | 3.332e-05 | 3.332e-05 | 4.234e-05 | 4.234e-05 | 4.234e-05 | 4.234e-05 | 4.234e-05 | 4.234e-05 | 8.34e-05 | 0.00010604 | 14.6789 | 1075.2226 | 1075.2226 | 1304.5011 | 1304.5011 | 1304.5011
CDP25 | SA | CSA | Shallow storage | 656.2 | 951.18 | 1424.0764 | 2230.8668 | 2236.8868 | 2230.8668 | 2200.8668 | 2200.8668 | 2200.8668 | 2200.8668 | 2200.8668 | 2200.8668 | 2200.8668 | 2200.8668 | 2200.8668 | 2200.8668 | 2200.8668 | 2188.8668 | 2194.8868 | 1938.1668 | 1744.1868 | 1582.1868 | 1109.2903 | 370.915 | 329.415 | 218.415 | 218.415 | 218.415
CDP25 | SA | CSA | Coordinated CER storage | 62.4605 | 69.574 | 76.4942 | 84.1684 | 92.1358 | 101.9094 | 111.3026 | 121.9009 | 133.5508 | 146.6546 | 161.056 | 176.8714 | 193.5765 | 211.7514 | 230.9299 | 250.6652 | 270.8794 | 292.0065 | 314.1066 | 337.1741 | 362.1662 | 388.8506 | 416.8107 | 446.0604 | 475.6817 | 505.6161 | 520.6813 | 534.0007
CDP25 | SA | CSA | Passive CER storage | 176.8412 | 189.127 | 200.7947 | 212.4134 | 224.7795 | 239.333 | 252.1373 | 265.4672 | 278.7557 | 292.6711 | 306.7404 | 321.0593 | 334.5405 | 348.2941 | 361.3463 | 372.8549 | 382.7225 | 391.8089 | 400.2474 | 408.0508 | 417.2101 | 426.5738 | 436.0668 | 445.6894 | 454.0331 | 461.1754 | 471.3591 | 480.3156
CDP25 | SA | SESA | Deep storage | 0 | 0 | 0 | 0 | 0 | 0 | 0 | 0 | 0 | 0 | 0 | 0 | 0 | 0 | 0 | 0 | 0 | 0 | 0 | 0 | 0 | 0 | 0 | 0 | 0 | 0 | 0 | 0
CDP25 | SA | SESA | Medium storage | 0 | 0 | 0 | 1.032e-05 | 1.346e-05 | 2.251e-05 | 2.251e-05 | 2.251e-05 | 2.251e-05 | 3.194e-05 | 3.194e-05 | 3.194e-05 | 3.194e-05 | 3.194e-05 | 4.015e-05 | 4.015e-05 | 4.015e-05 | 4.015e-05 | 4.015e-05 | 4.16e-05 | 7.214e-05 | 7.618e-05 | 0.00021388 | 86.5912 | 86.5912 | 105.675 | 105.675 | 105.675
CDP25 | SA | SESA | Shallow storage | 25 | 25 | 25 | 25 | 25 | 25 | 25 | 25 | 25 | 25 | 0 | 0 | 0 | 0 | 0 | 0 | 0 | 0 | 0 | 0 | 0 | 0 | 0 | 0 | 0 | 0 | 0 | 0
CDP25 | SA | SESA | Coordinated CER storage | 2.2312 | 2.5031 | 2.7724 | 3.0693 | 3.3785 | 3.771 | 4.1547 | 4.5772 | 5.0453 | 5.5905 | 6.2292 | 6.8967 | 7.6454 | 8.4204 | 9.2343 | 10.0864 | 10.97 | 11.8923 | 12.8505 | 13.8935 | 15.057 | 16.2673 | 17.5209 | 18.834 | 20.1658 | 21.5197 | 22.1956 | 22.8328
CDP25 | SA | SESA | Passive CER storage | 6.3171 | 6.8043 | 7.2775 | 7.7459 | 8.2424 | 8.8562 | 9.3849 | 9.9001 | 10.4074 | 10.9659 | 11.6011 | 12.1692 | 12.779 | 13.3159 | 13.8063 | 14.2494 | 14.6336 | 14.9745 | 15.2687 | 15.6028 | 16.033 | 16.4336 | 16.813 | 17.1981 | 17.5263 | 17.8106 | 18.2151 | 18.6306
CDP25 | TAS | TAS | Deep storage | 0 | 0 | 0 | 0 | 0 | 0 | 1.663e-05 | 2.641e-05 | 6.529 | 6.529 | 110.2522 | 173.9787 | 173.9787 | 173.9787 | 173.9787 | 173.9787 | 173.9787 | 173.9787 | 173.9787 | 173.9787 | 701.7972 | 701.7972 | 701.7972 | 805.0048 | 805.0048 | 805.0048 | 805.0048 | 805.0048
CDP25 | TAS | TAS | Medium storage | 0 | 0 | 0 | 8.7e-06 | 1.015e-05 | 1.148e-05 | 1.148e-05 | 1.307e-05 | 1.307e-05 | 1.307e-05 | 1.648e-05 | 2.397e-05 | 2.397e-05 | 2.397e-05 | 2.665e-05 | 2.665e-05 | 2.665e-05 | 3.045e-05 | 3.045e-05 | 3.045e-05 | 3.983e-05 | 4.2e-05 | 4.443e-05 | 8.959e-05 | 8.814e-05 | 8.681e-05 | 8.681e-05 | 8.522e-05
CDP25 | TAS | TAS | Shallow storage | 0 | 0 | 0 | 0 | 0 | 0 | 0 | 0 | 0 | 0 | 0 | 0 | 0 | 0 | 0 | 0 | 0 | 0 | 0 | 0 | 0 | 0 | 0 | 0 | 0 | 0 | 0 | 0
CDP25 | TAS | TAS | Coordinated CER storage | 0.86202 | 1.1897 | 1.5604 | 1.9874 | 2.4806 | 3.1026 | 3.6027 | 4.2371 | 5.0419 | 6.0802 | 7.3806 | 8.9752 | 10.855 | 13.0758 | 15.6258 | 18.4829 | 21.6512 | 25.1679 | 29.047 | 33.2957 | 37.9263 | 43.0768 | 48.6582 | 54.6735 | 61.0336 | 67.7354 | 71.4596 | 74.781
CDP25 | TAS | TAS | Passive CER storage | 18.3551 | 20.1214 | 21.7939 | 23.5599 | 25.4634 | 28.0008 | 30.1463 | 32.4307 | 34.7743 | 37.3199 | 39.9892 | 42.7744 | 45.4739 | 48.2933 | 51.0238 | 53.4633 | 55.579 | 57.5324 | 59.351 | 61.0565 | 63.1414 | 65.3064 | 67.5415 | 69.8609 | 71.8752 | 73.5976 | 75.9416 | 77.9696
Counterfactual | NSW | NNSW | Snowy 2.0 | 0 | 0 | 0 | 0 | 0 | 0 | 0 | 0 | 0 | 0 | 0 | 0 | 0 | 0 | 0 | 0 | 0 | 0 | 0 | 0 | 0 | 0 | 0 | 0 | 0 | 0 | 0 | 0
Counterfactual | NSW | NNSW | Deep storage | 0 | 0 | 0 | 0 | 0 | 0 | 238.3552 | 238.3552 | 238.3552 | 238.3552 | 238.3552 | 238.3552 | 238.3552 | 238.3552 | 238.3552 | 238.3552 | 238.3552 | 238.3552 | 238.3552 | 238.3552 | 542.4517 | 542.4517 | 542.4517 | 542.4517 | 542.4517 | 542.4517 | 542.4517 | 604.4275
Counterfactual | NSW | NNSW | Medium storage | 0 | 0 | 275 | 275 | 384.1947 | 747.018 | 747.018 | 747.018 | 747.018 | 747.018 | 747.018 | 747.018 | 747.018 | 747.018 | 747.018 | 747.018 | 747.018 | 747.018 | 747.018 | 747.018 | 747.018 | 747.018 | 472.018 | 472.018 | 362.8233 | 315.6796 | 315.6796 | 315.6796
Counterfactual | NSW | NNSW | Shallow storage | 0 | 30 | 382.2693 | 969.3453 | 1005.035 | 1005.035 | 1005.035 | 1005.035 | 1005.035 | 975.035 | 975.035 | 975.035 | 975.035 | 975.035 | 975.035 | 975.035 | 975.035 | 975.035 | 975.035 | 975.035 | 975.035 | 975.035 | 422.7657 | 35.6897 | 3.1987 | 3.1986 | 3.1986 | 3.1986
Counterfactual | NSW | NNSW | Coordinated CER storage | 2.9011 | 3.6904 | 4.6278 | 5.5596 | 6.6915 | 7.9992 | 9.7928 | 12.0913 | 14.9199 | 18.3769 | 22.4496 | 27.1895 | 32.5292 | 38.5657 | 45.2506 | 52.5465 | 60.457 | 69.0343 | 78.2621 | 88.1661 | 98.8985 | 110.4266 | 122.6426 | 135.5582 | 148.9852 | 162.8922 | 169.464 | 175.3439
Counterfactual | NSW | NNSW | Passive CER storage | 51.9224 | 55.9244 | 59.7457 | 63.1809 | 66.9501 | 72.1109 | 76.9127 | 82.1206 | 87.477 | 93.3283 | 99.3194 | 105.5537 | 111.5324 | 117.7469 | 123.7732 | 129.3342 | 134.4245 | 139.3018 | 143.8527 | 148.1976 | 153.2203 | 158.3806 | 163.6836 | 169.1359 | 173.9747 | 178.2371 | 183.577 | 188.3339
Counterfactual | NSW | CNSW | Snowy 2.0 | 0 | 0 | 0 | 0 | 0 | 0 | 0 | 0 | 0 | 0 | 0 | 0 | 0 | 0 | 0 | 0 | 0 | 0 | 0 | 0 | 0 | 0 | 0 | 0 | 0 | 0 | 0 | 0
Counterfactual | NSW | CNSW | Deep storage | 247 | 247 | 247 | 247 | 247 | 247 | 247 | 247 | 247 | 247 | 247 | 247 | 247 | 247 | 247 | 247 | 247 | 247 | 247 | 247 | 247 | 247.0001 | 247.0001 | 247.0001 | 247.0001 | 247.0001 | 247.0001 | 247.0015
Counterfactual | NSW | CNSW | Medium storage | 0 | 549 | 549 | 917.46 | 917.46 | 957.4813 | 917.4614 | 957.4814 | 917.4614 | 917.4614 | 957.4814 | 917.4614 | 917.4614 | 957.4814 | 957.4814 | 917.4614 | 917.4614 | 917.4614 | 917.4614 | 957.4814 | 917.4614 | 408.4815 | 368.4615 | 368.4615 | 408.4816 | 368.4609 | 368.4617 | 460.0036
Counterfactual | NSW | CNSW | Shallow storage | 0 | 20 | 20.118 | 397.7459 | 1768.402 | 1768.402 | 1768.402 | 1768.402 | 1768.402 | 1768.402 | 1768.402 | 1768.402 | 1768.402 | 1768.402 | 1768.402 | 1768.402 | 1768.402 | 1768.402 | 1768.402 | 1768.402 | 1768.402 | 1748.402 | 1748.2841 | 1370.6562 | 122.8442 | 122.8442 | 122.8442 | 122.8442
Counterfactual | NSW | CNSW | Coordinated CER storage | 1.218 | 1.5545 | 1.9694 | 2.396 | 2.8889 | 3.468 | 4.4484 | 5.7616 | 7.4129 | 9.4548 | 11.9182 | 14.7956 | 18.091 | 21.8271 | 26.0012 | 30.6055 | 35.6384 | 41.1048 | 47.0119 | 53.3576 | 60.2411 | 67.6633 | 75.5332 | 83.8558 | 92.5557 | 101.5813 | 105.8426 | 109.6628
Counterfactual | NSW | CNSW | Passive CER storage | 21.7984 | 23.5569 | 25.4252 | 27.2293 | 28.9039 | 31.2635 | 33.4736 | 36.0114 | 38.6022 | 41.3825 | 44.4067 | 47.4404 | 50.4842 | 53.5835 | 56.6421 | 59.5615 | 62.2973 | 64.8483 | 67.2355 | 69.4388 | 72.0568 | 74.8106 | 77.6287 | 80.5076 | 83.1503 | 85.4446 | 88.2195 | 90.7189
Counterfactual | NSW | SNSW | Snowy 2.0 | 0 | 0 | 0 | 0 | 2200 | 2200 | 2200 | 2200 | 2200 | 2200 | 2200 | 2200 | 2200 | 2200 | 2200 | 2200 | 2200 | 2200 | 2200 | 2200 | 2200 | 2200 | 2200 | 2200 | 2200 | 2200 | 2200 | 2200
Counterfactual | NSW | SNSW | Deep storage | 0 | 0 | 0 | 0 | 0 | 0 | 0 | 0 | 0 | 0 | 0 | 0 | 0 | 0 | 0 | 0 | 0 | 0 | 0 | 0 | 0 | 0 | 0 | 0 | 0 | 0 | 0 | 0
Counterfactual | NSW | SNSW | Medium storage | 0 | 50 | 50 | 250 | 250 | 283.8751 | 283.8751 | 283.8751 | 283.8751 | 283.8751 | 283.8751 | 283.8751 | 283.8751 | 283.8751 | 283.8751 | 283.8751 | 283.8751 | 283.8751 | 283.8751 | 283.8751 | 283.8751 | 233.8751 | 233.8751 | 233.8751 | 233.8751 | 214.8746 | 214.8746 | 214.8746
Counterfactual | NSW | SNSW | Shallow storage | 309.99 | 318.9 | 318.9 | 318.9 | 318.9 | 319.89 | 318.9 | 319.89 | 318.9 | 318.9 | 319.89 | 318.9 | 318.9 | 319.89 | 319.89 | 318.9 | 318.9 | 318.9 | 308.9 | 259.89 | 258.9 | 249.99 | 249 | 249 | 150 | 150 | 150 | 0
Counterfactual | NSW | SNSW | Coordinated CER storage | 2.4469 | 3.1469 | 4.0056 | 4.9448 | 6.063 | 7.344 | 8.8828 | 10.843 | 13.2952 | 16.3304 | 19.989 | 24.3293 | 29.3361 | 35.0941 | 41.5771 | 48.7432 | 56.6101 | 65.2405 | 74.6487 | 84.8616 | 95.9878 | 108.1835 | 121.2843 | 135.2958 | 150.0261 | 165.4879 | 173.4974 | 180.7336
Counterfactual | NSW | SNSW | Passive CER storage | 43.7926 | 47.6885 | 51.7125 | 56.1945 | 60.6618 | 66.2045 | 71.0929 | 76.2779 | 81.7101 | 87.5202 | 93.586 | 99.9174 | 106.2198 | 112.7798 | 119.2142 | 125.1293 | 130.5318 | 135.6734 | 140.5429 | 145.2071 | 150.7156 | 156.525 | 162.5649 | 168.7895 | 174.3699 | 179.4516 | 185.5172 | 191.0124
Counterfactual | NSW | SNW | Snowy 2.0 | 0 | 0 | 0 | 0 | 0 | 0 | 0 | 0 | 0 | 0 | 0 | 0 | 0 | 0 | 0 | 0 | 0 | 0 | 0 | 0 | 0 | 0 | 0 | 0 | 0 | 0 | 0 | 0
Counterfactual | NSW | SNW | Deep storage | 0 | 0 | 0 | 0 | 0 | 0 | 0 | 0 | 0 | 0 | 0 | 0 | 0 | 0 | 0 | 0 | 0 | 0 | 0 | 0 | 0 | 0 | 0 | 0 | 0 | 0 | 0 | 0
Counterfactual | NSW | SNW | Medium storage | 0 | 889.1453 | 889.1453 | 889.1453 | 898.0562 | 1818.1617 | 1818.1617 | 1818.1617 | 1818.1617 | 1818.1617 | 1818.1617 | 1818.1617 | 1818.1617 | 1818.1617 | 1818.1617 | 1818.1617 | 1818.1617 | 1818.1617 | 1818.1617 | 1818.1617 | 1818.1617 | 929.0164 | 929.0164 | 929.0164 | 922.6339 | 406.5478 | 406.5478 | 406.5478
Counterfactual | NSW | SNW | Shallow storage | 50 | 682.712 | 682.712 | 682.712 | 682.712 | 725.048 | 1352.6 | 1425.176 | 1352.6 | 1352.6 | 1425.176 | 1352.6 | 1302.6 | 1375.176 | 1375.176 | 1302.6 | 1302.6 | 1302.6 | 1302.6 | 1375.176 | 1302.6 | 850.176 | 777.6 | 777.6 | 850.176 | 777.6 | 777.6 | 850.176
Counterfactual | NSW | SNW | Coordinated CER storage | 11.5295 | 14.8171 | 18.6626 | 22.7871 | 27.7997 | 33.4963 | 43.0237 | 55.4305 | 70.9627 | 90.1039 | 112.9793 | 139.8314 | 170.4524 | 205.2684 | 244.1544 | 286.9162 | 333.5338 | 384.2127 | 438.8854 | 497.66 | 560.8937 | 629.5544 | 702.4072 | 779.5514 | 860.1351 | 943.9419 | 983.3503 | 1018.6582
Counterfactual | NSW | SNW | Passive CER storage | 206.3463 | 224.5379 | 240.9368 | 258.9593 | 278.1444 | 301.9599 | 322.7208 | 344.5839 | 366.8252 | 390.7075 | 415.6523 | 441.7183 | 467.2367 | 494.0385 | 520.566 | 545.206 | 567.5963 | 588.6361 | 607.8089 | 625.5986 | 647.3132 | 670.0861 | 693.8422 | 718.7364 | 741.3337 | 761.6739 | 786.6727 | 809.1086
Counterfactual | QLD | NQ | Borumba | 0 | 0 | 0 | 0 | 0 | 0 | 0 | 0 | 0 | 0 | 0 | 0 | 0 | 0 | 0 | 0 | 0 | 0 | 0 | 0 | 0 | 0 | 0 | 0 | 0 | 0 | 0 | 0
Counterfactual | QLD | NQ | Deep storage | 0 | 0 | 0 | 0 | 0 | 0 | 1.028e-05 | 1.238e-05 | 1.555e-05 | 0.00010133 | 154.9193 | 177.4409 | 177.4409 | 177.4409 | 177.4409 | 177.4409 | 177.4409 | 177.4409 | 177.4409 | 298.0776 | 298.0776 | 298.0776 | 298.0776 | 298.0776 | 560.5033 | 560.5033 | 560.5033 | 842.5415
Counterfactual | QLD | NQ | Medium storage | 250 | 250 | 250 | 250 | 250 | 250 | 250 | 250 | 250 | 250 | 250 | 250.0001 | 250.0001 | 250.0001 | 250.0001 | 250.0001 | 250.0001 | 250.0001 | 250.0001 | 250.0001 | 250.0001 | 250.0002 | 250.0002 | 250.0001 | 250.0001 | 250.0001 | 250.0001 | 250.0001
Counterfactual | QLD | NQ | Shallow storage | 0 | 0 | 300 | 300 | 300 | 300 | 300 | 300 | 300 | 300 | 300 | 300 | 300 | 300 | 300 | 300 | 300 | 300 | 300 | 300 | 300 | 300 | 0 | 0 | 0 | 0 | 0 | 0
Counterfactual | QLD | NQ | Coordinated CER storage | 1.2167 | 1.5929 | 2.0251 | 2.5236 | 3.12 | 3.8402 | 4.861 | 6.1864 | 7.8245 | 9.8358 | 12.2418 | 15.0717 | 18.2721 | 21.9141 | 25.9728 | 30.4036 | 35.228 | 40.4665 | 46.1292 | 52.2496 | 58.927 | 66.1344 | 73.8088 | 81.9834 | 90.4987 | 99.3492 | 103.7072 | 107.6837
Counterfactual | QLD | NQ | Passive CER storage | 21.0552 | 23.4635 | 25.9022 | 28.4576 | 31.3925 | 34.814 | 37.9522 | 41.4162 | 44.9799 | 48.8461 | 52.9834 | 57.3995 | 61.6721 | 66.1572 | 70.6014 | 74.6827 | 78.4936 | 82.1191 | 85.5856 | 89.0361 | 92.9771 | 97.0969 | 101.3628 | 105.886 | 109.9772 | 113.7091 | 117.7593 | 121.4976
Counterfactual | QLD | GG | Borumba | 0 | 0 | 0 | 0 | 0 | 0 | 0 | 0 | 0 | 0 | 0 | 0 | 0 | 0 | 0 | 0 | 0 | 0 | 0 | 0 | 0 | 0 | 0 | 0 | 0 | 0 | 0 | 0
Counterfactual | QLD | GG | Deep storage | 0 | 0 | 0 | 0 | 0 | 0 | 0 | 0 | 0 | 0 | 0 | 0 | 0 | 0 | 0 | 0 | 0 | 0 | 0 | 0 | 0 | 0 | 0 | 0 | 0 | 0 | 0 | 0
Counterfactual | QLD | GG | Medium storage | 0 | 0 | 0 | 6.71e-06 | 6.71e-06 | 1.4e-05 | 1.4e-05 | 1.515e-05 | 1.616e-05 | 1.833e-05 | 2.37e-05 | 4.257e-05 | 4.257e-05 | 4.257e-05 | 4.577e-05 | 4.979e-05 | 5.814e-05 | 5.814e-05 | 5.814e-05 | 0.00025 | 0.00025 | 0.0002552 | 0.0002552 | 0.00024849 | 10.5665 | 10.5672 | 10.5672 | 10.5672
Counterfactual | QLD | GG | Shallow storage | 0 | 400 | 400 | 400 | 400 | 400 | 400 | 400 | 400 | 400 | 400 | 400 | 400 | 400 | 400 | 400 | 400 | 400 | 400 | 400 | 400 | 0 | 0 | 0 | 0 | 0 | 0 | 0
Counterfactual | QLD | GG | Coordinated CER storage | 0.066819 | 0.087887 | 0.11153 | 0.14153 | 0.17366 | 0.21572 | 0.29891 | 0.41299 | 0.56211 | 0.74955 | 0.97712 | 1.2471 | 1.5592 | 1.9169 | 2.3184 | 2.7646 | 3.2536 | 3.7908 | 4.3761 | 5.009 | 5.7004 | 6.4465 | 7.2409 | 8.0831 | 8.9664 | 9.8883 | 10.3376 | 10.7449
Counterfactual | QLD | GG | Passive CER storage | 1.1563 | 1.2946 | 1.4266 | 1.5959 | 1.7473 | 1.9556 | 2.1352 | 2.3376 | 2.5644 | 2.8105 | 3.0704 | 3.3401 | 3.6127 | 3.8978 | 4.1748 | 4.4417 | 4.6827 | 4.9228 | 5.1563 | 5.3782 | 5.6374 | 5.9123 | 6.1964 | 6.4847 | 6.7498 | 6.9899 | 7.2551 | 7.4911
Counterfactual | QLD | CQ | Borumba | 0 | 0 | 0 | 0 | 0 | 0 | 0 | 0 | 0 | 0 | 0 | 0 | 0 | 0 | 0 | 0 | 0 | 0 | 0 | 0 | 0 | 0 | 0 | 0 | 0 | 0 | 0 | 0
Counterfactual | QLD | CQ | Deep storage | 0 | 0 | 0 | 0 | 0 | 0 | 1.742e-05 | 2.086e-05 | 2.495e-05 | 154.5056 | 222 | 222 | 222 | 222 | 222 | 222 | 222 | 222 | 222 | 222.0001 | 243.8535 | 243.8535 | 243.8535 | 243.8535 | 243.8535 | 243.8535 | 243.8535 | 311
Counterfactual | QLD | CQ | Medium storage | 0 | 0 | 0 | 7.09e-06 | 8.82e-06 | 1.457e-05 | 2.59e-05 | 2.817e-05 | 3.641e-05 | 0.00011055 | 537.5176 | 537.5177 | 537.5177 | 537.5177 | 537.5177 | 537.5177 | 537.5177 | 537.5177 | 537.5177 | 703.5286 | 703.5286 | 933.8288 | 933.8288 | 933.8288 | 1299.5098 | 1967.7954 | 1967.7954 | 2207.3985
Counterfactual | QLD | CQ | Shallow storage | 50 | 50 | 50 | 200 | 200 | 200 | 200 | 200 | 200 | 200 | 200 | 200 | 200 | 200 | 200 | 200 | 200 | 200 | 150 | 150 | 150 | 150 | 150 | 0 | 0 | 0 | 0 | 0
Counterfactual | QLD | CQ | Coordinated CER storage | 1.1192 | 1.475 | 1.8705 | 2.3506 | 2.8941 | 3.5651 | 4.6403 | 6.0457 | 7.8273 | 10.0404 | 12.6969 | 15.8224 | 19.4074 | 23.4888 | 28.0554 | 33.0802 | 38.5531 | 44.5354 | 51.0196 | 58.024 | 65.6952 | 73.9546 | 82.751 | 92.094 | 101.874 | 112.0393 | 117.0219 | 121.5395
Counterfactual | QLD | CQ | Passive CER storage | 19.3666 | 21.7275 | 23.9255 | 26.506 | 29.119 | 32.3201 | 35.3739 | 38.6267 | 42.1175 | 45.9487 | 49.9898 | 54.2028 | 58.4551 | 62.8527 | 67.2149 | 71.3089 | 75.0313 | 78.6845 | 82.1837 | 85.591 | 89.6089 | 93.7355 | 98.007 | 102.4317 | 106.5375 | 110.2123 | 114.1759 | 117.7274
Counterfactual | QLD | SQ | Borumba | 0 | 0 | 0 | 0 | 0 | 0 | 0 | 1998 | 1998 | 1998 | 1998 | 1998 | 1998 | 1998 | 1998 | 1998 | 1998 | 1998 | 1998 | 1998 | 1998 | 1998 | 1998 | 1998 | 1998 | 1998 | 1998 | 1998
Counterfactual | QLD | SQ | Deep storage | 0 | 0 | 0 | 0 | 0 | 0 | 7.1e-06 | 8.4e-06 | 8.4e-06 | 2.29e-05 | 4.782e-05 | 8.125e-05 | 8.125e-05 | 8.125e-05 | 8.333e-05 | 8.939e-05 | 8.939e-05 | 8.939e-05 | 8.939e-05 | 0.00010726 | 300 | 300 | 300 | 300 | 300 | 300 | 300 | 300
Counterfactual | QLD | SQ | Medium storage | 570 | 570 | 570 | 570 | 570 | 570 | 570 | 570 | 570 | 570.0001 | 1208.2965 | 1646.5944 | 1646.5944 | 1646.5944 | 1646.5944 | 1646.5944 | 1646.5944 | 1646.5944 | 1646.5944 | 1646.5958 | 1646.5958 | 1884.3839 | 1884.3839 | 1884.3839 | 2019.8358 | 2065.588 | 2065.588 | 2065.588
Counterfactual | QLD | SQ | Shallow storage | 853.76 | 1159.76 | 1159.76 | 1159.76 | 1159.76 | 1159.76 | 1159.76 | 1159.76 | 1159.76 | 1159.76 | 1159.76 | 1159.76 | 1159.76 | 1159.76 | 1059.76 | 1059.76 | 1059.76 | 1059.76 | 1059.76 | 1059.76 | 759.76 | 509.76 | 509.76 | 509.76 | 254.96 | 254.96 | 254.96 | 154.96
Counterfactual | QLD | SQ | Coordinated CER storage | 5.9349 | 7.8549 | 10.0673 | 12.639 | 15.6606 | 19.5036 | 26.1745 | 34.9449 | 45.9905 | 59.704 | 76.2037 | 95.6949 | 118.0268 | 143.566 | 172.1726 | 203.6626 | 237.961 | 275.4027 | 316.0829 | 360.0365 | 407.5661 | 459.4511 | 514.7474 | 573.5005 | 635.0211 | 699.1749 | 730.6031 | 759.1308
Counterfactual | QLD | SQ | Passive CER storage | 102.7017 | 115.7072 | 128.7691 | 142.5235 | 157.5718 | 176.8119 | 194.2469 | 213.1165 | 232.7482 | 254.1827 | 276.937 | 301.0369 | 325.0195 | 350.4149 | 375.6131 | 399.0493 | 420.0192 | 440.1605 | 459.7105 | 478.6237 | 501.0311 | 524.6191 | 549.2404 | 574.878 | 598.5559 | 620.3463 | 643.8322 | 664.9847
Counterfactual | VIC | VIC | Deep storage | 0 | 0 | 0 | 0 | 0 | 0 | 1.353e-05 | 39.0213 | 97.6675 | 533.386 | 1236.5654 | 1236.5654 | 1236.5654 | 1236.5654 | 1236.5654 | 1236.5654 | 1236.5654 | 1236.5654 | 1236.5654 | 1236.5654 | 1500 | 1500 | 1500 | 1500 | 1500 | 1500 | 1500 | 1500
Counterfactual | VIC | VIC | Medium storage | 0 | 0 | 350 | 350 | 350 | 350 | 350 | 438.542 | 640.8359 | 818.428 | 818.428 | 818.428 | 818.428 | 818.428 | 818.428 | 818.428 | 818.428 | 818.428 | 818.428 | 818.428 | 818.428 | 818.428 | 468.428 | 468.428 | 468.428 | 468.428 | 468.428 | 468.428
Counterfactual | VIC | VIC | Shallow storage | 479.13 | 1990.64 | 2055.4404 | 2505.0531 | 2501.5262 | 2703.23 | 2710.53 | 3094.6667 | 3344.6667 | 3292.8367 | 4146.9265 | 4146.9265 | 4153.5265 | 4146.9265 | 4141.9265 | 4141.9265 | 4141.9265 | 3841.9265 | 3841.9265 | 3691.9265 | 3498.5265 | 3197.2165 | 2808.7162 | 2508.7035 | 2504.5303 | 2273.2266 | 1673.2266 | 1289.0899
Counterfactual | VIC | VIC | Coordinated CER storage | 15.1363 | 20.7187 | 26.6998 | 33.6099 | 42.073 | 52.0251 | 65.3888 | 82.4785 | 103.5543 | 129.304 | 159.8675 | 195.5802 | 236.092 | 282.1042 | 333.3048 | 389.2764 | 449.9516 | 515.8702 | 587.1309 | 663.853 | 746.8741 | 837.0114 | 932.8772 | 1034.5743 | 1140.6225 | 1250.7708 | 1304.751 | 1353.7071
Counterfactual | VIC | VIC | Passive CER storage | 301.4603 | 331.822 | 361.74 | 393.4245 | 427.1076 | 470.0826 | 508.8755 | 550.5086 | 593.6031 | 640.251 | 689.3259 | 740.7945 | 791.6143 | 844.9475 | 897.6568 | 946.6059 | 991.0946 | 1033.8217 | 1074.9606 | 1114.8568 | 1161.2955 | 1209.6656 | 1259.8506 | 1312.0582 | 1360.0652 | 1403.9921 | 1454.6296 | 1500.8336
Counterfactual | SA | CSA | Deep storage | 0 | 0 | 0 | 0 | 0 | 0 | 5.52e-06 | 5.52e-06 | 5.52e-06 | 7.72e-06 | 7.72e-06 | 7.72e-06 | 7.72e-06 | 1.361e-05 | 1.519e-05 | 1.519e-05 | 1.519e-05 | 1.519e-05 | 1.519e-05 | 1.714e-05 | 3.224e-05 | 3.224e-05 | 3.713e-05 | 3.901e-05 | 3.901e-05 | 3.901e-05 | 3.901e-05 | 4.164e-05
Counterfactual | SA | CSA | Medium storage | 0 | 0 | 0 | 2.809e-05 | 3.66e-05 | 6.003e-05 | 6.003e-05 | 6.291e-05 | 6.521e-05 | 8.103e-05 | 8.103e-05 | 8.103e-05 | 8.103e-05 | 0.0001551 | 0.00016131 | 0.00016629 | 0.00017315 | 0.0001801 | 0.00018768 | 0.00022781 | 577.7871 | 577.7871 | 577.7871 | 1255.7338 | 1255.7338 | 1255.7337 | 1255.7337 | 1255.7337
Counterfactual | SA | CSA | Shallow storage | 656.2 | 951.18 | 1427.3188 | 2191.5741 | 2197.5941 | 2191.5741 | 2161.5741 | 2161.5741 | 2161.5741 | 2161.5741 | 2161.5741 | 2161.5741 | 2161.5741 | 2161.5741 | 2161.5741 | 2161.5741 | 2161.5741 | 2149.5741 | 2155.5941 | 1898.8741 | 1704.8941 | 1542.8941 | 1066.7553 | 367.3082 | 325.8082 | 214.8082 | 214.8082 | 214.8082
Counterfactual | SA | CSA | Coordinated CER storage | 62.4605 | 69.574 | 76.4942 | 84.1684 | 92.1358 | 101.9094 | 111.3026 | 121.9009 | 133.5508 | 146.6546 | 161.056 | 176.8714 | 193.5765 | 211.7514 | 230.9299 | 250.6652 | 270.8794 | 292.0065 | 314.1066 | 337.1741 | 362.1662 | 388.8506 | 416.8107 | 446.0604 | 475.6817 | 505.6161 | 520.6813 | 534.0007
Counterfactual | SA | CSA | Passive CER storage | 176.8412 | 189.127 | 200.7947 | 212.4134 | 224.7795 | 239.333 | 252.1373 | 265.4672 | 278.7557 | 292.6711 | 306.7404 | 321.0593 | 334.5405 | 348.2941 | 361.3463 | 372.8549 | 382.7225 | 391.8089 | 400.2474 | 408.0508 | 417.2101 | 426.5738 | 436.0668 | 445.6894 | 454.0331 | 461.1754 | 471.3591 | 480.3156
Counterfactual | SA | SESA | Deep storage | 0 | 0 | 0 | 0 | 0 | 0 | 0 | 0 | 0 | 0 | 0 | 0 | 0 | 0 | 0 | 0 | 0 | 0 | 0 | 0 | 0 | 0 | 0 | 0 | 0 | 0 | 0 | 0
Counterfactual | SA | SESA | Medium storage | 0 | 0 | 0 | 7.81e-06 | 1.025e-05 | 1.559e-05 | 1.559e-05 | 1.69e-05 | 1.69e-05 | 1.885e-05 | 1.885e-05 | 1.885e-05 | 1.885e-05 | 2.632e-05 | 2.797e-05 | 2.959e-05 | 3.138e-05 | 3.138e-05 | 5.117e-05 | 5.475e-05 | 0.00022582 | 0.00022582 | 0.0002363 | 0.00024325 | 0.00024081 | 0.00023547 | 0.00023547 | 0.00023416
Counterfactual | SA | SESA | Shallow storage | 25 | 25 | 25 | 25 | 25 | 25 | 25 | 25 | 25 | 25 | 0 | 0 | 0 | 0 | 0 | 0 | 0 | 0 | 0 | 0 | 0 | 0 | 0 | 0 | 0 | 0 | 0 | 0
Counterfactual | SA | SESA | Coordinated CER storage | 2.2312 | 2.5031 | 2.7724 | 3.0693 | 3.3785 | 3.771 | 4.1547 | 4.5772 | 5.0453 | 5.5905 | 6.2292 | 6.8967 | 7.6454 | 8.4204 | 9.2343 | 10.0864 | 10.97 | 11.8923 | 12.8505 | 13.8935 | 15.057 | 16.2673 | 17.5209 | 18.834 | 20.1658 | 21.5197 | 22.1956 | 22.8328
Counterfactual | SA | SESA | Passive CER storage | 6.3171 | 6.8043 | 7.2775 | 7.7459 | 8.2424 | 8.8562 | 9.3849 | 9.9001 | 10.4074 | 10.9659 | 11.6011 | 12.1692 | 12.779 | 13.3159 | 13.8063 | 14.2494 | 14.6336 | 14.9745 | 15.2687 | 15.6028 | 16.033 | 16.4336 | 16.813 | 17.1981 | 17.5263 | 17.8106 | 18.2151 | 18.6306
Counterfactual | TAS | TAS | Deep storage | 0 | 0 | 0 | 0 | 0 | 0 | 3.397e-05 | 4.05e-05 | 0.00010995 | 0.00011336 | 93.2758 | 164.2119 | 240.9048 | 298.5565 | 419.5845 | 438.7029 | 438.7029 | 438.7029 | 438.7029 | 438.7029 | 438.7029 | 438.7029 | 438.7029 | 438.7029 | 438.7029 | 438.7029 | 438.7029 | 438.7029
Counterfactual | TAS | TAS | Medium storage | 0 | 0 | 0 | 1.646e-05 | 1.914e-05 | 2.253e-05 | 2.253e-05 | 2.405e-05 | 2.405e-05 | 2.67e-05 | 2.836e-05 | 2.836e-05 | 2.836e-05 | 4.896e-05 | 5.336e-05 | 6.176e-05 | 6.176e-05 | 6.176e-05 | 6.176e-05 | 6.176e-05 | 6.176e-05 | 6.176e-05 | 6.414e-05 | 4.951e-05 | 4.899e-05 | 4.68e-05 | 4.68e-05 | 6.884e-05
Counterfactual | TAS | TAS | Shallow storage | 0 | 0 | 0 | 0 | 0 | 0 | 0 | 0 | 0 | 0 | 0 | 0 | 0 | 0 | 0 | 0 | 0 | 0 | 0 | 0 | 0 | 0 | 0 | 0 | 0 | 0 | 0 | 0
Counterfactual | TAS | TAS | Coordinated CER storage | 0.86202 | 1.1897 | 1.5604 | 1.9874 | 2.4806 | 3.1026 | 3.6027 | 4.2371 | 5.0419 | 6.0802 | 7.3806 | 8.9752 | 10.855 | 13.0758 | 15.6258 | 18.4829 | 21.6512 | 25.1679 | 29.047 | 33.2957 | 37.9263 | 43.0768 | 48.6582 | 54.6735 | 61.0336 | 67.7354 | 71.4596 | 74.781
Counterfactual | TAS | TAS | Passive CER storage | 18.3551 | 20.1214 | 21.7939 | 23.5599 | 25.4634 | 28.0008 | 30.1463 | 32.4307 | 34.7743 | 37.3199 | 39.9892 | 42.7744 | 45.4739 | 48.2933 | 51.0238 | 53.4633 | 55.579 | 57.5324 | 59.351 | 61.0565 | 63.1414 | 65.3064 | 67.5415 | 69.8609 | 71.8752 | 73.5976 | 75.9416 | 77.9696

## Storage Energy (hidden)
Installed energy of Storage (GWh)
Storage energy calculated on 1 July. Existing and new storages are grouped according to depth. For storage depth classifications, please refer to the final 2024 ISP report.
CDP | Region | Subregion | Technology | 2024-25 | 2025-26 | 2026-27 | 2027-28 | 2028-29 | 2029-30 | 2030-31 | 2031-32 | 2032-33 | 2033-34 | 2034-35 | 2035-36 | 2036-37 | 2037-38 | 2038-39 | 2039-40 | 2040-41 | 2041-42 | 2042-43 | 2043-44 | 2044-45 | 2045-46 | 2046-47 | 2047-48 | 2048-49 | 2049-50 | 2050-51 | 2051-52
CDP1 | NSW | NNSW | Snowy 2.0 | 0 | 0 | 0 | 0 | 0 | 0 | 0 | 0 | 0 | 0 | 0 | 0 | 0 | 0 | 0 | 0 | 0 | 0 | 0 | 0 | 0 | 0 | 0 | 0 | 0 | 0 | 0 | 0
CDP1 | NSW | NNSW | Deep storage | 0 | 0 | 0 | 0 | 0 | 0 | 3.3384e-07 | 3.3384e-07 | 3.3384e-07 | 3.3384e-07 | 5.0472e-07 | 7.0056e-07 | 7.7064e-07 | 7.7064e-07 | 8.736e-07 | 9.2976e-07 | 9.8448e-07 | 1.8538e-06 | 1.8538e-06 | 2.1422e-06 | 36 | 36 | 36 | 36 | 36 | 36 | 36 | 36
CDP1 | NSW | NNSW | Medium storage | 0 | 0 | 2.2 | 2.2 | 3.0571 | 9.5515 | 9.5515 | 9.5515 | 9.5515 | 9.5515 | 9.5515 | 9.5515 | 9.5515 | 9.5515 | 9.5515 | 9.5515 | 9.5515 | 9.5515 | 9.5515 | 9.5515 | 9.5515 | 9.5515 | 7.3515 | 11.383 | 10.5259 | 8.606 | 8.606 | 13.0517
CDP1 | NSW | NNSW | Shallow storage | 0 | 0.039 | 0.439 | 0.639 | 0.639 | 0.639 | 0.639 | 0.639 | 0.639 | 0.6 | 0.6 | 0.6 | 0.6 | 0.6 | 0.6 | 0.6 | 0.6 | 0.6 | 0.6 | 0.6 | 0.6 | 0.6 | 0 | 0 | 0 | 0 | 0 | 0
CDP1 | NSW | NNSW | Coordinated CER storage | 0.0058023 | 0.0073808 | 0.0092556 | 0.011119 | 0.013383 | 0.015998 | 0.024683 | 0.036911 | 0.053056 | 0.07362 | 0.098754 | 0.12877 | 0.16356 | 0.20345 | 0.24845 | 0.29858 | 0.35393 | 0.41467 | 0.48084 | 0.55252 | 0.62982 | 0.71312 | 0.80147 | 0.89492 | 0.99303 | 1.0956 | 1.1428 | 1.185
CDP1 | NSW | NNSW | Passive CER storage | 0.10814 | 0.11531 | 0.12198 | 0.12781 | 0.1343 | 0.1437 | 0.15205 | 0.16115 | 0.17043 | 0.18064 | 0.19104 | 0.20182 | 0.21193 | 0.22241 | 0.23236 | 0.24116 | 0.24879 | 0.25583 | 0.26203 | 0.26768 | 0.27482 | 0.28223 | 0.28989 | 0.29781 | 0.30431 | 0.30948 | 0.31643 | 0.32198
CDP1 | NSW | CNSW | Snowy 2.0 | 0 | 0 | 0 | 0 | 0 | 0 | 0 | 0 | 0 | 0 | 0 | 0 | 0 | 0 | 0 | 0 | 0 | 0 | 0 | 0 | 0 | 0 | 0 | 0 | 0 | 0 | 0 | 0
CDP1 | NSW | CNSW | Deep storage | 6.271 | 6.271 | 6.271 | 6.271 | 6.271 | 6.271 | 6.271 | 6.271 | 6.271 | 6.271 | 6.271 | 6.271 | 6.271 | 6.271 | 6.271 | 6.271 | 6.271 | 6.271 | 6.271 | 6.271 | 6.271 | 6.271 | 6.271 | 6.271 | 6.271 | 6.271 | 6.271 | 6.271
CDP1 | NSW | CNSW | Medium storage | 0 | 2.392 | 2.392 | 3.8658 | 3.8658 | 4.026 | 3.8659 | 4.026 | 3.8659 | 3.8659 | 4.026 | 3.8659 | 3.8659 | 4.026 | 4.026 | 3.8659 | 3.8659 | 3.8659 | 3.8659 | 4.026 | 3.8659 | 1.634 | 1.4739 | 1.4739 | 1.634 | 1.4739 | 1.4739 | 1.6339
CDP1 | NSW | CNSW | Shallow storage | 0 | 0.028 | 0.039077 | 0.31803 | 1.7039 | 1.7039 | 1.7039 | 1.7039 | 1.7039 | 1.7039 | 1.7039 | 1.7039 | 1.7039 | 1.7039 | 1.7039 | 1.7039 | 1.7039 | 1.7039 | 1.7039 | 1.7039 | 1.7039 | 1.6759 | 1.6648 | 1.3858 | 0.12421 | 0.12421 | 0.12421 | 0.12421
CDP1 | NSW | CNSW | Coordinated CER storage | 0.002436 | 0.003109 | 0.0039388 | 0.0047921 | 0.0057777 | 0.0069361 | 0.012327 | 0.02009 | 0.030459 | 0.043748 | 0.06014 | 0.079766 | 0.10265 | 0.12894 | 0.15869 | 0.19196 | 0.2288 | 0.26926 | 0.31342 | 0.36129 | 0.41291 | 0.46862 | 0.52774 | 0.59029 | 0.65608 | 0.72489 | 0.75661 | 0.78503
CDP1 | NSW | CNSW | Passive CER storage | 0.045401 | 0.048571 | 0.051909 | 0.055084 | 0.057981 | 0.062299 | 0.066172 | 0.070665 | 0.075208 | 0.080098 | 0.085417 | 0.090708 | 0.095926 | 0.10121 | 0.10634 | 0.11106 | 0.1153 | 0.11909 | 0.12247 | 0.12542 | 0.12924 | 0.13331 | 0.13748 | 0.14176 | 0.14544 | 0.14836 | 0.15206 | 0.15509
CDP1 | NSW | SNSW | Snowy 2.0 | 0 | 0 | 0 | 0 | 349.8 | 349.8 | 349.8 | 349.8 | 349.8 | 349.8 | 349.8 | 349.8 | 349.8 | 349.8 | 349.8 | 349.8 | 349.8 | 349.8 | 349.8 | 349.8 | 349.8 | 349.8 | 349.8 | 349.8 | 349.8 | 349.8 | 349.8 | 349.8
CDP1 | NSW | SNSW | Deep storage | 0 | 0 | 0 | 0 | 0 | 0 | 0 | 0 | 0 | 0 | 0 | 0 | 0 | 0 | 0 | 0 | 0 | 0 | 0 | 0 | 0 | 0 | 0 | 0 | 0 | 0 | 0 | 0
CDP1 | NSW | SNSW | Medium storage | 0 | 0.4 | 0.4 | 2 | 2 | 2.7523 | 2.7523 | 2.7523 | 2.7523 | 2.7523 | 2.7523 | 2.7523 | 2.7523 | 2.7523 | 2.7523 | 2.7523 | 2.7523 | 2.7523 | 2.7523 | 2.7523 | 2.7523 | 2.3523 | 2.3523 | 2.3523 | 2.3523 | 1.9304 | 1.9304 | 1.9304
CDP1 | NSW | SNSW | Shallow storage | 0.56998 | 0.5878 | 0.5878 | 0.5878 | 0.5878 | 0.58978 | 0.5878 | 0.58978 | 0.5878 | 0.5878 | 0.58978 | 0.5878 | 0.5878 | 0.58978 | 0.58978 | 0.5878 | 0.5878 | 0.5878 | 0.5678 | 0.51978 | 0.5178 | 0.49998 | 0.498 | 0.498 | 0.3 | 0.3 | 0.3 | 0
CDP1 | NSW | SNSW | Coordinated CER storage | 0.0048938 | 0.0062939 | 0.0080112 | 0.0098897 | 0.012126 | 0.014688 | 0.021379 | 0.030987 | 0.044109 | 0.061364 | 0.083154 | 0.10992 | 0.1418 | 0.17919 | 0.22224 | 0.27107 | 0.32586 | 0.38691 | 0.45437 | 0.52841 | 0.60853 | 0.6967 | 0.79157 | 0.89321 | 1.0013 | 1.1157 | 1.1739 | 1.2265
CDP1 | NSW | SNSW | Passive CER storage | 0.09121 | 0.098327 | 0.10558 | 0.11368 | 0.12169 | 0.13193 | 0.14054 | 0.14968 | 0.15919 | 0.1694 | 0.18001 | 0.19105 | 0.20183 | 0.21303 | 0.2238 | 0.23332 | 0.24159 | 0.24917 | 0.25601 | 0.26228 | 0.27033 | 0.27892 | 0.28791 | 0.2972 | 0.305 | 0.31159 | 0.31977 | 0.32656
CDP1 | NSW | SNW | Snowy 2.0 | 0 | 0 | 0 | 0 | 0 | 0 | 0 | 0 | 0 | 0 | 0 | 0 | 0 | 0 | 0 | 0 | 0 | 0 | 0 | 0 | 0 | 0 | 0 | 0 | 0 | 0 | 0 | 0
CDP1 | NSW | SNW | Deep storage | 0 | 0 | 0 | 0 | 0 | 0 | 0 | 0 | 0 | 0 | 0 | 0 | 0 | 0 | 0 | 0 | 0 | 0 | 0 | 0 | 0 | 0 | 0 | 0 | 0 | 0 | 0 | 0
CDP1 | NSW | SNW | Medium storage | 0 | 3.5566 | 3.5566 | 3.5566 | 3.5566 | 6.8607 | 6.8607 | 6.8607 | 6.8607 | 6.8607 | 6.8607 | 6.8607 | 6.8607 | 6.8607 | 6.8607 | 6.8607 | 6.8607 | 6.8607 | 6.8607 | 6.8607 | 6.8607 | 3.3041 | 3.3041 | 3.3041 | 3.3041 | 1.4508 | 1.4508 | 1.4508
CDP1 | NSW | SNW | Shallow storage | 0.075 | 1.3404 | 1.3404 | 1.3404 | 1.3761 | 1.4607 | 2.7158 | 2.861 | 2.7158 | 2.7158 | 2.861 | 2.7158 | 2.6408 | 2.786 | 2.786 | 2.6408 | 2.6408 | 2.6408 | 2.6408 | 2.786 | 2.6408 | 1.736 | 1.5908 | 1.5908 | 1.7035 | 1.5584 | 1.5584 | 1.7035
CDP1 | NSW | SNW | Coordinated CER storage | 0.023059 | 0.029634 | 0.037325 | 0.045574 | 0.055599 | 0.066993 | 0.12001 | 0.19479 | 0.29386 | 0.42016 | 0.57502 | 0.76029 | 0.97571 | 1.223 | 1.5026 | 1.8146 | 2.1596 | 2.5385 | 2.9514 | 3.399 | 3.877 | 4.3971 | 4.9489 | 5.5327 | 6.1464 | 6.7884 | 7.0829 | 7.3466
CDP1 | NSW | SNW | Passive CER storage | 0.42977 | 0.46296 | 0.4919 | 0.52387 | 0.55796 | 0.60171 | 0.63797 | 0.67618 | 0.71468 | 0.75624 | 0.79951 | 0.84459 | 0.88781 | 0.93318 | 0.97727 | 1.0166 | 1.0505 | 1.081 | 1.1072 | 1.13 | 1.1611 | 1.1941 | 1.2288 | 1.2655 | 1.2967 | 1.3225 | 1.356 | 1.3833
CDP1 | QLD | NQ | Borumba | 0 | 0 | 0 | 0 | 0 | 0 | 0 | 0 | 0 | 0 | 0 | 0 | 0 | 0 | 0 | 0 | 0 | 0 | 0 | 0 | 0 | 0 | 0 | 0 | 0 | 0 | 0 | 0
CDP1 | QLD | NQ | Deep storage | 0 | 0 | 0 | 0 | 0 | 0 | 1.5216e-07 | 1.5216e-07 | 1.5216e-07 | 5.7408e-07 | 5.7408e-07 | 6.0888e-07 | 8.9136e-07 | 8.9136e-07 | 9.7824e-07 | 9.7824e-07 | 9.7824e-07 | 9.7824e-07 | 9.7824e-07 | 9.7824e-07 | 1.505e-06 | 1.7254e-06 | 2.627e-06 | 6.7186e-06 | 0.85311 | 1.255 | 1.255 | 2.5972
CDP1 | QLD | NQ | Medium storage | 2 | 2 | 2 | 2 | 2 | 2 | 2 | 2 | 2 | 2 | 2 | 2 | 2 | 2 | 2 | 2 | 2 | 2 | 2 | 2 | 2 | 2 | 2 | 2 | 2 | 2 | 2 | 2
CDP1 | QLD | NQ | Shallow storage | 0 | 0 | 0.6 | 0.6 | 0.6 | 0.6 | 0.6 | 0.6 | 0.6 | 0.6 | 0.6 | 0.6 | 0.6 | 0.6 | 0.6 | 0.6 | 0.6 | 0.6 | 0.6 | 0.6 | 0.6 | 0.6 | 0 | 0 | 0 | 0 | 0 | 0
CDP1 | QLD | NQ | Coordinated CER storage | 0.0024335 | 0.0031857 | 0.0040501 | 0.0050472 | 0.00624 | 0.0076805 | 0.012587 | 0.019554 | 0.028796 | 0.040632 | 0.055229 | 0.072792 | 0.093248 | 0.11684 | 0.14359 | 0.17349 | 0.20665 | 0.24318 | 0.28313 | 0.32664 | 0.37383 | 0.42485 | 0.47917 | 0.53687 | 0.59765 | 0.66137 | 0.6919 | 0.71969
CDP1 | QLD | NQ | Passive CER storage | 0.043154 | 0.047713 | 0.052263 | 0.05701 | 0.062484 | 0.068971 | 0.07472 | 0.081073 | 0.08755 | 0.094587 | 0.10209 | 0.11006 | 0.11762 | 0.12553 | 0.13323 | 0.14004 | 0.14615 | 0.15177 | 0.15698 | 0.16205 | 0.16817 | 0.17461 | 0.18129 | 0.1884 | 0.19451 | 0.19975 | 0.2053 | 0.21004
CDP1 | QLD | GG | Borumba | 0 | 0 | 0 | 0 | 0 | 0 | 0 | 0 | 0 | 0 | 0 | 0 | 0 | 0 | 0 | 0 | 0 | 0 | 0 | 0 | 0 | 0 | 0 | 0 | 0 | 0 | 0 | 0
CDP1 | QLD | GG | Deep storage | 0 | 0 | 0 | 0 | 0 | 0 | 0 | 0 | 0 | 0 | 0 | 0 | 0 | 0 | 0 | 0 | 0 | 0 | 0 | 0 | 0 | 0 | 0 | 0 | 0 | 0 | 0 | 0
CDP1 | QLD | GG | Medium storage | 0 | 0 | 0 | 7.852e-08 | 7.852e-08 | 1.6916e-07 | 1.6916e-07 | 1.754e-07 | 1.754e-07 | 2.1892e-07 | 2.1892e-07 | 2.4884e-07 | 3.6628e-07 | 7.2e-07 | 7.5668e-07 | 7.5668e-07 | 7.5668e-07 | 7.8292e-07 | 7.8292e-07 | 8.278e-07 | 8.702e-07 | 3.6404e-06 | 0.060051 | 0.80731 | 0.80731 | 2.5131 | 2.5131 | 3.0565
CDP1 | QLD | GG | Shallow storage | 0 | 0.4 | 0.4 | 0.4 | 0.4 | 0.4 | 0.4 | 0.4 | 0.4 | 0.4 | 0.4 | 0.4 | 0.4 | 0.4 | 0.4 | 0.4 | 0.4 | 0.4 | 0.4 | 0.4 | 0.4 | 0 | 0 | 0 | 0 | 0 | 0 | 0
CDP1 | QLD | GG | Coordinated CER storage | 0.00013364 | 0.00017577 | 0.00022307 | 0.00028305 | 0.00034733 | 0.00043144 | 0.0009243 | 0.0016461 | 0.0026279 | 0.0038986 | 0.0054761 | 0.0073813 | 0.0096176 | 0.012203 | 0.015143 | 0.018447 | 0.02212 | 0.02618 | 0.030632 | 0.03548 | 0.04075 | 0.046436 | 0.052488 | 0.058908 | 0.065683 | 0.072796 | 0.076188 | 0.079271
CDP1 | QLD | GG | Passive CER storage | 0.0023698 | 0.0026326 | 0.0028784 | 0.0031972 | 0.003478 | 0.0038743 | 0.0042037 | 0.0045759 | 0.0049915 | 0.0054424 | 0.005916 | 0.0064045 | 0.0068905 | 0.007396 | 0.0078783 | 0.0083287 | 0.0087188 | 0.0090984 | 0.0094577 | 0.0097885 | 0.010197 | 0.010632 | 0.011082 | 0.011538 | 0.011938 | 0.012279 | 0.012648 | 0.01295
CDP1 | QLD | CQ | Borumba | 0 | 0 | 0 | 0 | 0 | 0 | 0 | 0 | 0 | 0 | 0 | 0 | 0 | 0 | 0 | 0 | 0 | 0 | 0 | 0 | 0 | 0 | 0 | 0 | 0 | 0 | 0 | 0
CDP1 | QLD | CQ | Deep storage | 0 | 0 | 0 | 0 | 0 | 0 | 1.5456e-07 | 1.5456e-07 | 1.5456e-07 | 5.5968e-07 | 5.5968e-07 | 5.5968e-07 | 8.9328e-07 | 8.9328e-07 | 9.5664e-07 | 9.5664e-07 | 9.5664e-07 | 1.087e-06 | 1.087e-06 | 1.1314e-06 | 3.2038e-06 | 3.3266e-06 | 3.4351e-06 | 4.159e-06 | 0.71866 | 9.518 | 9.518 | 9.6
CDP1 | QLD | CQ | Medium storage | 0 | 0 | 0 | 8.596e-08 | 1.0568e-07 | 1.7296e-07 | 2.3048e-07 | 2.4056e-07 | 2.6936e-07 | 5.0324e-07 | 5.0324e-07 | 5.3284e-07 | 7.864e-07 | 1.1393e-06 | 1.216e-06 | 1.216e-06 | 1.216e-06 | 1.2362e-06 | 1.2362e-06 | 1.2759e-06 | 1.3799e-06 | 4.2218e-06 | 0.060015 | 0.27489 | 0.2749 | 1.1866 | 1.1866 | 4.0839
CDP1 | QLD | CQ | Shallow storage | 0.1 | 0.1 | 0.1 | 0.4 | 0.4 | 0.4 | 0.4 | 0.4 | 0.4 | 0.4 | 0.4 | 0.4 | 0.4 | 0.4 | 0.4 | 0.4 | 0.4 | 0.4 | 0.3 | 0.3 | 0.3 | 0.3 | 0.3 | 0 | 0 | 0 | 0 | 0
CDP1 | QLD | CQ | Coordinated CER storage | 0.0022383 | 0.00295 | 0.003741 | 0.0047011 | 0.0057881 | 0.0071303 | 0.012663 | 0.020582 | 0.031219 | 0.044919 | 0.061857 | 0.082254 | 0.10614 | 0.13369 | 0.16499 | 0.20008 | 0.23901 | 0.28198 | 0.32903 | 0.38027 | 0.43596 | 0.49607 | 0.56008 | 0.62803 | 0.6997 | 0.77487 | 0.81085 | 0.84354
CDP1 | QLD | CQ | Passive CER storage | 0.039693 | 0.044182 | 0.048274 | 0.0531 | 0.057959 | 0.06403 | 0.069643 | 0.075613 | 0.081979 | 0.088976 | 0.096321 | 0.10393 | 0.11149 | 0.11926 | 0.12684 | 0.13371 | 0.1397 | 0.14542 | 0.15074 | 0.15578 | 0.16208 | 0.16856 | 0.17529 | 0.18226 | 0.18842 | 0.19361 | 0.19905 | 0.20352
CDP1 | QLD | SQ | Borumba | 0 | 0 | 0 | 0 | 0 | 0 | 0 | 47.952 | 47.952 | 47.952 | 47.952 | 47.952 | 47.952 | 47.952 | 47.952 | 47.952 | 47.952 | 47.952 | 47.952 | 47.952 | 47.952 | 47.952 | 47.952 | 47.952 | 47.952 | 47.952 | 47.952 | 47.952
CDP1 | QLD | SQ | Deep storage | 0 | 0 | 0 | 0 | 0 | 0 | 0 | 0 | 0 | 0 | 0 | 0 | 0 | 0 | 0 | 0 | 0 | 0 | 0 | 0 | 0 | 0 | 0 | 0 | 0 | 0 | 0 | 0
CDP1 | QLD | SQ | Medium storage | 5.7 | 5.7 | 5.7 | 5.7 | 5.7 | 5.7 | 5.7 | 5.7 | 5.7 | 5.7 | 5.7 | 5.7 | 5.7 | 5.7 | 5.7 | 5.7 | 5.7 | 5.7 | 5.7 | 5.7 | 5.7 | 6.3245 | 8.5282 | 8.5282 | 8.5282 | 11.678 | 11.678 | 11.678
CDP1 | QLD | SQ | Shallow storage | 1.2581 | 1.8421 | 1.8421 | 1.8421 | 1.8421 | 1.8421 | 1.8421 | 1.8421 | 1.8421 | 1.8421 | 1.8421 | 1.8421 | 1.8421 | 1.8421 | 1.6421 | 1.6421 | 1.6421 | 1.6421 | 1.6421 | 1.6421 | 1.3421 | 0.84212 | 0.84212 | 0.84212 | 0.45992 | 0.45992 | 0.45992 | 0.30992
CDP1 | QLD | SQ | Coordinated CER storage | 0.01187 | 0.01571 | 0.020135 | 0.025278 | 0.031321 | 0.039007 | 0.07543 | 0.12706 | 0.19578 | 0.28386 | 0.39252 | 0.52329 | 0.67614 | 0.85255 | 1.0529 | 1.2773 | 1.5262 | 1.8007 | 2.1014 | 2.4288 | 2.7797 | 3.1635 | 3.5723 | 4.0062 | 4.4638 | 4.9441 | 5.1735 | 5.382
CDP1 | QLD | SQ | Passive CER storage | 0.21049 | 0.23529 | 0.25982 | 0.28552 | 0.31363 | 0.35029 | 0.38243 | 0.41718 | 0.45303 | 0.49221 | 0.53361 | 0.57723 | 0.6199 | 0.66492 | 0.70882 | 0.74827 | 0.78204 | 0.8135 | 0.8432 | 0.87111 | 0.90624 | 0.94342 | 0.98231 | 1.0229 | 1.0586 | 1.0898 | 1.1224 | 1.1496
CDP1 | VIC | VIC | Deep storage | 0 | 0 | 0 | 0 | 0 | 0 | 1.4112e-07 | 3.2256e-07 | 5.9592e-07 | 9.9312e-07 | 9.9312e-07 | 9.9312e-07 | 9.9312e-07 | 9.9312e-07 | 1.0241e-06 | 1.063e-06 | 1.0949e-06 | 1.1316e-06 | 1.2094e-06 | 1.2895e-06 | 9.6746 | 9.6746 | 9.6746 | 9.6746 | 11.2532 | 11.2532 | 11.2532 | 12.1684
CDP1 | VIC | VIC | Medium storage | 0 | 0 | 1.4 | 1.4 | 1.4 | 1.4 | 1.4 | 1.4 | 1.4 | 1.4 | 1.4 | 1.4 | 1.4 | 1.4 | 1.4 | 1.4 | 1.4 | 1.4 | 1.4 | 1.4 | 1.4 | 1.4 | 4.3936e-07 | 1.9535e-06 | 1.9394e-06 | 1.915e-06 | 1.915e-06 | 1.9036e-06
CDP1 | VIC | VIC | Shallow storage | 0.71096 | 4.051 | 4.1158 | 5.0201 | 5.0058 | 5.2055 | 5.2194 | 5.7311 | 6.367 | 6.8449 | 8.4538 | 8.4538 | 8.467 | 8.4538 | 8.4438 | 8.4438 | 8.4438 | 7.9938 | 7.9938 | 7.8813 | 7.4945 | 7.0417 | 6.2647 | 5.6585 | 5.6585 | 5.4152 | 3.8132 | 3.3015
CDP1 | VIC | VIC | Coordinated CER storage | 0.030273 | 0.041437 | 0.0534 | 0.06722 | 0.084146 | 0.10405 | 0.16928 | 0.26054 | 0.38081 | 0.53384 | 0.72135 | 0.94586 | 1.2071 | 1.5076 | 1.8479 | 2.2279 | 2.6483 | 3.1109 | 3.6164 | 4.1656 | 4.755 | 5.397 | 6.0796 | 6.8032 | 7.5643 | 8.3613 | 8.7383 | 9.0797
CDP1 | VIC | VIC | Passive CER storage | 0.62471 | 0.68133 | 0.73614 | 0.79403 | 0.85556 | 0.93631 | 1.0064 | 1.0815 | 1.1588 | 1.2425 | 1.3303 | 1.4219 | 1.5108 | 1.6037 | 1.6939 | 1.7747 | 1.8447 | 1.9098 | 1.9706 | 2.0279 | 2.0988 | 2.173 | 2.2501 | 2.3307 | 2.401 | 2.4615 | 2.532 | 2.5917
CDP1 | SA | CSA | Deep storage | 0 | 0 | 0 | 0 | 0 | 0 | 7.752e-08 | 7.752e-08 | 7.752e-08 | 1.1472e-07 | 1.1472e-07 | 1.1472e-07 | 1.1472e-07 | 1.1472e-07 | 1.6848e-07 | 1.6848e-07 | 1.6848e-07 | 1.6848e-07 | 1.6848e-07 | 1.9464e-07 | 4.0272e-07 | 4.0272e-07 | 4.0272e-07 | 4.524e-07 | 4.524e-07 | 4.8216e-07 | 4.8216e-07 | 5.2128e-07
CDP1 | SA | CSA | Medium storage | 0 | 0 | 0 | 5.432e-08 | 6.912e-08 | 9.188e-08 | 9.188e-08 | 9.188e-08 | 1.0592e-07 | 1.136e-07 | 1.136e-07 | 1.136e-07 | 1.136e-07 | 1.1844e-07 | 1.3652e-07 | 1.3652e-07 | 1.3652e-07 | 1.3652e-07 | 1.3652e-07 | 1.3652e-07 | 3.4124e-07 | 3.5168e-07 | 4.3964e-07 | 4.174 | 4.174 | 5.5079 | 5.5079 | 5.5079
CDP1 | SA | CSA | Shallow storage | 0.88082 | 1.5374 | 2.1548 | 3.3986 | 3.4106 | 3.3986 | 3.3908 | 3.3908 | 3.3908 | 3.3908 | 3.3908 | 3.3908 | 3.3908 | 3.3908 | 3.3908 | 3.3908 | 3.3908 | 3.3655 | 3.3775 | 3.1148 | 2.7268 | 2.4128 | 1.7954 | 0.65707 | 0.57407 | 0.28547 | 0.28547 | 0.28547
CDP1 | SA | CSA | Coordinated CER storage | 0.12492 | 0.13915 | 0.15299 | 0.16834 | 0.18427 | 0.20382 | 0.23165 | 0.26628 | 0.30796 | 0.35804 | 0.41651 | 0.48397 | 0.55937 | 0.64408 | 0.7373 | 0.83826 | 0.94689 | 1.0641 | 1.1902 | 1.325 | 1.4692 | 1.6249 | 1.7888 | 1.9609 | 2.1392 | 2.3232 | 2.4079 | 2.483
CDP1 | SA | CSA | Passive CER storage | 0.36485 | 0.38587 | 0.40522 | 0.42425 | 0.4446 | 0.4694 | 0.48994 | 0.51132 | 0.53227 | 0.55427 | 0.5763 | 0.5985 | 0.61859 | 0.63896 | 0.65753 | 0.67255 | 0.68392 | 0.69348 | 0.70155 | 0.70822 | 0.71785 | 0.72786 | 0.73807 | 0.74849 | 0.75609 | 0.7611 | 0.77066 | 0.77748
CDP1 | SA | SESA | Deep storage | 0 | 0 | 0 | 0 | 0 | 0 | 0 | 0 | 0 | 0 | 0 | 0 | 0 | 0 | 0 | 0 | 0 | 0 | 0 | 0 | 0 | 0 | 0 | 0 | 0 | 0 | 0 | 0
CDP1 | SA | SESA | Medium storage | 0 | 0 | 0 | 5.276e-08 | 6.76e-08 | 8.796e-08 | 8.796e-08 | 8.796e-08 | 1.1068e-07 | 1.1068e-07 | 1.1068e-07 | 1.1068e-07 | 1.1068e-07 | 1.336e-07 | 1.5564e-07 | 1.5564e-07 | 1.5564e-07 | 1.5564e-07 | 1.5564e-07 | 1.632e-07 | 2.8736e-07 | 3.0012e-07 | 3.2572e-07 | 0.29733 | 0.29733 | 0.29733 | 0.29733 | 0.29733
CDP1 | SA | SESA | Shallow storage | 0.05 | 0.05 | 0.05 | 0.05 | 0.05 | 0.05 | 0.05 | 0.05 | 0.05 | 0.05 | 0 | 0 | 0 | 0 | 0 | 0 | 0 | 0 | 0 | 0 | 0 | 0 | 0 | 0 | 0 | 0 | 0 | 0
CDP1 | SA | SESA | Coordinated CER storage | 0.0044624 | 0.0050062 | 0.0055448 | 0.0061386 | 0.006757 | 0.007542 | 0.0087227 | 0.010195 | 0.012 | 0.014228 | 0.016926 | 0.019982 | 0.023502 | 0.027385 | 0.031664 | 0.036343 | 0.041413 | 0.046894 | 0.052781 | 0.059173 | 0.066145 | 0.073539 | 0.081296 | 0.089449 | 0.097908 | 0.10666 | 0.11068 | 0.11433
CDP1 | SA | SESA | Passive CER storage | 0.013033 | 0.013883 | 0.014686 | 0.015471 | 0.016303 | 0.01737 | 0.018236 | 0.019069 | 0.019872 | 0.020768 | 0.021796 | 0.022685 | 0.023629 | 0.024429 | 0.025123 | 0.025703 | 0.02615 | 0.026504 | 0.026763 | 0.027081 | 0.027586 | 0.028041 | 0.028457 | 0.028883 | 0.029186 | 0.029394 | 0.029781 | 0.030157
CDP1 | TAS | TAS | Deep storage | 0 | 0 | 0 | 0 | 0 | 0 | 5.3852e-07 | 7.5332e-07 | 1.3008e-06 | 1.3008e-06 | 1.3008e-06 | 1.3008e-06 | 0.070697 | 2.4076 | 2.4076 | 2.4076 | 2.4076 | 2.4076 | 8.2204 | 19.5788 | 28.7694 | 28.7694 | 28.7694 | 28.7694 | 28.7694 | 28.7694 | 28.7694 | 28.7694
CDP1 | TAS | TAS | Medium storage | 0 | 0 | 0 | 4.508e-08 | 5.116e-08 | 5.692e-08 | 5.692e-08 | 6.148e-08 | 6.148e-08 | 6.148e-08 | 6.148e-08 | 6.148e-08 | 7.032e-08 | 8.948e-08 | 9.844e-08 | 1.0364e-07 | 1.094e-07 | 1.094e-07 | 1.1884e-07 | 1.3036e-07 | 1.7452e-07 | 1.8548e-07 | 1.9508e-07 | 1.6232e-07 | 1.5628e-07 | 1.5048e-07 | 1.5048e-07 | 1.4596e-07
CDP1 | TAS | TAS | Shallow storage | 0 | 0 | 0 | 0 | 0 | 0 | 0 | 0 | 0 | 0 | 0 | 0 | 0 | 0 | 0 | 0 | 0 | 0 | 0 | 0 | 0 | 0 | 0 | 0 | 0 | 0 | 0 | 0
CDP1 | TAS | TAS | Coordinated CER storage | 0.001724 | 0.0023794 | 0.0031209 | 0.0039747 | 0.0049612 | 0.0062052 | 0.007694 | 0.01003 | 0.013563 | 0.018691 | 0.025697 | 0.034852 | 0.046261 | 0.060186 | 0.076729 | 0.095955 | 0.11796 | 0.14291 | 0.1709 | 0.20198 | 0.23559 | 0.27327 | 0.31426 | 0.35855 | 0.40599 | 0.45655 | 0.4844 | 0.50935
CDP1 | TAS | TAS | Passive CER storage | 0.03794 | 0.041198 | 0.044208 | 0.047379 | 0.05081 | 0.055564 | 0.059366 | 0.063417 | 0.067533 | 0.072027 | 0.076722 | 0.081598 | 0.08621 | 0.091018 | 0.095561 | 0.099408 | 0.1025 | 0.1052 | 0.10757 | 0.10966 | 0.11256 | 0.11561 | 0.11877 | 0.12207 | 0.12468 | 0.12661 | 0.12968 | 0.13201
CDP2 | NSW | NNSW | Snowy 2.0 | 0 | 0 | 0 | 0 | 0 | 0 | 0 | 0 | 0 | 0 | 0 | 0 | 0 | 0 | 0 | 0 | 0 | 0 | 0 | 0 | 0 | 0 | 0 | 0 | 0 | 0 | 0 | 0
CDP2 | NSW | NNSW | Deep storage | 0 | 0 | 0 | 0 | 0 | 0 | 3.9384e-07 | 3.9384e-07 | 4.5144e-07 | 4.5144e-07 | 4.8312e-07 | 6.7896e-07 | 7.4184e-07 | 7.4184e-07 | 8.2776e-07 | 8.8152e-07 | 8.8152e-07 | 8.8152e-07 | 1.248e-06 | 1.8598e-06 | 36 | 36 | 36 | 36 | 36 | 36 | 36 | 36
CDP2 | NSW | NNSW | Medium storage | 0 | 0 | 2.2 | 2.2 | 3.0336 | 8.7693 | 8.7693 | 8.7693 | 8.7693 | 8.7693 | 8.7693 | 8.7693 | 8.7693 | 8.7693 | 8.7693 | 8.7693 | 8.7693 | 8.7693 | 8.7693 | 8.7693 | 8.7693 | 8.7693 | 6.5693 | 10.3433 | 9.5097 | 9.1647 | 9.1647 | 12.7185
CDP2 | NSW | NNSW | Shallow storage | 0 | 0.039 | 0.439 | 0.639 | 0.639 | 0.639 | 0.639 | 0.639 | 0.639 | 0.6 | 0.6 | 0.6 | 0.6 | 0.6 | 0.6 | 0.6 | 0.6 | 0.6 | 0.6 | 0.6 | 0.6 | 0.6 | 0 | 0 | 0 | 0 | 0 | 0
CDP2 | NSW | NNSW | Coordinated CER storage | 0.0058023 | 0.0073808 | 0.0092556 | 0.011119 | 0.013383 | 0.015998 | 0.024683 | 0.036911 | 0.053056 | 0.07362 | 0.098754 | 0.12877 | 0.16356 | 0.20345 | 0.24845 | 0.29858 | 0.35393 | 0.41467 | 0.48084 | 0.55252 | 0.62982 | 0.71312 | 0.80147 | 0.89492 | 0.99303 | 1.0956 | 1.1428 | 1.185
CDP2 | NSW | NNSW | Passive CER storage | 0.10814 | 0.11531 | 0.12198 | 0.12781 | 0.1343 | 0.1437 | 0.15205 | 0.16115 | 0.17043 | 0.18064 | 0.19104 | 0.20182 | 0.21193 | 0.22241 | 0.23236 | 0.24116 | 0.24879 | 0.25583 | 0.26203 | 0.26768 | 0.27482 | 0.28223 | 0.28989 | 0.29781 | 0.30431 | 0.30948 | 0.31643 | 0.32198
CDP2 | NSW | CNSW | Snowy 2.0 | 0 | 0 | 0 | 0 | 0 | 0 | 0 | 0 | 0 | 0 | 0 | 0 | 0 | 0 | 0 | 0 | 0 | 0 | 0 | 0 | 0 | 0 | 0 | 0 | 0 | 0 | 0 | 0
CDP2 | NSW | CNSW | Deep storage | 6.271 | 6.271 | 6.271 | 6.271 | 6.271 | 6.271 | 6.271 | 6.271 | 6.271 | 6.271 | 6.271 | 6.271 | 6.271 | 6.271 | 6.271 | 6.271 | 6.271 | 6.271 | 6.271 | 6.271 | 6.271 | 6.271 | 6.271 | 6.271 | 6.271 | 6.271 | 6.271 | 6.271
CDP2 | NSW | CNSW | Medium storage | 0 | 2.392 | 2.392 | 3.8658 | 3.8658 | 4.0259 | 3.8659 | 4.0259 | 3.8659 | 3.8659 | 4.0259 | 3.8659 | 3.8659 | 4.0259 | 4.0259 | 3.8659 | 3.8659 | 3.8659 | 3.8659 | 4.0259 | 3.8659 | 1.6339 | 1.4739 | 1.4739 | 1.6339 | 1.4738 | 1.4738 | 1.6339
CDP2 | NSW | CNSW | Shallow storage | 0 | 0.028 | 0.037594 | 0.90366 | 2.2924 | 2.2924 | 2.2924 | 2.2924 | 2.2924 | 2.2924 | 2.2924 | 2.2924 | 2.2924 | 2.2924 | 2.2924 | 2.2924 | 2.2924 | 2.2924 | 2.2924 | 2.2924 | 2.2924 | 2.2644 | 2.2549 | 1.3888 | 0.12447 | 0.12447 | 0.12447 | 0.12447
CDP2 | NSW | CNSW | Coordinated CER storage | 0.002436 | 0.003109 | 0.0039388 | 0.0047921 | 0.0057777 | 0.0069361 | 0.012327 | 0.02009 | 0.030459 | 0.043748 | 0.06014 | 0.079766 | 0.10265 | 0.12894 | 0.15869 | 0.19196 | 0.2288 | 0.26926 | 0.31342 | 0.36129 | 0.41291 | 0.46862 | 0.52774 | 0.59029 | 0.65608 | 0.72489 | 0.75661 | 0.78503
CDP2 | NSW | CNSW | Passive CER storage | 0.045401 | 0.048571 | 0.051909 | 0.055084 | 0.057981 | 0.062299 | 0.066172 | 0.070665 | 0.075208 | 0.080098 | 0.085417 | 0.090708 | 0.095926 | 0.10121 | 0.10634 | 0.11106 | 0.1153 | 0.11909 | 0.12247 | 0.12542 | 0.12924 | 0.13331 | 0.13748 | 0.14176 | 0.14544 | 0.14836 | 0.15206 | 0.15509
CDP2 | NSW | SNSW | Snowy 2.0 | 0 | 0 | 0 | 0 | 349.8 | 349.8 | 349.8 | 349.8 | 349.8 | 349.8 | 349.8 | 349.8 | 349.8 | 349.8 | 349.8 | 349.8 | 349.8 | 349.8 | 349.8 | 349.8 | 349.8 | 349.8 | 349.8 | 349.8 | 349.8 | 349.8 | 349.8 | 349.8
CDP2 | NSW | SNSW | Deep storage | 0 | 0 | 0 | 0 | 0 | 0 | 0 | 0 | 0 | 0 | 0 | 0 | 0 | 0 | 0 | 0 | 0 | 0 | 0 | 0 | 0 | 0 | 0 | 0 | 0 | 0 | 0 | 0
CDP2 | NSW | SNSW | Medium storage | 0 | 0.4 | 0.4 | 2 | 2 | 2 | 2 | 2 | 2 | 2 | 2 | 2 | 2 | 2 | 2 | 2 | 2 | 2 | 2 | 2 | 2 | 1.6 | 1.6 | 1.6 | 1.6 | 1.6 | 1.6 | 1.6
CDP2 | NSW | SNSW | Shallow storage | 0.56998 | 0.5878 | 0.5878 | 0.5878 | 0.5878 | 0.58978 | 0.5878 | 0.58978 | 0.5878 | 0.5878 | 0.58978 | 0.5878 | 0.5878 | 0.58978 | 0.58978 | 0.5878 | 0.5878 | 0.5878 | 0.5678 | 0.51978 | 0.5178 | 0.49998 | 0.498 | 0.498 | 0.3 | 0.3 | 0.3 | 0
CDP2 | NSW | SNSW | Coordinated CER storage | 0.0048938 | 0.0062939 | 0.0080112 | 0.0098897 | 0.012126 | 0.014688 | 0.021379 | 0.030987 | 0.044109 | 0.061364 | 0.083154 | 0.10992 | 0.1418 | 0.17919 | 0.22224 | 0.27107 | 0.32586 | 0.38691 | 0.45437 | 0.52841 | 0.60853 | 0.6967 | 0.79157 | 0.89321 | 1.0013 | 1.1157 | 1.1739 | 1.2265
CDP2 | NSW | SNSW | Passive CER storage | 0.09121 | 0.098327 | 0.10558 | 0.11368 | 0.12169 | 0.13193 | 0.14054 | 0.14968 | 0.15919 | 0.1694 | 0.18001 | 0.19105 | 0.20183 | 0.21303 | 0.2238 | 0.23332 | 0.24159 | 0.24917 | 0.25601 | 0.26228 | 0.27033 | 0.27892 | 0.28791 | 0.2972 | 0.305 | 0.31159 | 0.31977 | 0.32656
CDP2 | NSW | SNW | Snowy 2.0 | 0 | 0 | 0 | 0 | 0 | 0 | 0 | 0 | 0 | 0 | 0 | 0 | 0 | 0 | 0 | 0 | 0 | 0 | 0 | 0 | 0 | 0 | 0 | 0 | 0 | 0 | 0 | 0
CDP2 | NSW | SNW | Deep storage | 0 | 0 | 0 | 0 | 0 | 0 | 0 | 0 | 0 | 0 | 0 | 0 | 0 | 0 | 0 | 0 | 0 | 0 | 0 | 0 | 0 | 0 | 0 | 0 | 0 | 0 | 0 | 0
CDP2 | NSW | SNW | Medium storage | 0 | 3.5566 | 3.5566 | 3.5566 | 3.5566 | 8.3953 | 8.3953 | 8.3953 | 8.3953 | 8.3953 | 8.3953 | 8.3953 | 8.3953 | 8.3953 | 8.3953 | 8.3953 | 8.3953 | 8.3953 | 8.3953 | 8.3953 | 8.3953 | 4.8387 | 4.8387 | 4.8387 | 4.8387 | 2.1247 | 2.1247 | 2.1247
CDP2 | NSW | SNW | Shallow storage | 0.075 | 1.3404 | 1.3404 | 1.3404 | 1.3761 | 1.4607 | 2.7158 | 2.861 | 2.7158 | 2.7158 | 2.861 | 2.7158 | 2.6408 | 2.786 | 2.786 | 2.6408 | 2.6408 | 2.6408 | 2.6408 | 2.786 | 2.6408 | 1.736 | 1.5908 | 1.5908 | 1.7035 | 1.5584 | 1.5584 | 1.7035
CDP2 | NSW | SNW | Coordinated CER storage | 0.023059 | 0.029634 | 0.037325 | 0.045574 | 0.055599 | 0.066993 | 0.12001 | 0.19479 | 0.29386 | 0.42016 | 0.57502 | 0.76029 | 0.97571 | 1.223 | 1.5026 | 1.8146 | 2.1596 | 2.5385 | 2.9514 | 3.399 | 3.877 | 4.3971 | 4.9489 | 5.5327 | 6.1464 | 6.7884 | 7.0829 | 7.3466
CDP2 | NSW | SNW | Passive CER storage | 0.42977 | 0.46296 | 0.4919 | 0.52387 | 0.55796 | 0.60171 | 0.63797 | 0.67618 | 0.71468 | 0.75624 | 0.79951 | 0.84459 | 0.88781 | 0.93318 | 0.97727 | 1.0166 | 1.0505 | 1.081 | 1.1072 | 1.13 | 1.1611 | 1.1941 | 1.2288 | 1.2655 | 1.2967 | 1.3225 | 1.356 | 1.3833
CDP2 | QLD | NQ | Borumba | 0 | 0 | 0 | 0 | 0 | 0 | 0 | 0 | 0 | 0 | 0 | 0 | 0 | 0 | 0 | 0 | 0 | 0 | 0 | 0 | 0 | 0 | 0 | 0 | 0 | 0 | 0 | 0
CDP2 | QLD | NQ | Deep storage | 0 | 0 | 0 | 0 | 0 | 0 | 1.6128e-07 | 1.8888e-07 | 2.5008e-07 | 4.2259e-06 | 4.2259e-06 | 0.06471 | 0.06471 | 0.06471 | 0.06471 | 0.06471 | 0.06471 | 0.06471 | 0.06471 | 0.06471 | 0.06471 | 0.06471 | 0.13565 | 0.48317 | 3.9107 | 4.3375 | 4.3375 | 4.3375
CDP2 | QLD | NQ | Medium storage | 2 | 2 | 2 | 2 | 2 | 2 | 2 | 2 | 2 | 2 | 2 | 2 | 2 | 2 | 2 | 2 | 2 | 2 | 2 | 2 | 2 | 2 | 2 | 2 | 2 | 2 | 2 | 2
CDP2 | QLD | NQ | Shallow storage | 0 | 0 | 0.6 | 0.6 | 0.6 | 0.6 | 0.6 | 0.6 | 0.6 | 0.6 | 0.6 | 0.6 | 0.6 | 0.6 | 0.6 | 0.6 | 0.6 | 0.6 | 0.6 | 0.6 | 0.6 | 0.6 | 0 | 0 | 0 | 0 | 0 | 0
CDP2 | QLD | NQ | Coordinated CER storage | 0.0024335 | 0.0031857 | 0.0040501 | 0.0050472 | 0.00624 | 0.0076805 | 0.012587 | 0.019554 | 0.028796 | 0.040632 | 0.055229 | 0.072792 | 0.093248 | 0.11684 | 0.14359 | 0.17349 | 0.20665 | 0.24318 | 0.28313 | 0.32664 | 0.37383 | 0.42485 | 0.47917 | 0.53687 | 0.59765 | 0.66137 | 0.6919 | 0.71969
CDP2 | QLD | NQ | Passive CER storage | 0.043154 | 0.047713 | 0.052263 | 0.05701 | 0.062484 | 0.068971 | 0.07472 | 0.081073 | 0.08755 | 0.094587 | 0.10209 | 0.11006 | 0.11762 | 0.12553 | 0.13323 | 0.14004 | 0.14615 | 0.15177 | 0.15698 | 0.16205 | 0.16817 | 0.17461 | 0.18129 | 0.1884 | 0.19451 | 0.19975 | 0.2053 | 0.21004
CDP2 | QLD | GG | Borumba | 0 | 0 | 0 | 0 | 0 | 0 | 0 | 0 | 0 | 0 | 0 | 0 | 0 | 0 | 0 | 0 | 0 | 0 | 0 | 0 | 0 | 0 | 0 | 0 | 0 | 0 | 0 | 0
CDP2 | QLD | GG | Deep storage | 0 | 0 | 0 | 0 | 0 | 0 | 0 | 0 | 0 | 0 | 0 | 0 | 0 | 0 | 0 | 0 | 0 | 0 | 0 | 0 | 0 | 0 | 0 | 0 | 0 | 0 | 0 | 0
CDP2 | QLD | GG | Medium storage | 0 | 0 | 0 | 8.348e-08 | 8.348e-08 | 1.8068e-07 | 1.8068e-07 | 1.8492e-07 | 2.0348e-07 | 2.5344e-07 | 2.5344e-07 | 3.5408e-07 | 3.2584e-06 | 1.6537e-05 | 1.6579e-05 | 1.6579e-05 | 1.6579e-05 | 1.6579e-05 | 1.6579e-05 | 1.6579e-05 | 1.6661e-05 | 1.6669e-05 | 0.040031 | 0.37452 | 0.37452 | 2.9164 | 2.9164 | 3.1482
CDP2 | QLD | GG | Shallow storage | 0 | 0.4 | 0.4 | 0.4 | 0.4 | 0.4 | 0.4 | 0.4 | 0.4 | 0.4 | 0.4 | 0.4 | 0.4 | 0.4 | 0.4 | 0.4 | 0.4 | 0.4 | 0.4 | 0.4 | 0.4 | 0 | 0 | 0 | 0 | 0 | 0 | 0
CDP2 | QLD | GG | Coordinated CER storage | 0.00013364 | 0.00017577 | 0.00022307 | 0.00028305 | 0.00034733 | 0.00043144 | 0.0009243 | 0.0016461 | 0.0026279 | 0.0038986 | 0.0054761 | 0.0073813 | 0.0096176 | 0.012203 | 0.015143 | 0.018447 | 0.02212 | 0.02618 | 0.030632 | 0.03548 | 0.04075 | 0.046436 | 0.052488 | 0.058908 | 0.065683 | 0.072796 | 0.076188 | 0.079271
CDP2 | QLD | GG | Passive CER storage | 0.0023698 | 0.0026326 | 0.0028784 | 0.0031972 | 0.003478 | 0.0038743 | 0.0042037 | 0.0045759 | 0.0049915 | 0.0054424 | 0.005916 | 0.0064045 | 0.0068905 | 0.007396 | 0.0078783 | 0.0083287 | 0.0087188 | 0.0090984 | 0.0094577 | 0.0097885 | 0.010197 | 0.010632 | 0.011082 | 0.011538 | 0.011938 | 0.012279 | 0.012648 | 0.01295
CDP2 | QLD | CQ | Borumba | 0 | 0 | 0 | 0 | 0 | 0 | 0 | 0 | 0 | 0 | 0 | 0 | 0 | 0 | 0 | 0 | 0 | 0 | 0 | 0 | 0 | 0 | 0 | 0 | 0 | 0 | 0 | 0
CDP2 | QLD | CQ | Deep storage | 0 | 0 | 0 | 0 | 0 | 0 | 1.6368e-07 | 1.9344e-07 | 2.7072e-07 | 4.2228e-06 | 4.2228e-06 | 4.2228e-06 | 4.2228e-06 | 4.2228e-06 | 4.2847e-06 | 4.2847e-06 | 4.2847e-06 | 4.2847e-06 | 4.2847e-06 | 4.2847e-06 | 9.203e-06 | 9.2326e-06 | 9.4577e-06 | 9.4896e-06 | 1.4756 | 5.7354 | 5.7354 | 9.6
CDP2 | QLD | CQ | Medium storage | 0 | 0 | 0 | 9.152e-08 | 1.1096e-07 | 1.8404e-07 | 2.4508e-07 | 2.588e-07 | 2.8236e-07 | 1.1979e-06 | 1.1979e-06 | 8.6096e-06 | 1.1514e-05 | 2.4792e-05 | 2.4862e-05 | 2.4862e-05 | 2.4862e-05 | 2.4862e-05 | 2.4862e-05 | 2.4862e-05 | 2.5077e-05 | 2.5114e-05 | 0.040013 | 0.1118 | 0.1118 | 1.7883 | 1.7883 | 2.9821
CDP2 | QLD | CQ | Shallow storage | 0.1 | 0.1 | 0.1 | 0.4 | 0.4 | 0.4 | 0.4 | 0.4 | 0.4 | 0.4 | 0.4 | 0.4 | 0.4 | 0.4 | 0.4 | 0.4 | 0.4 | 0.4 | 0.3 | 0.3 | 0.3 | 0.3 | 0.3 | 0 | 0 | 0 | 0 | 0
CDP2 | QLD | CQ | Coordinated CER storage | 0.0022383 | 0.00295 | 0.003741 | 0.0047011 | 0.0057881 | 0.0071303 | 0.012663 | 0.020582 | 0.031219 | 0.044919 | 0.061857 | 0.082254 | 0.10614 | 0.13369 | 0.16499 | 0.20008 | 0.23901 | 0.28198 | 0.32903 | 0.38027 | 0.43596 | 0.49607 | 0.56008 | 0.62803 | 0.6997 | 0.77487 | 0.81085 | 0.84354
CDP2 | QLD | CQ | Passive CER storage | 0.039693 | 0.044182 | 0.048274 | 0.0531 | 0.057959 | 0.06403 | 0.069643 | 0.075613 | 0.081979 | 0.088976 | 0.096321 | 0.10393 | 0.11149 | 0.11926 | 0.12684 | 0.13371 | 0.1397 | 0.14542 | 0.15074 | 0.15578 | 0.16208 | 0.16856 | 0.17529 | 0.18226 | 0.18842 | 0.19361 | 0.19905 | 0.20352
CDP2 | QLD | SQ | Borumba | 0 | 0 | 0 | 0 | 0 | 0 | 0 | 47.952 | 47.952 | 47.952 | 47.952 | 47.952 | 47.952 | 47.952 | 47.952 | 47.952 | 47.952 | 47.952 | 47.952 | 47.952 | 47.952 | 47.952 | 47.952 | 47.952 | 47.952 | 47.952 | 47.952 | 47.952
CDP2 | QLD | SQ | Deep storage | 0 | 0 | 0 | 0 | 0 | 0 | 0 | 0 | 0 | 0 | 0 | 0 | 0 | 0 | 0 | 0 | 0 | 0 | 0 | 0 | 0 | 0 | 0 | 0 | 0 | 0 | 0 | 0
CDP2 | QLD | SQ | Medium storage | 5.7 | 5.7 | 5.7 | 5.7 | 5.7 | 5.7 | 5.7 | 5.7 | 5.7 | 5.7 | 5.7 | 5.7 | 5.7 | 6.2928 | 6.2928 | 6.2928 | 6.2928 | 6.2928 | 6.2928 | 6.2928 | 6.2928 | 6.2928 | 6.9584 | 6.9584 | 6.9584 | 8.9845 | 8.9845 | 8.9845
CDP2 | QLD | SQ | Shallow storage | 1.2581 | 1.8421 | 1.8421 | 1.8421 | 1.8421 | 1.8421 | 1.8421 | 1.8421 | 1.8421 | 1.8421 | 1.8421 | 1.8421 | 1.8421 | 1.8421 | 1.6421 | 1.6421 | 1.6421 | 1.6421 | 1.6421 | 1.6421 | 1.3421 | 0.84212 | 0.84212 | 0.84212 | 0.45992 | 0.45992 | 0.45992 | 0.30992
CDP2 | QLD | SQ | Coordinated CER storage | 0.01187 | 0.01571 | 0.020135 | 0.025278 | 0.031321 | 0.039007 | 0.07543 | 0.12706 | 0.19578 | 0.28386 | 0.39252 | 0.52329 | 0.67614 | 0.85255 | 1.0529 | 1.2773 | 1.5262 | 1.8007 | 2.1014 | 2.4288 | 2.7797 | 3.1635 | 3.5723 | 4.0062 | 4.4638 | 4.9441 | 5.1735 | 5.382
CDP2 | QLD | SQ | Passive CER storage | 0.21049 | 0.23529 | 0.25982 | 0.28552 | 0.31363 | 0.35029 | 0.38243 | 0.41718 | 0.45303 | 0.49221 | 0.53361 | 0.57723 | 0.6199 | 0.66492 | 0.70882 | 0.74827 | 0.78204 | 0.8135 | 0.8432 | 0.87111 | 0.90624 | 0.94342 | 0.98231 | 1.0229 | 1.0586 | 1.0898 | 1.1224 | 1.1496
CDP2 | VIC | VIC | Deep storage | 0 | 0 | 0 | 0 | 0 | 0 | 1.5168e-07 | 3.0528e-07 | 7.8528e-07 | 1.7527 | 1.7527 | 1.7527 | 1.7527 | 1.7527 | 1.7527 | 1.7527 | 1.7527 | 1.7527 | 1.7527 | 1.7527 | 15.5706 | 15.5706 | 15.5706 | 15.5706 | 15.5706 | 15.5706 | 15.5706 | 15.5706
CDP2 | VIC | VIC | Medium storage | 0 | 0 | 1.4 | 1.4 | 1.4 | 1.4 | 1.4 | 1.4 | 1.4 | 1.4 | 1.4 | 1.4 | 1.4 | 1.4 | 1.4 | 1.4 | 1.4 | 1.4 | 1.4 | 1.4 | 1.4 | 1.4 | 1.5356e-06 | 2.8787e-06 | 2.8654e-06 | 2.8364e-06 | 2.8364e-06 | 2.8217e-06
CDP2 | VIC | VIC | Shallow storage | 0.71096 | 4.051 | 4.1158 | 5.0231 | 5.0088 | 5.2055 | 5.2194 | 5.7311 | 6.367 | 6.7719 | 8.3808 | 8.3808 | 8.394 | 8.3808 | 8.3708 | 8.3708 | 8.3708 | 7.9208 | 7.9208 | 7.8083 | 7.4215 | 6.9687 | 6.1917 | 5.5825 | 5.5825 | 5.3422 | 3.7402 | 3.2285
CDP2 | VIC | VIC | Coordinated CER storage | 0.030273 | 0.041437 | 0.0534 | 0.06722 | 0.084146 | 0.10405 | 0.16928 | 0.26054 | 0.38081 | 0.53384 | 0.72135 | 0.94586 | 1.2071 | 1.5076 | 1.8479 | 2.2279 | 2.6483 | 3.1109 | 3.6164 | 4.1656 | 4.755 | 5.397 | 6.0796 | 6.8032 | 7.5643 | 8.3613 | 8.7383 | 9.0797
CDP2 | VIC | VIC | Passive CER storage | 0.62471 | 0.68133 | 0.73614 | 0.79403 | 0.85556 | 0.93631 | 1.0064 | 1.0815 | 1.1588 | 1.2425 | 1.3303 | 1.4219 | 1.5108 | 1.6037 | 1.6939 | 1.7747 | 1.8447 | 1.9098 | 1.9706 | 2.0279 | 2.0988 | 2.173 | 2.2501 | 2.3307 | 2.401 | 2.4615 | 2.532 | 2.5917
CDP2 | SA | CSA | Deep storage | 0 | 0 | 0 | 0 | 0 | 0 | 8.28e-08 | 8.28e-08 | 8.28e-08 | 1.38e-07 | 1.38e-07 | 1.38e-07 | 1.38e-07 | 1.38e-07 | 1.8216e-07 | 1.8216e-07 | 1.8216e-07 | 1.8216e-07 | 1.8216e-07 | 2.0616e-07 | 4.6656e-07 | 4.6656e-07 | 4.6656e-07 | 4.6656e-07 | 4.6656e-07 | 5.0232e-07 | 5.0232e-07 | 5.0232e-07
CDP2 | SA | CSA | Medium storage | 0 | 0 | 0 | 5.976e-08 | 7.34e-08 | 1.0212e-07 | 1.0212e-07 | 1.0212e-07 | 1.0212e-07 | 1.1576e-07 | 1.1576e-07 | 1.1576e-07 | 1.1576e-07 | 1.1576e-07 | 1.3932e-07 | 1.3932e-07 | 1.3932e-07 | 1.3932e-07 | 1.3932e-07 | 1.512e-07 | 4.31e-07 | 4.638e-07 | 0.45271 | 3.6765 | 3.6765 | 6.1425 | 6.1425 | 6.1425
CDP2 | SA | CSA | Shallow storage | 0.88082 | 1.5374 | 2.1563 | 2.81 | 2.8221 | 2.81 | 2.8022 | 2.8022 | 2.8022 | 2.8022 | 2.8022 | 2.8022 | 2.8022 | 2.8022 | 2.8022 | 2.8022 | 2.8022 | 2.7769 | 2.7889 | 2.5262 | 2.1382 | 1.8242 | 1.2053 | 0.60703 | 0.52403 | 0.23543 | 0.23543 | 0.23543
CDP2 | SA | CSA | Coordinated CER storage | 0.12492 | 0.13915 | 0.15299 | 0.16834 | 0.18427 | 0.20382 | 0.23165 | 0.26628 | 0.30796 | 0.35804 | 0.41651 | 0.48397 | 0.55937 | 0.64408 | 0.7373 | 0.83826 | 0.94689 | 1.0641 | 1.1902 | 1.325 | 1.4692 | 1.6249 | 1.7888 | 1.9609 | 2.1392 | 2.3232 | 2.4079 | 2.483
CDP2 | SA | CSA | Passive CER storage | 0.36485 | 0.38587 | 0.40522 | 0.42425 | 0.4446 | 0.4694 | 0.48994 | 0.51132 | 0.53227 | 0.55427 | 0.5763 | 0.5985 | 0.61859 | 0.63896 | 0.65753 | 0.67255 | 0.68392 | 0.69348 | 0.70155 | 0.70822 | 0.71785 | 0.72786 | 0.73807 | 0.74849 | 0.75609 | 0.7611 | 0.77066 | 0.77748
CDP2 | SA | SESA | Deep storage | 0 | 0 | 0 | 0 | 0 | 0 | 0 | 0 | 0 | 0 | 0 | 0 | 0 | 0 | 0 | 0 | 0 | 0 | 0 | 0 | 0 | 0 | 0 | 0 | 0 | 0 | 0 | 0
CDP2 | SA | SESA | Medium storage | 0 | 0 | 0 | 5.78e-08 | 7.156e-08 | 9.64e-08 | 9.64e-08 | 1.0088e-07 | 1.0508e-07 | 1.17e-07 | 1.17e-07 | 1.17e-07 | 1.17e-07 | 1.17e-07 | 1.3424e-07 | 1.3424e-07 | 1.3424e-07 | 1.3424e-07 | 1.3424e-07 | 1.3424e-07 | 3.4324e-07 | 3.4924e-07 | 7.3996e-07 | 8.7165e-06 | 8.7027e-06 | 8.6779e-06 | 8.6779e-06 | 8.6734e-06
CDP2 | SA | SESA | Shallow storage | 0.05 | 0.05 | 0.05 | 0.05 | 0.05 | 0.05 | 0.05 | 0.05 | 0.05 | 0.05 | 0 | 0 | 0 | 0 | 0 | 0 | 0 | 0 | 0 | 0 | 0 | 0 | 0 | 0 | 0 | 0 | 0 | 0
CDP2 | SA | SESA | Coordinated CER storage | 0.0044624 | 0.0050062 | 0.0055448 | 0.0061386 | 0.006757 | 0.007542 | 0.0087227 | 0.010195 | 0.012 | 0.014228 | 0.016926 | 0.019982 | 0.023502 | 0.027385 | 0.031664 | 0.036343 | 0.041413 | 0.046894 | 0.052781 | 0.059173 | 0.066145 | 0.073539 | 0.081296 | 0.089449 | 0.097908 | 0.10666 | 0.11068 | 0.11433
CDP2 | SA | SESA | Passive CER storage | 0.013033 | 0.013883 | 0.014686 | 0.015471 | 0.016303 | 0.01737 | 0.018236 | 0.019069 | 0.019872 | 0.020768 | 0.021796 | 0.022685 | 0.023629 | 0.024429 | 0.025123 | 0.025703 | 0.02615 | 0.026504 | 0.026763 | 0.027081 | 0.027586 | 0.028041 | 0.028457 | 0.028883 | 0.029186 | 0.029394 | 0.029781 | 0.030157
CDP2 | TAS | TAS | Deep storage | 0 | 0 | 0 | 0 | 0 | 0 | 5.7192e-07 | 6.87e-07 | 3.0994e-06 | 3.456e-06 | 3.456e-06 | 3.456e-06 | 3.2198 | 3.8655 | 3.8655 | 3.8655 | 3.8655 | 3.8655 | 7.8062 | 19.5471 | 32.808 | 32.808 | 32.808 | 32.808 | 32.808 | 32.808 | 32.808 | 32.808
CDP2 | TAS | TAS | Medium storage | 0 | 0 | 0 | 4.832e-08 | 5.388e-08 | 5.992e-08 | 5.992e-08 | 6.668e-08 | 7.496e-08 | 8.392e-08 | 8.392e-08 | 8.392e-08 | 8.392e-08 | 8.392e-08 | 9.024e-08 | 9.864e-08 | 1.038e-07 | 1.0876e-07 | 1.0876e-07 | 1.0876e-07 | 1.3272e-07 | 1.3272e-07 | 1.5252e-07 | 1.2368e-07 | 1.1812e-07 | 1.1208e-07 | 1.1208e-07 | 1.0532e-07
CDP2 | TAS | TAS | Shallow storage | 0 | 0 | 0 | 0 | 0 | 0 | 0 | 0 | 0 | 0 | 0 | 0 | 0 | 0 | 0 | 0 | 0 | 0 | 0 | 0 | 0 | 0 | 0 | 0 | 0 | 0 | 0 | 0
CDP2 | TAS | TAS | Coordinated CER storage | 0.001724 | 0.0023794 | 0.0031209 | 0.0039747 | 0.0049612 | 0.0062052 | 0.007694 | 0.01003 | 0.013563 | 0.018691 | 0.025697 | 0.034852 | 0.046261 | 0.060186 | 0.076729 | 0.095955 | 0.11796 | 0.14291 | 0.1709 | 0.20198 | 0.23559 | 0.27327 | 0.31426 | 0.35855 | 0.40599 | 0.45655 | 0.4844 | 0.50935
CDP2 | TAS | TAS | Passive CER storage | 0.03794 | 0.041198 | 0.044208 | 0.047379 | 0.05081 | 0.055564 | 0.059366 | 0.063417 | 0.067533 | 0.072027 | 0.076722 | 0.081598 | 0.08621 | 0.091018 | 0.095561 | 0.099408 | 0.1025 | 0.1052 | 0.10757 | 0.10966 | 0.11256 | 0.11561 | 0.11877 | 0.12207 | 0.12468 | 0.12661 | 0.12968 | 0.13201
CDP3 | NSW | NNSW | Snowy 2.0 | 0 | 0 | 0 | 0 | 0 | 0 | 0 | 0 | 0 | 0 | 0 | 0 | 0 | 0 | 0 | 0 | 0 | 0 | 0 | 0 | 0 | 0 | 0 | 0 | 0 | 0 | 0 | 0
CDP3 | NSW | NNSW | Deep storage | 0 | 0 | 0 | 0 | 0 | 0 | 5.5344e-07 | 6.6048e-07 | 6.6048e-07 | 7.4136e-07 | 1.0646e-06 | 1.4201e-06 | 1.7705e-06 | 1.8204e-06 | 1.9212e-06 | 1.9212e-06 | 1.9212e-06 | 2.1214e-06 | 2.1214e-06 | 2.5442e-06 | 36 | 36 | 36 | 36 | 36 | 36 | 36 | 36
CDP3 | NSW | NNSW | Medium storage | 0 | 0 | 2.2 | 2.2 | 3.0633 | 9.5113 | 9.5113 | 9.5113 | 9.5113 | 9.5113 | 9.5113 | 9.5113 | 9.5113 | 9.5113 | 9.5113 | 9.5113 | 9.5113 | 9.5113 | 9.5113 | 9.5113 | 9.5113 | 9.5113 | 7.3113 | 12.0571 | 11.1938 | 10.3494 | 10.3494 | 13.0314
CDP3 | NSW | NNSW | Shallow storage | 0 | 0.039 | 0.439 | 0.639 | 0.639 | 0.639 | 0.639 | 0.639 | 0.639 | 0.6 | 0.6 | 0.6 | 0.6 | 0.6 | 0.6 | 0.6 | 0.6 | 0.6 | 0.6 | 0.6 | 0.6 | 0.6 | 0 | 0 | 0 | 0 | 0 | 0
CDP3 | NSW | NNSW | Coordinated CER storage | 0.0058023 | 0.0073808 | 0.0092556 | 0.011119 | 0.013383 | 0.015998 | 0.024683 | 0.036911 | 0.053056 | 0.07362 | 0.098754 | 0.12877 | 0.16356 | 0.20345 | 0.24845 | 0.29858 | 0.35393 | 0.41467 | 0.48084 | 0.55252 | 0.62982 | 0.71312 | 0.80147 | 0.89492 | 0.99303 | 1.0956 | 1.1428 | 1.185
CDP3 | NSW | NNSW | Passive CER storage | 0.10814 | 0.11531 | 0.12198 | 0.12781 | 0.1343 | 0.1437 | 0.15205 | 0.16115 | 0.17043 | 0.18064 | 0.19104 | 0.20182 | 0.21193 | 0.22241 | 0.23236 | 0.24116 | 0.24879 | 0.25583 | 0.26203 | 0.26768 | 0.27482 | 0.28223 | 0.28989 | 0.29781 | 0.30431 | 0.30948 | 0.31643 | 0.32198
CDP3 | NSW | CNSW | Snowy 2.0 | 0 | 0 | 0 | 0 | 0 | 0 | 0 | 0 | 0 | 0 | 0 | 0 | 0 | 0 | 0 | 0 | 0 | 0 | 0 | 0 | 0 | 0 | 0 | 0 | 0 | 0 | 0 | 0
CDP3 | NSW | CNSW | Deep storage | 6.271 | 6.271 | 6.271 | 6.271 | 6.271 | 6.271 | 6.271 | 6.271 | 6.271 | 6.271 | 6.271 | 6.271 | 6.271 | 6.271 | 6.271 | 6.271 | 6.271 | 6.271 | 6.271 | 6.271 | 6.271 | 6.271 | 6.271 | 6.271 | 6.271 | 6.271 | 6.271 | 6.271
CDP3 | NSW | CNSW | Medium storage | 0 | 2.392 | 2.392 | 3.8658 | 3.8658 | 4.026 | 3.866 | 4.026 | 3.866 | 3.866 | 4.026 | 3.866 | 3.866 | 4.026 | 4.026 | 3.866 | 3.866 | 3.866 | 3.866 | 4.026 | 3.866 | 1.634 | 1.474 | 1.474 | 1.634 | 1.4739 | 1.4739 | 1.634
CDP3 | NSW | CNSW | Shallow storage | 0 | 0.028 | 0.038062 | 0.32941 | 1.7145 | 1.7145 | 1.7145 | 1.7145 | 1.7145 | 1.7145 | 1.7145 | 1.7145 | 1.7145 | 1.7145 | 1.7145 | 1.7145 | 1.7145 | 1.7145 | 1.7145 | 1.7145 | 1.7145 | 1.6865 | 1.6764 | 1.3851 | 0.12414 | 0.12414 | 0.12414 | 0.12414
CDP3 | NSW | CNSW | Coordinated CER storage | 0.002436 | 0.003109 | 0.0039388 | 0.0047921 | 0.0057777 | 0.0069361 | 0.012327 | 0.02009 | 0.030459 | 0.043748 | 0.06014 | 0.079766 | 0.10265 | 0.12894 | 0.15869 | 0.19196 | 0.2288 | 0.26926 | 0.31342 | 0.36129 | 0.41291 | 0.46862 | 0.52774 | 0.59029 | 0.65608 | 0.72489 | 0.75661 | 0.78503
CDP3 | NSW | CNSW | Passive CER storage | 0.045401 | 0.048571 | 0.051909 | 0.055084 | 0.057981 | 0.062299 | 0.066172 | 0.070665 | 0.075208 | 0.080098 | 0.085417 | 0.090708 | 0.095926 | 0.10121 | 0.10634 | 0.11106 | 0.1153 | 0.11909 | 0.12247 | 0.12542 | 0.12924 | 0.13331 | 0.13748 | 0.14176 | 0.14544 | 0.14836 | 0.15206 | 0.15509
CDP3 | NSW | SNSW | Snowy 2.0 | 0 | 0 | 0 | 0 | 349.8 | 349.8 | 349.8 | 349.8 | 349.8 | 349.8 | 349.8 | 349.8 | 349.8 | 349.8 | 349.8 | 349.8 | 349.8 | 349.8 | 349.8 | 349.8 | 349.8 | 349.8 | 349.8 | 349.8 | 349.8 | 349.8 | 349.8 | 349.8
CDP3 | NSW | SNSW | Deep storage | 0 | 0 | 0 | 0 | 0 | 0 | 0 | 0 | 0 | 0 | 0 | 0 | 0 | 0 | 0 | 0 | 0 | 0 | 0 | 0 | 0 | 0 | 0 | 0 | 0 | 0 | 0 | 0
CDP3 | NSW | SNSW | Medium storage | 0 | 0.4 | 0.4 | 2 | 2 | 2.6806 | 2.6806 | 2.6806 | 2.6806 | 2.6806 | 2.6806 | 2.6806 | 2.6806 | 2.6806 | 2.6806 | 2.6806 | 2.6806 | 2.6806 | 2.6806 | 2.6806 | 2.6806 | 2.2806 | 2.2806 | 2.2806 | 2.2806 | 1.8989 | 1.8989 | 1.8989
CDP3 | NSW | SNSW | Shallow storage | 0.56998 | 0.5878 | 0.5878 | 0.5878 | 0.5878 | 0.58978 | 0.5878 | 0.58978 | 0.5878 | 0.5878 | 0.58978 | 0.5878 | 0.5878 | 0.58978 | 0.58978 | 0.5878 | 0.5878 | 0.5878 | 0.5678 | 0.51978 | 0.5178 | 0.49998 | 0.498 | 0.498 | 0.3 | 0.3 | 0.3 | 0
CDP3 | NSW | SNSW | Coordinated CER storage | 0.0048938 | 0.0062939 | 0.0080112 | 0.0098897 | 0.012126 | 0.014688 | 0.021379 | 0.030987 | 0.044109 | 0.061364 | 0.083154 | 0.10992 | 0.1418 | 0.17919 | 0.22224 | 0.27107 | 0.32586 | 0.38691 | 0.45437 | 0.52841 | 0.60853 | 0.6967 | 0.79157 | 0.89321 | 1.0013 | 1.1157 | 1.1739 | 1.2265
CDP3 | NSW | SNSW | Passive CER storage | 0.09121 | 0.098327 | 0.10558 | 0.11368 | 0.12169 | 0.13193 | 0.14054 | 0.14968 | 0.15919 | 0.1694 | 0.18001 | 0.19105 | 0.20183 | 0.21303 | 0.2238 | 0.23332 | 0.24159 | 0.24917 | 0.25601 | 0.26228 | 0.27033 | 0.27892 | 0.28791 | 0.2972 | 0.305 | 0.31159 | 0.31977 | 0.32656
CDP3 | NSW | SNW | Snowy 2.0 | 0 | 0 | 0 | 0 | 0 | 0 | 0 | 0 | 0 | 0 | 0 | 0 | 0 | 0 | 0 | 0 | 0 | 0 | 0 | 0 | 0 | 0 | 0 | 0 | 0 | 0 | 0 | 0
CDP3 | NSW | SNW | Deep storage | 0 | 0 | 0 | 0 | 0 | 0 | 0 | 0 | 0 | 0 | 0 | 0 | 0 | 0 | 0 | 0 | 0 | 0 | 0 | 0 | 0 | 0 | 0 | 0 | 0 | 0 | 0 | 0
CDP3 | NSW | SNW | Medium storage | 0 | 3.5566 | 3.5566 | 3.5566 | 3.5566 | 6.9725 | 6.9725 | 6.9725 | 6.9725 | 6.9725 | 6.9725 | 6.9725 | 6.9725 | 6.9725 | 6.9725 | 6.9725 | 6.9725 | 6.9725 | 6.9725 | 6.9725 | 6.9725 | 3.416 | 3.416 | 3.416 | 3.416 | 1.5 | 1.5 | 1.5
CDP3 | NSW | SNW | Shallow storage | 0.075 | 1.3404 | 1.3404 | 1.3404 | 1.3761 | 1.4607 | 2.7158 | 2.861 | 2.7158 | 2.7158 | 2.861 | 2.7158 | 2.6408 | 2.786 | 2.786 | 2.6408 | 2.6408 | 2.6408 | 2.6408 | 2.786 | 2.6408 | 1.736 | 1.5908 | 1.5908 | 1.7035 | 1.5584 | 1.5584 | 1.7035
CDP3 | NSW | SNW | Coordinated CER storage | 0.023059 | 0.029634 | 0.037325 | 0.045574 | 0.055599 | 0.066993 | 0.12001 | 0.19479 | 0.29386 | 0.42016 | 0.57502 | 0.76029 | 0.97571 | 1.223 | 1.5026 | 1.8146 | 2.1596 | 2.5385 | 2.9514 | 3.399 | 3.877 | 4.3971 | 4.9489 | 5.5327 | 6.1464 | 6.7884 | 7.0829 | 7.3466
CDP3 | NSW | SNW | Passive CER storage | 0.42977 | 0.46296 | 0.4919 | 0.52387 | 0.55796 | 0.60171 | 0.63797 | 0.67618 | 0.71468 | 0.75624 | 0.79951 | 0.84459 | 0.88781 | 0.93318 | 0.97727 | 1.0166 | 1.0505 | 1.081 | 1.1072 | 1.13 | 1.1611 | 1.1941 | 1.2288 | 1.2655 | 1.2967 | 1.3225 | 1.356 | 1.3833
CDP3 | QLD | NQ | Borumba | 0 | 0 | 0 | 0 | 0 | 0 | 0 | 0 | 0 | 0 | 0 | 0 | 0 | 0 | 0 | 0 | 0 | 0 | 0 | 0 | 0 | 0 | 0 | 0 | 0 | 0 | 0 | 0
CDP3 | QLD | NQ | Deep storage | 0 | 0 | 0 | 0 | 0 | 0 | 2.5176e-07 | 3.18e-07 | 3.18e-07 | 1.3582e-06 | 1.3582e-06 | 1.3582e-06 | 1.9997e-06 | 1.9997e-06 | 2.0834e-06 | 2.0834e-06 | 2.0834e-06 | 2.1418e-06 | 2.1418e-06 | 2.1418e-06 | 3.419e-06 | 3.5971e-06 | 0.29879 | 0.4764 | 3.4 | 4.3312 | 4.3312 | 4.3344
CDP3 | QLD | NQ | Medium storage | 2 | 2 | 2 | 2 | 2 | 2 | 2 | 2 | 2 | 2 | 2 | 2 | 2 | 2 | 2 | 2 | 2 | 2 | 2 | 2 | 2 | 2 | 2 | 2 | 2 | 2 | 2 | 2
CDP3 | QLD | NQ | Shallow storage | 0 | 0 | 0.6 | 0.6 | 0.6 | 0.6 | 0.6 | 0.6 | 0.6 | 0.6 | 0.6 | 0.6 | 0.6 | 0.6 | 0.6 | 0.6 | 0.6 | 0.6 | 0.6 | 0.6 | 0.6 | 0.6 | 0 | 0 | 0 | 0 | 0 | 0
CDP3 | QLD | NQ | Coordinated CER storage | 0.0024335 | 0.0031857 | 0.0040501 | 0.0050472 | 0.00624 | 0.0076805 | 0.012587 | 0.019554 | 0.028796 | 0.040632 | 0.055229 | 0.072792 | 0.093248 | 0.11684 | 0.14359 | 0.17349 | 0.20665 | 0.24318 | 0.28313 | 0.32664 | 0.37383 | 0.42485 | 0.47917 | 0.53687 | 0.59765 | 0.66137 | 0.6919 | 0.71969
CDP3 | QLD | NQ | Passive CER storage | 0.043154 | 0.047713 | 0.052263 | 0.05701 | 0.062484 | 0.068971 | 0.07472 | 0.081073 | 0.08755 | 0.094587 | 0.10209 | 0.11006 | 0.11762 | 0.12553 | 0.13323 | 0.14004 | 0.14615 | 0.15177 | 0.15698 | 0.16205 | 0.16817 | 0.17461 | 0.18129 | 0.1884 | 0.19451 | 0.19975 | 0.2053 | 0.21004
CDP3 | QLD | GG | Borumba | 0 | 0 | 0 | 0 | 0 | 0 | 0 | 0 | 0 | 0 | 0 | 0 | 0 | 0 | 0 | 0 | 0 | 0 | 0 | 0 | 0 | 0 | 0 | 0 | 0 | 0 | 0 | 0
CDP3 | QLD | GG | Deep storage | 0 | 0 | 0 | 0 | 0 | 0 | 0 | 0 | 0 | 0 | 0 | 0 | 0 | 0 | 0 | 0 | 0 | 0 | 0 | 0 | 0 | 0 | 0 | 0 | 0 | 0 | 0 | 0
CDP3 | QLD | GG | Medium storage | 0 | 0 | 0 | 1.3012e-07 | 1.3012e-07 | 2.8468e-07 | 2.8468e-07 | 3.0976e-07 | 3.0976e-07 | 4.53e-07 | 4.53e-07 | 4.53e-07 | 7.542e-07 | 1.2282e-06 | 1.2728e-06 | 1.2728e-06 | 1.2728e-06 | 1.2892e-06 | 1.2892e-06 | 1.3334e-06 | 1.3791e-06 | 1.561e-06 | 0.31396 | 0.49917 | 0.49917 | 2.4276 | 2.4276 | 4.0836
CDP3 | QLD | GG | Shallow storage | 0 | 0.4 | 0.4 | 0.4 | 0.4 | 0.4 | 0.4 | 0.4 | 0.4 | 0.4 | 0.4 | 0.4 | 0.4 | 0.4 | 0.4 | 0.4 | 0.4 | 0.4 | 0.4 | 0.4 | 0.4 | 0 | 0 | 0 | 0 | 0 | 0 | 0
CDP3 | QLD | GG | Coordinated CER storage | 0.00013364 | 0.00017577 | 0.00022307 | 0.00028305 | 0.00034733 | 0.00043144 | 0.0009243 | 0.0016461 | 0.0026279 | 0.0038986 | 0.0054761 | 0.0073813 | 0.0096176 | 0.012203 | 0.015143 | 0.018447 | 0.02212 | 0.02618 | 0.030632 | 0.03548 | 0.04075 | 0.046436 | 0.052488 | 0.058908 | 0.065683 | 0.072796 | 0.076188 | 0.079271
CDP3 | QLD | GG | Passive CER storage | 0.0023698 | 0.0026326 | 0.0028784 | 0.0031972 | 0.003478 | 0.0038743 | 0.0042037 | 0.0045759 | 0.0049915 | 0.0054424 | 0.005916 | 0.0064045 | 0.0068905 | 0.007396 | 0.0078783 | 0.0083287 | 0.0087188 | 0.0090984 | 0.0094577 | 0.0097885 | 0.010197 | 0.010632 | 0.011082 | 0.011538 | 0.011938 | 0.012279 | 0.012648 | 0.01295
CDP3 | QLD | CQ | Borumba | 0 | 0 | 0 | 0 | 0 | 0 | 0 | 0 | 0 | 0 | 0 | 0 | 0 | 0 | 0 | 0 | 0 | 0 | 0 | 0 | 0 | 0 | 0 | 0 | 0 | 0 | 0 | 0
CDP3 | QLD | CQ | Deep storage | 0 | 0 | 0 | 0 | 0 | 0 | 2.5536e-07 | 3.1296e-07 | 3.1296e-07 | 1.098e-06 | 1.098e-06 | 1.098e-06 | 1.3318e-06 | 1.8485e-06 | 1.9214e-06 | 1.9214e-06 | 1.9214e-06 | 1.9781e-06 | 1.9781e-06 | 1.9781e-06 | 3.9046e-06 | 4.0536e-06 | 4.2653e-06 | 4.4635e-06 | 1.432 | 8.6203 | 8.6203 | 9.6
CDP3 | QLD | CQ | Medium storage | 0 | 0 | 0 | 1.4244e-07 | 1.7524e-07 | 2.9096e-07 | 3.8608e-07 | 4.3104e-07 | 4.3616e-07 | 9.6568e-07 | 9.6568e-07 | 9.6568e-07 | 1.3213e-06 | 1.9279e-06 | 2.0037e-06 | 2.0037e-06 | 2.0037e-06 | 2.0172e-06 | 2.0172e-06 | 2.0488e-06 | 2.161e-06 | 2.4023e-06 | 0.31313 | 0.49033 | 0.49033 | 2.3013 | 2.3013 | 4.8051
CDP3 | QLD | CQ | Shallow storage | 0.1 | 0.1 | 0.1 | 0.4 | 0.4 | 0.4 | 0.4 | 0.4 | 0.4 | 0.4 | 0.4 | 0.4 | 0.4 | 0.4 | 0.4 | 0.4 | 0.4 | 0.4 | 0.3 | 0.3 | 0.3 | 0.3 | 0.3 | 0 | 0 | 0 | 0 | 0
CDP3 | QLD | CQ | Coordinated CER storage | 0.0022383 | 0.00295 | 0.003741 | 0.0047011 | 0.0057881 | 0.0071303 | 0.012663 | 0.020582 | 0.031219 | 0.044919 | 0.061857 | 0.082254 | 0.10614 | 0.13369 | 0.16499 | 0.20008 | 0.23901 | 0.28198 | 0.32903 | 0.38027 | 0.43596 | 0.49607 | 0.56008 | 0.62803 | 0.6997 | 0.77487 | 0.81085 | 0.84354
CDP3 | QLD | CQ | Passive CER storage | 0.039693 | 0.044182 | 0.048274 | 0.0531 | 0.057959 | 0.06403 | 0.069643 | 0.075613 | 0.081979 | 0.088976 | 0.096321 | 0.10393 | 0.11149 | 0.11926 | 0.12684 | 0.13371 | 0.1397 | 0.14542 | 0.15074 | 0.15578 | 0.16208 | 0.16856 | 0.17529 | 0.18226 | 0.18842 | 0.19361 | 0.19905 | 0.20352
CDP3 | QLD | SQ | Borumba | 0 | 0 | 0 | 0 | 0 | 0 | 0 | 47.952 | 47.952 | 47.952 | 47.952 | 47.952 | 47.952 | 47.952 | 47.952 | 47.952 | 47.952 | 47.952 | 47.952 | 47.952 | 47.952 | 47.952 | 47.952 | 47.952 | 47.952 | 47.952 | 47.952 | 47.952
CDP3 | QLD | SQ | Deep storage | 0 | 0 | 0 | 0 | 0 | 0 | 0 | 0 | 0 | 0 | 0 | 0 | 0 | 0 | 0 | 0 | 0 | 0 | 0 | 0 | 0 | 0 | 0 | 0 | 0 | 0 | 0 | 0
CDP3 | QLD | SQ | Medium storage | 5.7 | 5.7 | 5.7 | 5.7 | 5.7 | 5.7 | 5.7 | 5.7 | 5.7 | 5.7 | 5.7 | 5.7 | 5.7 | 5.7 | 5.7 | 5.7 | 5.7 | 5.7 | 5.7 | 5.7 | 5.7 | 5.7 | 7.829 | 7.829 | 7.829 | 8.9699 | 8.9699 | 8.9699
CDP3 | QLD | SQ | Shallow storage | 1.2581 | 1.8421 | 1.8421 | 1.8421 | 1.8421 | 1.8421 | 1.8421 | 1.8421 | 1.8421 | 1.8421 | 1.8421 | 1.8421 | 1.8421 | 1.8421 | 1.6421 | 1.6421 | 1.6421 | 1.6421 | 1.6421 | 1.6421 | 1.3421 | 0.84212 | 0.84212 | 0.84212 | 0.45992 | 0.45992 | 0.45992 | 0.30992
CDP3 | QLD | SQ | Coordinated CER storage | 0.01187 | 0.01571 | 0.020135 | 0.025278 | 0.031321 | 0.039007 | 0.07543 | 0.12706 | 0.19578 | 0.28386 | 0.39252 | 0.52329 | 0.67614 | 0.85255 | 1.0529 | 1.2773 | 1.5262 | 1.8007 | 2.1014 | 2.4288 | 2.7797 | 3.1635 | 3.5723 | 4.0062 | 4.4638 | 4.9441 | 5.1735 | 5.382
CDP3 | QLD | SQ | Passive CER storage | 0.21049 | 0.23529 | 0.25982 | 0.28552 | 0.31363 | 0.35029 | 0.38243 | 0.41718 | 0.45303 | 0.49221 | 0.53361 | 0.57723 | 0.6199 | 0.66492 | 0.70882 | 0.74827 | 0.78204 | 0.8135 | 0.8432 | 0.87111 | 0.90624 | 0.94342 | 0.98231 | 1.0229 | 1.0586 | 1.0898 | 1.1224 | 1.1496
CDP3 | VIC | VIC | Deep storage | 0 | 0 | 0 | 0 | 0 | 0 | 2.3376e-07 | 5.8464e-07 | 1.164e-06 | 2.8598e-06 | 2.8598e-06 | 2.8598e-06 | 2.8598e-06 | 3.0413e-06 | 3.0413e-06 | 3.0749e-06 | 3.0749e-06 | 3.1037e-06 | 3.1375e-06 | 3.3463e-06 | 11.4165 | 11.4165 | 11.4165 | 11.4165 | 11.4165 | 11.6964 | 11.6964 | 13.2238
CDP3 | VIC | VIC | Medium storage | 0 | 0 | 1.4 | 1.4 | 1.4 | 1.4 | 1.4 | 1.4 | 1.4 | 1.4 | 1.4 | 1.4 | 1.4 | 1.4 | 1.4 | 1.4 | 1.4 | 1.4 | 1.4 | 1.4 | 1.4 | 1.4 | 5.4496e-07 | 1.8552e-06 | 1.8315e-06 | 1.7903e-06 | 1.7903e-06 | 1.7645e-06
CDP3 | VIC | VIC | Shallow storage | 0.71096 | 4.051 | 4.1158 | 5.0194 | 5.0051 | 5.2055 | 5.2194 | 5.7311 | 6.367 | 6.8449 | 8.4538 | 8.4538 | 8.467 | 8.4538 | 8.4438 | 8.4438 | 8.4438 | 7.9938 | 7.9938 | 7.8813 | 7.4945 | 7.0417 | 6.2647 | 5.6592 | 5.6592 | 5.4152 | 3.8132 | 3.3015
CDP3 | VIC | VIC | Coordinated CER storage | 0.030273 | 0.041437 | 0.0534 | 0.06722 | 0.084146 | 0.10405 | 0.16928 | 0.26054 | 0.38081 | 0.53384 | 0.72135 | 0.94586 | 1.2071 | 1.5076 | 1.8479 | 2.2279 | 2.6483 | 3.1109 | 3.6164 | 4.1656 | 4.755 | 5.397 | 6.0796 | 6.8032 | 7.5643 | 8.3613 | 8.7383 | 9.0797
CDP3 | VIC | VIC | Passive CER storage | 0.62471 | 0.68133 | 0.73614 | 0.79403 | 0.85556 | 0.93631 | 1.0064 | 1.0815 | 1.1588 | 1.2425 | 1.3303 | 1.4219 | 1.5108 | 1.6037 | 1.6939 | 1.7747 | 1.8447 | 1.9098 | 1.9706 | 2.0279 | 2.0988 | 2.173 | 2.2501 | 2.3307 | 2.401 | 2.4615 | 2.532 | 2.5917
CDP3 | SA | CSA | Deep storage | 0 | 0 | 0 | 0 | 0 | 0 | 1.284e-07 | 1.572e-07 | 1.8288e-07 | 2.4912e-07 | 2.4912e-07 | 2.4912e-07 | 2.4912e-07 | 3.8808e-07 | 4.2912e-07 | 4.2912e-07 | 4.2912e-07 | 4.2912e-07 | 4.2912e-07 | 4.2912e-07 | 4.8384e-07 | 4.8384e-07 | 5.148e-07 | 5.148e-07 | 5.148e-07 | 5.4792e-07 | 5.4792e-07 | 6.5712e-07
CDP3 | SA | CSA | Medium storage | 0 | 0 | 0 | 9e-08 | 1.1496e-07 | 1.536e-07 | 1.536e-07 | 1.5988e-07 | 2.0712e-07 | 2.0712e-07 | 2.0712e-07 | 2.0712e-07 | 2.1412e-07 | 3.8336e-07 | 4.02e-07 | 4.02e-07 | 4.02e-07 | 4.02e-07 | 4.02e-07 | 4.1384e-07 | 5.21e-07 | 5.2748e-07 | 5.54e-07 | 4.2797 | 4.2797 | 5.9604 | 5.9604 | 5.9604
CDP3 | SA | CSA | Shallow storage | 0.88082 | 1.5374 | 2.1558 | 3.388 | 3.4 | 3.388 | 3.3802 | 3.3802 | 3.3802 | 3.3802 | 3.3802 | 3.3802 | 3.3802 | 3.3802 | 3.3802 | 3.3802 | 3.3802 | 3.3549 | 3.3669 | 3.1042 | 2.7162 | 2.4022 | 1.7838 | 0.65609 | 0.57309 | 0.28449 | 0.28449 | 0.28449
CDP3 | SA | CSA | Coordinated CER storage | 0.12492 | 0.13915 | 0.15299 | 0.16834 | 0.18427 | 0.20382 | 0.23165 | 0.26628 | 0.30796 | 0.35804 | 0.41651 | 0.48397 | 0.55937 | 0.64408 | 0.7373 | 0.83826 | 0.94689 | 1.0641 | 1.1902 | 1.325 | 1.4692 | 1.6249 | 1.7888 | 1.9609 | 2.1392 | 2.3232 | 2.4079 | 2.483
CDP3 | SA | CSA | Passive CER storage | 0.36485 | 0.38587 | 0.40522 | 0.42425 | 0.4446 | 0.4694 | 0.48994 | 0.51132 | 0.53227 | 0.55427 | 0.5763 | 0.5985 | 0.61859 | 0.63896 | 0.65753 | 0.67255 | 0.68392 | 0.69348 | 0.70155 | 0.70822 | 0.71785 | 0.72786 | 0.73807 | 0.74849 | 0.75609 | 0.7611 | 0.77066 | 0.77748
CDP3 | SA | SESA | Deep storage | 0 | 0 | 0 | 0 | 0 | 0 | 0 | 0 | 0 | 0 | 0 | 0 | 0 | 0 | 0 | 0 | 0 | 0 | 0 | 0 | 0 | 0 | 0 | 0 | 0 | 0 | 0 | 0
CDP3 | SA | SESA | Medium storage | 0 | 0 | 0 | 8.74e-08 | 1.1224e-07 | 1.4692e-07 | 1.4692e-07 | 1.5152e-07 | 1.8048e-07 | 1.93e-07 | 1.93e-07 | 1.93e-07 | 2.0108e-07 | 3.5044e-07 | 3.706e-07 | 3.706e-07 | 3.706e-07 | 3.706e-07 | 3.706e-07 | 3.706e-07 | 4.3108e-07 | 4.42e-07 | 5.9312e-07 | 0.28229 | 0.28229 | 0.28229 | 0.28229 | 0.28229
CDP3 | SA | SESA | Shallow storage | 0.05 | 0.05 | 0.05 | 0.05 | 0.05 | 0.05 | 0.05 | 0.05 | 0.05 | 0.05 | 0 | 0 | 0 | 0 | 0 | 0 | 0 | 0 | 0 | 0 | 0 | 0 | 0 | 0 | 0 | 0 | 0 | 0
CDP3 | SA | SESA | Coordinated CER storage | 0.0044624 | 0.0050062 | 0.0055448 | 0.0061386 | 0.006757 | 0.007542 | 0.0087227 | 0.010195 | 0.012 | 0.014228 | 0.016926 | 0.019982 | 0.023502 | 0.027385 | 0.031664 | 0.036343 | 0.041413 | 0.046894 | 0.052781 | 0.059173 | 0.066145 | 0.073539 | 0.081296 | 0.089449 | 0.097908 | 0.10666 | 0.11068 | 0.11433
CDP3 | SA | SESA | Passive CER storage | 0.013033 | 0.013883 | 0.014686 | 0.015471 | 0.016303 | 0.01737 | 0.018236 | 0.019069 | 0.019872 | 0.020768 | 0.021796 | 0.022685 | 0.023629 | 0.024429 | 0.025123 | 0.025703 | 0.02615 | 0.026504 | 0.026763 | 0.027081 | 0.027586 | 0.028041 | 0.028457 | 0.028883 | 0.029186 | 0.029394 | 0.029781 | 0.030157
CDP3 | TAS | TAS | Deep storage | 0 | 0 | 0 | 0 | 0 | 0 | 8.9124e-07 | 1.342e-06 | 2.0503e-06 | 2.0503e-06 | 2.0503e-06 | 2.0503e-06 | 2.0503e-06 | 2.6969e-06 | 2.9853e-06 | 3.3155e-06 | 1.0394 | 1.0394 | 8.3326 | 19.4482 | 28.3635 | 28.3635 | 28.3635 | 28.3635 | 28.3635 | 28.3635 | 28.3635 | 28.3635
CDP3 | TAS | TAS | Medium storage | 0 | 0 | 0 | 7.472e-08 | 8.468e-08 | 9.428e-08 | 9.428e-08 | 1.0344e-07 | 1.1044e-07 | 1.1044e-07 | 1.1044e-07 | 1.1044e-07 | 1.1044e-07 | 1.8816e-07 | 1.9724e-07 | 1.9724e-07 | 2.0232e-07 | 2.0232e-07 | 2.1064e-07 | 2.2332e-07 | 2.6776e-07 | 2.6776e-07 | 2.6776e-07 | 3.0552e-07 | 2.9556e-07 | 3.4328e-07 | 3.4328e-07 | 3.3412e-07
CDP3 | TAS | TAS | Shallow storage | 0 | 0 | 0 | 0 | 0 | 0 | 0 | 0 | 0 | 0 | 0 | 0 | 0 | 0 | 0 | 0 | 0 | 0 | 0 | 0 | 0 | 0 | 0 | 0 | 0 | 0 | 0 | 0
CDP3 | TAS | TAS | Coordinated CER storage | 0.001724 | 0.0023794 | 0.0031209 | 0.0039747 | 0.0049612 | 0.0062052 | 0.007694 | 0.01003 | 0.013563 | 0.018691 | 0.025697 | 0.034852 | 0.046261 | 0.060186 | 0.076729 | 0.095955 | 0.11796 | 0.14291 | 0.1709 | 0.20198 | 0.23559 | 0.27327 | 0.31426 | 0.35855 | 0.40599 | 0.45655 | 0.4844 | 0.50935
CDP3 | TAS | TAS | Passive CER storage | 0.03794 | 0.041198 | 0.044208 | 0.047379 | 0.05081 | 0.055564 | 0.059366 | 0.063417 | 0.067533 | 0.072027 | 0.076722 | 0.081598 | 0.08621 | 0.091018 | 0.095561 | 0.099408 | 0.1025 | 0.1052 | 0.10757 | 0.10966 | 0.11256 | 0.11561 | 0.11877 | 0.12207 | 0.12468 | 0.12661 | 0.12968 | 0.13201
CDP4 | NSW | NNSW | Snowy 2.0 | 0 | 0 | 0 | 0 | 0 | 0 | 0 | 0 | 0 | 0 | 0 | 0 | 0 | 0 | 0 | 0 | 0 | 0 | 0 | 0 | 0 | 0 | 0 | 0 | 0 | 0 | 0 | 0
CDP4 | NSW | NNSW | Deep storage | 0 | 0 | 0 | 0 | 0 | 0 | 4.7832e-07 | 5.8032e-07 | 5.8032e-07 | 6.0552e-07 | 8.9328e-07 | 1.2029e-06 | 1.519e-06 | 1.519e-06 | 1.6248e-06 | 1.6762e-06 | 1.6762e-06 | 1.757e-06 | 1.757e-06 | 2.0486e-06 | 36 | 36 | 36 | 36 | 36 | 36 | 36 | 36
CDP4 | NSW | NNSW | Medium storage | 0 | 0 | 2.2 | 2.2 | 3.0764 | 9.2449 | 9.2449 | 9.2449 | 9.2449 | 9.2449 | 9.2449 | 9.2449 | 9.2449 | 9.2449 | 9.2449 | 9.2449 | 9.2449 | 9.2449 | 9.2449 | 9.2449 | 9.2449 | 9.2449 | 7.0449 | 11.6111 | 10.7347 | 10.0109 | 10.0109 | 12.9086
CDP4 | NSW | NNSW | Shallow storage | 0 | 0.039 | 0.439 | 0.639 | 0.639 | 0.639 | 0.639 | 0.639 | 0.639 | 0.6 | 0.6 | 0.6 | 0.6 | 0.6 | 0.6 | 0.6 | 0.6 | 0.6 | 0.6 | 0.6 | 0.6 | 0.6 | 0 | 0 | 0 | 0 | 0 | 0
CDP4 | NSW | NNSW | Coordinated CER storage | 0.0058023 | 0.0073808 | 0.0092556 | 0.011119 | 0.013383 | 0.015998 | 0.024683 | 0.036911 | 0.053056 | 0.07362 | 0.098754 | 0.12877 | 0.16356 | 0.20345 | 0.24845 | 0.29858 | 0.35393 | 0.41467 | 0.48084 | 0.55252 | 0.62982 | 0.71312 | 0.80147 | 0.89492 | 0.99303 | 1.0956 | 1.1428 | 1.185
CDP4 | NSW | NNSW | Passive CER storage | 0.10814 | 0.11531 | 0.12198 | 0.12781 | 0.1343 | 0.1437 | 0.15205 | 0.16115 | 0.17043 | 0.18064 | 0.19104 | 0.20182 | 0.21193 | 0.22241 | 0.23236 | 0.24116 | 0.24879 | 0.25583 | 0.26203 | 0.26768 | 0.27482 | 0.28223 | 0.28989 | 0.29781 | 0.30431 | 0.30948 | 0.31643 | 0.32198
CDP4 | NSW | CNSW | Snowy 2.0 | 0 | 0 | 0 | 0 | 0 | 0 | 0 | 0 | 0 | 0 | 0 | 0 | 0 | 0 | 0 | 0 | 0 | 0 | 0 | 0 | 0 | 0 | 0 | 0 | 0 | 0 | 0 | 0
CDP4 | NSW | CNSW | Deep storage | 6.271 | 6.271 | 6.271 | 6.271 | 6.271 | 6.271 | 6.271 | 6.271 | 6.271 | 6.271 | 6.271 | 6.271 | 6.271 | 6.271 | 6.271 | 6.271 | 6.271 | 6.271 | 6.271 | 6.271 | 6.271 | 6.271 | 6.271 | 6.271 | 6.271 | 6.271 | 6.271 | 6.271
CDP4 | NSW | CNSW | Medium storage | 0 | 2.392 | 2.392 | 3.8658 | 3.8658 | 4.026 | 3.8659 | 4.026 | 3.8659 | 3.8659 | 4.026 | 3.8659 | 3.8659 | 4.026 | 4.026 | 3.8659 | 3.8659 | 3.8659 | 3.8659 | 4.026 | 3.8659 | 1.634 | 1.4739 | 1.4739 | 1.634 | 1.4739 | 1.4739 | 1.6339
CDP4 | NSW | CNSW | Shallow storage | 0 | 0.028 | 0.037886 | 0.32966 | 1.7131 | 1.7131 | 1.7131 | 1.7131 | 1.7131 | 1.7131 | 1.7131 | 1.7131 | 1.7131 | 1.7131 | 1.7131 | 1.7131 | 1.7131 | 1.7131 | 1.7131 | 1.7131 | 1.7131 | 1.6851 | 1.6752 | 1.3834 | 0.12399 | 0.12399 | 0.12399 | 0.12399
CDP4 | NSW | CNSW | Coordinated CER storage | 0.002436 | 0.003109 | 0.0039388 | 0.0047921 | 0.0057777 | 0.0069361 | 0.012327 | 0.02009 | 0.030459 | 0.043748 | 0.06014 | 0.079766 | 0.10265 | 0.12894 | 0.15869 | 0.19196 | 0.2288 | 0.26926 | 0.31342 | 0.36129 | 0.41291 | 0.46862 | 0.52774 | 0.59029 | 0.65608 | 0.72489 | 0.75661 | 0.78503
CDP4 | NSW | CNSW | Passive CER storage | 0.045401 | 0.048571 | 0.051909 | 0.055084 | 0.057981 | 0.062299 | 0.066172 | 0.070665 | 0.075208 | 0.080098 | 0.085417 | 0.090708 | 0.095926 | 0.10121 | 0.10634 | 0.11106 | 0.1153 | 0.11909 | 0.12247 | 0.12542 | 0.12924 | 0.13331 | 0.13748 | 0.14176 | 0.14544 | 0.14836 | 0.15206 | 0.15509
CDP4 | NSW | SNSW | Snowy 2.0 | 0 | 0 | 0 | 0 | 349.8 | 349.8 | 349.8 | 349.8 | 349.8 | 349.8 | 349.8 | 349.8 | 349.8 | 349.8 | 349.8 | 349.8 | 349.8 | 349.8 | 349.8 | 349.8 | 349.8 | 349.8 | 349.8 | 349.8 | 349.8 | 349.8 | 349.8 | 349.8
CDP4 | NSW | SNSW | Deep storage | 0 | 0 | 0 | 0 | 0 | 0 | 0 | 0 | 0 | 0 | 0 | 0 | 0 | 0 | 0 | 0 | 0 | 0 | 0 | 0 | 0 | 0 | 0 | 0 | 0 | 0 | 0 | 0
CDP4 | NSW | SNSW | Medium storage | 0 | 0.4 | 0.4 | 2 | 2 | 2.1301 | 2.1301 | 2.1301 | 2.1301 | 2.1301 | 2.1301 | 2.1301 | 2.1301 | 2.1301 | 2.1301 | 2.1301 | 2.1301 | 2.1301 | 2.1301 | 2.1301 | 2.1301 | 1.7301 | 1.7301 | 1.7301 | 1.7301 | 1.6571 | 1.6571 | 1.6571
CDP4 | NSW | SNSW | Shallow storage | 0.56998 | 0.5878 | 0.5878 | 0.5878 | 0.5878 | 0.58978 | 0.5878 | 0.58978 | 0.5878 | 0.5878 | 0.58978 | 0.5878 | 0.5878 | 0.58978 | 0.58978 | 0.5878 | 0.5878 | 0.5878 | 0.5678 | 0.51978 | 0.5178 | 0.49998 | 0.498 | 0.498 | 0.3 | 0.3 | 0.3 | 0
CDP4 | NSW | SNSW | Coordinated CER storage | 0.0048938 | 0.0062939 | 0.0080112 | 0.0098897 | 0.012126 | 0.014688 | 0.021379 | 0.030987 | 0.044109 | 0.061364 | 0.083154 | 0.10992 | 0.1418 | 0.17919 | 0.22224 | 0.27107 | 0.32586 | 0.38691 | 0.45437 | 0.52841 | 0.60853 | 0.6967 | 0.79157 | 0.89321 | 1.0013 | 1.1157 | 1.1739 | 1.2265
CDP4 | NSW | SNSW | Passive CER storage | 0.09121 | 0.098327 | 0.10558 | 0.11368 | 0.12169 | 0.13193 | 0.14054 | 0.14968 | 0.15919 | 0.1694 | 0.18001 | 0.19105 | 0.20183 | 0.21303 | 0.2238 | 0.23332 | 0.24159 | 0.24917 | 0.25601 | 0.26228 | 0.27033 | 0.27892 | 0.28791 | 0.2972 | 0.305 | 0.31159 | 0.31977 | 0.32656
CDP4 | NSW | SNW | Snowy 2.0 | 0 | 0 | 0 | 0 | 0 | 0 | 0 | 0 | 0 | 0 | 0 | 0 | 0 | 0 | 0 | 0 | 0 | 0 | 0 | 0 | 0 | 0 | 0 | 0 | 0 | 0 | 0 | 0
CDP4 | NSW | SNW | Deep storage | 0 | 0 | 0 | 0 | 0 | 0 | 0 | 0 | 0 | 0 | 0 | 0 | 0 | 0 | 0 | 0 | 0 | 0 | 0 | 0 | 0 | 0 | 0 | 0 | 0 | 0 | 0 | 0
CDP4 | NSW | SNW | Medium storage | 0 | 3.5566 | 3.5566 | 3.5566 | 3.5566 | 7.7895 | 7.7895 | 7.7895 | 7.7895 | 7.7895 | 7.7895 | 7.7895 | 7.7895 | 7.7895 | 7.7895 | 7.7895 | 7.7895 | 7.7895 | 7.7895 | 7.7895 | 7.7895 | 4.2329 | 4.2329 | 4.2329 | 4.2329 | 1.8587 | 1.8587 | 1.8587
CDP4 | NSW | SNW | Shallow storage | 0.075 | 1.3404 | 1.3404 | 1.3404 | 1.3761 | 1.4607 | 2.7158 | 2.861 | 2.7158 | 2.7158 | 2.861 | 2.7158 | 2.6408 | 2.786 | 2.786 | 2.6408 | 2.6408 | 2.6408 | 2.6408 | 2.786 | 2.6408 | 1.736 | 1.5908 | 1.5908 | 1.7035 | 1.5584 | 1.5584 | 1.7035
CDP4 | NSW | SNW | Coordinated CER storage | 0.023059 | 0.029634 | 0.037325 | 0.045574 | 0.055599 | 0.066993 | 0.12001 | 0.19479 | 0.29386 | 0.42016 | 0.57502 | 0.76029 | 0.97571 | 1.223 | 1.5026 | 1.8146 | 2.1596 | 2.5385 | 2.9514 | 3.399 | 3.877 | 4.3971 | 4.9489 | 5.5327 | 6.1464 | 6.7884 | 7.0829 | 7.3466
CDP4 | NSW | SNW | Passive CER storage | 0.42977 | 0.46296 | 0.4919 | 0.52387 | 0.55796 | 0.60171 | 0.63797 | 0.67618 | 0.71468 | 0.75624 | 0.79951 | 0.84459 | 0.88781 | 0.93318 | 0.97727 | 1.0166 | 1.0505 | 1.081 | 1.1072 | 1.13 | 1.1611 | 1.1941 | 1.2288 | 1.2655 | 1.2967 | 1.3225 | 1.356 | 1.3833
CDP4 | QLD | NQ | Borumba | 0 | 0 | 0 | 0 | 0 | 0 | 0 | 0 | 0 | 0 | 0 | 0 | 0 | 0 | 0 | 0 | 0 | 0 | 0 | 0 | 0 | 0 | 0 | 0 | 0 | 0 | 0 | 0
CDP4 | QLD | NQ | Deep storage | 0 | 0 | 0 | 0 | 0 | 0 | 2.1576e-07 | 2.796e-07 | 2.796e-07 | 1.2106e-06 | 1.2106e-06 | 1.2106e-06 | 1.7796e-06 | 1.7796e-06 | 1.8552e-06 | 1.8552e-06 | 1.8552e-06 | 1.9039e-06 | 1.9039e-06 | 1.9435e-06 | 3.8335e-06 | 4.0114e-06 | 0.13221 | 0.47436 | 3.4706 | 4.3297 | 4.3297 | 4.3297
CDP4 | QLD | NQ | Medium storage | 2 | 2 | 2 | 2 | 2 | 2 | 2 | 2 | 2 | 2 | 2 | 2 | 2 | 2 | 2 | 2 | 2 | 2 | 2 | 2 | 2 | 2 | 2 | 2 | 2 | 2 | 2 | 2
CDP4 | QLD | NQ | Shallow storage | 0 | 0 | 0.6 | 0.6 | 0.6 | 0.6 | 0.6 | 0.6 | 0.6 | 0.6 | 0.6 | 0.6 | 0.6 | 0.6 | 0.6 | 0.6 | 0.6 | 0.6 | 0.6 | 0.6 | 0.6 | 0.6 | 0 | 0 | 0 | 0 | 0 | 0
CDP4 | QLD | NQ | Coordinated CER storage | 0.0024335 | 0.0031857 | 0.0040501 | 0.0050472 | 0.00624 | 0.0076805 | 0.012587 | 0.019554 | 0.028796 | 0.040632 | 0.055229 | 0.072792 | 0.093248 | 0.11684 | 0.14359 | 0.17349 | 0.20665 | 0.24318 | 0.28313 | 0.32664 | 0.37383 | 0.42485 | 0.47917 | 0.53687 | 0.59765 | 0.66137 | 0.6919 | 0.71969
CDP4 | QLD | NQ | Passive CER storage | 0.043154 | 0.047713 | 0.052263 | 0.05701 | 0.062484 | 0.068971 | 0.07472 | 0.081073 | 0.08755 | 0.094587 | 0.10209 | 0.11006 | 0.11762 | 0.12553 | 0.13323 | 0.14004 | 0.14615 | 0.15177 | 0.15698 | 0.16205 | 0.16817 | 0.17461 | 0.18129 | 0.1884 | 0.19451 | 0.19975 | 0.2053 | 0.21004
CDP4 | QLD | GG | Borumba | 0 | 0 | 0 | 0 | 0 | 0 | 0 | 0 | 0 | 0 | 0 | 0 | 0 | 0 | 0 | 0 | 0 | 0 | 0 | 0 | 0 | 0 | 0 | 0 | 0 | 0 | 0 | 0
CDP4 | QLD | GG | Deep storage | 0 | 0 | 0 | 0 | 0 | 0 | 0 | 0 | 0 | 0 | 0 | 0 | 0 | 0 | 0 | 0 | 0 | 0 | 0 | 0 | 0 | 0 | 0 | 0 | 0 | 0 | 0 | 0
CDP4 | QLD | GG | Medium storage | 0 | 0 | 0 | 1.1184e-07 | 1.1184e-07 | 2.4376e-07 | 2.4376e-07 | 2.656e-07 | 2.656e-07 | 3.9716e-07 | 3.9716e-07 | 3.9716e-07 | 6.638e-07 | 1.089e-06 | 1.1211e-06 | 1.1211e-06 | 1.1211e-06 | 1.1364e-06 | 1.1364e-06 | 1.1726e-06 | 1.2294e-06 | 0.0076692 | 0.20939 | 0.2098 | 0.2098 | 2.3395 | 2.3395 | 4.026
CDP4 | QLD | GG | Shallow storage | 0 | 0.4 | 0.4 | 0.4 | 0.4 | 0.4 | 0.4 | 0.4 | 0.4 | 0.4 | 0.4 | 0.4 | 0.4 | 0.4 | 0.4 | 0.4 | 0.4 | 0.4 | 0.4 | 0.4 | 0.4 | 0 | 0 | 0 | 0 | 0 | 0 | 0
CDP4 | QLD | GG | Coordinated CER storage | 0.00013364 | 0.00017577 | 0.00022307 | 0.00028305 | 0.00034733 | 0.00043144 | 0.0009243 | 0.0016461 | 0.0026279 | 0.0038986 | 0.0054761 | 0.0073813 | 0.0096176 | 0.012203 | 0.015143 | 0.018447 | 0.02212 | 0.02618 | 0.030632 | 0.03548 | 0.04075 | 0.046436 | 0.052488 | 0.058908 | 0.065683 | 0.072796 | 0.076188 | 0.079271
CDP4 | QLD | GG | Passive CER storage | 0.0023698 | 0.0026326 | 0.0028784 | 0.0031972 | 0.003478 | 0.0038743 | 0.0042037 | 0.0045759 | 0.0049915 | 0.0054424 | 0.005916 | 0.0064045 | 0.0068905 | 0.007396 | 0.0078783 | 0.0083287 | 0.0087188 | 0.0090984 | 0.0094577 | 0.0097885 | 0.010197 | 0.010632 | 0.011082 | 0.011538 | 0.011938 | 0.012279 | 0.012648 | 0.01295
CDP4 | QLD | CQ | Borumba | 0 | 0 | 0 | 0 | 0 | 0 | 0 | 0 | 0 | 0 | 0 | 0 | 0 | 0 | 0 | 0 | 0 | 0 | 0 | 0 | 0 | 0 | 0 | 0 | 0 | 0 | 0 | 0
CDP4 | QLD | CQ | Deep storage | 0 | 0 | 0 | 0 | 0 | 0 | 2.1888e-07 | 2.7576e-07 | 2.7576e-07 | 9.7776e-07 | 9.7776e-07 | 9.7776e-07 | 1.1786e-06 | 1.6486e-06 | 1.7059e-06 | 1.7059e-06 | 1.7059e-06 | 1.7059e-06 | 1.7059e-06 | 1.7515e-06 | 4.8168e-06 | 4.8881e-06 | 5.0318e-06 | 5.1084e-06 | 1.236 | 8.5229 | 8.5229 | 9.6
CDP4 | QLD | CQ | Medium storage | 0 | 0 | 0 | 1.2236e-07 | 1.5068e-07 | 2.4924e-07 | 3.3084e-07 | 3.7636e-07 | 4.4292e-07 | 8.6284e-07 | 8.6284e-07 | 8.6284e-07 | 1.1743e-06 | 1.7208e-06 | 1.7794e-06 | 1.7794e-06 | 1.7794e-06 | 1.7907e-06 | 1.7907e-06 | 1.834e-06 | 1.9716e-06 | 0.0076693 | 0.32227 | 0.65119 | 0.65119 | 2.2404 | 2.2404 | 4.7711
CDP4 | QLD | CQ | Shallow storage | 0.1 | 0.1 | 0.1 | 0.4 | 0.4 | 0.4 | 0.4 | 0.4 | 0.4 | 0.4 | 0.4 | 0.4 | 0.4 | 0.4 | 0.4 | 0.4 | 0.4 | 0.4 | 0.3 | 0.3 | 0.3 | 0.3 | 0.3 | 0 | 0 | 0 | 0 | 0
CDP4 | QLD | CQ | Coordinated CER storage | 0.0022383 | 0.00295 | 0.003741 | 0.0047011 | 0.0057881 | 0.0071303 | 0.012663 | 0.020582 | 0.031219 | 0.044919 | 0.061857 | 0.082254 | 0.10614 | 0.13369 | 0.16499 | 0.20008 | 0.23901 | 0.28198 | 0.32903 | 0.38027 | 0.43596 | 0.49607 | 0.56008 | 0.62803 | 0.6997 | 0.77487 | 0.81085 | 0.84354
CDP4 | QLD | CQ | Passive CER storage | 0.039693 | 0.044182 | 0.048274 | 0.0531 | 0.057959 | 0.06403 | 0.069643 | 0.075613 | 0.081979 | 0.088976 | 0.096321 | 0.10393 | 0.11149 | 0.11926 | 0.12684 | 0.13371 | 0.1397 | 0.14542 | 0.15074 | 0.15578 | 0.16208 | 0.16856 | 0.17529 | 0.18226 | 0.18842 | 0.19361 | 0.19905 | 0.20352
CDP4 | QLD | SQ | Borumba | 0 | 0 | 0 | 0 | 0 | 0 | 0 | 47.952 | 47.952 | 47.952 | 47.952 | 47.952 | 47.952 | 47.952 | 47.952 | 47.952 | 47.952 | 47.952 | 47.952 | 47.952 | 47.952 | 47.952 | 47.952 | 47.952 | 47.952 | 47.952 | 47.952 | 47.952
CDP4 | QLD | SQ | Deep storage | 0 | 0 | 0 | 0 | 0 | 0 | 0 | 0 | 0 | 0 | 0 | 0 | 0 | 0 | 0 | 0 | 0 | 0 | 0 | 0 | 0 | 0 | 0 | 0 | 0 | 0 | 0 | 0
CDP4 | QLD | SQ | Medium storage | 5.7 | 5.7 | 5.7 | 5.7 | 5.7 | 5.7 | 5.7 | 5.7 | 5.7 | 5.7 | 5.7 | 5.7 | 5.7 | 5.7 | 5.7 | 5.7 | 5.7 | 5.7 | 5.7 | 5.7 | 5.7 | 5.7 | 7.8295 | 7.8295 | 7.8295 | 8.9242 | 8.9242 | 8.9242
CDP4 | QLD | SQ | Shallow storage | 1.2581 | 1.8421 | 1.8421 | 1.8421 | 1.8421 | 1.8421 | 1.8421 | 1.8421 | 1.8421 | 1.8421 | 1.8421 | 1.8421 | 1.8421 | 1.8421 | 1.6421 | 1.6421 | 1.6421 | 1.6421 | 1.6421 | 1.6421 | 1.3421 | 0.84212 | 0.84212 | 0.84212 | 0.45992 | 0.45992 | 0.45992 | 0.30992
CDP4 | QLD | SQ | Coordinated CER storage | 0.01187 | 0.01571 | 0.020135 | 0.025278 | 0.031321 | 0.039007 | 0.07543 | 0.12706 | 0.19578 | 0.28386 | 0.39252 | 0.52329 | 0.67614 | 0.85255 | 1.0529 | 1.2773 | 1.5262 | 1.8007 | 2.1014 | 2.4288 | 2.7797 | 3.1635 | 3.5723 | 4.0062 | 4.4638 | 4.9441 | 5.1735 | 5.382
CDP4 | QLD | SQ | Passive CER storage | 0.21049 | 0.23529 | 0.25982 | 0.28552 | 0.31363 | 0.35029 | 0.38243 | 0.41718 | 0.45303 | 0.49221 | 0.53361 | 0.57723 | 0.6199 | 0.66492 | 0.70882 | 0.74827 | 0.78204 | 0.8135 | 0.8432 | 0.87111 | 0.90624 | 0.94342 | 0.98231 | 1.0229 | 1.0586 | 1.0898 | 1.1224 | 1.1496
CDP4 | VIC | VIC | Deep storage | 0 | 0 | 0 | 0 | 0 | 0 | 2.0208e-07 | 5.2224e-07 | 1.0303e-06 | 2.5459e-06 | 2.5459e-06 | 2.5459e-06 | 2.5459e-06 | 2.6962e-06 | 2.6962e-06 | 2.7262e-06 | 2.7511e-06 | 2.7804e-06 | 2.8231e-06 | 2.9791e-06 | 12.477 | 12.477 | 12.477 | 12.477 | 12.477 | 12.6033 | 12.6033 | 13.233
CDP4 | VIC | VIC | Medium storage | 0 | 0 | 1.4 | 1.4 | 1.4 | 1.4 | 1.4 | 1.4 | 1.4 | 1.4 | 1.4 | 1.4 | 1.4 | 1.4 | 1.4 | 1.4 | 1.4 | 1.4 | 1.4 | 1.4 | 1.4 | 1.4 | 5.2784e-07 | 1.0759e-06 | 1.0553e-06 | 1.0198e-06 | 1.0198e-06 | 1.0036e-06
CDP4 | VIC | VIC | Shallow storage | 0.71096 | 4.051 | 4.1158 | 5.0177 | 5.0034 | 5.2055 | 5.2194 | 5.7311 | 6.367 | 6.8449 | 8.4538 | 8.4538 | 8.467 | 8.4538 | 8.4438 | 8.4438 | 8.4438 | 7.9938 | 7.9938 | 7.8813 | 7.4945 | 7.0417 | 6.2647 | 5.6609 | 5.6609 | 5.4152 | 3.8132 | 3.3015
CDP4 | VIC | VIC | Coordinated CER storage | 0.030273 | 0.041437 | 0.0534 | 0.06722 | 0.084146 | 0.10405 | 0.16928 | 0.26054 | 0.38081 | 0.53384 | 0.72135 | 0.94586 | 1.2071 | 1.5076 | 1.8479 | 2.2279 | 2.6483 | 3.1109 | 3.6164 | 4.1656 | 4.755 | 5.397 | 6.0796 | 6.8032 | 7.5643 | 8.3613 | 8.7383 | 9.0797
CDP4 | VIC | VIC | Passive CER storage | 0.62471 | 0.68133 | 0.73614 | 0.79403 | 0.85556 | 0.93631 | 1.0064 | 1.0815 | 1.1588 | 1.2425 | 1.3303 | 1.4219 | 1.5108 | 1.6037 | 1.6939 | 1.7747 | 1.8447 | 1.9098 | 1.9706 | 2.0279 | 2.0988 | 2.173 | 2.2501 | 2.3307 | 2.401 | 2.4615 | 2.532 | 2.5917
CDP4 | SA | CSA | Deep storage | 0 | 0 | 0 | 0 | 0 | 0 | 1.1064e-07 | 1.392e-07 | 1.392e-07 | 1.9824e-07 | 1.9824e-07 | 1.9824e-07 | 1.9824e-07 | 3.216e-07 | 3.5976e-07 | 3.5976e-07 | 3.5976e-07 | 3.5976e-07 | 3.5976e-07 | 3.9888e-07 | 4.248e-07 | 4.248e-07 | 4.248e-07 | 4.248e-07 | 4.248e-07 | 4.5192e-07 | 4.5192e-07 | 4.5192e-07
CDP4 | SA | CSA | Medium storage | 0 | 0 | 0 | 7.724e-08 | 9.904e-08 | 1.3232e-07 | 1.3232e-07 | 1.3848e-07 | 1.7688e-07 | 1.7688e-07 | 1.7688e-07 | 1.7688e-07 | 1.8144e-07 | 3.3696e-07 | 3.5724e-07 | 3.5724e-07 | 3.5724e-07 | 3.5724e-07 | 3.5724e-07 | 3.7152e-07 | 3.8484e-07 | 3.9388e-07 | 4.154e-07 | 4.3479 | 4.3479 | 6.2217 | 6.2217 | 6.2217
CDP4 | SA | CSA | Shallow storage | 0.88082 | 1.5374 | 2.156 | 3.3894 | 3.4014 | 3.3894 | 3.3816 | 3.3816 | 3.3816 | 3.3816 | 3.3816 | 3.3816 | 3.3816 | 3.3816 | 3.3816 | 3.3816 | 3.3816 | 3.3563 | 3.3683 | 3.1056 | 2.7176 | 2.4036 | 1.785 | 0.65619 | 0.57319 | 0.28459 | 0.28459 | 0.28459
CDP4 | SA | CSA | Coordinated CER storage | 0.12492 | 0.13915 | 0.15299 | 0.16834 | 0.18427 | 0.20382 | 0.23165 | 0.26628 | 0.30796 | 0.35804 | 0.41651 | 0.48397 | 0.55937 | 0.64408 | 0.7373 | 0.83826 | 0.94689 | 1.0641 | 1.1902 | 1.325 | 1.4692 | 1.6249 | 1.7888 | 1.9609 | 2.1392 | 2.3232 | 2.4079 | 2.483
CDP4 | SA | CSA | Passive CER storage | 0.36485 | 0.38587 | 0.40522 | 0.42425 | 0.4446 | 0.4694 | 0.48994 | 0.51132 | 0.53227 | 0.55427 | 0.5763 | 0.5985 | 0.61859 | 0.63896 | 0.65753 | 0.67255 | 0.68392 | 0.69348 | 0.70155 | 0.70822 | 0.71785 | 0.72786 | 0.73807 | 0.74849 | 0.75609 | 0.7611 | 0.77066 | 0.77748
CDP4 | SA | SESA | Deep storage | 0 | 0 | 0 | 0 | 0 | 0 | 0 | 0 | 0 | 0 | 0 | 0 | 0 | 0 | 0 | 0 | 0 | 0 | 0 | 0 | 0 | 0 | 0 | 0 | 0 | 0 | 0 | 0
CDP4 | SA | SESA | Medium storage | 0 | 0 | 0 | 7.504e-08 | 9.668e-08 | 1.2656e-07 | 1.2656e-07 | 1.35e-07 | 1.6156e-07 | 1.674e-07 | 1.674e-07 | 1.674e-07 | 1.7296e-07 | 3.1016e-07 | 3.3024e-07 | 3.3024e-07 | 3.3024e-07 | 3.3024e-07 | 3.3024e-07 | 3.3024e-07 | 3.7648e-07 | 3.8568e-07 | 4.0416e-07 | 0.22515 | 0.22515 | 0.22515 | 0.22515 | 0.22515
CDP4 | SA | SESA | Shallow storage | 0.05 | 0.05 | 0.05 | 0.05 | 0.05 | 0.05 | 0.05 | 0.05 | 0.05 | 0.05 | 0 | 0 | 0 | 0 | 0 | 0 | 0 | 0 | 0 | 0 | 0 | 0 | 0 | 0 | 0 | 0 | 0 | 0
CDP4 | SA | SESA | Coordinated CER storage | 0.0044624 | 0.0050062 | 0.0055448 | 0.0061386 | 0.006757 | 0.007542 | 0.0087227 | 0.010195 | 0.012 | 0.014228 | 0.016926 | 0.019982 | 0.023502 | 0.027385 | 0.031664 | 0.036343 | 0.041413 | 0.046894 | 0.052781 | 0.059173 | 0.066145 | 0.073539 | 0.081296 | 0.089449 | 0.097908 | 0.10666 | 0.11068 | 0.11433
CDP4 | SA | SESA | Passive CER storage | 0.013033 | 0.013883 | 0.014686 | 0.015471 | 0.016303 | 0.01737 | 0.018236 | 0.019069 | 0.019872 | 0.020768 | 0.021796 | 0.022685 | 0.023629 | 0.024429 | 0.025123 | 0.025703 | 0.02615 | 0.026504 | 0.026763 | 0.027081 | 0.027586 | 0.028041 | 0.028457 | 0.028883 | 0.029186 | 0.029394 | 0.029781 | 0.030157
CDP4 | TAS | TAS | Deep storage | 0 | 0 | 0 | 0 | 0 | 0 | 7.6688e-07 | 1.1898e-06 | 1.8123e-06 | 1.8123e-06 | 1.8123e-06 | 1.8123e-06 | 1.8123e-06 | 2.3879e-06 | 2.7103e-06 | 3.2193e-06 | 1.1269 | 1.1269 | 8.41 | 19.5427 | 28.6672 | 28.6672 | 28.6672 | 28.6672 | 28.6672 | 28.6672 | 28.6672 | 28.6672
CDP4 | TAS | TAS | Medium storage | 0 | 0 | 0 | 6.42e-08 | 7.28e-08 | 8.116e-08 | 8.116e-08 | 9.108e-08 | 9.636e-08 | 9.636e-08 | 9.636e-08 | 9.636e-08 | 9.636e-08 | 1.6408e-07 | 1.7324e-07 | 1.7324e-07 | 1.8016e-07 | 1.8016e-07 | 1.8964e-07 | 2.0232e-07 | 2.4572e-07 | 2.5028e-07 | 2.5844e-07 | 2.0944e-07 | 2.0084e-07 | 1.9248e-07 | 1.9248e-07 | 1.826e-07
CDP4 | TAS | TAS | Shallow storage | 0 | 0 | 0 | 0 | 0 | 0 | 0 | 0 | 0 | 0 | 0 | 0 | 0 | 0 | 0 | 0 | 0 | 0 | 0 | 0 | 0 | 0 | 0 | 0 | 0 | 0 | 0 | 0
CDP4 | TAS | TAS | Coordinated CER storage | 0.001724 | 0.0023794 | 0.0031209 | 0.0039747 | 0.0049612 | 0.0062052 | 0.007694 | 0.01003 | 0.013563 | 0.018691 | 0.025697 | 0.034852 | 0.046261 | 0.060186 | 0.076729 | 0.095955 | 0.11796 | 0.14291 | 0.1709 | 0.20198 | 0.23559 | 0.27327 | 0.31426 | 0.35855 | 0.40599 | 0.45655 | 0.4844 | 0.50935
CDP4 | TAS | TAS | Passive CER storage | 0.03794 | 0.041198 | 0.044208 | 0.047379 | 0.05081 | 0.055564 | 0.059366 | 0.063417 | 0.067533 | 0.072027 | 0.076722 | 0.081598 | 0.08621 | 0.091018 | 0.095561 | 0.099408 | 0.1025 | 0.1052 | 0.10757 | 0.10966 | 0.11256 | 0.11561 | 0.11877 | 0.12207 | 0.12468 | 0.12661 | 0.12968 | 0.13201
CDP5 | NSW | NNSW | Snowy 2.0 | 0 | 0 | 0 | 0 | 0 | 0 | 0 | 0 | 0 | 0 | 0 | 0 | 0 | 0 | 0 | 0 | 0 | 0 | 0 | 0 | 0 | 0 | 0 | 0 | 0 | 0 | 0 | 0
CDP5 | NSW | NNSW | Deep storage | 0 | 0 | 0 | 0 | 0 | 0 | 3.8616e-07 | 5.2512e-07 | 5.2512e-07 | 5.2512e-07 | 7.8528e-07 | 1.0985e-06 | 1.3886e-06 | 1.4434e-06 | 1.5329e-06 | 1.5329e-06 | 1.5648e-06 | 1.8578e-06 | 1.8578e-06 | 2.0765e-06 | 36 | 36 | 36 | 36 | 36 | 36 | 36 | 36
CDP5 | NSW | NNSW | Medium storage | 0 | 0 | 2.2 | 2.2 | 3.0285 | 8.9279 | 8.9279 | 8.9279 | 8.9279 | 8.9279 | 8.9279 | 8.9279 | 8.9279 | 8.9279 | 8.9279 | 8.9279 | 8.9279 | 8.9279 | 8.9279 | 8.9279 | 8.9279 | 8.9279 | 6.7279 | 10.9342 | 10.1057 | 9.6861 | 9.6861 | 12.7904
CDP5 | NSW | NNSW | Shallow storage | 0 | 0.039 | 0.439 | 0.639 | 0.639 | 0.639 | 0.639 | 0.639 | 0.639 | 0.6 | 0.6 | 0.6 | 0.6 | 0.6 | 0.6 | 0.6 | 0.6 | 0.6 | 0.6 | 0.6 | 0.6 | 0.6 | 0 | 0 | 0 | 0 | 0 | 0
CDP5 | NSW | NNSW | Coordinated CER storage | 0.0058023 | 0.0073808 | 0.0092556 | 0.011119 | 0.013383 | 0.015998 | 0.024683 | 0.036911 | 0.053056 | 0.07362 | 0.098754 | 0.12877 | 0.16356 | 0.20345 | 0.24845 | 0.29858 | 0.35393 | 0.41467 | 0.48084 | 0.55252 | 0.62982 | 0.71312 | 0.80147 | 0.89492 | 0.99303 | 1.0956 | 1.1428 | 1.185
CDP5 | NSW | NNSW | Passive CER storage | 0.10814 | 0.11531 | 0.12198 | 0.12781 | 0.1343 | 0.1437 | 0.15205 | 0.16115 | 0.17043 | 0.18064 | 0.19104 | 0.20182 | 0.21193 | 0.22241 | 0.23236 | 0.24116 | 0.24879 | 0.25583 | 0.26203 | 0.26768 | 0.27482 | 0.28223 | 0.28989 | 0.29781 | 0.30431 | 0.30948 | 0.31643 | 0.32198
CDP5 | NSW | CNSW | Snowy 2.0 | 0 | 0 | 0 | 0 | 0 | 0 | 0 | 0 | 0 | 0 | 0 | 0 | 0 | 0 | 0 | 0 | 0 | 0 | 0 | 0 | 0 | 0 | 0 | 0 | 0 | 0 | 0 | 0
CDP5 | NSW | CNSW | Deep storage | 6.271 | 6.271 | 6.271 | 6.271 | 6.271 | 6.271 | 6.271 | 6.271 | 6.271 | 6.271 | 6.271 | 6.271 | 6.271 | 6.271 | 6.271 | 6.271 | 6.271 | 6.271 | 6.271 | 6.271 | 6.271 | 6.271 | 6.271 | 6.271 | 6.271 | 6.271 | 6.271 | 6.271
CDP5 | NSW | CNSW | Medium storage | 0 | 2.392 | 2.392 | 3.8658 | 3.8658 | 4.0259 | 3.8659 | 4.0259 | 3.8659 | 3.8659 | 4.0259 | 3.8659 | 3.8659 | 4.0259 | 4.0259 | 3.8659 | 3.8659 | 3.8659 | 3.8659 | 4.0259 | 3.8659 | 1.6339 | 1.4739 | 1.4739 | 1.6339 | 1.4738 | 1.4738 | 1.6339
CDP5 | NSW | CNSW | Shallow storage | 0 | 0.028 | 0.038488 | 0.88448 | 2.2739 | 2.2739 | 2.2739 | 2.2739 | 2.2739 | 2.2739 | 2.2739 | 2.2739 | 2.2739 | 2.2739 | 2.2739 | 2.2739 | 2.2739 | 2.2739 | 2.2739 | 2.2739 | 2.2739 | 2.2459 | 2.2354 | 1.3894 | 0.12453 | 0.12453 | 0.12453 | 0.12453
CDP5 | NSW | CNSW | Coordinated CER storage | 0.002436 | 0.003109 | 0.0039388 | 0.0047921 | 0.0057777 | 0.0069361 | 0.012327 | 0.02009 | 0.030459 | 0.043748 | 0.06014 | 0.079766 | 0.10265 | 0.12894 | 0.15869 | 0.19196 | 0.2288 | 0.26926 | 0.31342 | 0.36129 | 0.41291 | 0.46862 | 0.52774 | 0.59029 | 0.65608 | 0.72489 | 0.75661 | 0.78503
CDP5 | NSW | CNSW | Passive CER storage | 0.045401 | 0.048571 | 0.051909 | 0.055084 | 0.057981 | 0.062299 | 0.066172 | 0.070665 | 0.075208 | 0.080098 | 0.085417 | 0.090708 | 0.095926 | 0.10121 | 0.10634 | 0.11106 | 0.1153 | 0.11909 | 0.12247 | 0.12542 | 0.12924 | 0.13331 | 0.13748 | 0.14176 | 0.14544 | 0.14836 | 0.15206 | 0.15509
CDP5 | NSW | SNSW | Snowy 2.0 | 0 | 0 | 0 | 0 | 349.8 | 349.8 | 349.8 | 349.8 | 349.8 | 349.8 | 349.8 | 349.8 | 349.8 | 349.8 | 349.8 | 349.8 | 349.8 | 349.8 | 349.8 | 349.8 | 349.8 | 349.8 | 349.8 | 349.8 | 349.8 | 349.8 | 349.8 | 349.8
CDP5 | NSW | SNSW | Deep storage | 0 | 0 | 0 | 0 | 0 | 0 | 0 | 0 | 0 | 0 | 0 | 0 | 0 | 0 | 0 | 0 | 0 | 0 | 0 | 0 | 0 | 0 | 0 | 0 | 0 | 0 | 0 | 0
CDP5 | NSW | SNSW | Medium storage | 0 | 0.4 | 0.4 | 2 | 2 | 2 | 2 | 2 | 2 | 2 | 2 | 2 | 2 | 2 | 2 | 2 | 2 | 2 | 2 | 2 | 2 | 1.6 | 1.6 | 1.6 | 1.6 | 1.6 | 1.6 | 1.6
CDP5 | NSW | SNSW | Shallow storage | 0.56998 | 0.5878 | 0.5878 | 0.5878 | 0.5878 | 0.58978 | 0.5878 | 0.58978 | 0.5878 | 0.5878 | 0.58978 | 0.5878 | 0.5878 | 0.58978 | 0.58978 | 0.5878 | 0.5878 | 0.5878 | 0.5678 | 0.51978 | 0.5178 | 0.49998 | 0.498 | 0.498 | 0.3 | 0.3 | 0.3 | 0
CDP5 | NSW | SNSW | Coordinated CER storage | 0.0048938 | 0.0062939 | 0.0080112 | 0.0098897 | 0.012126 | 0.014688 | 0.021379 | 0.030987 | 0.044109 | 0.061364 | 0.083154 | 0.10992 | 0.1418 | 0.17919 | 0.22224 | 0.27107 | 0.32586 | 0.38691 | 0.45437 | 0.52841 | 0.60853 | 0.6967 | 0.79157 | 0.89321 | 1.0013 | 1.1157 | 1.1739 | 1.2265
CDP5 | NSW | SNSW | Passive CER storage | 0.09121 | 0.098327 | 0.10558 | 0.11368 | 0.12169 | 0.13193 | 0.14054 | 0.14968 | 0.15919 | 0.1694 | 0.18001 | 0.19105 | 0.20183 | 0.21303 | 0.2238 | 0.23332 | 0.24159 | 0.24917 | 0.25601 | 0.26228 | 0.27033 | 0.27892 | 0.28791 | 0.2972 | 0.305 | 0.31159 | 0.31977 | 0.32656
CDP5 | NSW | SNW | Snowy 2.0 | 0 | 0 | 0 | 0 | 0 | 0 | 0 | 0 | 0 | 0 | 0 | 0 | 0 | 0 | 0 | 0 | 0 | 0 | 0 | 0 | 0 | 0 | 0 | 0 | 0 | 0 | 0 | 0
CDP5 | NSW | SNW | Deep storage | 0 | 0 | 0 | 0 | 0 | 0 | 0 | 0 | 0 | 0 | 0 | 0 | 0 | 0 | 0 | 0 | 0 | 0 | 0 | 0 | 0 | 0 | 0 | 0 | 0 | 0 | 0 | 0
CDP5 | NSW | SNW | Medium storage | 0 | 3.5566 | 3.5566 | 3.5566 | 3.5566 | 8.2367 | 8.2367 | 8.2367 | 8.2367 | 8.2367 | 8.2367 | 8.2367 | 8.2367 | 8.2367 | 8.2367 | 8.2367 | 8.2367 | 8.2367 | 8.2367 | 8.2367 | 8.2367 | 4.6801 | 4.6801 | 4.6801 | 4.6801 | 2.055 | 2.055 | 2.055
CDP5 | NSW | SNW | Shallow storage | 0.075 | 1.3404 | 1.3404 | 1.3404 | 1.3761 | 1.4607 | 2.7158 | 2.861 | 2.7158 | 2.7158 | 2.861 | 2.7158 | 2.6408 | 2.786 | 2.786 | 2.6408 | 2.6408 | 2.6408 | 2.6408 | 2.786 | 2.6408 | 1.736 | 1.5908 | 1.5908 | 1.7035 | 1.5584 | 1.5584 | 1.7035
CDP5 | NSW | SNW | Coordinated CER storage | 0.023059 | 0.029634 | 0.037325 | 0.045574 | 0.055599 | 0.066993 | 0.12001 | 0.19479 | 0.29386 | 0.42016 | 0.57502 | 0.76029 | 0.97571 | 1.223 | 1.5026 | 1.8146 | 2.1596 | 2.5385 | 2.9514 | 3.399 | 3.877 | 4.3971 | 4.9489 | 5.5327 | 6.1464 | 6.7884 | 7.0829 | 7.3466
CDP5 | NSW | SNW | Passive CER storage | 0.42977 | 0.46296 | 0.4919 | 0.52387 | 0.55796 | 0.60171 | 0.63797 | 0.67618 | 0.71468 | 0.75624 | 0.79951 | 0.84459 | 0.88781 | 0.93318 | 0.97727 | 1.0166 | 1.0505 | 1.081 | 1.1072 | 1.13 | 1.1611 | 1.1941 | 1.2288 | 1.2655 | 1.2967 | 1.3225 | 1.356 | 1.3833
CDP5 | QLD | NQ | Borumba | 0 | 0 | 0 | 0 | 0 | 0 | 0 | 0 | 0 | 0 | 0 | 0 | 0 | 0 | 0 | 0 | 0 | 0 | 0 | 0 | 0 | 0 | 0 | 0 | 0 | 0 | 0 | 0
CDP5 | QLD | NQ | Deep storage | 0 | 0 | 0 | 0 | 0 | 0 | 1.5792e-07 | 2.52e-07 | 2.52e-07 | 1.0913e-06 | 1.0913e-06 | 1.0913e-06 | 1.5643e-06 | 1.5643e-06 | 1.6411e-06 | 1.6411e-06 | 1.6411e-06 | 1.6411e-06 | 1.6411e-06 | 1.6824e-06 | 4.746e-06 | 5.1497e-06 | 0.14687 | 0.4874 | 3.564 | 4.3414 | 4.3414 | 4.3414
CDP5 | QLD | NQ | Medium storage | 2 | 2 | 2 | 2 | 2 | 2 | 2 | 2 | 2 | 2 | 2 | 2 | 2 | 2 | 2 | 2 | 2 | 2 | 2 | 2 | 2 | 2 | 2 | 2 | 2 | 2 | 2 | 2
CDP5 | QLD | NQ | Shallow storage | 0 | 0 | 0.6 | 0.6 | 0.6 | 0.6 | 0.6 | 0.6 | 0.6 | 0.6 | 0.6 | 0.6 | 0.6 | 0.6 | 0.6 | 0.6 | 0.6 | 0.6 | 0.6 | 0.6 | 0.6 | 0.6 | 0 | 0 | 0 | 0 | 0 | 0
CDP5 | QLD | NQ | Coordinated CER storage | 0.0024335 | 0.0031857 | 0.0040501 | 0.0050472 | 0.00624 | 0.0076805 | 0.012587 | 0.019554 | 0.028796 | 0.040632 | 0.055229 | 0.072792 | 0.093248 | 0.11684 | 0.14359 | 0.17349 | 0.20665 | 0.24318 | 0.28313 | 0.32664 | 0.37383 | 0.42485 | 0.47917 | 0.53687 | 0.59765 | 0.66137 | 0.6919 | 0.71969
CDP5 | QLD | NQ | Passive CER storage | 0.043154 | 0.047713 | 0.052263 | 0.05701 | 0.062484 | 0.068971 | 0.07472 | 0.081073 | 0.08755 | 0.094587 | 0.10209 | 0.11006 | 0.11762 | 0.12553 | 0.13323 | 0.14004 | 0.14615 | 0.15177 | 0.15698 | 0.16205 | 0.16817 | 0.17461 | 0.18129 | 0.1884 | 0.19451 | 0.19975 | 0.2053 | 0.21004
CDP5 | QLD | GG | Borumba | 0 | 0 | 0 | 0 | 0 | 0 | 0 | 0 | 0 | 0 | 0 | 0 | 0 | 0 | 0 | 0 | 0 | 0 | 0 | 0 | 0 | 0 | 0 | 0 | 0 | 0 | 0 | 0
CDP5 | QLD | GG | Deep storage | 0 | 0 | 0 | 0 | 0 | 0 | 0 | 0 | 0 | 0 | 0 | 0 | 0 | 0 | 0 | 0 | 0 | 0 | 0 | 0 | 0 | 0 | 0 | 0 | 0 | 0 | 0 | 0
CDP5 | QLD | GG | Medium storage | 0 | 0 | 0 | 8.168e-08 | 8.168e-08 | 1.7652e-07 | 1.7652e-07 | 1.9476e-07 | 1.9476e-07 | 3.618e-07 | 3.618e-07 | 3.618e-07 | 5.9088e-07 | 9.4932e-07 | 9.8008e-07 | 9.8008e-07 | 9.8008e-07 | 9.8008e-07 | 9.8008e-07 | 1.0186e-06 | 1.0901e-06 | 0.14149 | 0.14149 | 0.63031 | 0.63031 | 2.4014 | 2.4014 | 3.3457
CDP5 | QLD | GG | Shallow storage | 0 | 0.4 | 0.4 | 0.4 | 0.4 | 0.4 | 0.4 | 0.4 | 0.4 | 0.4 | 0.4 | 0.4 | 0.4 | 0.4 | 0.4 | 0.4 | 0.4 | 0.4 | 0.4 | 0.4 | 0.4 | 0 | 0 | 0 | 0 | 0 | 0 | 0
CDP5 | QLD | GG | Coordinated CER storage | 0.00013364 | 0.00017577 | 0.00022307 | 0.00028305 | 0.00034733 | 0.00043144 | 0.0009243 | 0.0016461 | 0.0026279 | 0.0038986 | 0.0054761 | 0.0073813 | 0.0096176 | 0.012203 | 0.015143 | 0.018447 | 0.02212 | 0.02618 | 0.030632 | 0.03548 | 0.04075 | 0.046436 | 0.052488 | 0.058908 | 0.065683 | 0.072796 | 0.076188 | 0.079271
CDP5 | QLD | GG | Passive CER storage | 0.0023698 | 0.0026326 | 0.0028784 | 0.0031972 | 0.003478 | 0.0038743 | 0.0042037 | 0.0045759 | 0.0049915 | 0.0054424 | 0.005916 | 0.0064045 | 0.0068905 | 0.007396 | 0.0078783 | 0.0083287 | 0.0087188 | 0.0090984 | 0.0094577 | 0.0097885 | 0.010197 | 0.010632 | 0.011082 | 0.011538 | 0.011938 | 0.012279 | 0.012648 | 0.01295
CDP5 | QLD | CQ | Borumba | 0 | 0 | 0 | 0 | 0 | 0 | 0 | 0 | 0 | 0 | 0 | 0 | 0 | 0 | 0 | 0 | 0 | 0 | 0 | 0 | 0 | 0 | 0 | 0 | 0 | 0 | 0 | 0
CDP5 | QLD | CQ | Deep storage | 0 | 0 | 0 | 0 | 0 | 0 | 1.6008e-07 | 2.4864e-07 | 2.4864e-07 | 8.8128e-07 | 8.8128e-07 | 8.8128e-07 | 1.055e-06 | 1.457e-06 | 1.5312e-06 | 1.5312e-06 | 1.5312e-06 | 1.5312e-06 | 1.5312e-06 | 1.6106e-06 | 7.3567e-06 | 7.4546e-06 | 7.5794e-06 | 7.6039e-06 | 0.13102 | 5.9183 | 5.9183 | 9.6
CDP5 | QLD | CQ | Medium storage | 0 | 0 | 0 | 8.96e-08 | 1.0856e-07 | 1.7972e-07 | 2.394e-07 | 2.9284e-07 | 3.502e-07 | 7.6824e-07 | 7.6824e-07 | 7.6824e-07 | 1.0366e-06 | 1.4945e-06 | 1.568e-06 | 1.568e-06 | 1.568e-06 | 1.568e-06 | 1.568e-06 | 1.6288e-06 | 1.817e-06 | 0.1403 | 0.1403 | 0.14484 | 0.14484 | 2.2825 | 2.2825 | 3.5486
CDP5 | QLD | CQ | Shallow storage | 0.1 | 0.1 | 0.1 | 0.4 | 0.4 | 0.4 | 0.4 | 0.4 | 0.4 | 0.4 | 0.4 | 0.4 | 0.4 | 0.4 | 0.4 | 0.4 | 0.4 | 0.4 | 0.3 | 0.3 | 0.3 | 0.3 | 0.3 | 0 | 0 | 0 | 0 | 0
CDP5 | QLD | CQ | Coordinated CER storage | 0.0022383 | 0.00295 | 0.003741 | 0.0047011 | 0.0057881 | 0.0071303 | 0.012663 | 0.020582 | 0.031219 | 0.044919 | 0.061857 | 0.082254 | 0.10614 | 0.13369 | 0.16499 | 0.20008 | 0.23901 | 0.28198 | 0.32903 | 0.38027 | 0.43596 | 0.49607 | 0.56008 | 0.62803 | 0.6997 | 0.77487 | 0.81085 | 0.84354
CDP5 | QLD | CQ | Passive CER storage | 0.039693 | 0.044182 | 0.048274 | 0.0531 | 0.057959 | 0.06403 | 0.069643 | 0.075613 | 0.081979 | 0.088976 | 0.096321 | 0.10393 | 0.11149 | 0.11926 | 0.12684 | 0.13371 | 0.1397 | 0.14542 | 0.15074 | 0.15578 | 0.16208 | 0.16856 | 0.17529 | 0.18226 | 0.18842 | 0.19361 | 0.19905 | 0.20352
CDP5 | QLD | SQ | Borumba | 0 | 0 | 0 | 0 | 0 | 0 | 0 | 47.952 | 47.952 | 47.952 | 47.952 | 47.952 | 47.952 | 47.952 | 47.952 | 47.952 | 47.952 | 47.952 | 47.952 | 47.952 | 47.952 | 47.952 | 47.952 | 47.952 | 47.952 | 47.952 | 47.952 | 47.952
CDP5 | QLD | SQ | Deep storage | 0 | 0 | 0 | 0 | 0 | 0 | 0 | 0 | 0 | 0 | 0 | 0 | 0 | 0 | 0 | 0 | 0 | 0 | 0 | 0 | 0 | 0 | 0 | 0 | 0 | 0 | 0 | 0
CDP5 | QLD | SQ | Medium storage | 5.7 | 5.7 | 5.7 | 5.7 | 5.7 | 5.7 | 5.7 | 5.7 | 5.7 | 5.7 | 5.7 | 5.7 | 5.7 | 5.7 | 5.7 | 5.7 | 5.7 | 5.7 | 5.7 | 5.7 | 5.7 | 5.7 | 7.6898 | 7.6898 | 7.6898 | 9.2584 | 9.2584 | 9.2584
CDP5 | QLD | SQ | Shallow storage | 1.2581 | 1.8421 | 1.8421 | 1.8421 | 1.8421 | 1.8421 | 1.8421 | 1.8421 | 1.8421 | 1.8421 | 1.8421 | 1.8421 | 1.8421 | 1.8421 | 1.6421 | 1.6421 | 1.6421 | 1.6421 | 1.6421 | 1.6421 | 1.3421 | 0.84212 | 0.84212 | 0.84212 | 0.45992 | 0.45992 | 0.45992 | 0.30992
CDP5 | QLD | SQ | Coordinated CER storage | 0.01187 | 0.01571 | 0.020135 | 0.025278 | 0.031321 | 0.039007 | 0.07543 | 0.12706 | 0.19578 | 0.28386 | 0.39252 | 0.52329 | 0.67614 | 0.85255 | 1.0529 | 1.2773 | 1.5262 | 1.8007 | 2.1014 | 2.4288 | 2.7797 | 3.1635 | 3.5723 | 4.0062 | 4.4638 | 4.9441 | 5.1735 | 5.382
CDP5 | QLD | SQ | Passive CER storage | 0.21049 | 0.23529 | 0.25982 | 0.28552 | 0.31363 | 0.35029 | 0.38243 | 0.41718 | 0.45303 | 0.49221 | 0.53361 | 0.57723 | 0.6199 | 0.66492 | 0.70882 | 0.74827 | 0.78204 | 0.8135 | 0.8432 | 0.87111 | 0.90624 | 0.94342 | 0.98231 | 1.0229 | 1.0586 | 1.0898 | 1.1224 | 1.1496
CDP5 | VIC | VIC | Deep storage | 0 | 0 | 0 | 0 | 0 | 0 | 1.4784e-07 | 4.6464e-07 | 9.0816e-07 | 1.3691 | 1.3691 | 1.3691 | 1.3691 | 1.3691 | 1.3691 | 1.3691 | 1.3691 | 1.3691 | 1.3691 | 1.3691 | 14.4937 | 14.4937 | 14.4937 | 14.4937 | 14.4937 | 14.4937 | 14.4937 | 14.4937
CDP5 | VIC | VIC | Medium storage | 0 | 0 | 1.4 | 1.4 | 1.4 | 1.4 | 1.4 | 1.4 | 1.4 | 1.4 | 1.4 | 1.4 | 1.4 | 1.4 | 1.4 | 1.4 | 1.4 | 1.4 | 1.4 | 1.4 | 1.4 | 1.4 | 2.4673e-06 | 2.5967e-06 | 2.5837e-06 | 2.5559e-06 | 2.5559e-06 | 2.5396e-06
CDP5 | VIC | VIC | Shallow storage | 0.71096 | 4.051 | 4.1158 | 5.0237 | 5.0094 | 5.2055 | 5.2194 | 5.7311 | 6.367 | 6.7879 | 8.3968 | 8.3968 | 8.41 | 8.3968 | 8.3868 | 8.3868 | 8.3868 | 7.9368 | 7.9368 | 7.8243 | 7.4375 | 6.9847 | 6.2077 | 5.5978 | 5.5978 | 5.3582 | 3.7562 | 3.2445
CDP5 | VIC | VIC | Coordinated CER storage | 0.030273 | 0.041437 | 0.0534 | 0.06722 | 0.084146 | 0.10405 | 0.16928 | 0.26054 | 0.38081 | 0.53384 | 0.72135 | 0.94586 | 1.2071 | 1.5076 | 1.8479 | 2.2279 | 2.6483 | 3.1109 | 3.6164 | 4.1656 | 4.755 | 5.397 | 6.0796 | 6.8032 | 7.5643 | 8.3613 | 8.7383 | 9.0797
CDP5 | VIC | VIC | Passive CER storage | 0.62471 | 0.68133 | 0.73614 | 0.79403 | 0.85556 | 0.93631 | 1.0064 | 1.0815 | 1.1588 | 1.2425 | 1.3303 | 1.4219 | 1.5108 | 1.6037 | 1.6939 | 1.7747 | 1.8447 | 1.9098 | 1.9706 | 2.0279 | 2.0988 | 2.173 | 2.2501 | 2.3307 | 2.401 | 2.4615 | 2.532 | 2.5917
CDP5 | SA | CSA | Deep storage | 0 | 0 | 0 | 0 | 0 | 0 | 8.088e-08 | 1.2528e-07 | 1.2528e-07 | 2.1264e-07 | 2.1264e-07 | 2.1264e-07 | 2.1264e-07 | 3.036e-07 | 3.3696e-07 | 3.3696e-07 | 3.3696e-07 | 3.3696e-07 | 3.3696e-07 | 3.3696e-07 | 4.3176e-07 | 4.3176e-07 | 4.3176e-07 | 4.3176e-07 | 4.6608e-07 | 4.6608e-07 | 4.6608e-07 | 5.5296e-07
CDP5 | SA | CSA | Medium storage | 0 | 0 | 0 | 5.86e-08 | 7.2e-08 | 9.896e-08 | 9.896e-08 | 1.058e-07 | 1.2812e-07 | 1.8512e-07 | 1.8512e-07 | 1.8512e-07 | 1.8512e-07 | 3.0996e-07 | 3.2336e-07 | 3.2336e-07 | 3.2336e-07 | 3.2336e-07 | 3.2336e-07 | 3.3184e-07 | 3.9408e-07 | 4.3616e-07 | 0.041449 | 4.0394 | 4.0394 | 6.1125 | 6.1125 | 6.1125
CDP5 | SA | CSA | Shallow storage | 0.88082 | 1.5374 | 2.1554 | 2.8286 | 2.8406 | 2.8286 | 2.8208 | 2.8208 | 2.8208 | 2.8208 | 2.8208 | 2.8208 | 2.8208 | 2.8208 | 2.8208 | 2.8208 | 2.8208 | 2.7954 | 2.8075 | 2.5447 | 2.1568 | 1.8428 | 1.2247 | 0.60868 | 0.52568 | 0.23708 | 0.23708 | 0.23708
CDP5 | SA | CSA | Coordinated CER storage | 0.12492 | 0.13915 | 0.15299 | 0.16834 | 0.18427 | 0.20382 | 0.23165 | 0.26628 | 0.30796 | 0.35804 | 0.41651 | 0.48397 | 0.55937 | 0.64408 | 0.7373 | 0.83826 | 0.94689 | 1.0641 | 1.1902 | 1.325 | 1.4692 | 1.6249 | 1.7888 | 1.9609 | 2.1392 | 2.3232 | 2.4079 | 2.483
CDP5 | SA | CSA | Passive CER storage | 0.36485 | 0.38587 | 0.40522 | 0.42425 | 0.4446 | 0.4694 | 0.48994 | 0.51132 | 0.53227 | 0.55427 | 0.5763 | 0.5985 | 0.61859 | 0.63896 | 0.65753 | 0.67255 | 0.68392 | 0.69348 | 0.70155 | 0.70822 | 0.71785 | 0.72786 | 0.73807 | 0.74849 | 0.75609 | 0.7611 | 0.77066 | 0.77748
CDP5 | SA | SESA | Deep storage | 0 | 0 | 0 | 0 | 0 | 0 | 0 | 0 | 0 | 0 | 0 | 0 | 0 | 0 | 0 | 0 | 0 | 0 | 0 | 0 | 0 | 0 | 0 | 0 | 0 | 0 | 0 | 0
CDP5 | SA | SESA | Medium storage | 0 | 0 | 0 | 5.668e-08 | 7.016e-08 | 9.38e-08 | 9.38e-08 | 1.0016e-07 | 1.338e-07 | 1.7496e-07 | 1.7496e-07 | 1.7496e-07 | 1.7496e-07 | 2.8236e-07 | 2.9864e-07 | 2.9864e-07 | 2.9864e-07 | 2.9864e-07 | 2.9864e-07 | 2.9864e-07 | 3.1992e-07 | 3.3996e-07 | 8.6744e-07 | 1.004e-05 | 1.0027e-05 | 1.0003e-05 | 1.0003e-05 | 9.9969e-06
CDP5 | SA | SESA | Shallow storage | 0.05 | 0.05 | 0.05 | 0.05 | 0.05 | 0.05 | 0.05 | 0.05 | 0.05 | 0.05 | 0 | 0 | 0 | 0 | 0 | 0 | 0 | 0 | 0 | 0 | 0 | 0 | 0 | 0 | 0 | 0 | 0 | 0
CDP5 | SA | SESA | Coordinated CER storage | 0.0044624 | 0.0050062 | 0.0055448 | 0.0061386 | 0.006757 | 0.007542 | 0.0087227 | 0.010195 | 0.012 | 0.014228 | 0.016926 | 0.019982 | 0.023502 | 0.027385 | 0.031664 | 0.036343 | 0.041413 | 0.046894 | 0.052781 | 0.059173 | 0.066145 | 0.073539 | 0.081296 | 0.089449 | 0.097908 | 0.10666 | 0.11068 | 0.11433
CDP5 | SA | SESA | Passive CER storage | 0.013033 | 0.013883 | 0.014686 | 0.015471 | 0.016303 | 0.01737 | 0.018236 | 0.019069 | 0.019872 | 0.020768 | 0.021796 | 0.022685 | 0.023629 | 0.024429 | 0.025123 | 0.025703 | 0.02615 | 0.026504 | 0.026763 | 0.027081 | 0.027586 | 0.028041 | 0.028457 | 0.028883 | 0.029186 | 0.029394 | 0.029781 | 0.030157
CDP5 | TAS | TAS | Deep storage | 0 | 0 | 0 | 0 | 0 | 0 | 5.5936e-07 | 1.0698e-06 | 2.3434e-06 | 2.3434e-06 | 2.3434e-06 | 2.3434e-06 | 2.3434e-06 | 2.3434e-06 | 2.6928e-06 | 2.9517e-06 | 0.41568 | 0.41568 | 7.6775 | 19.1304 | 30.5717 | 30.5717 | 30.5717 | 30.5717 | 30.5717 | 30.5717 | 30.5717 | 30.5717
CDP5 | TAS | TAS | Medium storage | 0 | 0 | 0 | 4.732e-08 | 5.264e-08 | 5.876e-08 | 5.876e-08 | 6.392e-08 | 7.504e-08 | 1.186e-07 | 1.186e-07 | 1.186e-07 | 1.186e-07 | 1.5024e-07 | 1.5688e-07 | 1.612e-07 | 1.6704e-07 | 1.6704e-07 | 1.7676e-07 | 1.916e-07 | 1.9704e-07 | 2.022e-07 | 2.406e-07 | 1.9328e-07 | 1.8796e-07 | 1.8184e-07 | 1.8184e-07 | 1.7668e-07
CDP5 | TAS | TAS | Shallow storage | 0 | 0 | 0 | 0 | 0 | 0 | 0 | 0 | 0 | 0 | 0 | 0 | 0 | 0 | 0 | 0 | 0 | 0 | 0 | 0 | 0 | 0 | 0 | 0 | 0 | 0 | 0 | 0
CDP5 | TAS | TAS | Coordinated CER storage | 0.001724 | 0.0023794 | 0.0031209 | 0.0039747 | 0.0049612 | 0.0062052 | 0.007694 | 0.01003 | 0.013563 | 0.018691 | 0.025697 | 0.034852 | 0.046261 | 0.060186 | 0.076729 | 0.095955 | 0.11796 | 0.14291 | 0.1709 | 0.20198 | 0.23559 | 0.27327 | 0.31426 | 0.35855 | 0.40599 | 0.45655 | 0.4844 | 0.50935
CDP5 | TAS | TAS | Passive CER storage | 0.03794 | 0.041198 | 0.044208 | 0.047379 | 0.05081 | 0.055564 | 0.059366 | 0.063417 | 0.067533 | 0.072027 | 0.076722 | 0.081598 | 0.08621 | 0.091018 | 0.095561 | 0.099408 | 0.1025 | 0.1052 | 0.10757 | 0.10966 | 0.11256 | 0.11561 | 0.11877 | 0.12207 | 0.12468 | 0.12661 | 0.12968 | 0.13201
CDP6 | NSW | NNSW | Snowy 2.0 | 0 | 0 | 0 | 0 | 0 | 0 | 0 | 0 | 0 | 0 | 0 | 0 | 0 | 0 | 0 | 0 | 0 | 0 | 0 | 0 | 0 | 0 | 0 | 0 | 0 | 0 | 0 | 0
CDP6 | NSW | NNSW | Deep storage | 0 | 0 | 0 | 0 | 0 | 0 | 5.5008e-07 | 6.4152e-07 | 6.4152e-07 | 6.4152e-07 | 6.7224e-07 | 9.0408e-07 | 1.1306e-06 | 1.1306e-06 | 1.2127e-06 | 1.2655e-06 | 1.2655e-06 | 1.2898e-06 | 1.7863e-06 | 1.8943e-06 | 36 | 36 | 36 | 36 | 36 | 36 | 36 | 36
CDP6 | NSW | NNSW | Medium storage | 0 | 0 | 2.2 | 2.2 | 2.9959 | 8.0271 | 8.0271 | 8.0271 | 8.0271 | 8.0271 | 8.0271 | 8.0271 | 8.0271 | 8.0271 | 8.0271 | 8.0271 | 8.0271 | 8.0271 | 8.0271 | 8.0271 | 8.0271 | 8.0271 | 5.8271 | 9.4627 | 8.6667 | 9.8653 | 9.8653 | 12.9262
CDP6 | NSW | NNSW | Shallow storage | 0 | 0.039 | 0.439 | 0.639 | 0.639 | 0.639 | 0.639 | 0.639 | 0.639 | 0.6 | 0.6 | 0.6 | 0.6 | 0.6 | 0.6 | 0.6 | 0.6 | 0.6 | 0.6 | 0.6 | 0.6 | 0.6 | 0 | 0 | 0 | 0 | 0 | 0
CDP6 | NSW | NNSW | Coordinated CER storage | 0.0058023 | 0.0073808 | 0.0092556 | 0.011119 | 0.013383 | 0.015998 | 0.024683 | 0.036911 | 0.053056 | 0.07362 | 0.098754 | 0.12877 | 0.16356 | 0.20345 | 0.24845 | 0.29858 | 0.35393 | 0.41467 | 0.48084 | 0.55252 | 0.62982 | 0.71312 | 0.80147 | 0.89492 | 0.99303 | 1.0956 | 1.1428 | 1.185
CDP6 | NSW | NNSW | Passive CER storage | 0.10814 | 0.11531 | 0.12198 | 0.12781 | 0.1343 | 0.1437 | 0.15205 | 0.16115 | 0.17043 | 0.18064 | 0.19104 | 0.20182 | 0.21193 | 0.22241 | 0.23236 | 0.24116 | 0.24879 | 0.25583 | 0.26203 | 0.26768 | 0.27482 | 0.28223 | 0.28989 | 0.29781 | 0.30431 | 0.30948 | 0.31643 | 0.32198
CDP6 | NSW | CNSW | Snowy 2.0 | 0 | 0 | 0 | 0 | 0 | 0 | 0 | 0 | 0 | 0 | 0 | 0 | 0 | 0 | 0 | 0 | 0 | 0 | 0 | 0 | 0 | 0 | 0 | 0 | 0 | 0 | 0 | 0
CDP6 | NSW | CNSW | Deep storage | 6.271 | 6.271 | 6.271 | 6.271 | 6.271 | 6.271 | 6.271 | 6.271 | 6.271 | 6.271 | 6.271 | 6.271 | 6.271 | 6.271 | 6.271 | 6.271 | 6.271 | 6.271 | 6.271 | 6.271 | 6.271 | 6.271 | 6.271 | 6.271 | 6.271 | 6.271 | 6.271 | 6.271
CDP6 | NSW | CNSW | Medium storage | 0 | 2.392 | 2.392 | 3.8658 | 3.8658 | 5.8726 | 5.7125 | 5.8726 | 5.7125 | 5.7125 | 5.8726 | 5.7125 | 5.7125 | 5.8726 | 5.8726 | 5.7125 | 5.7125 | 5.7125 | 5.7125 | 5.8726 | 5.7125 | 3.4806 | 3.3205 | 3.3205 | 3.4806 | 2.2847 | 2.2847 | 2.4448
CDP6 | NSW | CNSW | Shallow storage | 0 | 0.028 | 0.65652 | 1.9344 | 3.3635 | 3.5651 | 3.5651 | 3.5651 | 3.5651 | 3.5651 | 3.5651 | 3.5651 | 3.5651 | 3.5651 | 3.5651 | 3.5651 | 3.5651 | 3.5651 | 3.5651 | 3.5651 | 3.5651 | 3.5371 | 2.9086 | 1.6307 | 0.2016 | 0.018068 | 0.018068 | 0.018068
CDP6 | NSW | CNSW | Coordinated CER storage | 0.002436 | 0.003109 | 0.0039388 | 0.0047921 | 0.0057777 | 0.0069361 | 0.012327 | 0.02009 | 0.030459 | 0.043748 | 0.06014 | 0.079766 | 0.10265 | 0.12894 | 0.15869 | 0.19196 | 0.2288 | 0.26926 | 0.31342 | 0.36129 | 0.41291 | 0.46862 | 0.52774 | 0.59029 | 0.65608 | 0.72489 | 0.75661 | 0.78503
CDP6 | NSW | CNSW | Passive CER storage | 0.045401 | 0.048571 | 0.051909 | 0.055084 | 0.057981 | 0.062299 | 0.066172 | 0.070665 | 0.075208 | 0.080098 | 0.085417 | 0.090708 | 0.095926 | 0.10121 | 0.10634 | 0.11106 | 0.1153 | 0.11909 | 0.12247 | 0.12542 | 0.12924 | 0.13331 | 0.13748 | 0.14176 | 0.14544 | 0.14836 | 0.15206 | 0.15509
CDP6 | NSW | SNSW | Snowy 2.0 | 0 | 0 | 0 | 0 | 349.8 | 349.8 | 349.8 | 349.8 | 349.8 | 349.8 | 349.8 | 349.8 | 349.8 | 349.8 | 349.8 | 349.8 | 349.8 | 349.8 | 349.8 | 349.8 | 349.8 | 349.8 | 349.8 | 349.8 | 349.8 | 349.8 | 349.8 | 349.8
CDP6 | NSW | SNSW | Deep storage | 0 | 0 | 0 | 0 | 0 | 0 | 0 | 0 | 0 | 0 | 0 | 0 | 0 | 0 | 0 | 0 | 0 | 0 | 0 | 0 | 0 | 0 | 0 | 0 | 0 | 0 | 0 | 0
CDP6 | NSW | SNSW | Medium storage | 0 | 0.4 | 0.4 | 2 | 2 | 2 | 2 | 2 | 2 | 2 | 2 | 2 | 2 | 2 | 2 | 2 | 2 | 2 | 2 | 2 | 2 | 1.6 | 1.6 | 1.6 | 1.6 | 1.6 | 1.6 | 1.6
CDP6 | NSW | SNSW | Shallow storage | 0.56998 | 0.5878 | 0.5878 | 0.5878 | 0.5878 | 0.58978 | 0.5878 | 0.58978 | 0.5878 | 0.5878 | 0.58978 | 0.5878 | 0.5878 | 0.58978 | 0.58978 | 0.5878 | 0.5878 | 0.5878 | 0.5678 | 0.51978 | 0.5178 | 0.49998 | 0.498 | 0.498 | 0.3 | 0.3 | 0.3 | 0
CDP6 | NSW | SNSW | Coordinated CER storage | 0.0048938 | 0.0062939 | 0.0080112 | 0.0098897 | 0.012126 | 0.014688 | 0.021379 | 0.030987 | 0.044109 | 0.061364 | 0.083154 | 0.10992 | 0.1418 | 0.17919 | 0.22224 | 0.27107 | 0.32586 | 0.38691 | 0.45437 | 0.52841 | 0.60853 | 0.6967 | 0.79157 | 0.89321 | 1.0013 | 1.1157 | 1.1739 | 1.2265
CDP6 | NSW | SNSW | Passive CER storage | 0.09121 | 0.098327 | 0.10558 | 0.11368 | 0.12169 | 0.13193 | 0.14054 | 0.14968 | 0.15919 | 0.1694 | 0.18001 | 0.19105 | 0.20183 | 0.21303 | 0.2238 | 0.23332 | 0.24159 | 0.24917 | 0.25601 | 0.26228 | 0.27033 | 0.27892 | 0.28791 | 0.2972 | 0.305 | 0.31159 | 0.31977 | 0.32656
CDP6 | NSW | SNW | Snowy 2.0 | 0 | 0 | 0 | 0 | 0 | 0 | 0 | 0 | 0 | 0 | 0 | 0 | 0 | 0 | 0 | 0 | 0 | 0 | 0 | 0 | 0 | 0 | 0 | 0 | 0 | 0 | 0 | 0
CDP6 | NSW | SNW | Deep storage | 0 | 0 | 0 | 0 | 0 | 0 | 0 | 0 | 0 | 0 | 0 | 0 | 0 | 0 | 0 | 0 | 0 | 0 | 0 | 0 | 0 | 0 | 0 | 0 | 0 | 0 | 0 | 0
CDP6 | NSW | SNW | Medium storage | 0 | 3.5566 | 3.5566 | 3.5566 | 3.5566 | 7.2908 | 7.2908 | 7.2908 | 7.2908 | 7.2908 | 7.2908 | 7.2908 | 7.2908 | 7.2908 | 7.2908 | 7.2908 | 7.2908 | 7.2908 | 7.2908 | 7.2908 | 7.2908 | 3.7342 | 3.7342 | 3.7342 | 3.7342 | 1.6397 | 1.6397 | 1.6397
CDP6 | NSW | SNW | Shallow storage | 0.075 | 1.3404 | 1.3404 | 1.3761 | 1.3761 | 1.4607 | 2.7158 | 2.861 | 2.7158 | 2.7158 | 2.861 | 2.7158 | 2.6408 | 2.786 | 2.786 | 2.6408 | 2.6408 | 2.6408 | 2.6408 | 2.786 | 2.6408 | 1.736 | 1.5908 | 1.5582 | 1.7034 | 1.5582 | 1.5582 | 1.7034
CDP6 | NSW | SNW | Coordinated CER storage | 0.023059 | 0.029634 | 0.037325 | 0.045574 | 0.055599 | 0.066993 | 0.12001 | 0.19479 | 0.29386 | 0.42016 | 0.57502 | 0.76029 | 0.97571 | 1.223 | 1.5026 | 1.8146 | 2.1596 | 2.5385 | 2.9514 | 3.399 | 3.877 | 4.3971 | 4.9489 | 5.5327 | 6.1464 | 6.7884 | 7.0829 | 7.3466
CDP6 | NSW | SNW | Passive CER storage | 0.42977 | 0.46296 | 0.4919 | 0.52387 | 0.55796 | 0.60171 | 0.63797 | 0.67618 | 0.71468 | 0.75624 | 0.79951 | 0.84459 | 0.88781 | 0.93318 | 0.97727 | 1.0166 | 1.0505 | 1.081 | 1.1072 | 1.13 | 1.1611 | 1.1941 | 1.2288 | 1.2655 | 1.2967 | 1.3225 | 1.356 | 1.3833
CDP6 | QLD | NQ | Borumba | 0 | 0 | 0 | 0 | 0 | 0 | 0 | 0 | 0 | 0 | 0 | 0 | 0 | 0 | 0 | 0 | 0 | 0 | 0 | 0 | 0 | 0 | 0 | 0 | 0 | 0 | 0 | 0
CDP6 | QLD | NQ | Deep storage | 0 | 0 | 0 | 0 | 0 | 0 | 1.4928e-07 | 2.1072e-07 | 2.1072e-07 | 8.796e-07 | 8.796e-07 | 8.796e-07 | 1.2751e-06 | 1.2751e-06 | 1.375e-06 | 1.375e-06 | 1.375e-06 | 1.375e-06 | 1.375e-06 | 1.4604e-06 | 5.8716e-06 | 6.4198e-06 | 0.14732 | 0.48764 | 3.5767 | 4.3408 | 4.3408 | 4.3408
CDP6 | QLD | NQ | Medium storage | 2 | 2 | 2 | 2 | 2 | 2 | 2 | 2 | 2 | 2 | 2 | 2 | 2 | 2 | 2 | 2 | 2 | 2 | 2 | 2 | 2 | 2 | 2 | 2 | 2 | 2 | 2 | 2
CDP6 | QLD | NQ | Shallow storage | 0 | 0 | 0.6 | 0.6 | 0.6 | 0.6 | 0.6 | 0.6 | 0.6 | 0.6 | 0.6 | 0.6 | 0.6 | 0.6 | 0.6 | 0.6 | 0.6 | 0.6 | 0.6 | 0.6 | 0.6 | 0.6 | 0 | 0 | 0 | 0 | 0 | 0
CDP6 | QLD | NQ | Coordinated CER storage | 0.0024335 | 0.0031857 | 0.0040501 | 0.0050472 | 0.00624 | 0.0076805 | 0.012587 | 0.019554 | 0.028796 | 0.040632 | 0.055229 | 0.072792 | 0.093248 | 0.11684 | 0.14359 | 0.17349 | 0.20665 | 0.24318 | 0.28313 | 0.32664 | 0.37383 | 0.42485 | 0.47917 | 0.53687 | 0.59765 | 0.66137 | 0.6919 | 0.71969
CDP6 | QLD | NQ | Passive CER storage | 0.043154 | 0.047713 | 0.052263 | 0.05701 | 0.062484 | 0.068971 | 0.07472 | 0.081073 | 0.08755 | 0.094587 | 0.10209 | 0.11006 | 0.11762 | 0.12553 | 0.13323 | 0.14004 | 0.14615 | 0.15177 | 0.15698 | 0.16205 | 0.16817 | 0.17461 | 0.18129 | 0.1884 | 0.19451 | 0.19975 | 0.2053 | 0.21004
CDP6 | QLD | GG | Borumba | 0 | 0 | 0 | 0 | 0 | 0 | 0 | 0 | 0 | 0 | 0 | 0 | 0 | 0 | 0 | 0 | 0 | 0 | 0 | 0 | 0 | 0 | 0 | 0 | 0 | 0 | 0 | 0
CDP6 | QLD | GG | Deep storage | 0 | 0 | 0 | 0 | 0 | 0 | 0 | 0 | 0 | 0 | 0 | 0 | 0 | 0 | 0 | 0 | 0 | 0 | 0 | 0 | 0 | 0 | 0 | 0 | 0 | 0 | 0 | 0
CDP6 | QLD | GG | Medium storage | 0 | 0 | 0 | 7.72e-08 | 7.72e-08 | 1.5092e-07 | 1.5092e-07 | 1.5788e-07 | 1.5788e-07 | 2.8672e-07 | 2.8672e-07 | 2.8672e-07 | 4.8184e-07 | 7.7616e-07 | 8.0228e-07 | 8.0228e-07 | 8.0228e-07 | 8.0228e-07 | 8.3068e-07 | 8.6224e-07 | 9.0772e-07 | 0.27724 | 0.27724 | 0.31835 | 0.31835 | 1.4177 | 1.4177 | 2.793
CDP6 | QLD | GG | Shallow storage | 0 | 0.4 | 0.4 | 0.4 | 0.4 | 0.4 | 0.4 | 0.4 | 0.4 | 0.4 | 0.4 | 0.4 | 0.4 | 0.4 | 0.4 | 0.4 | 0.4 | 0.4 | 0.4 | 0.4 | 0.4 | 0 | 0 | 0 | 0 | 0 | 0 | 0
CDP6 | QLD | GG | Coordinated CER storage | 0.00013364 | 0.00017577 | 0.00022307 | 0.00028305 | 0.00034733 | 0.00043144 | 0.0009243 | 0.0016461 | 0.0026279 | 0.0038986 | 0.0054761 | 0.0073813 | 0.0096176 | 0.012203 | 0.015143 | 0.018447 | 0.02212 | 0.02618 | 0.030632 | 0.03548 | 0.04075 | 0.046436 | 0.052488 | 0.058908 | 0.065683 | 0.072796 | 0.076188 | 0.079271
CDP6 | QLD | GG | Passive CER storage | 0.0023698 | 0.0026326 | 0.0028784 | 0.0031972 | 0.003478 | 0.0038743 | 0.0042037 | 0.0045759 | 0.0049915 | 0.0054424 | 0.005916 | 0.0064045 | 0.0068905 | 0.007396 | 0.0078783 | 0.0083287 | 0.0087188 | 0.0090984 | 0.0094577 | 0.0097885 | 0.010197 | 0.010632 | 0.011082 | 0.011538 | 0.011938 | 0.012279 | 0.012648 | 0.01295
CDP6 | QLD | CQ | Borumba | 0 | 0 | 0 | 0 | 0 | 0 | 0 | 0 | 0 | 0 | 0 | 0 | 0 | 0 | 0 | 0 | 0 | 0 | 0 | 0 | 0 | 0 | 0 | 0 | 0 | 0 | 0 | 0
CDP6 | QLD | CQ | Deep storage | 0 | 0 | 0 | 0 | 0 | 0 | 1.5168e-07 | 2.076e-07 | 2.076e-07 | 7.1472e-07 | 7.1472e-07 | 7.1472e-07 | 8.5464e-07 | 1.182e-06 | 1.255e-06 | 1.255e-06 | 1.255e-06 | 1.255e-06 | 1.255e-06 | 1.3051e-06 | 1.0749e-05 | 1.0884e-05 | 1.122e-05 | 1.1252e-05 | 4.1334e-05 | 5.5328 | 5.5328 | 9.6
CDP6 | QLD | CQ | Medium storage | 0 | 0 | 0 | 8.452e-08 | 1.0204e-07 | 1.5364e-07 | 2.1004e-07 | 2.3908e-07 | 2.3908e-07 | 6.2012e-07 | 6.2012e-07 | 6.2012e-07 | 8.5464e-07 | 1.23e-06 | 1.2856e-06 | 1.2856e-06 | 1.2856e-06 | 1.2856e-06 | 1.2856e-06 | 1.3345e-06 | 1.4553e-06 | 0.27685 | 0.27685 | 0.93389 | 0.93389 | 2.7838 | 2.7838 | 2.924
CDP6 | QLD | CQ | Shallow storage | 0.1 | 0.1 | 0.1 | 0.4 | 0.4 | 0.4 | 0.4 | 0.4 | 0.4 | 0.4 | 0.4 | 0.4 | 0.4 | 0.4 | 0.4 | 0.4 | 0.4 | 0.4 | 0.3 | 0.3 | 0.3 | 0.3 | 0.3 | 0 | 0 | 0 | 0 | 0
CDP6 | QLD | CQ | Coordinated CER storage | 0.0022383 | 0.00295 | 0.003741 | 0.0047011 | 0.0057881 | 0.0071303 | 0.012663 | 0.020582 | 0.031219 | 0.044919 | 0.061857 | 0.082254 | 0.10614 | 0.13369 | 0.16499 | 0.20008 | 0.23901 | 0.28198 | 0.32903 | 0.38027 | 0.43596 | 0.49607 | 0.56008 | 0.62803 | 0.6997 | 0.77487 | 0.81085 | 0.84354
CDP6 | QLD | CQ | Passive CER storage | 0.039693 | 0.044182 | 0.048274 | 0.0531 | 0.057959 | 0.06403 | 0.069643 | 0.075613 | 0.081979 | 0.088976 | 0.096321 | 0.10393 | 0.11149 | 0.11926 | 0.12684 | 0.13371 | 0.1397 | 0.14542 | 0.15074 | 0.15578 | 0.16208 | 0.16856 | 0.17529 | 0.18226 | 0.18842 | 0.19361 | 0.19905 | 0.20352
CDP6 | QLD | SQ | Borumba | 0 | 0 | 0 | 0 | 0 | 0 | 0 | 47.952 | 47.952 | 47.952 | 47.952 | 47.952 | 47.952 | 47.952 | 47.952 | 47.952 | 47.952 | 47.952 | 47.952 | 47.952 | 47.952 | 47.952 | 47.952 | 47.952 | 47.952 | 47.952 | 47.952 | 47.952
CDP6 | QLD | SQ | Deep storage | 0 | 0 | 0 | 0 | 0 | 0 | 0 | 0 | 0 | 0 | 0 | 0 | 0 | 0 | 0 | 0 | 0 | 0 | 0 | 0 | 0 | 0 | 0 | 0 | 0 | 0 | 0 | 0
CDP6 | QLD | SQ | Medium storage | 5.7 | 5.7 | 5.7 | 5.7 | 5.7 | 5.7 | 5.7 | 5.7 | 5.7 | 5.7 | 5.7 | 5.7 | 5.7 | 5.7 | 5.7 | 5.7 | 5.7 | 5.7 | 5.7 | 5.7 | 5.7 | 5.8497 | 7.3289 | 7.3289 | 7.3289 | 9.7067 | 9.7067 | 9.7067
CDP6 | QLD | SQ | Shallow storage | 1.2581 | 1.8421 | 1.8421 | 1.8421 | 1.8421 | 1.8421 | 1.8421 | 1.8421 | 1.8421 | 1.8421 | 1.8421 | 1.8421 | 1.8421 | 1.8421 | 1.6421 | 1.6421 | 1.6421 | 1.6421 | 1.6421 | 1.6421 | 1.3421 | 0.84212 | 0.84212 | 0.84212 | 0.45992 | 0.45992 | 0.45992 | 0.30992
CDP6 | QLD | SQ | Coordinated CER storage | 0.01187 | 0.01571 | 0.020135 | 0.025278 | 0.031321 | 0.039007 | 0.07543 | 0.12706 | 0.19578 | 0.28386 | 0.39252 | 0.52329 | 0.67614 | 0.85255 | 1.0529 | 1.2773 | 1.5262 | 1.8007 | 2.1014 | 2.4288 | 2.7797 | 3.1635 | 3.5723 | 4.0062 | 4.4638 | 4.9441 | 5.1735 | 5.382
CDP6 | QLD | SQ | Passive CER storage | 0.21049 | 0.23529 | 0.25982 | 0.28552 | 0.31363 | 0.35029 | 0.38243 | 0.41718 | 0.45303 | 0.49221 | 0.53361 | 0.57723 | 0.6199 | 0.66492 | 0.70882 | 0.74827 | 0.78204 | 0.8135 | 0.8432 | 0.87111 | 0.90624 | 0.94342 | 0.98231 | 1.0229 | 1.0586 | 1.0898 | 1.1224 | 1.1496
CDP6 | VIC | VIC | Deep storage | 0 | 0 | 0 | 0 | 0 | 0 | 1.4688e-07 | 3.8592e-07 | 7.896e-07 | 3.1295 | 3.1295 | 3.1295 | 3.1295 | 3.1295 | 3.1295 | 3.1295 | 3.1295 | 3.1295 | 3.1295 | 3.1295 | 11.8884 | 11.8884 | 11.8884 | 11.8884 | 11.8884 | 11.8884 | 11.8884 | 13.1128
CDP6 | VIC | VIC | Medium storage | 0 | 0 | 1.4 | 1.4 | 1.4 | 1.4 | 1.4 | 1.4 | 1.4 | 2.7702 | 2.7702 | 2.7702 | 2.7702 | 2.7702 | 2.7702 | 2.7702 | 2.7702 | 2.7702 | 2.7702 | 2.7702 | 2.7702 | 2.7702 | 1.3702 | 1.3702 | 1.3702 | 1.3702 | 1.3702 | 1.3702
CDP6 | VIC | VIC | Shallow storage | 0.71096 | 4.051 | 4.1158 | 5.2294 | 5.2151 | 5.2055 | 5.2194 | 5.7311 | 6.367 | 6.372 | 7.9809 | 7.9809 | 7.9941 | 7.9809 | 7.9709 | 7.9709 | 7.9709 | 7.5209 | 7.5209 | 7.4084 | 7.0216 | 6.5688 | 5.7918 | 4.9763 | 4.9763 | 4.9423 | 3.3403 | 2.8286
CDP6 | VIC | VIC | Coordinated CER storage | 0.030273 | 0.041437 | 0.0534 | 0.06722 | 0.084146 | 0.10405 | 0.16928 | 0.26054 | 0.38081 | 0.53384 | 0.72135 | 0.94586 | 1.2071 | 1.5076 | 1.8479 | 2.2279 | 2.6483 | 3.1109 | 3.6164 | 4.1656 | 4.755 | 5.397 | 6.0796 | 6.8032 | 7.5643 | 8.3613 | 8.7383 | 9.0797
CDP6 | VIC | VIC | Passive CER storage | 0.62471 | 0.68133 | 0.73614 | 0.79403 | 0.85556 | 0.93631 | 1.0064 | 1.0815 | 1.1588 | 1.2425 | 1.3303 | 1.4219 | 1.5108 | 1.6037 | 1.6939 | 1.7747 | 1.8447 | 1.9098 | 1.9706 | 2.0279 | 2.0988 | 2.173 | 2.2501 | 2.3307 | 2.401 | 2.4615 | 2.532 | 2.5917
CDP6 | SA | CSA | Deep storage | 0 | 0 | 0 | 0 | 0 | 0 | 7.776e-08 | 1.056e-07 | 1.056e-07 | 1.8624e-07 | 1.8624e-07 | 1.8624e-07 | 1.8624e-07 | 2.6136e-07 | 3.0216e-07 | 3.0216e-07 | 3.0216e-07 | 3.0216e-07 | 3.0216e-07 | 3.0216e-07 | 4.4256e-07 | 4.6752e-07 | 4.6752e-07 | 4.6752e-07 | 4.6752e-07 | 4.9992e-07 | 4.9992e-07 | 5.6472e-07
CDP6 | SA | CSA | Medium storage | 0 | 0 | 0 | 5.972e-08 | 7.268e-08 | 9.34e-08 | 9.34e-08 | 9.856e-08 | 1.0868e-07 | 1.9884e-07 | 1.9884e-07 | 1.9884e-07 | 1.9884e-07 | 2.9016e-07 | 3.4288e-07 | 3.4288e-07 | 3.4288e-07 | 3.4288e-07 | 3.4288e-07 | 3.4288e-07 | 4.6088e-07 | 0.16346 | 0.23761 | 3.2306 | 3.2306 | 4.7258 | 4.7258 | 4.7258
CDP6 | SA | CSA | Shallow storage | 0.88082 | 1.5374 | 1.5374 | 1.5374 | 1.5494 | 1.5374 | 1.5296 | 1.5296 | 1.5296 | 1.5296 | 1.5296 | 1.5296 | 1.5296 | 1.5296 | 1.5296 | 1.5296 | 1.5296 | 1.5043 | 1.5163 | 1.2536 | 0.8656 | 0.5516 | 0.5516 | 0.5516 | 0.4686 | 0.18 | 0.18 | 0.18
CDP6 | SA | CSA | Coordinated CER storage | 0.12492 | 0.13915 | 0.15299 | 0.16834 | 0.18427 | 0.20382 | 0.23165 | 0.26628 | 0.30796 | 0.35804 | 0.41651 | 0.48397 | 0.55937 | 0.64408 | 0.7373 | 0.83826 | 0.94689 | 1.0641 | 1.1902 | 1.325 | 1.4692 | 1.6249 | 1.7888 | 1.9609 | 2.1392 | 2.3232 | 2.4079 | 2.483
CDP6 | SA | CSA | Passive CER storage | 0.36485 | 0.38587 | 0.40522 | 0.42425 | 0.4446 | 0.4694 | 0.48994 | 0.51132 | 0.53227 | 0.55427 | 0.5763 | 0.5985 | 0.61859 | 0.63896 | 0.65753 | 0.67255 | 0.68392 | 0.69348 | 0.70155 | 0.70822 | 0.71785 | 0.72786 | 0.73807 | 0.74849 | 0.75609 | 0.7611 | 0.77066 | 0.77748
CDP6 | SA | SESA | Deep storage | 0 | 0 | 0 | 0 | 0 | 0 | 0 | 0 | 0 | 0 | 0 | 0 | 0 | 0 | 0 | 0 | 0 | 0 | 0 | 0 | 0 | 0 | 0 | 0 | 0 | 0 | 0 | 0
CDP6 | SA | SESA | Medium storage | 0 | 0 | 0 | 5.74e-08 | 7.016e-08 | 8.748e-08 | 8.748e-08 | 8.748e-08 | 9.804e-08 | 1.808e-07 | 1.808e-07 | 1.808e-07 | 1.808e-07 | 2.512e-07 | 3.0688e-07 | 3.0688e-07 | 3.0688e-07 | 3.0688e-07 | 3.0688e-07 | 3.0688e-07 | 3.54e-07 | 7.3912e-07 | 8.7516e-07 | 0.30434 | 0.30434 | 0.30434 | 0.30434 | 0.30434
CDP6 | SA | SESA | Shallow storage | 0.05 | 0.05 | 0.05 | 0.05 | 0.05 | 0.05 | 0.05 | 0.05 | 0.05 | 0.05 | 0 | 0 | 0 | 0 | 0 | 0 | 0 | 0 | 0 | 0 | 0 | 0 | 0 | 0 | 0 | 0 | 0 | 0
CDP6 | SA | SESA | Coordinated CER storage | 0.0044624 | 0.0050062 | 0.0055448 | 0.0061386 | 0.006757 | 0.007542 | 0.0087227 | 0.010195 | 0.012 | 0.014228 | 0.016926 | 0.019982 | 0.023502 | 0.027385 | 0.031664 | 0.036343 | 0.041413 | 0.046894 | 0.052781 | 0.059173 | 0.066145 | 0.073539 | 0.081296 | 0.089449 | 0.097908 | 0.10666 | 0.11068 | 0.11433
CDP6 | SA | SESA | Passive CER storage | 0.013033 | 0.013883 | 0.014686 | 0.015471 | 0.016303 | 0.01737 | 0.018236 | 0.019069 | 0.019872 | 0.020768 | 0.021796 | 0.022685 | 0.023629 | 0.024429 | 0.025123 | 0.025703 | 0.02615 | 0.026504 | 0.026763 | 0.027081 | 0.027586 | 0.028041 | 0.028457 | 0.028883 | 0.029186 | 0.029394 | 0.029781 | 0.030157
CDP6 | TAS | TAS | Deep storage | 0 | 0 | 0 | 0 | 0 | 0 | 5.2956e-07 | 8.87e-07 | 2.1723e-06 | 2.1723e-06 | 2.1723e-06 | 2.1723e-06 | 2.1723e-06 | 2.1723e-06 | 2.5276e-06 | 2.7229e-06 | 4.7169e-05 | 4.7169e-05 | 5.9134 | 18.0881 | 29.0289 | 29.0289 | 29.0289 | 29.0289 | 29.0289 | 29.0289 | 29.0289 | 29.0289
CDP6 | TAS | TAS | Medium storage | 0 | 0 | 0 | 4.532e-08 | 4.96e-08 | 4.96e-08 | 4.96e-08 | 5.54e-08 | 6.036e-08 | 1.0964e-07 | 1.0964e-07 | 1.0964e-07 | 1.0964e-07 | 1.2404e-07 | 1.3096e-07 | 1.3572e-07 | 1.4132e-07 | 1.4584e-07 | 1.4584e-07 | 1.5128e-07 | 1.5128e-07 | 1.5612e-07 | 1.6576e-07 | 1.4384e-07 | 1.3956e-07 | 1.3956e-07 | 1.3956e-07 | 1.3376e-07
CDP6 | TAS | TAS | Shallow storage | 0 | 0 | 0 | 0 | 0 | 0 | 0 | 0 | 0 | 0 | 0 | 0 | 0 | 0 | 0 | 0 | 0 | 0 | 0 | 0 | 0 | 0 | 0 | 0 | 0 | 0 | 0 | 0
CDP6 | TAS | TAS | Coordinated CER storage | 0.001724 | 0.0023794 | 0.0031209 | 0.0039747 | 0.0049612 | 0.0062052 | 0.007694 | 0.01003 | 0.013563 | 0.018691 | 0.025697 | 0.034852 | 0.046261 | 0.060186 | 0.076729 | 0.095955 | 0.11796 | 0.14291 | 0.1709 | 0.20198 | 0.23559 | 0.27327 | 0.31426 | 0.35855 | 0.40599 | 0.45655 | 0.4844 | 0.50935
CDP6 | TAS | TAS | Passive CER storage | 0.03794 | 0.041198 | 0.044208 | 0.047379 | 0.05081 | 0.055564 | 0.059366 | 0.063417 | 0.067533 | 0.072027 | 0.076722 | 0.081598 | 0.08621 | 0.091018 | 0.095561 | 0.099408 | 0.1025 | 0.1052 | 0.10757 | 0.10966 | 0.11256 | 0.11561 | 0.11877 | 0.12207 | 0.12468 | 0.12661 | 0.12968 | 0.13201
CDP7 | NSW | NNSW | Snowy 2.0 | 0 | 0 | 0 | 0 | 0 | 0 | 0 | 0 | 0 | 0 | 0 | 0 | 0 | 0 | 0 | 0 | 0 | 0 | 0 | 0 | 0 | 0 | 0 | 0 | 0 | 0 | 0 | 0
CDP7 | NSW | NNSW | Deep storage | 0 | 0 | 0 | 0 | 0 | 0 | 12.0154 | 12.0154 | 12.0154 | 12.0154 | 12.0154 | 12.0154 | 12.0154 | 12.0154 | 12.0154 | 12.0154 | 12.0154 | 12.0154 | 12.0154 | 12.0154 | 36 | 36 | 36 | 36 | 36 | 36 | 36 | 36
CDP7 | NSW | NNSW | Medium storage | 0 | 0 | 2.2 | 2.2 | 3.0317 | 9.248 | 9.248 | 9.248 | 9.248 | 9.248 | 9.248 | 9.248 | 9.248 | 9.248 | 9.248 | 9.248 | 9.248 | 9.248 | 9.248 | 9.248 | 9.248 | 9.248 | 7.048 | 8.9272 | 8.0956 | 10.0429 | 10.0429 | 13.0822
CDP7 | NSW | NNSW | Shallow storage | 0 | 0.039 | 0.439 | 0.639 | 0.639 | 0.639 | 0.639 | 0.639 | 0.639 | 0.6 | 0.6 | 0.6 | 0.6 | 0.6 | 0.6 | 0.6 | 0.6 | 0.6 | 0.6 | 0.6 | 0.6 | 0.6 | 0 | 0 | 0 | 0 | 0 | 0
CDP7 | NSW | NNSW | Coordinated CER storage | 0.0058023 | 0.0073808 | 0.0092556 | 0.011119 | 0.013383 | 0.015998 | 0.024683 | 0.036911 | 0.053056 | 0.07362 | 0.098754 | 0.12877 | 0.16356 | 0.20345 | 0.24845 | 0.29858 | 0.35393 | 0.41467 | 0.48084 | 0.55252 | 0.62982 | 0.71312 | 0.80147 | 0.89492 | 0.99303 | 1.0956 | 1.1428 | 1.185
CDP7 | NSW | NNSW | Passive CER storage | 0.10814 | 0.11531 | 0.12198 | 0.12781 | 0.1343 | 0.1437 | 0.15205 | 0.16115 | 0.17043 | 0.18064 | 0.19104 | 0.20182 | 0.21193 | 0.22241 | 0.23236 | 0.24116 | 0.24879 | 0.25583 | 0.26203 | 0.26768 | 0.27482 | 0.28223 | 0.28989 | 0.29781 | 0.30431 | 0.30948 | 0.31643 | 0.32198
CDP7 | NSW | CNSW | Snowy 2.0 | 0 | 0 | 0 | 0 | 0 | 0 | 0 | 0 | 0 | 0 | 0 | 0 | 0 | 0 | 0 | 0 | 0 | 0 | 0 | 0 | 0 | 0 | 0 | 0 | 0 | 0 | 0 | 0
CDP7 | NSW | CNSW | Deep storage | 6.271 | 6.271 | 6.271 | 6.271 | 6.271 | 6.271 | 6.271 | 6.271 | 6.271 | 6.271 | 6.271 | 6.271 | 6.271 | 6.271 | 6.271 | 6.271 | 6.271 | 6.271 | 6.271 | 6.271 | 6.271 | 6.271 | 6.271 | 6.271 | 6.271 | 6.271 | 6.271 | 6.271
CDP7 | NSW | CNSW | Medium storage | 0 | 2.392 | 2.392 | 3.8658 | 3.8658 | 4.2612 | 4.1011 | 4.2612 | 4.1011 | 4.1011 | 4.2612 | 4.1011 | 4.1011 | 4.2612 | 4.2612 | 4.1011 | 4.1011 | 4.1011 | 4.1011 | 4.2612 | 4.1011 | 1.8692 | 1.7091 | 1.7091 | 1.8692 | 1.5772 | 1.5772 | 1.7372
CDP7 | NSW | CNSW | Shallow storage | 0 | 0.028 | 0.038637 | 0.82148 | 1.865 | 1.865 | 1.865 | 1.865 | 1.865 | 1.865 | 1.865 | 1.865 | 1.865 | 1.865 | 1.865 | 1.865 | 1.865 | 1.865 | 1.865 | 1.865 | 1.865 | 1.837 | 1.8264 | 1.0436 | 0.093528 | 0.093528 | 0.093528 | 0.093528
CDP7 | NSW | CNSW | Coordinated CER storage | 0.002436 | 0.003109 | 0.0039388 | 0.0047921 | 0.0057777 | 0.0069361 | 0.012327 | 0.02009 | 0.030459 | 0.043748 | 0.06014 | 0.079766 | 0.10265 | 0.12894 | 0.15869 | 0.19196 | 0.2288 | 0.26926 | 0.31342 | 0.36129 | 0.41291 | 0.46862 | 0.52774 | 0.59029 | 0.65608 | 0.72489 | 0.75661 | 0.78503
CDP7 | NSW | CNSW | Passive CER storage | 0.045401 | 0.048571 | 0.051909 | 0.055084 | 0.057981 | 0.062299 | 0.066172 | 0.070665 | 0.075208 | 0.080098 | 0.085417 | 0.090708 | 0.095926 | 0.10121 | 0.10634 | 0.11106 | 0.1153 | 0.11909 | 0.12247 | 0.12542 | 0.12924 | 0.13331 | 0.13748 | 0.14176 | 0.14544 | 0.14836 | 0.15206 | 0.15509
CDP7 | NSW | SNSW | Snowy 2.0 | 0 | 0 | 0 | 0 | 349.8 | 349.8 | 349.8 | 349.8 | 349.8 | 349.8 | 349.8 | 349.8 | 349.8 | 349.8 | 349.8 | 349.8 | 349.8 | 349.8 | 349.8 | 349.8 | 349.8 | 349.8 | 349.8 | 349.8 | 349.8 | 349.8 | 349.8 | 349.8
CDP7 | NSW | SNSW | Deep storage | 0 | 0 | 0 | 0 | 0 | 0 | 0 | 0 | 0 | 0 | 0 | 0 | 0 | 0 | 0 | 0 | 0 | 0 | 0 | 0 | 0 | 0 | 0 | 0 | 0 | 0 | 0 | 0
CDP7 | NSW | SNSW | Medium storage | 0 | 0.4 | 0.4 | 2 | 2 | 2 | 2 | 2 | 2 | 2 | 2 | 2 | 2 | 2 | 2 | 2 | 2 | 2 | 2 | 2 | 2 | 1.6 | 1.6 | 1.6 | 1.6 | 1.6 | 1.6 | 1.6
CDP7 | NSW | SNSW | Shallow storage | 0.56998 | 0.5878 | 0.5878 | 0.5878 | 0.5878 | 0.58978 | 0.5878 | 0.58978 | 0.5878 | 0.5878 | 0.58978 | 0.5878 | 0.5878 | 0.58978 | 0.58978 | 0.5878 | 0.5878 | 0.5878 | 0.5678 | 0.51978 | 0.5178 | 0.49998 | 0.498 | 0.498 | 0.3 | 0.3 | 0.3 | 0
CDP7 | NSW | SNSW | Coordinated CER storage | 0.0048938 | 0.0062939 | 0.0080112 | 0.0098897 | 0.012126 | 0.014688 | 0.021379 | 0.030987 | 0.044109 | 0.061364 | 0.083154 | 0.10992 | 0.1418 | 0.17919 | 0.22224 | 0.27107 | 0.32586 | 0.38691 | 0.45437 | 0.52841 | 0.60853 | 0.6967 | 0.79157 | 0.89321 | 1.0013 | 1.1157 | 1.1739 | 1.2265
CDP7 | NSW | SNSW | Passive CER storage | 0.09121 | 0.098327 | 0.10558 | 0.11368 | 0.12169 | 0.13193 | 0.14054 | 0.14968 | 0.15919 | 0.1694 | 0.18001 | 0.19105 | 0.20183 | 0.21303 | 0.2238 | 0.23332 | 0.24159 | 0.24917 | 0.25601 | 0.26228 | 0.27033 | 0.27892 | 0.28791 | 0.2972 | 0.305 | 0.31159 | 0.31977 | 0.32656
CDP7 | NSW | SNW | Snowy 2.0 | 0 | 0 | 0 | 0 | 0 | 0 | 0 | 0 | 0 | 0 | 0 | 0 | 0 | 0 | 0 | 0 | 0 | 0 | 0 | 0 | 0 | 0 | 0 | 0 | 0 | 0 | 0 | 0
CDP7 | NSW | SNW | Deep storage | 0 | 0 | 0 | 0 | 0 | 0 | 0 | 0 | 0 | 0 | 0 | 0 | 0 | 0 | 0 | 0 | 0 | 0 | 0 | 0 | 0 | 0 | 0 | 0 | 0 | 0 | 0 | 0
CDP7 | NSW | SNW | Medium storage | 0 | 3.5566 | 3.5566 | 3.5566 | 3.5566 | 7.6813 | 7.6813 | 7.6813 | 7.6813 | 7.6813 | 7.6813 | 7.6813 | 7.6813 | 7.6813 | 7.6813 | 7.6813 | 7.6813 | 7.6813 | 7.6813 | 7.6813 | 7.6813 | 4.1247 | 4.1247 | 4.1247 | 4.1247 | 1.8112 | 1.8112 | 1.8112
CDP7 | NSW | SNW | Shallow storage | 0.075 | 1.3404 | 1.3404 | 1.3404 | 1.7215 | 1.8062 | 3.0613 | 3.2065 | 3.0613 | 3.0613 | 3.2065 | 3.0613 | 2.9863 | 3.1315 | 3.1315 | 2.9863 | 2.9863 | 2.9863 | 2.9863 | 3.1315 | 2.9863 | 2.0815 | 1.9363 | 1.9363 | 1.7345 | 1.5894 | 1.5894 | 1.7345
CDP7 | NSW | SNW | Coordinated CER storage | 0.023059 | 0.029634 | 0.037325 | 0.045574 | 0.055599 | 0.066993 | 0.12001 | 0.19479 | 0.29386 | 0.42016 | 0.57502 | 0.76029 | 0.97571 | 1.223 | 1.5026 | 1.8146 | 2.1596 | 2.5385 | 2.9514 | 3.399 | 3.877 | 4.3971 | 4.9489 | 5.5327 | 6.1464 | 6.7884 | 7.0829 | 7.3466
CDP7 | NSW | SNW | Passive CER storage | 0.42977 | 0.46296 | 0.4919 | 0.52387 | 0.55796 | 0.60171 | 0.63797 | 0.67618 | 0.71468 | 0.75624 | 0.79951 | 0.84459 | 0.88781 | 0.93318 | 0.97727 | 1.0166 | 1.0505 | 1.081 | 1.1072 | 1.13 | 1.1611 | 1.1941 | 1.2288 | 1.2655 | 1.2967 | 1.3225 | 1.356 | 1.3833
CDP7 | QLD | NQ | Borumba | 0 | 0 | 0 | 0 | 0 | 0 | 0 | 0 | 0 | 0 | 0 | 0 | 0 | 0 | 0 | 0 | 0 | 0 | 0 | 0 | 0 | 0 | 0 | 0 | 0 | 0 | 0 | 0
CDP7 | QLD | NQ | Deep storage | 0 | 0 | 0 | 0 | 0 | 0 | 3.0624e-07 | 3.576e-07 | 3.576e-07 | 1.049e-06 | 1.049e-06 | 1.049e-06 | 1.4561e-06 | 1.4561e-06 | 1.5427e-06 | 1.5427e-06 | 1.5427e-06 | 1.5427e-06 | 1.5427e-06 | 1.6562e-06 | 7.5271e-06 | 7.7124e-06 | 0.14058 | 0.48512 | 3.588 | 4.3414 | 4.3414 | 4.3414
CDP7 | QLD | NQ | Medium storage | 2 | 2 | 2 | 2 | 2 | 2 | 2 | 2 | 2 | 2 | 2 | 2 | 2 | 2 | 2 | 2 | 2 | 2 | 2 | 2 | 2 | 2 | 2 | 2 | 2 | 2 | 2 | 2
CDP7 | QLD | NQ | Shallow storage | 0 | 0 | 0.6 | 0.6 | 0.6 | 0.6 | 0.6 | 0.6 | 0.6 | 0.6 | 0.6 | 0.6 | 0.6 | 0.6 | 0.6 | 0.6 | 0.6 | 0.6 | 0.6 | 0.6 | 0.6 | 0.6 | 0 | 0 | 0 | 0 | 0 | 0
CDP7 | QLD | NQ | Coordinated CER storage | 0.0024335 | 0.0031857 | 0.0040501 | 0.0050472 | 0.00624 | 0.0076805 | 0.012587 | 0.019554 | 0.028796 | 0.040632 | 0.055229 | 0.072792 | 0.093248 | 0.11684 | 0.14359 | 0.17349 | 0.20665 | 0.24318 | 0.28313 | 0.32664 | 0.37383 | 0.42485 | 0.47917 | 0.53687 | 0.59765 | 0.66137 | 0.6919 | 0.71969
CDP7 | QLD | NQ | Passive CER storage | 0.043154 | 0.047713 | 0.052263 | 0.05701 | 0.062484 | 0.068971 | 0.07472 | 0.081073 | 0.08755 | 0.094587 | 0.10209 | 0.11006 | 0.11762 | 0.12553 | 0.13323 | 0.14004 | 0.14615 | 0.15177 | 0.15698 | 0.16205 | 0.16817 | 0.17461 | 0.18129 | 0.1884 | 0.19451 | 0.19975 | 0.2053 | 0.21004
CDP7 | QLD | GG | Borumba | 0 | 0 | 0 | 0 | 0 | 0 | 0 | 0 | 0 | 0 | 0 | 0 | 0 | 0 | 0 | 0 | 0 | 0 | 0 | 0 | 0 | 0 | 0 | 0 | 0 | 0 | 0 | 0
CDP7 | QLD | GG | Deep storage | 0 | 0 | 0 | 0 | 0 | 0 | 0 | 0 | 0 | 0 | 0 | 0 | 0 | 0 | 0 | 0 | 0 | 0 | 0 | 0 | 0 | 0 | 0 | 0 | 0 | 0 | 0 | 0
CDP7 | QLD | GG | Medium storage | 0 | 0 | 0 | 1.4836e-07 | 1.4836e-07 | 3.2328e-07 | 3.2328e-07 | 3.3876e-07 | 3.3876e-07 | 3.596e-07 | 3.596e-07 | 3.596e-07 | 5.8084e-07 | 9.4244e-07 | 9.7084e-07 | 9.7084e-07 | 9.7084e-07 | 9.7084e-07 | 9.794e-07 | 1.0105e-06 | 1.0854e-06 | 0.24663 | 0.24663 | 0.66277 | 0.66277 | 0.92448 | 0.92448 | 2.5187
CDP7 | QLD | GG | Shallow storage | 0 | 0.4 | 0.4 | 0.4 | 0.4 | 0.4 | 0.4 | 0.4 | 0.4 | 0.4 | 0.4 | 0.4 | 0.4 | 0.4 | 0.4 | 0.4 | 0.4 | 0.4 | 0.4 | 0.4 | 0.4 | 0 | 0 | 0 | 0 | 0 | 0 | 0
CDP7 | QLD | GG | Coordinated CER storage | 0.00013364 | 0.00017577 | 0.00022307 | 0.00028305 | 0.00034733 | 0.00043144 | 0.0009243 | 0.0016461 | 0.0026279 | 0.0038986 | 0.0054761 | 0.0073813 | 0.0096176 | 0.012203 | 0.015143 | 0.018447 | 0.02212 | 0.02618 | 0.030632 | 0.03548 | 0.04075 | 0.046436 | 0.052488 | 0.058908 | 0.065683 | 0.072796 | 0.076188 | 0.079271
CDP7 | QLD | GG | Passive CER storage | 0.0023698 | 0.0026326 | 0.0028784 | 0.0031972 | 0.003478 | 0.0038743 | 0.0042037 | 0.0045759 | 0.0049915 | 0.0054424 | 0.005916 | 0.0064045 | 0.0068905 | 0.007396 | 0.0078783 | 0.0083287 | 0.0087188 | 0.0090984 | 0.0094577 | 0.0097885 | 0.010197 | 0.010632 | 0.011082 | 0.011538 | 0.011938 | 0.012279 | 0.012648 | 0.01295
CDP7 | QLD | CQ | Borumba | 0 | 0 | 0 | 0 | 0 | 0 | 0 | 0 | 0 | 0 | 0 | 0 | 0 | 0 | 0 | 0 | 0 | 0 | 0 | 0 | 0 | 0 | 0 | 0 | 0 | 0 | 0 | 0
CDP7 | QLD | CQ | Deep storage | 0 | 0 | 0 | 0 | 0 | 0 | 3.1632e-07 | 3.636e-07 | 3.636e-07 | 8.412e-07 | 8.412e-07 | 8.412e-07 | 9.732e-07 | 1.327e-06 | 1.4038e-06 | 1.4038e-06 | 1.4038e-06 | 1.4038e-06 | 1.4038e-06 | 1.4369e-06 | 0.46003 | 0.46003 | 0.46003 | 0.46003 | 0.46003 | 6.7944 | 6.7944 | 9.6
CDP7 | QLD | CQ | Medium storage | 0 | 0 | 0 | 1.6264e-07 | 1.982e-07 | 3.2948e-07 | 4.4276e-07 | 4.7584e-07 | 4.8088e-07 | 8.0704e-07 | 8.0704e-07 | 8.0704e-07 | 1.0174e-06 | 1.475e-06 | 1.5281e-06 | 1.5281e-06 | 1.5281e-06 | 1.5281e-06 | 1.5526e-06 | 1.6215e-06 | 1.7505e-06 | 0.24604 | 0.24604 | 0.66247 | 0.66247 | 2.4714 | 2.4714 | 2.4806
CDP7 | QLD | CQ | Shallow storage | 0.1 | 0.1 | 0.1 | 0.4 | 0.4 | 0.4 | 0.4 | 0.4 | 0.4 | 0.4 | 0.4 | 0.4 | 0.4 | 0.4 | 0.4 | 0.4 | 0.4 | 0.4 | 0.3 | 0.3 | 0.3 | 0.3 | 0.3 | 0 | 0 | 0 | 0 | 0
CDP7 | QLD | CQ | Coordinated CER storage | 0.0022383 | 0.00295 | 0.003741 | 0.0047011 | 0.0057881 | 0.0071303 | 0.012663 | 0.020582 | 0.031219 | 0.044919 | 0.061857 | 0.082254 | 0.10614 | 0.13369 | 0.16499 | 0.20008 | 0.23901 | 0.28198 | 0.32903 | 0.38027 | 0.43596 | 0.49607 | 0.56008 | 0.62803 | 0.6997 | 0.77487 | 0.81085 | 0.84354
CDP7 | QLD | CQ | Passive CER storage | 0.039693 | 0.044182 | 0.048274 | 0.0531 | 0.057959 | 0.06403 | 0.069643 | 0.075613 | 0.081979 | 0.088976 | 0.096321 | 0.10393 | 0.11149 | 0.11926 | 0.12684 | 0.13371 | 0.1397 | 0.14542 | 0.15074 | 0.15578 | 0.16208 | 0.16856 | 0.17529 | 0.18226 | 0.18842 | 0.19361 | 0.19905 | 0.20352
CDP7 | QLD | SQ | Borumba | 0 | 0 | 0 | 0 | 0 | 0 | 0 | 47.952 | 47.952 | 47.952 | 47.952 | 47.952 | 47.952 | 47.952 | 47.952 | 47.952 | 47.952 | 47.952 | 47.952 | 47.952 | 47.952 | 47.952 | 47.952 | 47.952 | 47.952 | 47.952 | 47.952 | 47.952
CDP7 | QLD | SQ | Deep storage | 0 | 0 | 0 | 0 | 0 | 0 | 0 | 0 | 0 | 0 | 0 | 0 | 0 | 0 | 0 | 0 | 0 | 0 | 0 | 0 | 0 | 0 | 0 | 0 | 0 | 0 | 0 | 0
CDP7 | QLD | SQ | Medium storage | 5.7 | 5.7 | 5.7 | 5.7 | 5.7 | 5.7 | 5.7 | 5.7 | 5.7 | 5.7 | 5.7 | 5.7 | 5.7 | 5.7 | 5.7 | 5.7 | 5.7 | 5.7 | 5.7 | 5.7 | 5.7 | 5.9219 | 7.3491 | 7.3491 | 7.3491 | 9.3955 | 9.3955 | 9.3955
CDP7 | QLD | SQ | Shallow storage | 1.2581 | 1.8421 | 1.8421 | 1.8421 | 1.8421 | 1.8421 | 1.8421 | 1.8421 | 1.8421 | 1.8421 | 1.8421 | 1.8421 | 1.8421 | 1.8421 | 1.6421 | 1.6421 | 1.6421 | 1.6421 | 1.6421 | 1.6421 | 1.3421 | 0.84212 | 0.84212 | 0.84212 | 0.45992 | 0.45992 | 0.45992 | 0.30992
CDP7 | QLD | SQ | Coordinated CER storage | 0.01187 | 0.01571 | 0.020135 | 0.025278 | 0.031321 | 0.039007 | 0.07543 | 0.12706 | 0.19578 | 0.28386 | 0.39252 | 0.52329 | 0.67614 | 0.85255 | 1.0529 | 1.2773 | 1.5262 | 1.8007 | 2.1014 | 2.4288 | 2.7797 | 3.1635 | 3.5723 | 4.0062 | 4.4638 | 4.9441 | 5.1735 | 5.382
CDP7 | QLD | SQ | Passive CER storage | 0.21049 | 0.23529 | 0.25982 | 0.28552 | 0.31363 | 0.35029 | 0.38243 | 0.41718 | 0.45303 | 0.49221 | 0.53361 | 0.57723 | 0.6199 | 0.66492 | 0.70882 | 0.74827 | 0.78204 | 0.8135 | 0.8432 | 0.87111 | 0.90624 | 0.94342 | 0.98231 | 1.0229 | 1.0586 | 1.0898 | 1.1224 | 1.1496
CDP7 | VIC | VIC | Deep storage | 0 | 0 | 0 | 0 | 0 | 0 | 3.2712e-07 | 5.6136e-07 | 8.916e-07 | 0.52263 | 0.52263 | 0.52263 | 0.52263 | 0.52263 | 0.52263 | 0.52263 | 0.52263 | 0.52263 | 0.52263 | 0.52263 | 12.2616 | 12.2616 | 12.2616 | 12.2616 | 12.2616 | 12.2616 | 12.2616 | 13.6061
CDP7 | VIC | VIC | Medium storage | 0 | 0 | 1.4 | 1.4 | 1.4 | 1.4 | 1.4 | 1.4 | 1.4 | 1.4 | 1.4 | 1.4 | 1.4 | 1.4 | 1.4 | 1.4 | 1.4 | 1.4 | 1.4 | 1.4 | 1.4 | 1.4 | 3.8334e-06 | 4.1968e-06 | 4.173e-06 | 4.1133e-06 | 4.1133e-06 | 4.1054e-06
CDP7 | VIC | VIC | Shallow storage | 0.71096 | 4.051 | 4.1158 | 5.0233 | 5.009 | 5.2055 | 5.2194 | 5.7311 | 6.367 | 6.8232 | 8.4321 | 8.4321 | 8.4453 | 8.4321 | 8.4221 | 8.4221 | 8.4221 | 7.9721 | 7.9721 | 7.8596 | 7.4728 | 7.0199 | 6.2429 | 5.6335 | 5.6335 | 5.3934 | 3.7914 | 3.2797
CDP7 | VIC | VIC | Coordinated CER storage | 0.030273 | 0.041437 | 0.0534 | 0.06722 | 0.084146 | 0.10405 | 0.16928 | 0.26054 | 0.38081 | 0.53384 | 0.72135 | 0.94586 | 1.2071 | 1.5076 | 1.8479 | 2.2279 | 2.6483 | 3.1109 | 3.6164 | 4.1656 | 4.755 | 5.397 | 6.0796 | 6.8032 | 7.5643 | 8.3613 | 8.7383 | 9.0797
CDP7 | VIC | VIC | Passive CER storage | 0.62471 | 0.68133 | 0.73614 | 0.79403 | 0.85556 | 0.93631 | 1.0064 | 1.0815 | 1.1588 | 1.2425 | 1.3303 | 1.4219 | 1.5108 | 1.6037 | 1.6939 | 1.7747 | 1.8447 | 1.9098 | 1.9706 | 2.0279 | 2.0988 | 2.173 | 2.2501 | 2.3307 | 2.401 | 2.4615 | 2.532 | 2.5917
CDP7 | SA | CSA | Deep storage | 0 | 0 | 0 | 0 | 0 | 0 | 1.5888e-07 | 1.8432e-07 | 1.8432e-07 | 2.3088e-07 | 2.3088e-07 | 2.3088e-07 | 2.3088e-07 | 3.1152e-07 | 3.4776e-07 | 3.4776e-07 | 3.4776e-07 | 3.4776e-07 | 3.4776e-07 | 3.4776e-07 | 3.9552e-07 | 3.9552e-07 | 3.9552e-07 | 4.2384e-07 | 4.2384e-07 | 4.2384e-07 | 4.2384e-07 | 4.9872e-07
CDP7 | SA | CSA | Medium storage | 0 | 0 | 0 | 1.0604e-07 | 1.3048e-07 | 1.9052e-07 | 1.9052e-07 | 1.9052e-07 | 2.0308e-07 | 2.494e-07 | 2.494e-07 | 2.494e-07 | 2.494e-07 | 2.9292e-07 | 3.098e-07 | 3.098e-07 | 3.098e-07 | 3.098e-07 | 3.098e-07 | 3.1424e-07 | 3.5152e-07 | 3.6704e-07 | 3.9496e-07 | 4.1263 | 4.1263 | 5.9112 | 5.9112 | 5.9112
CDP7 | SA | CSA | Shallow storage | 0.88082 | 1.5374 | 2.1553 | 2.892 | 2.904 | 2.892 | 2.8842 | 2.8842 | 2.8842 | 2.8842 | 2.8842 | 2.8842 | 2.8842 | 2.8842 | 2.8842 | 2.8842 | 2.8842 | 2.8588 | 2.8709 | 2.6081 | 2.2202 | 1.9062 | 1.2883 | 0.61407 | 0.53107 | 0.24247 | 0.24247 | 0.24247
CDP7 | SA | CSA | Coordinated CER storage | 0.12492 | 0.13915 | 0.15299 | 0.16834 | 0.18427 | 0.20382 | 0.23165 | 0.26628 | 0.30796 | 0.35804 | 0.41651 | 0.48397 | 0.55937 | 0.64408 | 0.7373 | 0.83826 | 0.94689 | 1.0641 | 1.1902 | 1.325 | 1.4692 | 1.6249 | 1.7888 | 1.9609 | 2.1392 | 2.3232 | 2.4079 | 2.483
CDP7 | SA | CSA | Passive CER storage | 0.36485 | 0.38587 | 0.40522 | 0.42425 | 0.4446 | 0.4694 | 0.48994 | 0.51132 | 0.53227 | 0.55427 | 0.5763 | 0.5985 | 0.61859 | 0.63896 | 0.65753 | 0.67255 | 0.68392 | 0.69348 | 0.70155 | 0.70822 | 0.71785 | 0.72786 | 0.73807 | 0.74849 | 0.75609 | 0.7611 | 0.77066 | 0.77748
CDP7 | SA | SESA | Deep storage | 0 | 0 | 0 | 0 | 0 | 0 | 0 | 0 | 0 | 0 | 0 | 0 | 0 | 0 | 0 | 0 | 0 | 0 | 0 | 0 | 0 | 0 | 0 | 0 | 0 | 0 | 0 | 0
CDP7 | SA | SESA | Medium storage | 0 | 0 | 0 | 1.0256e-07 | 1.2716e-07 | 1.7864e-07 | 1.7864e-07 | 1.848e-07 | 1.848e-07 | 2.0228e-07 | 2.0228e-07 | 2.0228e-07 | 2.0228e-07 | 2.662e-07 | 2.8292e-07 | 2.8292e-07 | 2.8292e-07 | 2.8292e-07 | 2.8292e-07 | 2.8292e-07 | 2.9872e-07 | 3.192e-07 | 4.0172e-07 | 0.25723 | 0.25723 | 0.25723 | 0.25723 | 0.25723
CDP7 | SA | SESA | Shallow storage | 0.05 | 0.05 | 0.05 | 0.05 | 0.05 | 0.05 | 0.05 | 0.05 | 0.05 | 0.05 | 0 | 0 | 0 | 0 | 0 | 0 | 0 | 0 | 0 | 0 | 0 | 0 | 0 | 0 | 0 | 0 | 0 | 0
CDP7 | SA | SESA | Coordinated CER storage | 0.0044624 | 0.0050062 | 0.0055448 | 0.0061386 | 0.006757 | 0.007542 | 0.0087227 | 0.010195 | 0.012 | 0.014228 | 0.016926 | 0.019982 | 0.023502 | 0.027385 | 0.031664 | 0.036343 | 0.041413 | 0.046894 | 0.052781 | 0.059173 | 0.066145 | 0.073539 | 0.081296 | 0.089449 | 0.097908 | 0.10666 | 0.11068 | 0.11433
CDP7 | SA | SESA | Passive CER storage | 0.013033 | 0.013883 | 0.014686 | 0.015471 | 0.016303 | 0.01737 | 0.018236 | 0.019069 | 0.019872 | 0.020768 | 0.021796 | 0.022685 | 0.023629 | 0.024429 | 0.025123 | 0.025703 | 0.02615 | 0.026504 | 0.026763 | 0.027081 | 0.027586 | 0.028041 | 0.028457 | 0.028883 | 0.029186 | 0.029394 | 0.029781 | 0.030157
CDP7 | TAS | TAS | Deep storage | 0 | 0 | 0 | 0 | 0 | 0 | 1.0447e-06 | 1.161e-06 | 2.3544e-06 | 2.3544e-06 | 2.3544e-06 | 2.3544e-06 | 2.3544e-06 | 2.3544e-06 | 2.6891e-06 | 2.8071e-06 | 5.8436e-05 | 5.8436e-05 | 6.1174 | 18.4828 | 28.7713 | 28.7713 | 28.7713 | 28.7713 | 28.7713 | 28.7713 | 28.7713 | 28.7713
CDP7 | TAS | TAS | Medium storage | 0 | 0 | 0 | 8.584e-08 | 9.596e-08 | 1.0612e-07 | 1.0612e-07 | 1.148e-07 | 1.148e-07 | 1.21e-07 | 1.21e-07 | 1.21e-07 | 1.21e-07 | 1.442e-07 | 1.5084e-07 | 1.55e-07 | 1.55e-07 | 1.6244e-07 | 1.6684e-07 | 1.7964e-07 | 2.232e-07 | 2.232e-07 | 2.2892e-07 | 1.4308e-07 | 1.3292e-07 | 1.3296e-07 | 1.3296e-07 | 1.2428e-07
CDP7 | TAS | TAS | Shallow storage | 0 | 0 | 0 | 0 | 0 | 0 | 0 | 0 | 0 | 0 | 0 | 0 | 0 | 0 | 0 | 0 | 0 | 0 | 0 | 0 | 0 | 0 | 0 | 0 | 0 | 0 | 0 | 0
CDP7 | TAS | TAS | Coordinated CER storage | 0.001724 | 0.0023794 | 0.0031209 | 0.0039747 | 0.0049612 | 0.0062052 | 0.007694 | 0.01003 | 0.013563 | 0.018691 | 0.025697 | 0.034852 | 0.046261 | 0.060186 | 0.076729 | 0.095955 | 0.11796 | 0.14291 | 0.1709 | 0.20198 | 0.23559 | 0.27327 | 0.31426 | 0.35855 | 0.40599 | 0.45655 | 0.4844 | 0.50935
CDP7 | TAS | TAS | Passive CER storage | 0.03794 | 0.041198 | 0.044208 | 0.047379 | 0.05081 | 0.055564 | 0.059366 | 0.063417 | 0.067533 | 0.072027 | 0.076722 | 0.081598 | 0.08621 | 0.091018 | 0.095561 | 0.099408 | 0.1025 | 0.1052 | 0.10757 | 0.10966 | 0.11256 | 0.11561 | 0.11877 | 0.12207 | 0.12468 | 0.12661 | 0.12968 | 0.13201
CDP8 | NSW | NNSW | Snowy 2.0 | 0 | 0 | 0 | 0 | 0 | 0 | 0 | 0 | 0 | 0 | 0 | 0 | 0 | 0 | 0 | 0 | 0 | 0 | 0 | 0 | 0 | 0 | 0 | 0 | 0 | 0 | 0 | 0
CDP8 | NSW | NNSW | Deep storage | 0 | 0 | 0 | 0 | 0 | 0 | 4.7232e-07 | 4.7232e-07 | 4.7232e-07 | 4.7232e-07 | 6.2784e-07 | 8.8512e-07 | 1.0879e-06 | 1.0879e-06 | 1.2134e-06 | 1.2134e-06 | 1.241e-06 | 1.8475e-06 | 1.8475e-06 | 2.3167e-06 | 36 | 36 | 36 | 36 | 36 | 36 | 36 | 36
CDP8 | NSW | NNSW | Medium storage | 0 | 0 | 2.2 | 2.2 | 3.0634 | 9.4937 | 9.4937 | 9.4937 | 9.4937 | 9.4937 | 9.4937 | 9.4937 | 9.4937 | 9.4937 | 9.4937 | 9.4937 | 9.4937 | 9.4937 | 9.4937 | 9.4937 | 9.4937 | 9.4937 | 7.2937 | 10.4643 | 9.601 | 9.9155 | 9.9155 | 13.0236
CDP8 | NSW | NNSW | Shallow storage | 0 | 0.039 | 0.439 | 0.639 | 0.639 | 0.639 | 0.639 | 0.639 | 0.639 | 0.6 | 0.6 | 0.6 | 0.6 | 0.6 | 0.6 | 0.6 | 0.6 | 0.6 | 0.6 | 0.6 | 0.6 | 0.6 | 0 | 0 | 0 | 0 | 0 | 0
CDP8 | NSW | NNSW | Coordinated CER storage | 0.0058023 | 0.0073808 | 0.0092556 | 0.011119 | 0.013383 | 0.015998 | 0.024683 | 0.036911 | 0.053056 | 0.07362 | 0.098754 | 0.12877 | 0.16356 | 0.20345 | 0.24845 | 0.29858 | 0.35393 | 0.41467 | 0.48084 | 0.55252 | 0.62982 | 0.71312 | 0.80147 | 0.89492 | 0.99303 | 1.0956 | 1.1428 | 1.185
CDP8 | NSW | NNSW | Passive CER storage | 0.10814 | 0.11531 | 0.12198 | 0.12781 | 0.1343 | 0.1437 | 0.15205 | 0.16115 | 0.17043 | 0.18064 | 0.19104 | 0.20182 | 0.21193 | 0.22241 | 0.23236 | 0.24116 | 0.24879 | 0.25583 | 0.26203 | 0.26768 | 0.27482 | 0.28223 | 0.28989 | 0.29781 | 0.30431 | 0.30948 | 0.31643 | 0.32198
CDP8 | NSW | CNSW | Snowy 2.0 | 0 | 0 | 0 | 0 | 0 | 0 | 0 | 0 | 0 | 0 | 0 | 0 | 0 | 0 | 0 | 0 | 0 | 0 | 0 | 0 | 0 | 0 | 0 | 0 | 0 | 0 | 0 | 0
CDP8 | NSW | CNSW | Deep storage | 6.271 | 6.271 | 6.271 | 6.271 | 6.271 | 6.271 | 6.271 | 6.271 | 6.271 | 6.271 | 6.271 | 6.271 | 6.271 | 6.271 | 6.271 | 6.271 | 6.271 | 6.271 | 6.271 | 6.271 | 6.271 | 6.271 | 6.271 | 6.271 | 6.271 | 6.271 | 6.271 | 6.271
CDP8 | NSW | CNSW | Medium storage | 0 | 2.392 | 2.392 | 3.8658 | 3.8658 | 4.026 | 3.866 | 4.026 | 3.866 | 3.866 | 4.026 | 3.866 | 3.866 | 4.026 | 4.026 | 3.866 | 3.866 | 3.866 | 3.866 | 4.026 | 3.866 | 1.634 | 1.474 | 1.474 | 1.634 | 1.4739 | 1.4739 | 1.634
CDP8 | NSW | CNSW | Shallow storage | 0 | 0.028 | 0.037929 | 0.33037 | 1.7155 | 1.7155 | 1.7155 | 1.7155 | 1.7155 | 1.7155 | 1.7155 | 1.7155 | 1.7155 | 1.7155 | 1.7155 | 1.7155 | 1.7155 | 1.7155 | 1.7155 | 1.7155 | 1.7155 | 1.6875 | 1.6776 | 1.3851 | 0.12414 | 0.12414 | 0.12414 | 0.12414
CDP8 | NSW | CNSW | Coordinated CER storage | 0.002436 | 0.003109 | 0.0039388 | 0.0047921 | 0.0057777 | 0.0069361 | 0.012327 | 0.02009 | 0.030459 | 0.043748 | 0.06014 | 0.079766 | 0.10265 | 0.12894 | 0.15869 | 0.19196 | 0.2288 | 0.26926 | 0.31342 | 0.36129 | 0.41291 | 0.46862 | 0.52774 | 0.59029 | 0.65608 | 0.72489 | 0.75661 | 0.78503
CDP8 | NSW | CNSW | Passive CER storage | 0.045401 | 0.048571 | 0.051909 | 0.055084 | 0.057981 | 0.062299 | 0.066172 | 0.070665 | 0.075208 | 0.080098 | 0.085417 | 0.090708 | 0.095926 | 0.10121 | 0.10634 | 0.11106 | 0.1153 | 0.11909 | 0.12247 | 0.12542 | 0.12924 | 0.13331 | 0.13748 | 0.14176 | 0.14544 | 0.14836 | 0.15206 | 0.15509
CDP8 | NSW | SNSW | Snowy 2.0 | 0 | 0 | 0 | 0 | 349.8 | 349.8 | 349.8 | 349.8 | 349.8 | 349.8 | 349.8 | 349.8 | 349.8 | 349.8 | 349.8 | 349.8 | 349.8 | 349.8 | 349.8 | 349.8 | 349.8 | 349.8 | 349.8 | 349.8 | 349.8 | 349.8 | 349.8 | 349.8
CDP8 | NSW | SNSW | Deep storage | 0 | 0 | 0 | 0 | 0 | 0 | 0 | 0 | 0 | 0 | 0 | 0 | 0 | 0 | 0 | 0 | 0 | 0 | 0 | 0 | 0 | 0 | 0 | 0 | 0 | 0 | 0 | 0
CDP8 | NSW | SNSW | Medium storage | 0 | 0.4 | 0.4 | 2 | 2 | 2.5244 | 2.5244 | 2.5244 | 2.5244 | 2.5244 | 2.5244 | 2.5244 | 2.5244 | 2.5244 | 2.5244 | 2.5244 | 2.5244 | 2.5244 | 2.5244 | 2.5244 | 2.5244 | 2.1244 | 2.1244 | 2.1244 | 2.1244 | 1.8302 | 1.8302 | 1.8302
CDP8 | NSW | SNSW | Shallow storage | 0.56998 | 0.5878 | 0.5878 | 0.5878 | 0.5878 | 0.58978 | 0.5878 | 0.58978 | 0.5878 | 0.5878 | 0.58978 | 0.5878 | 0.5878 | 0.58978 | 0.58978 | 0.5878 | 0.5878 | 0.5878 | 0.5678 | 0.51978 | 0.5178 | 0.49998 | 0.498 | 0.498 | 0.3 | 0.3 | 0.3 | 0
CDP8 | NSW | SNSW | Coordinated CER storage | 0.0048938 | 0.0062939 | 0.0080112 | 0.0098897 | 0.012126 | 0.014688 | 0.021379 | 0.030987 | 0.044109 | 0.061364 | 0.083154 | 0.10992 | 0.1418 | 0.17919 | 0.22224 | 0.27107 | 0.32586 | 0.38691 | 0.45437 | 0.52841 | 0.60853 | 0.6967 | 0.79157 | 0.89321 | 1.0013 | 1.1157 | 1.1739 | 1.2265
CDP8 | NSW | SNSW | Passive CER storage | 0.09121 | 0.098327 | 0.10558 | 0.11368 | 0.12169 | 0.13193 | 0.14054 | 0.14968 | 0.15919 | 0.1694 | 0.18001 | 0.19105 | 0.20183 | 0.21303 | 0.2238 | 0.23332 | 0.24159 | 0.24917 | 0.25601 | 0.26228 | 0.27033 | 0.27892 | 0.28791 | 0.2972 | 0.305 | 0.31159 | 0.31977 | 0.32656
CDP8 | NSW | SNW | Snowy 2.0 | 0 | 0 | 0 | 0 | 0 | 0 | 0 | 0 | 0 | 0 | 0 | 0 | 0 | 0 | 0 | 0 | 0 | 0 | 0 | 0 | 0 | 0 | 0 | 0 | 0 | 0 | 0 | 0
CDP8 | NSW | SNW | Deep storage | 0 | 0 | 0 | 0 | 0 | 0 | 0 | 0 | 0 | 0 | 0 | 0 | 0 | 0 | 0 | 0 | 0 | 0 | 0 | 0 | 0 | 0 | 0 | 0 | 0 | 0 | 0 | 0
CDP8 | NSW | SNW | Medium storage | 0 | 3.5566 | 3.5566 | 3.5566 | 3.5566 | 7.1465 | 7.1465 | 7.1465 | 7.1465 | 7.1465 | 7.1465 | 7.1465 | 7.1465 | 7.1465 | 7.1465 | 7.1465 | 7.1465 | 7.1465 | 7.1465 | 7.1465 | 7.1465 | 3.5898 | 3.5898 | 3.5898 | 3.5898 | 1.5763 | 1.5763 | 1.5763
CDP8 | NSW | SNW | Shallow storage | 0.075 | 1.3404 | 1.3404 | 1.3404 | 1.376 | 1.4607 | 2.7158 | 2.8609 | 2.7158 | 2.7158 | 2.8609 | 2.7158 | 2.6408 | 2.7859 | 2.7859 | 2.6408 | 2.6408 | 2.6408 | 2.6408 | 2.7859 | 2.6408 | 1.7359 | 1.5908 | 1.5908 | 1.7035 | 1.5584 | 1.5584 | 1.7035
CDP8 | NSW | SNW | Coordinated CER storage | 0.023059 | 0.029634 | 0.037325 | 0.045574 | 0.055599 | 0.066993 | 0.12001 | 0.19479 | 0.29386 | 0.42016 | 0.57502 | 0.76029 | 0.97571 | 1.223 | 1.5026 | 1.8146 | 2.1596 | 2.5385 | 2.9514 | 3.399 | 3.877 | 4.3971 | 4.9489 | 5.5327 | 6.1464 | 6.7884 | 7.0829 | 7.3466
CDP8 | NSW | SNW | Passive CER storage | 0.42977 | 0.46296 | 0.4919 | 0.52387 | 0.55796 | 0.60171 | 0.63797 | 0.67618 | 0.71468 | 0.75624 | 0.79951 | 0.84459 | 0.88781 | 0.93318 | 0.97727 | 1.0166 | 1.0505 | 1.081 | 1.1072 | 1.13 | 1.1611 | 1.1941 | 1.2288 | 1.2655 | 1.2967 | 1.3225 | 1.356 | 1.3833
CDP8 | QLD | NQ | Borumba | 0 | 0 | 0 | 0 | 0 | 0 | 0 | 0 | 0 | 0 | 0 | 0 | 0 | 0 | 0 | 0 | 0 | 0 | 0 | 0 | 0 | 0 | 0 | 0 | 0 | 0 | 0 | 0
CDP8 | QLD | NQ | Deep storage | 0 | 0 | 0 | 0 | 0 | 0 | 2.148e-07 | 2.412e-07 | 2.412e-07 | 9.6288e-07 | 9.6288e-07 | 9.6288e-07 | 1.3589e-06 | 1.3589e-06 | 1.4683e-06 | 1.4683e-06 | 1.4683e-06 | 1.5643e-06 | 1.5643e-06 | 1.5926e-06 | 4.4136e-06 | 4.6697e-06 | 0.33585 | 0.57705 | 3.405 | 4.3312 | 4.3312 | 4.3413
CDP8 | QLD | NQ | Medium storage | 2 | 2 | 2 | 2 | 2 | 2 | 2 | 2 | 2 | 2 | 2 | 2 | 2 | 2 | 2 | 2 | 2 | 2 | 2 | 2 | 2 | 2 | 2 | 2 | 2 | 2 | 2 | 2
CDP8 | QLD | NQ | Shallow storage | 0 | 0 | 0.6 | 0.6 | 0.6 | 0.6 | 0.6 | 0.6 | 0.6 | 0.6 | 0.6 | 0.6 | 0.6 | 0.6 | 0.6 | 0.6 | 0.6 | 0.6 | 0.6 | 0.6 | 0.6 | 0.6 | 0 | 0 | 0 | 0 | 0 | 0
CDP8 | QLD | NQ | Coordinated CER storage | 0.0024335 | 0.0031857 | 0.0040501 | 0.0050472 | 0.00624 | 0.0076805 | 0.012587 | 0.019554 | 0.028796 | 0.040632 | 0.055229 | 0.072792 | 0.093248 | 0.11684 | 0.14359 | 0.17349 | 0.20665 | 0.24318 | 0.28313 | 0.32664 | 0.37383 | 0.42485 | 0.47917 | 0.53687 | 0.59765 | 0.66137 | 0.6919 | 0.71969
CDP8 | QLD | NQ | Passive CER storage | 0.043154 | 0.047713 | 0.052263 | 0.05701 | 0.062484 | 0.068971 | 0.07472 | 0.081073 | 0.08755 | 0.094587 | 0.10209 | 0.11006 | 0.11762 | 0.12553 | 0.13323 | 0.14004 | 0.14615 | 0.15177 | 0.15698 | 0.16205 | 0.16817 | 0.17461 | 0.18129 | 0.1884 | 0.19451 | 0.19975 | 0.2053 | 0.21004
CDP8 | QLD | GG | Borumba | 0 | 0 | 0 | 0 | 0 | 0 | 0 | 0 | 0 | 0 | 0 | 0 | 0 | 0 | 0 | 0 | 0 | 0 | 0 | 0 | 0 | 0 | 0 | 0 | 0 | 0 | 0 | 0
CDP8 | QLD | GG | Deep storage | 0 | 0 | 0 | 0 | 0 | 0 | 0 | 0 | 0 | 0 | 0 | 0 | 0 | 0 | 0 | 0 | 0 | 0 | 0 | 0 | 0 | 0 | 0 | 0 | 0 | 0 | 0 | 0
CDP8 | QLD | GG | Medium storage | 0 | 0 | 0 | 1.112e-07 | 1.112e-07 | 2.4336e-07 | 2.4336e-07 | 2.5176e-07 | 2.5176e-07 | 3.102e-07 | 3.102e-07 | 3.102e-07 | 5.3248e-07 | 8.7776e-07 | 9.1048e-07 | 9.1048e-07 | 9.1048e-07 | 9.486e-07 | 9.486e-07 | 9.6044e-07 | 1.0195e-06 | 4.7386e-06 | 0.38505 | 0.55623 | 0.55623 | 2.3512 | 2.3512 | 3.9564
CDP8 | QLD | GG | Shallow storage | 0 | 0.4 | 0.4 | 0.4 | 0.4 | 0.4 | 0.4 | 0.4 | 0.4 | 0.4 | 0.4 | 0.4 | 0.4 | 0.4 | 0.4 | 0.4 | 0.4 | 0.4 | 0.4 | 0.4 | 0.4 | 0 | 0 | 0 | 0 | 0 | 0 | 0
CDP8 | QLD | GG | Coordinated CER storage | 0.00013364 | 0.00017577 | 0.00022307 | 0.00028305 | 0.00034733 | 0.00043144 | 0.0009243 | 0.0016461 | 0.0026279 | 0.0038986 | 0.0054761 | 0.0073813 | 0.0096176 | 0.012203 | 0.015143 | 0.018447 | 0.02212 | 0.02618 | 0.030632 | 0.03548 | 0.04075 | 0.046436 | 0.052488 | 0.058908 | 0.065683 | 0.072796 | 0.076188 | 0.079271
CDP8 | QLD | GG | Passive CER storage | 0.0023698 | 0.0026326 | 0.0028784 | 0.0031972 | 0.003478 | 0.0038743 | 0.0042037 | 0.0045759 | 0.0049915 | 0.0054424 | 0.005916 | 0.0064045 | 0.0068905 | 0.007396 | 0.0078783 | 0.0083287 | 0.0087188 | 0.0090984 | 0.0094577 | 0.0097885 | 0.010197 | 0.010632 | 0.011082 | 0.011538 | 0.011938 | 0.012279 | 0.012648 | 0.01295
CDP8 | QLD | CQ | Borumba | 0 | 0 | 0 | 0 | 0 | 0 | 0 | 0 | 0 | 0 | 0 | 0 | 0 | 0 | 0 | 0 | 0 | 0 | 0 | 0 | 0 | 0 | 0 | 0 | 0 | 0 | 0 | 0
CDP8 | QLD | CQ | Deep storage | 0 | 0 | 0 | 0 | 0 | 0 | 2.1792e-07 | 2.46e-07 | 2.46e-07 | 7.6776e-07 | 7.6776e-07 | 7.6776e-07 | 9.096e-07 | 1.2557e-06 | 1.3387e-06 | 1.3387e-06 | 1.3387e-06 | 1.369e-06 | 1.369e-06 | 1.403e-06 | 4.949e-06 | 5.4322e-06 | 5.6642e-06 | 6.1651e-06 | 1.118 | 9.1396 | 9.1396 | 9.6
CDP8 | QLD | CQ | Medium storage | 0 | 0 | 0 | 1.2176e-07 | 1.4972e-07 | 2.4876e-07 | 3.2996e-07 | 3.5084e-07 | 4.28e-07 | 7.2312e-07 | 7.2312e-07 | 7.2312e-07 | 9.2936e-07 | 1.372e-06 | 1.4424e-06 | 1.4424e-06 | 1.4424e-06 | 1.4783e-06 | 1.4783e-06 | 1.5304e-06 | 1.618e-06 | 5.4431e-06 | 0.38349 | 0.57552 | 0.57552 | 2.2412 | 2.2412 | 4.5283
CDP8 | QLD | CQ | Shallow storage | 0.1 | 0.1 | 0.1 | 0.4 | 0.4 | 0.4 | 0.4 | 0.4 | 0.4 | 0.4 | 0.4 | 0.4 | 0.4 | 0.4 | 0.4 | 0.4 | 0.4 | 0.4 | 0.3 | 0.3 | 0.3 | 0.3 | 0.3 | 0 | 0 | 0 | 0 | 0
CDP8 | QLD | CQ | Coordinated CER storage | 0.0022383 | 0.00295 | 0.003741 | 0.0047011 | 0.0057881 | 0.0071303 | 0.012663 | 0.020582 | 0.031219 | 0.044919 | 0.061857 | 0.082254 | 0.10614 | 0.13369 | 0.16499 | 0.20008 | 0.23901 | 0.28198 | 0.32903 | 0.38027 | 0.43596 | 0.49607 | 0.56008 | 0.62803 | 0.6997 | 0.77487 | 0.81085 | 0.84354
CDP8 | QLD | CQ | Passive CER storage | 0.039693 | 0.044182 | 0.048274 | 0.0531 | 0.057959 | 0.06403 | 0.069643 | 0.075613 | 0.081979 | 0.088976 | 0.096321 | 0.10393 | 0.11149 | 0.11926 | 0.12684 | 0.13371 | 0.1397 | 0.14542 | 0.15074 | 0.15578 | 0.16208 | 0.16856 | 0.17529 | 0.18226 | 0.18842 | 0.19361 | 0.19905 | 0.20352
CDP8 | QLD | SQ | Borumba | 0 | 0 | 0 | 0 | 0 | 0 | 0 | 47.952 | 47.952 | 47.952 | 47.952 | 47.952 | 47.952 | 47.952 | 47.952 | 47.952 | 47.952 | 47.952 | 47.952 | 47.952 | 47.952 | 47.952 | 47.952 | 47.952 | 47.952 | 47.952 | 47.952 | 47.952
CDP8 | QLD | SQ | Deep storage | 0 | 0 | 0 | 0 | 0 | 0 | 0 | 0 | 0 | 0 | 0 | 0 | 0 | 0 | 0 | 0 | 0 | 0 | 0 | 0 | 0 | 0 | 0 | 0 | 0 | 0 | 0 | 0
CDP8 | QLD | SQ | Medium storage | 5.7 | 5.7 | 5.7 | 5.7 | 5.7 | 5.7 | 5.7 | 5.7 | 5.7 | 5.7 | 5.7 | 5.7 | 5.7 | 5.7 | 5.7 | 5.7 | 5.7 | 5.7 | 5.7 | 5.7 | 5.7 | 5.8337 | 7.732 | 7.732 | 7.732 | 8.8634 | 8.8634 | 8.8634
CDP8 | QLD | SQ | Shallow storage | 1.2581 | 1.8421 | 1.8421 | 1.8421 | 1.8421 | 1.8421 | 1.8421 | 1.8421 | 1.8421 | 1.8421 | 1.8421 | 1.8421 | 1.8421 | 1.8421 | 1.6421 | 1.6421 | 1.6421 | 1.6421 | 1.6421 | 1.6421 | 1.3421 | 0.84212 | 0.84212 | 0.84212 | 0.45992 | 0.45992 | 0.45992 | 0.30992
CDP8 | QLD | SQ | Coordinated CER storage | 0.01187 | 0.01571 | 0.020135 | 0.025278 | 0.031321 | 0.039007 | 0.07543 | 0.12706 | 0.19578 | 0.28386 | 0.39252 | 0.52329 | 0.67614 | 0.85255 | 1.0529 | 1.2773 | 1.5262 | 1.8007 | 2.1014 | 2.4288 | 2.7797 | 3.1635 | 3.5723 | 4.0062 | 4.4638 | 4.9441 | 5.1735 | 5.382
CDP8 | QLD | SQ | Passive CER storage | 0.21049 | 0.23529 | 0.25982 | 0.28552 | 0.31363 | 0.35029 | 0.38243 | 0.41718 | 0.45303 | 0.49221 | 0.53361 | 0.57723 | 0.6199 | 0.66492 | 0.70882 | 0.74827 | 0.78204 | 0.8135 | 0.8432 | 0.87111 | 0.90624 | 0.94342 | 0.98231 | 1.0229 | 1.0586 | 1.0898 | 1.1224 | 1.1496
CDP8 | VIC | VIC | Deep storage | 0 | 0 | 0 | 0 | 0 | 0 | 1.9896e-07 | 4.296e-07 | 8.6352e-07 | 2.7656 | 3.658 | 3.658 | 3.658 | 3.658 | 3.658 | 3.658 | 3.658 | 3.658 | 3.658 | 3.658 | 6.8996 | 6.8996 | 6.8996 | 6.8996 | 6.8996 | 8.5059 | 8.5059 | 9.7711
CDP8 | VIC | VIC | Medium storage | 0 | 0 | 1.4 | 1.4 | 1.4 | 1.4 | 1.4 | 1.4 | 1.4 | 2.3283 | 4.4066 | 4.4066 | 4.4066 | 4.4066 | 4.4066 | 4.4066 | 4.4066 | 4.4066 | 4.4066 | 4.4066 | 4.4066 | 4.4066 | 3.0066 | 3.0066 | 3.0066 | 3.0066 | 3.0066 | 3.0066
CDP8 | VIC | VIC | Shallow storage | 0.71096 | 4.051 | 4.1158 | 5.0193 | 5.005 | 5.2055 | 5.2194 | 5.7311 | 6.367 | 6.6137 | 7.9256 | 7.9256 | 7.9388 | 7.9256 | 7.9156 | 7.9156 | 7.9156 | 7.4656 | 7.4656 | 7.3531 | 6.9663 | 6.5135 | 5.7365 | 5.131 | 5.131 | 4.887 | 3.285 | 2.7733
CDP8 | VIC | VIC | Coordinated CER storage | 0.030273 | 0.041437 | 0.0534 | 0.06722 | 0.084146 | 0.10405 | 0.16928 | 0.26054 | 0.38081 | 0.53384 | 0.72135 | 0.94586 | 1.2071 | 1.5076 | 1.8479 | 2.2279 | 2.6483 | 3.1109 | 3.6164 | 4.1656 | 4.755 | 5.397 | 6.0796 | 6.8032 | 7.5643 | 8.3613 | 8.7383 | 9.0797
CDP8 | VIC | VIC | Passive CER storage | 0.62471 | 0.68133 | 0.73614 | 0.79403 | 0.85556 | 0.93631 | 1.0064 | 1.0815 | 1.1588 | 1.2425 | 1.3303 | 1.4219 | 1.5108 | 1.6037 | 1.6939 | 1.7747 | 1.8447 | 1.9098 | 1.9706 | 2.0279 | 2.0988 | 2.173 | 2.2501 | 2.3307 | 2.401 | 2.4615 | 2.532 | 2.5917
CDP8 | SA | CSA | Deep storage | 0 | 0 | 0 | 0 | 0 | 0 | 1.0968e-07 | 1.0968e-07 | 1.0968e-07 | 1.6032e-07 | 2.0472e-07 | 2.0472e-07 | 2.0472e-07 | 2.0472e-07 | 2.5152e-07 | 2.5152e-07 | 2.5152e-07 | 2.5152e-07 | 2.5152e-07 | 2.5152e-07 | 4.6992e-07 | 4.6992e-07 | 5.0424e-07 | 5.0424e-07 | 5.0424e-07 | 5.3856e-07 | 5.3856e-07 | 5.7744e-07
CDP8 | SA | CSA | Medium storage | 0 | 0 | 0 | 7.7e-08 | 9.816e-08 | 1.3088e-07 | 1.3088e-07 | 1.3616e-07 | 1.5128e-07 | 1.6064e-07 | 1.74e-07 | 1.74e-07 | 1.74e-07 | 1.74e-07 | 1.9836e-07 | 1.9836e-07 | 1.9836e-07 | 1.9836e-07 | 1.9836e-07 | 2.068e-07 | 4.038e-07 | 4.1792e-07 | 4.468e-07 | 4.5812 | 4.5812 | 5.6475 | 5.6475 | 5.6475
CDP8 | SA | CSA | Shallow storage | 0.88082 | 1.5374 | 2.156 | 3.387 | 3.3991 | 3.387 | 3.3792 | 3.3792 | 3.3792 | 3.3792 | 3.3792 | 3.3792 | 3.3792 | 3.3792 | 3.3792 | 3.3792 | 3.3792 | 3.3539 | 3.3659 | 3.1032 | 2.7152 | 2.4012 | 1.7827 | 0.65599 | 0.57299 | 0.28439 | 0.28439 | 0.28439
CDP8 | SA | CSA | Coordinated CER storage | 0.12492 | 0.13915 | 0.15299 | 0.16834 | 0.18427 | 0.20382 | 0.23165 | 0.26628 | 0.30796 | 0.35804 | 0.41651 | 0.48397 | 0.55937 | 0.64408 | 0.7373 | 0.83826 | 0.94689 | 1.0641 | 1.1902 | 1.325 | 1.4692 | 1.6249 | 1.7888 | 1.9609 | 2.1392 | 2.3232 | 2.4079 | 2.483
CDP8 | SA | CSA | Passive CER storage | 0.36485 | 0.38587 | 0.40522 | 0.42425 | 0.4446 | 0.4694 | 0.48994 | 0.51132 | 0.53227 | 0.55427 | 0.5763 | 0.5985 | 0.61859 | 0.63896 | 0.65753 | 0.67255 | 0.68392 | 0.69348 | 0.70155 | 0.70822 | 0.71785 | 0.72786 | 0.73807 | 0.74849 | 0.75609 | 0.7611 | 0.77066 | 0.77748
CDP8 | SA | SESA | Deep storage | 0 | 0 | 0 | 0 | 0 | 0 | 0 | 0 | 0 | 0 | 0 | 0 | 0 | 0 | 0 | 0 | 0 | 0 | 0 | 0 | 0 | 0 | 0 | 0 | 0 | 0 | 0 | 0
CDP8 | SA | SESA | Medium storage | 0 | 0 | 0 | 7.48e-08 | 9.58e-08 | 1.2448e-07 | 1.2448e-07 | 1.2972e-07 | 1.618e-07 | 1.618e-07 | 1.7772e-07 | 1.7772e-07 | 1.7772e-07 | 1.7772e-07 | 1.9896e-07 | 1.9896e-07 | 1.9896e-07 | 1.9896e-07 | 1.9896e-07 | 2.0392e-07 | 3.3064e-07 | 3.498e-07 | 3.5588e-07 | 0.28995 | 0.28995 | 0.28995 | 0.28995 | 0.28995
CDP8 | SA | SESA | Shallow storage | 0.05 | 0.05 | 0.05 | 0.05 | 0.05 | 0.05 | 0.05 | 0.05 | 0.05 | 0.05 | 0 | 0 | 0 | 0 | 0 | 0 | 0 | 0 | 0 | 0 | 0 | 0 | 0 | 0 | 0 | 0 | 0 | 0
CDP8 | SA | SESA | Coordinated CER storage | 0.0044624 | 0.0050062 | 0.0055448 | 0.0061386 | 0.006757 | 0.007542 | 0.0087227 | 0.010195 | 0.012 | 0.014228 | 0.016926 | 0.019982 | 0.023502 | 0.027385 | 0.031664 | 0.036343 | 0.041413 | 0.046894 | 0.052781 | 0.059173 | 0.066145 | 0.073539 | 0.081296 | 0.089449 | 0.097908 | 0.10666 | 0.11068 | 0.11433
CDP8 | SA | SESA | Passive CER storage | 0.013033 | 0.013883 | 0.014686 | 0.015471 | 0.016303 | 0.01737 | 0.018236 | 0.019069 | 0.019872 | 0.020768 | 0.021796 | 0.022685 | 0.023629 | 0.024429 | 0.025123 | 0.025703 | 0.02615 | 0.026504 | 0.026763 | 0.027081 | 0.027586 | 0.028041 | 0.028457 | 0.028883 | 0.029186 | 0.029394 | 0.029781 | 0.030157
CDP8 | TAS | TAS | Deep storage | 0 | 0 | 0 | 0 | 0 | 0 | 7.2892e-07 | 9.6608e-07 | 1.5418e-06 | 1.5418e-06 | 1.5418e-06 | 1.5418e-06 | 1.5418e-06 | 1.5418e-06 | 1.9001e-06 | 2.556e-06 | 1.2679e-05 | 1.2679e-05 | 3.9114 | 17.808 | 28.65 | 28.65 | 28.65 | 28.65 | 28.65 | 28.65 | 28.65 | 28.65
CDP8 | TAS | TAS | Medium storage | 0 | 0 | 0 | 6.368e-08 | 6.836e-08 | 6.836e-08 | 6.836e-08 | 7.444e-08 | 8.144e-08 | 9.128e-08 | 9.128e-08 | 9.128e-08 | 9.128e-08 | 9.128e-08 | 1.0064e-07 | 1.0876e-07 | 1.1464e-07 | 1.2064e-07 | 1.3808e-07 | 1.5096e-07 | 1.5096e-07 | 1.6264e-07 | 1.6748e-07 | 1.7872e-07 | 1.74e-07 | 1.74e-07 | 1.74e-07 | 1.6792e-07
CDP8 | TAS | TAS | Shallow storage | 0 | 0 | 0 | 0 | 0 | 0 | 0 | 0 | 0 | 0 | 0 | 0 | 0 | 0 | 0 | 0 | 0 | 0 | 0 | 0 | 0 | 0 | 0 | 0 | 0 | 0 | 0 | 0
CDP8 | TAS | TAS | Coordinated CER storage | 0.001724 | 0.0023794 | 0.0031209 | 0.0039747 | 0.0049612 | 0.0062052 | 0.007694 | 0.01003 | 0.013563 | 0.018691 | 0.025697 | 0.034852 | 0.046261 | 0.060186 | 0.076729 | 0.095955 | 0.11796 | 0.14291 | 0.1709 | 0.20198 | 0.23559 | 0.27327 | 0.31426 | 0.35855 | 0.40599 | 0.45655 | 0.4844 | 0.50935
CDP8 | TAS | TAS | Passive CER storage | 0.03794 | 0.041198 | 0.044208 | 0.047379 | 0.05081 | 0.055564 | 0.059366 | 0.063417 | 0.067533 | 0.072027 | 0.076722 | 0.081598 | 0.08621 | 0.091018 | 0.095561 | 0.099408 | 0.1025 | 0.1052 | 0.10757 | 0.10966 | 0.11256 | 0.11561 | 0.11877 | 0.12207 | 0.12468 | 0.12661 | 0.12968 | 0.13201
CDP9 | NSW | NNSW | Snowy 2.0 | 0 | 0 | 0 | 0 | 0 | 0 | 0 | 0 | 0 | 0 | 0 | 0 | 0 | 0 | 0 | 0 | 0 | 0 | 0 | 0 | 0 | 0 | 0 | 0 | 0 | 0 | 0 | 0
CDP9 | NSW | NNSW | Deep storage | 0 | 0 | 0 | 0 | 0 | 0 | 3.5232e-07 | 6.672e-07 | 6.672e-07 | 6.672e-07 | 9.2304e-07 | 1.2329e-06 | 1.5605e-06 | 8.0652e-06 | 8.0918e-06 | 8.0918e-06 | 8.3158e-06 | 8.4821e-06 | 8.4821e-06 | 8.4821e-06 | 36 | 36 | 36 | 36 | 36 | 36 | 36 | 36
CDP9 | NSW | NNSW | Medium storage | 0 | 0 | 2.2 | 2.2 | 3.1282 | 7.2354 | 7.2354 | 7.2354 | 7.2354 | 7.2354 | 7.2354 | 7.2354 | 7.2354 | 7.2354 | 7.2354 | 7.2354 | 7.2354 | 7.2354 | 7.2354 | 7.2354 | 7.2354 | 7.2354 | 5.0354 | 8.3855 | 7.4573 | 9.2463 | 9.2463 | 12.3332
CDP9 | NSW | NNSW | Shallow storage | 0 | 0.039 | 0.58531 | 1.0204 | 1.0204 | 1.0231 | 1.0231 | 1.0231 | 1.0231 | 0.98405 | 0.98405 | 0.98405 | 0.98405 | 0.98405 | 0.98405 | 0.98405 | 0.98405 | 0.98405 | 0.98405 | 0.98405 | 0.98405 | 0.98405 | 0.23774 | 0.019936 | 0.019936 | 0.017295 | 0.017295 | 0.017295
CDP9 | NSW | NNSW | Coordinated CER storage | 0.0058023 | 0.0073808 | 0.0092556 | 0.011119 | 0.013383 | 0.015998 | 0.024683 | 0.036911 | 0.053056 | 0.07362 | 0.098754 | 0.12877 | 0.16356 | 0.20345 | 0.24845 | 0.29858 | 0.35393 | 0.41467 | 0.48084 | 0.55252 | 0.62982 | 0.71312 | 0.80147 | 0.89492 | 0.99303 | 1.0956 | 1.1428 | 1.185
CDP9 | NSW | NNSW | Passive CER storage | 0.10814 | 0.11531 | 0.12198 | 0.12781 | 0.1343 | 0.1437 | 0.15205 | 0.16115 | 0.17043 | 0.18064 | 0.19104 | 0.20182 | 0.21193 | 0.22241 | 0.23236 | 0.24116 | 0.24879 | 0.25583 | 0.26203 | 0.26768 | 0.27482 | 0.28223 | 0.28989 | 0.29781 | 0.30431 | 0.30948 | 0.31643 | 0.32198
CDP9 | NSW | CNSW | Snowy 2.0 | 0 | 0 | 0 | 0 | 0 | 0 | 0 | 0 | 0 | 0 | 0 | 0 | 0 | 0 | 0 | 0 | 0 | 0 | 0 | 0 | 0 | 0 | 0 | 0 | 0 | 0 | 0 | 0
CDP9 | NSW | CNSW | Deep storage | 6.271 | 6.271 | 6.271 | 6.271 | 6.271 | 6.271 | 6.271 | 6.271 | 6.271 | 6.271 | 6.271 | 6.271 | 6.271 | 6.271 | 6.271 | 6.271 | 6.271 | 6.271 | 6.271 | 6.271 | 6.271 | 6.271 | 6.271 | 6.271 | 6.271 | 6.271 | 6.271 | 6.271
CDP9 | NSW | CNSW | Medium storage | 0 | 2.392 | 2.392 | 3.8658 | 3.8658 | 4.026 | 3.8659 | 4.026 | 3.8659 | 3.8659 | 4.026 | 3.8659 | 3.8659 | 4.026 | 4.026 | 3.8659 | 3.8659 | 3.8659 | 3.8659 | 4.026 | 3.8659 | 1.634 | 1.4739 | 1.4739 | 1.634 | 1.4739 | 1.4739 | 1.6339
CDP9 | NSW | CNSW | Shallow storage | 0 | 0.028 | 0.090934 | 0.29826 | 1.6752 | 1.6752 | 1.6752 | 1.6752 | 1.6752 | 1.6752 | 1.6752 | 1.6752 | 1.6752 | 1.6752 | 1.6752 | 1.6752 | 1.6752 | 1.6752 | 1.6752 | 1.6752 | 1.6752 | 1.6472 | 1.5843 | 1.377 | 0.12341 | 0.12341 | 0.12341 | 0.12341
CDP9 | NSW | CNSW | Coordinated CER storage | 0.002436 | 0.003109 | 0.0039388 | 0.0047921 | 0.0057777 | 0.0069361 | 0.012327 | 0.02009 | 0.030459 | 0.043748 | 0.06014 | 0.079766 | 0.10265 | 0.12894 | 0.15869 | 0.19196 | 0.2288 | 0.26926 | 0.31342 | 0.36129 | 0.41291 | 0.46862 | 0.52774 | 0.59029 | 0.65608 | 0.72489 | 0.75661 | 0.78503
CDP9 | NSW | CNSW | Passive CER storage | 0.045401 | 0.048571 | 0.051909 | 0.055084 | 0.057981 | 0.062299 | 0.066172 | 0.070665 | 0.075208 | 0.080098 | 0.085417 | 0.090708 | 0.095926 | 0.10121 | 0.10634 | 0.11106 | 0.1153 | 0.11909 | 0.12247 | 0.12542 | 0.12924 | 0.13331 | 0.13748 | 0.14176 | 0.14544 | 0.14836 | 0.15206 | 0.15509
CDP9 | NSW | SNSW | Snowy 2.0 | 0 | 0 | 0 | 0 | 349.8 | 349.8 | 349.8 | 349.8 | 349.8 | 349.8 | 349.8 | 349.8 | 349.8 | 349.8 | 349.8 | 349.8 | 349.8 | 349.8 | 349.8 | 349.8 | 349.8 | 349.8 | 349.8 | 349.8 | 349.8 | 349.8 | 349.8 | 349.8
CDP9 | NSW | SNSW | Deep storage | 0 | 0 | 0 | 0 | 0 | 0 | 0 | 0 | 0 | 0 | 0 | 0 | 0 | 0 | 0 | 0 | 0 | 0 | 0 | 0 | 0 | 0 | 0 | 0 | 0 | 0 | 0 | 0
CDP9 | NSW | SNSW | Medium storage | 0 | 0.4 | 0.4 | 2 | 2 | 4.9956 | 4.9956 | 4.9956 | 4.9956 | 4.9956 | 4.9956 | 4.9956 | 4.9956 | 4.9956 | 4.9956 | 4.9956 | 4.9956 | 4.9956 | 4.9956 | 4.9956 | 4.9956 | 4.5956 | 4.5956 | 4.5956 | 4.5956 | 2.9154 | 2.9154 | 2.9154
CDP9 | NSW | SNSW | Shallow storage | 0.56998 | 0.5878 | 0.5878 | 0.5878 | 0.5878 | 0.58978 | 0.5878 | 0.58978 | 0.5878 | 0.5878 | 0.58978 | 0.5878 | 0.5878 | 0.58978 | 0.58978 | 0.5878 | 0.5878 | 0.5878 | 0.5678 | 0.51978 | 0.5178 | 0.49998 | 0.498 | 0.498 | 0.3 | 0.3 | 0.3 | 0
CDP9 | NSW | SNSW | Coordinated CER storage | 0.0048938 | 0.0062939 | 0.0080112 | 0.0098897 | 0.012126 | 0.014688 | 0.021379 | 0.030987 | 0.044109 | 0.061364 | 0.083154 | 0.10992 | 0.1418 | 0.17919 | 0.22224 | 0.27107 | 0.32586 | 0.38691 | 0.45437 | 0.52841 | 0.60853 | 0.6967 | 0.79157 | 0.89321 | 1.0013 | 1.1157 | 1.1739 | 1.2265
CDP9 | NSW | SNSW | Passive CER storage | 0.09121 | 0.098327 | 0.10558 | 0.11368 | 0.12169 | 0.13193 | 0.14054 | 0.14968 | 0.15919 | 0.1694 | 0.18001 | 0.19105 | 0.20183 | 0.21303 | 0.2238 | 0.23332 | 0.24159 | 0.24917 | 0.25601 | 0.26228 | 0.27033 | 0.27892 | 0.28791 | 0.2972 | 0.305 | 0.31159 | 0.31977 | 0.32656
CDP9 | NSW | SNW | Snowy 2.0 | 0 | 0 | 0 | 0 | 0 | 0 | 0 | 0 | 0 | 0 | 0 | 0 | 0 | 0 | 0 | 0 | 0 | 0 | 0 | 0 | 0 | 0 | 0 | 0 | 0 | 0 | 0 | 0
CDP9 | NSW | SNW | Deep storage | 0 | 0 | 0 | 0 | 0 | 0 | 0 | 0 | 0 | 0 | 0 | 0 | 0 | 0 | 0 | 0 | 0 | 0 | 0 | 0 | 0 | 0 | 0 | 0 | 0 | 0 | 0 | 0
CDP9 | NSW | SNW | Medium storage | 0 | 3.5566 | 3.5566 | 3.5566 | 3.5566 | 6.9335 | 6.9335 | 6.9335 | 6.9335 | 6.9335 | 6.9335 | 6.9335 | 6.9335 | 6.9335 | 6.9335 | 6.9335 | 6.9335 | 6.9335 | 6.9335 | 6.9335 | 6.9335 | 3.3769 | 3.3769 | 3.3769 | 3.3769 | 1.4828 | 1.4828 | 1.4828
CDP9 | NSW | SNW | Shallow storage | 0.075 | 1.3404 | 1.3404 | 1.3404 | 1.3761 | 1.4607 | 2.7158 | 2.861 | 2.7158 | 2.7158 | 2.861 | 2.7158 | 2.6408 | 2.786 | 2.786 | 2.6408 | 2.6408 | 2.6408 | 2.6408 | 2.786 | 2.6408 | 1.736 | 1.5908 | 1.5908 | 1.7035 | 1.5584 | 1.5584 | 1.7035
CDP9 | NSW | SNW | Coordinated CER storage | 0.023059 | 0.029634 | 0.037325 | 0.045574 | 0.055599 | 0.066993 | 0.12001 | 0.19479 | 0.29386 | 0.42016 | 0.57502 | 0.76029 | 0.97571 | 1.223 | 1.5026 | 1.8146 | 2.1596 | 2.5385 | 2.9514 | 3.399 | 3.877 | 4.3971 | 4.9489 | 5.5327 | 6.1464 | 6.7884 | 7.0829 | 7.3466
CDP9 | NSW | SNW | Passive CER storage | 0.42977 | 0.46296 | 0.4919 | 0.52387 | 0.55796 | 0.60171 | 0.63797 | 0.67618 | 0.71468 | 0.75624 | 0.79951 | 0.84459 | 0.88781 | 0.93318 | 0.97727 | 1.0166 | 1.0505 | 1.081 | 1.1072 | 1.13 | 1.1611 | 1.1941 | 1.2288 | 1.2655 | 1.2967 | 1.3225 | 1.356 | 1.3833
CDP9 | QLD | NQ | Borumba | 0 | 0 | 0 | 0 | 0 | 0 | 0 | 0 | 0 | 0 | 0 | 0 | 0 | 0 | 0 | 0 | 0 | 0 | 0 | 0 | 0 | 0 | 0 | 0 | 0 | 0 | 0 | 0
CDP9 | QLD | NQ | Deep storage | 0 | 0 | 0 | 0 | 0 | 0 | 1.2792e-07 | 2.952e-07 | 2.952e-07 | 1.1506e-06 | 1.1506e-06 | 1.1506e-06 | 1.6654e-06 | 1.8118e-06 | 1.8907e-06 | 1.8907e-06 | 1.8907e-06 | 1.9186e-06 | 1.9186e-06 | 2.1797e-06 | 3.4039e-06 | 3.7922e-06 | 0.14818 | 1.2902 | 3.092 | 4.3378 | 4.3378 | 4.3964
CDP9 | QLD | NQ | Medium storage | 2 | 2 | 2 | 2 | 2 | 2 | 2 | 2 | 2 | 2 | 2 | 2 | 2 | 2 | 2 | 2 | 2 | 2 | 2 | 2 | 2 | 2 | 2 | 2 | 2 | 2 | 2 | 2
CDP9 | QLD | NQ | Shallow storage | 0 | 0 | 0.6 | 0.6 | 0.6 | 0.6 | 0.6 | 0.6 | 0.6 | 0.6 | 0.6 | 0.6 | 0.6 | 0.6 | 0.6 | 0.6 | 0.6 | 0.6 | 0.6 | 0.6 | 0.6 | 0.6 | 0 | 0 | 0 | 0 | 0 | 0
CDP9 | QLD | NQ | Coordinated CER storage | 0.0024335 | 0.0031857 | 0.0040501 | 0.0050472 | 0.00624 | 0.0076805 | 0.012587 | 0.019554 | 0.028796 | 0.040632 | 0.055229 | 0.072792 | 0.093248 | 0.11684 | 0.14359 | 0.17349 | 0.20665 | 0.24318 | 0.28313 | 0.32664 | 0.37383 | 0.42485 | 0.47917 | 0.53687 | 0.59765 | 0.66137 | 0.6919 | 0.71969
CDP9 | QLD | NQ | Passive CER storage | 0.043154 | 0.047713 | 0.052263 | 0.05701 | 0.062484 | 0.068971 | 0.07472 | 0.081073 | 0.08755 | 0.094587 | 0.10209 | 0.11006 | 0.11762 | 0.12553 | 0.13323 | 0.14004 | 0.14615 | 0.15177 | 0.15698 | 0.16205 | 0.16817 | 0.17461 | 0.18129 | 0.1884 | 0.19451 | 0.19975 | 0.2053 | 0.21004
CDP9 | QLD | GG | Borumba | 0 | 0 | 0 | 0 | 0 | 0 | 0 | 0 | 0 | 0 | 0 | 0 | 0 | 0 | 0 | 0 | 0 | 0 | 0 | 0 | 0 | 0 | 0 | 0 | 0 | 0 | 0 | 0
CDP9 | QLD | GG | Deep storage | 0 | 0 | 0 | 0 | 0 | 0 | 0 | 0 | 0 | 0 | 0 | 0 | 0 | 0 | 0 | 0 | 0 | 0 | 0 | 0 | 0 | 0 | 0 | 0 | 0 | 0 | 0 | 0
CDP9 | QLD | GG | Medium storage | 0 | 0 | 0 | 6.484e-08 | 6.484e-08 | 1.4984e-07 | 1.4984e-07 | 1.568e-07 | 1.6164e-07 | 3.8972e-07 | 3.8972e-07 | 3.8972e-07 | 6.4992e-07 | 1.1846e-06 | 1.2208e-06 | 1.2208e-06 | 1.2208e-06 | 1.2352e-06 | 1.2352e-06 | 1.2438e-06 | 1.3666e-06 | 6.6813e-06 | 0.52977 | 0.52986 | 0.52986 | 2.6434 | 2.6434 | 3.7714
CDP9 | QLD | GG | Shallow storage | 0 | 0.4 | 0.4 | 0.4 | 0.4 | 0.4 | 0.4 | 0.4 | 0.4 | 0.4 | 0.4 | 0.4 | 0.4 | 0.4 | 0.4 | 0.4 | 0.4 | 0.4 | 0.4 | 0.4 | 0.4 | 0 | 0 | 0 | 0 | 0 | 0 | 0
CDP9 | QLD | GG | Coordinated CER storage | 0.00013364 | 0.00017577 | 0.00022307 | 0.00028305 | 0.00034733 | 0.00043144 | 0.0009243 | 0.0016461 | 0.0026279 | 0.0038986 | 0.0054761 | 0.0073813 | 0.0096176 | 0.012203 | 0.015143 | 0.018447 | 0.02212 | 0.02618 | 0.030632 | 0.03548 | 0.04075 | 0.046436 | 0.052488 | 0.058908 | 0.065683 | 0.072796 | 0.076188 | 0.079271
CDP9 | QLD | GG | Passive CER storage | 0.0023698 | 0.0026326 | 0.0028784 | 0.0031972 | 0.003478 | 0.0038743 | 0.0042037 | 0.0045759 | 0.0049915 | 0.0054424 | 0.005916 | 0.0064045 | 0.0068905 | 0.007396 | 0.0078783 | 0.0083287 | 0.0087188 | 0.0090984 | 0.0094577 | 0.0097885 | 0.010197 | 0.010632 | 0.011082 | 0.011538 | 0.011938 | 0.012279 | 0.012648 | 0.01295
CDP9 | QLD | CQ | Borumba | 0 | 0 | 0 | 0 | 0 | 0 | 0 | 0 | 0 | 0 | 0 | 0 | 0 | 0 | 0 | 0 | 0 | 0 | 0 | 0 | 0 | 0 | 0 | 0 | 0 | 0 | 0 | 0
CDP9 | QLD | CQ | Deep storage | 0 | 0 | 0 | 0 | 0 | 0 | 1.3008e-07 | 2.8752e-07 | 2.8752e-07 | 9.42e-07 | 9.42e-07 | 9.42e-07 | 1.1371e-06 | 1.6946e-06 | 1.7419e-06 | 1.7419e-06 | 1.7419e-06 | 1.8043e-06 | 1.8043e-06 | 1.8043e-06 | 3.7822e-06 | 3.9394e-06 | 4.2598e-06 | 4.811e-06 | 1.8377 | 8.4623 | 8.4623 | 9.6
CDP9 | QLD | CQ | Medium storage | 0 | 0 | 0 | 6.984e-08 | 7.744e-08 | 1.456e-07 | 1.9384e-07 | 2.6156e-07 | 2.6156e-07 | 8.128e-07 | 8.128e-07 | 8.128e-07 | 1.1217e-06 | 1.828e-06 | 1.8939e-06 | 1.8939e-06 | 1.8939e-06 | 1.9026e-06 | 1.9026e-06 | 1.9026e-06 | 2.03e-06 | 7.4993e-06 | 0.53612 | 0.8893 | 0.8893 | 2.5984 | 2.5984 | 5.0949
CDP9 | QLD | CQ | Shallow storage | 0.1 | 0.1 | 0.1 | 0.4 | 0.4 | 0.4 | 0.4 | 0.4 | 0.4 | 0.4 | 0.4 | 0.4 | 0.4 | 0.4 | 0.4 | 0.4 | 0.4 | 0.4 | 0.3 | 0.3 | 0.3 | 0.3 | 0.3 | 0 | 0 | 0 | 0 | 0
CDP9 | QLD | CQ | Coordinated CER storage | 0.0022383 | 0.00295 | 0.003741 | 0.0047011 | 0.0057881 | 0.0071303 | 0.012663 | 0.020582 | 0.031219 | 0.044919 | 0.061857 | 0.082254 | 0.10614 | 0.13369 | 0.16499 | 0.20008 | 0.23901 | 0.28198 | 0.32903 | 0.38027 | 0.43596 | 0.49607 | 0.56008 | 0.62803 | 0.6997 | 0.77487 | 0.81085 | 0.84354
CDP9 | QLD | CQ | Passive CER storage | 0.039693 | 0.044182 | 0.048274 | 0.0531 | 0.057959 | 0.06403 | 0.069643 | 0.075613 | 0.081979 | 0.088976 | 0.096321 | 0.10393 | 0.11149 | 0.11926 | 0.12684 | 0.13371 | 0.1397 | 0.14542 | 0.15074 | 0.15578 | 0.16208 | 0.16856 | 0.17529 | 0.18226 | 0.18842 | 0.19361 | 0.19905 | 0.20352
CDP9 | QLD | SQ | Borumba | 0 | 0 | 0 | 0 | 0 | 0 | 0 | 47.952 | 47.952 | 47.952 | 47.952 | 47.952 | 47.952 | 47.952 | 47.952 | 47.952 | 47.952 | 47.952 | 47.952 | 47.952 | 47.952 | 47.952 | 47.952 | 47.952 | 47.952 | 47.952 | 47.952 | 47.952
CDP9 | QLD | SQ | Deep storage | 0 | 0 | 0 | 0 | 0 | 0 | 0 | 0 | 0 | 0 | 0 | 0 | 0 | 0 | 0 | 0 | 0 | 0 | 0 | 0 | 0 | 0 | 0 | 0 | 0 | 0 | 0 | 0
CDP9 | QLD | SQ | Medium storage | 5.7 | 5.7 | 5.7 | 5.7 | 5.7 | 5.7 | 5.7 | 5.7 | 5.7 | 5.7 | 5.7 | 5.7 | 5.7 | 5.7 | 5.7 | 5.7 | 5.7 | 5.7 | 5.7 | 5.7 | 5.7 | 6.1556 | 7.738 | 7.738 | 7.738 | 8.8461 | 8.8461 | 8.8461
CDP9 | QLD | SQ | Shallow storage | 1.2581 | 1.8421 | 1.8421 | 1.8421 | 1.8421 | 1.8421 | 1.8421 | 1.8421 | 1.8421 | 1.8421 | 1.8421 | 1.8421 | 1.8421 | 1.8421 | 1.6421 | 1.6421 | 1.6421 | 1.6421 | 1.6421 | 1.6421 | 1.3421 | 0.84212 | 0.84212 | 0.84212 | 0.45992 | 0.45992 | 0.45992 | 0.30992
CDP9 | QLD | SQ | Coordinated CER storage | 0.01187 | 0.01571 | 0.020135 | 0.025278 | 0.031321 | 0.039007 | 0.07543 | 0.12706 | 0.19578 | 0.28386 | 0.39252 | 0.52329 | 0.67614 | 0.85255 | 1.0529 | 1.2773 | 1.5262 | 1.8007 | 2.1014 | 2.4288 | 2.7797 | 3.1635 | 3.5723 | 4.0062 | 4.4638 | 4.9441 | 5.1735 | 5.382
CDP9 | QLD | SQ | Passive CER storage | 0.21049 | 0.23529 | 0.25982 | 0.28552 | 0.31363 | 0.35029 | 0.38243 | 0.41718 | 0.45303 | 0.49221 | 0.53361 | 0.57723 | 0.6199 | 0.66492 | 0.70882 | 0.74827 | 0.78204 | 0.8135 | 0.8432 | 0.87111 | 0.90624 | 0.94342 | 0.98231 | 1.0229 | 1.0586 | 1.0898 | 1.1224 | 1.1496
CDP9 | VIC | VIC | Deep storage | 0 | 0 | 0 | 0 | 0 | 0 | 1.2048e-07 | 5.2488e-07 | 1.0824e-06 | 2.5128e-06 | 2.5128e-06 | 2.5128e-06 | 2.5128e-06 | 2.5128e-06 | 2.5128e-06 | 2.5128e-06 | 2.5128e-06 | 2.5128e-06 | 2.5128e-06 | 2.5406e-06 | 9.6437 | 9.6437 | 9.6437 | 9.6437 | 11.5163 | 11.5163 | 11.5163 | 12.7012
CDP9 | VIC | VIC | Medium storage | 0 | 0 | 1.4 | 1.4 | 1.4 | 1.4 | 1.4 | 1.4 | 1.4 | 1.4 | 1.4 | 1.4 | 1.4 | 1.4 | 1.4 | 1.4 | 1.4 | 1.4 | 1.4 | 1.4 | 1.4 | 1.4 | 5.7772e-07 | 1.9554e-06 | 1.9437e-06 | 1.9152e-06 | 1.9152e-06 | 1.8896e-06
CDP9 | VIC | VIC | Shallow storage | 0.71096 | 4.051 | 4.1158 | 5.0139 | 4.9996 | 5.2055 | 5.2194 | 5.7311 | 6.367 | 6.8449 | 8.4538 | 8.4538 | 8.467 | 8.4538 | 8.4438 | 8.4438 | 8.4438 | 7.9938 | 7.9938 | 7.8813 | 7.4945 | 7.0417 | 6.2647 | 5.6647 | 5.6647 | 5.4152 | 3.8132 | 3.3015
CDP9 | VIC | VIC | Coordinated CER storage | 0.030273 | 0.041437 | 0.0534 | 0.06722 | 0.084146 | 0.10405 | 0.16928 | 0.26054 | 0.38081 | 0.53384 | 0.72135 | 0.94586 | 1.2071 | 1.5076 | 1.8479 | 2.2279 | 2.6483 | 3.1109 | 3.6164 | 4.1656 | 4.755 | 5.397 | 6.0796 | 6.8032 | 7.5643 | 8.3613 | 8.7383 | 9.0797
CDP9 | VIC | VIC | Passive CER storage | 0.62471 | 0.68133 | 0.73614 | 0.79403 | 0.85556 | 0.93631 | 1.0064 | 1.0815 | 1.1588 | 1.2425 | 1.3303 | 1.4219 | 1.5108 | 1.6037 | 1.6939 | 1.7747 | 1.8447 | 1.9098 | 1.9706 | 2.0279 | 2.0988 | 2.173 | 2.2501 | 2.3307 | 2.401 | 2.4615 | 2.532 | 2.5917
CDP9 | SA | CSA | Deep storage | 0 | 0 | 0 | 0 | 0 | 0 | 6.504e-08 | 1.4568e-07 | 1.4568e-07 | 2.0616e-07 | 2.0616e-07 | 2.0616e-07 | 2.0616e-07 | 3.2832e-07 | 3.2832e-07 | 3.2832e-07 | 3.2832e-07 | 3.2832e-07 | 3.2832e-07 | 3.6768e-07 | 3.6768e-07 | 3.6768e-07 | 4.0584e-07 | 4.3512e-07 | 4.3512e-07 | 4.3512e-07 | 4.3512e-07 | 4.8528e-07
CDP9 | SA | CSA | Medium storage | 0 | 0 | 0 | 4.464e-08 | 5.68e-08 | 9.18e-08 | 9.18e-08 | 1.0384e-07 | 1.092e-07 | 1.2484e-07 | 1.2484e-07 | 1.2484e-07 | 1.354e-07 | 3.4228e-07 | 3.5664e-07 | 3.5664e-07 | 3.5664e-07 | 3.5664e-07 | 3.5664e-07 | 3.6748e-07 | 4.894e-07 | 5.032e-07 | 7.8564e-07 | 4.3918 | 4.3918 | 5.4791 | 5.4791 | 5.4791
CDP9 | SA | CSA | Shallow storage | 0.88082 | 1.5374 | 1.9567 | 3.0432 | 3.0552 | 3.0432 | 3.0354 | 3.0354 | 3.0354 | 3.0354 | 3.0354 | 3.0354 | 3.0354 | 3.0354 | 3.0354 | 3.0354 | 3.0354 | 3.0101 | 3.0221 | 2.7594 | 2.3714 | 2.0574 | 1.6381 | 0.64374 | 0.56074 | 0.27214 | 0.27214 | 0.27214
CDP9 | SA | CSA | Coordinated CER storage | 0.12492 | 0.13915 | 0.15299 | 0.16834 | 0.18427 | 0.20382 | 0.23165 | 0.26628 | 0.30796 | 0.35804 | 0.41651 | 0.48397 | 0.55937 | 0.64408 | 0.7373 | 0.83826 | 0.94689 | 1.0641 | 1.1902 | 1.325 | 1.4692 | 1.6249 | 1.7888 | 1.9609 | 2.1392 | 2.3232 | 2.4079 | 2.483
CDP9 | SA | CSA | Passive CER storage | 0.36485 | 0.38587 | 0.40522 | 0.42425 | 0.4446 | 0.4694 | 0.48994 | 0.51132 | 0.53227 | 0.55427 | 0.5763 | 0.5985 | 0.61859 | 0.63896 | 0.65753 | 0.67255 | 0.68392 | 0.69348 | 0.70155 | 0.70822 | 0.71785 | 0.72786 | 0.73807 | 0.74849 | 0.75609 | 0.7611 | 0.77066 | 0.77748
CDP9 | SA | SESA | Deep storage | 0 | 0 | 0 | 0 | 0 | 0 | 0 | 0 | 0 | 0 | 0 | 0 | 0 | 0 | 0 | 0 | 0 | 0 | 0 | 0 | 0 | 0 | 0 | 0 | 0 | 0 | 0 | 0
CDP9 | SA | SESA | Medium storage | 0 | 0 | 0 | 4.332e-08 | 5.536e-08 | 8.36e-08 | 8.36e-08 | 9.04e-08 | 9.444e-08 | 1.2004e-07 | 1.2004e-07 | 1.2004e-07 | 1.3e-07 | 3.1276e-07 | 3.2404e-07 | 3.2404e-07 | 3.2404e-07 | 3.2404e-07 | 3.2404e-07 | 3.3944e-07 | 3.7236e-07 | 3.9388e-07 | 4.0008e-07 | 0.1908 | 0.1908 | 0.1908 | 0.1908 | 0.1908
CDP9 | SA | SESA | Shallow storage | 0.05 | 0.05 | 0.05 | 0.05 | 0.05 | 0.05 | 0.05 | 0.05 | 0.05 | 0.05 | 0 | 0 | 0 | 0 | 0 | 0 | 0 | 0 | 0 | 0 | 0 | 0 | 0 | 0 | 0 | 0 | 0 | 0
CDP9 | SA | SESA | Coordinated CER storage | 0.0044624 | 0.0050062 | 0.0055448 | 0.0061386 | 0.006757 | 0.007542 | 0.0087227 | 0.010195 | 0.012 | 0.014228 | 0.016926 | 0.019982 | 0.023502 | 0.027385 | 0.031664 | 0.036343 | 0.041413 | 0.046894 | 0.052781 | 0.059173 | 0.066145 | 0.073539 | 0.081296 | 0.089449 | 0.097908 | 0.10666 | 0.11068 | 0.11433
CDP9 | SA | SESA | Passive CER storage | 0.013033 | 0.013883 | 0.014686 | 0.015471 | 0.016303 | 0.01737 | 0.018236 | 0.019069 | 0.019872 | 0.020768 | 0.021796 | 0.022685 | 0.023629 | 0.024429 | 0.025123 | 0.025703 | 0.02615 | 0.026504 | 0.026763 | 0.027081 | 0.027586 | 0.028041 | 0.028457 | 0.028883 | 0.029186 | 0.029394 | 0.029781 | 0.030157
CDP9 | TAS | TAS | Deep storage | 0 | 0 | 0 | 0 | 0 | 0 | 4.5116e-07 | 1.1975e-06 | 1.8207e-06 | 1.8207e-06 | 1.8207e-06 | 1.8207e-06 | 1.8207e-06 | 2.4174e-06 | 2.641e-06 | 2.6752e-06 | 5.9188e-05 | 5.9188e-05 | 7.4139 | 18.0617 | 27.5925 | 27.5925 | 27.5925 | 27.5925 | 27.5925 | 27.5925 | 27.5925 | 27.5925
CDP9 | TAS | TAS | Medium storage | 0 | 0 | 0 | 3.652e-08 | 4.136e-08 | 4.712e-08 | 4.712e-08 | 5.348e-08 | 6.604e-08 | 9.572e-08 | 9.572e-08 | 9.572e-08 | 1.0132e-07 | 1.6992e-07 | 1.7496e-07 | 1.82e-07 | 1.8776e-07 | 1.9208e-07 | 2.0172e-07 | 2.13e-07 | 2.3104e-07 | 2.4316e-07 | 2.5184e-07 | 2.3068e-07 | 2.2588e-07 | 2.2012e-07 | 2.2012e-07 | 2.1376e-07
CDP9 | TAS | TAS | Shallow storage | 0 | 0 | 0 | 0 | 0 | 0 | 0 | 0 | 0 | 0 | 0 | 0 | 0 | 0 | 0 | 0 | 0 | 0 | 0 | 0 | 0 | 0 | 0 | 0 | 0 | 0 | 0 | 0
CDP9 | TAS | TAS | Coordinated CER storage | 0.001724 | 0.0023794 | 0.0031209 | 0.0039747 | 0.0049612 | 0.0062052 | 0.007694 | 0.01003 | 0.013563 | 0.018691 | 0.025697 | 0.034852 | 0.046261 | 0.060186 | 0.076729 | 0.095955 | 0.11796 | 0.14291 | 0.1709 | 0.20198 | 0.23559 | 0.27327 | 0.31426 | 0.35855 | 0.40599 | 0.45655 | 0.4844 | 0.50935
CDP9 | TAS | TAS | Passive CER storage | 0.03794 | 0.041198 | 0.044208 | 0.047379 | 0.05081 | 0.055564 | 0.059366 | 0.063417 | 0.067533 | 0.072027 | 0.076722 | 0.081598 | 0.08621 | 0.091018 | 0.095561 | 0.099408 | 0.1025 | 0.1052 | 0.10757 | 0.10966 | 0.11256 | 0.11561 | 0.11877 | 0.12207 | 0.12468 | 0.12661 | 0.12968 | 0.13201
CDP10 | NSW | NNSW | Snowy 2.0 | 0 | 0 | 0 | 0 | 0 | 0 | 0 | 0 | 0 | 0 | 0 | 0 | 0 | 0 | 0 | 0 | 0 | 0 | 0 | 0 | 0 | 0 | 0 | 0 | 0 | 0 | 0 | 0
CDP10 | NSW | NNSW | Deep storage | 0 | 0 | 0 | 0 | 0 | 0 | 5.5344e-07 | 6.3096e-07 | 6.3096e-07 | 6.78e-07 | 7.4712e-07 | 9.528e-07 | 1.217e-06 | 1.217e-06 | 1.3128e-06 | 1.3442e-06 | 1.3805e-06 | 1.8115e-06 | 1.8115e-06 | 2.1631e-06 | 36 | 36 | 36 | 36 | 36 | 36 | 36 | 36
CDP10 | NSW | NNSW | Medium storage | 0 | 0 | 2.2 | 2.2 | 3.0633 | 9.5113 | 9.5113 | 9.5113 | 9.5113 | 9.5113 | 9.5113 | 9.5113 | 9.5113 | 9.5113 | 9.5113 | 9.5113 | 9.5113 | 9.5113 | 9.5113 | 9.5113 | 9.5113 | 9.5113 | 7.3113 | 11.888 | 11.0248 | 10.1914 | 10.1914 | 13.0313
CDP10 | NSW | NNSW | Shallow storage | 0 | 0.039 | 0.439 | 0.639 | 0.639 | 0.639 | 0.639 | 0.639 | 0.639 | 0.6 | 0.6 | 0.6 | 0.6 | 0.6 | 0.6 | 0.6 | 0.6 | 0.6 | 0.6 | 0.6 | 0.6 | 0.6 | 0 | 0 | 0 | 0 | 0 | 0
CDP10 | NSW | NNSW | Coordinated CER storage | 0.0058023 | 0.0073808 | 0.0092556 | 0.011119 | 0.013383 | 0.015998 | 0.024683 | 0.036911 | 0.053056 | 0.07362 | 0.098754 | 0.12877 | 0.16356 | 0.20345 | 0.24845 | 0.29858 | 0.35393 | 0.41467 | 0.48084 | 0.55252 | 0.62982 | 0.71312 | 0.80147 | 0.89492 | 0.99303 | 1.0956 | 1.1428 | 1.185
CDP10 | NSW | NNSW | Passive CER storage | 0.10814 | 0.11531 | 0.12198 | 0.12781 | 0.1343 | 0.1437 | 0.15205 | 0.16115 | 0.17043 | 0.18064 | 0.19104 | 0.20182 | 0.21193 | 0.22241 | 0.23236 | 0.24116 | 0.24879 | 0.25583 | 0.26203 | 0.26768 | 0.27482 | 0.28223 | 0.28989 | 0.29781 | 0.30431 | 0.30948 | 0.31643 | 0.32198
CDP10 | NSW | CNSW | Snowy 2.0 | 0 | 0 | 0 | 0 | 0 | 0 | 0 | 0 | 0 | 0 | 0 | 0 | 0 | 0 | 0 | 0 | 0 | 0 | 0 | 0 | 0 | 0 | 0 | 0 | 0 | 0 | 0 | 0
CDP10 | NSW | CNSW | Deep storage | 6.271 | 6.271 | 6.271 | 6.271 | 6.271 | 6.271 | 6.271 | 6.271 | 6.271 | 6.271 | 6.271 | 6.271 | 6.271 | 6.271 | 6.271 | 6.271 | 6.271 | 6.271 | 6.271 | 6.271 | 6.271 | 6.271 | 6.271 | 6.271 | 6.271 | 6.271 | 6.271 | 6.271
CDP10 | NSW | CNSW | Medium storage | 0 | 2.392 | 2.392 | 3.8658 | 3.8658 | 4.026 | 3.866 | 4.026 | 3.866 | 3.866 | 4.026 | 3.866 | 3.866 | 4.026 | 4.026 | 3.866 | 3.866 | 3.866 | 3.866 | 4.026 | 3.866 | 1.634 | 1.474 | 1.474 | 1.634 | 1.4739 | 1.4739 | 1.634
CDP10 | NSW | CNSW | Shallow storage | 0 | 0.028 | 0.038062 | 0.32941 | 1.7145 | 1.7145 | 1.7145 | 1.7145 | 1.7145 | 1.7145 | 1.7145 | 1.7145 | 1.7145 | 1.7145 | 1.7145 | 1.7145 | 1.7145 | 1.7145 | 1.7145 | 1.7145 | 1.7145 | 1.6865 | 1.6764 | 1.3851 | 0.12414 | 0.12414 | 0.12414 | 0.12414
CDP10 | NSW | CNSW | Coordinated CER storage | 0.002436 | 0.003109 | 0.0039388 | 0.0047921 | 0.0057777 | 0.0069361 | 0.012327 | 0.02009 | 0.030459 | 0.043748 | 0.06014 | 0.079766 | 0.10265 | 0.12894 | 0.15869 | 0.19196 | 0.2288 | 0.26926 | 0.31342 | 0.36129 | 0.41291 | 0.46862 | 0.52774 | 0.59029 | 0.65608 | 0.72489 | 0.75661 | 0.78503
CDP10 | NSW | CNSW | Passive CER storage | 0.045401 | 0.048571 | 0.051909 | 0.055084 | 0.057981 | 0.062299 | 0.066172 | 0.070665 | 0.075208 | 0.080098 | 0.085417 | 0.090708 | 0.095926 | 0.10121 | 0.10634 | 0.11106 | 0.1153 | 0.11909 | 0.12247 | 0.12542 | 0.12924 | 0.13331 | 0.13748 | 0.14176 | 0.14544 | 0.14836 | 0.15206 | 0.15509
CDP10 | NSW | SNSW | Snowy 2.0 | 0 | 0 | 0 | 0 | 349.8 | 349.8 | 349.8 | 349.8 | 349.8 | 349.8 | 349.8 | 349.8 | 349.8 | 349.8 | 349.8 | 349.8 | 349.8 | 349.8 | 349.8 | 349.8 | 349.8 | 349.8 | 349.8 | 349.8 | 349.8 | 349.8 | 349.8 | 349.8
CDP10 | NSW | SNSW | Deep storage | 0 | 0 | 0 | 0 | 0 | 0 | 0 | 0 | 0 | 0 | 0 | 0 | 0 | 0 | 0 | 0 | 0 | 0 | 0 | 0 | 0 | 0 | 0 | 0 | 0 | 0 | 0 | 0
CDP10 | NSW | SNSW | Medium storage | 0 | 0.4 | 0.4 | 2 | 2 | 2.6806 | 2.6806 | 2.6806 | 2.6806 | 2.6806 | 2.6806 | 2.6806 | 2.6806 | 2.6806 | 2.6806 | 2.6806 | 2.6806 | 2.6806 | 2.6806 | 2.6806 | 2.6806 | 2.2806 | 2.2806 | 2.2806 | 2.2806 | 1.8989 | 1.8989 | 1.8989
CDP10 | NSW | SNSW | Shallow storage | 0.56998 | 0.5878 | 0.5878 | 0.5878 | 0.5878 | 0.58978 | 0.5878 | 0.58978 | 0.5878 | 0.5878 | 0.58978 | 0.5878 | 0.5878 | 0.58978 | 0.58978 | 0.5878 | 0.5878 | 0.5878 | 0.5678 | 0.51978 | 0.5178 | 0.49998 | 0.498 | 0.498 | 0.3 | 0.3 | 0.3 | 0
CDP10 | NSW | SNSW | Coordinated CER storage | 0.0048938 | 0.0062939 | 0.0080112 | 0.0098897 | 0.012126 | 0.014688 | 0.021379 | 0.030987 | 0.044109 | 0.061364 | 0.083154 | 0.10992 | 0.1418 | 0.17919 | 0.22224 | 0.27107 | 0.32586 | 0.38691 | 0.45437 | 0.52841 | 0.60853 | 0.6967 | 0.79157 | 0.89321 | 1.0013 | 1.1157 | 1.1739 | 1.2265
CDP10 | NSW | SNSW | Passive CER storage | 0.09121 | 0.098327 | 0.10558 | 0.11368 | 0.12169 | 0.13193 | 0.14054 | 0.14968 | 0.15919 | 0.1694 | 0.18001 | 0.19105 | 0.20183 | 0.21303 | 0.2238 | 0.23332 | 0.24159 | 0.24917 | 0.25601 | 0.26228 | 0.27033 | 0.27892 | 0.28791 | 0.2972 | 0.305 | 0.31159 | 0.31977 | 0.32656
CDP10 | NSW | SNW | Snowy 2.0 | 0 | 0 | 0 | 0 | 0 | 0 | 0 | 0 | 0 | 0 | 0 | 0 | 0 | 0 | 0 | 0 | 0 | 0 | 0 | 0 | 0 | 0 | 0 | 0 | 0 | 0 | 0 | 0
CDP10 | NSW | SNW | Deep storage | 0 | 0 | 0 | 0 | 0 | 0 | 0 | 0 | 0 | 0 | 0 | 0 | 0 | 0 | 0 | 0 | 0 | 0 | 0 | 0 | 0 | 0 | 0 | 0 | 0 | 0 | 0 | 0
CDP10 | NSW | SNW | Medium storage | 0 | 3.5566 | 3.5566 | 3.5566 | 3.5566 | 6.9725 | 6.9725 | 6.9725 | 6.9725 | 6.9725 | 6.9725 | 6.9725 | 6.9725 | 6.9725 | 6.9725 | 6.9725 | 6.9725 | 6.9725 | 6.9725 | 6.9725 | 6.9725 | 3.416 | 3.416 | 3.416 | 3.416 | 1.5 | 1.5 | 1.5
CDP10 | NSW | SNW | Shallow storage | 0.075 | 1.3404 | 1.3404 | 1.3404 | 1.3761 | 1.4607 | 2.7158 | 2.861 | 2.7158 | 2.7158 | 2.861 | 2.7158 | 2.6408 | 2.786 | 2.786 | 2.6408 | 2.6408 | 2.6408 | 2.6408 | 2.786 | 2.6408 | 1.736 | 1.5908 | 1.5908 | 1.7035 | 1.5584 | 1.5584 | 1.7035
CDP10 | NSW | SNW | Coordinated CER storage | 0.023059 | 0.029634 | 0.037325 | 0.045574 | 0.055599 | 0.066993 | 0.12001 | 0.19479 | 0.29386 | 0.42016 | 0.57502 | 0.76029 | 0.97571 | 1.223 | 1.5026 | 1.8146 | 2.1596 | 2.5385 | 2.9514 | 3.399 | 3.877 | 4.3971 | 4.9489 | 5.5327 | 6.1464 | 6.7884 | 7.0829 | 7.3466
CDP10 | NSW | SNW | Passive CER storage | 0.42977 | 0.46296 | 0.4919 | 0.52387 | 0.55796 | 0.60171 | 0.63797 | 0.67618 | 0.71468 | 0.75624 | 0.79951 | 0.84459 | 0.88781 | 0.93318 | 0.97727 | 1.0166 | 1.0505 | 1.081 | 1.1072 | 1.13 | 1.1611 | 1.1941 | 1.2288 | 1.2655 | 1.2967 | 1.3225 | 1.356 | 1.3833
CDP10 | QLD | NQ | Borumba | 0 | 0 | 0 | 0 | 0 | 0 | 0 | 0 | 0 | 0 | 0 | 0 | 0 | 0 | 0 | 0 | 0 | 0 | 0 | 0 | 0 | 0 | 0 | 0 | 0 | 0 | 0 | 0
CDP10 | QLD | NQ | Deep storage | 0 | 0 | 0 | 0 | 0 | 0 | 2.5176e-07 | 2.952e-07 | 2.952e-07 | 9.5712e-07 | 9.5712e-07 | 9.5712e-07 | 1.6349e-06 | 1.6349e-06 | 1.693e-06 | 1.717e-06 | 1.717e-06 | 1.7981e-06 | 1.7981e-06 | 1.7981e-06 | 3.8669e-06 | 4.2197e-06 | 0.41163 | 0.48523 | 3.3917 | 4.3297 | 4.3297 | 4.3297
CDP10 | QLD | NQ | Medium storage | 2 | 2 | 2 | 2 | 2 | 2 | 2 | 2 | 2 | 2 | 2 | 2 | 2 | 2 | 2 | 2 | 2 | 2 | 2 | 2 | 2 | 2 | 2 | 2 | 2 | 2 | 2 | 2
CDP10 | QLD | NQ | Shallow storage | 0 | 0 | 0.6 | 0.6 | 0.6 | 0.6 | 0.6 | 0.6 | 0.6 | 0.6 | 0.6 | 0.6 | 0.6 | 0.6 | 0.6 | 0.6 | 0.6 | 0.6 | 0.6 | 0.6 | 0.6 | 0.6 | 0 | 0 | 0 | 0 | 0 | 0
CDP10 | QLD | NQ | Coordinated CER storage | 0.0024335 | 0.0031857 | 0.0040501 | 0.0050472 | 0.00624 | 0.0076805 | 0.012587 | 0.019554 | 0.028796 | 0.040632 | 0.055229 | 0.072792 | 0.093248 | 0.11684 | 0.14359 | 0.17349 | 0.20665 | 0.24318 | 0.28313 | 0.32664 | 0.37383 | 0.42485 | 0.47917 | 0.53687 | 0.59765 | 0.66137 | 0.6919 | 0.71969
CDP10 | QLD | NQ | Passive CER storage | 0.043154 | 0.047713 | 0.052263 | 0.05701 | 0.062484 | 0.068971 | 0.07472 | 0.081073 | 0.08755 | 0.094587 | 0.10209 | 0.11006 | 0.11762 | 0.12553 | 0.13323 | 0.14004 | 0.14615 | 0.15177 | 0.15698 | 0.16205 | 0.16817 | 0.17461 | 0.18129 | 0.1884 | 0.19451 | 0.19975 | 0.2053 | 0.21004
CDP10 | QLD | GG | Borumba | 0 | 0 | 0 | 0 | 0 | 0 | 0 | 0 | 0 | 0 | 0 | 0 | 0 | 0 | 0 | 0 | 0 | 0 | 0 | 0 | 0 | 0 | 0 | 0 | 0 | 0 | 0 | 0
CDP10 | QLD | GG | Deep storage | 0 | 0 | 0 | 0 | 0 | 0 | 0 | 0 | 0 | 0 | 0 | 0 | 0 | 0 | 0 | 0 | 0 | 0 | 0 | 0 | 0 | 0 | 0 | 0 | 0 | 0 | 0 | 0
CDP10 | QLD | GG | Medium storage | 0 | 0 | 0 | 1.3012e-07 | 1.3012e-07 | 2.8468e-07 | 2.8468e-07 | 2.9132e-07 | 2.9132e-07 | 3.2e-07 | 3.2e-07 | 3.2e-07 | 6.4936e-07 | 1.0353e-06 | 1.0797e-06 | 1.0797e-06 | 1.0797e-06 | 1.0888e-06 | 1.0888e-06 | 1.0888e-06 | 1.1426e-06 | 4.3807e-06 | 0.19392 | 0.22211 | 0.22211 | 2.3616 | 2.3616 | 3.882
CDP10 | QLD | GG | Shallow storage | 0 | 0.4 | 0.4 | 0.4 | 0.4 | 0.4 | 0.4 | 0.4 | 0.4 | 0.4 | 0.4 | 0.4 | 0.4 | 0.4 | 0.4 | 0.4 | 0.4 | 0.4 | 0.4 | 0.4 | 0.4 | 0 | 0 | 0 | 0 | 0 | 0 | 0
CDP10 | QLD | GG | Coordinated CER storage | 0.00013364 | 0.00017577 | 0.00022307 | 0.00028305 | 0.00034733 | 0.00043144 | 0.0009243 | 0.0016461 | 0.0026279 | 0.0038986 | 0.0054761 | 0.0073813 | 0.0096176 | 0.012203 | 0.015143 | 0.018447 | 0.02212 | 0.02618 | 0.030632 | 0.03548 | 0.04075 | 0.046436 | 0.052488 | 0.058908 | 0.065683 | 0.072796 | 0.076188 | 0.079271
CDP10 | QLD | GG | Passive CER storage | 0.0023698 | 0.0026326 | 0.0028784 | 0.0031972 | 0.003478 | 0.0038743 | 0.0042037 | 0.0045759 | 0.0049915 | 0.0054424 | 0.005916 | 0.0064045 | 0.0068905 | 0.007396 | 0.0078783 | 0.0083287 | 0.0087188 | 0.0090984 | 0.0094577 | 0.0097885 | 0.010197 | 0.010632 | 0.011082 | 0.011538 | 0.011938 | 0.012279 | 0.012648 | 0.01295
CDP10 | QLD | CQ | Borumba | 0 | 0 | 0 | 0 | 0 | 0 | 0 | 0 | 0 | 0 | 0 | 0 | 0 | 0 | 0 | 0 | 0 | 0 | 0 | 0 | 0 | 0 | 0 | 0 | 0 | 0 | 0 | 0
CDP10 | QLD | CQ | Deep storage | 0 | 0 | 0 | 0 | 0 | 0 | 2.5536e-07 | 2.9736e-07 | 2.9736e-07 | 7.788e-07 | 7.788e-07 | 7.788e-07 | 1.0558e-06 | 1.4705e-06 | 1.5348e-06 | 1.5348e-06 | 1.5348e-06 | 1.5348e-06 | 1.5348e-06 | 1.6013e-06 | 4.2622e-06 | 4.3884e-06 | 4.6248e-06 | 4.6248e-06 | 1.1104 | 8.2282 | 8.2282 | 9.6
CDP10 | QLD | CQ | Medium storage | 0 | 0 | 0 | 1.4244e-07 | 1.7524e-07 | 2.9096e-07 | 3.8608e-07 | 4.0816e-07 | 4.36e-07 | 7.26e-07 | 7.26e-07 | 7.26e-07 | 1.1459e-06 | 1.6064e-06 | 1.6827e-06 | 1.6827e-06 | 1.6827e-06 | 1.6917e-06 | 1.6917e-06 | 1.6917e-06 | 1.8102e-06 | 5.1357e-06 | 0.19901 | 0.53961 | 0.53962 | 2.2708 | 2.2708 | 4.5998
CDP10 | QLD | CQ | Shallow storage | 0.1 | 0.1 | 0.1 | 0.4 | 0.4 | 0.4 | 0.4 | 0.4 | 0.4 | 0.4 | 0.4 | 0.4 | 0.4 | 0.4 | 0.4 | 0.4 | 0.4 | 0.4 | 0.3 | 0.3 | 0.3 | 0.3 | 0.3 | 0 | 0 | 0 | 0 | 0
CDP10 | QLD | CQ | Coordinated CER storage | 0.0022383 | 0.00295 | 0.003741 | 0.0047011 | 0.0057881 | 0.0071303 | 0.012663 | 0.020582 | 0.031219 | 0.044919 | 0.061857 | 0.082254 | 0.10614 | 0.13369 | 0.16499 | 0.20008 | 0.23901 | 0.28198 | 0.32903 | 0.38027 | 0.43596 | 0.49607 | 0.56008 | 0.62803 | 0.6997 | 0.77487 | 0.81085 | 0.84354
CDP10 | QLD | CQ | Passive CER storage | 0.039693 | 0.044182 | 0.048274 | 0.0531 | 0.057959 | 0.06403 | 0.069643 | 0.075613 | 0.081979 | 0.088976 | 0.096321 | 0.10393 | 0.11149 | 0.11926 | 0.12684 | 0.13371 | 0.1397 | 0.14542 | 0.15074 | 0.15578 | 0.16208 | 0.16856 | 0.17529 | 0.18226 | 0.18842 | 0.19361 | 0.19905 | 0.20352
CDP10 | QLD | SQ | Borumba | 0 | 0 | 0 | 0 | 0 | 0 | 0 | 47.952 | 47.952 | 47.952 | 47.952 | 47.952 | 47.952 | 47.952 | 47.952 | 47.952 | 47.952 | 47.952 | 47.952 | 47.952 | 47.952 | 47.952 | 47.952 | 47.952 | 47.952 | 47.952 | 47.952 | 47.952
CDP10 | QLD | SQ | Deep storage | 0 | 0 | 0 | 0 | 0 | 0 | 0 | 0 | 0 | 0 | 0 | 0 | 0 | 0 | 0 | 0 | 0 | 0 | 0 | 0 | 0 | 0 | 0 | 0 | 0 | 0 | 0 | 0
CDP10 | QLD | SQ | Medium storage | 5.7 | 5.7 | 5.7 | 5.7 | 5.7 | 5.7 | 5.7 | 5.7 | 5.7 | 5.7 | 5.7 | 5.7 | 5.7 | 5.7 | 5.7 | 5.7 | 5.7 | 5.7 | 5.7 | 5.7 | 5.7 | 5.8499 | 8.1096 | 8.1096 | 8.1096 | 9.065 | 9.065 | 9.065
CDP10 | QLD | SQ | Shallow storage | 1.2581 | 1.8421 | 1.8421 | 1.8421 | 1.8421 | 1.8421 | 1.8421 | 1.8421 | 1.8421 | 1.8421 | 1.8421 | 1.8421 | 1.8421 | 1.8421 | 1.6421 | 1.6421 | 1.6421 | 1.6421 | 1.6421 | 1.6421 | 1.3421 | 0.84212 | 0.84212 | 0.84212 | 0.45992 | 0.45992 | 0.45992 | 0.30992
CDP10 | QLD | SQ | Coordinated CER storage | 0.01187 | 0.01571 | 0.020135 | 0.025278 | 0.031321 | 0.039007 | 0.07543 | 0.12706 | 0.19578 | 0.28386 | 0.39252 | 0.52329 | 0.67614 | 0.85255 | 1.0529 | 1.2773 | 1.5262 | 1.8007 | 2.1014 | 2.4288 | 2.7797 | 3.1635 | 3.5723 | 4.0062 | 4.4638 | 4.9441 | 5.1735 | 5.382
CDP10 | QLD | SQ | Passive CER storage | 0.21049 | 0.23529 | 0.25982 | 0.28552 | 0.31363 | 0.35029 | 0.38243 | 0.41718 | 0.45303 | 0.49221 | 0.53361 | 0.57723 | 0.6199 | 0.66492 | 0.70882 | 0.74827 | 0.78204 | 0.8135 | 0.8432 | 0.87111 | 0.90624 | 0.94342 | 0.98231 | 1.0229 | 1.0586 | 1.0898 | 1.1224 | 1.1496
CDP10 | VIC | VIC | Deep storage | 0 | 0 | 0 | 0 | 0 | 0 | 2.3376e-07 | 4.0944e-07 | 7.5312e-07 | 1.8607e-06 | 1.8607e-06 | 1.8607e-06 | 1.8607e-06 | 1.8607e-06 | 1.8607e-06 | 1.8607e-06 | 1.8917e-06 | 1.8917e-06 | 1.9291e-06 | 1.9754e-06 | 11.6632 | 11.6632 | 11.6632 | 11.6632 | 11.6632 | 11.961 | 11.961 | 13.2482
CDP10 | VIC | VIC | Medium storage | 0 | 0 | 1.4 | 1.4 | 1.4 | 1.4 | 1.4 | 1.4 | 1.4 | 1.4 | 1.4 | 1.4 | 1.4 | 1.4 | 1.4 | 1.4 | 1.4 | 1.4 | 1.4 | 1.4 | 1.4 | 1.4 | 4.596e-07 | 2.0261e-06 | 2.0024e-06 | 1.9612e-06 | 1.9612e-06 | 1.9546e-06
CDP10 | VIC | VIC | Shallow storage | 0.71096 | 4.051 | 4.1158 | 5.0194 | 5.0051 | 5.2055 | 5.2194 | 5.7311 | 6.367 | 6.8449 | 8.4538 | 8.4538 | 8.467 | 8.4538 | 8.4438 | 8.4438 | 8.4438 | 7.9938 | 7.9938 | 7.8813 | 7.4945 | 7.0417 | 6.2647 | 5.6592 | 5.6592 | 5.4152 | 3.8132 | 3.3015
CDP10 | VIC | VIC | Coordinated CER storage | 0.030273 | 0.041437 | 0.0534 | 0.06722 | 0.084146 | 0.10405 | 0.16928 | 0.26054 | 0.38081 | 0.53384 | 0.72135 | 0.94586 | 1.2071 | 1.5076 | 1.8479 | 2.2279 | 2.6483 | 3.1109 | 3.6164 | 4.1656 | 4.755 | 5.397 | 6.0796 | 6.8032 | 7.5643 | 8.3613 | 8.7383 | 9.0797
CDP10 | VIC | VIC | Passive CER storage | 0.62471 | 0.68133 | 0.73614 | 0.79403 | 0.85556 | 0.93631 | 1.0064 | 1.0815 | 1.1588 | 1.2425 | 1.3303 | 1.4219 | 1.5108 | 1.6037 | 1.6939 | 1.7747 | 1.8447 | 1.9098 | 1.9706 | 2.0279 | 2.0988 | 2.173 | 2.2501 | 2.3307 | 2.401 | 2.4615 | 2.532 | 2.5917
CDP10 | SA | CSA | Deep storage | 0 | 0 | 0 | 0 | 0 | 0 | 1.284e-07 | 1.284e-07 | 1.284e-07 | 1.284e-07 | 1.284e-07 | 1.284e-07 | 1.284e-07 | 2.2776e-07 | 2.5392e-07 | 2.5392e-07 | 2.5392e-07 | 2.5392e-07 | 2.5392e-07 | 3.9192e-07 | 3.9192e-07 | 3.9192e-07 | 3.9192e-07 | 3.9192e-07 | 3.9192e-07 | 4.4976e-07 | 4.4976e-07 | 4.884e-07
CDP10 | SA | CSA | Medium storage | 0 | 0 | 0 | 9e-08 | 1.1496e-07 | 1.536e-07 | 1.536e-07 | 1.5804e-07 | 1.884e-07 | 1.9276e-07 | 1.9276e-07 | 1.9276e-07 | 1.9276e-07 | 2.59e-07 | 2.7804e-07 | 2.7804e-07 | 2.7804e-07 | 2.7804e-07 | 2.7804e-07 | 2.86e-07 | 3.306e-07 | 3.4792e-07 | 3.5372e-07 | 4.3354 | 4.3354 | 6.1172 | 6.1172 | 6.1172
CDP10 | SA | CSA | Shallow storage | 0.88082 | 1.5374 | 2.1558 | 3.388 | 3.4 | 3.388 | 3.3802 | 3.3802 | 3.3802 | 3.3802 | 3.3802 | 3.3802 | 3.3802 | 3.3802 | 3.3802 | 3.3802 | 3.3802 | 3.3549 | 3.3669 | 3.1042 | 2.7162 | 2.4022 | 1.7838 | 0.65609 | 0.57309 | 0.28449 | 0.28449 | 0.28449
CDP10 | SA | CSA | Coordinated CER storage | 0.12492 | 0.13915 | 0.15299 | 0.16834 | 0.18427 | 0.20382 | 0.23165 | 0.26628 | 0.30796 | 0.35804 | 0.41651 | 0.48397 | 0.55937 | 0.64408 | 0.7373 | 0.83826 | 0.94689 | 1.0641 | 1.1902 | 1.325 | 1.4692 | 1.6249 | 1.7888 | 1.9609 | 2.1392 | 2.3232 | 2.4079 | 2.483
CDP10 | SA | CSA | Passive CER storage | 0.36485 | 0.38587 | 0.40522 | 0.42425 | 0.4446 | 0.4694 | 0.48994 | 0.51132 | 0.53227 | 0.55427 | 0.5763 | 0.5985 | 0.61859 | 0.63896 | 0.65753 | 0.67255 | 0.68392 | 0.69348 | 0.70155 | 0.70822 | 0.71785 | 0.72786 | 0.73807 | 0.74849 | 0.75609 | 0.7611 | 0.77066 | 0.77748
CDP10 | SA | SESA | Deep storage | 0 | 0 | 0 | 0 | 0 | 0 | 0 | 0 | 0 | 0 | 0 | 0 | 0 | 0 | 0 | 0 | 0 | 0 | 0 | 0 | 0 | 0 | 0 | 0 | 0 | 0 | 0 | 0
CDP10 | SA | SESA | Medium storage | 0 | 0 | 0 | 8.74e-08 | 1.1224e-07 | 1.4692e-07 | 1.4692e-07 | 1.4692e-07 | 1.6232e-07 | 1.7392e-07 | 1.7392e-07 | 1.7392e-07 | 1.79e-07 | 2.3984e-07 | 2.602e-07 | 2.602e-07 | 2.602e-07 | 2.602e-07 | 2.602e-07 | 2.602e-07 | 2.7824e-07 | 3.0216e-07 | 3.0216e-07 | 0.23282 | 0.23282 | 0.23282 | 0.23282 | 0.23282
CDP10 | SA | SESA | Shallow storage | 0.05 | 0.05 | 0.05 | 0.05 | 0.05 | 0.05 | 0.05 | 0.05 | 0.05 | 0.05 | 0 | 0 | 0 | 0 | 0 | 0 | 0 | 0 | 0 | 0 | 0 | 0 | 0 | 0 | 0 | 0 | 0 | 0
CDP10 | SA | SESA | Coordinated CER storage | 0.0044624 | 0.0050062 | 0.0055448 | 0.0061386 | 0.006757 | 0.007542 | 0.0087227 | 0.010195 | 0.012 | 0.014228 | 0.016926 | 0.019982 | 0.023502 | 0.027385 | 0.031664 | 0.036343 | 0.041413 | 0.046894 | 0.052781 | 0.059173 | 0.066145 | 0.073539 | 0.081296 | 0.089449 | 0.097908 | 0.10666 | 0.11068 | 0.11433
CDP10 | SA | SESA | Passive CER storage | 0.013033 | 0.013883 | 0.014686 | 0.015471 | 0.016303 | 0.01737 | 0.018236 | 0.019069 | 0.019872 | 0.020768 | 0.021796 | 0.022685 | 0.023629 | 0.024429 | 0.025123 | 0.025703 | 0.02615 | 0.026504 | 0.026763 | 0.027081 | 0.027586 | 0.028041 | 0.028457 | 0.028883 | 0.029186 | 0.029394 | 0.029781 | 0.030157
CDP10 | TAS | TAS | Deep storage | 0 | 0 | 0 | 0 | 0 | 0 | 8.9124e-07 | 1.043e-06 | 1.4653e-06 | 1.4653e-06 | 1.4653e-06 | 1.4653e-06 | 1.4653e-06 | 1.9138e-06 | 2.2361e-06 | 2.8536e-06 | 1.9708e-05 | 1.9879e-05 | 8.4765 | 19.8948 | 28.5296 | 28.5296 | 28.5296 | 28.5296 | 28.5296 | 28.5296 | 28.5296 | 28.5296
CDP10 | TAS | TAS | Medium storage | 0 | 0 | 0 | 7.472e-08 | 8.468e-08 | 9.428e-08 | 9.428e-08 | 9.96e-08 | 1.068e-07 | 1.068e-07 | 1.068e-07 | 1.068e-07 | 1.5064e-07 | 1.5828e-07 | 1.6324e-07 | 1.6892e-07 | 1.7572e-07 | 1.7572e-07 | 1.7572e-07 | 1.8236e-07 | 3.192e-07 | 3.2952e-07 | 3.4304e-07 | 2.9884e-07 | 2.8892e-07 | 2.7928e-07 | 2.7928e-07 | 2.7396e-07
CDP10 | TAS | TAS | Shallow storage | 0 | 0 | 0 | 0 | 0 | 0 | 0 | 0 | 0 | 0 | 0 | 0 | 0 | 0 | 0 | 0 | 0 | 0 | 0 | 0 | 0 | 0 | 0 | 0 | 0 | 0 | 0 | 0
CDP10 | TAS | TAS | Coordinated CER storage | 0.001724 | 0.0023794 | 0.0031209 | 0.0039747 | 0.0049612 | 0.0062052 | 0.007694 | 0.01003 | 0.013563 | 0.018691 | 0.025697 | 0.034852 | 0.046261 | 0.060186 | 0.076729 | 0.095955 | 0.11796 | 0.14291 | 0.1709 | 0.20198 | 0.23559 | 0.27327 | 0.31426 | 0.35855 | 0.40599 | 0.45655 | 0.4844 | 0.50935
CDP10 | TAS | TAS | Passive CER storage | 0.03794 | 0.041198 | 0.044208 | 0.047379 | 0.05081 | 0.055564 | 0.059366 | 0.063417 | 0.067533 | 0.072027 | 0.076722 | 0.081598 | 0.08621 | 0.091018 | 0.095561 | 0.099408 | 0.1025 | 0.1052 | 0.10757 | 0.10966 | 0.11256 | 0.11561 | 0.11877 | 0.12207 | 0.12468 | 0.12661 | 0.12968 | 0.13201
CDP11 | NSW | NNSW | Snowy 2.0 | 0 | 0 | 0 | 0 | 0 | 0 | 0 | 0 | 0 | 0 | 0 | 0 | 0 | 0 | 0 | 0 | 0 | 0 | 0 | 0 | 0 | 0 | 0 | 0 | 0 | 0 | 0 | 0
CDP11 | NSW | NNSW | Deep storage | 0 | 0 | 0 | 0 | 0 | 0 | 6.0312e-07 | 6.0312e-07 | 6.0312e-07 | 6.48e-07 | 7.344e-07 | 8.9424e-07 | 1.0644e-06 | 1.2077e-06 | 1.2922e-06 | 1.2922e-06 | 1.2922e-06 | 1.4275e-06 | 1.4275e-06 | 1.7688e-06 | 36 | 36 | 36 | 36 | 36 | 36 | 36 | 36
CDP11 | NSW | NNSW | Medium storage | 0 | 0 | 2.2 | 2.2 | 3.0616 | 8.7835 | 8.7835 | 8.7835 | 8.7835 | 8.7835 | 8.7835 | 8.7835 | 8.7835 | 8.7835 | 8.7835 | 8.7835 | 8.7835 | 8.7835 | 8.7835 | 8.7835 | 8.7835 | 8.7835 | 6.5835 | 11.2527 | 10.3911 | 9.8644 | 9.8644 | 12.7125
CDP11 | NSW | NNSW | Shallow storage | 0 | 0.039 | 0.439 | 0.639 | 0.639 | 0.639 | 0.639 | 0.639 | 0.639 | 0.6 | 0.6 | 0.6 | 0.6 | 0.6 | 0.6 | 0.6 | 0.6 | 0.6 | 0.6 | 0.6 | 0.6 | 0.6 | 0 | 0 | 0 | 0 | 0 | 0
CDP11 | NSW | NNSW | Coordinated CER storage | 0.0058023 | 0.0073808 | 0.0092556 | 0.011119 | 0.013383 | 0.015998 | 0.024683 | 0.036911 | 0.053056 | 0.07362 | 0.098754 | 0.12877 | 0.16356 | 0.20345 | 0.24845 | 0.29858 | 0.35393 | 0.41467 | 0.48084 | 0.55252 | 0.62982 | 0.71312 | 0.80147 | 0.89492 | 0.99303 | 1.0956 | 1.1428 | 1.185
CDP11 | NSW | NNSW | Passive CER storage | 0.10814 | 0.11531 | 0.12198 | 0.12781 | 0.1343 | 0.1437 | 0.15205 | 0.16115 | 0.17043 | 0.18064 | 0.19104 | 0.20182 | 0.21193 | 0.22241 | 0.23236 | 0.24116 | 0.24879 | 0.25583 | 0.26203 | 0.26768 | 0.27482 | 0.28223 | 0.28989 | 0.29781 | 0.30431 | 0.30948 | 0.31643 | 0.32198
CDP11 | NSW | CNSW | Snowy 2.0 | 0 | 0 | 0 | 0 | 0 | 0 | 0 | 0 | 0 | 0 | 0 | 0 | 0 | 0 | 0 | 0 | 0 | 0 | 0 | 0 | 0 | 0 | 0 | 0 | 0 | 0 | 0 | 0
CDP11 | NSW | CNSW | Deep storage | 6.271 | 6.271 | 6.271 | 6.271 | 6.271 | 6.271 | 6.271 | 6.271 | 6.271 | 6.271 | 6.271 | 6.271 | 6.271 | 6.271 | 6.271 | 6.271 | 6.271 | 6.271 | 6.271 | 6.271 | 6.271 | 6.271 | 6.271 | 6.271 | 6.271 | 6.271 | 6.271 | 6.271
CDP11 | NSW | CNSW | Medium storage | 0 | 2.392 | 2.392 | 3.8658 | 3.8658 | 4.0593 | 3.8992 | 4.0593 | 3.8992 | 3.8992 | 4.0593 | 3.8992 | 3.8992 | 4.0593 | 4.0593 | 3.8992 | 3.8992 | 3.8992 | 3.8992 | 4.0593 | 3.8992 | 1.6673 | 1.5072 | 1.5072 | 1.6673 | 1.4885 | 1.4885 | 1.6486
CDP11 | NSW | CNSW | Shallow storage | 0 | 0.028 | 0.037523 | 0.35255 | 1.7378 | 1.7378 | 1.7378 | 1.7378 | 1.7378 | 1.7378 | 1.7378 | 1.7378 | 1.7378 | 1.7378 | 1.7378 | 1.7378 | 1.7378 | 1.7378 | 1.7378 | 1.7378 | 1.7378 | 1.7098 | 1.7003 | 1.3853 | 0.12415 | 0.12415 | 0.12415 | 0.12415
CDP11 | NSW | CNSW | Coordinated CER storage | 0.002436 | 0.003109 | 0.0039388 | 0.0047921 | 0.0057777 | 0.0069361 | 0.012327 | 0.02009 | 0.030459 | 0.043748 | 0.06014 | 0.079766 | 0.10265 | 0.12894 | 0.15869 | 0.19196 | 0.2288 | 0.26926 | 0.31342 | 0.36129 | 0.41291 | 0.46862 | 0.52774 | 0.59029 | 0.65608 | 0.72489 | 0.75661 | 0.78503
CDP11 | NSW | CNSW | Passive CER storage | 0.045401 | 0.048571 | 0.051909 | 0.055084 | 0.057981 | 0.062299 | 0.066172 | 0.070665 | 0.075208 | 0.080098 | 0.085417 | 0.090708 | 0.095926 | 0.10121 | 0.10634 | 0.11106 | 0.1153 | 0.11909 | 0.12247 | 0.12542 | 0.12924 | 0.13331 | 0.13748 | 0.14176 | 0.14544 | 0.14836 | 0.15206 | 0.15509
CDP11 | NSW | SNSW | Snowy 2.0 | 0 | 0 | 0 | 0 | 349.8 | 349.8 | 349.8 | 349.8 | 349.8 | 349.8 | 349.8 | 349.8 | 349.8 | 349.8 | 349.8 | 349.8 | 349.8 | 349.8 | 349.8 | 349.8 | 349.8 | 349.8 | 349.8 | 349.8 | 349.8 | 349.8 | 349.8 | 349.8
CDP11 | NSW | SNSW | Deep storage | 0 | 0 | 0 | 0 | 0 | 0 | 0 | 0 | 0 | 0 | 0 | 0 | 0 | 0 | 0 | 0 | 0 | 0 | 0 | 0 | 0 | 0 | 0 | 0 | 0 | 0 | 0 | 0
CDP11 | NSW | SNSW | Medium storage | 0 | 0.4 | 0.4 | 2 | 2 | 2.7254 | 2.7254 | 2.7254 | 2.7254 | 2.7254 | 2.7254 | 2.7254 | 2.7254 | 2.7254 | 2.7254 | 2.7254 | 2.7254 | 2.7254 | 2.7254 | 2.7254 | 2.7254 | 2.3254 | 2.3254 | 2.3254 | 2.3254 | 1.9185 | 1.9185 | 1.9185
CDP11 | NSW | SNSW | Shallow storage | 0.56998 | 0.5878 | 0.5878 | 0.5878 | 0.5878 | 0.58978 | 0.5878 | 0.58978 | 0.5878 | 0.5878 | 0.58978 | 0.5878 | 0.5878 | 0.58978 | 0.58978 | 0.5878 | 0.5878 | 0.5878 | 0.5678 | 0.51978 | 0.5178 | 0.49998 | 0.498 | 0.498 | 0.3 | 0.3 | 0.3 | 0
CDP11 | NSW | SNSW | Coordinated CER storage | 0.0048938 | 0.0062939 | 0.0080112 | 0.0098897 | 0.012126 | 0.014688 | 0.021379 | 0.030987 | 0.044109 | 0.061364 | 0.083154 | 0.10992 | 0.1418 | 0.17919 | 0.22224 | 0.27107 | 0.32586 | 0.38691 | 0.45437 | 0.52841 | 0.60853 | 0.6967 | 0.79157 | 0.89321 | 1.0013 | 1.1157 | 1.1739 | 1.2265
CDP11 | NSW | SNSW | Passive CER storage | 0.09121 | 0.098327 | 0.10558 | 0.11368 | 0.12169 | 0.13193 | 0.14054 | 0.14968 | 0.15919 | 0.1694 | 0.18001 | 0.19105 | 0.20183 | 0.21303 | 0.2238 | 0.23332 | 0.24159 | 0.24917 | 0.25601 | 0.26228 | 0.27033 | 0.27892 | 0.28791 | 0.2972 | 0.305 | 0.31159 | 0.31977 | 0.32656
CDP11 | NSW | SNW | Snowy 2.0 | 0 | 0 | 0 | 0 | 0 | 0 | 0 | 0 | 0 | 0 | 0 | 0 | 0 | 0 | 0 | 0 | 0 | 0 | 0 | 0 | 0 | 0 | 0 | 0 | 0 | 0 | 0 | 0
CDP11 | NSW | SNW | Deep storage | 0 | 0 | 0 | 0 | 0 | 0 | 0 | 0 | 0 | 0 | 0 | 0 | 0 | 0 | 0 | 0 | 0 | 0 | 0 | 0 | 0 | 0 | 0 | 0 | 0 | 0 | 0 | 0
CDP11 | NSW | SNW | Medium storage | 0 | 3.5566 | 3.5566 | 3.5566 | 3.5566 | 7.6223 | 7.6223 | 7.6223 | 7.6223 | 7.6223 | 7.6223 | 7.6223 | 7.6223 | 7.6223 | 7.6223 | 7.6223 | 7.6223 | 7.6223 | 7.6223 | 7.6223 | 7.6223 | 4.0657 | 4.0657 | 4.0657 | 4.0657 | 1.7853 | 1.7853 | 1.7853
CDP11 | NSW | SNW | Shallow storage | 0.075 | 1.3404 | 1.3404 | 1.3404 | 1.3761 | 1.4607 | 2.7158 | 2.861 | 2.7158 | 2.7158 | 2.861 | 2.7158 | 2.6408 | 2.786 | 2.786 | 2.6408 | 2.6408 | 2.6408 | 2.6408 | 2.786 | 2.6408 | 1.736 | 1.5908 | 1.5908 | 1.7035 | 1.5584 | 1.5584 | 1.7035
CDP11 | NSW | SNW | Coordinated CER storage | 0.023059 | 0.029634 | 0.037325 | 0.045574 | 0.055599 | 0.066993 | 0.12001 | 0.19479 | 0.29386 | 0.42016 | 0.57502 | 0.76029 | 0.97571 | 1.223 | 1.5026 | 1.8146 | 2.1596 | 2.5385 | 2.9514 | 3.399 | 3.877 | 4.3971 | 4.9489 | 5.5327 | 6.1464 | 6.7884 | 7.0829 | 7.3466
CDP11 | NSW | SNW | Passive CER storage | 0.42977 | 0.46296 | 0.4919 | 0.52387 | 0.55796 | 0.60171 | 0.63797 | 0.67618 | 0.71468 | 0.75624 | 0.79951 | 0.84459 | 0.88781 | 0.93318 | 0.97727 | 1.0166 | 1.0505 | 1.081 | 1.1072 | 1.13 | 1.1611 | 1.1941 | 1.2288 | 1.2655 | 1.2967 | 1.3225 | 1.356 | 1.3833
CDP11 | QLD | NQ | Borumba | 0 | 0 | 0 | 0 | 0 | 0 | 0 | 0 | 0 | 0 | 0 | 0 | 0 | 0 | 0 | 0 | 0 | 0 | 0 | 0 | 0 | 0 | 0 | 0 | 0 | 0 | 0 | 0
CDP11 | QLD | NQ | Deep storage | 0 | 0 | 0 | 0 | 0 | 0 | 2.7432e-07 | 3e-07 | 3e-07 | 1.0092e-06 | 1.0092e-06 | 1.0092e-06 | 1.0092e-06 | 1.325e-06 | 1.4002e-06 | 1.4002e-06 | 1.4002e-06 | 1.446e-06 | 1.446e-06 | 1.446e-06 | 2.8241e-06 | 2.9405e-06 | 0.20062 | 0.48834 | 3.1215 | 4.3294 | 4.3294 | 4.3294
CDP11 | QLD | NQ | Medium storage | 2 | 2 | 2 | 2 | 2 | 2 | 2 | 2 | 2 | 2 | 2 | 2 | 2 | 2 | 2 | 2 | 2 | 2 | 2 | 2 | 2 | 2 | 2 | 2 | 2 | 2 | 2 | 2
CDP11 | QLD | NQ | Shallow storage | 0 | 0 | 0.6 | 0.6 | 0.6 | 0.6 | 0.6 | 0.6 | 0.6 | 0.6 | 0.6 | 0.6 | 0.6 | 0.6 | 0.6 | 0.6 | 0.6 | 0.6 | 0.6 | 0.6 | 0.6 | 0.6 | 0 | 0 | 0 | 0 | 0 | 0
CDP11 | QLD | NQ | Coordinated CER storage | 0.0024335 | 0.0031857 | 0.0040501 | 0.0050472 | 0.00624 | 0.0076805 | 0.012587 | 0.019554 | 0.028796 | 0.040632 | 0.055229 | 0.072792 | 0.093248 | 0.11684 | 0.14359 | 0.17349 | 0.20665 | 0.24318 | 0.28313 | 0.32664 | 0.37383 | 0.42485 | 0.47917 | 0.53687 | 0.59765 | 0.66137 | 0.6919 | 0.71969
CDP11 | QLD | NQ | Passive CER storage | 0.043154 | 0.047713 | 0.052263 | 0.05701 | 0.062484 | 0.068971 | 0.07472 | 0.081073 | 0.08755 | 0.094587 | 0.10209 | 0.11006 | 0.11762 | 0.12553 | 0.13323 | 0.14004 | 0.14615 | 0.15177 | 0.15698 | 0.16205 | 0.16817 | 0.17461 | 0.18129 | 0.1884 | 0.19451 | 0.19975 | 0.2053 | 0.21004
CDP11 | QLD | GG | Borumba | 0 | 0 | 0 | 0 | 0 | 0 | 0 | 0 | 0 | 0 | 0 | 0 | 0 | 0 | 0 | 0 | 0 | 0 | 0 | 0 | 0 | 0 | 0 | 0 | 0 | 0 | 0 | 0
CDP11 | QLD | GG | Deep storage | 0 | 0 | 0 | 0 | 0 | 0 | 0 | 0 | 0 | 0 | 0 | 0 | 0 | 0 | 0 | 0 | 0 | 0 | 0 | 0 | 0 | 0 | 0 | 0 | 0 | 0 | 0 | 0
CDP11 | QLD | GG | Medium storage | 0 | 0 | 0 | 1.4188e-07 | 1.4188e-07 | 3.1068e-07 | 3.1068e-07 | 3.1688e-07 | 3.1688e-07 | 3.5196e-07 | 3.5196e-07 | 3.5196e-07 | 3.6644e-07 | 8.0512e-07 | 8.4676e-07 | 8.4676e-07 | 8.4676e-07 | 8.5476e-07 | 8.5476e-07 | 8.686e-07 | 9.1036e-07 | 9.8756e-07 | 0.37753 | 0.38281 | 0.38281 | 2.4209 | 2.4209 | 4.2405
CDP11 | QLD | GG | Shallow storage | 0 | 0.4 | 0.4 | 0.4 | 0.4 | 0.4 | 0.4 | 0.4 | 0.4 | 0.4 | 0.4 | 0.4 | 0.4 | 0.4 | 0.4 | 0.4 | 0.4 | 0.4 | 0.4 | 0.4 | 0.4 | 0 | 0 | 0 | 0 | 0 | 0 | 0
CDP11 | QLD | GG | Coordinated CER storage | 0.00013364 | 0.00017577 | 0.00022307 | 0.00028305 | 0.00034733 | 0.00043144 | 0.0009243 | 0.0016461 | 0.0026279 | 0.0038986 | 0.0054761 | 0.0073813 | 0.0096176 | 0.012203 | 0.015143 | 0.018447 | 0.02212 | 0.02618 | 0.030632 | 0.03548 | 0.04075 | 0.046436 | 0.052488 | 0.058908 | 0.065683 | 0.072796 | 0.076188 | 0.079271
CDP11 | QLD | GG | Passive CER storage | 0.0023698 | 0.0026326 | 0.0028784 | 0.0031972 | 0.003478 | 0.0038743 | 0.0042037 | 0.0045759 | 0.0049915 | 0.0054424 | 0.005916 | 0.0064045 | 0.0068905 | 0.007396 | 0.0078783 | 0.0083287 | 0.0087188 | 0.0090984 | 0.0094577 | 0.0097885 | 0.010197 | 0.010632 | 0.011082 | 0.011538 | 0.011938 | 0.012279 | 0.012648 | 0.01295
CDP11 | QLD | CQ | Borumba | 0 | 0 | 0 | 0 | 0 | 0 | 0 | 0 | 0 | 0 | 0 | 0 | 0 | 0 | 0 | 0 | 0 | 0 | 0 | 0 | 0 | 0 | 0 | 0 | 0 | 0 | 0 | 0
CDP11 | QLD | CQ | Deep storage | 0 | 0 | 0 | 0 | 0 | 0 | 2.784e-07 | 3.1896e-07 | 3.1896e-07 | 7.9296e-07 | 7.9296e-07 | 7.9296e-07 | 7.9296e-07 | 1.2518e-06 | 1.3109e-06 | 1.3109e-06 | 1.3109e-06 | 1.3361e-06 | 1.3361e-06 | 1.3918e-06 | 3.4637e-06 | 3.5791e-06 | 3.7886e-06 | 4.014e-06 | 2.2963 | 9.1548 | 9.1548 | 9.6
CDP11 | QLD | CQ | Medium storage | 0 | 0 | 0 | 1.5524e-07 | 1.9112e-07 | 3.176e-07 | 4.2144e-07 | 4.364e-07 | 4.8376e-07 | 7.7988e-07 | 7.7988e-07 | 7.7988e-07 | 8.114e-07 | 1.2934e-06 | 1.3591e-06 | 1.3591e-06 | 1.3591e-06 | 1.3591e-06 | 1.3591e-06 | 1.3934e-06 | 1.4832e-06 | 1.6228e-06 | 0.37572 | 0.68137 | 0.68138 | 2.3316 | 2.3316 | 4.973
CDP11 | QLD | CQ | Shallow storage | 0.1 | 0.1 | 0.1 | 0.4 | 0.4 | 0.4 | 0.4 | 0.4 | 0.4 | 0.4 | 0.4 | 0.4 | 0.4 | 0.4 | 0.4 | 0.4 | 0.4 | 0.4 | 0.3 | 0.3 | 0.3 | 0.3 | 0.3 | 0 | 0 | 0 | 0 | 0
CDP11 | QLD | CQ | Coordinated CER storage | 0.0022383 | 0.00295 | 0.003741 | 0.0047011 | 0.0057881 | 0.0071303 | 0.012663 | 0.020582 | 0.031219 | 0.044919 | 0.061857 | 0.082254 | 0.10614 | 0.13369 | 0.16499 | 0.20008 | 0.23901 | 0.28198 | 0.32903 | 0.38027 | 0.43596 | 0.49607 | 0.56008 | 0.62803 | 0.6997 | 0.77487 | 0.81085 | 0.84354
CDP11 | QLD | CQ | Passive CER storage | 0.039693 | 0.044182 | 0.048274 | 0.0531 | 0.057959 | 0.06403 | 0.069643 | 0.075613 | 0.081979 | 0.088976 | 0.096321 | 0.10393 | 0.11149 | 0.11926 | 0.12684 | 0.13371 | 0.1397 | 0.14542 | 0.15074 | 0.15578 | 0.16208 | 0.16856 | 0.17529 | 0.18226 | 0.18842 | 0.19361 | 0.19905 | 0.20352
CDP11 | QLD | SQ | Borumba | 0 | 0 | 0 | 0 | 0 | 0 | 0 | 47.952 | 47.952 | 47.952 | 47.952 | 47.952 | 47.952 | 47.952 | 47.952 | 47.952 | 47.952 | 47.952 | 47.952 | 47.952 | 47.952 | 47.952 | 47.952 | 47.952 | 47.952 | 47.952 | 47.952 | 47.952
CDP11 | QLD | SQ | Deep storage | 0 | 0 | 0 | 0 | 0 | 0 | 0 | 0 | 0 | 0 | 0 | 0 | 0 | 0 | 0 | 0 | 0 | 0 | 0 | 0 | 0 | 0 | 0 | 0 | 0 | 0 | 0 | 0
CDP11 | QLD | SQ | Medium storage | 5.7 | 5.7 | 5.7 | 5.7 | 5.7 | 5.7 | 5.7 | 5.7 | 5.7 | 5.7 | 5.7 | 5.7 | 5.7 | 5.7 | 5.7 | 5.7 | 5.7 | 5.7 | 5.7 | 5.7 | 5.7 | 5.7 | 7.5382 | 7.5382 | 7.5382 | 8.7852 | 8.7852 | 8.7852
CDP11 | QLD | SQ | Shallow storage | 1.2581 | 1.8421 | 1.8421 | 1.8421 | 1.8421 | 1.8421 | 1.8421 | 1.8421 | 1.8421 | 1.8421 | 1.8421 | 1.8421 | 1.8421 | 1.8421 | 1.6421 | 1.6421 | 1.6421 | 1.6421 | 1.6421 | 1.6421 | 1.3421 | 0.84212 | 0.84212 | 0.84212 | 0.45992 | 0.45992 | 0.45992 | 0.30992
CDP11 | QLD | SQ | Coordinated CER storage | 0.01187 | 0.01571 | 0.020135 | 0.025278 | 0.031321 | 0.039007 | 0.07543 | 0.12706 | 0.19578 | 0.28386 | 0.39252 | 0.52329 | 0.67614 | 0.85255 | 1.0529 | 1.2773 | 1.5262 | 1.8007 | 2.1014 | 2.4288 | 2.7797 | 3.1635 | 3.5723 | 4.0062 | 4.4638 | 4.9441 | 5.1735 | 5.382
CDP11 | QLD | SQ | Passive CER storage | 0.21049 | 0.23529 | 0.25982 | 0.28552 | 0.31363 | 0.35029 | 0.38243 | 0.41718 | 0.45303 | 0.49221 | 0.53361 | 0.57723 | 0.6199 | 0.66492 | 0.70882 | 0.74827 | 0.78204 | 0.8135 | 0.8432 | 0.87111 | 0.90624 | 0.94342 | 0.98231 | 1.0229 | 1.0586 | 1.0898 | 1.1224 | 1.1496
CDP11 | VIC | VIC | Deep storage | 0 | 0 | 0 | 0 | 0 | 0 | 2.5608e-07 | 4.1736e-07 | 8.6736e-07 | 2.2181e-06 | 2.2181e-06 | 2.2181e-06 | 2.2181e-06 | 2.4641e-06 | 2.496e-06 | 2.496e-06 | 2.496e-06 | 2.496e-06 | 2.5243e-06 | 2.568e-06 | 12.3586 | 12.3586 | 12.3586 | 12.3586 | 12.3586 | 12.5314 | 12.5314 | 13.4946
CDP11 | VIC | VIC | Medium storage | 0 | 0 | 1.4 | 1.4 | 1.4 | 1.4 | 1.4 | 1.4 | 1.4 | 1.4 | 1.4 | 1.4 | 1.4 | 1.4 | 1.4 | 1.4 | 1.4 | 1.4 | 1.4 | 1.4 | 1.4 | 1.4 | 4.6816e-07 | 1.4256e-06 | 1.3998e-06 | 1.3542e-06 | 1.3542e-06 | 1.3426e-06
CDP11 | VIC | VIC | Shallow storage | 0.71096 | 4.051 | 4.1158 | 5.0196 | 5.0053 | 5.2055 | 5.2194 | 5.7311 | 6.367 | 6.8449 | 8.4538 | 8.4538 | 8.467 | 8.4538 | 8.4438 | 8.4438 | 8.4438 | 7.9938 | 7.9938 | 7.8813 | 7.4945 | 7.0417 | 6.2647 | 5.659 | 5.659 | 5.4152 | 3.8132 | 3.3015
CDP11 | VIC | VIC | Coordinated CER storage | 0.030273 | 0.041437 | 0.0534 | 0.06722 | 0.084146 | 0.10405 | 0.16928 | 0.26054 | 0.38081 | 0.53384 | 0.72135 | 0.94586 | 1.2071 | 1.5076 | 1.8479 | 2.2279 | 2.6483 | 3.1109 | 3.6164 | 4.1656 | 4.755 | 5.397 | 6.0796 | 6.8032 | 7.5643 | 8.3613 | 8.7383 | 9.0797
CDP11 | VIC | VIC | Passive CER storage | 0.62471 | 0.68133 | 0.73614 | 0.79403 | 0.85556 | 0.93631 | 1.0064 | 1.0815 | 1.1588 | 1.2425 | 1.3303 | 1.4219 | 1.5108 | 1.6037 | 1.6939 | 1.7747 | 1.8447 | 1.9098 | 1.9706 | 2.0279 | 2.0988 | 2.173 | 2.2501 | 2.3307 | 2.401 | 2.4615 | 2.532 | 2.5917
CDP11 | SA | CSA | Deep storage | 0 | 0 | 0 | 0 | 0 | 0 | 1.4016e-07 | 1.4016e-07 | 1.4016e-07 | 1.4016e-07 | 1.4016e-07 | 1.4016e-07 | 1.4016e-07 | 2.4672e-07 | 2.796e-07 | 2.796e-07 | 2.796e-07 | 2.796e-07 | 2.796e-07 | 3.144e-07 | 3.72e-07 | 3.72e-07 | 3.72e-07 | 4.0368e-07 | 4.0368e-07 | 4.0368e-07 | 4.0368e-07 | 5.0424e-07
CDP11 | SA | CSA | Medium storage | 0 | 0 | 0 | 9.804e-08 | 1.252e-07 | 1.6844e-07 | 1.6844e-07 | 1.7252e-07 | 1.9968e-07 | 2.0756e-07 | 2.0756e-07 | 2.0756e-07 | 2.0756e-07 | 2.776e-07 | 2.9288e-07 | 2.9288e-07 | 2.9288e-07 | 2.9288e-07 | 2.9288e-07 | 2.9948e-07 | 3.1792e-07 | 3.2832e-07 | 4.3932e-07 | 4.3019 | 4.3019 | 6.073 | 6.073 | 6.073
CDP11 | SA | CSA | Shallow storage | 0.88082 | 1.5374 | 2.1564 | 3.3646 | 3.3767 | 3.3646 | 3.3568 | 3.3568 | 3.3568 | 3.3568 | 3.3568 | 3.3568 | 3.3568 | 3.3568 | 3.3568 | 3.3568 | 3.3568 | 3.3315 | 3.3436 | 3.0808 | 2.6929 | 2.3789 | 1.7599 | 0.65406 | 0.57106 | 0.28246 | 0.28246 | 0.28246
CDP11 | SA | CSA | Coordinated CER storage | 0.12492 | 0.13915 | 0.15299 | 0.16834 | 0.18427 | 0.20382 | 0.23165 | 0.26628 | 0.30796 | 0.35804 | 0.41651 | 0.48397 | 0.55937 | 0.64408 | 0.7373 | 0.83826 | 0.94689 | 1.0641 | 1.1902 | 1.325 | 1.4692 | 1.6249 | 1.7888 | 1.9609 | 2.1392 | 2.3232 | 2.4079 | 2.483
CDP11 | SA | CSA | Passive CER storage | 0.36485 | 0.38587 | 0.40522 | 0.42425 | 0.4446 | 0.4694 | 0.48994 | 0.51132 | 0.53227 | 0.55427 | 0.5763 | 0.5985 | 0.61859 | 0.63896 | 0.65753 | 0.67255 | 0.68392 | 0.69348 | 0.70155 | 0.70822 | 0.71785 | 0.72786 | 0.73807 | 0.74849 | 0.75609 | 0.7611 | 0.77066 | 0.77748
CDP11 | SA | SESA | Deep storage | 0 | 0 | 0 | 0 | 0 | 0 | 0 | 0 | 0 | 0 | 0 | 0 | 0 | 0 | 0 | 0 | 0 | 0 | 0 | 0 | 0 | 0 | 0 | 0 | 0 | 0 | 0 | 0
CDP11 | SA | SESA | Medium storage | 0 | 0 | 0 | 9.524e-08 | 1.2228e-07 | 1.608e-07 | 1.608e-07 | 1.678e-07 | 1.7748e-07 | 1.8976e-07 | 1.8976e-07 | 1.8976e-07 | 1.9464e-07 | 2.5272e-07 | 2.6904e-07 | 2.6904e-07 | 2.6904e-07 | 2.6904e-07 | 2.6904e-07 | 2.6904e-07 | 2.8132e-07 | 2.906e-07 | 3.44e-07 | 0.21003 | 0.21003 | 0.21003 | 0.21003 | 0.21003
CDP11 | SA | SESA | Shallow storage | 0.05 | 0.05 | 0.05 | 0.05 | 0.05 | 0.05 | 0.05 | 0.05 | 0.05 | 0.05 | 0 | 0 | 0 | 0 | 0 | 0 | 0 | 0 | 0 | 0 | 0 | 0 | 0 | 0 | 0 | 0 | 0 | 0
CDP11 | SA | SESA | Coordinated CER storage | 0.0044624 | 0.0050062 | 0.0055448 | 0.0061386 | 0.006757 | 0.007542 | 0.0087227 | 0.010195 | 0.012 | 0.014228 | 0.016926 | 0.019982 | 0.023502 | 0.027385 | 0.031664 | 0.036343 | 0.041413 | 0.046894 | 0.052781 | 0.059173 | 0.066145 | 0.073539 | 0.081296 | 0.089449 | 0.097908 | 0.10666 | 0.11068 | 0.11433
CDP11 | SA | SESA | Passive CER storage | 0.013033 | 0.013883 | 0.014686 | 0.015471 | 0.016303 | 0.01737 | 0.018236 | 0.019069 | 0.019872 | 0.020768 | 0.021796 | 0.022685 | 0.023629 | 0.024429 | 0.025123 | 0.025703 | 0.02615 | 0.026504 | 0.026763 | 0.027081 | 0.027586 | 0.028041 | 0.028457 | 0.028883 | 0.029186 | 0.029394 | 0.029781 | 0.030157
CDP11 | TAS | TAS | Deep storage | 0 | 0 | 0 | 0 | 0 | 0 | 9.7236e-07 | 1.1581e-06 | 1.4814e-06 | 1.4814e-06 | 1.4814e-06 | 1.4814e-06 | 1.4814e-06 | 1.9293e-06 | 2.2658e-06 | 2.5898e-06 | 0.73626 | 0.73626 | 8.0914 | 19.2255 | 28.7317 | 28.7317 | 28.7317 | 28.7317 | 28.7317 | 28.7317 | 28.7317 | 28.7317
CDP11 | TAS | TAS | Medium storage | 0 | 0 | 0 | 8.144e-08 | 9.236e-08 | 1.0284e-07 | 1.0284e-07 | 1.072e-07 | 1.072e-07 | 1.1988e-07 | 1.1988e-07 | 1.1988e-07 | 1.1988e-07 | 1.3104e-07 | 1.3716e-07 | 1.4228e-07 | 1.5108e-07 | 1.5108e-07 | 1.606e-07 | 1.6988e-07 | 2.114e-07 | 2.114e-07 | 2.2956e-07 | 1.968e-07 | 1.8584e-07 | 1.754e-07 | 1.754e-07 | 1.7104e-07
CDP11 | TAS | TAS | Shallow storage | 0 | 0 | 0 | 0 | 0 | 0 | 0 | 0 | 0 | 0 | 0 | 0 | 0 | 0 | 0 | 0 | 0 | 0 | 0 | 0 | 0 | 0 | 0 | 0 | 0 | 0 | 0 | 0
CDP11 | TAS | TAS | Coordinated CER storage | 0.001724 | 0.0023794 | 0.0031209 | 0.0039747 | 0.0049612 | 0.0062052 | 0.007694 | 0.01003 | 0.013563 | 0.018691 | 0.025697 | 0.034852 | 0.046261 | 0.060186 | 0.076729 | 0.095955 | 0.11796 | 0.14291 | 0.1709 | 0.20198 | 0.23559 | 0.27327 | 0.31426 | 0.35855 | 0.40599 | 0.45655 | 0.4844 | 0.50935
CDP11 | TAS | TAS | Passive CER storage | 0.03794 | 0.041198 | 0.044208 | 0.047379 | 0.05081 | 0.055564 | 0.059366 | 0.063417 | 0.067533 | 0.072027 | 0.076722 | 0.081598 | 0.08621 | 0.091018 | 0.095561 | 0.099408 | 0.1025 | 0.1052 | 0.10757 | 0.10966 | 0.11256 | 0.11561 | 0.11877 | 0.12207 | 0.12468 | 0.12661 | 0.12968 | 0.13201
CDP12 | NSW | NNSW | Snowy 2.0 | 0 | 0 | 0 | 0 | 0 | 0 | 0 | 0 | 0 | 0 | 0 | 0 | 0 | 0 | 0 | 0 | 0 | 0 | 0 | 0 | 0 | 0 | 0 | 0 | 0 | 0 | 0 | 0
CDP12 | NSW | NNSW | Deep storage | 0 | 0 | 0 | 0 | 0 | 0 | 2.9592e-07 | 5.1432e-07 | 5.1432e-07 | 5.1432e-07 | 7.7136e-07 | 1.0488e-06 | 1.3332e-06 | 1.3332e-06 | 1.4201e-06 | 1.4201e-06 | 1.4201e-06 | 1.4201e-06 | 1.4201e-06 | 1.8514e-06 | 36 | 36 | 36 | 36 | 36 | 36 | 36 | 36
CDP12 | NSW | NNSW | Medium storage | 0 | 0 | 2.2 | 2.2 | 3.0601 | 9.0189 | 9.0189 | 9.0189 | 9.0189 | 9.0189 | 9.0189 | 9.0189 | 9.0189 | 9.0189 | 9.0189 | 9.0189 | 9.0189 | 9.0189 | 9.0189 | 9.0189 | 9.0189 | 9.0189 | 6.8189 | 11.3592 | 10.4991 | 10.0046 | 10.0046 | 12.8165
CDP12 | NSW | NNSW | Shallow storage | 0 | 0.039 | 0.439 | 0.639 | 0.639 | 0.639 | 0.639 | 0.639 | 0.639 | 0.6 | 0.6 | 0.6 | 0.6 | 0.6 | 0.6 | 0.6 | 0.6 | 0.6 | 0.6 | 0.6 | 0.6 | 0.6 | 0 | 0 | 0 | 0 | 0 | 0
CDP12 | NSW | NNSW | Coordinated CER storage | 0.0058023 | 0.0073808 | 0.0092556 | 0.011119 | 0.013383 | 0.015998 | 0.024683 | 0.036911 | 0.053056 | 0.07362 | 0.098754 | 0.12877 | 0.16356 | 0.20345 | 0.24845 | 0.29858 | 0.35393 | 0.41467 | 0.48084 | 0.55252 | 0.62982 | 0.71312 | 0.80147 | 0.89492 | 0.99303 | 1.0956 | 1.1428 | 1.185
CDP12 | NSW | NNSW | Passive CER storage | 0.10814 | 0.11531 | 0.12198 | 0.12781 | 0.1343 | 0.1437 | 0.15205 | 0.16115 | 0.17043 | 0.18064 | 0.19104 | 0.20182 | 0.21193 | 0.22241 | 0.23236 | 0.24116 | 0.24879 | 0.25583 | 0.26203 | 0.26768 | 0.27482 | 0.28223 | 0.28989 | 0.29781 | 0.30431 | 0.30948 | 0.31643 | 0.32198
CDP12 | NSW | CNSW | Snowy 2.0 | 0 | 0 | 0 | 0 | 0 | 0 | 0 | 0 | 0 | 0 | 0 | 0 | 0 | 0 | 0 | 0 | 0 | 0 | 0 | 0 | 0 | 0 | 0 | 0 | 0 | 0 | 0 | 0
CDP12 | NSW | CNSW | Deep storage | 6.271 | 6.271 | 6.271 | 6.271 | 6.271 | 6.271 | 6.271 | 6.271 | 6.271 | 6.271 | 6.271 | 6.271 | 6.271 | 6.271 | 6.271 | 6.271 | 6.271 | 6.271 | 6.271 | 6.271 | 6.271 | 6.271 | 6.271 | 6.271 | 6.271 | 6.271 | 6.271 | 6.271
CDP12 | NSW | CNSW | Medium storage | 0 | 2.392 | 2.392 | 3.8658 | 3.8658 | 4.5866 | 4.4265 | 4.5866 | 4.4265 | 4.4265 | 4.5866 | 4.4265 | 4.4265 | 4.5866 | 4.5866 | 4.4265 | 4.4265 | 4.4265 | 4.4265 | 4.5866 | 4.4265 | 2.1946 | 2.0345 | 2.0345 | 2.1946 | 1.72 | 1.72 | 1.8801
CDP12 | NSW | CNSW | Shallow storage | 0 | 0.028 | 0.040803 | 0.39899 | 1.7845 | 1.7845 | 1.7845 | 1.7845 | 1.7845 | 1.7845 | 1.7845 | 1.7845 | 1.7845 | 1.7845 | 1.7845 | 1.7845 | 1.7845 | 1.7845 | 1.7845 | 1.7845 | 1.7845 | 1.7565 | 1.7437 | 1.3855 | 0.12417 | 0.12417 | 0.12417 | 0.12417
CDP12 | NSW | CNSW | Coordinated CER storage | 0.002436 | 0.003109 | 0.0039388 | 0.0047921 | 0.0057777 | 0.0069361 | 0.012327 | 0.02009 | 0.030459 | 0.043748 | 0.06014 | 0.079766 | 0.10265 | 0.12894 | 0.15869 | 0.19196 | 0.2288 | 0.26926 | 0.31342 | 0.36129 | 0.41291 | 0.46862 | 0.52774 | 0.59029 | 0.65608 | 0.72489 | 0.75661 | 0.78503
CDP12 | NSW | CNSW | Passive CER storage | 0.045401 | 0.048571 | 0.051909 | 0.055084 | 0.057981 | 0.062299 | 0.066172 | 0.070665 | 0.075208 | 0.080098 | 0.085417 | 0.090708 | 0.095926 | 0.10121 | 0.10634 | 0.11106 | 0.1153 | 0.11909 | 0.12247 | 0.12542 | 0.12924 | 0.13331 | 0.13748 | 0.14176 | 0.14544 | 0.14836 | 0.15206 | 0.15509
CDP12 | NSW | SNSW | Snowy 2.0 | 0 | 0 | 0 | 0 | 349.8 | 349.8 | 349.8 | 349.8 | 349.8 | 349.8 | 349.8 | 349.8 | 349.8 | 349.8 | 349.8 | 349.8 | 349.8 | 349.8 | 349.8 | 349.8 | 349.8 | 349.8 | 349.8 | 349.8 | 349.8 | 349.8 | 349.8 | 349.8
CDP12 | NSW | SNSW | Deep storage | 0 | 0 | 0 | 0 | 0 | 0 | 0 | 0 | 0 | 0 | 0 | 0 | 0 | 0 | 0 | 0 | 0 | 0 | 0 | 0 | 0 | 0 | 0 | 0 | 0 | 0 | 0 | 0
CDP12 | NSW | SNSW | Medium storage | 0 | 0.4 | 0.4 | 2 | 2 | 2.3193 | 2.3193 | 2.3193 | 2.3193 | 2.3193 | 2.3193 | 2.3193 | 2.3193 | 2.3193 | 2.3193 | 2.3193 | 2.3193 | 2.3193 | 2.3193 | 2.3193 | 2.3193 | 1.9193 | 1.9193 | 1.9193 | 1.9193 | 1.7402 | 1.7402 | 1.7402
CDP12 | NSW | SNSW | Shallow storage | 0.56998 | 0.5878 | 0.5878 | 0.5878 | 0.5878 | 0.58978 | 0.5878 | 0.58978 | 0.5878 | 0.5878 | 0.58978 | 0.5878 | 0.5878 | 0.58978 | 0.58978 | 0.5878 | 0.5878 | 0.5878 | 0.5678 | 0.51978 | 0.5178 | 0.49998 | 0.498 | 0.498 | 0.3 | 0.3 | 0.3 | 0
CDP12 | NSW | SNSW | Coordinated CER storage | 0.0048938 | 0.0062939 | 0.0080112 | 0.0098897 | 0.012126 | 0.014688 | 0.021379 | 0.030987 | 0.044109 | 0.061364 | 0.083154 | 0.10992 | 0.1418 | 0.17919 | 0.22224 | 0.27107 | 0.32586 | 0.38691 | 0.45437 | 0.52841 | 0.60853 | 0.6967 | 0.79157 | 0.89321 | 1.0013 | 1.1157 | 1.1739 | 1.2265
CDP12 | NSW | SNSW | Passive CER storage | 0.09121 | 0.098327 | 0.10558 | 0.11368 | 0.12169 | 0.13193 | 0.14054 | 0.14968 | 0.15919 | 0.1694 | 0.18001 | 0.19105 | 0.20183 | 0.21303 | 0.2238 | 0.23332 | 0.24159 | 0.24917 | 0.25601 | 0.26228 | 0.27033 | 0.27892 | 0.28791 | 0.2972 | 0.305 | 0.31159 | 0.31977 | 0.32656
CDP12 | NSW | SNW | Snowy 2.0 | 0 | 0 | 0 | 0 | 0 | 0 | 0 | 0 | 0 | 0 | 0 | 0 | 0 | 0 | 0 | 0 | 0 | 0 | 0 | 0 | 0 | 0 | 0 | 0 | 0 | 0 | 0 | 0
CDP12 | NSW | SNW | Deep storage | 0 | 0 | 0 | 0 | 0 | 0 | 0 | 0 | 0 | 0 | 0 | 0 | 0 | 0 | 0 | 0 | 0 | 0 | 0 | 0 | 0 | 0 | 0 | 0 | 0 | 0 | 0 | 0
CDP12 | NSW | SNW | Medium storage | 0 | 3.5566 | 3.5566 | 3.5566 | 3.5566 | 7.2657 | 7.2657 | 7.2657 | 7.2657 | 7.2657 | 7.2657 | 7.2657 | 7.2657 | 7.2657 | 7.2657 | 7.2657 | 7.2657 | 7.2657 | 7.2657 | 7.2657 | 7.2657 | 3.7092 | 3.7092 | 3.7092 | 3.7092 | 1.6287 | 1.6287 | 1.6287
CDP12 | NSW | SNW | Shallow storage | 0.075 | 1.3404 | 1.3404 | 1.3404 | 1.3761 | 1.4607 | 2.7158 | 2.861 | 2.7158 | 2.7158 | 2.861 | 2.7158 | 2.6408 | 2.786 | 2.786 | 2.6408 | 2.6408 | 2.6408 | 2.6408 | 2.786 | 2.6408 | 1.736 | 1.5908 | 1.5908 | 1.7035 | 1.5584 | 1.5584 | 1.7035
CDP12 | NSW | SNW | Coordinated CER storage | 0.023059 | 0.029634 | 0.037325 | 0.045574 | 0.055599 | 0.066993 | 0.12001 | 0.19479 | 0.29386 | 0.42016 | 0.57502 | 0.76029 | 0.97571 | 1.223 | 1.5026 | 1.8146 | 2.1596 | 2.5385 | 2.9514 | 3.399 | 3.877 | 4.3971 | 4.9489 | 5.5327 | 6.1464 | 6.7884 | 7.0829 | 7.3466
CDP12 | NSW | SNW | Passive CER storage | 0.42977 | 0.46296 | 0.4919 | 0.52387 | 0.55796 | 0.60171 | 0.63797 | 0.67618 | 0.71468 | 0.75624 | 0.79951 | 0.84459 | 0.88781 | 0.93318 | 0.97727 | 1.0166 | 1.0505 | 1.081 | 1.1072 | 1.13 | 1.1611 | 1.1941 | 1.2288 | 1.2655 | 1.2967 | 1.3225 | 1.356 | 1.3833
CDP12 | QLD | NQ | Borumba | 0 | 0 | 0 | 0 | 0 | 0 | 0 | 0 | 0 | 0 | 0 | 0 | 0 | 0 | 0 | 0 | 0 | 0 | 0 | 0 | 0 | 0 | 0 | 0 | 0 | 0 | 0 | 0
CDP12 | QLD | NQ | Deep storage | 0 | 0 | 0 | 0 | 0 | 0 | 1.344e-07 | 2.4864e-07 | 2.4864e-07 | 1.0728e-06 | 1.0728e-06 | 1.0728e-06 | 1.5756e-06 | 1.5756e-06 | 1.6536e-06 | 1.6536e-06 | 1.6536e-06 | 1.6536e-06 | 1.6536e-06 | 2.088e-06 | 3.421e-06 | 3.7426e-06 | 0.16276 | 0.4756 | 3.4349 | 4.3295 | 4.3295 | 4.3295
CDP12 | QLD | NQ | Medium storage | 2 | 2 | 2 | 2 | 2 | 2 | 2 | 2 | 2 | 2 | 2 | 2 | 2 | 2 | 2 | 2 | 2 | 2 | 2 | 2 | 2 | 2 | 2 | 2 | 2 | 2 | 2 | 2
CDP12 | QLD | NQ | Shallow storage | 0 | 0 | 0.6 | 0.6 | 0.6 | 0.6 | 0.6 | 0.6 | 0.6 | 0.6 | 0.6 | 0.6 | 0.6 | 0.6 | 0.6 | 0.6 | 0.6 | 0.6 | 0.6 | 0.6 | 0.6 | 0.6 | 0 | 0 | 0 | 0 | 0 | 0
CDP12 | QLD | NQ | Coordinated CER storage | 0.0024335 | 0.0031857 | 0.0040501 | 0.0050472 | 0.00624 | 0.0076805 | 0.012587 | 0.019554 | 0.028796 | 0.040632 | 0.055229 | 0.072792 | 0.093248 | 0.11684 | 0.14359 | 0.17349 | 0.20665 | 0.24318 | 0.28313 | 0.32664 | 0.37383 | 0.42485 | 0.47917 | 0.53687 | 0.59765 | 0.66137 | 0.6919 | 0.71969
CDP12 | QLD | NQ | Passive CER storage | 0.043154 | 0.047713 | 0.052263 | 0.05701 | 0.062484 | 0.068971 | 0.07472 | 0.081073 | 0.08755 | 0.094587 | 0.10209 | 0.11006 | 0.11762 | 0.12553 | 0.13323 | 0.14004 | 0.14615 | 0.15177 | 0.15698 | 0.16205 | 0.16817 | 0.17461 | 0.18129 | 0.1884 | 0.19451 | 0.19975 | 0.2053 | 0.21004
CDP12 | QLD | GG | Borumba | 0 | 0 | 0 | 0 | 0 | 0 | 0 | 0 | 0 | 0 | 0 | 0 | 0 | 0 | 0 | 0 | 0 | 0 | 0 | 0 | 0 | 0 | 0 | 0 | 0 | 0 | 0 | 0
CDP12 | QLD | GG | Deep storage | 0 | 0 | 0 | 0 | 0 | 0 | 0 | 0 | 0 | 0 | 0 | 0 | 0 | 0 | 0 | 0 | 0 | 0 | 0 | 0 | 0 | 0 | 0 | 0 | 0 | 0 | 0 | 0
CDP12 | QLD | GG | Medium storage | 0 | 0 | 0 | 6.952e-08 | 6.952e-08 | 1.5208e-07 | 1.5208e-07 | 1.5968e-07 | 1.5968e-07 | 3.448e-07 | 3.448e-07 | 3.448e-07 | 5.7832e-07 | 9.5896e-07 | 9.8644e-07 | 9.8644e-07 | 9.8644e-07 | 1.0071e-06 | 1.0071e-06 | 1.0595e-06 | 1.1284e-06 | 0.0097845 | 0.15091 | 0.15092 | 0.15092 | 2.265 | 2.265 | 3.9819
CDP12 | QLD | GG | Shallow storage | 0 | 0.4 | 0.4 | 0.4 | 0.4 | 0.4 | 0.4 | 0.4 | 0.4 | 0.4 | 0.4 | 0.4 | 0.4 | 0.4 | 0.4 | 0.4 | 0.4 | 0.4 | 0.4 | 0.4 | 0.4 | 0 | 0 | 0 | 0 | 0 | 0 | 0
CDP12 | QLD | GG | Coordinated CER storage | 0.00013364 | 0.00017577 | 0.00022307 | 0.00028305 | 0.00034733 | 0.00043144 | 0.0009243 | 0.0016461 | 0.0026279 | 0.0038986 | 0.0054761 | 0.0073813 | 0.0096176 | 0.012203 | 0.015143 | 0.018447 | 0.02212 | 0.02618 | 0.030632 | 0.03548 | 0.04075 | 0.046436 | 0.052488 | 0.058908 | 0.065683 | 0.072796 | 0.076188 | 0.079271
CDP12 | QLD | GG | Passive CER storage | 0.0023698 | 0.0026326 | 0.0028784 | 0.0031972 | 0.003478 | 0.0038743 | 0.0042037 | 0.0045759 | 0.0049915 | 0.0054424 | 0.005916 | 0.0064045 | 0.0068905 | 0.007396 | 0.0078783 | 0.0083287 | 0.0087188 | 0.0090984 | 0.0094577 | 0.0097885 | 0.010197 | 0.010632 | 0.011082 | 0.011538 | 0.011938 | 0.012279 | 0.012648 | 0.01295
CDP12 | QLD | CQ | Borumba | 0 | 0 | 0 | 0 | 0 | 0 | 0 | 0 | 0 | 0 | 0 | 0 | 0 | 0 | 0 | 0 | 0 | 0 | 0 | 0 | 0 | 0 | 0 | 0 | 0 | 0 | 0 | 0
CDP12 | QLD | CQ | Deep storage | 0 | 0 | 0 | 0 | 0 | 0 | 1.3656e-07 | 2.4528e-07 | 2.4528e-07 | 8.6616e-07 | 8.6616e-07 | 8.6616e-07 | 1.0471e-06 | 1.4638e-06 | 1.5336e-06 | 1.5336e-06 | 1.5336e-06 | 1.5672e-06 | 1.5672e-06 | 1.5672e-06 | 4.2761e-06 | 4.5502e-06 | 4.6678e-06 | 5.0431e-06 | 1.301 | 8.47 | 8.47 | 9.6
CDP12 | QLD | CQ | Medium storage | 0 | 0 | 0 | 7.608e-08 | 8.548e-08 | 1.476e-07 | 1.9848e-07 | 2.582e-07 | 2.8592e-07 | 7.5904e-07 | 7.5904e-07 | 7.5904e-07 | 1.0344e-06 | 1.5258e-06 | 1.5848e-06 | 1.5848e-06 | 1.5848e-06 | 1.6036e-06 | 1.6036e-06 | 1.6504e-06 | 1.7656e-06 | 0.0097815 | 0.40782 | 0.73143 | 0.73143 | 2.3976 | 2.3976 | 4.8755
CDP12 | QLD | CQ | Shallow storage | 0.1 | 0.1 | 0.1 | 0.4 | 0.4 | 0.4 | 0.4 | 0.4 | 0.4 | 0.4 | 0.4 | 0.4 | 0.4 | 0.4 | 0.4 | 0.4 | 0.4 | 0.4 | 0.3 | 0.3 | 0.3 | 0.3 | 0.3 | 0 | 0 | 0 | 0 | 0
CDP12 | QLD | CQ | Coordinated CER storage | 0.0022383 | 0.00295 | 0.003741 | 0.0047011 | 0.0057881 | 0.0071303 | 0.012663 | 0.020582 | 0.031219 | 0.044919 | 0.061857 | 0.082254 | 0.10614 | 0.13369 | 0.16499 | 0.20008 | 0.23901 | 0.28198 | 0.32903 | 0.38027 | 0.43596 | 0.49607 | 0.56008 | 0.62803 | 0.6997 | 0.77487 | 0.81085 | 0.84354
CDP12 | QLD | CQ | Passive CER storage | 0.039693 | 0.044182 | 0.048274 | 0.0531 | 0.057959 | 0.06403 | 0.069643 | 0.075613 | 0.081979 | 0.088976 | 0.096321 | 0.10393 | 0.11149 | 0.11926 | 0.12684 | 0.13371 | 0.1397 | 0.14542 | 0.15074 | 0.15578 | 0.16208 | 0.16856 | 0.17529 | 0.18226 | 0.18842 | 0.19361 | 0.19905 | 0.20352
CDP12 | QLD | SQ | Borumba | 0 | 0 | 0 | 0 | 0 | 0 | 0 | 47.952 | 47.952 | 47.952 | 47.952 | 47.952 | 47.952 | 47.952 | 47.952 | 47.952 | 47.952 | 47.952 | 47.952 | 47.952 | 47.952 | 47.952 | 47.952 | 47.952 | 47.952 | 47.952 | 47.952 | 47.952
CDP12 | QLD | SQ | Deep storage | 0 | 0 | 0 | 0 | 0 | 0 | 0 | 0 | 0 | 0 | 0 | 0 | 0 | 0 | 0 | 0 | 0 | 0 | 0 | 0 | 0 | 0 | 0 | 0 | 0 | 0 | 0 | 0
CDP12 | QLD | SQ | Medium storage | 5.7 | 5.7 | 5.7 | 5.7 | 5.7 | 5.7 | 5.7 | 5.7 | 5.7 | 5.7 | 5.7 | 5.7 | 5.7 | 5.7 | 5.7 | 5.7 | 5.7 | 5.7 | 5.7 | 5.7 | 5.7 | 5.7 | 7.8263 | 7.8263 | 7.8263 | 8.9086 | 8.9086 | 8.9086
CDP12 | QLD | SQ | Shallow storage | 1.2581 | 1.8421 | 1.8421 | 1.8421 | 1.8421 | 1.8421 | 1.8421 | 1.8421 | 1.8421 | 1.8421 | 1.8421 | 1.8421 | 1.8421 | 1.8421 | 1.6421 | 1.6421 | 1.6421 | 1.6421 | 1.6421 | 1.6421 | 1.3421 | 0.84212 | 0.84212 | 0.84212 | 0.45992 | 0.45992 | 0.45992 | 0.30992
CDP12 | QLD | SQ | Coordinated CER storage | 0.01187 | 0.01571 | 0.020135 | 0.025278 | 0.031321 | 0.039007 | 0.07543 | 0.12706 | 0.19578 | 0.28386 | 0.39252 | 0.52329 | 0.67614 | 0.85255 | 1.0529 | 1.2773 | 1.5262 | 1.8007 | 2.1014 | 2.4288 | 2.7797 | 3.1635 | 3.5723 | 4.0062 | 4.4638 | 4.9441 | 5.1735 | 5.382
CDP12 | QLD | SQ | Passive CER storage | 0.21049 | 0.23529 | 0.25982 | 0.28552 | 0.31363 | 0.35029 | 0.38243 | 0.41718 | 0.45303 | 0.49221 | 0.53361 | 0.57723 | 0.6199 | 0.66492 | 0.70882 | 0.74827 | 0.78204 | 0.8135 | 0.8432 | 0.87111 | 0.90624 | 0.94342 | 0.98231 | 1.0229 | 1.0586 | 1.0898 | 1.1224 | 1.1496
CDP12 | VIC | VIC | Deep storage | 0 | 0 | 0 | 0 | 0 | 0 | 1.2528e-07 | 4.5912e-07 | 9.1632e-07 | 2.2558e-06 | 2.2558e-06 | 2.2558e-06 | 2.2558e-06 | 2.3921e-06 | 2.3921e-06 | 2.3921e-06 | 2.4418e-06 | 2.4418e-06 | 2.4984e-06 | 2.6292e-06 | 12.2556 | 12.2556 | 12.2556 | 12.2556 | 12.2556 | 12.475 | 12.475 | 13.1475
CDP12 | VIC | VIC | Medium storage | 0 | 0 | 1.4 | 1.4 | 1.4 | 1.4 | 1.4 | 1.4 | 1.4 | 1.4 | 1.4 | 1.4 | 1.4 | 1.4 | 1.4 | 1.4 | 1.4 | 1.4 | 1.4 | 1.4 | 1.4 | 1.4 | 4.4328e-07 | 1.356e-06 | 1.3439e-06 | 1.3209e-06 | 1.3209e-06 | 1.3062e-06
CDP12 | VIC | VIC | Shallow storage | 0.71096 | 4.051 | 4.1158 | 5.0197 | 5.0054 | 5.2055 | 5.2194 | 5.7311 | 6.367 | 6.8449 | 8.4538 | 8.4538 | 8.467 | 8.4538 | 8.4438 | 8.4438 | 8.4438 | 7.9938 | 7.9938 | 7.8813 | 7.4945 | 7.0417 | 6.2647 | 5.6588 | 5.6588 | 5.4152 | 3.8132 | 3.3015
CDP12 | VIC | VIC | Coordinated CER storage | 0.030273 | 0.041437 | 0.0534 | 0.06722 | 0.084146 | 0.10405 | 0.16928 | 0.26054 | 0.38081 | 0.53384 | 0.72135 | 0.94586 | 1.2071 | 1.5076 | 1.8479 | 2.2279 | 2.6483 | 3.1109 | 3.6164 | 4.1656 | 4.755 | 5.397 | 6.0796 | 6.8032 | 7.5643 | 8.3613 | 8.7383 | 9.0797
CDP12 | VIC | VIC | Passive CER storage | 0.62471 | 0.68133 | 0.73614 | 0.79403 | 0.85556 | 0.93631 | 1.0064 | 1.0815 | 1.1588 | 1.2425 | 1.3303 | 1.4219 | 1.5108 | 1.6037 | 1.6939 | 1.7747 | 1.8447 | 1.9098 | 1.9706 | 2.0279 | 2.0988 | 2.173 | 2.2501 | 2.3307 | 2.401 | 2.4615 | 2.532 | 2.5917
CDP12 | SA | CSA | Deep storage | 0 | 0 | 0 | 0 | 0 | 0 | 6.864e-08 | 1.2336e-07 | 1.2336e-07 | 1.7616e-07 | 1.7616e-07 | 1.7616e-07 | 1.7616e-07 | 2.88e-07 | 3.24e-07 | 3.24e-07 | 3.24e-07 | 3.24e-07 | 3.24e-07 | 3.24e-07 | 3.7296e-07 | 3.7296e-07 | 3.7296e-07 | 3.7296e-07 | 3.7296e-07 | 3.7296e-07 | 3.7296e-07 | 3.7296e-07
CDP12 | SA | CSA | Medium storage | 0 | 0 | 0 | 4.84e-08 | 6.116e-08 | 8.336e-08 | 8.336e-08 | 8.744e-08 | 1.2284e-07 | 1.3068e-07 | 1.3068e-07 | 1.3068e-07 | 1.3068e-07 | 3.0264e-07 | 3.2e-07 | 3.2e-07 | 3.2e-07 | 3.2e-07 | 3.2e-07 | 3.2644e-07 | 3.374e-07 | 3.4832e-07 | 4.0772e-07 | 4.3397 | 4.3397 | 6.1117 | 6.1117 | 6.1117
CDP12 | SA | CSA | Shallow storage | 0.88082 | 1.5374 | 2.1531 | 3.318 | 3.3301 | 3.318 | 3.3102 | 3.3102 | 3.3102 | 3.3102 | 3.3102 | 3.3102 | 3.3102 | 3.3102 | 3.3102 | 3.3102 | 3.3102 | 3.2849 | 3.2969 | 3.0342 | 2.6462 | 2.3322 | 1.7165 | 0.65038 | 0.56738 | 0.27878 | 0.27878 | 0.27878
CDP12 | SA | CSA | Coordinated CER storage | 0.12492 | 0.13915 | 0.15299 | 0.16834 | 0.18427 | 0.20382 | 0.23165 | 0.26628 | 0.30796 | 0.35804 | 0.41651 | 0.48397 | 0.55937 | 0.64408 | 0.7373 | 0.83826 | 0.94689 | 1.0641 | 1.1902 | 1.325 | 1.4692 | 1.6249 | 1.7888 | 1.9609 | 2.1392 | 2.3232 | 2.4079 | 2.483
CDP12 | SA | CSA | Passive CER storage | 0.36485 | 0.38587 | 0.40522 | 0.42425 | 0.4446 | 0.4694 | 0.48994 | 0.51132 | 0.53227 | 0.55427 | 0.5763 | 0.5985 | 0.61859 | 0.63896 | 0.65753 | 0.67255 | 0.68392 | 0.69348 | 0.70155 | 0.70822 | 0.71785 | 0.72786 | 0.73807 | 0.74849 | 0.75609 | 0.7611 | 0.77066 | 0.77748
CDP12 | SA | SESA | Deep storage | 0 | 0 | 0 | 0 | 0 | 0 | 0 | 0 | 0 | 0 | 0 | 0 | 0 | 0 | 0 | 0 | 0 | 0 | 0 | 0 | 0 | 0 | 0 | 0 | 0 | 0 | 0 | 0
CDP12 | SA | SESA | Medium storage | 0 | 0 | 0 | 4.708e-08 | 5.972e-08 | 7.912e-08 | 7.912e-08 | 8.528e-08 | 1.2092e-07 | 1.2092e-07 | 1.2092e-07 | 1.2092e-07 | 1.2592e-07 | 2.7688e-07 | 2.922e-07 | 2.922e-07 | 2.922e-07 | 2.922e-07 | 2.922e-07 | 2.9632e-07 | 4.0168e-07 | 4.1012e-07 | 5.1088e-07 | 0.24189 | 0.24189 | 0.24189 | 0.24189 | 0.24189
CDP12 | SA | SESA | Shallow storage | 0.05 | 0.05 | 0.05 | 0.05 | 0.05 | 0.05 | 0.05 | 0.05 | 0.05 | 0.05 | 0 | 0 | 0 | 0 | 0 | 0 | 0 | 0 | 0 | 0 | 0 | 0 | 0 | 0 | 0 | 0 | 0 | 0
CDP12 | SA | SESA | Coordinated CER storage | 0.0044624 | 0.0050062 | 0.0055448 | 0.0061386 | 0.006757 | 0.007542 | 0.0087227 | 0.010195 | 0.012 | 0.014228 | 0.016926 | 0.019982 | 0.023502 | 0.027385 | 0.031664 | 0.036343 | 0.041413 | 0.046894 | 0.052781 | 0.059173 | 0.066145 | 0.073539 | 0.081296 | 0.089449 | 0.097908 | 0.10666 | 0.11068 | 0.11433
CDP12 | SA | SESA | Passive CER storage | 0.013033 | 0.013883 | 0.014686 | 0.015471 | 0.016303 | 0.01737 | 0.018236 | 0.019069 | 0.019872 | 0.020768 | 0.021796 | 0.022685 | 0.023629 | 0.024429 | 0.025123 | 0.025703 | 0.02615 | 0.026504 | 0.026763 | 0.027081 | 0.027586 | 0.028041 | 0.028457 | 0.028883 | 0.029186 | 0.029394 | 0.029781 | 0.030157
CDP12 | TAS | TAS | Deep storage | 0 | 0 | 0 | 0 | 0 | 0 | 4.7668e-07 | 1.0515e-06 | 1.6196e-06 | 1.6196e-06 | 1.6196e-06 | 1.6196e-06 | 1.6196e-06 | 2.1057e-06 | 2.4079e-06 | 2.682e-06 | 1.0508 | 1.0508 | 8.2938 | 19.5167 | 28.5193 | 28.5193 | 28.5193 | 28.5193 | 28.5193 | 28.5193 | 28.5193 | 28.5193
CDP12 | TAS | TAS | Medium storage | 0 | 0 | 0 | 4.008e-08 | 4.52e-08 | 5.044e-08 | 5.044e-08 | 5.836e-08 | 5.836e-08 | 8.072e-08 | 8.072e-08 | 8.072e-08 | 8.072e-08 | 1.418e-07 | 1.482e-07 | 1.5304e-07 | 1.6164e-07 | 1.6164e-07 | 1.6164e-07 | 1.6848e-07 | 1.7788e-07 | 1.7788e-07 | 2.0136e-07 | 1.7496e-07 | 1.698e-07 | 1.6456e-07 | 1.6456e-07 | 1.5668e-07
CDP12 | TAS | TAS | Shallow storage | 0 | 0 | 0 | 0 | 0 | 0 | 0 | 0 | 0 | 0 | 0 | 0 | 0 | 0 | 0 | 0 | 0 | 0 | 0 | 0 | 0 | 0 | 0 | 0 | 0 | 0 | 0 | 0
CDP12 | TAS | TAS | Coordinated CER storage | 0.001724 | 0.0023794 | 0.0031209 | 0.0039747 | 0.0049612 | 0.0062052 | 0.007694 | 0.01003 | 0.013563 | 0.018691 | 0.025697 | 0.034852 | 0.046261 | 0.060186 | 0.076729 | 0.095955 | 0.11796 | 0.14291 | 0.1709 | 0.20198 | 0.23559 | 0.27327 | 0.31426 | 0.35855 | 0.40599 | 0.45655 | 0.4844 | 0.50935
CDP12 | TAS | TAS | Passive CER storage | 0.03794 | 0.041198 | 0.044208 | 0.047379 | 0.05081 | 0.055564 | 0.059366 | 0.063417 | 0.067533 | 0.072027 | 0.076722 | 0.081598 | 0.08621 | 0.091018 | 0.095561 | 0.099408 | 0.1025 | 0.1052 | 0.10757 | 0.10966 | 0.11256 | 0.11561 | 0.11877 | 0.12207 | 0.12468 | 0.12661 | 0.12968 | 0.13201
CDP13 | NSW | NNSW | Snowy 2.0 | 0 | 0 | 0 | 0 | 0 | 0 | 0 | 0 | 0 | 0 | 0 | 0 | 0 | 0 | 0 | 0 | 0 | 0 | 0 | 0 | 0 | 0 | 0 | 0 | 0 | 0 | 0 | 0
CDP13 | NSW | NNSW | Deep storage | 0 | 0 | 0 | 0 | 0 | 0 | 3.2784e-07 | 5.064e-07 | 5.064e-07 | 5.8824e-07 | 9.2496e-07 | 1.1923e-06 | 1.1923e-06 | 1.1923e-06 | 1.2192e-06 | 1.2192e-06 | 1.2192e-06 | 1.3925e-06 | 1.3925e-06 | 1.6586e-06 | 36 | 36 | 36 | 36 | 36 | 36 | 36 | 36
CDP13 | NSW | NNSW | Medium storage | 0 | 0 | 2.2 | 2.2 | 3.0631 | 9.4149 | 9.4149 | 9.4149 | 9.4149 | 9.4149 | 9.4149 | 9.4149 | 9.4149 | 9.4149 | 9.4149 | 9.4149 | 9.4149 | 9.4149 | 9.4149 | 9.4149 | 9.4149 | 9.4149 | 7.2149 | 9.7818 | 8.9187 | 9.0237 | 9.0237 | 12.9891
CDP13 | NSW | NNSW | Shallow storage | 0 | 0.039 | 0.439 | 0.639 | 0.639 | 0.639 | 0.639 | 0.639 | 0.639 | 0.6 | 0.6 | 0.6 | 0.6 | 0.6 | 0.6 | 0.6 | 0.6 | 0.6 | 0.6 | 0.6 | 0.6 | 0.6 | 0 | 0 | 0 | 0 | 0 | 0
CDP13 | NSW | NNSW | Coordinated CER storage | 0.0058023 | 0.0073808 | 0.0092556 | 0.011119 | 0.013383 | 0.015998 | 0.024683 | 0.036911 | 0.053056 | 0.07362 | 0.098754 | 0.12877 | 0.16356 | 0.20345 | 0.24845 | 0.29858 | 0.35393 | 0.41467 | 0.48084 | 0.55252 | 0.62982 | 0.71312 | 0.80147 | 0.89492 | 0.99303 | 1.0956 | 1.1428 | 1.185
CDP13 | NSW | NNSW | Passive CER storage | 0.10814 | 0.11531 | 0.12198 | 0.12781 | 0.1343 | 0.1437 | 0.15205 | 0.16115 | 0.17043 | 0.18064 | 0.19104 | 0.20182 | 0.21193 | 0.22241 | 0.23236 | 0.24116 | 0.24879 | 0.25583 | 0.26203 | 0.26768 | 0.27482 | 0.28223 | 0.28989 | 0.29781 | 0.30431 | 0.30948 | 0.31643 | 0.32198
CDP13 | NSW | CNSW | Snowy 2.0 | 0 | 0 | 0 | 0 | 0 | 0 | 0 | 0 | 0 | 0 | 0 | 0 | 0 | 0 | 0 | 0 | 0 | 0 | 0 | 0 | 0 | 0 | 0 | 0 | 0 | 0 | 0 | 0
CDP13 | NSW | CNSW | Deep storage | 6.271 | 6.271 | 6.271 | 6.271 | 6.271 | 6.271 | 6.271 | 6.271 | 6.271 | 6.271 | 6.271 | 6.271 | 6.271 | 6.271 | 6.271 | 6.271 | 6.271 | 6.271 | 6.271 | 6.271 | 6.271 | 6.271 | 6.271 | 6.271 | 6.271 | 6.271 | 6.271 | 6.271
CDP13 | NSW | CNSW | Medium storage | 0 | 2.392 | 2.392 | 3.8658 | 3.8658 | 4.026 | 3.8659 | 4.026 | 3.8659 | 3.8659 | 4.026 | 3.8659 | 3.8659 | 4.026 | 4.026 | 3.8659 | 3.8659 | 3.8659 | 3.8659 | 4.026 | 3.8659 | 1.634 | 1.4739 | 1.4739 | 1.634 | 1.4739 | 1.4739 | 1.634
CDP13 | NSW | CNSW | Shallow storage | 0 | 0.028 | 0.038036 | 0.30831 | 1.6934 | 1.6934 | 1.6934 | 1.6934 | 1.6934 | 1.6934 | 1.6934 | 1.6934 | 1.6934 | 1.6934 | 1.6934 | 1.6934 | 1.6934 | 1.6934 | 1.6934 | 1.6934 | 1.6934 | 1.6654 | 1.6554 | 1.3851 | 0.12414 | 0.12414 | 0.12414 | 0.12414
CDP13 | NSW | CNSW | Coordinated CER storage | 0.002436 | 0.003109 | 0.0039388 | 0.0047921 | 0.0057777 | 0.0069361 | 0.012327 | 0.02009 | 0.030459 | 0.043748 | 0.06014 | 0.079766 | 0.10265 | 0.12894 | 0.15869 | 0.19196 | 0.2288 | 0.26926 | 0.31342 | 0.36129 | 0.41291 | 0.46862 | 0.52774 | 0.59029 | 0.65608 | 0.72489 | 0.75661 | 0.78503
CDP13 | NSW | CNSW | Passive CER storage | 0.045401 | 0.048571 | 0.051909 | 0.055084 | 0.057981 | 0.062299 | 0.066172 | 0.070665 | 0.075208 | 0.080098 | 0.085417 | 0.090708 | 0.095926 | 0.10121 | 0.10634 | 0.11106 | 0.1153 | 0.11909 | 0.12247 | 0.12542 | 0.12924 | 0.13331 | 0.13748 | 0.14176 | 0.14544 | 0.14836 | 0.15206 | 0.15509
CDP13 | NSW | SNSW | Snowy 2.0 | 0 | 0 | 0 | 0 | 349.8 | 349.8 | 349.8 | 349.8 | 349.8 | 349.8 | 349.8 | 349.8 | 349.8 | 349.8 | 349.8 | 349.8 | 349.8 | 349.8 | 349.8 | 349.8 | 349.8 | 349.8 | 349.8 | 349.8 | 349.8 | 349.8 | 349.8 | 349.8
CDP13 | NSW | SNSW | Deep storage | 0 | 0 | 0 | 0 | 0 | 0 | 0 | 0 | 0 | 0 | 0 | 0 | 0 | 0 | 0 | 0 | 0 | 0 | 0 | 0 | 0 | 0 | 0 | 0 | 0 | 0 | 0 | 0
CDP13 | NSW | SNSW | Medium storage | 0 | 0.4 | 0.4 | 2 | 2 | 2.7642 | 2.7642 | 2.7642 | 2.7642 | 2.7642 | 2.7642 | 2.7642 | 2.7642 | 2.7642 | 2.7642 | 2.7642 | 2.7642 | 2.7642 | 2.7642 | 2.7642 | 2.7642 | 2.3642 | 2.3642 | 2.3642 | 2.3642 | 1.9356 | 1.9356 | 1.9356
CDP13 | NSW | SNSW | Shallow storage | 0.56998 | 0.5878 | 0.5878 | 0.5878 | 0.5878 | 0.58978 | 0.5878 | 0.58978 | 0.5878 | 0.5878 | 0.58978 | 0.5878 | 0.5878 | 0.58978 | 0.58978 | 0.5878 | 0.5878 | 0.5878 | 0.5678 | 0.51978 | 0.5178 | 0.49998 | 0.498 | 0.498 | 0.3 | 0.3 | 0.3 | 0
CDP13 | NSW | SNSW | Coordinated CER storage | 0.0048938 | 0.0062939 | 0.0080112 | 0.0098897 | 0.012126 | 0.014688 | 0.021379 | 0.030987 | 0.044109 | 0.061364 | 0.083154 | 0.10992 | 0.1418 | 0.17919 | 0.22224 | 0.27107 | 0.32586 | 0.38691 | 0.45437 | 0.52841 | 0.60853 | 0.6967 | 0.79157 | 0.89321 | 1.0013 | 1.1157 | 1.1739 | 1.2265
CDP13 | NSW | SNSW | Passive CER storage | 0.09121 | 0.098327 | 0.10558 | 0.11368 | 0.12169 | 0.13193 | 0.14054 | 0.14968 | 0.15919 | 0.1694 | 0.18001 | 0.19105 | 0.20183 | 0.21303 | 0.2238 | 0.23332 | 0.24159 | 0.24917 | 0.25601 | 0.26228 | 0.27033 | 0.27892 | 0.28791 | 0.2972 | 0.305 | 0.31159 | 0.31977 | 0.32656
CDP13 | NSW | SNW | Snowy 2.0 | 0 | 0 | 0 | 0 | 0 | 0 | 0 | 0 | 0 | 0 | 0 | 0 | 0 | 0 | 0 | 0 | 0 | 0 | 0 | 0 | 0 | 0 | 0 | 0 | 0 | 0 | 0 | 0
CDP13 | NSW | SNW | Deep storage | 0 | 0 | 0 | 0 | 0 | 0 | 0 | 0 | 0 | 0 | 0 | 0 | 0 | 0 | 0 | 0 | 0 | 0 | 0 | 0 | 0 | 0 | 0 | 0 | 0 | 0 | 0 | 0
CDP13 | NSW | SNW | Medium storage | 0 | 3.5566 | 3.5566 | 3.5566 | 3.5566 | 6.9853 | 6.9853 | 6.9853 | 6.9853 | 6.9853 | 6.9853 | 6.9853 | 6.9853 | 6.9853 | 6.9853 | 6.9853 | 6.9853 | 6.9853 | 6.9853 | 6.9853 | 6.9853 | 3.4288 | 3.4288 | 3.4288 | 3.4288 | 1.5056 | 1.5056 | 1.5056
CDP13 | NSW | SNW | Shallow storage | 0.075 | 1.3404 | 1.3404 | 1.3404 | 1.3761 | 1.4607 | 2.7158 | 2.861 | 2.7158 | 2.7158 | 2.861 | 2.7158 | 2.6408 | 2.786 | 2.786 | 2.6408 | 2.6408 | 2.6408 | 2.6408 | 2.786 | 2.6408 | 1.736 | 1.5908 | 1.5908 | 1.7035 | 1.5584 | 1.5584 | 1.7035
CDP13 | NSW | SNW | Coordinated CER storage | 0.023059 | 0.029634 | 0.037325 | 0.045574 | 0.055599 | 0.066993 | 0.12001 | 0.19479 | 0.29386 | 0.42016 | 0.57502 | 0.76029 | 0.97571 | 1.223 | 1.5026 | 1.8146 | 2.1596 | 2.5385 | 2.9514 | 3.399 | 3.877 | 4.3971 | 4.9489 | 5.5327 | 6.1464 | 6.7884 | 7.0829 | 7.3466
CDP13 | NSW | SNW | Passive CER storage | 0.42977 | 0.46296 | 0.4919 | 0.52387 | 0.55796 | 0.60171 | 0.63797 | 0.67618 | 0.71468 | 0.75624 | 0.79951 | 0.84459 | 0.88781 | 0.93318 | 0.97727 | 1.0166 | 1.0505 | 1.081 | 1.1072 | 1.13 | 1.1611 | 1.1941 | 1.2288 | 1.2655 | 1.2967 | 1.3225 | 1.356 | 1.3833
CDP13 | QLD | NQ | Borumba | 0 | 0 | 0 | 0 | 0 | 0 | 0 | 0 | 0 | 0 | 0 | 0 | 0 | 0 | 0 | 0 | 0 | 0 | 0 | 0 | 0 | 0 | 0 | 0 | 0 | 0 | 0 | 0
CDP13 | QLD | NQ | Deep storage | 0 | 0 | 0 | 0 | 0 | 0 | 1.4328e-07 | 2.3856e-07 | 2.3856e-07 | 1.0637e-06 | 1.0637e-06 | 1.0637e-06 | 1.2972e-06 | 1.3752e-06 | 1.4369e-06 | 1.4369e-06 | 1.4369e-06 | 1.4645e-06 | 1.4645e-06 | 1.5043e-06 | 3.5422e-06 | 3.8402e-06 | 0.12979 | 0.48055 | 3.948 | 4.3345 | 4.3345 | 4.3345
CDP13 | QLD | NQ | Medium storage | 2 | 2 | 2 | 2 | 2 | 2 | 2 | 2 | 2 | 2 | 2 | 2 | 2 | 2 | 2 | 2 | 2 | 2 | 2 | 2 | 2 | 2 | 2 | 2 | 2 | 2 | 2 | 2
CDP13 | QLD | NQ | Shallow storage | 0 | 0 | 0.6 | 0.6 | 0.6 | 0.6 | 0.6 | 0.6 | 0.6 | 0.6 | 0.6 | 0.6 | 0.6 | 0.6 | 0.6 | 0.6 | 0.6 | 0.6 | 0.6 | 0.6 | 0.6 | 0.6 | 0 | 0 | 0 | 0 | 0 | 0
CDP13 | QLD | NQ | Coordinated CER storage | 0.0024335 | 0.0031857 | 0.0040501 | 0.0050472 | 0.00624 | 0.0076805 | 0.012587 | 0.019554 | 0.028796 | 0.040632 | 0.055229 | 0.072792 | 0.093248 | 0.11684 | 0.14359 | 0.17349 | 0.20665 | 0.24318 | 0.28313 | 0.32664 | 0.37383 | 0.42485 | 0.47917 | 0.53687 | 0.59765 | 0.66137 | 0.6919 | 0.71969
CDP13 | QLD | NQ | Passive CER storage | 0.043154 | 0.047713 | 0.052263 | 0.05701 | 0.062484 | 0.068971 | 0.07472 | 0.081073 | 0.08755 | 0.094587 | 0.10209 | 0.11006 | 0.11762 | 0.12553 | 0.13323 | 0.14004 | 0.14615 | 0.15177 | 0.15698 | 0.16205 | 0.16817 | 0.17461 | 0.18129 | 0.1884 | 0.19451 | 0.19975 | 0.2053 | 0.21004
CDP13 | QLD | GG | Borumba | 0 | 0 | 0 | 0 | 0 | 0 | 0 | 0 | 0 | 0 | 0 | 0 | 0 | 0 | 0 | 0 | 0 | 0 | 0 | 0 | 0 | 0 | 0 | 0 | 0 | 0 | 0 | 0
CDP13 | QLD | GG | Deep storage | 0 | 0 | 0 | 0 | 0 | 0 | 0 | 0 | 0 | 0 | 0 | 0 | 0 | 0 | 0 | 0 | 0 | 0 | 0 | 0 | 0 | 0 | 0 | 0 | 0 | 0 | 0 | 0
CDP13 | QLD | GG | Medium storage | 0 | 0 | 0 | 7.244e-08 | 7.244e-08 | 1.5692e-07 | 1.5692e-07 | 1.7692e-07 | 1.8868e-07 | 3.1192e-07 | 3.1192e-07 | 3.1192e-07 | 4.8856e-07 | 8.1884e-07 | 8.6104e-07 | 8.6104e-07 | 8.6104e-07 | 8.6104e-07 | 8.6104e-07 | 8.716e-07 | 9.0524e-07 | 0.049702 | 0.17119 | 0.5298 | 0.5298 | 2.2414 | 2.2414 | 3.4831
CDP13 | QLD | GG | Shallow storage | 0 | 0.4 | 0.4 | 0.4 | 0.4 | 0.4 | 0.4 | 0.4 | 0.4 | 0.4 | 0.4 | 0.4 | 0.4 | 0.4 | 0.4 | 0.4 | 0.4 | 0.4 | 0.4 | 0.4 | 0.4 | 0 | 0 | 0 | 0 | 0 | 0 | 0
CDP13 | QLD | GG | Coordinated CER storage | 0.00013364 | 0.00017577 | 0.00022307 | 0.00028305 | 0.00034733 | 0.00043144 | 0.0009243 | 0.0016461 | 0.0026279 | 0.0038986 | 0.0054761 | 0.0073813 | 0.0096176 | 0.012203 | 0.015143 | 0.018447 | 0.02212 | 0.02618 | 0.030632 | 0.03548 | 0.04075 | 0.046436 | 0.052488 | 0.058908 | 0.065683 | 0.072796 | 0.076188 | 0.079271
CDP13 | QLD | GG | Passive CER storage | 0.0023698 | 0.0026326 | 0.0028784 | 0.0031972 | 0.003478 | 0.0038743 | 0.0042037 | 0.0045759 | 0.0049915 | 0.0054424 | 0.005916 | 0.0064045 | 0.0068905 | 0.007396 | 0.0078783 | 0.0083287 | 0.0087188 | 0.0090984 | 0.0094577 | 0.0097885 | 0.010197 | 0.010632 | 0.011082 | 0.011538 | 0.011938 | 0.012279 | 0.012648 | 0.01295
CDP13 | QLD | CQ | Borumba | 0 | 0 | 0 | 0 | 0 | 0 | 0 | 0 | 0 | 0 | 0 | 0 | 0 | 0 | 0 | 0 | 0 | 0 | 0 | 0 | 0 | 0 | 0 | 0 | 0 | 0 | 0 | 0
CDP13 | QLD | CQ | Deep storage | 0 | 0 | 0 | 0 | 0 | 0 | 1.4616e-07 | 2.3784e-07 | 2.3784e-07 | 8.448e-07 | 8.448e-07 | 8.448e-07 | 9.1512e-07 | 1.2617e-06 | 1.314e-06 | 1.314e-06 | 1.314e-06 | 1.314e-06 | 1.314e-06 | 1.3642e-06 | 5.4367e-06 | 5.5445e-06 | 5.6796e-06 | 6.1006e-06 | 0.6967 | 8.7112 | 8.7112 | 9.6
CDP13 | QLD | CQ | Medium storage | 0 | 0 | 0 | 7.936e-08 | 9.82e-08 | 1.6056e-07 | 2.144e-07 | 2.76e-07 | 3.542e-07 | 7.0252e-07 | 7.0252e-07 | 7.0252e-07 | 8.8092e-07 | 1.2937e-06 | 1.3584e-06 | 1.3584e-06 | 1.3584e-06 | 1.3584e-06 | 1.3584e-06 | 1.3788e-06 | 1.482e-06 | 0.049605 | 0.17279 | 0.1748 | 0.17481 | 2.1298 | 2.1298 | 3.8497
CDP13 | QLD | CQ | Shallow storage | 0.1 | 0.1 | 0.1 | 0.4 | 0.4 | 0.4 | 0.4 | 0.4 | 0.4 | 0.4 | 0.4 | 0.4 | 0.4 | 0.4 | 0.4 | 0.4 | 0.4 | 0.4 | 0.3 | 0.3 | 0.3 | 0.3 | 0.3 | 0 | 0 | 0 | 0 | 0
CDP13 | QLD | CQ | Coordinated CER storage | 0.0022383 | 0.00295 | 0.003741 | 0.0047011 | 0.0057881 | 0.0071303 | 0.012663 | 0.020582 | 0.031219 | 0.044919 | 0.061857 | 0.082254 | 0.10614 | 0.13369 | 0.16499 | 0.20008 | 0.23901 | 0.28198 | 0.32903 | 0.38027 | 0.43596 | 0.49607 | 0.56008 | 0.62803 | 0.6997 | 0.77487 | 0.81085 | 0.84354
CDP13 | QLD | CQ | Passive CER storage | 0.039693 | 0.044182 | 0.048274 | 0.0531 | 0.057959 | 0.06403 | 0.069643 | 0.075613 | 0.081979 | 0.088976 | 0.096321 | 0.10393 | 0.11149 | 0.11926 | 0.12684 | 0.13371 | 0.1397 | 0.14542 | 0.15074 | 0.15578 | 0.16208 | 0.16856 | 0.17529 | 0.18226 | 0.18842 | 0.19361 | 0.19905 | 0.20352
CDP13 | QLD | SQ | Borumba | 0 | 0 | 0 | 0 | 0 | 0 | 0 | 47.952 | 47.952 | 47.952 | 47.952 | 47.952 | 47.952 | 47.952 | 47.952 | 47.952 | 47.952 | 47.952 | 47.952 | 47.952 | 47.952 | 47.952 | 47.952 | 47.952 | 47.952 | 47.952 | 47.952 | 47.952
CDP13 | QLD | SQ | Deep storage | 0 | 0 | 0 | 0 | 0 | 0 | 0 | 0 | 0 | 0 | 0 | 0 | 0 | 0 | 0 | 0 | 0 | 0 | 0 | 0 | 0 | 0 | 0 | 0 | 0 | 0 | 0 | 0
CDP13 | QLD | SQ | Medium storage | 5.7 | 5.7 | 5.7 | 5.7 | 5.7 | 5.7 | 5.7 | 5.7 | 5.7 | 5.7 | 5.7 | 5.7 | 5.7 | 5.7 | 5.7 | 5.7 | 5.7 | 5.7 | 5.7 | 5.7 | 5.7 | 5.7 | 8.0049 | 8.0049 | 8.0049 | 8.9317 | 8.9317 | 8.9317
CDP13 | QLD | SQ | Shallow storage | 1.2581 | 1.8421 | 1.8421 | 1.8421 | 1.8421 | 1.8421 | 1.8421 | 1.8421 | 1.8421 | 1.8421 | 1.8421 | 1.8421 | 1.8421 | 1.8421 | 1.6421 | 1.6421 | 1.6421 | 1.6421 | 1.6421 | 1.6421 | 1.3421 | 0.84212 | 0.84212 | 0.84212 | 0.45992 | 0.45992 | 0.45992 | 0.30992
CDP13 | QLD | SQ | Coordinated CER storage | 0.01187 | 0.01571 | 0.020135 | 0.025278 | 0.031321 | 0.039007 | 0.07543 | 0.12706 | 0.19578 | 0.28386 | 0.39252 | 0.52329 | 0.67614 | 0.85255 | 1.0529 | 1.2773 | 1.5262 | 1.8007 | 2.1014 | 2.4288 | 2.7797 | 3.1635 | 3.5723 | 4.0062 | 4.4638 | 4.9441 | 5.1735 | 5.382
CDP13 | QLD | SQ | Passive CER storage | 0.21049 | 0.23529 | 0.25982 | 0.28552 | 0.31363 | 0.35029 | 0.38243 | 0.41718 | 0.45303 | 0.49221 | 0.53361 | 0.57723 | 0.6199 | 0.66492 | 0.70882 | 0.74827 | 0.78204 | 0.8135 | 0.8432 | 0.87111 | 0.90624 | 0.94342 | 0.98231 | 1.0229 | 1.0586 | 1.0898 | 1.1224 | 1.1496
CDP13 | VIC | VIC | Deep storage | 0 | 0 | 0 | 0 | 0 | 0 | 1.4232e-07 | 9.2376e-07 | 0.64078 | 8.1718 | 8.1718 | 8.1718 | 8.1718 | 8.1718 | 8.1718 | 8.1718 | 8.1718 | 8.1718 | 8.1718 | 8.1718 | 15.4542 | 15.4542 | 15.4542 | 15.4542 | 15.4542 | 15.4542 | 15.4542 | 15.4542
CDP13 | VIC | VIC | Medium storage | 0 | 0 | 1.4 | 1.4 | 1.4 | 1.4 | 1.4 | 1.4 | 1.4 | 1.4 | 1.4 | 1.4 | 1.4 | 1.4 | 1.4 | 1.4 | 1.4 | 1.4 | 1.4 | 1.4 | 1.4 | 1.4 | 4.7332e-07 | 1.0909e-06 | 1.0776e-06 | 1.0529e-06 | 1.0529e-06 | 1.037e-06
CDP13 | VIC | VIC | Shallow storage | 0.71096 | 4.051 | 4.1158 | 5.0194 | 5.0051 | 5.2055 | 5.2194 | 5.7311 | 6.3403 | 6.5045 | 8.1133 | 8.1133 | 8.1265 | 8.1133 | 8.1033 | 8.1033 | 8.1033 | 7.6533 | 7.6533 | 7.5408 | 7.154 | 6.7012 | 5.9242 | 5.3187 | 5.3187 | 5.0747 | 3.4727 | 2.961
CDP13 | VIC | VIC | Coordinated CER storage | 0.030273 | 0.041437 | 0.0534 | 0.06722 | 0.084146 | 0.10405 | 0.16928 | 0.26054 | 0.38081 | 0.53384 | 0.72135 | 0.94586 | 1.2071 | 1.5076 | 1.8479 | 2.2279 | 2.6483 | 3.1109 | 3.6164 | 4.1656 | 4.755 | 5.397 | 6.0796 | 6.8032 | 7.5643 | 8.3613 | 8.7383 | 9.0797
CDP13 | VIC | VIC | Passive CER storage | 0.62471 | 0.68133 | 0.73614 | 0.79403 | 0.85556 | 0.93631 | 1.0064 | 1.0815 | 1.1588 | 1.2425 | 1.3303 | 1.4219 | 1.5108 | 1.6037 | 1.6939 | 1.7747 | 1.8447 | 1.9098 | 1.9706 | 2.0279 | 2.0988 | 2.173 | 2.2501 | 2.3307 | 2.401 | 2.4615 | 2.532 | 2.5917
CDP13 | SA | CSA | Deep storage | 0 | 0 | 0 | 0 | 0 | 0 | 7.32e-08 | 1.2264e-07 | 1.2264e-07 | 1.6512e-07 | 1.6512e-07 | 1.6512e-07 | 1.6512e-07 | 1.6512e-07 | 1.956e-07 | 1.956e-07 | 1.956e-07 | 1.956e-07 | 1.956e-07 | 1.956e-07 | 4.0104e-07 | 4.0104e-07 | 4.272e-07 | 4.272e-07 | 4.272e-07 | 4.6008e-07 | 4.6008e-07 | 5.2032e-07
CDP13 | SA | CSA | Medium storage | 0 | 0 | 0 | 5e-08 | 6.4e-08 | 8.672e-08 | 8.672e-08 | 9.256e-08 | 1.1472e-07 | 1.228e-07 | 1.228e-07 | 1.228e-07 | 1.228e-07 | 1.304e-07 | 1.4928e-07 | 1.4928e-07 | 1.4928e-07 | 1.4928e-07 | 1.4928e-07 | 1.4928e-07 | 3.4808e-07 | 3.6644e-07 | 3.9168e-07 | 4.0414 | 4.0414 | 6.201 | 6.201 | 6.201
CDP13 | SA | CSA | Shallow storage | 0.88082 | 1.5374 | 2.1559 | 3.4091 | 3.4211 | 3.4091 | 3.4013 | 3.4013 | 3.4013 | 3.4013 | 3.4013 | 3.4013 | 3.4013 | 3.4013 | 3.4013 | 3.4013 | 3.4013 | 3.376 | 3.388 | 3.1253 | 2.7373 | 2.4233 | 1.8048 | 0.65787 | 0.57487 | 0.28627 | 0.28627 | 0.28627
CDP13 | SA | CSA | Coordinated CER storage | 0.12492 | 0.13915 | 0.15299 | 0.16834 | 0.18427 | 0.20382 | 0.23165 | 0.26628 | 0.30796 | 0.35804 | 0.41651 | 0.48397 | 0.55937 | 0.64408 | 0.7373 | 0.83826 | 0.94689 | 1.0641 | 1.1902 | 1.325 | 1.4692 | 1.6249 | 1.7888 | 1.9609 | 2.1392 | 2.3232 | 2.4079 | 2.483
CDP13 | SA | CSA | Passive CER storage | 0.36485 | 0.38587 | 0.40522 | 0.42425 | 0.4446 | 0.4694 | 0.48994 | 0.51132 | 0.53227 | 0.55427 | 0.5763 | 0.5985 | 0.61859 | 0.63896 | 0.65753 | 0.67255 | 0.68392 | 0.69348 | 0.70155 | 0.70822 | 0.71785 | 0.72786 | 0.73807 | 0.74849 | 0.75609 | 0.7611 | 0.77066 | 0.77748
CDP13 | SA | SESA | Deep storage | 0 | 0 | 0 | 0 | 0 | 0 | 0 | 0 | 0 | 0 | 0 | 0 | 0 | 0 | 0 | 0 | 0 | 0 | 0 | 0 | 0 | 0 | 0 | 0 | 0 | 0 | 0 | 0
CDP13 | SA | SESA | Medium storage | 0 | 0 | 0 | 4.86e-08 | 6.252e-08 | 8.268e-08 | 8.268e-08 | 8.792e-08 | 9.252e-08 | 1.0696e-07 | 1.0696e-07 | 1.0696e-07 | 1.0696e-07 | 1.1352e-07 | 1.2128e-07 | 1.2128e-07 | 1.2128e-07 | 1.2128e-07 | 1.2128e-07 | 1.2128e-07 | 2.8836e-07 | 3.0044e-07 | 3.1892e-07 | 1.5327e-05 | 1.5313e-05 | 1.5293e-05 | 1.5293e-05 | 1.5287e-05
CDP13 | SA | SESA | Shallow storage | 0.05 | 0.05 | 0.05 | 0.05 | 0.05 | 0.05 | 0.05 | 0.05 | 0.05 | 0.05 | 0 | 0 | 0 | 0 | 0 | 0 | 0 | 0 | 0 | 0 | 0 | 0 | 0 | 0 | 0 | 0 | 0 | 0
CDP13 | SA | SESA | Coordinated CER storage | 0.0044624 | 0.0050062 | 0.0055448 | 0.0061386 | 0.006757 | 0.007542 | 0.0087227 | 0.010195 | 0.012 | 0.014228 | 0.016926 | 0.019982 | 0.023502 | 0.027385 | 0.031664 | 0.036343 | 0.041413 | 0.046894 | 0.052781 | 0.059173 | 0.066145 | 0.073539 | 0.081296 | 0.089449 | 0.097908 | 0.10666 | 0.11068 | 0.11433
CDP13 | SA | SESA | Passive CER storage | 0.013033 | 0.013883 | 0.014686 | 0.015471 | 0.016303 | 0.01737 | 0.018236 | 0.019069 | 0.019872 | 0.020768 | 0.021796 | 0.022685 | 0.023629 | 0.024429 | 0.025123 | 0.025703 | 0.02615 | 0.026504 | 0.026763 | 0.027081 | 0.027586 | 0.028041 | 0.028457 | 0.028883 | 0.029186 | 0.029394 | 0.029781 | 0.030157
CDP13 | TAS | TAS | Deep storage | 0 | 0 | 0 | 0 | 0 | 0 | 5.5988e-07 | 9.9156e-07 | 1.471 | 1.471 | 4.0708 | 8.3173 | 8.3173 | 8.3173 | 8.3173 | 8.3173 | 8.3173 | 8.3173 | 8.3173 | 19.2788 | 31.393 | 31.393 | 31.393 | 31.393 | 31.393 | 31.393 | 31.393 | 31.393
CDP13 | TAS | TAS | Medium storage | 0 | 0 | 0 | 4.156e-08 | 4.732e-08 | 5.356e-08 | 5.356e-08 | 6.088e-08 | 6.748e-08 | 9.192e-08 | 9.192e-08 | 1.1728e-07 | 1.1728e-07 | 1.1728e-07 | 1.2508e-07 | 1.2508e-07 | 1.308e-07 | 1.3564e-07 | 1.4584e-07 | 1.548e-07 | 2.2048e-07 | 2.2048e-07 | 2.5356e-07 | 2.172e-07 | 2.1144e-07 | 2.052e-07 | 2.052e-07 | 1.9788e-07
CDP13 | TAS | TAS | Shallow storage | 0 | 0 | 0 | 0 | 0 | 0 | 0 | 0 | 0 | 0 | 0 | 0 | 0 | 0 | 0 | 0 | 0 | 0 | 0 | 0 | 0 | 0 | 0 | 0 | 0 | 0 | 0 | 0
CDP13 | TAS | TAS | Coordinated CER storage | 0.001724 | 0.0023794 | 0.0031209 | 0.0039747 | 0.0049612 | 0.0062052 | 0.007694 | 0.01003 | 0.013563 | 0.018691 | 0.025697 | 0.034852 | 0.046261 | 0.060186 | 0.076729 | 0.095955 | 0.11796 | 0.14291 | 0.1709 | 0.20198 | 0.23559 | 0.27327 | 0.31426 | 0.35855 | 0.40599 | 0.45655 | 0.4844 | 0.50935
CDP13 | TAS | TAS | Passive CER storage | 0.03794 | 0.041198 | 0.044208 | 0.047379 | 0.05081 | 0.055564 | 0.059366 | 0.063417 | 0.067533 | 0.072027 | 0.076722 | 0.081598 | 0.08621 | 0.091018 | 0.095561 | 0.099408 | 0.1025 | 0.1052 | 0.10757 | 0.10966 | 0.11256 | 0.11561 | 0.11877 | 0.12207 | 0.12468 | 0.12661 | 0.12968 | 0.13201
CDP14 | NSW | NNSW | Snowy 2.0 | 0 | 0 | 0 | 0 | 0 | 0 | 0 | 0 | 0 | 0 | 0 | 0 | 0 | 0 | 0 | 0 | 0 | 0 | 0 | 0 | 0 | 0 | 0 | 0 | 0 | 0 | 0 | 0
CDP14 | NSW | NNSW | Deep storage | 0 | 0 | 0 | 0 | 0 | 0 | 5.5344e-07 | 5.8176e-07 | 5.8176e-07 | 5.8176e-07 | 6.3168e-07 | 7.8144e-07 | 8.5344e-07 | 8.5344e-07 | 9.7368e-07 | 9.7368e-07 | 1.3104e-06 | 2.0933e-06 | 2.0933e-06 | 2.6633e-06 | 36 | 36 | 36 | 36 | 36 | 36 | 36 | 36
CDP14 | NSW | NNSW | Medium storage | 0 | 0 | 2.2 | 2.2 | 3.0633 | 9.5113 | 9.5113 | 9.5113 | 9.5113 | 9.5113 | 9.5113 | 9.5113 | 9.5113 | 9.5113 | 9.5113 | 9.5113 | 9.5113 | 9.5113 | 9.5113 | 9.5113 | 9.5113 | 9.5113 | 7.3113 | 11.7838 | 10.9205 | 10.0926 | 10.0926 | 13.0313
CDP14 | NSW | NNSW | Shallow storage | 0 | 0.039 | 0.439 | 0.639 | 0.639 | 0.639 | 0.639 | 0.639 | 0.639 | 0.6 | 0.6 | 0.6 | 0.6 | 0.6 | 0.6 | 0.6 | 0.6 | 0.6 | 0.6 | 0.6 | 0.6 | 0.6 | 0 | 0 | 0 | 0 | 0 | 0
CDP14 | NSW | NNSW | Coordinated CER storage | 0.0058023 | 0.0073808 | 0.0092556 | 0.011119 | 0.013383 | 0.015998 | 0.024683 | 0.036911 | 0.053056 | 0.07362 | 0.098754 | 0.12877 | 0.16356 | 0.20345 | 0.24845 | 0.29858 | 0.35393 | 0.41467 | 0.48084 | 0.55252 | 0.62982 | 0.71312 | 0.80147 | 0.89492 | 0.99303 | 1.0956 | 1.1428 | 1.185
CDP14 | NSW | NNSW | Passive CER storage | 0.10814 | 0.11531 | 0.12198 | 0.12781 | 0.1343 | 0.1437 | 0.15205 | 0.16115 | 0.17043 | 0.18064 | 0.19104 | 0.20182 | 0.21193 | 0.22241 | 0.23236 | 0.24116 | 0.24879 | 0.25583 | 0.26203 | 0.26768 | 0.27482 | 0.28223 | 0.28989 | 0.29781 | 0.30431 | 0.30948 | 0.31643 | 0.32198
CDP14 | NSW | CNSW | Snowy 2.0 | 0 | 0 | 0 | 0 | 0 | 0 | 0 | 0 | 0 | 0 | 0 | 0 | 0 | 0 | 0 | 0 | 0 | 0 | 0 | 0 | 0 | 0 | 0 | 0 | 0 | 0 | 0 | 0
CDP14 | NSW | CNSW | Deep storage | 6.271 | 6.271 | 6.271 | 6.271 | 6.271 | 6.271 | 6.271 | 6.271 | 6.271 | 6.271 | 6.271 | 6.271 | 6.271 | 6.271 | 6.271 | 6.271 | 6.271 | 6.271 | 6.271 | 6.271 | 6.271 | 6.271 | 6.271 | 6.271 | 6.271 | 6.271 | 6.271 | 6.271
CDP14 | NSW | CNSW | Medium storage | 0 | 2.392 | 2.392 | 3.8658 | 3.8658 | 4.026 | 3.866 | 4.026 | 3.866 | 3.866 | 4.026 | 3.866 | 3.866 | 4.026 | 4.026 | 3.866 | 3.866 | 3.866 | 3.866 | 4.026 | 3.866 | 1.634 | 1.474 | 1.474 | 1.634 | 1.4739 | 1.4739 | 1.634
CDP14 | NSW | CNSW | Shallow storage | 0 | 0.028 | 0.038062 | 0.32941 | 1.7145 | 1.7145 | 1.7145 | 1.7145 | 1.7145 | 1.7145 | 1.7145 | 1.7145 | 1.7145 | 1.7145 | 1.7145 | 1.7145 | 1.7145 | 1.7145 | 1.7145 | 1.7145 | 1.7145 | 1.6865 | 1.6764 | 1.3851 | 0.12414 | 0.12414 | 0.12414 | 0.12414
CDP14 | NSW | CNSW | Coordinated CER storage | 0.002436 | 0.003109 | 0.0039388 | 0.0047921 | 0.0057777 | 0.0069361 | 0.012327 | 0.02009 | 0.030459 | 0.043748 | 0.06014 | 0.079766 | 0.10265 | 0.12894 | 0.15869 | 0.19196 | 0.2288 | 0.26926 | 0.31342 | 0.36129 | 0.41291 | 0.46862 | 0.52774 | 0.59029 | 0.65608 | 0.72489 | 0.75661 | 0.78503
CDP14 | NSW | CNSW | Passive CER storage | 0.045401 | 0.048571 | 0.051909 | 0.055084 | 0.057981 | 0.062299 | 0.066172 | 0.070665 | 0.075208 | 0.080098 | 0.085417 | 0.090708 | 0.095926 | 0.10121 | 0.10634 | 0.11106 | 0.1153 | 0.11909 | 0.12247 | 0.12542 | 0.12924 | 0.13331 | 0.13748 | 0.14176 | 0.14544 | 0.14836 | 0.15206 | 0.15509
CDP14 | NSW | SNSW | Snowy 2.0 | 0 | 0 | 0 | 0 | 349.8 | 349.8 | 349.8 | 349.8 | 349.8 | 349.8 | 349.8 | 349.8 | 349.8 | 349.8 | 349.8 | 349.8 | 349.8 | 349.8 | 349.8 | 349.8 | 349.8 | 349.8 | 349.8 | 349.8 | 349.8 | 349.8 | 349.8 | 349.8
CDP14 | NSW | SNSW | Deep storage | 0 | 0 | 0 | 0 | 0 | 0 | 0 | 0 | 0 | 0 | 0 | 0 | 0 | 0 | 0 | 0 | 0 | 0 | 0 | 0 | 0 | 0 | 0 | 0 | 0 | 0 | 0 | 0
CDP14 | NSW | SNSW | Medium storage | 0 | 0.4 | 0.4 | 2 | 2 | 2.6806 | 2.6806 | 2.6806 | 2.6806 | 2.6806 | 2.6806 | 2.6806 | 2.6806 | 2.6806 | 2.6806 | 2.6806 | 2.6806 | 2.6806 | 2.6806 | 2.6806 | 2.6806 | 2.2806 | 2.2806 | 2.2806 | 2.2806 | 1.8989 | 1.8989 | 1.8989
CDP14 | NSW | SNSW | Shallow storage | 0.56998 | 0.5878 | 0.5878 | 0.5878 | 0.5878 | 0.58978 | 0.5878 | 0.58978 | 0.5878 | 0.5878 | 0.58978 | 0.5878 | 0.5878 | 0.58978 | 0.58978 | 0.5878 | 0.5878 | 0.5878 | 0.5678 | 0.51978 | 0.5178 | 0.49998 | 0.498 | 0.498 | 0.3 | 0.3 | 0.3 | 0
CDP14 | NSW | SNSW | Coordinated CER storage | 0.0048938 | 0.0062939 | 0.0080112 | 0.0098897 | 0.012126 | 0.014688 | 0.021379 | 0.030987 | 0.044109 | 0.061364 | 0.083154 | 0.10992 | 0.1418 | 0.17919 | 0.22224 | 0.27107 | 0.32586 | 0.38691 | 0.45437 | 0.52841 | 0.60853 | 0.6967 | 0.79157 | 0.89321 | 1.0013 | 1.1157 | 1.1739 | 1.2265
CDP14 | NSW | SNSW | Passive CER storage | 0.09121 | 0.098327 | 0.10558 | 0.11368 | 0.12169 | 0.13193 | 0.14054 | 0.14968 | 0.15919 | 0.1694 | 0.18001 | 0.19105 | 0.20183 | 0.21303 | 0.2238 | 0.23332 | 0.24159 | 0.24917 | 0.25601 | 0.26228 | 0.27033 | 0.27892 | 0.28791 | 0.2972 | 0.305 | 0.31159 | 0.31977 | 0.32656
CDP14 | NSW | SNW | Snowy 2.0 | 0 | 0 | 0 | 0 | 0 | 0 | 0 | 0 | 0 | 0 | 0 | 0 | 0 | 0 | 0 | 0 | 0 | 0 | 0 | 0 | 0 | 0 | 0 | 0 | 0 | 0 | 0 | 0
CDP14 | NSW | SNW | Deep storage | 0 | 0 | 0 | 0 | 0 | 0 | 0 | 0 | 0 | 0 | 0 | 0 | 0 | 0 | 0 | 0 | 0 | 0 | 0 | 0 | 0 | 0 | 0 | 0 | 0 | 0 | 0 | 0
CDP14 | NSW | SNW | Medium storage | 0 | 3.5566 | 3.5566 | 3.5566 | 3.5566 | 6.9725 | 6.9725 | 6.9725 | 6.9725 | 6.9725 | 6.9725 | 6.9725 | 6.9725 | 6.9725 | 6.9725 | 6.9725 | 6.9725 | 6.9725 | 6.9725 | 6.9725 | 6.9725 | 3.416 | 3.416 | 3.416 | 3.416 | 1.5 | 1.5 | 1.5
CDP14 | NSW | SNW | Shallow storage | 0.075 | 1.3404 | 1.3404 | 1.3404 | 1.3761 | 1.4607 | 2.7158 | 2.861 | 2.7158 | 2.7158 | 2.861 | 2.7158 | 2.6408 | 2.786 | 2.786 | 2.6408 | 2.6408 | 2.6408 | 2.6408 | 2.786 | 2.6408 | 1.736 | 1.5908 | 1.5908 | 1.7035 | 1.5584 | 1.5584 | 1.7035
CDP14 | NSW | SNW | Coordinated CER storage | 0.023059 | 0.029634 | 0.037325 | 0.045574 | 0.055599 | 0.066993 | 0.12001 | 0.19479 | 0.29386 | 0.42016 | 0.57502 | 0.76029 | 0.97571 | 1.223 | 1.5026 | 1.8146 | 2.1596 | 2.5385 | 2.9514 | 3.399 | 3.877 | 4.3971 | 4.9489 | 5.5327 | 6.1464 | 6.7884 | 7.0829 | 7.3466
CDP14 | NSW | SNW | Passive CER storage | 0.42977 | 0.46296 | 0.4919 | 0.52387 | 0.55796 | 0.60171 | 0.63797 | 0.67618 | 0.71468 | 0.75624 | 0.79951 | 0.84459 | 0.88781 | 0.93318 | 0.97727 | 1.0166 | 1.0505 | 1.081 | 1.1072 | 1.13 | 1.1611 | 1.1941 | 1.2288 | 1.2655 | 1.2967 | 1.3225 | 1.356 | 1.3833
CDP14 | QLD | NQ | Borumba | 0 | 0 | 0 | 0 | 0 | 0 | 0 | 0 | 0 | 0 | 0 | 0 | 0 | 0 | 0 | 0 | 0 | 0 | 0 | 0 | 0 | 0 | 0 | 0 | 0 | 0 | 0 | 0
CDP14 | QLD | NQ | Deep storage | 0 | 0 | 0 | 0 | 0 | 0 | 2.5176e-07 | 2.8872e-07 | 2.8872e-07 | 8.4192e-07 | 8.4192e-07 | 8.4192e-07 | 1.2569e-06 | 1.2569e-06 | 1.3553e-06 | 1.3553e-06 | 1.3553e-06 | 1.4184e-06 | 1.4184e-06 | 1.7698e-06 | 4.1657e-06 | 4.4798e-06 | 0.29857 | 0.47457 | 3.458 | 4.3309 | 4.3309 | 4.3309
CDP14 | QLD | NQ | Medium storage | 2 | 2 | 2 | 2 | 2 | 2 | 2 | 2 | 2 | 2 | 2 | 2 | 2 | 2 | 2 | 2 | 2 | 2 | 2 | 2 | 2 | 2 | 2 | 2 | 2 | 2 | 2 | 2
CDP14 | QLD | NQ | Shallow storage | 0 | 0 | 0.6 | 0.6 | 0.6 | 0.6 | 0.6 | 0.6 | 0.6 | 0.6 | 0.6 | 0.6 | 0.6 | 0.6 | 0.6 | 0.6 | 0.6 | 0.6 | 0.6 | 0.6 | 0.6 | 0.6 | 0 | 0 | 0 | 0 | 0 | 0
CDP14 | QLD | NQ | Coordinated CER storage | 0.0024335 | 0.0031857 | 0.0040501 | 0.0050472 | 0.00624 | 0.0076805 | 0.012587 | 0.019554 | 0.028796 | 0.040632 | 0.055229 | 0.072792 | 0.093248 | 0.11684 | 0.14359 | 0.17349 | 0.20665 | 0.24318 | 0.28313 | 0.32664 | 0.37383 | 0.42485 | 0.47917 | 0.53687 | 0.59765 | 0.66137 | 0.6919 | 0.71969
CDP14 | QLD | NQ | Passive CER storage | 0.043154 | 0.047713 | 0.052263 | 0.05701 | 0.062484 | 0.068971 | 0.07472 | 0.081073 | 0.08755 | 0.094587 | 0.10209 | 0.11006 | 0.11762 | 0.12553 | 0.13323 | 0.14004 | 0.14615 | 0.15177 | 0.15698 | 0.16205 | 0.16817 | 0.17461 | 0.18129 | 0.1884 | 0.19451 | 0.19975 | 0.2053 | 0.21004
CDP14 | QLD | GG | Borumba | 0 | 0 | 0 | 0 | 0 | 0 | 0 | 0 | 0 | 0 | 0 | 0 | 0 | 0 | 0 | 0 | 0 | 0 | 0 | 0 | 0 | 0 | 0 | 0 | 0 | 0 | 0 | 0
CDP14 | QLD | GG | Deep storage | 0 | 0 | 0 | 0 | 0 | 0 | 0 | 0 | 0 | 0 | 0 | 0 | 0 | 0 | 0 | 0 | 0 | 0 | 0 | 0 | 0 | 0 | 0 | 0 | 0 | 0 | 0 | 0
CDP14 | QLD | GG | Medium storage | 0 | 0 | 0 | 1.3012e-07 | 1.3012e-07 | 2.8468e-07 | 2.8468e-07 | 3.06e-07 | 3.2104e-07 | 3.6584e-07 | 3.6584e-07 | 3.6584e-07 | 5.7356e-07 | 8.542e-07 | 9.024e-07 | 9.024e-07 | 9.024e-07 | 9.1376e-07 | 9.1376e-07 | 9.5152e-07 | 1.0382e-06 | 1.2022e-06 | 0.27262 | 0.27263 | 0.27263 | 2.3578 | 2.3578 | 3.9317
CDP14 | QLD | GG | Shallow storage | 0 | 0.4 | 0.4 | 0.4 | 0.4 | 0.4 | 0.4 | 0.4 | 0.4 | 0.4 | 0.4 | 0.4 | 0.4 | 0.4 | 0.4 | 0.4 | 0.4 | 0.4 | 0.4 | 0.4 | 0.4 | 0 | 0 | 0 | 0 | 0 | 0 | 0
CDP14 | QLD | GG | Coordinated CER storage | 0.00013364 | 0.00017577 | 0.00022307 | 0.00028305 | 0.00034733 | 0.00043144 | 0.0009243 | 0.0016461 | 0.0026279 | 0.0038986 | 0.0054761 | 0.0073813 | 0.0096176 | 0.012203 | 0.015143 | 0.018447 | 0.02212 | 0.02618 | 0.030632 | 0.03548 | 0.04075 | 0.046436 | 0.052488 | 0.058908 | 0.065683 | 0.072796 | 0.076188 | 0.079271
CDP14 | QLD | GG | Passive CER storage | 0.0023698 | 0.0026326 | 0.0028784 | 0.0031972 | 0.003478 | 0.0038743 | 0.0042037 | 0.0045759 | 0.0049915 | 0.0054424 | 0.005916 | 0.0064045 | 0.0068905 | 0.007396 | 0.0078783 | 0.0083287 | 0.0087188 | 0.0090984 | 0.0094577 | 0.0097885 | 0.010197 | 0.010632 | 0.011082 | 0.011538 | 0.011938 | 0.012279 | 0.012648 | 0.01295
CDP14 | QLD | CQ | Borumba | 0 | 0 | 0 | 0 | 0 | 0 | 0 | 0 | 0 | 0 | 0 | 0 | 0 | 0 | 0 | 0 | 0 | 0 | 0 | 0 | 0 | 0 | 0 | 0 | 0 | 0 | 0 | 0
CDP14 | QLD | CQ | Deep storage | 0 | 0 | 0 | 0 | 0 | 0 | 2.5536e-07 | 2.952e-07 | 2.952e-07 | 6.7896e-07 | 6.7896e-07 | 6.7896e-07 | 8.9424e-07 | 1.0644e-06 | 1.1578e-06 | 1.1578e-06 | 1.1578e-06 | 1.2206e-06 | 1.2206e-06 | 1.2206e-06 | 4.865e-06 | 5.1581e-06 | 5.2951e-06 | 5.5884e-06 | 1.1514 | 8.7733 | 8.7733 | 9.6
CDP14 | QLD | CQ | Medium storage | 0 | 0 | 0 | 1.4244e-07 | 1.7524e-07 | 2.9096e-07 | 3.8608e-07 | 4.154e-07 | 4.33e-07 | 6.8464e-07 | 6.8464e-07 | 6.8464e-07 | 9.9056e-07 | 1.3e-06 | 1.3811e-06 | 1.3811e-06 | 1.3811e-06 | 1.4072e-06 | 1.4072e-06 | 1.4622e-06 | 1.621e-06 | 1.793e-06 | 0.27998 | 0.62601 | 0.62601 | 2.2399 | 2.2399 | 4.6238
CDP14 | QLD | CQ | Shallow storage | 0.1 | 0.1 | 0.1 | 0.4 | 0.4 | 0.4 | 0.4 | 0.4 | 0.4 | 0.4 | 0.4 | 0.4 | 0.4 | 0.4 | 0.4 | 0.4 | 0.4 | 0.4 | 0.3 | 0.3 | 0.3 | 0.3 | 0.3 | 0 | 0 | 0 | 0 | 0
CDP14 | QLD | CQ | Coordinated CER storage | 0.0022383 | 0.00295 | 0.003741 | 0.0047011 | 0.0057881 | 0.0071303 | 0.012663 | 0.020582 | 0.031219 | 0.044919 | 0.061857 | 0.082254 | 0.10614 | 0.13369 | 0.16499 | 0.20008 | 0.23901 | 0.28198 | 0.32903 | 0.38027 | 0.43596 | 0.49607 | 0.56008 | 0.62803 | 0.6997 | 0.77487 | 0.81085 | 0.84354
CDP14 | QLD | CQ | Passive CER storage | 0.039693 | 0.044182 | 0.048274 | 0.0531 | 0.057959 | 0.06403 | 0.069643 | 0.075613 | 0.081979 | 0.088976 | 0.096321 | 0.10393 | 0.11149 | 0.11926 | 0.12684 | 0.13371 | 0.1397 | 0.14542 | 0.15074 | 0.15578 | 0.16208 | 0.16856 | 0.17529 | 0.18226 | 0.18842 | 0.19361 | 0.19905 | 0.20352
CDP14 | QLD | SQ | Borumba | 0 | 0 | 0 | 0 | 0 | 0 | 0 | 47.952 | 47.952 | 47.952 | 47.952 | 47.952 | 47.952 | 47.952 | 47.952 | 47.952 | 47.952 | 47.952 | 47.952 | 47.952 | 47.952 | 47.952 | 47.952 | 47.952 | 47.952 | 47.952 | 47.952 | 47.952
CDP14 | QLD | SQ | Deep storage | 0 | 0 | 0 | 0 | 0 | 0 | 0 | 0 | 0 | 0 | 0 | 0 | 0 | 0 | 0 | 0 | 0 | 0 | 0 | 0 | 0 | 0 | 0 | 0 | 0 | 0 | 0 | 0
CDP14 | QLD | SQ | Medium storage | 5.7 | 5.7 | 5.7 | 5.7 | 5.7 | 5.7 | 5.7 | 5.7 | 5.7 | 5.7 | 5.7 | 5.7 | 5.7 | 5.7 | 5.7 | 5.7 | 5.7 | 5.7 | 5.7 | 5.7 | 5.7 | 5.7 | 7.9169 | 7.9169 | 7.9169 | 8.9037 | 8.9037 | 8.9037
CDP14 | QLD | SQ | Shallow storage | 1.2581 | 1.8421 | 1.8421 | 1.8421 | 1.8421 | 1.8421 | 1.8421 | 1.8421 | 1.8421 | 1.8421 | 1.8421 | 1.8421 | 1.8421 | 1.8421 | 1.6421 | 1.6421 | 1.6421 | 1.6421 | 1.6421 | 1.6421 | 1.3421 | 0.84212 | 0.84212 | 0.84212 | 0.45992 | 0.45992 | 0.45992 | 0.30992
CDP14 | QLD | SQ | Coordinated CER storage | 0.01187 | 0.01571 | 0.020135 | 0.025278 | 0.031321 | 0.039007 | 0.07543 | 0.12706 | 0.19578 | 0.28386 | 0.39252 | 0.52329 | 0.67614 | 0.85255 | 1.0529 | 1.2773 | 1.5262 | 1.8007 | 2.1014 | 2.4288 | 2.7797 | 3.1635 | 3.5723 | 4.0062 | 4.4638 | 4.9441 | 5.1735 | 5.382
CDP14 | QLD | SQ | Passive CER storage | 0.21049 | 0.23529 | 0.25982 | 0.28552 | 0.31363 | 0.35029 | 0.38243 | 0.41718 | 0.45303 | 0.49221 | 0.53361 | 0.57723 | 0.6199 | 0.66492 | 0.70882 | 0.74827 | 0.78204 | 0.8135 | 0.8432 | 0.87111 | 0.90624 | 0.94342 | 0.98231 | 1.0229 | 1.0586 | 1.0898 | 1.1224 | 1.1496
CDP14 | VIC | VIC | Deep storage | 0 | 0 | 0 | 0 | 0 | 0 | 2.3376e-07 | 3.4872e-07 | 6.5064e-07 | 1.097e-06 | 1.097e-06 | 1.097e-06 | 1.097e-06 | 1.097e-06 | 1.1311e-06 | 1.1784e-06 | 1.1784e-06 | 1.1784e-06 | 1.2278e-06 | 1.3906e-06 | 11.5361 | 11.5361 | 11.5361 | 11.5361 | 11.5361 | 11.726 | 11.726 | 13.1501
CDP14 | VIC | VIC | Medium storage | 0 | 0 | 1.4 | 1.4 | 1.4 | 1.4 | 1.4 | 1.4 | 1.4 | 1.4 | 1.4 | 1.4 | 1.4 | 1.4 | 1.4 | 1.4 | 1.4 | 1.4 | 1.4 | 1.4 | 1.4 | 1.4 | 4.4592e-07 | 1.4183e-06 | 1.3946e-06 | 1.3534e-06 | 1.3534e-06 | 1.3413e-06
CDP14 | VIC | VIC | Shallow storage | 0.71096 | 4.051 | 4.1158 | 5.0194 | 5.0051 | 5.2055 | 5.2194 | 5.7311 | 6.367 | 6.8449 | 8.4538 | 8.4538 | 8.467 | 8.4538 | 8.4438 | 8.4438 | 8.4438 | 7.9938 | 7.9938 | 7.8813 | 7.4945 | 7.0417 | 6.2647 | 5.6592 | 5.6592 | 5.4152 | 3.8132 | 3.3015
CDP14 | VIC | VIC | Coordinated CER storage | 0.030273 | 0.041437 | 0.0534 | 0.06722 | 0.084146 | 0.10405 | 0.16928 | 0.26054 | 0.38081 | 0.53384 | 0.72135 | 0.94586 | 1.2071 | 1.5076 | 1.8479 | 2.2279 | 2.6483 | 3.1109 | 3.6164 | 4.1656 | 4.755 | 5.397 | 6.0796 | 6.8032 | 7.5643 | 8.3613 | 8.7383 | 9.0797
CDP14 | VIC | VIC | Passive CER storage | 0.62471 | 0.68133 | 0.73614 | 0.79403 | 0.85556 | 0.93631 | 1.0064 | 1.0815 | 1.1588 | 1.2425 | 1.3303 | 1.4219 | 1.5108 | 1.6037 | 1.6939 | 1.7747 | 1.8447 | 1.9098 | 1.9706 | 2.0279 | 2.0988 | 2.173 | 2.2501 | 2.3307 | 2.401 | 2.4615 | 2.532 | 2.5917
CDP14 | SA | CSA | Deep storage | 0 | 0 | 0 | 0 | 0 | 0 | 1.284e-07 | 1.284e-07 | 1.56e-07 | 1.56e-07 | 1.56e-07 | 1.56e-07 | 1.56e-07 | 2.028e-07 | 2.4504e-07 | 2.4504e-07 | 2.4504e-07 | 2.4504e-07 | 2.4504e-07 | 2.4504e-07 | 4.98e-07 | 4.98e-07 | 4.98e-07 | 4.98e-07 | 4.98e-07 | 4.98e-07 | 4.98e-07 | 6.228e-07
CDP14 | SA | CSA | Medium storage | 0 | 0 | 0 | 9e-08 | 1.1496e-07 | 1.536e-07 | 1.536e-07 | 1.5876e-07 | 1.5876e-07 | 1.6964e-07 | 1.6964e-07 | 1.6964e-07 | 1.6964e-07 | 1.8696e-07 | 2.1672e-07 | 2.1672e-07 | 2.1672e-07 | 2.1672e-07 | 2.1672e-07 | 2.1672e-07 | 4.18e-07 | 4.2972e-07 | 4.9e-07 | 4.2915 | 4.2915 | 6.1214 | 6.1214 | 6.1214
CDP14 | SA | CSA | Shallow storage | 0.88082 | 1.5374 | 2.1558 | 3.388 | 3.4 | 3.388 | 3.3802 | 3.3802 | 3.3802 | 3.3802 | 3.3802 | 3.3802 | 3.3802 | 3.3802 | 3.3802 | 3.3802 | 3.3802 | 3.3549 | 3.3669 | 3.1042 | 2.7162 | 2.4022 | 1.7838 | 0.65609 | 0.57309 | 0.28449 | 0.28449 | 0.28449
CDP14 | SA | CSA | Coordinated CER storage | 0.12492 | 0.13915 | 0.15299 | 0.16834 | 0.18427 | 0.20382 | 0.23165 | 0.26628 | 0.30796 | 0.35804 | 0.41651 | 0.48397 | 0.55937 | 0.64408 | 0.7373 | 0.83826 | 0.94689 | 1.0641 | 1.1902 | 1.325 | 1.4692 | 1.6249 | 1.7888 | 1.9609 | 2.1392 | 2.3232 | 2.4079 | 2.483
CDP14 | SA | CSA | Passive CER storage | 0.36485 | 0.38587 | 0.40522 | 0.42425 | 0.4446 | 0.4694 | 0.48994 | 0.51132 | 0.53227 | 0.55427 | 0.5763 | 0.5985 | 0.61859 | 0.63896 | 0.65753 | 0.67255 | 0.68392 | 0.69348 | 0.70155 | 0.70822 | 0.71785 | 0.72786 | 0.73807 | 0.74849 | 0.75609 | 0.7611 | 0.77066 | 0.77748
CDP14 | SA | SESA | Deep storage | 0 | 0 | 0 | 0 | 0 | 0 | 0 | 0 | 0 | 0 | 0 | 0 | 0 | 0 | 0 | 0 | 0 | 0 | 0 | 0 | 0 | 0 | 0 | 0 | 0 | 0 | 0 | 0
CDP14 | SA | SESA | Medium storage | 0 | 0 | 0 | 8.74e-08 | 1.1224e-07 | 1.4692e-07 | 1.4692e-07 | 1.4692e-07 | 1.5452e-07 | 1.6068e-07 | 1.6068e-07 | 1.6068e-07 | 1.7264e-07 | 2.7252e-07 | 2.9632e-07 | 2.9632e-07 | 2.9632e-07 | 2.9632e-07 | 2.9632e-07 | 3.0044e-07 | 3.5288e-07 | 3.652e-07 | 3.8764e-07 | 0.18156 | 0.18156 | 0.18156 | 0.18156 | 0.18156
CDP14 | SA | SESA | Shallow storage | 0.05 | 0.05 | 0.05 | 0.05 | 0.05 | 0.05 | 0.05 | 0.05 | 0.05 | 0.05 | 0 | 0 | 0 | 0 | 0 | 0 | 0 | 0 | 0 | 0 | 0 | 0 | 0 | 0 | 0 | 0 | 0 | 0
CDP14 | SA | SESA | Coordinated CER storage | 0.0044624 | 0.0050062 | 0.0055448 | 0.0061386 | 0.006757 | 0.007542 | 0.0087227 | 0.010195 | 0.012 | 0.014228 | 0.016926 | 0.019982 | 0.023502 | 0.027385 | 0.031664 | 0.036343 | 0.041413 | 0.046894 | 0.052781 | 0.059173 | 0.066145 | 0.073539 | 0.081296 | 0.089449 | 0.097908 | 0.10666 | 0.11068 | 0.11433
CDP14 | SA | SESA | Passive CER storage | 0.013033 | 0.013883 | 0.014686 | 0.015471 | 0.016303 | 0.01737 | 0.018236 | 0.019069 | 0.019872 | 0.020768 | 0.021796 | 0.022685 | 0.023629 | 0.024429 | 0.025123 | 0.025703 | 0.02615 | 0.026504 | 0.026763 | 0.027081 | 0.027586 | 0.028041 | 0.028457 | 0.028883 | 0.029186 | 0.029394 | 0.029781 | 0.030157
CDP14 | TAS | TAS | Deep storage | 0 | 0 | 0 | 0 | 0 | 0 | 8.9124e-07 | 1.067e-06 | 1.4063e-06 | 1.4063e-06 | 1.4063e-06 | 1.4063e-06 | 0.26835 | 2.5592 | 2.5592 | 2.5592 | 2.5592 | 2.5592 | 8.3038 | 19.5044 | 28.8404 | 28.8404 | 28.8404 | 28.8404 | 28.8404 | 28.8404 | 28.8404 | 28.8404
CDP14 | TAS | TAS | Medium storage | 0 | 0 | 0 | 7.472e-08 | 8.468e-08 | 9.428e-08 | 9.428e-08 | 9.428e-08 | 1.0232e-07 | 1.1132e-07 | 1.1132e-07 | 1.1132e-07 | 1.234e-07 | 1.6872e-07 | 1.8032e-07 | 1.8032e-07 | 1.8568e-07 | 1.8568e-07 | 1.8568e-07 | 1.9932e-07 | 2.4352e-07 | 2.4772e-07 | 2.5532e-07 | 2.5756e-07 | 2.476e-07 | 2.3796e-07 | 2.3796e-07 | 2.3796e-07
CDP14 | TAS | TAS | Shallow storage | 0 | 0 | 0 | 0 | 0 | 0 | 0 | 0 | 0 | 0 | 0 | 0 | 0 | 0 | 0 | 0 | 0 | 0 | 0 | 0 | 0 | 0 | 0 | 0 | 0 | 0 | 0 | 0
CDP14 | TAS | TAS | Coordinated CER storage | 0.001724 | 0.0023794 | 0.0031209 | 0.0039747 | 0.0049612 | 0.0062052 | 0.007694 | 0.01003 | 0.013563 | 0.018691 | 0.025697 | 0.034852 | 0.046261 | 0.060186 | 0.076729 | 0.095955 | 0.11796 | 0.14291 | 0.1709 | 0.20198 | 0.23559 | 0.27327 | 0.31426 | 0.35855 | 0.40599 | 0.45655 | 0.4844 | 0.50935
CDP14 | TAS | TAS | Passive CER storage | 0.03794 | 0.041198 | 0.044208 | 0.047379 | 0.05081 | 0.055564 | 0.059366 | 0.063417 | 0.067533 | 0.072027 | 0.076722 | 0.081598 | 0.08621 | 0.091018 | 0.095561 | 0.099408 | 0.1025 | 0.1052 | 0.10757 | 0.10966 | 0.11256 | 0.11561 | 0.11877 | 0.12207 | 0.12468 | 0.12661 | 0.12968 | 0.13201
CDP15 | NSW | NNSW | Snowy 2.0 | 0 | 0 | 0 | 0 | 0 | 0 | 0 | 0 | 0 | 0 | 0 | 0 | 0 | 0 | 0 | 0 | 0 | 0 | 0 | 0 | 0 | 0 | 0 | 0 | 0 | 0 | 0 | 0
CDP15 | NSW | NNSW | Deep storage | 0 | 0 | 0 | 0 | 0 | 0 | 3.348e-07 | 5.0832e-07 | 5.0832e-07 | 5.0832e-07 | 7.6032e-07 | 1.0349e-06 | 1.3056e-06 | 1.3056e-06 | 1.4069e-06 | 1.4069e-06 | 1.5173e-06 | 1.7484e-06 | 1.7484e-06 | 2.1406e-06 | 36 | 36 | 36 | 36 | 36 | 36 | 36 | 36
CDP15 | NSW | NNSW | Medium storage | 0 | 0 | 2.2 | 2.2 | 3.0633 | 9.5109 | 9.5109 | 9.5109 | 9.5109 | 9.5109 | 9.5109 | 9.5109 | 9.5109 | 9.5109 | 9.5109 | 9.5109 | 9.5109 | 9.5109 | 9.5109 | 9.5109 | 9.5109 | 9.5109 | 7.3109 | 12.0547 | 11.1914 | 10.371 | 10.371 | 13.0312
CDP15 | NSW | NNSW | Shallow storage | 0 | 0.039 | 0.439 | 0.639 | 0.639 | 0.639 | 0.639 | 0.639 | 0.639 | 0.6 | 0.6 | 0.6 | 0.6 | 0.6 | 0.6 | 0.6 | 0.6 | 0.6 | 0.6 | 0.6 | 0.6 | 0.6 | 0 | 0 | 0 | 0 | 0 | 0
CDP15 | NSW | NNSW | Coordinated CER storage | 0.0058023 | 0.0073808 | 0.0092556 | 0.011119 | 0.013383 | 0.015998 | 0.024683 | 0.036911 | 0.053056 | 0.07362 | 0.098754 | 0.12877 | 0.16356 | 0.20345 | 0.24845 | 0.29858 | 0.35393 | 0.41467 | 0.48084 | 0.55252 | 0.62982 | 0.71312 | 0.80147 | 0.89492 | 0.99303 | 1.0956 | 1.1428 | 1.185
CDP15 | NSW | NNSW | Passive CER storage | 0.10814 | 0.11531 | 0.12198 | 0.12781 | 0.1343 | 0.1437 | 0.15205 | 0.16115 | 0.17043 | 0.18064 | 0.19104 | 0.20182 | 0.21193 | 0.22241 | 0.23236 | 0.24116 | 0.24879 | 0.25583 | 0.26203 | 0.26768 | 0.27482 | 0.28223 | 0.28989 | 0.29781 | 0.30431 | 0.30948 | 0.31643 | 0.32198
CDP15 | NSW | CNSW | Snowy 2.0 | 0 | 0 | 0 | 0 | 0 | 0 | 0 | 0 | 0 | 0 | 0 | 0 | 0 | 0 | 0 | 0 | 0 | 0 | 0 | 0 | 0 | 0 | 0 | 0 | 0 | 0 | 0 | 0
CDP15 | NSW | CNSW | Deep storage | 6.271 | 6.271 | 6.271 | 6.271 | 6.271 | 6.271 | 6.271 | 6.271 | 6.271 | 6.271 | 6.271 | 6.271 | 6.271 | 6.271 | 6.271 | 6.271 | 6.271 | 6.271 | 6.271 | 6.271 | 6.271 | 6.271 | 6.271 | 6.271 | 6.271 | 6.271 | 6.271 | 6.271
CDP15 | NSW | CNSW | Medium storage | 0 | 2.392 | 2.392 | 3.8658 | 3.8658 | 4.026 | 3.8659 | 4.026 | 3.8659 | 3.8659 | 4.026 | 3.8659 | 3.8659 | 4.026 | 4.026 | 3.8659 | 3.8659 | 3.8659 | 3.8659 | 4.026 | 3.8659 | 1.634 | 1.4739 | 1.4739 | 1.634 | 1.4739 | 1.4739 | 1.634
CDP15 | NSW | CNSW | Shallow storage | 0 | 0.028 | 0.038045 | 0.32967 | 1.7147 | 1.7147 | 1.7147 | 1.7147 | 1.7147 | 1.7147 | 1.7147 | 1.7147 | 1.7147 | 1.7147 | 1.7147 | 1.7147 | 1.7147 | 1.7147 | 1.7147 | 1.7147 | 1.7147 | 1.6867 | 1.6767 | 1.3851 | 0.12414 | 0.12414 | 0.12414 | 0.12414
CDP15 | NSW | CNSW | Coordinated CER storage | 0.002436 | 0.003109 | 0.0039388 | 0.0047921 | 0.0057777 | 0.0069361 | 0.012327 | 0.02009 | 0.030459 | 0.043748 | 0.06014 | 0.079766 | 0.10265 | 0.12894 | 0.15869 | 0.19196 | 0.2288 | 0.26926 | 0.31342 | 0.36129 | 0.41291 | 0.46862 | 0.52774 | 0.59029 | 0.65608 | 0.72489 | 0.75661 | 0.78503
CDP15 | NSW | CNSW | Passive CER storage | 0.045401 | 0.048571 | 0.051909 | 0.055084 | 0.057981 | 0.062299 | 0.066172 | 0.070665 | 0.075208 | 0.080098 | 0.085417 | 0.090708 | 0.095926 | 0.10121 | 0.10634 | 0.11106 | 0.1153 | 0.11909 | 0.12247 | 0.12542 | 0.12924 | 0.13331 | 0.13748 | 0.14176 | 0.14544 | 0.14836 | 0.15206 | 0.15509
CDP15 | NSW | SNSW | Snowy 2.0 | 0 | 0 | 0 | 0 | 349.8 | 349.8 | 349.8 | 349.8 | 349.8 | 349.8 | 349.8 | 349.8 | 349.8 | 349.8 | 349.8 | 349.8 | 349.8 | 349.8 | 349.8 | 349.8 | 349.8 | 349.8 | 349.8 | 349.8 | 349.8 | 349.8 | 349.8 | 349.8
CDP15 | NSW | SNSW | Deep storage | 0 | 0 | 0 | 0 | 0 | 0 | 0 | 0 | 0 | 0 | 0 | 0 | 0 | 0 | 0 | 0 | 0 | 0 | 0 | 0 | 0 | 0 | 0 | 0 | 0 | 0 | 0 | 0
CDP15 | NSW | SNSW | Medium storage | 0 | 0.4 | 0.4 | 2 | 2 | 2.7709 | 2.7709 | 2.7709 | 2.7709 | 2.7709 | 2.7709 | 2.7709 | 2.7709 | 2.7709 | 2.7709 | 2.7709 | 2.7709 | 2.7709 | 2.7709 | 2.7709 | 2.7709 | 2.3709 | 2.3709 | 2.3709 | 2.3709 | 1.9385 | 1.9385 | 1.9385
CDP15 | NSW | SNSW | Shallow storage | 0.56998 | 0.5878 | 0.5878 | 0.5878 | 0.5878 | 0.58978 | 0.5878 | 0.58978 | 0.5878 | 0.5878 | 0.58978 | 0.5878 | 0.5878 | 0.58978 | 0.58978 | 0.5878 | 0.5878 | 0.5878 | 0.5678 | 0.51978 | 0.5178 | 0.49998 | 0.498 | 0.498 | 0.3 | 0.3 | 0.3 | 0
CDP15 | NSW | SNSW | Coordinated CER storage | 0.0048938 | 0.0062939 | 0.0080112 | 0.0098897 | 0.012126 | 0.014688 | 0.021379 | 0.030987 | 0.044109 | 0.061364 | 0.083154 | 0.10992 | 0.1418 | 0.17919 | 0.22224 | 0.27107 | 0.32586 | 0.38691 | 0.45437 | 0.52841 | 0.60853 | 0.6967 | 0.79157 | 0.89321 | 1.0013 | 1.1157 | 1.1739 | 1.2265
CDP15 | NSW | SNSW | Passive CER storage | 0.09121 | 0.098327 | 0.10558 | 0.11368 | 0.12169 | 0.13193 | 0.14054 | 0.14968 | 0.15919 | 0.1694 | 0.18001 | 0.19105 | 0.20183 | 0.21303 | 0.2238 | 0.23332 | 0.24159 | 0.24917 | 0.25601 | 0.26228 | 0.27033 | 0.27892 | 0.28791 | 0.2972 | 0.305 | 0.31159 | 0.31977 | 0.32656
CDP15 | NSW | SNW | Snowy 2.0 | 0 | 0 | 0 | 0 | 0 | 0 | 0 | 0 | 0 | 0 | 0 | 0 | 0 | 0 | 0 | 0 | 0 | 0 | 0 | 0 | 0 | 0 | 0 | 0 | 0 | 0 | 0 | 0
CDP15 | NSW | SNW | Deep storage | 0 | 0 | 0 | 0 | 0 | 0 | 0 | 0 | 0 | 0 | 0 | 0 | 0 | 0 | 0 | 0 | 0 | 0 | 0 | 0 | 0 | 0 | 0 | 0 | 0 | 0 | 0 | 0
CDP15 | NSW | SNW | Medium storage | 0 | 3.5566 | 3.5566 | 3.5566 | 3.5566 | 6.8827 | 6.8827 | 6.8827 | 6.8827 | 6.8827 | 6.8827 | 6.8827 | 6.8827 | 6.8827 | 6.8827 | 6.8827 | 6.8827 | 6.8827 | 6.8827 | 6.8827 | 6.8827 | 3.3261 | 3.3261 | 3.3261 | 3.3261 | 1.4605 | 1.4605 | 1.4605
CDP15 | NSW | SNW | Shallow storage | 0.075 | 1.3404 | 1.3404 | 1.3404 | 1.3761 | 1.4607 | 2.7158 | 2.861 | 2.7158 | 2.7158 | 2.861 | 2.7158 | 2.6408 | 2.786 | 2.786 | 2.6408 | 2.6408 | 2.6408 | 2.6408 | 2.786 | 2.6408 | 1.736 | 1.5908 | 1.5908 | 1.7035 | 1.5584 | 1.5584 | 1.7035
CDP15 | NSW | SNW | Coordinated CER storage | 0.023059 | 0.029634 | 0.037325 | 0.045574 | 0.055599 | 0.066993 | 0.12001 | 0.19479 | 0.29386 | 0.42016 | 0.57502 | 0.76029 | 0.97571 | 1.223 | 1.5026 | 1.8146 | 2.1596 | 2.5385 | 2.9514 | 3.399 | 3.877 | 4.3971 | 4.9489 | 5.5327 | 6.1464 | 6.7884 | 7.0829 | 7.3466
CDP15 | NSW | SNW | Passive CER storage | 0.42977 | 0.46296 | 0.4919 | 0.52387 | 0.55796 | 0.60171 | 0.63797 | 0.67618 | 0.71468 | 0.75624 | 0.79951 | 0.84459 | 0.88781 | 0.93318 | 0.97727 | 1.0166 | 1.0505 | 1.081 | 1.1072 | 1.13 | 1.1611 | 1.1941 | 1.2288 | 1.2655 | 1.2967 | 1.3225 | 1.356 | 1.3833
CDP15 | QLD | NQ | Borumba | 0 | 0 | 0 | 0 | 0 | 0 | 0 | 0 | 0 | 0 | 0 | 0 | 0 | 0 | 0 | 0 | 0 | 0 | 0 | 0 | 0 | 0 | 0 | 0 | 0 | 0 | 0 | 0
CDP15 | QLD | NQ | Deep storage | 0 | 0 | 0 | 0 | 0 | 0 | 1.5216e-07 | 2.4528e-07 | 2.4528e-07 | 1.061e-06 | 1.061e-06 | 1.061e-06 | 1.5562e-06 | 1.5562e-06 | 1.6409e-06 | 1.6409e-06 | 1.6409e-06 | 1.6409e-06 | 1.6409e-06 | 1.9085e-06 | 3.3679e-06 | 3.5287e-06 | 0.16392 | 0.47603 | 3.3808 | 4.3313 | 4.3313 | 4.3361
CDP15 | QLD | NQ | Medium storage | 2 | 2 | 2 | 2 | 2 | 2 | 2 | 2 | 2 | 2 | 2 | 2 | 2 | 2 | 2 | 2 | 2 | 2 | 2 | 2 | 2 | 2 | 2 | 2 | 2 | 2 | 2 | 2
CDP15 | QLD | NQ | Shallow storage | 0 | 0 | 0.6 | 0.6 | 0.6 | 0.6 | 0.6 | 0.6 | 0.6 | 0.6 | 0.6 | 0.6 | 0.6 | 0.6 | 0.6 | 0.6 | 0.6 | 0.6 | 0.6 | 0.6 | 0.6 | 0.6 | 0 | 0 | 0 | 0 | 0 | 0
CDP15 | QLD | NQ | Coordinated CER storage | 0.0024335 | 0.0031857 | 0.0040501 | 0.0050472 | 0.00624 | 0.0076805 | 0.012587 | 0.019554 | 0.028796 | 0.040632 | 0.055229 | 0.072792 | 0.093248 | 0.11684 | 0.14359 | 0.17349 | 0.20665 | 0.24318 | 0.28313 | 0.32664 | 0.37383 | 0.42485 | 0.47917 | 0.53687 | 0.59765 | 0.66137 | 0.6919 | 0.71969
CDP15 | QLD | NQ | Passive CER storage | 0.043154 | 0.047713 | 0.052263 | 0.05701 | 0.062484 | 0.068971 | 0.07472 | 0.081073 | 0.08755 | 0.094587 | 0.10209 | 0.11006 | 0.11762 | 0.12553 | 0.13323 | 0.14004 | 0.14615 | 0.15177 | 0.15698 | 0.16205 | 0.16817 | 0.17461 | 0.18129 | 0.1884 | 0.19451 | 0.19975 | 0.2053 | 0.21004
CDP15 | QLD | GG | Borumba | 0 | 0 | 0 | 0 | 0 | 0 | 0 | 0 | 0 | 0 | 0 | 0 | 0 | 0 | 0 | 0 | 0 | 0 | 0 | 0 | 0 | 0 | 0 | 0 | 0 | 0 | 0 | 0
CDP15 | QLD | GG | Deep storage | 0 | 0 | 0 | 0 | 0 | 0 | 0 | 0 | 0 | 0 | 0 | 0 | 0 | 0 | 0 | 0 | 0 | 0 | 0 | 0 | 0 | 0 | 0 | 0 | 0 | 0 | 0 | 0
CDP15 | QLD | GG | Medium storage | 0 | 0 | 0 | 7.872e-08 | 7.872e-08 | 1.7228e-07 | 1.7228e-07 | 1.7784e-07 | 2.1168e-07 | 3.4616e-07 | 3.4616e-07 | 3.4616e-07 | 5.7852e-07 | 9.5212e-07 | 9.9972e-07 | 9.9972e-07 | 9.9972e-07 | 1.0097e-06 | 1.0097e-06 | 1.0663e-06 | 1.1193e-06 | 1.255e-06 | 0.32481 | 0.32566 | 0.32566 | 1.8262 | 1.8262 | 3.4751
CDP15 | QLD | GG | Shallow storage | 0 | 0.4 | 0.4 | 0.4 | 0.4 | 0.4 | 0.4 | 0.4 | 0.4 | 0.4 | 0.4 | 0.4 | 0.4 | 0.4 | 0.4 | 0.4 | 0.4 | 0.4 | 0.4 | 0.4 | 0.4 | 0 | 0 | 0 | 0 | 0 | 0 | 0
CDP15 | QLD | GG | Coordinated CER storage | 0.00013364 | 0.00017577 | 0.00022307 | 0.00028305 | 0.00034733 | 0.00043144 | 0.0009243 | 0.0016461 | 0.0026279 | 0.0038986 | 0.0054761 | 0.0073813 | 0.0096176 | 0.012203 | 0.015143 | 0.018447 | 0.02212 | 0.02618 | 0.030632 | 0.03548 | 0.04075 | 0.046436 | 0.052488 | 0.058908 | 0.065683 | 0.072796 | 0.076188 | 0.079271
CDP15 | QLD | GG | Passive CER storage | 0.0023698 | 0.0026326 | 0.0028784 | 0.0031972 | 0.003478 | 0.0038743 | 0.0042037 | 0.0045759 | 0.0049915 | 0.0054424 | 0.005916 | 0.0064045 | 0.0068905 | 0.007396 | 0.0078783 | 0.0083287 | 0.0087188 | 0.0090984 | 0.0094577 | 0.0097885 | 0.010197 | 0.010632 | 0.011082 | 0.011538 | 0.011938 | 0.012279 | 0.012648 | 0.01295
CDP15 | QLD | CQ | Borumba | 0 | 0 | 0 | 0 | 0 | 0 | 0 | 0 | 0 | 0 | 0 | 0 | 0 | 0 | 0 | 0 | 0 | 0 | 0 | 0 | 0 | 0 | 0 | 0 | 0 | 0 | 0 | 0
CDP15 | QLD | CQ | Deep storage | 0 | 0 | 0 | 0 | 0 | 0 | 1.5456e-07 | 2.4192e-07 | 2.4192e-07 | 8.556e-07 | 8.556e-07 | 8.556e-07 | 1.0354e-06 | 1.4489e-06 | 1.5336e-06 | 1.5336e-06 | 1.5336e-06 | 1.5336e-06 | 1.5336e-06 | 1.6356e-06 | 3.9048e-06 | 3.9811e-06 | 4.1302e-06 | 4.4606e-06 | 1.4787 | 8.6781 | 8.6781 | 9.6
CDP15 | QLD | CQ | Medium storage | 0 | 0 | 0 | 8.616e-08 | 1.0608e-07 | 1.7608e-07 | 2.3368e-07 | 2.8524e-07 | 2.978e-07 | 7.5224e-07 | 7.5224e-07 | 7.5224e-07 | 1.0256e-06 | 1.5066e-06 | 1.5853e-06 | 1.5853e-06 | 1.5853e-06 | 1.5853e-06 | 1.5853e-06 | 1.637e-06 | 1.7515e-06 | 1.9184e-06 | 0.32473 | 0.6627 | 0.6627 | 2.9093 | 2.9093 | 5.4371
CDP15 | QLD | CQ | Shallow storage | 0.1 | 0.1 | 0.1 | 0.4 | 0.4 | 0.4 | 0.4 | 0.4 | 0.4 | 0.4 | 0.4 | 0.4 | 0.4 | 0.4 | 0.4 | 0.4 | 0.4 | 0.4 | 0.3 | 0.3 | 0.3 | 0.3 | 0.3 | 0 | 0 | 0 | 0 | 0
CDP15 | QLD | CQ | Coordinated CER storage | 0.0022383 | 0.00295 | 0.003741 | 0.0047011 | 0.0057881 | 0.0071303 | 0.012663 | 0.020582 | 0.031219 | 0.044919 | 0.061857 | 0.082254 | 0.10614 | 0.13369 | 0.16499 | 0.20008 | 0.23901 | 0.28198 | 0.32903 | 0.38027 | 0.43596 | 0.49607 | 0.56008 | 0.62803 | 0.6997 | 0.77487 | 0.81085 | 0.84354
CDP15 | QLD | CQ | Passive CER storage | 0.039693 | 0.044182 | 0.048274 | 0.0531 | 0.057959 | 0.06403 | 0.069643 | 0.075613 | 0.081979 | 0.088976 | 0.096321 | 0.10393 | 0.11149 | 0.11926 | 0.12684 | 0.13371 | 0.1397 | 0.14542 | 0.15074 | 0.15578 | 0.16208 | 0.16856 | 0.17529 | 0.18226 | 0.18842 | 0.19361 | 0.19905 | 0.20352
CDP15 | QLD | SQ | Borumba | 0 | 0 | 0 | 0 | 0 | 0 | 0 | 47.952 | 47.952 | 47.952 | 47.952 | 47.952 | 47.952 | 47.952 | 47.952 | 47.952 | 47.952 | 47.952 | 47.952 | 47.952 | 47.952 | 47.952 | 47.952 | 47.952 | 47.952 | 47.952 | 47.952 | 47.952
CDP15 | QLD | SQ | Deep storage | 0 | 0 | 0 | 0 | 0 | 0 | 0 | 0 | 0 | 0 | 0 | 0 | 0 | 0 | 0 | 0 | 0 | 0 | 0 | 0 | 0 | 0 | 0 | 0 | 0 | 0 | 0 | 0
CDP15 | QLD | SQ | Medium storage | 5.7 | 5.7 | 5.7 | 5.7 | 5.7 | 5.7 | 5.7 | 5.7 | 5.7 | 5.7 | 5.7 | 5.7 | 5.7 | 5.7 | 5.7 | 5.7 | 5.7 | 5.7 | 5.7 | 5.7 | 5.7 | 5.7 | 7.8437 | 7.8437 | 7.8437 | 8.9646 | 8.9646 | 8.9646
CDP15 | QLD | SQ | Shallow storage | 1.2581 | 1.8421 | 1.8421 | 1.8421 | 1.8421 | 1.8421 | 1.8421 | 1.8421 | 1.8421 | 1.8421 | 1.8421 | 1.8421 | 1.8421 | 1.8421 | 1.6421 | 1.6421 | 1.6421 | 1.6421 | 1.6421 | 1.6421 | 1.3421 | 0.84212 | 0.84212 | 0.84212 | 0.45992 | 0.45992 | 0.45992 | 0.30992
CDP15 | QLD | SQ | Coordinated CER storage | 0.01187 | 0.01571 | 0.020135 | 0.025278 | 0.031321 | 0.039007 | 0.07543 | 0.12706 | 0.19578 | 0.28386 | 0.39252 | 0.52329 | 0.67614 | 0.85255 | 1.0529 | 1.2773 | 1.5262 | 1.8007 | 2.1014 | 2.4288 | 2.7797 | 3.1635 | 3.5723 | 4.0062 | 4.4638 | 4.9441 | 5.1735 | 5.382
CDP15 | QLD | SQ | Passive CER storage | 0.21049 | 0.23529 | 0.25982 | 0.28552 | 0.31363 | 0.35029 | 0.38243 | 0.41718 | 0.45303 | 0.49221 | 0.53361 | 0.57723 | 0.6199 | 0.66492 | 0.70882 | 0.74827 | 0.78204 | 0.8135 | 0.8432 | 0.87111 | 0.90624 | 0.94342 | 0.98231 | 1.0229 | 1.0586 | 1.0898 | 1.1224 | 1.1496
CDP15 | VIC | VIC | Deep storage | 0 | 0 | 0 | 0 | 0 | 0 | 1.4136e-07 | 4.5432e-07 | 9.0816e-07 | 2.2318e-06 | 2.2318e-06 | 2.2318e-06 | 2.2318e-06 | 2.3753e-06 | 2.3753e-06 | 2.4098e-06 | 2.4365e-06 | 2.4646e-06 | 2.5099e-06 | 2.6786e-06 | 11.3383 | 11.3383 | 11.3383 | 11.3383 | 11.4019 | 11.6694 | 11.6694 | 13.2612
CDP15 | VIC | VIC | Medium storage | 0 | 0 | 1.4 | 1.4 | 1.4 | 1.4 | 1.4 | 1.4 | 1.4 | 1.4 | 1.4 | 1.4 | 1.4 | 1.4 | 1.4 | 1.4 | 1.4 | 1.4 | 1.4 | 1.4 | 1.4 | 1.4 | 5.2416e-07 | 1.3734e-06 | 1.3589e-06 | 1.334e-06 | 1.334e-06 | 1.3231e-06
CDP15 | VIC | VIC | Shallow storage | 0.71096 | 4.051 | 4.1158 | 5.0194 | 5.0051 | 5.2055 | 5.2194 | 5.7311 | 6.367 | 6.8449 | 8.4538 | 8.4538 | 8.467 | 8.4538 | 8.4438 | 8.4438 | 8.4438 | 7.9938 | 7.9938 | 7.8813 | 7.4945 | 7.0417 | 6.2647 | 5.6592 | 5.6592 | 5.4152 | 3.8132 | 3.3015
CDP15 | VIC | VIC | Coordinated CER storage | 0.030273 | 0.041437 | 0.0534 | 0.06722 | 0.084146 | 0.10405 | 0.16928 | 0.26054 | 0.38081 | 0.53384 | 0.72135 | 0.94586 | 1.2071 | 1.5076 | 1.8479 | 2.2279 | 2.6483 | 3.1109 | 3.6164 | 4.1656 | 4.755 | 5.397 | 6.0796 | 6.8032 | 7.5643 | 8.3613 | 8.7383 | 9.0797
CDP15 | VIC | VIC | Passive CER storage | 0.62471 | 0.68133 | 0.73614 | 0.79403 | 0.85556 | 0.93631 | 1.0064 | 1.0815 | 1.1588 | 1.2425 | 1.3303 | 1.4219 | 1.5108 | 1.6037 | 1.6939 | 1.7747 | 1.8447 | 1.9098 | 1.9706 | 2.0279 | 2.0988 | 2.173 | 2.2501 | 2.3307 | 2.401 | 2.4615 | 2.532 | 2.5917
CDP15 | SA | CSA | Deep storage | 0 | 0 | 0 | 0 | 0 | 0 | 7.776e-08 | 1.2168e-07 | 1.2168e-07 | 1.7328e-07 | 1.7328e-07 | 1.7328e-07 | 1.7328e-07 | 2.8224e-07 | 3.1536e-07 | 3.1536e-07 | 3.1536e-07 | 3.1536e-07 | 3.1536e-07 | 3.1536e-07 | 3.9504e-07 | 3.9504e-07 | 3.9504e-07 | 4.1976e-07 | 4.1976e-07 | 4.1976e-07 | 4.1976e-07 | 4.1976e-07
CDP15 | SA | CSA | Medium storage | 0 | 0 | 0 | 5.448e-08 | 6.944e-08 | 9.308e-08 | 9.308e-08 | 9.996e-08 | 1.3128e-07 | 1.4444e-07 | 1.4444e-07 | 1.4444e-07 | 1.4444e-07 | 2.9772e-07 | 3.164e-07 | 3.164e-07 | 3.164e-07 | 3.164e-07 | 3.164e-07 | 4.096e-07 | 4.5108e-07 | 4.5968e-07 | 5.8484e-07 | 4.2742 | 4.2742 | 5.9558 | 5.9558 | 5.9558
CDP15 | SA | CSA | Shallow storage | 0.88082 | 1.5374 | 2.1559 | 3.3877 | 3.3998 | 3.3877 | 3.3799 | 3.3799 | 3.3799 | 3.3799 | 3.3799 | 3.3799 | 3.3799 | 3.3799 | 3.3799 | 3.3799 | 3.3799 | 3.3546 | 3.3666 | 3.1039 | 2.7159 | 2.4019 | 1.7835 | 0.65606 | 0.57306 | 0.28446 | 0.28446 | 0.28446
CDP15 | SA | CSA | Coordinated CER storage | 0.12492 | 0.13915 | 0.15299 | 0.16834 | 0.18427 | 0.20382 | 0.23165 | 0.26628 | 0.30796 | 0.35804 | 0.41651 | 0.48397 | 0.55937 | 0.64408 | 0.7373 | 0.83826 | 0.94689 | 1.0641 | 1.1902 | 1.325 | 1.4692 | 1.6249 | 1.7888 | 1.9609 | 2.1392 | 2.3232 | 2.4079 | 2.483
CDP15 | SA | CSA | Passive CER storage | 0.36485 | 0.38587 | 0.40522 | 0.42425 | 0.4446 | 0.4694 | 0.48994 | 0.51132 | 0.53227 | 0.55427 | 0.5763 | 0.5985 | 0.61859 | 0.63896 | 0.65753 | 0.67255 | 0.68392 | 0.69348 | 0.70155 | 0.70822 | 0.71785 | 0.72786 | 0.73807 | 0.74849 | 0.75609 | 0.7611 | 0.77066 | 0.77748
CDP15 | SA | SESA | Deep storage | 0 | 0 | 0 | 0 | 0 | 0 | 0 | 0 | 0 | 0 | 0 | 0 | 0 | 0 | 0 | 0 | 0 | 0 | 0 | 0 | 0 | 0 | 0 | 0 | 0 | 0 | 0 | 0
CDP15 | SA | SESA | Medium storage | 0 | 0 | 0 | 5.292e-08 | 6.812e-08 | 8.908e-08 | 8.908e-08 | 9.584e-08 | 1.006e-07 | 1.06e-07 | 1.06e-07 | 1.06e-07 | 1.1044e-07 | 2.7276e-07 | 2.9416e-07 | 2.9416e-07 | 2.9416e-07 | 2.9416e-07 | 2.9416e-07 | 2.9416e-07 | 3.1636e-07 | 3.2576e-07 | 3.6324e-07 | 0.2561 | 0.2561 | 0.2561 | 0.2561 | 0.2561
CDP15 | SA | SESA | Shallow storage | 0.05 | 0.05 | 0.05 | 0.05 | 0.05 | 0.05 | 0.05 | 0.05 | 0.05 | 0.05 | 0 | 0 | 0 | 0 | 0 | 0 | 0 | 0 | 0 | 0 | 0 | 0 | 0 | 0 | 0 | 0 | 0 | 0
CDP15 | SA | SESA | Coordinated CER storage | 0.0044624 | 0.0050062 | 0.0055448 | 0.0061386 | 0.006757 | 0.007542 | 0.0087227 | 0.010195 | 0.012 | 0.014228 | 0.016926 | 0.019982 | 0.023502 | 0.027385 | 0.031664 | 0.036343 | 0.041413 | 0.046894 | 0.052781 | 0.059173 | 0.066145 | 0.073539 | 0.081296 | 0.089449 | 0.097908 | 0.10666 | 0.11068 | 0.11433
CDP15 | SA | SESA | Passive CER storage | 0.013033 | 0.013883 | 0.014686 | 0.015471 | 0.016303 | 0.01737 | 0.018236 | 0.019069 | 0.019872 | 0.020768 | 0.021796 | 0.022685 | 0.023629 | 0.024429 | 0.025123 | 0.025703 | 0.02615 | 0.026504 | 0.026763 | 0.027081 | 0.027586 | 0.028041 | 0.028457 | 0.028883 | 0.029186 | 0.029394 | 0.029781 | 0.030157
CDP15 | TAS | TAS | Deep storage | 0 | 0 | 0 | 0 | 0 | 0 | 5.5072e-07 | 1.0424e-06 | 1.5513e-06 | 1.5513e-06 | 1.5513e-06 | 1.5513e-06 | 1.5513e-06 | 1.5513e-06 | 1.7979e-06 | 2.6429e-06 | 0.98872 | 0.98872 | 8.4824 | 19.6455 | 28.4914 | 28.4914 | 28.4914 | 28.4914 | 28.4914 | 28.4914 | 28.4914 | 28.4914
CDP15 | TAS | TAS | Medium storage | 0 | 0 | 0 | 4.524e-08 | 5.192e-08 | 5.856e-08 | 5.856e-08 | 6.468e-08 | 8.54e-08 | 8.54e-08 | 8.54e-08 | 8.54e-08 | 8.54e-08 | 1.06e-07 | 1.1472e-07 | 1.1472e-07 | 1.2088e-07 | 1.2088e-07 | 1.3436e-07 | 1.5172e-07 | 1.6512e-07 | 1.726e-07 | 1.726e-07 | 1.4048e-07 | 1.338e-07 | 1.2712e-07 | 1.2712e-07 | 1.21e-07
CDP15 | TAS | TAS | Shallow storage | 0 | 0 | 0 | 0 | 0 | 0 | 0 | 0 | 0 | 0 | 0 | 0 | 0 | 0 | 0 | 0 | 0 | 0 | 0 | 0 | 0 | 0 | 0 | 0 | 0 | 0 | 0 | 0
CDP15 | TAS | TAS | Coordinated CER storage | 0.001724 | 0.0023794 | 0.0031209 | 0.0039747 | 0.0049612 | 0.0062052 | 0.007694 | 0.01003 | 0.013563 | 0.018691 | 0.025697 | 0.034852 | 0.046261 | 0.060186 | 0.076729 | 0.095955 | 0.11796 | 0.14291 | 0.1709 | 0.20198 | 0.23559 | 0.27327 | 0.31426 | 0.35855 | 0.40599 | 0.45655 | 0.4844 | 0.50935
CDP15 | TAS | TAS | Passive CER storage | 0.03794 | 0.041198 | 0.044208 | 0.047379 | 0.05081 | 0.055564 | 0.059366 | 0.063417 | 0.067533 | 0.072027 | 0.076722 | 0.081598 | 0.08621 | 0.091018 | 0.095561 | 0.099408 | 0.1025 | 0.1052 | 0.10757 | 0.10966 | 0.11256 | 0.11561 | 0.11877 | 0.12207 | 0.12468 | 0.12661 | 0.12968 | 0.13201
CDP16 | NSW | NNSW | Snowy 2.0 | 0 | 0 | 0 | 0 | 0 | 0 | 0 | 0 | 0 | 0 | 0 | 0 | 0 | 0 | 0 | 0 | 0 | 0 | 0 | 0 | 0 | 0 | 0 | 0 | 0 | 0 | 0 | 0
CDP16 | NSW | NNSW | Deep storage | 0 | 0 | 0 | 0 | 0 | 0 | 3.4992e-07 | 5.0472e-07 | 5.0472e-07 | 5.0472e-07 | 7.6056e-07 | 1.0514e-06 | 1.3094e-06 | 1.3094e-06 | 1.4338e-06 | 1.4338e-06 | 1.5187e-06 | 1.8144e-06 | 1.8144e-06 | 2.3143e-06 | 36 | 36 | 36 | 36 | 36 | 36 | 36 | 36
CDP16 | NSW | NNSW | Medium storage | 0 | 0 | 2.2 | 2.2 | 3.0633 | 9.5107 | 9.5107 | 9.5107 | 9.5107 | 9.5107 | 9.5107 | 9.5107 | 9.5107 | 9.5107 | 9.5107 | 9.5107 | 9.5107 | 9.5107 | 9.5107 | 9.5107 | 9.5107 | 9.5107 | 7.3107 | 11.9286 | 11.0653 | 10.3512 | 10.3512 | 13.0311
CDP16 | NSW | NNSW | Shallow storage | 0 | 0.039 | 0.439 | 0.639 | 0.639 | 0.639 | 0.639 | 0.639 | 0.639 | 0.6 | 0.6 | 0.6 | 0.6 | 0.6 | 0.6 | 0.6 | 0.6 | 0.6 | 0.6 | 0.6 | 0.6 | 0.6 | 0 | 0 | 0 | 0 | 0 | 0
CDP16 | NSW | NNSW | Coordinated CER storage | 0.0058023 | 0.0073808 | 0.0092556 | 0.011119 | 0.013383 | 0.015998 | 0.024683 | 0.036911 | 0.053056 | 0.07362 | 0.098754 | 0.12877 | 0.16356 | 0.20345 | 0.24845 | 0.29858 | 0.35393 | 0.41467 | 0.48084 | 0.55252 | 0.62982 | 0.71312 | 0.80147 | 0.89492 | 0.99303 | 1.0956 | 1.1428 | 1.185
CDP16 | NSW | NNSW | Passive CER storage | 0.10814 | 0.11531 | 0.12198 | 0.12781 | 0.1343 | 0.1437 | 0.15205 | 0.16115 | 0.17043 | 0.18064 | 0.19104 | 0.20182 | 0.21193 | 0.22241 | 0.23236 | 0.24116 | 0.24879 | 0.25583 | 0.26203 | 0.26768 | 0.27482 | 0.28223 | 0.28989 | 0.29781 | 0.30431 | 0.30948 | 0.31643 | 0.32198
CDP16 | NSW | CNSW | Snowy 2.0 | 0 | 0 | 0 | 0 | 0 | 0 | 0 | 0 | 0 | 0 | 0 | 0 | 0 | 0 | 0 | 0 | 0 | 0 | 0 | 0 | 0 | 0 | 0 | 0 | 0 | 0 | 0 | 0
CDP16 | NSW | CNSW | Deep storage | 6.271 | 6.271 | 6.271 | 6.271 | 6.271 | 6.271 | 6.271 | 6.271 | 6.271 | 6.271 | 6.271 | 6.271 | 6.271 | 6.271 | 6.271 | 6.271 | 6.271 | 6.271 | 6.271 | 6.271 | 6.271 | 6.271 | 6.271 | 6.271 | 6.271 | 6.271 | 6.271 | 6.271
CDP16 | NSW | CNSW | Medium storage | 0 | 2.392 | 2.392 | 3.8658 | 3.8658 | 4.026 | 3.8659 | 4.026 | 3.8659 | 3.8659 | 4.026 | 3.8659 | 3.8659 | 4.026 | 4.026 | 3.8659 | 3.8659 | 3.8659 | 3.8659 | 4.026 | 3.8659 | 1.634 | 1.4739 | 1.4739 | 1.634 | 1.4739 | 1.4739 | 1.634
CDP16 | NSW | CNSW | Shallow storage | 0 | 0.028 | 0.038019 | 0.32102 | 1.7061 | 1.7061 | 1.7061 | 1.7061 | 1.7061 | 1.7061 | 1.7061 | 1.7061 | 1.7061 | 1.7061 | 1.7061 | 1.7061 | 1.7061 | 1.7061 | 1.7061 | 1.7061 | 1.7061 | 1.6781 | 1.6681 | 1.3851 | 0.12414 | 0.12414 | 0.12414 | 0.12414
CDP16 | NSW | CNSW | Coordinated CER storage | 0.002436 | 0.003109 | 0.0039388 | 0.0047921 | 0.0057777 | 0.0069361 | 0.012327 | 0.02009 | 0.030459 | 0.043748 | 0.06014 | 0.079766 | 0.10265 | 0.12894 | 0.15869 | 0.19196 | 0.2288 | 0.26926 | 0.31342 | 0.36129 | 0.41291 | 0.46862 | 0.52774 | 0.59029 | 0.65608 | 0.72489 | 0.75661 | 0.78503
CDP16 | NSW | CNSW | Passive CER storage | 0.045401 | 0.048571 | 0.051909 | 0.055084 | 0.057981 | 0.062299 | 0.066172 | 0.070665 | 0.075208 | 0.080098 | 0.085417 | 0.090708 | 0.095926 | 0.10121 | 0.10634 | 0.11106 | 0.1153 | 0.11909 | 0.12247 | 0.12542 | 0.12924 | 0.13331 | 0.13748 | 0.14176 | 0.14544 | 0.14836 | 0.15206 | 0.15509
CDP16 | NSW | SNSW | Snowy 2.0 | 0 | 0 | 0 | 0 | 349.8 | 349.8 | 349.8 | 349.8 | 349.8 | 349.8 | 349.8 | 349.8 | 349.8 | 349.8 | 349.8 | 349.8 | 349.8 | 349.8 | 349.8 | 349.8 | 349.8 | 349.8 | 349.8 | 349.8 | 349.8 | 349.8 | 349.8 | 349.8
CDP16 | NSW | SNSW | Deep storage | 0 | 0 | 0 | 0 | 0 | 0 | 0 | 0 | 0 | 0 | 0 | 0 | 0 | 0 | 0 | 0 | 0 | 0 | 0 | 0 | 0 | 0 | 0 | 0 | 0 | 0 | 0 | 0
CDP16 | NSW | SNSW | Medium storage | 0 | 0.4 | 0.4 | 2 | 2 | 2.6806 | 2.6806 | 2.6806 | 2.6806 | 2.6806 | 2.6806 | 2.6806 | 2.6806 | 2.6806 | 2.6806 | 2.6806 | 2.6806 | 2.6806 | 2.6806 | 2.6806 | 2.6806 | 2.2806 | 2.2806 | 2.2806 | 2.2806 | 1.8989 | 1.8989 | 1.8989
CDP16 | NSW | SNSW | Shallow storage | 0.56998 | 0.5878 | 0.5878 | 0.5878 | 0.5878 | 0.58978 | 0.5878 | 0.58978 | 0.5878 | 0.5878 | 0.58978 | 0.5878 | 0.5878 | 0.58978 | 0.58978 | 0.5878 | 0.5878 | 0.5878 | 0.5678 | 0.51978 | 0.5178 | 0.49998 | 0.498 | 0.498 | 0.3 | 0.3 | 0.3 | 0
CDP16 | NSW | SNSW | Coordinated CER storage | 0.0048938 | 0.0062939 | 0.0080112 | 0.0098897 | 0.012126 | 0.014688 | 0.021379 | 0.030987 | 0.044109 | 0.061364 | 0.083154 | 0.10992 | 0.1418 | 0.17919 | 0.22224 | 0.27107 | 0.32586 | 0.38691 | 0.45437 | 0.52841 | 0.60853 | 0.6967 | 0.79157 | 0.89321 | 1.0013 | 1.1157 | 1.1739 | 1.2265
CDP16 | NSW | SNSW | Passive CER storage | 0.09121 | 0.098327 | 0.10558 | 0.11368 | 0.12169 | 0.13193 | 0.14054 | 0.14968 | 0.15919 | 0.1694 | 0.18001 | 0.19105 | 0.20183 | 0.21303 | 0.2238 | 0.23332 | 0.24159 | 0.24917 | 0.25601 | 0.26228 | 0.27033 | 0.27892 | 0.28791 | 0.2972 | 0.305 | 0.31159 | 0.31977 | 0.32656
CDP16 | NSW | SNW | Snowy 2.0 | 0 | 0 | 0 | 0 | 0 | 0 | 0 | 0 | 0 | 0 | 0 | 0 | 0 | 0 | 0 | 0 | 0 | 0 | 0 | 0 | 0 | 0 | 0 | 0 | 0 | 0 | 0 | 0
CDP16 | NSW | SNW | Deep storage | 0 | 0 | 0 | 0 | 0 | 0 | 0 | 0 | 0 | 0 | 0 | 0 | 0 | 0 | 0 | 0 | 0 | 0 | 0 | 0 | 0 | 0 | 0 | 0 | 0 | 0 | 0 | 0
CDP16 | NSW | SNW | Medium storage | 0 | 3.5566 | 3.5566 | 3.5566 | 3.5566 | 6.9732 | 6.9732 | 6.9732 | 6.9732 | 6.9732 | 6.9732 | 6.9732 | 6.9732 | 6.9732 | 6.9732 | 6.9732 | 6.9732 | 6.9732 | 6.9732 | 6.9732 | 6.9732 | 3.4166 | 3.4166 | 3.4166 | 3.4166 | 1.5003 | 1.5003 | 1.5003
CDP16 | NSW | SNW | Shallow storage | 0.075 | 1.3404 | 1.3404 | 1.3404 | 1.3761 | 1.4607 | 2.7158 | 2.861 | 2.7158 | 2.7158 | 2.861 | 2.7158 | 2.6408 | 2.786 | 2.786 | 2.6408 | 2.6408 | 2.6408 | 2.6408 | 2.786 | 2.6408 | 1.736 | 1.5908 | 1.5908 | 1.7035 | 1.5584 | 1.5584 | 1.7035
CDP16 | NSW | SNW | Coordinated CER storage | 0.023059 | 0.029634 | 0.037325 | 0.045574 | 0.055599 | 0.066993 | 0.12001 | 0.19479 | 0.29386 | 0.42016 | 0.57502 | 0.76029 | 0.97571 | 1.223 | 1.5026 | 1.8146 | 2.1596 | 2.5385 | 2.9514 | 3.399 | 3.877 | 4.3971 | 4.9489 | 5.5327 | 6.1464 | 6.7884 | 7.0829 | 7.3466
CDP16 | NSW | SNW | Passive CER storage | 0.42977 | 0.46296 | 0.4919 | 0.52387 | 0.55796 | 0.60171 | 0.63797 | 0.67618 | 0.71468 | 0.75624 | 0.79951 | 0.84459 | 0.88781 | 0.93318 | 0.97727 | 1.0166 | 1.0505 | 1.081 | 1.1072 | 1.13 | 1.1611 | 1.1941 | 1.2288 | 1.2655 | 1.2967 | 1.3225 | 1.356 | 1.3833
CDP16 | QLD | NQ | Borumba | 0 | 0 | 0 | 0 | 0 | 0 | 0 | 0 | 0 | 0 | 0 | 0 | 0 | 0 | 0 | 0 | 0 | 0 | 0 | 0 | 0 | 0 | 0 | 0 | 0 | 0 | 0 | 0
CDP16 | QLD | NQ | Deep storage | 0 | 0 | 0 | 0 | 0 | 0 | 1.5888e-07 | 2.4264e-07 | 2.4264e-07 | 1.0555e-06 | 1.0555e-06 | 1.0555e-06 | 1.5161e-06 | 1.5161e-06 | 1.6133e-06 | 1.6133e-06 | 1.6133e-06 | 1.6577e-06 | 1.6577e-06 | 1.8502e-06 | 3.6679e-06 | 3.8904e-06 | 0.22443 | 0.48082 | 3.4167 | 4.3311 | 4.3311 | 4.3381
CDP16 | QLD | NQ | Medium storage | 2 | 2 | 2 | 2 | 2 | 2 | 2 | 2 | 2 | 2 | 2 | 2 | 2 | 2 | 2 | 2 | 2 | 2 | 2 | 2 | 2 | 2 | 2 | 2 | 2 | 2 | 2 | 2
CDP16 | QLD | NQ | Shallow storage | 0 | 0 | 0.6 | 0.6 | 0.6 | 0.6 | 0.6 | 0.6 | 0.6 | 0.6 | 0.6 | 0.6 | 0.6 | 0.6 | 0.6 | 0.6 | 0.6 | 0.6 | 0.6 | 0.6 | 0.6 | 0.6 | 0 | 0 | 0 | 0 | 0 | 0
CDP16 | QLD | NQ | Coordinated CER storage | 0.0024335 | 0.0031857 | 0.0040501 | 0.0050472 | 0.00624 | 0.0076805 | 0.012587 | 0.019554 | 0.028796 | 0.040632 | 0.055229 | 0.072792 | 0.093248 | 0.11684 | 0.14359 | 0.17349 | 0.20665 | 0.24318 | 0.28313 | 0.32664 | 0.37383 | 0.42485 | 0.47917 | 0.53687 | 0.59765 | 0.66137 | 0.6919 | 0.71969
CDP16 | QLD | NQ | Passive CER storage | 0.043154 | 0.047713 | 0.052263 | 0.05701 | 0.062484 | 0.068971 | 0.07472 | 0.081073 | 0.08755 | 0.094587 | 0.10209 | 0.11006 | 0.11762 | 0.12553 | 0.13323 | 0.14004 | 0.14615 | 0.15177 | 0.15698 | 0.16205 | 0.16817 | 0.17461 | 0.18129 | 0.1884 | 0.19451 | 0.19975 | 0.2053 | 0.21004
CDP16 | QLD | GG | Borumba | 0 | 0 | 0 | 0 | 0 | 0 | 0 | 0 | 0 | 0 | 0 | 0 | 0 | 0 | 0 | 0 | 0 | 0 | 0 | 0 | 0 | 0 | 0 | 0 | 0 | 0 | 0 | 0
CDP16 | QLD | GG | Deep storage | 0 | 0 | 0 | 0 | 0 | 0 | 0 | 0 | 0 | 0 | 0 | 0 | 0 | 0 | 0 | 0 | 0 | 0 | 0 | 0 | 0 | 0 | 0 | 0 | 0 | 0 | 0 | 0
CDP16 | QLD | GG | Medium storage | 0 | 0 | 0 | 8.216e-08 | 8.216e-08 | 1.7968e-07 | 1.7968e-07 | 1.936e-07 | 1.936e-07 | 3.4596e-07 | 3.4596e-07 | 3.4596e-07 | 5.6844e-07 | 9.0848e-07 | 9.6116e-07 | 9.6116e-07 | 9.6116e-07 | 9.7092e-07 | 9.7092e-07 | 1.0078e-06 | 1.0625e-06 | 0.011871 | 0.3249 | 0.47536 | 0.47536 | 2.4152 | 2.4152 | 4.039
CDP16 | QLD | GG | Shallow storage | 0 | 0.4 | 0.4 | 0.4 | 0.4 | 0.4 | 0.4 | 0.4 | 0.4 | 0.4 | 0.4 | 0.4 | 0.4 | 0.4 | 0.4 | 0.4 | 0.4 | 0.4 | 0.4 | 0.4 | 0.4 | 0 | 0 | 0 | 0 | 0 | 0 | 0
CDP16 | QLD | GG | Coordinated CER storage | 0.00013364 | 0.00017577 | 0.00022307 | 0.00028305 | 0.00034733 | 0.00043144 | 0.0009243 | 0.0016461 | 0.0026279 | 0.0038986 | 0.0054761 | 0.0073813 | 0.0096176 | 0.012203 | 0.015143 | 0.018447 | 0.02212 | 0.02618 | 0.030632 | 0.03548 | 0.04075 | 0.046436 | 0.052488 | 0.058908 | 0.065683 | 0.072796 | 0.076188 | 0.079271
CDP16 | QLD | GG | Passive CER storage | 0.0023698 | 0.0026326 | 0.0028784 | 0.0031972 | 0.003478 | 0.0038743 | 0.0042037 | 0.0045759 | 0.0049915 | 0.0054424 | 0.005916 | 0.0064045 | 0.0068905 | 0.007396 | 0.0078783 | 0.0083287 | 0.0087188 | 0.0090984 | 0.0094577 | 0.0097885 | 0.010197 | 0.010632 | 0.011082 | 0.011538 | 0.011938 | 0.012279 | 0.012648 | 0.01295
CDP16 | QLD | CQ | Borumba | 0 | 0 | 0 | 0 | 0 | 0 | 0 | 0 | 0 | 0 | 0 | 0 | 0 | 0 | 0 | 0 | 0 | 0 | 0 | 0 | 0 | 0 | 0 | 0 | 0 | 0 | 0 | 0
CDP16 | QLD | CQ | Deep storage | 0 | 0 | 0 | 0 | 0 | 0 | 1.6128e-07 | 2.3976e-07 | 2.3976e-07 | 8.4744e-07 | 8.4744e-07 | 8.4744e-07 | 1.0224e-06 | 1.3872e-06 | 1.4702e-06 | 1.4702e-06 | 1.4702e-06 | 1.5163e-06 | 1.5163e-06 | 1.5163e-06 | 4.3265e-06 | 4.5343e-06 | 4.7047e-06 | 5.027e-06 | 1.5442 | 8.5377 | 8.5377 | 9.6
CDP16 | QLD | CQ | Medium storage | 0 | 0 | 0 | 8.988e-08 | 1.1068e-07 | 1.8364e-07 | 2.4372e-07 | 2.862e-07 | 3.652e-07 | 7.5288e-07 | 7.5288e-07 | 7.5288e-07 | 1.0011e-06 | 1.4309e-06 | 1.5182e-06 | 1.5182e-06 | 1.5182e-06 | 1.5281e-06 | 1.5281e-06 | 1.6192e-06 | 1.7295e-06 | 0.011865 | 0.32393 | 0.4677 | 0.46771 | 2.36 | 2.36 | 4.9026
CDP16 | QLD | CQ | Shallow storage | 0.1 | 0.1 | 0.1 | 0.4 | 0.4 | 0.4 | 0.4 | 0.4 | 0.4 | 0.4 | 0.4 | 0.4 | 0.4 | 0.4 | 0.4 | 0.4 | 0.4 | 0.4 | 0.3 | 0.3 | 0.3 | 0.3 | 0.3 | 0 | 0 | 0 | 0 | 0
CDP16 | QLD | CQ | Coordinated CER storage | 0.0022383 | 0.00295 | 0.003741 | 0.0047011 | 0.0057881 | 0.0071303 | 0.012663 | 0.020582 | 0.031219 | 0.044919 | 0.061857 | 0.082254 | 0.10614 | 0.13369 | 0.16499 | 0.20008 | 0.23901 | 0.28198 | 0.32903 | 0.38027 | 0.43596 | 0.49607 | 0.56008 | 0.62803 | 0.6997 | 0.77487 | 0.81085 | 0.84354
CDP16 | QLD | CQ | Passive CER storage | 0.039693 | 0.044182 | 0.048274 | 0.0531 | 0.057959 | 0.06403 | 0.069643 | 0.075613 | 0.081979 | 0.088976 | 0.096321 | 0.10393 | 0.11149 | 0.11926 | 0.12684 | 0.13371 | 0.1397 | 0.14542 | 0.15074 | 0.15578 | 0.16208 | 0.16856 | 0.17529 | 0.18226 | 0.18842 | 0.19361 | 0.19905 | 0.20352
CDP16 | QLD | SQ | Borumba | 0 | 0 | 0 | 0 | 0 | 0 | 0 | 47.952 | 47.952 | 47.952 | 47.952 | 47.952 | 47.952 | 47.952 | 47.952 | 47.952 | 47.952 | 47.952 | 47.952 | 47.952 | 47.952 | 47.952 | 47.952 | 47.952 | 47.952 | 47.952 | 47.952 | 47.952
CDP16 | QLD | SQ | Deep storage | 0 | 0 | 0 | 0 | 0 | 0 | 0 | 0 | 0 | 0 | 0 | 0 | 0 | 0 | 0 | 0 | 0 | 0 | 0 | 0 | 0 | 0 | 0 | 0 | 0 | 0 | 0 | 0
CDP16 | QLD | SQ | Medium storage | 5.7 | 5.7 | 5.7 | 5.7 | 5.7 | 5.7 | 5.7 | 5.7 | 5.7 | 5.7 | 5.7 | 5.7 | 5.7 | 5.7 | 5.7 | 5.7 | 5.7 | 5.7 | 5.7 | 5.7 | 5.7 | 5.7 | 7.805 | 7.805 | 7.805 | 8.9586 | 8.9586 | 8.9586
CDP16 | QLD | SQ | Shallow storage | 1.2581 | 1.8421 | 1.8421 | 1.8421 | 1.8421 | 1.8421 | 1.8421 | 1.8421 | 1.8421 | 1.8421 | 1.8421 | 1.8421 | 1.8421 | 1.8421 | 1.6421 | 1.6421 | 1.6421 | 1.6421 | 1.6421 | 1.6421 | 1.3421 | 0.84212 | 0.84212 | 0.84212 | 0.45992 | 0.45992 | 0.45992 | 0.30992
CDP16 | QLD | SQ | Coordinated CER storage | 0.01187 | 0.01571 | 0.020135 | 0.025278 | 0.031321 | 0.039007 | 0.07543 | 0.12706 | 0.19578 | 0.28386 | 0.39252 | 0.52329 | 0.67614 | 0.85255 | 1.0529 | 1.2773 | 1.5262 | 1.8007 | 2.1014 | 2.4288 | 2.7797 | 3.1635 | 3.5723 | 4.0062 | 4.4638 | 4.9441 | 5.1735 | 5.382
CDP16 | QLD | SQ | Passive CER storage | 0.21049 | 0.23529 | 0.25982 | 0.28552 | 0.31363 | 0.35029 | 0.38243 | 0.41718 | 0.45303 | 0.49221 | 0.53361 | 0.57723 | 0.6199 | 0.66492 | 0.70882 | 0.74827 | 0.78204 | 0.8135 | 0.8432 | 0.87111 | 0.90624 | 0.94342 | 0.98231 | 1.0229 | 1.0586 | 1.0898 | 1.1224 | 1.1496
CDP16 | VIC | VIC | Deep storage | 0 | 0 | 0 | 0 | 0 | 0 | 1.4784e-07 | 4.488e-07 | 8.9664e-07 | 2.2558e-06 | 2.2558e-06 | 2.2558e-06 | 2.2558e-06 | 2.5397e-06 | 2.5704e-06 | 2.5994e-06 | 2.6278e-06 | 2.6278e-06 | 2.6798e-06 | 2.8678e-06 | 11.9728 | 11.9728 | 11.9728 | 11.9728 | 11.9728 | 12.0881 | 12.0881 | 13.3764
CDP16 | VIC | VIC | Medium storage | 0 | 0 | 1.4 | 1.4 | 1.4 | 1.4 | 1.4 | 1.4 | 1.4 | 1.4 | 1.4 | 1.4 | 1.4 | 1.4 | 1.4 | 1.4 | 1.4 | 1.4 | 1.4 | 1.4 | 1.4 | 1.4 | 5.3568e-07 | 1.7179e-06 | 1.703e-06 | 1.677e-06 | 1.677e-06 | 1.6625e-06
CDP16 | VIC | VIC | Shallow storage | 0.71096 | 4.051 | 4.1158 | 5.0194 | 5.0051 | 5.2055 | 5.2194 | 5.7311 | 6.367 | 6.8449 | 8.4538 | 8.4538 | 8.467 | 8.4538 | 8.4438 | 8.4438 | 8.4438 | 7.9938 | 7.9938 | 7.8813 | 7.4945 | 7.0417 | 6.2647 | 5.6592 | 5.6592 | 5.4152 | 3.8132 | 3.3015
CDP16 | VIC | VIC | Coordinated CER storage | 0.030273 | 0.041437 | 0.0534 | 0.06722 | 0.084146 | 0.10405 | 0.16928 | 0.26054 | 0.38081 | 0.53384 | 0.72135 | 0.94586 | 1.2071 | 1.5076 | 1.8479 | 2.2279 | 2.6483 | 3.1109 | 3.6164 | 4.1656 | 4.755 | 5.397 | 6.0796 | 6.8032 | 7.5643 | 8.3613 | 8.7383 | 9.0797
CDP16 | VIC | VIC | Passive CER storage | 0.62471 | 0.68133 | 0.73614 | 0.79403 | 0.85556 | 0.93631 | 1.0064 | 1.0815 | 1.1588 | 1.2425 | 1.3303 | 1.4219 | 1.5108 | 1.6037 | 1.6939 | 1.7747 | 1.8447 | 1.9098 | 1.9706 | 2.0279 | 2.0988 | 2.173 | 2.2501 | 2.3307 | 2.401 | 2.4615 | 2.532 | 2.5917
CDP16 | SA | CSA | Deep storage | 0 | 0 | 0 | 0 | 0 | 0 | 8.112e-08 | 1.2024e-07 | 1.2024e-07 | 1.6944e-07 | 1.6944e-07 | 1.6944e-07 | 1.6944e-07 | 2.808e-07 | 3.2016e-07 | 3.2016e-07 | 3.2016e-07 | 3.2016e-07 | 3.2016e-07 | 3.2016e-07 | 4.092e-07 | 4.092e-07 | 4.4688e-07 | 4.4688e-07 | 4.4688e-07 | 4.7328e-07 | 4.7328e-07 | 5.2176e-07
CDP16 | SA | CSA | Medium storage | 0 | 0 | 0 | 5.676e-08 | 7.26e-08 | 9.72e-08 | 9.72e-08 | 1.0396e-07 | 1.3912e-07 | 1.3912e-07 | 1.3912e-07 | 1.3912e-07 | 1.5528e-07 | 3.0068e-07 | 3.2156e-07 | 3.2156e-07 | 3.2156e-07 | 3.2156e-07 | 3.2156e-07 | 3.968e-07 | 4.362e-07 | 4.4688e-07 | 6.0836e-07 | 4.0992 | 4.0992 | 5.8003 | 5.8003 | 5.8003
CDP16 | SA | CSA | Shallow storage | 0.88082 | 1.5374 | 2.1559 | 3.3964 | 3.4084 | 3.3964 | 3.3886 | 3.3886 | 3.3886 | 3.3886 | 3.3886 | 3.3886 | 3.3886 | 3.3886 | 3.3886 | 3.3886 | 3.3886 | 3.3633 | 3.3753 | 3.1126 | 2.7246 | 2.4106 | 1.7921 | 0.65679 | 0.57379 | 0.28519 | 0.28519 | 0.28519
CDP16 | SA | CSA | Coordinated CER storage | 0.12492 | 0.13915 | 0.15299 | 0.16834 | 0.18427 | 0.20382 | 0.23165 | 0.26628 | 0.30796 | 0.35804 | 0.41651 | 0.48397 | 0.55937 | 0.64408 | 0.7373 | 0.83826 | 0.94689 | 1.0641 | 1.1902 | 1.325 | 1.4692 | 1.6249 | 1.7888 | 1.9609 | 2.1392 | 2.3232 | 2.4079 | 2.483
CDP16 | SA | CSA | Passive CER storage | 0.36485 | 0.38587 | 0.40522 | 0.42425 | 0.4446 | 0.4694 | 0.48994 | 0.51132 | 0.53227 | 0.55427 | 0.5763 | 0.5985 | 0.61859 | 0.63896 | 0.65753 | 0.67255 | 0.68392 | 0.69348 | 0.70155 | 0.70822 | 0.71785 | 0.72786 | 0.73807 | 0.74849 | 0.75609 | 0.7611 | 0.77066 | 0.77748
CDP16 | SA | SESA | Deep storage | 0 | 0 | 0 | 0 | 0 | 0 | 0 | 0 | 0 | 0 | 0 | 0 | 0 | 0 | 0 | 0 | 0 | 0 | 0 | 0 | 0 | 0 | 0 | 0 | 0 | 0 | 0 | 0
CDP16 | SA | SESA | Medium storage | 0 | 0 | 0 | 5.516e-08 | 7.08e-08 | 9.268e-08 | 9.268e-08 | 9.756e-08 | 9.756e-08 | 1.1364e-07 | 1.1364e-07 | 1.1364e-07 | 1.1364e-07 | 2.6864e-07 | 2.8968e-07 | 2.8968e-07 | 2.8968e-07 | 2.8968e-07 | 2.8968e-07 | 3.422e-07 | 3.7884e-07 | 3.9312e-07 | 4.1144e-07 | 0.27938 | 0.27938 | 0.27938 | 0.27938 | 0.27938
CDP16 | SA | SESA | Shallow storage | 0.05 | 0.05 | 0.05 | 0.05 | 0.05 | 0.05 | 0.05 | 0.05 | 0.05 | 0.05 | 0 | 0 | 0 | 0 | 0 | 0 | 0 | 0 | 0 | 0 | 0 | 0 | 0 | 0 | 0 | 0 | 0 | 0
CDP16 | SA | SESA | Coordinated CER storage | 0.0044624 | 0.0050062 | 0.0055448 | 0.0061386 | 0.006757 | 0.007542 | 0.0087227 | 0.010195 | 0.012 | 0.014228 | 0.016926 | 0.019982 | 0.023502 | 0.027385 | 0.031664 | 0.036343 | 0.041413 | 0.046894 | 0.052781 | 0.059173 | 0.066145 | 0.073539 | 0.081296 | 0.089449 | 0.097908 | 0.10666 | 0.11068 | 0.11433
CDP16 | SA | SESA | Passive CER storage | 0.013033 | 0.013883 | 0.014686 | 0.015471 | 0.016303 | 0.01737 | 0.018236 | 0.019069 | 0.019872 | 0.020768 | 0.021796 | 0.022685 | 0.023629 | 0.024429 | 0.025123 | 0.025703 | 0.02615 | 0.026504 | 0.026763 | 0.027081 | 0.027586 | 0.028041 | 0.028457 | 0.028883 | 0.029186 | 0.029394 | 0.029781 | 0.030157
CDP16 | TAS | TAS | Deep storage | 0 | 0 | 0 | 0 | 0 | 0 | 5.6296e-07 | 1.0282e-06 | 1.5781e-06 | 1.5781e-06 | 1.5781e-06 | 1.5781e-06 | 1.5781e-06 | 2.0605e-06 | 2.4256e-06 | 2.9601e-06 | 2.6439 | 2.6439 | 9.3104 | 20.3425 | 28.6043 | 28.6043 | 28.6043 | 28.6043 | 28.6043 | 28.6043 | 28.6043 | 28.6043
CDP16 | TAS | TAS | Medium storage | 0 | 0 | 0 | 4.716e-08 | 5.348e-08 | 5.952e-08 | 5.952e-08 | 6.728e-08 | 6.728e-08 | 7.832e-08 | 7.832e-08 | 7.832e-08 | 7.832e-08 | 1.3656e-07 | 1.4596e-07 | 1.4596e-07 | 1.532e-07 | 1.532e-07 | 1.6048e-07 | 1.6616e-07 | 2.7364e-07 | 2.7784e-07 | 2.7784e-07 | 2.7792e-07 | 2.716e-07 | 2.6556e-07 | 2.6556e-07 | 2.5776e-07
CDP16 | TAS | TAS | Shallow storage | 0 | 0 | 0 | 0 | 0 | 0 | 0 | 0 | 0 | 0 | 0 | 0 | 0 | 0 | 0 | 0 | 0 | 0 | 0 | 0 | 0 | 0 | 0 | 0 | 0 | 0 | 0 | 0
CDP16 | TAS | TAS | Coordinated CER storage | 0.001724 | 0.0023794 | 0.0031209 | 0.0039747 | 0.0049612 | 0.0062052 | 0.007694 | 0.01003 | 0.013563 | 0.018691 | 0.025697 | 0.034852 | 0.046261 | 0.060186 | 0.076729 | 0.095955 | 0.11796 | 0.14291 | 0.1709 | 0.20198 | 0.23559 | 0.27327 | 0.31426 | 0.35855 | 0.40599 | 0.45655 | 0.4844 | 0.50935
CDP16 | TAS | TAS | Passive CER storage | 0.03794 | 0.041198 | 0.044208 | 0.047379 | 0.05081 | 0.055564 | 0.059366 | 0.063417 | 0.067533 | 0.072027 | 0.076722 | 0.081598 | 0.08621 | 0.091018 | 0.095561 | 0.099408 | 0.1025 | 0.1052 | 0.10757 | 0.10966 | 0.11256 | 0.11561 | 0.11877 | 0.12207 | 0.12468 | 0.12661 | 0.12968 | 0.13201
CDP17 | NSW | NNSW | Snowy 2.0 | 0 | 0 | 0 | 0 | 0 | 0 | 0 | 0 | 0 | 0 | 0 | 0 | 0 | 0 | 0 | 0 | 0 | 0 | 0 | 0 | 0 | 0 | 0 | 0 | 0 | 0 | 0 | 0
CDP17 | NSW | NNSW | Deep storage | 0 | 0 | 0 | 0 | 0 | 0 | 2.592e-07 | 7.5072e-07 | 8.2944e-07 | 9.1848e-07 | 1.2778e-06 | 1.6853e-06 | 2.093e-06 | 2.093e-06 | 2.1811e-06 | 2.2301e-06 | 2.2301e-06 | 2.4811e-06 | 2.4811e-06 | 3.137e-06 | 36 | 36 | 36 | 36 | 36 | 36 | 36 | 36
CDP17 | NSW | NNSW | Medium storage | 0 | 0 | 2.2 | 2.2 | 3.0633 | 9.5113 | 9.5113 | 9.5113 | 9.5113 | 9.5113 | 9.5113 | 9.5113 | 9.5113 | 9.5113 | 9.5113 | 9.5113 | 9.5113 | 9.5113 | 9.5113 | 9.5113 | 9.5113 | 9.5113 | 7.3113 | 11.4369 | 10.5736 | 8.9026 | 8.9026 | 13.0822
CDP17 | NSW | NNSW | Shallow storage | 0 | 0.039 | 0.439 | 0.639 | 0.639 | 0.639 | 0.639 | 0.639 | 0.639 | 0.6 | 0.6 | 0.6 | 0.6 | 0.6 | 0.6 | 0.6 | 0.6 | 0.6 | 0.6 | 0.6 | 0.6 | 0.6 | 0 | 0 | 0 | 0 | 0 | 0
CDP17 | NSW | NNSW | Coordinated CER storage | 0.0058023 | 0.0073808 | 0.0092556 | 0.011119 | 0.013383 | 0.015998 | 0.024683 | 0.036911 | 0.053056 | 0.07362 | 0.098754 | 0.12877 | 0.16356 | 0.20345 | 0.24845 | 0.29858 | 0.35393 | 0.41467 | 0.48084 | 0.55252 | 0.62982 | 0.71312 | 0.80147 | 0.89492 | 0.99303 | 1.0956 | 1.1428 | 1.185
CDP17 | NSW | NNSW | Passive CER storage | 0.10814 | 0.11531 | 0.12198 | 0.12781 | 0.1343 | 0.1437 | 0.15205 | 0.16115 | 0.17043 | 0.18064 | 0.19104 | 0.20182 | 0.21193 | 0.22241 | 0.23236 | 0.24116 | 0.24879 | 0.25583 | 0.26203 | 0.26768 | 0.27482 | 0.28223 | 0.28989 | 0.29781 | 0.30431 | 0.30948 | 0.31643 | 0.32198
CDP17 | NSW | CNSW | Snowy 2.0 | 0 | 0 | 0 | 0 | 0 | 0 | 0 | 0 | 0 | 0 | 0 | 0 | 0 | 0 | 0 | 0 | 0 | 0 | 0 | 0 | 0 | 0 | 0 | 0 | 0 | 0 | 0 | 0
CDP17 | NSW | CNSW | Deep storage | 6.271 | 6.271 | 6.271 | 6.271 | 6.271 | 6.271 | 6.271 | 6.271 | 6.271 | 6.271 | 6.271 | 6.271 | 6.271 | 6.271 | 6.271 | 6.271 | 6.271 | 6.271 | 6.271 | 6.271 | 6.271 | 6.271 | 6.271 | 6.271 | 6.271 | 6.271 | 6.271 | 6.271
CDP17 | NSW | CNSW | Medium storage | 0 | 2.392 | 2.392 | 3.8658 | 3.8658 | 4.026 | 3.8659 | 4.026 | 3.8659 | 3.8659 | 4.026 | 3.8659 | 3.8659 | 4.026 | 4.026 | 3.8659 | 3.8659 | 3.8659 | 3.8659 | 4.026 | 3.8659 | 1.634 | 1.4739 | 1.4739 | 1.634 | 1.4739 | 1.4739 | 1.6339
CDP17 | NSW | CNSW | Shallow storage | 0 | 0.028 | 0.038029 | 0.32941 | 1.7145 | 1.7145 | 1.7145 | 1.7145 | 1.7145 | 1.7145 | 1.7145 | 1.7145 | 1.7145 | 1.7145 | 1.7145 | 1.7145 | 1.7145 | 1.7145 | 1.7145 | 1.7145 | 1.7145 | 1.6865 | 1.6765 | 1.3851 | 0.12414 | 0.12414 | 0.12414 | 0.12414
CDP17 | NSW | CNSW | Coordinated CER storage | 0.002436 | 0.003109 | 0.0039388 | 0.0047921 | 0.0057777 | 0.0069361 | 0.012327 | 0.02009 | 0.030459 | 0.043748 | 0.06014 | 0.079766 | 0.10265 | 0.12894 | 0.15869 | 0.19196 | 0.2288 | 0.26926 | 0.31342 | 0.36129 | 0.41291 | 0.46862 | 0.52774 | 0.59029 | 0.65608 | 0.72489 | 0.75661 | 0.78503
CDP17 | NSW | CNSW | Passive CER storage | 0.045401 | 0.048571 | 0.051909 | 0.055084 | 0.057981 | 0.062299 | 0.066172 | 0.070665 | 0.075208 | 0.080098 | 0.085417 | 0.090708 | 0.095926 | 0.10121 | 0.10634 | 0.11106 | 0.1153 | 0.11909 | 0.12247 | 0.12542 | 0.12924 | 0.13331 | 0.13748 | 0.14176 | 0.14544 | 0.14836 | 0.15206 | 0.15509
CDP17 | NSW | SNSW | Snowy 2.0 | 0 | 0 | 0 | 0 | 349.8 | 349.8 | 349.8 | 349.8 | 349.8 | 349.8 | 349.8 | 349.8 | 349.8 | 349.8 | 349.8 | 349.8 | 349.8 | 349.8 | 349.8 | 349.8 | 349.8 | 349.8 | 349.8 | 349.8 | 349.8 | 349.8 | 349.8 | 349.8
CDP17 | NSW | SNSW | Deep storage | 0 | 0 | 0 | 0 | 0 | 0 | 0 | 0 | 0 | 0 | 0 | 0 | 0 | 0 | 0 | 0 | 0 | 0 | 0 | 0 | 0 | 0 | 0 | 0 | 0 | 0 | 0 | 0
CDP17 | NSW | SNSW | Medium storage | 0 | 0.4 | 0.4 | 2 | 2 | 2.6806 | 2.6806 | 2.6806 | 2.6806 | 2.6806 | 2.6806 | 2.6806 | 2.6806 | 2.6806 | 2.6806 | 2.6806 | 2.6806 | 2.6806 | 2.6806 | 2.6806 | 2.6806 | 2.2806 | 2.2806 | 2.2806 | 2.2806 | 1.8989 | 1.8989 | 1.8989
CDP17 | NSW | SNSW | Shallow storage | 0.56998 | 0.5878 | 0.5878 | 0.5878 | 0.5878 | 0.58978 | 0.5878 | 0.58978 | 0.5878 | 0.5878 | 0.58978 | 0.5878 | 0.5878 | 0.58978 | 0.58978 | 0.5878 | 0.5878 | 0.5878 | 0.5678 | 0.51978 | 0.5178 | 0.49998 | 0.498 | 0.498 | 0.3 | 0.3 | 0.3 | 0
CDP17 | NSW | SNSW | Coordinated CER storage | 0.0048938 | 0.0062939 | 0.0080112 | 0.0098897 | 0.012126 | 0.014688 | 0.021379 | 0.030987 | 0.044109 | 0.061364 | 0.083154 | 0.10992 | 0.1418 | 0.17919 | 0.22224 | 0.27107 | 0.32586 | 0.38691 | 0.45437 | 0.52841 | 0.60853 | 0.6967 | 0.79157 | 0.89321 | 1.0013 | 1.1157 | 1.1739 | 1.2265
CDP17 | NSW | SNSW | Passive CER storage | 0.09121 | 0.098327 | 0.10558 | 0.11368 | 0.12169 | 0.13193 | 0.14054 | 0.14968 | 0.15919 | 0.1694 | 0.18001 | 0.19105 | 0.20183 | 0.21303 | 0.2238 | 0.23332 | 0.24159 | 0.24917 | 0.25601 | 0.26228 | 0.27033 | 0.27892 | 0.28791 | 0.2972 | 0.305 | 0.31159 | 0.31977 | 0.32656
CDP17 | NSW | SNW | Snowy 2.0 | 0 | 0 | 0 | 0 | 0 | 0 | 0 | 0 | 0 | 0 | 0 | 0 | 0 | 0 | 0 | 0 | 0 | 0 | 0 | 0 | 0 | 0 | 0 | 0 | 0 | 0 | 0 | 0
CDP17 | NSW | SNW | Deep storage | 0 | 0 | 0 | 0 | 0 | 0 | 0 | 0 | 0 | 0 | 0 | 0 | 0 | 0 | 0 | 0 | 0 | 0 | 0 | 0 | 0 | 0 | 0 | 0 | 0 | 0 | 0 | 0
CDP17 | NSW | SNW | Medium storage | 0 | 3.5566 | 3.5566 | 3.5566 | 3.5566 | 6.9727 | 6.9727 | 6.9727 | 6.9727 | 6.9727 | 6.9727 | 6.9727 | 6.9727 | 6.9727 | 6.9727 | 6.9727 | 6.9727 | 6.9727 | 6.9727 | 6.9727 | 6.9727 | 3.4161 | 3.4161 | 3.4161 | 3.4161 | 1.5 | 1.5 | 1.5
CDP17 | NSW | SNW | Shallow storage | 0.075 | 1.3404 | 1.3404 | 1.3404 | 1.3761 | 1.4607 | 2.7158 | 2.861 | 2.7158 | 2.7158 | 2.861 | 2.7158 | 2.6408 | 2.786 | 2.786 | 2.6408 | 2.6408 | 2.6408 | 2.6408 | 2.786 | 2.6408 | 1.736 | 1.5908 | 1.5908 | 1.7035 | 1.5584 | 1.5584 | 1.7035
CDP17 | NSW | SNW | Coordinated CER storage | 0.023059 | 0.029634 | 0.037325 | 0.045574 | 0.055599 | 0.066993 | 0.12001 | 0.19479 | 0.29386 | 0.42016 | 0.57502 | 0.76029 | 0.97571 | 1.223 | 1.5026 | 1.8146 | 2.1596 | 2.5385 | 2.9514 | 3.399 | 3.877 | 4.3971 | 4.9489 | 5.5327 | 6.1464 | 6.7884 | 7.0829 | 7.3466
CDP17 | NSW | SNW | Passive CER storage | 0.42977 | 0.46296 | 0.4919 | 0.52387 | 0.55796 | 0.60171 | 0.63797 | 0.67618 | 0.71468 | 0.75624 | 0.79951 | 0.84459 | 0.88781 | 0.93318 | 0.97727 | 1.0166 | 1.0505 | 1.081 | 1.1072 | 1.13 | 1.1611 | 1.1941 | 1.2288 | 1.2655 | 1.2967 | 1.3225 | 1.356 | 1.3833
CDP17 | QLD | NQ | Borumba | 0 | 0 | 0 | 0 | 0 | 0 | 0 | 0 | 0 | 0 | 0 | 0 | 0 | 0 | 0 | 0 | 0 | 0 | 0 | 0 | 0 | 0 | 0 | 0 | 0 | 0 | 0 | 0
CDP17 | QLD | NQ | Deep storage | 0 | 0 | 0 | 0 | 0 | 0 | 1.1808e-07 | 3.5616e-07 | 3.5616e-07 | 1.2168e-06 | 1.2168e-06 | 1.2168e-06 | 1.6721e-06 | 1.6721e-06 | 1.7352e-06 | 1.7352e-06 | 1.7352e-06 | 1.7916e-06 | 1.7916e-06 | 1.7916e-06 | 1.9814e-06 | 2.1276e-06 | 2.4206e-06 | 4.0248e-06 | 0.81799 | 1.1585 | 1.1585 | 2.5115
CDP17 | QLD | NQ | Medium storage | 2 | 2 | 2 | 2 | 2 | 2 | 2 | 2 | 2 | 2 | 2 | 2 | 2 | 2 | 2 | 2 | 2 | 2 | 2 | 2 | 2 | 2 | 2 | 2 | 2 | 2 | 2 | 2
CDP17 | QLD | NQ | Shallow storage | 0 | 0 | 0.6 | 0.6 | 0.6 | 0.6 | 0.6 | 0.6 | 0.6 | 0.6 | 0.6 | 0.6 | 0.6 | 0.6 | 0.6 | 0.6 | 0.6 | 0.6 | 0.6 | 0.6 | 0.6 | 0.6 | 0 | 0 | 0 | 0 | 0 | 0
CDP17 | QLD | NQ | Coordinated CER storage | 0.0024335 | 0.0031857 | 0.0040501 | 0.0050472 | 0.00624 | 0.0076805 | 0.012587 | 0.019554 | 0.028796 | 0.040632 | 0.055229 | 0.072792 | 0.093248 | 0.11684 | 0.14359 | 0.17349 | 0.20665 | 0.24318 | 0.28313 | 0.32664 | 0.37383 | 0.42485 | 0.47917 | 0.53687 | 0.59765 | 0.66137 | 0.6919 | 0.71969
CDP17 | QLD | NQ | Passive CER storage | 0.043154 | 0.047713 | 0.052263 | 0.05701 | 0.062484 | 0.068971 | 0.07472 | 0.081073 | 0.08755 | 0.094587 | 0.10209 | 0.11006 | 0.11762 | 0.12553 | 0.13323 | 0.14004 | 0.14615 | 0.15177 | 0.15698 | 0.16205 | 0.16817 | 0.17461 | 0.18129 | 0.1884 | 0.19451 | 0.19975 | 0.2053 | 0.21004
CDP17 | QLD | GG | Borumba | 0 | 0 | 0 | 0 | 0 | 0 | 0 | 0 | 0 | 0 | 0 | 0 | 0 | 0 | 0 | 0 | 0 | 0 | 0 | 0 | 0 | 0 | 0 | 0 | 0 | 0 | 0 | 0
CDP17 | QLD | GG | Deep storage | 0 | 0 | 0 | 0 | 0 | 0 | 0 | 0 | 0 | 0 | 0 | 0 | 0 | 0 | 0 | 0 | 0 | 0 | 0 | 0 | 0 | 0 | 0 | 0 | 0 | 0 | 0 | 0
CDP17 | QLD | GG | Medium storage | 0 | 0 | 0 | 6.1e-08 | 6.1e-08 | 1.3352e-07 | 1.3352e-07 | 1.6304e-07 | 1.9088e-07 | 4.7656e-07 | 4.7656e-07 | 5.0056e-07 | 6.9688e-07 | 1.3166e-06 | 1.3576e-06 | 1.3576e-06 | 1.3576e-06 | 1.3768e-06 | 1.3768e-06 | 1.3907e-06 | 1.4602e-06 | 2.911e-06 | 5.609e-06 | 0.31085 | 0.31085 | 3.3752 | 3.3752 | 3.3757
CDP17 | QLD | GG | Shallow storage | 0 | 0.4 | 0.4 | 0.4 | 0.4 | 0.4 | 0.4 | 0.4 | 0.4 | 0.4 | 0.4 | 0.4 | 0.4 | 0.4 | 0.4 | 0.4 | 0.4 | 0.4 | 0.4 | 0.4 | 0.4 | 0 | 0 | 0 | 0 | 0 | 0 | 0
CDP17 | QLD | GG | Coordinated CER storage | 0.00013364 | 0.00017577 | 0.00022307 | 0.00028305 | 0.00034733 | 0.00043144 | 0.0009243 | 0.0016461 | 0.0026279 | 0.0038986 | 0.0054761 | 0.0073813 | 0.0096176 | 0.012203 | 0.015143 | 0.018447 | 0.02212 | 0.02618 | 0.030632 | 0.03548 | 0.04075 | 0.046436 | 0.052488 | 0.058908 | 0.065683 | 0.072796 | 0.076188 | 0.079271
CDP17 | QLD | GG | Passive CER storage | 0.0023698 | 0.0026326 | 0.0028784 | 0.0031972 | 0.003478 | 0.0038743 | 0.0042037 | 0.0045759 | 0.0049915 | 0.0054424 | 0.005916 | 0.0064045 | 0.0068905 | 0.007396 | 0.0078783 | 0.0083287 | 0.0087188 | 0.0090984 | 0.0094577 | 0.0097885 | 0.010197 | 0.010632 | 0.011082 | 0.011538 | 0.011938 | 0.012279 | 0.012648 | 0.01295
CDP17 | QLD | CQ | Borumba | 0 | 0 | 0 | 0 | 0 | 0 | 0 | 0 | 0 | 0 | 0 | 0 | 0 | 0 | 0 | 0 | 0 | 0 | 0 | 0 | 0 | 0 | 0 | 0 | 0 | 0 | 0 | 0
CDP17 | QLD | CQ | Deep storage | 0 | 0 | 0 | 0 | 0 | 0 | 1.1976e-07 | 3.5712e-07 | 3.5712e-07 | 1.1832e-06 | 1.1832e-06 | 1.1832e-06 | 1.6495e-06 | 1.9106e-06 | 1.9819e-06 | 1.9819e-06 | 1.9819e-06 | 2.0292e-06 | 2.0292e-06 | 2.0292e-06 | 2.5937e-06 | 2.694e-06 | 2.7989e-06 | 3.2287e-06 | 0.35008 | 9.437 | 9.437 | 9.6
CDP17 | QLD | CQ | Medium storage | 0 | 0 | 0 | 6.68e-08 | 7.52e-08 | 1.2944e-07 | 1.7408e-07 | 3.012e-07 | 3.012e-07 | 1.0233e-06 | 1.0233e-06 | 1.0466e-06 | 1.4297e-06 | 2.0475e-06 | 2.1149e-06 | 2.1149e-06 | 2.1149e-06 | 2.1382e-06 | 2.1382e-06 | 2.1687e-06 | 2.3029e-06 | 3.7944e-06 | 6.5218e-06 | 0.67198 | 0.67199 | 0.67925 | 0.67925 | 3.7208
CDP17 | QLD | CQ | Shallow storage | 0.1 | 0.1 | 0.1 | 0.4 | 0.4 | 0.4 | 0.4 | 0.4 | 0.4 | 0.4 | 0.4 | 0.4 | 0.4 | 0.4 | 0.4 | 0.4 | 0.4 | 0.4 | 0.3 | 0.3 | 0.3 | 0.3 | 0.3 | 0 | 0 | 0 | 0 | 0
CDP17 | QLD | CQ | Coordinated CER storage | 0.0022383 | 0.00295 | 0.003741 | 0.0047011 | 0.0057881 | 0.0071303 | 0.012663 | 0.020582 | 0.031219 | 0.044919 | 0.061857 | 0.082254 | 0.10614 | 0.13369 | 0.16499 | 0.20008 | 0.23901 | 0.28198 | 0.32903 | 0.38027 | 0.43596 | 0.49607 | 0.56008 | 0.62803 | 0.6997 | 0.77487 | 0.81085 | 0.84354
CDP17 | QLD | CQ | Passive CER storage | 0.039693 | 0.044182 | 0.048274 | 0.0531 | 0.057959 | 0.06403 | 0.069643 | 0.075613 | 0.081979 | 0.088976 | 0.096321 | 0.10393 | 0.11149 | 0.11926 | 0.12684 | 0.13371 | 0.1397 | 0.14542 | 0.15074 | 0.15578 | 0.16208 | 0.16856 | 0.17529 | 0.18226 | 0.18842 | 0.19361 | 0.19905 | 0.20352
CDP17 | QLD | SQ | Borumba | 0 | 0 | 0 | 0 | 0 | 0 | 0 | 47.952 | 47.952 | 47.952 | 47.952 | 47.952 | 47.952 | 47.952 | 47.952 | 47.952 | 47.952 | 47.952 | 47.952 | 47.952 | 47.952 | 47.952 | 47.952 | 47.952 | 47.952 | 47.952 | 47.952 | 47.952
CDP17 | QLD | SQ | Deep storage | 0 | 0 | 0 | 0 | 0 | 0 | 0 | 0 | 0 | 0 | 0 | 0 | 0 | 0 | 0 | 0 | 0 | 0 | 0 | 0 | 0 | 0 | 0 | 0 | 0 | 0 | 0 | 0
CDP17 | QLD | SQ | Medium storage | 5.7 | 5.7 | 5.7 | 5.7 | 5.7 | 5.7 | 5.7 | 5.7 | 5.7 | 5.7 | 5.7 | 5.7 | 5.7 | 5.7 | 5.7 | 5.7 | 5.7 | 5.7 | 5.7 | 5.7 | 5.7 | 6.4102 | 8.597 | 8.597 | 8.597 | 11.3184 | 11.3184 | 11.3184
CDP17 | QLD | SQ | Shallow storage | 1.2581 | 1.8421 | 1.8421 | 1.8421 | 1.8421 | 1.8421 | 1.8421 | 1.8421 | 1.8421 | 1.8421 | 1.8421 | 1.8421 | 1.8421 | 1.8421 | 1.6421 | 1.6421 | 1.6421 | 1.6421 | 1.6421 | 1.6421 | 1.3421 | 0.84212 | 0.84212 | 0.84212 | 0.45992 | 0.45992 | 0.45992 | 0.30992
CDP17 | QLD | SQ | Coordinated CER storage | 0.01187 | 0.01571 | 0.020135 | 0.025278 | 0.031321 | 0.039007 | 0.07543 | 0.12706 | 0.19578 | 0.28386 | 0.39252 | 0.52329 | 0.67614 | 0.85255 | 1.0529 | 1.2773 | 1.5262 | 1.8007 | 2.1014 | 2.4288 | 2.7797 | 3.1635 | 3.5723 | 4.0062 | 4.4638 | 4.9441 | 5.1735 | 5.382
CDP17 | QLD | SQ | Passive CER storage | 0.21049 | 0.23529 | 0.25982 | 0.28552 | 0.31363 | 0.35029 | 0.38243 | 0.41718 | 0.45303 | 0.49221 | 0.53361 | 0.57723 | 0.6199 | 0.66492 | 0.70882 | 0.74827 | 0.78204 | 0.8135 | 0.8432 | 0.87111 | 0.90624 | 0.94342 | 0.98231 | 1.0229 | 1.0586 | 1.0898 | 1.1224 | 1.1496
CDP17 | VIC | VIC | Deep storage | 0 | 0 | 0 | 0 | 0 | 0 | 1.0968e-07 | 6.6864e-07 | 1.3013e-06 | 3.1589e-06 | 3.1589e-06 | 3.1589e-06 | 3.1589e-06 | 3.2047e-06 | 3.2047e-06 | 3.2047e-06 | 3.2047e-06 | 3.2047e-06 | 3.2047e-06 | 3.2594e-06 | 9.6497 | 9.6497 | 9.6497 | 9.6497 | 10.8752 | 10.8752 | 10.8752 | 12.2944
CDP17 | VIC | VIC | Medium storage | 0 | 0 | 1.4 | 1.4 | 1.4 | 1.4 | 1.4 | 1.4 | 1.4 | 1.4 | 1.4 | 1.4 | 1.4 | 1.4 | 1.4 | 1.4 | 1.4 | 1.4 | 1.4 | 1.4 | 1.4 | 1.4 | 6.2268e-07 | 2.4167e-06 | 2.4056e-06 | 2.3863e-06 | 2.3863e-06 | 2.3218e-06
CDP17 | VIC | VIC | Shallow storage | 0.71096 | 4.051 | 4.1158 | 5.0194 | 5.0051 | 5.2055 | 5.2194 | 5.7311 | 6.367 | 6.8449 | 8.4538 | 8.4538 | 8.467 | 8.4538 | 8.4438 | 8.4438 | 8.4438 | 7.9938 | 7.9938 | 7.8813 | 7.4945 | 7.0417 | 6.2647 | 5.6592 | 5.6592 | 5.4152 | 3.8132 | 3.3015
CDP17 | VIC | VIC | Coordinated CER storage | 0.030273 | 0.041437 | 0.0534 | 0.06722 | 0.084146 | 0.10405 | 0.16928 | 0.26054 | 0.38081 | 0.53384 | 0.72135 | 0.94586 | 1.2071 | 1.5076 | 1.8479 | 2.2279 | 2.6483 | 3.1109 | 3.6164 | 4.1656 | 4.755 | 5.397 | 6.0796 | 6.8032 | 7.5643 | 8.3613 | 8.7383 | 9.0797
CDP17 | VIC | VIC | Passive CER storage | 0.62471 | 0.68133 | 0.73614 | 0.79403 | 0.85556 | 0.93631 | 1.0064 | 1.0815 | 1.1588 | 1.2425 | 1.3303 | 1.4219 | 1.5108 | 1.6037 | 1.6939 | 1.7747 | 1.8447 | 1.9098 | 1.9706 | 2.0279 | 2.0988 | 2.173 | 2.2501 | 2.3307 | 2.401 | 2.4615 | 2.532 | 2.5917
CDP17 | SA | CSA | Deep storage | 0 | 0 | 0 | 0 | 0 | 0 | 6.024e-08 | 1.8024e-07 | 2.0952e-07 | 2.8608e-07 | 2.8608e-07 | 2.8608e-07 | 2.8608e-07 | 4.4544e-07 | 4.8312e-07 | 4.8312e-07 | 4.8312e-07 | 4.8312e-07 | 4.8312e-07 | 4.8312e-07 | 5.4288e-07 | 5.4288e-07 | 5.4288e-07 | 5.7576e-07 | 5.7576e-07 | 5.7576e-07 | 5.7576e-07 | 6.1032e-07
CDP17 | SA | CSA | Medium storage | 0 | 0 | 0 | 4.22e-08 | 5.392e-08 | 7.204e-08 | 7.204e-08 | 8.488e-08 | 8.488e-08 | 1.5556e-07 | 1.5556e-07 | 1.5556e-07 | 1.674e-07 | 4.4004e-07 | 4.59e-07 | 4.59e-07 | 4.59e-07 | 4.59e-07 | 4.59e-07 | 4.7288e-07 | 4.9712e-07 | 5.0728e-07 | 5.9048e-07 | 4.1042 | 4.1042 | 5.4121 | 5.4121 | 5.4121
CDP17 | SA | CSA | Shallow storage | 0.88082 | 1.5374 | 2.1559 | 3.388 | 3.4 | 3.388 | 3.3802 | 3.3802 | 3.3802 | 3.3802 | 3.3802 | 3.3802 | 3.3802 | 3.3802 | 3.3802 | 3.3802 | 3.3802 | 3.3549 | 3.3669 | 3.1042 | 2.7162 | 2.4022 | 1.7837 | 0.65608 | 0.57308 | 0.28448 | 0.28448 | 0.28448
CDP17 | SA | CSA | Coordinated CER storage | 0.12492 | 0.13915 | 0.15299 | 0.16834 | 0.18427 | 0.20382 | 0.23165 | 0.26628 | 0.30796 | 0.35804 | 0.41651 | 0.48397 | 0.55937 | 0.64408 | 0.7373 | 0.83826 | 0.94689 | 1.0641 | 1.1902 | 1.325 | 1.4692 | 1.6249 | 1.7888 | 1.9609 | 2.1392 | 2.3232 | 2.4079 | 2.483
CDP17 | SA | CSA | Passive CER storage | 0.36485 | 0.38587 | 0.40522 | 0.42425 | 0.4446 | 0.4694 | 0.48994 | 0.51132 | 0.53227 | 0.55427 | 0.5763 | 0.5985 | 0.61859 | 0.63896 | 0.65753 | 0.67255 | 0.68392 | 0.69348 | 0.70155 | 0.70822 | 0.71785 | 0.72786 | 0.73807 | 0.74849 | 0.75609 | 0.7611 | 0.77066 | 0.77748
CDP17 | SA | SESA | Deep storage | 0 | 0 | 0 | 0 | 0 | 0 | 0 | 0 | 0 | 0 | 0 | 0 | 0 | 0 | 0 | 0 | 0 | 0 | 0 | 0 | 0 | 0 | 0 | 0 | 0 | 0 | 0 | 0
CDP17 | SA | SESA | Medium storage | 0 | 0 | 0 | 4.1e-08 | 5.264e-08 | 6.892e-08 | 6.892e-08 | 8.136e-08 | 8.544e-08 | 1.5228e-07 | 1.5228e-07 | 1.5228e-07 | 1.6304e-07 | 4.0236e-07 | 4.2344e-07 | 4.2344e-07 | 4.2344e-07 | 4.2344e-07 | 4.2344e-07 | 4.3048e-07 | 4.5564e-07 | 4.6488e-07 | 4.7544e-07 | 0.36675 | 0.36675 | 0.36675 | 0.36675 | 0.36675
CDP17 | SA | SESA | Shallow storage | 0.05 | 0.05 | 0.05 | 0.05 | 0.05 | 0.05 | 0.05 | 0.05 | 0.05 | 0.05 | 0 | 0 | 0 | 0 | 0 | 0 | 0 | 0 | 0 | 0 | 0 | 0 | 0 | 0 | 0 | 0 | 0 | 0
CDP17 | SA | SESA | Coordinated CER storage | 0.0044624 | 0.0050062 | 0.0055448 | 0.0061386 | 0.006757 | 0.007542 | 0.0087227 | 0.010195 | 0.012 | 0.014228 | 0.016926 | 0.019982 | 0.023502 | 0.027385 | 0.031664 | 0.036343 | 0.041413 | 0.046894 | 0.052781 | 0.059173 | 0.066145 | 0.073539 | 0.081296 | 0.089449 | 0.097908 | 0.10666 | 0.11068 | 0.11433
CDP17 | SA | SESA | Passive CER storage | 0.013033 | 0.013883 | 0.014686 | 0.015471 | 0.016303 | 0.01737 | 0.018236 | 0.019069 | 0.019872 | 0.020768 | 0.021796 | 0.022685 | 0.023629 | 0.024429 | 0.025123 | 0.025703 | 0.02615 | 0.026504 | 0.026763 | 0.027081 | 0.027586 | 0.028041 | 0.028457 | 0.028883 | 0.029186 | 0.029394 | 0.029781 | 0.030157
CDP17 | TAS | TAS | Deep storage | 0 | 0 | 0 | 0 | 0 | 0 | 4.1796e-07 | 1.5397e-06 | 2.365e-06 | 2.365e-06 | 2.365e-06 | 2.365e-06 | 2.365e-06 | 3.1367e-06 | 3.4438e-06 | 4.0048e-06 | 1.3441 | 1.3441 | 8.0917 | 19.5945 | 28.3647 | 28.3647 | 28.3647 | 28.3647 | 28.3647 | 28.3647 | 28.3647 | 28.3647
CDP17 | TAS | TAS | Medium storage | 0 | 0 | 0 | 3.504e-08 | 3.972e-08 | 4.42e-08 | 4.42e-08 | 6.712e-08 | 8.424e-08 | 1.2192e-07 | 1.2192e-07 | 1.2192e-07 | 1.2684e-07 | 2.1868e-07 | 2.2744e-07 | 2.2744e-07 | 2.2744e-07 | 2.2744e-07 | 2.3824e-07 | 2.4988e-07 | 2.5884e-07 | 2.6468e-07 | 2.7484e-07 | 2.8048e-07 | 2.7584e-07 | 2.7132e-07 | 2.7132e-07 | 2.484e-07
CDP17 | TAS | TAS | Shallow storage | 0 | 0 | 0 | 0 | 0 | 0 | 0 | 0 | 0 | 0 | 0 | 0 | 0 | 0 | 0 | 0 | 0 | 0 | 0 | 0 | 0 | 0 | 0 | 0 | 0 | 0 | 0 | 0
CDP17 | TAS | TAS | Coordinated CER storage | 0.001724 | 0.0023794 | 0.0031209 | 0.0039747 | 0.0049612 | 0.0062052 | 0.007694 | 0.01003 | 0.013563 | 0.018691 | 0.025697 | 0.034852 | 0.046261 | 0.060186 | 0.076729 | 0.095955 | 0.11796 | 0.14291 | 0.1709 | 0.20198 | 0.23559 | 0.27327 | 0.31426 | 0.35855 | 0.40599 | 0.45655 | 0.4844 | 0.50935
CDP17 | TAS | TAS | Passive CER storage | 0.03794 | 0.041198 | 0.044208 | 0.047379 | 0.05081 | 0.055564 | 0.059366 | 0.063417 | 0.067533 | 0.072027 | 0.076722 | 0.081598 | 0.08621 | 0.091018 | 0.095561 | 0.099408 | 0.1025 | 0.1052 | 0.10757 | 0.10966 | 0.11256 | 0.11561 | 0.11877 | 0.12207 | 0.12468 | 0.12661 | 0.12968 | 0.13201
CDP18 | NSW | NNSW | Snowy 2.0 | 0 | 0 | 0 | 0 | 0 | 0 | 0 | 0 | 0 | 0 | 0 | 0 | 0 | 0 | 0 | 0 | 0 | 0 | 0 | 0 | 0 | 0 | 0 | 0 | 0 | 0 | 0 | 0
CDP18 | NSW | NNSW | Deep storage | 0 | 0 | 0 | 0 | 0 | 0 | 5.5344e-07 | 6.3264e-07 | 6.9504e-07 | 6.9504e-07 | 7.3368e-07 | 9.9024e-07 | 1.2175e-06 | 1.2175e-06 | 1.315e-06 | 1.3711e-06 | 1.4009e-06 | 1.6896e-06 | 1.6896e-06 | 2.1446e-06 | 36 | 36 | 36 | 36 | 36 | 36 | 36 | 36
CDP18 | NSW | NNSW | Medium storage | 0 | 0 | 2.2 | 2.2 | 3.0633 | 9.5113 | 9.5113 | 9.5113 | 9.5113 | 9.5113 | 9.5113 | 9.5113 | 9.5113 | 9.5113 | 9.5113 | 9.5113 | 9.5113 | 9.5113 | 9.5113 | 9.5113 | 9.5113 | 9.5113 | 7.3113 | 11.9715 | 11.1083 | 10.3508 | 10.3508 | 13.0313
CDP18 | NSW | NNSW | Shallow storage | 0 | 0.039 | 0.439 | 0.639 | 0.639 | 0.639 | 0.639 | 0.639 | 0.639 | 0.6 | 0.6 | 0.6 | 0.6 | 0.6 | 0.6 | 0.6 | 0.6 | 0.6 | 0.6 | 0.6 | 0.6 | 0.6 | 0 | 0 | 0 | 0 | 0 | 0
CDP18 | NSW | NNSW | Coordinated CER storage | 0.0058023 | 0.0073808 | 0.0092556 | 0.011119 | 0.013383 | 0.015998 | 0.024683 | 0.036911 | 0.053056 | 0.07362 | 0.098754 | 0.12877 | 0.16356 | 0.20345 | 0.24845 | 0.29858 | 0.35393 | 0.41467 | 0.48084 | 0.55252 | 0.62982 | 0.71312 | 0.80147 | 0.89492 | 0.99303 | 1.0956 | 1.1428 | 1.185
CDP18 | NSW | NNSW | Passive CER storage | 0.10814 | 0.11531 | 0.12198 | 0.12781 | 0.1343 | 0.1437 | 0.15205 | 0.16115 | 0.17043 | 0.18064 | 0.19104 | 0.20182 | 0.21193 | 0.22241 | 0.23236 | 0.24116 | 0.24879 | 0.25583 | 0.26203 | 0.26768 | 0.27482 | 0.28223 | 0.28989 | 0.29781 | 0.30431 | 0.30948 | 0.31643 | 0.32198
CDP18 | NSW | CNSW | Snowy 2.0 | 0 | 0 | 0 | 0 | 0 | 0 | 0 | 0 | 0 | 0 | 0 | 0 | 0 | 0 | 0 | 0 | 0 | 0 | 0 | 0 | 0 | 0 | 0 | 0 | 0 | 0 | 0 | 0
CDP18 | NSW | CNSW | Deep storage | 6.271 | 6.271 | 6.271 | 6.271 | 6.271 | 6.271 | 6.271 | 6.271 | 6.271 | 6.271 | 6.271 | 6.271 | 6.271 | 6.271 | 6.271 | 6.271 | 6.271 | 6.271 | 6.271 | 6.271 | 6.271 | 6.271 | 6.271 | 6.271 | 6.271 | 6.271 | 6.271 | 6.271
CDP18 | NSW | CNSW | Medium storage | 0 | 2.392 | 2.392 | 3.8658 | 3.8658 | 4.026 | 3.866 | 4.026 | 3.866 | 3.866 | 4.026 | 3.866 | 3.866 | 4.026 | 4.026 | 3.866 | 3.866 | 3.866 | 3.866 | 4.026 | 3.866 | 1.634 | 1.474 | 1.474 | 1.634 | 1.4739 | 1.4739 | 1.634
CDP18 | NSW | CNSW | Shallow storage | 0 | 0.028 | 0.038062 | 0.32941 | 1.7145 | 1.7145 | 1.7145 | 1.7145 | 1.7145 | 1.7145 | 1.7145 | 1.7145 | 1.7145 | 1.7145 | 1.7145 | 1.7145 | 1.7145 | 1.7145 | 1.7145 | 1.7145 | 1.7145 | 1.6865 | 1.6764 | 1.3851 | 0.12414 | 0.12414 | 0.12414 | 0.12414
CDP18 | NSW | CNSW | Coordinated CER storage | 0.002436 | 0.003109 | 0.0039388 | 0.0047921 | 0.0057777 | 0.0069361 | 0.012327 | 0.02009 | 0.030459 | 0.043748 | 0.06014 | 0.079766 | 0.10265 | 0.12894 | 0.15869 | 0.19196 | 0.2288 | 0.26926 | 0.31342 | 0.36129 | 0.41291 | 0.46862 | 0.52774 | 0.59029 | 0.65608 | 0.72489 | 0.75661 | 0.78503
CDP18 | NSW | CNSW | Passive CER storage | 0.045401 | 0.048571 | 0.051909 | 0.055084 | 0.057981 | 0.062299 | 0.066172 | 0.070665 | 0.075208 | 0.080098 | 0.085417 | 0.090708 | 0.095926 | 0.10121 | 0.10634 | 0.11106 | 0.1153 | 0.11909 | 0.12247 | 0.12542 | 0.12924 | 0.13331 | 0.13748 | 0.14176 | 0.14544 | 0.14836 | 0.15206 | 0.15509
CDP18 | NSW | SNSW | Snowy 2.0 | 0 | 0 | 0 | 0 | 349.8 | 349.8 | 349.8 | 349.8 | 349.8 | 349.8 | 349.8 | 349.8 | 349.8 | 349.8 | 349.8 | 349.8 | 349.8 | 349.8 | 349.8 | 349.8 | 349.8 | 349.8 | 349.8 | 349.8 | 349.8 | 349.8 | 349.8 | 349.8
CDP18 | NSW | SNSW | Deep storage | 0 | 0 | 0 | 0 | 0 | 0 | 0 | 0 | 0 | 0 | 0 | 0 | 0 | 0 | 0 | 0 | 0 | 0 | 0 | 0 | 0 | 0 | 0 | 0 | 0 | 0 | 0 | 0
CDP18 | NSW | SNSW | Medium storage | 0 | 0.4 | 0.4 | 2 | 2 | 2.6806 | 2.6806 | 2.6806 | 2.6806 | 2.6806 | 2.6806 | 2.6806 | 2.6806 | 2.6806 | 2.6806 | 2.6806 | 2.6806 | 2.6806 | 2.6806 | 2.6806 | 2.6806 | 2.2806 | 2.2806 | 2.2806 | 2.2806 | 1.8989 | 1.8989 | 1.8989
CDP18 | NSW | SNSW | Shallow storage | 0.56998 | 0.5878 | 0.5878 | 0.5878 | 0.5878 | 0.58978 | 0.5878 | 0.58978 | 0.5878 | 0.5878 | 0.58978 | 0.5878 | 0.5878 | 0.58978 | 0.58978 | 0.5878 | 0.5878 | 0.5878 | 0.5678 | 0.51978 | 0.5178 | 0.49998 | 0.498 | 0.498 | 0.3 | 0.3 | 0.3 | 0
CDP18 | NSW | SNSW | Coordinated CER storage | 0.0048938 | 0.0062939 | 0.0080112 | 0.0098897 | 0.012126 | 0.014688 | 0.021379 | 0.030987 | 0.044109 | 0.061364 | 0.083154 | 0.10992 | 0.1418 | 0.17919 | 0.22224 | 0.27107 | 0.32586 | 0.38691 | 0.45437 | 0.52841 | 0.60853 | 0.6967 | 0.79157 | 0.89321 | 1.0013 | 1.1157 | 1.1739 | 1.2265
CDP18 | NSW | SNSW | Passive CER storage | 0.09121 | 0.098327 | 0.10558 | 0.11368 | 0.12169 | 0.13193 | 0.14054 | 0.14968 | 0.15919 | 0.1694 | 0.18001 | 0.19105 | 0.20183 | 0.21303 | 0.2238 | 0.23332 | 0.24159 | 0.24917 | 0.25601 | 0.26228 | 0.27033 | 0.27892 | 0.28791 | 0.2972 | 0.305 | 0.31159 | 0.31977 | 0.32656
CDP18 | NSW | SNW | Snowy 2.0 | 0 | 0 | 0 | 0 | 0 | 0 | 0 | 0 | 0 | 0 | 0 | 0 | 0 | 0 | 0 | 0 | 0 | 0 | 0 | 0 | 0 | 0 | 0 | 0 | 0 | 0 | 0 | 0
CDP18 | NSW | SNW | Deep storage | 0 | 0 | 0 | 0 | 0 | 0 | 0 | 0 | 0 | 0 | 0 | 0 | 0 | 0 | 0 | 0 | 0 | 0 | 0 | 0 | 0 | 0 | 0 | 0 | 0 | 0 | 0 | 0
CDP18 | NSW | SNW | Medium storage | 0 | 3.5566 | 3.5566 | 3.5566 | 3.5566 | 6.9725 | 6.9725 | 6.9725 | 6.9725 | 6.9725 | 6.9725 | 6.9725 | 6.9725 | 6.9725 | 6.9725 | 6.9725 | 6.9725 | 6.9725 | 6.9725 | 6.9725 | 6.9725 | 3.416 | 3.416 | 3.416 | 3.416 | 1.5 | 1.5 | 1.5
CDP18 | NSW | SNW | Shallow storage | 0.075 | 1.3404 | 1.3404 | 1.3404 | 1.3761 | 1.4607 | 2.7158 | 2.861 | 2.7158 | 2.7158 | 2.861 | 2.7158 | 2.6408 | 2.786 | 2.786 | 2.6408 | 2.6408 | 2.6408 | 2.6408 | 2.786 | 2.6408 | 1.736 | 1.5908 | 1.5908 | 1.7035 | 1.5584 | 1.5584 | 1.7035
CDP18 | NSW | SNW | Coordinated CER storage | 0.023059 | 0.029634 | 0.037325 | 0.045574 | 0.055599 | 0.066993 | 0.12001 | 0.19479 | 0.29386 | 0.42016 | 0.57502 | 0.76029 | 0.97571 | 1.223 | 1.5026 | 1.8146 | 2.1596 | 2.5385 | 2.9514 | 3.399 | 3.877 | 4.3971 | 4.9489 | 5.5327 | 6.1464 | 6.7884 | 7.0829 | 7.3466
CDP18 | NSW | SNW | Passive CER storage | 0.42977 | 0.46296 | 0.4919 | 0.52387 | 0.55796 | 0.60171 | 0.63797 | 0.67618 | 0.71468 | 0.75624 | 0.79951 | 0.84459 | 0.88781 | 0.93318 | 0.97727 | 1.0166 | 1.0505 | 1.081 | 1.1072 | 1.13 | 1.1611 | 1.1941 | 1.2288 | 1.2655 | 1.2967 | 1.3225 | 1.356 | 1.3833
CDP18 | QLD | NQ | Borumba | 0 | 0 | 0 | 0 | 0 | 0 | 0 | 0 | 0 | 0 | 0 | 0 | 0 | 0 | 0 | 0 | 0 | 0 | 0 | 0 | 0 | 0 | 0 | 0 | 0 | 0 | 0 | 0
CDP18 | QLD | NQ | Deep storage | 0 | 0 | 0 | 0 | 0 | 0 | 2.5176e-07 | 2.9016e-07 | 3.3984e-07 | 1.7777e-06 | 1.7777e-06 | 1.7777e-06 | 1.7777e-06 | 1.7777e-06 | 1.8761e-06 | 1.8761e-06 | 1.8761e-06 | 1.9198e-06 | 1.9198e-06 | 2.04e-06 | 3.5386e-06 | 3.7526e-06 | 0.26586 | 0.46933 | 3.6186 | 4.3312 | 4.3312 | 4.3312
CDP18 | QLD | NQ | Medium storage | 2 | 2 | 2 | 2 | 2 | 2 | 2 | 2 | 2 | 2 | 2 | 2 | 2 | 2 | 2 | 2 | 2 | 2 | 2 | 2 | 2 | 2 | 2 | 2 | 2 | 2 | 2 | 2
CDP18 | QLD | NQ | Shallow storage | 0 | 0 | 0.6 | 0.6 | 0.6 | 0.6 | 0.6 | 0.6 | 0.6 | 0.6 | 0.6 | 0.6 | 0.6 | 0.6 | 0.6 | 0.6 | 0.6 | 0.6 | 0.6 | 0.6 | 0.6 | 0.6 | 0 | 0 | 0 | 0 | 0 | 0
CDP18 | QLD | NQ | Coordinated CER storage | 0.0024335 | 0.0031857 | 0.0040501 | 0.0050472 | 0.00624 | 0.0076805 | 0.012587 | 0.019554 | 0.028796 | 0.040632 | 0.055229 | 0.072792 | 0.093248 | 0.11684 | 0.14359 | 0.17349 | 0.20665 | 0.24318 | 0.28313 | 0.32664 | 0.37383 | 0.42485 | 0.47917 | 0.53687 | 0.59765 | 0.66137 | 0.6919 | 0.71969
CDP18 | QLD | NQ | Passive CER storage | 0.043154 | 0.047713 | 0.052263 | 0.05701 | 0.062484 | 0.068971 | 0.07472 | 0.081073 | 0.08755 | 0.094587 | 0.10209 | 0.11006 | 0.11762 | 0.12553 | 0.13323 | 0.14004 | 0.14615 | 0.15177 | 0.15698 | 0.16205 | 0.16817 | 0.17461 | 0.18129 | 0.1884 | 0.19451 | 0.19975 | 0.2053 | 0.21004
CDP18 | QLD | GG | Borumba | 0 | 0 | 0 | 0 | 0 | 0 | 0 | 0 | 0 | 0 | 0 | 0 | 0 | 0 | 0 | 0 | 0 | 0 | 0 | 0 | 0 | 0 | 0 | 0 | 0 | 0 | 0 | 0
CDP18 | QLD | GG | Deep storage | 0 | 0 | 0 | 0 | 0 | 0 | 0 | 0 | 0 | 0 | 0 | 0 | 0 | 0 | 0 | 0 | 0 | 0 | 0 | 0 | 0 | 0 | 0 | 0 | 0 | 0 | 0 | 0
CDP18 | QLD | GG | Medium storage | 0 | 0 | 0 | 1.3012e-07 | 1.3012e-07 | 2.8468e-07 | 2.8468e-07 | 2.928e-07 | 3.7968e-07 | 4.0032e-07 | 4.0032e-07 | 4.0032e-07 | 5.024e-07 | 8.3712e-07 | 8.796e-07 | 8.796e-07 | 8.796e-07 | 8.9552e-07 | 8.9552e-07 | 9.1584e-07 | 9.6544e-07 | 1.3039e-06 | 0.29564 | 0.63765 | 0.63765 | 2.3956 | 2.3956 | 4.0334
CDP18 | QLD | GG | Shallow storage | 0 | 0.4 | 0.4 | 0.4 | 0.4 | 0.4 | 0.4 | 0.4 | 0.4 | 0.4 | 0.4 | 0.4 | 0.4 | 0.4 | 0.4 | 0.4 | 0.4 | 0.4 | 0.4 | 0.4 | 0.4 | 0 | 0 | 0 | 0 | 0 | 0 | 0
CDP18 | QLD | GG | Coordinated CER storage | 0.00013364 | 0.00017577 | 0.00022307 | 0.00028305 | 0.00034733 | 0.00043144 | 0.0009243 | 0.0016461 | 0.0026279 | 0.0038986 | 0.0054761 | 0.0073813 | 0.0096176 | 0.012203 | 0.015143 | 0.018447 | 0.02212 | 0.02618 | 0.030632 | 0.03548 | 0.04075 | 0.046436 | 0.052488 | 0.058908 | 0.065683 | 0.072796 | 0.076188 | 0.079271
CDP18 | QLD | GG | Passive CER storage | 0.0023698 | 0.0026326 | 0.0028784 | 0.0031972 | 0.003478 | 0.0038743 | 0.0042037 | 0.0045759 | 0.0049915 | 0.0054424 | 0.005916 | 0.0064045 | 0.0068905 | 0.007396 | 0.0078783 | 0.0083287 | 0.0087188 | 0.0090984 | 0.0094577 | 0.0097885 | 0.010197 | 0.010632 | 0.011082 | 0.011538 | 0.011938 | 0.012279 | 0.012648 | 0.01295
CDP18 | QLD | CQ | Borumba | 0 | 0 | 0 | 0 | 0 | 0 | 0 | 0 | 0 | 0 | 0 | 0 | 0 | 0 | 0 | 0 | 0 | 0 | 0 | 0 | 0 | 0 | 0 | 0 | 0 | 0 | 0 | 0
CDP18 | QLD | CQ | Deep storage | 0 | 0 | 0 | 0 | 0 | 0 | 2.5536e-07 | 2.9232e-07 | 3.6696e-07 | 1.4902e-06 | 1.4902e-06 | 1.4902e-06 | 1.4902e-06 | 1.4902e-06 | 1.579e-06 | 1.579e-06 | 1.579e-06 | 1.621e-06 | 1.621e-06 | 1.621e-06 | 4.1347e-06 | 4.2576e-06 | 4.4002e-06 | 4.6714e-06 | 1.0658 | 8.6169 | 8.6169 | 9.6
CDP18 | QLD | CQ | Medium storage | 0 | 0 | 0 | 1.4244e-07 | 1.7524e-07 | 2.9096e-07 | 3.8608e-07 | 4.0596e-07 | 4.5112e-07 | 9.3476e-07 | 9.3476e-07 | 9.3476e-07 | 1.0714e-06 | 1.406e-06 | 1.4867e-06 | 1.4867e-06 | 1.4867e-06 | 1.5032e-06 | 1.5032e-06 | 1.5559e-06 | 1.6678e-06 | 2.0748e-06 | 0.29305 | 0.30119 | 0.30119 | 2.3016 | 2.3016 | 4.8352
CDP18 | QLD | CQ | Shallow storage | 0.1 | 0.1 | 0.1 | 0.4 | 0.4 | 0.4 | 0.4 | 0.4 | 0.4 | 0.4 | 0.4 | 0.4 | 0.4 | 0.4 | 0.4 | 0.4 | 0.4 | 0.4 | 0.3 | 0.3 | 0.3 | 0.3 | 0.3 | 0 | 0 | 0 | 0 | 0
CDP18 | QLD | CQ | Coordinated CER storage | 0.0022383 | 0.00295 | 0.003741 | 0.0047011 | 0.0057881 | 0.0071303 | 0.012663 | 0.020582 | 0.031219 | 0.044919 | 0.061857 | 0.082254 | 0.10614 | 0.13369 | 0.16499 | 0.20008 | 0.23901 | 0.28198 | 0.32903 | 0.38027 | 0.43596 | 0.49607 | 0.56008 | 0.62803 | 0.6997 | 0.77487 | 0.81085 | 0.84354
CDP18 | QLD | CQ | Passive CER storage | 0.039693 | 0.044182 | 0.048274 | 0.0531 | 0.057959 | 0.06403 | 0.069643 | 0.075613 | 0.081979 | 0.088976 | 0.096321 | 0.10393 | 0.11149 | 0.11926 | 0.12684 | 0.13371 | 0.1397 | 0.14542 | 0.15074 | 0.15578 | 0.16208 | 0.16856 | 0.17529 | 0.18226 | 0.18842 | 0.19361 | 0.19905 | 0.20352
CDP18 | QLD | SQ | Borumba | 0 | 0 | 0 | 0 | 0 | 0 | 0 | 47.952 | 47.952 | 47.952 | 47.952 | 47.952 | 47.952 | 47.952 | 47.952 | 47.952 | 47.952 | 47.952 | 47.952 | 47.952 | 47.952 | 47.952 | 47.952 | 47.952 | 47.952 | 47.952 | 47.952 | 47.952
CDP18 | QLD | SQ | Deep storage | 0 | 0 | 0 | 0 | 0 | 0 | 0 | 0 | 0 | 0 | 0 | 0 | 0 | 0 | 0 | 0 | 0 | 0 | 0 | 0 | 0 | 0 | 0 | 0 | 0 | 0 | 0 | 0
CDP18 | QLD | SQ | Medium storage | 5.7 | 5.7 | 5.7 | 5.7 | 5.7 | 5.7 | 5.7 | 5.7 | 5.7 | 5.7 | 5.7 | 5.7 | 5.7 | 5.7 | 5.7 | 5.7 | 5.7 | 5.7 | 5.7 | 5.7 | 5.7 | 5.7 | 7.8657 | 7.8657 | 7.8657 | 8.9396 | 8.9396 | 8.9396
CDP18 | QLD | SQ | Shallow storage | 1.2581 | 1.8421 | 1.8421 | 1.8421 | 1.8421 | 1.8421 | 1.8421 | 1.8421 | 1.8421 | 1.8421 | 1.8421 | 1.8421 | 1.8421 | 1.8421 | 1.6421 | 1.6421 | 1.6421 | 1.6421 | 1.6421 | 1.6421 | 1.3421 | 0.84212 | 0.84212 | 0.84212 | 0.45992 | 0.45992 | 0.45992 | 0.30992
CDP18 | QLD | SQ | Coordinated CER storage | 0.01187 | 0.01571 | 0.020135 | 0.025278 | 0.031321 | 0.039007 | 0.07543 | 0.12706 | 0.19578 | 0.28386 | 0.39252 | 0.52329 | 0.67614 | 0.85255 | 1.0529 | 1.2773 | 1.5262 | 1.8007 | 2.1014 | 2.4288 | 2.7797 | 3.1635 | 3.5723 | 4.0062 | 4.4638 | 4.9441 | 5.1735 | 5.382
CDP18 | QLD | SQ | Passive CER storage | 0.21049 | 0.23529 | 0.25982 | 0.28552 | 0.31363 | 0.35029 | 0.38243 | 0.41718 | 0.45303 | 0.49221 | 0.53361 | 0.57723 | 0.6199 | 0.66492 | 0.70882 | 0.74827 | 0.78204 | 0.8135 | 0.8432 | 0.87111 | 0.90624 | 0.94342 | 0.98231 | 1.0229 | 1.0586 | 1.0898 | 1.1224 | 1.1496
CDP18 | VIC | VIC | Deep storage | 0 | 0 | 0 | 0 | 0 | 0 | 2.3376e-07 | 4.1208e-07 | 1.0334e-06 | 2.341e-06 | 2.341e-06 | 2.341e-06 | 2.341e-06 | 2.341e-06 | 2.3686e-06 | 2.399e-06 | 2.399e-06 | 2.399e-06 | 2.4379e-06 | 2.6566e-06 | 11.7817 | 11.7817 | 11.7817 | 11.7817 | 11.7817 | 12.0415 | 12.0415 | 13.1468
CDP18 | VIC | VIC | Medium storage | 0 | 0 | 1.4 | 1.4 | 1.4 | 1.4 | 1.4 | 1.4 | 1.4 | 1.4 | 1.4 | 1.4 | 1.4 | 1.4 | 1.4 | 1.4 | 1.4 | 1.4 | 1.4 | 1.4 | 1.4 | 1.4 | 5.0652e-07 | 1.4298e-06 | 1.4061e-06 | 1.3649e-06 | 1.3649e-06 | 1.3527e-06
CDP18 | VIC | VIC | Shallow storage | 0.71096 | 4.051 | 4.1158 | 5.0194 | 5.0051 | 5.2055 | 5.2194 | 5.7311 | 6.367 | 6.8449 | 8.4538 | 8.4538 | 8.467 | 8.4538 | 8.4438 | 8.4438 | 8.4438 | 7.9938 | 7.9938 | 7.8813 | 7.4945 | 7.0417 | 6.2647 | 5.6592 | 5.6592 | 5.4152 | 3.8132 | 3.3015
CDP18 | VIC | VIC | Coordinated CER storage | 0.030273 | 0.041437 | 0.0534 | 0.06722 | 0.084146 | 0.10405 | 0.16928 | 0.26054 | 0.38081 | 0.53384 | 0.72135 | 0.94586 | 1.2071 | 1.5076 | 1.8479 | 2.2279 | 2.6483 | 3.1109 | 3.6164 | 4.1656 | 4.755 | 5.397 | 6.0796 | 6.8032 | 7.5643 | 8.3613 | 8.7383 | 9.0797
CDP18 | VIC | VIC | Passive CER storage | 0.62471 | 0.68133 | 0.73614 | 0.79403 | 0.85556 | 0.93631 | 1.0064 | 1.0815 | 1.1588 | 1.2425 | 1.3303 | 1.4219 | 1.5108 | 1.6037 | 1.6939 | 1.7747 | 1.8447 | 1.9098 | 1.9706 | 2.0279 | 2.0988 | 2.173 | 2.2501 | 2.3307 | 2.401 | 2.4615 | 2.532 | 2.5917
CDP18 | SA | CSA | Deep storage | 0 | 0 | 0 | 0 | 0 | 0 | 1.284e-07 | 1.284e-07 | 1.5744e-07 | 1.5744e-07 | 1.5744e-07 | 1.5744e-07 | 1.5744e-07 | 2.5464e-07 | 2.9016e-07 | 2.9016e-07 | 2.9016e-07 | 2.9016e-07 | 2.9016e-07 | 2.9016e-07 | 4.0032e-07 | 4.0032e-07 | 4.0032e-07 | 4.2816e-07 | 4.2816e-07 | 4.2816e-07 | 4.2816e-07 | 4.2816e-07
CDP18 | SA | CSA | Medium storage | 0 | 0 | 0 | 9e-08 | 1.1496e-07 | 1.536e-07 | 1.536e-07 | 1.592e-07 | 1.64e-07 | 1.7132e-07 | 1.7132e-07 | 1.7132e-07 | 2.1952e-07 | 2.6232e-07 | 2.812e-07 | 2.812e-07 | 2.812e-07 | 2.812e-07 | 2.812e-07 | 2.888e-07 | 3.4708e-07 | 3.6408e-07 | 3.6408e-07 | 4.3011 | 4.3011 | 6.0161 | 6.0161 | 6.0161
CDP18 | SA | CSA | Shallow storage | 0.88082 | 1.5374 | 2.1558 | 3.388 | 3.4 | 3.388 | 3.3802 | 3.3802 | 3.3802 | 3.3802 | 3.3802 | 3.3802 | 3.3802 | 3.3802 | 3.3802 | 3.3802 | 3.3802 | 3.3549 | 3.3669 | 3.1042 | 2.7162 | 2.4022 | 1.7838 | 0.65609 | 0.57309 | 0.28449 | 0.28449 | 0.28449
CDP18 | SA | CSA | Coordinated CER storage | 0.12492 | 0.13915 | 0.15299 | 0.16834 | 0.18427 | 0.20382 | 0.23165 | 0.26628 | 0.30796 | 0.35804 | 0.41651 | 0.48397 | 0.55937 | 0.64408 | 0.7373 | 0.83826 | 0.94689 | 1.0641 | 1.1902 | 1.325 | 1.4692 | 1.6249 | 1.7888 | 1.9609 | 2.1392 | 2.3232 | 2.4079 | 2.483
CDP18 | SA | CSA | Passive CER storage | 0.36485 | 0.38587 | 0.40522 | 0.42425 | 0.4446 | 0.4694 | 0.48994 | 0.51132 | 0.53227 | 0.55427 | 0.5763 | 0.5985 | 0.61859 | 0.63896 | 0.65753 | 0.67255 | 0.68392 | 0.69348 | 0.70155 | 0.70822 | 0.71785 | 0.72786 | 0.73807 | 0.74849 | 0.75609 | 0.7611 | 0.77066 | 0.77748
CDP18 | SA | SESA | Deep storage | 0 | 0 | 0 | 0 | 0 | 0 | 0 | 0 | 0 | 0 | 0 | 0 | 0 | 0 | 0 | 0 | 0 | 0 | 0 | 0 | 0 | 0 | 0 | 0 | 0 | 0 | 0 | 0
CDP18 | SA | SESA | Medium storage | 0 | 0 | 0 | 8.74e-08 | 1.1224e-07 | 1.4692e-07 | 1.4692e-07 | 1.4692e-07 | 1.6984e-07 | 1.6984e-07 | 1.6984e-07 | 1.6984e-07 | 1.7516e-07 | 2.3296e-07 | 2.5244e-07 | 2.5244e-07 | 2.5244e-07 | 2.5244e-07 | 2.5244e-07 | 2.766e-07 | 2.9784e-07 | 3.1272e-07 | 3.1272e-07 | 0.27215 | 0.27215 | 0.27215 | 0.27215 | 0.27215
CDP18 | SA | SESA | Shallow storage | 0.05 | 0.05 | 0.05 | 0.05 | 0.05 | 0.05 | 0.05 | 0.05 | 0.05 | 0.05 | 0 | 0 | 0 | 0 | 0 | 0 | 0 | 0 | 0 | 0 | 0 | 0 | 0 | 0 | 0 | 0 | 0 | 0
CDP18 | SA | SESA | Coordinated CER storage | 0.0044624 | 0.0050062 | 0.0055448 | 0.0061386 | 0.006757 | 0.007542 | 0.0087227 | 0.010195 | 0.012 | 0.014228 | 0.016926 | 0.019982 | 0.023502 | 0.027385 | 0.031664 | 0.036343 | 0.041413 | 0.046894 | 0.052781 | 0.059173 | 0.066145 | 0.073539 | 0.081296 | 0.089449 | 0.097908 | 0.10666 | 0.11068 | 0.11433
CDP18 | SA | SESA | Passive CER storage | 0.013033 | 0.013883 | 0.014686 | 0.015471 | 0.016303 | 0.01737 | 0.018236 | 0.019069 | 0.019872 | 0.020768 | 0.021796 | 0.022685 | 0.023629 | 0.024429 | 0.025123 | 0.025703 | 0.02615 | 0.026504 | 0.026763 | 0.027081 | 0.027586 | 0.028041 | 0.028457 | 0.028883 | 0.029186 | 0.029394 | 0.029781 | 0.030157
CDP18 | TAS | TAS | Deep storage | 0 | 0 | 0 | 0 | 0 | 0 | 8.9124e-07 | 1.0053e-06 | 1.4429e-06 | 1.4429e-06 | 1.4429e-06 | 1.4429e-06 | 1.4429e-06 | 1.8265e-06 | 2.1512e-06 | 2.6512e-06 | 0.94149 | 0.94149 | 8.3101 | 19.3529 | 28.3985 | 28.3985 | 28.3985 | 28.3985 | 28.3985 | 28.3985 | 28.3985 | 28.3985
CDP18 | TAS | TAS | Medium storage | 0 | 0 | 0 | 7.472e-08 | 8.468e-08 | 9.428e-08 | 9.428e-08 | 9.428e-08 | 1.058e-07 | 1.124e-07 | 1.124e-07 | 1.124e-07 | 1.124e-07 | 1.2292e-07 | 1.316e-07 | 1.316e-07 | 1.316e-07 | 1.392e-07 | 1.4356e-07 | 1.6108e-07 | 1.7904e-07 | 1.8852e-07 | 1.8852e-07 | 1.4808e-07 | 1.3812e-07 | 1.3356e-07 | 1.3356e-07 | 1.3356e-07
CDP18 | TAS | TAS | Shallow storage | 0 | 0 | 0 | 0 | 0 | 0 | 0 | 0 | 0 | 0 | 0 | 0 | 0 | 0 | 0 | 0 | 0 | 0 | 0 | 0 | 0 | 0 | 0 | 0 | 0 | 0 | 0 | 0
CDP18 | TAS | TAS | Coordinated CER storage | 0.001724 | 0.0023794 | 0.0031209 | 0.0039747 | 0.0049612 | 0.0062052 | 0.007694 | 0.01003 | 0.013563 | 0.018691 | 0.025697 | 0.034852 | 0.046261 | 0.060186 | 0.076729 | 0.095955 | 0.11796 | 0.14291 | 0.1709 | 0.20198 | 0.23559 | 0.27327 | 0.31426 | 0.35855 | 0.40599 | 0.45655 | 0.4844 | 0.50935
CDP18 | TAS | TAS | Passive CER storage | 0.03794 | 0.041198 | 0.044208 | 0.047379 | 0.05081 | 0.055564 | 0.059366 | 0.063417 | 0.067533 | 0.072027 | 0.076722 | 0.081598 | 0.08621 | 0.091018 | 0.095561 | 0.099408 | 0.1025 | 0.1052 | 0.10757 | 0.10966 | 0.11256 | 0.11561 | 0.11877 | 0.12207 | 0.12468 | 0.12661 | 0.12968 | 0.13201
CDP19 | NSW | NNSW | Snowy 2.0 | 0 | 0 | 0 | 0 | 0 | 0 | 0 | 0 | 0 | 0 | 0 | 0 | 0 | 0 | 0 | 0 | 0 | 0 | 0 | 0 | 0 | 0 | 0 | 0 | 0 | 0 | 0 | 0
CDP19 | NSW | NNSW | Deep storage | 0 | 0 | 0 | 0 | 0 | 0 | 4.4136e-07 | 5.7624e-07 | 7.5456e-07 | 7.7952e-07 | 9.5184e-07 | 1.2804e-06 | 1.5691e-06 | 1.5691e-06 | 1.5691e-06 | 1.6296e-06 | 1.7088e-06 | 1.8269e-06 | 1.8269e-06 | 2.1065e-06 | 36 | 36 | 36 | 36 | 36 | 36 | 36 | 36
CDP19 | NSW | NNSW | Medium storage | 0 | 0 | 2.2 | 2.2 | 3.0633 | 9.5113 | 9.5113 | 9.5113 | 9.5113 | 9.5113 | 9.5113 | 9.5113 | 9.5113 | 9.5113 | 9.5113 | 9.5113 | 9.5113 | 9.5113 | 9.5113 | 9.5113 | 9.5113 | 9.5113 | 7.3113 | 11.9715 | 11.1082 | 10.3503 | 10.3503 | 13.0313
CDP19 | NSW | NNSW | Shallow storage | 0 | 0.039 | 0.439 | 0.639 | 0.639 | 0.639 | 0.639 | 0.639 | 0.639 | 0.6 | 0.6 | 0.6 | 0.6 | 0.6 | 0.6 | 0.6 | 0.6 | 0.6 | 0.6 | 0.6 | 0.6 | 0.6 | 0 | 0 | 0 | 0 | 0 | 0
CDP19 | NSW | NNSW | Coordinated CER storage | 0.0058023 | 0.0073808 | 0.0092556 | 0.011119 | 0.013383 | 0.015998 | 0.024683 | 0.036911 | 0.053056 | 0.07362 | 0.098754 | 0.12877 | 0.16356 | 0.20345 | 0.24845 | 0.29858 | 0.35393 | 0.41467 | 0.48084 | 0.55252 | 0.62982 | 0.71312 | 0.80147 | 0.89492 | 0.99303 | 1.0956 | 1.1428 | 1.185
CDP19 | NSW | NNSW | Passive CER storage | 0.10814 | 0.11531 | 0.12198 | 0.12781 | 0.1343 | 0.1437 | 0.15205 | 0.16115 | 0.17043 | 0.18064 | 0.19104 | 0.20182 | 0.21193 | 0.22241 | 0.23236 | 0.24116 | 0.24879 | 0.25583 | 0.26203 | 0.26768 | 0.27482 | 0.28223 | 0.28989 | 0.29781 | 0.30431 | 0.30948 | 0.31643 | 0.32198
CDP19 | NSW | CNSW | Snowy 2.0 | 0 | 0 | 0 | 0 | 0 | 0 | 0 | 0 | 0 | 0 | 0 | 0 | 0 | 0 | 0 | 0 | 0 | 0 | 0 | 0 | 0 | 0 | 0 | 0 | 0 | 0 | 0 | 0
CDP19 | NSW | CNSW | Deep storage | 6.271 | 6.271 | 6.271 | 6.271 | 6.271 | 6.271 | 6.271 | 6.271 | 6.271 | 6.271 | 6.271 | 6.271 | 6.271 | 6.271 | 6.271 | 6.271 | 6.271 | 6.271 | 6.271 | 6.271 | 6.271 | 6.271 | 6.271 | 6.271 | 6.271 | 6.271 | 6.271 | 6.271
CDP19 | NSW | CNSW | Medium storage | 0 | 2.392 | 2.392 | 3.8658 | 3.8658 | 4.026 | 3.8659 | 4.026 | 3.8659 | 3.8659 | 4.026 | 3.8659 | 3.8659 | 4.026 | 4.026 | 3.8659 | 3.8659 | 3.8659 | 3.8659 | 4.026 | 3.8659 | 1.634 | 1.4739 | 1.4739 | 1.634 | 1.4739 | 1.4739 | 1.634
CDP19 | NSW | CNSW | Shallow storage | 0 | 0.028 | 0.038032 | 0.3294 | 1.7145 | 1.7145 | 1.7145 | 1.7145 | 1.7145 | 1.7145 | 1.7145 | 1.7145 | 1.7145 | 1.7145 | 1.7145 | 1.7145 | 1.7145 | 1.7145 | 1.7145 | 1.7145 | 1.7145 | 1.6865 | 1.6764 | 1.3851 | 0.12414 | 0.12414 | 0.12414 | 0.12414
CDP19 | NSW | CNSW | Coordinated CER storage | 0.002436 | 0.003109 | 0.0039388 | 0.0047921 | 0.0057777 | 0.0069361 | 0.012327 | 0.02009 | 0.030459 | 0.043748 | 0.06014 | 0.079766 | 0.10265 | 0.12894 | 0.15869 | 0.19196 | 0.2288 | 0.26926 | 0.31342 | 0.36129 | 0.41291 | 0.46862 | 0.52774 | 0.59029 | 0.65608 | 0.72489 | 0.75661 | 0.78503
CDP19 | NSW | CNSW | Passive CER storage | 0.045401 | 0.048571 | 0.051909 | 0.055084 | 0.057981 | 0.062299 | 0.066172 | 0.070665 | 0.075208 | 0.080098 | 0.085417 | 0.090708 | 0.095926 | 0.10121 | 0.10634 | 0.11106 | 0.1153 | 0.11909 | 0.12247 | 0.12542 | 0.12924 | 0.13331 | 0.13748 | 0.14176 | 0.14544 | 0.14836 | 0.15206 | 0.15509
CDP19 | NSW | SNSW | Snowy 2.0 | 0 | 0 | 0 | 0 | 349.8 | 349.8 | 349.8 | 349.8 | 349.8 | 349.8 | 349.8 | 349.8 | 349.8 | 349.8 | 349.8 | 349.8 | 349.8 | 349.8 | 349.8 | 349.8 | 349.8 | 349.8 | 349.8 | 349.8 | 349.8 | 349.8 | 349.8 | 349.8
CDP19 | NSW | SNSW | Deep storage | 0 | 0 | 0 | 0 | 0 | 0 | 0 | 0 | 0 | 0 | 0 | 0 | 0 | 0 | 0 | 0 | 0 | 0 | 0 | 0 | 0 | 0 | 0 | 0 | 0 | 0 | 0 | 0
CDP19 | NSW | SNSW | Medium storage | 0 | 0.4 | 0.4 | 2 | 2 | 2.6806 | 2.6806 | 2.6806 | 2.6806 | 2.6806 | 2.6806 | 2.6806 | 2.6806 | 2.6806 | 2.6806 | 2.6806 | 2.6806 | 2.6806 | 2.6806 | 2.6806 | 2.6806 | 2.2806 | 2.2806 | 2.2806 | 2.2806 | 1.8989 | 1.8989 | 1.8989
CDP19 | NSW | SNSW | Shallow storage | 0.56998 | 0.5878 | 0.5878 | 0.5878 | 0.5878 | 0.58978 | 0.5878 | 0.58978 | 0.5878 | 0.5878 | 0.58978 | 0.5878 | 0.5878 | 0.58978 | 0.58978 | 0.5878 | 0.5878 | 0.5878 | 0.5678 | 0.51978 | 0.5178 | 0.49998 | 0.498 | 0.498 | 0.3 | 0.3 | 0.3 | 0
CDP19 | NSW | SNSW | Coordinated CER storage | 0.0048938 | 0.0062939 | 0.0080112 | 0.0098897 | 0.012126 | 0.014688 | 0.021379 | 0.030987 | 0.044109 | 0.061364 | 0.083154 | 0.10992 | 0.1418 | 0.17919 | 0.22224 | 0.27107 | 0.32586 | 0.38691 | 0.45437 | 0.52841 | 0.60853 | 0.6967 | 0.79157 | 0.89321 | 1.0013 | 1.1157 | 1.1739 | 1.2265
CDP19 | NSW | SNSW | Passive CER storage | 0.09121 | 0.098327 | 0.10558 | 0.11368 | 0.12169 | 0.13193 | 0.14054 | 0.14968 | 0.15919 | 0.1694 | 0.18001 | 0.19105 | 0.20183 | 0.21303 | 0.2238 | 0.23332 | 0.24159 | 0.24917 | 0.25601 | 0.26228 | 0.27033 | 0.27892 | 0.28791 | 0.2972 | 0.305 | 0.31159 | 0.31977 | 0.32656
CDP19 | NSW | SNW | Snowy 2.0 | 0 | 0 | 0 | 0 | 0 | 0 | 0 | 0 | 0 | 0 | 0 | 0 | 0 | 0 | 0 | 0 | 0 | 0 | 0 | 0 | 0 | 0 | 0 | 0 | 0 | 0 | 0 | 0
CDP19 | NSW | SNW | Deep storage | 0 | 0 | 0 | 0 | 0 | 0 | 0 | 0 | 0 | 0 | 0 | 0 | 0 | 0 | 0 | 0 | 0 | 0 | 0 | 0 | 0 | 0 | 0 | 0 | 0 | 0 | 0 | 0
CDP19 | NSW | SNW | Medium storage | 0 | 3.5566 | 3.5566 | 3.5566 | 3.5566 | 6.9726 | 6.9726 | 6.9726 | 6.9726 | 6.9726 | 6.9726 | 6.9726 | 6.9726 | 6.9726 | 6.9726 | 6.9726 | 6.9726 | 6.9726 | 6.9726 | 6.9726 | 6.9726 | 3.416 | 3.416 | 3.416 | 3.416 | 1.5 | 1.5 | 1.5
CDP19 | NSW | SNW | Shallow storage | 0.075 | 1.3404 | 1.3404 | 1.3404 | 1.3761 | 1.4607 | 2.7158 | 2.861 | 2.7158 | 2.7158 | 2.861 | 2.7158 | 2.6408 | 2.786 | 2.786 | 2.6408 | 2.6408 | 2.6408 | 2.6408 | 2.786 | 2.6408 | 1.736 | 1.5908 | 1.5908 | 1.7035 | 1.5584 | 1.5584 | 1.7035
CDP19 | NSW | SNW | Coordinated CER storage | 0.023059 | 0.029634 | 0.037325 | 0.045574 | 0.055599 | 0.066993 | 0.12001 | 0.19479 | 0.29386 | 0.42016 | 0.57502 | 0.76029 | 0.97571 | 1.223 | 1.5026 | 1.8146 | 2.1596 | 2.5385 | 2.9514 | 3.399 | 3.877 | 4.3971 | 4.9489 | 5.5327 | 6.1464 | 6.7884 | 7.0829 | 7.3466
CDP19 | NSW | SNW | Passive CER storage | 0.42977 | 0.46296 | 0.4919 | 0.52387 | 0.55796 | 0.60171 | 0.63797 | 0.67618 | 0.71468 | 0.75624 | 0.79951 | 0.84459 | 0.88781 | 0.93318 | 0.97727 | 1.0166 | 1.0505 | 1.081 | 1.1072 | 1.13 | 1.1611 | 1.1941 | 1.2288 | 1.2655 | 1.2967 | 1.3225 | 1.356 | 1.3833
CDP19 | QLD | NQ | Borumba | 0 | 0 | 0 | 0 | 0 | 0 | 0 | 0 | 0 | 0 | 0 | 0 | 0 | 0 | 0 | 0 | 0 | 0 | 0 | 0 | 0 | 0 | 0 | 0 | 0 | 0 | 0 | 0
CDP19 | QLD | NQ | Deep storage | 0 | 0 | 0 | 0 | 0 | 0 | 2.0064e-07 | 2.82e-07 | 4.3344e-07 | 2.2476e-06 | 2.2476e-06 | 2.2476e-06 | 2.2476e-06 | 2.2476e-06 | 2.3479e-06 | 2.3479e-06 | 2.3479e-06 | 2.4058e-06 | 2.4058e-06 | 2.4509e-06 | 3.583e-06 | 3.8592e-06 | 0.27156 | 0.46947 | 3.6253 | 4.3312 | 4.3312 | 4.3312
CDP19 | QLD | NQ | Medium storage | 2 | 2 | 2 | 2 | 2 | 2 | 2 | 2 | 2 | 2 | 2 | 2 | 2 | 2 | 2 | 2 | 2 | 2 | 2 | 2 | 2 | 2 | 2 | 2 | 2 | 2 | 2 | 2
CDP19 | QLD | NQ | Shallow storage | 0 | 0 | 0.6 | 0.6 | 0.6 | 0.6 | 0.6 | 0.6 | 0.6 | 0.6 | 0.6 | 0.6 | 0.6 | 0.6 | 0.6 | 0.6 | 0.6 | 0.6 | 0.6 | 0.6 | 0.6 | 0.6 | 0 | 0 | 0 | 0 | 0 | 0
CDP19 | QLD | NQ | Coordinated CER storage | 0.0024335 | 0.0031857 | 0.0040501 | 0.0050472 | 0.00624 | 0.0076805 | 0.012587 | 0.019554 | 0.028796 | 0.040632 | 0.055229 | 0.072792 | 0.093248 | 0.11684 | 0.14359 | 0.17349 | 0.20665 | 0.24318 | 0.28313 | 0.32664 | 0.37383 | 0.42485 | 0.47917 | 0.53687 | 0.59765 | 0.66137 | 0.6919 | 0.71969
CDP19 | QLD | NQ | Passive CER storage | 0.043154 | 0.047713 | 0.052263 | 0.05701 | 0.062484 | 0.068971 | 0.07472 | 0.081073 | 0.08755 | 0.094587 | 0.10209 | 0.11006 | 0.11762 | 0.12553 | 0.13323 | 0.14004 | 0.14615 | 0.15177 | 0.15698 | 0.16205 | 0.16817 | 0.17461 | 0.18129 | 0.1884 | 0.19451 | 0.19975 | 0.2053 | 0.21004
CDP19 | QLD | GG | Borumba | 0 | 0 | 0 | 0 | 0 | 0 | 0 | 0 | 0 | 0 | 0 | 0 | 0 | 0 | 0 | 0 | 0 | 0 | 0 | 0 | 0 | 0 | 0 | 0 | 0 | 0 | 0 | 0
CDP19 | QLD | GG | Deep storage | 0 | 0 | 0 | 0 | 0 | 0 | 0 | 0 | 0 | 0 | 0 | 0 | 0 | 0 | 0 | 0 | 0 | 0 | 0 | 0 | 0 | 0 | 0 | 0 | 0 | 0 | 0 | 0
CDP19 | QLD | GG | Medium storage | 0 | 0 | 0 | 1.0376e-07 | 1.0376e-07 | 2.2704e-07 | 2.2704e-07 | 2.3372e-07 | 2.6212e-07 | 4.5412e-07 | 4.5412e-07 | 4.5412e-07 | 6.4656e-07 | 1.0727e-06 | 1.1225e-06 | 1.1225e-06 | 1.1225e-06 | 1.147e-06 | 1.147e-06 | 1.1598e-06 | 1.2585e-06 | 1.4772e-06 | 0.20576 | 0.51072 | 0.51072 | 2.3964 | 2.3964 | 4.0369
CDP19 | QLD | GG | Shallow storage | 0 | 0.4 | 0.4 | 0.4 | 0.4 | 0.4 | 0.4 | 0.4 | 0.4 | 0.4 | 0.4 | 0.4 | 0.4 | 0.4 | 0.4 | 0.4 | 0.4 | 0.4 | 0.4 | 0.4 | 0.4 | 0 | 0 | 0 | 0 | 0 | 0 | 0
CDP19 | QLD | GG | Coordinated CER storage | 0.00013364 | 0.00017577 | 0.00022307 | 0.00028305 | 0.00034733 | 0.00043144 | 0.0009243 | 0.0016461 | 0.0026279 | 0.0038986 | 0.0054761 | 0.0073813 | 0.0096176 | 0.012203 | 0.015143 | 0.018447 | 0.02212 | 0.02618 | 0.030632 | 0.03548 | 0.04075 | 0.046436 | 0.052488 | 0.058908 | 0.065683 | 0.072796 | 0.076188 | 0.079271
CDP19 | QLD | GG | Passive CER storage | 0.0023698 | 0.0026326 | 0.0028784 | 0.0031972 | 0.003478 | 0.0038743 | 0.0042037 | 0.0045759 | 0.0049915 | 0.0054424 | 0.005916 | 0.0064045 | 0.0068905 | 0.007396 | 0.0078783 | 0.0083287 | 0.0087188 | 0.0090984 | 0.0094577 | 0.0097885 | 0.010197 | 0.010632 | 0.011082 | 0.011538 | 0.011938 | 0.012279 | 0.012648 | 0.01295
CDP19 | QLD | CQ | Borumba | 0 | 0 | 0 | 0 | 0 | 0 | 0 | 0 | 0 | 0 | 0 | 0 | 0 | 0 | 0 | 0 | 0 | 0 | 0 | 0 | 0 | 0 | 0 | 0 | 0 | 0 | 0 | 0
CDP19 | QLD | CQ | Deep storage | 0 | 0 | 0 | 0 | 0 | 0 | 2.0376e-07 | 2.8248e-07 | 4.6752e-07 | 1.884e-06 | 1.884e-06 | 1.884e-06 | 1.884e-06 | 1.884e-06 | 1.9618e-06 | 1.9618e-06 | 1.9618e-06 | 2.0201e-06 | 2.0201e-06 | 2.2574e-06 | 4.1777e-06 | 4.3908e-06 | 4.4945e-06 | 4.861e-06 | 1.0605 | 8.6212 | 8.6212 | 9.6
CDP19 | QLD | CQ | Medium storage | 0 | 0 | 0 | 1.1364e-07 | 1.3988e-07 | 2.3204e-07 | 3.0788e-07 | 3.5828e-07 | 4.17e-07 | 1.1689e-06 | 1.1689e-06 | 1.1689e-06 | 1.3587e-06 | 1.7832e-06 | 1.863e-06 | 1.863e-06 | 1.863e-06 | 1.8744e-06 | 1.8744e-06 | 1.9534e-06 | 2.0885e-06 | 2.3667e-06 | 0.38159 | 0.42674 | 0.42675 | 2.299 | 2.299 | 4.8318
CDP19 | QLD | CQ | Shallow storage | 0.1 | 0.1 | 0.1 | 0.4 | 0.4 | 0.4 | 0.4 | 0.4 | 0.4 | 0.4 | 0.4 | 0.4 | 0.4 | 0.4 | 0.4 | 0.4 | 0.4 | 0.4 | 0.3 | 0.3 | 0.3 | 0.3 | 0.3 | 0 | 0 | 0 | 0 | 0
CDP19 | QLD | CQ | Coordinated CER storage | 0.0022383 | 0.00295 | 0.003741 | 0.0047011 | 0.0057881 | 0.0071303 | 0.012663 | 0.020582 | 0.031219 | 0.044919 | 0.061857 | 0.082254 | 0.10614 | 0.13369 | 0.16499 | 0.20008 | 0.23901 | 0.28198 | 0.32903 | 0.38027 | 0.43596 | 0.49607 | 0.56008 | 0.62803 | 0.6997 | 0.77487 | 0.81085 | 0.84354
CDP19 | QLD | CQ | Passive CER storage | 0.039693 | 0.044182 | 0.048274 | 0.0531 | 0.057959 | 0.06403 | 0.069643 | 0.075613 | 0.081979 | 0.088976 | 0.096321 | 0.10393 | 0.11149 | 0.11926 | 0.12684 | 0.13371 | 0.1397 | 0.14542 | 0.15074 | 0.15578 | 0.16208 | 0.16856 | 0.17529 | 0.18226 | 0.18842 | 0.19361 | 0.19905 | 0.20352
CDP19 | QLD | SQ | Borumba | 0 | 0 | 0 | 0 | 0 | 0 | 0 | 47.952 | 47.952 | 47.952 | 47.952 | 47.952 | 47.952 | 47.952 | 47.952 | 47.952 | 47.952 | 47.952 | 47.952 | 47.952 | 47.952 | 47.952 | 47.952 | 47.952 | 47.952 | 47.952 | 47.952 | 47.952
CDP19 | QLD | SQ | Deep storage | 0 | 0 | 0 | 0 | 0 | 0 | 0 | 0 | 0 | 0 | 0 | 0 | 0 | 0 | 0 | 0 | 0 | 0 | 0 | 0 | 0 | 0 | 0 | 0 | 0 | 0 | 0 | 0
CDP19 | QLD | SQ | Medium storage | 5.7 | 5.7 | 5.7 | 5.7 | 5.7 | 5.7 | 5.7 | 5.7 | 5.7 | 5.7 | 5.7 | 5.7 | 5.7 | 5.7 | 5.7 | 5.7 | 5.7 | 5.7 | 5.7 | 5.7 | 5.7 | 5.7 | 7.8657 | 7.8657 | 7.8657 | 8.9395 | 8.9395 | 8.9395
CDP19 | QLD | SQ | Shallow storage | 1.2581 | 1.8421 | 1.8421 | 1.8421 | 1.8421 | 1.8421 | 1.8421 | 1.8421 | 1.8421 | 1.8421 | 1.8421 | 1.8421 | 1.8421 | 1.8421 | 1.6421 | 1.6421 | 1.6421 | 1.6421 | 1.6421 | 1.6421 | 1.3421 | 0.84212 | 0.84212 | 0.84212 | 0.45992 | 0.45992 | 0.45992 | 0.30992
CDP19 | QLD | SQ | Coordinated CER storage | 0.01187 | 0.01571 | 0.020135 | 0.025278 | 0.031321 | 0.039007 | 0.07543 | 0.12706 | 0.19578 | 0.28386 | 0.39252 | 0.52329 | 0.67614 | 0.85255 | 1.0529 | 1.2773 | 1.5262 | 1.8007 | 2.1014 | 2.4288 | 2.7797 | 3.1635 | 3.5723 | 4.0062 | 4.4638 | 4.9441 | 5.1735 | 5.382
CDP19 | QLD | SQ | Passive CER storage | 0.21049 | 0.23529 | 0.25982 | 0.28552 | 0.31363 | 0.35029 | 0.38243 | 0.41718 | 0.45303 | 0.49221 | 0.53361 | 0.57723 | 0.6199 | 0.66492 | 0.70882 | 0.74827 | 0.78204 | 0.8135 | 0.8432 | 0.87111 | 0.90624 | 0.94342 | 0.98231 | 1.0229 | 1.0586 | 1.0898 | 1.1224 | 1.1496
CDP19 | VIC | VIC | Deep storage | 0 | 0 | 0 | 0 | 0 | 0 | 1.8648e-07 | 5.2512e-07 | 1.314e-06 | 2.963e-06 | 2.963e-06 | 2.963e-06 | 2.963e-06 | 2.963e-06 | 2.9892e-06 | 3.0242e-06 | 3.0242e-06 | 3.0242e-06 | 3.0814e-06 | 3.2134e-06 | 11.7897 | 11.7897 | 11.7897 | 11.7897 | 11.7897 | 12.0511 | 12.0511 | 13.1463
CDP19 | VIC | VIC | Medium storage | 0 | 0 | 1.4 | 1.4 | 1.4 | 1.4 | 1.4 | 1.4 | 1.4 | 1.4 | 1.4 | 1.4 | 1.4 | 1.4 | 1.4 | 1.4 | 1.4 | 1.4 | 1.4 | 1.4 | 1.4 | 1.4 | 5.182e-07 | 1.5297e-06 | 1.5108e-06 | 1.4779e-06 | 1.4779e-06 | 1.4575e-06
CDP19 | VIC | VIC | Shallow storage | 0.71096 | 4.051 | 4.1158 | 5.0194 | 5.0051 | 5.2055 | 5.2194 | 5.7311 | 6.367 | 6.8449 | 8.4538 | 8.4538 | 8.467 | 8.4538 | 8.4438 | 8.4438 | 8.4438 | 7.9938 | 7.9938 | 7.8813 | 7.4945 | 7.0417 | 6.2647 | 5.6592 | 5.6592 | 5.4152 | 3.8132 | 3.3015
CDP19 | VIC | VIC | Coordinated CER storage | 0.030273 | 0.041437 | 0.0534 | 0.06722 | 0.084146 | 0.10405 | 0.16928 | 0.26054 | 0.38081 | 0.53384 | 0.72135 | 0.94586 | 1.2071 | 1.5076 | 1.8479 | 2.2279 | 2.6483 | 3.1109 | 3.6164 | 4.1656 | 4.755 | 5.397 | 6.0796 | 6.8032 | 7.5643 | 8.3613 | 8.7383 | 9.0797
CDP19 | VIC | VIC | Passive CER storage | 0.62471 | 0.68133 | 0.73614 | 0.79403 | 0.85556 | 0.93631 | 1.0064 | 1.0815 | 1.1588 | 1.2425 | 1.3303 | 1.4219 | 1.5108 | 1.6037 | 1.6939 | 1.7747 | 1.8447 | 1.9098 | 1.9706 | 2.0279 | 2.0988 | 2.173 | 2.2501 | 2.3307 | 2.401 | 2.4615 | 2.532 | 2.5917
CDP19 | SA | CSA | Deep storage | 0 | 0 | 0 | 0 | 0 | 0 | 1.0248e-07 | 1.368e-07 | 1.6512e-07 | 2.2032e-07 | 2.2032e-07 | 2.2032e-07 | 2.2032e-07 | 3.4296e-07 | 3.7848e-07 | 3.7848e-07 | 3.7848e-07 | 3.7848e-07 | 3.7848e-07 | 3.7848e-07 | 4.0704e-07 | 4.0704e-07 | 4.0704e-07 | 4.0704e-07 | 4.0704e-07 | 4.4088e-07 | 4.4088e-07 | 4.4088e-07
CDP19 | SA | CSA | Medium storage | 0 | 0 | 0 | 7.18e-08 | 9.176e-08 | 1.2248e-07 | 1.2248e-07 | 1.3072e-07 | 1.3072e-07 | 1.3764e-07 | 1.3764e-07 | 1.3764e-07 | 3.1276e-07 | 3.3048e-07 | 3.5244e-07 | 3.5244e-07 | 3.5244e-07 | 3.5244e-07 | 3.5244e-07 | 3.5244e-07 | 3.6604e-07 | 3.7052e-07 | 4.6192e-07 | 4.3012 | 4.3012 | 6.0163 | 6.0163 | 6.0163
CDP19 | SA | CSA | Shallow storage | 0.88082 | 1.5374 | 2.1559 | 3.388 | 3.4 | 3.388 | 3.3802 | 3.3802 | 3.3802 | 3.3802 | 3.3802 | 3.3802 | 3.3802 | 3.3802 | 3.3802 | 3.3802 | 3.3802 | 3.3549 | 3.3669 | 3.1042 | 2.7162 | 2.4022 | 1.7837 | 0.65608 | 0.57308 | 0.28448 | 0.28448 | 0.28448
CDP19 | SA | CSA | Coordinated CER storage | 0.12492 | 0.13915 | 0.15299 | 0.16834 | 0.18427 | 0.20382 | 0.23165 | 0.26628 | 0.30796 | 0.35804 | 0.41651 | 0.48397 | 0.55937 | 0.64408 | 0.7373 | 0.83826 | 0.94689 | 1.0641 | 1.1902 | 1.325 | 1.4692 | 1.6249 | 1.7888 | 1.9609 | 2.1392 | 2.3232 | 2.4079 | 2.483
CDP19 | SA | CSA | Passive CER storage | 0.36485 | 0.38587 | 0.40522 | 0.42425 | 0.4446 | 0.4694 | 0.48994 | 0.51132 | 0.53227 | 0.55427 | 0.5763 | 0.5985 | 0.61859 | 0.63896 | 0.65753 | 0.67255 | 0.68392 | 0.69348 | 0.70155 | 0.70822 | 0.71785 | 0.72786 | 0.73807 | 0.74849 | 0.75609 | 0.7611 | 0.77066 | 0.77748
CDP19 | SA | SESA | Deep storage | 0 | 0 | 0 | 0 | 0 | 0 | 0 | 0 | 0 | 0 | 0 | 0 | 0 | 0 | 0 | 0 | 0 | 0 | 0 | 0 | 0 | 0 | 0 | 0 | 0 | 0 | 0 | 0
CDP19 | SA | SESA | Medium storage | 0 | 0 | 0 | 6.972e-08 | 8.96e-08 | 1.172e-07 | 1.172e-07 | 1.2688e-07 | 1.3416e-07 | 1.4436e-07 | 1.4436e-07 | 1.4436e-07 | 1.4952e-07 | 3.0476e-07 | 3.2192e-07 | 3.2192e-07 | 3.2192e-07 | 3.2192e-07 | 3.2192e-07 | 3.5476e-07 | 3.9656e-07 | 4.0524e-07 | 5.274e-07 | 0.27088 | 0.27088 | 0.27088 | 0.27088 | 0.27088
CDP19 | SA | SESA | Shallow storage | 0.05 | 0.05 | 0.05 | 0.05 | 0.05 | 0.05 | 0.05 | 0.05 | 0.05 | 0.05 | 0 | 0 | 0 | 0 | 0 | 0 | 0 | 0 | 0 | 0 | 0 | 0 | 0 | 0 | 0 | 0 | 0 | 0
CDP19 | SA | SESA | Coordinated CER storage | 0.0044624 | 0.0050062 | 0.0055448 | 0.0061386 | 0.006757 | 0.007542 | 0.0087227 | 0.010195 | 0.012 | 0.014228 | 0.016926 | 0.019982 | 0.023502 | 0.027385 | 0.031664 | 0.036343 | 0.041413 | 0.046894 | 0.052781 | 0.059173 | 0.066145 | 0.073539 | 0.081296 | 0.089449 | 0.097908 | 0.10666 | 0.11068 | 0.11433
CDP19 | SA | SESA | Passive CER storage | 0.013033 | 0.013883 | 0.014686 | 0.015471 | 0.016303 | 0.01737 | 0.018236 | 0.019069 | 0.019872 | 0.020768 | 0.021796 | 0.022685 | 0.023629 | 0.024429 | 0.025123 | 0.025703 | 0.02615 | 0.026504 | 0.026763 | 0.027081 | 0.027586 | 0.028041 | 0.028457 | 0.028883 | 0.029186 | 0.029394 | 0.029781 | 0.030157
CDP19 | TAS | TAS | Deep storage | 0 | 0 | 0 | 0 | 0 | 0 | 7.1088e-07 | 1.1811e-06 | 1.8387e-06 | 1.8387e-06 | 1.8387e-06 | 1.8387e-06 | 1.8387e-06 | 2.3096e-06 | 2.6041e-06 | 3.3048e-06 | 0.94161 | 0.94161 | 8.3101 | 19.3531 | 28.4045 | 28.4045 | 28.4045 | 28.4045 | 28.4045 | 28.4045 | 28.4045 | 28.4045
CDP19 | TAS | TAS | Medium storage | 0 | 0 | 0 | 5.96e-08 | 6.756e-08 | 7.52e-08 | 7.52e-08 | 8.144e-08 | 9.132e-08 | 9.132e-08 | 9.132e-08 | 9.132e-08 | 9.132e-08 | 1.5768e-07 | 1.644e-07 | 1.644e-07 | 1.6952e-07 | 1.6952e-07 | 1.746e-07 | 1.746e-07 | 2.594e-07 | 2.594e-07 | 2.9588e-07 | 2.5608e-07 | 2.4816e-07 | 2.4052e-07 | 2.4052e-07 | 2.3428e-07
CDP19 | TAS | TAS | Shallow storage | 0 | 0 | 0 | 0 | 0 | 0 | 0 | 0 | 0 | 0 | 0 | 0 | 0 | 0 | 0 | 0 | 0 | 0 | 0 | 0 | 0 | 0 | 0 | 0 | 0 | 0 | 0 | 0
CDP19 | TAS | TAS | Coordinated CER storage | 0.001724 | 0.0023794 | 0.0031209 | 0.0039747 | 0.0049612 | 0.0062052 | 0.007694 | 0.01003 | 0.013563 | 0.018691 | 0.025697 | 0.034852 | 0.046261 | 0.060186 | 0.076729 | 0.095955 | 0.11796 | 0.14291 | 0.1709 | 0.20198 | 0.23559 | 0.27327 | 0.31426 | 0.35855 | 0.40599 | 0.45655 | 0.4844 | 0.50935
CDP19 | TAS | TAS | Passive CER storage | 0.03794 | 0.041198 | 0.044208 | 0.047379 | 0.05081 | 0.055564 | 0.059366 | 0.063417 | 0.067533 | 0.072027 | 0.076722 | 0.081598 | 0.08621 | 0.091018 | 0.095561 | 0.099408 | 0.1025 | 0.1052 | 0.10757 | 0.10966 | 0.11256 | 0.11561 | 0.11877 | 0.12207 | 0.12468 | 0.12661 | 0.12968 | 0.13201
CDP20 | NSW | NNSW | Snowy 2.0 | 0 | 0 | 0 | 0 | 0 | 0 | 0 | 0 | 0 | 0 | 0 | 0 | 0 | 0 | 0 | 0 | 0 | 0 | 0 | 0 | 0 | 0 | 0 | 0 | 0 | 0 | 0 | 0
CDP20 | NSW | NNSW | Deep storage | 0 | 0 | 0 | 0 | 0 | 0 | 4.9368e-07 | 5.6136e-07 | 5.6136e-07 | 5.6136e-07 | 6.9984e-07 | 9.6192e-07 | 1.195e-06 | 1.195e-06 | 1.3049e-06 | 1.4083e-06 | 1.445e-06 | 1.5965e-06 | 1.5965e-06 | 2.2735e-06 | 36 | 36 | 36 | 36 | 36 | 36 | 36 | 36
CDP20 | NSW | NNSW | Medium storage | 0 | 0 | 2.2 | 2.2 | 3.0542 | 9.1056 | 9.1056 | 9.1056 | 9.1056 | 9.1056 | 9.1056 | 9.1056 | 9.1056 | 9.1056 | 9.1056 | 9.1056 | 9.1056 | 9.1056 | 9.1056 | 9.1056 | 9.1056 | 9.1056 | 6.9056 | 11.2878 | 10.4335 | 9.9072 | 9.9072 | 12.8572
CDP20 | NSW | NNSW | Shallow storage | 0 | 0.039 | 0.439 | 0.639 | 0.639 | 0.639 | 0.639 | 0.639 | 0.639 | 0.6 | 0.6 | 0.6 | 0.6 | 0.6 | 0.6 | 0.6 | 0.6 | 0.6 | 0.6 | 0.6 | 0.6 | 0.6 | 0 | 0 | 0 | 0 | 0 | 0
CDP20 | NSW | NNSW | Coordinated CER storage | 0.0058023 | 0.0073808 | 0.0092556 | 0.011119 | 0.013383 | 0.015998 | 0.024683 | 0.036911 | 0.053056 | 0.07362 | 0.098754 | 0.12877 | 0.16356 | 0.20345 | 0.24845 | 0.29858 | 0.35393 | 0.41467 | 0.48084 | 0.55252 | 0.62982 | 0.71312 | 0.80147 | 0.89492 | 0.99303 | 1.0956 | 1.1428 | 1.185
CDP20 | NSW | NNSW | Passive CER storage | 0.10814 | 0.11531 | 0.12198 | 0.12781 | 0.1343 | 0.1437 | 0.15205 | 0.16115 | 0.17043 | 0.18064 | 0.19104 | 0.20182 | 0.21193 | 0.22241 | 0.23236 | 0.24116 | 0.24879 | 0.25583 | 0.26203 | 0.26768 | 0.27482 | 0.28223 | 0.28989 | 0.29781 | 0.30431 | 0.30948 | 0.31643 | 0.32198
CDP20 | NSW | CNSW | Snowy 2.0 | 0 | 0 | 0 | 0 | 0 | 0 | 0 | 0 | 0 | 0 | 0 | 0 | 0 | 0 | 0 | 0 | 0 | 0 | 0 | 0 | 0 | 0 | 0 | 0 | 0 | 0 | 0 | 0
CDP20 | NSW | CNSW | Deep storage | 6.271 | 6.271 | 6.271 | 6.271 | 6.271 | 6.271 | 6.271 | 6.271 | 6.271 | 6.271 | 6.271 | 6.271 | 6.271 | 6.271 | 6.271 | 6.271 | 6.271 | 6.271 | 6.271 | 6.271 | 6.271 | 6.271 | 6.271 | 6.271 | 6.271 | 6.271 | 6.271 | 6.271
CDP20 | NSW | CNSW | Medium storage | 0 | 2.392 | 2.392 | 3.8658 | 3.8658 | 4.0259 | 3.8659 | 4.0259 | 3.8659 | 3.8659 | 4.0259 | 3.8659 | 3.8659 | 4.0259 | 4.0259 | 3.8659 | 3.8659 | 3.8659 | 3.8659 | 4.0259 | 3.8659 | 1.6339 | 1.4739 | 1.4739 | 1.6339 | 1.4738 | 1.4738 | 1.6339
CDP20 | NSW | CNSW | Shallow storage | 0 | 0.028 | 0.038323 | 0.38408 | 1.6936 | 1.6936 | 1.6936 | 1.6936 | 1.6936 | 1.6936 | 1.6936 | 1.6936 | 1.6936 | 1.6936 | 1.6936 | 1.6936 | 1.6936 | 1.6936 | 1.6936 | 1.6936 | 1.6936 | 1.6656 | 1.6553 | 1.3096 | 0.11737 | 0.11737 | 0.11737 | 0.11737
CDP20 | NSW | CNSW | Coordinated CER storage | 0.002436 | 0.003109 | 0.0039388 | 0.0047921 | 0.0057777 | 0.0069361 | 0.012327 | 0.02009 | 0.030459 | 0.043748 | 0.06014 | 0.079766 | 0.10265 | 0.12894 | 0.15869 | 0.19196 | 0.2288 | 0.26926 | 0.31342 | 0.36129 | 0.41291 | 0.46862 | 0.52774 | 0.59029 | 0.65608 | 0.72489 | 0.75661 | 0.78503
CDP20 | NSW | CNSW | Passive CER storage | 0.045401 | 0.048571 | 0.051909 | 0.055084 | 0.057981 | 0.062299 | 0.066172 | 0.070665 | 0.075208 | 0.080098 | 0.085417 | 0.090708 | 0.095926 | 0.10121 | 0.10634 | 0.11106 | 0.1153 | 0.11909 | 0.12247 | 0.12542 | 0.12924 | 0.13331 | 0.13748 | 0.14176 | 0.14544 | 0.14836 | 0.15206 | 0.15509
CDP20 | NSW | SNSW | Snowy 2.0 | 0 | 0 | 0 | 0 | 349.8 | 349.8 | 349.8 | 349.8 | 349.8 | 349.8 | 349.8 | 349.8 | 349.8 | 349.8 | 349.8 | 349.8 | 349.8 | 349.8 | 349.8 | 349.8 | 349.8 | 349.8 | 349.8 | 349.8 | 349.8 | 349.8 | 349.8 | 349.8
CDP20 | NSW | SNSW | Deep storage | 0 | 0 | 0 | 0 | 0 | 0 | 0 | 0 | 0 | 0 | 0 | 0 | 0 | 0 | 0 | 0 | 0 | 0 | 0 | 0 | 0 | 0 | 0 | 0 | 0 | 0 | 0 | 0
CDP20 | NSW | SNSW | Medium storage | 0 | 0.4 | 0.4 | 2 | 2 | 2 | 2 | 2 | 2 | 2 | 2 | 2 | 2 | 2 | 2 | 2 | 2 | 2 | 2 | 2 | 2 | 1.6 | 1.6 | 1.6 | 1.6 | 1.6 | 1.6 | 1.6
CDP20 | NSW | SNSW | Shallow storage | 0.56998 | 0.5878 | 0.5878 | 0.5878 | 0.5878 | 0.58978 | 0.5878 | 0.58978 | 0.5878 | 0.5878 | 0.58978 | 0.5878 | 0.5878 | 0.58978 | 0.58978 | 0.5878 | 0.5878 | 0.5878 | 0.5678 | 0.51978 | 0.5178 | 0.49998 | 0.498 | 0.498 | 0.3 | 0.3 | 0.3 | 0
CDP20 | NSW | SNSW | Coordinated CER storage | 0.0048938 | 0.0062939 | 0.0080112 | 0.0098897 | 0.012126 | 0.014688 | 0.021379 | 0.030987 | 0.044109 | 0.061364 | 0.083154 | 0.10992 | 0.1418 | 0.17919 | 0.22224 | 0.27107 | 0.32586 | 0.38691 | 0.45437 | 0.52841 | 0.60853 | 0.6967 | 0.79157 | 0.89321 | 1.0013 | 1.1157 | 1.1739 | 1.2265
CDP20 | NSW | SNSW | Passive CER storage | 0.09121 | 0.098327 | 0.10558 | 0.11368 | 0.12169 | 0.13193 | 0.14054 | 0.14968 | 0.15919 | 0.1694 | 0.18001 | 0.19105 | 0.20183 | 0.21303 | 0.2238 | 0.23332 | 0.24159 | 0.24917 | 0.25601 | 0.26228 | 0.27033 | 0.27892 | 0.28791 | 0.2972 | 0.305 | 0.31159 | 0.31977 | 0.32656
CDP20 | NSW | SNW | Snowy 2.0 | 0 | 0 | 0 | 0 | 0 | 0 | 0 | 0 | 0 | 0 | 0 | 0 | 0 | 0 | 0 | 0 | 0 | 0 | 0 | 0 | 0 | 0 | 0 | 0 | 0 | 0 | 0 | 0
CDP20 | NSW | SNW | Deep storage | 0 | 0 | 0 | 0 | 0 | 0 | 0 | 0 | 0 | 0 | 0 | 0 | 0 | 0 | 0 | 0 | 0 | 0 | 0 | 0 | 0 | 0 | 0 | 0 | 0 | 0 | 0 | 0
CDP20 | NSW | SNW | Medium storage | 0 | 3.5566 | 3.5566 | 3.5566 | 3.5566 | 8.059 | 8.059 | 8.059 | 8.059 | 8.059 | 8.059 | 8.059 | 8.059 | 8.059 | 8.059 | 8.059 | 8.059 | 8.059 | 8.059 | 8.059 | 8.059 | 4.5024 | 4.5024 | 4.5024 | 4.5024 | 1.977 | 1.977 | 1.977
CDP20 | NSW | SNW | Shallow storage | 0.075 | 1.3404 | 1.3404 | 1.3404 | 1.4527 | 1.5374 | 2.7925 | 2.9376 | 2.7925 | 2.7925 | 2.9376 | 2.7925 | 2.7175 | 2.8626 | 2.8626 | 2.7175 | 2.7175 | 2.7175 | 2.7175 | 2.8626 | 2.7175 | 1.8126 | 1.6675 | 1.6675 | 1.7104 | 1.5653 | 1.5653 | 1.7104
CDP20 | NSW | SNW | Coordinated CER storage | 0.023059 | 0.029634 | 0.037325 | 0.045574 | 0.055599 | 0.066993 | 0.12001 | 0.19479 | 0.29386 | 0.42016 | 0.57502 | 0.76029 | 0.97571 | 1.223 | 1.5026 | 1.8146 | 2.1596 | 2.5385 | 2.9514 | 3.399 | 3.877 | 4.3971 | 4.9489 | 5.5327 | 6.1464 | 6.7884 | 7.0829 | 7.3466
CDP20 | NSW | SNW | Passive CER storage | 0.42977 | 0.46296 | 0.4919 | 0.52387 | 0.55796 | 0.60171 | 0.63797 | 0.67618 | 0.71468 | 0.75624 | 0.79951 | 0.84459 | 0.88781 | 0.93318 | 0.97727 | 1.0166 | 1.0505 | 1.081 | 1.1072 | 1.13 | 1.1611 | 1.1941 | 1.2288 | 1.2655 | 1.2967 | 1.3225 | 1.356 | 1.3833
CDP20 | QLD | NQ | Borumba | 0 | 0 | 0 | 0 | 0 | 0 | 0 | 0 | 0 | 0 | 0 | 0 | 0 | 0 | 0 | 0 | 0 | 0 | 0 | 0 | 0 | 0 | 0 | 0 | 0 | 0 | 0 | 0
CDP20 | QLD | NQ | Deep storage | 0 | 0 | 0 | 0 | 0 | 0 | 2.244e-07 | 2.244e-07 | 3.2904e-07 | 1.7938e-06 | 1.7938e-06 | 1.7938e-06 | 1.7938e-06 | 1.7938e-06 | 1.8746e-06 | 1.8746e-06 | 1.8746e-06 | 1.8746e-06 | 1.8746e-06 | 1.9622e-06 | 4.6327e-06 | 4.9274e-06 | 0.126 | 0.47232 | 3.76 | 4.3296 | 4.3296 | 4.3296
CDP20 | QLD | NQ | Medium storage | 2 | 2 | 2 | 2 | 2 | 2 | 2 | 2 | 2 | 2 | 2 | 2 | 2 | 2 | 2 | 2 | 2 | 2 | 2 | 2 | 2 | 2 | 2 | 2 | 2 | 2 | 2 | 2
CDP20 | QLD | NQ | Shallow storage | 0 | 0 | 0.6 | 0.6 | 0.6 | 0.6 | 0.6 | 0.6 | 0.6 | 0.6 | 0.6 | 0.6 | 0.6 | 0.6 | 0.6 | 0.6 | 0.6 | 0.6 | 0.6 | 0.6 | 0.6 | 0.6 | 0 | 0 | 0 | 0 | 0 | 0
CDP20 | QLD | NQ | Coordinated CER storage | 0.0024335 | 0.0031857 | 0.0040501 | 0.0050472 | 0.00624 | 0.0076805 | 0.012587 | 0.019554 | 0.028796 | 0.040632 | 0.055229 | 0.072792 | 0.093248 | 0.11684 | 0.14359 | 0.17349 | 0.20665 | 0.24318 | 0.28313 | 0.32664 | 0.37383 | 0.42485 | 0.47917 | 0.53687 | 0.59765 | 0.66137 | 0.6919 | 0.71969
CDP20 | QLD | NQ | Passive CER storage | 0.043154 | 0.047713 | 0.052263 | 0.05701 | 0.062484 | 0.068971 | 0.07472 | 0.081073 | 0.08755 | 0.094587 | 0.10209 | 0.11006 | 0.11762 | 0.12553 | 0.13323 | 0.14004 | 0.14615 | 0.15177 | 0.15698 | 0.16205 | 0.16817 | 0.17461 | 0.18129 | 0.1884 | 0.19451 | 0.19975 | 0.2053 | 0.21004
CDP20 | QLD | GG | Borumba | 0 | 0 | 0 | 0 | 0 | 0 | 0 | 0 | 0 | 0 | 0 | 0 | 0 | 0 | 0 | 0 | 0 | 0 | 0 | 0 | 0 | 0 | 0 | 0 | 0 | 0 | 0 | 0
CDP20 | QLD | GG | Deep storage | 0 | 0 | 0 | 0 | 0 | 0 | 0 | 0 | 0 | 0 | 0 | 0 | 0 | 0 | 0 | 0 | 0 | 0 | 0 | 0 | 0 | 0 | 0 | 0 | 0 | 0 | 0 | 0
CDP20 | QLD | GG | Medium storage | 0 | 0 | 0 | 1.1624e-07 | 1.1624e-07 | 2.5416e-07 | 2.5416e-07 | 2.6284e-07 | 3.0104e-07 | 3.6628e-07 | 3.6628e-07 | 3.6628e-07 | 5.214e-07 | 8.6888e-07 | 9.1328e-07 | 9.1328e-07 | 9.1328e-07 | 9.1328e-07 | 9.1328e-07 | 9.4e-07 | 1.01e-06 | 0.03422 | 0.1387 | 0.33794 | 0.33794 | 2.1337 | 2.1337 | 3.9012
CDP20 | QLD | GG | Shallow storage | 0 | 0.4 | 0.4 | 0.4 | 0.4 | 0.4 | 0.4 | 0.4 | 0.4 | 0.4 | 0.4 | 0.4 | 0.4 | 0.4 | 0.4 | 0.4 | 0.4 | 0.4 | 0.4 | 0.4 | 0.4 | 0 | 0 | 0 | 0 | 0 | 0 | 0
CDP20 | QLD | GG | Coordinated CER storage | 0.00013364 | 0.00017577 | 0.00022307 | 0.00028305 | 0.00034733 | 0.00043144 | 0.0009243 | 0.0016461 | 0.0026279 | 0.0038986 | 0.0054761 | 0.0073813 | 0.0096176 | 0.012203 | 0.015143 | 0.018447 | 0.02212 | 0.02618 | 0.030632 | 0.03548 | 0.04075 | 0.046436 | 0.052488 | 0.058908 | 0.065683 | 0.072796 | 0.076188 | 0.079271
CDP20 | QLD | GG | Passive CER storage | 0.0023698 | 0.0026326 | 0.0028784 | 0.0031972 | 0.003478 | 0.0038743 | 0.0042037 | 0.0045759 | 0.0049915 | 0.0054424 | 0.005916 | 0.0064045 | 0.0068905 | 0.007396 | 0.0078783 | 0.0083287 | 0.0087188 | 0.0090984 | 0.0094577 | 0.0097885 | 0.010197 | 0.010632 | 0.011082 | 0.011538 | 0.011938 | 0.012279 | 0.012648 | 0.01295
CDP20 | QLD | CQ | Borumba | 0 | 0 | 0 | 0 | 0 | 0 | 0 | 0 | 0 | 0 | 0 | 0 | 0 | 0 | 0 | 0 | 0 | 0 | 0 | 0 | 0 | 0 | 0 | 0 | 0 | 0 | 0 | 0
CDP20 | QLD | CQ | Deep storage | 0 | 0 | 0 | 0 | 0 | 0 | 2.28e-07 | 2.28e-07 | 3.5712e-07 | 1.5007e-06 | 1.5007e-06 | 1.5007e-06 | 1.5007e-06 | 1.5007e-06 | 1.585e-06 | 1.585e-06 | 1.585e-06 | 1.585e-06 | 1.585e-06 | 1.6097e-06 | 6.605e-06 | 6.8753e-06 | 7.0366e-06 | 7.1717e-06 | 0.68657 | 8.1891 | 8.1891 | 9.6
CDP20 | QLD | CQ | Medium storage | 0 | 0 | 0 | 1.2736e-07 | 1.5624e-07 | 2.5968e-07 | 3.4464e-07 | 3.5088e-07 | 4.5472e-07 | 9.722e-07 | 9.722e-07 | 9.722e-07 | 1.0869e-06 | 1.433e-06 | 1.5088e-06 | 1.5088e-06 | 1.5088e-06 | 1.5088e-06 | 1.5088e-06 | 1.5357e-06 | 1.6893e-06 | 0.034187 | 0.13854 | 0.33551 | 0.33551 | 2.3495 | 2.3495 | 4.5278
CDP20 | QLD | CQ | Shallow storage | 0.1 | 0.1 | 0.1 | 0.4 | 0.4 | 0.4 | 0.4 | 0.4 | 0.4 | 0.4 | 0.4 | 0.4 | 0.4 | 0.4 | 0.4 | 0.4 | 0.4 | 0.4 | 0.3 | 0.3 | 0.3 | 0.3 | 0.3 | 0 | 0 | 0 | 0 | 0
CDP20 | QLD | CQ | Coordinated CER storage | 0.0022383 | 0.00295 | 0.003741 | 0.0047011 | 0.0057881 | 0.0071303 | 0.012663 | 0.020582 | 0.031219 | 0.044919 | 0.061857 | 0.082254 | 0.10614 | 0.13369 | 0.16499 | 0.20008 | 0.23901 | 0.28198 | 0.32903 | 0.38027 | 0.43596 | 0.49607 | 0.56008 | 0.62803 | 0.6997 | 0.77487 | 0.81085 | 0.84354
CDP20 | QLD | CQ | Passive CER storage | 0.039693 | 0.044182 | 0.048274 | 0.0531 | 0.057959 | 0.06403 | 0.069643 | 0.075613 | 0.081979 | 0.088976 | 0.096321 | 0.10393 | 0.11149 | 0.11926 | 0.12684 | 0.13371 | 0.1397 | 0.14542 | 0.15074 | 0.15578 | 0.16208 | 0.16856 | 0.17529 | 0.18226 | 0.18842 | 0.19361 | 0.19905 | 0.20352
CDP20 | QLD | SQ | Borumba | 0 | 0 | 0 | 0 | 0 | 0 | 0 | 47.952 | 47.952 | 47.952 | 47.952 | 47.952 | 47.952 | 47.952 | 47.952 | 47.952 | 47.952 | 47.952 | 47.952 | 47.952 | 47.952 | 47.952 | 47.952 | 47.952 | 47.952 | 47.952 | 47.952 | 47.952
CDP20 | QLD | SQ | Deep storage | 0 | 0 | 0 | 0 | 0 | 0 | 0 | 0 | 0 | 0 | 0 | 0 | 0 | 0 | 0 | 0 | 0 | 0 | 0 | 0 | 0 | 0 | 0 | 0 | 0 | 0 | 0 | 0
CDP20 | QLD | SQ | Medium storage | 5.7 | 5.7 | 5.7 | 5.7 | 5.7 | 5.7 | 5.7 | 5.7 | 5.7 | 5.7 | 5.7 | 5.7 | 5.7 | 5.7 | 5.7 | 5.7 | 5.7 | 5.7 | 5.7 | 5.7 | 5.7 | 5.7 | 8.0118 | 8.0118 | 8.0118 | 8.9939 | 8.9939 | 8.9939
CDP20 | QLD | SQ | Shallow storage | 1.2581 | 1.8421 | 1.8421 | 1.8421 | 1.8421 | 1.8421 | 1.8421 | 1.8421 | 1.8421 | 1.8421 | 1.8421 | 1.8421 | 1.8421 | 1.8421 | 1.6421 | 1.6421 | 1.6421 | 1.6421 | 1.6421 | 1.6421 | 1.3421 | 0.84212 | 0.84212 | 0.84212 | 0.45992 | 0.45992 | 0.45992 | 0.30992
CDP20 | QLD | SQ | Coordinated CER storage | 0.01187 | 0.01571 | 0.020135 | 0.025278 | 0.031321 | 0.039007 | 0.07543 | 0.12706 | 0.19578 | 0.28386 | 0.39252 | 0.52329 | 0.67614 | 0.85255 | 1.0529 | 1.2773 | 1.5262 | 1.8007 | 2.1014 | 2.4288 | 2.7797 | 3.1635 | 3.5723 | 4.0062 | 4.4638 | 4.9441 | 5.1735 | 5.382
CDP20 | QLD | SQ | Passive CER storage | 0.21049 | 0.23529 | 0.25982 | 0.28552 | 0.31363 | 0.35029 | 0.38243 | 0.41718 | 0.45303 | 0.49221 | 0.53361 | 0.57723 | 0.6199 | 0.66492 | 0.70882 | 0.74827 | 0.78204 | 0.8135 | 0.8432 | 0.87111 | 0.90624 | 0.94342 | 0.98231 | 1.0229 | 1.0586 | 1.0898 | 1.1224 | 1.1496
CDP20 | VIC | VIC | Deep storage | 0 | 0 | 0 | 0 | 0 | 0 | 2.0904e-07 | 4.2312e-07 | 1.0762e-06 | 2.4094e-06 | 2.4094e-06 | 2.4094e-06 | 2.4094e-06 | 2.4094e-06 | 2.4353e-06 | 2.4686e-06 | 2.5277e-06 | 2.5277e-06 | 2.5277e-06 | 2.5277e-06 | 13.244 | 13.244 | 13.244 | 13.244 | 13.244 | 13.244 | 13.244 | 13.3721
CDP20 | VIC | VIC | Medium storage | 0 | 0 | 1.4 | 1.4 | 1.4 | 1.4 | 1.4 | 1.4 | 1.4 | 1.4 | 1.4 | 1.4 | 1.4 | 1.4 | 1.4 | 1.4 | 1.4 | 1.4 | 1.4 | 1.4 | 1.4 | 1.4 | 5.5632e-07 | 1.4645e-06 | 1.4442e-06 | 1.4066e-06 | 1.4066e-06 | 1.3936e-06
CDP20 | VIC | VIC | Shallow storage | 0.71096 | 4.051 | 4.1158 | 5.0205 | 5.0062 | 5.2055 | 5.2194 | 5.7311 | 6.367 | 6.8449 | 8.4538 | 8.4538 | 8.467 | 8.4538 | 8.4438 | 8.4438 | 8.4438 | 7.9938 | 7.9938 | 7.8813 | 7.4945 | 7.0417 | 6.2647 | 5.6581 | 5.6581 | 5.4152 | 3.8132 | 3.3015
CDP20 | VIC | VIC | Coordinated CER storage | 0.030273 | 0.041437 | 0.0534 | 0.06722 | 0.084146 | 0.10405 | 0.16928 | 0.26054 | 0.38081 | 0.53384 | 0.72135 | 0.94586 | 1.2071 | 1.5076 | 1.8479 | 2.2279 | 2.6483 | 3.1109 | 3.6164 | 4.1656 | 4.755 | 5.397 | 6.0796 | 6.8032 | 7.5643 | 8.3613 | 8.7383 | 9.0797
CDP20 | VIC | VIC | Passive CER storage | 0.62471 | 0.68133 | 0.73614 | 0.79403 | 0.85556 | 0.93631 | 1.0064 | 1.0815 | 1.1588 | 1.2425 | 1.3303 | 1.4219 | 1.5108 | 1.6037 | 1.6939 | 1.7747 | 1.8447 | 1.9098 | 1.9706 | 2.0279 | 2.0988 | 2.173 | 2.2501 | 2.3307 | 2.401 | 2.4615 | 2.532 | 2.5917
CDP20 | SA | CSA | Deep storage | 0 | 0 | 0 | 0 | 0 | 0 | 1.1472e-07 | 1.1472e-07 | 1.1472e-07 | 1.5816e-07 | 1.5816e-07 | 1.5816e-07 | 1.5816e-07 | 2.5944e-07 | 3e-07 | 3e-07 | 3e-07 | 3e-07 | 3e-07 | 3e-07 | 4.4736e-07 | 4.4736e-07 | 4.4736e-07 | 4.728e-07 | 4.728e-07 | 5.1024e-07 | 5.1024e-07 | 5.5344e-07
CDP20 | SA | CSA | Medium storage | 0 | 0 | 0 | 8.076e-08 | 1.0208e-07 | 1.376e-07 | 1.376e-07 | 1.376e-07 | 1.4768e-07 | 1.6116e-07 | 1.6116e-07 | 1.6116e-07 | 1.6116e-07 | 2.6872e-07 | 2.902e-07 | 2.902e-07 | 2.902e-07 | 2.902e-07 | 2.902e-07 | 3.1948e-07 | 3.8012e-07 | 3.9428e-07 | 4.0712e-07 | 4.3258 | 4.3258 | 6.2876 | 6.2876 | 6.2876
CDP20 | SA | CSA | Shallow storage | 0.88082 | 1.5374 | 2.1556 | 3.3322 | 3.3442 | 3.3322 | 3.3244 | 3.3244 | 3.3244 | 3.3244 | 3.3244 | 3.3244 | 3.3244 | 3.3244 | 3.3244 | 3.3244 | 3.3244 | 3.2991 | 3.3111 | 3.0484 | 2.6604 | 2.3464 | 1.7282 | 0.65138 | 0.56838 | 0.27978 | 0.27978 | 0.27978
CDP20 | SA | CSA | Coordinated CER storage | 0.12492 | 0.13915 | 0.15299 | 0.16834 | 0.18427 | 0.20382 | 0.23165 | 0.26628 | 0.30796 | 0.35804 | 0.41651 | 0.48397 | 0.55937 | 0.64408 | 0.7373 | 0.83826 | 0.94689 | 1.0641 | 1.1902 | 1.325 | 1.4692 | 1.6249 | 1.7888 | 1.9609 | 2.1392 | 2.3232 | 2.4079 | 2.483
CDP20 | SA | CSA | Passive CER storage | 0.36485 | 0.38587 | 0.40522 | 0.42425 | 0.4446 | 0.4694 | 0.48994 | 0.51132 | 0.53227 | 0.55427 | 0.5763 | 0.5985 | 0.61859 | 0.63896 | 0.65753 | 0.67255 | 0.68392 | 0.69348 | 0.70155 | 0.70822 | 0.71785 | 0.72786 | 0.73807 | 0.74849 | 0.75609 | 0.7611 | 0.77066 | 0.77748
CDP20 | SA | SESA | Deep storage | 0 | 0 | 0 | 0 | 0 | 0 | 0 | 0 | 0 | 0 | 0 | 0 | 0 | 0 | 0 | 0 | 0 | 0 | 0 | 0 | 0 | 0 | 0 | 0 | 0 | 0 | 0 | 0
CDP20 | SA | SESA | Medium storage | 0 | 0 | 0 | 7.844e-08 | 9.968e-08 | 1.316e-07 | 1.316e-07 | 1.3628e-07 | 1.414e-07 | 1.5432e-07 | 1.5432e-07 | 1.5432e-07 | 1.59e-07 | 2.4948e-07 | 2.7216e-07 | 2.7216e-07 | 2.7216e-07 | 2.7216e-07 | 2.7216e-07 | 3.1956e-07 | 3.574e-07 | 3.6784e-07 | 5.2388e-07 | 0.15932 | 0.15932 | 0.15932 | 0.15932 | 0.15932
CDP20 | SA | SESA | Shallow storage | 0.05 | 0.05 | 0.05 | 0.05 | 0.05 | 0.05 | 0.05 | 0.05 | 0.05 | 0.05 | 0 | 0 | 0 | 0 | 0 | 0 | 0 | 0 | 0 | 0 | 0 | 0 | 0 | 0 | 0 | 0 | 0 | 0
CDP20 | SA | SESA | Coordinated CER storage | 0.0044624 | 0.0050062 | 0.0055448 | 0.0061386 | 0.006757 | 0.007542 | 0.0087227 | 0.010195 | 0.012 | 0.014228 | 0.016926 | 0.019982 | 0.023502 | 0.027385 | 0.031664 | 0.036343 | 0.041413 | 0.046894 | 0.052781 | 0.059173 | 0.066145 | 0.073539 | 0.081296 | 0.089449 | 0.097908 | 0.10666 | 0.11068 | 0.11433
CDP20 | SA | SESA | Passive CER storage | 0.013033 | 0.013883 | 0.014686 | 0.015471 | 0.016303 | 0.01737 | 0.018236 | 0.019069 | 0.019872 | 0.020768 | 0.021796 | 0.022685 | 0.023629 | 0.024429 | 0.025123 | 0.025703 | 0.02615 | 0.026504 | 0.026763 | 0.027081 | 0.027586 | 0.028041 | 0.028457 | 0.028883 | 0.029186 | 0.029394 | 0.029781 | 0.030157
CDP20 | TAS | TAS | Deep storage | 0 | 0 | 0 | 0 | 0 | 0 | 7.9532e-07 | 9.544e-07 | 1.4694e-06 | 1.4694e-06 | 1.4694e-06 | 1.4694e-06 | 1.4694e-06 | 1.9085e-06 | 2.2316e-06 | 2.8225e-06 | 1.0534 | 1.0534 | 8.439 | 19.5848 | 29.0276 | 29.0276 | 29.0276 | 29.0276 | 29.0276 | 29.0276 | 29.0276 | 29.0276
CDP20 | TAS | TAS | Medium storage | 0 | 0 | 0 | 6.688e-08 | 7.552e-08 | 8.416e-08 | 8.416e-08 | 9.176e-08 | 9.176e-08 | 9.176e-08 | 9.176e-08 | 9.176e-08 | 1.2932e-07 | 1.488e-07 | 1.5756e-07 | 1.5756e-07 | 1.6748e-07 | 1.6748e-07 | 1.6748e-07 | 1.7712e-07 | 2.6716e-07 | 2.73e-07 | 2.8268e-07 | 2.344e-07 | 2.2572e-07 | 2.1708e-07 | 2.1708e-07 | 2.0948e-07
CDP20 | TAS | TAS | Shallow storage | 0 | 0 | 0 | 0 | 0 | 0 | 0 | 0 | 0 | 0 | 0 | 0 | 0 | 0 | 0 | 0 | 0 | 0 | 0 | 0 | 0 | 0 | 0 | 0 | 0 | 0 | 0 | 0
CDP20 | TAS | TAS | Coordinated CER storage | 0.001724 | 0.0023794 | 0.0031209 | 0.0039747 | 0.0049612 | 0.0062052 | 0.007694 | 0.01003 | 0.013563 | 0.018691 | 0.025697 | 0.034852 | 0.046261 | 0.060186 | 0.076729 | 0.095955 | 0.11796 | 0.14291 | 0.1709 | 0.20198 | 0.23559 | 0.27327 | 0.31426 | 0.35855 | 0.40599 | 0.45655 | 0.4844 | 0.50935
CDP20 | TAS | TAS | Passive CER storage | 0.03794 | 0.041198 | 0.044208 | 0.047379 | 0.05081 | 0.055564 | 0.059366 | 0.063417 | 0.067533 | 0.072027 | 0.076722 | 0.081598 | 0.08621 | 0.091018 | 0.095561 | 0.099408 | 0.1025 | 0.1052 | 0.10757 | 0.10966 | 0.11256 | 0.11561 | 0.11877 | 0.12207 | 0.12468 | 0.12661 | 0.12968 | 0.13201
CDP21 | NSW | NNSW | Snowy 2.0 | 0 | 0 | 0 | 0 | 0 | 0 | 0 | 0 | 0 | 0 | 0 | 0 | 0 | 0 | 0 | 0 | 0 | 0 | 0 | 0 | 0 | 0 | 0 | 0 | 0 | 0 | 0 | 0
CDP21 | NSW | NNSW | Deep storage | 0 | 0 | 0 | 0 | 0 | 0 | 4.9368e-07 | 4.9368e-07 | 4.9368e-07 | 5.46e-07 | 6.1896e-07 | 8.4744e-07 | 9.2184e-07 | 9.2184e-07 | 1.0099e-06 | 1.0099e-06 | 1.1405e-06 | 1.3046e-06 | 1.3046e-06 | 1.8744e-06 | 36 | 36 | 36 | 36 | 36 | 36 | 36 | 36
CDP21 | NSW | NNSW | Medium storage | 0 | 0 | 2.2 | 2.2 | 3.0542 | 9.1056 | 9.1056 | 9.1056 | 9.1056 | 9.1056 | 9.1056 | 9.1056 | 9.1056 | 9.1056 | 9.1056 | 9.1056 | 9.1056 | 9.1056 | 9.1056 | 9.1056 | 9.1056 | 9.1056 | 6.9056 | 11.0569 | 10.2027 | 9.7536 | 9.7536 | 12.8572
CDP21 | NSW | NNSW | Shallow storage | 0 | 0.039 | 0.439 | 0.639 | 0.639 | 0.639 | 0.639 | 0.639 | 0.639 | 0.6 | 0.6 | 0.6 | 0.6 | 0.6 | 0.6 | 0.6 | 0.6 | 0.6 | 0.6 | 0.6 | 0.6 | 0.6 | 0 | 0 | 0 | 0 | 0 | 0
CDP21 | NSW | NNSW | Coordinated CER storage | 0.0058023 | 0.0073808 | 0.0092556 | 0.011119 | 0.013383 | 0.015998 | 0.024683 | 0.036911 | 0.053056 | 0.07362 | 0.098754 | 0.12877 | 0.16356 | 0.20345 | 0.24845 | 0.29858 | 0.35393 | 0.41467 | 0.48084 | 0.55252 | 0.62982 | 0.71312 | 0.80147 | 0.89492 | 0.99303 | 1.0956 | 1.1428 | 1.185
CDP21 | NSW | NNSW | Passive CER storage | 0.10814 | 0.11531 | 0.12198 | 0.12781 | 0.1343 | 0.1437 | 0.15205 | 0.16115 | 0.17043 | 0.18064 | 0.19104 | 0.20182 | 0.21193 | 0.22241 | 0.23236 | 0.24116 | 0.24879 | 0.25583 | 0.26203 | 0.26768 | 0.27482 | 0.28223 | 0.28989 | 0.29781 | 0.30431 | 0.30948 | 0.31643 | 0.32198
CDP21 | NSW | CNSW | Snowy 2.0 | 0 | 0 | 0 | 0 | 0 | 0 | 0 | 0 | 0 | 0 | 0 | 0 | 0 | 0 | 0 | 0 | 0 | 0 | 0 | 0 | 0 | 0 | 0 | 0 | 0 | 0 | 0 | 0
CDP21 | NSW | CNSW | Deep storage | 6.271 | 6.271 | 6.271 | 6.271 | 6.271 | 6.271 | 6.271 | 6.271 | 6.271 | 6.271 | 6.271 | 6.271 | 6.271 | 6.271 | 6.271 | 6.271 | 6.271 | 6.271 | 6.271 | 6.271 | 6.271 | 6.271 | 6.271 | 6.271 | 6.271 | 6.271 | 6.271 | 6.271
CDP21 | NSW | CNSW | Medium storage | 0 | 2.392 | 2.392 | 3.8658 | 3.8658 | 4.0259 | 3.8659 | 4.0259 | 3.8659 | 3.8659 | 4.0259 | 3.8659 | 3.8659 | 4.0259 | 4.0259 | 3.8659 | 3.8659 | 3.8659 | 3.8659 | 4.0259 | 3.8659 | 1.6339 | 1.4739 | 1.4739 | 1.6339 | 1.4738 | 1.4738 | 1.6339
CDP21 | NSW | CNSW | Shallow storage | 0 | 0.028 | 0.038323 | 0.38408 | 1.6936 | 1.6936 | 1.6936 | 1.6936 | 1.6936 | 1.6936 | 1.6936 | 1.6936 | 1.6936 | 1.6936 | 1.6936 | 1.6936 | 1.6936 | 1.6936 | 1.6936 | 1.6936 | 1.6936 | 1.6656 | 1.6553 | 1.3096 | 0.11737 | 0.11737 | 0.11737 | 0.11737
CDP21 | NSW | CNSW | Coordinated CER storage | 0.002436 | 0.003109 | 0.0039388 | 0.0047921 | 0.0057777 | 0.0069361 | 0.012327 | 0.02009 | 0.030459 | 0.043748 | 0.06014 | 0.079766 | 0.10265 | 0.12894 | 0.15869 | 0.19196 | 0.2288 | 0.26926 | 0.31342 | 0.36129 | 0.41291 | 0.46862 | 0.52774 | 0.59029 | 0.65608 | 0.72489 | 0.75661 | 0.78503
CDP21 | NSW | CNSW | Passive CER storage | 0.045401 | 0.048571 | 0.051909 | 0.055084 | 0.057981 | 0.062299 | 0.066172 | 0.070665 | 0.075208 | 0.080098 | 0.085417 | 0.090708 | 0.095926 | 0.10121 | 0.10634 | 0.11106 | 0.1153 | 0.11909 | 0.12247 | 0.12542 | 0.12924 | 0.13331 | 0.13748 | 0.14176 | 0.14544 | 0.14836 | 0.15206 | 0.15509
CDP21 | NSW | SNSW | Snowy 2.0 | 0 | 0 | 0 | 0 | 349.8 | 349.8 | 349.8 | 349.8 | 349.8 | 349.8 | 349.8 | 349.8 | 349.8 | 349.8 | 349.8 | 349.8 | 349.8 | 349.8 | 349.8 | 349.8 | 349.8 | 349.8 | 349.8 | 349.8 | 349.8 | 349.8 | 349.8 | 349.8
CDP21 | NSW | SNSW | Deep storage | 0 | 0 | 0 | 0 | 0 | 0 | 0 | 0 | 0 | 0 | 0 | 0 | 0 | 0 | 0 | 0 | 0 | 0 | 0 | 0 | 0 | 0 | 0 | 0 | 0 | 0 | 0 | 0
CDP21 | NSW | SNSW | Medium storage | 0 | 0.4 | 0.4 | 2 | 2 | 2 | 2 | 2 | 2 | 2 | 2 | 2 | 2 | 2 | 2 | 2 | 2 | 2 | 2 | 2 | 2 | 1.6 | 1.6 | 1.6 | 1.6 | 1.6 | 1.6 | 1.6
CDP21 | NSW | SNSW | Shallow storage | 0.56998 | 0.5878 | 0.5878 | 0.5878 | 0.5878 | 0.58978 | 0.5878 | 0.58978 | 0.5878 | 0.5878 | 0.58978 | 0.5878 | 0.5878 | 0.58978 | 0.58978 | 0.5878 | 0.5878 | 0.5878 | 0.5678 | 0.51978 | 0.5178 | 0.49998 | 0.498 | 0.498 | 0.3 | 0.3 | 0.3 | 0
CDP21 | NSW | SNSW | Coordinated CER storage | 0.0048938 | 0.0062939 | 0.0080112 | 0.0098897 | 0.012126 | 0.014688 | 0.021379 | 0.030987 | 0.044109 | 0.061364 | 0.083154 | 0.10992 | 0.1418 | 0.17919 | 0.22224 | 0.27107 | 0.32586 | 0.38691 | 0.45437 | 0.52841 | 0.60853 | 0.6967 | 0.79157 | 0.89321 | 1.0013 | 1.1157 | 1.1739 | 1.2265
CDP21 | NSW | SNSW | Passive CER storage | 0.09121 | 0.098327 | 0.10558 | 0.11368 | 0.12169 | 0.13193 | 0.14054 | 0.14968 | 0.15919 | 0.1694 | 0.18001 | 0.19105 | 0.20183 | 0.21303 | 0.2238 | 0.23332 | 0.24159 | 0.24917 | 0.25601 | 0.26228 | 0.27033 | 0.27892 | 0.28791 | 0.2972 | 0.305 | 0.31159 | 0.31977 | 0.32656
CDP21 | NSW | SNW | Snowy 2.0 | 0 | 0 | 0 | 0 | 0 | 0 | 0 | 0 | 0 | 0 | 0 | 0 | 0 | 0 | 0 | 0 | 0 | 0 | 0 | 0 | 0 | 0 | 0 | 0 | 0 | 0 | 0 | 0
CDP21 | NSW | SNW | Deep storage | 0 | 0 | 0 | 0 | 0 | 0 | 0 | 0 | 0 | 0 | 0 | 0 | 0 | 0 | 0 | 0 | 0 | 0 | 0 | 0 | 0 | 0 | 0 | 0 | 0 | 0 | 0 | 0
CDP21 | NSW | SNW | Medium storage | 0 | 3.5566 | 3.5566 | 3.5566 | 3.5566 | 8.059 | 8.059 | 8.059 | 8.059 | 8.059 | 8.059 | 8.059 | 8.059 | 8.059 | 8.059 | 8.059 | 8.059 | 8.059 | 8.059 | 8.059 | 8.059 | 4.5024 | 4.5024 | 4.5024 | 4.5024 | 1.977 | 1.977 | 1.977
CDP21 | NSW | SNW | Shallow storage | 0.075 | 1.3404 | 1.3404 | 1.3404 | 1.4527 | 1.5374 | 2.7925 | 2.9376 | 2.7925 | 2.7925 | 2.9376 | 2.7925 | 2.7175 | 2.8626 | 2.8626 | 2.7175 | 2.7175 | 2.7175 | 2.7175 | 2.8626 | 2.7175 | 1.8126 | 1.6675 | 1.6675 | 1.7104 | 1.5653 | 1.5653 | 1.7104
CDP21 | NSW | SNW | Coordinated CER storage | 0.023059 | 0.029634 | 0.037325 | 0.045574 | 0.055599 | 0.066993 | 0.12001 | 0.19479 | 0.29386 | 0.42016 | 0.57502 | 0.76029 | 0.97571 | 1.223 | 1.5026 | 1.8146 | 2.1596 | 2.5385 | 2.9514 | 3.399 | 3.877 | 4.3971 | 4.9489 | 5.5327 | 6.1464 | 6.7884 | 7.0829 | 7.3466
CDP21 | NSW | SNW | Passive CER storage | 0.42977 | 0.46296 | 0.4919 | 0.52387 | 0.55796 | 0.60171 | 0.63797 | 0.67618 | 0.71468 | 0.75624 | 0.79951 | 0.84459 | 0.88781 | 0.93318 | 0.97727 | 1.0166 | 1.0505 | 1.081 | 1.1072 | 1.13 | 1.1611 | 1.1941 | 1.2288 | 1.2655 | 1.2967 | 1.3225 | 1.356 | 1.3833
CDP21 | QLD | NQ | Borumba | 0 | 0 | 0 | 0 | 0 | 0 | 0 | 0 | 0 | 0 | 0 | 0 | 0 | 0 | 0 | 0 | 0 | 0 | 0 | 0 | 0 | 0 | 0 | 0 | 0 | 0 | 0 | 0
CDP21 | QLD | NQ | Deep storage | 0 | 0 | 0 | 0 | 0 | 0 | 2.244e-07 | 2.6208e-07 | 2.6208e-07 | 8.8152e-07 | 8.8152e-07 | 8.8152e-07 | 1.3073e-06 | 1.3073e-06 | 1.3831e-06 | 1.3831e-06 | 1.3831e-06 | 1.4426e-06 | 1.4426e-06 | 1.5852e-06 | 3.7339e-06 | 3.9487e-06 | 0.18962 | 0.48084 | 3.7442 | 4.3307 | 4.3307 | 4.3307
CDP21 | QLD | NQ | Medium storage | 2 | 2 | 2 | 2 | 2 | 2 | 2 | 2 | 2 | 2 | 2 | 2 | 2 | 2 | 2 | 2 | 2 | 2 | 2 | 2 | 2 | 2 | 2 | 2 | 2 | 2 | 2 | 2
CDP21 | QLD | NQ | Shallow storage | 0 | 0 | 0.6 | 0.6 | 0.6 | 0.6 | 0.6 | 0.6 | 0.6 | 0.6 | 0.6 | 0.6 | 0.6 | 0.6 | 0.6 | 0.6 | 0.6 | 0.6 | 0.6 | 0.6 | 0.6 | 0.6 | 0 | 0 | 0 | 0 | 0 | 0
CDP21 | QLD | NQ | Coordinated CER storage | 0.0024335 | 0.0031857 | 0.0040501 | 0.0050472 | 0.00624 | 0.0076805 | 0.012587 | 0.019554 | 0.028796 | 0.040632 | 0.055229 | 0.072792 | 0.093248 | 0.11684 | 0.14359 | 0.17349 | 0.20665 | 0.24318 | 0.28313 | 0.32664 | 0.37383 | 0.42485 | 0.47917 | 0.53687 | 0.59765 | 0.66137 | 0.6919 | 0.71969
CDP21 | QLD | NQ | Passive CER storage | 0.043154 | 0.047713 | 0.052263 | 0.05701 | 0.062484 | 0.068971 | 0.07472 | 0.081073 | 0.08755 | 0.094587 | 0.10209 | 0.11006 | 0.11762 | 0.12553 | 0.13323 | 0.14004 | 0.14615 | 0.15177 | 0.15698 | 0.16205 | 0.16817 | 0.17461 | 0.18129 | 0.1884 | 0.19451 | 0.19975 | 0.2053 | 0.21004
CDP21 | QLD | GG | Borumba | 0 | 0 | 0 | 0 | 0 | 0 | 0 | 0 | 0 | 0 | 0 | 0 | 0 | 0 | 0 | 0 | 0 | 0 | 0 | 0 | 0 | 0 | 0 | 0 | 0 | 0 | 0 | 0
CDP21 | QLD | GG | Deep storage | 0 | 0 | 0 | 0 | 0 | 0 | 0 | 0 | 0 | 0 | 0 | 0 | 0 | 0 | 0 | 0 | 0 | 0 | 0 | 0 | 0 | 0 | 0 | 0 | 0 | 0 | 0 | 0
CDP21 | QLD | GG | Medium storage | 0 | 0 | 0 | 1.1624e-07 | 1.1624e-07 | 2.5416e-07 | 2.5416e-07 | 2.6992e-07 | 2.774e-07 | 3.1644e-07 | 3.1644e-07 | 3.1644e-07 | 5.9872e-07 | 8.8728e-07 | 9.2644e-07 | 9.2644e-07 | 9.2644e-07 | 9.2644e-07 | 9.2644e-07 | 9.526e-07 | 1.0191e-06 | 0.019617 | 0.15609 | 0.16932 | 0.16932 | 2.0726 | 2.0726 | 3.7253
CDP21 | QLD | GG | Shallow storage | 0 | 0.4 | 0.4 | 0.4 | 0.4 | 0.4 | 0.4 | 0.4 | 0.4 | 0.4 | 0.4 | 0.4 | 0.4 | 0.4 | 0.4 | 0.4 | 0.4 | 0.4 | 0.4 | 0.4 | 0.4 | 0 | 0 | 0 | 0 | 0 | 0 | 0
CDP21 | QLD | GG | Coordinated CER storage | 0.00013364 | 0.00017577 | 0.00022307 | 0.00028305 | 0.00034733 | 0.00043144 | 0.0009243 | 0.0016461 | 0.0026279 | 0.0038986 | 0.0054761 | 0.0073813 | 0.0096176 | 0.012203 | 0.015143 | 0.018447 | 0.02212 | 0.02618 | 0.030632 | 0.03548 | 0.04075 | 0.046436 | 0.052488 | 0.058908 | 0.065683 | 0.072796 | 0.076188 | 0.079271
CDP21 | QLD | GG | Passive CER storage | 0.0023698 | 0.0026326 | 0.0028784 | 0.0031972 | 0.003478 | 0.0038743 | 0.0042037 | 0.0045759 | 0.0049915 | 0.0054424 | 0.005916 | 0.0064045 | 0.0068905 | 0.007396 | 0.0078783 | 0.0083287 | 0.0087188 | 0.0090984 | 0.0094577 | 0.0097885 | 0.010197 | 0.010632 | 0.011082 | 0.011538 | 0.011938 | 0.012279 | 0.012648 | 0.01295
CDP21 | QLD | CQ | Borumba | 0 | 0 | 0 | 0 | 0 | 0 | 0 | 0 | 0 | 0 | 0 | 0 | 0 | 0 | 0 | 0 | 0 | 0 | 0 | 0 | 0 | 0 | 0 | 0 | 0 | 0 | 0 | 0
CDP21 | QLD | CQ | Deep storage | 0 | 0 | 0 | 0 | 0 | 0 | 2.28e-07 | 2.616e-07 | 2.616e-07 | 7.0968e-07 | 7.0968e-07 | 7.0968e-07 | 9.3408e-07 | 1.1026e-06 | 1.1722e-06 | 1.1722e-06 | 1.1722e-06 | 1.1722e-06 | 1.1722e-06 | 1.2574e-06 | 5.1286e-06 | 5.2759e-06 | 5.4509e-06 | 5.5082e-06 | 0.73194 | 8.2201 | 8.2201 | 9.6
CDP21 | QLD | CQ | Medium storage | 0 | 0 | 0 | 1.2736e-07 | 1.5624e-07 | 2.5968e-07 | 3.4464e-07 | 3.6716e-07 | 3.8336e-07 | 6.6444e-07 | 6.6444e-07 | 6.6444e-07 | 1.0393e-06 | 1.3546e-06 | 1.4255e-06 | 1.4255e-06 | 1.4255e-06 | 1.4255e-06 | 1.4255e-06 | 1.4729e-06 | 1.5834e-06 | 0.019605 | 0.1558 | 0.5041 | 0.5041 | 2.3294 | 2.3294 | 4.1888
CDP21 | QLD | CQ | Shallow storage | 0.1 | 0.1 | 0.1 | 0.4 | 0.4 | 0.4 | 0.4 | 0.4 | 0.4 | 0.4 | 0.4 | 0.4 | 0.4 | 0.4 | 0.4 | 0.4 | 0.4 | 0.4 | 0.3 | 0.3 | 0.3 | 0.3 | 0.3 | 0 | 0 | 0 | 0 | 0
CDP21 | QLD | CQ | Coordinated CER storage | 0.0022383 | 0.00295 | 0.003741 | 0.0047011 | 0.0057881 | 0.0071303 | 0.012663 | 0.020582 | 0.031219 | 0.044919 | 0.061857 | 0.082254 | 0.10614 | 0.13369 | 0.16499 | 0.20008 | 0.23901 | 0.28198 | 0.32903 | 0.38027 | 0.43596 | 0.49607 | 0.56008 | 0.62803 | 0.6997 | 0.77487 | 0.81085 | 0.84354
CDP21 | QLD | CQ | Passive CER storage | 0.039693 | 0.044182 | 0.048274 | 0.0531 | 0.057959 | 0.06403 | 0.069643 | 0.075613 | 0.081979 | 0.088976 | 0.096321 | 0.10393 | 0.11149 | 0.11926 | 0.12684 | 0.13371 | 0.1397 | 0.14542 | 0.15074 | 0.15578 | 0.16208 | 0.16856 | 0.17529 | 0.18226 | 0.18842 | 0.19361 | 0.19905 | 0.20352
CDP21 | QLD | SQ | Borumba | 0 | 0 | 0 | 0 | 0 | 0 | 0 | 47.952 | 47.952 | 47.952 | 47.952 | 47.952 | 47.952 | 47.952 | 47.952 | 47.952 | 47.952 | 47.952 | 47.952 | 47.952 | 47.952 | 47.952 | 47.952 | 47.952 | 47.952 | 47.952 | 47.952 | 47.952
CDP21 | QLD | SQ | Deep storage | 0 | 0 | 0 | 0 | 0 | 0 | 0 | 0 | 0 | 0 | 0 | 0 | 0 | 0 | 0 | 0 | 0 | 0 | 0 | 0 | 0 | 0 | 0 | 0 | 0 | 0 | 0 | 0
CDP21 | QLD | SQ | Medium storage | 5.7 | 5.7 | 5.7 | 5.7 | 5.7 | 5.7 | 5.7 | 5.7 | 5.7 | 5.7 | 5.7 | 5.7 | 5.7 | 5.7 | 5.7 | 5.7 | 5.7 | 5.7 | 5.7 | 5.7 | 5.7 | 5.7 | 7.9646 | 7.9646 | 7.9646 | 8.9823 | 8.9823 | 8.9823
CDP21 | QLD | SQ | Shallow storage | 1.2581 | 1.8421 | 1.8421 | 1.8421 | 1.8421 | 1.8421 | 1.8421 | 1.8421 | 1.8421 | 1.8421 | 1.8421 | 1.8421 | 1.8421 | 1.8421 | 1.6421 | 1.6421 | 1.6421 | 1.6421 | 1.6421 | 1.6421 | 1.3421 | 0.84212 | 0.84212 | 0.84212 | 0.45992 | 0.45992 | 0.45992 | 0.30992
CDP21 | QLD | SQ | Coordinated CER storage | 0.01187 | 0.01571 | 0.020135 | 0.025278 | 0.031321 | 0.039007 | 0.07543 | 0.12706 | 0.19578 | 0.28386 | 0.39252 | 0.52329 | 0.67614 | 0.85255 | 1.0529 | 1.2773 | 1.5262 | 1.8007 | 2.1014 | 2.4288 | 2.7797 | 3.1635 | 3.5723 | 4.0062 | 4.4638 | 4.9441 | 5.1735 | 5.382
CDP21 | QLD | SQ | Passive CER storage | 0.21049 | 0.23529 | 0.25982 | 0.28552 | 0.31363 | 0.35029 | 0.38243 | 0.41718 | 0.45303 | 0.49221 | 0.53361 | 0.57723 | 0.6199 | 0.66492 | 0.70882 | 0.74827 | 0.78204 | 0.8135 | 0.8432 | 0.87111 | 0.90624 | 0.94342 | 0.98231 | 1.0229 | 1.0586 | 1.0898 | 1.1224 | 1.1496
CDP21 | VIC | VIC | Deep storage | 0 | 0 | 0 | 0 | 0 | 0 | 2.0904e-07 | 3.6672e-07 | 6.8424e-07 | 1.1508e-06 | 1.1508e-06 | 1.1508e-06 | 1.1508e-06 | 1.1508e-06 | 1.1508e-06 | 1.1796e-06 | 1.2439e-06 | 1.2439e-06 | 1.3066e-06 | 1.3066e-06 | 12.9664 | 12.9664 | 12.9664 | 12.9664 | 12.9664 | 12.9664 | 12.9664 | 13.4628
CDP21 | VIC | VIC | Medium storage | 0 | 0 | 1.4 | 1.4 | 1.4 | 1.4 | 1.4 | 1.4 | 1.4 | 1.4 | 1.4 | 1.4 | 1.4 | 1.4 | 1.4 | 1.4 | 1.4 | 1.4 | 1.4 | 1.4 | 1.4 | 1.4 | 3.7736e-07 | 1.4114e-06 | 1.391e-06 | 1.3534e-06 | 1.3534e-06 | 1.3411e-06
CDP21 | VIC | VIC | Shallow storage | 0.71096 | 4.051 | 4.1158 | 5.0205 | 5.0062 | 5.2055 | 5.2194 | 5.7311 | 6.367 | 6.8449 | 8.4538 | 8.4538 | 8.467 | 8.4538 | 8.4438 | 8.4438 | 8.4438 | 7.9938 | 7.9938 | 7.8813 | 7.4945 | 7.0417 | 6.2647 | 5.6581 | 5.6581 | 5.4152 | 3.8132 | 3.3015
CDP21 | VIC | VIC | Coordinated CER storage | 0.030273 | 0.041437 | 0.0534 | 0.06722 | 0.084146 | 0.10405 | 0.16928 | 0.26054 | 0.38081 | 0.53384 | 0.72135 | 0.94586 | 1.2071 | 1.5076 | 1.8479 | 2.2279 | 2.6483 | 3.1109 | 3.6164 | 4.1656 | 4.755 | 5.397 | 6.0796 | 6.8032 | 7.5643 | 8.3613 | 8.7383 | 9.0797
CDP21 | VIC | VIC | Passive CER storage | 0.62471 | 0.68133 | 0.73614 | 0.79403 | 0.85556 | 0.93631 | 1.0064 | 1.0815 | 1.1588 | 1.2425 | 1.3303 | 1.4219 | 1.5108 | 1.6037 | 1.6939 | 1.7747 | 1.8447 | 1.9098 | 1.9706 | 2.0279 | 2.0988 | 2.173 | 2.2501 | 2.3307 | 2.401 | 2.4615 | 2.532 | 2.5917
CDP21 | SA | CSA | Deep storage | 0 | 0 | 0 | 0 | 0 | 0 | 1.1472e-07 | 1.1472e-07 | 1.1472e-07 | 1.1472e-07 | 1.1472e-07 | 1.1472e-07 | 1.1472e-07 | 1.4184e-07 | 1.4184e-07 | 1.4184e-07 | 1.4184e-07 | 1.4184e-07 | 1.4184e-07 | 1.4184e-07 | 3.42e-07 | 3.42e-07 | 3.42e-07 | 3.42e-07 | 3.42e-07 | 3.8496e-07 | 3.8496e-07 | 4.7232e-07
CDP21 | SA | CSA | Medium storage | 0 | 0 | 0 | 8.076e-08 | 1.0208e-07 | 1.376e-07 | 1.376e-07 | 1.4208e-07 | 1.5276e-07 | 1.6316e-07 | 1.6316e-07 | 1.6316e-07 | 1.7164e-07 | 1.8732e-07 | 2.0616e-07 | 2.0616e-07 | 2.0616e-07 | 2.0616e-07 | 2.0616e-07 | 3.48e-07 | 3.624e-07 | 3.7584e-07 | 3.9572e-07 | 4.3523 | 4.3523 | 6.3885 | 6.3885 | 6.3885
CDP21 | SA | CSA | Shallow storage | 0.88082 | 1.5374 | 2.1556 | 3.3322 | 3.3442 | 3.3322 | 3.3244 | 3.3244 | 3.3244 | 3.3244 | 3.3244 | 3.3244 | 3.3244 | 3.3244 | 3.3244 | 3.3244 | 3.3244 | 3.2991 | 3.3111 | 3.0484 | 2.6604 | 2.3464 | 1.7282 | 0.65138 | 0.56838 | 0.27978 | 0.27978 | 0.27978
CDP21 | SA | CSA | Coordinated CER storage | 0.12492 | 0.13915 | 0.15299 | 0.16834 | 0.18427 | 0.20382 | 0.23165 | 0.26628 | 0.30796 | 0.35804 | 0.41651 | 0.48397 | 0.55937 | 0.64408 | 0.7373 | 0.83826 | 0.94689 | 1.0641 | 1.1902 | 1.325 | 1.4692 | 1.6249 | 1.7888 | 1.9609 | 2.1392 | 2.3232 | 2.4079 | 2.483
CDP21 | SA | CSA | Passive CER storage | 0.36485 | 0.38587 | 0.40522 | 0.42425 | 0.4446 | 0.4694 | 0.48994 | 0.51132 | 0.53227 | 0.55427 | 0.5763 | 0.5985 | 0.61859 | 0.63896 | 0.65753 | 0.67255 | 0.68392 | 0.69348 | 0.70155 | 0.70822 | 0.71785 | 0.72786 | 0.73807 | 0.74849 | 0.75609 | 0.7611 | 0.77066 | 0.77748
CDP21 | SA | SESA | Deep storage | 0 | 0 | 0 | 0 | 0 | 0 | 0 | 0 | 0 | 0 | 0 | 0 | 0 | 0 | 0 | 0 | 0 | 0 | 0 | 0 | 0 | 0 | 0 | 0 | 0 | 0 | 0 | 0
CDP21 | SA | SESA | Medium storage | 0 | 0 | 0 | 7.844e-08 | 9.968e-08 | 1.316e-07 | 1.316e-07 | 1.316e-07 | 1.316e-07 | 1.4264e-07 | 1.4264e-07 | 1.4264e-07 | 1.4264e-07 | 2.0452e-07 | 2.2296e-07 | 2.2296e-07 | 2.2296e-07 | 2.2296e-07 | 2.2296e-07 | 2.2868e-07 | 2.5656e-07 | 2.702e-07 | 2.8964e-07 | 0.05538 | 0.05538 | 0.05538 | 0.05538 | 0.05538
CDP21 | SA | SESA | Shallow storage | 0.05 | 0.05 | 0.05 | 0.05 | 0.05 | 0.05 | 0.05 | 0.05 | 0.05 | 0.05 | 0 | 0 | 0 | 0 | 0 | 0 | 0 | 0 | 0 | 0 | 0 | 0 | 0 | 0 | 0 | 0 | 0 | 0
CDP21 | SA | SESA | Coordinated CER storage | 0.0044624 | 0.0050062 | 0.0055448 | 0.0061386 | 0.006757 | 0.007542 | 0.0087227 | 0.010195 | 0.012 | 0.014228 | 0.016926 | 0.019982 | 0.023502 | 0.027385 | 0.031664 | 0.036343 | 0.041413 | 0.046894 | 0.052781 | 0.059173 | 0.066145 | 0.073539 | 0.081296 | 0.089449 | 0.097908 | 0.10666 | 0.11068 | 0.11433
CDP21 | SA | SESA | Passive CER storage | 0.013033 | 0.013883 | 0.014686 | 0.015471 | 0.016303 | 0.01737 | 0.018236 | 0.019069 | 0.019872 | 0.020768 | 0.021796 | 0.022685 | 0.023629 | 0.024429 | 0.025123 | 0.025703 | 0.02615 | 0.026504 | 0.026763 | 0.027081 | 0.027586 | 0.028041 | 0.028457 | 0.028883 | 0.029186 | 0.029394 | 0.029781 | 0.030157
CDP21 | TAS | TAS | Deep storage | 0 | 0 | 0 | 0 | 0 | 0 | 7.9532e-07 | 9.2104e-07 | 1.476e-06 | 1.476e-06 | 1.476e-06 | 1.476e-06 | 0.30908 | 2.9792 | 2.9792 | 2.9792 | 2.9792 | 2.9792 | 8.4603 | 19.6724 | 29.3629 | 29.3629 | 29.3629 | 29.3629 | 29.3629 | 29.3629 | 29.3629 | 29.3629
CDP21 | TAS | TAS | Medium storage | 0 | 0 | 0 | 6.688e-08 | 7.552e-08 | 8.416e-08 | 8.416e-08 | 8.824e-08 | 9.608e-08 | 1.1172e-07 | 1.1172e-07 | 1.1172e-07 | 1.1172e-07 | 1.1812e-07 | 1.2596e-07 | 1.2596e-07 | 1.3052e-07 | 1.3052e-07 | 1.3052e-07 | 1.3052e-07 | 1.5092e-07 | 1.6048e-07 | 1.7448e-07 | 1.2188e-07 | 1.132e-07 | 1.0456e-07 | 1.0456e-07 | 1.0048e-07
CDP21 | TAS | TAS | Shallow storage | 0 | 0 | 0 | 0 | 0 | 0 | 0 | 0 | 0 | 0 | 0 | 0 | 0 | 0 | 0 | 0 | 0 | 0 | 0 | 0 | 0 | 0 | 0 | 0 | 0 | 0 | 0 | 0
CDP21 | TAS | TAS | Coordinated CER storage | 0.001724 | 0.0023794 | 0.0031209 | 0.0039747 | 0.0049612 | 0.0062052 | 0.007694 | 0.01003 | 0.013563 | 0.018691 | 0.025697 | 0.034852 | 0.046261 | 0.060186 | 0.076729 | 0.095955 | 0.11796 | 0.14291 | 0.1709 | 0.20198 | 0.23559 | 0.27327 | 0.31426 | 0.35855 | 0.40599 | 0.45655 | 0.4844 | 0.50935
CDP21 | TAS | TAS | Passive CER storage | 0.03794 | 0.041198 | 0.044208 | 0.047379 | 0.05081 | 0.055564 | 0.059366 | 0.063417 | 0.067533 | 0.072027 | 0.076722 | 0.081598 | 0.08621 | 0.091018 | 0.095561 | 0.099408 | 0.1025 | 0.1052 | 0.10757 | 0.10966 | 0.11256 | 0.11561 | 0.11877 | 0.12207 | 0.12468 | 0.12661 | 0.12968 | 0.13201
CDP22 | NSW | NNSW | Snowy 2.0 | 0 | 0 | 0 | 0 | 0 | 0 | 0 | 0 | 0 | 0 | 0 | 0 | 0 | 0 | 0 | 0 | 0 | 0 | 0 | 0 | 0 | 0 | 0 | 0 | 0 | 0 | 0 | 0
CDP22 | NSW | NNSW | Deep storage | 0 | 0 | 0 | 0 | 0 | 0 | 5.5584e-07 | 5.5584e-07 | 5.5584e-07 | 5.5584e-07 | 6.5688e-07 | 6.5688e-07 | 8.2008e-07 | 8.2008e-07 | 9.7152e-07 | 9.7152e-07 | 1.0315e-06 | 1.3159e-06 | 1.5706e-06 | 2.6218e-06 | 36 | 36 | 36 | 36 | 36 | 36 | 36 | 36
CDP22 | NSW | NNSW | Medium storage | 0 | 0 | 2.2 | 2.2 | 3.0633 | 9.5113 | 9.5113 | 9.5113 | 9.5113 | 9.5113 | 9.5113 | 9.5113 | 9.5113 | 9.5113 | 9.5113 | 9.5113 | 9.5113 | 9.5113 | 9.5113 | 9.5113 | 9.5113 | 9.5113 | 7.3113 | 11.4938 | 10.6304 | 9.9267 | 9.9267 | 13.0313
CDP22 | NSW | NNSW | Shallow storage | 0 | 0.039 | 0.439 | 0.639 | 0.639 | 0.639 | 0.639 | 0.639 | 0.639 | 0.6 | 0.6 | 0.6 | 0.6 | 0.6 | 0.6 | 0.6 | 0.6 | 0.6 | 0.6 | 0.6 | 0.6 | 0.6 | 0 | 0 | 0 | 0 | 0 | 0
CDP22 | NSW | NNSW | Coordinated CER storage | 0.0058023 | 0.0073808 | 0.0092556 | 0.011119 | 0.013383 | 0.015998 | 0.024683 | 0.036911 | 0.053056 | 0.07362 | 0.098754 | 0.12877 | 0.16356 | 0.20345 | 0.24845 | 0.29858 | 0.35393 | 0.41467 | 0.48084 | 0.55252 | 0.62982 | 0.71312 | 0.80147 | 0.89492 | 0.99303 | 1.0956 | 1.1428 | 1.185
CDP22 | NSW | NNSW | Passive CER storage | 0.10814 | 0.11531 | 0.12198 | 0.12781 | 0.1343 | 0.1437 | 0.15205 | 0.16115 | 0.17043 | 0.18064 | 0.19104 | 0.20182 | 0.21193 | 0.22241 | 0.23236 | 0.24116 | 0.24879 | 0.25583 | 0.26203 | 0.26768 | 0.27482 | 0.28223 | 0.28989 | 0.29781 | 0.30431 | 0.30948 | 0.31643 | 0.32198
CDP22 | NSW | CNSW | Snowy 2.0 | 0 | 0 | 0 | 0 | 0 | 0 | 0 | 0 | 0 | 0 | 0 | 0 | 0 | 0 | 0 | 0 | 0 | 0 | 0 | 0 | 0 | 0 | 0 | 0 | 0 | 0 | 0 | 0
CDP22 | NSW | CNSW | Deep storage | 6.271 | 6.271 | 6.271 | 6.271 | 6.271 | 6.271 | 6.271 | 6.271 | 6.271 | 6.271 | 6.271 | 6.271 | 6.271 | 6.271 | 6.271 | 6.271 | 6.271 | 6.271 | 6.271 | 6.271 | 6.271 | 6.271 | 6.271 | 6.271 | 6.271 | 6.271 | 6.271 | 6.271
CDP22 | NSW | CNSW | Medium storage | 0 | 2.392 | 2.392 | 3.8658 | 3.8658 | 4.026 | 3.866 | 4.026 | 3.866 | 3.866 | 4.026 | 3.866 | 3.866 | 4.026 | 4.026 | 3.866 | 3.866 | 3.866 | 3.866 | 4.026 | 3.866 | 1.634 | 1.474 | 1.474 | 1.634 | 1.4739 | 1.4739 | 1.634
CDP22 | NSW | CNSW | Shallow storage | 0 | 0.028 | 0.038045 | 0.32942 | 1.7145 | 1.7145 | 1.7145 | 1.7145 | 1.7145 | 1.7145 | 1.7145 | 1.7145 | 1.7145 | 1.7145 | 1.7145 | 1.7145 | 1.7145 | 1.7145 | 1.7145 | 1.7145 | 1.7145 | 1.6865 | 1.6764 | 1.3851 | 0.12414 | 0.12414 | 0.12414 | 0.12414
CDP22 | NSW | CNSW | Coordinated CER storage | 0.002436 | 0.003109 | 0.0039388 | 0.0047921 | 0.0057777 | 0.0069361 | 0.012327 | 0.02009 | 0.030459 | 0.043748 | 0.06014 | 0.079766 | 0.10265 | 0.12894 | 0.15869 | 0.19196 | 0.2288 | 0.26926 | 0.31342 | 0.36129 | 0.41291 | 0.46862 | 0.52774 | 0.59029 | 0.65608 | 0.72489 | 0.75661 | 0.78503
CDP22 | NSW | CNSW | Passive CER storage | 0.045401 | 0.048571 | 0.051909 | 0.055084 | 0.057981 | 0.062299 | 0.066172 | 0.070665 | 0.075208 | 0.080098 | 0.085417 | 0.090708 | 0.095926 | 0.10121 | 0.10634 | 0.11106 | 0.1153 | 0.11909 | 0.12247 | 0.12542 | 0.12924 | 0.13331 | 0.13748 | 0.14176 | 0.14544 | 0.14836 | 0.15206 | 0.15509
CDP22 | NSW | SNSW | Snowy 2.0 | 0 | 0 | 0 | 0 | 349.8 | 349.8 | 349.8 | 349.8 | 349.8 | 349.8 | 349.8 | 349.8 | 349.8 | 349.8 | 349.8 | 349.8 | 349.8 | 349.8 | 349.8 | 349.8 | 349.8 | 349.8 | 349.8 | 349.8 | 349.8 | 349.8 | 349.8 | 349.8
CDP22 | NSW | SNSW | Deep storage | 0 | 0 | 0 | 0 | 0 | 0 | 0 | 0 | 0 | 0 | 0 | 0 | 0 | 0 | 0 | 0 | 0 | 0 | 0 | 0 | 0 | 0 | 0 | 0 | 0 | 0 | 0 | 0
CDP22 | NSW | SNSW | Medium storage | 0 | 0.4 | 0.4 | 2 | 2 | 2.6806 | 2.6806 | 2.6806 | 2.6806 | 2.6806 | 2.6806 | 2.6806 | 2.6806 | 2.6806 | 2.6806 | 2.6806 | 2.6806 | 2.6806 | 2.6806 | 2.6806 | 2.6806 | 2.2806 | 2.2806 | 2.2806 | 2.2806 | 1.8989 | 1.8989 | 1.8989
CDP22 | NSW | SNSW | Shallow storage | 0.56998 | 0.5878 | 0.5878 | 0.5878 | 0.5878 | 0.58978 | 0.5878 | 0.58978 | 0.5878 | 0.5878 | 0.58978 | 0.5878 | 0.5878 | 0.58978 | 0.58978 | 0.5878 | 0.5878 | 0.5878 | 0.5678 | 0.51978 | 0.5178 | 0.49998 | 0.498 | 0.498 | 0.3 | 0.3 | 0.3 | 0
CDP22 | NSW | SNSW | Coordinated CER storage | 0.0048938 | 0.0062939 | 0.0080112 | 0.0098897 | 0.012126 | 0.014688 | 0.021379 | 0.030987 | 0.044109 | 0.061364 | 0.083154 | 0.10992 | 0.1418 | 0.17919 | 0.22224 | 0.27107 | 0.32586 | 0.38691 | 0.45437 | 0.52841 | 0.60853 | 0.6967 | 0.79157 | 0.89321 | 1.0013 | 1.1157 | 1.1739 | 1.2265
CDP22 | NSW | SNSW | Passive CER storage | 0.09121 | 0.098327 | 0.10558 | 0.11368 | 0.12169 | 0.13193 | 0.14054 | 0.14968 | 0.15919 | 0.1694 | 0.18001 | 0.19105 | 0.20183 | 0.21303 | 0.2238 | 0.23332 | 0.24159 | 0.24917 | 0.25601 | 0.26228 | 0.27033 | 0.27892 | 0.28791 | 0.2972 | 0.305 | 0.31159 | 0.31977 | 0.32656
CDP22 | NSW | SNW | Snowy 2.0 | 0 | 0 | 0 | 0 | 0 | 0 | 0 | 0 | 0 | 0 | 0 | 0 | 0 | 0 | 0 | 0 | 0 | 0 | 0 | 0 | 0 | 0 | 0 | 0 | 0 | 0 | 0 | 0
CDP22 | NSW | SNW | Deep storage | 0 | 0 | 0 | 0 | 0 | 0 | 0 | 0 | 0 | 0 | 0 | 0 | 0 | 0 | 0 | 0 | 0 | 0 | 0 | 0 | 0 | 0 | 0 | 0 | 0 | 0 | 0 | 0
CDP22 | NSW | SNW | Medium storage | 0 | 3.5566 | 3.5566 | 3.5566 | 3.5566 | 6.9725 | 6.9725 | 6.9725 | 6.9725 | 6.9725 | 6.9725 | 6.9725 | 6.9725 | 6.9725 | 6.9725 | 6.9725 | 6.9725 | 6.9725 | 6.9725 | 6.9725 | 6.9725 | 3.416 | 3.416 | 3.416 | 3.416 | 1.5 | 1.5 | 1.5
CDP22 | NSW | SNW | Shallow storage | 0.075 | 1.3404 | 1.3404 | 1.3404 | 1.3761 | 1.4607 | 2.7158 | 2.861 | 2.7158 | 2.7158 | 2.861 | 2.7158 | 2.6408 | 2.786 | 2.786 | 2.6408 | 2.6408 | 2.6408 | 2.6408 | 2.786 | 2.6408 | 1.736 | 1.5908 | 1.5908 | 1.7035 | 1.5584 | 1.5584 | 1.7035
CDP22 | NSW | SNW | Coordinated CER storage | 0.023059 | 0.029634 | 0.037325 | 0.045574 | 0.055599 | 0.066993 | 0.12001 | 0.19479 | 0.29386 | 0.42016 | 0.57502 | 0.76029 | 0.97571 | 1.223 | 1.5026 | 1.8146 | 2.1596 | 2.5385 | 2.9514 | 3.399 | 3.877 | 4.3971 | 4.9489 | 5.5327 | 6.1464 | 6.7884 | 7.0829 | 7.3466
CDP22 | NSW | SNW | Passive CER storage | 0.42977 | 0.46296 | 0.4919 | 0.52387 | 0.55796 | 0.60171 | 0.63797 | 0.67618 | 0.71468 | 0.75624 | 0.79951 | 0.84459 | 0.88781 | 0.93318 | 0.97727 | 1.0166 | 1.0505 | 1.081 | 1.1072 | 1.13 | 1.1611 | 1.1941 | 1.2288 | 1.2655 | 1.2967 | 1.3225 | 1.356 | 1.3833
CDP22 | QLD | NQ | Borumba | 0 | 0 | 0 | 0 | 0 | 0 | 0 | 0 | 0 | 0 | 0 | 0 | 0 | 0 | 0 | 0 | 0 | 0 | 0 | 0 | 0 | 0 | 0 | 0 | 0 | 0 | 0 | 0
CDP22 | QLD | NQ | Deep storage | 0 | 0 | 0 | 0 | 0 | 0 | 2.5272e-07 | 2.8536e-07 | 2.8536e-07 | 5.52e-07 | 8.7096e-07 | 0.12503 | 0.12503 | 0.12503 | 0.12503 | 0.12503 | 0.12503 | 0.12503 | 0.12503 | 0.12503 | 0.12503 | 0.12503 | 0.14062 | 0.48516 | 3.8747 | 4.3305 | 4.3305 | 4.3305
CDP22 | QLD | NQ | Medium storage | 2 | 2 | 2 | 2 | 2 | 2 | 2 | 2 | 2 | 2 | 2 | 2 | 2 | 2 | 2 | 2 | 2 | 2 | 2 | 2 | 2 | 2 | 2 | 2 | 2 | 2 | 2 | 2
CDP22 | QLD | NQ | Shallow storage | 0 | 0 | 0.6 | 0.6 | 0.6 | 0.6 | 0.6 | 0.6 | 0.6 | 0.6 | 0.6 | 0.6 | 0.6 | 0.6 | 0.6 | 0.6 | 0.6 | 0.6 | 0.6 | 0.6 | 0.6 | 0.6 | 0 | 0 | 0 | 0 | 0 | 0
CDP22 | QLD | NQ | Coordinated CER storage | 0.0024335 | 0.0031857 | 0.0040501 | 0.0050472 | 0.00624 | 0.0076805 | 0.012587 | 0.019554 | 0.028796 | 0.040632 | 0.055229 | 0.072792 | 0.093248 | 0.11684 | 0.14359 | 0.17349 | 0.20665 | 0.24318 | 0.28313 | 0.32664 | 0.37383 | 0.42485 | 0.47917 | 0.53687 | 0.59765 | 0.66137 | 0.6919 | 0.71969
CDP22 | QLD | NQ | Passive CER storage | 0.043154 | 0.047713 | 0.052263 | 0.05701 | 0.062484 | 0.068971 | 0.07472 | 0.081073 | 0.08755 | 0.094587 | 0.10209 | 0.11006 | 0.11762 | 0.12553 | 0.13323 | 0.14004 | 0.14615 | 0.15177 | 0.15698 | 0.16205 | 0.16817 | 0.17461 | 0.18129 | 0.1884 | 0.19451 | 0.19975 | 0.2053 | 0.21004
CDP22 | QLD | GG | Borumba | 0 | 0 | 0 | 0 | 0 | 0 | 0 | 0 | 0 | 0 | 0 | 0 | 0 | 0 | 0 | 0 | 0 | 0 | 0 | 0 | 0 | 0 | 0 | 0 | 0 | 0 | 0 | 0
CDP22 | QLD | GG | Deep storage | 0 | 0 | 0 | 0 | 0 | 0 | 0 | 0 | 0 | 0 | 0 | 0 | 0 | 0 | 0 | 0 | 0 | 0 | 0 | 0 | 0 | 0 | 0 | 0 | 0 | 0 | 0 | 0
CDP22 | QLD | GG | Medium storage | 0 | 0 | 0 | 1.3064e-07 | 1.3064e-07 | 2.8592e-07 | 2.8592e-07 | 2.8592e-07 | 2.9848e-07 | 3.234e-07 | 3.4108e-07 | 3.6224e-07 | 1.315e-06 | 0.0014974 | 0.0014974 | 0.0014974 | 0.0014974 | 0.0014974 | 0.0014974 | 0.0014974 | 0.0014975 | 0.0014975 | 0.13174 | 0.32481 | 0.32481 | 2.5194 | 2.5194 | 3.7259
CDP22 | QLD | GG | Shallow storage | 0 | 0.4 | 0.4 | 0.4 | 0.4 | 0.4 | 0.4 | 0.4 | 0.4 | 0.4 | 0.4 | 0.4 | 0.4 | 0.4 | 0.4 | 0.4 | 0.4 | 0.4 | 0.4 | 0.4 | 0.4 | 0 | 0 | 0 | 0 | 0 | 0 | 0
CDP22 | QLD | GG | Coordinated CER storage | 0.00013364 | 0.00017577 | 0.00022307 | 0.00028305 | 0.00034733 | 0.00043144 | 0.0009243 | 0.0016461 | 0.0026279 | 0.0038986 | 0.0054761 | 0.0073813 | 0.0096176 | 0.012203 | 0.015143 | 0.018447 | 0.02212 | 0.02618 | 0.030632 | 0.03548 | 0.04075 | 0.046436 | 0.052488 | 0.058908 | 0.065683 | 0.072796 | 0.076188 | 0.079271
CDP22 | QLD | GG | Passive CER storage | 0.0023698 | 0.0026326 | 0.0028784 | 0.0031972 | 0.003478 | 0.0038743 | 0.0042037 | 0.0045759 | 0.0049915 | 0.0054424 | 0.005916 | 0.0064045 | 0.0068905 | 0.007396 | 0.0078783 | 0.0083287 | 0.0087188 | 0.0090984 | 0.0094577 | 0.0097885 | 0.010197 | 0.010632 | 0.011082 | 0.011538 | 0.011938 | 0.012279 | 0.012648 | 0.01295
CDP22 | QLD | CQ | Borumba | 0 | 0 | 0 | 0 | 0 | 0 | 0 | 0 | 0 | 0 | 0 | 0 | 0 | 0 | 0 | 0 | 0 | 0 | 0 | 0 | 0 | 0 | 0 | 0 | 0 | 0 | 0 | 0
CDP22 | QLD | CQ | Deep storage | 0 | 0 | 0 | 0 | 0 | 0 | 2.5656e-07 | 2.8248e-07 | 2.8248e-07 | 4.4568e-07 | 6.648e-07 | 3.3686e-06 | 3.3686e-06 | 3.3686e-06 | 3.4471e-06 | 3.4471e-06 | 3.4471e-06 | 3.4471e-06 | 3.4471e-06 | 3.5426e-06 | 8.2162e-06 | 8.3453e-06 | 8.5231e-06 | 8.8505e-06 | 1.4982 | 7.7394 | 7.7394 | 9.6
CDP22 | QLD | CQ | Medium storage | 0 | 0 | 0 | 1.4304e-07 | 1.7596e-07 | 2.9228e-07 | 3.878e-07 | 4.044e-07 | 4.1292e-07 | 5.3068e-07 | 6.7988e-07 | 6.197e-06 | 7.0195e-06 | 0.001503 | 0.0015031 | 0.0015031 | 0.0015031 | 0.0015031 | 0.0015031 | 0.0015031 | 0.0015032 | 0.0015032 | 0.13149 | 0.32215 | 0.32215 | 2.0008 | 2.0008 | 4.2204
CDP22 | QLD | CQ | Shallow storage | 0.1 | 0.1 | 0.1 | 0.4 | 0.4 | 0.4 | 0.4 | 0.4 | 0.4 | 0.4 | 0.4 | 0.4 | 0.4 | 0.4 | 0.4 | 0.4 | 0.4 | 0.4 | 0.3 | 0.3 | 0.3 | 0.3 | 0.3 | 0 | 0 | 0 | 0 | 0
CDP22 | QLD | CQ | Coordinated CER storage | 0.0022383 | 0.00295 | 0.003741 | 0.0047011 | 0.0057881 | 0.0071303 | 0.012663 | 0.020582 | 0.031219 | 0.044919 | 0.061857 | 0.082254 | 0.10614 | 0.13369 | 0.16499 | 0.20008 | 0.23901 | 0.28198 | 0.32903 | 0.38027 | 0.43596 | 0.49607 | 0.56008 | 0.62803 | 0.6997 | 0.77487 | 0.81085 | 0.84354
CDP22 | QLD | CQ | Passive CER storage | 0.039693 | 0.044182 | 0.048274 | 0.0531 | 0.057959 | 0.06403 | 0.069643 | 0.075613 | 0.081979 | 0.088976 | 0.096321 | 0.10393 | 0.11149 | 0.11926 | 0.12684 | 0.13371 | 0.1397 | 0.14542 | 0.15074 | 0.15578 | 0.16208 | 0.16856 | 0.17529 | 0.18226 | 0.18842 | 0.19361 | 0.19905 | 0.20352
CDP22 | QLD | SQ | Borumba | 0 | 0 | 0 | 0 | 0 | 0 | 0 | 47.952 | 47.952 | 47.952 | 47.952 | 47.952 | 47.952 | 47.952 | 47.952 | 47.952 | 47.952 | 47.952 | 47.952 | 47.952 | 47.952 | 47.952 | 47.952 | 47.952 | 47.952 | 47.952 | 47.952 | 47.952
CDP22 | QLD | SQ | Deep storage | 0 | 0 | 0 | 0 | 0 | 0 | 0 | 0 | 0 | 0 | 0 | 0 | 0 | 0 | 0 | 0 | 0 | 0 | 0 | 0 | 0 | 0 | 0 | 0 | 0 | 0 | 0 | 0
CDP22 | QLD | SQ | Medium storage | 5.7 | 5.7 | 5.7 | 5.7 | 5.7 | 5.7 | 5.7 | 5.7 | 5.7 | 5.7 | 5.7 | 5.7 | 5.7 | 6.2726 | 6.2726 | 6.2726 | 6.2726 | 6.2726 | 6.2726 | 6.2726 | 6.2726 | 6.2726 | 7.4071 | 7.4071 | 7.4071 | 8.8589 | 8.8589 | 8.8589
CDP22 | QLD | SQ | Shallow storage | 1.2581 | 1.8421 | 1.8421 | 1.8421 | 1.8421 | 1.8421 | 1.8421 | 1.8421 | 1.8421 | 1.8421 | 1.8421 | 1.8421 | 1.8421 | 1.8421 | 1.6421 | 1.6421 | 1.6421 | 1.6421 | 1.6421 | 1.6421 | 1.3421 | 0.84212 | 0.84212 | 0.84212 | 0.45992 | 0.45992 | 0.45992 | 0.30992
CDP22 | QLD | SQ | Coordinated CER storage | 0.01187 | 0.01571 | 0.020135 | 0.025278 | 0.031321 | 0.039007 | 0.07543 | 0.12706 | 0.19578 | 0.28386 | 0.39252 | 0.52329 | 0.67614 | 0.85255 | 1.0529 | 1.2773 | 1.5262 | 1.8007 | 2.1014 | 2.4288 | 2.7797 | 3.1635 | 3.5723 | 4.0062 | 4.4638 | 4.9441 | 5.1735 | 5.382
CDP22 | QLD | SQ | Passive CER storage | 0.21049 | 0.23529 | 0.25982 | 0.28552 | 0.31363 | 0.35029 | 0.38243 | 0.41718 | 0.45303 | 0.49221 | 0.53361 | 0.57723 | 0.6199 | 0.66492 | 0.70882 | 0.74827 | 0.78204 | 0.8135 | 0.8432 | 0.87111 | 0.90624 | 0.94342 | 0.98231 | 1.0229 | 1.0586 | 1.0898 | 1.1224 | 1.1496
CDP22 | VIC | VIC | Deep storage | 0 | 0 | 0 | 0 | 0 | 0 | 2.3472e-07 | 2.8008e-07 | 5.676e-07 | 1.5991e-06 | 1.5991e-06 | 1.5991e-06 | 1.5991e-06 | 1.5991e-06 | 1.6272e-06 | 1.6272e-06 | 1.6877e-06 | 1.6877e-06 | 1.7698e-06 | 1.7698e-06 | 13.8026 | 13.8026 | 13.8026 | 13.8026 | 13.8026 | 13.8026 | 13.8026 | 13.8026
CDP22 | VIC | VIC | Medium storage | 0 | 0 | 1.4 | 1.4 | 1.4 | 1.4 | 1.4 | 1.4 | 1.4 | 1.4 | 1.4 | 1.4 | 1.4 | 1.4 | 1.4 | 1.4 | 1.4 | 1.4 | 1.4 | 1.4 | 1.4 | 1.4 | 1.3047e-06 | 2.2871e-06 | 4.3872e-06 | 4.3458e-06 | 4.3458e-06 | 4.3374e-06
CDP22 | VIC | VIC | Shallow storage | 0.71096 | 4.051 | 4.1158 | 5.0193 | 5.005 | 5.2055 | 5.2194 | 5.7311 | 6.367 | 6.8449 | 8.4538 | 8.4538 | 8.467 | 8.4538 | 8.4438 | 8.4438 | 8.4438 | 7.9938 | 7.9938 | 7.8813 | 7.4945 | 7.0417 | 6.2647 | 5.6592 | 5.6592 | 5.4152 | 3.8132 | 3.3015
CDP22 | VIC | VIC | Coordinated CER storage | 0.030273 | 0.041437 | 0.0534 | 0.06722 | 0.084146 | 0.10405 | 0.16928 | 0.26054 | 0.38081 | 0.53384 | 0.72135 | 0.94586 | 1.2071 | 1.5076 | 1.8479 | 2.2279 | 2.6483 | 3.1109 | 3.6164 | 4.1656 | 4.755 | 5.397 | 6.0796 | 6.8032 | 7.5643 | 8.3613 | 8.7383 | 9.0797
CDP22 | VIC | VIC | Passive CER storage | 0.62471 | 0.68133 | 0.73614 | 0.79403 | 0.85556 | 0.93631 | 1.0064 | 1.0815 | 1.1588 | 1.2425 | 1.3303 | 1.4219 | 1.5108 | 1.6037 | 1.6939 | 1.7747 | 1.8447 | 1.9098 | 1.9706 | 2.0279 | 2.0988 | 2.173 | 2.2501 | 2.3307 | 2.401 | 2.4615 | 2.532 | 2.5917
CDP22 | SA | CSA | Deep storage | 0 | 0 | 0 | 0 | 0 | 0 | 1.2912e-07 | 1.2912e-07 | 1.2912e-07 | 1.2912e-07 | 1.2912e-07 | 1.2912e-07 | 1.2912e-07 | 1.2912e-07 | 2.184e-07 | 2.184e-07 | 2.184e-07 | 2.184e-07 | 2.184e-07 | 2.4648e-07 | 5.4048e-07 | 5.4048e-07 | 5.4048e-07 | 5.4048e-07 | 5.4048e-07 | 5.9016e-07 | 5.9016e-07 | 6.4728e-07
CDP22 | SA | CSA | Medium storage | 0 | 0 | 0 | 9.036e-08 | 1.1544e-07 | 1.5432e-07 | 1.5432e-07 | 1.5432e-07 | 1.7216e-07 | 1.8236e-07 | 1.8236e-07 | 1.8236e-07 | 1.8236e-07 | 2.0988e-07 | 2.4116e-07 | 2.4116e-07 | 2.4116e-07 | 2.4116e-07 | 2.4116e-07 | 2.4116e-07 | 4.408e-07 | 4.5172e-07 | 4.5792e-07 | 4.236 | 4.236 | 6.3926 | 6.3926 | 6.3926
CDP22 | SA | CSA | Shallow storage | 0.88082 | 1.5374 | 2.1559 | 3.388 | 3.4 | 3.388 | 3.3802 | 3.3802 | 3.3802 | 3.3802 | 3.3802 | 3.3802 | 3.3802 | 3.3802 | 3.3802 | 3.3802 | 3.3802 | 3.3549 | 3.3669 | 3.1042 | 2.7162 | 2.4022 | 1.7837 | 0.65608 | 0.57308 | 0.28448 | 0.28448 | 0.28448
CDP22 | SA | CSA | Coordinated CER storage | 0.12492 | 0.13915 | 0.15299 | 0.16834 | 0.18427 | 0.20382 | 0.23165 | 0.26628 | 0.30796 | 0.35804 | 0.41651 | 0.48397 | 0.55937 | 0.64408 | 0.7373 | 0.83826 | 0.94689 | 1.0641 | 1.1902 | 1.325 | 1.4692 | 1.6249 | 1.7888 | 1.9609 | 2.1392 | 2.3232 | 2.4079 | 2.483
CDP22 | SA | CSA | Passive CER storage | 0.36485 | 0.38587 | 0.40522 | 0.42425 | 0.4446 | 0.4694 | 0.48994 | 0.51132 | 0.53227 | 0.55427 | 0.5763 | 0.5985 | 0.61859 | 0.63896 | 0.65753 | 0.67255 | 0.68392 | 0.69348 | 0.70155 | 0.70822 | 0.71785 | 0.72786 | 0.73807 | 0.74849 | 0.75609 | 0.7611 | 0.77066 | 0.77748
CDP22 | SA | SESA | Deep storage | 0 | 0 | 0 | 0 | 0 | 0 | 0 | 0 | 0 | 0 | 0 | 0 | 0 | 0 | 0 | 0 | 0 | 0 | 0 | 0 | 0 | 0 | 0 | 0 | 0 | 0 | 0 | 0
CDP22 | SA | SESA | Medium storage | 0 | 0 | 0 | 8.78e-08 | 1.1272e-07 | 1.476e-07 | 1.476e-07 | 1.476e-07 | 1.62e-07 | 1.6756e-07 | 1.6756e-07 | 1.6756e-07 | 1.6756e-07 | 1.9384e-07 | 2.2536e-07 | 2.2536e-07 | 2.2536e-07 | 2.2536e-07 | 2.2536e-07 | 2.2992e-07 | 3.6404e-07 | 3.7536e-07 | 3.9596e-07 | 6.8236e-06 | 6.7986e-06 | 6.7638e-06 | 6.7638e-06 | 6.7638e-06
CDP22 | SA | SESA | Shallow storage | 0.05 | 0.05 | 0.05 | 0.05 | 0.05 | 0.05 | 0.05 | 0.05 | 0.05 | 0.05 | 0 | 0 | 0 | 0 | 0 | 0 | 0 | 0 | 0 | 0 | 0 | 0 | 0 | 0 | 0 | 0 | 0 | 0
CDP22 | SA | SESA | Coordinated CER storage | 0.0044624 | 0.0050062 | 0.0055448 | 0.0061386 | 0.006757 | 0.007542 | 0.0087227 | 0.010195 | 0.012 | 0.014228 | 0.016926 | 0.019982 | 0.023502 | 0.027385 | 0.031664 | 0.036343 | 0.041413 | 0.046894 | 0.052781 | 0.059173 | 0.066145 | 0.073539 | 0.081296 | 0.089449 | 0.097908 | 0.10666 | 0.11068 | 0.11433
CDP22 | SA | SESA | Passive CER storage | 0.013033 | 0.013883 | 0.014686 | 0.015471 | 0.016303 | 0.01737 | 0.018236 | 0.019069 | 0.019872 | 0.020768 | 0.021796 | 0.022685 | 0.023629 | 0.024429 | 0.025123 | 0.025703 | 0.02615 | 0.026504 | 0.026763 | 0.027081 | 0.027586 | 0.028041 | 0.028457 | 0.028883 | 0.029186 | 0.029394 | 0.029781 | 0.030157
CDP22 | TAS | TAS | Deep storage | 0 | 0 | 0 | 0 | 0 | 0 | 8.9484e-07 | 9.9964e-07 | 9.9964e-07 | 9.9964e-07 | 9.9964e-07 | 9.9964e-07 | 9.9964e-07 | 1.2265e-06 | 1.9635e-06 | 2.9576e-06 | 6.3955e-05 | 6.3955e-05 | 8.0917 | 20.0048 | 30.2706 | 30.2706 | 30.2706 | 30.2706 | 30.2706 | 30.2706 | 30.2706 | 30.2706
CDP22 | TAS | TAS | Medium storage | 0 | 0 | 0 | 7.504e-08 | 8.504e-08 | 9.472e-08 | 9.472e-08 | 9.472e-08 | 9.472e-08 | 1.1248e-07 | 1.1248e-07 | 1.1248e-07 | 1.2724e-07 | 1.2724e-07 | 1.392e-07 | 1.4396e-07 | 1.5112e-07 | 1.5112e-07 | 1.5896e-07 | 1.7512e-07 | 2.3312e-07 | 2.3312e-07 | 2.3312e-07 | 2.6644e-07 | 2.5644e-07 | 2.4676e-07 | 2.4676e-07 | 2.4676e-07
CDP22 | TAS | TAS | Shallow storage | 0 | 0 | 0 | 0 | 0 | 0 | 0 | 0 | 0 | 0 | 0 | 0 | 0 | 0 | 0 | 0 | 0 | 0 | 0 | 0 | 0 | 0 | 0 | 0 | 0 | 0 | 0 | 0
CDP22 | TAS | TAS | Coordinated CER storage | 0.001724 | 0.0023794 | 0.0031209 | 0.0039747 | 0.0049612 | 0.0062052 | 0.007694 | 0.01003 | 0.013563 | 0.018691 | 0.025697 | 0.034852 | 0.046261 | 0.060186 | 0.076729 | 0.095955 | 0.11796 | 0.14291 | 0.1709 | 0.20198 | 0.23559 | 0.27327 | 0.31426 | 0.35855 | 0.40599 | 0.45655 | 0.4844 | 0.50935
CDP22 | TAS | TAS | Passive CER storage | 0.03794 | 0.041198 | 0.044208 | 0.047379 | 0.05081 | 0.055564 | 0.059366 | 0.063417 | 0.067533 | 0.072027 | 0.076722 | 0.081598 | 0.08621 | 0.091018 | 0.095561 | 0.099408 | 0.1025 | 0.1052 | 0.10757 | 0.10966 | 0.11256 | 0.11561 | 0.11877 | 0.12207 | 0.12468 | 0.12661 | 0.12968 | 0.13201
CDP23 | NSW | NNSW | Snowy 2.0 | 0 | 0 | 0 | 0 | 0 | 0 | 0 | 0 | 0 | 0 | 0 | 0 | 0 | 0 | 0 | 0 | 0 | 0 | 0 | 0 | 0 | 0 | 0 | 0 | 0 | 0 | 0 | 0
CDP23 | NSW | NNSW | Deep storage | 0 | 0 | 0 | 0 | 0 | 0 | 5.5584e-07 | 5.5584e-07 | 5.5584e-07 | 5.8536e-07 | 6.4392e-07 | 6.9816e-07 | 6.9816e-07 | 6.9816e-07 | 8.0688e-07 | 8.6208e-07 | 9.036e-07 | 1.2571e-06 | 1.5067e-06 | 2.5246e-06 | 36 | 36 | 36 | 36 | 36 | 36 | 36 | 36
CDP23 | NSW | NNSW | Medium storage | 0 | 0 | 2.2 | 2.2 | 3.0633 | 9.5113 | 9.5113 | 9.5113 | 9.5113 | 9.5113 | 9.5113 | 9.5113 | 9.5113 | 9.5113 | 9.5113 | 9.5113 | 9.5113 | 9.5113 | 9.5113 | 9.5113 | 9.5113 | 9.5113 | 7.3113 | 11.5385 | 10.6752 | 9.9395 | 9.9395 | 13.0313
CDP23 | NSW | NNSW | Shallow storage | 0 | 0.039 | 0.439 | 0.639 | 0.639 | 0.639 | 0.639 | 0.639 | 0.639 | 0.6 | 0.6 | 0.6 | 0.6 | 0.6 | 0.6 | 0.6 | 0.6 | 0.6 | 0.6 | 0.6 | 0.6 | 0.6 | 0 | 0 | 0 | 0 | 0 | 0
CDP23 | NSW | NNSW | Coordinated CER storage | 0.0058023 | 0.0073808 | 0.0092556 | 0.011119 | 0.013383 | 0.015998 | 0.024683 | 0.036911 | 0.053056 | 0.07362 | 0.098754 | 0.12877 | 0.16356 | 0.20345 | 0.24845 | 0.29858 | 0.35393 | 0.41467 | 0.48084 | 0.55252 | 0.62982 | 0.71312 | 0.80147 | 0.89492 | 0.99303 | 1.0956 | 1.1428 | 1.185
CDP23 | NSW | NNSW | Passive CER storage | 0.10814 | 0.11531 | 0.12198 | 0.12781 | 0.1343 | 0.1437 | 0.15205 | 0.16115 | 0.17043 | 0.18064 | 0.19104 | 0.20182 | 0.21193 | 0.22241 | 0.23236 | 0.24116 | 0.24879 | 0.25583 | 0.26203 | 0.26768 | 0.27482 | 0.28223 | 0.28989 | 0.29781 | 0.30431 | 0.30948 | 0.31643 | 0.32198
CDP23 | NSW | CNSW | Snowy 2.0 | 0 | 0 | 0 | 0 | 0 | 0 | 0 | 0 | 0 | 0 | 0 | 0 | 0 | 0 | 0 | 0 | 0 | 0 | 0 | 0 | 0 | 0 | 0 | 0 | 0 | 0 | 0 | 0
CDP23 | NSW | CNSW | Deep storage | 6.271 | 6.271 | 6.271 | 6.271 | 6.271 | 6.271 | 6.271 | 6.271 | 6.271 | 6.271 | 6.271 | 6.271 | 6.271 | 6.271 | 6.271 | 6.271 | 6.271 | 6.271 | 6.271 | 6.271 | 6.271 | 6.271 | 6.271 | 6.271 | 6.271 | 6.271 | 6.271 | 6.271
CDP23 | NSW | CNSW | Medium storage | 0 | 2.392 | 2.392 | 3.8658 | 3.8658 | 4.026 | 3.866 | 4.026 | 3.866 | 3.866 | 4.026 | 3.866 | 3.866 | 4.026 | 4.026 | 3.866 | 3.866 | 3.866 | 3.866 | 4.026 | 3.866 | 1.634 | 1.474 | 1.474 | 1.634 | 1.4739 | 1.4739 | 1.634
CDP23 | NSW | CNSW | Shallow storage | 0 | 0.028 | 0.038045 | 0.32942 | 1.7145 | 1.7145 | 1.7145 | 1.7145 | 1.7145 | 1.7145 | 1.7145 | 1.7145 | 1.7145 | 1.7145 | 1.7145 | 1.7145 | 1.7145 | 1.7145 | 1.7145 | 1.7145 | 1.7145 | 1.6865 | 1.6764 | 1.3851 | 0.12414 | 0.12414 | 0.12414 | 0.12414
CDP23 | NSW | CNSW | Coordinated CER storage | 0.002436 | 0.003109 | 0.0039388 | 0.0047921 | 0.0057777 | 0.0069361 | 0.012327 | 0.02009 | 0.030459 | 0.043748 | 0.06014 | 0.079766 | 0.10265 | 0.12894 | 0.15869 | 0.19196 | 0.2288 | 0.26926 | 0.31342 | 0.36129 | 0.41291 | 0.46862 | 0.52774 | 0.59029 | 0.65608 | 0.72489 | 0.75661 | 0.78503
CDP23 | NSW | CNSW | Passive CER storage | 0.045401 | 0.048571 | 0.051909 | 0.055084 | 0.057981 | 0.062299 | 0.066172 | 0.070665 | 0.075208 | 0.080098 | 0.085417 | 0.090708 | 0.095926 | 0.10121 | 0.10634 | 0.11106 | 0.1153 | 0.11909 | 0.12247 | 0.12542 | 0.12924 | 0.13331 | 0.13748 | 0.14176 | 0.14544 | 0.14836 | 0.15206 | 0.15509
CDP23 | NSW | SNSW | Snowy 2.0 | 0 | 0 | 0 | 0 | 349.8 | 349.8 | 349.8 | 349.8 | 349.8 | 349.8 | 349.8 | 349.8 | 349.8 | 349.8 | 349.8 | 349.8 | 349.8 | 349.8 | 349.8 | 349.8 | 349.8 | 349.8 | 349.8 | 349.8 | 349.8 | 349.8 | 349.8 | 349.8
CDP23 | NSW | SNSW | Deep storage | 0 | 0 | 0 | 0 | 0 | 0 | 0 | 0 | 0 | 0 | 0 | 0 | 0 | 0 | 0 | 0 | 0 | 0 | 0 | 0 | 0 | 0 | 0 | 0 | 0 | 0 | 0 | 0
CDP23 | NSW | SNSW | Medium storage | 0 | 0.4 | 0.4 | 2 | 2 | 2.6806 | 2.6806 | 2.6806 | 2.6806 | 2.6806 | 2.6806 | 2.6806 | 2.6806 | 2.6806 | 2.6806 | 2.6806 | 2.6806 | 2.6806 | 2.6806 | 2.6806 | 2.6806 | 2.2806 | 2.2806 | 2.2806 | 2.2806 | 1.8989 | 1.8989 | 1.8989
CDP23 | NSW | SNSW | Shallow storage | 0.56998 | 0.5878 | 0.5878 | 0.5878 | 0.5878 | 0.58978 | 0.5878 | 0.58978 | 0.5878 | 0.5878 | 0.58978 | 0.5878 | 0.5878 | 0.58978 | 0.58978 | 0.5878 | 0.5878 | 0.5878 | 0.5678 | 0.51978 | 0.5178 | 0.49998 | 0.498 | 0.498 | 0.3 | 0.3 | 0.3 | 0
CDP23 | NSW | SNSW | Coordinated CER storage | 0.0048938 | 0.0062939 | 0.0080112 | 0.0098897 | 0.012126 | 0.014688 | 0.021379 | 0.030987 | 0.044109 | 0.061364 | 0.083154 | 0.10992 | 0.1418 | 0.17919 | 0.22224 | 0.27107 | 0.32586 | 0.38691 | 0.45437 | 0.52841 | 0.60853 | 0.6967 | 0.79157 | 0.89321 | 1.0013 | 1.1157 | 1.1739 | 1.2265
CDP23 | NSW | SNSW | Passive CER storage | 0.09121 | 0.098327 | 0.10558 | 0.11368 | 0.12169 | 0.13193 | 0.14054 | 0.14968 | 0.15919 | 0.1694 | 0.18001 | 0.19105 | 0.20183 | 0.21303 | 0.2238 | 0.23332 | 0.24159 | 0.24917 | 0.25601 | 0.26228 | 0.27033 | 0.27892 | 0.28791 | 0.2972 | 0.305 | 0.31159 | 0.31977 | 0.32656
CDP23 | NSW | SNW | Snowy 2.0 | 0 | 0 | 0 | 0 | 0 | 0 | 0 | 0 | 0 | 0 | 0 | 0 | 0 | 0 | 0 | 0 | 0 | 0 | 0 | 0 | 0 | 0 | 0 | 0 | 0 | 0 | 0 | 0
CDP23 | NSW | SNW | Deep storage | 0 | 0 | 0 | 0 | 0 | 0 | 0 | 0 | 0 | 0 | 0 | 0 | 0 | 0 | 0 | 0 | 0 | 0 | 0 | 0 | 0 | 0 | 0 | 0 | 0 | 0 | 0 | 0
CDP23 | NSW | SNW | Medium storage | 0 | 3.5566 | 3.5566 | 3.5566 | 3.5566 | 6.9725 | 6.9725 | 6.9725 | 6.9725 | 6.9725 | 6.9725 | 6.9725 | 6.9725 | 6.9725 | 6.9725 | 6.9725 | 6.9725 | 6.9725 | 6.9725 | 6.9725 | 6.9725 | 3.416 | 3.416 | 3.416 | 3.416 | 1.5 | 1.5 | 1.5
CDP23 | NSW | SNW | Shallow storage | 0.075 | 1.3404 | 1.3404 | 1.3404 | 1.3761 | 1.4607 | 2.7158 | 2.861 | 2.7158 | 2.7158 | 2.861 | 2.7158 | 2.6408 | 2.786 | 2.786 | 2.6408 | 2.6408 | 2.6408 | 2.6408 | 2.786 | 2.6408 | 1.736 | 1.5908 | 1.5908 | 1.7035 | 1.5584 | 1.5584 | 1.7035
CDP23 | NSW | SNW | Coordinated CER storage | 0.023059 | 0.029634 | 0.037325 | 0.045574 | 0.055599 | 0.066993 | 0.12001 | 0.19479 | 0.29386 | 0.42016 | 0.57502 | 0.76029 | 0.97571 | 1.223 | 1.5026 | 1.8146 | 2.1596 | 2.5385 | 2.9514 | 3.399 | 3.877 | 4.3971 | 4.9489 | 5.5327 | 6.1464 | 6.7884 | 7.0829 | 7.3466
CDP23 | NSW | SNW | Passive CER storage | 0.42977 | 0.46296 | 0.4919 | 0.52387 | 0.55796 | 0.60171 | 0.63797 | 0.67618 | 0.71468 | 0.75624 | 0.79951 | 0.84459 | 0.88781 | 0.93318 | 0.97727 | 1.0166 | 1.0505 | 1.081 | 1.1072 | 1.13 | 1.1611 | 1.1941 | 1.2288 | 1.2655 | 1.2967 | 1.3225 | 1.356 | 1.3833
CDP23 | QLD | NQ | Borumba | 0 | 0 | 0 | 0 | 0 | 0 | 0 | 0 | 0 | 0 | 0 | 0 | 0 | 0 | 0 | 0 | 0 | 0 | 0 | 0 | 0 | 0 | 0 | 0 | 0 | 0 | 0 | 0
CDP23 | QLD | NQ | Deep storage | 0 | 0 | 0 | 0 | 0 | 0 | 2.5272e-07 | 2.784e-07 | 2.784e-07 | 5.8488e-07 | 9.3024e-07 | 8.1242e-05 | 8.1242e-05 | 8.1242e-05 | 8.1294e-05 | 8.1294e-05 | 8.1294e-05 | 8.1294e-05 | 8.1294e-05 | 8.1686e-05 | 8.2368e-05 | 8.2392e-05 | 0.14728 | 0.48762 | 3.8952 | 4.3326 | 4.3326 | 4.3326
CDP23 | QLD | NQ | Medium storage | 2 | 2 | 2 | 2 | 2 | 2 | 2 | 2 | 2 | 2 | 2 | 2 | 2 | 2 | 2 | 2 | 2 | 2 | 2 | 2 | 2 | 2 | 2 | 2 | 2 | 2 | 2 | 2
CDP23 | QLD | NQ | Shallow storage | 0 | 0 | 0.6 | 0.6 | 0.6 | 0.6 | 0.6 | 0.6 | 0.6 | 0.6 | 0.6 | 0.6 | 0.6 | 0.6 | 0.6 | 0.6 | 0.6 | 0.6 | 0.6 | 0.6 | 0.6 | 0.6 | 0 | 0 | 0 | 0 | 0 | 0
CDP23 | QLD | NQ | Coordinated CER storage | 0.0024335 | 0.0031857 | 0.0040501 | 0.0050472 | 0.00624 | 0.0076805 | 0.012587 | 0.019554 | 0.028796 | 0.040632 | 0.055229 | 0.072792 | 0.093248 | 0.11684 | 0.14359 | 0.17349 | 0.20665 | 0.24318 | 0.28313 | 0.32664 | 0.37383 | 0.42485 | 0.47917 | 0.53687 | 0.59765 | 0.66137 | 0.6919 | 0.71969
CDP23 | QLD | NQ | Passive CER storage | 0.043154 | 0.047713 | 0.052263 | 0.05701 | 0.062484 | 0.068971 | 0.07472 | 0.081073 | 0.08755 | 0.094587 | 0.10209 | 0.11006 | 0.11762 | 0.12553 | 0.13323 | 0.14004 | 0.14615 | 0.15177 | 0.15698 | 0.16205 | 0.16817 | 0.17461 | 0.18129 | 0.1884 | 0.19451 | 0.19975 | 0.2053 | 0.21004
CDP23 | QLD | GG | Borumba | 0 | 0 | 0 | 0 | 0 | 0 | 0 | 0 | 0 | 0 | 0 | 0 | 0 | 0 | 0 | 0 | 0 | 0 | 0 | 0 | 0 | 0 | 0 | 0 | 0 | 0 | 0 | 0
CDP23 | QLD | GG | Deep storage | 0 | 0 | 0 | 0 | 0 | 0 | 0 | 0 | 0 | 0 | 0 | 0 | 0 | 0 | 0 | 0 | 0 | 0 | 0 | 0 | 0 | 0 | 0 | 0 | 0 | 0 | 0 | 0
CDP23 | QLD | GG | Medium storage | 0 | 0 | 0 | 1.3064e-07 | 1.3064e-07 | 2.8592e-07 | 2.8592e-07 | 2.8592e-07 | 2.8592e-07 | 2.988e-07 | 3.3644e-07 | 3.69e-07 | 8.2252e-07 | 0.018174 | 0.018174 | 0.018174 | 0.018174 | 0.018174 | 0.018174 | 0.018174 | 0.018174 | 0.018174 | 0.11736 | 0.27384 | 0.27384 | 2.3219 | 2.3219 | 3.4218
CDP23 | QLD | GG | Shallow storage | 0 | 0.4 | 0.4 | 0.4 | 0.4 | 0.4 | 0.4 | 0.4 | 0.4 | 0.4 | 0.4 | 0.4 | 0.4 | 0.4 | 0.4 | 0.4 | 0.4 | 0.4 | 0.4 | 0.4 | 0.4 | 0 | 0 | 0 | 0 | 0 | 0 | 0
CDP23 | QLD | GG | Coordinated CER storage | 0.00013364 | 0.00017577 | 0.00022307 | 0.00028305 | 0.00034733 | 0.00043144 | 0.0009243 | 0.0016461 | 0.0026279 | 0.0038986 | 0.0054761 | 0.0073813 | 0.0096176 | 0.012203 | 0.015143 | 0.018447 | 0.02212 | 0.02618 | 0.030632 | 0.03548 | 0.04075 | 0.046436 | 0.052488 | 0.058908 | 0.065683 | 0.072796 | 0.076188 | 0.079271
CDP23 | QLD | GG | Passive CER storage | 0.0023698 | 0.0026326 | 0.0028784 | 0.0031972 | 0.003478 | 0.0038743 | 0.0042037 | 0.0045759 | 0.0049915 | 0.0054424 | 0.005916 | 0.0064045 | 0.0068905 | 0.007396 | 0.0078783 | 0.0083287 | 0.0087188 | 0.0090984 | 0.0094577 | 0.0097885 | 0.010197 | 0.010632 | 0.011082 | 0.011538 | 0.011938 | 0.012279 | 0.012648 | 0.01295
CDP23 | QLD | CQ | Borumba | 0 | 0 | 0 | 0 | 0 | 0 | 0 | 0 | 0 | 0 | 0 | 0 | 0 | 0 | 0 | 0 | 0 | 0 | 0 | 0 | 0 | 0 | 0 | 0 | 0 | 0 | 0 | 0
CDP23 | QLD | CQ | Deep storage | 0 | 0 | 0 | 0 | 0 | 0 | 2.5656e-07 | 2.832e-07 | 2.832e-07 | 4.74e-07 | 7.0824e-07 | 3.1039e-06 | 3.1039e-06 | 3.1039e-06 | 3.1795e-06 | 3.1795e-06 | 3.1795e-06 | 3.1795e-06 | 3.1795e-06 | 3.3595e-06 | 8.3556e-06 | 8.4406e-06 | 8.6052e-06 | 8.803e-06 | 1.5151 | 7.3594 | 7.3594 | 9.6
CDP23 | QLD | CQ | Medium storage | 0 | 0 | 0 | 1.4304e-07 | 1.7596e-07 | 2.9228e-07 | 3.878e-07 | 3.9732e-07 | 4.1308e-07 | 5.3384e-07 | 6.9976e-07 | 5.3153e-06 | 5.7108e-06 | 0.018177 | 0.018177 | 0.018177 | 0.018177 | 0.018177 | 0.018177 | 0.018177 | 0.018178 | 0.018178 | 0.11716 | 0.26842 | 0.26842 | 2.2125 | 2.2125 | 4.0301
CDP23 | QLD | CQ | Shallow storage | 0.1 | 0.1 | 0.1 | 0.4 | 0.4 | 0.4 | 0.4 | 0.4 | 0.4 | 0.4 | 0.4 | 0.4 | 0.4 | 0.4 | 0.4 | 0.4 | 0.4 | 0.4 | 0.3 | 0.3 | 0.3 | 0.3 | 0.3 | 0 | 0 | 0 | 0 | 0
CDP23 | QLD | CQ | Coordinated CER storage | 0.0022383 | 0.00295 | 0.003741 | 0.0047011 | 0.0057881 | 0.0071303 | 0.012663 | 0.020582 | 0.031219 | 0.044919 | 0.061857 | 0.082254 | 0.10614 | 0.13369 | 0.16499 | 0.20008 | 0.23901 | 0.28198 | 0.32903 | 0.38027 | 0.43596 | 0.49607 | 0.56008 | 0.62803 | 0.6997 | 0.77487 | 0.81085 | 0.84354
CDP23 | QLD | CQ | Passive CER storage | 0.039693 | 0.044182 | 0.048274 | 0.0531 | 0.057959 | 0.06403 | 0.069643 | 0.075613 | 0.081979 | 0.088976 | 0.096321 | 0.10393 | 0.11149 | 0.11926 | 0.12684 | 0.13371 | 0.1397 | 0.14542 | 0.15074 | 0.15578 | 0.16208 | 0.16856 | 0.17529 | 0.18226 | 0.18842 | 0.19361 | 0.19905 | 0.20352
CDP23 | QLD | SQ | Borumba | 0 | 0 | 0 | 0 | 0 | 0 | 0 | 47.952 | 47.952 | 47.952 | 47.952 | 47.952 | 47.952 | 47.952 | 47.952 | 47.952 | 47.952 | 47.952 | 47.952 | 47.952 | 47.952 | 47.952 | 47.952 | 47.952 | 47.952 | 47.952 | 47.952 | 47.952
CDP23 | QLD | SQ | Deep storage | 0 | 0 | 0 | 0 | 0 | 0 | 0 | 0 | 0 | 0 | 0 | 0 | 0 | 0 | 0 | 0 | 0 | 0 | 0 | 0 | 0 | 0 | 0 | 0 | 0 | 0 | 0 | 0
CDP23 | QLD | SQ | Medium storage | 5.7 | 5.7 | 5.7 | 5.7 | 5.7 | 5.7 | 5.7 | 5.7 | 5.7 | 5.7 | 5.7 | 5.7 | 5.7 | 6.2318 | 6.2318 | 6.2318 | 6.2318 | 6.2318 | 6.2318 | 6.2318 | 6.2318 | 6.2318 | 7.4456 | 7.4456 | 7.4456 | 8.8232 | 8.8232 | 8.8232
CDP23 | QLD | SQ | Shallow storage | 1.2581 | 1.8421 | 1.8421 | 1.8421 | 1.8421 | 1.8421 | 1.8421 | 1.8421 | 1.8421 | 1.8421 | 1.8421 | 1.8421 | 1.8421 | 1.8421 | 1.6421 | 1.6421 | 1.6421 | 1.6421 | 1.6421 | 1.6421 | 1.3421 | 0.84212 | 0.84212 | 0.84212 | 0.45992 | 0.45992 | 0.45992 | 0.30992
CDP23 | QLD | SQ | Coordinated CER storage | 0.01187 | 0.01571 | 0.020135 | 0.025278 | 0.031321 | 0.039007 | 0.07543 | 0.12706 | 0.19578 | 0.28386 | 0.39252 | 0.52329 | 0.67614 | 0.85255 | 1.0529 | 1.2773 | 1.5262 | 1.8007 | 2.1014 | 2.4288 | 2.7797 | 3.1635 | 3.5723 | 4.0062 | 4.4638 | 4.9441 | 5.1735 | 5.382
CDP23 | QLD | SQ | Passive CER storage | 0.21049 | 0.23529 | 0.25982 | 0.28552 | 0.31363 | 0.35029 | 0.38243 | 0.41718 | 0.45303 | 0.49221 | 0.53361 | 0.57723 | 0.6199 | 0.66492 | 0.70882 | 0.74827 | 0.78204 | 0.8135 | 0.8432 | 0.87111 | 0.90624 | 0.94342 | 0.98231 | 1.0229 | 1.0586 | 1.0898 | 1.1224 | 1.1496
CDP23 | VIC | VIC | Deep storage | 0 | 0 | 0 | 0 | 0 | 0 | 2.3472e-07 | 2.9784e-07 | 5.5536e-07 | 1.0382e-06 | 1.0382e-06 | 1.0382e-06 | 1.0382e-06 | 1.0382e-06 | 1.0675e-06 | 1.0927e-06 | 1.171e-06 | 1.2072e-06 | 1.2072e-06 | 1.2842e-06 | 13.6359 | 13.6359 | 13.6359 | 13.6359 | 13.6359 | 13.6359 | 13.6359 | 13.6359
CDP23 | VIC | VIC | Medium storage | 0 | 0 | 1.4 | 1.4 | 1.4 | 1.4 | 1.4 | 1.4 | 1.4 | 1.4 | 1.4 | 1.4 | 1.4 | 1.4 | 1.4 | 1.4 | 1.4 | 1.4 | 1.4 | 1.4 | 1.4 | 1.4 | 1.005e-06 | 1.8756e-06 | 5.543e-06 | 5.5016e-06 | 5.5016e-06 | 5.492e-06
CDP23 | VIC | VIC | Shallow storage | 0.71096 | 4.051 | 4.1158 | 5.0193 | 5.005 | 5.2055 | 5.2194 | 5.7311 | 6.367 | 6.8449 | 8.4538 | 8.4538 | 8.467 | 8.4538 | 8.4438 | 8.4438 | 8.4438 | 7.9938 | 7.9938 | 7.8813 | 7.4945 | 7.0417 | 6.2647 | 5.6592 | 5.6592 | 5.4152 | 3.8132 | 3.3015
CDP23 | VIC | VIC | Coordinated CER storage | 0.030273 | 0.041437 | 0.0534 | 0.06722 | 0.084146 | 0.10405 | 0.16928 | 0.26054 | 0.38081 | 0.53384 | 0.72135 | 0.94586 | 1.2071 | 1.5076 | 1.8479 | 2.2279 | 2.6483 | 3.1109 | 3.6164 | 4.1656 | 4.755 | 5.397 | 6.0796 | 6.8032 | 7.5643 | 8.3613 | 8.7383 | 9.0797
CDP23 | VIC | VIC | Passive CER storage | 0.62471 | 0.68133 | 0.73614 | 0.79403 | 0.85556 | 0.93631 | 1.0064 | 1.0815 | 1.1588 | 1.2425 | 1.3303 | 1.4219 | 1.5108 | 1.6037 | 1.6939 | 1.7747 | 1.8447 | 1.9098 | 1.9706 | 2.0279 | 2.0988 | 2.173 | 2.2501 | 2.3307 | 2.401 | 2.4615 | 2.532 | 2.5917
CDP23 | SA | CSA | Deep storage | 0 | 0 | 0 | 0 | 0 | 0 | 1.2912e-07 | 1.2912e-07 | 1.2912e-07 | 1.2912e-07 | 1.2912e-07 | 1.2912e-07 | 1.2912e-07 | 1.2912e-07 | 1.9896e-07 | 1.9896e-07 | 1.9896e-07 | 1.9896e-07 | 1.9896e-07 | 2.2752e-07 | 4.9776e-07 | 4.9776e-07 | 4.9776e-07 | 4.9776e-07 | 4.9776e-07 | 5.4504e-07 | 5.4504e-07 | 5.7744e-07
CDP23 | SA | CSA | Medium storage | 0 | 0 | 0 | 9.036e-08 | 1.1544e-07 | 1.5432e-07 | 1.5432e-07 | 1.5852e-07 | 1.772e-07 | 1.772e-07 | 1.772e-07 | 1.772e-07 | 1.978e-07 | 1.978e-07 | 2.2164e-07 | 2.2164e-07 | 2.2164e-07 | 2.2164e-07 | 2.2164e-07 | 2.2164e-07 | 4.0344e-07 | 4.1516e-07 | 4.3948e-07 | 3.9967 | 3.9967 | 6.4229 | 6.4229 | 6.4229
CDP23 | SA | CSA | Shallow storage | 0.88082 | 1.5374 | 2.1559 | 3.388 | 3.4 | 3.388 | 3.3802 | 3.3802 | 3.3802 | 3.3802 | 3.3802 | 3.3802 | 3.3802 | 3.3802 | 3.3802 | 3.3802 | 3.3802 | 3.3549 | 3.3669 | 3.1042 | 2.7162 | 2.4022 | 1.7837 | 0.65608 | 0.57308 | 0.28448 | 0.28448 | 0.28448
CDP23 | SA | CSA | Coordinated CER storage | 0.12492 | 0.13915 | 0.15299 | 0.16834 | 0.18427 | 0.20382 | 0.23165 | 0.26628 | 0.30796 | 0.35804 | 0.41651 | 0.48397 | 0.55937 | 0.64408 | 0.7373 | 0.83826 | 0.94689 | 1.0641 | 1.1902 | 1.325 | 1.4692 | 1.6249 | 1.7888 | 1.9609 | 2.1392 | 2.3232 | 2.4079 | 2.483
CDP23 | SA | CSA | Passive CER storage | 0.36485 | 0.38587 | 0.40522 | 0.42425 | 0.4446 | 0.4694 | 0.48994 | 0.51132 | 0.53227 | 0.55427 | 0.5763 | 0.5985 | 0.61859 | 0.63896 | 0.65753 | 0.67255 | 0.68392 | 0.69348 | 0.70155 | 0.70822 | 0.71785 | 0.72786 | 0.73807 | 0.74849 | 0.75609 | 0.7611 | 0.77066 | 0.77748
CDP23 | SA | SESA | Deep storage | 0 | 0 | 0 | 0 | 0 | 0 | 0 | 0 | 0 | 0 | 0 | 0 | 0 | 0 | 0 | 0 | 0 | 0 | 0 | 0 | 0 | 0 | 0 | 0 | 0 | 0 | 0 | 0
CDP23 | SA | SESA | Medium storage | 0 | 0 | 0 | 8.78e-08 | 1.1272e-07 | 1.476e-07 | 1.476e-07 | 1.476e-07 | 1.5816e-07 | 1.6952e-07 | 1.6952e-07 | 1.6952e-07 | 1.7588e-07 | 1.8488e-07 | 2.0228e-07 | 2.0228e-07 | 2.0228e-07 | 2.0228e-07 | 2.0228e-07 | 2.2564e-07 | 3.3392e-07 | 3.4428e-07 | 3.5232e-07 | 8.0256e-06 | 8.0006e-06 | 7.9658e-06 | 7.9658e-06 | 7.9658e-06
CDP23 | SA | SESA | Shallow storage | 0.05 | 0.05 | 0.05 | 0.05 | 0.05 | 0.05 | 0.05 | 0.05 | 0.05 | 0.05 | 0 | 0 | 0 | 0 | 0 | 0 | 0 | 0 | 0 | 0 | 0 | 0 | 0 | 0 | 0 | 0 | 0 | 0
CDP23 | SA | SESA | Coordinated CER storage | 0.0044624 | 0.0050062 | 0.0055448 | 0.0061386 | 0.006757 | 0.007542 | 0.0087227 | 0.010195 | 0.012 | 0.014228 | 0.016926 | 0.019982 | 0.023502 | 0.027385 | 0.031664 | 0.036343 | 0.041413 | 0.046894 | 0.052781 | 0.059173 | 0.066145 | 0.073539 | 0.081296 | 0.089449 | 0.097908 | 0.10666 | 0.11068 | 0.11433
CDP23 | SA | SESA | Passive CER storage | 0.013033 | 0.013883 | 0.014686 | 0.015471 | 0.016303 | 0.01737 | 0.018236 | 0.019069 | 0.019872 | 0.020768 | 0.021796 | 0.022685 | 0.023629 | 0.024429 | 0.025123 | 0.025703 | 0.02615 | 0.026504 | 0.026763 | 0.027081 | 0.027586 | 0.028041 | 0.028457 | 0.028883 | 0.029186 | 0.029394 | 0.029781 | 0.030157
CDP23 | TAS | TAS | Deep storage | 0 | 0 | 0 | 0 | 0 | 0 | 8.9484e-07 | 9.9344e-07 | 1.1777e-06 | 1.1777e-06 | 1.1777e-06 | 1.1777e-06 | 2.909 | 2.9592 | 2.9592 | 2.9592 | 2.9592 | 2.9592 | 8.1901 | 19.8754 | 31.4278 | 31.4278 | 31.4278 | 31.4278 | 31.4278 | 31.4278 | 31.4278 | 31.4278
CDP23 | TAS | TAS | Medium storage | 0 | 0 | 0 | 7.504e-08 | 8.504e-08 | 9.472e-08 | 9.472e-08 | 9.472e-08 | 1.0152e-07 | 1.138e-07 | 1.138e-07 | 1.138e-07 | 1.2236e-07 | 2.1068e-07 | 2.1852e-07 | 2.2608e-07 | 2.3016e-07 | 2.3016e-07 | 2.3016e-07 | 2.4204e-07 | 3.6928e-07 | 3.766e-07 | 4.0232e-07 | 3.2728e-07 | 3.1732e-07 | 3.0764e-07 | 3.0764e-07 | 3.0764e-07
CDP23 | TAS | TAS | Shallow storage | 0 | 0 | 0 | 0 | 0 | 0 | 0 | 0 | 0 | 0 | 0 | 0 | 0 | 0 | 0 | 0 | 0 | 0 | 0 | 0 | 0 | 0 | 0 | 0 | 0 | 0 | 0 | 0
CDP23 | TAS | TAS | Coordinated CER storage | 0.001724 | 0.0023794 | 0.0031209 | 0.0039747 | 0.0049612 | 0.0062052 | 0.007694 | 0.01003 | 0.013563 | 0.018691 | 0.025697 | 0.034852 | 0.046261 | 0.060186 | 0.076729 | 0.095955 | 0.11796 | 0.14291 | 0.1709 | 0.20198 | 0.23559 | 0.27327 | 0.31426 | 0.35855 | 0.40599 | 0.45655 | 0.4844 | 0.50935
CDP23 | TAS | TAS | Passive CER storage | 0.03794 | 0.041198 | 0.044208 | 0.047379 | 0.05081 | 0.055564 | 0.059366 | 0.063417 | 0.067533 | 0.072027 | 0.076722 | 0.081598 | 0.08621 | 0.091018 | 0.095561 | 0.099408 | 0.1025 | 0.1052 | 0.10757 | 0.10966 | 0.11256 | 0.11561 | 0.11877 | 0.12207 | 0.12468 | 0.12661 | 0.12968 | 0.13201
CDP24 | NSW | NNSW | Snowy 2.0 | 0 | 0 | 0 | 0 | 0 | 0 | 0 | 0 | 0 | 0 | 0 | 0 | 0 | 0 | 0 | 0 | 0 | 0 | 0 | 0 | 0 | 0 | 0 | 0 | 0 | 0 | 0 | 0
CDP24 | NSW | NNSW | Deep storage | 0 | 0 | 0 | 0 | 0 | 0 | 5.5344e-07 | 6.4608e-07 | 6.4608e-07 | 6.4608e-07 | 7.8576e-07 | 1.0692e-06 | 1.182e-06 | 1.182e-06 | 1.3109e-06 | 1.349e-06 | 1.4023e-06 | 1.77e-06 | 1.77e-06 | 2.3124e-06 | 36 | 36 | 36 | 36 | 36 | 36 | 36 | 36
CDP24 | NSW | NNSW | Medium storage | 0 | 0 | 2.2 | 2.2 | 3.0633 | 9.5113 | 9.5113 | 9.5113 | 9.5113 | 9.5113 | 9.5113 | 9.5113 | 9.5113 | 9.5113 | 9.5113 | 9.5113 | 9.5113 | 9.5113 | 9.5113 | 9.5113 | 9.5113 | 9.5113 | 7.3113 | 11.7558 | 10.8925 | 10.0901 | 10.0901 | 13.0313
CDP24 | NSW | NNSW | Shallow storage | 0 | 0.039 | 0.439 | 0.639 | 0.639 | 0.639 | 0.639 | 0.639 | 0.639 | 0.6 | 0.6 | 0.6 | 0.6 | 0.6 | 0.6 | 0.6 | 0.6 | 0.6 | 0.6 | 0.6 | 0.6 | 0.6 | 0 | 0 | 0 | 0 | 0 | 0
CDP24 | NSW | NNSW | Coordinated CER storage | 0.0058023 | 0.0073808 | 0.0092556 | 0.011119 | 0.013383 | 0.015998 | 0.024683 | 0.036911 | 0.053056 | 0.07362 | 0.098754 | 0.12877 | 0.16356 | 0.20345 | 0.24845 | 0.29858 | 0.35393 | 0.41467 | 0.48084 | 0.55252 | 0.62982 | 0.71312 | 0.80147 | 0.89492 | 0.99303 | 1.0956 | 1.1428 | 1.185
CDP24 | NSW | NNSW | Passive CER storage | 0.10814 | 0.11531 | 0.12198 | 0.12781 | 0.1343 | 0.1437 | 0.15205 | 0.16115 | 0.17043 | 0.18064 | 0.19104 | 0.20182 | 0.21193 | 0.22241 | 0.23236 | 0.24116 | 0.24879 | 0.25583 | 0.26203 | 0.26768 | 0.27482 | 0.28223 | 0.28989 | 0.29781 | 0.30431 | 0.30948 | 0.31643 | 0.32198
CDP24 | NSW | CNSW | Snowy 2.0 | 0 | 0 | 0 | 0 | 0 | 0 | 0 | 0 | 0 | 0 | 0 | 0 | 0 | 0 | 0 | 0 | 0 | 0 | 0 | 0 | 0 | 0 | 0 | 0 | 0 | 0 | 0 | 0
CDP24 | NSW | CNSW | Deep storage | 6.271 | 6.271 | 6.271 | 6.271 | 6.271 | 6.271 | 6.271 | 6.271 | 6.271 | 6.271 | 6.271 | 6.271 | 6.271 | 6.271 | 6.271 | 6.271 | 6.271 | 6.271 | 6.271 | 6.271 | 6.271 | 6.271 | 6.271 | 6.271 | 6.271 | 6.271 | 6.271 | 6.271
CDP24 | NSW | CNSW | Medium storage | 0 | 2.392 | 2.392 | 3.8658 | 3.8658 | 4.026 | 3.866 | 4.026 | 3.866 | 3.866 | 4.026 | 3.866 | 3.866 | 4.026 | 4.026 | 3.866 | 3.866 | 3.866 | 3.866 | 4.026 | 3.866 | 1.634 | 1.474 | 1.474 | 1.634 | 1.4739 | 1.4739 | 1.634
CDP24 | NSW | CNSW | Shallow storage | 0 | 0.028 | 0.038062 | 0.32941 | 1.7145 | 1.7145 | 1.7145 | 1.7145 | 1.7145 | 1.7145 | 1.7145 | 1.7145 | 1.7145 | 1.7145 | 1.7145 | 1.7145 | 1.7145 | 1.7145 | 1.7145 | 1.7145 | 1.7145 | 1.6865 | 1.6764 | 1.3851 | 0.12414 | 0.12414 | 0.12414 | 0.12414
CDP24 | NSW | CNSW | Coordinated CER storage | 0.002436 | 0.003109 | 0.0039388 | 0.0047921 | 0.0057777 | 0.0069361 | 0.012327 | 0.02009 | 0.030459 | 0.043748 | 0.06014 | 0.079766 | 0.10265 | 0.12894 | 0.15869 | 0.19196 | 0.2288 | 0.26926 | 0.31342 | 0.36129 | 0.41291 | 0.46862 | 0.52774 | 0.59029 | 0.65608 | 0.72489 | 0.75661 | 0.78503
CDP24 | NSW | CNSW | Passive CER storage | 0.045401 | 0.048571 | 0.051909 | 0.055084 | 0.057981 | 0.062299 | 0.066172 | 0.070665 | 0.075208 | 0.080098 | 0.085417 | 0.090708 | 0.095926 | 0.10121 | 0.10634 | 0.11106 | 0.1153 | 0.11909 | 0.12247 | 0.12542 | 0.12924 | 0.13331 | 0.13748 | 0.14176 | 0.14544 | 0.14836 | 0.15206 | 0.15509
CDP24 | NSW | SNSW | Snowy 2.0 | 0 | 0 | 0 | 0 | 349.8 | 349.8 | 349.8 | 349.8 | 349.8 | 349.8 | 349.8 | 349.8 | 349.8 | 349.8 | 349.8 | 349.8 | 349.8 | 349.8 | 349.8 | 349.8 | 349.8 | 349.8 | 349.8 | 349.8 | 349.8 | 349.8 | 349.8 | 349.8
CDP24 | NSW | SNSW | Deep storage | 0 | 0 | 0 | 0 | 0 | 0 | 0 | 0 | 0 | 0 | 0 | 0 | 0 | 0 | 0 | 0 | 0 | 0 | 0 | 0 | 0 | 0 | 0 | 0 | 0 | 0 | 0 | 0
CDP24 | NSW | SNSW | Medium storage | 0 | 0.4 | 0.4 | 2 | 2 | 2.6806 | 2.6806 | 2.6806 | 2.6806 | 2.6806 | 2.6806 | 2.6806 | 2.6806 | 2.6806 | 2.6806 | 2.6806 | 2.6806 | 2.6806 | 2.6806 | 2.6806 | 2.6806 | 2.2806 | 2.2806 | 2.2806 | 2.2806 | 1.8989 | 1.8989 | 1.8989
CDP24 | NSW | SNSW | Shallow storage | 0.56998 | 0.5878 | 0.5878 | 0.5878 | 0.5878 | 0.58978 | 0.5878 | 0.58978 | 0.5878 | 0.5878 | 0.58978 | 0.5878 | 0.5878 | 0.58978 | 0.58978 | 0.5878 | 0.5878 | 0.5878 | 0.5678 | 0.51978 | 0.5178 | 0.49998 | 0.498 | 0.498 | 0.3 | 0.3 | 0.3 | 0
CDP24 | NSW | SNSW | Coordinated CER storage | 0.0048938 | 0.0062939 | 0.0080112 | 0.0098897 | 0.012126 | 0.014688 | 0.021379 | 0.030987 | 0.044109 | 0.061364 | 0.083154 | 0.10992 | 0.1418 | 0.17919 | 0.22224 | 0.27107 | 0.32586 | 0.38691 | 0.45437 | 0.52841 | 0.60853 | 0.6967 | 0.79157 | 0.89321 | 1.0013 | 1.1157 | 1.1739 | 1.2265
CDP24 | NSW | SNSW | Passive CER storage | 0.09121 | 0.098327 | 0.10558 | 0.11368 | 0.12169 | 0.13193 | 0.14054 | 0.14968 | 0.15919 | 0.1694 | 0.18001 | 0.19105 | 0.20183 | 0.21303 | 0.2238 | 0.23332 | 0.24159 | 0.24917 | 0.25601 | 0.26228 | 0.27033 | 0.27892 | 0.28791 | 0.2972 | 0.305 | 0.31159 | 0.31977 | 0.32656
CDP24 | NSW | SNW | Snowy 2.0 | 0 | 0 | 0 | 0 | 0 | 0 | 0 | 0 | 0 | 0 | 0 | 0 | 0 | 0 | 0 | 0 | 0 | 0 | 0 | 0 | 0 | 0 | 0 | 0 | 0 | 0 | 0 | 0
CDP24 | NSW | SNW | Deep storage | 0 | 0 | 0 | 0 | 0 | 0 | 0 | 0 | 0 | 0 | 0 | 0 | 0 | 0 | 0 | 0 | 0 | 0 | 0 | 0 | 0 | 0 | 0 | 0 | 0 | 0 | 0 | 0
CDP24 | NSW | SNW | Medium storage | 0 | 3.5566 | 3.5566 | 3.5566 | 3.5566 | 6.9725 | 6.9725 | 6.9725 | 6.9725 | 6.9725 | 6.9725 | 6.9725 | 6.9725 | 6.9725 | 6.9725 | 6.9725 | 6.9725 | 6.9725 | 6.9725 | 6.9725 | 6.9725 | 3.416 | 3.416 | 3.416 | 3.416 | 1.5 | 1.5 | 1.5
CDP24 | NSW | SNW | Shallow storage | 0.075 | 1.3404 | 1.3404 | 1.3404 | 1.3761 | 1.4607 | 2.7158 | 2.861 | 2.7158 | 2.7158 | 2.861 | 2.7158 | 2.6408 | 2.786 | 2.786 | 2.6408 | 2.6408 | 2.6408 | 2.6408 | 2.786 | 2.6408 | 1.736 | 1.5908 | 1.5908 | 1.7035 | 1.5584 | 1.5584 | 1.7035
CDP24 | NSW | SNW | Coordinated CER storage | 0.023059 | 0.029634 | 0.037325 | 0.045574 | 0.055599 | 0.066993 | 0.12001 | 0.19479 | 0.29386 | 0.42016 | 0.57502 | 0.76029 | 0.97571 | 1.223 | 1.5026 | 1.8146 | 2.1596 | 2.5385 | 2.9514 | 3.399 | 3.877 | 4.3971 | 4.9489 | 5.5327 | 6.1464 | 6.7884 | 7.0829 | 7.3466
CDP24 | NSW | SNW | Passive CER storage | 0.42977 | 0.46296 | 0.4919 | 0.52387 | 0.55796 | 0.60171 | 0.63797 | 0.67618 | 0.71468 | 0.75624 | 0.79951 | 0.84459 | 0.88781 | 0.93318 | 0.97727 | 1.0166 | 1.0505 | 1.081 | 1.1072 | 1.13 | 1.1611 | 1.1941 | 1.2288 | 1.2655 | 1.2967 | 1.3225 | 1.356 | 1.3833
CDP24 | QLD | NQ | Borumba | 0 | 0 | 0 | 0 | 0 | 0 | 0 | 0 | 0 | 0 | 0 | 0 | 0 | 0 | 0 | 0 | 0 | 0 | 0 | 0 | 0 | 0 | 0 | 0 | 0 | 0 | 0 | 0
CDP24 | QLD | NQ | Deep storage | 0 | 0 | 0 | 0 | 0 | 0 | 2.5176e-07 | 3.072e-07 | 3.7896e-07 | 1.98e-06 | 1.98e-06 | 1.98e-06 | 1.98e-06 | 1.98e-06 | 2.0767e-06 | 2.0767e-06 | 2.0767e-06 | 2.1202e-06 | 2.1202e-06 | 2.179e-06 | 3.9365e-06 | 4.1227e-06 | 0.21423 | 0.46933 | 3.7237 | 4.3311 | 4.3311 | 4.3311
CDP24 | QLD | NQ | Medium storage | 2 | 2 | 2 | 2 | 2 | 2 | 2 | 2 | 2 | 2 | 2 | 2 | 2 | 2 | 2 | 2 | 2 | 2 | 2 | 2 | 2 | 2 | 2 | 2 | 2 | 2 | 2 | 2
CDP24 | QLD | NQ | Shallow storage | 0 | 0 | 0.6 | 0.6 | 0.6 | 0.6 | 0.6 | 0.6 | 0.6 | 0.6 | 0.6 | 0.6 | 0.6 | 0.6 | 0.6 | 0.6 | 0.6 | 0.6 | 0.6 | 0.6 | 0.6 | 0.6 | 0 | 0 | 0 | 0 | 0 | 0
CDP24 | QLD | NQ | Coordinated CER storage | 0.0024335 | 0.0031857 | 0.0040501 | 0.0050472 | 0.00624 | 0.0076805 | 0.012587 | 0.019554 | 0.028796 | 0.040632 | 0.055229 | 0.072792 | 0.093248 | 0.11684 | 0.14359 | 0.17349 | 0.20665 | 0.24318 | 0.28313 | 0.32664 | 0.37383 | 0.42485 | 0.47917 | 0.53687 | 0.59765 | 0.66137 | 0.6919 | 0.71969
CDP24 | QLD | NQ | Passive CER storage | 0.043154 | 0.047713 | 0.052263 | 0.05701 | 0.062484 | 0.068971 | 0.07472 | 0.081073 | 0.08755 | 0.094587 | 0.10209 | 0.11006 | 0.11762 | 0.12553 | 0.13323 | 0.14004 | 0.14615 | 0.15177 | 0.15698 | 0.16205 | 0.16817 | 0.17461 | 0.18129 | 0.1884 | 0.19451 | 0.19975 | 0.2053 | 0.21004
CDP24 | QLD | GG | Borumba | 0 | 0 | 0 | 0 | 0 | 0 | 0 | 0 | 0 | 0 | 0 | 0 | 0 | 0 | 0 | 0 | 0 | 0 | 0 | 0 | 0 | 0 | 0 | 0 | 0 | 0 | 0 | 0
CDP24 | QLD | GG | Deep storage | 0 | 0 | 0 | 0 | 0 | 0 | 0 | 0 | 0 | 0 | 0 | 0 | 0 | 0 | 0 | 0 | 0 | 0 | 0 | 0 | 0 | 0 | 0 | 0 | 0 | 0 | 0 | 0
CDP24 | QLD | GG | Medium storage | 0 | 0 | 0 | 1.3012e-07 | 1.3012e-07 | 2.8468e-07 | 2.8468e-07 | 2.9356e-07 | 3.6412e-07 | 4.2656e-07 | 4.2656e-07 | 4.2656e-07 | 7.4744e-07 | 1.0733e-06 | 1.1244e-06 | 1.1244e-06 | 1.1244e-06 | 1.1452e-06 | 1.1452e-06 | 1.201e-06 | 1.2544e-06 | 1.3906e-06 | 0.2582 | 0.27072 | 0.27072 | 2.3774 | 2.3774 | 3.9629
CDP24 | QLD | GG | Shallow storage | 0 | 0.4 | 0.4 | 0.4 | 0.4 | 0.4 | 0.4 | 0.4 | 0.4 | 0.4 | 0.4 | 0.4 | 0.4 | 0.4 | 0.4 | 0.4 | 0.4 | 0.4 | 0.4 | 0.4 | 0.4 | 0 | 0 | 0 | 0 | 0 | 0 | 0
CDP24 | QLD | GG | Coordinated CER storage | 0.00013364 | 0.00017577 | 0.00022307 | 0.00028305 | 0.00034733 | 0.00043144 | 0.0009243 | 0.0016461 | 0.0026279 | 0.0038986 | 0.0054761 | 0.0073813 | 0.0096176 | 0.012203 | 0.015143 | 0.018447 | 0.02212 | 0.02618 | 0.030632 | 0.03548 | 0.04075 | 0.046436 | 0.052488 | 0.058908 | 0.065683 | 0.072796 | 0.076188 | 0.079271
CDP24 | QLD | GG | Passive CER storage | 0.0023698 | 0.0026326 | 0.0028784 | 0.0031972 | 0.003478 | 0.0038743 | 0.0042037 | 0.0045759 | 0.0049915 | 0.0054424 | 0.005916 | 0.0064045 | 0.0068905 | 0.007396 | 0.0078783 | 0.0083287 | 0.0087188 | 0.0090984 | 0.0094577 | 0.0097885 | 0.010197 | 0.010632 | 0.011082 | 0.011538 | 0.011938 | 0.012279 | 0.012648 | 0.01295
CDP24 | QLD | CQ | Borumba | 0 | 0 | 0 | 0 | 0 | 0 | 0 | 0 | 0 | 0 | 0 | 0 | 0 | 0 | 0 | 0 | 0 | 0 | 0 | 0 | 0 | 0 | 0 | 0 | 0 | 0 | 0 | 0
CDP24 | QLD | CQ | Deep storage | 0 | 0 | 0 | 0 | 0 | 0 | 2.5536e-07 | 3.1032e-07 | 4.0872e-07 | 1.6558e-06 | 1.6558e-06 | 1.6558e-06 | 1.6558e-06 | 1.6558e-06 | 1.7434e-06 | 1.7434e-06 | 1.7434e-06 | 1.7918e-06 | 1.7918e-06 | 1.7918e-06 | 4.7102e-06 | 4.752e-06 | 4.9346e-06 | 5.4701e-06 | 1.0102 | 8.7897 | 8.7897 | 9.6
CDP24 | QLD | CQ | Medium storage | 0 | 0 | 0 | 1.4244e-07 | 1.7524e-07 | 2.9096e-07 | 3.8608e-07 | 4.2428e-07 | 4.6372e-07 | 1.0725e-06 | 1.0725e-06 | 1.0725e-06 | 1.4093e-06 | 1.7339e-06 | 1.8198e-06 | 1.8198e-06 | 1.8198e-06 | 1.8377e-06 | 1.8377e-06 | 1.92e-06 | 2.0439e-06 | 2.2139e-06 | 0.25754 | 0.5521 | 0.55211 | 2.2119 | 2.2119 | 4.6543
CDP24 | QLD | CQ | Shallow storage | 0.1 | 0.1 | 0.1 | 0.4 | 0.4 | 0.4 | 0.4 | 0.4 | 0.4 | 0.4 | 0.4 | 0.4 | 0.4 | 0.4 | 0.4 | 0.4 | 0.4 | 0.4 | 0.3 | 0.3 | 0.3 | 0.3 | 0.3 | 0 | 0 | 0 | 0 | 0
CDP24 | QLD | CQ | Coordinated CER storage | 0.0022383 | 0.00295 | 0.003741 | 0.0047011 | 0.0057881 | 0.0071303 | 0.012663 | 0.020582 | 0.031219 | 0.044919 | 0.061857 | 0.082254 | 0.10614 | 0.13369 | 0.16499 | 0.20008 | 0.23901 | 0.28198 | 0.32903 | 0.38027 | 0.43596 | 0.49607 | 0.56008 | 0.62803 | 0.6997 | 0.77487 | 0.81085 | 0.84354
CDP24 | QLD | CQ | Passive CER storage | 0.039693 | 0.044182 | 0.048274 | 0.0531 | 0.057959 | 0.06403 | 0.069643 | 0.075613 | 0.081979 | 0.088976 | 0.096321 | 0.10393 | 0.11149 | 0.11926 | 0.12684 | 0.13371 | 0.1397 | 0.14542 | 0.15074 | 0.15578 | 0.16208 | 0.16856 | 0.17529 | 0.18226 | 0.18842 | 0.19361 | 0.19905 | 0.20352
CDP24 | QLD | SQ | Borumba | 0 | 0 | 0 | 0 | 0 | 0 | 0 | 47.952 | 47.952 | 47.952 | 47.952 | 47.952 | 47.952 | 47.952 | 47.952 | 47.952 | 47.952 | 47.952 | 47.952 | 47.952 | 47.952 | 47.952 | 47.952 | 47.952 | 47.952 | 47.952 | 47.952 | 47.952
CDP24 | QLD | SQ | Deep storage | 0 | 0 | 0 | 0 | 0 | 0 | 0 | 0 | 0 | 0 | 0 | 0 | 0 | 0 | 0 | 0 | 0 | 0 | 0 | 0 | 0 | 0 | 0 | 0 | 0 | 0 | 0 | 0
CDP24 | QLD | SQ | Medium storage | 5.7 | 5.7 | 5.7 | 5.7 | 5.7 | 5.7 | 5.7 | 5.7 | 5.7 | 5.7 | 5.7 | 5.7 | 5.7 | 5.7 | 5.7 | 5.7 | 5.7 | 5.7 | 5.7 | 5.7 | 5.7 | 5.7 | 7.9187 | 7.9187 | 7.9187 | 8.8679 | 8.8679 | 8.8679
CDP24 | QLD | SQ | Shallow storage | 1.2581 | 1.8421 | 1.8421 | 1.8421 | 1.8421 | 1.8421 | 1.8421 | 1.8421 | 1.8421 | 1.8421 | 1.8421 | 1.8421 | 1.8421 | 1.8421 | 1.6421 | 1.6421 | 1.6421 | 1.6421 | 1.6421 | 1.6421 | 1.3421 | 0.84212 | 0.84212 | 0.84212 | 0.45992 | 0.45992 | 0.45992 | 0.30992
CDP24 | QLD | SQ | Coordinated CER storage | 0.01187 | 0.01571 | 0.020135 | 0.025278 | 0.031321 | 0.039007 | 0.07543 | 0.12706 | 0.19578 | 0.28386 | 0.39252 | 0.52329 | 0.67614 | 0.85255 | 1.0529 | 1.2773 | 1.5262 | 1.8007 | 2.1014 | 2.4288 | 2.7797 | 3.1635 | 3.5723 | 4.0062 | 4.4638 | 4.9441 | 5.1735 | 5.382
CDP24 | QLD | SQ | Passive CER storage | 0.21049 | 0.23529 | 0.25982 | 0.28552 | 0.31363 | 0.35029 | 0.38243 | 0.41718 | 0.45303 | 0.49221 | 0.53361 | 0.57723 | 0.6199 | 0.66492 | 0.70882 | 0.74827 | 0.78204 | 0.8135 | 0.8432 | 0.87111 | 0.90624 | 0.94342 | 0.98231 | 1.0229 | 1.0586 | 1.0898 | 1.1224 | 1.1496
CDP24 | VIC | VIC | Deep storage | 0 | 0 | 0 | 0 | 0 | 0 | 2.3376e-07 | 4.5312e-07 | 1.0759e-06 | 1.4976e-06 | 1.4976e-06 | 1.4976e-06 | 1.4976e-06 | 1.4976e-06 | 1.5238e-06 | 1.5238e-06 | 1.5562e-06 | 1.5562e-06 | 1.5934e-06 | 1.6579e-06 | 11.8353 | 11.8353 | 11.8353 | 11.8353 | 11.8353 | 11.968 | 11.968 | 13.1521
CDP24 | VIC | VIC | Medium storage | 0 | 0 | 1.4 | 1.4 | 1.4 | 1.4 | 1.4 | 1.4 | 1.4 | 1.4 | 1.4 | 1.4 | 1.4 | 1.4 | 1.4 | 1.4 | 1.4 | 1.4 | 1.4 | 1.4 | 1.4 | 1.4 | 5.9032e-07 | 1.4593e-06 | 1.4356e-06 | 1.3944e-06 | 1.3944e-06 | 1.3797e-06
CDP24 | VIC | VIC | Shallow storage | 0.71096 | 4.051 | 4.1158 | 5.0194 | 5.0051 | 5.2055 | 5.2194 | 5.7311 | 6.367 | 6.8449 | 8.4538 | 8.4538 | 8.467 | 8.4538 | 8.4438 | 8.4438 | 8.4438 | 7.9938 | 7.9938 | 7.8813 | 7.4945 | 7.0417 | 6.2647 | 5.6592 | 5.6592 | 5.4152 | 3.8132 | 3.3015
CDP24 | VIC | VIC | Coordinated CER storage | 0.030273 | 0.041437 | 0.0534 | 0.06722 | 0.084146 | 0.10405 | 0.16928 | 0.26054 | 0.38081 | 0.53384 | 0.72135 | 0.94586 | 1.2071 | 1.5076 | 1.8479 | 2.2279 | 2.6483 | 3.1109 | 3.6164 | 4.1656 | 4.755 | 5.397 | 6.0796 | 6.8032 | 7.5643 | 8.3613 | 8.7383 | 9.0797
CDP24 | VIC | VIC | Passive CER storage | 0.62471 | 0.68133 | 0.73614 | 0.79403 | 0.85556 | 0.93631 | 1.0064 | 1.0815 | 1.1588 | 1.2425 | 1.3303 | 1.4219 | 1.5108 | 1.6037 | 1.6939 | 1.7747 | 1.8447 | 1.9098 | 1.9706 | 2.0279 | 2.0988 | 2.173 | 2.2501 | 2.3307 | 2.401 | 2.4615 | 2.532 | 2.5917
CDP24 | SA | CSA | Deep storage | 0 | 0 | 0 | 0 | 0 | 0 | 1.284e-07 | 1.284e-07 | 1.7136e-07 | 1.7136e-07 | 1.7136e-07 | 1.7136e-07 | 1.7136e-07 | 2.0064e-07 | 2.2536e-07 | 2.2536e-07 | 2.2536e-07 | 2.2536e-07 | 2.2536e-07 | 3.9696e-07 | 4.4544e-07 | 4.4544e-07 | 4.4544e-07 | 4.4544e-07 | 4.4544e-07 | 4.8024e-07 | 4.8024e-07 | 5.1456e-07
CDP24 | SA | CSA | Medium storage | 0 | 0 | 0 | 9e-08 | 1.1496e-07 | 1.536e-07 | 1.536e-07 | 1.536e-07 | 1.75e-07 | 1.9004e-07 | 1.9004e-07 | 1.9004e-07 | 1.9004e-07 | 1.992e-07 | 2.1716e-07 | 2.1716e-07 | 2.1716e-07 | 2.1716e-07 | 2.1716e-07 | 3.702e-07 | 4.3768e-07 | 4.5788e-07 | 4.6204e-07 | 4.3162 | 4.3162 | 6.19 | 6.19 | 6.19
CDP24 | SA | CSA | Shallow storage | 0.88082 | 1.5374 | 2.1558 | 3.388 | 3.4 | 3.388 | 3.3802 | 3.3802 | 3.3802 | 3.3802 | 3.3802 | 3.3802 | 3.3802 | 3.3802 | 3.3802 | 3.3802 | 3.3802 | 3.3549 | 3.3669 | 3.1042 | 2.7162 | 2.4022 | 1.7838 | 0.65609 | 0.57309 | 0.28449 | 0.28449 | 0.28449
CDP24 | SA | CSA | Coordinated CER storage | 0.12492 | 0.13915 | 0.15299 | 0.16834 | 0.18427 | 0.20382 | 0.23165 | 0.26628 | 0.30796 | 0.35804 | 0.41651 | 0.48397 | 0.55937 | 0.64408 | 0.7373 | 0.83826 | 0.94689 | 1.0641 | 1.1902 | 1.325 | 1.4692 | 1.6249 | 1.7888 | 1.9609 | 2.1392 | 2.3232 | 2.4079 | 2.483
CDP24 | SA | CSA | Passive CER storage | 0.36485 | 0.38587 | 0.40522 | 0.42425 | 0.4446 | 0.4694 | 0.48994 | 0.51132 | 0.53227 | 0.55427 | 0.5763 | 0.5985 | 0.61859 | 0.63896 | 0.65753 | 0.67255 | 0.68392 | 0.69348 | 0.70155 | 0.70822 | 0.71785 | 0.72786 | 0.73807 | 0.74849 | 0.75609 | 0.7611 | 0.77066 | 0.77748
CDP24 | SA | SESA | Deep storage | 0 | 0 | 0 | 0 | 0 | 0 | 0 | 0 | 0 | 0 | 0 | 0 | 0 | 0 | 0 | 0 | 0 | 0 | 0 | 0 | 0 | 0 | 0 | 0 | 0 | 0 | 0 | 0
CDP24 | SA | SESA | Medium storage | 0 | 0 | 0 | 8.74e-08 | 1.1224e-07 | 1.4692e-07 | 1.4692e-07 | 1.5132e-07 | 1.7832e-07 | 1.7832e-07 | 1.7832e-07 | 1.7832e-07 | 1.8384e-07 | 1.9e-07 | 2.1176e-07 | 2.1176e-07 | 2.1176e-07 | 2.1176e-07 | 2.1176e-07 | 2.1748e-07 | 3.1032e-07 | 3.2596e-07 | 4.0208e-07 | 0.15744 | 0.15744 | 0.15744 | 0.15744 | 0.15744
CDP24 | SA | SESA | Shallow storage | 0.05 | 0.05 | 0.05 | 0.05 | 0.05 | 0.05 | 0.05 | 0.05 | 0.05 | 0.05 | 0 | 0 | 0 | 0 | 0 | 0 | 0 | 0 | 0 | 0 | 0 | 0 | 0 | 0 | 0 | 0 | 0 | 0
CDP24 | SA | SESA | Coordinated CER storage | 0.0044624 | 0.0050062 | 0.0055448 | 0.0061386 | 0.006757 | 0.007542 | 0.0087227 | 0.010195 | 0.012 | 0.014228 | 0.016926 | 0.019982 | 0.023502 | 0.027385 | 0.031664 | 0.036343 | 0.041413 | 0.046894 | 0.052781 | 0.059173 | 0.066145 | 0.073539 | 0.081296 | 0.089449 | 0.097908 | 0.10666 | 0.11068 | 0.11433
CDP24 | SA | SESA | Passive CER storage | 0.013033 | 0.013883 | 0.014686 | 0.015471 | 0.016303 | 0.01737 | 0.018236 | 0.019069 | 0.019872 | 0.020768 | 0.021796 | 0.022685 | 0.023629 | 0.024429 | 0.025123 | 0.025703 | 0.02615 | 0.026504 | 0.026763 | 0.027081 | 0.027586 | 0.028041 | 0.028457 | 0.028883 | 0.029186 | 0.029394 | 0.029781 | 0.030157
CDP24 | TAS | TAS | Deep storage | 0 | 0 | 0 | 0 | 0 | 0 | 8.9124e-07 | 1.0638e-06 | 1.8408e-06 | 1.8408e-06 | 1.8408e-06 | 1.8408e-06 | 0.59085 | 2.5605 | 2.5605 | 2.5605 | 2.5605 | 2.5605 | 8.3173 | 19.407 | 28.9295 | 28.9295 | 28.9295 | 28.9295 | 28.9295 | 28.9295 | 28.9295 | 28.9295
CDP24 | TAS | TAS | Medium storage | 0 | 0 | 0 | 7.472e-08 | 8.468e-08 | 9.428e-08 | 9.428e-08 | 1e-07 | 1e-07 | 1.1292e-07 | 1.1292e-07 | 1.1292e-07 | 1.1924e-07 | 2.096e-07 | 2.1676e-07 | 2.2432e-07 | 2.3368e-07 | 2.3368e-07 | 2.4636e-07 | 2.6072e-07 | 3.0212e-07 | 3.0212e-07 | 3.3324e-07 | 2.7016e-07 | 2.602e-07 | 2.5056e-07 | 2.5056e-07 | 2.4488e-07
CDP24 | TAS | TAS | Shallow storage | 0 | 0 | 0 | 0 | 0 | 0 | 0 | 0 | 0 | 0 | 0 | 0 | 0 | 0 | 0 | 0 | 0 | 0 | 0 | 0 | 0 | 0 | 0 | 0 | 0 | 0 | 0 | 0
CDP24 | TAS | TAS | Coordinated CER storage | 0.001724 | 0.0023794 | 0.0031209 | 0.0039747 | 0.0049612 | 0.0062052 | 0.007694 | 0.01003 | 0.013563 | 0.018691 | 0.025697 | 0.034852 | 0.046261 | 0.060186 | 0.076729 | 0.095955 | 0.11796 | 0.14291 | 0.1709 | 0.20198 | 0.23559 | 0.27327 | 0.31426 | 0.35855 | 0.40599 | 0.45655 | 0.4844 | 0.50935
CDP24 | TAS | TAS | Passive CER storage | 0.03794 | 0.041198 | 0.044208 | 0.047379 | 0.05081 | 0.055564 | 0.059366 | 0.063417 | 0.067533 | 0.072027 | 0.076722 | 0.081598 | 0.08621 | 0.091018 | 0.095561 | 0.099408 | 0.1025 | 0.1052 | 0.10757 | 0.10966 | 0.11256 | 0.11561 | 0.11877 | 0.12207 | 0.12468 | 0.12661 | 0.12968 | 0.13201
CDP25 | NSW | NNSW | Snowy 2.0 | 0 | 0 | 0 | 0 | 0 | 0 | 0 | 0 | 0 | 0 | 0 | 0 | 0 | 0 | 0 | 0 | 0 | 0 | 0 | 0 | 0 | 0 | 0 | 0 | 0 | 0 | 0 | 0
CDP25 | NSW | NNSW | Deep storage | 0 | 0 | 0 | 0 | 0 | 0 | 11.0179 | 11.0179 | 11.0179 | 11.0179 | 11.0179 | 11.0179 | 11.0179 | 11.0179 | 11.0179 | 11.0179 | 11.0179 | 11.0179 | 11.0179 | 11.0179 | 36 | 36 | 36 | 36 | 36 | 36 | 36 | 36
CDP25 | NSW | NNSW | Medium storage | 0 | 0 | 2.2 | 2.2 | 3.0481 | 5.6765 | 5.6765 | 5.6765 | 5.6765 | 5.6765 | 5.6765 | 5.6765 | 5.6765 | 5.6765 | 5.6765 | 5.6765 | 5.6765 | 5.6765 | 5.6765 | 5.6765 | 5.6765 | 5.6765 | 3.4765 | 3.4765 | 2.6284 | 4.9103 | 4.9103 | 9.4364
CDP25 | NSW | NNSW | Shallow storage | 0 | 0.039 | 0.59457 | 1.1354 | 1.1354 | 1.1354 | 1.1354 | 1.1354 | 1.1354 | 1.0964 | 1.0964 | 1.0964 | 1.0964 | 1.0964 | 1.0964 | 1.0964 | 1.0964 | 1.0964 | 1.0964 | 1.0964 | 1.0964 | 1.0964 | 0.34084 | 0.028903 | 0.028903 | 0.028903 | 0.028903 | 0.028903
CDP25 | NSW | NNSW | Coordinated CER storage | 0.0058023 | 0.0073808 | 0.0092556 | 0.011119 | 0.013383 | 0.015998 | 0.024683 | 0.036911 | 0.053056 | 0.07362 | 0.098754 | 0.12877 | 0.16356 | 0.20345 | 0.24845 | 0.29858 | 0.35393 | 0.41467 | 0.48084 | 0.55252 | 0.62982 | 0.71312 | 0.80147 | 0.89492 | 0.99303 | 1.0956 | 1.1428 | 1.185
CDP25 | NSW | NNSW | Passive CER storage | 0.10814 | 0.11531 | 0.12198 | 0.12781 | 0.1343 | 0.1437 | 0.15205 | 0.16115 | 0.17043 | 0.18064 | 0.19104 | 0.20182 | 0.21193 | 0.22241 | 0.23236 | 0.24116 | 0.24879 | 0.25583 | 0.26203 | 0.26768 | 0.27482 | 0.28223 | 0.28989 | 0.29781 | 0.30431 | 0.30948 | 0.31643 | 0.32198
CDP25 | NSW | CNSW | Snowy 2.0 | 0 | 0 | 0 | 0 | 0 | 0 | 0 | 0 | 0 | 0 | 0 | 0 | 0 | 0 | 0 | 0 | 0 | 0 | 0 | 0 | 0 | 0 | 0 | 0 | 0 | 0 | 0 | 0
CDP25 | NSW | CNSW | Deep storage | 6.271 | 6.271 | 6.271 | 6.271 | 6.271 | 6.271 | 6.271 | 6.271 | 6.271 | 6.271 | 6.271 | 6.271 | 6.271 | 6.271 | 6.271 | 6.271 | 6.271 | 6.271 | 6.271 | 6.271 | 6.271 | 6.271 | 6.271 | 6.271 | 6.271 | 6.271 | 6.271 | 6.271
CDP25 | NSW | CNSW | Medium storage | 0 | 2.392 | 2.392 | 3.8658 | 3.8658 | 4.0259 | 3.8659 | 4.0259 | 3.8659 | 3.8659 | 4.0259 | 3.8659 | 3.8659 | 4.0259 | 4.0259 | 3.8659 | 3.8659 | 3.8659 | 3.8659 | 4.0259 | 3.8659 | 1.6339 | 1.4739 | 1.4739 | 1.6339 | 1.4738 | 1.4738 | 1.6339
CDP25 | NSW | CNSW | Shallow storage | 0 | 0.028 | 0.028062 | 0.4094 | 1.8157 | 1.8157 | 1.8157 | 1.8157 | 1.8157 | 1.8157 | 1.8157 | 1.8157 | 1.8157 | 1.8157 | 1.8157 | 1.8157 | 1.8157 | 1.8157 | 1.8157 | 1.8157 | 1.8157 | 1.7877 | 1.7877 | 1.4063 | 0.12604 | 0.12604 | 0.12604 | 0.12604
CDP25 | NSW | CNSW | Coordinated CER storage | 0.002436 | 0.003109 | 0.0039388 | 0.0047921 | 0.0057777 | 0.0069361 | 0.012327 | 0.02009 | 0.030459 | 0.043748 | 0.06014 | 0.079766 | 0.10265 | 0.12894 | 0.15869 | 0.19196 | 0.2288 | 0.26926 | 0.31342 | 0.36129 | 0.41291 | 0.46862 | 0.52774 | 0.59029 | 0.65608 | 0.72489 | 0.75661 | 0.78503
CDP25 | NSW | CNSW | Passive CER storage | 0.045401 | 0.048571 | 0.051909 | 0.055084 | 0.057981 | 0.062299 | 0.066172 | 0.070665 | 0.075208 | 0.080098 | 0.085417 | 0.090708 | 0.095926 | 0.10121 | 0.10634 | 0.11106 | 0.1153 | 0.11909 | 0.12247 | 0.12542 | 0.12924 | 0.13331 | 0.13748 | 0.14176 | 0.14544 | 0.14836 | 0.15206 | 0.15509
CDP25 | NSW | SNSW | Snowy 2.0 | 0 | 0 | 0 | 0 | 349.8 | 349.8 | 349.8 | 349.8 | 349.8 | 349.8 | 349.8 | 349.8 | 349.8 | 349.8 | 349.8 | 349.8 | 349.8 | 349.8 | 349.8 | 349.8 | 349.8 | 349.8 | 349.8 | 349.8 | 349.8 | 349.8 | 349.8 | 349.8
CDP25 | NSW | SNSW | Deep storage | 0 | 0 | 0 | 0 | 0 | 0 | 0 | 0 | 0 | 0 | 0 | 0 | 0 | 0 | 0 | 0 | 0 | 0 | 0 | 0 | 0 | 0 | 0 | 0 | 0 | 0 | 0 | 0
CDP25 | NSW | SNSW | Medium storage | 0 | 0.4 | 0.4 | 2 | 2 | 2.4431 | 2.4431 | 2.4431 | 2.4431 | 2.4431 | 2.4431 | 2.4431 | 2.4431 | 2.4431 | 2.4431 | 2.4431 | 2.4431 | 2.4431 | 2.4431 | 2.4431 | 2.4431 | 2.0431 | 2.0431 | 2.0431 | 2.0431 | 1.7946 | 1.7946 | 1.7946
CDP25 | NSW | SNSW | Shallow storage | 0.56998 | 0.5878 | 0.5878 | 0.5878 | 0.5878 | 0.58978 | 0.5878 | 0.58978 | 0.5878 | 0.5878 | 0.58978 | 0.5878 | 0.5878 | 0.58978 | 0.58978 | 0.5878 | 0.5878 | 0.5878 | 0.5678 | 0.51978 | 0.5178 | 0.49998 | 0.498 | 0.498 | 0.3 | 0.3 | 0.3 | 0
CDP25 | NSW | SNSW | Coordinated CER storage | 0.0048938 | 0.0062939 | 0.0080112 | 0.0098897 | 0.012126 | 0.014688 | 0.021379 | 0.030987 | 0.044109 | 0.061364 | 0.083154 | 0.10992 | 0.1418 | 0.17919 | 0.22224 | 0.27107 | 0.32586 | 0.38691 | 0.45437 | 0.52841 | 0.60853 | 0.6967 | 0.79157 | 0.89321 | 1.0013 | 1.1157 | 1.1739 | 1.2265
CDP25 | NSW | SNSW | Passive CER storage | 0.09121 | 0.098327 | 0.10558 | 0.11368 | 0.12169 | 0.13193 | 0.14054 | 0.14968 | 0.15919 | 0.1694 | 0.18001 | 0.19105 | 0.20183 | 0.21303 | 0.2238 | 0.23332 | 0.24159 | 0.24917 | 0.25601 | 0.26228 | 0.27033 | 0.27892 | 0.28791 | 0.2972 | 0.305 | 0.31159 | 0.31977 | 0.32656
CDP25 | NSW | SNW | Snowy 2.0 | 0 | 0 | 0 | 0 | 0 | 0 | 0 | 0 | 0 | 0 | 0 | 0 | 0 | 0 | 0 | 0 | 0 | 0 | 0 | 0 | 0 | 0 | 0 | 0 | 0 | 0 | 0 | 0
CDP25 | NSW | SNW | Deep storage | 0 | 0 | 0 | 0 | 0 | 0 | 0 | 0 | 0 | 0 | 0 | 0 | 0 | 0 | 0 | 0 | 0 | 0 | 0 | 0 | 0 | 0 | 0 | 0 | 0 | 0 | 0 | 0
CDP25 | NSW | SNW | Medium storage | 0 | 3.5566 | 3.5566 | 3.5566 | 3.5922 | 11.0806 | 11.0806 | 11.0806 | 11.0806 | 11.0806 | 11.0806 | 11.0806 | 11.0806 | 11.0806 | 11.0806 | 11.0806 | 11.0806 | 11.0806 | 11.0806 | 11.0806 | 11.0806 | 7.524 | 7.524 | 7.524 | 7.4985 | 3.2983 | 3.2983 | 3.2983
CDP25 | NSW | SNW | Shallow storage | 0.075 | 1.3404 | 1.3404 | 1.3404 | 1.3404 | 1.4251 | 2.6802 | 2.8254 | 2.6802 | 2.6802 | 2.8254 | 2.6802 | 2.6052 | 2.7504 | 2.7504 | 2.6052 | 2.6052 | 2.6052 | 2.6052 | 2.7504 | 2.6052 | 1.7004 | 1.5552 | 1.5552 | 1.7004 | 1.5552 | 1.5552 | 1.7004
CDP25 | NSW | SNW | Coordinated CER storage | 0.023059 | 0.029634 | 0.037325 | 0.045574 | 0.055599 | 0.066993 | 0.12001 | 0.19479 | 0.29386 | 0.42016 | 0.57502 | 0.76029 | 0.97571 | 1.223 | 1.5026 | 1.8146 | 2.1596 | 2.5385 | 2.9514 | 3.399 | 3.877 | 4.3971 | 4.9489 | 5.5327 | 6.1464 | 6.7884 | 7.0829 | 7.3466
CDP25 | NSW | SNW | Passive CER storage | 0.42977 | 0.46296 | 0.4919 | 0.52387 | 0.55796 | 0.60171 | 0.63797 | 0.67618 | 0.71468 | 0.75624 | 0.79951 | 0.84459 | 0.88781 | 0.93318 | 0.97727 | 1.0166 | 1.0505 | 1.081 | 1.1072 | 1.13 | 1.1611 | 1.1941 | 1.2288 | 1.2655 | 1.2967 | 1.3225 | 1.356 | 1.3833
CDP25 | QLD | NQ | Borumba | 0 | 0 | 0 | 0 | 0 | 0 | 0 | 0 | 0 | 0 | 0 | 0 | 0 | 0 | 0 | 0 | 0 | 0 | 0 | 0 | 0 | 0 | 0 | 0 | 0 | 0 | 0 | 0
CDP25 | QLD | NQ | Deep storage | 0 | 0 | 0 | 0 | 0 | 0 | 1.3104e-07 | 2.3232e-07 | 3.3888e-07 | 4.0301e-06 | 4.0301e-06 | 0.14896 | 0.14896 | 0.14896 | 0.14896 | 0.14896 | 0.14896 | 0.14896 | 0.14896 | 0.14896 | 0.14896 | 0.14896 | 0.20161 | 0.4703 | 4.4543 | 4.4543 | 4.4543 | 4.4543
CDP25 | QLD | NQ | Medium storage | 2 | 2 | 2 | 2 | 2 | 2 | 2 | 2 | 2 | 2 | 2 | 2 | 2 | 2 | 2 | 2 | 2 | 2 | 2 | 2 | 2 | 2 | 2 | 2 | 2 | 2 | 2 | 2
CDP25 | QLD | NQ | Shallow storage | 0 | 0 | 0.6 | 0.6 | 0.6 | 0.6 | 0.6 | 0.6 | 0.6 | 0.6 | 0.6 | 0.6 | 0.6 | 0.6 | 0.6 | 0.6 | 0.6 | 0.6 | 0.6 | 0.6 | 0.6 | 0.6 | 0 | 0 | 0 | 0 | 0 | 0
CDP25 | QLD | NQ | Coordinated CER storage | 0.0024335 | 0.0031857 | 0.0040501 | 0.0050472 | 0.00624 | 0.0076805 | 0.012587 | 0.019554 | 0.028796 | 0.040632 | 0.055229 | 0.072792 | 0.093248 | 0.11684 | 0.14359 | 0.17349 | 0.20665 | 0.24318 | 0.28313 | 0.32664 | 0.37383 | 0.42485 | 0.47917 | 0.53687 | 0.59765 | 0.66137 | 0.6919 | 0.71969
CDP25 | QLD | NQ | Passive CER storage | 0.043154 | 0.047713 | 0.052263 | 0.05701 | 0.062484 | 0.068971 | 0.07472 | 0.081073 | 0.08755 | 0.094587 | 0.10209 | 0.11006 | 0.11762 | 0.12553 | 0.13323 | 0.14004 | 0.14615 | 0.15177 | 0.15698 | 0.16205 | 0.16817 | 0.17461 | 0.18129 | 0.1884 | 0.19451 | 0.19975 | 0.2053 | 0.21004
CDP25 | QLD | GG | Borumba | 0 | 0 | 0 | 0 | 0 | 0 | 0 | 0 | 0 | 0 | 0 | 0 | 0 | 0 | 0 | 0 | 0 | 0 | 0 | 0 | 0 | 0 | 0 | 0 | 0 | 0 | 0 | 0
CDP25 | QLD | GG | Deep storage | 0 | 0 | 0 | 0 | 0 | 0 | 0 | 0 | 0 | 0 | 0 | 0 | 0 | 0 | 0 | 0 | 0 | 0 | 0 | 0 | 0 | 0 | 0 | 0 | 0 | 0 | 0 | 0
CDP25 | QLD | GG | Medium storage | 0 | 0 | 0 | 6.148e-08 | 6.148e-08 | 1.3568e-07 | 1.3568e-07 | 1.4332e-07 | 1.702e-07 | 2.9444e-07 | 3.2068e-07 | 4.3076e-07 | 0.033705 | 0.037781 | 0.037781 | 0.037781 | 0.037781 | 0.037781 | 0.037781 | 0.037781 | 0.037781 | 0.037781 | 1.273 | 1.4977 | 1.4977 | 2.1064 | 2.1064 | 4.2142
CDP25 | QLD | GG | Shallow storage | 0 | 0.4 | 0.4 | 0.4 | 0.4 | 0.4 | 0.4 | 0.4 | 0.4 | 0.4 | 0.4 | 0.4 | 0.4 | 0.4 | 0.4 | 0.4 | 0.4 | 0.4 | 0.4 | 0.4 | 0.4 | 0 | 0 | 0 | 0 | 0 | 0 | 0
CDP25 | QLD | GG | Coordinated CER storage | 0.00013364 | 0.00017577 | 0.00022307 | 0.00028305 | 0.00034733 | 0.00043144 | 0.0009243 | 0.0016461 | 0.0026279 | 0.0038986 | 0.0054761 | 0.0073813 | 0.0096176 | 0.012203 | 0.015143 | 0.018447 | 0.02212 | 0.02618 | 0.030632 | 0.03548 | 0.04075 | 0.046436 | 0.052488 | 0.058908 | 0.065683 | 0.072796 | 0.076188 | 0.079271
CDP25 | QLD | GG | Passive CER storage | 0.0023698 | 0.0026326 | 0.0028784 | 0.0031972 | 0.003478 | 0.0038743 | 0.0042037 | 0.0045759 | 0.0049915 | 0.0054424 | 0.005916 | 0.0064045 | 0.0068905 | 0.007396 | 0.0078783 | 0.0083287 | 0.0087188 | 0.0090984 | 0.0094577 | 0.0097885 | 0.010197 | 0.010632 | 0.011082 | 0.011538 | 0.011938 | 0.012279 | 0.012648 | 0.01295
CDP25 | QLD | CQ | Borumba | 0 | 0 | 0 | 0 | 0 | 0 | 0 | 0 | 0 | 0 | 0 | 0 | 0 | 0 | 0 | 0 | 0 | 0 | 0 | 0 | 0 | 0 | 0 | 0 | 0 | 0 | 0 | 0
CDP25 | QLD | CQ | Deep storage | 0 | 0 | 0 | 0 | 0 | 0 | 1.3464e-07 | 2.3928e-07 | 3.6504e-07 | 4.4206e-06 | 4.4206e-06 | 4.4206e-06 | 4.4206e-06 | 4.4206e-06 | 4.5578e-06 | 4.5578e-06 | 4.5578e-06 | 4.5578e-06 | 4.5578e-06 | 4.5578e-06 | 5.1209e-06 | 5.1454e-06 | 5.4816e-06 | 6.0638e-06 | 2.1299 | 9.6 | 9.6 | 9.6
CDP25 | QLD | CQ | Medium storage | 0 | 0 | 0 | 6.604e-08 | 7.44e-08 | 1.3228e-07 | 1.8036e-07 | 2.2428e-07 | 3.218e-07 | 1.1487e-06 | 1.1748e-06 | 5.0076e-06 | 0.033691 | 0.037772 | 0.037772 | 0.037772 | 0.037772 | 0.037772 | 0.037772 | 0.037772 | 0.037772 | 0.037772 | 1.2573 | 1.2583 | 1.2583 | 3.8254 | 3.8254 | 5.5897
CDP25 | QLD | CQ | Shallow storage | 0.1 | 0.1 | 0.1 | 0.4 | 0.4 | 0.4 | 0.4 | 0.4 | 0.4 | 0.4 | 0.4 | 0.4 | 0.4 | 0.4 | 0.4 | 0.4 | 0.4 | 0.4 | 0.3 | 0.3 | 0.3 | 0.3 | 0.3 | 0 | 0 | 0 | 0 | 0
CDP25 | QLD | CQ | Coordinated CER storage | 0.0022383 | 0.00295 | 0.003741 | 0.0047011 | 0.0057881 | 0.0071303 | 0.012663 | 0.020582 | 0.031219 | 0.044919 | 0.061857 | 0.082254 | 0.10614 | 0.13369 | 0.16499 | 0.20008 | 0.23901 | 0.28198 | 0.32903 | 0.38027 | 0.43596 | 0.49607 | 0.56008 | 0.62803 | 0.6997 | 0.77487 | 0.81085 | 0.84354
CDP25 | QLD | CQ | Passive CER storage | 0.039693 | 0.044182 | 0.048274 | 0.0531 | 0.057959 | 0.06403 | 0.069643 | 0.075613 | 0.081979 | 0.088976 | 0.096321 | 0.10393 | 0.11149 | 0.11926 | 0.12684 | 0.13371 | 0.1397 | 0.14542 | 0.15074 | 0.15578 | 0.16208 | 0.16856 | 0.17529 | 0.18226 | 0.18842 | 0.19361 | 0.19905 | 0.20352
CDP25 | QLD | SQ | Borumba | 0 | 0 | 0 | 0 | 0 | 0 | 0 | 47.952 | 47.952 | 47.952 | 47.952 | 47.952 | 47.952 | 47.952 | 47.952 | 47.952 | 47.952 | 47.952 | 47.952 | 47.952 | 47.952 | 47.952 | 47.952 | 47.952 | 47.952 | 47.952 | 47.952 | 47.952
CDP25 | QLD | SQ | Deep storage | 0 | 0 | 0 | 0 | 0 | 0 | 0 | 0 | 0 | 0 | 0 | 0 | 0 | 0 | 0 | 0 | 0 | 0 | 0 | 0 | 0 | 0 | 0 | 0 | 0 | 0 | 0 | 0
CDP25 | QLD | SQ | Medium storage | 5.7 | 5.7 | 5.7 | 5.7 | 5.7 | 5.7 | 5.7 | 5.7 | 5.7 | 5.7 | 5.7 | 5.7 | 5.7 | 6.272 | 6.272 | 6.272 | 6.272 | 6.272 | 6.272 | 6.272 | 6.272 | 6.272 | 6.4887 | 6.4887 | 6.4887 | 8.7804 | 8.7804 | 8.7804
CDP25 | QLD | SQ | Shallow storage | 1.2581 | 1.8421 | 1.8421 | 1.8421 | 1.8421 | 1.8421 | 1.8421 | 1.8421 | 1.8421 | 1.8421 | 1.8421 | 1.8421 | 1.8421 | 1.8421 | 1.6421 | 1.6421 | 1.6421 | 1.6421 | 1.6421 | 1.6421 | 1.3421 | 0.84212 | 0.84212 | 0.84212 | 0.45992 | 0.45992 | 0.45992 | 0.30992
CDP25 | QLD | SQ | Coordinated CER storage | 0.01187 | 0.01571 | 0.020135 | 0.025278 | 0.031321 | 0.039007 | 0.07543 | 0.12706 | 0.19578 | 0.28386 | 0.39252 | 0.52329 | 0.67614 | 0.85255 | 1.0529 | 1.2773 | 1.5262 | 1.8007 | 2.1014 | 2.4288 | 2.7797 | 3.1635 | 3.5723 | 4.0062 | 4.4638 | 4.9441 | 5.1735 | 5.382
CDP25 | QLD | SQ | Passive CER storage | 0.21049 | 0.23529 | 0.25982 | 0.28552 | 0.31363 | 0.35029 | 0.38243 | 0.41718 | 0.45303 | 0.49221 | 0.53361 | 0.57723 | 0.6199 | 0.66492 | 0.70882 | 0.74827 | 0.78204 | 0.8135 | 0.8432 | 0.87111 | 0.90624 | 0.94342 | 0.98231 | 1.0229 | 1.0586 | 1.0898 | 1.1224 | 1.1496
CDP25 | VIC | VIC | Deep storage | 0 | 0 | 0 | 0 | 0 | 0 | 4.02e-07 | 6.4589e-06 | 3.5786 | 11.8109 | 16.8 | 16.8 | 16.8 | 16.8 | 16.8 | 16.8 | 16.8 | 16.8 | 16.8 | 16.8 | 16.8 | 16.8 | 16.8 | 16.8 | 16.8 | 16.8 | 16.8 | 16.8
CDP25 | VIC | VIC | Medium storage | 0 | 0 | 1.4 | 1.4 | 1.4 | 1.4 | 1.4 | 1.4 | 1.4 | 1.4 | 4.1352 | 4.1352 | 4.1352 | 4.1352 | 4.1352 | 4.1352 | 4.1352 | 4.1352 | 4.1352 | 4.1352 | 4.1352 | 4.1352 | 2.7352 | 2.7352 | 2.7352 | 3.072 | 3.072 | 3.072
CDP25 | VIC | VIC | Shallow storage | 0.71096 | 4.051 | 4.1158 | 5.0139 | 5.007 | 5.2055 | 5.2194 | 5.7311 | 6.2179 | 6.3528 | 7.4119 | 7.4119 | 7.4251 | 7.4119 | 7.4019 | 7.4019 | 7.4019 | 6.9519 | 6.9519 | 6.8394 | 6.4526 | 5.9998 | 5.2228 | 4.6228 | 4.6154 | 4.3733 | 2.7713 | 2.2596
CDP25 | VIC | VIC | Coordinated CER storage | 0.030273 | 0.041437 | 0.0534 | 0.06722 | 0.084146 | 0.10405 | 0.16928 | 0.26054 | 0.38081 | 0.53384 | 0.72135 | 0.94586 | 1.2071 | 1.5076 | 1.8479 | 2.2279 | 2.6483 | 3.1109 | 3.6164 | 4.1656 | 4.755 | 5.397 | 6.0796 | 6.8032 | 7.5643 | 8.3613 | 8.7383 | 9.0797
CDP25 | VIC | VIC | Passive CER storage | 0.62471 | 0.68133 | 0.73614 | 0.79403 | 0.85556 | 0.93631 | 1.0064 | 1.0815 | 1.1588 | 1.2425 | 1.3303 | 1.4219 | 1.5108 | 1.6037 | 1.6939 | 1.7747 | 1.8447 | 1.9098 | 1.9706 | 2.0279 | 2.0988 | 2.173 | 2.2501 | 2.3307 | 2.401 | 2.4615 | 2.532 | 2.5917
CDP25 | SA | CSA | Deep storage | 0 | 0 | 0 | 0 | 0 | 0 | 7.344e-08 | 1.1568e-07 | 1.1568e-07 | 1.1568e-07 | 1.6128e-07 | 1.6128e-07 | 1.6128e-07 | 1.6128e-07 | 2.1672e-07 | 2.1672e-07 | 2.1672e-07 | 2.1672e-07 | 2.1672e-07 | 2.1672e-07 | 4.0752e-07 | 4.0752e-07 | 4.0752e-07 | 4.3776e-07 | 4.3776e-07 | 4.8984e-07 | 4.8984e-07 | 6.4176e-07
CDP25 | SA | CSA | Medium storage | 0 | 0 | 0 | 4.248e-08 | 5.5e-08 | 1.028e-07 | 1.028e-07 | 1.086e-07 | 1.086e-07 | 1.086e-07 | 1.3328e-07 | 1.3328e-07 | 1.3328e-07 | 1.3328e-07 | 1.6936e-07 | 1.6936e-07 | 1.6936e-07 | 1.6936e-07 | 1.6936e-07 | 1.6936e-07 | 3.336e-07 | 4.2416e-07 | 0.058715 | 4.3009 | 4.3009 | 5.218 | 5.218 | 5.218
CDP25 | SA | CSA | Shallow storage | 0.88082 | 1.5374 | 2.0103 | 2.8171 | 2.8291 | 2.8171 | 2.8093 | 2.8093 | 2.8093 | 2.8093 | 2.8093 | 2.8093 | 2.8093 | 2.8093 | 2.8093 | 2.8093 | 2.8093 | 2.7839 | 2.796 | 2.5332 | 2.1453 | 1.8313 | 1.3584 | 0.62002 | 0.53702 | 0.24842 | 0.24842 | 0.24842
CDP25 | SA | CSA | Coordinated CER storage | 0.12492 | 0.13915 | 0.15299 | 0.16834 | 0.18427 | 0.20382 | 0.23165 | 0.26628 | 0.30796 | 0.35804 | 0.41651 | 0.48397 | 0.55937 | 0.64408 | 0.7373 | 0.83826 | 0.94689 | 1.0641 | 1.1902 | 1.325 | 1.4692 | 1.6249 | 1.7888 | 1.9609 | 2.1392 | 2.3232 | 2.4079 | 2.483
CDP25 | SA | CSA | Passive CER storage | 0.36485 | 0.38587 | 0.40522 | 0.42425 | 0.4446 | 0.4694 | 0.48994 | 0.51132 | 0.53227 | 0.55427 | 0.5763 | 0.5985 | 0.61859 | 0.63896 | 0.65753 | 0.67255 | 0.68392 | 0.69348 | 0.70155 | 0.70822 | 0.71785 | 0.72786 | 0.73807 | 0.74849 | 0.75609 | 0.7611 | 0.77066 | 0.77748
CDP25 | SA | SESA | Deep storage | 0 | 0 | 0 | 0 | 0 | 0 | 0 | 0 | 0 | 0 | 0 | 0 | 0 | 0 | 0 | 0 | 0 | 0 | 0 | 0 | 0 | 0 | 0 | 0 | 0 | 0 | 0 | 0
CDP25 | SA | SESA | Medium storage | 0 | 0 | 0 | 4.128e-08 | 5.384e-08 | 9.004e-08 | 9.004e-08 | 9.004e-08 | 9.004e-08 | 1.2776e-07 | 1.2776e-07 | 1.2776e-07 | 1.2776e-07 | 1.2776e-07 | 1.606e-07 | 1.606e-07 | 1.606e-07 | 1.606e-07 | 1.606e-07 | 1.664e-07 | 2.8856e-07 | 3.0472e-07 | 8.5552e-07 | 0.34636 | 0.34636 | 0.4227 | 0.4227 | 0.4227
CDP25 | SA | SESA | Shallow storage | 0.05 | 0.05 | 0.05 | 0.05 | 0.05 | 0.05 | 0.05 | 0.05 | 0.05 | 0.05 | 0 | 0 | 0 | 0 | 0 | 0 | 0 | 0 | 0 | 0 | 0 | 0 | 0 | 0 | 0 | 0 | 0 | 0
CDP25 | SA | SESA | Coordinated CER storage | 0.0044624 | 0.0050062 | 0.0055448 | 0.0061386 | 0.006757 | 0.007542 | 0.0087227 | 0.010195 | 0.012 | 0.014228 | 0.016926 | 0.019982 | 0.023502 | 0.027385 | 0.031664 | 0.036343 | 0.041413 | 0.046894 | 0.052781 | 0.059173 | 0.066145 | 0.073539 | 0.081296 | 0.089449 | 0.097908 | 0.10666 | 0.11068 | 0.11433
CDP25 | SA | SESA | Passive CER storage | 0.013033 | 0.013883 | 0.014686 | 0.015471 | 0.016303 | 0.01737 | 0.018236 | 0.019069 | 0.019872 | 0.020768 | 0.021796 | 0.022685 | 0.023629 | 0.024429 | 0.025123 | 0.025703 | 0.02615 | 0.026504 | 0.026763 | 0.027081 | 0.027586 | 0.028041 | 0.028457 | 0.028883 | 0.029186 | 0.029394 | 0.029781 | 0.030157
CDP25 | TAS | TAS | Deep storage | 0 | 0 | 0 | 0 | 0 | 0 | 5.272e-07 | 8.3396e-07 | 0.21052 | 0.21052 | 5.1892 | 8.2481 | 8.2481 | 8.2481 | 8.2481 | 8.2481 | 8.2481 | 8.2481 | 8.2481 | 8.2481 | 24.4239 | 24.4239 | 24.4239 | 26.4881 | 26.4881 | 26.4881 | 26.4881 | 26.4881
CDP25 | TAS | TAS | Medium storage | 0 | 0 | 0 | 3.48e-08 | 4.06e-08 | 4.592e-08 | 4.592e-08 | 5.228e-08 | 5.228e-08 | 5.228e-08 | 6.592e-08 | 9.588e-08 | 9.588e-08 | 9.588e-08 | 1.066e-07 | 1.066e-07 | 1.066e-07 | 1.218e-07 | 1.218e-07 | 1.218e-07 | 1.5932e-07 | 1.68e-07 | 1.7772e-07 | 3.5836e-07 | 3.5256e-07 | 3.4724e-07 | 3.4724e-07 | 3.4088e-07
CDP25 | TAS | TAS | Shallow storage | 0 | 0 | 0 | 0 | 0 | 0 | 0 | 0 | 0 | 0 | 0 | 0 | 0 | 0 | 0 | 0 | 0 | 0 | 0 | 0 | 0 | 0 | 0 | 0 | 0 | 0 | 0 | 0
CDP25 | TAS | TAS | Coordinated CER storage | 0.001724 | 0.0023794 | 0.0031209 | 0.0039747 | 0.0049612 | 0.0062052 | 0.007694 | 0.01003 | 0.013563 | 0.018691 | 0.025697 | 0.034852 | 0.046261 | 0.060186 | 0.076729 | 0.095955 | 0.11796 | 0.14291 | 0.1709 | 0.20198 | 0.23559 | 0.27327 | 0.31426 | 0.35855 | 0.40599 | 0.45655 | 0.4844 | 0.50935
CDP25 | TAS | TAS | Passive CER storage | 0.03794 | 0.041198 | 0.044208 | 0.047379 | 0.05081 | 0.055564 | 0.059366 | 0.063417 | 0.067533 | 0.072027 | 0.076722 | 0.081598 | 0.08621 | 0.091018 | 0.095561 | 0.099408 | 0.1025 | 0.1052 | 0.10757 | 0.10966 | 0.11256 | 0.11561 | 0.11877 | 0.12207 | 0.12468 | 0.12661 | 0.12968 | 0.13201
Counterfactual | NSW | NNSW | Snowy 2.0 | 0 | 0 | 0 | 0 | 0 | 0 | 0 | 0 | 0 | 0 | 0 | 0 | 0 | 0 | 0 | 0 | 0 | 0 | 0 | 0 | 0 | 0 | 0 | 0 | 0 | 0 | 0 | 0
Counterfactual | NSW | NNSW | Deep storage | 0 | 0 | 0 | 0 | 0 | 0 | 11.441 | 11.441 | 11.441 | 11.441 | 11.441 | 11.441 | 11.441 | 11.441 | 11.441 | 11.441 | 11.441 | 11.441 | 11.441 | 11.441 | 25.0188 | 25.0188 | 25.0188 | 25.0188 | 25.0188 | 25.0188 | 25.0188 | 26.5063
Counterfactual | NSW | NNSW | Medium storage | 0 | 0 | 2.2 | 2.2 | 3.0736 | 5.9761 | 5.9761 | 5.9761 | 5.9761 | 5.9761 | 5.9761 | 5.9761 | 5.9761 | 5.9761 | 5.9761 | 5.9761 | 5.9761 | 5.9761 | 5.9761 | 5.9761 | 5.9761 | 5.9761 | 3.7761 | 3.7761 | 2.9026 | 2.5254 | 2.5254 | 2.5254
Counterfactual | NSW | NNSW | Shallow storage | 0 | 0.039 | 0.59127 | 1.1783 | 1.214 | 1.214 | 1.214 | 1.214 | 1.214 | 1.175 | 1.175 | 1.175 | 1.175 | 1.175 | 1.175 | 1.175 | 1.175 | 1.175 | 1.175 | 1.175 | 1.175 | 1.175 | 0.42277 | 0.03569 | 0.0031987 | 0.0031986 | 0.0031986 | 0.0031986
Counterfactual | NSW | NNSW | Coordinated CER storage | 0.0058023 | 0.0073808 | 0.0092556 | 0.011119 | 0.013383 | 0.015998 | 0.024683 | 0.036911 | 0.053056 | 0.07362 | 0.098754 | 0.12877 | 0.16356 | 0.20345 | 0.24845 | 0.29858 | 0.35393 | 0.41467 | 0.48084 | 0.55252 | 0.62982 | 0.71312 | 0.80147 | 0.89492 | 0.99303 | 1.0956 | 1.1428 | 1.185
Counterfactual | NSW | NNSW | Passive CER storage | 0.10814 | 0.11531 | 0.12198 | 0.12781 | 0.1343 | 0.1437 | 0.15205 | 0.16115 | 0.17043 | 0.18064 | 0.19104 | 0.20182 | 0.21193 | 0.22241 | 0.23236 | 0.24116 | 0.24879 | 0.25583 | 0.26203 | 0.26768 | 0.27482 | 0.28223 | 0.28989 | 0.29781 | 0.30431 | 0.30948 | 0.31643 | 0.32198
Counterfactual | NSW | CNSW | Snowy 2.0 | 0 | 0 | 0 | 0 | 0 | 0 | 0 | 0 | 0 | 0 | 0 | 0 | 0 | 0 | 0 | 0 | 0 | 0 | 0 | 0 | 0 | 0 | 0 | 0 | 0 | 0 | 0 | 0
Counterfactual | NSW | CNSW | Deep storage | 6.271 | 6.271 | 6.271 | 6.271 | 6.271 | 6.271 | 6.271 | 6.271 | 6.271 | 6.271 | 6.271 | 6.271 | 6.271 | 6.271 | 6.271 | 6.271 | 6.271 | 6.271 | 6.271 | 6.271 | 6.271 | 6.271 | 6.271 | 6.271 | 6.271 | 6.271 | 6.271 | 6.271
Counterfactual | NSW | CNSW | Medium storage | 0 | 2.392 | 2.392 | 3.8658 | 3.8658 | 4.0259 | 3.8659 | 4.0259 | 3.8659 | 3.8659 | 4.0259 | 3.8659 | 3.8659 | 4.0259 | 4.0259 | 3.8659 | 3.8659 | 3.8659 | 3.8659 | 4.0259 | 3.8659 | 1.6339 | 1.4739 | 1.4739 | 1.6339 | 1.4738 | 1.4739 | 2.0461
Counterfactual | NSW | CNSW | Shallow storage | 0 | 0.028 | 0.028118 | 0.40575 | 1.7764 | 1.7764 | 1.7764 | 1.7764 | 1.7764 | 1.7764 | 1.7764 | 1.7764 | 1.7764 | 1.7764 | 1.7764 | 1.7764 | 1.7764 | 1.7764 | 1.7764 | 1.7764 | 1.7764 | 1.7484 | 1.7483 | 1.3707 | 0.12284 | 0.12284 | 0.12284 | 0.12284
Counterfactual | NSW | CNSW | Coordinated CER storage | 0.002436 | 0.003109 | 0.0039388 | 0.0047921 | 0.0057777 | 0.0069361 | 0.012327 | 0.02009 | 0.030459 | 0.043748 | 0.06014 | 0.079766 | 0.10265 | 0.12894 | 0.15869 | 0.19196 | 0.2288 | 0.26926 | 0.31342 | 0.36129 | 0.41291 | 0.46862 | 0.52774 | 0.59029 | 0.65608 | 0.72489 | 0.75661 | 0.78503
Counterfactual | NSW | CNSW | Passive CER storage | 0.045401 | 0.048571 | 0.051909 | 0.055084 | 0.057981 | 0.062299 | 0.066172 | 0.070665 | 0.075208 | 0.080098 | 0.085417 | 0.090708 | 0.095926 | 0.10121 | 0.10634 | 0.11106 | 0.1153 | 0.11909 | 0.12247 | 0.12542 | 0.12924 | 0.13331 | 0.13748 | 0.14176 | 0.14544 | 0.14836 | 0.15206 | 0.15509
Counterfactual | NSW | SNSW | Snowy 2.0 | 0 | 0 | 0 | 0 | 349.8 | 349.8 | 349.8 | 349.8 | 349.8 | 349.8 | 349.8 | 349.8 | 349.8 | 349.8 | 349.8 | 349.8 | 349.8 | 349.8 | 349.8 | 349.8 | 349.8 | 349.8 | 349.8 | 349.8 | 349.8 | 349.8 | 349.8 | 349.8
Counterfactual | NSW | SNSW | Deep storage | 0 | 0 | 0 | 0 | 0 | 0 | 0 | 0 | 0 | 0 | 0 | 0 | 0 | 0 | 0 | 0 | 0 | 0 | 0 | 0 | 0 | 0 | 0 | 0 | 0 | 0 | 0 | 0
Counterfactual | NSW | SNSW | Medium storage | 0 | 0.4 | 0.4 | 2 | 2 | 2.271 | 2.271 | 2.271 | 2.271 | 2.271 | 2.271 | 2.271 | 2.271 | 2.271 | 2.271 | 2.271 | 2.271 | 2.271 | 2.271 | 2.271 | 2.271 | 1.871 | 1.871 | 1.871 | 1.871 | 1.719 | 1.719 | 1.719
Counterfactual | NSW | SNSW | Shallow storage | 0.56998 | 0.5878 | 0.5878 | 0.5878 | 0.5878 | 0.58978 | 0.5878 | 0.58978 | 0.5878 | 0.5878 | 0.58978 | 0.5878 | 0.5878 | 0.58978 | 0.58978 | 0.5878 | 0.5878 | 0.5878 | 0.5678 | 0.51978 | 0.5178 | 0.49998 | 0.498 | 0.498 | 0.3 | 0.3 | 0.3 | 0
Counterfactual | NSW | SNSW | Coordinated CER storage | 0.0048938 | 0.0062939 | 0.0080112 | 0.0098897 | 0.012126 | 0.014688 | 0.021379 | 0.030987 | 0.044109 | 0.061364 | 0.083154 | 0.10992 | 0.1418 | 0.17919 | 0.22224 | 0.27107 | 0.32586 | 0.38691 | 0.45437 | 0.52841 | 0.60853 | 0.6967 | 0.79157 | 0.89321 | 1.0013 | 1.1157 | 1.1739 | 1.2265
Counterfactual | NSW | SNSW | Passive CER storage | 0.09121 | 0.098327 | 0.10558 | 0.11368 | 0.12169 | 0.13193 | 0.14054 | 0.14968 | 0.15919 | 0.1694 | 0.18001 | 0.19105 | 0.20183 | 0.21303 | 0.2238 | 0.23332 | 0.24159 | 0.24917 | 0.25601 | 0.26228 | 0.27033 | 0.27892 | 0.28791 | 0.2972 | 0.305 | 0.31159 | 0.31977 | 0.32656
Counterfactual | NSW | SNW | Snowy 2.0 | 0 | 0 | 0 | 0 | 0 | 0 | 0 | 0 | 0 | 0 | 0 | 0 | 0 | 0 | 0 | 0 | 0 | 0 | 0 | 0 | 0 | 0 | 0 | 0 | 0 | 0 | 0 | 0
Counterfactual | NSW | SNW | Deep storage | 0 | 0 | 0 | 0 | 0 | 0 | 0 | 0 | 0 | 0 | 0 | 0 | 0 | 0 | 0 | 0 | 0 | 0 | 0 | 0 | 0 | 0 | 0 | 0 | 0 | 0 | 0 | 0
Counterfactual | NSW | SNW | Medium storage | 0 | 3.5566 | 3.5566 | 3.5566 | 3.5922 | 10.9531 | 10.9531 | 10.9531 | 10.9531 | 10.9531 | 10.9531 | 10.9531 | 10.9531 | 10.9531 | 10.9531 | 10.9531 | 10.9531 | 10.9531 | 10.9531 | 10.9531 | 10.9531 | 7.3965 | 7.3965 | 7.3965 | 7.371 | 3.2423 | 3.2423 | 3.2423
Counterfactual | NSW | SNW | Shallow storage | 0.075 | 1.3404 | 1.3404 | 1.3404 | 1.3404 | 1.4251 | 2.6802 | 2.8254 | 2.6802 | 2.6802 | 2.8254 | 2.6802 | 2.6052 | 2.7504 | 2.7504 | 2.6052 | 2.6052 | 2.6052 | 2.6052 | 2.7504 | 2.6052 | 1.7004 | 1.5552 | 1.5552 | 1.7004 | 1.5552 | 1.5552 | 1.7004
Counterfactual | NSW | SNW | Coordinated CER storage | 0.023059 | 0.029634 | 0.037325 | 0.045574 | 0.055599 | 0.066993 | 0.12001 | 0.19479 | 0.29386 | 0.42016 | 0.57502 | 0.76029 | 0.97571 | 1.223 | 1.5026 | 1.8146 | 2.1596 | 2.5385 | 2.9514 | 3.399 | 3.877 | 4.3971 | 4.9489 | 5.5327 | 6.1464 | 6.7884 | 7.0829 | 7.3466
Counterfactual | NSW | SNW | Passive CER storage | 0.42977 | 0.46296 | 0.4919 | 0.52387 | 0.55796 | 0.60171 | 0.63797 | 0.67618 | 0.71468 | 0.75624 | 0.79951 | 0.84459 | 0.88781 | 0.93318 | 0.97727 | 1.0166 | 1.0505 | 1.081 | 1.1072 | 1.13 | 1.1611 | 1.1941 | 1.2288 | 1.2655 | 1.2967 | 1.3225 | 1.356 | 1.3833
Counterfactual | QLD | NQ | Borumba | 0 | 0 | 0 | 0 | 0 | 0 | 0 | 0 | 0 | 0 | 0 | 0 | 0 | 0 | 0 | 0 | 0 | 0 | 0 | 0 | 0 | 0 | 0 | 0 | 0 | 0 | 0 | 0
Counterfactual | QLD | NQ | Deep storage | 0 | 0 | 0 | 0 | 0 | 0 | 2.4672e-07 | 2.9712e-07 | 3.732e-07 | 2.4319e-06 | 3.7181 | 4.2586 | 4.2586 | 4.2586 | 4.2586 | 4.2586 | 4.2586 | 4.2586 | 4.2586 | 7.1539 | 7.1539 | 7.1539 | 7.1539 | 7.1539 | 13.4521 | 13.4521 | 13.4521 | 20.221
Counterfactual | QLD | NQ | Medium storage | 2 | 2 | 2 | 2 | 2 | 2 | 2 | 2 | 2 | 2 | 2 | 2 | 2 | 2 | 2 | 2 | 2 | 2 | 2 | 2 | 2 | 2 | 2 | 2 | 2 | 2 | 2 | 2
Counterfactual | QLD | NQ | Shallow storage | 0 | 0 | 0.6 | 0.6 | 0.6 | 0.6 | 0.6 | 0.6 | 0.6 | 0.6 | 0.6 | 0.6 | 0.6 | 0.6 | 0.6 | 0.6 | 0.6 | 0.6 | 0.6 | 0.6 | 0.6 | 0.6 | 0 | 0 | 0 | 0 | 0 | 0
Counterfactual | QLD | NQ | Coordinated CER storage | 0.0024335 | 0.0031857 | 0.0040501 | 0.0050472 | 0.00624 | 0.0076805 | 0.012587 | 0.019554 | 0.028796 | 0.040632 | 0.055229 | 0.072792 | 0.093248 | 0.11684 | 0.14359 | 0.17349 | 0.20665 | 0.24318 | 0.28313 | 0.32664 | 0.37383 | 0.42485 | 0.47917 | 0.53687 | 0.59765 | 0.66137 | 0.6919 | 0.71969
Counterfactual | QLD | NQ | Passive CER storage | 0.043154 | 0.047713 | 0.052263 | 0.05701 | 0.062484 | 0.068971 | 0.07472 | 0.081073 | 0.08755 | 0.094587 | 0.10209 | 0.11006 | 0.11762 | 0.12553 | 0.13323 | 0.14004 | 0.14615 | 0.15177 | 0.15698 | 0.16205 | 0.16817 | 0.17461 | 0.18129 | 0.1884 | 0.19451 | 0.19975 | 0.2053 | 0.21004
Counterfactual | QLD | GG | Borumba | 0 | 0 | 0 | 0 | 0 | 0 | 0 | 0 | 0 | 0 | 0 | 0 | 0 | 0 | 0 | 0 | 0 | 0 | 0 | 0 | 0 | 0 | 0 | 0 | 0 | 0 | 0 | 0
Counterfactual | QLD | GG | Deep storage | 0 | 0 | 0 | 0 | 0 | 0 | 0 | 0 | 0 | 0 | 0 | 0 | 0 | 0 | 0 | 0 | 0 | 0 | 0 | 0 | 0 | 0 | 0 | 0 | 0 | 0 | 0 | 0
Counterfactual | QLD | GG | Medium storage | 0 | 0 | 0 | 5.368e-08 | 5.368e-08 | 1.12e-07 | 1.12e-07 | 1.212e-07 | 1.2928e-07 | 1.4664e-07 | 1.896e-07 | 3.4056e-07 | 3.4056e-07 | 3.4056e-07 | 3.6616e-07 | 3.9832e-07 | 4.6512e-07 | 4.6512e-07 | 4.6512e-07 | 2e-06 | 2e-06 | 2.0416e-06 | 2.0416e-06 | 1.9879e-06 | 0.084532 | 0.084537 | 0.084537 | 0.084537
Counterfactual | QLD | GG | Shallow storage | 0 | 0.4 | 0.4 | 0.4 | 0.4 | 0.4 | 0.4 | 0.4 | 0.4 | 0.4 | 0.4 | 0.4 | 0.4 | 0.4 | 0.4 | 0.4 | 0.4 | 0.4 | 0.4 | 0.4 | 0.4 | 0 | 0 | 0 | 0 | 0 | 0 | 0
Counterfactual | QLD | GG | Coordinated CER storage | 0.00013364 | 0.00017577 | 0.00022307 | 0.00028305 | 0.00034733 | 0.00043144 | 0.0009243 | 0.0016461 | 0.0026279 | 0.0038986 | 0.0054761 | 0.0073813 | 0.0096176 | 0.012203 | 0.015143 | 0.018447 | 0.02212 | 0.02618 | 0.030632 | 0.03548 | 0.04075 | 0.046436 | 0.052488 | 0.058908 | 0.065683 | 0.072796 | 0.076188 | 0.079271
Counterfactual | QLD | GG | Passive CER storage | 0.0023698 | 0.0026326 | 0.0028784 | 0.0031972 | 0.003478 | 0.0038743 | 0.0042037 | 0.0045759 | 0.0049915 | 0.0054424 | 0.005916 | 0.0064045 | 0.0068905 | 0.007396 | 0.0078783 | 0.0083287 | 0.0087188 | 0.0090984 | 0.0094577 | 0.0097885 | 0.010197 | 0.010632 | 0.011082 | 0.011538 | 0.011938 | 0.012279 | 0.012648 | 0.01295
Counterfactual | QLD | CQ | Borumba | 0 | 0 | 0 | 0 | 0 | 0 | 0 | 0 | 0 | 0 | 0 | 0 | 0 | 0 | 0 | 0 | 0 | 0 | 0 | 0 | 0 | 0 | 0 | 0 | 0 | 0 | 0 | 0
Counterfactual | QLD | CQ | Deep storage | 0 | 0 | 0 | 0 | 0 | 0 | 5.832e-07 | 6.9624e-07 | 7.944e-07 | 3.7081 | 5.328 | 5.328 | 5.328 | 5.328 | 5.328 | 5.328 | 5.328 | 5.328 | 5.328 | 5.328 | 6.377 | 6.377 | 6.377 | 6.377 | 6.377 | 6.377 | 6.377 | 9.6
Counterfactual | QLD | CQ | Medium storage | 0 | 0 | 0 | 5.672e-08 | 7.056e-08 | 1.1656e-07 | 2.072e-07 | 2.2536e-07 | 2.9128e-07 | 8.844e-07 | 4.3001 | 4.3001 | 4.3001 | 4.3001 | 4.3001 | 4.3001 | 4.3001 | 4.3001 | 4.3001 | 5.6282 | 5.6282 | 7.4706 | 7.4706 | 7.4706 | 10.3961 | 15.7424 | 15.7424 | 17.6592
Counterfactual | QLD | CQ | Shallow storage | 0.1 | 0.1 | 0.1 | 0.4 | 0.4 | 0.4 | 0.4 | 0.4 | 0.4 | 0.4 | 0.4 | 0.4 | 0.4 | 0.4 | 0.4 | 0.4 | 0.4 | 0.4 | 0.3 | 0.3 | 0.3 | 0.3 | 0.3 | 0 | 0 | 0 | 0 | 0
Counterfactual | QLD | CQ | Coordinated CER storage | 0.0022383 | 0.00295 | 0.003741 | 0.0047011 | 0.0057881 | 0.0071303 | 0.012663 | 0.020582 | 0.031219 | 0.044919 | 0.061857 | 0.082254 | 0.10614 | 0.13369 | 0.16499 | 0.20008 | 0.23901 | 0.28198 | 0.32903 | 0.38027 | 0.43596 | 0.49607 | 0.56008 | 0.62803 | 0.6997 | 0.77487 | 0.81085 | 0.84354
Counterfactual | QLD | CQ | Passive CER storage | 0.039693 | 0.044182 | 0.048274 | 0.0531 | 0.057959 | 0.06403 | 0.069643 | 0.075613 | 0.081979 | 0.088976 | 0.096321 | 0.10393 | 0.11149 | 0.11926 | 0.12684 | 0.13371 | 0.1397 | 0.14542 | 0.15074 | 0.15578 | 0.16208 | 0.16856 | 0.17529 | 0.18226 | 0.18842 | 0.19361 | 0.19905 | 0.20352
Counterfactual | QLD | SQ | Borumba | 0 | 0 | 0 | 0 | 0 | 0 | 0 | 47.952 | 47.952 | 47.952 | 47.952 | 47.952 | 47.952 | 47.952 | 47.952 | 47.952 | 47.952 | 47.952 | 47.952 | 47.952 | 47.952 | 47.952 | 47.952 | 47.952 | 47.952 | 47.952 | 47.952 | 47.952
Counterfactual | QLD | SQ | Deep storage | 0 | 0 | 0 | 0 | 0 | 0 | 3.408e-07 | 4.032e-07 | 4.032e-07 | 1.0992e-06 | 2.2954e-06 | 3.9e-06 | 3.9e-06 | 3.9e-06 | 3.9998e-06 | 4.2907e-06 | 4.2907e-06 | 4.2907e-06 | 4.2907e-06 | 5.1485e-06 | 14.4 | 14.4 | 14.4 | 14.4 | 14.4 | 14.4 | 14.4 | 14.4
Counterfactual | QLD | SQ | Medium storage | 5.7 | 5.7 | 5.7 | 5.7 | 5.7 | 5.7 | 5.7 | 5.7 | 5.7 | 5.7 | 10.8064 | 14.3128 | 14.3128 | 14.3128 | 14.3128 | 14.3128 | 14.3128 | 14.3128 | 14.3128 | 14.3128 | 14.3128 | 16.2151 | 16.2151 | 16.2151 | 17.2987 | 17.6647 | 17.6647 | 17.6647
Counterfactual | QLD | SQ | Shallow storage | 1.2581 | 1.8421 | 1.8421 | 1.8421 | 1.8421 | 1.8421 | 1.8421 | 1.8421 | 1.8421 | 1.8421 | 1.8421 | 1.8421 | 1.8421 | 1.8421 | 1.6421 | 1.6421 | 1.6421 | 1.6421 | 1.6421 | 1.6421 | 1.3421 | 0.84212 | 0.84212 | 0.84212 | 0.45992 | 0.45992 | 0.45992 | 0.30992
Counterfactual | QLD | SQ | Coordinated CER storage | 0.01187 | 0.01571 | 0.020135 | 0.025278 | 0.031321 | 0.039007 | 0.07543 | 0.12706 | 0.19578 | 0.28386 | 0.39252 | 0.52329 | 0.67614 | 0.85255 | 1.0529 | 1.2773 | 1.5262 | 1.8007 | 2.1014 | 2.4288 | 2.7797 | 3.1635 | 3.5723 | 4.0062 | 4.4638 | 4.9441 | 5.1735 | 5.382
Counterfactual | QLD | SQ | Passive CER storage | 0.21049 | 0.23529 | 0.25982 | 0.28552 | 0.31363 | 0.35029 | 0.38243 | 0.41718 | 0.45303 | 0.49221 | 0.53361 | 0.57723 | 0.6199 | 0.66492 | 0.70882 | 0.74827 | 0.78204 | 0.8135 | 0.8432 | 0.87111 | 0.90624 | 0.94342 | 0.98231 | 1.0229 | 1.0586 | 1.0898 | 1.1224 | 1.1496
Counterfactual | VIC | VIC | Deep storage | 0 | 0 | 0 | 0 | 0 | 0 | 3.2472e-07 | 0.93651 | 2.344 | 12.8013 | 29.6776 | 29.6776 | 29.6776 | 29.6776 | 29.6776 | 29.6776 | 29.6776 | 29.6776 | 29.6776 | 29.6776 | 36 | 36 | 36 | 36 | 36 | 36 | 36 | 36
Counterfactual | VIC | VIC | Medium storage | 0 | 0 | 1.4 | 1.4 | 1.4 | 1.4 | 1.4 | 2.1083 | 3.7267 | 5.1474 | 5.1474 | 5.1474 | 5.1474 | 5.1474 | 5.1474 | 5.1474 | 5.1474 | 5.1474 | 5.1474 | 5.1474 | 5.1474 | 5.1474 | 3.7474 | 3.7474 | 3.7474 | 3.7474 | 3.7474 | 3.7474
Counterfactual | VIC | VIC | Shallow storage | 0.71096 | 4.051 | 4.1158 | 5.0139 | 5.0038 | 5.2055 | 5.2194 | 5.6035 | 5.9785 | 5.8947 | 6.7488 | 6.7488 | 6.762 | 6.7488 | 6.7388 | 6.7388 | 6.7388 | 6.2888 | 6.2888 | 6.1763 | 5.7895 | 5.3367 | 4.5597 | 3.9597 | 3.9555 | 3.7102 | 2.1082 | 1.7241
Counterfactual | VIC | VIC | Coordinated CER storage | 0.030273 | 0.041437 | 0.0534 | 0.06722 | 0.084146 | 0.10405 | 0.16928 | 0.26054 | 0.38081 | 0.53384 | 0.72135 | 0.94586 | 1.2071 | 1.5076 | 1.8479 | 2.2279 | 2.6483 | 3.1109 | 3.6164 | 4.1656 | 4.755 | 5.397 | 6.0796 | 6.8032 | 7.5643 | 8.3613 | 8.7383 | 9.0797
Counterfactual | VIC | VIC | Passive CER storage | 0.62471 | 0.68133 | 0.73614 | 0.79403 | 0.85556 | 0.93631 | 1.0064 | 1.0815 | 1.1588 | 1.2425 | 1.3303 | 1.4219 | 1.5108 | 1.6037 | 1.6939 | 1.7747 | 1.8447 | 1.9098 | 1.9706 | 2.0279 | 2.0988 | 2.173 | 2.2501 | 2.3307 | 2.401 | 2.4615 | 2.532 | 2.5917
Counterfactual | SA | CSA | Deep storage | 0 | 0 | 0 | 0 | 0 | 0 | 1.3248e-07 | 1.3248e-07 | 1.3248e-07 | 1.8528e-07 | 1.8528e-07 | 1.8528e-07 | 1.8528e-07 | 3.2664e-07 | 3.6456e-07 | 3.6456e-07 | 3.6456e-07 | 3.6456e-07 | 3.6456e-07 | 4.1136e-07 | 7.7376e-07 | 7.7376e-07 | 8.9112e-07 | 9.3624e-07 | 9.3624e-07 | 9.3624e-07 | 9.3624e-07 | 9.9936e-07
Counterfactual | SA | CSA | Medium storage | 0 | 0 | 0 | 1.4428e-07 | 1.8804e-07 | 3.0768e-07 | 3.0768e-07 | 3.2456e-07 | 3.3376e-07 | 4.0964e-07 | 4.0964e-07 | 4.0964e-07 | 4.0964e-07 | 9.3636e-07 | 9.672e-07 | 1.0013e-06 | 1.0446e-06 | 1.0724e-06 | 1.1027e-06 | 1.3746e-06 | 4.6223 | 4.6223 | 4.6223 | 7.9492 | 7.9492 | 7.9492 | 7.9492 | 7.9492
Counterfactual | SA | CSA | Shallow storage | 0.88082 | 1.5374 | 2.0135 | 2.7778 | 2.7898 | 2.7778 | 2.77 | 2.77 | 2.77 | 2.77 | 2.77 | 2.77 | 2.77 | 2.77 | 2.77 | 2.77 | 2.77 | 2.7447 | 2.7567 | 2.494 | 2.106 | 1.792 | 1.3159 | 0.61641 | 0.53341 | 0.24481 | 0.24481 | 0.24481
Counterfactual | SA | CSA | Coordinated CER storage | 0.12492 | 0.13915 | 0.15299 | 0.16834 | 0.18427 | 0.20382 | 0.23165 | 0.26628 | 0.30796 | 0.35804 | 0.41651 | 0.48397 | 0.55937 | 0.64408 | 0.7373 | 0.83826 | 0.94689 | 1.0641 | 1.1902 | 1.325 | 1.4692 | 1.6249 | 1.7888 | 1.9609 | 2.1392 | 2.3232 | 2.4079 | 2.483
Counterfactual | SA | CSA | Passive CER storage | 0.36485 | 0.38587 | 0.40522 | 0.42425 | 0.4446 | 0.4694 | 0.48994 | 0.51132 | 0.53227 | 0.55427 | 0.5763 | 0.5985 | 0.61859 | 0.63896 | 0.65753 | 0.67255 | 0.68392 | 0.69348 | 0.70155 | 0.70822 | 0.71785 | 0.72786 | 0.73807 | 0.74849 | 0.75609 | 0.7611 | 0.77066 | 0.77748
Counterfactual | SA | SESA | Deep storage | 0 | 0 | 0 | 0 | 0 | 0 | 0 | 0 | 0 | 0 | 0 | 0 | 0 | 0 | 0 | 0 | 0 | 0 | 0 | 0 | 0 | 0 | 0 | 0 | 0 | 0 | 0 | 0
Counterfactual | SA | SESA | Medium storage | 0 | 0 | 0 | 6.248e-08 | 8.2e-08 | 1.2472e-07 | 1.2472e-07 | 1.352e-07 | 1.352e-07 | 1.508e-07 | 1.508e-07 | 1.508e-07 | 1.508e-07 | 2.1056e-07 | 2.2376e-07 | 2.3672e-07 | 2.5104e-07 | 2.5104e-07 | 4.0936e-07 | 4.38e-07 | 1.8066e-06 | 1.8066e-06 | 1.8904e-06 | 1.946e-06 | 1.9265e-06 | 1.8838e-06 | 1.8838e-06 | 1.8733e-06
Counterfactual | SA | SESA | Shallow storage | 0.05 | 0.05 | 0.05 | 0.05 | 0.05 | 0.05 | 0.05 | 0.05 | 0.05 | 0.05 | 0 | 0 | 0 | 0 | 0 | 0 | 0 | 0 | 0 | 0 | 0 | 0 | 0 | 0 | 0 | 0 | 0 | 0
Counterfactual | SA | SESA | Coordinated CER storage | 0.0044624 | 0.0050062 | 0.0055448 | 0.0061386 | 0.006757 | 0.007542 | 0.0087227 | 0.010195 | 0.012 | 0.014228 | 0.016926 | 0.019982 | 0.023502 | 0.027385 | 0.031664 | 0.036343 | 0.041413 | 0.046894 | 0.052781 | 0.059173 | 0.066145 | 0.073539 | 0.081296 | 0.089449 | 0.097908 | 0.10666 | 0.11068 | 0.11433
Counterfactual | SA | SESA | Passive CER storage | 0.013033 | 0.013883 | 0.014686 | 0.015471 | 0.016303 | 0.01737 | 0.018236 | 0.019069 | 0.019872 | 0.020768 | 0.021796 | 0.022685 | 0.023629 | 0.024429 | 0.025123 | 0.025703 | 0.02615 | 0.026504 | 0.026763 | 0.027081 | 0.027586 | 0.028041 | 0.028457 | 0.028883 | 0.029186 | 0.029394 | 0.029781 | 0.030157
Counterfactual | TAS | TAS | Deep storage | 0 | 0 | 0 | 0 | 0 | 0 | 1.0739e-06 | 1.2751e-06 | 3.0939e-06 | 3.2576e-06 | 2.9298 | 6.3347 | 10.016 | 12.7833 | 18.5926 | 19.1621 | 19.1621 | 19.1621 | 19.1621 | 19.1621 | 19.1621 | 19.1621 | 19.1621 | 19.1621 | 19.1621 | 19.1621 | 19.1621 | 19.1621
Counterfactual | TAS | TAS | Medium storage | 0 | 0 | 0 | 6.584e-08 | 7.656e-08 | 9.012e-08 | 9.012e-08 | 9.62e-08 | 9.62e-08 | 1.068e-07 | 1.1344e-07 | 1.1344e-07 | 1.1344e-07 | 1.9584e-07 | 2.1344e-07 | 2.4704e-07 | 2.4704e-07 | 2.4704e-07 | 2.4704e-07 | 2.4704e-07 | 2.4704e-07 | 2.4704e-07 | 2.5656e-07 | 1.9804e-07 | 1.9596e-07 | 1.872e-07 | 1.872e-07 | 2.7536e-07
Counterfactual | TAS | TAS | Shallow storage | 0 | 0 | 0 | 0 | 0 | 0 | 0 | 0 | 0 | 0 | 0 | 0 | 0 | 0 | 0 | 0 | 0 | 0 | 0 | 0 | 0 | 0 | 0 | 0 | 0 | 0 | 0 | 0
Counterfactual | TAS | TAS | Coordinated CER storage | 0.001724 | 0.0023794 | 0.0031209 | 0.0039747 | 0.0049612 | 0.0062052 | 0.007694 | 0.01003 | 0.013563 | 0.018691 | 0.025697 | 0.034852 | 0.046261 | 0.060186 | 0.076729 | 0.095955 | 0.11796 | 0.14291 | 0.1709 | 0.20198 | 0.23559 | 0.27327 | 0.31426 | 0.35855 | 0.40599 | 0.45655 | 0.4844 | 0.50935
Counterfactual | TAS | TAS | Passive CER storage | 0.03794 | 0.041198 | 0.044208 | 0.047379 | 0.05081 | 0.055564 | 0.059366 | 0.063417 | 0.067533 | 0.072027 | 0.076722 | 0.081598 | 0.08621 | 0.091018 | 0.095561 | 0.099408 | 0.1025 | 0.1052 | 0.10757 | 0.10966 | 0.11256 | 0.11561 | 0.11877 | 0.12207 | 0.12468 | 0.12661 | 0.12968 | 0.13201

## Dispatchable Built (hidden)
Dispatchable Capacity built (MW)
Capacity calculated on 1 July. Capacity built in 2024 includes all capacity built since 2021-22. For storage depth classifications, please refer to the 2024 Final ISP report.
CDP | Region | subregions | Technology | 2024-25 | 2025-26 | 2026-27 | 2027-28 | 2028-29 | 2029-30 | 2030-31 | 2031-32 | 2032-33 | 2033-34 | 2034-35 | 2035-36 | 2036-37 | 2037-38 | 2038-39 | 2039-40 | 2040-41 | 2041-42 | 2042-43 | 2043-44 | 2044-45 | 2045-46 | 2046-47 | 2047-48 | 2048-49 | 2049-50 | 2050-51 | 2051-52
CDP1 | NSW | NNSW | Mid-merit gas | 0 | 0 | 0 | 0 | 0 | 0 | 0 | 0 | 0 | 0 | 0 | 0 | 0 | 0 | 0 | 0 | 0 | 0 | 0 | 0 | 0 | 0 | 0 | 0 | 0 | 0 | 0 | 0
CDP1 | NSW | NNSW | Flexible gas with CCS | 0 | 0 | 0 | 0 | 0 | 0 | 0 | 0 | 0 | 0 | 0 | 0 | 0 | 0 | 0 | 0 | 0 | 0 | 0 | 0 | 0 | 0 | 0 | 0 | 0 | 0 | 0 | 0
CDP1 | NSW | NNSW | Flexible gas | 0 | 0 | 0 | 0 | 0 | 0 | 0 | 0 | 0 | 0 | 0 | 0 | 0 | 0 | 0 | 0 | 0 | 0 | 0 | 0 | 0 | 0 | 0 | 0 | 0 | 0 | 0 | 0
CDP1 | NSW | NNSW | Hydro | 0 | 0 | 0 | 0 | 0 | 0 | 0 | 0 | 0 | 0 | 0 | 0 | 0 | 0 | 0 | 0 | 0 | 0 | 0 | 0 | 0 | 0 | 0 | 0 | 0 | 0 | 0 | 0
CDP1 | NSW | NNSW | Snowy 2.0 | 0 | 0 | 0 | 0 | 0 | 0 | 0 | 0 | 0 | 0 | 0 | 0 | 0 | 0 | 0 | 0 | 0 | 0 | 0 | 0 | 0 | 0 | 0 | 0 | 0 | 0 | 0 | 0
CDP1 | NSW | NNSW | Deep storage | 0 | 0 | 0 | 0 | 0 | 0 | 9.35e-06 | 9.35e-06 | 9.35e-06 | 9.35e-06 | 1.41e-05 | 1.966e-05 | 2.112e-05 | 2.112e-05 | 2.403e-05 | 2.52e-05 | 2.634e-05 | 5.014e-05 | 5.014e-05 | 5.864e-05 | 1000 | 1000 | 1000 | 1000 | 1000 | 1000 | 1000 | 1000
CDP1 | NSW | NNSW | Medium storage | 0 | 0 | 275 | 275 | 382.1396 | 1193.9349 | 1193.9349 | 1193.9349 | 1193.9349 | 1193.9349 | 1193.9349 | 1193.9349 | 1193.9349 | 1193.9349 | 1193.935 | 1193.935 | 1193.935 | 1193.935 | 1193.935 | 1193.935 | 1193.9351 | 1193.9351 | 1193.9351 | 1697.8779 | 1697.8779 | 1913.2287 | 1913.2287 | 2468.9355
CDP1 | NSW | NNSW | Shallow storage | 0 | 30 | 230 | 430 | 430 | 430 | 430 | 430 | 430 | 430 | 430 | 430 | 430 | 430 | 430 | 430 | 430 | 430 | 430 | 430 | 430 | 430 | 430 | 430 | 430 | 430 | 430 | 430
CDP1 | NSW | NNSW | Coordinated CER storage | 1.4111 | 2.2004 | 3.1378 | 4.0696 | 5.2015 | 6.5092 | 8.3028 | 10.6013 | 13.4299 | 16.8869 | 20.9596 | 25.6995 | 31.0392 | 37.0757 | 43.7606 | 51.0565 | 58.967 | 67.5443 | 76.7721 | 86.6761 | 97.4085 | 108.9366 | 121.1526 | 134.0682 | 147.4952 | 161.4022 | 167.974 | 173.8539
CDP1 | NSW | NNSW | Other renewable fuels | 0 | 0 | 0 | 0 | 0 | 0 | 0 | 0 | 0 | 0 | 0 | 0 | 0 | 0 | 0 | 0 | 0 | 0 | 0 | 0 | 0 | 0 | 0 | 0 | 0 | 0 | 90 | 90
CDP1 | NSW | NNSW | DSP | 0 | 0 | 0 | 0 | 0 | 0 | 0 | 0 | 0 | 0 | 0 | 0 | 0 | 0 | 0 | 0 | 0 | 0 | 0 | 0 | 0 | 0 | 0 | 0 | 0 | 0 | 0 | 0
CDP1 | NSW | CNSW | Mid-merit gas | 0 | 0 | 0 | 0 | 0 | 0 | 0 | 0 | 0 | 0 | 0 | 0 | 0 | 0 | 0 | 0 | 0 | 0 | 0 | 0 | 0 | 0 | 0 | 0 | 0 | 0 | 0 | 0
CDP1 | NSW | CNSW | Flexible gas with CCS | 0 | 0 | 0 | 0 | 0 | 0 | 0 | 0 | 0 | 0 | 0 | 0 | 0 | 0 | 0 | 0 | 0 | 0 | 0 | 0 | 0 | 0 | 0 | 0 | 0 | 0 | 0 | 0
CDP1 | NSW | CNSW | Flexible gas | 0 | 0 | 0 | 0 | 0 | 0 | 0 | 0 | 0 | 0 | 0 | 0 | 0 | 0 | 0 | 0 | 0 | 0 | 0 | 0 | 0 | 0 | 0 | 0 | 0 | 0 | 0 | 0
CDP1 | NSW | CNSW | Hydro | 0 | 0 | 0 | 0 | 0 | 0 | 0 | 0 | 0 | 0 | 0 | 0 | 0 | 0 | 0 | 0 | 0 | 0 | 0 | 0 | 0 | 0 | 0 | 0 | 0 | 0 | 0 | 0
CDP1 | NSW | CNSW | Snowy 2.0 | 0 | 0 | 0 | 0 | 0 | 0 | 0 | 0 | 0 | 0 | 0 | 0 | 0 | 0 | 0 | 0 | 0 | 0 | 0 | 0 | 0 | 0 | 0 | 0 | 0 | 0 | 0 | 0
CDP1 | NSW | CNSW | Deep storage | 0 | 0 | 0 | 0 | 0 | 0 | 0 | 0 | 0 | 0 | 0 | 0 | 0 | 0 | 0 | 0 | 0 | 0 | 0 | 0 | 0 | 0 | 0 | 0 | 0 | 0 | 0 | 0
CDP1 | NSW | CNSW | Medium storage | 0 | 549 | 549 | 917.46 | 917.46 | 957.4884 | 957.4884 | 997.5084 | 997.5084 | 997.5084 | 1037.5284 | 1037.5284 | 1037.5284 | 1077.5485 | 1077.5485 | 1077.5485 | 1077.5485 | 1077.5485 | 1077.5485 | 1117.5685 | 1117.5685 | 1157.5885 | 1157.5885 | 1157.5885 | 1197.6085 | 1197.6085 | 1197.6085 | 1237.6285
CDP1 | NSW | CNSW | Shallow storage | 0 | 20 | 31.0768 | 310.025 | 1695.8728 | 1695.8728 | 1695.8728 | 1695.8728 | 1695.8728 | 1695.8728 | 1695.8728 | 1695.8728 | 1695.8728 | 1695.8728 | 1695.8728 | 1695.8728 | 1695.8728 | 1695.8728 | 1695.8728 | 1695.8728 | 1695.8728 | 1695.8728 | 1695.8728 | 1695.8728 | 1695.8728 | 1695.8728 | 1695.8728 | 1695.8728
CDP1 | NSW | CNSW | Coordinated CER storage | 0.59798 | 0.93451 | 1.3494 | 1.776 | 2.2689 | 2.848 | 3.8284 | 5.1416 | 6.7929 | 8.8348 | 11.2982 | 14.1756 | 17.471 | 21.2071 | 25.3812 | 29.9855 | 35.0184 | 40.4848 | 46.3919 | 52.7376 | 59.6211 | 67.0433 | 74.9132 | 83.2358 | 91.9357 | 100.9613 | 105.2226 | 109.0428
CDP1 | NSW | CNSW | Other renewable fuels | 0 | 0 | 0 | 0 | 0 | 0 | 0 | 0 | 0 | 0 | 0 | 0 | 0 | 0 | 0 | 0 | 0 | 0 | 0 | 0 | 0 | 0 | 0 | 0 | 0 | 30 | 90 | 90
CDP1 | NSW | CNSW | DSP | 0 | 0 | 0 | 0 | 0 | 0 | 0 | 0 | 0 | 0 | 0 | 0 | 0 | 0 | 0 | 0 | 0 | 0 | 0 | 0 | 0 | 0 | 0 | 0 | 0 | 0 | 0 | 0
CDP1 | NSW | SNSW | Mid-merit gas | 0 | 0 | 0 | 0 | 0 | 0 | 0 | 0 | 0 | 0 | 0 | 0 | 0 | 0 | 0 | 0 | 0 | 0 | 0 | 0 | 0 | 0 | 0 | 0 | 0 | 0 | 0 | 0
CDP1 | NSW | SNSW | Flexible gas with CCS | 0 | 0 | 0 | 0 | 0 | 0 | 0 | 0 | 0 | 0 | 0 | 0 | 0 | 0 | 0 | 0 | 0 | 0 | 0 | 0 | 0 | 0 | 0 | 0 | 0 | 0 | 0 | 0
CDP1 | NSW | SNSW | Flexible gas | 0 | 0 | 0 | 0 | 0 | 0 | 0 | 0 | 0 | 0 | 0 | 0 | 0 | 0 | 0 | 0 | 0 | 0 | 0 | 0 | 0 | 0 | 0 | 0 | 0 | 0 | 0 | 0
CDP1 | NSW | SNSW | Hydro | 0 | 0 | 0 | 0 | 0 | 0 | 0 | 0 | 0 | 0 | 0 | 0 | 0 | 0 | 0 | 0 | 0 | 0 | 0 | 0 | 0 | 0 | 0 | 0 | 0 | 0 | 0 | 0
CDP1 | NSW | SNSW | Snowy 2.0 | 0 | 0 | 0 | 0 | 2200 | 2200 | 2200 | 2200 | 2200 | 2200 | 2200 | 2200 | 2200 | 2200 | 2200 | 2200 | 2200 | 2200 | 2200 | 2200 | 2200 | 2200 | 2200 | 2200 | 2200 | 2200 | 2200 | 2200
CDP1 | NSW | SNSW | Deep storage | 0 | 0 | 0 | 0 | 0 | 0 | 0 | 0 | 0 | 0 | 0 | 0 | 0 | 0 | 0 | 0 | 0 | 0 | 0 | 0 | 0 | 0 | 0 | 0 | 0 | 0 | 0 | 0
CDP1 | NSW | SNSW | Medium storage | 0 | 50 | 50 | 250 | 250 | 344.0419 | 344.0419 | 344.0419 | 344.0419 | 344.0419 | 344.0419 | 344.0419 | 344.0419 | 344.0419 | 344.0419 | 344.0419 | 344.0419 | 344.0419 | 344.0419 | 344.0419 | 344.0419 | 344.0419 | 344.0419 | 344.0419 | 344.0419 | 344.0419 | 344.0419 | 344.0419
CDP1 | NSW | SNSW | Shallow storage | 10 | 19.9 | 19.9 | 19.9 | 19.9 | 20.89 | 20.89 | 21.88 | 21.88 | 21.88 | 22.87 | 22.87 | 22.87 | 23.86 | 23.86 | 23.86 | 23.86 | 23.86 | 23.86 | 24.85 | 24.85 | 25.84 | 25.84 | 25.84 | 25.84 | 25.84 | 25.84 | 25.84
CDP1 | NSW | SNSW | Coordinated CER storage | 1.2069 | 1.9069 | 2.7656 | 3.7048 | 4.823 | 6.104 | 7.6428 | 9.603 | 12.0552 | 15.0904 | 18.749 | 23.0893 | 28.0961 | 33.8541 | 40.3371 | 47.5032 | 55.3701 | 64.0005 | 73.4087 | 83.6216 | 94.7478 | 106.9435 | 120.0443 | 134.0558 | 148.7861 | 164.2479 | 172.2574 | 179.4936
CDP1 | NSW | SNSW | Other renewable fuels | 0 | 0 | 0 | 0 | 0 | 0 | 0 | 0 | 0 | 0 | 0 | 0 | 0 | 0 | 0 | 0 | 0 | 0 | 0 | 0 | 0 | 0 | 0 | 0 | 0 | 0 | 0 | 0
CDP1 | NSW | SNSW | DSP | 0 | 0 | 0 | 0 | 0 | 0 | 0 | 0 | 0 | 0 | 0 | 0 | 0 | 0 | 0 | 0 | 0 | 0 | 0 | 0 | 0 | 0 | 0 | 0 | 0 | 0 | 0 | 0
CDP1 | NSW | SNW | Mid-merit gas | 0 | 0 | 0 | 0 | 0 | 0 | 0 | 0 | 0 | 0 | 0 | 0 | 0 | 0 | 0 | 0 | 0 | 0 | 0 | 0 | 0 | 0 | 0 | 0 | 0 | 0 | 0 | 0
CDP1 | NSW | SNW | Flexible gas with CCS | 0 | 0 | 0 | 0 | 0 | 0 | 0 | 0 | 0 | 0 | 0 | 0 | 0 | 0 | 0 | 0 | 0 | 0 | 0 | 0 | 0 | 0 | 0 | 0 | 0 | 0 | 0 | 0
CDP1 | NSW | SNW | Flexible gas | 0 | 0 | 0 | 0 | 0 | 0 | 0 | 0 | 0 | 0 | 0 | 0 | 0 | 0 | 0 | 0 | 0 | 0 | 289.8009 | 958.9506 | 1968.6053 | 1968.6053 | 1968.6053 | 1968.6053 | 1968.6053 | 1968.6053 | 1968.6053 | 1968.6053
CDP1 | NSW | SNW | Hydro | 0 | 0 | 0 | 0 | 0 | 0 | 0 | 0 | 0 | 0 | 0 | 0 | 0 | 0 | 0 | 0 | 0 | 0 | 0 | 0 | 0 | 0 | 0 | 0 | 0 | 0 | 0 | 0
CDP1 | NSW | SNW | Snowy 2.0 | 0 | 0 | 0 | 0 | 0 | 0 | 0 | 0 | 0 | 0 | 0 | 0 | 0 | 0 | 0 | 0 | 0 | 0 | 0 | 0 | 0 | 0 | 0 | 0 | 0 | 0 | 0 | 0
CDP1 | NSW | SNW | Deep storage | 0 | 0 | 0 | 0 | 0 | 0 | 0 | 0 | 0 | 0 | 0 | 0 | 0 | 0 | 0 | 0 | 0 | 0 | 0 | 0 | 0 | 0 | 0 | 0 | 0 | 0 | 0 | 0
CDP1 | NSW | SNW | Medium storage | 0 | 889.146 | 889.146 | 889.146 | 889.146 | 1302.1608 | 1302.1608 | 1302.1608 | 1302.1608 | 1302.1608 | 1302.1608 | 1302.1608 | 1302.1608 | 1302.1608 | 1302.1608 | 1302.1608 | 1302.1608 | 1302.1608 | 1302.1608 | 1302.1608 | 1302.1608 | 1302.1608 | 1302.1608 | 1302.161 | 1302.161 | 1302.1611 | 1302.1611 | 1302.1612
CDP1 | NSW | SNW | Shallow storage | 0 | 632.712 | 632.7148 | 632.7161 | 668.3534 | 710.6894 | 1338.2414 | 1410.8174 | 1410.8174 | 1410.8174 | 1483.3934 | 1483.3934 | 1483.3934 | 1555.9694 | 1555.9694 | 1555.9694 | 1555.9694 | 1555.9694 | 1555.9694 | 1628.5454 | 1628.5454 | 1701.1214 | 1701.1214 | 1701.1214 | 1773.6974 | 1773.6974 | 1773.6974 | 1846.2734
CDP1 | NSW | SNW | Coordinated CER storage | 5.6995 | 8.9871 | 12.8326 | 16.9571 | 21.9697 | 27.6663 | 37.1937 | 49.6005 | 65.1327 | 84.2739 | 107.1493 | 134.0014 | 164.6224 | 199.4384 | 238.3244 | 281.0862 | 327.7038 | 378.3827 | 433.0554 | 491.83 | 555.0637 | 623.7244 | 696.5772 | 773.7214 | 854.3051 | 938.1119 | 977.5203 | 1012.8282
CDP1 | NSW | SNW | Other renewable fuels | 0 | 0 | 0 | 0 | 0 | 0 | 0 | 0 | 0 | 0 | 0 | 0 | 0 | 0 | 0 | 0 | 0 | 0 | 0 | 0 | 0 | 0 | 0 | 0 | 0 | 90 | 90 | 90
CDP1 | NSW | SNW | DSP | 6.2 | 12.66 | 21.31 | 162.35 | 348.57 | 513.64 | 583.98 | 654.28 | 724.54 | 733.3 | 742.8 | 750.47 | 760.19 | 768.7 | 779.55 | 788.11 | 799.57 | 801.47 | 805.15 | 811.59 | 809.52 | 812.34 | 814.56 | 812.98 | 816.87 | 821.19 | 829.44 | 848.51
CDP1 | QLD | NQ | Mid-merit gas | 0 | 0 | 0 | 0 | 0 | 0 | 0 | 0 | 0 | 0 | 0 | 0 | 0 | 0 | 0 | 0 | 0 | 0 | 0 | 0 | 0 | 0 | 0 | 0 | 0 | 0 | 0 | 0
CDP1 | QLD | NQ | Flexible gas with CCS | 0 | 0 | 0 | 0 | 0 | 0 | 0 | 0 | 0 | 0 | 0 | 0 | 0 | 0 | 0 | 0 | 0 | 0 | 0 | 0 | 0 | 0 | 0 | 0 | 0 | 0 | 0 | 0
CDP1 | QLD | NQ | Flexible gas | 0 | 0 | 0 | 0 | 0 | 0 | 0 | 0 | 0 | 0 | 0 | 0 | 0 | 0 | 0 | 0 | 0 | 0 | 0 | 0 | 0 | 0 | 0 | 0 | 0 | 0 | 0 | 0
CDP1 | QLD | NQ | Hydro | 0 | 0 | 0 | 0 | 0 | 0 | 0 | 0 | 0 | 0 | 0 | 0 | 0 | 0 | 0 | 0 | 0 | 0 | 0 | 0 | 0 | 0 | 0 | 0 | 0 | 0 | 0 | 0
CDP1 | QLD | NQ | Borumba | 0 | 0 | 0 | 0 | 0 | 0 | 0 | 0 | 0 | 0 | 0 | 0 | 0 | 0 | 0 | 0 | 0 | 0 | 0 | 0 | 0 | 0 | 0 | 0 | 0 | 0 | 0 | 0
CDP1 | QLD | NQ | Deep storage | 0 | 0 | 0 | 0 | 0 | 0 | 6.34e-06 | 6.34e-06 | 6.34e-06 | 2.392e-05 | 2.392e-05 | 2.537e-05 | 3.714e-05 | 3.714e-05 | 4.076e-05 | 4.076e-05 | 4.076e-05 | 4.076e-05 | 4.076e-05 | 4.076e-05 | 6.271e-05 | 7.189e-05 | 0.00010946 | 0.00027994 | 35.5463 | 52.2908 | 52.2908 | 108.2165
CDP1 | QLD | NQ | Medium storage | 0 | 0 | 0 | 1.173e-05 | 1.435e-05 | 2.135e-05 | 2.135e-05 | 2.235e-05 | 2.235e-05 | 3.049e-05 | 3.049e-05 | 3.049e-05 | 3.869e-05 | 9.155e-05 | 9.626e-05 | 9.626e-05 | 9.626e-05 | 9.626e-05 | 9.626e-05 | 9.989e-05 | 9.989e-05 | 0.00016637 | 0.00048032 | 0.00048032 | 0.00048032 | 0.00048032 | 0.00048032 | 0.00048032
CDP1 | QLD | NQ | Shallow storage | 0 | 0 | 300 | 300 | 300 | 300 | 300 | 300 | 300 | 300 | 300 | 300 | 300 | 300 | 300 | 300 | 300 | 300 | 300 | 300 | 300 | 300 | 300 | 300 | 300 | 300 | 300 | 300
CDP1 | QLD | NQ | Coordinated CER storage | 0.54674 | 0.92286 | 1.3551 | 1.8536 | 2.45 | 3.1702 | 4.191 | 5.5164 | 7.1545 | 9.1658 | 11.5718 | 14.4017 | 17.6021 | 21.2441 | 25.3028 | 29.7336 | 34.558 | 39.7965 | 45.4592 | 51.5796 | 58.257 | 65.4644 | 73.1388 | 81.3134 | 89.8287 | 98.6792 | 103.0372 | 107.0137
CDP1 | QLD | NQ | Other renewable fuels | 0 | 0 | 0 | 0 | 0 | 0 | 0 | 0 | 0 | 0 | 0 | 0 | 0 | 0 | 0 | 0 | 0 | 0 | 0 | 0 | 0 | 0 | 0 | 0 | 0 | 0 | 0 | 0
CDP1 | QLD | NQ | DSP | 0 | 0 | 0 | 0 | 0 | 0 | 0 | 0 | 0 | 0 | 0 | 0 | 0 | 0 | 0 | 0 | 0 | 0 | 0 | 0 | 0 | 0 | 0 | 0 | 0 | 0 | 0 | 0
CDP1 | QLD | GG | Mid-merit gas | 0 | 0 | 0 | 0 | 0 | 0 | 0 | 0 | 0 | 0 | 0 | 0 | 0 | 0 | 0 | 0 | 0 | 0 | 0 | 0 | 0 | 0 | 0 | 0 | 0 | 0 | 0 | 0
CDP1 | QLD | GG | Flexible gas with CCS | 0 | 0 | 0 | 0 | 0 | 0 | 0 | 0 | 0 | 0 | 0 | 0 | 0 | 0 | 0 | 0 | 0 | 0 | 0 | 0 | 0 | 0 | 0 | 0 | 0 | 0 | 0 | 0
CDP1 | QLD | GG | Flexible gas | 0 | 0 | 0 | 0 | 0 | 0 | 0 | 0 | 0 | 0 | 0 | 0 | 0 | 0 | 0 | 0 | 0 | 0 | 0 | 0 | 0 | 0 | 0 | 0 | 0 | 0 | 0 | 0
CDP1 | QLD | GG | Hydro | 0 | 0 | 0 | 0 | 0 | 0 | 0 | 0 | 0 | 0 | 0 | 0 | 0 | 0 | 0 | 0 | 0 | 0 | 0 | 0 | 0 | 0 | 0 | 0 | 0 | 0 | 0 | 0
CDP1 | QLD | GG | Borumba | 0 | 0 | 0 | 0 | 0 | 0 | 0 | 0 | 0 | 0 | 0 | 0 | 0 | 0 | 0 | 0 | 0 | 0 | 0 | 0 | 0 | 0 | 0 | 0 | 0 | 0 | 0 | 0
CDP1 | QLD | GG | Deep storage | 0 | 0 | 0 | 0 | 0 | 0 | 0 | 0 | 0 | 0 | 0 | 0 | 0 | 0 | 0 | 0 | 0 | 0 | 0 | 0 | 0 | 0 | 0 | 0 | 0 | 0 | 0 | 0
CDP1 | QLD | GG | Medium storage | 0 | 0 | 0 | 1.511e-05 | 1.511e-05 | 3.31e-05 | 3.31e-05 | 3.466e-05 | 3.466e-05 | 4.327e-05 | 4.327e-05 | 4.701e-05 | 6.553e-05 | 0.00014903 | 0.00015574 | 0.00015574 | 0.00015574 | 0.00015902 | 0.00015902 | 0.00016632 | 0.00017513 | 0.00086062 | 15.0126 | 201.8265 | 201.8265 | 628.2662 | 628.2662 | 699.228
CDP1 | QLD | GG | Shallow storage | 0 | 400 | 400 | 400 | 400 | 400 | 400 | 400 | 400 | 400 | 400 | 400 | 400 | 400 | 400 | 400 | 400 | 400 | 400 | 400 | 400 | 400 | 400 | 400 | 400 | 400 | 400 | 400
CDP1 | QLD | GG | Coordinated CER storage | 0.026819 | 0.047887 | 0.071533 | 0.10153 | 0.13366 | 0.17572 | 0.25891 | 0.37299 | 0.52211 | 0.70955 | 0.93712 | 1.2071 | 1.5192 | 1.8769 | 2.2784 | 2.7246 | 3.2136 | 3.7508 | 4.3361 | 4.969 | 5.6604 | 6.4065 | 7.2009 | 8.0431 | 8.9264 | 9.8483 | 10.2976 | 10.7049
CDP1 | QLD | GG | Other renewable fuels | 0 | 0 | 0 | 0 | 0 | 0 | 0 | 0 | 0 | 0 | 0 | 0 | 0 | 0 | 0 | 0 | 0 | 0 | 0 | 0 | 0 | 0 | 0 | 0 | 0 | 0 | 0 | 0
CDP1 | QLD | GG | DSP | 0 | 0 | 0 | 0 | 0 | 0 | 0 | 0 | 0 | 0 | 0 | 0 | 0 | 0 | 0 | 0 | 0 | 0 | 0 | 0 | 0 | 0 | 0 | 0 | 0 | 0 | 0 | 0
CDP1 | QLD | CQ | Mid-merit gas | 0 | 0 | 0 | 0 | 0 | 0 | 0 | 0 | 0 | 0 | 0 | 0 | 0 | 0 | 0 | 0 | 0 | 0 | 0 | 0 | 0 | 0 | 0 | 0 | 0 | 0 | 0 | 0
CDP1 | QLD | CQ | Flexible gas with CCS | 0 | 0 | 0 | 0 | 0 | 0 | 0 | 0 | 0 | 0 | 0 | 0 | 0 | 0 | 0 | 0 | 0 | 0 | 0 | 0 | 0 | 0 | 0 | 0 | 0 | 0 | 0 | 0
CDP1 | QLD | CQ | Flexible gas | 0 | 0 | 0 | 0 | 0 | 0 | 0 | 0 | 0 | 0 | 0 | 0 | 0 | 0 | 0 | 0 | 0 | 0 | 0 | 0 | 0 | 0 | 0 | 0 | 0 | 0 | 0 | 0
CDP1 | QLD | CQ | Hydro | 0 | 0 | 0 | 0 | 0 | 0 | 0 | 0 | 0 | 0 | 0 | 0 | 0 | 0 | 0 | 0 | 0 | 0 | 0 | 0 | 0 | 0 | 0 | 0 | 0 | 0 | 0 | 0
CDP1 | QLD | CQ | Borumba | 0 | 0 | 0 | 0 | 0 | 0 | 0 | 0 | 0 | 0 | 0 | 0 | 0 | 0 | 0 | 0 | 0 | 0 | 0 | 0 | 0 | 0 | 0 | 0 | 0 | 0 | 0 | 0
CDP1 | QLD | CQ | Deep storage | 0 | 0 | 0 | 0 | 0 | 0 | 6.44e-06 | 6.44e-06 | 6.44e-06 | 2.332e-05 | 2.332e-05 | 2.332e-05 | 3.722e-05 | 3.722e-05 | 3.986e-05 | 3.986e-05 | 3.986e-05 | 4.529e-05 | 4.529e-05 | 4.714e-05 | 0.00013349 | 0.00013861 | 0.00014313 | 0.00017329 | 29.9442 | 396.5832 | 396.5832 | 400
CDP1 | QLD | CQ | Medium storage | 0 | 0 | 0 | 1.664e-05 | 2.045e-05 | 3.373e-05 | 4.092e-05 | 4.218e-05 | 4.938e-05 | 8.072e-05 | 8.072e-05 | 8.442e-05 | 0.00011766 | 0.00020099 | 0.00021268 | 0.00021268 | 0.00021268 | 0.00021521 | 0.00021521 | 0.00022168 | 0.00023898 | 0.00093325 | 15.0037 | 68.7229 | 68.7235 | 296.6489 | 296.6489 | 820.9671
CDP1 | QLD | CQ | Shallow storage | 0 | 0 | 0 | 150 | 150 | 150 | 150 | 150 | 150 | 150 | 150 | 150 | 150 | 150 | 150 | 150 | 150 | 150 | 150 | 150 | 150 | 150 | 150 | 150 | 150 | 150 | 150 | 150
CDP1 | QLD | CQ | Coordinated CER storage | 0.49915 | 0.855 | 1.2505 | 1.7306 | 2.2741 | 2.9451 | 4.0203 | 5.4257 | 7.2073 | 9.4204 | 12.0769 | 15.2024 | 18.7874 | 22.8688 | 27.4354 | 32.4602 | 37.9331 | 43.9154 | 50.3996 | 57.404 | 65.0752 | 73.3346 | 82.131 | 91.474 | 101.254 | 111.4193 | 116.4019 | 120.9195
CDP1 | QLD | CQ | Other renewable fuels | 0 | 0 | 0 | 0 | 0 | 0 | 0 | 0 | 0 | 0 | 0 | 0 | 0 | 0 | 0 | 0 | 0 | 0 | 0 | 0 | 0 | 0 | 0 | 0 | 0 | 0 | 0 | 0
CDP1 | QLD | CQ | DSP | 0 | 0 | 0 | 0 | 0 | 0 | 0 | 0 | 0 | 0 | 0 | 0 | 0 | 0 | 0 | 0 | 0 | 0 | 0 | 0 | 0 | 0 | 0 | 0 | 0 | 0 | 0 | 0
CDP1 | QLD | SQ | Mid-merit gas | 0 | 0 | 0 | 0 | 0 | 0 | 0 | 0 | 0 | 0 | 0 | 0 | 0 | 0 | 0 | 0 | 0 | 0 | 0 | 0 | 0 | 0 | 0 | 0 | 0 | 0 | 0 | 0
CDP1 | QLD | SQ | Flexible gas with CCS | 0 | 0 | 0 | 0 | 0 | 0 | 0 | 0 | 0 | 0 | 0 | 0 | 0 | 0 | 0 | 0 | 0 | 0 | 0 | 0 | 0 | 0 | 0 | 0 | 0 | 0 | 0 | 0
CDP1 | QLD | SQ | Flexible gas | 0 | 0 | 200 | 200 | 200 | 200 | 200 | 200 | 200 | 325.697 | 325.697 | 325.697 | 555.0463 | 631.0348 | 840.6573 | 1268.2776 | 1406.2113 | 2446.962 | 2737.5702 | 2737.5702 | 2737.5702 | 2737.5702 | 3248.4851 | 3248.4851 | 3248.4851 | 3248.4851 | 3248.4851 | 3460.0753
CDP1 | QLD | SQ | Hydro | 0 | 0 | 0 | 0 | 0 | 0 | 0 | 0 | 0 | 0 | 0 | 0 | 0 | 0 | 0 | 0 | 0 | 0 | 0 | 0 | 0 | 0 | 0 | 0 | 0 | 0 | 0 | 0
CDP1 | QLD | SQ | Borumba | 0 | 0 | 0 | 0 | 0 | 0 | 0 | 1998 | 1998 | 1998 | 1998 | 1998 | 1998 | 1998 | 1998 | 1998 | 1998 | 1998 | 1998 | 1998 | 1998 | 1998 | 1998 | 1998 | 1998 | 1998 | 1998 | 1998
CDP1 | QLD | SQ | Deep storage | 0 | 0 | 0 | 0 | 0 | 0 | 0 | 0 | 0 | 0 | 0 | 0 | 0 | 0 | 0 | 0 | 0 | 0 | 0 | 0 | 0 | 0 | 0 | 0 | 0 | 0 | 0 | 0
CDP1 | QLD | SQ | Medium storage | 0 | 0 | 0 | 1.208e-05 | 1.569e-05 | 2.679e-05 | 2.679e-05 | 2.939e-05 | 3.866e-05 | 4.159e-05 | 4.159e-05 | 4.159e-05 | 4.908e-05 | 0.00012377 | 0.00012679 | 0.00012679 | 0.00012679 | 0.00012679 | 0.00012679 | 0.00013008 | 0.00013751 | 156.1193 | 707.0588 | 707.0588 | 707.0588 | 1494.5027 | 1494.5027 | 1494.5027
CDP1 | QLD | SQ | Shallow storage | 714.16 | 1020.16 | 1020.16 | 1020.16 | 1020.16 | 1020.16 | 1020.16 | 1020.16 | 1020.16 | 1020.16 | 1020.16 | 1020.16 | 1020.16 | 1020.16 | 1020.16 | 1020.16 | 1020.16 | 1020.16 | 1020.16 | 1020.16 | 1020.16 | 1020.16 | 1020.16 | 1020.16 | 1020.16 | 1020.16 | 1020.16 | 1020.16
CDP1 | QLD | SQ | Coordinated CER storage | 2.6949 | 4.6149 | 6.8273 | 9.399 | 12.4206 | 16.2636 | 22.9345 | 31.7049 | 42.7505 | 56.464 | 72.9637 | 92.4549 | 114.7868 | 140.326 | 168.9326 | 200.4226 | 234.721 | 272.1627 | 312.8429 | 356.7965 | 404.3261 | 456.2111 | 511.5074 | 570.2605 | 631.7811 | 695.9349 | 727.3631 | 755.8908
CDP1 | QLD | SQ | Other renewable fuels | 0 | 0 | 0 | 0 | 0 | 0 | 0 | 0 | 0 | 0 | 0 | 0 | 0 | 0 | 0 | 0 | 0 | 0 | 0 | 0 | 0 | 0 | 0 | 0 | 0 | 0 | 90 | 90
CDP1 | QLD | SQ | DSP | 3.25 | 5.13 | 9.91 | 13.47 | 17.87 | 1.79 | 7.34 | 11.4 | 15.32 | 20.33 | 25.8 | 31.69 | 38.24 | 42.35 | 46.79 | 53.33 | 57.04 | 59.69 | 63.14 | 66.16 | 68.23 | 70.89 | 74.75 | 77.21 | 85.81 | 92.63 | 99.97 | 101.49
CDP1 | VIC | VIC | Mid-merit gas | 0 | 0 | 0 | 0 | 0 | 0 | 0 | 0 | 0 | 0 | 0 | 0 | 0 | 0 | 0 | 0 | 0 | 0 | 0 | 0 | 0 | 0 | 0 | 0 | 0 | 0 | 0 | 0
CDP1 | VIC | VIC | Flexible gas with CCS | 0 | 0 | 0 | 0 | 0 | 0 | 0 | 0 | 0 | 0 | 0 | 0 | 0 | 0 | 0 | 0 | 0 | 0 | 0 | 0 | 0 | 0 | 0 | 0 | 0 | 0 | 0 | 0
CDP1 | VIC | VIC | Flexible gas | 0 | 0 | 0 | 0 | 0 | 0 | 0 | 0 | 0 | 0 | 0 | 0 | 0 | 0 | 0 | 0 | 0 | 0 | 142.9661 | 142.9661 | 142.9661 | 142.9661 | 142.9661 | 768.5462 | 768.5462 | 768.5462 | 768.5462 | 1618.0183
CDP1 | VIC | VIC | Hydro | 0 | 0 | 0 | 0 | 0 | 0 | 0 | 0 | 0 | 0 | 0 | 0 | 0 | 0 | 0 | 0 | 0 | 0 | 0 | 0 | 0 | 0 | 0 | 0 | 0 | 0 | 0 | 0
CDP1 | VIC | VIC | Deep storage | 0 | 0 | 0 | 0 | 0 | 0 | 5.88e-06 | 1.344e-05 | 2.483e-05 | 4.138e-05 | 4.138e-05 | 4.138e-05 | 4.138e-05 | 4.138e-05 | 4.267e-05 | 4.429e-05 | 4.562e-05 | 4.715e-05 | 5.039e-05 | 5.373e-05 | 403.1102 | 403.1102 | 403.1102 | 403.1102 | 468.8838 | 468.8838 | 468.8838 | 507.016
CDP1 | VIC | VIC | Medium storage | 0 | 0 | 350 | 350 | 350 | 350 | 350 | 350 | 350 | 350.0001 | 350.0001 | 350.0001 | 350.0001 | 350.0001 | 350.0001 | 350.0001 | 350.0001 | 350.0001 | 350.0001 | 350.0001 | 350.0001 | 350.0001 | 350.0001 | 350.0005 | 350.0005 | 350.0005 | 350.0005 | 350.0005
CDP1 | VIC | VIC | Shallow storage | 180 | 1691.51 | 1756.3103 | 2212.1515 | 2212.1515 | 2421.4 | 2428.7 | 2940.4 | 3451.3399 | 4013.0399 | 5621.9199 | 5621.9199 | 5628.5199 | 5628.5199 | 5628.5199 | 5628.5199 | 5628.5199 | 5628.5199 | 5628.5199 | 5628.5199 | 5635.1199 | 5635.1199 | 5635.1199 | 5635.1199 | 5635.1199 | 5635.1199 | 5635.1199 | 5635.1199
CDP1 | VIC | VIC | Coordinated CER storage | 8.9163 | 14.4987 | 20.4798 | 27.3899 | 35.853 | 45.8051 | 59.1688 | 76.2585 | 97.3343 | 123.084 | 153.6475 | 189.3602 | 229.872 | 275.8842 | 327.0848 | 383.0564 | 443.7316 | 509.6502 | 580.9109 | 657.633 | 740.6541 | 830.7914 | 926.6572 | 1028.3543 | 1134.4025 | 1244.5508 | 1298.531 | 1347.4871
CDP1 | VIC | VIC | Other renewable fuels | 0 | 0 | 0 | 0 | 0 | 0 | 0 | 0 | 0 | 0 | 0 | 0 | 0 | 0 | 0 | 0 | 0 | 0 | 0 | 0 | 0 | 0 | 0 | 0 | 0 | 0 | 90 | 90
CDP1 | VIC | VIC | DSP | 2.06 | 5.47 | -2.91 | 1.75 | 7.82 | 14.87 | 19.28 | 25.16 | 29.26 | 33.97 | 36.82 | 39.34 | 41.6 | 44.07 | 46.76 | 49.93 | 53.23 | 55.16 | 57.69 | 59.14 | 59.83 | 61.47 | 61.87 | 60.96 | 59.14 | 58.56 | 59.5 | 61.38
CDP1 | SA | CSA | Mid-merit gas | 0 | 0 | 0 | 0 | 0 | 0 | 0 | 0 | 0 | 0 | 0 | 0 | 0 | 0 | 0 | 0 | 0 | 0 | 0 | 0 | 0 | 0 | 0 | 0 | 0 | 0 | 0 | 0
CDP1 | SA | CSA | Flexible gas with CCS | 0 | 0 | 0 | 0 | 0 | 0 | 0 | 0 | 0 | 0 | 0 | 0 | 0 | 0 | 0 | 0 | 0 | 0 | 0 | 0 | 0 | 0 | 0 | 0 | 0 | 0 | 0 | 0
CDP1 | SA | CSA | Flexible gas | 0 | 200 | 200 | 200 | 200 | 200 | 200 | 200 | 200 | 407.3821 | 465 | 465 | 465 | 465 | 465 | 465 | 465 | 465 | 552.1507 | 944.061 | 995.4663 | 995.4663 | 995.4663 | 995.4663 | 995.4663 | 995.4663 | 995.4663 | 995.4663
CDP1 | SA | CSA | Hydro | 0 | 0 | 0 | 0 | 0 | 0 | 0 | 0 | 0 | 0 | 0 | 0 | 0 | 0 | 0 | 0 | 0 | 0 | 0 | 0 | 0 | 0 | 0 | 0 | 0 | 0 | 0 | 0
CDP1 | SA | CSA | Deep storage | 0 | 0 | 0 | 0 | 0 | 0 | 3.23e-06 | 3.23e-06 | 3.23e-06 | 4.78e-06 | 4.78e-06 | 4.78e-06 | 4.78e-06 | 4.78e-06 | 7.02e-06 | 7.02e-06 | 7.02e-06 | 7.02e-06 | 7.02e-06 | 8.11e-06 | 1.678e-05 | 1.678e-05 | 1.678e-05 | 1.885e-05 | 1.885e-05 | 2.009e-05 | 2.009e-05 | 2.172e-05
CDP1 | SA | CSA | Medium storage | 0 | 0 | 0 | 1.358e-05 | 1.728e-05 | 2.297e-05 | 2.297e-05 | 2.297e-05 | 2.648e-05 | 2.84e-05 | 2.84e-05 | 2.84e-05 | 2.84e-05 | 2.961e-05 | 3.413e-05 | 3.413e-05 | 3.413e-05 | 3.413e-05 | 3.413e-05 | 3.413e-05 | 8.531e-05 | 8.792e-05 | 0.00010991 | 1043.4962 | 1043.4962 | 1376.9657 | 1376.9657 | 1376.9657
CDP1 | SA | CSA | Shallow storage | 200 | 494.98 | 1112.4258 | 2356.207 | 2362.227 | 2362.227 | 2362.227 | 2362.227 | 2362.227 | 2362.227 | 2362.227 | 2362.227 | 2362.227 | 2362.227 | 2362.227 | 2362.227 | 2362.227 | 2362.227 | 2368.247 | 2368.247 | 2368.247 | 2368.247 | 2368.247 | 2368.247 | 2368.247 | 2368.247 | 2368.247 | 2368.247
CDP1 | SA | CSA | Coordinated CER storage | 16.7205 | 23.834 | 30.7542 | 38.4284 | 46.3958 | 56.1694 | 65.5626 | 76.1609 | 87.8108 | 100.9146 | 115.316 | 131.1314 | 147.8365 | 166.0114 | 185.1899 | 204.9252 | 225.1394 | 246.2665 | 268.3666 | 291.4341 | 316.4262 | 343.1106 | 371.0707 | 400.3204 | 429.9417 | 459.8761 | 474.9413 | 488.2607
CDP1 | SA | CSA | Other renewable fuels | 0 | 0 | 0 | 0 | 0 | 0 | 0 | 0 | 0 | 0 | 0 | 0 | 0 | 0 | 0 | 0 | 0 | 0 | 0 | 0 | 0 | 0 | 0 | 0 | 0 | 0 | 0 | 0
CDP1 | SA | CSA | DSP | 0.71 | 1.71 | 2.99 | 4.28 | 4.85 | 5.57 | 6.09 | 6.75 | 7.31 | 8.12 | 8.79 | 9.5 | 10.12 | 10.65 | 11.15 | 11.67 | 12.28 | 12.76 | 13.22 | 13.5 | 13.63 | 13.47 | 13.24 | 12.87 | 12.46 | 12.52 | 12.77 | 13.08
CDP1 | SA | SESA | Mid-merit gas | 0 | 0 | 0 | 0 | 0 | 0 | 0 | 0 | 0 | 0 | 0 | 0 | 0 | 0 | 0 | 0 | 0 | 0 | 0 | 0 | 0 | 0 | 0 | 0 | 0 | 0 | 0 | 0
CDP1 | SA | SESA | Flexible gas with CCS | 0 | 0 | 0 | 0 | 0 | 0 | 0 | 0 | 0 | 0 | 0 | 0 | 0 | 0 | 0 | 0 | 0 | 0 | 0 | 0 | 0 | 0 | 0 | 0 | 0 | 0 | 0 | 0
CDP1 | SA | SESA | Flexible gas | 0 | 0 | 0 | 0 | 0 | 0 | 0 | 0 | 0 | 0 | 0 | 0 | 0 | 0 | 0 | 0 | 0 | 0 | 0 | 0 | 0 | 0 | 0 | 0 | 0 | 0 | 0 | 0
CDP1 | SA | SESA | Hydro | 0 | 0 | 0 | 0 | 0 | 0 | 0 | 0 | 0 | 0 | 0 | 0 | 0 | 0 | 0 | 0 | 0 | 0 | 0 | 0 | 0 | 0 | 0 | 0 | 0 | 0 | 0 | 0
CDP1 | SA | SESA | Deep storage | 0 | 0 | 0 | 0 | 0 | 0 | 0 | 0 | 0 | 0 | 0 | 0 | 0 | 0 | 0 | 0 | 0 | 0 | 0 | 0 | 0 | 0 | 0 | 0 | 0 | 0 | 0 | 0
CDP1 | SA | SESA | Medium storage | 0 | 0 | 0 | 1.319e-05 | 1.69e-05 | 2.199e-05 | 2.199e-05 | 2.199e-05 | 2.767e-05 | 2.767e-05 | 2.767e-05 | 2.767e-05 | 2.767e-05 | 3.34e-05 | 3.891e-05 | 3.891e-05 | 3.891e-05 | 3.891e-05 | 3.891e-05 | 4.08e-05 | 7.184e-05 | 7.503e-05 | 8.143e-05 | 74.3318 | 74.3318 | 74.3318 | 74.3318 | 74.3318
CDP1 | SA | SESA | Shallow storage | 0 | 0 | 0 | 0 | 0 | 0 | 0 | 0 | 0 | 0 | 0 | 0 | 0 | 0 | 0 | 0 | 0 | 0 | 0 | 0 | 0 | 0 | 0 | 0 | 0 | 0 | 0 | 0
CDP1 | SA | SESA | Coordinated CER storage | 0.61122 | 0.88308 | 1.1524 | 1.4493 | 1.7585 | 2.151 | 2.5347 | 2.9572 | 3.4253 | 3.9705 | 4.6092 | 5.2767 | 6.0254 | 6.8004 | 7.6143 | 8.4664 | 9.35 | 10.2723 | 11.2305 | 12.2735 | 13.437 | 14.6473 | 15.9009 | 17.214 | 18.5458 | 19.8997 | 20.5756 | 21.2128
CDP1 | SA | SESA | Other renewable fuels | 0 | 0 | 0 | 0 | 0 | 0 | 0 | 0 | 0 | 0 | 0 | 0 | 0 | 0 | 0 | 0 | 0 | 0 | 0 | 0 | 0 | 0 | 0 | 0 | 0 | 0 | 0 | 0
CDP1 | SA | SESA | DSP | 0 | 0 | 0 | 0 | 0 | 0 | 0 | 0 | 0 | 0 | 0 | 0 | 0 | 0 | 0 | 0 | 0 | 0 | 0 | 0 | 0 | 0 | 0 | 0 | 0 | 0 | 0 | 0
CDP1 | TAS | TAS | Mid-merit gas | 0 | 0 | 0 | 0 | 0 | 0 | 0 | 0 | 0 | 0 | 0 | 0 | 0 | 0 | 0 | 0 | 0 | 0 | 0 | 0 | 0 | 0 | 0 | 0 | 0 | 0 | 0 | 0
CDP1 | TAS | TAS | Flexible gas with CCS | 0 | 0 | 0 | 0 | 0 | 0 | 0 | 0 | 0 | 0 | 0 | 0 | 0 | 0 | 0 | 0 | 0 | 0 | 0 | 0 | 0 | 0 | 0 | 0 | 0 | 0 | 0 | 0
CDP1 | TAS | TAS | Flexible gas | 0 | 0 | 0 | 0 | 0 | 0 | 0 | 0 | 0 | 0 | 0 | 0 | 0 | 0 | 0 | 0 | 0 | 0 | 0 | 0 | 0 | 0 | 0 | 0 | 0 | 0 | 0 | 0
CDP1 | TAS | TAS | Hydro | 0 | 0 | 0 | 0 | 0 | 0 | 390 | 390 | 390 | 390 | 390 | 390 | 390 | 390 | 390 | 390 | 390 | 390 | 390 | 390 | 390 | 390 | 390 | 390 | 390 | 390 | 390 | 390
CDP1 | TAS | TAS | Deep storage | 0 | 0 | 0 | 0 | 0 | 0 | 1.679e-05 | 2.368e-05 | 4.159e-05 | 4.159e-05 | 4.159e-05 | 4.159e-05 | 1.473 | 50.1585 | 50.1585 | 50.1585 | 50.1585 | 50.1585 | 171.258 | 459.5397 | 919.0688 | 919.0688 | 919.0688 | 919.0688 | 919.0688 | 919.0688 | 919.0688 | 919.0688
CDP1 | TAS | TAS | Medium storage | 0 | 0 | 0 | 1.127e-05 | 1.279e-05 | 1.423e-05 | 1.423e-05 | 1.537e-05 | 1.537e-05 | 1.537e-05 | 1.537e-05 | 1.537e-05 | 1.758e-05 | 2.237e-05 | 2.461e-05 | 2.591e-05 | 2.735e-05 | 2.735e-05 | 2.971e-05 | 3.259e-05 | 4.363e-05 | 4.637e-05 | 4.877e-05 | 4.877e-05 | 4.877e-05 | 4.877e-05 | 4.877e-05 | 4.877e-05
CDP1 | TAS | TAS | Shallow storage | 0 | 0 | 0 | 0 | 0 | 0 | 0 | 0 | 0 | 0 | 0 | 0 | 0 | 0 | 0 | 0 | 0 | 0 | 0 | 0 | 0 | 0 | 0 | 0 | 0 | 0 | 0 | 0
CDP1 | TAS | TAS | Coordinated CER storage | 0.49202 | 0.81972 | 1.1904 | 1.6174 | 2.1106 | 2.7326 | 3.2327 | 3.8671 | 4.6719 | 5.7102 | 7.0106 | 8.6052 | 10.485 | 12.7058 | 15.2558 | 18.1129 | 21.2812 | 24.7979 | 28.677 | 32.9257 | 37.5563 | 42.7068 | 48.2882 | 54.3035 | 60.6636 | 67.3654 | 71.0896 | 74.411
CDP1 | TAS | TAS | Other renewable fuels | 0 | 0 | 0 | 0 | 0 | 0 | 0 | 0 | 0 | 0 | 0 | 0 | 0 | 0 | 0 | 0 | 0 | 0 | 0 | 0 | 0 | 0 | 0 | 0 | 0 | 0 | 0 | 0
CDP1 | TAS | TAS | DSP | 0.05 | -0.71 | -1.41 | -1.38 | -1.29 | -1.16 | -1.04 | -0.94 | -0.9 | -0.89 | -0.86 | -0.89 | -0.87 | -0.86 | -0.84 | -0.83 | -0.79 | -0.77 | -0.75 | -0.74 | -0.76 | -0.76 | -0.77 | -0.76 | -0.75 | -0.81 | -0.92 | -0.99
CDP2 | NSW | NNSW | Mid-merit gas | 0 | 0 | 0 | 0 | 0 | 0 | 0 | 0 | 0 | 0 | 0 | 0 | 0 | 0 | 0 | 0 | 0 | 0 | 0 | 0 | 0 | 0 | 0 | 0 | 0 | 0 | 0 | 0
CDP2 | NSW | NNSW | Flexible gas with CCS | 0 | 0 | 0 | 0 | 0 | 0 | 0 | 0 | 0 | 0 | 0 | 0 | 0 | 0 | 0 | 0 | 0 | 0 | 0 | 0 | 0 | 0 | 0 | 0 | 0 | 0 | 0 | 0
CDP2 | NSW | NNSW | Flexible gas | 0 | 0 | 0 | 0 | 0 | 0 | 0 | 0 | 0 | 0 | 0 | 0 | 0 | 0 | 0 | 0 | 0 | 0 | 0 | 0 | 0 | 0 | 0 | 0 | 0 | 0 | 0 | 0
CDP2 | NSW | NNSW | Hydro | 0 | 0 | 0 | 0 | 0 | 0 | 0 | 0 | 0 | 0 | 0 | 0 | 0 | 0 | 0 | 0 | 0 | 0 | 0 | 0 | 0 | 0 | 0 | 0 | 0 | 0 | 0 | 0
CDP2 | NSW | NNSW | Snowy 2.0 | 0 | 0 | 0 | 0 | 0 | 0 | 0 | 0 | 0 | 0 | 0 | 0 | 0 | 0 | 0 | 0 | 0 | 0 | 0 | 0 | 0 | 0 | 0 | 0 | 0 | 0 | 0 | 0
CDP2 | NSW | NNSW | Deep storage | 0 | 0 | 0 | 0 | 0 | 0 | 1.101e-05 | 1.101e-05 | 1.221e-05 | 1.221e-05 | 1.353e-05 | 1.901e-05 | 2.032e-05 | 2.032e-05 | 2.286e-05 | 2.398e-05 | 2.398e-05 | 2.398e-05 | 3.393e-05 | 5.125e-05 | 1000 | 1000 | 1000 | 1000 | 1000 | 1000 | 1000 | 1000
CDP2 | NSW | NNSW | Medium storage | 0 | 0 | 275 | 275 | 379.2011 | 1096.1575 | 1096.1575 | 1096.1575 | 1096.1575 | 1096.1575 | 1096.1575 | 1096.1575 | 1096.1575 | 1096.1575 | 1096.1575 | 1096.1575 | 1096.1575 | 1096.1575 | 1096.1575 | 1096.1575 | 1096.1577 | 1096.1577 | 1096.1577 | 1567.9135 | 1567.9135 | 1926.9223 | 1926.9223 | 2371.1578
CDP2 | NSW | NNSW | Shallow storage | 0 | 30 | 230 | 430 | 430 | 430 | 430 | 430 | 430 | 430 | 430 | 430 | 430 | 430 | 430 | 430 | 430 | 430 | 430 | 430 | 430 | 430 | 430 | 430 | 430 | 430 | 430 | 430
CDP2 | NSW | NNSW | Coordinated CER storage | 1.4111 | 2.2004 | 3.1378 | 4.0696 | 5.2015 | 6.5092 | 8.3028 | 10.6013 | 13.4299 | 16.8869 | 20.9596 | 25.6995 | 31.0392 | 37.0757 | 43.7606 | 51.0565 | 58.967 | 67.5443 | 76.7721 | 86.6761 | 97.4085 | 108.9366 | 121.1526 | 134.0682 | 147.4952 | 161.4022 | 167.974 | 173.8539
CDP2 | NSW | NNSW | Other renewable fuels | 0 | 0 | 0 | 0 | 0 | 0 | 0 | 0 | 0 | 0 | 0 | 0 | 0 | 0 | 0 | 0 | 0 | 0 | 0 | 0 | 0 | 0 | 0 | 0 | 0 | 0 | 90 | 90
CDP2 | NSW | NNSW | DSP | 0 | 0 | 0 | 0 | 0 | 0 | 0 | 0 | 0 | 0 | 0 | 0 | 0 | 0 | 0 | 0 | 0 | 0 | 0 | 0 | 0 | 0 | 0 | 0 | 0 | 0 | 0 | 0
CDP2 | NSW | CNSW | Mid-merit gas | 0 | 0 | 0 | 0 | 0 | 0 | 0 | 0 | 0 | 0 | 0 | 0 | 0 | 0 | 0 | 0 | 0 | 0 | 0 | 0 | 0 | 0 | 0 | 0 | 0 | 0 | 0 | 0
CDP2 | NSW | CNSW | Flexible gas with CCS | 0 | 0 | 0 | 0 | 0 | 0 | 0 | 0 | 0 | 0 | 0 | 0 | 0 | 0 | 0 | 0 | 0 | 0 | 0 | 0 | 0 | 0 | 0 | 0 | 0 | 0 | 0 | 0
CDP2 | NSW | CNSW | Flexible gas | 0 | 0 | 0 | 0 | 0 | 0 | 0 | 0 | 0 | 0 | 0 | 0 | 0 | 0 | 0 | 0 | 0 | 0 | 0 | 0 | 0 | 0 | 0 | 0 | 0 | 0 | 0 | 0
CDP2 | NSW | CNSW | Hydro | 0 | 0 | 0 | 0 | 0 | 0 | 0 | 0 | 0 | 0 | 0 | 0 | 0 | 0 | 0 | 0 | 0 | 0 | 0 | 0 | 0 | 0 | 0 | 0 | 0 | 0 | 0 | 0
CDP2 | NSW | CNSW | Snowy 2.0 | 0 | 0 | 0 | 0 | 0 | 0 | 0 | 0 | 0 | 0 | 0 | 0 | 0 | 0 | 0 | 0 | 0 | 0 | 0 | 0 | 0 | 0 | 0 | 0 | 0 | 0 | 0 | 0
CDP2 | NSW | CNSW | Deep storage | 0 | 0 | 0 | 0 | 0 | 0 | 0 | 0 | 0 | 0 | 0 | 0 | 0 | 0 | 0 | 0 | 0 | 0 | 0 | 0 | 0 | 0 | 0 | 0 | 0 | 0 | 0 | 0
CDP2 | NSW | CNSW | Medium storage | 0 | 549 | 549 | 917.46 | 917.46 | 957.4826 | 957.4826 | 997.5026 | 997.5026 | 997.5026 | 1037.5226 | 1037.5226 | 1037.5226 | 1077.5426 | 1077.5426 | 1077.5426 | 1077.5426 | 1077.5426 | 1077.5426 | 1117.5626 | 1117.5626 | 1157.5826 | 1157.5826 | 1157.5826 | 1197.6026 | 1197.6026 | 1197.6026 | 1237.6226
CDP2 | NSW | CNSW | Shallow storage | 0 | 20 | 29.5936 | 895.6609 | 2284.4498 | 2284.4499 | 2284.4499 | 2284.4499 | 2284.4499 | 2284.4499 | 2284.4499 | 2284.4499 | 2284.4499 | 2284.4499 | 2284.4499 | 2284.4499 | 2284.4499 | 2284.4499 | 2284.4499 | 2284.4499 | 2284.4499 | 2284.4499 | 2284.4499 | 2284.4499 | 2284.4499 | 2284.4499 | 2284.4499 | 2284.4499
CDP2 | NSW | CNSW | Coordinated CER storage | 0.59798 | 0.93451 | 1.3494 | 1.776 | 2.2689 | 2.848 | 3.8284 | 5.1416 | 6.7929 | 8.8348 | 11.2982 | 14.1756 | 17.471 | 21.2071 | 25.3812 | 29.9855 | 35.0184 | 40.4848 | 46.3919 | 52.7376 | 59.6211 | 67.0433 | 74.9132 | 83.2358 | 91.9357 | 100.9613 | 105.2226 | 109.0428
CDP2 | NSW | CNSW | Other renewable fuels | 0 | 0 | 0 | 0 | 0 | 0 | 0 | 0 | 0 | 0 | 0 | 0 | 0 | 0 | 0 | 0 | 0 | 0 | 0 | 0 | 0 | 0 | 0 | 0 | 0 | 30 | 90 | 90
CDP2 | NSW | CNSW | DSP | 0 | 0 | 0 | 0 | 0 | 0 | 0 | 0 | 0 | 0 | 0 | 0 | 0 | 0 | 0 | 0 | 0 | 0 | 0 | 0 | 0 | 0 | 0 | 0 | 0 | 0 | 0 | 0
CDP2 | NSW | SNSW | Mid-merit gas | 0 | 0 | 0 | 0 | 0 | 0 | 0 | 0 | 0 | 0 | 0 | 0 | 0 | 0 | 0 | 0 | 0 | 0 | 0 | 0 | 0 | 0 | 0 | 0 | 0 | 0 | 0 | 0
CDP2 | NSW | SNSW | Flexible gas with CCS | 0 | 0 | 0 | 0 | 0 | 0 | 0 | 0 | 0 | 0 | 0 | 0 | 0 | 0 | 0 | 0 | 0 | 0 | 0 | 0 | 0 | 0 | 0 | 0 | 0 | 0 | 0 | 0
CDP2 | NSW | SNSW | Flexible gas | 0 | 0 | 0 | 0 | 0 | 0 | 0 | 0 | 0 | 0 | 0 | 0 | 0 | 0 | 0 | 0 | 0 | 0 | 0 | 0 | 0 | 0 | 0 | 0 | 0 | 0 | 0 | 0
CDP2 | NSW | SNSW | Hydro | 0 | 0 | 0 | 0 | 0 | 0 | 0 | 0 | 0 | 0 | 0 | 0 | 0 | 0 | 0 | 0 | 0 | 0 | 0 | 0 | 0 | 0 | 0 | 0 | 0 | 0 | 0 | 0
CDP2 | NSW | SNSW | Snowy 2.0 | 0 | 0 | 0 | 0 | 2200 | 2200 | 2200 | 2200 | 2200 | 2200 | 2200 | 2200 | 2200 | 2200 | 2200 | 2200 | 2200 | 2200 | 2200 | 2200 | 2200 | 2200 | 2200 | 2200 | 2200 | 2200 | 2200 | 2200
CDP2 | NSW | SNSW | Deep storage | 0 | 0 | 0 | 0 | 0 | 0 | 0 | 0 | 0 | 0 | 0 | 0 | 0 | 0 | 0 | 0 | 0 | 0 | 0 | 0 | 0 | 0 | 0 | 0 | 0 | 0 | 0 | 0
CDP2 | NSW | SNSW | Medium storage | 0 | 50 | 50 | 250 | 250 | 250.0003 | 250.0003 | 250.0003 | 250.0003 | 250.0003 | 250.0003 | 250.0003 | 250.0003 | 250.0003 | 250.0003 | 250.0003 | 250.0003 | 250.0003 | 250.0003 | 250.0003 | 250.0004 | 250.0004 | 250.0004 | 250.0004 | 250.0004 | 250.0005 | 250.0005 | 250.0005
CDP2 | NSW | SNSW | Shallow storage | 10 | 19.9 | 19.9 | 19.9 | 19.9 | 20.89 | 20.89 | 21.88 | 21.88 | 21.88 | 22.87 | 22.87 | 22.87 | 23.86 | 23.86 | 23.86 | 23.86 | 23.86 | 23.86 | 24.85 | 24.85 | 25.84 | 25.84 | 25.84 | 25.84 | 25.84 | 25.84 | 25.84
CDP2 | NSW | SNSW | Coordinated CER storage | 1.2069 | 1.9069 | 2.7656 | 3.7048 | 4.823 | 6.104 | 7.6428 | 9.603 | 12.0552 | 15.0904 | 18.749 | 23.0893 | 28.0961 | 33.8541 | 40.3371 | 47.5032 | 55.3701 | 64.0005 | 73.4087 | 83.6216 | 94.7478 | 106.9435 | 120.0443 | 134.0558 | 148.7861 | 164.2479 | 172.2574 | 179.4936
CDP2 | NSW | SNSW | Other renewable fuels | 0 | 0 | 0 | 0 | 0 | 0 | 0 | 0 | 0 | 0 | 0 | 0 | 0 | 0 | 0 | 0 | 0 | 0 | 0 | 0 | 0 | 0 | 0 | 0 | 0 | 0 | 0 | 0
CDP2 | NSW | SNSW | DSP | 0 | 0 | 0 | 0 | 0 | 0 | 0 | 0 | 0 | 0 | 0 | 0 | 0 | 0 | 0 | 0 | 0 | 0 | 0 | 0 | 0 | 0 | 0 | 0 | 0 | 0 | 0 | 0
CDP2 | NSW | SNW | Mid-merit gas | 0 | 0 | 0 | 0 | 0 | 0 | 0 | 0 | 0 | 0 | 0 | 0 | 0 | 0 | 0 | 0 | 0 | 0 | 0 | 0 | 0 | 0 | 0 | 0 | 0 | 0 | 0 | 0
CDP2 | NSW | SNW | Flexible gas with CCS | 0 | 0 | 0 | 0 | 0 | 0 | 0 | 0 | 0 | 0 | 0 | 0 | 0 | 0 | 0 | 0 | 0 | 0 | 0 | 0 | 0 | 0 | 0 | 0 | 0 | 0 | 0 | 0
CDP2 | NSW | SNW | Flexible gas | 0 | 0 | 0 | 0 | 0 | 0 | 0 | 0 | 0 | 0 | 0 | 0 | 0 | 0 | 0 | 0 | 0 | 0 | 279.5298 | 1022.383 | 2083.443 | 2083.443 | 2083.443 | 2083.443 | 2083.443 | 2083.443 | 2083.443 | 2083.443
CDP2 | NSW | SNW | Hydro | 0 | 0 | 0 | 0 | 0 | 0 | 0 | 0 | 0 | 0 | 0 | 0 | 0 | 0 | 0 | 0 | 0 | 0 | 0 | 0 | 0 | 0 | 0 | 0 | 0 | 0 | 0 | 0
CDP2 | NSW | SNW | Snowy 2.0 | 0 | 0 | 0 | 0 | 0 | 0 | 0 | 0 | 0 | 0 | 0 | 0 | 0 | 0 | 0 | 0 | 0 | 0 | 0 | 0 | 0 | 0 | 0 | 0 | 0 | 0 | 0 | 0
CDP2 | NSW | SNW | Deep storage | 0 | 0 | 0 | 0 | 0 | 0 | 0 | 0 | 0 | 0 | 0 | 0 | 0 | 0 | 0 | 0 | 0 | 0 | 0 | 0 | 0 | 0 | 0 | 0 | 0 | 0 | 0 | 0
CDP2 | NSW | SNW | Medium storage | 0 | 889.1447 | 889.1447 | 889.1447 | 889.1447 | 1493.9844 | 1493.9844 | 1493.9844 | 1493.9844 | 1493.9844 | 1493.9844 | 1493.9844 | 1493.9844 | 1493.9844 | 1493.9844 | 1493.9844 | 1493.9844 | 1493.9844 | 1493.9844 | 1493.9844 | 1493.9844 | 1493.9844 | 1493.9844 | 1493.9845 | 1493.9845 | 1493.9847 | 1493.9847 | 1493.9847
CDP2 | NSW | SNW | Shallow storage | 0 | 632.712 | 632.715 | 632.7234 | 668.3581 | 710.6941 | 1338.2461 | 1410.8221 | 1410.8221 | 1410.8221 | 1483.3981 | 1483.3981 | 1483.3981 | 1555.9741 | 1555.9741 | 1555.9741 | 1555.9741 | 1555.9741 | 1555.9741 | 1628.5501 | 1628.5501 | 1701.1261 | 1701.1261 | 1701.1261 | 1773.7021 | 1773.7021 | 1773.7021 | 1846.2781
CDP2 | NSW | SNW | Coordinated CER storage | 5.6995 | 8.9871 | 12.8326 | 16.9571 | 21.9697 | 27.6663 | 37.1937 | 49.6005 | 65.1327 | 84.2739 | 107.1493 | 134.0014 | 164.6224 | 199.4384 | 238.3244 | 281.0862 | 327.7038 | 378.3827 | 433.0554 | 491.83 | 555.0637 | 623.7244 | 696.5772 | 773.7214 | 854.3051 | 938.1119 | 977.5203 | 1012.8282
CDP2 | NSW | SNW | Other renewable fuels | 0 | 0 | 0 | 0 | 0 | 0 | 0 | 0 | 0 | 0 | 0 | 0 | 0 | 0 | 0 | 0 | 0 | 0 | 0 | 0 | 0 | 0 | 0 | 0 | 0 | 90 | 90 | 90
CDP2 | NSW | SNW | DSP | 6.2 | 12.66 | 21.31 | 162.35 | 348.57 | 513.64 | 583.98 | 654.28 | 724.54 | 733.3 | 742.8 | 750.47 | 760.19 | 768.7 | 779.55 | 788.11 | 799.57 | 801.47 | 805.15 | 811.59 | 809.52 | 812.34 | 814.56 | 812.98 | 816.87 | 821.19 | 829.44 | 848.51
CDP2 | QLD | NQ | Mid-merit gas | 0 | 0 | 0 | 0 | 0 | 0 | 0 | 0 | 0 | 0 | 0 | 0 | 0 | 0 | 0 | 0 | 0 | 0 | 0 | 0 | 0 | 0 | 0 | 0 | 0 | 0 | 0 | 0
CDP2 | QLD | NQ | Flexible gas with CCS | 0 | 0 | 0 | 0 | 0 | 0 | 0 | 0 | 0 | 0 | 0 | 0 | 0 | 0 | 0 | 0 | 0 | 0 | 0 | 0 | 0 | 0 | 0 | 0 | 0 | 0 | 0 | 0
CDP2 | QLD | NQ | Flexible gas | 0 | 0 | 0 | 0 | 0 | 0 | 0 | 0 | 0 | 0 | 0 | 0 | 0 | 0 | 0 | 0 | 0 | 0 | 0 | 0 | 0 | 0 | 0 | 0 | 0 | 0 | 0 | 0
CDP2 | QLD | NQ | Hydro | 0 | 0 | 0 | 0 | 0 | 0 | 0 | 0 | 0 | 0 | 0 | 0 | 0 | 0 | 0 | 0 | 0 | 0 | 0 | 0 | 0 | 0 | 0 | 0 | 0 | 0 | 0 | 0
CDP2 | QLD | NQ | Borumba | 0 | 0 | 0 | 0 | 0 | 0 | 0 | 0 | 0 | 0 | 0 | 0 | 0 | 0 | 0 | 0 | 0 | 0 | 0 | 0 | 0 | 0 | 0 | 0 | 0 | 0 | 0 | 0
CDP2 | QLD | NQ | Deep storage | 0 | 0 | 0 | 0 | 0 | 0 | 6.72e-06 | 7.87e-06 | 1.042e-05 | 0.00017608 | 0.00017608 | 2.6962 | 2.6962 | 2.6962 | 2.6962 | 2.6962 | 2.6962 | 2.6962 | 2.6962 | 2.6962 | 2.6962 | 2.6962 | 5.6521 | 20.132 | 162.9453 | 180.7298 | 180.7298 | 180.7298
CDP2 | QLD | NQ | Medium storage | 0 | 0 | 0 | 1.249e-05 | 1.502e-05 | 2.278e-05 | 2.278e-05 | 2.405e-05 | 2.644e-05 | 3.001e-05 | 3.109e-05 | 4.414e-05 | 0.00019345 | 0.00023698 | 0.00024191 | 0.00024191 | 0.00024191 | 0.00024191 | 0.00024191 | 0.00024191 | 0.00032674 | 0.00033231 | 0.00045018 | 0.00045018 | 0.00045018 | 0.00045018 | 0.00045018 | 0.00045018
CDP2 | QLD | NQ | Shallow storage | 0 | 0 | 300 | 300 | 300 | 300 | 300 | 300 | 300 | 300 | 300 | 300 | 300 | 300 | 300 | 300 | 300 | 300 | 300 | 300 | 300 | 300 | 300 | 300 | 300 | 300 | 300 | 300
CDP2 | QLD | NQ | Coordinated CER storage | 0.54674 | 0.92286 | 1.3551 | 1.8536 | 2.45 | 3.1702 | 4.191 | 5.5164 | 7.1545 | 9.1658 | 11.5718 | 14.4017 | 17.6021 | 21.2441 | 25.3028 | 29.7336 | 34.558 | 39.7965 | 45.4592 | 51.5796 | 58.257 | 65.4644 | 73.1388 | 81.3134 | 89.8287 | 98.6792 | 103.0372 | 107.0137
CDP2 | QLD | NQ | Other renewable fuels | 0 | 0 | 0 | 0 | 0 | 0 | 0 | 0 | 0 | 0 | 0 | 0 | 0 | 0 | 0 | 0 | 0 | 0 | 0 | 0 | 0 | 0 | 0 | 0 | 0 | 0 | 0 | 0
CDP2 | QLD | NQ | DSP | 0 | 0 | 0 | 0 | 0 | 0 | 0 | 0 | 0 | 0 | 0 | 0 | 0 | 0 | 0 | 0 | 0 | 0 | 0 | 0 | 0 | 0 | 0 | 0 | 0 | 0 | 0 | 0
CDP2 | QLD | GG | Mid-merit gas | 0 | 0 | 0 | 0 | 0 | 0 | 0 | 0 | 0 | 0 | 0 | 0 | 0 | 0 | 0 | 0 | 0 | 0 | 0 | 0 | 0 | 0 | 0 | 0 | 0 | 0 | 0 | 0
CDP2 | QLD | GG | Flexible gas with CCS | 0 | 0 | 0 | 0 | 0 | 0 | 0 | 0 | 0 | 0 | 0 | 0 | 0 | 0 | 0 | 0 | 0 | 0 | 0 | 0 | 0 | 0 | 0 | 0 | 0 | 0 | 0 | 0
CDP2 | QLD | GG | Flexible gas | 0 | 0 | 0 | 0 | 0 | 0 | 0 | 0 | 0 | 0 | 0 | 0 | 0 | 0 | 0 | 0 | 0 | 0 | 0 | 0 | 0 | 0 | 0 | 0 | 0 | 0 | 0 | 0
CDP2 | QLD | GG | Hydro | 0 | 0 | 0 | 0 | 0 | 0 | 0 | 0 | 0 | 0 | 0 | 0 | 0 | 0 | 0 | 0 | 0 | 0 | 0 | 0 | 0 | 0 | 0 | 0 | 0 | 0 | 0 | 0
CDP2 | QLD | GG | Borumba | 0 | 0 | 0 | 0 | 0 | 0 | 0 | 0 | 0 | 0 | 0 | 0 | 0 | 0 | 0 | 0 | 0 | 0 | 0 | 0 | 0 | 0 | 0 | 0 | 0 | 0 | 0 | 0
CDP2 | QLD | GG | Deep storage | 0 | 0 | 0 | 0 | 0 | 0 | 0 | 0 | 0 | 0 | 0 | 0 | 0 | 0 | 0 | 0 | 0 | 0 | 0 | 0 | 0 | 0 | 0 | 0 | 0 | 0 | 0 | 0
CDP2 | QLD | GG | Medium storage | 0 | 0 | 0 | 1.607e-05 | 1.607e-05 | 3.531e-05 | 3.531e-05 | 3.637e-05 | 3.922e-05 | 5.031e-05 | 5.031e-05 | 6.75e-05 | 0.00076759 | 0.0040872 | 0.0040949 | 0.0040949 | 0.0040949 | 0.0040949 | 0.0040949 | 0.0040949 | 0.004108 | 0.0041101 | 10.0076 | 93.6306 | 93.6308 | 729.0975 | 729.0975 | 758.2842
CDP2 | QLD | GG | Shallow storage | 0 | 400 | 400 | 400 | 400 | 400 | 400 | 400 | 400 | 400 | 400 | 400 | 400 | 400 | 400 | 400 | 400 | 400 | 400 | 400 | 400 | 400 | 400 | 400 | 400 | 400 | 400 | 400
CDP2 | QLD | GG | Coordinated CER storage | 0.026819 | 0.047887 | 0.071533 | 0.10153 | 0.13366 | 0.17572 | 0.25891 | 0.37299 | 0.52211 | 0.70955 | 0.93712 | 1.2071 | 1.5192 | 1.8769 | 2.2784 | 2.7246 | 3.2136 | 3.7508 | 4.3361 | 4.969 | 5.6604 | 6.4065 | 7.2009 | 8.0431 | 8.9264 | 9.8483 | 10.2976 | 10.7049
CDP2 | QLD | GG | Other renewable fuels | 0 | 0 | 0 | 0 | 0 | 0 | 0 | 0 | 0 | 0 | 0 | 0 | 0 | 0 | 0 | 0 | 0 | 0 | 0 | 0 | 0 | 0 | 0 | 0 | 0 | 0 | 0 | 0
CDP2 | QLD | GG | DSP | 0 | 0 | 0 | 0 | 0 | 0 | 0 | 0 | 0 | 0 | 0 | 0 | 0 | 0 | 0 | 0 | 0 | 0 | 0 | 0 | 0 | 0 | 0 | 0 | 0 | 0 | 0 | 0
CDP2 | QLD | CQ | Mid-merit gas | 0 | 0 | 0 | 0 | 0 | 0 | 0 | 0 | 0 | 0 | 0 | 0 | 0 | 0 | 0 | 0 | 0 | 0 | 0 | 0 | 0 | 0 | 0 | 0 | 0 | 0 | 0 | 0
CDP2 | QLD | CQ | Flexible gas with CCS | 0 | 0 | 0 | 0 | 0 | 0 | 0 | 0 | 0 | 0 | 0 | 0 | 0 | 0 | 0 | 0 | 0 | 0 | 0 | 0 | 0 | 0 | 0 | 0 | 0 | 0 | 0 | 0
CDP2 | QLD | CQ | Flexible gas | 0 | 0 | 0 | 0 | 0 | 0 | 0 | 0 | 0 | 0 | 0 | 0 | 0 | 0 | 0 | 0 | 0 | 0 | 0 | 0 | 0 | 0 | 0 | 0 | 0 | 0 | 0 | 0
CDP2 | QLD | CQ | Hydro | 0 | 0 | 0 | 0 | 0 | 0 | 0 | 0 | 0 | 0 | 0 | 0 | 0 | 0 | 0 | 0 | 0 | 0 | 0 | 0 | 0 | 0 | 0 | 0 | 0 | 0 | 0 | 0
CDP2 | QLD | CQ | Borumba | 0 | 0 | 0 | 0 | 0 | 0 | 0 | 0 | 0 | 0 | 0 | 0 | 0 | 0 | 0 | 0 | 0 | 0 | 0 | 0 | 0 | 0 | 0 | 0 | 0 | 0 | 0 | 0
CDP2 | QLD | CQ | Deep storage | 0 | 0 | 0 | 0 | 0 | 0 | 6.82e-06 | 8.06e-06 | 1.128e-05 | 0.00017595 | 0.00017595 | 0.00017595 | 0.00017595 | 0.00017595 | 0.00017853 | 0.00017853 | 0.00017853 | 0.00017853 | 0.00017853 | 0.00017853 | 0.00038346 | 0.00038469 | 0.00039407 | 0.0003954 | 61.4851 | 238.9757 | 238.9757 | 400
CDP2 | QLD | CQ | Medium storage | 0 | 0 | 0 | 1.772e-05 | 2.145e-05 | 3.584e-05 | 4.347e-05 | 4.57e-05 | 4.915e-05 | 0.00016836 | 0.00016836 | 0.0010994 | 0.0017995 | 0.0051189 | 0.00513 | 0.00513 | 0.00513 | 0.00513 | 0.00513 | 0.00513 | 0.0051636 | 0.0051694 | 10.0021 | 27.9477 | 27.9479 | 447.0782 | 447.0782 | 711.1922
CDP2 | QLD | CQ | Shallow storage | 0 | 0 | 0 | 150 | 150 | 150 | 150 | 150 | 150 | 150 | 150 | 150 | 150 | 150 | 150 | 150 | 150 | 150 | 150 | 150 | 150 | 150 | 150 | 150 | 150 | 150 | 150 | 150
CDP2 | QLD | CQ | Coordinated CER storage | 0.49915 | 0.855 | 1.2505 | 1.7306 | 2.2741 | 2.9451 | 4.0203 | 5.4257 | 7.2073 | 9.4204 | 12.0769 | 15.2024 | 18.7874 | 22.8688 | 27.4354 | 32.4602 | 37.9331 | 43.9154 | 50.3996 | 57.404 | 65.0752 | 73.3346 | 82.131 | 91.474 | 101.254 | 111.4193 | 116.4019 | 120.9195
CDP2 | QLD | CQ | Other renewable fuels | 0 | 0 | 0 | 0 | 0 | 0 | 0 | 0 | 0 | 0 | 0 | 0 | 0 | 0 | 0 | 0 | 0 | 0 | 0 | 0 | 0 | 0 | 0 | 0 | 0 | 0 | 0 | 0
CDP2 | QLD | CQ | DSP | 0 | 0 | 0 | 0 | 0 | 0 | 0 | 0 | 0 | 0 | 0 | 0 | 0 | 0 | 0 | 0 | 0 | 0 | 0 | 0 | 0 | 0 | 0 | 0 | 0 | 0 | 0 | 0
CDP2 | QLD | SQ | Mid-merit gas | 0 | 0 | 0 | 0 | 0 | 0 | 0 | 0 | 0 | 0 | 0 | 0 | 0 | 0 | 0 | 0 | 0 | 0 | 0 | 0 | 0 | 0 | 0 | 0 | 0 | 0 | 0 | 0
CDP2 | QLD | SQ | Flexible gas with CCS | 0 | 0 | 0 | 0 | 0 | 0 | 0 | 0 | 0 | 0 | 0 | 0 | 0 | 0 | 0 | 0 | 0 | 0 | 0 | 0 | 0 | 0 | 0 | 0 | 0 | 0 | 0 | 0
CDP2 | QLD | SQ | Flexible gas | 0 | 0 | 200 | 200 | 200 | 200 | 200 | 200 | 200 | 457.4666 | 998.7919 | 1416.8835 | 1665.8826 | 1665.8826 | 1875.2685 | 1875.2685 | 1875.2685 | 2040.9151 | 2693.5014 | 2693.5014 | 2693.5014 | 2693.5014 | 3452.8543 | 3452.8543 | 3452.8543 | 3452.8543 | 3452.8543 | 3645.6128
CDP2 | QLD | SQ | Hydro | 0 | 0 | 0 | 0 | 0 | 0 | 0 | 0 | 0 | 0 | 0 | 0 | 0 | 0 | 0 | 0 | 0 | 0 | 0 | 0 | 0 | 0 | 0 | 0 | 0 | 0 | 0 | 0
CDP2 | QLD | SQ | Borumba | 0 | 0 | 0 | 0 | 0 | 0 | 0 | 1998 | 1998 | 1998 | 1998 | 1998 | 1998 | 1998 | 1998 | 1998 | 1998 | 1998 | 1998 | 1998 | 1998 | 1998 | 1998 | 1998 | 1998 | 1998 | 1998 | 1998
CDP2 | QLD | SQ | Deep storage | 0 | 0 | 0 | 0 | 0 | 0 | 0 | 0 | 0 | 0 | 0 | 0 | 0 | 0 | 0 | 0 | 0 | 0 | 0 | 0 | 0 | 0 | 0 | 0 | 0 | 0 | 0 | 0
CDP2 | QLD | SQ | Medium storage | 0 | 0 | 0 | 1.286e-05 | 1.637e-05 | 2.958e-05 | 2.958e-05 | 3.113e-05 | 5.14e-05 | 5.383e-05 | 5.383e-05 | 5.652e-05 | 0.00091149 | 148.2108 | 148.2108 | 148.2108 | 148.2108 | 148.2108 | 148.2108 | 148.2108 | 148.2108 | 148.2108 | 314.5978 | 314.5978 | 314.5978 | 821.1241 | 821.1241 | 821.1241
CDP2 | QLD | SQ | Shallow storage | 714.16 | 1020.16 | 1020.16 | 1020.16 | 1020.16 | 1020.16 | 1020.16 | 1020.16 | 1020.16 | 1020.16 | 1020.16 | 1020.16 | 1020.16 | 1020.16 | 1020.16 | 1020.16 | 1020.16 | 1020.16 | 1020.16 | 1020.16 | 1020.16 | 1020.16 | 1020.16 | 1020.16 | 1020.16 | 1020.16 | 1020.16 | 1020.16
CDP2 | QLD | SQ | Coordinated CER storage | 2.6949 | 4.6149 | 6.8273 | 9.399 | 12.4206 | 16.2636 | 22.9345 | 31.7049 | 42.7505 | 56.464 | 72.9637 | 92.4549 | 114.7868 | 140.326 | 168.9326 | 200.4226 | 234.721 | 272.1627 | 312.8429 | 356.7965 | 404.3261 | 456.2111 | 511.5074 | 570.2605 | 631.7811 | 695.9349 | 727.3631 | 755.8908
CDP2 | QLD | SQ | Other renewable fuels | 0 | 0 | 0 | 0 | 0 | 0 | 0 | 0 | 0 | 0 | 0 | 0 | 0 | 0 | 0 | 0 | 0 | 0 | 0 | 0 | 0 | 0 | 0 | 0 | 0 | 0 | 90 | 90
CDP2 | QLD | SQ | DSP | 3.25 | 5.13 | 9.91 | 13.47 | 17.87 | 1.79 | 7.34 | 11.4 | 15.32 | 20.33 | 25.8 | 31.69 | 38.24 | 42.35 | 46.79 | 53.33 | 57.04 | 59.69 | 63.14 | 66.16 | 68.23 | 70.89 | 74.75 | 77.21 | 85.81 | 92.63 | 99.97 | 101.49
CDP2 | VIC | VIC | Mid-merit gas | 0 | 0 | 0 | 0 | 0 | 0 | 0 | 0 | 0 | 0 | 0 | 0 | 0 | 0 | 0 | 0 | 0 | 0 | 0 | 0 | 0 | 0 | 0 | 0 | 0 | 0 | 0 | 0
CDP2 | VIC | VIC | Flexible gas with CCS | 0 | 0 | 0 | 0 | 0 | 0 | 0 | 0 | 0 | 0 | 0 | 0 | 0 | 0 | 0 | 0 | 0 | 0 | 0 | 0 | 0 | 0 | 0 | 0 | 0 | 0 | 0 | 0
CDP2 | VIC | VIC | Flexible gas | 0 | 0 | 0 | 0 | 0 | 0 | 0 | 0 | 0 | 0 | 0 | 0 | 0 | 0 | 0 | 0 | 0 | 0 | 0.00063801 | 0.00063801 | 0.00063801 | 0.00063801 | 0.00063801 | 628.5421 | 628.5421 | 628.5421 | 628.5421 | 1496.81
CDP2 | VIC | VIC | Hydro | 0 | 0 | 0 | 0 | 0 | 0 | 0 | 0 | 0 | 0 | 0 | 0 | 0 | 0 | 0 | 0 | 0 | 0 | 0 | 0 | 0 | 0 | 0 | 0 | 0 | 0 | 0 | 0
CDP2 | VIC | VIC | Deep storage | 0 | 0 | 0 | 0 | 0 | 0 | 6.32e-06 | 1.272e-05 | 3.272e-05 | 73.0273 | 73.0273 | 73.0273 | 73.0273 | 73.0273 | 73.0273 | 73.0273 | 73.0273 | 73.0273 | 73.0273 | 73.0273 | 648.7769 | 648.7769 | 648.7769 | 648.7769 | 648.7769 | 648.7769 | 648.7769 | 648.7769
CDP2 | VIC | VIC | Medium storage | 0 | 0 | 350 | 350 | 350 | 350 | 350 | 350 | 350 | 350.0004 | 350.0004 | 350.0004 | 350.0004 | 350.0004 | 350.0004 | 350.0004 | 350.0004 | 350.0004 | 350.0004 | 350.0004 | 350.0004 | 350.0004 | 350.0004 | 350.0007 | 350.0007 | 350.0007 | 350.0007 | 350.0007
CDP2 | VIC | VIC | Shallow storage | 180 | 1691.51 | 1756.3103 | 2215.0899 | 2215.0899 | 2421.4 | 2428.7 | 2940.4 | 3451.3399 | 3940.0123 | 5548.8923 | 5548.8923 | 5555.4923 | 5555.4923 | 5555.4923 | 5555.4923 | 5555.4923 | 5555.4923 | 5555.4923 | 5555.4923 | 5562.0923 | 5562.0923 | 5562.0923 | 5562.0923 | 5562.0923 | 5562.0923 | 5562.0923 | 5562.0923
CDP2 | VIC | VIC | Coordinated CER storage | 8.9163 | 14.4987 | 20.4798 | 27.3899 | 35.853 | 45.8051 | 59.1688 | 76.2585 | 97.3343 | 123.084 | 153.6475 | 189.3602 | 229.872 | 275.8842 | 327.0848 | 383.0564 | 443.7316 | 509.6502 | 580.9109 | 657.633 | 740.6541 | 830.7914 | 926.6572 | 1028.3543 | 1134.4025 | 1244.5508 | 1298.531 | 1347.4871
CDP2 | VIC | VIC | Other renewable fuels | 0 | 0 | 0 | 0 | 0 | 0 | 0 | 0 | 0 | 0 | 0 | 0 | 0 | 0 | 0 | 0 | 0 | 0 | 0 | 0 | 0 | 0 | 0 | 0 | 0 | 0 | 90 | 90
CDP2 | VIC | VIC | DSP | 2.06 | 5.47 | -2.91 | 1.75 | 7.82 | 14.87 | 19.28 | 25.16 | 29.26 | 33.97 | 36.82 | 39.34 | 41.6 | 44.07 | 46.76 | 49.93 | 53.23 | 55.16 | 57.69 | 59.14 | 59.83 | 61.47 | 61.87 | 60.96 | 59.14 | 58.56 | 59.5 | 61.38
CDP2 | SA | CSA | Mid-merit gas | 0 | 0 | 0 | 0 | 0 | 0 | 0 | 0 | 0 | 0 | 0 | 0 | 0 | 0 | 0 | 0 | 0 | 0 | 0 | 0 | 0 | 0 | 0 | 0 | 0 | 0 | 0 | 0
CDP2 | SA | CSA | Flexible gas with CCS | 0 | 0 | 0 | 0 | 0 | 0 | 0 | 0 | 0 | 0 | 0 | 0 | 0 | 0 | 0 | 0 | 0 | 0 | 0 | 0 | 0 | 0 | 0 | 0 | 0 | 0 | 0 | 0
CDP2 | SA | CSA | Flexible gas | 0 | 200 | 200 | 200 | 200 | 200 | 200 | 200 | 200 | 465 | 465 | 465 | 465 | 465 | 479.9726 | 479.9726 | 479.9726 | 479.9726 | 608.9158 | 927.1226 | 927.1226 | 927.1226 | 927.1226 | 927.1226 | 927.1226 | 927.1226 | 927.1226 | 927.1226
CDP2 | SA | CSA | Hydro | 0 | 0 | 0 | 0 | 0 | 0 | 0 | 0 | 0 | 0 | 0 | 0 | 0 | 0 | 0 | 0 | 0 | 0 | 0 | 0 | 0 | 0 | 0 | 0 | 0 | 0 | 0 | 0
CDP2 | SA | CSA | Deep storage | 0 | 0 | 0 | 0 | 0 | 0 | 3.45e-06 | 3.45e-06 | 3.45e-06 | 5.75e-06 | 5.75e-06 | 5.75e-06 | 5.75e-06 | 5.75e-06 | 7.59e-06 | 7.59e-06 | 7.59e-06 | 7.59e-06 | 7.59e-06 | 8.59e-06 | 1.944e-05 | 1.944e-05 | 1.944e-05 | 1.944e-05 | 1.944e-05 | 2.093e-05 | 2.093e-05 | 2.093e-05
CDP2 | SA | CSA | Medium storage | 0 | 0 | 0 | 1.494e-05 | 1.835e-05 | 2.553e-05 | 2.553e-05 | 2.553e-05 | 2.553e-05 | 2.894e-05 | 2.894e-05 | 2.894e-05 | 2.894e-05 | 2.894e-05 | 3.483e-05 | 3.483e-05 | 3.483e-05 | 3.483e-05 | 3.483e-05 | 3.78e-05 | 0.00010775 | 0.00011595 | 113.1785 | 919.1183 | 919.1183 | 1535.6336 | 1535.6336 | 1535.6336
CDP2 | SA | CSA | Shallow storage | 200 | 494.98 | 1113.9102 | 1767.6266 | 1773.6466 | 1773.6466 | 1773.6466 | 1773.6466 | 1773.6466 | 1773.6466 | 1773.6466 | 1773.6466 | 1773.6466 | 1773.6466 | 1773.6466 | 1773.6466 | 1773.6466 | 1773.6466 | 1779.6666 | 1779.6666 | 1779.6666 | 1779.6666 | 1779.6666 | 1779.6666 | 1779.6666 | 1779.6666 | 1779.6666 | 1779.6666
CDP2 | SA | CSA | Coordinated CER storage | 16.7205 | 23.834 | 30.7542 | 38.4284 | 46.3958 | 56.1694 | 65.5626 | 76.1609 | 87.8108 | 100.9146 | 115.316 | 131.1314 | 147.8365 | 166.0114 | 185.1899 | 204.9252 | 225.1394 | 246.2665 | 268.3666 | 291.4341 | 316.4262 | 343.1106 | 371.0707 | 400.3204 | 429.9417 | 459.8761 | 474.9413 | 488.2607
CDP2 | SA | CSA | Other renewable fuels | 0 | 0 | 0 | 0 | 0 | 0 | 0 | 0 | 0 | 0 | 0 | 0 | 0 | 0 | 0 | 0 | 0 | 0 | 0 | 0 | 0 | 0 | 0 | 0 | 0 | 0 | 0 | 0
CDP2 | SA | CSA | DSP | 0.71 | 1.71 | 2.99 | 4.28 | 4.85 | 5.57 | 6.09 | 6.75 | 7.31 | 8.12 | 8.79 | 9.5 | 10.12 | 10.65 | 11.15 | 11.67 | 12.28 | 12.76 | 13.22 | 13.5 | 13.63 | 13.47 | 13.24 | 12.87 | 12.46 | 12.52 | 12.77 | 13.08
CDP2 | SA | SESA | Mid-merit gas | 0 | 0 | 0 | 0 | 0 | 0 | 0 | 0 | 0 | 0 | 0 | 0 | 0 | 0 | 0 | 0 | 0 | 0 | 0 | 0 | 0 | 0 | 0 | 0 | 0 | 0 | 0 | 0
CDP2 | SA | SESA | Flexible gas with CCS | 0 | 0 | 0 | 0 | 0 | 0 | 0 | 0 | 0 | 0 | 0 | 0 | 0 | 0 | 0 | 0 | 0 | 0 | 0 | 0 | 0 | 0 | 0 | 0 | 0 | 0 | 0 | 0
CDP2 | SA | SESA | Flexible gas | 0 | 0 | 0 | 0 | 0 | 0 | 0 | 0 | 0 | 0 | 0 | 0 | 0 | 0 | 0 | 0 | 0 | 0 | 0 | 0 | 0 | 0 | 0 | 0 | 0 | 0 | 0 | 0
CDP2 | SA | SESA | Hydro | 0 | 0 | 0 | 0 | 0 | 0 | 0 | 0 | 0 | 0 | 0 | 0 | 0 | 0 | 0 | 0 | 0 | 0 | 0 | 0 | 0 | 0 | 0 | 0 | 0 | 0 | 0 | 0
CDP2 | SA | SESA | Deep storage | 0 | 0 | 0 | 0 | 0 | 0 | 0 | 0 | 0 | 0 | 0 | 0 | 0 | 0 | 0 | 0 | 0 | 0 | 0 | 0 | 0 | 0 | 0 | 0 | 0 | 0 | 0 | 0
CDP2 | SA | SESA | Medium storage | 0 | 0 | 0 | 1.445e-05 | 1.789e-05 | 2.41e-05 | 2.41e-05 | 2.522e-05 | 2.627e-05 | 2.925e-05 | 2.925e-05 | 2.925e-05 | 2.925e-05 | 2.925e-05 | 3.356e-05 | 3.356e-05 | 3.356e-05 | 3.356e-05 | 3.356e-05 | 3.356e-05 | 8.581e-05 | 8.731e-05 | 0.00018499 | 0.0021791 | 0.0021791 | 0.0021791 | 0.0021791 | 0.0021791
CDP2 | SA | SESA | Shallow storage | 0 | 0 | 0 | 0 | 0 | 0 | 0 | 0 | 0 | 0 | 0 | 0 | 0 | 0 | 0 | 0 | 0 | 0 | 0 | 0 | 0 | 0 | 0 | 0 | 0 | 0 | 0 | 0
CDP2 | SA | SESA | Coordinated CER storage | 0.61122 | 0.88308 | 1.1524 | 1.4493 | 1.7585 | 2.151 | 2.5347 | 2.9572 | 3.4253 | 3.9705 | 4.6092 | 5.2767 | 6.0254 | 6.8004 | 7.6143 | 8.4664 | 9.35 | 10.2723 | 11.2305 | 12.2735 | 13.437 | 14.6473 | 15.9009 | 17.214 | 18.5458 | 19.8997 | 20.5756 | 21.2128
CDP2 | SA | SESA | Other renewable fuels | 0 | 0 | 0 | 0 | 0 | 0 | 0 | 0 | 0 | 0 | 0 | 0 | 0 | 0 | 0 | 0 | 0 | 0 | 0 | 0 | 0 | 0 | 0 | 0 | 0 | 0 | 0 | 0
CDP2 | SA | SESA | DSP | 0 | 0 | 0 | 0 | 0 | 0 | 0 | 0 | 0 | 0 | 0 | 0 | 0 | 0 | 0 | 0 | 0 | 0 | 0 | 0 | 0 | 0 | 0 | 0 | 0 | 0 | 0 | 0
CDP2 | TAS | TAS | Mid-merit gas | 0 | 0 | 0 | 0 | 0 | 0 | 0 | 0 | 0 | 0 | 0 | 0 | 0 | 0 | 0 | 0 | 0 | 0 | 0 | 0 | 0 | 0 | 0 | 0 | 0 | 0 | 0 | 0
CDP2 | TAS | TAS | Flexible gas with CCS | 0 | 0 | 0 | 0 | 0 | 0 | 0 | 0 | 0 | 0 | 0 | 0 | 0 | 0 | 0 | 0 | 0 | 0 | 0 | 0 | 0 | 0 | 0 | 0 | 0 | 0 | 0 | 0
CDP2 | TAS | TAS | Flexible gas | 0 | 0 | 0 | 0 | 0 | 0 | 0 | 0 | 0 | 0 | 0 | 0 | 0 | 0 | 0 | 0 | 0 | 0 | 0 | 0 | 0 | 0 | 0 | 0 | 0 | 0 | 0 | 0
CDP2 | TAS | TAS | Hydro | 0 | 0 | 0 | 0 | 0 | 0 | 390 | 390 | 390 | 390 | 390 | 390 | 390 | 390 | 390 | 390 | 390 | 390 | 390 | 390 | 390 | 390 | 390 | 390 | 390 | 390 | 390 | 390
CDP2 | TAS | TAS | Deep storage | 0 | 0 | 0 | 0 | 0 | 0 | 1.783e-05 | 2.161e-05 | 0.00011192 | 0.00012975 | 0.00012975 | 0.00012975 | 67.0801 | 80.5319 | 80.5319 | 80.5319 | 80.5319 | 80.5319 | 162.6301 | 457.955 | 1121 | 1121 | 1121 | 1121 | 1121 | 1121 | 1121 | 1121
CDP2 | TAS | TAS | Medium storage | 0 | 0 | 0 | 1.208e-05 | 1.347e-05 | 1.498e-05 | 1.498e-05 | 1.667e-05 | 1.874e-05 | 2.098e-05 | 2.098e-05 | 2.098e-05 | 2.098e-05 | 2.098e-05 | 2.256e-05 | 2.466e-05 | 2.595e-05 | 2.719e-05 | 2.719e-05 | 2.719e-05 | 3.318e-05 | 3.318e-05 | 3.813e-05 | 3.813e-05 | 3.813e-05 | 3.813e-05 | 3.813e-05 | 3.813e-05
CDP2 | TAS | TAS | Shallow storage | 0 | 0 | 0 | 0 | 0 | 0 | 0 | 0 | 0 | 0 | 0 | 0 | 0 | 0 | 0 | 0 | 0 | 0 | 0 | 0 | 0 | 0 | 0 | 0 | 0 | 0 | 0 | 0
CDP2 | TAS | TAS | Coordinated CER storage | 0.49202 | 0.81972 | 1.1904 | 1.6174 | 2.1106 | 2.7326 | 3.2327 | 3.8671 | 4.6719 | 5.7102 | 7.0106 | 8.6052 | 10.485 | 12.7058 | 15.2558 | 18.1129 | 21.2812 | 24.7979 | 28.677 | 32.9257 | 37.5563 | 42.7068 | 48.2882 | 54.3035 | 60.6636 | 67.3654 | 71.0896 | 74.411
CDP2 | TAS | TAS | Other renewable fuels | 0 | 0 | 0 | 0 | 0 | 0 | 0 | 0 | 0 | 0 | 0 | 0 | 0 | 0 | 0 | 0 | 0 | 0 | 0 | 0 | 0 | 0 | 0 | 0 | 0 | 0 | 0 | 0
CDP2 | TAS | TAS | DSP | 0.05 | -0.71 | -1.41 | -1.38 | -1.29 | -1.16 | -1.04 | -0.94 | -0.9 | -0.89 | -0.86 | -0.89 | -0.87 | -0.86 | -0.84 | -0.83 | -0.79 | -0.77 | -0.75 | -0.74 | -0.76 | -0.76 | -0.77 | -0.76 | -0.75 | -0.81 | -0.92 | -0.99
CDP3 | NSW | NNSW | Mid-merit gas | 0 | 0 | 0 | 0 | 0 | 0 | 0 | 0 | 0 | 0 | 0 | 0 | 0 | 0 | 0 | 0 | 0 | 0 | 0 | 0 | 0 | 0 | 0 | 0 | 0 | 0 | 0 | 0
CDP3 | NSW | NNSW | Flexible gas with CCS | 0 | 0 | 0 | 0 | 0 | 0 | 0 | 0 | 0 | 0 | 0 | 0 | 0 | 0 | 0 | 0 | 0 | 0 | 0 | 0 | 0 | 0 | 0 | 0 | 0 | 0 | 0 | 0
CDP3 | NSW | NNSW | Flexible gas | 0 | 0 | 0 | 0 | 0 | 0 | 0 | 0 | 0 | 0 | 0 | 0 | 0 | 0 | 0 | 0 | 0 | 0 | 0 | 0 | 0 | 0 | 0 | 0 | 0 | 0 | 0 | 0
CDP3 | NSW | NNSW | Hydro | 0 | 0 | 0 | 0 | 0 | 0 | 0 | 0 | 0 | 0 | 0 | 0 | 0 | 0 | 0 | 0 | 0 | 0 | 0 | 0 | 0 | 0 | 0 | 0 | 0 | 0 | 0 | 0
CDP3 | NSW | NNSW | Snowy 2.0 | 0 | 0 | 0 | 0 | 0 | 0 | 0 | 0 | 0 | 0 | 0 | 0 | 0 | 0 | 0 | 0 | 0 | 0 | 0 | 0 | 0 | 0 | 0 | 0 | 0 | 0 | 0 | 0
CDP3 | NSW | NNSW | Deep storage | 0 | 0 | 0 | 0 | 0 | 0 | 1.55e-05 | 1.862e-05 | 1.862e-05 | 2.091e-05 | 2.989e-05 | 3.997e-05 | 4.913e-05 | 5.017e-05 | 5.297e-05 | 5.297e-05 | 5.297e-05 | 5.886e-05 | 5.886e-05 | 7.648e-05 | 1000 | 1000 | 1000 | 1000 | 1000 | 1000 | 1000 | 1000
CDP3 | NSW | NNSW | Medium storage | 0 | 0 | 275 | 275.0001 | 382.9079 | 1188.9121 | 1188.9121 | 1188.9121 | 1188.9121 | 1188.9121 | 1188.9121 | 1188.9121 | 1188.9121 | 1188.9121 | 1188.9121 | 1188.9121 | 1188.9121 | 1188.9121 | 1188.9121 | 1188.9122 | 1188.9123 | 1188.9123 | 1188.9123 | 1782.1362 | 1782.1362 | 2128.6676 | 2128.6676 | 2463.9125
CDP3 | NSW | NNSW | Shallow storage | 0 | 30 | 230 | 430 | 430 | 430 | 430 | 430 | 430 | 430 | 430 | 430 | 430 | 430 | 430 | 430 | 430 | 430 | 430 | 430 | 430 | 430 | 430 | 430 | 430 | 430 | 430 | 430
CDP3 | NSW | NNSW | Coordinated CER storage | 1.4111 | 2.2004 | 3.1378 | 4.0696 | 5.2015 | 6.5092 | 8.3028 | 10.6013 | 13.4299 | 16.8869 | 20.9596 | 25.6995 | 31.0392 | 37.0757 | 43.7606 | 51.0565 | 58.967 | 67.5443 | 76.7721 | 86.6761 | 97.4085 | 108.9366 | 121.1526 | 134.0682 | 147.4952 | 161.4022 | 167.974 | 173.8539
CDP3 | NSW | NNSW | Other renewable fuels | 0 | 0 | 0 | 0 | 0 | 0 | 0 | 0 | 0 | 0 | 0 | 0 | 0 | 0 | 0 | 0 | 0 | 0 | 0 | 0 | 0 | 0 | 0 | 0 | 0 | 0 | 90 | 90
CDP3 | NSW | NNSW | DSP | 0 | 0 | 0 | 0 | 0 | 0 | 0 | 0 | 0 | 0 | 0 | 0 | 0 | 0 | 0 | 0 | 0 | 0 | 0 | 0 | 0 | 0 | 0 | 0 | 0 | 0 | 0 | 0
CDP3 | NSW | CNSW | Mid-merit gas | 0 | 0 | 0 | 0 | 0 | 0 | 0 | 0 | 0 | 0 | 0 | 0 | 0 | 0 | 0 | 0 | 0 | 0 | 0 | 0 | 0 | 0 | 0 | 0 | 0 | 0 | 0 | 0
CDP3 | NSW | CNSW | Flexible gas with CCS | 0 | 0 | 0 | 0 | 0 | 0 | 0 | 0 | 0 | 0 | 0 | 0 | 0 | 0 | 0 | 0 | 0 | 0 | 0 | 0 | 0 | 0 | 0 | 0 | 0 | 0 | 0 | 0
CDP3 | NSW | CNSW | Flexible gas | 0 | 0 | 0 | 0 | 0 | 0 | 0 | 0 | 0 | 0 | 0 | 0 | 0 | 0 | 0 | 0 | 0 | 0 | 0 | 0 | 0 | 0 | 0 | 0 | 0 | 0 | 0 | 0
CDP3 | NSW | CNSW | Hydro | 0 | 0 | 0 | 0 | 0 | 0 | 0 | 0 | 0 | 0 | 0 | 0 | 0 | 0 | 0 | 0 | 0 | 0 | 0 | 0 | 0 | 0 | 0 | 0 | 0 | 0 | 0 | 0
CDP3 | NSW | CNSW | Snowy 2.0 | 0 | 0 | 0 | 0 | 0 | 0 | 0 | 0 | 0 | 0 | 0 | 0 | 0 | 0 | 0 | 0 | 0 | 0 | 0 | 0 | 0 | 0 | 0 | 0 | 0 | 0 | 0 | 0
CDP3 | NSW | CNSW | Deep storage | 0 | 0 | 0 | 0 | 0 | 0 | 0 | 0 | 0 | 0 | 0 | 0 | 0 | 0 | 0 | 0 | 0 | 0 | 0 | 0 | 0 | 0 | 0 | 0 | 0 | 0 | 0 | 0
CDP3 | NSW | CNSW | Medium storage | 0 | 549 | 549 | 917.46 | 917.46 | 957.4945 | 957.4945 | 997.5145 | 997.5145 | 997.5145 | 1037.5345 | 1037.5345 | 1037.5345 | 1077.5545 | 1077.5545 | 1077.5545 | 1077.5545 | 1077.5545 | 1077.5545 | 1117.5745 | 1117.5745 | 1157.5945 | 1157.5945 | 1157.5945 | 1197.6145 | 1197.6145 | 1197.6145 | 1237.6346
CDP3 | NSW | CNSW | Shallow storage | 0 | 20 | 30.0619 | 321.407 | 1706.4866 | 1706.4866 | 1706.4866 | 1706.4866 | 1706.4866 | 1706.4866 | 1706.4866 | 1706.4866 | 1706.4866 | 1706.4866 | 1706.4866 | 1706.4866 | 1706.4866 | 1706.4866 | 1706.4866 | 1706.4866 | 1706.4866 | 1706.4866 | 1706.4866 | 1706.4866 | 1706.4866 | 1706.4866 | 1706.4866 | 1706.4866
CDP3 | NSW | CNSW | Coordinated CER storage | 0.59798 | 0.93451 | 1.3494 | 1.776 | 2.2689 | 2.848 | 3.8284 | 5.1416 | 6.7929 | 8.8348 | 11.2982 | 14.1756 | 17.471 | 21.2071 | 25.3812 | 29.9855 | 35.0184 | 40.4848 | 46.3919 | 52.7376 | 59.6211 | 67.0433 | 74.9132 | 83.2358 | 91.9357 | 100.9613 | 105.2226 | 109.0428
CDP3 | NSW | CNSW | Other renewable fuels | 0 | 0 | 0 | 0 | 0 | 0 | 0 | 0 | 0 | 0 | 0 | 0 | 0 | 0 | 0 | 0 | 0 | 0 | 0 | 0 | 0 | 0 | 0 | 0 | 0 | 30 | 90 | 90
CDP3 | NSW | CNSW | DSP | 0 | 0 | 0 | 0 | 0 | 0 | 0 | 0 | 0 | 0 | 0 | 0 | 0 | 0 | 0 | 0 | 0 | 0 | 0 | 0 | 0 | 0 | 0 | 0 | 0 | 0 | 0 | 0
CDP3 | NSW | SNSW | Mid-merit gas | 0 | 0 | 0 | 0 | 0 | 0 | 0 | 0 | 0 | 0 | 0 | 0 | 0 | 0 | 0 | 0 | 0 | 0 | 0 | 0 | 0 | 0 | 0 | 0 | 0 | 0 | 0 | 0
CDP3 | NSW | SNSW | Flexible gas with CCS | 0 | 0 | 0 | 0 | 0 | 0 | 0 | 0 | 0 | 0 | 0 | 0 | 0 | 0 | 0 | 0 | 0 | 0 | 0 | 0 | 0 | 0 | 0 | 0 | 0 | 0 | 0 | 0
CDP3 | NSW | SNSW | Flexible gas | 0 | 0 | 0 | 0 | 0 | 0 | 0 | 0 | 0 | 0 | 0 | 0 | 0 | 0 | 0 | 0 | 0 | 0 | 0 | 0 | 0 | 0 | 0 | 0 | 0 | 0 | 0 | 0
CDP3 | NSW | SNSW | Hydro | 0 | 0 | 0 | 0 | 0 | 0 | 0 | 0 | 0 | 0 | 0 | 0 | 0 | 0 | 0 | 0 | 0 | 0 | 0 | 0 | 0 | 0 | 0 | 0 | 0 | 0 | 0 | 0
CDP3 | NSW | SNSW | Snowy 2.0 | 0 | 0 | 0 | 0 | 2200 | 2200 | 2200 | 2200 | 2200 | 2200 | 2200 | 2200 | 2200 | 2200 | 2200 | 2200 | 2200 | 2200 | 2200 | 2200 | 2200 | 2200 | 2200 | 2200 | 2200 | 2200 | 2200 | 2200
CDP3 | NSW | SNSW | Deep storage | 0 | 0 | 0 | 0 | 0 | 0 | 0 | 0 | 0 | 0 | 0 | 0 | 0 | 0 | 0 | 0 | 0 | 0 | 0 | 0 | 0 | 0 | 0 | 0 | 0 | 0 | 0 | 0
CDP3 | NSW | SNSW | Medium storage | 0 | 50 | 50 | 250 | 250 | 335.0792 | 335.0792 | 335.0792 | 335.0792 | 335.0792 | 335.0792 | 335.0792 | 335.0792 | 335.0792 | 335.0792 | 335.0792 | 335.0792 | 335.0792 | 335.0792 | 335.0792 | 335.0792 | 335.0792 | 335.0792 | 335.0792 | 335.0792 | 335.0792 | 335.0792 | 335.0792
CDP3 | NSW | SNSW | Shallow storage | 10 | 19.9 | 19.9 | 19.9 | 19.9 | 20.89 | 20.89 | 21.88 | 21.88 | 21.88 | 22.87 | 22.87 | 22.87 | 23.86 | 23.86 | 23.86 | 23.86 | 23.86 | 23.86 | 24.85 | 24.85 | 25.84 | 25.84 | 25.84 | 25.84 | 25.84 | 25.84 | 25.84
CDP3 | NSW | SNSW | Coordinated CER storage | 1.2069 | 1.9069 | 2.7656 | 3.7048 | 4.823 | 6.104 | 7.6428 | 9.603 | 12.0552 | 15.0904 | 18.749 | 23.0893 | 28.0961 | 33.8541 | 40.3371 | 47.5032 | 55.3701 | 64.0005 | 73.4087 | 83.6216 | 94.7478 | 106.9435 | 120.0443 | 134.0558 | 148.7861 | 164.2479 | 172.2574 | 179.4936
CDP3 | NSW | SNSW | Other renewable fuels | 0 | 0 | 0 | 0 | 0 | 0 | 0 | 0 | 0 | 0 | 0 | 0 | 0 | 0 | 0 | 0 | 0 | 0 | 0 | 0 | 0 | 0 | 0 | 0 | 0 | 0 | 0 | 0
CDP3 | NSW | SNSW | DSP | 0 | 0 | 0 | 0 | 0 | 0 | 0 | 0 | 0 | 0 | 0 | 0 | 0 | 0 | 0 | 0 | 0 | 0 | 0 | 0 | 0 | 0 | 0 | 0 | 0 | 0 | 0 | 0
CDP3 | NSW | SNW | Mid-merit gas | 0 | 0 | 0 | 0 | 0 | 0 | 0 | 0 | 0 | 0 | 0 | 0 | 0 | 0 | 0 | 0 | 0 | 0 | 0 | 0 | 0 | 0 | 0 | 0 | 0 | 0 | 0 | 0
CDP3 | NSW | SNW | Flexible gas with CCS | 0 | 0 | 0 | 0 | 0 | 0 | 0 | 0 | 0 | 0 | 0 | 0 | 0 | 0 | 0 | 0 | 0 | 0 | 0 | 0 | 0 | 0 | 0 | 0 | 0 | 0 | 0 | 0
CDP3 | NSW | SNW | Flexible gas | 0 | 0 | 0 | 0 | 0 | 0 | 0 | 0 | 0 | 0 | 0 | 0 | 0 | 0 | 0 | 0 | 0 | 0 | 251.1176 | 939.4111 | 2000.4711 | 2000.4711 | 2000.4711 | 2000.4711 | 2000.4711 | 2000.4711 | 2000.4711 | 2000.4711
CDP3 | NSW | SNW | Hydro | 0 | 0 | 0 | 0 | 0 | 0 | 0 | 0 | 0 | 0 | 0 | 0 | 0 | 0 | 0 | 0 | 0 | 0 | 0 | 0 | 0 | 0 | 0 | 0 | 0 | 0 | 0 | 0
CDP3 | NSW | SNW | Snowy 2.0 | 0 | 0 | 0 | 0 | 0 | 0 | 0 | 0 | 0 | 0 | 0 | 0 | 0 | 0 | 0 | 0 | 0 | 0 | 0 | 0 | 0 | 0 | 0 | 0 | 0 | 0 | 0 | 0
CDP3 | NSW | SNW | Deep storage | 0 | 0 | 0 | 0 | 0 | 0 | 0 | 0 | 0 | 0 | 0 | 0 | 0 | 0 | 0 | 0 | 0 | 0 | 0 | 0 | 0 | 0 | 0 | 0 | 0 | 0 | 0 | 0
CDP3 | NSW | SNW | Medium storage | 0 | 889.1456 | 889.1456 | 889.1456 | 889.1456 | 1316.1399 | 1316.1399 | 1316.1399 | 1316.1399 | 1316.1399 | 1316.1399 | 1316.1399 | 1316.1399 | 1316.1399 | 1316.1399 | 1316.1399 | 1316.1399 | 1316.1399 | 1316.1399 | 1316.1399 | 1316.1399 | 1316.1399 | 1316.1399 | 1316.14 | 1316.14 | 1316.1402 | 1316.1402 | 1316.1402
CDP3 | NSW | SNW | Shallow storage | 0 | 632.712 | 632.7165 | 632.7187 | 668.3559 | 710.6919 | 1338.2439 | 1410.8199 | 1410.8199 | 1410.8199 | 1483.3959 | 1483.3959 | 1483.3959 | 1555.9719 | 1555.9719 | 1555.9719 | 1555.9719 | 1555.9719 | 1555.9719 | 1628.5479 | 1628.5479 | 1701.1239 | 1701.1239 | 1701.1239 | 1773.6999 | 1773.6999 | 1773.6999 | 1846.2759
CDP3 | NSW | SNW | Coordinated CER storage | 5.6995 | 8.9871 | 12.8326 | 16.9571 | 21.9697 | 27.6663 | 37.1937 | 49.6005 | 65.1327 | 84.2739 | 107.1493 | 134.0014 | 164.6224 | 199.4384 | 238.3244 | 281.0862 | 327.7038 | 378.3827 | 433.0554 | 491.83 | 555.0637 | 623.7244 | 696.5772 | 773.7214 | 854.3051 | 938.1119 | 977.5203 | 1012.8282
CDP3 | NSW | SNW | Other renewable fuels | 0 | 0 | 0 | 0 | 0 | 0 | 0 | 0 | 0 | 0 | 0 | 0 | 0 | 0 | 0 | 0 | 0 | 0 | 0 | 0 | 0 | 0 | 0 | 0 | 0 | 90 | 90 | 90
CDP3 | NSW | SNW | DSP | 6.2 | 12.66 | 21.31 | 162.35 | 348.57 | 513.64 | 583.98 | 654.28 | 724.54 | 733.3 | 742.8 | 750.47 | 760.19 | 768.7 | 779.55 | 788.11 | 799.57 | 801.47 | 805.15 | 811.59 | 809.52 | 812.34 | 814.56 | 812.98 | 816.87 | 821.19 | 829.44 | 848.51
CDP3 | QLD | NQ | Mid-merit gas | 0 | 0 | 0 | 0 | 0 | 0 | 0 | 0 | 0 | 0 | 0 | 0 | 0 | 0 | 0 | 0 | 0 | 0 | 0 | 0 | 0 | 0 | 0 | 0 | 0 | 0 | 0 | 0
CDP3 | QLD | NQ | Flexible gas with CCS | 0 | 0 | 0 | 0 | 0 | 0 | 0 | 0 | 0 | 0 | 0 | 0 | 0 | 0 | 0 | 0 | 0 | 0 | 0 | 0 | 0 | 0 | 0 | 0 | 0 | 0 | 0 | 0
CDP3 | QLD | NQ | Flexible gas | 0 | 0 | 0 | 0 | 0 | 0 | 0 | 0 | 0 | 0 | 0 | 0 | 0 | 0 | 0 | 0 | 0 | 0 | 0 | 0 | 0 | 0 | 0 | 0 | 0 | 0 | 0 | 0
CDP3 | QLD | NQ | Hydro | 0 | 0 | 0 | 0 | 0 | 0 | 0 | 0 | 0 | 0 | 0 | 0 | 0 | 0 | 0 | 0 | 0 | 0 | 0 | 0 | 0 | 0 | 0 | 0 | 0 | 0 | 0 | 0
CDP3 | QLD | NQ | Borumba | 0 | 0 | 0 | 0 | 0 | 0 | 0 | 0 | 0 | 0 | 0 | 0 | 0 | 0 | 0 | 0 | 0 | 0 | 0 | 0 | 0 | 0 | 0 | 0 | 0 | 0 | 0 | 0
CDP3 | QLD | NQ | Deep storage | 0 | 0 | 0 | 0 | 0 | 0 | 1.049e-05 | 1.325e-05 | 1.325e-05 | 5.659e-05 | 5.659e-05 | 5.659e-05 | 8.332e-05 | 8.332e-05 | 8.681e-05 | 8.681e-05 | 8.681e-05 | 8.924e-05 | 8.924e-05 | 8.924e-05 | 0.00014246 | 0.00014988 | 12.4498 | 19.8501 | 141.6668 | 180.4657 | 180.4657 | 180.5998
CDP3 | QLD | NQ | Medium storage | 0 | 0 | 0 | 1.944e-05 | 2.38e-05 | 3.607e-05 | 3.607e-05 | 3.714e-05 | 4.948e-05 | 5.972e-05 | 5.972e-05 | 5.972e-05 | 9.761e-05 | 0.00014515 | 0.00014963 | 0.00014963 | 0.00014963 | 0.00014963 | 0.00014963 | 0.00014963 | 0.00015849 | 0.00018392 | 0.00032718 | 0.00032718 | 0.00032718 | 0.00032718 | 0.00032718 | 0.00032718
CDP3 | QLD | NQ | Shallow storage | 0 | 0 | 300 | 300 | 300 | 300 | 300 | 300 | 300 | 300 | 300 | 300 | 300 | 300 | 300 | 300 | 300 | 300 | 300 | 300 | 300 | 300 | 300 | 300 | 300 | 300 | 300 | 300
CDP3 | QLD | NQ | Coordinated CER storage | 0.54674 | 0.92286 | 1.3551 | 1.8536 | 2.45 | 3.1702 | 4.191 | 5.5164 | 7.1545 | 9.1658 | 11.5718 | 14.4017 | 17.6021 | 21.2441 | 25.3028 | 29.7336 | 34.558 | 39.7965 | 45.4592 | 51.5796 | 58.257 | 65.4644 | 73.1388 | 81.3134 | 89.8287 | 98.6792 | 103.0372 | 107.0137
CDP3 | QLD | NQ | Other renewable fuels | 0 | 0 | 0 | 0 | 0 | 0 | 0 | 0 | 0 | 0 | 0 | 0 | 0 | 0 | 0 | 0 | 0 | 0 | 0 | 0 | 0 | 0 | 0 | 0 | 0 | 0 | 0 | 0
CDP3 | QLD | NQ | DSP | 0 | 0 | 0 | 0 | 0 | 0 | 0 | 0 | 0 | 0 | 0 | 0 | 0 | 0 | 0 | 0 | 0 | 0 | 0 | 0 | 0 | 0 | 0 | 0 | 0 | 0 | 0 | 0
CDP3 | QLD | GG | Mid-merit gas | 0 | 0 | 0 | 0 | 0 | 0 | 0 | 0 | 0 | 0 | 0 | 0 | 0 | 0 | 0 | 0 | 0 | 0 | 0 | 0 | 0 | 0 | 0 | 0 | 0 | 0 | 0 | 0
CDP3 | QLD | GG | Flexible gas with CCS | 0 | 0 | 0 | 0 | 0 | 0 | 0 | 0 | 0 | 0 | 0 | 0 | 0 | 0 | 0 | 0 | 0 | 0 | 0 | 0 | 0 | 0 | 0 | 0 | 0 | 0 | 0 | 0
CDP3 | QLD | GG | Flexible gas | 0 | 0 | 0 | 0 | 0 | 0 | 0 | 0 | 0 | 0 | 0 | 0 | 0 | 0 | 0 | 0 | 0 | 0 | 0 | 0 | 0 | 0 | 0 | 0 | 0 | 0 | 0 | 0
CDP3 | QLD | GG | Hydro | 0 | 0 | 0 | 0 | 0 | 0 | 0 | 0 | 0 | 0 | 0 | 0 | 0 | 0 | 0 | 0 | 0 | 0 | 0 | 0 | 0 | 0 | 0 | 0 | 0 | 0 | 0 | 0
CDP3 | QLD | GG | Borumba | 0 | 0 | 0 | 0 | 0 | 0 | 0 | 0 | 0 | 0 | 0 | 0 | 0 | 0 | 0 | 0 | 0 | 0 | 0 | 0 | 0 | 0 | 0 | 0 | 0 | 0 | 0 | 0
CDP3 | QLD | GG | Deep storage | 0 | 0 | 0 | 0 | 0 | 0 | 0 | 0 | 0 | 0 | 0 | 0 | 0 | 0 | 0 | 0 | 0 | 0 | 0 | 0 | 0 | 0 | 0 | 0 | 0 | 0 | 0 | 0
CDP3 | QLD | GG | Medium storage | 0 | 0 | 0 | 2.504e-05 | 2.504e-05 | 5.573e-05 | 5.573e-05 | 6.051e-05 | 6.051e-05 | 8.912e-05 | 8.912e-05 | 8.912e-05 | 0.00014878 | 0.00024925 | 0.00025774 | 0.00025774 | 0.00025774 | 0.00025979 | 0.00025979 | 0.00026532 | 0.00027389 | 0.00031494 | 78.4902 | 124.7924 | 124.7925 | 606.891 | 606.891 | 813.9002
CDP3 | QLD | GG | Shallow storage | 0 | 400 | 400 | 400 | 400 | 400 | 400 | 400 | 400 | 400 | 400 | 400 | 400 | 400 | 400 | 400 | 400 | 400 | 400 | 400 | 400 | 400 | 400 | 400 | 400 | 400 | 400 | 400
CDP3 | QLD | GG | Coordinated CER storage | 0.026819 | 0.047887 | 0.071533 | 0.10153 | 0.13366 | 0.17572 | 0.25891 | 0.37299 | 0.52211 | 0.70955 | 0.93712 | 1.2071 | 1.5192 | 1.8769 | 2.2784 | 2.7246 | 3.2136 | 3.7508 | 4.3361 | 4.969 | 5.6604 | 6.4065 | 7.2009 | 8.0431 | 8.9264 | 9.8483 | 10.2976 | 10.7049
CDP3 | QLD | GG | Other renewable fuels | 0 | 0 | 0 | 0 | 0 | 0 | 0 | 0 | 0 | 0 | 0 | 0 | 0 | 0 | 0 | 0 | 0 | 0 | 0 | 0 | 0 | 0 | 0 | 0 | 0 | 0 | 0 | 0
CDP3 | QLD | GG | DSP | 0 | 0 | 0 | 0 | 0 | 0 | 0 | 0 | 0 | 0 | 0 | 0 | 0 | 0 | 0 | 0 | 0 | 0 | 0 | 0 | 0 | 0 | 0 | 0 | 0 | 0 | 0 | 0
CDP3 | QLD | CQ | Mid-merit gas | 0 | 0 | 0 | 0 | 0 | 0 | 0 | 0 | 0 | 0 | 0 | 0 | 0 | 0 | 0 | 0 | 0 | 0 | 0 | 0 | 0 | 0 | 0 | 0 | 0 | 0 | 0 | 0
CDP3 | QLD | CQ | Flexible gas with CCS | 0 | 0 | 0 | 0 | 0 | 0 | 0 | 0 | 0 | 0 | 0 | 0 | 0 | 0 | 0 | 0 | 0 | 0 | 0 | 0 | 0 | 0 | 0 | 0 | 0 | 0 | 0 | 0
CDP3 | QLD | CQ | Flexible gas | 0 | 0 | 0 | 0 | 0 | 0 | 0 | 0 | 0 | 0 | 0 | 0 | 0 | 0 | 0 | 0 | 0 | 0 | 0 | 0 | 0 | 0 | 0 | 0 | 0 | 0 | 0 | 0
CDP3 | QLD | CQ | Hydro | 0 | 0 | 0 | 0 | 0 | 0 | 0 | 0 | 0 | 0 | 0 | 0 | 0 | 0 | 0 | 0 | 0 | 0 | 0 | 0 | 0 | 0 | 0 | 0 | 0 | 0 | 0 | 0
CDP3 | QLD | CQ | Borumba | 0 | 0 | 0 | 0 | 0 | 0 | 0 | 0 | 0 | 0 | 0 | 0 | 0 | 0 | 0 | 0 | 0 | 0 | 0 | 0 | 0 | 0 | 0 | 0 | 0 | 0 | 0 | 0
CDP3 | QLD | CQ | Deep storage | 0 | 0 | 0 | 0 | 0 | 0 | 1.064e-05 | 1.304e-05 | 1.304e-05 | 4.575e-05 | 4.575e-05 | 4.575e-05 | 5.549e-05 | 7.702e-05 | 8.006e-05 | 8.006e-05 | 8.006e-05 | 8.242e-05 | 8.242e-05 | 8.242e-05 | 0.00016269 | 0.0001689 | 0.00017772 | 0.00018598 | 59.6663 | 359.1787 | 359.1787 | 400
CDP3 | QLD | CQ | Medium storage | 0 | 0 | 0 | 2.757e-05 | 3.391e-05 | 5.677e-05 | 6.866e-05 | 7.547e-05 | 7.675e-05 | 0.00015286 | 0.00015286 | 0.00015286 | 0.00021905 | 0.00033589 | 0.00034833 | 0.00034833 | 0.00034833 | 0.00035002 | 0.00035002 | 0.00035396 | 0.00036996 | 0.00042172 | 78.283 | 122.5818 | 122.5825 | 575.3326 | 575.3326 | 888.3078
CDP3 | QLD | CQ | Shallow storage | 0 | 0 | 0 | 150 | 150 | 150 | 150 | 150 | 150 | 150 | 150 | 150 | 150 | 150 | 150 | 150 | 150 | 150 | 150 | 150 | 150 | 150 | 150 | 150 | 150 | 150 | 150 | 150
CDP3 | QLD | CQ | Coordinated CER storage | 0.49915 | 0.855 | 1.2505 | 1.7306 | 2.2741 | 2.9451 | 4.0203 | 5.4257 | 7.2073 | 9.4204 | 12.0769 | 15.2024 | 18.7874 | 22.8688 | 27.4354 | 32.4602 | 37.9331 | 43.9154 | 50.3996 | 57.404 | 65.0752 | 73.3346 | 82.131 | 91.474 | 101.254 | 111.4193 | 116.4019 | 120.9195
CDP3 | QLD | CQ | Other renewable fuels | 0 | 0 | 0 | 0 | 0 | 0 | 0 | 0 | 0 | 0 | 0 | 0 | 0 | 0 | 0 | 0 | 0 | 0 | 0 | 0 | 0 | 0 | 0 | 0 | 0 | 0 | 0 | 0
CDP3 | QLD | CQ | DSP | 0 | 0 | 0 | 0 | 0 | 0 | 0 | 0 | 0 | 0 | 0 | 0 | 0 | 0 | 0 | 0 | 0 | 0 | 0 | 0 | 0 | 0 | 0 | 0 | 0 | 0 | 0 | 0
CDP3 | QLD | SQ | Mid-merit gas | 0 | 0 | 0 | 0 | 0 | 0 | 0 | 0 | 0 | 0 | 0 | 0 | 0 | 0 | 0 | 0 | 0 | 0 | 0 | 0 | 0 | 0 | 0 | 0 | 0 | 0 | 0 | 0
CDP3 | QLD | SQ | Flexible gas with CCS | 0 | 0 | 0 | 0 | 0 | 0 | 0 | 0 | 0 | 0 | 0 | 0 | 0 | 0 | 0 | 0 | 0 | 0 | 0 | 0 | 0 | 0 | 0 | 0 | 0 | 0 | 0 | 0
CDP3 | QLD | SQ | Flexible gas | 0 | 0 | 200 | 200 | 200 | 200 | 200 | 200 | 200 | 352.3853 | 352.3853 | 352.3853 | 407.372 | 637.243 | 846.8753 | 1264.3869 | 1475.0462 | 2342.6278 | 2928.0721 | 2928.0721 | 2928.0721 | 2928.0721 | 3297.4748 | 3297.4748 | 3297.4748 | 3297.4748 | 3297.4748 | 3497.4881
CDP3 | QLD | SQ | Hydro | 0 | 0 | 0 | 0 | 0 | 0 | 0 | 0 | 0 | 0 | 0 | 0 | 0 | 0 | 0 | 0 | 0 | 0 | 0 | 0 | 0 | 0 | 0 | 0 | 0 | 0 | 0 | 0
CDP3 | QLD | SQ | Borumba | 0 | 0 | 0 | 0 | 0 | 0 | 0 | 1998 | 1998 | 1998 | 1998 | 1998 | 1998 | 1998 | 1998 | 1998 | 1998 | 1998 | 1998 | 1998 | 1998 | 1998 | 1998 | 1998 | 1998 | 1998 | 1998 | 1998
CDP3 | QLD | SQ | Deep storage | 0 | 0 | 0 | 0 | 0 | 0 | 0 | 0 | 0 | 0 | 0 | 0 | 0 | 0 | 0 | 0 | 0 | 0 | 0 | 0 | 0 | 0 | 0 | 0 | 0 | 0 | 0 | 0
CDP3 | QLD | SQ | Medium storage | 0 | 0 | 0 | 2.001e-05 | 2.602e-05 | 4.71e-05 | 4.71e-05 | 5.392e-05 | 6.151e-05 | 6.581e-05 | 6.581e-05 | 6.581e-05 | 0.00010922 | 0.00019746 | 0.00020316 | 0.00020316 | 0.00020316 | 0.00020316 | 0.00020316 | 0.00020316 | 0.00024676 | 0.00028314 | 532.2587 | 532.2587 | 532.2587 | 817.4679 | 817.4679 | 817.4679
CDP3 | QLD | SQ | Shallow storage | 714.16 | 1020.16 | 1020.16 | 1020.16 | 1020.16 | 1020.16 | 1020.16 | 1020.16 | 1020.16 | 1020.16 | 1020.16 | 1020.16 | 1020.16 | 1020.16 | 1020.16 | 1020.16 | 1020.16 | 1020.16 | 1020.16 | 1020.16 | 1020.16 | 1020.16 | 1020.16 | 1020.16 | 1020.16 | 1020.16 | 1020.16 | 1020.16
CDP3 | QLD | SQ | Coordinated CER storage | 2.6949 | 4.6149 | 6.8273 | 9.399 | 12.4206 | 16.2636 | 22.9345 | 31.7049 | 42.7505 | 56.464 | 72.9637 | 92.4549 | 114.7868 | 140.326 | 168.9326 | 200.4226 | 234.721 | 272.1627 | 312.8429 | 356.7965 | 404.3261 | 456.2111 | 511.5074 | 570.2605 | 631.7811 | 695.9349 | 727.3631 | 755.8908
CDP3 | QLD | SQ | Other renewable fuels | 0 | 0 | 0 | 0 | 0 | 0 | 0 | 0 | 0 | 0 | 0 | 0 | 0 | 0 | 0 | 0 | 0 | 0 | 0 | 0 | 0 | 0 | 0 | 0 | 0 | 0 | 90 | 90
CDP3 | QLD | SQ | DSP | 3.25 | 5.13 | 9.91 | 13.47 | 17.87 | 1.79 | 7.34 | 11.4 | 15.32 | 20.33 | 25.8 | 31.69 | 38.24 | 42.35 | 46.79 | 53.33 | 57.04 | 59.69 | 63.14 | 66.16 | 68.23 | 70.89 | 74.75 | 77.21 | 85.81 | 92.63 | 99.97 | 101.49
CDP3 | VIC | VIC | Mid-merit gas | 0 | 0 | 0 | 0 | 0 | 0 | 0 | 0 | 0 | 0 | 0 | 0 | 0 | 0 | 0 | 0 | 0 | 0 | 0 | 0 | 0 | 0 | 0 | 0 | 0 | 0 | 0 | 0
CDP3 | VIC | VIC | Flexible gas with CCS | 0 | 0 | 0 | 0 | 0 | 0 | 0 | 0 | 0 | 0 | 0 | 0 | 0 | 0 | 0 | 0 | 0 | 0 | 0 | 0 | 0 | 0 | 0 | 0 | 0 | 0 | 0 | 0
CDP3 | VIC | VIC | Flexible gas | 0 | 0 | 0 | 0 | 0 | 0 | 0 | 0 | 0 | 0 | 0 | 0 | 0 | 0 | 0 | 0 | 0 | 0 | 130.4301 | 130.4301 | 130.4301 | 130.4301 | 130.4301 | 769.4328 | 769.4328 | 769.4328 | 769.4328 | 1630.4875
CDP3 | VIC | VIC | Hydro | 0 | 0 | 0 | 0 | 0 | 0 | 0 | 0 | 0 | 0 | 0 | 0 | 0 | 0 | 0 | 0 | 0 | 0 | 0 | 0 | 0 | 0 | 0 | 0 | 0 | 0 | 0 | 0
CDP3 | VIC | VIC | Deep storage | 0 | 0 | 0 | 0 | 0 | 0 | 9.74e-06 | 2.436e-05 | 4.85e-05 | 0.00011916 | 0.00011916 | 0.00011916 | 0.00011916 | 0.00012672 | 0.00012672 | 0.00012812 | 0.00012812 | 0.00012932 | 0.00013073 | 0.00013943 | 475.6873 | 475.6873 | 475.6873 | 475.6873 | 475.6873 | 487.3519 | 487.3519 | 550.9925
CDP3 | VIC | VIC | Medium storage | 0 | 0 | 350 | 350 | 350 | 350 | 350 | 350 | 350 | 350.0001 | 350.0001 | 350.0001 | 350.0001 | 350.0001 | 350.0001 | 350.0001 | 350.0001 | 350.0001 | 350.0001 | 350.0001 | 350.0001 | 350.0001 | 350.0001 | 350.0005 | 350.0005 | 350.0005 | 350.0005 | 350.0005
CDP3 | VIC | VIC | Shallow storage | 180 | 1691.51 | 1756.3104 | 2211.3832 | 2211.3832 | 2421.4 | 2428.7 | 2940.3999 | 3451.3399 | 4013.0397 | 5621.9196 | 5621.9196 | 5628.5196 | 5628.5196 | 5628.5196 | 5628.5196 | 5628.5196 | 5628.5196 | 5628.5196 | 5628.5196 | 5635.1196 | 5635.1196 | 5635.1196 | 5635.1196 | 5635.1196 | 5635.1196 | 5635.1196 | 5635.1196
CDP3 | VIC | VIC | Coordinated CER storage | 8.9163 | 14.4987 | 20.4798 | 27.3899 | 35.853 | 45.8051 | 59.1688 | 76.2585 | 97.3343 | 123.084 | 153.6475 | 189.3602 | 229.872 | 275.8842 | 327.0848 | 383.0564 | 443.7316 | 509.6502 | 580.9109 | 657.633 | 740.6541 | 830.7914 | 926.6572 | 1028.3543 | 1134.4025 | 1244.5508 | 1298.531 | 1347.4871
CDP3 | VIC | VIC | Other renewable fuels | 0 | 0 | 0 | 0 | 0 | 0 | 0 | 0 | 0 | 0 | 0 | 0 | 0 | 0 | 0 | 0 | 0 | 0 | 0 | 0 | 0 | 0 | 0 | 0 | 0 | 0 | 90 | 90
CDP3 | VIC | VIC | DSP | 2.06 | 5.47 | -2.91 | 1.75 | 7.82 | 14.87 | 19.28 | 25.16 | 29.26 | 33.97 | 36.82 | 39.34 | 41.6 | 44.07 | 46.76 | 49.93 | 53.23 | 55.16 | 57.69 | 59.14 | 59.83 | 61.47 | 61.87 | 60.96 | 59.14 | 58.56 | 59.5 | 61.38
CDP3 | SA | CSA | Mid-merit gas | 0 | 0 | 0 | 0 | 0 | 0 | 0 | 0 | 0 | 0 | 0 | 0 | 0 | 0 | 0 | 0 | 0 | 0 | 0 | 0 | 0 | 0 | 0 | 0 | 0 | 0 | 0 | 0
CDP3 | SA | CSA | Flexible gas with CCS | 0 | 0 | 0 | 0 | 0 | 0 | 0 | 0 | 0 | 0 | 0 | 0 | 0 | 0 | 0 | 0 | 0 | 0 | 0 | 0 | 0 | 0 | 0 | 0 | 0 | 0 | 0 | 0
CDP3 | SA | CSA | Flexible gas | 0 | 200 | 200 | 200 | 200 | 200 | 200 | 200 | 200 | 401.8376 | 465 | 465 | 465 | 465 | 465 | 465 | 465 | 465 | 553.2089 | 925.9754 | 925.9754 | 925.9754 | 925.9754 | 925.9754 | 925.9754 | 925.9754 | 925.9754 | 925.9754
CDP3 | SA | CSA | Hydro | 0 | 0 | 0 | 0 | 0 | 0 | 0 | 0 | 0 | 0 | 0 | 0 | 0 | 0 | 0 | 0 | 0 | 0 | 0 | 0 | 0 | 0 | 0 | 0 | 0 | 0 | 0 | 0
CDP3 | SA | CSA | Deep storage | 0 | 0 | 0 | 0 | 0 | 0 | 5.35e-06 | 6.55e-06 | 7.62e-06 | 1.038e-05 | 1.038e-05 | 1.038e-05 | 1.038e-05 | 1.617e-05 | 1.788e-05 | 1.788e-05 | 1.788e-05 | 1.788e-05 | 1.788e-05 | 1.788e-05 | 2.016e-05 | 2.016e-05 | 2.145e-05 | 2.145e-05 | 2.145e-05 | 2.283e-05 | 2.283e-05 | 2.738e-05
CDP3 | SA | CSA | Medium storage | 0 | 0 | 0 | 2.25e-05 | 2.874e-05 | 3.84e-05 | 3.84e-05 | 3.997e-05 | 5.178e-05 | 5.178e-05 | 5.178e-05 | 5.178e-05 | 5.353e-05 | 9.584e-05 | 0.0001005 | 0.0001005 | 0.0001005 | 0.0001005 | 0.0001005 | 0.00010346 | 0.00013025 | 0.00013187 | 0.0001385 | 1069.93 | 1069.93 | 1490.0921 | 1490.0921 | 1490.0921
CDP3 | SA | CSA | Shallow storage | 200 | 494.98 | 1113.4392 | 2345.591 | 2351.611 | 2351.611 | 2351.611 | 2351.611 | 2351.611 | 2351.611 | 2351.611 | 2351.611 | 2351.611 | 2351.611 | 2351.611 | 2351.611 | 2351.611 | 2351.611 | 2357.631 | 2357.631 | 2357.631 | 2357.631 | 2357.631 | 2357.631 | 2357.631 | 2357.631 | 2357.631 | 2357.631
CDP3 | SA | CSA | Coordinated CER storage | 16.7205 | 23.834 | 30.7542 | 38.4284 | 46.3958 | 56.1694 | 65.5626 | 76.1609 | 87.8108 | 100.9146 | 115.316 | 131.1314 | 147.8365 | 166.0114 | 185.1899 | 204.9252 | 225.1394 | 246.2665 | 268.3666 | 291.4341 | 316.4262 | 343.1106 | 371.0707 | 400.3204 | 429.9417 | 459.8761 | 474.9413 | 488.2607
CDP3 | SA | CSA | Other renewable fuels | 0 | 0 | 0 | 0 | 0 | 0 | 0 | 0 | 0 | 0 | 0 | 0 | 0 | 0 | 0 | 0 | 0 | 0 | 0 | 0 | 0 | 0 | 0 | 0 | 0 | 0 | 0 | 0
CDP3 | SA | CSA | DSP | 0.71 | 1.71 | 2.99 | 4.28 | 4.85 | 5.57 | 6.09 | 6.75 | 7.31 | 8.12 | 8.79 | 9.5 | 10.12 | 10.65 | 11.15 | 11.67 | 12.28 | 12.76 | 13.22 | 13.5 | 13.63 | 13.47 | 13.24 | 12.87 | 12.46 | 12.52 | 12.77 | 13.08
CDP3 | SA | SESA | Mid-merit gas | 0 | 0 | 0 | 0 | 0 | 0 | 0 | 0 | 0 | 0 | 0 | 0 | 0 | 0 | 0 | 0 | 0 | 0 | 0 | 0 | 0 | 0 | 0 | 0 | 0 | 0 | 0 | 0
CDP3 | SA | SESA | Flexible gas with CCS | 0 | 0 | 0 | 0 | 0 | 0 | 0 | 0 | 0 | 0 | 0 | 0 | 0 | 0 | 0 | 0 | 0 | 0 | 0 | 0 | 0 | 0 | 0 | 0 | 0 | 0 | 0 | 0
CDP3 | SA | SESA | Flexible gas | 0 | 0 | 0 | 0 | 0 | 0 | 0 | 0 | 0 | 0 | 0 | 0 | 0 | 0 | 0 | 0 | 0 | 0 | 0 | 0 | 0 | 0 | 0 | 0 | 0 | 0 | 0 | 0
CDP3 | SA | SESA | Hydro | 0 | 0 | 0 | 0 | 0 | 0 | 0 | 0 | 0 | 0 | 0 | 0 | 0 | 0 | 0 | 0 | 0 | 0 | 0 | 0 | 0 | 0 | 0 | 0 | 0 | 0 | 0 | 0
CDP3 | SA | SESA | Deep storage | 0 | 0 | 0 | 0 | 0 | 0 | 0 | 0 | 0 | 0 | 0 | 0 | 0 | 0 | 0 | 0 | 0 | 0 | 0 | 0 | 0 | 0 | 0 | 0 | 0 | 0 | 0 | 0
CDP3 | SA | SESA | Medium storage | 0 | 0 | 0 | 2.185e-05 | 2.806e-05 | 3.673e-05 | 3.673e-05 | 3.788e-05 | 4.512e-05 | 4.825e-05 | 4.825e-05 | 4.825e-05 | 5.027e-05 | 8.761e-05 | 9.265e-05 | 9.265e-05 | 9.265e-05 | 9.265e-05 | 9.265e-05 | 9.265e-05 | 0.00010777 | 0.0001105 | 0.00014828 | 70.5736 | 70.5736 | 70.5736 | 70.5736 | 70.5736
CDP3 | SA | SESA | Shallow storage | 0 | 0 | 0 | 0 | 0 | 0 | 0 | 0 | 0 | 0 | 0 | 0 | 0 | 0 | 0 | 0 | 0 | 0 | 0 | 0 | 0 | 0 | 0 | 0 | 0 | 0 | 0 | 0
CDP3 | SA | SESA | Coordinated CER storage | 0.61122 | 0.88308 | 1.1524 | 1.4493 | 1.7585 | 2.151 | 2.5347 | 2.9572 | 3.4253 | 3.9705 | 4.6092 | 5.2767 | 6.0254 | 6.8004 | 7.6143 | 8.4664 | 9.35 | 10.2723 | 11.2305 | 12.2735 | 13.437 | 14.6473 | 15.9009 | 17.214 | 18.5458 | 19.8997 | 20.5756 | 21.2128
CDP3 | SA | SESA | Other renewable fuels | 0 | 0 | 0 | 0 | 0 | 0 | 0 | 0 | 0 | 0 | 0 | 0 | 0 | 0 | 0 | 0 | 0 | 0 | 0 | 0 | 0 | 0 | 0 | 0 | 0 | 0 | 0 | 0
CDP3 | SA | SESA | DSP | 0 | 0 | 0 | 0 | 0 | 0 | 0 | 0 | 0 | 0 | 0 | 0 | 0 | 0 | 0 | 0 | 0 | 0 | 0 | 0 | 0 | 0 | 0 | 0 | 0 | 0 | 0 | 0
CDP3 | TAS | TAS | Mid-merit gas | 0 | 0 | 0 | 0 | 0 | 0 | 0 | 0 | 0 | 0 | 0 | 0 | 0 | 0 | 0 | 0 | 0 | 0 | 0 | 0 | 0 | 0 | 0 | 0 | 0 | 0 | 0 | 0
CDP3 | TAS | TAS | Flexible gas with CCS | 0 | 0 | 0 | 0 | 0 | 0 | 0 | 0 | 0 | 0 | 0 | 0 | 0 | 0 | 0 | 0 | 0 | 0 | 0 | 0 | 0 | 0 | 0 | 0 | 0 | 0 | 0 | 0
CDP3 | TAS | TAS | Flexible gas | 0 | 0 | 0 | 0 | 0 | 0 | 0 | 0 | 0 | 0 | 0 | 0 | 0 | 0 | 0 | 0 | 0 | 0 | 0 | 0 | 0 | 0 | 0 | 0 | 0 | 0 | 0 | 0
CDP3 | TAS | TAS | Hydro | 0 | 0 | 0 | 0 | 0 | 0 | 390 | 390 | 390 | 390 | 390 | 390 | 390 | 390 | 390 | 390 | 390 | 390 | 390 | 390 | 390 | 390 | 390 | 390 | 390 | 390 | 390 | 390
CDP3 | TAS | TAS | Deep storage | 0 | 0 | 0 | 0 | 0 | 0 | 2.779e-05 | 4.221e-05 | 6.505e-05 | 6.505e-05 | 6.505e-05 | 6.505e-05 | 6.505e-05 | 8.751e-05 | 9.696e-05 | 0.00011039 | 21.6536 | 21.6536 | 173.5949 | 453.0084 | 898.775 | 898.775 | 898.775 | 898.775 | 898.775 | 898.775 | 898.775 | 898.775
CDP3 | TAS | TAS | Medium storage | 0 | 0 | 0 | 1.868e-05 | 2.117e-05 | 2.357e-05 | 2.357e-05 | 2.586e-05 | 2.761e-05 | 2.761e-05 | 2.761e-05 | 2.761e-05 | 2.761e-05 | 4.704e-05 | 4.931e-05 | 4.931e-05 | 5.058e-05 | 5.058e-05 | 5.266e-05 | 5.583e-05 | 6.694e-05 | 6.694e-05 | 6.694e-05 | 7.638e-05 | 7.638e-05 | 8.831e-05 | 8.831e-05 | 8.831e-05
CDP3 | TAS | TAS | Shallow storage | 0 | 0 | 0 | 0 | 0 | 0 | 0 | 0 | 0 | 0 | 0 | 0 | 0 | 0 | 0 | 0 | 0 | 0 | 0 | 0 | 0 | 0 | 0 | 0 | 0 | 0 | 0 | 0
CDP3 | TAS | TAS | Coordinated CER storage | 0.49202 | 0.81972 | 1.1904 | 1.6174 | 2.1106 | 2.7326 | 3.2327 | 3.8671 | 4.6719 | 5.7102 | 7.0106 | 8.6052 | 10.485 | 12.7058 | 15.2558 | 18.1129 | 21.2812 | 24.7979 | 28.677 | 32.9257 | 37.5563 | 42.7068 | 48.2882 | 54.3035 | 60.6636 | 67.3654 | 71.0896 | 74.411
CDP3 | TAS | TAS | Other renewable fuels | 0 | 0 | 0 | 0 | 0 | 0 | 0 | 0 | 0 | 0 | 0 | 0 | 0 | 0 | 0 | 0 | 0 | 0 | 0 | 0 | 0 | 0 | 0 | 0 | 0 | 0 | 0 | 0
CDP3 | TAS | TAS | DSP | 0.05 | -0.71 | -1.41 | -1.38 | -1.29 | -1.16 | -1.04 | -0.94 | -0.9 | -0.89 | -0.86 | -0.89 | -0.87 | -0.86 | -0.84 | -0.83 | -0.79 | -0.77 | -0.75 | -0.74 | -0.76 | -0.76 | -0.77 | -0.76 | -0.75 | -0.81 | -0.92 | -0.99
CDP4 | NSW | NNSW | Mid-merit gas | 0 | 0 | 0 | 0 | 0 | 0 | 0 | 0 | 0 | 0 | 0 | 0 | 0 | 0 | 0 | 0 | 0 | 0 | 0 | 0 | 0 | 0 | 0 | 0 | 0 | 0 | 0 | 0
CDP4 | NSW | NNSW | Flexible gas with CCS | 0 | 0 | 0 | 0 | 0 | 0 | 0 | 0 | 0 | 0 | 0 | 0 | 0 | 0 | 0 | 0 | 0 | 0 | 0 | 0 | 0 | 0 | 0 | 0 | 0 | 0 | 0 | 0
CDP4 | NSW | NNSW | Flexible gas | 0 | 0 | 0 | 0 | 0 | 0 | 0 | 0 | 0 | 0 | 0 | 0 | 0 | 0 | 0 | 0 | 0 | 0 | 0 | 0 | 0 | 0 | 0 | 0 | 0 | 0 | 0 | 0
CDP4 | NSW | NNSW | Hydro | 0 | 0 | 0 | 0 | 0 | 0 | 0 | 0 | 0 | 0 | 0 | 0 | 0 | 0 | 0 | 0 | 0 | 0 | 0 | 0 | 0 | 0 | 0 | 0 | 0 | 0 | 0 | 0
CDP4 | NSW | NNSW | Snowy 2.0 | 0 | 0 | 0 | 0 | 0 | 0 | 0 | 0 | 0 | 0 | 0 | 0 | 0 | 0 | 0 | 0 | 0 | 0 | 0 | 0 | 0 | 0 | 0 | 0 | 0 | 0 | 0 | 0
CDP4 | NSW | NNSW | Deep storage | 0 | 0 | 0 | 0 | 0 | 0 | 1.339e-05 | 1.636e-05 | 1.636e-05 | 1.741e-05 | 2.539e-05 | 3.418e-05 | 4.246e-05 | 4.246e-05 | 4.539e-05 | 4.646e-05 | 4.646e-05 | 4.983e-05 | 4.983e-05 | 5.678e-05 | 1000 | 1000 | 1000 | 1000 | 1000 | 1000 | 1000 | 1000
CDP4 | NSW | NNSW | Medium storage | 0 | 0 | 275 | 275 | 384.5493 | 1155.6137 | 1155.6137 | 1155.6137 | 1155.6137 | 1155.6137 | 1155.6137 | 1155.6137 | 1155.6138 | 1155.6138 | 1155.6138 | 1155.6138 | 1155.6138 | 1155.6138 | 1155.6138 | 1155.6138 | 1155.6139 | 1155.614 | 1155.614 | 1726.3874 | 1726.3874 | 2068.405 | 2068.405 | 2430.614
CDP4 | NSW | NNSW | Shallow storage | 0 | 30 | 230 | 430 | 430 | 430 | 430 | 430 | 430 | 430 | 430 | 430 | 430 | 430 | 430 | 430 | 430 | 430 | 430 | 430 | 430 | 430 | 430 | 430 | 430 | 430 | 430 | 430
CDP4 | NSW | NNSW | Coordinated CER storage | 1.4111 | 2.2004 | 3.1378 | 4.0696 | 5.2015 | 6.5092 | 8.3028 | 10.6013 | 13.4299 | 16.8869 | 20.9596 | 25.6995 | 31.0392 | 37.0757 | 43.7606 | 51.0565 | 58.967 | 67.5443 | 76.7721 | 86.6761 | 97.4085 | 108.9366 | 121.1526 | 134.0682 | 147.4952 | 161.4022 | 167.974 | 173.8539
CDP4 | NSW | NNSW | Other renewable fuels | 0 | 0 | 0 | 0 | 0 | 0 | 0 | 0 | 0 | 0 | 0 | 0 | 0 | 0 | 0 | 0 | 0 | 0 | 0 | 0 | 0 | 0 | 0 | 0 | 0 | 0 | 90 | 90
CDP4 | NSW | NNSW | DSP | 0 | 0 | 0 | 0 | 0 | 0 | 0 | 0 | 0 | 0 | 0 | 0 | 0 | 0 | 0 | 0 | 0 | 0 | 0 | 0 | 0 | 0 | 0 | 0 | 0 | 0 | 0 | 0
CDP4 | NSW | CNSW | Mid-merit gas | 0 | 0 | 0 | 0 | 0 | 0 | 0 | 0 | 0 | 0 | 0 | 0 | 0 | 0 | 0 | 0 | 0 | 0 | 0 | 0 | 0 | 0 | 0 | 0 | 0 | 0 | 0 | 0
CDP4 | NSW | CNSW | Flexible gas with CCS | 0 | 0 | 0 | 0 | 0 | 0 | 0 | 0 | 0 | 0 | 0 | 0 | 0 | 0 | 0 | 0 | 0 | 0 | 0 | 0 | 0 | 0 | 0 | 0 | 0 | 0 | 0 | 0
CDP4 | NSW | CNSW | Flexible gas | 0 | 0 | 0 | 0 | 0 | 0 | 0 | 0 | 0 | 0 | 0 | 0 | 0 | 0 | 0 | 0 | 0 | 0 | 0 | 0 | 0 | 0 | 0 | 0 | 0 | 0 | 0 | 0
CDP4 | NSW | CNSW | Hydro | 0 | 0 | 0 | 0 | 0 | 0 | 0 | 0 | 0 | 0 | 0 | 0 | 0 | 0 | 0 | 0 | 0 | 0 | 0 | 0 | 0 | 0 | 0 | 0 | 0 | 0 | 0 | 0
CDP4 | NSW | CNSW | Snowy 2.0 | 0 | 0 | 0 | 0 | 0 | 0 | 0 | 0 | 0 | 0 | 0 | 0 | 0 | 0 | 0 | 0 | 0 | 0 | 0 | 0 | 0 | 0 | 0 | 0 | 0 | 0 | 0 | 0
CDP4 | NSW | CNSW | Deep storage | 0 | 0 | 0 | 0 | 0 | 0 | 0 | 0 | 0 | 0 | 0 | 0 | 0 | 0 | 0 | 0 | 0 | 0 | 0 | 0 | 0 | 0 | 0 | 0 | 0 | 0 | 0 | 0
CDP4 | NSW | CNSW | Medium storage | 0 | 549 | 549 | 917.46 | 917.46 | 957.4877 | 957.4877 | 997.5077 | 997.5077 | 997.5077 | 1037.5277 | 1037.5277 | 1037.5277 | 1077.5477 | 1077.5477 | 1077.5477 | 1077.5477 | 1077.5477 | 1077.5477 | 1117.5677 | 1117.5677 | 1157.5877 | 1157.5877 | 1157.5877 | 1197.6077 | 1197.6077 | 1197.6077 | 1237.6278
CDP4 | NSW | CNSW | Shallow storage | 0 | 20 | 29.8864 | 321.6567 | 1705.0925 | 1705.0925 | 1705.0925 | 1705.0925 | 1705.0925 | 1705.0925 | 1705.0925 | 1705.0925 | 1705.0925 | 1705.0925 | 1705.0925 | 1705.0925 | 1705.0925 | 1705.0925 | 1705.0925 | 1705.0925 | 1705.0925 | 1705.0925 | 1705.0925 | 1705.0925 | 1705.0925 | 1705.0925 | 1705.0925 | 1705.0925
CDP4 | NSW | CNSW | Coordinated CER storage | 0.59798 | 0.93451 | 1.3494 | 1.776 | 2.2689 | 2.848 | 3.8284 | 5.1416 | 6.7929 | 8.8348 | 11.2982 | 14.1756 | 17.471 | 21.2071 | 25.3812 | 29.9855 | 35.0184 | 40.4848 | 46.3919 | 52.7376 | 59.6211 | 67.0433 | 74.9132 | 83.2358 | 91.9357 | 100.9613 | 105.2226 | 109.0428
CDP4 | NSW | CNSW | Other renewable fuels | 0 | 0 | 0 | 0 | 0 | 0 | 0 | 0 | 0 | 0 | 0 | 0 | 0 | 0 | 0 | 0 | 0 | 0 | 0 | 0 | 0 | 0 | 0 | 0 | 0 | 30 | 90 | 90
CDP4 | NSW | CNSW | DSP | 0 | 0 | 0 | 0 | 0 | 0 | 0 | 0 | 0 | 0 | 0 | 0 | 0 | 0 | 0 | 0 | 0 | 0 | 0 | 0 | 0 | 0 | 0 | 0 | 0 | 0 | 0 | 0
CDP4 | NSW | SNSW | Mid-merit gas | 0 | 0 | 0 | 0 | 0 | 0 | 0 | 0 | 0 | 0 | 0 | 0 | 0 | 0 | 0 | 0 | 0 | 0 | 0 | 0 | 0 | 0 | 0 | 0 | 0 | 0 | 0 | 0
CDP4 | NSW | SNSW | Flexible gas with CCS | 0 | 0 | 0 | 0 | 0 | 0 | 0 | 0 | 0 | 0 | 0 | 0 | 0 | 0 | 0 | 0 | 0 | 0 | 0 | 0 | 0 | 0 | 0 | 0 | 0 | 0 | 0 | 0
CDP4 | NSW | SNSW | Flexible gas | 0 | 0 | 0 | 0 | 0 | 0 | 0 | 0 | 0 | 0 | 0 | 0 | 0 | 0 | 0 | 0 | 0 | 0 | 0 | 0 | 0 | 0 | 0 | 0 | 0 | 0 | 0 | 0
CDP4 | NSW | SNSW | Hydro | 0 | 0 | 0 | 0 | 0 | 0 | 0 | 0 | 0 | 0 | 0 | 0 | 0 | 0 | 0 | 0 | 0 | 0 | 0 | 0 | 0 | 0 | 0 | 0 | 0 | 0 | 0 | 0
CDP4 | NSW | SNSW | Snowy 2.0 | 0 | 0 | 0 | 0 | 2200 | 2200 | 2200 | 2200 | 2200 | 2200 | 2200 | 2200 | 2200 | 2200 | 2200 | 2200 | 2200 | 2200 | 2200 | 2200 | 2200 | 2200 | 2200 | 2200 | 2200 | 2200 | 2200 | 2200
CDP4 | NSW | SNSW | Deep storage | 0 | 0 | 0 | 0 | 0 | 0 | 0 | 0 | 0 | 0 | 0 | 0 | 0 | 0 | 0 | 0 | 0 | 0 | 0 | 0 | 0 | 0 | 0 | 0 | 0 | 0 | 0 | 0
CDP4 | NSW | SNSW | Medium storage | 0 | 50 | 50 | 250 | 250 | 266.2623 | 266.2623 | 266.2623 | 266.2623 | 266.2623 | 266.2623 | 266.2623 | 266.2623 | 266.2623 | 266.2623 | 266.2623 | 266.2623 | 266.2623 | 266.2623 | 266.2623 | 266.2623 | 266.2623 | 266.2623 | 266.2623 | 266.2623 | 266.2623 | 266.2623 | 266.2623
CDP4 | NSW | SNSW | Shallow storage | 10 | 19.9 | 19.9 | 19.9 | 19.9 | 20.89 | 20.89 | 21.88 | 21.88 | 21.88 | 22.87 | 22.87 | 22.87 | 23.86 | 23.86 | 23.86 | 23.86 | 23.86 | 23.86 | 24.85 | 24.85 | 25.84 | 25.84 | 25.84 | 25.84 | 25.84 | 25.84 | 25.84
CDP4 | NSW | SNSW | Coordinated CER storage | 1.2069 | 1.9069 | 2.7656 | 3.7048 | 4.823 | 6.104 | 7.6428 | 9.603 | 12.0552 | 15.0904 | 18.749 | 23.0893 | 28.0961 | 33.8541 | 40.3371 | 47.5032 | 55.3701 | 64.0005 | 73.4087 | 83.6216 | 94.7478 | 106.9435 | 120.0443 | 134.0558 | 148.7861 | 164.2479 | 172.2574 | 179.4936
CDP4 | NSW | SNSW | Other renewable fuels | 0 | 0 | 0 | 0 | 0 | 0 | 0 | 0 | 0 | 0 | 0 | 0 | 0 | 0 | 0 | 0 | 0 | 0 | 0 | 0 | 0 | 0 | 0 | 0 | 0 | 0 | 0 | 0
CDP4 | NSW | SNSW | DSP | 0 | 0 | 0 | 0 | 0 | 0 | 0 | 0 | 0 | 0 | 0 | 0 | 0 | 0 | 0 | 0 | 0 | 0 | 0 | 0 | 0 | 0 | 0 | 0 | 0 | 0 | 0 | 0
CDP4 | NSW | SNW | Mid-merit gas | 0 | 0 | 0 | 0 | 0 | 0 | 0 | 0 | 0 | 0 | 0 | 0 | 0 | 0 | 0 | 0 | 0 | 0 | 0 | 0 | 0 | 0 | 0 | 0 | 0 | 0 | 0 | 0
CDP4 | NSW | SNW | Flexible gas with CCS | 0 | 0 | 0 | 0 | 0 | 0 | 0 | 0 | 0 | 0 | 0 | 0 | 0 | 0 | 0 | 0 | 0 | 0 | 0 | 0 | 0 | 0 | 0 | 0 | 0 | 0 | 0 | 0
CDP4 | NSW | SNW | Flexible gas | 0 | 0 | 0 | 0 | 0 | 0 | 0 | 0 | 0 | 0 | 0 | 0 | 0 | 0 | 0 | 0 | 0 | 0 | 253.8107 | 960.0713 | 2021.1313 | 2021.1313 | 2021.1313 | 2021.1313 | 2021.1313 | 2021.1313 | 2021.1313 | 2021.1313
CDP4 | NSW | SNW | Hydro | 0 | 0 | 0 | 0 | 0 | 0 | 0 | 0 | 0 | 0 | 0 | 0 | 0 | 0 | 0 | 0 | 0 | 0 | 0 | 0 | 0 | 0 | 0 | 0 | 0 | 0 | 0 | 0
CDP4 | NSW | SNW | Snowy 2.0 | 0 | 0 | 0 | 0 | 0 | 0 | 0 | 0 | 0 | 0 | 0 | 0 | 0 | 0 | 0 | 0 | 0 | 0 | 0 | 0 | 0 | 0 | 0 | 0 | 0 | 0 | 0 | 0
CDP4 | NSW | SNW | Deep storage | 0 | 0 | 0 | 0 | 0 | 0 | 0 | 0 | 0 | 0 | 0 | 0 | 0 | 0 | 0 | 0 | 0 | 0 | 0 | 0 | 0 | 0 | 0 | 0 | 0 | 0 | 0 | 0
CDP4 | NSW | SNW | Medium storage | 0 | 889.1453 | 889.1453 | 889.1453 | 889.1453 | 1418.2616 | 1418.2616 | 1418.2616 | 1418.2616 | 1418.2616 | 1418.2616 | 1418.2616 | 1418.2616 | 1418.2616 | 1418.2616 | 1418.2616 | 1418.2616 | 1418.2616 | 1418.2616 | 1418.2616 | 1418.2616 | 1418.2616 | 1418.2616 | 1418.2617 | 1418.2617 | 1418.2618 | 1418.2618 | 1418.2618
CDP4 | NSW | SNW | Shallow storage | 0 | 632.712 | 632.7159 | 632.7178 | 668.3574 | 710.6934 | 1338.2454 | 1410.8214 | 1410.8214 | 1410.8214 | 1483.3974 | 1483.3974 | 1483.3974 | 1555.9734 | 1555.9734 | 1555.9734 | 1555.9734 | 1555.9734 | 1555.9734 | 1628.5494 | 1628.5494 | 1701.1254 | 1701.1254 | 1701.1254 | 1773.7014 | 1773.7014 | 1773.7014 | 1846.2774
CDP4 | NSW | SNW | Coordinated CER storage | 5.6995 | 8.9871 | 12.8326 | 16.9571 | 21.9697 | 27.6663 | 37.1937 | 49.6005 | 65.1327 | 84.2739 | 107.1493 | 134.0014 | 164.6224 | 199.4384 | 238.3244 | 281.0862 | 327.7038 | 378.3827 | 433.0554 | 491.83 | 555.0637 | 623.7244 | 696.5772 | 773.7214 | 854.3051 | 938.1119 | 977.5203 | 1012.8282
CDP4 | NSW | SNW | Other renewable fuels | 0 | 0 | 0 | 0 | 0 | 0 | 0 | 0 | 0 | 0 | 0 | 0 | 0 | 0 | 0 | 0 | 0 | 0 | 0 | 0 | 0 | 0 | 0 | 0 | 0 | 90 | 90 | 90
CDP4 | NSW | SNW | DSP | 6.2 | 12.66 | 21.31 | 162.35 | 348.57 | 513.64 | 583.98 | 654.28 | 724.54 | 733.3 | 742.8 | 750.47 | 760.19 | 768.7 | 779.55 | 788.11 | 799.57 | 801.47 | 805.15 | 811.59 | 809.52 | 812.34 | 814.56 | 812.98 | 816.87 | 821.19 | 829.44 | 848.51
CDP4 | QLD | NQ | Mid-merit gas | 0 | 0 | 0 | 0 | 0 | 0 | 0 | 0 | 0 | 0 | 0 | 0 | 0 | 0 | 0 | 0 | 0 | 0 | 0 | 0 | 0 | 0 | 0 | 0 | 0 | 0 | 0 | 0
CDP4 | QLD | NQ | Flexible gas with CCS | 0 | 0 | 0 | 0 | 0 | 0 | 0 | 0 | 0 | 0 | 0 | 0 | 0 | 0 | 0 | 0 | 0 | 0 | 0 | 0 | 0 | 0 | 0 | 0 | 0 | 0 | 0 | 0
CDP4 | QLD | NQ | Flexible gas | 0 | 0 | 0 | 0 | 0 | 0 | 0 | 0 | 0 | 0 | 0 | 0 | 0 | 0 | 0 | 0 | 0 | 0 | 0 | 0 | 0 | 0 | 0 | 0 | 0 | 0 | 0 | 0
CDP4 | QLD | NQ | Hydro | 0 | 0 | 0 | 0 | 0 | 0 | 0 | 0 | 0 | 0 | 0 | 0 | 0 | 0 | 0 | 0 | 0 | 0 | 0 | 0 | 0 | 0 | 0 | 0 | 0 | 0 | 0 | 0
CDP4 | QLD | NQ | Borumba | 0 | 0 | 0 | 0 | 0 | 0 | 0 | 0 | 0 | 0 | 0 | 0 | 0 | 0 | 0 | 0 | 0 | 0 | 0 | 0 | 0 | 0 | 0 | 0 | 0 | 0 | 0 | 0
CDP4 | QLD | NQ | Deep storage | 0 | 0 | 0 | 0 | 0 | 0 | 8.99e-06 | 1.165e-05 | 1.165e-05 | 5.044e-05 | 5.044e-05 | 5.044e-05 | 7.415e-05 | 7.415e-05 | 7.73e-05 | 7.73e-05 | 7.73e-05 | 7.933e-05 | 7.933e-05 | 8.098e-05 | 0.00015973 | 0.00016714 | 5.5087 | 19.765 | 144.6081 | 180.4032 | 180.4032 | 180.4032
CDP4 | QLD | NQ | Medium storage | 0 | 0 | 0 | 1.67e-05 | 2.046e-05 | 3.091e-05 | 3.091e-05 | 3.242e-05 | 3.944e-05 | 5.311e-05 | 5.311e-05 | 5.311e-05 | 8.673e-05 | 0.00012939 | 0.00013401 | 0.00013401 | 0.00013401 | 0.00013401 | 0.00013401 | 0.00013401 | 0.00013401 | 0.00014751 | 0.00022261 | 0.00022261 | 0.00022261 | 0.00022261 | 0.00022261 | 0.00022261
CDP4 | QLD | NQ | Shallow storage | 0 | 0 | 300 | 300 | 300 | 300 | 300 | 300 | 300 | 300 | 300 | 300 | 300 | 300 | 300 | 300 | 300 | 300 | 300 | 300 | 300 | 300 | 300 | 300 | 300 | 300 | 300 | 300
CDP4 | QLD | NQ | Coordinated CER storage | 0.54674 | 0.92286 | 1.3551 | 1.8536 | 2.45 | 3.1702 | 4.191 | 5.5164 | 7.1545 | 9.1658 | 11.5718 | 14.4017 | 17.6021 | 21.2441 | 25.3028 | 29.7336 | 34.558 | 39.7965 | 45.4592 | 51.5796 | 58.257 | 65.4644 | 73.1388 | 81.3134 | 89.8287 | 98.6792 | 103.0372 | 107.0137
CDP4 | QLD | NQ | Other renewable fuels | 0 | 0 | 0 | 0 | 0 | 0 | 0 | 0 | 0 | 0 | 0 | 0 | 0 | 0 | 0 | 0 | 0 | 0 | 0 | 0 | 0 | 0 | 0 | 0 | 0 | 0 | 0 | 0
CDP4 | QLD | NQ | DSP | 0 | 0 | 0 | 0 | 0 | 0 | 0 | 0 | 0 | 0 | 0 | 0 | 0 | 0 | 0 | 0 | 0 | 0 | 0 | 0 | 0 | 0 | 0 | 0 | 0 | 0 | 0 | 0
CDP4 | QLD | GG | Mid-merit gas | 0 | 0 | 0 | 0 | 0 | 0 | 0 | 0 | 0 | 0 | 0 | 0 | 0 | 0 | 0 | 0 | 0 | 0 | 0 | 0 | 0 | 0 | 0 | 0 | 0 | 0 | 0 | 0
CDP4 | QLD | GG | Flexible gas with CCS | 0 | 0 | 0 | 0 | 0 | 0 | 0 | 0 | 0 | 0 | 0 | 0 | 0 | 0 | 0 | 0 | 0 | 0 | 0 | 0 | 0 | 0 | 0 | 0 | 0 | 0 | 0 | 0
CDP4 | QLD | GG | Flexible gas | 0 | 0 | 0 | 0 | 0 | 0 | 0 | 0 | 0 | 0 | 0 | 0 | 0 | 0 | 0 | 0 | 0 | 0 | 0 | 0 | 0 | 0 | 0 | 0 | 0 | 0 | 0 | 0
CDP4 | QLD | GG | Hydro | 0 | 0 | 0 | 0 | 0 | 0 | 0 | 0 | 0 | 0 | 0 | 0 | 0 | 0 | 0 | 0 | 0 | 0 | 0 | 0 | 0 | 0 | 0 | 0 | 0 | 0 | 0 | 0
CDP4 | QLD | GG | Borumba | 0 | 0 | 0 | 0 | 0 | 0 | 0 | 0 | 0 | 0 | 0 | 0 | 0 | 0 | 0 | 0 | 0 | 0 | 0 | 0 | 0 | 0 | 0 | 0 | 0 | 0 | 0 | 0
CDP4 | QLD | GG | Deep storage | 0 | 0 | 0 | 0 | 0 | 0 | 0 | 0 | 0 | 0 | 0 | 0 | 0 | 0 | 0 | 0 | 0 | 0 | 0 | 0 | 0 | 0 | 0 | 0 | 0 | 0 | 0 | 0
CDP4 | QLD | GG | Medium storage | 0 | 0 | 0 | 2.152e-05 | 2.152e-05 | 4.771e-05 | 4.771e-05 | 5.153e-05 | 5.153e-05 | 7.83e-05 | 7.83e-05 | 7.83e-05 | 0.00013111 | 0.00022134 | 0.00022667 | 0.00022667 | 0.00022667 | 0.00022858 | 0.00022858 | 0.0002331 | 0.00024474 | 1.9172 | 52.3472 | 52.4509 | 52.4509 | 584.8633 | 584.8633 | 795.684
CDP4 | QLD | GG | Shallow storage | 0 | 400 | 400 | 400 | 400 | 400 | 400 | 400 | 400 | 400 | 400 | 400 | 400 | 400 | 400 | 400 | 400 | 400 | 400 | 400 | 400 | 400 | 400 | 400 | 400 | 400 | 400 | 400
CDP4 | QLD | GG | Coordinated CER storage | 0.026819 | 0.047887 | 0.071533 | 0.10153 | 0.13366 | 0.17572 | 0.25891 | 0.37299 | 0.52211 | 0.70955 | 0.93712 | 1.2071 | 1.5192 | 1.8769 | 2.2784 | 2.7246 | 3.2136 | 3.7508 | 4.3361 | 4.969 | 5.6604 | 6.4065 | 7.2009 | 8.0431 | 8.9264 | 9.8483 | 10.2976 | 10.7049
CDP4 | QLD | GG | Other renewable fuels | 0 | 0 | 0 | 0 | 0 | 0 | 0 | 0 | 0 | 0 | 0 | 0 | 0 | 0 | 0 | 0 | 0 | 0 | 0 | 0 | 0 | 0 | 0 | 0 | 0 | 0 | 0 | 0
CDP4 | QLD | GG | DSP | 0 | 0 | 0 | 0 | 0 | 0 | 0 | 0 | 0 | 0 | 0 | 0 | 0 | 0 | 0 | 0 | 0 | 0 | 0 | 0 | 0 | 0 | 0 | 0 | 0 | 0 | 0 | 0
CDP4 | QLD | CQ | Mid-merit gas | 0 | 0 | 0 | 0 | 0 | 0 | 0 | 0 | 0 | 0 | 0 | 0 | 0 | 0 | 0 | 0 | 0 | 0 | 0 | 0 | 0 | 0 | 0 | 0 | 0 | 0 | 0 | 0
CDP4 | QLD | CQ | Flexible gas with CCS | 0 | 0 | 0 | 0 | 0 | 0 | 0 | 0 | 0 | 0 | 0 | 0 | 0 | 0 | 0 | 0 | 0 | 0 | 0 | 0 | 0 | 0 | 0 | 0 | 0 | 0 | 0 | 0
CDP4 | QLD | CQ | Flexible gas | 0 | 0 | 0 | 0 | 0 | 0 | 0 | 0 | 0 | 0 | 0 | 0 | 0 | 0 | 0 | 0 | 0 | 0 | 0 | 0 | 0 | 0 | 0 | 0 | 0 | 0 | 0 | 0
CDP4 | QLD | CQ | Hydro | 0 | 0 | 0 | 0 | 0 | 0 | 0 | 0 | 0 | 0 | 0 | 0 | 0 | 0 | 0 | 0 | 0 | 0 | 0 | 0 | 0 | 0 | 0 | 0 | 0 | 0 | 0 | 0
CDP4 | QLD | CQ | Borumba | 0 | 0 | 0 | 0 | 0 | 0 | 0 | 0 | 0 | 0 | 0 | 0 | 0 | 0 | 0 | 0 | 0 | 0 | 0 | 0 | 0 | 0 | 0 | 0 | 0 | 0 | 0 | 0
CDP4 | QLD | CQ | Deep storage | 0 | 0 | 0 | 0 | 0 | 0 | 9.12e-06 | 1.149e-05 | 1.149e-05 | 4.074e-05 | 4.074e-05 | 4.074e-05 | 4.911e-05 | 6.869e-05 | 7.108e-05 | 7.108e-05 | 7.108e-05 | 7.108e-05 | 7.108e-05 | 7.298e-05 | 0.0002007 | 0.00020367 | 0.00020966 | 0.00021285 | 51.5001 | 355.1191 | 355.1191 | 400
CDP4 | QLD | CQ | Medium storage | 0 | 0 | 0 | 2.369e-05 | 2.916e-05 | 4.862e-05 | 5.882e-05 | 6.577e-05 | 8.241e-05 | 0.00013689 | 0.00013689 | 0.00013689 | 0.00019468 | 0.00029993 | 0.00030859 | 0.00030859 | 0.00030859 | 0.00031001 | 0.00031001 | 0.00031542 | 0.00033822 | 1.9172 | 80.5666 | 162.7971 | 162.7975 | 560.0983 | 560.0983 | 876.4322
CDP4 | QLD | CQ | Shallow storage | 0 | 0 | 0 | 150 | 150 | 150 | 150 | 150 | 150 | 150 | 150 | 150 | 150 | 150 | 150 | 150 | 150 | 150 | 150 | 150 | 150 | 150 | 150 | 150 | 150 | 150 | 150 | 150
CDP4 | QLD | CQ | Coordinated CER storage | 0.49915 | 0.855 | 1.2505 | 1.7306 | 2.2741 | 2.9451 | 4.0203 | 5.4257 | 7.2073 | 9.4204 | 12.0769 | 15.2024 | 18.7874 | 22.8688 | 27.4354 | 32.4602 | 37.9331 | 43.9154 | 50.3996 | 57.404 | 65.0752 | 73.3346 | 82.131 | 91.474 | 101.254 | 111.4193 | 116.4019 | 120.9195
CDP4 | QLD | CQ | Other renewable fuels | 0 | 0 | 0 | 0 | 0 | 0 | 0 | 0 | 0 | 0 | 0 | 0 | 0 | 0 | 0 | 0 | 0 | 0 | 0 | 0 | 0 | 0 | 0 | 0 | 0 | 0 | 0 | 0
CDP4 | QLD | CQ | DSP | 0 | 0 | 0 | 0 | 0 | 0 | 0 | 0 | 0 | 0 | 0 | 0 | 0 | 0 | 0 | 0 | 0 | 0 | 0 | 0 | 0 | 0 | 0 | 0 | 0 | 0 | 0 | 0
CDP4 | QLD | SQ | Mid-merit gas | 0 | 0 | 0 | 0 | 0 | 0 | 0 | 0 | 0 | 0 | 0 | 0 | 0 | 0 | 0 | 0 | 0 | 0 | 0 | 0 | 0 | 0 | 0 | 0 | 0 | 0 | 0 | 0
CDP4 | QLD | SQ | Flexible gas with CCS | 0 | 0 | 0 | 0 | 0 | 0 | 0 | 0 | 0 | 0 | 0 | 0 | 0 | 0 | 0 | 0 | 0 | 0 | 0 | 0 | 0 | 0 | 0 | 0 | 0 | 0 | 0 | 0
CDP4 | QLD | SQ | Flexible gas | 0 | 0 | 200 | 200 | 200 | 200 | 200 | 200 | 200 | 352.7859 | 352.7859 | 352.7859 | 412.2726 | 641.823 | 851.4528 | 1268.9614 | 1486.9117 | 2277.6349 | 2910.5272 | 2910.5272 | 2910.5272 | 2910.5272 | 3319.9259 | 3319.9259 | 3319.9259 | 3319.9259 | 3319.9259 | 3479.9054
CDP4 | QLD | SQ | Hydro | 0 | 0 | 0 | 0 | 0 | 0 | 0 | 0 | 0 | 0 | 0 | 0 | 0 | 0 | 0 | 0 | 0 | 0 | 0 | 0 | 0 | 0 | 0 | 0 | 0 | 0 | 0 | 0
CDP4 | QLD | SQ | Borumba | 0 | 0 | 0 | 0 | 0 | 0 | 0 | 1998 | 1998 | 1998 | 1998 | 1998 | 1998 | 1998 | 1998 | 1998 | 1998 | 1998 | 1998 | 1998 | 1998 | 1998 | 1998 | 1998 | 1998 | 1998 | 1998 | 1998
CDP4 | QLD | SQ | Deep storage | 0 | 0 | 0 | 0 | 0 | 0 | 0 | 0 | 0 | 0 | 0 | 0 | 0 | 0 | 0 | 0 | 0 | 0 | 0 | 0 | 0 | 0 | 0 | 0 | 0 | 0 | 0 | 0
CDP4 | QLD | SQ | Medium storage | 0 | 0 | 0 | 1.719e-05 | 2.238e-05 | 4.033e-05 | 4.033e-05 | 4.371e-05 | 5.116e-05 | 5.834e-05 | 5.834e-05 | 5.834e-05 | 9.727e-05 | 0.00017664 | 0.00017828 | 0.00017828 | 0.00017828 | 0.00017828 | 0.00017828 | 0.00017828 | 0.00019083 | 0.00040378 | 532.3857 | 532.3857 | 532.3857 | 806.0412 | 806.0412 | 806.0412
CDP4 | QLD | SQ | Shallow storage | 714.16 | 1020.16 | 1020.16 | 1020.16 | 1020.16 | 1020.16 | 1020.16 | 1020.16 | 1020.16 | 1020.16 | 1020.16 | 1020.16 | 1020.16 | 1020.16 | 1020.16 | 1020.16 | 1020.16 | 1020.16 | 1020.16 | 1020.16 | 1020.16 | 1020.16 | 1020.16 | 1020.16 | 1020.16 | 1020.16 | 1020.16 | 1020.16
CDP4 | QLD | SQ | Coordinated CER storage | 2.6949 | 4.6149 | 6.8273 | 9.399 | 12.4206 | 16.2636 | 22.9345 | 31.7049 | 42.7505 | 56.464 | 72.9637 | 92.4549 | 114.7868 | 140.326 | 168.9326 | 200.4226 | 234.721 | 272.1627 | 312.8429 | 356.7965 | 404.3261 | 456.2111 | 511.5074 | 570.2605 | 631.7811 | 695.9349 | 727.3631 | 755.8908
CDP4 | QLD | SQ | Other renewable fuels | 0 | 0 | 0 | 0 | 0 | 0 | 0 | 0 | 0 | 0 | 0 | 0 | 0 | 0 | 0 | 0 | 0 | 0 | 0 | 0 | 0 | 0 | 0 | 0 | 0 | 0 | 90 | 90
CDP4 | QLD | SQ | DSP | 3.25 | 5.13 | 9.91 | 13.47 | 17.87 | 1.79 | 7.34 | 11.4 | 15.32 | 20.33 | 25.8 | 31.69 | 38.24 | 42.35 | 46.79 | 53.33 | 57.04 | 59.69 | 63.14 | 66.16 | 68.23 | 70.89 | 74.75 | 77.21 | 85.81 | 92.63 | 99.97 | 101.49
CDP4 | VIC | VIC | Mid-merit gas | 0 | 0 | 0 | 0 | 0 | 0 | 0 | 0 | 0 | 0 | 0 | 0 | 0 | 0 | 0 | 0 | 0 | 0 | 0 | 0 | 0 | 0 | 0 | 0 | 0 | 0 | 0 | 0
CDP4 | VIC | VIC | Flexible gas with CCS | 0 | 0 | 0 | 0 | 0 | 0 | 0 | 0 | 0 | 0 | 0 | 0 | 0 | 0 | 0 | 0 | 0 | 0 | 0 | 0 | 0 | 0 | 0 | 0 | 0 | 0 | 0 | 0
CDP4 | VIC | VIC | Flexible gas | 0 | 0 | 0 | 0 | 0 | 0 | 0 | 0 | 0 | 0 | 0 | 0 | 0 | 0 | 0 | 0 | 0 | 0 | 86.8961 | 86.8961 | 86.8961 | 86.8961 | 86.8961 | 727.4581 | 727.4581 | 727.4581 | 727.4581 | 1628.5285
CDP4 | VIC | VIC | Hydro | 0 | 0 | 0 | 0 | 0 | 0 | 0 | 0 | 0 | 0 | 0 | 0 | 0 | 0 | 0 | 0 | 0 | 0 | 0 | 0 | 0 | 0 | 0 | 0 | 0 | 0 | 0 | 0
CDP4 | VIC | VIC | Deep storage | 0 | 0 | 0 | 0 | 0 | 0 | 8.42e-06 | 2.176e-05 | 4.293e-05 | 0.00010608 | 0.00010608 | 0.00010608 | 0.00010608 | 0.00011234 | 0.00011234 | 0.00011359 | 0.00011463 | 0.00011585 | 0.00011763 | 0.00012413 | 519.8747 | 519.8747 | 519.8747 | 519.8747 | 519.8747 | 525.1376 | 525.1376 | 551.376
CDP4 | VIC | VIC | Medium storage | 0 | 0 | 350 | 350 | 350 | 350 | 350 | 350 | 350 | 350.0001 | 350.0001 | 350.0001 | 350.0001 | 350.0001 | 350.0001 | 350.0001 | 350.0001 | 350.0001 | 350.0001 | 350.0001 | 350.0001 | 350.0001 | 350.0001 | 350.0003 | 350.0003 | 350.0003 | 350.0003 | 350.0003
CDP4 | VIC | VIC | Shallow storage | 180 | 1691.51 | 1756.3104 | 2209.7418 | 2209.7418 | 2421.4 | 2428.7 | 2940.3999 | 3451.3399 | 4013.0397 | 5621.9196 | 5621.9196 | 5628.5196 | 5628.5196 | 5628.5196 | 5628.5196 | 5628.5196 | 5628.5196 | 5628.5196 | 5628.5196 | 5635.1196 | 5635.1196 | 5635.1196 | 5635.1196 | 5635.1196 | 5635.1196 | 5635.1196 | 5635.1196
CDP4 | VIC | VIC | Coordinated CER storage | 8.9163 | 14.4987 | 20.4798 | 27.3899 | 35.853 | 45.8051 | 59.1688 | 76.2585 | 97.3343 | 123.084 | 153.6475 | 189.3602 | 229.872 | 275.8842 | 327.0848 | 383.0564 | 443.7316 | 509.6502 | 580.9109 | 657.633 | 740.6541 | 830.7914 | 926.6572 | 1028.3543 | 1134.4025 | 1244.5508 | 1298.531 | 1347.4871
CDP4 | VIC | VIC | Other renewable fuels | 0 | 0 | 0 | 0 | 0 | 0 | 0 | 0 | 0 | 0 | 0 | 0 | 0 | 0 | 0 | 0 | 0 | 0 | 0 | 0 | 0 | 0 | 0 | 0 | 0 | 0 | 90 | 90
CDP4 | VIC | VIC | DSP | 2.06 | 5.47 | -2.91 | 1.75 | 7.82 | 14.87 | 19.28 | 25.16 | 29.26 | 33.97 | 36.82 | 39.34 | 41.6 | 44.07 | 46.76 | 49.93 | 53.23 | 55.16 | 57.69 | 59.14 | 59.83 | 61.47 | 61.87 | 60.96 | 59.14 | 58.56 | 59.5 | 61.38
CDP4 | SA | CSA | Mid-merit gas | 0 | 0 | 0 | 0 | 0 | 0 | 0 | 0 | 0 | 0 | 0 | 0 | 0 | 0 | 0 | 0 | 0 | 0 | 0 | 0 | 0 | 0 | 0 | 0 | 0 | 0 | 0 | 0
CDP4 | SA | CSA | Flexible gas with CCS | 0 | 0 | 0 | 0 | 0 | 0 | 0 | 0 | 0 | 0 | 0 | 0 | 0 | 0 | 0 | 0 | 0 | 0 | 0 | 0 | 0 | 0 | 0 | 0 | 0 | 0 | 0 | 0
CDP4 | SA | CSA | Flexible gas | 0 | 200 | 200 | 200 | 200 | 200 | 200 | 200 | 200 | 396.6728 | 465 | 465 | 465 | 465 | 465 | 465 | 465 | 465 | 552.4608 | 907.2602 | 907.2602 | 907.2602 | 907.2602 | 907.2602 | 907.2602 | 907.2602 | 907.2602 | 907.2602
CDP4 | SA | CSA | Hydro | 0 | 0 | 0 | 0 | 0 | 0 | 0 | 0 | 0 | 0 | 0 | 0 | 0 | 0 | 0 | 0 | 0 | 0 | 0 | 0 | 0 | 0 | 0 | 0 | 0 | 0 | 0 | 0
CDP4 | SA | CSA | Deep storage | 0 | 0 | 0 | 0 | 0 | 0 | 4.61e-06 | 5.8e-06 | 5.8e-06 | 8.26e-06 | 8.26e-06 | 8.26e-06 | 8.26e-06 | 1.34e-05 | 1.499e-05 | 1.499e-05 | 1.499e-05 | 1.499e-05 | 1.499e-05 | 1.662e-05 | 1.77e-05 | 1.77e-05 | 1.77e-05 | 1.77e-05 | 1.77e-05 | 1.883e-05 | 1.883e-05 | 1.883e-05
CDP4 | SA | CSA | Medium storage | 0 | 0 | 0 | 1.931e-05 | 2.476e-05 | 3.308e-05 | 3.308e-05 | 3.462e-05 | 4.422e-05 | 4.422e-05 | 4.422e-05 | 4.422e-05 | 4.536e-05 | 8.424e-05 | 8.931e-05 | 8.931e-05 | 8.931e-05 | 8.931e-05 | 8.931e-05 | 9.288e-05 | 9.621e-05 | 9.847e-05 | 0.00010385 | 1086.9784 | 1086.9784 | 1555.4156 | 1555.4156 | 1555.4156
CDP4 | SA | CSA | Shallow storage | 200 | 494.98 | 1113.6157 | 2346.984 | 2353.004 | 2353.004 | 2353.004 | 2353.004 | 2353.004 | 2353.004 | 2353.004 | 2353.004 | 2353.004 | 2353.004 | 2353.004 | 2353.004 | 2353.004 | 2353.004 | 2359.024 | 2359.024 | 2359.024 | 2359.024 | 2359.024 | 2359.024 | 2359.024 | 2359.024 | 2359.024 | 2359.024
CDP4 | SA | CSA | Coordinated CER storage | 16.7205 | 23.834 | 30.7542 | 38.4284 | 46.3958 | 56.1694 | 65.5626 | 76.1609 | 87.8108 | 100.9146 | 115.316 | 131.1314 | 147.8365 | 166.0114 | 185.1899 | 204.9252 | 225.1394 | 246.2665 | 268.3666 | 291.4341 | 316.4262 | 343.1106 | 371.0707 | 400.3204 | 429.9417 | 459.8761 | 474.9413 | 488.2607
CDP4 | SA | CSA | Other renewable fuels | 0 | 0 | 0 | 0 | 0 | 0 | 0 | 0 | 0 | 0 | 0 | 0 | 0 | 0 | 0 | 0 | 0 | 0 | 0 | 0 | 0 | 0 | 0 | 0 | 0 | 0 | 0 | 0
CDP4 | SA | CSA | DSP | 0.71 | 1.71 | 2.99 | 4.28 | 4.85 | 5.57 | 6.09 | 6.75 | 7.31 | 8.12 | 8.79 | 9.5 | 10.12 | 10.65 | 11.15 | 11.67 | 12.28 | 12.76 | 13.22 | 13.5 | 13.63 | 13.47 | 13.24 | 12.87 | 12.46 | 12.52 | 12.77 | 13.08
CDP4 | SA | SESA | Mid-merit gas | 0 | 0 | 0 | 0 | 0 | 0 | 0 | 0 | 0 | 0 | 0 | 0 | 0 | 0 | 0 | 0 | 0 | 0 | 0 | 0 | 0 | 0 | 0 | 0 | 0 | 0 | 0 | 0
CDP4 | SA | SESA | Flexible gas with CCS | 0 | 0 | 0 | 0 | 0 | 0 | 0 | 0 | 0 | 0 | 0 | 0 | 0 | 0 | 0 | 0 | 0 | 0 | 0 | 0 | 0 | 0 | 0 | 0 | 0 | 0 | 0 | 0
CDP4 | SA | SESA | Flexible gas | 0 | 0 | 0 | 0 | 0 | 0 | 0 | 0 | 0 | 0 | 0 | 0 | 0 | 0 | 0 | 0 | 0 | 0 | 0 | 0 | 0 | 0 | 0 | 0 | 0 | 0 | 0 | 0
CDP4 | SA | SESA | Hydro | 0 | 0 | 0 | 0 | 0 | 0 | 0 | 0 | 0 | 0 | 0 | 0 | 0 | 0 | 0 | 0 | 0 | 0 | 0 | 0 | 0 | 0 | 0 | 0 | 0 | 0 | 0 | 0
CDP4 | SA | SESA | Deep storage | 0 | 0 | 0 | 0 | 0 | 0 | 0 | 0 | 0 | 0 | 0 | 0 | 0 | 0 | 0 | 0 | 0 | 0 | 0 | 0 | 0 | 0 | 0 | 0 | 0 | 0 | 0 | 0
CDP4 | SA | SESA | Medium storage | 0 | 0 | 0 | 1.876e-05 | 2.417e-05 | 3.164e-05 | 3.164e-05 | 3.375e-05 | 4.039e-05 | 4.185e-05 | 4.185e-05 | 4.185e-05 | 4.324e-05 | 7.754e-05 | 8.256e-05 | 8.256e-05 | 8.256e-05 | 8.256e-05 | 8.256e-05 | 8.256e-05 | 9.412e-05 | 9.642e-05 | 0.00010104 | 56.287 | 56.287 | 56.287 | 56.287 | 56.287
CDP4 | SA | SESA | Shallow storage | 0 | 0 | 0 | 0 | 0 | 0 | 0 | 0 | 0 | 0 | 0 | 0 | 0 | 0 | 0 | 0 | 0 | 0 | 0 | 0 | 0 | 0 | 0 | 0 | 0 | 0 | 0 | 0
CDP4 | SA | SESA | Coordinated CER storage | 0.61122 | 0.88308 | 1.1524 | 1.4493 | 1.7585 | 2.151 | 2.5347 | 2.9572 | 3.4253 | 3.9705 | 4.6092 | 5.2767 | 6.0254 | 6.8004 | 7.6143 | 8.4664 | 9.35 | 10.2723 | 11.2305 | 12.2735 | 13.437 | 14.6473 | 15.9009 | 17.214 | 18.5458 | 19.8997 | 20.5756 | 21.2128
CDP4 | SA | SESA | Other renewable fuels | 0 | 0 | 0 | 0 | 0 | 0 | 0 | 0 | 0 | 0 | 0 | 0 | 0 | 0 | 0 | 0 | 0 | 0 | 0 | 0 | 0 | 0 | 0 | 0 | 0 | 0 | 0 | 0
CDP4 | SA | SESA | DSP | 0 | 0 | 0 | 0 | 0 | 0 | 0 | 0 | 0 | 0 | 0 | 0 | 0 | 0 | 0 | 0 | 0 | 0 | 0 | 0 | 0 | 0 | 0 | 0 | 0 | 0 | 0 | 0
CDP4 | TAS | TAS | Mid-merit gas | 0 | 0 | 0 | 0 | 0 | 0 | 0 | 0 | 0 | 0 | 0 | 0 | 0 | 0 | 0 | 0 | 0 | 0 | 0 | 0 | 0 | 0 | 0 | 0 | 0 | 0 | 0 | 0
CDP4 | TAS | TAS | Flexible gas with CCS | 0 | 0 | 0 | 0 | 0 | 0 | 0 | 0 | 0 | 0 | 0 | 0 | 0 | 0 | 0 | 0 | 0 | 0 | 0 | 0 | 0 | 0 | 0 | 0 | 0 | 0 | 0 | 0
CDP4 | TAS | TAS | Flexible gas | 0 | 0 | 0 | 0 | 0 | 0 | 0 | 0 | 0 | 0 | 0 | 0 | 0 | 0 | 0 | 0 | 0 | 0 | 0 | 0 | 0 | 0 | 0 | 0 | 0 | 0 | 0 | 0
CDP4 | TAS | TAS | Hydro | 0 | 0 | 0 | 0 | 0 | 0 | 390 | 390 | 390 | 390 | 390 | 390 | 390 | 390 | 390 | 390 | 390 | 390 | 390 | 390 | 390 | 390 | 390 | 390 | 390 | 390 | 390 | 390
CDP4 | TAS | TAS | Deep storage | 0 | 0 | 0 | 0 | 0 | 0 | 2.391e-05 | 3.741e-05 | 5.752e-05 | 5.752e-05 | 5.752e-05 | 5.752e-05 | 5.752e-05 | 7.738e-05 | 8.695e-05 | 0.00010757 | 23.4766 | 23.4766 | 175.2084 | 457.7356 | 913.9613 | 913.9613 | 913.9613 | 913.9613 | 913.9613 | 913.9613 | 913.9613 | 913.9613
CDP4 | TAS | TAS | Medium storage | 0 | 0 | 0 | 1.605e-05 | 1.82e-05 | 2.029e-05 | 2.029e-05 | 2.277e-05 | 2.409e-05 | 2.409e-05 | 2.409e-05 | 2.409e-05 | 2.409e-05 | 4.102e-05 | 4.331e-05 | 4.331e-05 | 4.504e-05 | 4.504e-05 | 4.741e-05 | 5.058e-05 | 6.143e-05 | 6.257e-05 | 6.461e-05 | 6.461e-05 | 6.461e-05 | 6.461e-05 | 6.461e-05 | 6.461e-05
CDP4 | TAS | TAS | Shallow storage | 0 | 0 | 0 | 0 | 0 | 0 | 0 | 0 | 0 | 0 | 0 | 0 | 0 | 0 | 0 | 0 | 0 | 0 | 0 | 0 | 0 | 0 | 0 | 0 | 0 | 0 | 0 | 0
CDP4 | TAS | TAS | Coordinated CER storage | 0.49202 | 0.81972 | 1.1904 | 1.6174 | 2.1106 | 2.7326 | 3.2327 | 3.8671 | 4.6719 | 5.7102 | 7.0106 | 8.6052 | 10.485 | 12.7058 | 15.2558 | 18.1129 | 21.2812 | 24.7979 | 28.677 | 32.9257 | 37.5563 | 42.7068 | 48.2882 | 54.3035 | 60.6636 | 67.3654 | 71.0896 | 74.411
CDP4 | TAS | TAS | Other renewable fuels | 0 | 0 | 0 | 0 | 0 | 0 | 0 | 0 | 0 | 0 | 0 | 0 | 0 | 0 | 0 | 0 | 0 | 0 | 0 | 0 | 0 | 0 | 0 | 0 | 0 | 0 | 0 | 0
CDP4 | TAS | TAS | DSP | 0.05 | -0.71 | -1.41 | -1.38 | -1.29 | -1.16 | -1.04 | -0.94 | -0.9 | -0.89 | -0.86 | -0.89 | -0.87 | -0.86 | -0.84 | -0.83 | -0.79 | -0.77 | -0.75 | -0.74 | -0.76 | -0.76 | -0.77 | -0.76 | -0.75 | -0.81 | -0.92 | -0.99
CDP5 | NSW | NNSW | Mid-merit gas | 0 | 0 | 0 | 0 | 0 | 0 | 0 | 0 | 0 | 0 | 0 | 0 | 0 | 0 | 0 | 0 | 0 | 0 | 0 | 0 | 0 | 0 | 0 | 0 | 0 | 0 | 0 | 0
CDP5 | NSW | NNSW | Flexible gas with CCS | 0 | 0 | 0 | 0 | 0 | 0 | 0 | 0 | 0 | 0 | 0 | 0 | 0 | 0 | 0 | 0 | 0 | 0 | 0 | 0 | 0 | 0 | 0 | 0 | 0 | 0 | 0 | 0
CDP5 | NSW | NNSW | Flexible gas | 0 | 0 | 0 | 0 | 0 | 0 | 0 | 0 | 0 | 0 | 0 | 0 | 0 | 0 | 0 | 0 | 0 | 0 | 0 | 0 | 0 | 0 | 0 | 0 | 0 | 0 | 0 | 0
CDP5 | NSW | NNSW | Hydro | 0 | 0 | 0 | 0 | 0 | 0 | 0 | 0 | 0 | 0 | 0 | 0 | 0 | 0 | 0 | 0 | 0 | 0 | 0 | 0 | 0 | 0 | 0 | 0 | 0 | 0 | 0 | 0
CDP5 | NSW | NNSW | Snowy 2.0 | 0 | 0 | 0 | 0 | 0 | 0 | 0 | 0 | 0 | 0 | 0 | 0 | 0 | 0 | 0 | 0 | 0 | 0 | 0 | 0 | 0 | 0 | 0 | 0 | 0 | 0 | 0 | 0
CDP5 | NSW | NNSW | Deep storage | 0 | 0 | 0 | 0 | 0 | 0 | 1.079e-05 | 1.481e-05 | 1.481e-05 | 1.481e-05 | 2.202e-05 | 3.086e-05 | 3.843e-05 | 3.957e-05 | 4.204e-05 | 4.204e-05 | 4.337e-05 | 5.109e-05 | 5.109e-05 | 5.776e-05 | 1000 | 1000 | 1000 | 1000 | 1000 | 1000 | 1000 | 1000
CDP5 | NSW | NNSW | Medium storage | 0 | 0 | 275 | 275 | 378.5565 | 1115.9813 | 1115.9813 | 1115.9813 | 1115.9813 | 1115.9813 | 1115.9813 | 1115.9813 | 1115.9813 | 1115.9813 | 1115.9813 | 1115.9813 | 1115.9813 | 1115.9814 | 1115.9814 | 1115.9814 | 1115.9815 | 1115.9815 | 1115.9815 | 1641.7693 | 1641.7693 | 2002.9459 | 2002.9459 | 2390.9818
CDP5 | NSW | NNSW | Shallow storage | 0 | 30 | 230 | 430 | 430 | 430 | 430 | 430 | 430 | 430 | 430 | 430 | 430 | 430 | 430 | 430 | 430 | 430 | 430 | 430 | 430 | 430 | 430 | 430 | 430 | 430 | 430 | 430
CDP5 | NSW | NNSW | Coordinated CER storage | 1.4111 | 2.2004 | 3.1378 | 4.0696 | 5.2015 | 6.5092 | 8.3028 | 10.6013 | 13.4299 | 16.8869 | 20.9596 | 25.6995 | 31.0392 | 37.0757 | 43.7606 | 51.0565 | 58.967 | 67.5443 | 76.7721 | 86.6761 | 97.4085 | 108.9366 | 121.1526 | 134.0682 | 147.4952 | 161.4022 | 167.974 | 173.8539
CDP5 | NSW | NNSW | Other renewable fuels | 0 | 0 | 0 | 0 | 0 | 0 | 0 | 0 | 0 | 0 | 0 | 0 | 0 | 0 | 0 | 0 | 0 | 0 | 0 | 0 | 0 | 0 | 0 | 0 | 0 | 0 | 90 | 90
CDP5 | NSW | NNSW | DSP | 0 | 0 | 0 | 0 | 0 | 0 | 0 | 0 | 0 | 0 | 0 | 0 | 0 | 0 | 0 | 0 | 0 | 0 | 0 | 0 | 0 | 0 | 0 | 0 | 0 | 0 | 0 | 0
CDP5 | NSW | CNSW | Mid-merit gas | 0 | 0 | 0 | 0 | 0 | 0 | 0 | 0 | 0 | 0 | 0 | 0 | 0 | 0 | 0 | 0 | 0 | 0 | 0 | 0 | 0 | 0 | 0 | 0 | 0 | 0 | 0 | 0
CDP5 | NSW | CNSW | Flexible gas with CCS | 0 | 0 | 0 | 0 | 0 | 0 | 0 | 0 | 0 | 0 | 0 | 0 | 0 | 0 | 0 | 0 | 0 | 0 | 0 | 0 | 0 | 0 | 0 | 0 | 0 | 0 | 0 | 0
CDP5 | NSW | CNSW | Flexible gas | 0 | 0 | 0 | 0 | 0 | 0 | 0 | 0 | 0 | 0 | 0 | 0 | 0 | 0 | 0 | 0 | 0 | 0 | 0 | 0 | 0 | 0 | 0 | 0 | 0 | 0 | 0 | 0
CDP5 | NSW | CNSW | Hydro | 0 | 0 | 0 | 0 | 0 | 0 | 0 | 0 | 0 | 0 | 0 | 0 | 0 | 0 | 0 | 0 | 0 | 0 | 0 | 0 | 0 | 0 | 0 | 0 | 0 | 0 | 0 | 0
CDP5 | NSW | CNSW | Snowy 2.0 | 0 | 0 | 0 | 0 | 0 | 0 | 0 | 0 | 0 | 0 | 0 | 0 | 0 | 0 | 0 | 0 | 0 | 0 | 0 | 0 | 0 | 0 | 0 | 0 | 0 | 0 | 0 | 0
CDP5 | NSW | CNSW | Deep storage | 0 | 0 | 0 | 0 | 0 | 0 | 0 | 0 | 0 | 0 | 0 | 0 | 0 | 0 | 0 | 0 | 0 | 0 | 0 | 0 | 0 | 0 | 0 | 0 | 0 | 0 | 0 | 0
CDP5 | NSW | CNSW | Medium storage | 0 | 549 | 549 | 917.46 | 917.46 | 957.4824 | 957.4824 | 997.5024 | 997.5024 | 997.5024 | 1037.5224 | 1037.5224 | 1037.5224 | 1077.5424 | 1077.5424 | 1077.5424 | 1077.5424 | 1077.5424 | 1077.5424 | 1117.5624 | 1117.5624 | 1157.5824 | 1157.5824 | 1157.5824 | 1197.6024 | 1197.6024 | 1197.6024 | 1237.6225
CDP5 | NSW | CNSW | Shallow storage | 0 | 20 | 30.4876 | 876.4827 | 2265.9184 | 2265.9184 | 2265.9184 | 2265.9184 | 2265.9184 | 2265.9184 | 2265.9184 | 2265.9184 | 2265.9184 | 2265.9184 | 2265.9184 | 2265.9184 | 2265.9184 | 2265.9184 | 2265.9184 | 2265.9184 | 2265.9184 | 2265.9184 | 2265.9184 | 2265.9184 | 2265.9184 | 2265.9184 | 2265.9184 | 2265.9184
CDP5 | NSW | CNSW | Coordinated CER storage | 0.59798 | 0.93451 | 1.3494 | 1.776 | 2.2689 | 2.848 | 3.8284 | 5.1416 | 6.7929 | 8.8348 | 11.2982 | 14.1756 | 17.471 | 21.2071 | 25.3812 | 29.9855 | 35.0184 | 40.4848 | 46.3919 | 52.7376 | 59.6211 | 67.0433 | 74.9132 | 83.2358 | 91.9357 | 100.9613 | 105.2226 | 109.0428
CDP5 | NSW | CNSW | Other renewable fuels | 0 | 0 | 0 | 0 | 0 | 0 | 0 | 0 | 0 | 0 | 0 | 0 | 0 | 0 | 0 | 0 | 0 | 0 | 0 | 0 | 0 | 0 | 0 | 0 | 0 | 30 | 90 | 90
CDP5 | NSW | CNSW | DSP | 0 | 0 | 0 | 0 | 0 | 0 | 0 | 0 | 0 | 0 | 0 | 0 | 0 | 0 | 0 | 0 | 0 | 0 | 0 | 0 | 0 | 0 | 0 | 0 | 0 | 0 | 0 | 0
CDP5 | NSW | SNSW | Mid-merit gas | 0 | 0 | 0 | 0 | 0 | 0 | 0 | 0 | 0 | 0 | 0 | 0 | 0 | 0 | 0 | 0 | 0 | 0 | 0 | 0 | 0 | 0 | 0 | 0 | 0 | 0 | 0 | 0
CDP5 | NSW | SNSW | Flexible gas with CCS | 0 | 0 | 0 | 0 | 0 | 0 | 0 | 0 | 0 | 0 | 0 | 0 | 0 | 0 | 0 | 0 | 0 | 0 | 0 | 0 | 0 | 0 | 0 | 0 | 0 | 0 | 0 | 0
CDP5 | NSW | SNSW | Flexible gas | 0 | 0 | 0 | 0 | 0 | 0 | 0 | 0 | 0 | 0 | 0 | 0 | 0 | 0 | 0 | 0 | 0 | 0 | 0 | 0 | 0 | 0 | 0 | 0 | 0 | 0 | 0 | 0
CDP5 | NSW | SNSW | Hydro | 0 | 0 | 0 | 0 | 0 | 0 | 0 | 0 | 0 | 0 | 0 | 0 | 0 | 0 | 0 | 0 | 0 | 0 | 0 | 0 | 0 | 0 | 0 | 0 | 0 | 0 | 0 | 0
CDP5 | NSW | SNSW | Snowy 2.0 | 0 | 0 | 0 | 0 | 2200 | 2200 | 2200 | 2200 | 2200 | 2200 | 2200 | 2200 | 2200 | 2200 | 2200 | 2200 | 2200 | 2200 | 2200 | 2200 | 2200 | 2200 | 2200 | 2200 | 2200 | 2200 | 2200 | 2200
CDP5 | NSW | SNSW | Deep storage | 0 | 0 | 0 | 0 | 0 | 0 | 0 | 0 | 0 | 0 | 0 | 0 | 0 | 0 | 0 | 0 | 0 | 0 | 0 | 0 | 0 | 0 | 0 | 0 | 0 | 0 | 0 | 0
CDP5 | NSW | SNSW | Medium storage | 0 | 50 | 50 | 250 | 250 | 250.0003 | 250.0003 | 250.0003 | 250.0003 | 250.0003 | 250.0003 | 250.0003 | 250.0003 | 250.0003 | 250.0003 | 250.0003 | 250.0003 | 250.0003 | 250.0003 | 250.0004 | 250.0004 | 250.0004 | 250.0004 | 250.0005 | 250.0005 | 250.0006 | 250.0006 | 250.0006
CDP5 | NSW | SNSW | Shallow storage | 10 | 19.9 | 19.9 | 19.9 | 19.9 | 20.89 | 20.89 | 21.88 | 21.88 | 21.88 | 22.87 | 22.87 | 22.87 | 23.86 | 23.86 | 23.86 | 23.86 | 23.86 | 23.86 | 24.85 | 24.85 | 25.84 | 25.84 | 25.84 | 25.84 | 25.84 | 25.84 | 25.84
CDP5 | NSW | SNSW | Coordinated CER storage | 1.2069 | 1.9069 | 2.7656 | 3.7048 | 4.823 | 6.104 | 7.6428 | 9.603 | 12.0552 | 15.0904 | 18.749 | 23.0893 | 28.0961 | 33.8541 | 40.3371 | 47.5032 | 55.3701 | 64.0005 | 73.4087 | 83.6216 | 94.7478 | 106.9435 | 120.0443 | 134.0558 | 148.7861 | 164.2479 | 172.2574 | 179.4936
CDP5 | NSW | SNSW | Other renewable fuels | 0 | 0 | 0 | 0 | 0 | 0 | 0 | 0 | 0 | 0 | 0 | 0 | 0 | 0 | 0 | 0 | 0 | 0 | 0 | 0 | 0 | 0 | 0 | 0 | 0 | 0 | 0 | 0
CDP5 | NSW | SNSW | DSP | 0 | 0 | 0 | 0 | 0 | 0 | 0 | 0 | 0 | 0 | 0 | 0 | 0 | 0 | 0 | 0 | 0 | 0 | 0 | 0 | 0 | 0 | 0 | 0 | 0 | 0 | 0 | 0
CDP5 | NSW | SNW | Mid-merit gas | 0 | 0 | 0 | 0 | 0 | 0 | 0 | 0 | 0 | 0 | 0 | 0 | 0 | 0 | 0 | 0 | 0 | 0 | 0 | 0 | 0 | 0 | 0 | 0 | 0 | 0 | 0 | 0
CDP5 | NSW | SNW | Flexible gas with CCS | 0 | 0 | 0 | 0 | 0 | 0 | 0 | 0 | 0 | 0 | 0 | 0 | 0 | 0 | 0 | 0 | 0 | 0 | 0 | 0 | 0 | 0 | 0 | 0 | 0 | 0 | 0 | 0
CDP5 | NSW | SNW | Flexible gas | 0 | 0 | 0 | 0 | 0 | 0 | 0 | 0 | 0 | 0 | 0 | 0 | 0 | 0 | 0 | 0 | 0 | 0 | 254.631 | 953.676 | 2014.736 | 2014.736 | 2014.736 | 2014.736 | 2014.736 | 2014.736 | 2014.736 | 2014.736
CDP5 | NSW | SNW | Hydro | 0 | 0 | 0 | 0 | 0 | 0 | 0 | 0 | 0 | 0 | 0 | 0 | 0 | 0 | 0 | 0 | 0 | 0 | 0 | 0 | 0 | 0 | 0 | 0 | 0 | 0 | 0 | 0
CDP5 | NSW | SNW | Snowy 2.0 | 0 | 0 | 0 | 0 | 0 | 0 | 0 | 0 | 0 | 0 | 0 | 0 | 0 | 0 | 0 | 0 | 0 | 0 | 0 | 0 | 0 | 0 | 0 | 0 | 0 | 0 | 0 | 0
CDP5 | NSW | SNW | Deep storage | 0 | 0 | 0 | 0 | 0 | 0 | 0 | 0 | 0 | 0 | 0 | 0 | 0 | 0 | 0 | 0 | 0 | 0 | 0 | 0 | 0 | 0 | 0 | 0 | 0 | 0 | 0 | 0
CDP5 | NSW | SNW | Medium storage | 0 | 889.1452 | 889.1452 | 889.1452 | 889.1452 | 1474.1613 | 1474.1613 | 1474.1613 | 1474.1613 | 1474.1613 | 1474.1613 | 1474.1613 | 1474.1613 | 1474.1613 | 1474.1613 | 1474.1613 | 1474.1613 | 1474.1613 | 1474.1613 | 1474.1613 | 1474.1613 | 1474.1613 | 1474.1613 | 1474.1614 | 1474.1614 | 1474.1618 | 1474.1618 | 1474.1618
CDP5 | NSW | SNW | Shallow storage | 0 | 632.712 | 632.7149 | 632.7235 | 668.356 | 710.692 | 1338.244 | 1410.82 | 1410.82 | 1410.82 | 1483.396 | 1483.396 | 1483.396 | 1555.972 | 1555.972 | 1555.972 | 1555.972 | 1555.972 | 1555.972 | 1628.548 | 1628.548 | 1701.124 | 1701.124 | 1701.124 | 1773.7 | 1773.7 | 1773.7 | 1846.276
CDP5 | NSW | SNW | Coordinated CER storage | 5.6995 | 8.9871 | 12.8326 | 16.9571 | 21.9697 | 27.6663 | 37.1937 | 49.6005 | 65.1327 | 84.2739 | 107.1493 | 134.0014 | 164.6224 | 199.4384 | 238.3244 | 281.0862 | 327.7038 | 378.3827 | 433.0554 | 491.83 | 555.0637 | 623.7244 | 696.5772 | 773.7214 | 854.3051 | 938.1119 | 977.5203 | 1012.8282
CDP5 | NSW | SNW | Other renewable fuels | 0 | 0 | 0 | 0 | 0 | 0 | 0 | 0 | 0 | 0 | 0 | 0 | 0 | 0 | 0 | 0 | 0 | 0 | 0 | 0 | 0 | 0 | 0 | 0 | 0 | 90 | 90 | 90
CDP5 | NSW | SNW | DSP | 6.2 | 12.66 | 21.31 | 162.35 | 348.57 | 513.64 | 583.98 | 654.28 | 724.54 | 733.3 | 742.8 | 750.47 | 760.19 | 768.7 | 779.55 | 788.11 | 799.57 | 801.47 | 805.15 | 811.59 | 809.52 | 812.34 | 814.56 | 812.98 | 816.87 | 821.19 | 829.44 | 848.51
CDP5 | QLD | NQ | Mid-merit gas | 0 | 0 | 0 | 0 | 0 | 0 | 0 | 0 | 0 | 0 | 0 | 0 | 0 | 0 | 0 | 0 | 0 | 0 | 0 | 0 | 0 | 0 | 0 | 0 | 0 | 0 | 0 | 0
CDP5 | QLD | NQ | Flexible gas with CCS | 0 | 0 | 0 | 0 | 0 | 0 | 0 | 0 | 0 | 0 | 0 | 0 | 0 | 0 | 0 | 0 | 0 | 0 | 0 | 0 | 0 | 0 | 0 | 0 | 0 | 0 | 0 | 0
CDP5 | QLD | NQ | Flexible gas | 0 | 0 | 0 | 0 | 0 | 0 | 0 | 0 | 0 | 0 | 0 | 0 | 0 | 0 | 0 | 0 | 0 | 0 | 0 | 0 | 0 | 0 | 0 | 0 | 0 | 0 | 0 | 0
CDP5 | QLD | NQ | Hydro | 0 | 0 | 0 | 0 | 0 | 0 | 0 | 0 | 0 | 0 | 0 | 0 | 0 | 0 | 0 | 0 | 0 | 0 | 0 | 0 | 0 | 0 | 0 | 0 | 0 | 0 | 0 | 0
CDP5 | QLD | NQ | Borumba | 0 | 0 | 0 | 0 | 0 | 0 | 0 | 0 | 0 | 0 | 0 | 0 | 0 | 0 | 0 | 0 | 0 | 0 | 0 | 0 | 0 | 0 | 0 | 0 | 0 | 0 | 0 | 0
CDP5 | QLD | NQ | Deep storage | 0 | 0 | 0 | 0 | 0 | 0 | 6.58e-06 | 1.05e-05 | 1.05e-05 | 4.547e-05 | 4.547e-05 | 4.547e-05 | 6.518e-05 | 6.518e-05 | 6.838e-05 | 6.838e-05 | 6.838e-05 | 6.838e-05 | 6.838e-05 | 7.01e-05 | 0.00019775 | 0.00021457 | 6.1194 | 20.3084 | 148.4998 | 180.8901 | 180.8901 | 180.8901
CDP5 | QLD | NQ | Medium storage | 0 | 0 | 0 | 1.223e-05 | 1.469e-05 | 2.227e-05 | 2.227e-05 | 2.402e-05 | 2.402e-05 | 4.717e-05 | 4.717e-05 | 4.717e-05 | 7.562e-05 | 0.00011187 | 0.00011767 | 0.00011767 | 0.00011767 | 0.00011767 | 0.00011767 | 0.00011892 | 0.00011995 | 0.00027221 | 0.00040908 | 0.00040908 | 0.00040908 | 0.00040908 | 0.00040908 | 0.00040908
CDP5 | QLD | NQ | Shallow storage | 0 | 0 | 300 | 300 | 300 | 300 | 300 | 300 | 300 | 300 | 300 | 300 | 300 | 300 | 300 | 300 | 300 | 300 | 300 | 300 | 300 | 300 | 300 | 300 | 300 | 300 | 300 | 300
CDP5 | QLD | NQ | Coordinated CER storage | 0.54674 | 0.92286 | 1.3551 | 1.8536 | 2.45 | 3.1702 | 4.191 | 5.5164 | 7.1545 | 9.1658 | 11.5718 | 14.4017 | 17.6021 | 21.2441 | 25.3028 | 29.7336 | 34.558 | 39.7965 | 45.4592 | 51.5796 | 58.257 | 65.4644 | 73.1388 | 81.3134 | 89.8287 | 98.6792 | 103.0372 | 107.0137
CDP5 | QLD | NQ | Other renewable fuels | 0 | 0 | 0 | 0 | 0 | 0 | 0 | 0 | 0 | 0 | 0 | 0 | 0 | 0 | 0 | 0 | 0 | 0 | 0 | 0 | 0 | 0 | 0 | 0 | 0 | 0 | 0 | 0
CDP5 | QLD | NQ | DSP | 0 | 0 | 0 | 0 | 0 | 0 | 0 | 0 | 0 | 0 | 0 | 0 | 0 | 0 | 0 | 0 | 0 | 0 | 0 | 0 | 0 | 0 | 0 | 0 | 0 | 0 | 0 | 0
CDP5 | QLD | GG | Mid-merit gas | 0 | 0 | 0 | 0 | 0 | 0 | 0 | 0 | 0 | 0 | 0 | 0 | 0 | 0 | 0 | 0 | 0 | 0 | 0 | 0 | 0 | 0 | 0 | 0 | 0 | 0 | 0 | 0
CDP5 | QLD | GG | Flexible gas with CCS | 0 | 0 | 0 | 0 | 0 | 0 | 0 | 0 | 0 | 0 | 0 | 0 | 0 | 0 | 0 | 0 | 0 | 0 | 0 | 0 | 0 | 0 | 0 | 0 | 0 | 0 | 0 | 0
CDP5 | QLD | GG | Flexible gas | 0 | 0 | 0 | 0 | 0 | 0 | 0 | 0 | 0 | 0 | 0 | 0 | 0 | 0 | 0 | 0 | 0 | 0 | 0 | 0 | 0 | 0 | 0 | 0 | 0 | 0 | 0 | 0
CDP5 | QLD | GG | Hydro | 0 | 0 | 0 | 0 | 0 | 0 | 0 | 0 | 0 | 0 | 0 | 0 | 0 | 0 | 0 | 0 | 0 | 0 | 0 | 0 | 0 | 0 | 0 | 0 | 0 | 0 | 0 | 0
CDP5 | QLD | GG | Borumba | 0 | 0 | 0 | 0 | 0 | 0 | 0 | 0 | 0 | 0 | 0 | 0 | 0 | 0 | 0 | 0 | 0 | 0 | 0 | 0 | 0 | 0 | 0 | 0 | 0 | 0 | 0 | 0
CDP5 | QLD | GG | Deep storage | 0 | 0 | 0 | 0 | 0 | 0 | 0 | 0 | 0 | 0 | 0 | 0 | 0 | 0 | 0 | 0 | 0 | 0 | 0 | 0 | 0 | 0 | 0 | 0 | 0 | 0 | 0 | 0
CDP5 | QLD | GG | Medium storage | 0 | 0 | 0 | 1.572e-05 | 1.572e-05 | 3.45e-05 | 3.45e-05 | 3.801e-05 | 3.801e-05 | 7.125e-05 | 7.125e-05 | 7.125e-05 | 0.00011631 | 0.00019197 | 0.00019724 | 0.00019724 | 0.00019724 | 0.00019724 | 0.00019724 | 0.00020263 | 0.00021726 | 35.3714 | 35.3715 | 157.5771 | 157.5772 | 600.3593 | 600.3593 | 800.2869
CDP5 | QLD | GG | Shallow storage | 0 | 400 | 400 | 400 | 400 | 400 | 400 | 400 | 400 | 400 | 400 | 400 | 400 | 400 | 400 | 400 | 400 | 400 | 400 | 400 | 400 | 400 | 400 | 400 | 400 | 400 | 400 | 400
CDP5 | QLD | GG | Coordinated CER storage | 0.026819 | 0.047887 | 0.071533 | 0.10153 | 0.13366 | 0.17572 | 0.25891 | 0.37299 | 0.52211 | 0.70955 | 0.93712 | 1.2071 | 1.5192 | 1.8769 | 2.2784 | 2.7246 | 3.2136 | 3.7508 | 4.3361 | 4.969 | 5.6604 | 6.4065 | 7.2009 | 8.0431 | 8.9264 | 9.8483 | 10.2976 | 10.7049
CDP5 | QLD | GG | Other renewable fuels | 0 | 0 | 0 | 0 | 0 | 0 | 0 | 0 | 0 | 0 | 0 | 0 | 0 | 0 | 0 | 0 | 0 | 0 | 0 | 0 | 0 | 0 | 0 | 0 | 0 | 0 | 0 | 0
CDP5 | QLD | GG | DSP | 0 | 0 | 0 | 0 | 0 | 0 | 0 | 0 | 0 | 0 | 0 | 0 | 0 | 0 | 0 | 0 | 0 | 0 | 0 | 0 | 0 | 0 | 0 | 0 | 0 | 0 | 0 | 0
CDP5 | QLD | CQ | Mid-merit gas | 0 | 0 | 0 | 0 | 0 | 0 | 0 | 0 | 0 | 0 | 0 | 0 | 0 | 0 | 0 | 0 | 0 | 0 | 0 | 0 | 0 | 0 | 0 | 0 | 0 | 0 | 0 | 0
CDP5 | QLD | CQ | Flexible gas with CCS | 0 | 0 | 0 | 0 | 0 | 0 | 0 | 0 | 0 | 0 | 0 | 0 | 0 | 0 | 0 | 0 | 0 | 0 | 0 | 0 | 0 | 0 | 0 | 0 | 0 | 0 | 0 | 0
CDP5 | QLD | CQ | Flexible gas | 0 | 0 | 0 | 0 | 0 | 0 | 0 | 0 | 0 | 0 | 0 | 0 | 0 | 0 | 0 | 0 | 0 | 0 | 0 | 0 | 0 | 0 | 0 | 0 | 0 | 0 | 0 | 0
CDP5 | QLD | CQ | Hydro | 0 | 0 | 0 | 0 | 0 | 0 | 0 | 0 | 0 | 0 | 0 | 0 | 0 | 0 | 0 | 0 | 0 | 0 | 0 | 0 | 0 | 0 | 0 | 0 | 0 | 0 | 0 | 0
CDP5 | QLD | CQ | Borumba | 0 | 0 | 0 | 0 | 0 | 0 | 0 | 0 | 0 | 0 | 0 | 0 | 0 | 0 | 0 | 0 | 0 | 0 | 0 | 0 | 0 | 0 | 0 | 0 | 0 | 0 | 0 | 0
CDP5 | QLD | CQ | Deep storage | 0 | 0 | 0 | 0 | 0 | 0 | 6.67e-06 | 1.036e-05 | 1.036e-05 | 3.672e-05 | 3.672e-05 | 3.672e-05 | 4.396e-05 | 6.071e-05 | 6.38e-05 | 6.38e-05 | 6.38e-05 | 6.38e-05 | 6.38e-05 | 6.711e-05 | 0.00030653 | 0.00031061 | 0.00031581 | 0.00031683 | 5.4591 | 246.5977 | 246.5977 | 400
CDP5 | QLD | CQ | Medium storage | 0 | 0 | 0 | 1.735e-05 | 2.098e-05 | 3.5e-05 | 4.246e-05 | 5.031e-05 | 5.748e-05 | 0.00012137 | 0.00012137 | 0.00012137 | 0.00017115 | 0.00025914 | 0.00027157 | 0.00027157 | 0.00027157 | 0.00027157 | 0.00027157 | 0.00027916 | 0.00031702 | 35.0748 | 35.0748 | 36.2087 | 36.2092 | 570.6318 | 570.6318 | 820.0639
CDP5 | QLD | CQ | Shallow storage | 0 | 0 | 0 | 150 | 150 | 150 | 150 | 150 | 150 | 150 | 150 | 150 | 150 | 150 | 150 | 150 | 150 | 150 | 150 | 150 | 150 | 150 | 150 | 150 | 150 | 150 | 150 | 150
CDP5 | QLD | CQ | Coordinated CER storage | 0.49915 | 0.855 | 1.2505 | 1.7306 | 2.2741 | 2.9451 | 4.0203 | 5.4257 | 7.2073 | 9.4204 | 12.0769 | 15.2024 | 18.7874 | 22.8688 | 27.4354 | 32.4602 | 37.9331 | 43.9154 | 50.3996 | 57.404 | 65.0752 | 73.3346 | 82.131 | 91.474 | 101.254 | 111.4193 | 116.4019 | 120.9195
CDP5 | QLD | CQ | Other renewable fuels | 0 | 0 | 0 | 0 | 0 | 0 | 0 | 0 | 0 | 0 | 0 | 0 | 0 | 0 | 0 | 0 | 0 | 0 | 0 | 0 | 0 | 0 | 0 | 0 | 0 | 0 | 0 | 0
CDP5 | QLD | CQ | DSP | 0 | 0 | 0 | 0 | 0 | 0 | 0 | 0 | 0 | 0 | 0 | 0 | 0 | 0 | 0 | 0 | 0 | 0 | 0 | 0 | 0 | 0 | 0 | 0 | 0 | 0 | 0 | 0
CDP5 | QLD | SQ | Mid-merit gas | 0 | 0 | 0 | 0 | 0 | 0 | 0 | 0 | 0 | 0 | 0 | 0 | 0 | 0 | 0 | 0 | 0 | 0 | 0 | 0 | 0 | 0 | 0 | 0 | 0 | 0 | 0 | 0
CDP5 | QLD | SQ | Flexible gas with CCS | 0 | 0 | 0 | 0 | 0 | 0 | 0 | 0 | 0 | 0 | 0 | 0 | 0 | 0 | 0 | 0 | 0 | 0 | 0 | 0 | 0 | 0 | 0 | 0 | 0 | 0 | 0 | 0
CDP5 | QLD | SQ | Flexible gas | 0 | 0 | 200 | 200 | 200 | 200 | 200 | 200 | 200 | 362.8564 | 362.8564 | 362.8564 | 410.6928 | 640.3145 | 849.94 | 1267.4594 | 1481.5262 | 2125.0175 | 2790.491 | 2790.491 | 2790.491 | 2790.491 | 3384.3634 | 3384.3634 | 3384.3634 | 3384.3634 | 3384.3634 | 3555.3603
CDP5 | QLD | SQ | Hydro | 0 | 0 | 0 | 0 | 0 | 0 | 0 | 0 | 0 | 0 | 0 | 0 | 0 | 0 | 0 | 0 | 0 | 0 | 0 | 0 | 0 | 0 | 0 | 0 | 0 | 0 | 0 | 0
CDP5 | QLD | SQ | Borumba | 0 | 0 | 0 | 0 | 0 | 0 | 0 | 1998 | 1998 | 1998 | 1998 | 1998 | 1998 | 1998 | 1998 | 1998 | 1998 | 1998 | 1998 | 1998 | 1998 | 1998 | 1998 | 1998 | 1998 | 1998 | 1998 | 1998
CDP5 | QLD | SQ | Deep storage | 0 | 0 | 0 | 0 | 0 | 0 | 0 | 0 | 0 | 0 | 0 | 0 | 0 | 0 | 0 | 0 | 0 | 0 | 0 | 0 | 0 | 0 | 0 | 0 | 0 | 0 | 0 | 0
CDP5 | QLD | SQ | Medium storage | 0 | 0 | 0 | 1.26e-05 | 1.601e-05 | 2.885e-05 | 2.885e-05 | 2.885e-05 | 2.999e-05 | 5.229e-05 | 5.229e-05 | 5.229e-05 | 8.543e-05 | 0.0001506 | 0.00015255 | 0.00015255 | 0.00015255 | 0.00015255 | 0.00015255 | 0.00015469 | 0.00016238 | 0.0013846 | 497.4621 | 497.4621 | 497.4621 | 889.5908 | 889.5908 | 889.5908
CDP5 | QLD | SQ | Shallow storage | 714.16 | 1020.16 | 1020.16 | 1020.16 | 1020.16 | 1020.16 | 1020.16 | 1020.16 | 1020.16 | 1020.16 | 1020.16 | 1020.16 | 1020.16 | 1020.16 | 1020.16 | 1020.16 | 1020.16 | 1020.16 | 1020.16 | 1020.16 | 1020.16 | 1020.16 | 1020.16 | 1020.16 | 1020.16 | 1020.16 | 1020.16 | 1020.16
CDP5 | QLD | SQ | Coordinated CER storage | 2.6949 | 4.6149 | 6.8273 | 9.399 | 12.4206 | 16.2636 | 22.9345 | 31.7049 | 42.7505 | 56.464 | 72.9637 | 92.4549 | 114.7868 | 140.326 | 168.9326 | 200.4226 | 234.721 | 272.1627 | 312.8429 | 356.7965 | 404.3261 | 456.2111 | 511.5074 | 570.2605 | 631.7811 | 695.9349 | 727.3631 | 755.8908
CDP5 | QLD | SQ | Other renewable fuels | 0 | 0 | 0 | 0 | 0 | 0 | 0 | 0 | 0 | 0 | 0 | 0 | 0 | 0 | 0 | 0 | 0 | 0 | 0 | 0 | 0 | 0 | 0 | 0 | 0 | 0 | 90 | 90
CDP5 | QLD | SQ | DSP | 3.25 | 5.13 | 9.91 | 13.47 | 17.87 | 1.79 | 7.34 | 11.4 | 15.32 | 20.33 | 25.8 | 31.69 | 38.24 | 42.35 | 46.79 | 53.33 | 57.04 | 59.69 | 63.14 | 66.16 | 68.23 | 70.89 | 74.75 | 77.21 | 85.81 | 92.63 | 99.97 | 101.49
CDP5 | VIC | VIC | Mid-merit gas | 0 | 0 | 0 | 0 | 0 | 0 | 0 | 0 | 0 | 0 | 0 | 0 | 0 | 0 | 0 | 0 | 0 | 0 | 0 | 0 | 0 | 0 | 0 | 0 | 0 | 0 | 0 | 0
CDP5 | VIC | VIC | Flexible gas with CCS | 0 | 0 | 0 | 0 | 0 | 0 | 0 | 0 | 0 | 0 | 0 | 0 | 0 | 0 | 0 | 0 | 0 | 0 | 0 | 0 | 0 | 0 | 0 | 0 | 0 | 0 | 0 | 0
CDP5 | VIC | VIC | Flexible gas | 0 | 0 | 0 | 0 | 0 | 0 | 0 | 0 | 0 | 0 | 0 | 0 | 0 | 0 | 0 | 0 | 0 | 0 | 32.2745 | 32.2745 | 32.2745 | 32.2745 | 32.2745 | 667.1062 | 667.1062 | 667.1062 | 667.1062 | 1557.1663
CDP5 | VIC | VIC | Hydro | 0 | 0 | 0 | 0 | 0 | 0 | 0 | 0 | 0 | 0 | 0 | 0 | 0 | 0 | 0 | 0 | 0 | 0 | 0 | 0 | 0 | 0 | 0 | 0 | 0 | 0 | 0 | 0
CDP5 | VIC | VIC | Deep storage | 0 | 0 | 0 | 0 | 0 | 0 | 6.16e-06 | 1.936e-05 | 3.784e-05 | 57.0471 | 57.0471 | 57.0471 | 57.0471 | 57.0471 | 57.0471 | 57.0471 | 57.0471 | 57.0471 | 57.0471 | 57.0471 | 603.9025 | 603.9025 | 603.9025 | 603.9025 | 603.9025 | 603.9025 | 603.9025 | 603.9025
CDP5 | VIC | VIC | Medium storage | 0 | 0 | 350 | 350 | 350 | 350 | 350 | 350 | 350 | 350.0006 | 350.0006 | 350.0006 | 350.0006 | 350.0006 | 350.0006 | 350.0006 | 350.0006 | 350.0006 | 350.0006 | 350.0006 | 350.0006 | 350.0006 | 350.0006 | 350.0006 | 350.0006 | 350.0006 | 350.0006 | 350.0006
CDP5 | VIC | VIC | Shallow storage | 180 | 1691.51 | 1756.3103 | 2215.7345 | 2215.7345 | 2421.4 | 2428.7 | 2940.3999 | 3451.3399 | 3955.9923 | 5564.8722 | 5564.8722 | 5571.4722 | 5571.4722 | 5571.4722 | 5571.4722 | 5571.4722 | 5571.4722 | 5571.4722 | 5571.4722 | 5578.0722 | 5578.0722 | 5578.0722 | 5578.0722 | 5578.0722 | 5578.0722 | 5578.0722 | 5578.0722
CDP5 | VIC | VIC | Coordinated CER storage | 8.9163 | 14.4987 | 20.4798 | 27.3899 | 35.853 | 45.8051 | 59.1688 | 76.2585 | 97.3343 | 123.084 | 153.6475 | 189.3602 | 229.872 | 275.8842 | 327.0848 | 383.0564 | 443.7316 | 509.6502 | 580.9109 | 657.633 | 740.6541 | 830.7914 | 926.6572 | 1028.3543 | 1134.4025 | 1244.5508 | 1298.531 | 1347.4871
CDP5 | VIC | VIC | Other renewable fuels | 0 | 0 | 0 | 0 | 0 | 0 | 0 | 0 | 0 | 0 | 0 | 0 | 0 | 0 | 0 | 0 | 0 | 0 | 0 | 0 | 0 | 0 | 0 | 0 | 0 | 0 | 90 | 90
CDP5 | VIC | VIC | DSP | 2.06 | 5.47 | -2.91 | 1.75 | 7.82 | 14.87 | 19.28 | 25.16 | 29.26 | 33.97 | 36.82 | 39.34 | 41.6 | 44.07 | 46.76 | 49.93 | 53.23 | 55.16 | 57.69 | 59.14 | 59.83 | 61.47 | 61.87 | 60.96 | 59.14 | 58.56 | 59.5 | 61.38
CDP5 | SA | CSA | Mid-merit gas | 0 | 0 | 0 | 0 | 0 | 0 | 0 | 0 | 0 | 0 | 0 | 0 | 0 | 0 | 0 | 0 | 0 | 0 | 0 | 0 | 0 | 0 | 0 | 0 | 0 | 0 | 0 | 0
CDP5 | SA | CSA | Flexible gas with CCS | 0 | 0 | 0 | 0 | 0 | 0 | 0 | 0 | 0 | 0 | 0 | 0 | 0 | 0 | 0 | 0 | 0 | 0 | 0 | 0 | 0 | 0 | 0 | 0 | 0 | 0 | 0 | 0
CDP5 | SA | CSA | Flexible gas | 0 | 200 | 200 | 200 | 200 | 200 | 200 | 200 | 200 | 465 | 465 | 465 | 465 | 465 | 465 | 465 | 465 | 465 | 573.6809 | 935.696 | 935.696 | 935.696 | 935.696 | 935.696 | 935.696 | 935.696 | 935.696 | 935.696
CDP5 | SA | CSA | Hydro | 0 | 0 | 0 | 0 | 0 | 0 | 0 | 0 | 0 | 0 | 0 | 0 | 0 | 0 | 0 | 0 | 0 | 0 | 0 | 0 | 0 | 0 | 0 | 0 | 0 | 0 | 0 | 0
CDP5 | SA | CSA | Deep storage | 0 | 0 | 0 | 0 | 0 | 0 | 3.37e-06 | 5.22e-06 | 5.22e-06 | 8.86e-06 | 8.86e-06 | 8.86e-06 | 8.86e-06 | 1.265e-05 | 1.404e-05 | 1.404e-05 | 1.404e-05 | 1.404e-05 | 1.404e-05 | 1.404e-05 | 1.799e-05 | 1.799e-05 | 1.799e-05 | 1.799e-05 | 1.942e-05 | 1.942e-05 | 1.942e-05 | 2.304e-05
CDP5 | SA | CSA | Medium storage | 0 | 0 | 0 | 1.465e-05 | 1.8e-05 | 2.474e-05 | 2.474e-05 | 2.645e-05 | 3.203e-05 | 4.628e-05 | 4.628e-05 | 4.628e-05 | 4.628e-05 | 7.749e-05 | 8.084e-05 | 8.084e-05 | 8.084e-05 | 8.084e-05 | 8.084e-05 | 8.296e-05 | 9.852e-05 | 0.00010904 | 10.3623 | 1009.8484 | 1009.8484 | 1528.1213 | 1528.1213 | 1528.1213
CDP5 | SA | CSA | Shallow storage | 200 | 494.98 | 1113.0157 | 1786.1597 | 1792.1797 | 1792.1797 | 1792.1797 | 1792.1797 | 1792.1797 | 1792.1797 | 1792.1797 | 1792.1797 | 1792.1797 | 1792.1797 | 1792.1797 | 1792.1797 | 1792.1797 | 1792.1797 | 1798.1997 | 1798.1997 | 1798.1997 | 1798.1997 | 1798.1997 | 1798.1997 | 1798.1997 | 1798.1997 | 1798.1997 | 1798.1997
CDP5 | SA | CSA | Coordinated CER storage | 16.7205 | 23.834 | 30.7542 | 38.4284 | 46.3958 | 56.1694 | 65.5626 | 76.1609 | 87.8108 | 100.9146 | 115.316 | 131.1314 | 147.8365 | 166.0114 | 185.1899 | 204.9252 | 225.1394 | 246.2665 | 268.3666 | 291.4341 | 316.4262 | 343.1106 | 371.0707 | 400.3204 | 429.9417 | 459.8761 | 474.9413 | 488.2607
CDP5 | SA | CSA | Other renewable fuels | 0 | 0 | 0 | 0 | 0 | 0 | 0 | 0 | 0 | 0 | 0 | 0 | 0 | 0 | 0 | 0 | 0 | 0 | 0 | 0 | 0 | 0 | 0 | 0 | 0 | 0 | 0 | 0
CDP5 | SA | CSA | DSP | 0.71 | 1.71 | 2.99 | 4.28 | 4.85 | 5.57 | 6.09 | 6.75 | 7.31 | 8.12 | 8.79 | 9.5 | 10.12 | 10.65 | 11.15 | 11.67 | 12.28 | 12.76 | 13.22 | 13.5 | 13.63 | 13.47 | 13.24 | 12.87 | 12.46 | 12.52 | 12.77 | 13.08
CDP5 | SA | SESA | Mid-merit gas | 0 | 0 | 0 | 0 | 0 | 0 | 0 | 0 | 0 | 0 | 0 | 0 | 0 | 0 | 0 | 0 | 0 | 0 | 0 | 0 | 0 | 0 | 0 | 0 | 0 | 0 | 0 | 0
CDP5 | SA | SESA | Flexible gas with CCS | 0 | 0 | 0 | 0 | 0 | 0 | 0 | 0 | 0 | 0 | 0 | 0 | 0 | 0 | 0 | 0 | 0 | 0 | 0 | 0 | 0 | 0 | 0 | 0 | 0 | 0 | 0 | 0
CDP5 | SA | SESA | Flexible gas | 0 | 0 | 0 | 0 | 0 | 0 | 0 | 0 | 0 | 0 | 0 | 0 | 0 | 0 | 0 | 0 | 0 | 0 | 0 | 0 | 0 | 0 | 0 | 0 | 0 | 0 | 0 | 0
CDP5 | SA | SESA | Hydro | 0 | 0 | 0 | 0 | 0 | 0 | 0 | 0 | 0 | 0 | 0 | 0 | 0 | 0 | 0 | 0 | 0 | 0 | 0 | 0 | 0 | 0 | 0 | 0 | 0 | 0 | 0 | 0
CDP5 | SA | SESA | Deep storage | 0 | 0 | 0 | 0 | 0 | 0 | 0 | 0 | 0 | 0 | 0 | 0 | 0 | 0 | 0 | 0 | 0 | 0 | 0 | 0 | 0 | 0 | 0 | 0 | 0 | 0 | 0 | 0
CDP5 | SA | SESA | Medium storage | 0 | 0 | 0 | 1.417e-05 | 1.754e-05 | 2.345e-05 | 2.345e-05 | 2.504e-05 | 3.345e-05 | 4.374e-05 | 4.374e-05 | 4.374e-05 | 4.374e-05 | 7.059e-05 | 7.466e-05 | 7.466e-05 | 7.466e-05 | 7.466e-05 | 7.466e-05 | 7.466e-05 | 7.998e-05 | 8.499e-05 | 0.00021686 | 0.0025101 | 0.0025101 | 0.0025101 | 0.0025101 | 0.0025101
CDP5 | SA | SESA | Shallow storage | 0 | 0 | 0 | 0 | 0 | 0 | 0 | 0 | 0 | 0 | 0 | 0 | 0 | 0 | 0 | 0 | 0 | 0 | 0 | 0 | 0 | 0 | 0 | 0 | 0 | 0 | 0 | 0
CDP5 | SA | SESA | Coordinated CER storage | 0.61122 | 0.88308 | 1.1524 | 1.4493 | 1.7585 | 2.151 | 2.5347 | 2.9572 | 3.4253 | 3.9705 | 4.6092 | 5.2767 | 6.0254 | 6.8004 | 7.6143 | 8.4664 | 9.35 | 10.2723 | 11.2305 | 12.2735 | 13.437 | 14.6473 | 15.9009 | 17.214 | 18.5458 | 19.8997 | 20.5756 | 21.2128
CDP5 | SA | SESA | Other renewable fuels | 0 | 0 | 0 | 0 | 0 | 0 | 0 | 0 | 0 | 0 | 0 | 0 | 0 | 0 | 0 | 0 | 0 | 0 | 0 | 0 | 0 | 0 | 0 | 0 | 0 | 0 | 0 | 0
CDP5 | SA | SESA | DSP | 0 | 0 | 0 | 0 | 0 | 0 | 0 | 0 | 0 | 0 | 0 | 0 | 0 | 0 | 0 | 0 | 0 | 0 | 0 | 0 | 0 | 0 | 0 | 0 | 0 | 0 | 0 | 0
CDP5 | TAS | TAS | Mid-merit gas | 0 | 0 | 0 | 0 | 0 | 0 | 0 | 0 | 0 | 0 | 0 | 0 | 0 | 0 | 0 | 0 | 0 | 0 | 0 | 0 | 0 | 0 | 0 | 0 | 0 | 0 | 0 | 0
CDP5 | TAS | TAS | Flexible gas with CCS | 0 | 0 | 0 | 0 | 0 | 0 | 0 | 0 | 0 | 0 | 0 | 0 | 0 | 0 | 0 | 0 | 0 | 0 | 0 | 0 | 0 | 0 | 0 | 0 | 0 | 0 | 0 | 0
CDP5 | TAS | TAS | Flexible gas | 0 | 0 | 0 | 0 | 0 | 0 | 0 | 0 | 0 | 0 | 0 | 0 | 0 | 0 | 0 | 0 | 0 | 0 | 0 | 0 | 0 | 0 | 0 | 0 | 0 | 0 | 0 | 0
CDP5 | TAS | TAS | Hydro | 0 | 0 | 0 | 0 | 0 | 0 | 390 | 390 | 390 | 390 | 390 | 390 | 390 | 390 | 390 | 390 | 390 | 390 | 390 | 390 | 390 | 390 | 390 | 390 | 390 | 390 | 390 | 390
CDP5 | TAS | TAS | Deep storage | 0 | 0 | 0 | 0 | 0 | 0 | 1.744e-05 | 3.365e-05 | 7.71e-05 | 7.71e-05 | 7.71e-05 | 7.71e-05 | 7.71e-05 | 7.71e-05 | 8.697e-05 | 9.741e-05 | 8.66 | 8.66 | 159.9482 | 437.1211 | 1009.1873 | 1009.1873 | 1009.1873 | 1009.1873 | 1009.1873 | 1009.1873 | 1009.1873 | 1009.1873
CDP5 | TAS | TAS | Medium storage | 0 | 0 | 0 | 1.183e-05 | 1.316e-05 | 1.469e-05 | 1.469e-05 | 1.598e-05 | 1.876e-05 | 2.965e-05 | 2.965e-05 | 2.965e-05 | 2.965e-05 | 3.756e-05 | 3.922e-05 | 4.03e-05 | 4.176e-05 | 4.176e-05 | 4.419e-05 | 4.79e-05 | 4.926e-05 | 5.055e-05 | 6.015e-05 | 6.015e-05 | 6.015e-05 | 6.015e-05 | 6.015e-05 | 6.015e-05
CDP5 | TAS | TAS | Shallow storage | 0 | 0 | 0 | 0 | 0 | 0 | 0 | 0 | 0 | 0 | 0 | 0 | 0 | 0 | 0 | 0 | 0 | 0 | 0 | 0 | 0 | 0 | 0 | 0 | 0 | 0 | 0 | 0
CDP5 | TAS | TAS | Coordinated CER storage | 0.49202 | 0.81972 | 1.1904 | 1.6174 | 2.1106 | 2.7326 | 3.2327 | 3.8671 | 4.6719 | 5.7102 | 7.0106 | 8.6052 | 10.485 | 12.7058 | 15.2558 | 18.1129 | 21.2812 | 24.7979 | 28.677 | 32.9257 | 37.5563 | 42.7068 | 48.2882 | 54.3035 | 60.6636 | 67.3654 | 71.0896 | 74.411
CDP5 | TAS | TAS | Other renewable fuels | 0 | 0 | 0 | 0 | 0 | 0 | 0 | 0 | 0 | 0 | 0 | 0 | 0 | 0 | 0 | 0 | 0 | 0 | 0 | 0 | 0 | 0 | 0 | 0 | 0 | 0 | 0 | 0
CDP5 | TAS | TAS | DSP | 0.05 | -0.71 | -1.41 | -1.38 | -1.29 | -1.16 | -1.04 | -0.94 | -0.9 | -0.89 | -0.86 | -0.89 | -0.87 | -0.86 | -0.84 | -0.83 | -0.79 | -0.77 | -0.75 | -0.74 | -0.76 | -0.76 | -0.77 | -0.76 | -0.75 | -0.81 | -0.92 | -0.99
CDP6 | NSW | NNSW | Mid-merit gas | 0 | 0 | 0 | 0 | 0 | 0 | 0 | 0 | 0 | 0 | 0 | 0 | 0 | 0 | 0 | 0 | 0 | 0 | 0 | 0 | 0 | 0 | 0 | 0 | 0 | 0 | 0 | 0
CDP6 | NSW | NNSW | Flexible gas with CCS | 0 | 0 | 0 | 0 | 0 | 0 | 0 | 0 | 0 | 0 | 0 | 0 | 0 | 0 | 0 | 0 | 0 | 0 | 0 | 0 | 0 | 0 | 0 | 0 | 0 | 0 | 0 | 0
CDP6 | NSW | NNSW | Flexible gas | 0 | 0 | 0 | 0 | 0 | 0 | 0 | 0 | 0 | 0 | 0 | 0 | 0 | 0 | 0 | 0 | 0 | 0 | 0 | 0 | 0 | 0 | 0 | 0 | 0 | 0 | 0 | 0
CDP6 | NSW | NNSW | Hydro | 0 | 0 | 0 | 0 | 0 | 0 | 0 | 0 | 0 | 0 | 0 | 0 | 0 | 0 | 0 | 0 | 0 | 0 | 0 | 0 | 0 | 0 | 0 | 0 | 0 | 0 | 0 | 0
CDP6 | NSW | NNSW | Snowy 2.0 | 0 | 0 | 0 | 0 | 0 | 0 | 0 | 0 | 0 | 0 | 0 | 0 | 0 | 0 | 0 | 0 | 0 | 0 | 0 | 0 | 0 | 0 | 0 | 0 | 0 | 0 | 0 | 0
CDP6 | NSW | NNSW | Deep storage | 0 | 0 | 0 | 0 | 0 | 0 | 1.515e-05 | 1.781e-05 | 1.781e-05 | 1.781e-05 | 1.909e-05 | 2.564e-05 | 3.16e-05 | 3.16e-05 | 3.395e-05 | 3.505e-05 | 3.505e-05 | 3.606e-05 | 4.809e-05 | 5.259e-05 | 1000 | 1000 | 1000 | 1000 | 1000 | 1000 | 1000 | 1000
CDP6 | NSW | NNSW | Medium storage | 0 | 0 | 275 | 275 | 374.4913 | 1003.3912 | 1003.3912 | 1003.3912 | 1003.3912 | 1003.3912 | 1003.3913 | 1003.3913 | 1003.3913 | 1003.3913 | 1003.3913 | 1003.3913 | 1003.3913 | 1003.3913 | 1003.3913 | 1003.3913 | 1003.3914 | 1003.3914 | 1003.3914 | 1457.8323 | 1457.8323 | 1960.408 | 1960.408 | 2343.0114
CDP6 | NSW | NNSW | Shallow storage | 0 | 30 | 230 | 430 | 430 | 430 | 430 | 430 | 430 | 430 | 430 | 430 | 430 | 430 | 430 | 430 | 430 | 430 | 430 | 430 | 430 | 430 | 430 | 430 | 430 | 430 | 430 | 430
CDP6 | NSW | NNSW | Coordinated CER storage | 1.4111 | 2.2004 | 3.1378 | 4.0696 | 5.2015 | 6.5092 | 8.3028 | 10.6013 | 13.4299 | 16.8869 | 20.9596 | 25.6995 | 31.0392 | 37.0757 | 43.7606 | 51.0565 | 58.967 | 67.5443 | 76.7721 | 86.6761 | 97.4085 | 108.9366 | 121.1526 | 134.0682 | 147.4952 | 161.4022 | 167.974 | 173.8539
CDP6 | NSW | NNSW | Other renewable fuels | 0 | 0 | 0 | 0 | 0 | 0 | 0 | 0 | 0 | 0 | 0 | 0 | 0 | 0 | 0 | 0 | 0 | 0 | 0 | 0 | 0 | 0 | 0 | 0 | 0 | 0 | 90 | 90
CDP6 | NSW | NNSW | DSP | 0 | 0 | 0 | 0 | 0 | 0 | 0 | 0 | 0 | 0 | 0 | 0 | 0 | 0 | 0 | 0 | 0 | 0 | 0 | 0 | 0 | 0 | 0 | 0 | 0 | 0 | 0 | 0
CDP6 | NSW | CNSW | Mid-merit gas | 0 | 0 | 0 | 0 | 0 | 0 | 0 | 0 | 0 | 0 | 0 | 0 | 0 | 0 | 0 | 0 | 0 | 0 | 0 | 0 | 0 | 0 | 0 | 0 | 0 | 0 | 0 | 0
CDP6 | NSW | CNSW | Flexible gas with CCS | 0 | 0 | 0 | 0 | 0 | 0 | 0 | 0 | 0 | 0 | 0 | 0 | 0 | 0 | 0 | 0 | 0 | 0 | 0 | 0 | 0 | 0 | 0 | 0 | 0 | 0 | 0 | 0
CDP6 | NSW | CNSW | Flexible gas | 0 | 0 | 0 | 0 | 0 | 0 | 0 | 0 | 0 | 0 | 0 | 0 | 0 | 0 | 0 | 0 | 0 | 0 | 0 | 0 | 0 | 0 | 0 | 0 | 0 | 0 | 0 | 0
CDP6 | NSW | CNSW | Hydro | 0 | 0 | 0 | 0 | 0 | 0 | 0 | 0 | 0 | 0 | 0 | 0 | 0 | 0 | 0 | 0 | 0 | 0 | 0 | 0 | 0 | 0 | 0 | 0 | 0 | 0 | 0 | 0
CDP6 | NSW | CNSW | Snowy 2.0 | 0 | 0 | 0 | 0 | 0 | 0 | 0 | 0 | 0 | 0 | 0 | 0 | 0 | 0 | 0 | 0 | 0 | 0 | 0 | 0 | 0 | 0 | 0 | 0 | 0 | 0 | 0 | 0
CDP6 | NSW | CNSW | Deep storage | 0 | 0 | 0 | 0 | 0 | 0 | 0 | 0 | 0 | 0 | 0 | 0 | 0 | 0 | 0 | 0 | 0 | 0 | 0 | 0 | 0 | 0 | 0 | 0 | 0 | 0 | 0 | 0
CDP6 | NSW | CNSW | Medium storage | 0 | 549 | 549 | 917.46 | 917.46 | 1188.313 | 1188.313 | 1228.333 | 1228.333 | 1228.333 | 1268.353 | 1268.353 | 1268.353 | 1308.373 | 1308.373 | 1308.373 | 1308.373 | 1308.373 | 1308.373 | 1348.393 | 1348.393 | 1388.413 | 1388.413 | 1388.413 | 1428.433 | 1428.433 | 1428.433 | 1468.453
CDP6 | NSW | CNSW | Shallow storage | 0 | 20 | 648.5194 | 1926.367 | 3355.5005 | 3557.1007 | 3557.1007 | 3557.1007 | 3557.1007 | 3557.1007 | 3557.1007 | 3557.1007 | 3557.1007 | 3557.1007 | 3557.1007 | 3557.1007 | 3557.1007 | 3557.1007 | 3557.1007 | 3557.1007 | 3557.1007 | 3557.1007 | 3557.1007 | 3557.1007 | 3557.1007 | 3557.1007 | 3557.1007 | 3557.1007
CDP6 | NSW | CNSW | Coordinated CER storage | 0.59798 | 0.93451 | 1.3494 | 1.776 | 2.2689 | 2.848 | 3.8284 | 5.1416 | 6.7929 | 8.8348 | 11.2982 | 14.1756 | 17.471 | 21.2071 | 25.3812 | 29.9855 | 35.0184 | 40.4848 | 46.3919 | 52.7376 | 59.6211 | 67.0433 | 74.9132 | 83.2358 | 91.9357 | 100.9613 | 105.2226 | 109.0428
CDP6 | NSW | CNSW | Other renewable fuels | 0 | 0 | 0 | 0 | 0 | 0 | 0 | 0 | 0 | 0 | 0 | 0 | 0 | 0 | 0 | 0 | 0 | 0 | 0 | 0 | 0 | 0 | 0 | 0 | 0 | 30 | 90 | 90
CDP6 | NSW | CNSW | DSP | 0 | 0 | 0 | 0 | 0 | 0 | 0 | 0 | 0 | 0 | 0 | 0 | 0 | 0 | 0 | 0 | 0 | 0 | 0 | 0 | 0 | 0 | 0 | 0 | 0 | 0 | 0 | 0
CDP6 | NSW | SNSW | Mid-merit gas | 0 | 0 | 0 | 0 | 0 | 0 | 0 | 0 | 0 | 0 | 0 | 0 | 0 | 0 | 0 | 0 | 0 | 0 | 0 | 0 | 0 | 0 | 0 | 0 | 0 | 0 | 0 | 0
CDP6 | NSW | SNSW | Flexible gas with CCS | 0 | 0 | 0 | 0 | 0 | 0 | 0 | 0 | 0 | 0 | 0 | 0 | 0 | 0 | 0 | 0 | 0 | 0 | 0 | 0 | 0 | 0 | 0 | 0 | 0 | 0 | 0 | 0
CDP6 | NSW | SNSW | Flexible gas | 0 | 0 | 0 | 0 | 0 | 0 | 0 | 0 | 0 | 0 | 0 | 0 | 0 | 0 | 0 | 0 | 0 | 0 | 0 | 0 | 0 | 0 | 0 | 0 | 0 | 0 | 0 | 0
CDP6 | NSW | SNSW | Hydro | 0 | 0 | 0 | 0 | 0 | 0 | 0 | 0 | 0 | 0 | 0 | 0 | 0 | 0 | 0 | 0 | 0 | 0 | 0 | 0 | 0 | 0 | 0 | 0 | 0 | 0 | 0 | 0
CDP6 | NSW | SNSW | Snowy 2.0 | 0 | 0 | 0 | 0 | 2200 | 2200 | 2200 | 2200 | 2200 | 2200 | 2200 | 2200 | 2200 | 2200 | 2200 | 2200 | 2200 | 2200 | 2200 | 2200 | 2200 | 2200 | 2200 | 2200 | 2200 | 2200 | 2200 | 2200
CDP6 | NSW | SNSW | Deep storage | 0 | 0 | 0 | 0 | 0 | 0 | 0 | 0 | 0 | 0 | 0 | 0 | 0 | 0 | 0 | 0 | 0 | 0 | 0 | 0 | 0 | 0 | 0 | 0 | 0 | 0 | 0 | 0
CDP6 | NSW | SNSW | Medium storage | 0 | 50 | 50 | 250 | 250 | 250.0001 | 250.0001 | 250.0001 | 250.0001 | 250.0001 | 250.0001 | 250.0001 | 250.0001 | 250.0001 | 250.0001 | 250.0001 | 250.0001 | 250.0001 | 250.0001 | 250.0001 | 250.0002 | 250.0002 | 250.0002 | 250.0003 | 250.0003 | 250.0004 | 250.0004 | 250.0004
CDP6 | NSW | SNSW | Shallow storage | 10 | 19.9 | 19.9 | 19.9 | 19.9 | 20.89 | 20.89 | 21.88 | 21.88 | 21.88 | 22.87 | 22.87 | 22.87 | 23.86 | 23.86 | 23.86 | 23.86 | 23.86 | 23.86 | 24.85 | 24.85 | 25.84 | 25.84 | 25.84 | 25.84 | 25.84 | 25.84 | 25.84
CDP6 | NSW | SNSW | Coordinated CER storage | 1.2069 | 1.9069 | 2.7656 | 3.7048 | 4.823 | 6.104 | 7.6428 | 9.603 | 12.0552 | 15.0904 | 18.749 | 23.0893 | 28.0961 | 33.8541 | 40.3371 | 47.5032 | 55.3701 | 64.0005 | 73.4087 | 83.6216 | 94.7478 | 106.9435 | 120.0443 | 134.0558 | 148.7861 | 164.2479 | 172.2574 | 179.4936
CDP6 | NSW | SNSW | Other renewable fuels | 0 | 0 | 0 | 0 | 0 | 0 | 0 | 0 | 0 | 0 | 0 | 0 | 0 | 0 | 0 | 0 | 0 | 0 | 0 | 0 | 0 | 0 | 0 | 0 | 0 | 0 | 0 | 0
CDP6 | NSW | SNSW | DSP | 0 | 0 | 0 | 0 | 0 | 0 | 0 | 0 | 0 | 0 | 0 | 0 | 0 | 0 | 0 | 0 | 0 | 0 | 0 | 0 | 0 | 0 | 0 | 0 | 0 | 0 | 0 | 0
CDP6 | NSW | SNW | Mid-merit gas | 0 | 0 | 0 | 0 | 0 | 0 | 0 | 0 | 0 | 0 | 0 | 0 | 0 | 0 | 0 | 0 | 0 | 0 | 0 | 0 | 0 | 0 | 0 | 0 | 0 | 0 | 0 | 0
CDP6 | NSW | SNW | Flexible gas with CCS | 0 | 0 | 0 | 0 | 0 | 0 | 0 | 0 | 0 | 0 | 0 | 0 | 0 | 0 | 0 | 0 | 0 | 0 | 0 | 0 | 0 | 0 | 0 | 0 | 0 | 0 | 0 | 0
CDP6 | NSW | SNW | Flexible gas | 0 | 0 | 0 | 0 | 0 | 0 | 437.0943 | 437.0943 | 437.0943 | 437.0943 | 437.0943 | 437.0943 | 437.0943 | 437.0943 | 437.0943 | 437.0943 | 437.0943 | 437.0943 | 437.0943 | 939.3387 | 1996.4351 | 1996.4351 | 1996.4351 | 1996.4351 | 1996.4351 | 1996.4351 | 1996.4351 | 1996.4351
CDP6 | NSW | SNW | Hydro | 0 | 0 | 0 | 0 | 0 | 0 | 0 | 0 | 0 | 0 | 0 | 0 | 0 | 0 | 0 | 0 | 0 | 0 | 0 | 0 | 0 | 0 | 0 | 0 | 0 | 0 | 0 | 0
CDP6 | NSW | SNW | Snowy 2.0 | 0 | 0 | 0 | 0 | 0 | 0 | 0 | 0 | 0 | 0 | 0 | 0 | 0 | 0 | 0 | 0 | 0 | 0 | 0 | 0 | 0 | 0 | 0 | 0 | 0 | 0 | 0 | 0
CDP6 | NSW | SNW | Deep storage | 0 | 0 | 0 | 0 | 0 | 0 | 0 | 0 | 0 | 0 | 0 | 0 | 0 | 0 | 0 | 0 | 0 | 0 | 0 | 0 | 0 | 0 | 0 | 0 | 0 | 0 | 0 | 0
CDP6 | NSW | SNW | Medium storage | 0 | 889.1465 | 889.1465 | 889.1465 | 889.1465 | 1355.9222 | 1355.9222 | 1355.9222 | 1355.9222 | 1355.9222 | 1355.9222 | 1355.9222 | 1355.9222 | 1355.9222 | 1355.9222 | 1355.9222 | 1355.9222 | 1355.9222 | 1355.9222 | 1355.9222 | 1355.9222 | 1355.9222 | 1355.9222 | 1355.9224 | 1355.9224 | 1355.9227 | 1355.9227 | 1355.9227
CDP6 | NSW | SNW | Shallow storage | 0 | 632.712 | 632.7161 | 668.3507 | 668.3507 | 710.6867 | 1338.2387 | 1410.8147 | 1410.8147 | 1410.8147 | 1483.3907 | 1483.3907 | 1483.3907 | 1555.9667 | 1555.9667 | 1555.9667 | 1555.9667 | 1555.9667 | 1555.9667 | 1628.5427 | 1628.5427 | 1701.1187 | 1701.1187 | 1701.1187 | 1773.6947 | 1773.6947 | 1773.6947 | 1846.2707
CDP6 | NSW | SNW | Coordinated CER storage | 5.6995 | 8.9871 | 12.8326 | 16.9571 | 21.9697 | 27.6663 | 37.1937 | 49.6005 | 65.1327 | 84.2739 | 107.1493 | 134.0014 | 164.6224 | 199.4384 | 238.3244 | 281.0862 | 327.7038 | 378.3827 | 433.0554 | 491.83 | 555.0637 | 623.7244 | 696.5772 | 773.7214 | 854.3051 | 938.1119 | 977.5203 | 1012.8282
CDP6 | NSW | SNW | Other renewable fuels | 0 | 0 | 0 | 0 | 0 | 0 | 0 | 0 | 0 | 0 | 0 | 0 | 0 | 0 | 0 | 0 | 0 | 0 | 0 | 0 | 0 | 0 | 0 | 0 | 0 | 90 | 90 | 90
CDP6 | NSW | SNW | DSP | 6.2 | 12.66 | 21.31 | 162.35 | 348.57 | 513.64 | 583.98 | 654.28 | 724.54 | 733.3 | 742.8 | 750.47 | 760.19 | 768.7 | 779.55 | 788.11 | 799.57 | 801.47 | 805.15 | 811.59 | 809.52 | 812.34 | 814.56 | 812.98 | 816.87 | 821.19 | 829.44 | 848.51
CDP6 | QLD | NQ | Mid-merit gas | 0 | 0 | 0 | 0 | 0 | 0 | 0 | 0 | 0 | 0 | 0 | 0 | 0 | 0 | 0 | 0 | 0 | 0 | 0 | 0 | 0 | 0 | 0 | 0 | 0 | 0 | 0 | 0
CDP6 | QLD | NQ | Flexible gas with CCS | 0 | 0 | 0 | 0 | 0 | 0 | 0 | 0 | 0 | 0 | 0 | 0 | 0 | 0 | 0 | 0 | 0 | 0 | 0 | 0 | 0 | 0 | 0 | 0 | 0 | 0 | 0 | 0
CDP6 | QLD | NQ | Flexible gas | 0 | 0 | 0 | 0 | 0 | 0 | 0 | 0 | 0 | 0 | 0 | 0 | 0 | 0 | 0 | 0 | 0 | 0 | 0 | 0 | 0 | 0 | 0 | 0 | 0 | 0 | 0 | 0
CDP6 | QLD | NQ | Hydro | 0 | 0 | 0 | 0 | 0 | 0 | 0 | 0 | 0 | 0 | 0 | 0 | 0 | 0 | 0 | 0 | 0 | 0 | 0 | 0 | 0 | 0 | 0 | 0 | 0 | 0 | 0 | 0
CDP6 | QLD | NQ | Borumba | 0 | 0 | 0 | 0 | 0 | 0 | 0 | 0 | 0 | 0 | 0 | 0 | 0 | 0 | 0 | 0 | 0 | 0 | 0 | 0 | 0 | 0 | 0 | 0 | 0 | 0 | 0 | 0
CDP6 | QLD | NQ | Deep storage | 0 | 0 | 0 | 0 | 0 | 0 | 6.22e-06 | 8.78e-06 | 8.78e-06 | 3.665e-05 | 3.665e-05 | 3.665e-05 | 5.313e-05 | 5.313e-05 | 5.729e-05 | 5.729e-05 | 5.729e-05 | 5.729e-05 | 5.729e-05 | 6.085e-05 | 0.00024465 | 0.00026749 | 6.1383 | 20.3182 | 149.0277 | 180.8662 | 180.8662 | 180.8662
CDP6 | QLD | NQ | Medium storage | 0 | 0 | 0 | 1.155e-05 | 1.379e-05 | 1.873e-05 | 1.873e-05 | 2.005e-05 | 2.127e-05 | 3.965e-05 | 3.965e-05 | 3.965e-05 | 6.424e-05 | 9.343e-05 | 9.627e-05 | 9.627e-05 | 9.627e-05 | 9.627e-05 | 9.627e-05 | 9.993e-05 | 0.00012556 | 0.00038455 | 0.00039538 | 0.00039538 | 0.00039538 | 0.00039538 | 0.00039538 | 0.00039538
CDP6 | QLD | NQ | Shallow storage | 0 | 0 | 300 | 300 | 300 | 300 | 300 | 300 | 300 | 300 | 300 | 300 | 300 | 300 | 300 | 300 | 300 | 300 | 300 | 300 | 300 | 300 | 300 | 300 | 300 | 300 | 300 | 300
CDP6 | QLD | NQ | Coordinated CER storage | 0.54674 | 0.92286 | 1.3551 | 1.8536 | 2.45 | 3.1702 | 4.191 | 5.5164 | 7.1545 | 9.1658 | 11.5718 | 14.4017 | 17.6021 | 21.2441 | 25.3028 | 29.7336 | 34.558 | 39.7965 | 45.4592 | 51.5796 | 58.257 | 65.4644 | 73.1388 | 81.3134 | 89.8287 | 98.6792 | 103.0372 | 107.0137
CDP6 | QLD | NQ | Other renewable fuels | 0 | 0 | 0 | 0 | 0 | 0 | 0 | 0 | 0 | 0 | 0 | 0 | 0 | 0 | 0 | 0 | 0 | 0 | 0 | 0 | 0 | 0 | 0 | 0 | 0 | 0 | 0 | 0
CDP6 | QLD | NQ | DSP | 0 | 0 | 0 | 0 | 0 | 0 | 0 | 0 | 0 | 0 | 0 | 0 | 0 | 0 | 0 | 0 | 0 | 0 | 0 | 0 | 0 | 0 | 0 | 0 | 0 | 0 | 0 | 0
CDP6 | QLD | GG | Mid-merit gas | 0 | 0 | 0 | 0 | 0 | 0 | 0 | 0 | 0 | 0 | 0 | 0 | 0 | 0 | 0 | 0 | 0 | 0 | 0 | 0 | 0 | 0 | 0 | 0 | 0 | 0 | 0 | 0
CDP6 | QLD | GG | Flexible gas with CCS | 0 | 0 | 0 | 0 | 0 | 0 | 0 | 0 | 0 | 0 | 0 | 0 | 0 | 0 | 0 | 0 | 0 | 0 | 0 | 0 | 0 | 0 | 0 | 0 | 0 | 0 | 0 | 0
CDP6 | QLD | GG | Flexible gas | 0 | 0 | 0 | 0 | 0 | 0 | 0 | 0 | 0 | 0 | 0 | 0 | 0 | 0 | 0 | 0 | 0 | 0 | 0 | 0 | 0 | 0 | 0 | 0 | 0 | 0 | 0 | 0
CDP6 | QLD | GG | Hydro | 0 | 0 | 0 | 0 | 0 | 0 | 0 | 0 | 0 | 0 | 0 | 0 | 0 | 0 | 0 | 0 | 0 | 0 | 0 | 0 | 0 | 0 | 0 | 0 | 0 | 0 | 0 | 0
CDP6 | QLD | GG | Borumba | 0 | 0 | 0 | 0 | 0 | 0 | 0 | 0 | 0 | 0 | 0 | 0 | 0 | 0 | 0 | 0 | 0 | 0 | 0 | 0 | 0 | 0 | 0 | 0 | 0 | 0 | 0 | 0
CDP6 | QLD | GG | Deep storage | 0 | 0 | 0 | 0 | 0 | 0 | 0 | 0 | 0 | 0 | 0 | 0 | 0 | 0 | 0 | 0 | 0 | 0 | 0 | 0 | 0 | 0 | 0 | 0 | 0 | 0 | 0 | 0
CDP6 | QLD | GG | Medium storage | 0 | 0 | 0 | 1.486e-05 | 1.486e-05 | 2.916e-05 | 2.916e-05 | 3.09e-05 | 3.09e-05 | 5.714e-05 | 5.714e-05 | 5.714e-05 | 9.567e-05 | 0.00015771 | 0.00016268 | 0.00016268 | 0.00016268 | 0.00016268 | 0.00016623 | 0.00017069 | 0.00017881 | 69.3111 | 69.3111 | 79.5881 | 79.5881 | 354.4183 | 354.4183 | 698.2253
CDP6 | QLD | GG | Shallow storage | 0 | 400 | 400 | 400 | 400 | 400 | 400 | 400 | 400 | 400 | 400 | 400 | 400 | 400 | 400 | 400 | 400 | 400 | 400 | 400 | 400 | 400 | 400 | 400 | 400 | 400 | 400 | 400
CDP6 | QLD | GG | Coordinated CER storage | 0.026819 | 0.047887 | 0.071533 | 0.10153 | 0.13366 | 0.17572 | 0.25891 | 0.37299 | 0.52211 | 0.70955 | 0.93712 | 1.2071 | 1.5192 | 1.8769 | 2.2784 | 2.7246 | 3.2136 | 3.7508 | 4.3361 | 4.969 | 5.6604 | 6.4065 | 7.2009 | 8.0431 | 8.9264 | 9.8483 | 10.2976 | 10.7049
CDP6 | QLD | GG | Other renewable fuels | 0 | 0 | 0 | 0 | 0 | 0 | 0 | 0 | 0 | 0 | 0 | 0 | 0 | 0 | 0 | 0 | 0 | 0 | 0 | 0 | 0 | 0 | 0 | 0 | 0 | 0 | 0 | 0
CDP6 | QLD | GG | DSP | 0 | 0 | 0 | 0 | 0 | 0 | 0 | 0 | 0 | 0 | 0 | 0 | 0 | 0 | 0 | 0 | 0 | 0 | 0 | 0 | 0 | 0 | 0 | 0 | 0 | 0 | 0 | 0
CDP6 | QLD | CQ | Mid-merit gas | 0 | 0 | 0 | 0 | 0 | 0 | 0 | 0 | 0 | 0 | 0 | 0 | 0 | 0 | 0 | 0 | 0 | 0 | 0 | 0 | 0 | 0 | 0 | 0 | 0 | 0 | 0 | 0
CDP6 | QLD | CQ | Flexible gas with CCS | 0 | 0 | 0 | 0 | 0 | 0 | 0 | 0 | 0 | 0 | 0 | 0 | 0 | 0 | 0 | 0 | 0 | 0 | 0 | 0 | 0 | 0 | 0 | 0 | 0 | 0 | 0 | 0
CDP6 | QLD | CQ | Flexible gas | 0 | 0 | 0 | 0 | 0 | 0 | 0 | 0 | 0 | 0 | 0 | 0 | 0 | 0 | 0 | 0 | 0 | 0 | 0 | 0 | 0 | 0 | 0 | 0 | 0 | 0 | 0 | 0
CDP6 | QLD | CQ | Hydro | 0 | 0 | 0 | 0 | 0 | 0 | 0 | 0 | 0 | 0 | 0 | 0 | 0 | 0 | 0 | 0 | 0 | 0 | 0 | 0 | 0 | 0 | 0 | 0 | 0 | 0 | 0 | 0
CDP6 | QLD | CQ | Borumba | 0 | 0 | 0 | 0 | 0 | 0 | 0 | 0 | 0 | 0 | 0 | 0 | 0 | 0 | 0 | 0 | 0 | 0 | 0 | 0 | 0 | 0 | 0 | 0 | 0 | 0 | 0 | 0
CDP6 | QLD | CQ | Deep storage | 0 | 0 | 0 | 0 | 0 | 0 | 6.32e-06 | 8.65e-06 | 8.65e-06 | 2.978e-05 | 2.978e-05 | 2.978e-05 | 3.561e-05 | 4.925e-05 | 5.229e-05 | 5.229e-05 | 5.229e-05 | 5.229e-05 | 5.229e-05 | 5.438e-05 | 0.00044787 | 0.00045348 | 0.00046751 | 0.00046884 | 0.0017222 | 230.5347 | 230.5347 | 400
CDP6 | QLD | CQ | Medium storage | 0 | 0 | 0 | 1.637e-05 | 1.971e-05 | 2.957e-05 | 3.662e-05 | 4.1e-05 | 4.1e-05 | 9.855e-05 | 9.855e-05 | 9.855e-05 | 0.00014186 | 0.00021394 | 0.00022287 | 0.00022287 | 0.00022287 | 0.00022287 | 0.00022287 | 0.00022898 | 0.00024686 | 69.2117 | 69.2117 | 233.4711 | 233.4715 | 695.9599 | 695.9599 | 713.8922
CDP6 | QLD | CQ | Shallow storage | 0 | 0 | 0 | 150 | 150 | 150 | 150 | 150 | 150 | 150 | 150 | 150 | 150 | 150 | 150 | 150 | 150 | 150 | 150 | 150 | 150 | 150 | 150 | 150 | 150 | 150 | 150 | 150
CDP6 | QLD | CQ | Coordinated CER storage | 0.49915 | 0.855 | 1.2505 | 1.7306 | 2.2741 | 2.9451 | 4.0203 | 5.4257 | 7.2073 | 9.4204 | 12.0769 | 15.2024 | 18.7874 | 22.8688 | 27.4354 | 32.4602 | 37.9331 | 43.9154 | 50.3996 | 57.404 | 65.0752 | 73.3346 | 82.131 | 91.474 | 101.254 | 111.4193 | 116.4019 | 120.9195
CDP6 | QLD | CQ | Other renewable fuels | 0 | 0 | 0 | 0 | 0 | 0 | 0 | 0 | 0 | 0 | 0 | 0 | 0 | 0 | 0 | 0 | 0 | 0 | 0 | 0 | 0 | 0 | 0 | 0 | 0 | 0 | 0 | 0
CDP6 | QLD | CQ | DSP | 0 | 0 | 0 | 0 | 0 | 0 | 0 | 0 | 0 | 0 | 0 | 0 | 0 | 0 | 0 | 0 | 0 | 0 | 0 | 0 | 0 | 0 | 0 | 0 | 0 | 0 | 0 | 0
CDP6 | QLD | SQ | Mid-merit gas | 0 | 0 | 0 | 0 | 0 | 0 | 0 | 0 | 0 | 0 | 0 | 0 | 0 | 0 | 0 | 0 | 0 | 0 | 0 | 0 | 0 | 0 | 0 | 0 | 0 | 0 | 0 | 0
CDP6 | QLD | SQ | Flexible gas with CCS | 0 | 0 | 0 | 0 | 0 | 0 | 0 | 0 | 0 | 0 | 0 | 0 | 0 | 0 | 0 | 0 | 0 | 0 | 0 | 0 | 0 | 0 | 0 | 0 | 0 | 0 | 0 | 0
CDP6 | QLD | SQ | Flexible gas | 0 | 0 | 200 | 200 | 200 | 200 | 200 | 200 | 200 | 371.9601 | 371.9601 | 371.9601 | 441.4277 | 669.1355 | 878.7391 | 1296.6607 | 1496.7267 | 1572.2731 | 2633.3351 | 2633.3351 | 2633.3351 | 2633.3351 | 3367.1965 | 3367.1965 | 3367.1965 | 3367.1965 | 3367.1965 | 3543.6078
CDP6 | QLD | SQ | Hydro | 0 | 0 | 0 | 0 | 0 | 0 | 0 | 0 | 0 | 0 | 0 | 0 | 0 | 0 | 0 | 0 | 0 | 0 | 0 | 0 | 0 | 0 | 0 | 0 | 0 | 0 | 0 | 0
CDP6 | QLD | SQ | Borumba | 0 | 0 | 0 | 0 | 0 | 0 | 0 | 1998 | 1998 | 1998 | 1998 | 1998 | 1998 | 1998 | 1998 | 1998 | 1998 | 1998 | 1998 | 1998 | 1998 | 1998 | 1998 | 1998 | 1998 | 1998 | 1998 | 1998
CDP6 | QLD | SQ | Deep storage | 0 | 0 | 0 | 0 | 0 | 0 | 0 | 0 | 0 | 0 | 0 | 0 | 0 | 0 | 0 | 0 | 0 | 0 | 0 | 0 | 0 | 0 | 0 | 0 | 0 | 0 | 0 | 0
CDP6 | QLD | SQ | Medium storage | 0 | 0 | 0 | 1.188e-05 | 1.497e-05 | 2.338e-05 | 2.338e-05 | 2.338e-05 | 2.471e-05 | 4.249e-05 | 4.249e-05 | 4.249e-05 | 7.105e-05 | 0.00012359 | 0.0001269 | 0.00012798 | 0.00012798 | 0.00012798 | 0.00012798 | 0.00013025 | 0.00013327 | 37.4279 | 407.2182 | 407.2182 | 407.2182 | 1001.6718 | 1001.6718 | 1001.6718
CDP6 | QLD | SQ | Shallow storage | 714.16 | 1020.16 | 1020.16 | 1020.16 | 1020.16 | 1020.16 | 1020.16 | 1020.16 | 1020.16 | 1020.16 | 1020.16 | 1020.16 | 1020.16 | 1020.16 | 1020.16 | 1020.16 | 1020.16 | 1020.16 | 1020.16 | 1020.16 | 1020.16 | 1020.16 | 1020.16 | 1020.16 | 1020.16 | 1020.16 | 1020.16 | 1020.16
CDP6 | QLD | SQ | Coordinated CER storage | 2.6949 | 4.6149 | 6.8273 | 9.399 | 12.4206 | 16.2636 | 22.9345 | 31.7049 | 42.7505 | 56.464 | 72.9637 | 92.4549 | 114.7868 | 140.326 | 168.9326 | 200.4226 | 234.721 | 272.1627 | 312.8429 | 356.7965 | 404.3261 | 456.2111 | 511.5074 | 570.2605 | 631.7811 | 695.9349 | 727.3631 | 755.8908
CDP6 | QLD | SQ | Other renewable fuels | 0 | 0 | 0 | 0 | 0 | 0 | 0 | 0 | 0 | 0 | 0 | 0 | 0 | 0 | 0 | 0 | 0 | 0 | 0 | 0 | 0 | 0 | 0 | 0 | 0 | 0 | 90 | 90
CDP6 | QLD | SQ | DSP | 3.25 | 5.13 | 9.91 | 13.47 | 17.87 | 1.79 | 7.34 | 11.4 | 15.32 | 20.33 | 25.8 | 31.69 | 38.24 | 42.35 | 46.79 | 53.33 | 57.04 | 59.69 | 63.14 | 66.16 | 68.23 | 70.89 | 74.75 | 77.21 | 85.81 | 92.63 | 99.97 | 101.49
CDP6 | VIC | VIC | Mid-merit gas | 0 | 0 | 0 | 0 | 0 | 0 | 0 | 0 | 0 | 0 | 0 | 0 | 0 | 0 | 0 | 0 | 0 | 0 | 0 | 0 | 0 | 0 | 0 | 0 | 0 | 0 | 0 | 0
CDP6 | VIC | VIC | Flexible gas with CCS | 0 | 0 | 0 | 0 | 0 | 0 | 0 | 0 | 0 | 0 | 0 | 0 | 0 | 0 | 0 | 0 | 0 | 0 | 0 | 0 | 0 | 0 | 0 | 0 | 0 | 0 | 0 | 0
CDP6 | VIC | VIC | Flexible gas | 0 | 0 | 0 | 0 | 0 | 0 | 0 | 0 | 0 | 0 | 0 | 0 | 0 | 0 | 0 | 0 | 0 | 0 | 0 | 65.58 | 65.58 | 65.58 | 65.58 | 667.8745 | 667.8745 | 667.8745 | 667.8745 | 1552.5408
CDP6 | VIC | VIC | Hydro | 0 | 0 | 0 | 0 | 0 | 0 | 0 | 0 | 0 | 0 | 0 | 0 | 0 | 0 | 0 | 0 | 0 | 0 | 0 | 0 | 0 | 0 | 0 | 0 | 0 | 0 | 0 | 0
CDP6 | VIC | VIC | Deep storage | 0 | 0 | 0 | 0 | 0 | 0 | 6.12e-06 | 1.608e-05 | 3.29e-05 | 130.3954 | 130.3954 | 130.3954 | 130.3954 | 130.3954 | 130.3954 | 130.3954 | 130.3954 | 130.3954 | 130.3954 | 130.3954 | 495.3485 | 495.3485 | 495.3485 | 495.3485 | 495.3485 | 495.3485 | 495.3485 | 546.3678
CDP6 | VIC | VIC | Medium storage | 0 | 0 | 350 | 350 | 350 | 350 | 350 | 350 | 350 | 692.5614 | 692.5614 | 692.5614 | 692.5614 | 692.5614 | 692.5614 | 692.5614 | 692.5614 | 692.5614 | 692.5614 | 692.5614 | 692.5614 | 692.5614 | 692.5614 | 692.5614 | 692.5614 | 692.5614 | 692.5614 | 692.5614
CDP6 | VIC | VIC | Shallow storage | 180 | 1691.51 | 1756.3103 | 2421.4 | 2421.4 | 2421.4 | 2428.7 | 2940.3999 | 3451.3399 | 3540.0831 | 5148.963 | 5148.963 | 5155.563 | 5155.563 | 5155.563 | 5155.563 | 5155.563 | 5155.563 | 5155.563 | 5155.563 | 5162.163 | 5162.163 | 5162.163 | 5162.163 | 5162.163 | 5162.163 | 5162.163 | 5162.163
CDP6 | VIC | VIC | Coordinated CER storage | 8.9163 | 14.4987 | 20.4798 | 27.3899 | 35.853 | 45.8051 | 59.1688 | 76.2585 | 97.3343 | 123.084 | 153.6475 | 189.3602 | 229.872 | 275.8842 | 327.0848 | 383.0564 | 443.7316 | 509.6502 | 580.9109 | 657.633 | 740.6541 | 830.7914 | 926.6572 | 1028.3543 | 1134.4025 | 1244.5508 | 1298.531 | 1347.4871
CDP6 | VIC | VIC | Other renewable fuels | 0 | 0 | 0 | 0 | 0 | 0 | 0 | 0 | 0 | 0 | 0 | 0 | 0 | 0 | 0 | 0 | 0 | 0 | 0 | 0 | 0 | 0 | 0 | 0 | 0 | 0 | 90 | 90
CDP6 | VIC | VIC | DSP | 2.06 | 5.47 | -2.91 | 1.75 | 7.82 | 14.87 | 19.28 | 25.16 | 29.26 | 33.97 | 36.82 | 39.34 | 41.6 | 44.07 | 46.76 | 49.93 | 53.23 | 55.16 | 57.69 | 59.14 | 59.83 | 61.47 | 61.87 | 60.96 | 59.14 | 58.56 | 59.5 | 61.38
CDP6 | SA | CSA | Mid-merit gas | 0 | 0 | 0 | 0 | 0 | 0 | 0 | 0 | 0 | 0 | 0 | 0 | 0 | 0 | 0 | 0 | 0 | 0 | 0 | 0 | 0 | 0 | 0 | 0 | 0 | 0 | 0 | 0
CDP6 | SA | CSA | Flexible gas with CCS | 0 | 0 | 0 | 0 | 0 | 0 | 0 | 0 | 0 | 0 | 0 | 0 | 0 | 0 | 0 | 0 | 0 | 0 | 0 | 0 | 0 | 0 | 0 | 0 | 0 | 0 | 0 | 0
CDP6 | SA | CSA | Flexible gas | 0 | 200 | 200 | 200 | 200 | 200 | 200 | 200 | 200 | 465 | 465 | 465 | 465 | 465 | 578.7909 | 578.7909 | 578.7909 | 578.7909 | 578.7909 | 1072.0266 | 1075.9901 | 1075.9901 | 1075.9901 | 1075.9901 | 1075.9901 | 1075.9901 | 1075.9901 | 1075.9901
CDP6 | SA | CSA | Hydro | 0 | 0 | 0 | 0 | 0 | 0 | 0 | 0 | 0 | 0 | 0 | 0 | 0 | 0 | 0 | 0 | 0 | 0 | 0 | 0 | 0 | 0 | 0 | 0 | 0 | 0 | 0 | 0
CDP6 | SA | CSA | Deep storage | 0 | 0 | 0 | 0 | 0 | 0 | 3.24e-06 | 4.4e-06 | 4.4e-06 | 7.76e-06 | 7.76e-06 | 7.76e-06 | 7.76e-06 | 1.089e-05 | 1.259e-05 | 1.259e-05 | 1.259e-05 | 1.259e-05 | 1.259e-05 | 1.259e-05 | 1.844e-05 | 1.948e-05 | 1.948e-05 | 1.948e-05 | 1.948e-05 | 2.083e-05 | 2.083e-05 | 2.353e-05
CDP6 | SA | CSA | Medium storage | 0 | 0 | 0 | 1.493e-05 | 1.817e-05 | 2.335e-05 | 2.335e-05 | 2.464e-05 | 2.717e-05 | 4.971e-05 | 4.971e-05 | 4.971e-05 | 4.971e-05 | 7.254e-05 | 8.572e-05 | 8.572e-05 | 8.572e-05 | 8.572e-05 | 8.572e-05 | 8.572e-05 | 0.00011522 | 40.8662 | 59.4033 | 807.6389 | 807.6389 | 1181.4536 | 1181.4536 | 1181.4536
CDP6 | SA | CSA | Shallow storage | 200 | 494.98 | 494.9814 | 494.9814 | 501.0014 | 501.0014 | 501.0014 | 501.0014 | 501.0014 | 501.0014 | 501.0014 | 501.0014 | 501.0014 | 501.0014 | 501.0014 | 501.0014 | 501.0014 | 501.0014 | 507.0214 | 507.0214 | 507.0214 | 507.0214 | 507.0214 | 507.0214 | 507.0214 | 507.0214 | 507.0214 | 507.0214
CDP6 | SA | CSA | Coordinated CER storage | 16.7205 | 23.834 | 30.7542 | 38.4284 | 46.3958 | 56.1694 | 65.5626 | 76.1609 | 87.8108 | 100.9146 | 115.316 | 131.1314 | 147.8365 | 166.0114 | 185.1899 | 204.9252 | 225.1394 | 246.2665 | 268.3666 | 291.4341 | 316.4262 | 343.1106 | 371.0707 | 400.3204 | 429.9417 | 459.8761 | 474.9413 | 488.2607
CDP6 | SA | CSA | Other renewable fuels | 0 | 0 | 0 | 0 | 0 | 0 | 0 | 0 | 0 | 0 | 0 | 0 | 0 | 0 | 0 | 0 | 0 | 0 | 0 | 0 | 0 | 0 | 0 | 0 | 0 | 0 | 0 | 0
CDP6 | SA | CSA | DSP | 0.71 | 1.71 | 2.99 | 4.28 | 4.85 | 5.57 | 6.09 | 6.75 | 7.31 | 8.12 | 8.79 | 9.5 | 10.12 | 10.65 | 11.15 | 11.67 | 12.28 | 12.76 | 13.22 | 13.5 | 13.63 | 13.47 | 13.24 | 12.87 | 12.46 | 12.52 | 12.77 | 13.08
CDP6 | SA | SESA | Mid-merit gas | 0 | 0 | 0 | 0 | 0 | 0 | 0 | 0 | 0 | 0 | 0 | 0 | 0 | 0 | 0 | 0 | 0 | 0 | 0 | 0 | 0 | 0 | 0 | 0 | 0 | 0 | 0 | 0
CDP6 | SA | SESA | Flexible gas with CCS | 0 | 0 | 0 | 0 | 0 | 0 | 0 | 0 | 0 | 0 | 0 | 0 | 0 | 0 | 0 | 0 | 0 | 0 | 0 | 0 | 0 | 0 | 0 | 0 | 0 | 0 | 0 | 0
CDP6 | SA | SESA | Flexible gas | 0 | 0 | 0 | 0 | 0 | 0 | 0 | 0 | 0 | 0 | 0 | 0 | 0 | 0 | 0 | 0 | 0 | 0 | 0 | 0 | 0 | 0 | 0 | 0 | 0 | 0 | 0 | 0
CDP6 | SA | SESA | Hydro | 0 | 0 | 0 | 0 | 0 | 0 | 0 | 0 | 0 | 0 | 0 | 0 | 0 | 0 | 0 | 0 | 0 | 0 | 0 | 0 | 0 | 0 | 0 | 0 | 0 | 0 | 0 | 0
CDP6 | SA | SESA | Deep storage | 0 | 0 | 0 | 0 | 0 | 0 | 0 | 0 | 0 | 0 | 0 | 0 | 0 | 0 | 0 | 0 | 0 | 0 | 0 | 0 | 0 | 0 | 0 | 0 | 0 | 0 | 0 | 0
CDP6 | SA | SESA | Medium storage | 0 | 0 | 0 | 1.435e-05 | 1.754e-05 | 2.187e-05 | 2.187e-05 | 2.187e-05 | 2.451e-05 | 4.52e-05 | 4.52e-05 | 4.52e-05 | 4.52e-05 | 6.28e-05 | 7.672e-05 | 7.672e-05 | 7.672e-05 | 7.672e-05 | 7.672e-05 | 7.672e-05 | 8.85e-05 | 0.00018478 | 0.00021879 | 76.0846 | 76.0846 | 76.0846 | 76.0846 | 76.0846
CDP6 | SA | SESA | Shallow storage | 0 | 0 | 0 | 0 | 0 | 0 | 0 | 0 | 0 | 0 | 0 | 0 | 0 | 0 | 0 | 0 | 0 | 0 | 0 | 0 | 0 | 0 | 0 | 0 | 0 | 0 | 0 | 0
CDP6 | SA | SESA | Coordinated CER storage | 0.61122 | 0.88308 | 1.1524 | 1.4493 | 1.7585 | 2.151 | 2.5347 | 2.9572 | 3.4253 | 3.9705 | 4.6092 | 5.2767 | 6.0254 | 6.8004 | 7.6143 | 8.4664 | 9.35 | 10.2723 | 11.2305 | 12.2735 | 13.437 | 14.6473 | 15.9009 | 17.214 | 18.5458 | 19.8997 | 20.5756 | 21.2128
CDP6 | SA | SESA | Other renewable fuels | 0 | 0 | 0 | 0 | 0 | 0 | 0 | 0 | 0 | 0 | 0 | 0 | 0 | 0 | 0 | 0 | 0 | 0 | 0 | 0 | 0 | 0 | 0 | 0 | 0 | 0 | 0 | 0
CDP6 | SA | SESA | DSP | 0 | 0 | 0 | 0 | 0 | 0 | 0 | 0 | 0 | 0 | 0 | 0 | 0 | 0 | 0 | 0 | 0 | 0 | 0 | 0 | 0 | 0 | 0 | 0 | 0 | 0 | 0 | 0
CDP6 | TAS | TAS | Mid-merit gas | 0 | 0 | 0 | 0 | 0 | 0 | 0 | 0 | 0 | 0 | 0 | 0 | 0 | 0 | 0 | 0 | 0 | 0 | 0 | 0 | 0 | 0 | 0 | 0 | 0 | 0 | 0 | 0
CDP6 | TAS | TAS | Flexible gas with CCS | 0 | 0 | 0 | 0 | 0 | 0 | 0 | 0 | 0 | 0 | 0 | 0 | 0 | 0 | 0 | 0 | 0 | 0 | 0 | 0 | 0 | 0 | 0 | 0 | 0 | 0 | 0 | 0
CDP6 | TAS | TAS | Flexible gas | 0 | 0 | 0 | 0 | 0 | 0 | 0 | 0 | 0 | 0 | 0 | 0 | 0 | 0 | 0 | 0 | 0 | 0 | 0 | 0 | 0 | 0 | 0 | 0 | 0 | 0 | 0 | 0
CDP6 | TAS | TAS | Hydro | 0 | 0 | 0 | 0 | 0 | 0 | 390 | 390 | 390 | 390 | 390 | 390 | 390 | 390 | 390 | 390 | 390 | 390 | 390 | 390 | 390 | 390 | 390 | 390 | 390 | 390 | 390 | 390
CDP6 | TAS | TAS | Deep storage | 0 | 0 | 0 | 0 | 0 | 0 | 1.651e-05 | 2.79e-05 | 7.237e-05 | 7.237e-05 | 7.237e-05 | 7.237e-05 | 7.237e-05 | 7.237e-05 | 8.333e-05 | 8.933e-05 | 0.001025 | 0.001025 | 123.195 | 385.0044 | 932.046 | 932.046 | 932.046 | 932.046 | 932.046 | 932.046 | 932.046 | 932.046
CDP6 | TAS | TAS | Medium storage | 0 | 0 | 0 | 1.133e-05 | 1.24e-05 | 1.24e-05 | 1.24e-05 | 1.385e-05 | 1.509e-05 | 2.741e-05 | 2.741e-05 | 2.741e-05 | 2.741e-05 | 3.101e-05 | 3.274e-05 | 3.393e-05 | 3.533e-05 | 3.646e-05 | 3.646e-05 | 3.782e-05 | 3.782e-05 | 3.903e-05 | 4.144e-05 | 4.144e-05 | 4.144e-05 | 4.144e-05 | 4.144e-05 | 4.144e-05
CDP6 | TAS | TAS | Shallow storage | 0 | 0 | 0 | 0 | 0 | 0 | 0 | 0 | 0 | 0 | 0 | 0 | 0 | 0 | 0 | 0 | 0 | 0 | 0 | 0 | 0 | 0 | 0 | 0 | 0 | 0 | 0 | 0
CDP6 | TAS | TAS | Coordinated CER storage | 0.49202 | 0.81972 | 1.1904 | 1.6174 | 2.1106 | 2.7326 | 3.2327 | 3.8671 | 4.6719 | 5.7102 | 7.0106 | 8.6052 | 10.485 | 12.7058 | 15.2558 | 18.1129 | 21.2812 | 24.7979 | 28.677 | 32.9257 | 37.5563 | 42.7068 | 48.2882 | 54.3035 | 60.6636 | 67.3654 | 71.0896 | 74.411
CDP6 | TAS | TAS | Other renewable fuels | 0 | 0 | 0 | 0 | 0 | 0 | 0 | 0 | 0 | 0 | 0 | 0 | 0 | 0 | 0 | 0 | 0 | 0 | 0 | 0 | 0 | 0 | 0 | 0 | 0 | 0 | 0 | 0
CDP6 | TAS | TAS | DSP | 0.05 | -0.71 | -1.41 | -1.38 | -1.29 | -1.16 | -1.04 | -0.94 | -0.9 | -0.89 | -0.86 | -0.89 | -0.87 | -0.86 | -0.84 | -0.83 | -0.79 | -0.77 | -0.75 | -0.74 | -0.76 | -0.76 | -0.77 | -0.76 | -0.75 | -0.81 | -0.92 | -0.99
CDP7 | NSW | NNSW | Mid-merit gas | 0 | 0 | 0 | 0 | 0 | 0 | 0 | 0 | 0 | 0 | 0 | 0 | 0 | 0 | 0 | 0 | 0 | 0 | 0 | 0 | 0 | 0 | 0 | 0 | 0 | 0 | 0 | 0
CDP7 | NSW | NNSW | Flexible gas with CCS | 0 | 0 | 0 | 0 | 0 | 0 | 0 | 0 | 0 | 0 | 0 | 0 | 0 | 0 | 0 | 0 | 0 | 0 | 0 | 0 | 0 | 0 | 0 | 0 | 0 | 0 | 0 | 0
CDP7 | NSW | NNSW | Flexible gas | 0 | 0 | 0 | 0 | 0 | 0 | 0 | 0 | 0 | 0 | 0 | 0 | 0 | 0 | 0 | 0 | 0 | 0 | 0 | 0 | 0 | 0 | 0 | 0 | 0 | 0 | 0 | 0
CDP7 | NSW | NNSW | Hydro | 0 | 0 | 0 | 0 | 0 | 0 | 0 | 0 | 0 | 0 | 0 | 0 | 0 | 0 | 0 | 0 | 0 | 0 | 0 | 0 | 0 | 0 | 0 | 0 | 0 | 0 | 0 | 0
CDP7 | NSW | NNSW | Snowy 2.0 | 0 | 0 | 0 | 0 | 0 | 0 | 0 | 0 | 0 | 0 | 0 | 0 | 0 | 0 | 0 | 0 | 0 | 0 | 0 | 0 | 0 | 0 | 0 | 0 | 0 | 0 | 0 | 0
CDP7 | NSW | NNSW | Deep storage | 0 | 0 | 0 | 0 | 0 | 0 | 250.3205 | 250.3205 | 250.3205 | 250.3205 | 250.3205 | 250.3205 | 250.3205 | 250.3205 | 250.3205 | 250.3205 | 250.3205 | 250.3205 | 250.3205 | 250.3205 | 1000 | 1000 | 1000 | 1000 | 1000 | 1000 | 1000 | 1000
CDP7 | NSW | NNSW | Medium storage | 0 | 0 | 275 | 275.0001 | 378.9563 | 1155.9994 | 1155.9994 | 1155.9994 | 1155.9994 | 1155.9994 | 1155.9994 | 1155.9995 | 1155.9995 | 1155.9995 | 1155.9995 | 1155.9995 | 1155.9995 | 1155.9995 | 1155.9995 | 1155.9995 | 1155.9996 | 1155.9996 | 1155.9996 | 1390.9051 | 1390.9051 | 2070.1644 | 2070.1644 | 2450.0713
CDP7 | NSW | NNSW | Shallow storage | 0 | 30 | 230 | 430 | 430 | 430 | 430 | 430 | 430 | 430 | 430 | 430 | 430 | 430 | 430 | 430 | 430 | 430 | 430 | 430 | 430 | 430 | 430 | 430 | 430 | 430 | 430 | 430
CDP7 | NSW | NNSW | Coordinated CER storage | 1.4111 | 2.2004 | 3.1378 | 4.0696 | 5.2015 | 6.5092 | 8.3028 | 10.6013 | 13.4299 | 16.8869 | 20.9596 | 25.6995 | 31.0392 | 37.0757 | 43.7606 | 51.0565 | 58.967 | 67.5443 | 76.7721 | 86.6761 | 97.4085 | 108.9366 | 121.1526 | 134.0682 | 147.4952 | 161.4022 | 167.974 | 173.8539
CDP7 | NSW | NNSW | Other renewable fuels | 0 | 0 | 0 | 0 | 0 | 0 | 0 | 0 | 0 | 0 | 0 | 0 | 0 | 0 | 0 | 0 | 0 | 0 | 0 | 0 | 0 | 0 | 0 | 0 | 0 | 0 | 90 | 90
CDP7 | NSW | NNSW | DSP | 0 | 0 | 0 | 0 | 0 | 0 | 0 | 0 | 0 | 0 | 0 | 0 | 0 | 0 | 0 | 0 | 0 | 0 | 0 | 0 | 0 | 0 | 0 | 0 | 0 | 0 | 0 | 0
CDP7 | NSW | CNSW | Mid-merit gas | 0 | 0 | 0 | 0 | 0 | 0 | 0 | 0 | 0 | 0 | 0 | 0 | 0 | 0 | 0 | 0 | 0 | 0 | 0 | 0 | 0 | 0 | 0 | 0 | 0 | 0 | 0 | 0
CDP7 | NSW | CNSW | Flexible gas with CCS | 0 | 0 | 0 | 0 | 0 | 0 | 0 | 0 | 0 | 0 | 0 | 0 | 0 | 0 | 0 | 0 | 0 | 0 | 0 | 0 | 0 | 0 | 0 | 0 | 0 | 0 | 0 | 0
CDP7 | NSW | CNSW | Flexible gas | 0 | 0 | 0 | 0 | 0 | 0 | 0 | 0 | 0 | 0 | 0 | 0 | 0 | 0 | 0 | 0 | 0 | 0 | 0 | 0 | 0 | 0 | 0 | 0 | 0 | 0 | 0 | 0
CDP7 | NSW | CNSW | Hydro | 0 | 0 | 0 | 0 | 0 | 0 | 0 | 0 | 0 | 0 | 0 | 0 | 0 | 0 | 0 | 0 | 0 | 0 | 0 | 0 | 0 | 0 | 0 | 0 | 0 | 0 | 0 | 0
CDP7 | NSW | CNSW | Snowy 2.0 | 0 | 0 | 0 | 0 | 0 | 0 | 0 | 0 | 0 | 0 | 0 | 0 | 0 | 0 | 0 | 0 | 0 | 0 | 0 | 0 | 0 | 0 | 0 | 0 | 0 | 0 | 0 | 0
CDP7 | NSW | CNSW | Deep storage | 0 | 0 | 0 | 0 | 0 | 0 | 0 | 0 | 0 | 0 | 0 | 0 | 0 | 0 | 0 | 0 | 0 | 0 | 0 | 0 | 0 | 0 | 0 | 0 | 0 | 0 | 0 | 0
CDP7 | NSW | CNSW | Medium storage | 0 | 549 | 549 | 917.46 | 917.46 | 986.8936 | 986.8936 | 1026.9136 | 1026.9136 | 1026.9136 | 1066.9336 | 1066.9336 | 1066.9336 | 1106.9536 | 1106.9536 | 1106.9536 | 1106.9536 | 1106.9536 | 1106.9536 | 1146.9736 | 1146.9736 | 1186.9936 | 1186.9936 | 1186.9936 | 1227.0136 | 1227.0136 | 1227.0136 | 1267.0336
CDP7 | NSW | CNSW | Shallow storage | 0 | 20 | 30.6368 | 813.4759 | 1857.0346 | 1857.0346 | 1857.0346 | 1857.0346 | 1857.0346 | 1857.0346 | 1857.0346 | 1857.0346 | 1857.0346 | 1857.0346 | 1857.0346 | 1857.0346 | 1857.0346 | 1857.0346 | 1857.0346 | 1857.0346 | 1857.0346 | 1857.0346 | 1857.0346 | 1857.0346 | 1857.0346 | 1857.0346 | 1857.0346 | 1857.0346
CDP7 | NSW | CNSW | Coordinated CER storage | 0.59798 | 0.93451 | 1.3494 | 1.776 | 2.2689 | 2.848 | 3.8284 | 5.1416 | 6.7929 | 8.8348 | 11.2982 | 14.1756 | 17.471 | 21.2071 | 25.3812 | 29.9855 | 35.0184 | 40.4848 | 46.3919 | 52.7376 | 59.6211 | 67.0433 | 74.9132 | 83.2358 | 91.9357 | 100.9613 | 105.2226 | 109.0428
CDP7 | NSW | CNSW | Other renewable fuels | 0 | 0 | 0 | 0 | 0 | 0 | 0 | 0 | 0 | 0 | 0 | 0 | 0 | 0 | 0 | 0 | 0 | 0 | 0 | 0 | 0 | 0 | 0 | 0 | 0 | 30 | 90 | 90
CDP7 | NSW | CNSW | DSP | 0 | 0 | 0 | 0 | 0 | 0 | 0 | 0 | 0 | 0 | 0 | 0 | 0 | 0 | 0 | 0 | 0 | 0 | 0 | 0 | 0 | 0 | 0 | 0 | 0 | 0 | 0 | 0
CDP7 | NSW | SNSW | Mid-merit gas | 0 | 0 | 0 | 0 | 0 | 0 | 0 | 0 | 0 | 0 | 0 | 0 | 0 | 0 | 0 | 0 | 0 | 0 | 0 | 0 | 0 | 0 | 0 | 0 | 0 | 0 | 0 | 0
CDP7 | NSW | SNSW | Flexible gas with CCS | 0 | 0 | 0 | 0 | 0 | 0 | 0 | 0 | 0 | 0 | 0 | 0 | 0 | 0 | 0 | 0 | 0 | 0 | 0 | 0 | 0 | 0 | 0 | 0 | 0 | 0 | 0 | 0
CDP7 | NSW | SNSW | Flexible gas | 0 | 0 | 0 | 0 | 0 | 0 | 0 | 0 | 0 | 0 | 0 | 0 | 0 | 0 | 0 | 0 | 0 | 0 | 0 | 0 | 0 | 0 | 0 | 0 | 0 | 0 | 0 | 0
CDP7 | NSW | SNSW | Hydro | 0 | 0 | 0 | 0 | 0 | 0 | 0 | 0 | 0 | 0 | 0 | 0 | 0 | 0 | 0 | 0 | 0 | 0 | 0 | 0 | 0 | 0 | 0 | 0 | 0 | 0 | 0 | 0
CDP7 | NSW | SNSW | Snowy 2.0 | 0 | 0 | 0 | 0 | 2200 | 2200 | 2200 | 2200 | 2200 | 2200 | 2200 | 2200 | 2200 | 2200 | 2200 | 2200 | 2200 | 2200 | 2200 | 2200 | 2200 | 2200 | 2200 | 2200 | 2200 | 2200 | 2200 | 2200
CDP7 | NSW | SNSW | Deep storage | 0 | 0 | 0 | 0 | 0 | 0 | 0 | 0 | 0 | 0 | 0 | 0 | 0 | 0 | 0 | 0 | 0 | 0 | 0 | 0 | 0 | 0 | 0 | 0 | 0 | 0 | 0 | 0
CDP7 | NSW | SNSW | Medium storage | 0 | 50 | 50 | 250 | 250 | 250.0003 | 250.0003 | 250.0003 | 250.0003 | 250.0003 | 250.0003 | 250.0003 | 250.0003 | 250.0003 | 250.0003 | 250.0003 | 250.0003 | 250.0003 | 250.0003 | 250.0003 | 250.0003 | 250.0003 | 250.0003 | 250.0003 | 250.0003 | 250.0003 | 250.0003 | 250.0003
CDP7 | NSW | SNSW | Shallow storage | 10 | 19.9 | 19.9 | 19.9 | 19.9 | 20.89 | 20.89 | 21.88 | 21.88 | 21.88 | 22.87 | 22.87 | 22.87 | 23.86 | 23.86 | 23.86 | 23.86 | 23.86 | 23.86 | 24.85 | 24.85 | 25.84 | 25.84 | 25.84 | 25.84 | 25.84 | 25.84 | 25.84
CDP7 | NSW | SNSW | Coordinated CER storage | 1.2069 | 1.9069 | 2.7656 | 3.7048 | 4.823 | 6.104 | 7.6428 | 9.603 | 12.0552 | 15.0904 | 18.749 | 23.0893 | 28.0961 | 33.8541 | 40.3371 | 47.5032 | 55.3701 | 64.0005 | 73.4087 | 83.6216 | 94.7478 | 106.9435 | 120.0443 | 134.0558 | 148.7861 | 164.2479 | 172.2574 | 179.4936
CDP7 | NSW | SNSW | Other renewable fuels | 0 | 0 | 0 | 0 | 0 | 0 | 0 | 0 | 0 | 0 | 0 | 0 | 0 | 0 | 0 | 0 | 0 | 0 | 0 | 0 | 0 | 0 | 0 | 0 | 0 | 0 | 0 | 0
CDP7 | NSW | SNSW | DSP | 0 | 0 | 0 | 0 | 0 | 0 | 0 | 0 | 0 | 0 | 0 | 0 | 0 | 0 | 0 | 0 | 0 | 0 | 0 | 0 | 0 | 0 | 0 | 0 | 0 | 0 | 0 | 0
CDP7 | NSW | SNW | Mid-merit gas | 0 | 0 | 0 | 0 | 0 | 0 | 0 | 0 | 0 | 0 | 0 | 0 | 0 | 0 | 0 | 0 | 0 | 0 | 0 | 0 | 0 | 0 | 0 | 0 | 0 | 0 | 0 | 0
CDP7 | NSW | SNW | Flexible gas with CCS | 0 | 0 | 0 | 0 | 0 | 0 | 0 | 0 | 0 | 0 | 0 | 0 | 0 | 0 | 0 | 0 | 0 | 0 | 0 | 0 | 0 | 0 | 0 | 0 | 0 | 0 | 0 | 0
CDP7 | NSW | SNW | Flexible gas | 0 | 0 | 0 | 0 | 0 | 0 | 766.7913 | 766.7913 | 766.7913 | 766.7913 | 766.7913 | 766.7913 | 766.7913 | 766.7913 | 766.7913 | 766.7913 | 766.7913 | 766.7913 | 766.7913 | 1189.6508 | 2250.7108 | 2250.7108 | 2250.7108 | 2250.7108 | 2250.7108 | 2250.7108 | 2250.7108 | 2250.7108
CDP7 | NSW | SNW | Hydro | 0 | 0 | 0 | 0 | 0 | 0 | 0 | 0 | 0 | 0 | 0 | 0 | 0 | 0 | 0 | 0 | 0 | 0 | 0 | 0 | 0 | 0 | 0 | 0 | 0 | 0 | 0 | 0
CDP7 | NSW | SNW | Snowy 2.0 | 0 | 0 | 0 | 0 | 0 | 0 | 0 | 0 | 0 | 0 | 0 | 0 | 0 | 0 | 0 | 0 | 0 | 0 | 0 | 0 | 0 | 0 | 0 | 0 | 0 | 0 | 0 | 0
CDP7 | NSW | SNW | Deep storage | 0 | 0 | 0 | 0 | 0 | 0 | 0 | 0 | 0 | 0 | 0 | 0 | 0 | 0 | 0 | 0 | 0 | 0 | 0 | 0 | 0 | 0 | 0 | 0 | 0 | 0 | 0 | 0
CDP7 | NSW | SNW | Medium storage | 0 | 889.1455 | 889.1455 | 889.1455 | 889.1455 | 1404.7322 | 1404.7322 | 1404.7322 | 1404.7322 | 1404.7322 | 1404.7322 | 1404.7322 | 1404.7322 | 1404.7322 | 1404.7322 | 1404.7322 | 1404.7322 | 1404.7322 | 1404.7322 | 1404.7322 | 1404.7322 | 1404.7322 | 1404.7322 | 1404.7323 | 1404.7323 | 1404.7326 | 1404.7326 | 1404.7326
CDP7 | NSW | SNW | Shallow storage | 0 | 632.712 | 632.7172 | 632.7281 | 1013.8379 | 1056.1739 | 1683.7259 | 1756.3019 | 1756.3019 | 1756.3019 | 1828.8779 | 1828.8779 | 1828.8779 | 1901.4539 | 1901.4539 | 1901.4539 | 1901.4539 | 1901.4539 | 1901.4539 | 1974.0299 | 1974.0299 | 2046.6059 | 2046.6059 | 2046.6059 | 2119.1819 | 2119.1819 | 2119.1819 | 2191.7579
CDP7 | NSW | SNW | Coordinated CER storage | 5.6995 | 8.9871 | 12.8326 | 16.9571 | 21.9697 | 27.6663 | 37.1937 | 49.6005 | 65.1327 | 84.2739 | 107.1493 | 134.0014 | 164.6224 | 199.4384 | 238.3244 | 281.0862 | 327.7038 | 378.3827 | 433.0554 | 491.83 | 555.0637 | 623.7244 | 696.5772 | 773.7214 | 854.3051 | 938.1119 | 977.5203 | 1012.8282
CDP7 | NSW | SNW | Other renewable fuels | 0 | 0 | 0 | 0 | 0 | 0 | 0 | 0 | 0 | 0 | 0 | 0 | 0 | 0 | 0 | 0 | 0 | 0 | 0 | 0 | 0 | 0 | 0 | 0 | 0 | 90 | 90 | 90
CDP7 | NSW | SNW | DSP | 6.2 | 12.66 | 21.31 | 162.35 | 348.57 | 513.64 | 583.98 | 654.28 | 724.54 | 733.3 | 742.8 | 750.47 | 760.19 | 768.7 | 779.55 | 788.11 | 799.57 | 801.47 | 805.15 | 811.59 | 809.52 | 812.34 | 814.56 | 812.98 | 816.87 | 821.19 | 829.44 | 848.51
CDP7 | QLD | NQ | Mid-merit gas | 0 | 0 | 0 | 0 | 0 | 0 | 0 | 0 | 0 | 0 | 0 | 0 | 0 | 0 | 0 | 0 | 0 | 0 | 0 | 0 | 0 | 0 | 0 | 0 | 0 | 0 | 0 | 0
CDP7 | QLD | NQ | Flexible gas with CCS | 0 | 0 | 0 | 0 | 0 | 0 | 0 | 0 | 0 | 0 | 0 | 0 | 0 | 0 | 0 | 0 | 0 | 0 | 0 | 0 | 0 | 0 | 0 | 0 | 0 | 0 | 0 | 0
CDP7 | QLD | NQ | Flexible gas | 0 | 0 | 0 | 0 | 0 | 0 | 0 | 0 | 0 | 0 | 0 | 0 | 0 | 0 | 0 | 0 | 0 | 0 | 0 | 0 | 0 | 0 | 0 | 0 | 0 | 0 | 0 | 0
CDP7 | QLD | NQ | Hydro | 0 | 0 | 0 | 0 | 0 | 0 | 0 | 0 | 0 | 0 | 0 | 0 | 0 | 0 | 0 | 0 | 0 | 0 | 0 | 0 | 0 | 0 | 0 | 0 | 0 | 0 | 0 | 0
CDP7 | QLD | NQ | Borumba | 0 | 0 | 0 | 0 | 0 | 0 | 0 | 0 | 0 | 0 | 0 | 0 | 0 | 0 | 0 | 0 | 0 | 0 | 0 | 0 | 0 | 0 | 0 | 0 | 0 | 0 | 0 | 0
CDP7 | QLD | NQ | Deep storage | 0 | 0 | 0 | 0 | 0 | 0 | 1.276e-05 | 1.49e-05 | 1.49e-05 | 4.371e-05 | 4.371e-05 | 4.371e-05 | 6.067e-05 | 6.067e-05 | 6.428e-05 | 6.428e-05 | 6.428e-05 | 6.428e-05 | 6.428e-05 | 6.901e-05 | 0.00031363 | 0.00032135 | 5.8577 | 20.2132 | 149.5007 | 180.8921 | 180.8921 | 180.8921
CDP7 | QLD | NQ | Medium storage | 0 | 0 | 0 | 2.22e-05 | 2.685e-05 | 4.049e-05 | 4.049e-05 | 4.231e-05 | 4.231e-05 | 4.813e-05 | 4.813e-05 | 4.813e-05 | 7.783e-05 | 0.00011452 | 0.00011905 | 0.00011905 | 0.00011905 | 0.00011905 | 0.00011905 | 0.00011905 | 0.00012794 | 0.00034273 | 0.00041359 | 0.00041359 | 0.00041359 | 0.00041359 | 0.00041359 | 0.00041359
CDP7 | QLD | NQ | Shallow storage | 0 | 0 | 300 | 300 | 300 | 300 | 300 | 300 | 300 | 300 | 300 | 300 | 300 | 300 | 300 | 300 | 300 | 300 | 300 | 300 | 300 | 300 | 300 | 300 | 300 | 300 | 300 | 300
CDP7 | QLD | NQ | Coordinated CER storage | 0.54674 | 0.92286 | 1.3551 | 1.8536 | 2.45 | 3.1702 | 4.191 | 5.5164 | 7.1545 | 9.1658 | 11.5718 | 14.4017 | 17.6021 | 21.2441 | 25.3028 | 29.7336 | 34.558 | 39.7965 | 45.4592 | 51.5796 | 58.257 | 65.4644 | 73.1388 | 81.3134 | 89.8287 | 98.6792 | 103.0372 | 107.0137
CDP7 | QLD | NQ | Other renewable fuels | 0 | 0 | 0 | 0 | 0 | 0 | 0 | 0 | 0 | 0 | 0 | 0 | 0 | 0 | 0 | 0 | 0 | 0 | 0 | 0 | 0 | 0 | 0 | 0 | 0 | 0 | 0 | 0
CDP7 | QLD | NQ | DSP | 0 | 0 | 0 | 0 | 0 | 0 | 0 | 0 | 0 | 0 | 0 | 0 | 0 | 0 | 0 | 0 | 0 | 0 | 0 | 0 | 0 | 0 | 0 | 0 | 0 | 0 | 0 | 0
CDP7 | QLD | GG | Mid-merit gas | 0 | 0 | 0 | 0 | 0 | 0 | 0 | 0 | 0 | 0 | 0 | 0 | 0 | 0 | 0 | 0 | 0 | 0 | 0 | 0 | 0 | 0 | 0 | 0 | 0 | 0 | 0 | 0
CDP7 | QLD | GG | Flexible gas with CCS | 0 | 0 | 0 | 0 | 0 | 0 | 0 | 0 | 0 | 0 | 0 | 0 | 0 | 0 | 0 | 0 | 0 | 0 | 0 | 0 | 0 | 0 | 0 | 0 | 0 | 0 | 0 | 0
CDP7 | QLD | GG | Flexible gas | 0 | 0 | 0 | 0 | 0 | 0 | 0 | 0 | 0 | 0 | 0 | 0 | 0 | 0 | 0 | 0 | 0 | 0 | 0 | 0 | 0 | 0 | 0 | 0 | 0 | 0 | 0 | 0
CDP7 | QLD | GG | Hydro | 0 | 0 | 0 | 0 | 0 | 0 | 0 | 0 | 0 | 0 | 0 | 0 | 0 | 0 | 0 | 0 | 0 | 0 | 0 | 0 | 0 | 0 | 0 | 0 | 0 | 0 | 0 | 0
CDP7 | QLD | GG | Borumba | 0 | 0 | 0 | 0 | 0 | 0 | 0 | 0 | 0 | 0 | 0 | 0 | 0 | 0 | 0 | 0 | 0 | 0 | 0 | 0 | 0 | 0 | 0 | 0 | 0 | 0 | 0 | 0
CDP7 | QLD | GG | Deep storage | 0 | 0 | 0 | 0 | 0 | 0 | 0 | 0 | 0 | 0 | 0 | 0 | 0 | 0 | 0 | 0 | 0 | 0 | 0 | 0 | 0 | 0 | 0 | 0 | 0 | 0 | 0 | 0
CDP7 | QLD | GG | Medium storage | 0 | 0 | 0 | 2.855e-05 | 2.855e-05 | 6.316e-05 | 6.316e-05 | 6.586e-05 | 6.586e-05 | 7.107e-05 | 7.107e-05 | 7.107e-05 | 0.00011526 | 0.00019203 | 0.00019733 | 0.00019733 | 0.00019733 | 0.00019733 | 0.0001984 | 0.0002047 | 0.00021511 | 61.6583 | 61.6583 | 165.6915 | 165.6916 | 231.1191 | 231.1191 | 629.6811
CDP7 | QLD | GG | Shallow storage | 0 | 400 | 400 | 400 | 400 | 400 | 400 | 400 | 400 | 400 | 400 | 400 | 400 | 400 | 400 | 400 | 400 | 400 | 400 | 400 | 400 | 400 | 400 | 400 | 400 | 400 | 400 | 400
CDP7 | QLD | GG | Coordinated CER storage | 0.026819 | 0.047887 | 0.071533 | 0.10153 | 0.13366 | 0.17572 | 0.25891 | 0.37299 | 0.52211 | 0.70955 | 0.93712 | 1.2071 | 1.5192 | 1.8769 | 2.2784 | 2.7246 | 3.2136 | 3.7508 | 4.3361 | 4.969 | 5.6604 | 6.4065 | 7.2009 | 8.0431 | 8.9264 | 9.8483 | 10.2976 | 10.7049
CDP7 | QLD | GG | Other renewable fuels | 0 | 0 | 0 | 0 | 0 | 0 | 0 | 0 | 0 | 0 | 0 | 0 | 0 | 0 | 0 | 0 | 0 | 0 | 0 | 0 | 0 | 0 | 0 | 0 | 0 | 0 | 0 | 0
CDP7 | QLD | GG | DSP | 0 | 0 | 0 | 0 | 0 | 0 | 0 | 0 | 0 | 0 | 0 | 0 | 0 | 0 | 0 | 0 | 0 | 0 | 0 | 0 | 0 | 0 | 0 | 0 | 0 | 0 | 0 | 0
CDP7 | QLD | CQ | Mid-merit gas | 0 | 0 | 0 | 0 | 0 | 0 | 0 | 0 | 0 | 0 | 0 | 0 | 0 | 0 | 0 | 0 | 0 | 0 | 0 | 0 | 0 | 0 | 0 | 0 | 0 | 0 | 0 | 0
CDP7 | QLD | CQ | Flexible gas with CCS | 0 | 0 | 0 | 0 | 0 | 0 | 0 | 0 | 0 | 0 | 0 | 0 | 0 | 0 | 0 | 0 | 0 | 0 | 0 | 0 | 0 | 0 | 0 | 0 | 0 | 0 | 0 | 0
CDP7 | QLD | CQ | Flexible gas | 0 | 0 | 0 | 0 | 0 | 0 | 0 | 0 | 0 | 0 | 0 | 0 | 0 | 0 | 0 | 0 | 0 | 0 | 0 | 0 | 0 | 0 | 0 | 0 | 0 | 0 | 0 | 0
CDP7 | QLD | CQ | Hydro | 0 | 0 | 0 | 0 | 0 | 0 | 0 | 0 | 0 | 0 | 0 | 0 | 0 | 0 | 0 | 0 | 0 | 0 | 0 | 0 | 0 | 0 | 0 | 0 | 0 | 0 | 0 | 0
CDP7 | QLD | CQ | Borumba | 0 | 0 | 0 | 0 | 0 | 0 | 0 | 0 | 0 | 0 | 0 | 0 | 0 | 0 | 0 | 0 | 0 | 0 | 0 | 0 | 0 | 0 | 0 | 0 | 0 | 0 | 0 | 0
CDP7 | QLD | CQ | Deep storage | 0 | 0 | 0 | 0 | 0 | 0 | 1.318e-05 | 1.515e-05 | 1.515e-05 | 3.505e-05 | 3.505e-05 | 3.505e-05 | 4.055e-05 | 5.529e-05 | 5.849e-05 | 5.849e-05 | 5.849e-05 | 5.849e-05 | 5.849e-05 | 5.987e-05 | 19.1678 | 19.1678 | 19.1678 | 19.1678 | 19.1678 | 283.098 | 283.098 | 400
CDP7 | QLD | CQ | Medium storage | 0 | 0 | 0 | 3.149e-05 | 3.832e-05 | 6.415e-05 | 7.831e-05 | 8.3e-05 | 8.426e-05 | 0.00012708 | 0.00012708 | 0.00012708 | 0.00016956 | 0.00025821 | 0.00026665 | 0.00026665 | 0.00026665 | 0.00026665 | 0.00026971 | 0.00028012 | 0.00029811 | 61.5101 | 61.5101 | 165.6161 | 165.6164 | 617.8425 | 617.8425 | 620.1434
CDP7 | QLD | CQ | Shallow storage | 0 | 0 | 0 | 150 | 150 | 150 | 150 | 150 | 150 | 150 | 150 | 150 | 150 | 150 | 150 | 150 | 150 | 150 | 150 | 150 | 150 | 150 | 150 | 150 | 150 | 150 | 150 | 150
CDP7 | QLD | CQ | Coordinated CER storage | 0.49915 | 0.855 | 1.2505 | 1.7306 | 2.2741 | 2.9451 | 4.0203 | 5.4257 | 7.2073 | 9.4204 | 12.0769 | 15.2024 | 18.7874 | 22.8688 | 27.4354 | 32.4602 | 37.9331 | 43.9154 | 50.3996 | 57.404 | 65.0752 | 73.3346 | 82.131 | 91.474 | 101.254 | 111.4193 | 116.4019 | 120.9195
CDP7 | QLD | CQ | Other renewable fuels | 0 | 0 | 0 | 0 | 0 | 0 | 0 | 0 | 0 | 0 | 0 | 0 | 0 | 0 | 0 | 0 | 0 | 0 | 0 | 0 | 0 | 0 | 0 | 0 | 0 | 0 | 0 | 0
CDP7 | QLD | CQ | DSP | 0 | 0 | 0 | 0 | 0 | 0 | 0 | 0 | 0 | 0 | 0 | 0 | 0 | 0 | 0 | 0 | 0 | 0 | 0 | 0 | 0 | 0 | 0 | 0 | 0 | 0 | 0 | 0
CDP7 | QLD | SQ | Mid-merit gas | 0 | 0 | 0 | 0 | 0 | 0 | 0 | 0 | 0 | 0 | 0 | 0 | 0 | 0 | 0 | 0 | 0 | 0 | 0 | 0 | 0 | 0 | 0 | 0 | 0 | 0 | 0 | 0
CDP7 | QLD | SQ | Flexible gas with CCS | 0 | 0 | 0 | 0 | 0 | 0 | 0 | 0 | 0 | 0 | 0 | 0 | 0 | 0 | 0 | 0 | 0 | 0 | 0 | 0 | 0 | 0 | 0 | 0 | 0 | 0 | 0 | 0
CDP7 | QLD | SQ | Flexible gas | 0 | 0 | 200 | 200 | 200 | 200 | 200 | 200 | 200 | 375.5061 | 375.5061 | 375.5061 | 428.5219 | 656.9973 | 866.6078 | 1284.7072 | 1476.7375 | 1476.7375 | 2537.7942 | 2558.8493 | 2558.8493 | 2558.8493 | 3307.2095 | 3307.2095 | 3307.2095 | 3307.2095 | 3307.2095 | 3502.3058
CDP7 | QLD | SQ | Hydro | 0 | 0 | 0 | 0 | 0 | 0 | 0 | 0 | 0 | 0 | 0 | 0 | 0 | 0 | 0 | 0 | 0 | 0 | 0 | 0 | 0 | 0 | 0 | 0 | 0 | 0 | 0 | 0
CDP7 | QLD | SQ | Borumba | 0 | 0 | 0 | 0 | 0 | 0 | 0 | 1998 | 1998 | 1998 | 1998 | 1998 | 1998 | 1998 | 1998 | 1998 | 1998 | 1998 | 1998 | 1998 | 1998 | 1998 | 1998 | 1998 | 1998 | 1998 | 1998 | 1998
CDP7 | QLD | SQ | Deep storage | 0 | 0 | 0 | 0 | 0 | 0 | 0 | 0 | 0 | 0 | 0 | 0 | 0 | 0 | 0 | 0 | 0 | 0 | 0 | 0 | 0 | 0 | 0 | 0 | 0 | 0 | 0 | 0
CDP7 | QLD | SQ | Medium storage | 0 | 0 | 0 | 2.286e-05 | 2.926e-05 | 5.35e-05 | 5.35e-05 | 5.668e-05 | 5.668e-05 | 7.026e-05 | 7.026e-05 | 7.026e-05 | 8.466e-05 | 0.00015106 | 0.00015419 | 0.00015419 | 0.00015419 | 0.00015419 | 0.00015419 | 0.00015646 | 0.00016665 | 55.4815 | 412.2799 | 412.2799 | 412.2799 | 923.8719 | 923.8719 | 923.8719
CDP7 | QLD | SQ | Shallow storage | 714.16 | 1020.16 | 1020.16 | 1020.16 | 1020.16 | 1020.16 | 1020.16 | 1020.16 | 1020.16 | 1020.16 | 1020.16 | 1020.16 | 1020.16 | 1020.16 | 1020.16 | 1020.16 | 1020.16 | 1020.16 | 1020.16 | 1020.16 | 1020.16 | 1020.16 | 1020.16 | 1020.16 | 1020.16 | 1020.16 | 1020.16 | 1020.16
CDP7 | QLD | SQ | Coordinated CER storage | 2.6949 | 4.6149 | 6.8273 | 9.399 | 12.4206 | 16.2636 | 22.9345 | 31.7049 | 42.7505 | 56.464 | 72.9637 | 92.4549 | 114.7868 | 140.326 | 168.9326 | 200.4226 | 234.721 | 272.1627 | 312.8429 | 356.7965 | 404.3261 | 456.2111 | 511.5074 | 570.2605 | 631.7811 | 695.9349 | 727.3631 | 755.8908
CDP7 | QLD | SQ | Other renewable fuels | 0 | 0 | 0 | 0 | 0 | 0 | 0 | 0 | 0 | 0 | 0 | 0 | 0 | 0 | 0 | 0 | 0 | 0 | 0 | 0 | 0 | 0 | 0 | 0 | 0 | 0 | 90 | 90
CDP7 | QLD | SQ | DSP | 3.25 | 5.13 | 9.91 | 13.47 | 17.87 | 1.79 | 7.34 | 11.4 | 15.32 | 20.33 | 25.8 | 31.69 | 38.24 | 42.35 | 46.79 | 53.33 | 57.04 | 59.69 | 63.14 | 66.16 | 68.23 | 70.89 | 74.75 | 77.21 | 85.81 | 92.63 | 99.97 | 101.49
CDP7 | VIC | VIC | Mid-merit gas | 0 | 0 | 0 | 0 | 0 | 0 | 0 | 0 | 0 | 0 | 0 | 0 | 0 | 0 | 0 | 0 | 0 | 0 | 0 | 0 | 0 | 0 | 0 | 0 | 0 | 0 | 0 | 0
CDP7 | VIC | VIC | Flexible gas with CCS | 0 | 0 | 0 | 0 | 0 | 0 | 0 | 0 | 0 | 0 | 0 | 0 | 0 | 0 | 0 | 0 | 0 | 0 | 0 | 0 | 0 | 0 | 0 | 0 | 0 | 0 | 0 | 0
CDP7 | VIC | VIC | Flexible gas | 0 | 0 | 0 | 0 | 0 | 0 | 0 | 0 | 0 | 0 | 0 | 0 | 0 | 0 | 0 | 0 | 0 | 0 | 0 | 127.047 | 127.047 | 127.047 | 127.047 | 737.6914 | 737.6914 | 737.6914 | 737.6914 | 1603.6531
CDP7 | VIC | VIC | Hydro | 0 | 0 | 0 | 0 | 0 | 0 | 0 | 0 | 0 | 0 | 0 | 0 | 0 | 0 | 0 | 0 | 0 | 0 | 0 | 0 | 0 | 0 | 0 | 0 | 0 | 0 | 0 | 0
CDP7 | VIC | VIC | Deep storage | 0 | 0 | 0 | 0 | 0 | 0 | 1.363e-05 | 2.339e-05 | 3.715e-05 | 21.7763 | 21.7763 | 21.7763 | 21.7763 | 21.7763 | 21.7763 | 21.7763 | 21.7763 | 21.7763 | 21.7763 | 21.7763 | 510.8997 | 510.8997 | 510.8997 | 510.8997 | 510.8997 | 510.8997 | 510.8997 | 566.9204
CDP7 | VIC | VIC | Medium storage | 0 | 0 | 350 | 350 | 350 | 350 | 350 | 350 | 350.0001 | 350.0009 | 350.0009 | 350.0009 | 350.0009 | 350.0009 | 350.0009 | 350.0009 | 350.0009 | 350.0009 | 350.0009 | 350.001 | 350.001 | 350.001 | 350.001 | 350.001 | 350.001 | 350.001 | 350.001 | 350.001
CDP7 | VIC | VIC | Shallow storage | 180 | 1691.51 | 1756.3105 | 2215.3348 | 2215.3348 | 2421.3999 | 2428.6999 | 2940.3999 | 3451.3398 | 3991.2628 | 5600.1427 | 5600.1427 | 5606.7427 | 5606.7427 | 5606.7427 | 5606.7427 | 5606.7427 | 5606.7427 | 5606.7427 | 5606.7427 | 5613.3427 | 5613.3427 | 5613.3427 | 5613.3427 | 5613.3427 | 5613.3427 | 5613.3427 | 5613.3427
CDP7 | VIC | VIC | Coordinated CER storage | 8.9163 | 14.4987 | 20.4798 | 27.3899 | 35.853 | 45.8051 | 59.1688 | 76.2585 | 97.3343 | 123.084 | 153.6475 | 189.3602 | 229.872 | 275.8842 | 327.0848 | 383.0564 | 443.7316 | 509.6502 | 580.9109 | 657.633 | 740.6541 | 830.7914 | 926.6572 | 1028.3543 | 1134.4025 | 1244.5508 | 1298.531 | 1347.4871
CDP7 | VIC | VIC | Other renewable fuels | 0 | 0 | 0 | 0 | 0 | 0 | 0 | 0 | 0 | 0 | 0 | 0 | 0 | 0 | 0 | 0 | 0 | 0 | 0 | 0 | 0 | 0 | 0 | 0 | 0 | 0 | 90 | 90
CDP7 | VIC | VIC | DSP | 2.06 | 5.47 | -2.91 | 1.75 | 7.82 | 14.87 | 19.28 | 25.16 | 29.26 | 33.97 | 36.82 | 39.34 | 41.6 | 44.07 | 46.76 | 49.93 | 53.23 | 55.16 | 57.69 | 59.14 | 59.83 | 61.47 | 61.87 | 60.96 | 59.14 | 58.56 | 59.5 | 61.38
CDP7 | SA | CSA | Mid-merit gas | 0 | 0 | 0 | 0 | 0 | 0 | 0 | 0 | 0 | 0 | 0 | 0 | 0 | 0 | 0 | 0 | 0 | 0 | 0 | 0 | 0 | 0 | 0 | 0 | 0 | 0 | 0 | 0
CDP7 | SA | CSA | Flexible gas with CCS | 0 | 0 | 0 | 0 | 0 | 0 | 0 | 0 | 0 | 0 | 0 | 0 | 0 | 0 | 0 | 0 | 0 | 0 | 0 | 0 | 0 | 0 | 0 | 0 | 0 | 0 | 0 | 0
CDP7 | SA | CSA | Flexible gas | 0 | 200 | 200 | 200 | 200 | 200 | 200 | 200 | 200 | 465 | 465 | 465 | 465 | 465 | 465 | 465 | 465 | 465 | 465 | 955.0983 | 955.0983 | 955.0983 | 955.0983 | 955.0983 | 955.0983 | 955.0983 | 955.0983 | 955.0983
CDP7 | SA | CSA | Hydro | 0 | 0 | 0 | 0 | 0 | 0 | 0 | 0 | 0 | 0 | 0 | 0 | 0 | 0 | 0 | 0 | 0 | 0 | 0 | 0 | 0 | 0 | 0 | 0 | 0 | 0 | 0 | 0
CDP7 | SA | CSA | Deep storage | 0 | 0 | 0 | 0 | 0 | 0 | 6.62e-06 | 7.68e-06 | 7.68e-06 | 9.62e-06 | 9.62e-06 | 9.62e-06 | 9.62e-06 | 1.298e-05 | 1.449e-05 | 1.449e-05 | 1.449e-05 | 1.449e-05 | 1.449e-05 | 1.449e-05 | 1.648e-05 | 1.648e-05 | 1.648e-05 | 1.766e-05 | 1.766e-05 | 1.766e-05 | 1.766e-05 | 2.078e-05
CDP7 | SA | CSA | Medium storage | 0 | 0 | 0 | 2.651e-05 | 3.262e-05 | 4.763e-05 | 4.763e-05 | 4.763e-05 | 5.077e-05 | 6.235e-05 | 6.235e-05 | 6.235e-05 | 6.235e-05 | 7.323e-05 | 7.745e-05 | 7.745e-05 | 7.745e-05 | 7.745e-05 | 7.745e-05 | 7.856e-05 | 8.788e-05 | 9.176e-05 | 9.874e-05 | 1031.5688 | 1031.5688 | 1477.8049 | 1477.8049 | 1477.8049
CDP7 | SA | CSA | Shallow storage | 200 | 494.98 | 1112.8638 | 1849.5611 | 1855.5811 | 1855.5811 | 1855.5811 | 1855.5811 | 1855.5811 | 1855.5811 | 1855.5811 | 1855.5811 | 1855.5811 | 1855.5811 | 1855.5811 | 1855.5811 | 1855.5811 | 1855.5811 | 1861.6011 | 1861.6011 | 1861.6011 | 1861.6011 | 1861.6011 | 1861.6011 | 1861.6011 | 1861.6011 | 1861.6011 | 1861.6011
CDP7 | SA | CSA | Coordinated CER storage | 16.7205 | 23.834 | 30.7542 | 38.4284 | 46.3958 | 56.1694 | 65.5626 | 76.1609 | 87.8108 | 100.9146 | 115.316 | 131.1314 | 147.8365 | 166.0114 | 185.1899 | 204.9252 | 225.1394 | 246.2665 | 268.3666 | 291.4341 | 316.4262 | 343.1106 | 371.0707 | 400.3204 | 429.9417 | 459.8761 | 474.9413 | 488.2607
CDP7 | SA | CSA | Other renewable fuels | 0 | 0 | 0 | 0 | 0 | 0 | 0 | 0 | 0 | 0 | 0 | 0 | 0 | 0 | 0 | 0 | 0 | 0 | 0 | 0 | 0 | 0 | 0 | 0 | 0 | 0 | 0 | 0
CDP7 | SA | CSA | DSP | 0.71 | 1.71 | 2.99 | 4.28 | 4.85 | 5.57 | 6.09 | 6.75 | 7.31 | 8.12 | 8.79 | 9.5 | 10.12 | 10.65 | 11.15 | 11.67 | 12.28 | 12.76 | 13.22 | 13.5 | 13.63 | 13.47 | 13.24 | 12.87 | 12.46 | 12.52 | 12.77 | 13.08
CDP7 | SA | SESA | Mid-merit gas | 0 | 0 | 0 | 0 | 0 | 0 | 0 | 0 | 0 | 0 | 0 | 0 | 0 | 0 | 0 | 0 | 0 | 0 | 0 | 0 | 0 | 0 | 0 | 0 | 0 | 0 | 0 | 0
CDP7 | SA | SESA | Flexible gas with CCS | 0 | 0 | 0 | 0 | 0 | 0 | 0 | 0 | 0 | 0 | 0 | 0 | 0 | 0 | 0 | 0 | 0 | 0 | 0 | 0 | 0 | 0 | 0 | 0 | 0 | 0 | 0 | 0
CDP7 | SA | SESA | Flexible gas | 0 | 0 | 0 | 0 | 0 | 0 | 0 | 0 | 0 | 0 | 0 | 0 | 0 | 0 | 0 | 0 | 0 | 0 | 0 | 0 | 0 | 0 | 0 | 0 | 0 | 0 | 0 | 0
CDP7 | SA | SESA | Hydro | 0 | 0 | 0 | 0 | 0 | 0 | 0 | 0 | 0 | 0 | 0 | 0 | 0 | 0 | 0 | 0 | 0 | 0 | 0 | 0 | 0 | 0 | 0 | 0 | 0 | 0 | 0 | 0
CDP7 | SA | SESA | Deep storage | 0 | 0 | 0 | 0 | 0 | 0 | 0 | 0 | 0 | 0 | 0 | 0 | 0 | 0 | 0 | 0 | 0 | 0 | 0 | 0 | 0 | 0 | 0 | 0 | 0 | 0 | 0 | 0
CDP7 | SA | SESA | Medium storage | 0 | 0 | 0 | 2.564e-05 | 3.179e-05 | 4.466e-05 | 4.466e-05 | 4.62e-05 | 4.62e-05 | 5.057e-05 | 5.057e-05 | 5.057e-05 | 5.057e-05 | 6.655e-05 | 7.073e-05 | 7.073e-05 | 7.073e-05 | 7.073e-05 | 7.073e-05 | 7.073e-05 | 7.468e-05 | 7.98e-05 | 0.00010043 | 64.3067 | 64.3067 | 64.3067 | 64.3067 | 64.3067
CDP7 | SA | SESA | Shallow storage | 0 | 0 | 0 | 0 | 0 | 0 | 0 | 0 | 0 | 0 | 0 | 0 | 0 | 0 | 0 | 0 | 0 | 0 | 0 | 0 | 0 | 0 | 0 | 0 | 0 | 0 | 0 | 0
CDP7 | SA | SESA | Coordinated CER storage | 0.61122 | 0.88308 | 1.1524 | 1.4493 | 1.7585 | 2.151 | 2.5347 | 2.9572 | 3.4253 | 3.9705 | 4.6092 | 5.2767 | 6.0254 | 6.8004 | 7.6143 | 8.4664 | 9.35 | 10.2723 | 11.2305 | 12.2735 | 13.437 | 14.6473 | 15.9009 | 17.214 | 18.5458 | 19.8997 | 20.5756 | 21.2128
CDP7 | SA | SESA | Other renewable fuels | 0 | 0 | 0 | 0 | 0 | 0 | 0 | 0 | 0 | 0 | 0 | 0 | 0 | 0 | 0 | 0 | 0 | 0 | 0 | 0 | 0 | 0 | 0 | 0 | 0 | 0 | 0 | 0
CDP7 | SA | SESA | DSP | 0 | 0 | 0 | 0 | 0 | 0 | 0 | 0 | 0 | 0 | 0 | 0 | 0 | 0 | 0 | 0 | 0 | 0 | 0 | 0 | 0 | 0 | 0 | 0 | 0 | 0 | 0 | 0
CDP7 | TAS | TAS | Mid-merit gas | 0 | 0 | 0 | 0 | 0 | 0 | 0 | 0 | 0 | 0 | 0 | 0 | 0 | 0 | 0 | 0 | 0 | 0 | 0 | 0 | 0 | 0 | 0 | 0 | 0 | 0 | 0 | 0
CDP7 | TAS | TAS | Flexible gas with CCS | 0 | 0 | 0 | 0 | 0 | 0 | 0 | 0 | 0 | 0 | 0 | 0 | 0 | 0 | 0 | 0 | 0 | 0 | 0 | 0 | 0 | 0 | 0 | 0 | 0 | 0 | 0 | 0
CDP7 | TAS | TAS | Flexible gas | 0 | 0 | 0 | 0 | 0 | 0 | 0 | 0 | 0 | 0 | 0 | 0 | 0 | 0 | 0 | 0 | 0 | 0 | 0 | 0 | 0 | 0 | 0 | 0 | 0 | 0 | 0 | 0
CDP7 | TAS | TAS | Hydro | 0 | 0 | 0 | 0 | 0 | 0 | 390 | 390 | 390 | 390 | 390 | 390 | 390 | 390 | 390 | 390 | 390 | 390 | 390 | 390 | 390 | 390 | 390 | 390 | 390 | 390 | 390 | 390
CDP7 | TAS | TAS | Deep storage | 0 | 0 | 0 | 0 | 0 | 0 | 3.262e-05 | 3.639e-05 | 7.768e-05 | 7.768e-05 | 7.768e-05 | 7.768e-05 | 7.768e-05 | 7.768e-05 | 8.747e-05 | 9.337e-05 | 0.0012601 | 0.0012601 | 127.4463 | 404.7409 | 919.1667 | 919.1667 | 919.1667 | 919.1667 | 919.1667 | 919.1667 | 919.1667 | 919.1667
CDP7 | TAS | TAS | Medium storage | 0 | 0 | 0 | 2.146e-05 | 2.399e-05 | 2.653e-05 | 2.653e-05 | 2.87e-05 | 2.87e-05 | 3.025e-05 | 3.025e-05 | 3.025e-05 | 3.025e-05 | 3.605e-05 | 3.771e-05 | 3.875e-05 | 3.875e-05 | 4.061e-05 | 4.171e-05 | 4.491e-05 | 5.58e-05 | 5.58e-05 | 5.723e-05 | 5.723e-05 | 5.723e-05 | 5.724e-05 | 5.724e-05 | 5.724e-05
CDP7 | TAS | TAS | Shallow storage | 0 | 0 | 0 | 0 | 0 | 0 | 0 | 0 | 0 | 0 | 0 | 0 | 0 | 0 | 0 | 0 | 0 | 0 | 0 | 0 | 0 | 0 | 0 | 0 | 0 | 0 | 0 | 0
CDP7 | TAS | TAS | Coordinated CER storage | 0.49202 | 0.81972 | 1.1904 | 1.6174 | 2.1106 | 2.7326 | 3.2327 | 3.8671 | 4.6719 | 5.7102 | 7.0106 | 8.6052 | 10.485 | 12.7058 | 15.2558 | 18.1129 | 21.2812 | 24.7979 | 28.677 | 32.9257 | 37.5563 | 42.7068 | 48.2882 | 54.3035 | 60.6636 | 67.3654 | 71.0896 | 74.411
CDP7 | TAS | TAS | Other renewable fuels | 0 | 0 | 0 | 0 | 0 | 0 | 0 | 0 | 0 | 0 | 0 | 0 | 0 | 0 | 0 | 0 | 0 | 0 | 0 | 0 | 0 | 0 | 0 | 0 | 0 | 0 | 0 | 0
CDP7 | TAS | TAS | DSP | 0.05 | -0.71 | -1.41 | -1.38 | -1.29 | -1.16 | -1.04 | -0.94 | -0.9 | -0.89 | -0.86 | -0.89 | -0.87 | -0.86 | -0.84 | -0.83 | -0.79 | -0.77 | -0.75 | -0.74 | -0.76 | -0.76 | -0.77 | -0.76 | -0.75 | -0.81 | -0.92 | -0.99
CDP8 | NSW | NNSW | Mid-merit gas | 0 | 0 | 0 | 0 | 0 | 0 | 0 | 0 | 0 | 0 | 0 | 0 | 0 | 0 | 0 | 0 | 0 | 0 | 0 | 0 | 0 | 0 | 0 | 0 | 0 | 0 | 0 | 0
CDP8 | NSW | NNSW | Flexible gas with CCS | 0 | 0 | 0 | 0 | 0 | 0 | 0 | 0 | 0 | 0 | 0 | 0 | 0 | 0 | 0 | 0 | 0 | 0 | 0 | 0 | 0 | 0 | 0 | 0 | 0 | 0 | 0 | 0
CDP8 | NSW | NNSW | Flexible gas | 0 | 0 | 0 | 0 | 0 | 0 | 0 | 0 | 0 | 0 | 0 | 0 | 0 | 0 | 0 | 0 | 0 | 0 | 0 | 0 | 0 | 0 | 0 | 0 | 0 | 0 | 0 | 0
CDP8 | NSW | NNSW | Hydro | 0 | 0 | 0 | 0 | 0 | 0 | 0 | 0 | 0 | 0 | 0 | 0 | 0 | 0 | 0 | 0 | 0 | 0 | 0 | 0 | 0 | 0 | 0 | 0 | 0 | 0 | 0 | 0
CDP8 | NSW | NNSW | Snowy 2.0 | 0 | 0 | 0 | 0 | 0 | 0 | 0 | 0 | 0 | 0 | 0 | 0 | 0 | 0 | 0 | 0 | 0 | 0 | 0 | 0 | 0 | 0 | 0 | 0 | 0 | 0 | 0 | 0
CDP8 | NSW | NNSW | Deep storage | 0 | 0 | 0 | 0 | 0 | 0 | 1.323e-05 | 1.323e-05 | 1.323e-05 | 1.323e-05 | 1.764e-05 | 2.479e-05 | 3.013e-05 | 3.013e-05 | 3.368e-05 | 3.368e-05 | 3.483e-05 | 5.108e-05 | 5.108e-05 | 6.488e-05 | 1000 | 1000 | 1000 | 1000 | 1000 | 1000 | 1000 | 1000
CDP8 | NSW | NNSW | Medium storage | 0 | 0 | 275 | 275 | 382.9211 | 1186.7129 | 1186.713 | 1186.713 | 1186.713 | 1186.713 | 1186.713 | 1186.713 | 1186.713 | 1186.713 | 1186.713 | 1186.713 | 1186.713 | 1186.713 | 1186.713 | 1186.713 | 1186.7132 | 1186.7132 | 1186.7132 | 1583.0402 | 1583.0402 | 2073.2082 | 2073.2082 | 2461.7133
CDP8 | NSW | NNSW | Shallow storage | 0 | 30 | 230 | 430 | 430 | 430 | 430 | 430 | 430 | 430 | 430 | 430 | 430 | 430 | 430 | 430 | 430 | 430 | 430 | 430 | 430 | 430 | 430 | 430 | 430 | 430 | 430 | 430
CDP8 | NSW | NNSW | Coordinated CER storage | 1.4111 | 2.2004 | 3.1378 | 4.0696 | 5.2015 | 6.5092 | 8.3028 | 10.6013 | 13.4299 | 16.8869 | 20.9596 | 25.6995 | 31.0392 | 37.0757 | 43.7606 | 51.0565 | 58.967 | 67.5443 | 76.7721 | 86.6761 | 97.4085 | 108.9366 | 121.1526 | 134.0682 | 147.4952 | 161.4022 | 167.974 | 173.8539
CDP8 | NSW | NNSW | Other renewable fuels | 0 | 0 | 0 | 0 | 0 | 0 | 0 | 0 | 0 | 0 | 0 | 0 | 0 | 0 | 0 | 0 | 0 | 0 | 0 | 0 | 0 | 0 | 0 | 0 | 0 | 0 | 90 | 90
CDP8 | NSW | NNSW | DSP | 0 | 0 | 0 | 0 | 0 | 0 | 0 | 0 | 0 | 0 | 0 | 0 | 0 | 0 | 0 | 0 | 0 | 0 | 0 | 0 | 0 | 0 | 0 | 0 | 0 | 0 | 0 | 0
CDP8 | NSW | CNSW | Mid-merit gas | 0 | 0 | 0 | 0 | 0 | 0 | 0 | 0 | 0 | 0 | 0 | 0 | 0 | 0 | 0 | 0 | 0 | 0 | 0 | 0 | 0 | 0 | 0 | 0 | 0 | 0 | 0 | 0
CDP8 | NSW | CNSW | Flexible gas with CCS | 0 | 0 | 0 | 0 | 0 | 0 | 0 | 0 | 0 | 0 | 0 | 0 | 0 | 0 | 0 | 0 | 0 | 0 | 0 | 0 | 0 | 0 | 0 | 0 | 0 | 0 | 0 | 0
CDP8 | NSW | CNSW | Flexible gas | 0 | 0 | 0 | 0 | 0 | 0 | 0 | 0 | 0 | 0 | 0 | 0 | 0 | 0 | 0 | 0 | 0 | 0 | 0 | 0 | 0 | 0 | 0 | 0 | 0 | 0 | 0 | 0
CDP8 | NSW | CNSW | Hydro | 0 | 0 | 0 | 0 | 0 | 0 | 0 | 0 | 0 | 0 | 0 | 0 | 0 | 0 | 0 | 0 | 0 | 0 | 0 | 0 | 0 | 0 | 0 | 0 | 0 | 0 | 0 | 0
CDP8 | NSW | CNSW | Snowy 2.0 | 0 | 0 | 0 | 0 | 0 | 0 | 0 | 0 | 0 | 0 | 0 | 0 | 0 | 0 | 0 | 0 | 0 | 0 | 0 | 0 | 0 | 0 | 0 | 0 | 0 | 0 | 0 | 0
CDP8 | NSW | CNSW | Deep storage | 0 | 0 | 0 | 0 | 0 | 0 | 0 | 0 | 0 | 0 | 0 | 0 | 0 | 0 | 0 | 0 | 0 | 0 | 0 | 0 | 0 | 0 | 0 | 0 | 0 | 0 | 0 | 0
CDP8 | NSW | CNSW | Medium storage | 0 | 549 | 549 | 917.46 | 917.46 | 957.4938 | 957.4938 | 997.5138 | 997.5138 | 997.5138 | 1037.5338 | 1037.5338 | 1037.5338 | 1077.5538 | 1077.5538 | 1077.5538 | 1077.5538 | 1077.5538 | 1077.5538 | 1117.5738 | 1117.5738 | 1157.5938 | 1157.5938 | 1157.5938 | 1197.6138 | 1197.6138 | 1197.6138 | 1237.6339
CDP8 | NSW | CNSW | Shallow storage | 0 | 20 | 29.9295 | 322.3685 | 1707.4953 | 1707.4953 | 1707.4953 | 1707.4953 | 1707.4953 | 1707.4953 | 1707.4953 | 1707.4953 | 1707.4953 | 1707.4953 | 1707.4953 | 1707.4953 | 1707.4953 | 1707.4953 | 1707.4953 | 1707.4953 | 1707.4953 | 1707.4953 | 1707.4953 | 1707.4953 | 1707.4953 | 1707.4953 | 1707.4953 | 1707.4953
CDP8 | NSW | CNSW | Coordinated CER storage | 0.59798 | 0.93451 | 1.3494 | 1.776 | 2.2689 | 2.848 | 3.8284 | 5.1416 | 6.7929 | 8.8348 | 11.2982 | 14.1756 | 17.471 | 21.2071 | 25.3812 | 29.9855 | 35.0184 | 40.4848 | 46.3919 | 52.7376 | 59.6211 | 67.0433 | 74.9132 | 83.2358 | 91.9357 | 100.9613 | 105.2226 | 109.0428
CDP8 | NSW | CNSW | Other renewable fuels | 0 | 0 | 0 | 0 | 0 | 0 | 0 | 0 | 0 | 0 | 0 | 0 | 0 | 0 | 0 | 0 | 0 | 0 | 0 | 0 | 0 | 0 | 0 | 0 | 0 | 30 | 90 | 90
CDP8 | NSW | CNSW | DSP | 0 | 0 | 0 | 0 | 0 | 0 | 0 | 0 | 0 | 0 | 0 | 0 | 0 | 0 | 0 | 0 | 0 | 0 | 0 | 0 | 0 | 0 | 0 | 0 | 0 | 0 | 0 | 0
CDP8 | NSW | SNSW | Mid-merit gas | 0 | 0 | 0 | 0 | 0 | 0 | 0 | 0 | 0 | 0 | 0 | 0 | 0 | 0 | 0 | 0 | 0 | 0 | 0 | 0 | 0 | 0 | 0 | 0 | 0 | 0 | 0 | 0
CDP8 | NSW | SNSW | Flexible gas with CCS | 0 | 0 | 0 | 0 | 0 | 0 | 0 | 0 | 0 | 0 | 0 | 0 | 0 | 0 | 0 | 0 | 0 | 0 | 0 | 0 | 0 | 0 | 0 | 0 | 0 | 0 | 0 | 0
CDP8 | NSW | SNSW | Flexible gas | 0 | 0 | 0 | 0 | 0 | 0 | 0 | 0 | 0 | 0 | 0 | 0 | 0 | 0 | 0 | 0 | 0 | 0 | 0 | 0 | 0 | 0 | 0 | 0 | 0 | 0 | 0 | 0
CDP8 | NSW | SNSW | Hydro | 0 | 0 | 0 | 0 | 0 | 0 | 0 | 0 | 0 | 0 | 0 | 0 | 0 | 0 | 0 | 0 | 0 | 0 | 0 | 0 | 0 | 0 | 0 | 0 | 0 | 0 | 0 | 0
CDP8 | NSW | SNSW | Snowy 2.0 | 0 | 0 | 0 | 0 | 2200 | 2200 | 2200 | 2200 | 2200 | 2200 | 2200 | 2200 | 2200 | 2200 | 2200 | 2200 | 2200 | 2200 | 2200 | 2200 | 2200 | 2200 | 2200 | 2200 | 2200 | 2200 | 2200 | 2200
CDP8 | NSW | SNSW | Deep storage | 0 | 0 | 0 | 0 | 0 | 0 | 0 | 0 | 0 | 0 | 0 | 0 | 0 | 0 | 0 | 0 | 0 | 0 | 0 | 0 | 0 | 0 | 0 | 0 | 0 | 0 | 0 | 0
CDP8 | NSW | SNSW | Medium storage | 0 | 50 | 50 | 250 | 250 | 315.544 | 315.544 | 315.544 | 315.544 | 315.544 | 315.544 | 315.544 | 315.544 | 315.544 | 315.544 | 315.544 | 315.544 | 315.544 | 315.544 | 315.544 | 315.544 | 315.544 | 315.544 | 315.544 | 315.544 | 315.544 | 315.544 | 315.544
CDP8 | NSW | SNSW | Shallow storage | 10 | 19.9 | 19.9 | 19.9 | 19.9 | 20.89 | 20.89 | 21.88 | 21.88 | 21.88 | 22.87 | 22.87 | 22.87 | 23.86 | 23.86 | 23.86 | 23.86 | 23.86 | 23.86 | 24.85 | 24.85 | 25.84 | 25.84 | 25.84 | 25.84 | 25.84 | 25.84 | 25.84
CDP8 | NSW | SNSW | Coordinated CER storage | 1.2069 | 1.9069 | 2.7656 | 3.7048 | 4.823 | 6.104 | 7.6428 | 9.603 | 12.0552 | 15.0904 | 18.749 | 23.0893 | 28.0961 | 33.8541 | 40.3371 | 47.5032 | 55.3701 | 64.0005 | 73.4087 | 83.6216 | 94.7478 | 106.9435 | 120.0443 | 134.0558 | 148.7861 | 164.2479 | 172.2574 | 179.4936
CDP8 | NSW | SNSW | Other renewable fuels | 0 | 0 | 0 | 0 | 0 | 0 | 0 | 0 | 0 | 0 | 0 | 0 | 0 | 0 | 0 | 0 | 0 | 0 | 0 | 0 | 0 | 0 | 0 | 0 | 0 | 0 | 0 | 0
CDP8 | NSW | SNSW | DSP | 0 | 0 | 0 | 0 | 0 | 0 | 0 | 0 | 0 | 0 | 0 | 0 | 0 | 0 | 0 | 0 | 0 | 0 | 0 | 0 | 0 | 0 | 0 | 0 | 0 | 0 | 0 | 0
CDP8 | NSW | SNW | Mid-merit gas | 0 | 0 | 0 | 0 | 0 | 0 | 0 | 0 | 0 | 0 | 0 | 0 | 0 | 0 | 0 | 0 | 0 | 0 | 0 | 0 | 0 | 0 | 0 | 0 | 0 | 0 | 0 | 0
CDP8 | NSW | SNW | Flexible gas with CCS | 0 | 0 | 0 | 0 | 0 | 0 | 0 | 0 | 0 | 0 | 0 | 0 | 0 | 0 | 0 | 0 | 0 | 0 | 0 | 0 | 0 | 0 | 0 | 0 | 0 | 0 | 0 | 0
CDP8 | NSW | SNW | Flexible gas | 0 | 0 | 0 | 0 | 0 | 0 | 0 | 0 | 0 | 0 | 0 | 0 | 0 | 0 | 0 | 0 | 0 | 0 | 427.1569 | 1136.2744 | 2197.3344 | 2197.3344 | 2197.3344 | 2197.3344 | 2197.3344 | 2197.3344 | 2197.3344 | 2197.3344
CDP8 | NSW | SNW | Hydro | 0 | 0 | 0 | 0 | 0 | 0 | 0 | 0 | 0 | 0 | 0 | 0 | 0 | 0 | 0 | 0 | 0 | 0 | 0 | 0 | 0 | 0 | 0 | 0 | 0 | 0 | 0 | 0
CDP8 | NSW | SNW | Snowy 2.0 | 0 | 0 | 0 | 0 | 0 | 0 | 0 | 0 | 0 | 0 | 0 | 0 | 0 | 0 | 0 | 0 | 0 | 0 | 0 | 0 | 0 | 0 | 0 | 0 | 0 | 0 | 0 | 0
CDP8 | NSW | SNW | Deep storage | 0 | 0 | 0 | 0 | 0 | 0 | 0 | 0 | 0 | 0 | 0 | 0 | 0 | 0 | 0 | 0 | 0 | 0 | 0 | 0 | 0 | 0 | 0 | 0 | 0 | 0 | 0 | 0
CDP8 | NSW | SNW | Medium storage | 0 | 889.1607 | 889.1607 | 889.1607 | 889.1607 | 1337.89 | 1337.89 | 1337.89 | 1337.89 | 1337.89 | 1337.89 | 1337.89 | 1337.89 | 1337.89 | 1337.89 | 1337.89 | 1337.89 | 1337.89 | 1337.89 | 1337.89 | 1337.89 | 1337.89 | 1337.89 | 1337.8901 | 1337.8901 | 1337.8903 | 1337.8903 | 1337.8903
CDP8 | NSW | SNW | Shallow storage | 0 | 632.712 | 632.716 | 632.7179 | 668.2946 | 710.6306 | 1338.1826 | 1410.7586 | 1410.7586 | 1410.7586 | 1483.3346 | 1483.3346 | 1483.3346 | 1555.9106 | 1555.9106 | 1555.9106 | 1555.9106 | 1555.9106 | 1555.9106 | 1628.4866 | 1628.4866 | 1701.0626 | 1701.0626 | 1701.0626 | 1773.6386 | 1773.6386 | 1773.6386 | 1846.2146
CDP8 | NSW | SNW | Coordinated CER storage | 5.6995 | 8.9871 | 12.8326 | 16.9571 | 21.9697 | 27.6663 | 37.1937 | 49.6005 | 65.1327 | 84.2739 | 107.1493 | 134.0014 | 164.6224 | 199.4384 | 238.3244 | 281.0862 | 327.7038 | 378.3827 | 433.0554 | 491.83 | 555.0637 | 623.7244 | 696.5772 | 773.7214 | 854.3051 | 938.1119 | 977.5203 | 1012.8282
CDP8 | NSW | SNW | Other renewable fuels | 0 | 0 | 0 | 0 | 0 | 0 | 0 | 0 | 0 | 0 | 0 | 0 | 0 | 0 | 0 | 0 | 0 | 0 | 0 | 0 | 0 | 0 | 0 | 0 | 0 | 90 | 90 | 90
CDP8 | NSW | SNW | DSP | 6.2 | 12.66 | 21.31 | 162.35 | 348.57 | 513.64 | 583.98 | 654.28 | 724.54 | 733.3 | 742.8 | 750.47 | 760.19 | 768.7 | 779.55 | 788.11 | 799.57 | 801.47 | 805.15 | 811.59 | 809.52 | 812.34 | 814.56 | 812.98 | 816.87 | 821.19 | 829.44 | 848.51
CDP8 | QLD | NQ | Mid-merit gas | 0 | 0 | 0 | 0 | 0 | 0 | 0 | 0 | 0 | 0 | 0 | 0 | 0 | 0 | 0 | 0 | 0 | 0 | 0 | 0 | 0 | 0 | 0 | 0 | 0 | 0 | 0 | 0
CDP8 | QLD | NQ | Flexible gas with CCS | 0 | 0 | 0 | 0 | 0 | 0 | 0 | 0 | 0 | 0 | 0 | 0 | 0 | 0 | 0 | 0 | 0 | 0 | 0 | 0 | 0 | 0 | 0 | 0 | 0 | 0 | 0 | 0
CDP8 | QLD | NQ | Flexible gas | 0 | 0 | 0 | 0 | 0 | 0 | 0 | 0 | 0 | 0 | 0 | 0 | 0 | 0 | 0 | 0 | 0 | 0 | 0 | 0 | 0 | 0 | 0 | 0 | 0 | 0 | 0 | 0
CDP8 | QLD | NQ | Hydro | 0 | 0 | 0 | 0 | 0 | 0 | 0 | 0 | 0 | 0 | 0 | 0 | 0 | 0 | 0 | 0 | 0 | 0 | 0 | 0 | 0 | 0 | 0 | 0 | 0 | 0 | 0 | 0
CDP8 | QLD | NQ | Borumba | 0 | 0 | 0 | 0 | 0 | 0 | 0 | 0 | 0 | 0 | 0 | 0 | 0 | 0 | 0 | 0 | 0 | 0 | 0 | 0 | 0 | 0 | 0 | 0 | 0 | 0 | 0 | 0
CDP8 | QLD | NQ | Deep storage | 0 | 0 | 0 | 0 | 0 | 0 | 8.95e-06 | 1.005e-05 | 1.005e-05 | 4.012e-05 | 4.012e-05 | 4.012e-05 | 5.662e-05 | 5.662e-05 | 6.118e-05 | 6.118e-05 | 6.118e-05 | 6.518e-05 | 6.518e-05 | 6.636e-05 | 0.0001839 | 0.00019457 | 13.9937 | 24.0438 | 141.8771 | 180.4662 | 180.4662 | 180.8889
CDP8 | QLD | NQ | Medium storage | 0 | 0 | 0 | 1.662e-05 | 2.034e-05 | 3.079e-05 | 3.079e-05 | 3.216e-05 | 3.216e-05 | 4.167e-05 | 4.167e-05 | 4.167e-05 | 7.09e-05 | 0.0001066 | 0.00011083 | 0.00011083 | 0.00011083 | 0.00011433 | 0.00011433 | 0.00011433 | 0.00011605 | 0.00015876 | 0.00032699 | 0.00032699 | 0.00032699 | 0.00032699 | 0.00032699 | 0.00032699
CDP8 | QLD | NQ | Shallow storage | 0 | 0 | 300 | 300 | 300 | 300 | 300 | 300 | 300 | 300 | 300 | 300 | 300 | 300 | 300 | 300 | 300 | 300 | 300 | 300 | 300 | 300 | 300 | 300 | 300 | 300 | 300 | 300
CDP8 | QLD | NQ | Coordinated CER storage | 0.54674 | 0.92286 | 1.3551 | 1.8536 | 2.45 | 3.1702 | 4.191 | 5.5164 | 7.1545 | 9.1658 | 11.5718 | 14.4017 | 17.6021 | 21.2441 | 25.3028 | 29.7336 | 34.558 | 39.7965 | 45.4592 | 51.5796 | 58.257 | 65.4644 | 73.1388 | 81.3134 | 89.8287 | 98.6792 | 103.0372 | 107.0137
CDP8 | QLD | NQ | Other renewable fuels | 0 | 0 | 0 | 0 | 0 | 0 | 0 | 0 | 0 | 0 | 0 | 0 | 0 | 0 | 0 | 0 | 0 | 0 | 0 | 0 | 0 | 0 | 0 | 0 | 0 | 0 | 0 | 0
CDP8 | QLD | NQ | DSP | 0 | 0 | 0 | 0 | 0 | 0 | 0 | 0 | 0 | 0 | 0 | 0 | 0 | 0 | 0 | 0 | 0 | 0 | 0 | 0 | 0 | 0 | 0 | 0 | 0 | 0 | 0 | 0
CDP8 | QLD | GG | Mid-merit gas | 0 | 0 | 0 | 0 | 0 | 0 | 0 | 0 | 0 | 0 | 0 | 0 | 0 | 0 | 0 | 0 | 0 | 0 | 0 | 0 | 0 | 0 | 0 | 0 | 0 | 0 | 0 | 0
CDP8 | QLD | GG | Flexible gas with CCS | 0 | 0 | 0 | 0 | 0 | 0 | 0 | 0 | 0 | 0 | 0 | 0 | 0 | 0 | 0 | 0 | 0 | 0 | 0 | 0 | 0 | 0 | 0 | 0 | 0 | 0 | 0 | 0
CDP8 | QLD | GG | Flexible gas | 0 | 0 | 0 | 0 | 0 | 0 | 0 | 0 | 0 | 0 | 0 | 0 | 0 | 0 | 0 | 0 | 0 | 0 | 0 | 0 | 0 | 0 | 0 | 0 | 0 | 0 | 0 | 0
CDP8 | QLD | GG | Hydro | 0 | 0 | 0 | 0 | 0 | 0 | 0 | 0 | 0 | 0 | 0 | 0 | 0 | 0 | 0 | 0 | 0 | 0 | 0 | 0 | 0 | 0 | 0 | 0 | 0 | 0 | 0 | 0
CDP8 | QLD | GG | Borumba | 0 | 0 | 0 | 0 | 0 | 0 | 0 | 0 | 0 | 0 | 0 | 0 | 0 | 0 | 0 | 0 | 0 | 0 | 0 | 0 | 0 | 0 | 0 | 0 | 0 | 0 | 0 | 0
CDP8 | QLD | GG | Deep storage | 0 | 0 | 0 | 0 | 0 | 0 | 0 | 0 | 0 | 0 | 0 | 0 | 0 | 0 | 0 | 0 | 0 | 0 | 0 | 0 | 0 | 0 | 0 | 0 | 0 | 0 | 0 | 0
CDP8 | QLD | GG | Medium storage | 0 | 0 | 0 | 2.14e-05 | 2.14e-05 | 4.764e-05 | 4.764e-05 | 4.974e-05 | 4.974e-05 | 6.108e-05 | 6.108e-05 | 6.108e-05 | 0.00010553 | 0.00017882 | 0.00018461 | 0.00018461 | 0.00018461 | 0.00019109 | 0.00019109 | 0.00019257 | 0.00020155 | 0.0011264 | 96.2631 | 139.0583 | 139.0584 | 587.796 | 587.796 | 788.4469
CDP8 | QLD | GG | Shallow storage | 0 | 400 | 400 | 400 | 400 | 400 | 400 | 400 | 400 | 400 | 400 | 400 | 400 | 400 | 400 | 400 | 400 | 400 | 400 | 400 | 400 | 400 | 400 | 400 | 400 | 400 | 400 | 400
CDP8 | QLD | GG | Coordinated CER storage | 0.026819 | 0.047887 | 0.071533 | 0.10153 | 0.13366 | 0.17572 | 0.25891 | 0.37299 | 0.52211 | 0.70955 | 0.93712 | 1.2071 | 1.5192 | 1.8769 | 2.2784 | 2.7246 | 3.2136 | 3.7508 | 4.3361 | 4.969 | 5.6604 | 6.4065 | 7.2009 | 8.0431 | 8.9264 | 9.8483 | 10.2976 | 10.7049
CDP8 | QLD | GG | Other renewable fuels | 0 | 0 | 0 | 0 | 0 | 0 | 0 | 0 | 0 | 0 | 0 | 0 | 0 | 0 | 0 | 0 | 0 | 0 | 0 | 0 | 0 | 0 | 0 | 0 | 0 | 0 | 0 | 0
CDP8 | QLD | GG | DSP | 0 | 0 | 0 | 0 | 0 | 0 | 0 | 0 | 0 | 0 | 0 | 0 | 0 | 0 | 0 | 0 | 0 | 0 | 0 | 0 | 0 | 0 | 0 | 0 | 0 | 0 | 0 | 0
CDP8 | QLD | CQ | Mid-merit gas | 0 | 0 | 0 | 0 | 0 | 0 | 0 | 0 | 0 | 0 | 0 | 0 | 0 | 0 | 0 | 0 | 0 | 0 | 0 | 0 | 0 | 0 | 0 | 0 | 0 | 0 | 0 | 0
CDP8 | QLD | CQ | Flexible gas with CCS | 0 | 0 | 0 | 0 | 0 | 0 | 0 | 0 | 0 | 0 | 0 | 0 | 0 | 0 | 0 | 0 | 0 | 0 | 0 | 0 | 0 | 0 | 0 | 0 | 0 | 0 | 0 | 0
CDP8 | QLD | CQ | Flexible gas | 0 | 0 | 0 | 0 | 0 | 0 | 0 | 0 | 0 | 0 | 0 | 0 | 0 | 0 | 0 | 0 | 0 | 0 | 0 | 0 | 0 | 0 | 0 | 0 | 0 | 0 | 0 | 0
CDP8 | QLD | CQ | Hydro | 0 | 0 | 0 | 0 | 0 | 0 | 0 | 0 | 0 | 0 | 0 | 0 | 0 | 0 | 0 | 0 | 0 | 0 | 0 | 0 | 0 | 0 | 0 | 0 | 0 | 0 | 0 | 0
CDP8 | QLD | CQ | Borumba | 0 | 0 | 0 | 0 | 0 | 0 | 0 | 0 | 0 | 0 | 0 | 0 | 0 | 0 | 0 | 0 | 0 | 0 | 0 | 0 | 0 | 0 | 0 | 0 | 0 | 0 | 0 | 0
CDP8 | QLD | CQ | Deep storage | 0 | 0 | 0 | 0 | 0 | 0 | 9.08e-06 | 1.025e-05 | 1.025e-05 | 3.199e-05 | 3.199e-05 | 3.199e-05 | 3.79e-05 | 5.232e-05 | 5.578e-05 | 5.578e-05 | 5.578e-05 | 5.704e-05 | 5.704e-05 | 5.846e-05 | 0.00020621 | 0.00022634 | 0.00023601 | 0.00025688 | 46.5833 | 380.8178 | 380.8178 | 400
CDP8 | QLD | CQ | Medium storage | 0 | 0 | 0 | 2.357e-05 | 2.898e-05 | 4.854e-05 | 5.869e-05 | 6.265e-05 | 8.194e-05 | 0.0001199 | 0.0001199 | 0.0001199 | 0.00015529 | 0.00024068 | 0.00025162 | 0.00025162 | 0.00025162 | 0.00025676 | 0.00025676 | 0.00026328 | 0.00027672 | 0.0012143 | 95.8719 | 143.8784 | 143.8792 | 560.285 | 560.285 | 846.1779
CDP8 | QLD | CQ | Shallow storage | 0 | 0 | 0 | 150 | 150 | 150 | 150 | 150 | 150 | 150 | 150 | 150 | 150 | 150 | 150 | 150 | 150 | 150 | 150 | 150 | 150 | 150 | 150 | 150 | 150 | 150 | 150 | 150
CDP8 | QLD | CQ | Coordinated CER storage | 0.49915 | 0.855 | 1.2505 | 1.7306 | 2.2741 | 2.9451 | 4.0203 | 5.4257 | 7.2073 | 9.4204 | 12.0769 | 15.2024 | 18.7874 | 22.8688 | 27.4354 | 32.4602 | 37.9331 | 43.9154 | 50.3996 | 57.404 | 65.0752 | 73.3346 | 82.131 | 91.474 | 101.254 | 111.4193 | 116.4019 | 120.9195
CDP8 | QLD | CQ | Other renewable fuels | 0 | 0 | 0 | 0 | 0 | 0 | 0 | 0 | 0 | 0 | 0 | 0 | 0 | 0 | 0 | 0 | 0 | 0 | 0 | 0 | 0 | 0 | 0 | 0 | 0 | 0 | 0 | 0
CDP8 | QLD | CQ | DSP | 0 | 0 | 0 | 0 | 0 | 0 | 0 | 0 | 0 | 0 | 0 | 0 | 0 | 0 | 0 | 0 | 0 | 0 | 0 | 0 | 0 | 0 | 0 | 0 | 0 | 0 | 0 | 0
CDP8 | QLD | SQ | Mid-merit gas | 0 | 0 | 0 | 0 | 0 | 0 | 0 | 0 | 0 | 0 | 0 | 0 | 0 | 0 | 0 | 0 | 0 | 0 | 0 | 0 | 0 | 0 | 0 | 0 | 0 | 0 | 0 | 0
CDP8 | QLD | SQ | Flexible gas with CCS | 0 | 0 | 0 | 0 | 0 | 0 | 0 | 0 | 0 | 0 | 0 | 0 | 0 | 0 | 0 | 0 | 0 | 0 | 0 | 0 | 0 | 0 | 0 | 0 | 0 | 0 | 0 | 0
CDP8 | QLD | SQ | Flexible gas | 0 | 0 | 200 | 200 | 200 | 200 | 200 | 200 | 200 | 362.1882 | 362.1882 | 362.1882 | 475.8569 | 701.4305 | 911.0541 | 1329.4543 | 1515.674 | 2378.3775 | 2901.5093 | 2901.5093 | 2901.5093 | 2901.5093 | 3298.7071 | 3298.7071 | 3298.7071 | 3298.7071 | 3298.7071 | 3347.0802
CDP8 | QLD | SQ | Hydro | 0 | 0 | 0 | 0 | 0 | 0 | 0 | 0 | 0 | 0 | 0 | 0 | 0 | 0 | 0 | 0 | 0 | 0 | 0 | 0 | 0 | 0 | 0 | 0 | 0 | 0 | 0 | 0
CDP8 | QLD | SQ | Borumba | 0 | 0 | 0 | 0 | 0 | 0 | 0 | 1998 | 1998 | 1998 | 1998 | 1998 | 1998 | 1998 | 1998 | 1998 | 1998 | 1998 | 1998 | 1998 | 1998 | 1998 | 1998 | 1998 | 1998 | 1998 | 1998 | 1998
CDP8 | QLD | SQ | Deep storage | 0 | 0 | 0 | 0 | 0 | 0 | 0 | 0 | 0 | 0 | 0 | 0 | 0 | 0 | 0 | 0 | 0 | 0 | 0 | 0 | 0 | 0 | 0 | 0 | 0 | 0 | 0 | 0
CDP8 | QLD | SQ | Medium storage | 0 | 0 | 0 | 1.711e-05 | 2.226e-05 | 4.03e-05 | 4.03e-05 | 4.62e-05 | 5.597e-05 | 6.065e-05 | 6.065e-05 | 6.065e-05 | 7.863e-05 | 0.00014183 | 0.00014693 | 0.00014693 | 0.00014693 | 0.00014986 | 0.00014986 | 0.00014986 | 0.00020212 | 33.4365 | 507.9982 | 507.9982 | 507.9982 | 790.8379 | 790.8379 | 790.8379
CDP8 | QLD | SQ | Shallow storage | 714.16 | 1020.16 | 1020.16 | 1020.16 | 1020.16 | 1020.16 | 1020.16 | 1020.16 | 1020.16 | 1020.16 | 1020.16 | 1020.16 | 1020.16 | 1020.16 | 1020.16 | 1020.16 | 1020.16 | 1020.16 | 1020.16 | 1020.16 | 1020.16 | 1020.16 | 1020.16 | 1020.16 | 1020.16 | 1020.16 | 1020.16 | 1020.16
CDP8 | QLD | SQ | Coordinated CER storage | 2.6949 | 4.6149 | 6.8273 | 9.399 | 12.4206 | 16.2636 | 22.9345 | 31.7049 | 42.7505 | 56.464 | 72.9637 | 92.4549 | 114.7868 | 140.326 | 168.9326 | 200.4226 | 234.721 | 272.1627 | 312.8429 | 356.7965 | 404.3261 | 456.2111 | 511.5074 | 570.2605 | 631.7811 | 695.9349 | 727.3631 | 755.8908
CDP8 | QLD | SQ | Other renewable fuels | 0 | 0 | 0 | 0 | 0 | 0 | 0 | 0 | 0 | 0 | 0 | 0 | 0 | 0 | 0 | 0 | 0 | 0 | 0 | 0 | 0 | 0 | 0 | 0 | 0 | 0 | 90 | 90
CDP8 | QLD | SQ | DSP | 3.25 | 5.13 | 9.91 | 13.47 | 17.87 | 1.79 | 7.34 | 11.4 | 15.32 | 20.33 | 25.8 | 31.69 | 38.24 | 42.35 | 46.79 | 53.33 | 57.04 | 59.69 | 63.14 | 66.16 | 68.23 | 70.89 | 74.75 | 77.21 | 85.81 | 92.63 | 99.97 | 101.49
CDP8 | VIC | VIC | Mid-merit gas | 0 | 0 | 0 | 0 | 0 | 0 | 0 | 0 | 0 | 0 | 0 | 0 | 0 | 0 | 0 | 0 | 0 | 0 | 0 | 0 | 0 | 0 | 0 | 0 | 0 | 0 | 0 | 0
CDP8 | VIC | VIC | Flexible gas with CCS | 0 | 0 | 0 | 0 | 0 | 0 | 0 | 0 | 0 | 0 | 0 | 0 | 0 | 0 | 0 | 0 | 0 | 0 | 0 | 0 | 0 | 0 | 0 | 0 | 0 | 0 | 0 | 0
CDP8 | VIC | VIC | Flexible gas | 0 | 0 | 0 | 0 | 0 | 0 | 0 | 0 | 0 | 0 | 0 | 0 | 0 | 0 | 0 | 0 | 0 | 0 | 0.0012735 | 16.3442 | 16.3442 | 16.3442 | 16.3442 | 631.2316 | 631.2316 | 631.2316 | 631.2316 | 1643.9263
CDP8 | VIC | VIC | Hydro | 0 | 0 | 0 | 0 | 0 | 0 | 0 | 0 | 0 | 0 | 0 | 0 | 0 | 0 | 0 | 0 | 0 | 0 | 0 | 0 | 0 | 0 | 0 | 0 | 0 | 0 | 0 | 0
CDP8 | VIC | VIC | Deep storage | 0 | 0 | 0 | 0 | 0 | 0 | 8.29e-06 | 1.79e-05 | 3.598e-05 | 115.2342 | 152.4149 | 152.4149 | 152.4149 | 152.4149 | 152.4149 | 152.4149 | 152.4149 | 152.4149 | 152.4149 | 152.4149 | 287.4835 | 287.4835 | 287.4835 | 287.4835 | 287.4835 | 354.4126 | 354.4126 | 407.1305
CDP8 | VIC | VIC | Medium storage | 0 | 0 | 350 | 350 | 350 | 350 | 350 | 350.0001 | 350.0001 | 466.0341 | 725.8279 | 725.8279 | 725.8279 | 725.8279 | 725.8279 | 725.8279 | 725.8279 | 725.8279 | 725.8279 | 725.8279 | 725.8279 | 725.8279 | 725.828 | 725.8281 | 725.8281 | 725.8282 | 725.8282 | 725.8282
CDP8 | VIC | VIC | Shallow storage | 180 | 1691.51 | 1756.3104 | 2211.3699 | 2211.3699 | 2421.3999 | 2428.6999 | 2940.3999 | 3451.3398 | 3781.7716 | 5093.6771 | 5093.6771 | 5100.2771 | 5100.2771 | 5100.2771 | 5100.2771 | 5100.2771 | 5100.2771 | 5100.2771 | 5100.2771 | 5106.8771 | 5106.8771 | 5106.8771 | 5106.8771 | 5106.8771 | 5106.8771 | 5106.8771 | 5106.8771
CDP8 | VIC | VIC | Coordinated CER storage | 8.9163 | 14.4987 | 20.4798 | 27.3899 | 35.853 | 45.8051 | 59.1688 | 76.2585 | 97.3343 | 123.084 | 153.6475 | 189.3602 | 229.872 | 275.8842 | 327.0848 | 383.0564 | 443.7316 | 509.6502 | 580.9109 | 657.633 | 740.6541 | 830.7914 | 926.6572 | 1028.3543 | 1134.4025 | 1244.5508 | 1298.531 | 1347.4871
CDP8 | VIC | VIC | Other renewable fuels | 0 | 0 | 0 | 0 | 0 | 0 | 0 | 0 | 0 | 0 | 0 | 0 | 0 | 0 | 0 | 0 | 0 | 0 | 0 | 0 | 0 | 0 | 0 | 0 | 0 | 0 | 90 | 90
CDP8 | VIC | VIC | DSP | 2.06 | 5.47 | -2.91 | 1.75 | 7.82 | 14.87 | 19.28 | 25.16 | 29.26 | 33.97 | 36.82 | 39.34 | 41.6 | 44.07 | 46.76 | 49.93 | 53.23 | 55.16 | 57.69 | 59.14 | 59.83 | 61.47 | 61.87 | 60.96 | 59.14 | 58.56 | 59.5 | 61.38
CDP8 | SA | CSA | Mid-merit gas | 0 | 0 | 0 | 0 | 0 | 0 | 0 | 0 | 0 | 0 | 0 | 0 | 0 | 0 | 0 | 0 | 0 | 0 | 0 | 0 | 0 | 0 | 0 | 0 | 0 | 0 | 0 | 0
CDP8 | SA | CSA | Flexible gas with CCS | 0 | 0 | 0 | 0 | 0 | 0 | 0 | 0 | 0 | 0 | 0 | 0 | 0 | 0 | 0 | 0 | 0 | 0 | 0 | 0 | 0 | 0 | 0 | 0 | 0 | 0 | 0 | 0
CDP8 | SA | CSA | Flexible gas | 0 | 200 | 200 | 200 | 200 | 200 | 200 | 200 | 200 | 200 | 465 | 465 | 465 | 465 | 465 | 465 | 465 | 465 | 568.0903 | 903.6898 | 903.6898 | 903.6898 | 903.6898 | 903.6898 | 903.6898 | 903.6898 | 903.6898 | 903.6898
CDP8 | SA | CSA | Hydro | 0 | 0 | 0 | 0 | 0 | 0 | 0 | 0 | 0 | 0 | 0 | 0 | 0 | 0 | 0 | 0 | 0 | 0 | 0 | 0 | 0 | 0 | 0 | 0 | 0 | 0 | 0 | 0
CDP8 | SA | CSA | Deep storage | 0 | 0 | 0 | 0 | 0 | 0 | 4.57e-06 | 4.57e-06 | 4.57e-06 | 6.68e-06 | 8.53e-06 | 8.53e-06 | 8.53e-06 | 8.53e-06 | 1.048e-05 | 1.048e-05 | 1.048e-05 | 1.048e-05 | 1.048e-05 | 1.048e-05 | 1.958e-05 | 1.958e-05 | 2.101e-05 | 2.101e-05 | 2.101e-05 | 2.244e-05 | 2.244e-05 | 2.406e-05
CDP8 | SA | CSA | Medium storage | 0 | 0 | 0 | 1.925e-05 | 2.454e-05 | 3.272e-05 | 3.272e-05 | 3.404e-05 | 3.782e-05 | 4.016e-05 | 4.35e-05 | 4.35e-05 | 4.35e-05 | 4.35e-05 | 4.959e-05 | 4.959e-05 | 4.959e-05 | 4.959e-05 | 4.959e-05 | 5.17e-05 | 0.00010095 | 0.00010448 | 0.0001117 | 1145.3025 | 1145.3025 | 1411.8854 | 1411.8854 | 1411.8854
CDP8 | SA | CSA | Shallow storage | 200 | 494.98 | 1113.5572 | 2344.6286 | 2350.6486 | 2350.6486 | 2350.6486 | 2350.6486 | 2350.6486 | 2350.6486 | 2350.6486 | 2350.6486 | 2350.6486 | 2350.6486 | 2350.6486 | 2350.6486 | 2350.6486 | 2350.6486 | 2356.6686 | 2356.6686 | 2356.6686 | 2356.6686 | 2356.6686 | 2356.6686 | 2356.6686 | 2356.6686 | 2356.6686 | 2356.6686
CDP8 | SA | CSA | Coordinated CER storage | 16.7205 | 23.834 | 30.7542 | 38.4284 | 46.3958 | 56.1694 | 65.5626 | 76.1609 | 87.8108 | 100.9146 | 115.316 | 131.1314 | 147.8365 | 166.0114 | 185.1899 | 204.9252 | 225.1394 | 246.2665 | 268.3666 | 291.4341 | 316.4262 | 343.1106 | 371.0707 | 400.3204 | 429.9417 | 459.8761 | 474.9413 | 488.2607
CDP8 | SA | CSA | Other renewable fuels | 0 | 0 | 0 | 0 | 0 | 0 | 0 | 0 | 0 | 0 | 0 | 0 | 0 | 0 | 0 | 0 | 0 | 0 | 0 | 0 | 0 | 0 | 0 | 0 | 0 | 0 | 0 | 0
CDP8 | SA | CSA | DSP | 0.71 | 1.71 | 2.99 | 4.28 | 4.85 | 5.57 | 6.09 | 6.75 | 7.31 | 8.12 | 8.79 | 9.5 | 10.12 | 10.65 | 11.15 | 11.67 | 12.28 | 12.76 | 13.22 | 13.5 | 13.63 | 13.47 | 13.24 | 12.87 | 12.46 | 12.52 | 12.77 | 13.08
CDP8 | SA | SESA | Mid-merit gas | 0 | 0 | 0 | 0 | 0 | 0 | 0 | 0 | 0 | 0 | 0 | 0 | 0 | 0 | 0 | 0 | 0 | 0 | 0 | 0 | 0 | 0 | 0 | 0 | 0 | 0 | 0 | 0
CDP8 | SA | SESA | Flexible gas with CCS | 0 | 0 | 0 | 0 | 0 | 0 | 0 | 0 | 0 | 0 | 0 | 0 | 0 | 0 | 0 | 0 | 0 | 0 | 0 | 0 | 0 | 0 | 0 | 0 | 0 | 0 | 0 | 0
CDP8 | SA | SESA | Flexible gas | 0 | 0 | 0 | 0 | 0 | 0 | 0 | 0 | 0 | 0 | 0 | 0 | 0 | 0 | 0 | 0 | 0 | 0 | 0 | 0 | 0 | 0 | 0 | 0 | 0 | 0 | 0 | 0
CDP8 | SA | SESA | Hydro | 0 | 0 | 0 | 0 | 0 | 0 | 0 | 0 | 0 | 0 | 0 | 0 | 0 | 0 | 0 | 0 | 0 | 0 | 0 | 0 | 0 | 0 | 0 | 0 | 0 | 0 | 0 | 0
CDP8 | SA | SESA | Deep storage | 0 | 0 | 0 | 0 | 0 | 0 | 0 | 0 | 0 | 0 | 0 | 0 | 0 | 0 | 0 | 0 | 0 | 0 | 0 | 0 | 0 | 0 | 0 | 0 | 0 | 0 | 0 | 0
CDP8 | SA | SESA | Medium storage | 0 | 0 | 0 | 1.87e-05 | 2.395e-05 | 3.112e-05 | 3.112e-05 | 3.243e-05 | 4.045e-05 | 4.045e-05 | 4.443e-05 | 4.443e-05 | 4.443e-05 | 4.443e-05 | 4.974e-05 | 4.974e-05 | 4.974e-05 | 4.974e-05 | 4.974e-05 | 5.098e-05 | 8.266e-05 | 8.745e-05 | 8.897e-05 | 72.4872 | 72.4872 | 72.4872 | 72.4872 | 72.4872
CDP8 | SA | SESA | Shallow storage | 0 | 0 | 0 | 0 | 0 | 0 | 0 | 0 | 0 | 0 | 0 | 0 | 0 | 0 | 0 | 0 | 0 | 0 | 0 | 0 | 0 | 0 | 0 | 0 | 0 | 0 | 0 | 0
CDP8 | SA | SESA | Coordinated CER storage | 0.61122 | 0.88308 | 1.1524 | 1.4493 | 1.7585 | 2.151 | 2.5347 | 2.9572 | 3.4253 | 3.9705 | 4.6092 | 5.2767 | 6.0254 | 6.8004 | 7.6143 | 8.4664 | 9.35 | 10.2723 | 11.2305 | 12.2735 | 13.437 | 14.6473 | 15.9009 | 17.214 | 18.5458 | 19.8997 | 20.5756 | 21.2128
CDP8 | SA | SESA | Other renewable fuels | 0 | 0 | 0 | 0 | 0 | 0 | 0 | 0 | 0 | 0 | 0 | 0 | 0 | 0 | 0 | 0 | 0 | 0 | 0 | 0 | 0 | 0 | 0 | 0 | 0 | 0 | 0 | 0
CDP8 | SA | SESA | DSP | 0 | 0 | 0 | 0 | 0 | 0 | 0 | 0 | 0 | 0 | 0 | 0 | 0 | 0 | 0 | 0 | 0 | 0 | 0 | 0 | 0 | 0 | 0 | 0 | 0 | 0 | 0 | 0
CDP8 | TAS | TAS | Mid-merit gas | 0 | 0 | 0 | 0 | 0 | 0 | 0 | 0 | 0 | 0 | 0 | 0 | 0 | 0 | 0 | 0 | 0 | 0 | 0 | 0 | 0 | 0 | 0 | 0 | 0 | 0 | 0 | 0
CDP8 | TAS | TAS | Flexible gas with CCS | 0 | 0 | 0 | 0 | 0 | 0 | 0 | 0 | 0 | 0 | 0 | 0 | 0 | 0 | 0 | 0 | 0 | 0 | 0 | 0 | 0 | 0 | 0 | 0 | 0 | 0 | 0 | 0
CDP8 | TAS | TAS | Flexible gas | 0 | 0 | 0 | 0 | 0 | 0 | 0 | 0 | 0 | 0 | 0 | 0 | 0 | 0 | 0 | 0 | 0 | 0 | 0 | 0 | 0 | 0 | 0 | 0 | 0 | 0 | 0 | 0
CDP8 | TAS | TAS | Hydro | 0 | 0 | 0 | 0 | 0 | 0 | 390 | 390 | 390 | 390 | 390 | 390 | 390 | 390 | 390 | 390 | 390 | 390 | 390 | 390 | 390 | 390 | 390 | 390 | 390 | 390 | 390 | 390
CDP8 | TAS | TAS | Deep storage | 0 | 0 | 0 | 0 | 0 | 0 | 2.267e-05 | 3.037e-05 | 4.898e-05 | 4.898e-05 | 4.898e-05 | 4.898e-05 | 4.898e-05 | 4.898e-05 | 6.006e-05 | 7.803e-05 | 0.00030487 | 0.00030487 | 81.4867 | 371.0003 | 913.1003 | 913.1003 | 913.1003 | 913.1003 | 913.1003 | 913.1003 | 913.1003 | 913.1003
CDP8 | TAS | TAS | Medium storage | 0 | 0 | 0 | 1.592e-05 | 1.709e-05 | 1.709e-05 | 1.709e-05 | 1.861e-05 | 2.036e-05 | 2.282e-05 | 2.282e-05 | 2.282e-05 | 2.282e-05 | 2.282e-05 | 2.516e-05 | 2.719e-05 | 2.866e-05 | 3.016e-05 | 3.452e-05 | 3.774e-05 | 3.774e-05 | 4.066e-05 | 4.187e-05 | 4.468e-05 | 4.468e-05 | 4.468e-05 | 4.468e-05 | 4.468e-05
CDP8 | TAS | TAS | Shallow storage | 0 | 0 | 0 | 0 | 0 | 0 | 0 | 0 | 0 | 0 | 0 | 0 | 0 | 0 | 0 | 0 | 0 | 0 | 0 | 0 | 0 | 0 | 0 | 0 | 0 | 0 | 0 | 0
CDP8 | TAS | TAS | Coordinated CER storage | 0.49202 | 0.81972 | 1.1904 | 1.6174 | 2.1106 | 2.7326 | 3.2327 | 3.8671 | 4.6719 | 5.7102 | 7.0106 | 8.6052 | 10.485 | 12.7058 | 15.2558 | 18.1129 | 21.2812 | 24.7979 | 28.677 | 32.9257 | 37.5563 | 42.7068 | 48.2882 | 54.3035 | 60.6636 | 67.3654 | 71.0896 | 74.411
CDP8 | TAS | TAS | Other renewable fuels | 0 | 0 | 0 | 0 | 0 | 0 | 0 | 0 | 0 | 0 | 0 | 0 | 0 | 0 | 0 | 0 | 0 | 0 | 0 | 0 | 0 | 0 | 0 | 0 | 0 | 0 | 0 | 0
CDP8 | TAS | TAS | DSP | 0.05 | -0.71 | -1.41 | -1.38 | -1.29 | -1.16 | -1.04 | -0.94 | -0.9 | -0.89 | -0.86 | -0.89 | -0.87 | -0.86 | -0.84 | -0.83 | -0.79 | -0.77 | -0.75 | -0.74 | -0.76 | -0.76 | -0.77 | -0.76 | -0.75 | -0.81 | -0.92 | -0.99
CDP9 | NSW | NNSW | Mid-merit gas | 0 | 0 | 0 | 0 | 0 | 0 | 0 | 0 | 0 | 0 | 0 | 0 | 0 | 0 | 0 | 0 | 0 | 0 | 0 | 0 | 0 | 0 | 0 | 0 | 0 | 0 | 0 | 0
CDP9 | NSW | NNSW | Flexible gas with CCS | 0 | 0 | 0 | 0 | 0 | 0 | 0 | 0 | 0 | 0 | 0 | 0 | 0 | 0 | 0 | 0 | 0 | 0 | 0 | 0 | 0 | 0 | 0 | 0 | 0 | 0 | 0 | 0
CDP9 | NSW | NNSW | Flexible gas | 0 | 0 | 0 | 0 | 0 | 0 | 0 | 0 | 0 | 0 | 0 | 0 | 0 | 0 | 0 | 0 | 0 | 0 | 0 | 0 | 0 | 0 | 0 | 0 | 0 | 0 | 0 | 0
CDP9 | NSW | NNSW | Hydro | 0 | 0 | 0 | 0 | 0 | 0 | 0 | 0 | 0 | 0 | 0 | 0 | 0 | 0 | 0 | 0 | 0 | 0 | 0 | 0 | 0 | 0 | 0 | 0 | 0 | 0 | 0 | 0
CDP9 | NSW | NNSW | Snowy 2.0 | 0 | 0 | 0 | 0 | 0 | 0 | 0 | 0 | 0 | 0 | 0 | 0 | 0 | 0 | 0 | 0 | 0 | 0 | 0 | 0 | 0 | 0 | 0 | 0 | 0 | 0 | 0 | 0
CDP9 | NSW | NNSW | Deep storage | 0 | 0 | 0 | 0 | 0 | 0 | 9.76e-06 | 1.877e-05 | 1.877e-05 | 1.877e-05 | 2.577e-05 | 3.452e-05 | 4.314e-05 | 0.00022173 | 0.00022284 | 0.00022284 | 0.00022808 | 0.00023277 | 0.00023277 | 0.00023277 | 1000 | 1000 | 1000 | 1000 | 1000 | 1000 | 1000 | 1000
CDP9 | NSW | NNSW | Medium storage | 0 | 0 | 275 | 275 | 391.0215 | 904.4207 | 904.4207 | 904.4207 | 904.4207 | 904.4207 | 904.4207 | 904.4207 | 904.4207 | 904.4208 | 904.4208 | 904.4208 | 904.4208 | 904.4208 | 904.4208 | 904.4208 | 904.4208 | 904.4208 | 904.4208 | 1323.1813 | 1323.1813 | 1834.7788 | 1834.7788 | 2220.6388
CDP9 | NSW | NNSW | Shallow storage | 0 | 30 | 376.31 | 811.4098 | 811.4099 | 814.0509 | 814.0509 | 814.0509 | 814.0509 | 814.0509 | 814.0509 | 814.0509 | 814.0509 | 814.0509 | 814.0509 | 814.0509 | 814.0509 | 814.0509 | 814.0509 | 814.0509 | 814.0509 | 814.0509 | 814.0509 | 814.0509 | 814.0509 | 814.0509 | 814.0509 | 814.0509
CDP9 | NSW | NNSW | Coordinated CER storage | 1.4111 | 2.2004 | 3.1378 | 4.0696 | 5.2015 | 6.5092 | 8.3028 | 10.6013 | 13.4299 | 16.8869 | 20.9596 | 25.6995 | 31.0392 | 37.0757 | 43.7606 | 51.0565 | 58.967 | 67.5443 | 76.7721 | 86.6761 | 97.4085 | 108.9366 | 121.1526 | 134.0682 | 147.4952 | 161.4022 | 167.974 | 173.8539
CDP9 | NSW | NNSW | Other renewable fuels | 0 | 0 | 0 | 0 | 0 | 0 | 0 | 0 | 0 | 0 | 0 | 0 | 0 | 0 | 0 | 0 | 0 | 0 | 0 | 0 | 0 | 0 | 0 | 0 | 0 | 0 | 90 | 90
CDP9 | NSW | NNSW | DSP | 0 | 0 | 0 | 0 | 0 | 0 | 0 | 0 | 0 | 0 | 0 | 0 | 0 | 0 | 0 | 0 | 0 | 0 | 0 | 0 | 0 | 0 | 0 | 0 | 0 | 0 | 0 | 0
CDP9 | NSW | CNSW | Mid-merit gas | 0 | 0 | 0 | 0 | 0 | 0 | 0 | 0 | 0 | 0 | 0 | 0 | 0 | 0 | 0 | 0 | 0 | 0 | 0 | 0 | 0 | 0 | 0 | 0 | 0 | 0 | 0 | 0
CDP9 | NSW | CNSW | Flexible gas with CCS | 0 | 0 | 0 | 0 | 0 | 0 | 0 | 0 | 0 | 0 | 0 | 0 | 0 | 0 | 0 | 0 | 0 | 0 | 0 | 0 | 0 | 0 | 0 | 0 | 0 | 0 | 0 | 0
CDP9 | NSW | CNSW | Flexible gas | 0 | 0 | 0 | 0 | 0 | 0 | 0 | 0 | 0 | 0 | 0 | 0 | 0 | 0 | 0 | 0 | 0 | 0 | 0 | 0 | 0 | 0 | 0 | 0 | 0 | 0 | 0 | 0
CDP9 | NSW | CNSW | Hydro | 0 | 0 | 0 | 0 | 0 | 0 | 0 | 0 | 0 | 0 | 0 | 0 | 0 | 0 | 0 | 0 | 0 | 0 | 0 | 0 | 0 | 0 | 0 | 0 | 0 | 0 | 0 | 0
CDP9 | NSW | CNSW | Snowy 2.0 | 0 | 0 | 0 | 0 | 0 | 0 | 0 | 0 | 0 | 0 | 0 | 0 | 0 | 0 | 0 | 0 | 0 | 0 | 0 | 0 | 0 | 0 | 0 | 0 | 0 | 0 | 0 | 0
CDP9 | NSW | CNSW | Deep storage | 0 | 0 | 0 | 0 | 0 | 0 | 0 | 0 | 0 | 0 | 0 | 0 | 0 | 0 | 0 | 0 | 0 | 0 | 0 | 0 | 0 | 0 | 0 | 0 | 0 | 0 | 0 | 0
CDP9 | NSW | CNSW | Medium storage | 0 | 549 | 549 | 917.46 | 917.46 | 957.4875 | 957.4875 | 997.5075 | 997.5075 | 997.5075 | 1037.5275 | 1037.5275 | 1037.5275 | 1077.5475 | 1077.5475 | 1077.5475 | 1077.5475 | 1077.5475 | 1077.5475 | 1117.5675 | 1117.5675 | 1157.5875 | 1157.5875 | 1157.5875 | 1197.6075 | 1197.6075 | 1197.6075 | 1237.6277
CDP9 | NSW | CNSW | Shallow storage | 0 | 20 | 82.934 | 290.2623 | 1667.2269 | 1667.2269 | 1667.2269 | 1667.2269 | 1667.2269 | 1667.2269 | 1667.2269 | 1667.2269 | 1667.2269 | 1667.2269 | 1667.2269 | 1667.2269 | 1667.2269 | 1667.2269 | 1667.2269 | 1667.2269 | 1667.2269 | 1667.2269 | 1667.2269 | 1667.2269 | 1667.2269 | 1667.2269 | 1667.2269 | 1667.2269
CDP9 | NSW | CNSW | Coordinated CER storage | 0.59798 | 0.93451 | 1.3494 | 1.776 | 2.2689 | 2.848 | 3.8284 | 5.1416 | 6.7929 | 8.8348 | 11.2982 | 14.1756 | 17.471 | 21.2071 | 25.3812 | 29.9855 | 35.0184 | 40.4848 | 46.3919 | 52.7376 | 59.6211 | 67.0433 | 74.9132 | 83.2358 | 91.9357 | 100.9613 | 105.2226 | 109.0428
CDP9 | NSW | CNSW | Other renewable fuels | 0 | 0 | 0 | 0 | 0 | 0 | 0 | 0 | 0 | 0 | 0 | 0 | 0 | 0 | 0 | 0 | 0 | 0 | 0 | 0 | 0 | 0 | 0 | 0 | 0 | 30 | 90 | 90
CDP9 | NSW | CNSW | DSP | 0 | 0 | 0 | 0 | 0 | 0 | 0 | 0 | 0 | 0 | 0 | 0 | 0 | 0 | 0 | 0 | 0 | 0 | 0 | 0 | 0 | 0 | 0 | 0 | 0 | 0 | 0 | 0
CDP9 | NSW | SNSW | Mid-merit gas | 0 | 0 | 0 | 0 | 0 | 0 | 0 | 0 | 0 | 0 | 0 | 0 | 0 | 0 | 0 | 0 | 0 | 0 | 0 | 0 | 0 | 0 | 0 | 0 | 0 | 0 | 0 | 0
CDP9 | NSW | SNSW | Flexible gas with CCS | 0 | 0 | 0 | 0 | 0 | 0 | 0 | 0 | 0 | 0 | 0 | 0 | 0 | 0 | 0 | 0 | 0 | 0 | 0 | 0 | 0 | 0 | 0 | 0 | 0 | 0 | 0 | 0
CDP9 | NSW | SNSW | Flexible gas | 0 | 0 | 0 | 0 | 0 | 0 | 0 | 0 | 0 | 0 | 0 | 0 | 0 | 0 | 0 | 0 | 0 | 0 | 0 | 0 | 0 | 0 | 0 | 0 | 0 | 0 | 0 | 0
CDP9 | NSW | SNSW | Hydro | 0 | 0 | 0 | 0 | 0 | 0 | 0 | 0 | 0 | 0 | 0 | 0 | 0 | 0 | 0 | 0 | 0 | 0 | 0 | 0 | 0 | 0 | 0 | 0 | 0 | 0 | 0 | 0
CDP9 | NSW | SNSW | Snowy 2.0 | 0 | 0 | 0 | 0 | 2200 | 2200 | 2200 | 2200 | 2200 | 2200 | 2200 | 2200 | 2200 | 2200 | 2200 | 2200 | 2200 | 2200 | 2200 | 2200 | 2200 | 2200 | 2200 | 2200 | 2200 | 2200 | 2200 | 2200
CDP9 | NSW | SNSW | Deep storage | 0 | 0 | 0 | 0 | 0 | 0 | 0 | 0 | 0 | 0 | 0 | 0 | 0 | 0 | 0 | 0 | 0 | 0 | 0 | 0 | 0 | 0 | 0 | 0 | 0 | 0 | 0 | 0
CDP9 | NSW | SNSW | Medium storage | 0 | 50 | 50 | 250 | 250 | 624.4534 | 624.4534 | 624.4534 | 624.4534 | 624.4534 | 624.4534 | 624.4534 | 624.4534 | 624.4534 | 624.4534 | 624.4534 | 624.4534 | 624.4534 | 624.4534 | 624.4534 | 624.4534 | 624.4534 | 624.4534 | 624.4534 | 624.4534 | 624.4534 | 624.4534 | 624.4534
CDP9 | NSW | SNSW | Shallow storage | 10 | 19.9 | 19.9 | 19.9 | 19.9 | 20.89 | 20.89 | 21.88 | 21.88 | 21.88 | 22.87 | 22.87 | 22.87 | 23.86 | 23.86 | 23.86 | 23.86 | 23.86 | 23.86 | 24.85 | 24.85 | 25.84 | 25.84 | 25.84 | 25.84 | 25.84 | 25.84 | 25.84
CDP9 | NSW | SNSW | Coordinated CER storage | 1.2069 | 1.9069 | 2.7656 | 3.7048 | 4.823 | 6.104 | 7.6428 | 9.603 | 12.0552 | 15.0904 | 18.749 | 23.0893 | 28.0961 | 33.8541 | 40.3371 | 47.5032 | 55.3701 | 64.0005 | 73.4087 | 83.6216 | 94.7478 | 106.9435 | 120.0443 | 134.0558 | 148.7861 | 164.2479 | 172.2574 | 179.4936
CDP9 | NSW | SNSW | Other renewable fuels | 0 | 0 | 0 | 0 | 0 | 0 | 0 | 0 | 0 | 0 | 0 | 0 | 0 | 0 | 0 | 0 | 0 | 0 | 0 | 0 | 0 | 0 | 0 | 0 | 0 | 0 | 0 | 0
CDP9 | NSW | SNSW | DSP | 0 | 0 | 0 | 0 | 0 | 0 | 0 | 0 | 0 | 0 | 0 | 0 | 0 | 0 | 0 | 0 | 0 | 0 | 0 | 0 | 0 | 0 | 0 | 0 | 0 | 0 | 0 | 0
CDP9 | NSW | SNW | Mid-merit gas | 0 | 0 | 0 | 0 | 0 | 0 | 0 | 0 | 0 | 0 | 0 | 0 | 0 | 0 | 0 | 0 | 0 | 0 | 0 | 0 | 0 | 0 | 0 | 0 | 0 | 0 | 0 | 0
CDP9 | NSW | SNW | Flexible gas with CCS | 0 | 0 | 0 | 0 | 0 | 0 | 0 | 0 | 0 | 0 | 0 | 0 | 0 | 0 | 0 | 0 | 0 | 0 | 0 | 0 | 0 | 0 | 0 | 0 | 0 | 0 | 0 | 0
CDP9 | NSW | SNW | Flexible gas | 0 | 0 | 0 | 0 | 0 | 0 | 0 | 0 | 0 | 0 | 0 | 0 | 0 | 0 | 0 | 0 | 0 | 0 | 348.7181 | 878.1462 | 1939.2062 | 1939.2062 | 1939.2062 | 1939.2062 | 1939.2062 | 1939.2062 | 1939.2062 | 1939.2062
CDP9 | NSW | SNW | Hydro | 0 | 0 | 0 | 0 | 0 | 0 | 0 | 0 | 0 | 0 | 0 | 0 | 0 | 0 | 0 | 0 | 0 | 0 | 0 | 0 | 0 | 0 | 0 | 0 | 0 | 0 | 0 | 0
CDP9 | NSW | SNW | Snowy 2.0 | 0 | 0 | 0 | 0 | 0 | 0 | 0 | 0 | 0 | 0 | 0 | 0 | 0 | 0 | 0 | 0 | 0 | 0 | 0 | 0 | 0 | 0 | 0 | 0 | 0 | 0 | 0 | 0
CDP9 | NSW | SNW | Deep storage | 0 | 0 | 0 | 0 | 0 | 0 | 0 | 0 | 0 | 0 | 0 | 0 | 0 | 0 | 0 | 0 | 0 | 0 | 0 | 0 | 0 | 0 | 0 | 0 | 0 | 0 | 0 | 0
CDP9 | NSW | SNW | Medium storage | 0 | 889.146 | 889.146 | 889.146 | 889.146 | 1311.2643 | 1311.2643 | 1311.2643 | 1311.2643 | 1311.2643 | 1311.2643 | 1311.2643 | 1311.2643 | 1311.2643 | 1311.2643 | 1311.2643 | 1311.2643 | 1311.2643 | 1311.2643 | 1311.2643 | 1311.2643 | 1311.2643 | 1311.2643 | 1311.2645 | 1311.2645 | 1311.2648 | 1311.2648 | 1311.2648
CDP9 | NSW | SNW | Shallow storage | 0 | 632.712 | 632.7143 | 632.7145 | 668.353 | 710.6891 | 1338.2411 | 1410.8171 | 1410.8171 | 1410.8171 | 1483.3931 | 1483.3931 | 1483.3931 | 1555.9691 | 1555.9691 | 1555.9691 | 1555.9691 | 1555.9691 | 1555.9691 | 1628.5451 | 1628.5451 | 1701.1211 | 1701.1211 | 1701.1211 | 1773.6971 | 1773.6971 | 1773.6971 | 1846.2731
CDP9 | NSW | SNW | Coordinated CER storage | 5.6995 | 8.9871 | 12.8326 | 16.9571 | 21.9697 | 27.6663 | 37.1937 | 49.6005 | 65.1327 | 84.2739 | 107.1493 | 134.0014 | 164.6224 | 199.4384 | 238.3244 | 281.0862 | 327.7038 | 378.3827 | 433.0554 | 491.83 | 555.0637 | 623.7244 | 696.5772 | 773.7214 | 854.3051 | 938.1119 | 977.5203 | 1012.8282
CDP9 | NSW | SNW | Other renewable fuels | 0 | 0 | 0 | 0 | 0 | 0 | 0 | 0 | 0 | 0 | 0 | 0 | 0 | 0 | 0 | 0 | 0 | 0 | 0 | 0 | 0 | 0 | 0 | 0 | 0 | 90 | 90 | 90
CDP9 | NSW | SNW | DSP | 6.2 | 12.66 | 21.31 | 162.35 | 348.57 | 513.64 | 583.98 | 654.28 | 724.54 | 733.3 | 742.8 | 750.47 | 760.19 | 768.7 | 779.55 | 788.11 | 799.57 | 801.47 | 805.15 | 811.59 | 809.52 | 812.34 | 814.56 | 812.98 | 816.87 | 821.19 | 829.44 | 848.51
CDP9 | QLD | NQ | Mid-merit gas | 0 | 0 | 0 | 0 | 0 | 0 | 0 | 0 | 0 | 0 | 0 | 0 | 0 | 0 | 0 | 0 | 0 | 0 | 0 | 0 | 0 | 0 | 0 | 0 | 0 | 0 | 0 | 0
CDP9 | QLD | NQ | Flexible gas with CCS | 0 | 0 | 0 | 0 | 0 | 0 | 0 | 0 | 0 | 0 | 0 | 0 | 0 | 0 | 0 | 0 | 0 | 0 | 0 | 0 | 0 | 0 | 0 | 0 | 0 | 0 | 0 | 0
CDP9 | QLD | NQ | Flexible gas | 0 | 0 | 0 | 0 | 0 | 0 | 0 | 0 | 0 | 0 | 0 | 0 | 0 | 0 | 0 | 0 | 0 | 0 | 0 | 0 | 0 | 0 | 0 | 0 | 0 | 0 | 0 | 0
CDP9 | QLD | NQ | Hydro | 0 | 0 | 0 | 0 | 0 | 0 | 0 | 0 | 0 | 0 | 0 | 0 | 0 | 0 | 0 | 0 | 0 | 0 | 0 | 0 | 0 | 0 | 0 | 0 | 0 | 0 | 0 | 0
CDP9 | QLD | NQ | Borumba | 0 | 0 | 0 | 0 | 0 | 0 | 0 | 0 | 0 | 0 | 0 | 0 | 0 | 0 | 0 | 0 | 0 | 0 | 0 | 0 | 0 | 0 | 0 | 0 | 0 | 0 | 0 | 0
CDP9 | QLD | NQ | Deep storage | 0 | 0 | 0 | 0 | 0 | 0 | 5.33e-06 | 1.23e-05 | 1.23e-05 | 4.794e-05 | 4.794e-05 | 4.794e-05 | 6.939e-05 | 7.549e-05 | 7.878e-05 | 7.878e-05 | 7.878e-05 | 7.994e-05 | 7.994e-05 | 9.082e-05 | 0.00014183 | 0.00015801 | 6.1742 | 53.7598 | 128.8351 | 180.7427 | 180.7427 | 183.1827
CDP9 | QLD | NQ | Medium storage | 0 | 0 | 0 | 9.5e-06 | 1.134e-05 | 1.831e-05 | 1.831e-05 | 1.984e-05 | 2.109e-05 | 5.148e-05 | 5.148e-05 | 5.148e-05 | 8.515e-05 | 0.00014272 | 0.0001484 | 0.0001484 | 0.0001484 | 0.0001484 | 0.0001484 | 0.0001484 | 0.00015052 | 0.00019766 | 0.00038755 | 0.00038755 | 0.00038755 | 0.00038755 | 0.00038755 | 0.00038755
CDP9 | QLD | NQ | Shallow storage | 0 | 0 | 300 | 300 | 300 | 300 | 300 | 300 | 300 | 300 | 300 | 300 | 300 | 300 | 300 | 300 | 300 | 300 | 300 | 300 | 300 | 300 | 300 | 300 | 300 | 300 | 300 | 300
CDP9 | QLD | NQ | Coordinated CER storage | 0.54674 | 0.92286 | 1.3551 | 1.8536 | 2.45 | 3.1702 | 4.191 | 5.5164 | 7.1545 | 9.1658 | 11.5718 | 14.4017 | 17.6021 | 21.2441 | 25.3028 | 29.7336 | 34.558 | 39.7965 | 45.4592 | 51.5796 | 58.257 | 65.4644 | 73.1388 | 81.3134 | 89.8287 | 98.6792 | 103.0372 | 107.0137
CDP9 | QLD | NQ | Other renewable fuels | 0 | 0 | 0 | 0 | 0 | 0 | 0 | 0 | 0 | 0 | 0 | 0 | 0 | 0 | 0 | 0 | 0 | 0 | 0 | 0 | 0 | 0 | 0 | 0 | 0 | 0 | 0 | 0
CDP9 | QLD | NQ | DSP | 0 | 0 | 0 | 0 | 0 | 0 | 0 | 0 | 0 | 0 | 0 | 0 | 0 | 0 | 0 | 0 | 0 | 0 | 0 | 0 | 0 | 0 | 0 | 0 | 0 | 0 | 0 | 0
CDP9 | QLD | GG | Mid-merit gas | 0 | 0 | 0 | 0 | 0 | 0 | 0 | 0 | 0 | 0 | 0 | 0 | 0 | 0 | 0 | 0 | 0 | 0 | 0 | 0 | 0 | 0 | 0 | 0 | 0 | 0 | 0 | 0
CDP9 | QLD | GG | Flexible gas with CCS | 0 | 0 | 0 | 0 | 0 | 0 | 0 | 0 | 0 | 0 | 0 | 0 | 0 | 0 | 0 | 0 | 0 | 0 | 0 | 0 | 0 | 0 | 0 | 0 | 0 | 0 | 0 | 0
CDP9 | QLD | GG | Flexible gas | 0 | 0 | 0 | 0 | 0 | 0 | 0 | 0 | 0 | 0 | 0 | 0 | 0 | 0 | 0 | 0 | 0 | 0 | 0 | 0 | 0 | 0 | 0 | 0 | 0 | 0 | 0 | 0
CDP9 | QLD | GG | Hydro | 0 | 0 | 0 | 0 | 0 | 0 | 0 | 0 | 0 | 0 | 0 | 0 | 0 | 0 | 0 | 0 | 0 | 0 | 0 | 0 | 0 | 0 | 0 | 0 | 0 | 0 | 0 | 0
CDP9 | QLD | GG | Borumba | 0 | 0 | 0 | 0 | 0 | 0 | 0 | 0 | 0 | 0 | 0 | 0 | 0 | 0 | 0 | 0 | 0 | 0 | 0 | 0 | 0 | 0 | 0 | 0 | 0 | 0 | 0 | 0
CDP9 | QLD | GG | Deep storage | 0 | 0 | 0 | 0 | 0 | 0 | 0 | 0 | 0 | 0 | 0 | 0 | 0 | 0 | 0 | 0 | 0 | 0 | 0 | 0 | 0 | 0 | 0 | 0 | 0 | 0 | 0 | 0
CDP9 | QLD | GG | Medium storage | 0 | 0 | 0 | 1.247e-05 | 1.247e-05 | 2.935e-05 | 2.935e-05 | 3.109e-05 | 3.23e-05 | 7.629e-05 | 7.629e-05 | 7.629e-05 | 0.00012794 | 0.00024329 | 0.00025021 | 0.00025021 | 0.00025021 | 0.00025202 | 0.00025202 | 0.00025309 | 0.00028005 | 0.001599 | 132.4416 | 132.4637 | 132.4637 | 660.838 | 660.838 | 801.8425
CDP9 | QLD | GG | Shallow storage | 0 | 400 | 400 | 400 | 400 | 400 | 400 | 400 | 400 | 400 | 400 | 400 | 400 | 400 | 400 | 400 | 400 | 400 | 400 | 400 | 400 | 400 | 400 | 400 | 400 | 400 | 400 | 400
CDP9 | QLD | GG | Coordinated CER storage | 0.026819 | 0.047887 | 0.071533 | 0.10153 | 0.13366 | 0.17572 | 0.25891 | 0.37299 | 0.52211 | 0.70955 | 0.93712 | 1.2071 | 1.5192 | 1.8769 | 2.2784 | 2.7246 | 3.2136 | 3.7508 | 4.3361 | 4.969 | 5.6604 | 6.4065 | 7.2009 | 8.0431 | 8.9264 | 9.8483 | 10.2976 | 10.7049
CDP9 | QLD | GG | Other renewable fuels | 0 | 0 | 0 | 0 | 0 | 0 | 0 | 0 | 0 | 0 | 0 | 0 | 0 | 0 | 0 | 0 | 0 | 0 | 0 | 0 | 0 | 0 | 0 | 0 | 0 | 0 | 0 | 0
CDP9 | QLD | GG | DSP | 0 | 0 | 0 | 0 | 0 | 0 | 0 | 0 | 0 | 0 | 0 | 0 | 0 | 0 | 0 | 0 | 0 | 0 | 0 | 0 | 0 | 0 | 0 | 0 | 0 | 0 | 0 | 0
CDP9 | QLD | CQ | Mid-merit gas | 0 | 0 | 0 | 0 | 0 | 0 | 0 | 0 | 0 | 0 | 0 | 0 | 0 | 0 | 0 | 0 | 0 | 0 | 0 | 0 | 0 | 0 | 0 | 0 | 0 | 0 | 0 | 0
CDP9 | QLD | CQ | Flexible gas with CCS | 0 | 0 | 0 | 0 | 0 | 0 | 0 | 0 | 0 | 0 | 0 | 0 | 0 | 0 | 0 | 0 | 0 | 0 | 0 | 0 | 0 | 0 | 0 | 0 | 0 | 0 | 0 | 0
CDP9 | QLD | CQ | Flexible gas | 0 | 0 | 0 | 0 | 0 | 0 | 0 | 0 | 0 | 0 | 0 | 0 | 0 | 0 | 0 | 0 | 0 | 0 | 0 | 0 | 0 | 0 | 0 | 0 | 0 | 0 | 0 | 0
CDP9 | QLD | CQ | Hydro | 0 | 0 | 0 | 0 | 0 | 0 | 0 | 0 | 0 | 0 | 0 | 0 | 0 | 0 | 0 | 0 | 0 | 0 | 0 | 0 | 0 | 0 | 0 | 0 | 0 | 0 | 0 | 0
CDP9 | QLD | CQ | Borumba | 0 | 0 | 0 | 0 | 0 | 0 | 0 | 0 | 0 | 0 | 0 | 0 | 0 | 0 | 0 | 0 | 0 | 0 | 0 | 0 | 0 | 0 | 0 | 0 | 0 | 0 | 0 | 0
CDP9 | QLD | CQ | Deep storage | 0 | 0 | 0 | 0 | 0 | 0 | 5.42e-06 | 1.198e-05 | 1.198e-05 | 3.925e-05 | 3.925e-05 | 3.925e-05 | 4.738e-05 | 7.061e-05 | 7.258e-05 | 7.258e-05 | 7.258e-05 | 7.518e-05 | 7.518e-05 | 7.518e-05 | 0.00015759 | 0.00016414 | 0.00017749 | 0.00020046 | 76.5694 | 352.5964 | 352.5964 | 400
CDP9 | QLD | CQ | Medium storage | 0 | 0 | 0 | 1.35e-05 | 1.54e-05 | 2.89e-05 | 3.493e-05 | 4.416e-05 | 4.416e-05 | 0.00012849 | 0.00012849 | 0.00012849 | 0.00018605 | 0.00032271 | 0.00033309 | 0.00033309 | 0.00033309 | 0.00033418 | 0.00033418 | 0.00033418 | 0.00035649 | 0.0017006 | 134.0303 | 222.3246 | 222.3247 | 649.6013 | 649.6013 | 961.6681
CDP9 | QLD | CQ | Shallow storage | 0 | 0 | 0 | 150 | 150 | 150 | 150 | 150 | 150 | 150 | 150 | 150 | 150 | 150 | 150 | 150 | 150 | 150 | 150 | 150 | 150 | 150 | 150 | 150 | 150 | 150 | 150 | 150
CDP9 | QLD | CQ | Coordinated CER storage | 0.49915 | 0.855 | 1.2505 | 1.7306 | 2.2741 | 2.9451 | 4.0203 | 5.4257 | 7.2073 | 9.4204 | 12.0769 | 15.2024 | 18.7874 | 22.8688 | 27.4354 | 32.4602 | 37.9331 | 43.9154 | 50.3996 | 57.404 | 65.0752 | 73.3346 | 82.131 | 91.474 | 101.254 | 111.4193 | 116.4019 | 120.9195
CDP9 | QLD | CQ | Other renewable fuels | 0 | 0 | 0 | 0 | 0 | 0 | 0 | 0 | 0 | 0 | 0 | 0 | 0 | 0 | 0 | 0 | 0 | 0 | 0 | 0 | 0 | 0 | 0 | 0 | 0 | 0 | 0 | 0
CDP9 | QLD | CQ | DSP | 0 | 0 | 0 | 0 | 0 | 0 | 0 | 0 | 0 | 0 | 0 | 0 | 0 | 0 | 0 | 0 | 0 | 0 | 0 | 0 | 0 | 0 | 0 | 0 | 0 | 0 | 0 | 0
CDP9 | QLD | SQ | Mid-merit gas | 0 | 0 | 0 | 0 | 0 | 0 | 0 | 0 | 0 | 0 | 0 | 0 | 0 | 0 | 0 | 0 | 0 | 0 | 0 | 0 | 0 | 0 | 0 | 0 | 0 | 0 | 0 | 0
CDP9 | QLD | SQ | Flexible gas with CCS | 0 | 0 | 0 | 0 | 0 | 0 | 0 | 0 | 0 | 0 | 0 | 0 | 0 | 0 | 0 | 0 | 0 | 0 | 0 | 0 | 0 | 0 | 0 | 0 | 0 | 0 | 0 | 0
CDP9 | QLD | SQ | Flexible gas | 0 | 0 | 200 | 200 | 200 | 200 | 200 | 200 | 200 | 354.8784 | 354.8784 | 354.8784 | 497.9798 | 758.3584 | 931.7013 | 1349.4389 | 1514.5645 | 2563.8686 | 2906.8854 | 2906.8854 | 2906.8854 | 2906.8854 | 3322.0816 | 3322.0816 | 3322.0816 | 3322.0816 | 3322.0816 | 3551.1093
CDP9 | QLD | SQ | Hydro | 0 | 0 | 0 | 0 | 0 | 0 | 0 | 0 | 0 | 0 | 0 | 0 | 0 | 0 | 0 | 0 | 0 | 0 | 0 | 0 | 0 | 0 | 0 | 0 | 0 | 0 | 0 | 0
CDP9 | QLD | SQ | Borumba | 0 | 0 | 0 | 0 | 0 | 0 | 0 | 1998 | 1998 | 1998 | 1998 | 1998 | 1998 | 1998 | 1998 | 1998 | 1998 | 1998 | 1998 | 1998 | 1998 | 1998 | 1998 | 1998 | 1998 | 1998 | 1998 | 1998
CDP9 | QLD | SQ | Deep storage | 0 | 0 | 0 | 0 | 0 | 0 | 0 | 0 | 0 | 0 | 0 | 0 | 0 | 0 | 0 | 0 | 0 | 0 | 0 | 0 | 0 | 0 | 0 | 0 | 0 | 0 | 0 | 0
CDP9 | QLD | SQ | Medium storage | 0 | 0 | 0 | 9.73e-06 | 1.229e-05 | 2.497e-05 | 2.497e-05 | 2.722e-05 | 2.872e-05 | 5.501e-05 | 5.501e-05 | 5.501e-05 | 9.256e-05 | 0.00019391 | 0.00019919 | 0.00019919 | 0.00019919 | 0.00019919 | 0.00019919 | 0.00019919 | 0.00020587 | 113.8928 | 509.4932 | 509.4932 | 509.4932 | 786.5276 | 786.5276 | 786.5276
CDP9 | QLD | SQ | Shallow storage | 714.16 | 1020.16 | 1020.16 | 1020.16 | 1020.16 | 1020.16 | 1020.16 | 1020.16 | 1020.16 | 1020.16 | 1020.16 | 1020.16 | 1020.16 | 1020.16 | 1020.16 | 1020.16 | 1020.16 | 1020.16 | 1020.16 | 1020.16 | 1020.16 | 1020.16 | 1020.16 | 1020.16 | 1020.16 | 1020.16 | 1020.16 | 1020.16
CDP9 | QLD | SQ | Coordinated CER storage | 2.6949 | 4.6149 | 6.8273 | 9.399 | 12.4206 | 16.2636 | 22.9345 | 31.7049 | 42.7505 | 56.464 | 72.9637 | 92.4549 | 114.7868 | 140.326 | 168.9326 | 200.4226 | 234.721 | 272.1627 | 312.8429 | 356.7965 | 404.3261 | 456.2111 | 511.5074 | 570.2605 | 631.7811 | 695.9349 | 727.3631 | 755.8908
CDP9 | QLD | SQ | Other renewable fuels | 0 | 0 | 0 | 0 | 0 | 0 | 0 | 0 | 0 | 0 | 0 | 0 | 0 | 0 | 0 | 0 | 0 | 0 | 0 | 0 | 0 | 0 | 0 | 0 | 0 | 0 | 90 | 90
CDP9 | QLD | SQ | DSP | 3.25 | 5.13 | 9.91 | 13.47 | 17.87 | 1.79 | 7.34 | 11.4 | 15.32 | 20.33 | 25.8 | 31.69 | 38.24 | 42.35 | 46.79 | 53.33 | 57.04 | 59.69 | 63.14 | 66.16 | 68.23 | 70.89 | 74.75 | 77.21 | 85.81 | 92.63 | 99.97 | 101.49
CDP9 | VIC | VIC | Mid-merit gas | 0 | 0 | 0 | 0 | 0 | 0 | 0 | 0 | 0 | 0 | 0 | 0 | 0 | 0 | 0 | 0 | 0 | 0 | 0 | 0 | 0 | 0 | 0 | 0 | 0 | 0 | 0 | 0
CDP9 | VIC | VIC | Flexible gas with CCS | 0 | 0 | 0 | 0 | 0 | 0 | 0 | 0 | 0 | 0 | 0 | 0 | 0 | 0 | 0 | 0 | 0 | 0 | 0 | 0 | 0 | 0 | 0 | 0 | 0 | 0 | 0 | 0
CDP9 | VIC | VIC | Flexible gas | 0 | 0 | 0 | 0 | 0 | 0 | 0 | 0 | 0 | 0 | 0 | 0 | 0 | 0 | 0 | 0 | 0 | 0 | 47.1874 | 207.4559 | 207.4559 | 207.4559 | 207.4559 | 837.2823 | 837.2823 | 837.2823 | 837.2823 | 1669.3176
CDP9 | VIC | VIC | Hydro | 0 | 0 | 0 | 0 | 0 | 0 | 0 | 0 | 0 | 0 | 0 | 0 | 0 | 0 | 0 | 0 | 0 | 0 | 0 | 0 | 0 | 0 | 0 | 0 | 0 | 0 | 0 | 0
CDP9 | VIC | VIC | Deep storage | 0 | 0 | 0 | 0 | 0 | 0 | 5.02e-06 | 2.187e-05 | 4.51e-05 | 0.0001047 | 0.0001047 | 0.0001047 | 0.0001047 | 0.0001047 | 0.0001047 | 0.0001047 | 0.0001047 | 0.0001047 | 0.0001047 | 0.00010586 | 401.8221 | 401.8221 | 401.8221 | 401.8221 | 479.8459 | 479.8459 | 479.8459 | 529.2169
CDP9 | VIC | VIC | Medium storage | 0 | 0 | 350 | 350 | 350 | 350 | 350 | 350 | 350 | 350.0001 | 350.0001 | 350.0001 | 350.0001 | 350.0001 | 350.0001 | 350.0001 | 350.0001 | 350.0001 | 350.0001 | 350.0001 | 350.0001 | 350.0001 | 350.0001 | 350.0005 | 350.0005 | 350.0005 | 350.0005 | 350.0005
CDP9 | VIC | VIC | Shallow storage | 180 | 1691.51 | 1756.3102 | 2205.9105 | 2205.9105 | 2421.4 | 2428.7 | 2940.3999 | 3451.3399 | 4013.0397 | 5621.9197 | 5621.9197 | 5628.5197 | 5628.5197 | 5628.5197 | 5628.5197 | 5628.5197 | 5628.5197 | 5628.5197 | 5628.5197 | 5635.1197 | 5635.1197 | 5635.1197 | 5635.1197 | 5635.1197 | 5635.1197 | 5635.1197 | 5635.1197
CDP9 | VIC | VIC | Coordinated CER storage | 8.9163 | 14.4987 | 20.4798 | 27.3899 | 35.853 | 45.8051 | 59.1688 | 76.2585 | 97.3343 | 123.084 | 153.6475 | 189.3602 | 229.872 | 275.8842 | 327.0848 | 383.0564 | 443.7316 | 509.6502 | 580.9109 | 657.633 | 740.6541 | 830.7914 | 926.6572 | 1028.3543 | 1134.4025 | 1244.5508 | 1298.531 | 1347.4871
CDP9 | VIC | VIC | Other renewable fuels | 0 | 0 | 0 | 0 | 0 | 0 | 0 | 0 | 0 | 0 | 0 | 0 | 0 | 0 | 0 | 0 | 0 | 0 | 0 | 0 | 0 | 0 | 0 | 0 | 0 | 0 | 90 | 90
CDP9 | VIC | VIC | DSP | 2.06 | 5.47 | -2.91 | 1.75 | 7.82 | 14.87 | 19.28 | 25.16 | 29.26 | 33.97 | 36.82 | 39.34 | 41.6 | 44.07 | 46.76 | 49.93 | 53.23 | 55.16 | 57.69 | 59.14 | 59.83 | 61.47 | 61.87 | 60.96 | 59.14 | 58.56 | 59.5 | 61.38
CDP9 | SA | CSA | Mid-merit gas | 0 | 0 | 0 | 0 | 0 | 0 | 0 | 0 | 0 | 0 | 0 | 0 | 0 | 0 | 0 | 0 | 0 | 0 | 0 | 0 | 0 | 0 | 0 | 0 | 0 | 0 | 0 | 0
CDP9 | SA | CSA | Flexible gas with CCS | 0 | 0 | 0 | 0 | 0 | 0 | 0 | 0 | 0 | 0 | 0 | 0 | 0 | 0 | 0 | 0 | 0 | 0 | 0 | 0 | 0 | 0 | 0 | 0 | 0 | 0 | 0 | 0
CDP9 | SA | CSA | Flexible gas | 0 | 200 | 200 | 200 | 200 | 200 | 200 | 200 | 200 | 275.2626 | 465 | 465 | 465 | 465 | 465 | 465 | 465 | 465 | 599.5085 | 970.872 | 970.872 | 970.872 | 970.872 | 970.872 | 970.872 | 970.872 | 970.872 | 970.872
CDP9 | SA | CSA | Hydro | 0 | 0 | 0 | 0 | 0 | 0 | 0 | 0 | 0 | 0 | 0 | 0 | 0 | 0 | 0 | 0 | 0 | 0 | 0 | 0 | 0 | 0 | 0 | 0 | 0 | 0 | 0 | 0
CDP9 | SA | CSA | Deep storage | 0 | 0 | 0 | 0 | 0 | 0 | 2.71e-06 | 6.07e-06 | 6.07e-06 | 8.59e-06 | 8.59e-06 | 8.59e-06 | 8.59e-06 | 1.368e-05 | 1.368e-05 | 1.368e-05 | 1.368e-05 | 1.368e-05 | 1.368e-05 | 1.532e-05 | 1.532e-05 | 1.532e-05 | 1.691e-05 | 1.813e-05 | 1.813e-05 | 1.813e-05 | 1.813e-05 | 2.022e-05
CDP9 | SA | CSA | Medium storage | 0 | 0 | 0 | 1.116e-05 | 1.42e-05 | 2.295e-05 | 2.295e-05 | 2.596e-05 | 2.73e-05 | 3.121e-05 | 3.121e-05 | 3.121e-05 | 3.385e-05 | 8.557e-05 | 8.916e-05 | 8.916e-05 | 8.916e-05 | 8.916e-05 | 8.916e-05 | 9.187e-05 | 0.00012235 | 0.0001258 | 0.00019641 | 1097.9424 | 1097.9424 | 1369.7817 | 1369.7817 | 1369.7817
CDP9 | SA | CSA | Shallow storage | 200 | 494.98 | 914.2592 | 2000.8025 | 2006.8225 | 2006.8225 | 2006.8225 | 2006.8225 | 2006.8225 | 2006.8225 | 2006.8225 | 2006.8225 | 2006.8225 | 2006.8225 | 2006.8225 | 2006.8225 | 2006.8225 | 2006.8225 | 2012.8425 | 2012.8425 | 2012.8425 | 2012.8425 | 2012.8425 | 2012.8425 | 2012.8425 | 2012.8425 | 2012.8425 | 2012.8425
CDP9 | SA | CSA | Coordinated CER storage | 16.7205 | 23.834 | 30.7542 | 38.4284 | 46.3958 | 56.1694 | 65.5626 | 76.1609 | 87.8108 | 100.9146 | 115.316 | 131.1314 | 147.8365 | 166.0114 | 185.1899 | 204.9252 | 225.1394 | 246.2665 | 268.3666 | 291.4341 | 316.4262 | 343.1106 | 371.0707 | 400.3204 | 429.9417 | 459.8761 | 474.9413 | 488.2607
CDP9 | SA | CSA | Other renewable fuels | 0 | 0 | 0 | 0 | 0 | 0 | 0 | 0 | 0 | 0 | 0 | 0 | 0 | 0 | 0 | 0 | 0 | 0 | 0 | 0 | 0 | 0 | 0 | 0 | 0 | 0 | 0 | 0
CDP9 | SA | CSA | DSP | 0.71 | 1.71 | 2.99 | 4.28 | 4.85 | 5.57 | 6.09 | 6.75 | 7.31 | 8.12 | 8.79 | 9.5 | 10.12 | 10.65 | 11.15 | 11.67 | 12.28 | 12.76 | 13.22 | 13.5 | 13.63 | 13.47 | 13.24 | 12.87 | 12.46 | 12.52 | 12.77 | 13.08
CDP9 | SA | SESA | Mid-merit gas | 0 | 0 | 0 | 0 | 0 | 0 | 0 | 0 | 0 | 0 | 0 | 0 | 0 | 0 | 0 | 0 | 0 | 0 | 0 | 0 | 0 | 0 | 0 | 0 | 0 | 0 | 0 | 0
CDP9 | SA | SESA | Flexible gas with CCS | 0 | 0 | 0 | 0 | 0 | 0 | 0 | 0 | 0 | 0 | 0 | 0 | 0 | 0 | 0 | 0 | 0 | 0 | 0 | 0 | 0 | 0 | 0 | 0 | 0 | 0 | 0 | 0
CDP9 | SA | SESA | Flexible gas | 0 | 0 | 0 | 0 | 0 | 0 | 0 | 0 | 0 | 0 | 0 | 0 | 0 | 0 | 0 | 0 | 0 | 0 | 0 | 0 | 0 | 0 | 0 | 0 | 0 | 0 | 0 | 0
CDP9 | SA | SESA | Hydro | 0 | 0 | 0 | 0 | 0 | 0 | 0 | 0 | 0 | 0 | 0 | 0 | 0 | 0 | 0 | 0 | 0 | 0 | 0 | 0 | 0 | 0 | 0 | 0 | 0 | 0 | 0 | 0
CDP9 | SA | SESA | Deep storage | 0 | 0 | 0 | 0 | 0 | 0 | 0 | 0 | 0 | 0 | 0 | 0 | 0 | 0 | 0 | 0 | 0 | 0 | 0 | 0 | 0 | 0 | 0 | 0 | 0 | 0 | 0 | 0
CDP9 | SA | SESA | Medium storage | 0 | 0 | 0 | 1.083e-05 | 1.384e-05 | 2.09e-05 | 2.09e-05 | 2.26e-05 | 2.361e-05 | 3.001e-05 | 3.001e-05 | 3.001e-05 | 3.25e-05 | 7.819e-05 | 8.101e-05 | 8.101e-05 | 8.101e-05 | 8.101e-05 | 8.101e-05 | 8.486e-05 | 9.309e-05 | 9.847e-05 | 0.00010002 | 47.6997 | 47.6997 | 47.6997 | 47.6997 | 47.6997
CDP9 | SA | SESA | Shallow storage | 0 | 0 | 0 | 0 | 0 | 0 | 0 | 0 | 0 | 0 | 0 | 0 | 0 | 0 | 0 | 0 | 0 | 0 | 0 | 0 | 0 | 0 | 0 | 0 | 0 | 0 | 0 | 0
CDP9 | SA | SESA | Coordinated CER storage | 0.61122 | 0.88308 | 1.1524 | 1.4493 | 1.7585 | 2.151 | 2.5347 | 2.9572 | 3.4253 | 3.9705 | 4.6092 | 5.2767 | 6.0254 | 6.8004 | 7.6143 | 8.4664 | 9.35 | 10.2723 | 11.2305 | 12.2735 | 13.437 | 14.6473 | 15.9009 | 17.214 | 18.5458 | 19.8997 | 20.5756 | 21.2128
CDP9 | SA | SESA | Other renewable fuels | 0 | 0 | 0 | 0 | 0 | 0 | 0 | 0 | 0 | 0 | 0 | 0 | 0 | 0 | 0 | 0 | 0 | 0 | 0 | 0 | 0 | 0 | 0 | 0 | 0 | 0 | 0 | 0
CDP9 | SA | SESA | DSP | 0 | 0 | 0 | 0 | 0 | 0 | 0 | 0 | 0 | 0 | 0 | 0 | 0 | 0 | 0 | 0 | 0 | 0 | 0 | 0 | 0 | 0 | 0 | 0 | 0 | 0 | 0 | 0
CDP9 | TAS | TAS | Mid-merit gas | 0 | 0 | 0 | 0 | 0 | 0 | 0 | 0 | 0 | 0 | 0 | 0 | 0 | 0 | 0 | 0 | 0 | 0 | 0 | 0 | 0 | 0 | 0 | 0 | 0 | 0 | 0 | 0
CDP9 | TAS | TAS | Flexible gas with CCS | 0 | 0 | 0 | 0 | 0 | 0 | 0 | 0 | 0 | 0 | 0 | 0 | 0 | 0 | 0 | 0 | 0 | 0 | 0 | 0 | 0 | 0 | 0 | 0 | 0 | 0 | 0 | 0
CDP9 | TAS | TAS | Flexible gas | 0 | 0 | 0 | 0 | 0 | 0 | 0 | 0 | 0 | 0 | 0 | 0 | 0 | 0 | 0 | 0 | 0 | 0 | 0 | 0 | 0 | 0 | 0 | 0 | 0 | 0 | 0 | 0
CDP9 | TAS | TAS | Hydro | 0 | 0 | 0 | 0 | 0 | 0 | 390 | 390 | 390 | 390 | 390 | 390 | 390 | 390 | 390 | 390 | 390 | 390 | 390 | 390 | 390 | 390 | 390 | 390 | 390 | 390 | 390 | 390
CDP9 | TAS | TAS | Deep storage | 0 | 0 | 0 | 0 | 0 | 0 | 1.406e-05 | 3.756e-05 | 5.763e-05 | 5.763e-05 | 5.763e-05 | 5.763e-05 | 5.763e-05 | 7.838e-05 | 8.553e-05 | 8.724e-05 | 0.0012764 | 0.0012764 | 154.4563 | 383.6852 | 860.2228 | 860.2228 | 860.2228 | 860.2228 | 860.2228 | 860.2228 | 860.2228 | 860.2228
CDP9 | TAS | TAS | Medium storage | 0 | 0 | 0 | 9.13e-06 | 1.034e-05 | 1.178e-05 | 1.178e-05 | 1.337e-05 | 1.651e-05 | 2.393e-05 | 2.393e-05 | 2.393e-05 | 2.533e-05 | 4.248e-05 | 4.374e-05 | 4.55e-05 | 4.694e-05 | 4.802e-05 | 5.043e-05 | 5.325e-05 | 5.776e-05 | 6.079e-05 | 6.296e-05 | 6.296e-05 | 6.296e-05 | 6.296e-05 | 6.296e-05 | 6.296e-05
CDP9 | TAS | TAS | Shallow storage | 0 | 0 | 0 | 0 | 0 | 0 | 0 | 0 | 0 | 0 | 0 | 0 | 0 | 0 | 0 | 0 | 0 | 0 | 0 | 0 | 0 | 0 | 0 | 0 | 0 | 0 | 0 | 0
CDP9 | TAS | TAS | Coordinated CER storage | 0.49202 | 0.81972 | 1.1904 | 1.6174 | 2.1106 | 2.7326 | 3.2327 | 3.8671 | 4.6719 | 5.7102 | 7.0106 | 8.6052 | 10.485 | 12.7058 | 15.2558 | 18.1129 | 21.2812 | 24.7979 | 28.677 | 32.9257 | 37.5563 | 42.7068 | 48.2882 | 54.3035 | 60.6636 | 67.3654 | 71.0896 | 74.411
CDP9 | TAS | TAS | Other renewable fuels | 0 | 0 | 0 | 0 | 0 | 0 | 0 | 0 | 0 | 0 | 0 | 0 | 0 | 0 | 0 | 0 | 0 | 0 | 0 | 0 | 0 | 0 | 0 | 0 | 0 | 0 | 0 | 0
CDP9 | TAS | TAS | DSP | 0.05 | -0.71 | -1.41 | -1.38 | -1.29 | -1.16 | -1.04 | -0.94 | -0.9 | -0.89 | -0.86 | -0.89 | -0.87 | -0.86 | -0.84 | -0.83 | -0.79 | -0.77 | -0.75 | -0.74 | -0.76 | -0.76 | -0.77 | -0.76 | -0.75 | -0.81 | -0.92 | -0.99
CDP10 | NSW | NNSW | Mid-merit gas | 0 | 0 | 0 | 0 | 0 | 0 | 0 | 0 | 0 | 0 | 0 | 0 | 0 | 0 | 0 | 0 | 0 | 0 | 0 | 0 | 0 | 0 | 0 | 0 | 0 | 0 | 0 | 0
CDP10 | NSW | NNSW | Flexible gas with CCS | 0 | 0 | 0 | 0 | 0 | 0 | 0 | 0 | 0 | 0 | 0 | 0 | 0 | 0 | 0 | 0 | 0 | 0 | 0 | 0 | 0 | 0 | 0 | 0 | 0 | 0 | 0 | 0
CDP10 | NSW | NNSW | Flexible gas | 0 | 0 | 0 | 0 | 0 | 0 | 0 | 0 | 0 | 0 | 0 | 0 | 0 | 0 | 0 | 0 | 0 | 0 | 0 | 0 | 0 | 0 | 0 | 0 | 0 | 0 | 0 | 0
CDP10 | NSW | NNSW | Hydro | 0 | 0 | 0 | 0 | 0 | 0 | 0 | 0 | 0 | 0 | 0 | 0 | 0 | 0 | 0 | 0 | 0 | 0 | 0 | 0 | 0 | 0 | 0 | 0 | 0 | 0 | 0 | 0
CDP10 | NSW | NNSW | Snowy 2.0 | 0 | 0 | 0 | 0 | 0 | 0 | 0 | 0 | 0 | 0 | 0 | 0 | 0 | 0 | 0 | 0 | 0 | 0 | 0 | 0 | 0 | 0 | 0 | 0 | 0 | 0 | 0 | 0
CDP10 | NSW | NNSW | Deep storage | 0 | 0 | 0 | 0 | 0 | 0 | 1.55e-05 | 1.767e-05 | 1.767e-05 | 1.963e-05 | 2.107e-05 | 2.676e-05 | 3.382e-05 | 3.382e-05 | 3.65e-05 | 3.781e-05 | 3.932e-05 | 5.003e-05 | 5.003e-05 | 6.08e-05 | 1000 | 1000 | 1000 | 1000 | 1000 | 1000 | 1000 | 1000
CDP10 | NSW | NNSW | Medium storage | 0 | 0 | 275 | 275.0001 | 382.9079 | 1188.9121 | 1188.9121 | 1188.9121 | 1188.9121 | 1188.9121 | 1188.9121 | 1188.9121 | 1188.9121 | 1188.9122 | 1188.9122 | 1188.9122 | 1188.9122 | 1188.9122 | 1188.9122 | 1188.9122 | 1188.9123 | 1188.9123 | 1188.9123 | 1761.004 | 1761.004 | 2108.9217 | 2108.9217 | 2463.9125
CDP10 | NSW | NNSW | Shallow storage | 0 | 30 | 230 | 430 | 430 | 430 | 430 | 430 | 430 | 430 | 430 | 430 | 430 | 430 | 430 | 430 | 430 | 430 | 430 | 430 | 430 | 430 | 430 | 430 | 430 | 430 | 430 | 430
CDP10 | NSW | NNSW | Coordinated CER storage | 1.4111 | 2.2004 | 3.1378 | 4.0696 | 5.2015 | 6.5092 | 8.3028 | 10.6013 | 13.4299 | 16.8869 | 20.9596 | 25.6995 | 31.0392 | 37.0757 | 43.7606 | 51.0565 | 58.967 | 67.5443 | 76.7721 | 86.6761 | 97.4085 | 108.9366 | 121.1526 | 134.0682 | 147.4952 | 161.4022 | 167.974 | 173.8539
CDP10 | NSW | NNSW | Other renewable fuels | 0 | 0 | 0 | 0 | 0 | 0 | 0 | 0 | 0 | 0 | 0 | 0 | 0 | 0 | 0 | 0 | 0 | 0 | 0 | 0 | 0 | 0 | 0 | 0 | 0 | 0 | 90 | 90
CDP10 | NSW | NNSW | DSP | 0 | 0 | 0 | 0 | 0 | 0 | 0 | 0 | 0 | 0 | 0 | 0 | 0 | 0 | 0 | 0 | 0 | 0 | 0 | 0 | 0 | 0 | 0 | 0 | 0 | 0 | 0 | 0
CDP10 | NSW | CNSW | Mid-merit gas | 0 | 0 | 0 | 0 | 0 | 0 | 0 | 0 | 0 | 0 | 0 | 0 | 0 | 0 | 0 | 0 | 0 | 0 | 0 | 0 | 0 | 0 | 0 | 0 | 0 | 0 | 0 | 0
CDP10 | NSW | CNSW | Flexible gas with CCS | 0 | 0 | 0 | 0 | 0 | 0 | 0 | 0 | 0 | 0 | 0 | 0 | 0 | 0 | 0 | 0 | 0 | 0 | 0 | 0 | 0 | 0 | 0 | 0 | 0 | 0 | 0 | 0
CDP10 | NSW | CNSW | Flexible gas | 0 | 0 | 0 | 0 | 0 | 0 | 0 | 0 | 0 | 0 | 0 | 0 | 0 | 0 | 0 | 0 | 0 | 0 | 0 | 0 | 0 | 0 | 0 | 0 | 0 | 0 | 0 | 0
CDP10 | NSW | CNSW | Hydro | 0 | 0 | 0 | 0 | 0 | 0 | 0 | 0 | 0 | 0 | 0 | 0 | 0 | 0 | 0 | 0 | 0 | 0 | 0 | 0 | 0 | 0 | 0 | 0 | 0 | 0 | 0 | 0
CDP10 | NSW | CNSW | Snowy 2.0 | 0 | 0 | 0 | 0 | 0 | 0 | 0 | 0 | 0 | 0 | 0 | 0 | 0 | 0 | 0 | 0 | 0 | 0 | 0 | 0 | 0 | 0 | 0 | 0 | 0 | 0 | 0 | 0
CDP10 | NSW | CNSW | Deep storage | 0 | 0 | 0 | 0 | 0 | 0 | 0 | 0 | 0 | 0 | 0 | 0 | 0 | 0 | 0 | 0 | 0 | 0 | 0 | 0 | 0 | 0 | 0 | 0 | 0 | 0 | 0 | 0
CDP10 | NSW | CNSW | Medium storage | 0 | 549 | 549 | 917.46 | 917.46 | 957.4945 | 957.4945 | 997.5145 | 997.5145 | 997.5145 | 1037.5345 | 1037.5345 | 1037.5345 | 1077.5545 | 1077.5545 | 1077.5545 | 1077.5545 | 1077.5545 | 1077.5545 | 1117.5745 | 1117.5745 | 1157.5945 | 1157.5945 | 1157.5945 | 1197.6145 | 1197.6145 | 1197.6145 | 1237.6346
CDP10 | NSW | CNSW | Shallow storage | 0 | 20 | 30.0619 | 321.407 | 1706.4866 | 1706.4866 | 1706.4866 | 1706.4866 | 1706.4866 | 1706.4866 | 1706.4866 | 1706.4866 | 1706.4866 | 1706.4866 | 1706.4866 | 1706.4866 | 1706.4866 | 1706.4866 | 1706.4866 | 1706.4866 | 1706.4866 | 1706.4866 | 1706.4866 | 1706.4866 | 1706.4866 | 1706.4866 | 1706.4866 | 1706.4866
CDP10 | NSW | CNSW | Coordinated CER storage | 0.59798 | 0.93451 | 1.3494 | 1.776 | 2.2689 | 2.848 | 3.8284 | 5.1416 | 6.7929 | 8.8348 | 11.2982 | 14.1756 | 17.471 | 21.2071 | 25.3812 | 29.9855 | 35.0184 | 40.4848 | 46.3919 | 52.7376 | 59.6211 | 67.0433 | 74.9132 | 83.2358 | 91.9357 | 100.9613 | 105.2226 | 109.0428
CDP10 | NSW | CNSW | Other renewable fuels | 0 | 0 | 0 | 0 | 0 | 0 | 0 | 0 | 0 | 0 | 0 | 0 | 0 | 0 | 0 | 0 | 0 | 0 | 0 | 0 | 0 | 0 | 0 | 0 | 0 | 30 | 90 | 90
CDP10 | NSW | CNSW | DSP | 0 | 0 | 0 | 0 | 0 | 0 | 0 | 0 | 0 | 0 | 0 | 0 | 0 | 0 | 0 | 0 | 0 | 0 | 0 | 0 | 0 | 0 | 0 | 0 | 0 | 0 | 0 | 0
CDP10 | NSW | SNSW | Mid-merit gas | 0 | 0 | 0 | 0 | 0 | 0 | 0 | 0 | 0 | 0 | 0 | 0 | 0 | 0 | 0 | 0 | 0 | 0 | 0 | 0 | 0 | 0 | 0 | 0 | 0 | 0 | 0 | 0
CDP10 | NSW | SNSW | Flexible gas with CCS | 0 | 0 | 0 | 0 | 0 | 0 | 0 | 0 | 0 | 0 | 0 | 0 | 0 | 0 | 0 | 0 | 0 | 0 | 0 | 0 | 0 | 0 | 0 | 0 | 0 | 0 | 0 | 0
CDP10 | NSW | SNSW | Flexible gas | 0 | 0 | 0 | 0 | 0 | 0 | 0 | 0 | 0 | 0 | 0 | 0 | 0 | 0 | 0 | 0 | 0 | 0 | 0 | 0 | 0 | 0 | 0 | 0 | 0 | 0 | 0 | 0
CDP10 | NSW | SNSW | Hydro | 0 | 0 | 0 | 0 | 0 | 0 | 0 | 0 | 0 | 0 | 0 | 0 | 0 | 0 | 0 | 0 | 0 | 0 | 0 | 0 | 0 | 0 | 0 | 0 | 0 | 0 | 0 | 0
CDP10 | NSW | SNSW | Snowy 2.0 | 0 | 0 | 0 | 0 | 2200 | 2200 | 2200 | 2200 | 2200 | 2200 | 2200 | 2200 | 2200 | 2200 | 2200 | 2200 | 2200 | 2200 | 2200 | 2200 | 2200 | 2200 | 2200 | 2200 | 2200 | 2200 | 2200 | 2200
CDP10 | NSW | SNSW | Deep storage | 0 | 0 | 0 | 0 | 0 | 0 | 0 | 0 | 0 | 0 | 0 | 0 | 0 | 0 | 0 | 0 | 0 | 0 | 0 | 0 | 0 | 0 | 0 | 0 | 0 | 0 | 0 | 0
CDP10 | NSW | SNSW | Medium storage | 0 | 50 | 50 | 250 | 250 | 335.0792 | 335.0792 | 335.0792 | 335.0792 | 335.0792 | 335.0792 | 335.0792 | 335.0792 | 335.0792 | 335.0792 | 335.0792 | 335.0792 | 335.0792 | 335.0792 | 335.0792 | 335.0792 | 335.0792 | 335.0792 | 335.0792 | 335.0792 | 335.0792 | 335.0792 | 335.0792
CDP10 | NSW | SNSW | Shallow storage | 10 | 19.9 | 19.9 | 19.9 | 19.9 | 20.89 | 20.89 | 21.88 | 21.88 | 21.88 | 22.87 | 22.87 | 22.87 | 23.86 | 23.86 | 23.86 | 23.86 | 23.86 | 23.86 | 24.85 | 24.85 | 25.84 | 25.84 | 25.84 | 25.84 | 25.84 | 25.84 | 25.84
CDP10 | NSW | SNSW | Coordinated CER storage | 1.2069 | 1.9069 | 2.7656 | 3.7048 | 4.823 | 6.104 | 7.6428 | 9.603 | 12.0552 | 15.0904 | 18.749 | 23.0893 | 28.0961 | 33.8541 | 40.3371 | 47.5032 | 55.3701 | 64.0005 | 73.4087 | 83.6216 | 94.7478 | 106.9435 | 120.0443 | 134.0558 | 148.7861 | 164.2479 | 172.2574 | 179.4936
CDP10 | NSW | SNSW | Other renewable fuels | 0 | 0 | 0 | 0 | 0 | 0 | 0 | 0 | 0 | 0 | 0 | 0 | 0 | 0 | 0 | 0 | 0 | 0 | 0 | 0 | 0 | 0 | 0 | 0 | 0 | 0 | 0 | 0
CDP10 | NSW | SNSW | DSP | 0 | 0 | 0 | 0 | 0 | 0 | 0 | 0 | 0 | 0 | 0 | 0 | 0 | 0 | 0 | 0 | 0 | 0 | 0 | 0 | 0 | 0 | 0 | 0 | 0 | 0 | 0 | 0
CDP10 | NSW | SNW | Mid-merit gas | 0 | 0 | 0 | 0 | 0 | 0 | 0 | 0 | 0 | 0 | 0 | 0 | 0 | 0 | 0 | 0 | 0 | 0 | 0 | 0 | 0 | 0 | 0 | 0 | 0 | 0 | 0 | 0
CDP10 | NSW | SNW | Flexible gas with CCS | 0 | 0 | 0 | 0 | 0 | 0 | 0 | 0 | 0 | 0 | 0 | 0 | 0 | 0 | 0 | 0 | 0 | 0 | 0 | 0 | 0 | 0 | 0 | 0 | 0 | 0 | 0 | 0
CDP10 | NSW | SNW | Flexible gas | 0 | 0 | 0 | 0 | 0 | 0 | 0 | 0 | 0 | 0 | 0 | 0 | 0 | 0 | 0 | 0 | 0 | 0 | 317.6158 | 953.0875 | 2014.1475 | 2014.1475 | 2014.1475 | 2014.1475 | 2014.1475 | 2014.1475 | 2014.1475 | 2014.1475
CDP10 | NSW | SNW | Hydro | 0 | 0 | 0 | 0 | 0 | 0 | 0 | 0 | 0 | 0 | 0 | 0 | 0 | 0 | 0 | 0 | 0 | 0 | 0 | 0 | 0 | 0 | 0 | 0 | 0 | 0 | 0 | 0
CDP10 | NSW | SNW | Snowy 2.0 | 0 | 0 | 0 | 0 | 0 | 0 | 0 | 0 | 0 | 0 | 0 | 0 | 0 | 0 | 0 | 0 | 0 | 0 | 0 | 0 | 0 | 0 | 0 | 0 | 0 | 0 | 0 | 0
CDP10 | NSW | SNW | Deep storage | 0 | 0 | 0 | 0 | 0 | 0 | 0 | 0 | 0 | 0 | 0 | 0 | 0 | 0 | 0 | 0 | 0 | 0 | 0 | 0 | 0 | 0 | 0 | 0 | 0 | 0 | 0 | 0
CDP10 | NSW | SNW | Medium storage | 0 | 889.1456 | 889.1456 | 889.1456 | 889.1456 | 1316.1399 | 1316.1399 | 1316.1399 | 1316.1399 | 1316.1399 | 1316.1399 | 1316.1399 | 1316.1399 | 1316.1399 | 1316.1399 | 1316.1399 | 1316.1399 | 1316.1399 | 1316.1399 | 1316.1399 | 1316.1399 | 1316.1399 | 1316.1399 | 1316.14 | 1316.14 | 1316.1403 | 1316.1403 | 1316.1403
CDP10 | NSW | SNW | Shallow storage | 0 | 632.712 | 632.7165 | 632.7187 | 668.3559 | 710.6919 | 1338.2439 | 1410.8199 | 1410.8199 | 1410.8199 | 1483.3959 | 1483.3959 | 1483.3959 | 1555.9719 | 1555.9719 | 1555.9719 | 1555.9719 | 1555.9719 | 1555.9719 | 1628.5479 | 1628.5479 | 1701.1239 | 1701.1239 | 1701.1239 | 1773.6999 | 1773.6999 | 1773.6999 | 1846.2759
CDP10 | NSW | SNW | Coordinated CER storage | 5.6995 | 8.9871 | 12.8326 | 16.9571 | 21.9697 | 27.6663 | 37.1937 | 49.6005 | 65.1327 | 84.2739 | 107.1493 | 134.0014 | 164.6224 | 199.4384 | 238.3244 | 281.0862 | 327.7038 | 378.3827 | 433.0554 | 491.83 | 555.0637 | 623.7244 | 696.5772 | 773.7214 | 854.3051 | 938.1119 | 977.5203 | 1012.8282
CDP10 | NSW | SNW | Other renewable fuels | 0 | 0 | 0 | 0 | 0 | 0 | 0 | 0 | 0 | 0 | 0 | 0 | 0 | 0 | 0 | 0 | 0 | 0 | 0 | 0 | 0 | 0 | 0 | 0 | 0 | 90 | 90 | 90
CDP10 | NSW | SNW | DSP | 6.2 | 12.66 | 21.31 | 162.35 | 348.57 | 513.64 | 583.98 | 654.28 | 724.54 | 733.3 | 742.8 | 750.47 | 760.19 | 768.7 | 779.55 | 788.11 | 799.57 | 801.47 | 805.15 | 811.59 | 809.52 | 812.34 | 814.56 | 812.98 | 816.87 | 821.19 | 829.44 | 848.51
CDP10 | QLD | NQ | Mid-merit gas | 0 | 0 | 0 | 0 | 0 | 0 | 0 | 0 | 0 | 0 | 0 | 0 | 0 | 0 | 0 | 0 | 0 | 0 | 0 | 0 | 0 | 0 | 0 | 0 | 0 | 0 | 0 | 0
CDP10 | QLD | NQ | Flexible gas with CCS | 0 | 0 | 0 | 0 | 0 | 0 | 0 | 0 | 0 | 0 | 0 | 0 | 0 | 0 | 0 | 0 | 0 | 0 | 0 | 0 | 0 | 0 | 0 | 0 | 0 | 0 | 0 | 0
CDP10 | QLD | NQ | Flexible gas | 0 | 0 | 0 | 0 | 0 | 0 | 0 | 0 | 0 | 0 | 0 | 0 | 0 | 0 | 0 | 0 | 0 | 0 | 0 | 0 | 0 | 0 | 0 | 0 | 0 | 0 | 0 | 0
CDP10 | QLD | NQ | Hydro | 0 | 0 | 0 | 0 | 0 | 0 | 0 | 0 | 0 | 0 | 0 | 0 | 0 | 0 | 0 | 0 | 0 | 0 | 0 | 0 | 0 | 0 | 0 | 0 | 0 | 0 | 0 | 0
CDP10 | QLD | NQ | Borumba | 0 | 0 | 0 | 0 | 0 | 0 | 0 | 0 | 0 | 0 | 0 | 0 | 0 | 0 | 0 | 0 | 0 | 0 | 0 | 0 | 0 | 0 | 0 | 0 | 0 | 0 | 0 | 0
CDP10 | QLD | NQ | Deep storage | 0 | 0 | 0 | 0 | 0 | 0 | 1.049e-05 | 1.23e-05 | 1.23e-05 | 3.988e-05 | 3.988e-05 | 3.988e-05 | 6.812e-05 | 6.812e-05 | 7.054e-05 | 7.154e-05 | 7.154e-05 | 7.492e-05 | 7.492e-05 | 7.492e-05 | 0.00016112 | 0.00017582 | 17.1511 | 20.2179 | 141.3227 | 180.4023 | 180.4023 | 180.4023
CDP10 | QLD | NQ | Medium storage | 0 | 0 | 0 | 1.944e-05 | 2.38e-05 | 3.607e-05 | 3.607e-05 | 3.607e-05 | 3.927e-05 | 4.419e-05 | 4.419e-05 | 4.419e-05 | 8.827e-05 | 0.00012134 | 0.00012984 | 0.00012984 | 0.00012984 | 0.00012984 | 0.00012984 | 0.00012984 | 0.00012984 | 0.0001556 | 0.00034926 | 0.00034926 | 0.00034926 | 0.00035235 | 0.00035235 | 0.00035235
CDP10 | QLD | NQ | Shallow storage | 0 | 0 | 300 | 300 | 300 | 300 | 300 | 300 | 300 | 300 | 300 | 300 | 300 | 300 | 300 | 300 | 300 | 300 | 300 | 300 | 300 | 300 | 300 | 300 | 300 | 300 | 300 | 300
CDP10 | QLD | NQ | Coordinated CER storage | 0.54674 | 0.92286 | 1.3551 | 1.8536 | 2.45 | 3.1702 | 4.191 | 5.5164 | 7.1545 | 9.1658 | 11.5718 | 14.4017 | 17.6021 | 21.2441 | 25.3028 | 29.7336 | 34.558 | 39.7965 | 45.4592 | 51.5796 | 58.257 | 65.4644 | 73.1388 | 81.3134 | 89.8287 | 98.6792 | 103.0372 | 107.0137
CDP10 | QLD | NQ | Other renewable fuels | 0 | 0 | 0 | 0 | 0 | 0 | 0 | 0 | 0 | 0 | 0 | 0 | 0 | 0 | 0 | 0 | 0 | 0 | 0 | 0 | 0 | 0 | 0 | 0 | 0 | 0 | 0 | 0
CDP10 | QLD | NQ | DSP | 0 | 0 | 0 | 0 | 0 | 0 | 0 | 0 | 0 | 0 | 0 | 0 | 0 | 0 | 0 | 0 | 0 | 0 | 0 | 0 | 0 | 0 | 0 | 0 | 0 | 0 | 0 | 0
CDP10 | QLD | GG | Mid-merit gas | 0 | 0 | 0 | 0 | 0 | 0 | 0 | 0 | 0 | 0 | 0 | 0 | 0 | 0 | 0 | 0 | 0 | 0 | 0 | 0 | 0 | 0 | 0 | 0 | 0 | 0 | 0 | 0
CDP10 | QLD | GG | Flexible gas with CCS | 0 | 0 | 0 | 0 | 0 | 0 | 0 | 0 | 0 | 0 | 0 | 0 | 0 | 0 | 0 | 0 | 0 | 0 | 0 | 0 | 0 | 0 | 0 | 0 | 0 | 0 | 0 | 0
CDP10 | QLD | GG | Flexible gas | 0 | 0 | 0 | 0 | 0 | 0 | 0 | 0 | 0 | 0 | 0 | 0 | 0 | 0 | 0 | 0 | 0 | 0 | 0 | 0 | 0 | 0 | 0 | 0 | 0 | 0 | 0 | 0
CDP10 | QLD | GG | Hydro | 0 | 0 | 0 | 0 | 0 | 0 | 0 | 0 | 0 | 0 | 0 | 0 | 0 | 0 | 0 | 0 | 0 | 0 | 0 | 0 | 0 | 0 | 0 | 0 | 0 | 0 | 0 | 0
CDP10 | QLD | GG | Borumba | 0 | 0 | 0 | 0 | 0 | 0 | 0 | 0 | 0 | 0 | 0 | 0 | 0 | 0 | 0 | 0 | 0 | 0 | 0 | 0 | 0 | 0 | 0 | 0 | 0 | 0 | 0 | 0
CDP10 | QLD | GG | Deep storage | 0 | 0 | 0 | 0 | 0 | 0 | 0 | 0 | 0 | 0 | 0 | 0 | 0 | 0 | 0 | 0 | 0 | 0 | 0 | 0 | 0 | 0 | 0 | 0 | 0 | 0 | 0 | 0
CDP10 | QLD | GG | Medium storage | 0 | 0 | 0 | 2.504e-05 | 2.504e-05 | 5.573e-05 | 5.573e-05 | 5.739e-05 | 5.739e-05 | 6.322e-05 | 6.322e-05 | 6.322e-05 | 0.00013198 | 0.00021519 | 0.0002241 | 0.0002241 | 0.0002241 | 0.00022524 | 0.00022524 | 0.00022524 | 0.00023254 | 0.0010301 | 48.4809 | 55.5285 | 55.5285 | 590.3868 | 590.3868 | 782.1322
CDP10 | QLD | GG | Shallow storage | 0 | 400 | 400 | 400 | 400 | 400 | 400 | 400 | 400 | 400 | 400 | 400 | 400 | 400 | 400 | 400 | 400 | 400 | 400 | 400 | 400 | 400 | 400 | 400 | 400 | 400 | 400 | 400
CDP10 | QLD | GG | Coordinated CER storage | 0.026819 | 0.047887 | 0.071533 | 0.10153 | 0.13366 | 0.17572 | 0.25891 | 0.37299 | 0.52211 | 0.70955 | 0.93712 | 1.2071 | 1.5192 | 1.8769 | 2.2784 | 2.7246 | 3.2136 | 3.7508 | 4.3361 | 4.969 | 5.6604 | 6.4065 | 7.2009 | 8.0431 | 8.9264 | 9.8483 | 10.2976 | 10.7049
CDP10 | QLD | GG | Other renewable fuels | 0 | 0 | 0 | 0 | 0 | 0 | 0 | 0 | 0 | 0 | 0 | 0 | 0 | 0 | 0 | 0 | 0 | 0 | 0 | 0 | 0 | 0 | 0 | 0 | 0 | 0 | 0 | 0
CDP10 | QLD | GG | DSP | 0 | 0 | 0 | 0 | 0 | 0 | 0 | 0 | 0 | 0 | 0 | 0 | 0 | 0 | 0 | 0 | 0 | 0 | 0 | 0 | 0 | 0 | 0 | 0 | 0 | 0 | 0 | 0
CDP10 | QLD | CQ | Mid-merit gas | 0 | 0 | 0 | 0 | 0 | 0 | 0 | 0 | 0 | 0 | 0 | 0 | 0 | 0 | 0 | 0 | 0 | 0 | 0 | 0 | 0 | 0 | 0 | 0 | 0 | 0 | 0 | 0
CDP10 | QLD | CQ | Flexible gas with CCS | 0 | 0 | 0 | 0 | 0 | 0 | 0 | 0 | 0 | 0 | 0 | 0 | 0 | 0 | 0 | 0 | 0 | 0 | 0 | 0 | 0 | 0 | 0 | 0 | 0 | 0 | 0 | 0
CDP10 | QLD | CQ | Flexible gas | 0 | 0 | 0 | 0 | 0 | 0 | 0 | 0 | 0 | 0 | 0 | 0 | 0 | 0 | 0 | 0 | 0 | 0 | 0 | 0 | 0 | 0 | 0 | 0 | 0 | 0 | 0 | 0
CDP10 | QLD | CQ | Hydro | 0 | 0 | 0 | 0 | 0 | 0 | 0 | 0 | 0 | 0 | 0 | 0 | 0 | 0 | 0 | 0 | 0 | 0 | 0 | 0 | 0 | 0 | 0 | 0 | 0 | 0 | 0 | 0
CDP10 | QLD | CQ | Borumba | 0 | 0 | 0 | 0 | 0 | 0 | 0 | 0 | 0 | 0 | 0 | 0 | 0 | 0 | 0 | 0 | 0 | 0 | 0 | 0 | 0 | 0 | 0 | 0 | 0 | 0 | 0 | 0
CDP10 | QLD | CQ | Deep storage | 0 | 0 | 0 | 0 | 0 | 0 | 1.064e-05 | 1.239e-05 | 1.239e-05 | 3.245e-05 | 3.245e-05 | 3.245e-05 | 4.399e-05 | 6.127e-05 | 6.395e-05 | 6.395e-05 | 6.395e-05 | 6.395e-05 | 6.395e-05 | 6.672e-05 | 0.00017759 | 0.00018285 | 0.0001927 | 0.0001927 | 46.2681 | 342.8398 | 342.8398 | 400
CDP10 | QLD | CQ | Medium storage | 0 | 0 | 0 | 2.757e-05 | 3.391e-05 | 5.677e-05 | 6.866e-05 | 7.212e-05 | 7.908e-05 | 0.00011833 | 0.00011833 | 0.00011833 | 0.00019381 | 0.00028623 | 0.00029901 | 0.00029901 | 0.00029901 | 0.00030013 | 0.00030013 | 0.00030013 | 0.00031626 | 0.0011242 | 49.7533 | 134.9033 | 134.9039 | 567.6868 | 567.6868 | 865.3249
CDP10 | QLD | CQ | Shallow storage | 0 | 0 | 0 | 150 | 150 | 150 | 150 | 150 | 150 | 150 | 150 | 150 | 150 | 150 | 150 | 150 | 150 | 150 | 150 | 150 | 150 | 150 | 150 | 150 | 150 | 150 | 150 | 150
CDP10 | QLD | CQ | Coordinated CER storage | 0.49915 | 0.855 | 1.2505 | 1.7306 | 2.2741 | 2.9451 | 4.0203 | 5.4257 | 7.2073 | 9.4204 | 12.0769 | 15.2024 | 18.7874 | 22.8688 | 27.4354 | 32.4602 | 37.9331 | 43.9154 | 50.3996 | 57.404 | 65.0752 | 73.3346 | 82.131 | 91.474 | 101.254 | 111.4193 | 116.4019 | 120.9195
CDP10 | QLD | CQ | Other renewable fuels | 0 | 0 | 0 | 0 | 0 | 0 | 0 | 0 | 0 | 0 | 0 | 0 | 0 | 0 | 0 | 0 | 0 | 0 | 0 | 0 | 0 | 0 | 0 | 0 | 0 | 0 | 0 | 0
CDP10 | QLD | CQ | DSP | 0 | 0 | 0 | 0 | 0 | 0 | 0 | 0 | 0 | 0 | 0 | 0 | 0 | 0 | 0 | 0 | 0 | 0 | 0 | 0 | 0 | 0 | 0 | 0 | 0 | 0 | 0 | 0
CDP10 | QLD | SQ | Mid-merit gas | 0 | 0 | 0 | 0 | 0 | 0 | 0 | 0 | 0 | 0 | 0 | 0 | 0 | 0 | 0 | 0 | 0 | 0 | 0 | 0 | 0 | 0 | 0 | 0 | 0 | 0 | 0 | 0
CDP10 | QLD | SQ | Flexible gas with CCS | 0 | 0 | 0 | 0 | 0 | 0 | 0 | 0 | 0 | 0 | 0 | 0 | 0 | 0 | 0 | 0 | 0 | 0 | 0 | 0 | 0 | 0 | 0 | 0 | 0 | 0 | 0 | 0
CDP10 | QLD | SQ | Flexible gas | 0 | 0 | 200 | 200 | 200 | 200 | 200 | 200 | 200 | 372.4883 | 372.4883 | 372.4883 | 584.0539 | 802.6542 | 1012.28 | 1431.8719 | 1602.5871 | 2295.3226 | 2902.3461 | 2902.3461 | 2902.3461 | 2902.3461 | 3299.3229 | 3299.3229 | 3299.3229 | 3299.3229 | 3299.3229 | 3491.0643
CDP10 | QLD | SQ | Hydro | 0 | 0 | 0 | 0 | 0 | 0 | 0 | 0 | 0 | 0 | 0 | 0 | 0 | 0 | 0 | 0 | 0 | 0 | 0 | 0 | 0 | 0 | 0 | 0 | 0 | 0 | 0 | 0
CDP10 | QLD | SQ | Borumba | 0 | 0 | 0 | 0 | 0 | 0 | 0 | 1998 | 1998 | 1998 | 1998 | 1998 | 1998 | 1998 | 1998 | 1998 | 1998 | 1998 | 1998 | 1998 | 1998 | 1998 | 1998 | 1998 | 1998 | 1998 | 1998 | 1998
CDP10 | QLD | SQ | Deep storage | 0 | 0 | 0 | 0 | 0 | 0 | 0 | 0 | 0 | 0 | 0 | 0 | 0 | 0 | 0 | 0 | 0 | 0 | 0 | 0 | 0 | 0 | 0 | 0 | 0 | 0 | 0 | 0
CDP10 | QLD | SQ | Medium storage | 0 | 0 | 0 | 2.001e-05 | 2.602e-05 | 4.71e-05 | 4.71e-05 | 5.016e-05 | 6.276e-05 | 6.855e-05 | 6.855e-05 | 6.855e-05 | 0.0001011 | 0.00018023 | 0.00018538 | 0.00018538 | 0.00018538 | 0.00018538 | 0.00018538 | 0.00018538 | 0.00020478 | 37.4816 | 602.4118 | 602.4118 | 602.4118 | 841.2465 | 841.2465 | 841.2465
CDP10 | QLD | SQ | Shallow storage | 714.16 | 1020.16 | 1020.16 | 1020.16 | 1020.16 | 1020.16 | 1020.16 | 1020.16 | 1020.16 | 1020.16 | 1020.16 | 1020.16 | 1020.16 | 1020.16 | 1020.16 | 1020.16 | 1020.16 | 1020.16 | 1020.16 | 1020.16 | 1020.16 | 1020.16 | 1020.16 | 1020.16 | 1020.16 | 1020.16 | 1020.16 | 1020.16
CDP10 | QLD | SQ | Coordinated CER storage | 2.6949 | 4.6149 | 6.8273 | 9.399 | 12.4206 | 16.2636 | 22.9345 | 31.7049 | 42.7505 | 56.464 | 72.9637 | 92.4549 | 114.7868 | 140.326 | 168.9326 | 200.4226 | 234.721 | 272.1627 | 312.8429 | 356.7965 | 404.3261 | 456.2111 | 511.5074 | 570.2605 | 631.7811 | 695.9349 | 727.3631 | 755.8908
CDP10 | QLD | SQ | Other renewable fuels | 0 | 0 | 0 | 0 | 0 | 0 | 0 | 0 | 0 | 0 | 0 | 0 | 0 | 0 | 0 | 0 | 0 | 0 | 0 | 0 | 0 | 0 | 0 | 0 | 0 | 0 | 90 | 90
CDP10 | QLD | SQ | DSP | 3.25 | 5.13 | 9.91 | 13.47 | 17.87 | 1.79 | 7.34 | 11.4 | 15.32 | 20.33 | 25.8 | 31.69 | 38.24 | 42.35 | 46.79 | 53.33 | 57.04 | 59.69 | 63.14 | 66.16 | 68.23 | 70.89 | 74.75 | 77.21 | 85.81 | 92.63 | 99.97 | 101.49
CDP10 | VIC | VIC | Mid-merit gas | 0 | 0 | 0 | 0 | 0 | 0 | 0 | 0 | 0 | 0 | 0 | 0 | 0 | 0 | 0 | 0 | 0 | 0 | 0 | 0 | 0 | 0 | 0 | 0 | 0 | 0 | 0 | 0
CDP10 | VIC | VIC | Flexible gas with CCS | 0 | 0 | 0 | 0 | 0 | 0 | 0 | 0 | 0 | 0 | 0 | 0 | 0 | 0 | 0 | 0 | 0 | 0 | 0 | 0 | 0 | 0 | 0 | 0 | 0 | 0 | 0 | 0
CDP10 | VIC | VIC | Flexible gas | 0 | 0 | 0 | 0 | 0 | 0 | 0 | 0 | 0 | 0 | 0 | 0 | 0 | 0 | 0 | 0 | 0 | 0 | 46.2819 | 114.5595 | 114.5595 | 114.5595 | 114.5595 | 761.1811 | 761.1811 | 761.1811 | 761.1811 | 1630.4999
CDP10 | VIC | VIC | Hydro | 0 | 0 | 0 | 0 | 0 | 0 | 0 | 0 | 0 | 0 | 0 | 0 | 0 | 0 | 0 | 0 | 0 | 0 | 0 | 0 | 0 | 0 | 0 | 0 | 0 | 0 | 0 | 0
CDP10 | VIC | VIC | Deep storage | 0 | 0 | 0 | 0 | 0 | 0 | 9.74e-06 | 1.706e-05 | 3.138e-05 | 7.753e-05 | 7.753e-05 | 7.753e-05 | 7.753e-05 | 7.753e-05 | 7.753e-05 | 7.753e-05 | 7.882e-05 | 7.882e-05 | 8.038e-05 | 8.231e-05 | 485.9685 | 485.9685 | 485.9685 | 485.9685 | 485.9685 | 498.3739 | 498.3739 | 552.0081
CDP10 | VIC | VIC | Medium storage | 0 | 0 | 350 | 350 | 350 | 350 | 350 | 350 | 350.0001 | 350.0001 | 350.0001 | 350.0001 | 350.0001 | 350.0001 | 350.0001 | 350.0001 | 350.0001 | 350.0001 | 350.0001 | 350.0001 | 350.0001 | 350.0001 | 350.0001 | 350.0005 | 350.0005 | 350.0005 | 350.0005 | 350.0005
CDP10 | VIC | VIC | Shallow storage | 180 | 1691.51 | 1756.3104 | 2211.3832 | 2211.3832 | 2421.4 | 2428.7 | 2940.3999 | 3451.3399 | 4013.0398 | 5621.9198 | 5621.9198 | 5628.5198 | 5628.5198 | 5628.5198 | 5628.5198 | 5628.5198 | 5628.5198 | 5628.5198 | 5628.5198 | 5635.1198 | 5635.1198 | 5635.1198 | 5635.1198 | 5635.1198 | 5635.1198 | 5635.1198 | 5635.1198
CDP10 | VIC | VIC | Coordinated CER storage | 8.9163 | 14.4987 | 20.4798 | 27.3899 | 35.853 | 45.8051 | 59.1688 | 76.2585 | 97.3343 | 123.084 | 153.6475 | 189.3602 | 229.872 | 275.8842 | 327.0848 | 383.0564 | 443.7316 | 509.6502 | 580.9109 | 657.633 | 740.6541 | 830.7914 | 926.6572 | 1028.3543 | 1134.4025 | 1244.5508 | 1298.531 | 1347.4871
CDP10 | VIC | VIC | Other renewable fuels | 0 | 0 | 0 | 0 | 0 | 0 | 0 | 0 | 0 | 0 | 0 | 0 | 0 | 0 | 0 | 0 | 0 | 0 | 0 | 0 | 0 | 0 | 0 | 0 | 0 | 0 | 90 | 90
CDP10 | VIC | VIC | DSP | 2.06 | 5.47 | -2.91 | 1.75 | 7.82 | 14.87 | 19.28 | 25.16 | 29.26 | 33.97 | 36.82 | 39.34 | 41.6 | 44.07 | 46.76 | 49.93 | 53.23 | 55.16 | 57.69 | 59.14 | 59.83 | 61.47 | 61.87 | 60.96 | 59.14 | 58.56 | 59.5 | 61.38
CDP10 | SA | CSA | Mid-merit gas | 0 | 0 | 0 | 0 | 0 | 0 | 0 | 0 | 0 | 0 | 0 | 0 | 0 | 0 | 0 | 0 | 0 | 0 | 0 | 0 | 0 | 0 | 0 | 0 | 0 | 0 | 0 | 0
CDP10 | SA | CSA | Flexible gas with CCS | 0 | 0 | 0 | 0 | 0 | 0 | 0 | 0 | 0 | 0 | 0 | 0 | 0 | 0 | 0 | 0 | 0 | 0 | 0 | 0 | 0 | 0 | 0 | 0 | 0 | 0 | 0 | 0
CDP10 | SA | CSA | Flexible gas | 0 | 200 | 200 | 200 | 200 | 200 | 200 | 200 | 200 | 403.6792 | 465 | 465 | 465 | 465 | 465 | 465 | 465 | 465 | 555.1388 | 912.4494 | 912.4494 | 912.4494 | 912.4494 | 912.4494 | 912.4494 | 912.4494 | 912.4494 | 912.4494
CDP10 | SA | CSA | Hydro | 0 | 0 | 0 | 0 | 0 | 0 | 0 | 0 | 0 | 0 | 0 | 0 | 0 | 0 | 0 | 0 | 0 | 0 | 0 | 0 | 0 | 0 | 0 | 0 | 0 | 0 | 0 | 0
CDP10 | SA | CSA | Deep storage | 0 | 0 | 0 | 0 | 0 | 0 | 5.35e-06 | 5.35e-06 | 5.35e-06 | 5.35e-06 | 5.35e-06 | 5.35e-06 | 5.35e-06 | 9.49e-06 | 1.058e-05 | 1.058e-05 | 1.058e-05 | 1.058e-05 | 1.058e-05 | 1.633e-05 | 1.633e-05 | 1.633e-05 | 1.633e-05 | 1.633e-05 | 1.633e-05 | 1.874e-05 | 1.874e-05 | 2.035e-05
CDP10 | SA | CSA | Medium storage | 0 | 0 | 0 | 2.25e-05 | 2.874e-05 | 3.84e-05 | 3.84e-05 | 3.951e-05 | 4.71e-05 | 4.819e-05 | 4.819e-05 | 4.819e-05 | 4.819e-05 | 6.475e-05 | 6.951e-05 | 6.951e-05 | 6.951e-05 | 6.951e-05 | 6.951e-05 | 7.15e-05 | 8.265e-05 | 8.698e-05 | 8.843e-05 | 1083.8525 | 1083.8525 | 1529.3016 | 1529.3016 | 1529.3016
CDP10 | SA | CSA | Shallow storage | 200 | 494.98 | 1113.4392 | 2345.591 | 2351.611 | 2351.611 | 2351.611 | 2351.611 | 2351.611 | 2351.611 | 2351.611 | 2351.611 | 2351.611 | 2351.611 | 2351.611 | 2351.611 | 2351.611 | 2351.611 | 2357.631 | 2357.631 | 2357.631 | 2357.631 | 2357.631 | 2357.631 | 2357.631 | 2357.631 | 2357.631 | 2357.631
CDP10 | SA | CSA | Coordinated CER storage | 16.7205 | 23.834 | 30.7542 | 38.4284 | 46.3958 | 56.1694 | 65.5626 | 76.1609 | 87.8108 | 100.9146 | 115.316 | 131.1314 | 147.8365 | 166.0114 | 185.1899 | 204.9252 | 225.1394 | 246.2665 | 268.3666 | 291.4341 | 316.4262 | 343.1106 | 371.0707 | 400.3204 | 429.9417 | 459.8761 | 474.9413 | 488.2607
CDP10 | SA | CSA | Other renewable fuels | 0 | 0 | 0 | 0 | 0 | 0 | 0 | 0 | 0 | 0 | 0 | 0 | 0 | 0 | 0 | 0 | 0 | 0 | 0 | 0 | 0 | 0 | 0 | 0 | 0 | 0 | 0 | 0
CDP10 | SA | CSA | DSP | 0.71 | 1.71 | 2.99 | 4.28 | 4.85 | 5.57 | 6.09 | 6.75 | 7.31 | 8.12 | 8.79 | 9.5 | 10.12 | 10.65 | 11.15 | 11.67 | 12.28 | 12.76 | 13.22 | 13.5 | 13.63 | 13.47 | 13.24 | 12.87 | 12.46 | 12.52 | 12.77 | 13.08
CDP10 | SA | SESA | Mid-merit gas | 0 | 0 | 0 | 0 | 0 | 0 | 0 | 0 | 0 | 0 | 0 | 0 | 0 | 0 | 0 | 0 | 0 | 0 | 0 | 0 | 0 | 0 | 0 | 0 | 0 | 0 | 0 | 0
CDP10 | SA | SESA | Flexible gas with CCS | 0 | 0 | 0 | 0 | 0 | 0 | 0 | 0 | 0 | 0 | 0 | 0 | 0 | 0 | 0 | 0 | 0 | 0 | 0 | 0 | 0 | 0 | 0 | 0 | 0 | 0 | 0 | 0
CDP10 | SA | SESA | Flexible gas | 0 | 0 | 0 | 0 | 0 | 0 | 0 | 0 | 0 | 0 | 0 | 0 | 0 | 0 | 0 | 0 | 0 | 0 | 0 | 0 | 0 | 0 | 0 | 0 | 0 | 0 | 0 | 0
CDP10 | SA | SESA | Hydro | 0 | 0 | 0 | 0 | 0 | 0 | 0 | 0 | 0 | 0 | 0 | 0 | 0 | 0 | 0 | 0 | 0 | 0 | 0 | 0 | 0 | 0 | 0 | 0 | 0 | 0 | 0 | 0
CDP10 | SA | SESA | Deep storage | 0 | 0 | 0 | 0 | 0 | 0 | 0 | 0 | 0 | 0 | 0 | 0 | 0 | 0 | 0 | 0 | 0 | 0 | 0 | 0 | 0 | 0 | 0 | 0 | 0 | 0 | 0 | 0
CDP10 | SA | SESA | Medium storage | 0 | 0 | 0 | 2.185e-05 | 2.806e-05 | 3.673e-05 | 3.673e-05 | 3.673e-05 | 4.058e-05 | 4.348e-05 | 4.348e-05 | 4.348e-05 | 4.475e-05 | 5.996e-05 | 6.505e-05 | 6.505e-05 | 6.505e-05 | 6.505e-05 | 6.505e-05 | 6.505e-05 | 6.956e-05 | 7.554e-05 | 7.554e-05 | 58.2052 | 58.2052 | 58.2052 | 58.2052 | 58.2052
CDP10 | SA | SESA | Shallow storage | 0 | 0 | 0 | 0 | 0 | 0 | 0 | 0 | 0 | 0 | 0 | 0 | 0 | 0 | 0 | 0 | 0 | 0 | 0 | 0 | 0 | 0 | 0 | 0 | 0 | 0 | 0 | 0
CDP10 | SA | SESA | Coordinated CER storage | 0.61122 | 0.88308 | 1.1524 | 1.4493 | 1.7585 | 2.151 | 2.5347 | 2.9572 | 3.4253 | 3.9705 | 4.6092 | 5.2767 | 6.0254 | 6.8004 | 7.6143 | 8.4664 | 9.35 | 10.2723 | 11.2305 | 12.2735 | 13.437 | 14.6473 | 15.9009 | 17.214 | 18.5458 | 19.8997 | 20.5756 | 21.2128
CDP10 | SA | SESA | Other renewable fuels | 0 | 0 | 0 | 0 | 0 | 0 | 0 | 0 | 0 | 0 | 0 | 0 | 0 | 0 | 0 | 0 | 0 | 0 | 0 | 0 | 0 | 0 | 0 | 0 | 0 | 0 | 0 | 0
CDP10 | SA | SESA | DSP | 0 | 0 | 0 | 0 | 0 | 0 | 0 | 0 | 0 | 0 | 0 | 0 | 0 | 0 | 0 | 0 | 0 | 0 | 0 | 0 | 0 | 0 | 0 | 0 | 0 | 0 | 0 | 0
CDP10 | TAS | TAS | Mid-merit gas | 0 | 0 | 0 | 0 | 0 | 0 | 0 | 0 | 0 | 0 | 0 | 0 | 0 | 0 | 0 | 0 | 0 | 0 | 0 | 0 | 0 | 0 | 0 | 0 | 0 | 0 | 0 | 0
CDP10 | TAS | TAS | Flexible gas with CCS | 0 | 0 | 0 | 0 | 0 | 0 | 0 | 0 | 0 | 0 | 0 | 0 | 0 | 0 | 0 | 0 | 0 | 0 | 0 | 0 | 0 | 0 | 0 | 0 | 0 | 0 | 0 | 0
CDP10 | TAS | TAS | Flexible gas | 0 | 0 | 0 | 0 | 0 | 0 | 0 | 0 | 0 | 0 | 0 | 0 | 0 | 0 | 0 | 0 | 0 | 0 | 0 | 0 | 0 | 0 | 0 | 0 | 0 | 0 | 0 | 0
CDP10 | TAS | TAS | Hydro | 0 | 0 | 0 | 0 | 0 | 0 | 390 | 390 | 390 | 390 | 390 | 390 | 390 | 390 | 390 | 390 | 390 | 390 | 390 | 390 | 390 | 390 | 390 | 390 | 390 | 390 | 390 | 390
CDP10 | TAS | TAS | Deep storage | 0 | 0 | 0 | 0 | 0 | 0 | 2.779e-05 | 3.244e-05 | 4.647e-05 | 4.647e-05 | 4.647e-05 | 4.647e-05 | 4.647e-05 | 6.199e-05 | 7.077e-05 | 9.791e-05 | 0.00045009 | 0.00045864 | 176.5928 | 475.3406 | 907.0824 | 907.0824 | 907.0824 | 907.0824 | 907.0824 | 907.0824 | 907.0824 | 907.0824
CDP10 | TAS | TAS | Medium storage | 0 | 0 | 0 | 1.868e-05 | 2.117e-05 | 2.357e-05 | 2.357e-05 | 2.49e-05 | 2.67e-05 | 2.67e-05 | 2.67e-05 | 2.67e-05 | 3.766e-05 | 3.957e-05 | 4.081e-05 | 4.223e-05 | 4.393e-05 | 4.393e-05 | 4.393e-05 | 4.559e-05 | 7.98e-05 | 8.238e-05 | 8.576e-05 | 8.576e-05 | 8.576e-05 | 8.576e-05 | 8.576e-05 | 8.576e-05
CDP10 | TAS | TAS | Shallow storage | 0 | 0 | 0 | 0 | 0 | 0 | 0 | 0 | 0 | 0 | 0 | 0 | 0 | 0 | 0 | 0 | 0 | 0 | 0 | 0 | 0 | 0 | 0 | 0 | 0 | 0 | 0 | 0
CDP10 | TAS | TAS | Coordinated CER storage | 0.49202 | 0.81972 | 1.1904 | 1.6174 | 2.1106 | 2.7326 | 3.2327 | 3.8671 | 4.6719 | 5.7102 | 7.0106 | 8.6052 | 10.485 | 12.7058 | 15.2558 | 18.1129 | 21.2812 | 24.7979 | 28.677 | 32.9257 | 37.5563 | 42.7068 | 48.2882 | 54.3035 | 60.6636 | 67.3654 | 71.0896 | 74.411
CDP10 | TAS | TAS | Other renewable fuels | 0 | 0 | 0 | 0 | 0 | 0 | 0 | 0 | 0 | 0 | 0 | 0 | 0 | 0 | 0 | 0 | 0 | 0 | 0 | 0 | 0 | 0 | 0 | 0 | 0 | 0 | 0 | 0
CDP10 | TAS | TAS | DSP | 0.05 | -0.71 | -1.41 | -1.38 | -1.29 | -1.16 | -1.04 | -0.94 | -0.9 | -0.89 | -0.86 | -0.89 | -0.87 | -0.86 | -0.84 | -0.83 | -0.79 | -0.77 | -0.75 | -0.74 | -0.76 | -0.76 | -0.77 | -0.76 | -0.75 | -0.81 | -0.92 | -0.99
CDP11 | NSW | NNSW | Mid-merit gas | 0 | 0 | 0 | 0 | 0 | 0 | 0 | 0 | 0 | 0 | 0 | 0 | 0 | 0 | 0 | 0 | 0 | 0 | 0 | 0 | 0 | 0 | 0 | 0 | 0 | 0 | 0 | 0
CDP11 | NSW | NNSW | Flexible gas with CCS | 0 | 0 | 0 | 0 | 0 | 0 | 0 | 0 | 0 | 0 | 0 | 0 | 0 | 0 | 0 | 0 | 0 | 0 | 0 | 0 | 0 | 0 | 0 | 0 | 0 | 0 | 0 | 0
CDP11 | NSW | NNSW | Flexible gas | 0 | 0 | 0 | 0 | 0 | 0 | 0 | 0 | 0 | 0 | 0 | 0 | 0 | 0 | 0 | 0 | 0 | 0 | 0 | 0 | 0 | 0 | 0 | 0 | 0 | 0 | 0 | 0
CDP11 | NSW | NNSW | Hydro | 0 | 0 | 0 | 0 | 0 | 0 | 0 | 0 | 0 | 0 | 0 | 0 | 0 | 0 | 0 | 0 | 0 | 0 | 0 | 0 | 0 | 0 | 0 | 0 | 0 | 0 | 0 | 0
CDP11 | NSW | NNSW | Snowy 2.0 | 0 | 0 | 0 | 0 | 0 | 0 | 0 | 0 | 0 | 0 | 0 | 0 | 0 | 0 | 0 | 0 | 0 | 0 | 0 | 0 | 0 | 0 | 0 | 0 | 0 | 0 | 0 | 0
CDP11 | NSW | NNSW | Deep storage | 0 | 0 | 0 | 0 | 0 | 0 | 1.69e-05 | 1.69e-05 | 1.69e-05 | 1.877e-05 | 2.237e-05 | 2.57e-05 | 3.015e-05 | 3.397e-05 | 3.631e-05 | 3.631e-05 | 3.631e-05 | 4.195e-05 | 4.195e-05 | 4.906e-05 | 1000 | 1000 | 1000 | 1000 | 1000 | 1000 | 1000 | 1000
CDP11 | NSW | NNSW | Medium storage | 0 | 0 | 275 | 275.0001 | 382.705 | 1097.9366 | 1097.9366 | 1097.9366 | 1097.9366 | 1097.9366 | 1097.9366 | 1097.9366 | 1097.9366 | 1097.9366 | 1097.9366 | 1097.9366 | 1097.9366 | 1097.9366 | 1097.9366 | 1097.9367 | 1097.9368 | 1097.9368 | 1097.9368 | 1681.5895 | 1681.5895 | 2016.9302 | 2016.9302 | 2372.937
CDP11 | NSW | NNSW | Shallow storage | 0 | 30 | 230 | 430 | 430 | 430 | 430 | 430 | 430 | 430 | 430 | 430 | 430 | 430 | 430 | 430 | 430 | 430 | 430 | 430 | 430 | 430 | 430 | 430 | 430 | 430 | 430 | 430
CDP11 | NSW | NNSW | Coordinated CER storage | 1.4111 | 2.2004 | 3.1378 | 4.0696 | 5.2015 | 6.5092 | 8.3028 | 10.6013 | 13.4299 | 16.8869 | 20.9596 | 25.6995 | 31.0392 | 37.0757 | 43.7606 | 51.0565 | 58.967 | 67.5443 | 76.7721 | 86.6761 | 97.4085 | 108.9366 | 121.1526 | 134.0682 | 147.4952 | 161.4022 | 167.974 | 173.8539
CDP11 | NSW | NNSW | Other renewable fuels | 0 | 0 | 0 | 0 | 0 | 0 | 0 | 0 | 0 | 0 | 0 | 0 | 0 | 0 | 0 | 0 | 0 | 0 | 0 | 0 | 0 | 0 | 0 | 0 | 0 | 0 | 90 | 90
CDP11 | NSW | NNSW | DSP | 0 | 0 | 0 | 0 | 0 | 0 | 0 | 0 | 0 | 0 | 0 | 0 | 0 | 0 | 0 | 0 | 0 | 0 | 0 | 0 | 0 | 0 | 0 | 0 | 0 | 0 | 0 | 0
CDP11 | NSW | CNSW | Mid-merit gas | 0 | 0 | 0 | 0 | 0 | 0 | 0 | 0 | 0 | 0 | 0 | 0 | 0 | 0 | 0 | 0 | 0 | 0 | 0 | 0 | 0 | 0 | 0 | 0 | 0 | 0 | 0 | 0
CDP11 | NSW | CNSW | Flexible gas with CCS | 0 | 0 | 0 | 0 | 0 | 0 | 0 | 0 | 0 | 0 | 0 | 0 | 0 | 0 | 0 | 0 | 0 | 0 | 0 | 0 | 0 | 0 | 0 | 0 | 0 | 0 | 0 | 0
CDP11 | NSW | CNSW | Flexible gas | 0 | 0 | 0 | 0 | 0 | 0 | 0 | 0 | 0 | 0 | 0 | 0 | 0 | 0 | 0 | 0 | 0 | 0 | 0 | 0 | 0 | 0 | 0 | 0 | 0 | 0 | 0 | 0
CDP11 | NSW | CNSW | Hydro | 0 | 0 | 0 | 0 | 0 | 0 | 0 | 0 | 0 | 0 | 0 | 0 | 0 | 0 | 0 | 0 | 0 | 0 | 0 | 0 | 0 | 0 | 0 | 0 | 0 | 0 | 0 | 0
CDP11 | NSW | CNSW | Snowy 2.0 | 0 | 0 | 0 | 0 | 0 | 0 | 0 | 0 | 0 | 0 | 0 | 0 | 0 | 0 | 0 | 0 | 0 | 0 | 0 | 0 | 0 | 0 | 0 | 0 | 0 | 0 | 0 | 0
CDP11 | NSW | CNSW | Deep storage | 0 | 0 | 0 | 0 | 0 | 0 | 0 | 0 | 0 | 0 | 0 | 0 | 0 | 0 | 0 | 0 | 0 | 0 | 0 | 0 | 0 | 0 | 0 | 0 | 0 | 0 | 0 | 0
CDP11 | NSW | CNSW | Medium storage | 0 | 549 | 549 | 917.46 | 917.46 | 961.6529 | 961.6529 | 1001.6729 | 1001.6729 | 1001.6729 | 1041.6929 | 1041.6929 | 1041.6929 | 1081.7129 | 1081.7129 | 1081.7129 | 1081.7129 | 1081.7129 | 1081.7129 | 1121.7329 | 1121.7329 | 1161.7529 | 1161.7529 | 1161.7529 | 1201.7729 | 1201.7729 | 1201.7729 | 1241.7929
CDP11 | NSW | CNSW | Shallow storage | 0 | 20 | 29.523 | 344.5467 | 1729.828 | 1729.828 | 1729.828 | 1729.828 | 1729.828 | 1729.828 | 1729.828 | 1729.828 | 1729.828 | 1729.828 | 1729.828 | 1729.828 | 1729.828 | 1729.828 | 1729.828 | 1729.828 | 1729.828 | 1729.828 | 1729.828 | 1729.828 | 1729.828 | 1729.828 | 1729.828 | 1729.828
CDP11 | NSW | CNSW | Coordinated CER storage | 0.59798 | 0.93451 | 1.3494 | 1.776 | 2.2689 | 2.848 | 3.8284 | 5.1416 | 6.7929 | 8.8348 | 11.2982 | 14.1756 | 17.471 | 21.2071 | 25.3812 | 29.9855 | 35.0184 | 40.4848 | 46.3919 | 52.7376 | 59.6211 | 67.0433 | 74.9132 | 83.2358 | 91.9357 | 100.9613 | 105.2226 | 109.0428
CDP11 | NSW | CNSW | Other renewable fuels | 0 | 0 | 0 | 0 | 0 | 0 | 0 | 0 | 0 | 0 | 0 | 0 | 0 | 0 | 0 | 0 | 0 | 0 | 0 | 0 | 0 | 0 | 0 | 0 | 0 | 30 | 90 | 90
CDP11 | NSW | CNSW | DSP | 0 | 0 | 0 | 0 | 0 | 0 | 0 | 0 | 0 | 0 | 0 | 0 | 0 | 0 | 0 | 0 | 0 | 0 | 0 | 0 | 0 | 0 | 0 | 0 | 0 | 0 | 0 | 0
CDP11 | NSW | SNSW | Mid-merit gas | 0 | 0 | 0 | 0 | 0 | 0 | 0 | 0 | 0 | 0 | 0 | 0 | 0 | 0 | 0 | 0 | 0 | 0 | 0 | 0 | 0 | 0 | 0 | 0 | 0 | 0 | 0 | 0
CDP11 | NSW | SNSW | Flexible gas with CCS | 0 | 0 | 0 | 0 | 0 | 0 | 0 | 0 | 0 | 0 | 0 | 0 | 0 | 0 | 0 | 0 | 0 | 0 | 0 | 0 | 0 | 0 | 0 | 0 | 0 | 0 | 0 | 0
CDP11 | NSW | SNSW | Flexible gas | 0 | 0 | 0 | 0 | 0 | 0 | 0 | 0 | 0 | 0 | 0 | 0 | 0 | 0 | 0 | 0 | 0 | 0 | 0 | 0 | 0 | 0 | 0 | 0 | 0 | 0 | 0 | 0
CDP11 | NSW | SNSW | Hydro | 0 | 0 | 0 | 0 | 0 | 0 | 0 | 0 | 0 | 0 | 0 | 0 | 0 | 0 | 0 | 0 | 0 | 0 | 0 | 0 | 0 | 0 | 0 | 0 | 0 | 0 | 0 | 0
CDP11 | NSW | SNSW | Snowy 2.0 | 0 | 0 | 0 | 0 | 2200 | 2200 | 2200 | 2200 | 2200 | 2200 | 2200 | 2200 | 2200 | 2200 | 2200 | 2200 | 2200 | 2200 | 2200 | 2200 | 2200 | 2200 | 2200 | 2200 | 2200 | 2200 | 2200 | 2200
CDP11 | NSW | SNSW | Deep storage | 0 | 0 | 0 | 0 | 0 | 0 | 0 | 0 | 0 | 0 | 0 | 0 | 0 | 0 | 0 | 0 | 0 | 0 | 0 | 0 | 0 | 0 | 0 | 0 | 0 | 0 | 0 | 0
CDP11 | NSW | SNSW | Medium storage | 0 | 50 | 50 | 250 | 250 | 340.6759 | 340.6759 | 340.6759 | 340.6759 | 340.6759 | 340.6759 | 340.6759 | 340.6759 | 340.6759 | 340.6759 | 340.6759 | 340.6759 | 340.6759 | 340.6759 | 340.6759 | 340.6759 | 340.6759 | 340.6759 | 340.6759 | 340.6759 | 340.6759 | 340.6759 | 340.6759
CDP11 | NSW | SNSW | Shallow storage | 10 | 19.9 | 19.9 | 19.9 | 19.9 | 20.89 | 20.89 | 21.88 | 21.88 | 21.88 | 22.87 | 22.87 | 22.87 | 23.86 | 23.86 | 23.86 | 23.86 | 23.86 | 23.86 | 24.85 | 24.85 | 25.84 | 25.84 | 25.84 | 25.84 | 25.84 | 25.84 | 25.84
CDP11 | NSW | SNSW | Coordinated CER storage | 1.2069 | 1.9069 | 2.7656 | 3.7048 | 4.823 | 6.104 | 7.6428 | 9.603 | 12.0552 | 15.0904 | 18.749 | 23.0893 | 28.0961 | 33.8541 | 40.3371 | 47.5032 | 55.3701 | 64.0005 | 73.4087 | 83.6216 | 94.7478 | 106.9435 | 120.0443 | 134.0558 | 148.7861 | 164.2479 | 172.2574 | 179.4936
CDP11 | NSW | SNSW | Other renewable fuels | 0 | 0 | 0 | 0 | 0 | 0 | 0 | 0 | 0 | 0 | 0 | 0 | 0 | 0 | 0 | 0 | 0 | 0 | 0 | 0 | 0 | 0 | 0 | 0 | 0 | 0 | 0 | 0
CDP11 | NSW | SNSW | DSP | 0 | 0 | 0 | 0 | 0 | 0 | 0 | 0 | 0 | 0 | 0 | 0 | 0 | 0 | 0 | 0 | 0 | 0 | 0 | 0 | 0 | 0 | 0 | 0 | 0 | 0 | 0 | 0
CDP11 | NSW | SNW | Mid-merit gas | 0 | 0 | 0 | 0 | 0 | 0 | 0 | 0 | 0 | 0 | 0 | 0 | 0 | 0 | 0 | 0 | 0 | 0 | 0 | 0 | 0 | 0 | 0 | 0 | 0 | 0 | 0 | 0
CDP11 | NSW | SNW | Flexible gas with CCS | 0 | 0 | 0 | 0 | 0 | 0 | 0 | 0 | 0 | 0 | 0 | 0 | 0 | 0 | 0 | 0 | 0 | 0 | 0 | 0 | 0 | 0 | 0 | 0 | 0 | 0 | 0 | 0
CDP11 | NSW | SNW | Flexible gas | 0 | 0 | 0 | 0 | 0 | 0 | 0 | 0 | 0 | 0 | 0 | 0 | 0 | 0 | 0 | 0 | 0 | 0 | 263.8857 | 959.0611 | 2020.1211 | 2020.1211 | 2020.1211 | 2020.1211 | 2020.1211 | 2020.1211 | 2020.1211 | 2020.1211
CDP11 | NSW | SNW | Hydro | 0 | 0 | 0 | 0 | 0 | 0 | 0 | 0 | 0 | 0 | 0 | 0 | 0 | 0 | 0 | 0 | 0 | 0 | 0 | 0 | 0 | 0 | 0 | 0 | 0 | 0 | 0 | 0
CDP11 | NSW | SNW | Snowy 2.0 | 0 | 0 | 0 | 0 | 0 | 0 | 0 | 0 | 0 | 0 | 0 | 0 | 0 | 0 | 0 | 0 | 0 | 0 | 0 | 0 | 0 | 0 | 0 | 0 | 0 | 0 | 0 | 0
CDP11 | NSW | SNW | Deep storage | 0 | 0 | 0 | 0 | 0 | 0 | 0 | 0 | 0 | 0 | 0 | 0 | 0 | 0 | 0 | 0 | 0 | 0 | 0 | 0 | 0 | 0 | 0 | 0 | 0 | 0 | 0 | 0
CDP11 | NSW | SNW | Medium storage | 0 | 889.1452 | 889.1452 | 889.1453 | 889.1453 | 1397.3599 | 1397.3599 | 1397.3599 | 1397.3599 | 1397.3599 | 1397.3599 | 1397.3599 | 1397.3599 | 1397.3599 | 1397.3599 | 1397.3599 | 1397.3599 | 1397.3599 | 1397.3599 | 1397.3599 | 1397.3599 | 1397.3599 | 1397.3599 | 1397.36 | 1397.36 | 1397.3602 | 1397.3602 | 1397.3602
CDP11 | NSW | SNW | Shallow storage | 0 | 632.712 | 632.717 | 632.7193 | 668.3578 | 710.6938 | 1338.2458 | 1410.8218 | 1410.8218 | 1410.8218 | 1483.3978 | 1483.3978 | 1483.3978 | 1555.9738 | 1555.9738 | 1555.9738 | 1555.9738 | 1555.9738 | 1555.9738 | 1628.5498 | 1628.5498 | 1701.1258 | 1701.1258 | 1701.1258 | 1773.7018 | 1773.7018 | 1773.7018 | 1846.2778
CDP11 | NSW | SNW | Coordinated CER storage | 5.6995 | 8.9871 | 12.8326 | 16.9571 | 21.9697 | 27.6663 | 37.1937 | 49.6005 | 65.1327 | 84.2739 | 107.1493 | 134.0014 | 164.6224 | 199.4384 | 238.3244 | 281.0862 | 327.7038 | 378.3827 | 433.0554 | 491.83 | 555.0637 | 623.7244 | 696.5772 | 773.7214 | 854.3051 | 938.1119 | 977.5203 | 1012.8282
CDP11 | NSW | SNW | Other renewable fuels | 0 | 0 | 0 | 0 | 0 | 0 | 0 | 0 | 0 | 0 | 0 | 0 | 0 | 0 | 0 | 0 | 0 | 0 | 0 | 0 | 0 | 0 | 0 | 0 | 0 | 90 | 90 | 90
CDP11 | NSW | SNW | DSP | 6.2 | 12.66 | 21.31 | 162.35 | 348.57 | 513.64 | 583.98 | 654.28 | 724.54 | 733.3 | 742.8 | 750.47 | 760.19 | 768.7 | 779.55 | 788.11 | 799.57 | 801.47 | 805.15 | 811.59 | 809.52 | 812.34 | 814.56 | 812.98 | 816.87 | 821.19 | 829.44 | 848.51
CDP11 | QLD | NQ | Mid-merit gas | 0 | 0 | 0 | 0 | 0 | 0 | 0 | 0 | 0 | 0 | 0 | 0 | 0 | 0 | 0 | 0 | 0 | 0 | 0 | 0 | 0 | 0 | 0 | 0 | 0 | 0 | 0 | 0
CDP11 | QLD | NQ | Flexible gas with CCS | 0 | 0 | 0 | 0 | 0 | 0 | 0 | 0 | 0 | 0 | 0 | 0 | 0 | 0 | 0 | 0 | 0 | 0 | 0 | 0 | 0 | 0 | 0 | 0 | 0 | 0 | 0 | 0
CDP11 | QLD | NQ | Flexible gas | 0 | 0 | 0 | 0 | 0 | 0 | 0 | 0 | 0 | 0 | 0 | 0 | 0 | 0 | 0 | 0 | 0 | 0 | 0 | 0 | 0 | 0 | 0 | 0 | 0 | 0 | 0 | 0
CDP11 | QLD | NQ | Hydro | 0 | 0 | 0 | 0 | 0 | 0 | 0 | 0 | 0 | 0 | 0 | 0 | 0 | 0 | 0 | 0 | 0 | 0 | 0 | 0 | 0 | 0 | 0 | 0 | 0 | 0 | 0 | 0
CDP11 | QLD | NQ | Borumba | 0 | 0 | 0 | 0 | 0 | 0 | 0 | 0 | 0 | 0 | 0 | 0 | 0 | 0 | 0 | 0 | 0 | 0 | 0 | 0 | 0 | 0 | 0 | 0 | 0 | 0 | 0 | 0
CDP11 | QLD | NQ | Deep storage | 0 | 0 | 0 | 0 | 0 | 0 | 1.143e-05 | 1.25e-05 | 1.25e-05 | 4.205e-05 | 4.205e-05 | 4.205e-05 | 4.205e-05 | 5.521e-05 | 5.834e-05 | 5.834e-05 | 5.834e-05 | 6.025e-05 | 6.025e-05 | 6.025e-05 | 0.00011767 | 0.00012252 | 8.3593 | 20.3474 | 130.0633 | 180.3935 | 180.3935 | 180.3935
CDP11 | QLD | NQ | Medium storage | 0 | 0 | 0 | 2.119e-05 | 2.597e-05 | 3.933e-05 | 3.933e-05 | 4.038e-05 | 4.468e-05 | 4.881e-05 | 4.881e-05 | 4.881e-05 | 4.881e-05 | 9.592e-05 | 0.00010008 | 0.00010008 | 0.00010008 | 0.00010008 | 0.00010008 | 0.00010008 | 0.00015464 | 0.00017567 | 0.00030706 | 0.00030706 | 0.00030706 | 0.00030706 | 0.00030706 | 0.00030706
CDP11 | QLD | NQ | Shallow storage | 0 | 0 | 300 | 300 | 300 | 300 | 300 | 300 | 300 | 300 | 300 | 300 | 300 | 300 | 300 | 300 | 300 | 300 | 300 | 300 | 300 | 300 | 300 | 300 | 300 | 300 | 300 | 300
CDP11 | QLD | NQ | Coordinated CER storage | 0.54674 | 0.92286 | 1.3551 | 1.8536 | 2.45 | 3.1702 | 4.191 | 5.5164 | 7.1545 | 9.1658 | 11.5718 | 14.4017 | 17.6021 | 21.2441 | 25.3028 | 29.7336 | 34.558 | 39.7965 | 45.4592 | 51.5796 | 58.257 | 65.4644 | 73.1388 | 81.3134 | 89.8287 | 98.6792 | 103.0372 | 107.0137
CDP11 | QLD | NQ | Other renewable fuels | 0 | 0 | 0 | 0 | 0 | 0 | 0 | 0 | 0 | 0 | 0 | 0 | 0 | 0 | 0 | 0 | 0 | 0 | 0 | 0 | 0 | 0 | 0 | 0 | 0 | 0 | 0 | 0
CDP11 | QLD | NQ | DSP | 0 | 0 | 0 | 0 | 0 | 0 | 0 | 0 | 0 | 0 | 0 | 0 | 0 | 0 | 0 | 0 | 0 | 0 | 0 | 0 | 0 | 0 | 0 | 0 | 0 | 0 | 0 | 0
CDP11 | QLD | GG | Mid-merit gas | 0 | 0 | 0 | 0 | 0 | 0 | 0 | 0 | 0 | 0 | 0 | 0 | 0 | 0 | 0 | 0 | 0 | 0 | 0 | 0 | 0 | 0 | 0 | 0 | 0 | 0 | 0 | 0
CDP11 | QLD | GG | Flexible gas with CCS | 0 | 0 | 0 | 0 | 0 | 0 | 0 | 0 | 0 | 0 | 0 | 0 | 0 | 0 | 0 | 0 | 0 | 0 | 0 | 0 | 0 | 0 | 0 | 0 | 0 | 0 | 0 | 0
CDP11 | QLD | GG | Flexible gas | 0 | 0 | 0 | 0 | 0 | 0 | 0 | 0 | 0 | 0 | 0 | 0 | 0 | 0 | 0 | 0 | 0 | 0 | 0 | 0 | 0 | 0 | 0 | 0 | 0 | 0 | 0 | 0
CDP11 | QLD | GG | Hydro | 0 | 0 | 0 | 0 | 0 | 0 | 0 | 0 | 0 | 0 | 0 | 0 | 0 | 0 | 0 | 0 | 0 | 0 | 0 | 0 | 0 | 0 | 0 | 0 | 0 | 0 | 0 | 0
CDP11 | QLD | GG | Borumba | 0 | 0 | 0 | 0 | 0 | 0 | 0 | 0 | 0 | 0 | 0 | 0 | 0 | 0 | 0 | 0 | 0 | 0 | 0 | 0 | 0 | 0 | 0 | 0 | 0 | 0 | 0 | 0
CDP11 | QLD | GG | Deep storage | 0 | 0 | 0 | 0 | 0 | 0 | 0 | 0 | 0 | 0 | 0 | 0 | 0 | 0 | 0 | 0 | 0 | 0 | 0 | 0 | 0 | 0 | 0 | 0 | 0 | 0 | 0 | 0
CDP11 | QLD | GG | Medium storage | 0 | 0 | 0 | 2.73e-05 | 2.73e-05 | 6.082e-05 | 6.082e-05 | 6.237e-05 | 6.237e-05 | 6.899e-05 | 6.899e-05 | 6.899e-05 | 7.08e-05 | 0.00016241 | 0.00017056 | 0.00017056 | 0.00017056 | 0.00017156 | 0.00017156 | 0.00017329 | 0.00017923 | 0.00019435 | 94.3835 | 95.7022 | 95.7023 | 605.2221 | 605.2221 | 832.6753
CDP11 | QLD | GG | Shallow storage | 0 | 400 | 400 | 400 | 400 | 400 | 400 | 400 | 400 | 400 | 400 | 400 | 400 | 400 | 400 | 400 | 400 | 400 | 400 | 400 | 400 | 400 | 400 | 400 | 400 | 400 | 400 | 400
CDP11 | QLD | GG | Coordinated CER storage | 0.026819 | 0.047887 | 0.071533 | 0.10153 | 0.13366 | 0.17572 | 0.25891 | 0.37299 | 0.52211 | 0.70955 | 0.93712 | 1.2071 | 1.5192 | 1.8769 | 2.2784 | 2.7246 | 3.2136 | 3.7508 | 4.3361 | 4.969 | 5.6604 | 6.4065 | 7.2009 | 8.0431 | 8.9264 | 9.8483 | 10.2976 | 10.7049
CDP11 | QLD | GG | Other renewable fuels | 0 | 0 | 0 | 0 | 0 | 0 | 0 | 0 | 0 | 0 | 0 | 0 | 0 | 0 | 0 | 0 | 0 | 0 | 0 | 0 | 0 | 0 | 0 | 0 | 0 | 0 | 0 | 0
CDP11 | QLD | GG | DSP | 0 | 0 | 0 | 0 | 0 | 0 | 0 | 0 | 0 | 0 | 0 | 0 | 0 | 0 | 0 | 0 | 0 | 0 | 0 | 0 | 0 | 0 | 0 | 0 | 0 | 0 | 0 | 0
CDP11 | QLD | CQ | Mid-merit gas | 0 | 0 | 0 | 0 | 0 | 0 | 0 | 0 | 0 | 0 | 0 | 0 | 0 | 0 | 0 | 0 | 0 | 0 | 0 | 0 | 0 | 0 | 0 | 0 | 0 | 0 | 0 | 0
CDP11 | QLD | CQ | Flexible gas with CCS | 0 | 0 | 0 | 0 | 0 | 0 | 0 | 0 | 0 | 0 | 0 | 0 | 0 | 0 | 0 | 0 | 0 | 0 | 0 | 0 | 0 | 0 | 0 | 0 | 0 | 0 | 0 | 0
CDP11 | QLD | CQ | Flexible gas | 0 | 0 | 0 | 0 | 0 | 0 | 0 | 0 | 0 | 0 | 0 | 0 | 0 | 0 | 0 | 0 | 0 | 0 | 0 | 0 | 0 | 0 | 0 | 0 | 0 | 0 | 0 | 0
CDP11 | QLD | CQ | Hydro | 0 | 0 | 0 | 0 | 0 | 0 | 0 | 0 | 0 | 0 | 0 | 0 | 0 | 0 | 0 | 0 | 0 | 0 | 0 | 0 | 0 | 0 | 0 | 0 | 0 | 0 | 0 | 0
CDP11 | QLD | CQ | Borumba | 0 | 0 | 0 | 0 | 0 | 0 | 0 | 0 | 0 | 0 | 0 | 0 | 0 | 0 | 0 | 0 | 0 | 0 | 0 | 0 | 0 | 0 | 0 | 0 | 0 | 0 | 0 | 0
CDP11 | QLD | CQ | Deep storage | 0 | 0 | 0 | 0 | 0 | 0 | 1.16e-05 | 1.329e-05 | 1.329e-05 | 3.304e-05 | 3.304e-05 | 3.304e-05 | 3.304e-05 | 5.216e-05 | 5.462e-05 | 5.462e-05 | 5.462e-05 | 5.567e-05 | 5.567e-05 | 5.799e-05 | 0.00014432 | 0.00014913 | 0.00015786 | 0.00016725 | 95.6772 | 381.4502 | 381.4502 | 400
CDP11 | QLD | CQ | Medium storage | 0 | 0 | 0 | 3.005e-05 | 3.699e-05 | 6.197e-05 | 7.495e-05 | 7.746e-05 | 8.622e-05 | 0.00012731 | 0.00012731 | 0.00012731 | 0.00013125 | 0.0002234 | 0.00023436 | 0.00023436 | 0.00023436 | 0.00023436 | 0.00023436 | 0.00023865 | 0.0002507 | 0.0002734 | 93.9309 | 170.3426 | 170.3435 | 582.9068 | 582.9068 | 913.0761
CDP11 | QLD | CQ | Shallow storage | 0 | 0 | 0 | 150 | 150 | 150 | 150 | 150 | 150 | 150 | 150 | 150 | 150 | 150 | 150 | 150 | 150 | 150 | 150 | 150 | 150 | 150 | 150 | 150 | 150 | 150 | 150 | 150
CDP11 | QLD | CQ | Coordinated CER storage | 0.49915 | 0.855 | 1.2505 | 1.7306 | 2.2741 | 2.9451 | 4.0203 | 5.4257 | 7.2073 | 9.4204 | 12.0769 | 15.2024 | 18.7874 | 22.8688 | 27.4354 | 32.4602 | 37.9331 | 43.9154 | 50.3996 | 57.404 | 65.0752 | 73.3346 | 82.131 | 91.474 | 101.254 | 111.4193 | 116.4019 | 120.9195
CDP11 | QLD | CQ | Other renewable fuels | 0 | 0 | 0 | 0 | 0 | 0 | 0 | 0 | 0 | 0 | 0 | 0 | 0 | 0 | 0 | 0 | 0 | 0 | 0 | 0 | 0 | 0 | 0 | 0 | 0 | 0 | 0 | 0
CDP11 | QLD | CQ | DSP | 0 | 0 | 0 | 0 | 0 | 0 | 0 | 0 | 0 | 0 | 0 | 0 | 0 | 0 | 0 | 0 | 0 | 0 | 0 | 0 | 0 | 0 | 0 | 0 | 0 | 0 | 0 | 0
CDP11 | QLD | SQ | Mid-merit gas | 0 | 0 | 0 | 0 | 0 | 0 | 0 | 0 | 0 | 0 | 0 | 0 | 0 | 0 | 0 | 0 | 0 | 0 | 0 | 0 | 0 | 0 | 0 | 0 | 0 | 0 | 0 | 0
CDP11 | QLD | SQ | Flexible gas with CCS | 0 | 0 | 0 | 0 | 0 | 0 | 0 | 0 | 0 | 0 | 0 | 0 | 0 | 0 | 0 | 0 | 0 | 0 | 0 | 0 | 0 | 0 | 0 | 0 | 0 | 0 | 0 | 0
CDP11 | QLD | SQ | Flexible gas | 0 | 0 | 200 | 200 | 200 | 200 | 200 | 200 | 200 | 337.9188 | 337.9188 | 337.9188 | 337.9188 | 542.5534 | 752.1103 | 1168.9201 | 1392.0979 | 2301.7216 | 2919.0077 | 2919.0077 | 2919.0077 | 2919.0077 | 3310.5953 | 3310.5953 | 3310.5953 | 3310.5953 | 3310.5953 | 3486.861
CDP11 | QLD | SQ | Hydro | 0 | 0 | 0 | 0 | 0 | 0 | 0 | 0 | 0 | 0 | 0 | 0 | 0 | 0 | 0 | 0 | 0 | 0 | 0 | 0 | 0 | 0 | 0 | 0 | 0 | 0 | 0 | 0
CDP11 | QLD | SQ | Borumba | 0 | 0 | 0 | 0 | 0 | 0 | 0 | 1998 | 1998 | 1998 | 1998 | 1998 | 1998 | 1998 | 1998 | 1998 | 1998 | 1998 | 1998 | 1998 | 1998 | 1998 | 1998 | 1998 | 1998 | 1998 | 1998 | 1998
CDP11 | QLD | SQ | Deep storage | 0 | 0 | 0 | 0 | 0 | 0 | 0 | 0 | 0 | 0 | 0 | 0 | 0 | 0 | 0 | 0 | 0 | 0 | 0 | 0 | 0 | 0 | 0 | 0 | 0 | 0 | 0 | 0
CDP11 | QLD | SQ | Medium storage | 0 | 0 | 0 | 2.181e-05 | 2.838e-05 | 5.147e-05 | 5.147e-05 | 5.367e-05 | 6.472e-05 | 6.64e-05 | 6.64e-05 | 6.64e-05 | 6.64e-05 | 0.00012719 | 0.00013048 | 0.00013048 | 0.00013048 | 0.00013048 | 0.00013048 | 0.00013048 | 0.00014191 | 0.000147 | 459.5617 | 459.5617 | 459.5617 | 771.2949 | 771.2949 | 771.2949
CDP11 | QLD | SQ | Shallow storage | 714.16 | 1020.16 | 1020.16 | 1020.16 | 1020.16 | 1020.16 | 1020.16 | 1020.16 | 1020.16 | 1020.16 | 1020.16 | 1020.16 | 1020.16 | 1020.16 | 1020.16 | 1020.16 | 1020.16 | 1020.16 | 1020.16 | 1020.16 | 1020.16 | 1020.16 | 1020.16 | 1020.16 | 1020.16 | 1020.16 | 1020.16 | 1020.16
CDP11 | QLD | SQ | Coordinated CER storage | 2.6949 | 4.6149 | 6.8273 | 9.399 | 12.4206 | 16.2636 | 22.9345 | 31.7049 | 42.7505 | 56.464 | 72.9637 | 92.4549 | 114.7868 | 140.326 | 168.9326 | 200.4226 | 234.721 | 272.1627 | 312.8429 | 356.7965 | 404.3261 | 456.2111 | 511.5074 | 570.2605 | 631.7811 | 695.9349 | 727.3631 | 755.8908
CDP11 | QLD | SQ | Other renewable fuels | 0 | 0 | 0 | 0 | 0 | 0 | 0 | 0 | 0 | 0 | 0 | 0 | 0 | 0 | 0 | 0 | 0 | 0 | 0 | 0 | 0 | 0 | 0 | 0 | 0 | 0 | 90 | 90
CDP11 | QLD | SQ | DSP | 3.25 | 5.13 | 9.91 | 13.47 | 17.87 | 1.79 | 7.34 | 11.4 | 15.32 | 20.33 | 25.8 | 31.69 | 38.24 | 42.35 | 46.79 | 53.33 | 57.04 | 59.69 | 63.14 | 66.16 | 68.23 | 70.89 | 74.75 | 77.21 | 85.81 | 92.63 | 99.97 | 101.49
CDP11 | VIC | VIC | Mid-merit gas | 0 | 0 | 0 | 0 | 0 | 0 | 0 | 0 | 0 | 0 | 0 | 0 | 0 | 0 | 0 | 0 | 0 | 0 | 0 | 0 | 0 | 0 | 0 | 0 | 0 | 0 | 0 | 0
CDP11 | VIC | VIC | Flexible gas with CCS | 0 | 0 | 0 | 0 | 0 | 0 | 0 | 0 | 0 | 0 | 0 | 0 | 0 | 0 | 0 | 0 | 0 | 0 | 0 | 0 | 0 | 0 | 0 | 0 | 0 | 0 | 0 | 0
CDP11 | VIC | VIC | Flexible gas | 0 | 0 | 0 | 0 | 0 | 0 | 0 | 0 | 0 | 0 | 0 | 0 | 0 | 0 | 0 | 0 | 0 | 0 | 89.06 | 89.06 | 89.06 | 89.06 | 89.06 | 732.2627 | 732.2627 | 732.2627 | 732.2627 | 1617.0609
CDP11 | VIC | VIC | Hydro | 0 | 0 | 0 | 0 | 0 | 0 | 0 | 0 | 0 | 0 | 0 | 0 | 0 | 0 | 0 | 0 | 0 | 0 | 0 | 0 | 0 | 0 | 0 | 0 | 0 | 0 | 0 | 0
CDP11 | VIC | VIC | Deep storage | 0 | 0 | 0 | 0 | 0 | 0 | 1.067e-05 | 1.739e-05 | 3.614e-05 | 9.242e-05 | 9.242e-05 | 9.242e-05 | 9.242e-05 | 0.00010267 | 0.000104 | 0.000104 | 0.000104 | 0.000104 | 0.00010518 | 0.000107 | 514.9398 | 514.9398 | 514.9398 | 514.9398 | 514.9398 | 522.1437 | 522.1437 | 562.2733
CDP11 | VIC | VIC | Medium storage | 0 | 0 | 350 | 350 | 350 | 350 | 350 | 350 | 350 | 350.0001 | 350.0001 | 350.0001 | 350.0001 | 350.0001 | 350.0001 | 350.0001 | 350.0001 | 350.0001 | 350.0001 | 350.0001 | 350.0001 | 350.0001 | 350.0001 | 350.0004 | 350.0004 | 350.0004 | 350.0004 | 350.0004
CDP11 | VIC | VIC | Shallow storage | 180 | 1691.51 | 1756.3105 | 2211.5861 | 2211.5861 | 2421.3999 | 2428.6999 | 2940.3999 | 3451.3399 | 4013.0398 | 5621.9198 | 5621.9198 | 5628.5198 | 5628.5198 | 5628.5198 | 5628.5198 | 5628.5198 | 5628.5198 | 5628.5198 | 5628.5198 | 5635.1198 | 5635.1198 | 5635.1198 | 5635.1198 | 5635.1198 | 5635.1198 | 5635.1198 | 5635.1198
CDP11 | VIC | VIC | Coordinated CER storage | 8.9163 | 14.4987 | 20.4798 | 27.3899 | 35.853 | 45.8051 | 59.1688 | 76.2585 | 97.3343 | 123.084 | 153.6475 | 189.3602 | 229.872 | 275.8842 | 327.0848 | 383.0564 | 443.7316 | 509.6502 | 580.9109 | 657.633 | 740.6541 | 830.7914 | 926.6572 | 1028.3543 | 1134.4025 | 1244.5508 | 1298.531 | 1347.4871
CDP11 | VIC | VIC | Other renewable fuels | 0 | 0 | 0 | 0 | 0 | 0 | 0 | 0 | 0 | 0 | 0 | 0 | 0 | 0 | 0 | 0 | 0 | 0 | 0 | 0 | 0 | 0 | 0 | 0 | 0 | 0 | 90 | 90
CDP11 | VIC | VIC | DSP | 2.06 | 5.47 | -2.91 | 1.75 | 7.82 | 14.87 | 19.28 | 25.16 | 29.26 | 33.97 | 36.82 | 39.34 | 41.6 | 44.07 | 46.76 | 49.93 | 53.23 | 55.16 | 57.69 | 59.14 | 59.83 | 61.47 | 61.87 | 60.96 | 59.14 | 58.56 | 59.5 | 61.38
CDP11 | SA | CSA | Mid-merit gas | 0 | 0 | 0 | 0 | 0 | 0 | 0 | 0 | 0 | 0 | 0 | 0 | 0 | 0 | 0 | 0 | 0 | 0 | 0 | 0 | 0 | 0 | 0 | 0 | 0 | 0 | 0 | 0
CDP11 | SA | CSA | Flexible gas with CCS | 0 | 0 | 0 | 0 | 0 | 0 | 0 | 0 | 0 | 0 | 0 | 0 | 0 | 0 | 0 | 0 | 0 | 0 | 0 | 0 | 0 | 0 | 0 | 0 | 0 | 0 | 0 | 0
CDP11 | SA | CSA | Flexible gas | 0 | 200 | 200 | 200 | 200 | 200 | 200 | 200 | 200 | 397.9873 | 465 | 465 | 465 | 465 | 465 | 465 | 465 | 465 | 555.8283 | 921.7128 | 921.7128 | 921.7128 | 921.7128 | 921.7128 | 921.7128 | 921.7128 | 921.7128 | 921.7128
CDP11 | SA | CSA | Hydro | 0 | 0 | 0 | 0 | 0 | 0 | 0 | 0 | 0 | 0 | 0 | 0 | 0 | 0 | 0 | 0 | 0 | 0 | 0 | 0 | 0 | 0 | 0 | 0 | 0 | 0 | 0 | 0
CDP11 | SA | CSA | Deep storage | 0 | 0 | 0 | 0 | 0 | 0 | 5.84e-06 | 5.84e-06 | 5.84e-06 | 5.84e-06 | 5.84e-06 | 5.84e-06 | 5.84e-06 | 1.028e-05 | 1.165e-05 | 1.165e-05 | 1.165e-05 | 1.165e-05 | 1.165e-05 | 1.31e-05 | 1.55e-05 | 1.55e-05 | 1.55e-05 | 1.682e-05 | 1.682e-05 | 1.682e-05 | 1.682e-05 | 2.101e-05
CDP11 | SA | CSA | Medium storage | 0 | 0 | 0 | 2.451e-05 | 3.13e-05 | 4.211e-05 | 4.211e-05 | 4.313e-05 | 4.992e-05 | 5.189e-05 | 5.189e-05 | 5.189e-05 | 5.189e-05 | 6.94e-05 | 7.322e-05 | 7.322e-05 | 7.322e-05 | 7.322e-05 | 7.322e-05 | 7.487e-05 | 7.948e-05 | 8.208e-05 | 0.00010983 | 1075.4661 | 1075.4661 | 1518.2395 | 1518.2395 | 1518.2395
CDP11 | SA | CSA | Shallow storage | 200 | 494.98 | 1113.978 | 2322.2482 | 2328.2682 | 2328.2682 | 2328.2682 | 2328.2682 | 2328.2682 | 2328.2682 | 2328.2682 | 2328.2682 | 2328.2682 | 2328.2682 | 2328.2682 | 2328.2682 | 2328.2682 | 2328.2682 | 2334.2882 | 2334.2882 | 2334.2882 | 2334.2882 | 2334.2882 | 2334.2882 | 2334.2882 | 2334.2882 | 2334.2882 | 2334.2882
CDP11 | SA | CSA | Coordinated CER storage | 16.7205 | 23.834 | 30.7542 | 38.4284 | 46.3958 | 56.1694 | 65.5626 | 76.1609 | 87.8108 | 100.9146 | 115.316 | 131.1314 | 147.8365 | 166.0114 | 185.1899 | 204.9252 | 225.1394 | 246.2665 | 268.3666 | 291.4341 | 316.4262 | 343.1106 | 371.0707 | 400.3204 | 429.9417 | 459.8761 | 474.9413 | 488.2607
CDP11 | SA | CSA | Other renewable fuels | 0 | 0 | 0 | 0 | 0 | 0 | 0 | 0 | 0 | 0 | 0 | 0 | 0 | 0 | 0 | 0 | 0 | 0 | 0 | 0 | 0 | 0 | 0 | 0 | 0 | 0 | 0 | 0
CDP11 | SA | CSA | DSP | 0.71 | 1.71 | 2.99 | 4.28 | 4.85 | 5.57 | 6.09 | 6.75 | 7.31 | 8.12 | 8.79 | 9.5 | 10.12 | 10.65 | 11.15 | 11.67 | 12.28 | 12.76 | 13.22 | 13.5 | 13.63 | 13.47 | 13.24 | 12.87 | 12.46 | 12.52 | 12.77 | 13.08
CDP11 | SA | SESA | Mid-merit gas | 0 | 0 | 0 | 0 | 0 | 0 | 0 | 0 | 0 | 0 | 0 | 0 | 0 | 0 | 0 | 0 | 0 | 0 | 0 | 0 | 0 | 0 | 0 | 0 | 0 | 0 | 0 | 0
CDP11 | SA | SESA | Flexible gas with CCS | 0 | 0 | 0 | 0 | 0 | 0 | 0 | 0 | 0 | 0 | 0 | 0 | 0 | 0 | 0 | 0 | 0 | 0 | 0 | 0 | 0 | 0 | 0 | 0 | 0 | 0 | 0 | 0
CDP11 | SA | SESA | Flexible gas | 0 | 0 | 0 | 0 | 0 | 0 | 0 | 0 | 0 | 0 | 0 | 0 | 0 | 0 | 0 | 0 | 0 | 0 | 0 | 0 | 0 | 0 | 0 | 0 | 0 | 0 | 0 | 0
CDP11 | SA | SESA | Hydro | 0 | 0 | 0 | 0 | 0 | 0 | 0 | 0 | 0 | 0 | 0 | 0 | 0 | 0 | 0 | 0 | 0 | 0 | 0 | 0 | 0 | 0 | 0 | 0 | 0 | 0 | 0 | 0
CDP11 | SA | SESA | Deep storage | 0 | 0 | 0 | 0 | 0 | 0 | 0 | 0 | 0 | 0 | 0 | 0 | 0 | 0 | 0 | 0 | 0 | 0 | 0 | 0 | 0 | 0 | 0 | 0 | 0 | 0 | 0 | 0
CDP11 | SA | SESA | Medium storage | 0 | 0 | 0 | 2.381e-05 | 3.057e-05 | 4.02e-05 | 4.02e-05 | 4.195e-05 | 4.437e-05 | 4.744e-05 | 4.744e-05 | 4.744e-05 | 4.866e-05 | 6.318e-05 | 6.726e-05 | 6.726e-05 | 6.726e-05 | 6.726e-05 | 6.726e-05 | 6.726e-05 | 7.033e-05 | 7.265e-05 | 8.6e-05 | 52.5078 | 52.5078 | 52.5078 | 52.5078 | 52.5078
CDP11 | SA | SESA | Shallow storage | 0 | 0 | 0 | 0 | 0 | 0 | 0 | 0 | 0 | 0 | 0 | 0 | 0 | 0 | 0 | 0 | 0 | 0 | 0 | 0 | 0 | 0 | 0 | 0 | 0 | 0 | 0 | 0
CDP11 | SA | SESA | Coordinated CER storage | 0.61122 | 0.88308 | 1.1524 | 1.4493 | 1.7585 | 2.151 | 2.5347 | 2.9572 | 3.4253 | 3.9705 | 4.6092 | 5.2767 | 6.0254 | 6.8004 | 7.6143 | 8.4664 | 9.35 | 10.2723 | 11.2305 | 12.2735 | 13.437 | 14.6473 | 15.9009 | 17.214 | 18.5458 | 19.8997 | 20.5756 | 21.2128
CDP11 | SA | SESA | Other renewable fuels | 0 | 0 | 0 | 0 | 0 | 0 | 0 | 0 | 0 | 0 | 0 | 0 | 0 | 0 | 0 | 0 | 0 | 0 | 0 | 0 | 0 | 0 | 0 | 0 | 0 | 0 | 0 | 0
CDP11 | SA | SESA | DSP | 0 | 0 | 0 | 0 | 0 | 0 | 0 | 0 | 0 | 0 | 0 | 0 | 0 | 0 | 0 | 0 | 0 | 0 | 0 | 0 | 0 | 0 | 0 | 0 | 0 | 0 | 0 | 0
CDP11 | TAS | TAS | Mid-merit gas | 0 | 0 | 0 | 0 | 0 | 0 | 0 | 0 | 0 | 0 | 0 | 0 | 0 | 0 | 0 | 0 | 0 | 0 | 0 | 0 | 0 | 0 | 0 | 0 | 0 | 0 | 0 | 0
CDP11 | TAS | TAS | Flexible gas with CCS | 0 | 0 | 0 | 0 | 0 | 0 | 0 | 0 | 0 | 0 | 0 | 0 | 0 | 0 | 0 | 0 | 0 | 0 | 0 | 0 | 0 | 0 | 0 | 0 | 0 | 0 | 0 | 0
CDP11 | TAS | TAS | Flexible gas | 0 | 0 | 0 | 0 | 0 | 0 | 0 | 0 | 0 | 0 | 0 | 0 | 0 | 0 | 0 | 0 | 0 | 0 | 0 | 0 | 0 | 0 | 0 | 0 | 0 | 0 | 0 | 0
CDP11 | TAS | TAS | Hydro | 0 | 0 | 0 | 0 | 0 | 0 | 390 | 390 | 390 | 390 | 390 | 390 | 390 | 390 | 390 | 390 | 390 | 390 | 390 | 390 | 390 | 390 | 390 | 390 | 390 | 390 | 390 | 390
CDP11 | TAS | TAS | Deep storage | 0 | 0 | 0 | 0 | 0 | 0 | 3.032e-05 | 3.594e-05 | 4.709e-05 | 4.709e-05 | 4.709e-05 | 4.709e-05 | 4.709e-05 | 6.264e-05 | 7.283e-05 | 7.958e-05 | 15.3389 | 15.3389 | 168.5716 | 441.8731 | 917.1857 | 917.1857 | 917.1857 | 917.1857 | 917.1857 | 917.1857 | 917.1857 | 917.1857
CDP11 | TAS | TAS | Medium storage | 0 | 0 | 0 | 2.036e-05 | 2.309e-05 | 2.571e-05 | 2.571e-05 | 2.68e-05 | 2.68e-05 | 2.997e-05 | 2.997e-05 | 2.997e-05 | 2.997e-05 | 3.276e-05 | 3.429e-05 | 3.557e-05 | 3.777e-05 | 3.777e-05 | 4.015e-05 | 4.247e-05 | 5.285e-05 | 5.285e-05 | 5.739e-05 | 5.739e-05 | 5.739e-05 | 5.739e-05 | 5.739e-05 | 5.739e-05
CDP11 | TAS | TAS | Shallow storage | 0 | 0 | 0 | 0 | 0 | 0 | 0 | 0 | 0 | 0 | 0 | 0 | 0 | 0 | 0 | 0 | 0 | 0 | 0 | 0 | 0 | 0 | 0 | 0 | 0 | 0 | 0 | 0
CDP11 | TAS | TAS | Coordinated CER storage | 0.49202 | 0.81972 | 1.1904 | 1.6174 | 2.1106 | 2.7326 | 3.2327 | 3.8671 | 4.6719 | 5.7102 | 7.0106 | 8.6052 | 10.485 | 12.7058 | 15.2558 | 18.1129 | 21.2812 | 24.7979 | 28.677 | 32.9257 | 37.5563 | 42.7068 | 48.2882 | 54.3035 | 60.6636 | 67.3654 | 71.0896 | 74.411
CDP11 | TAS | TAS | Other renewable fuels | 0 | 0 | 0 | 0 | 0 | 0 | 0 | 0 | 0 | 0 | 0 | 0 | 0 | 0 | 0 | 0 | 0 | 0 | 0 | 0 | 0 | 0 | 0 | 0 | 0 | 0 | 0 | 0
CDP11 | TAS | TAS | DSP | 0.05 | -0.71 | -1.41 | -1.38 | -1.29 | -1.16 | -1.04 | -0.94 | -0.9 | -0.89 | -0.86 | -0.89 | -0.87 | -0.86 | -0.84 | -0.83 | -0.79 | -0.77 | -0.75 | -0.74 | -0.76 | -0.76 | -0.77 | -0.76 | -0.75 | -0.81 | -0.92 | -0.99
CDP12 | NSW | NNSW | Mid-merit gas | 0 | 0 | 0 | 0 | 0 | 0 | 0 | 0 | 0 | 0 | 0 | 0 | 0 | 0 | 0 | 0 | 0 | 0 | 0 | 0 | 0 | 0 | 0 | 0 | 0 | 0 | 0 | 0
CDP12 | NSW | NNSW | Flexible gas with CCS | 0 | 0 | 0 | 0 | 0 | 0 | 0 | 0 | 0 | 0 | 0 | 0 | 0 | 0 | 0 | 0 | 0 | 0 | 0 | 0 | 0 | 0 | 0 | 0 | 0 | 0 | 0 | 0
CDP12 | NSW | NNSW | Flexible gas | 0 | 0 | 0 | 0 | 0 | 0 | 0 | 0 | 0 | 0 | 0 | 0 | 0 | 0 | 0 | 0 | 0 | 0 | 0 | 0 | 0 | 0 | 0 | 0 | 0 | 0 | 0 | 0
CDP12 | NSW | NNSW | Hydro | 0 | 0 | 0 | 0 | 0 | 0 | 0 | 0 | 0 | 0 | 0 | 0 | 0 | 0 | 0 | 0 | 0 | 0 | 0 | 0 | 0 | 0 | 0 | 0 | 0 | 0 | 0 | 0
CDP12 | NSW | NNSW | Snowy 2.0 | 0 | 0 | 0 | 0 | 0 | 0 | 0 | 0 | 0 | 0 | 0 | 0 | 0 | 0 | 0 | 0 | 0 | 0 | 0 | 0 | 0 | 0 | 0 | 0 | 0 | 0 | 0 | 0
CDP12 | NSW | NNSW | Deep storage | 0 | 0 | 0 | 0 | 0 | 0 | 8.29e-06 | 1.451e-05 | 1.451e-05 | 1.451e-05 | 2.166e-05 | 2.951e-05 | 3.695e-05 | 3.695e-05 | 3.939e-05 | 3.939e-05 | 3.939e-05 | 3.939e-05 | 3.939e-05 | 5.151e-05 | 1000 | 1000 | 1000 | 1000 | 1000 | 1000 | 1000 | 1000
CDP12 | NSW | NNSW | Medium storage | 0 | 0 | 275 | 275 | 382.5133 | 1127.3597 | 1127.3597 | 1127.3597 | 1127.3597 | 1127.3597 | 1127.3597 | 1127.3597 | 1127.3597 | 1127.3597 | 1127.3597 | 1127.3597 | 1127.3597 | 1127.3597 | 1127.3597 | 1127.3597 | 1127.3599 | 1127.3599 | 1127.3599 | 1694.8994 | 1694.8994 | 2050.8682 | 2050.8682 | 2402.3601
CDP12 | NSW | NNSW | Shallow storage | 0 | 30 | 230 | 430 | 430 | 430 | 430 | 430 | 430 | 430 | 430 | 430 | 430 | 430 | 430 | 430 | 430 | 430 | 430 | 430 | 430 | 430 | 430 | 430 | 430 | 430 | 430 | 430
CDP12 | NSW | NNSW | Coordinated CER storage | 1.4111 | 2.2004 | 3.1378 | 4.0696 | 5.2015 | 6.5092 | 8.3028 | 10.6013 | 13.4299 | 16.8869 | 20.9596 | 25.6995 | 31.0392 | 37.0757 | 43.7606 | 51.0565 | 58.967 | 67.5443 | 76.7721 | 86.6761 | 97.4085 | 108.9366 | 121.1526 | 134.0682 | 147.4952 | 161.4022 | 167.974 | 173.8539
CDP12 | NSW | NNSW | Other renewable fuels | 0 | 0 | 0 | 0 | 0 | 0 | 0 | 0 | 0 | 0 | 0 | 0 | 0 | 0 | 0 | 0 | 0 | 0 | 0 | 0 | 0 | 0 | 0 | 0 | 0 | 0 | 90 | 90
CDP12 | NSW | NNSW | DSP | 0 | 0 | 0 | 0 | 0 | 0 | 0 | 0 | 0 | 0 | 0 | 0 | 0 | 0 | 0 | 0 | 0 | 0 | 0 | 0 | 0 | 0 | 0 | 0 | 0 | 0 | 0 | 0
CDP12 | NSW | CNSW | Mid-merit gas | 0 | 0 | 0 | 0 | 0 | 0 | 0 | 0 | 0 | 0 | 0 | 0 | 0 | 0 | 0 | 0 | 0 | 0 | 0 | 0 | 0 | 0 | 0 | 0 | 0 | 0 | 0 | 0
CDP12 | NSW | CNSW | Flexible gas with CCS | 0 | 0 | 0 | 0 | 0 | 0 | 0 | 0 | 0 | 0 | 0 | 0 | 0 | 0 | 0 | 0 | 0 | 0 | 0 | 0 | 0 | 0 | 0 | 0 | 0 | 0 | 0 | 0
CDP12 | NSW | CNSW | Flexible gas | 0 | 0 | 0 | 0 | 0 | 0 | 0 | 0 | 0 | 0 | 0 | 0 | 0 | 0 | 0 | 0 | 0 | 0 | 0 | 0 | 0 | 0 | 0 | 0 | 0 | 0 | 0 | 0
CDP12 | NSW | CNSW | Hydro | 0 | 0 | 0 | 0 | 0 | 0 | 0 | 0 | 0 | 0 | 0 | 0 | 0 | 0 | 0 | 0 | 0 | 0 | 0 | 0 | 0 | 0 | 0 | 0 | 0 | 0 | 0 | 0
CDP12 | NSW | CNSW | Snowy 2.0 | 0 | 0 | 0 | 0 | 0 | 0 | 0 | 0 | 0 | 0 | 0 | 0 | 0 | 0 | 0 | 0 | 0 | 0 | 0 | 0 | 0 | 0 | 0 | 0 | 0 | 0 | 0 | 0
CDP12 | NSW | CNSW | Deep storage | 0 | 0 | 0 | 0 | 0 | 0 | 0 | 0 | 0 | 0 | 0 | 0 | 0 | 0 | 0 | 0 | 0 | 0 | 0 | 0 | 0 | 0 | 0 | 0 | 0 | 0 | 0 | 0
CDP12 | NSW | CNSW | Medium storage | 0 | 549 | 549 | 917.46 | 917.46 | 1027.5609 | 1027.5609 | 1067.5809 | 1067.5809 | 1067.5809 | 1107.6009 | 1107.6009 | 1107.6009 | 1147.6209 | 1147.6209 | 1147.6209 | 1147.6209 | 1147.6209 | 1147.6209 | 1187.6409 | 1187.6409 | 1227.6609 | 1227.6609 | 1227.6609 | 1267.6809 | 1267.6809 | 1267.6809 | 1307.7009
CDP12 | NSW | CNSW | Shallow storage | 0 | 20 | 32.8033 | 390.9882 | 1776.4589 | 1776.4589 | 1776.4589 | 1776.4589 | 1776.4589 | 1776.4589 | 1776.4589 | 1776.4589 | 1776.4589 | 1776.4589 | 1776.4589 | 1776.4589 | 1776.4589 | 1776.4589 | 1776.4589 | 1776.4589 | 1776.4589 | 1776.4589 | 1776.4589 | 1776.4589 | 1776.4589 | 1776.4589 | 1776.4589 | 1776.4589
CDP12 | NSW | CNSW | Coordinated CER storage | 0.59798 | 0.93451 | 1.3494 | 1.776 | 2.2689 | 2.848 | 3.8284 | 5.1416 | 6.7929 | 8.8348 | 11.2982 | 14.1756 | 17.471 | 21.2071 | 25.3812 | 29.9855 | 35.0184 | 40.4848 | 46.3919 | 52.7376 | 59.6211 | 67.0433 | 74.9132 | 83.2358 | 91.9357 | 100.9613 | 105.2226 | 109.0428
CDP12 | NSW | CNSW | Other renewable fuels | 0 | 0 | 0 | 0 | 0 | 0 | 0 | 0 | 0 | 0 | 0 | 0 | 0 | 0 | 0 | 0 | 0 | 0 | 0 | 0 | 0 | 0 | 0 | 0 | 0 | 30 | 90 | 90
CDP12 | NSW | CNSW | DSP | 0 | 0 | 0 | 0 | 0 | 0 | 0 | 0 | 0 | 0 | 0 | 0 | 0 | 0 | 0 | 0 | 0 | 0 | 0 | 0 | 0 | 0 | 0 | 0 | 0 | 0 | 0 | 0
CDP12 | NSW | SNSW | Mid-merit gas | 0 | 0 | 0 | 0 | 0 | 0 | 0 | 0 | 0 | 0 | 0 | 0 | 0 | 0 | 0 | 0 | 0 | 0 | 0 | 0 | 0 | 0 | 0 | 0 | 0 | 0 | 0 | 0
CDP12 | NSW | SNSW | Flexible gas with CCS | 0 | 0 | 0 | 0 | 0 | 0 | 0 | 0 | 0 | 0 | 0 | 0 | 0 | 0 | 0 | 0 | 0 | 0 | 0 | 0 | 0 | 0 | 0 | 0 | 0 | 0 | 0 | 0
CDP12 | NSW | SNSW | Flexible gas | 0 | 0 | 0 | 0 | 0 | 0 | 0 | 0 | 0 | 0 | 0 | 0 | 0 | 0 | 0 | 0 | 0 | 0 | 0 | 0 | 0 | 0 | 0 | 0 | 0 | 0 | 0 | 0
CDP12 | NSW | SNSW | Hydro | 0 | 0 | 0 | 0 | 0 | 0 | 0 | 0 | 0 | 0 | 0 | 0 | 0 | 0 | 0 | 0 | 0 | 0 | 0 | 0 | 0 | 0 | 0 | 0 | 0 | 0 | 0 | 0
CDP12 | NSW | SNSW | Snowy 2.0 | 0 | 0 | 0 | 0 | 2200 | 2200 | 2200 | 2200 | 2200 | 2200 | 2200 | 2200 | 2200 | 2200 | 2200 | 2200 | 2200 | 2200 | 2200 | 2200 | 2200 | 2200 | 2200 | 2200 | 2200 | 2200 | 2200 | 2200
CDP12 | NSW | SNSW | Deep storage | 0 | 0 | 0 | 0 | 0 | 0 | 0 | 0 | 0 | 0 | 0 | 0 | 0 | 0 | 0 | 0 | 0 | 0 | 0 | 0 | 0 | 0 | 0 | 0 | 0 | 0 | 0 | 0