FZ2181_240531a | Progressive Change - Final | CDP21 | H2 Domestic Flex_SQ | 2052 | QLD | SQ | 2992.4706 | 9050.0538 | 1030.2885 | Flexible domestic
FZ2181_240531a | Progressive Change - Final | CDP21 | H2 Domestic Fixed_CSA | 2025 | SA | CSA | 0.023265 | 0.023265 | 0.0026558 | Fixed domestic
FZ2181_240531a | Progressive Change - Final | CDP21 | H2 Domestic Fixed_CSA | 2026 | SA | CSA | 0.023265 | 0.023265 | 0.0026558 | Fixed domestic
FZ2181_240531a | Progressive Change - Final | CDP21 | H2 Domestic Fixed_CSA | 2027 | SA | CSA | 0.023265 | 0.023265 | 0.0026558 | Fixed domestic
FZ2181_240531a | Progressive Change - Final | CDP21 | H2 Domestic Fixed_CSA | 2028 | SA | CSA | 0.023329 | 0.023329 | 0.0026558 | Fixed domestic
FZ2181_240531a | Progressive Change - Final | CDP21 | H2 Domestic Fixed_CSA | 2029 | SA | CSA | 0.027259 | 0.027259 | 0.0031118 | Fixed domestic
FZ2181_240531a | Progressive Change - Final | CDP21 | H2 Domestic Fixed_CSA | 2030 | SA | CSA | 0.027259 | 0.027259 | 0.0031118 | Fixed domestic
FZ2181_240531a | Progressive Change - Final | CDP21 | H2 Domestic Fixed_CSA | 2031 | SA | CSA | 0.027259 | 0.027259 | 0.0031118 | Fixed domestic
FZ2181_240531a | Progressive Change - Final | CDP21 | H2 Domestic Fixed_CSA | 2032 | SA | CSA | 0.027334 | 0.027334 | 0.0031118 | Fixed domestic
FZ2181_240531a | Progressive Change - Final | CDP21 | H2 Domestic Fixed_CSA | 2033 | SA | CSA | 0.027259 | 0.027259 | 0.0031118 | Fixed domestic
FZ2181_240531a | Progressive Change - Final | CDP21 | H2 Domestic Fixed_CSA | 2034 | SA | CSA | 0.027259 | 0.027259 | 0.0031118 | Fixed domestic
FZ2181_240531a | Progressive Change - Final | CDP21 | H2 Domestic Fixed_CSA | 2035 | SA | CSA | 0.027862 | 0.027862 | 0.0031806 | Fixed domestic
FZ2181_240531a | Progressive Change - Final | CDP21 | H2 Domestic Fixed_CSA | 2036 | SA | CSA | 0.032939 | 0.032939 | 0.0037499 | Fixed domestic
FZ2181_240531a | Progressive Change - Final | CDP21 | H2 Domestic Fixed_CSA | 2037 | SA | CSA | 0.032849 | 0.032849 | 0.0037499 | Fixed domestic
FZ2181_240531a | Progressive Change - Final | CDP21 | H2 Domestic Fixed_CSA | 2038 | SA | CSA | 0.036308 | 0.036308 | 0.0041448 | Fixed domestic
FZ2181_240531a | Progressive Change - Final | CDP21 | H2 Domestic Fixed_CSA | 2039 | SA | CSA | 0.036308 | 0.036308 | 0.0041448 | Fixed domestic
FZ2181_240531a | Progressive Change - Final | CDP21 | H2 Domestic Fixed_CSA | 2040 | SA | CSA | 0.036408 | 0.036408 | 0.0041448 | Fixed domestic
FZ2181_240531a | Progressive Change - Final | CDP21 | H2 Domestic Fixed_CSA | 2041 | SA | CSA | 0.036308 | 0.036308 | 0.0041448 | Fixed domestic
FZ2181_240531a | Progressive Change - Final | CDP21 | H2 Domestic Fixed_CSA | 2042 | SA | CSA | 0.036308 | 0.036308 | 0.0041448 | Fixed domestic
FZ2181_240531a | Progressive Change - Final | CDP21 | H2 Domestic Fixed_CSA | 2043 | SA | CSA | 11.0969 | 11.0969 | 1.2668 | Fixed domestic
FZ2181_240531a | Progressive Change - Final | CDP21 | H2 Domestic Fixed_CSA | 2044 | SA | CSA | 18.3039 | 18.3039 | 2.0838 | Fixed domestic
FZ2181_240531a | Progressive Change - Final | CDP21 | H2 Domestic Fixed_CSA | 2045 | SA | CSA | 18.2539 | 18.2539 | 2.0838 | Fixed domestic
FZ2181_240531a | Progressive Change - Final | CDP21 | H2 Domestic Fixed_CSA | 2046 | SA | CSA | 25.6896 | 25.6896 | 2.9326 | Fixed domestic
FZ2181_240531a | Progressive Change - Final | CDP21 | H2 Domestic Fixed_CSA | 2047 | SA | CSA | 25.7861 | 25.7861 | 2.9436 | Fixed domestic
FZ2181_240531a | Progressive Change - Final | CDP21 | H2 Domestic Fixed_CSA | 2048 | SA | CSA | 25.8568 | 25.8568 | 2.9436 | Fixed domestic
FZ2181_240531a | Progressive Change - Final | CDP21 | H2 Domestic Fixed_CSA | 2049 | SA | CSA | 31.6891 | 31.6891 | 3.6175 | Fixed domestic
FZ2181_240531a | Progressive Change - Final | CDP21 | H2 Domestic Fixed_CSA | 2050 | SA | CSA | 69.0198 | 69.0198 | 7.879 | Fixed domestic
FZ2181_240531a | Progressive Change - Final | CDP21 | H2 Domestic Fixed_CSA | 2051 | SA | CSA | 69.0198 | 69.0198 | 7.879 | Fixed domestic
FZ2181_240531a | Progressive Change - Final | CDP21 | H2 Domestic Fixed_CSA | 2052 | SA | CSA | 73.6052 | 73.6052 | 8.3795 | Fixed domestic
FZ2181_240531a | Progressive Change - Final | CDP21 | H2 Domestic Flex_CSA | 2025 | SA | CSA | 0 | 0.517 | 0.059018 | Flexible domestic
FZ2181_240531a | Progressive Change - Final | CDP21 | H2 Domestic Flex_CSA | 2026 | SA | CSA | 0 | 0.517 | 0.059018 | Flexible domestic
FZ2181_240531a | Progressive Change - Final | CDP21 | H2 Domestic Flex_CSA | 2027 | SA | CSA | 0 | 0.517 | 0.059018 | Flexible domestic
FZ2181_240531a | Progressive Change - Final | CDP21 | H2 Domestic Flex_CSA | 2028 | SA | CSA | 0 | 0.51842 | 0.059018 | Flexible domestic
FZ2181_240531a | Progressive Change - Final | CDP21 | H2 Domestic Flex_CSA | 2029 | SA | CSA | 0 | 0.60576 | 0.06915 | Flexible domestic
FZ2181_240531a | Progressive Change - Final | CDP21 | H2 Domestic Flex_CSA | 2030 | SA | CSA | 0 | 0.60576 | 0.06915 | Flexible domestic
FZ2181_240531a | Progressive Change - Final | CDP21 | H2 Domestic Flex_CSA | 2031 | SA | CSA | 0 | 0.60576 | 0.06915 | Flexible domestic
FZ2181_240531a | Progressive Change - Final | CDP21 | H2 Domestic Flex_CSA | 2032 | SA | CSA | 0 | 0.60742 | 0.06915 | Flexible domestic
FZ2181_240531a | Progressive Change - Final | CDP21 | H2 Domestic Flex_CSA | 2033 | SA | CSA | 0 | 0.60576 | 0.06915 | Flexible domestic
FZ2181_240531a | Progressive Change - Final | CDP21 | H2 Domestic Flex_CSA | 2034 | SA | CSA | 0 | 0.60576 | 0.06915 | Flexible domestic
FZ2181_240531a | Progressive Change - Final | CDP21 | H2 Domestic Flex_CSA | 2035 | SA | CSA | 0 | 0.61916 | 0.07068 | Flexible domestic
FZ2181_240531a | Progressive Change - Final | CDP21 | H2 Domestic Flex_CSA | 2036 | SA | CSA | 0 | 0.73198 | 0.083331 | Flexible domestic
FZ2181_240531a | Progressive Change - Final | CDP21 | H2 Domestic Flex_CSA | 2037 | SA | CSA | 0 | 0.72998 | 0.083331 | Flexible domestic
FZ2181_240531a | Progressive Change - Final | CDP21 | H2 Domestic Flex_CSA | 2038 | SA | CSA | 0 | 0.80685 | 0.092106 | Flexible domestic
FZ2181_240531a | Progressive Change - Final | CDP21 | H2 Domestic Flex_CSA | 2039 | SA | CSA | 0 | 0.80685 | 0.092106 | Flexible domestic
FZ2181_240531a | Progressive Change - Final | CDP21 | H2 Domestic Flex_CSA | 2040 | SA | CSA | 0 | 0.80906 | 0.092106 | Flexible domestic
FZ2181_240531a | Progressive Change - Final | CDP21 | H2 Domestic Flex_CSA | 2041 | SA | CSA | 0 | 0.80685 | 0.092106 | Flexible domestic
FZ2181_240531a | Progressive Change - Final | CDP21 | H2 Domestic Flex_CSA | 2042 | SA | CSA | 0 | 0.80685 | 0.092106 | Flexible domestic
FZ2181_240531a | Progressive Change - Final | CDP21 | H2 Domestic Flex_CSA | 2043 | SA | CSA | 161.764 | 246.5984 | 28.1505 | Flexible domestic
FZ2181_240531a | Progressive Change - Final | CDP21 | H2 Domestic Flex_CSA | 2044 | SA | CSA | 166.0568 | 406.7536 | 46.3062 | Flexible domestic
FZ2181_240531a | Progressive Change - Final | CDP21 | H2 Domestic Flex_CSA | 2045 | SA | CSA | 166.0758 | 405.6423 | 46.3062 | Flexible domestic
FZ2181_240531a | Progressive Change - Final | CDP21 | H2 Domestic Flex_CSA | 2046 | SA | CSA | 233.5625 | 570.8795 | 65.1689 | Flexible domestic
FZ2181_240531a | Progressive Change - Final | CDP21 | H2 Domestic Flex_CSA | 2047 | SA | CSA | 234.2914 | 573.0248 | 65.4138 | Flexible domestic
FZ2181_240531a | Progressive Change - Final | CDP21 | H2 Domestic Flex_CSA | 2048 | SA | CSA | 233.744 | 574.5947 | 65.4138 | Flexible domestic
FZ2181_240531a | Progressive Change - Final | CDP21 | H2 Domestic Flex_CSA | 2049 | SA | CSA | 343.4483 | 704.203 | 80.3885 | Flexible domestic
FZ2181_240531a | Progressive Change - Final | CDP21 | H2 Domestic Flex_CSA | 2050 | SA | CSA | 618.0921 | 1533.774 | 175.0884 | Flexible domestic
FZ2181_240531a | Progressive Change - Final | CDP21 | H2 Domestic Flex_CSA | 2051 | SA | CSA | 620.1975 | 1533.774 | 175.0884 | Flexible domestic
FZ2181_240531a | Progressive Change - Final | CDP21 | H2 Domestic Flex_CSA | 2052 | SA | CSA | 620.6331 | 1635.6711 | 186.2103 | Flexible domestic
FZ2181_240531a | Progressive Change - Final | CDP21 | Whyalla H2 load_fixed | 2025 | SA | CSA | 0 | 0 | 0 | Fixed domestic
FZ2181_240531a | Progressive Change - Final | CDP21 | Whyalla H2 load_fixed | 2026 | SA | CSA | 24.6375 | 24.6375 | 2.8125 | Fixed domestic
FZ2181_240531a | Progressive Change - Final | CDP21 | Whyalla H2 load_fixed | 2027 | SA | CSA | 73.9125 | 73.9125 | 8.4375 | Fixed domestic
FZ2181_240531a | Progressive Change - Final | CDP21 | Whyalla H2 load_fixed | 2028 | SA | CSA | 98.82 | 98.82 | 11.25 | Fixed domestic
FZ2181_240531a | Progressive Change - Final | CDP21 | Whyalla H2 load_fixed | 2029 | SA | CSA | 98.55 | 98.55 | 11.25 | Fixed domestic
FZ2181_240531a | Progressive Change - Final | CDP21 | Whyalla H2 load_fixed | 2030 | SA | CSA | 98.55 | 98.55 | 11.25 | Fixed domestic
FZ2181_240531a | Progressive Change - Final | CDP21 | Whyalla H2 load_fixed | 2031 | SA | CSA | 98.55 | 98.55 | 11.25 | Fixed domestic
FZ2181_240531a | Progressive Change - Final | CDP21 | Whyalla H2 load_fixed | 2032 | SA | CSA | 98.82 | 98.82 | 11.25 | Fixed domestic
FZ2181_240531a | Progressive Change - Final | CDP21 | Whyalla H2 load_fixed | 2033 | SA | CSA | 98.55 | 98.55 | 11.25 | Fixed domestic
FZ2181_240531a | Progressive Change - Final | CDP21 | Whyalla H2 load_fixed | 2034 | SA | CSA | 98.55 | 98.55 | 11.25 | Fixed domestic
FZ2181_240531a | Progressive Change - Final | CDP21 | Whyalla H2 load_fixed | 2035 | SA | CSA | 98.55 | 98.55 | 11.25 | Fixed domestic
FZ2181_240531a | Progressive Change - Final | CDP21 | Whyalla H2 load_fixed | 2036 | SA | CSA | 98.82 | 98.82 | 11.25 | Fixed domestic
FZ2181_240531a | Progressive Change - Final | CDP21 | Whyalla H2 load_fixed | 2037 | SA | CSA | 98.55 | 98.55 | 11.25 | Fixed domestic
FZ2181_240531a | Progressive Change - Final | CDP21 | Whyalla H2 load_fixed | 2038 | SA | CSA | 98.55 | 98.55 | 11.25 | Fixed domestic
FZ2181_240531a | Progressive Change - Final | CDP21 | Whyalla H2 load_fixed | 2039 | SA | CSA | 98.55 | 98.55 | 11.25 | Fixed domestic
FZ2181_240531a | Progressive Change - Final | CDP21 | Whyalla H2 load_fixed | 2040 | SA | CSA | 98.82 | 98.82 | 11.25 | Fixed domestic
FZ2181_240531a | Progressive Change - Final | CDP21 | Whyalla H2 load_fixed | 2041 | SA | CSA | 98.55 | 98.55 | 11.25 | Fixed domestic
FZ2181_240531a | Progressive Change - Final | CDP21 | Whyalla H2 load_fixed | 2042 | SA | CSA | 98.55 | 98.55 | 11.25 | Fixed domestic
FZ2181_240531a | Progressive Change - Final | CDP21 | Whyalla H2 load_fixed | 2043 | SA | CSA | 98.55 | 98.55 | 11.25 | Fixed domestic
FZ2181_240531a | Progressive Change - Final | CDP21 | Whyalla H2 load_fixed | 2044 | SA | CSA | 98.82 | 98.82 | 11.25 | Fixed domestic
FZ2181_240531a | Progressive Change - Final | CDP21 | Whyalla H2 load_fixed | 2045 | SA | CSA | 98.55 | 98.55 | 11.25 | Fixed domestic
FZ2181_240531a | Progressive Change - Final | CDP21 | Whyalla H2 load_fixed | 2046 | SA | CSA | 98.55 | 98.55 | 11.25 | Fixed domestic
FZ2181_240531a | Progressive Change - Final | CDP21 | Whyalla H2 load_fixed | 2047 | SA | CSA | 98.55 | 98.55 | 11.25 | Fixed domestic
FZ2181_240531a | Progressive Change - Final | CDP21 | Whyalla H2 load_fixed | 2048 | SA | CSA | 98.82 | 98.82 | 11.25 | Fixed domestic
FZ2181_240531a | Progressive Change - Final | CDP21 | Whyalla H2 load_fixed | 2049 | SA | CSA | 98.55 | 98.55 | 11.25 | Fixed domestic
FZ2181_240531a | Progressive Change - Final | CDP21 | Whyalla H2 load_fixed | 2050 | SA | CSA | 98.55 | 98.55 | 11.25 | Fixed domestic
FZ2181_240531a | Progressive Change - Final | CDP21 | Whyalla H2 load_fixed | 2051 | SA | CSA | 98.55 | 98.55 | 11.25 | Fixed domestic
FZ2181_240531a | Progressive Change - Final | CDP21 | Whyalla H2 load_fixed | 2052 | SA | CSA | 98.82 | 98.82 | 11.25 | Fixed domestic
FZ2181_240531a | Progressive Change - Final | CDP21 | Whyalla H2 load_flex | 2025 | SA | CSA | 0 | 0 | 0 | Flexible domestic
FZ2181_240531a | Progressive Change - Final | CDP21 | Whyalla H2 load_flex | 2026 | SA | CSA | 344.5504 | 547.5 | 62.5 | Flexible domestic
FZ2181_240531a | Progressive Change - Final | CDP21 | Whyalla H2 load_flex | 2027 | SA | CSA | 1027.5222 | 1642.5 | 187.5 | Flexible domestic
FZ2181_240531a | Progressive Change - Final | CDP21 | Whyalla H2 load_flex | 2028 | SA | CSA | 1369.3318 | 2196 | 250 | Flexible domestic
FZ2181_240531a | Progressive Change - Final | CDP21 | Whyalla H2 load_flex | 2029 | SA | CSA | 1381.7932 | 2190 | 250 | Flexible domestic
FZ2181_240531a | Progressive Change - Final | CDP21 | Whyalla H2 load_flex | 2030 | SA | CSA | 1380.6196 | 2190 | 250 | Flexible domestic
FZ2181_240531a | Progressive Change - Final | CDP21 | Whyalla H2 load_flex | 2031 | SA | CSA | 1379.039 | 2190 | 250 | Flexible domestic
FZ2181_240531a | Progressive Change - Final | CDP21 | Whyalla H2 load_flex | 2032 | SA | CSA | 1304.129 | 2196 | 250 | Flexible domestic
FZ2181_240531a | Progressive Change - Final | CDP21 | Whyalla H2 load_flex | 2033 | SA | CSA | 1295.4086 | 2190 | 250 | Flexible domestic
FZ2181_240531a | Progressive Change - Final | CDP21 | Whyalla H2 load_flex | 2034 | SA | CSA | 1295.8946 | 2190 | 250 | Flexible domestic
FZ2181_240531a | Progressive Change - Final | CDP21 | Whyalla H2 load_flex | 2035 | SA | CSA | 1296.1512 | 2190 | 250 | Flexible domestic
FZ2181_240531a | Progressive Change - Final | CDP21 | Whyalla H2 load_flex | 2036 | SA | CSA | 1296.4087 | 2196 | 250 | Flexible domestic
FZ2181_240531a | Progressive Change - Final | CDP21 | Whyalla H2 load_flex | 2037 | SA | CSA | 1298.9976 | 2190 | 250 | Flexible domestic
FZ2181_240531a | Progressive Change - Final | CDP21 | Whyalla H2 load_flex | 2038 | SA | CSA | 1298.9976 | 2190 | 250 | Flexible domestic
FZ2181_240531a | Progressive Change - Final | CDP21 | Whyalla H2 load_flex | 2039 | SA | CSA | 1298.9976 | 2190 | 250 | Flexible domestic
FZ2181_240531a | Progressive Change - Final | CDP21 | Whyalla H2 load_flex | 2040 | SA | CSA | 1298.9976 | 2196 | 250 | Flexible domestic
FZ2181_240531a | Progressive Change - Final | CDP21 | Whyalla H2 load_flex | 2041 | SA | CSA | 1298.9976 | 2190 | 250 | Flexible domestic
FZ2181_240531a | Progressive Change - Final | CDP21 | Whyalla H2 load_flex | 2042 | SA | CSA | 1298.9976 | 2190 | 250 | Flexible domestic
FZ2181_240531a | Progressive Change - Final | CDP21 | Whyalla H2 load_flex | 2043 | SA | CSA | 1298.9976 | 2190 | 250 | Flexible domestic
FZ2181_240531a | Progressive Change - Final | CDP21 | Whyalla H2 load_flex | 2044 | SA | CSA | 1298.9976 | 2196 | 250 | Flexible domestic
FZ2181_240531a | Progressive Change - Final | CDP21 | Whyalla H2 load_flex | 2045 | SA | CSA | 1298.9976 | 2190 | 250 | Flexible domestic
FZ2181_240531a | Progressive Change - Final | CDP21 | Whyalla H2 load_flex | 2046 | SA | CSA | 1298.9976 | 2190 | 250 | Flexible domestic
FZ2181_240531a | Progressive Change - Final | CDP21 | Whyalla H2 load_flex | 2047 | SA | CSA | 1298.9976 | 2190 | 250 | Flexible domestic
FZ2181_240531a | Progressive Change - Final | CDP21 | Whyalla H2 load_flex | 2048 | SA | CSA | 1298.9976 | 2196 | 250 | Flexible domestic
FZ2181_240531a | Progressive Change - Final | CDP21 | Whyalla H2 load_flex | 2049 | SA | CSA | 1298.9976 | 2190 | 250 | Flexible domestic
FZ2181_240531a | Progressive Change - Final | CDP21 | Whyalla H2 load_flex | 2050 | SA | CSA | 1298.9976 | 2190 | 250 | Flexible domestic
FZ2181_240531a | Progressive Change - Final | CDP21 | Whyalla H2 load_flex | 2051 | SA | CSA | 1298.9976 | 2190 | 250 | Flexible domestic
FZ2181_240531a | Progressive Change - Final | CDP21 | Whyalla H2 load_flex | 2052 | SA | CSA | 1298.9976 | 2196 | 250 | Flexible domestic
FZ2181_240531a | Progressive Change - Final | CDP21 | H2 Domestic Fixed_SESA | 2025 | SA | SESA | 0.061378 | 0.061378 | 0.0070066 | Fixed domestic
FZ2181_240531a | Progressive Change - Final | CDP21 | H2 Domestic Fixed_SESA | 2026 | SA | SESA | 2.6667 | 2.6667 | 0.30441 | Fixed domestic
FZ2181_240531a | Progressive Change - Final | CDP21 | H2 Domestic Fixed_SESA | 2027 | SA | SESA | 7.7174 | 7.7174 | 0.88098 | Fixed domestic
FZ2181_240531a | Progressive Change - Final | CDP21 | H2 Domestic Fixed_SESA | 2028 | SA | SESA | 9.8546 | 9.8546 | 1.1219 | Fixed domestic
FZ2181_240531a | Progressive Change - Final | CDP21 | H2 Domestic Fixed_SESA | 2029 | SA | SESA | 10.7301 | 10.7301 | 1.2249 | Fixed domestic
FZ2181_240531a | Progressive Change - Final | CDP21 | H2 Domestic Fixed_SESA | 2030 | SA | SESA | 10.7301 | 10.7301 | 1.2249 | Fixed domestic
FZ2181_240531a | Progressive Change - Final | CDP21 | H2 Domestic Fixed_SESA | 2031 | SA | SESA | 10.7301 | 10.7301 | 1.2249 | Fixed domestic
FZ2181_240531a | Progressive Change - Final | CDP21 | H2 Domestic Fixed_SESA | 2032 | SA | SESA | 10.7595 | 10.7595 | 1.2249 | Fixed domestic
FZ2181_240531a | Progressive Change - Final | CDP21 | H2 Domestic Fixed_SESA | 2033 | SA | SESA | 13.2571 | 13.2571 | 1.5134 | Fixed domestic
FZ2181_240531a | Progressive Change - Final | CDP21 | H2 Domestic Fixed_SESA | 2034 | SA | SESA | 13.952 | 13.952 | 1.5927 | Fixed domestic
FZ2181_240531a | Progressive Change - Final | CDP21 | H2 Domestic Fixed_SESA | 2035 | SA | SESA | 15.1552 | 15.1552 | 1.73 | Fixed domestic
FZ2181_240531a | Progressive Change - Final | CDP21 | H2 Domestic Fixed_SESA | 2036 | SA | SESA | 16.268 | 16.268 | 1.852 | Fixed domestic
FZ2181_240531a | Progressive Change - Final | CDP21 | H2 Domestic Fixed_SESA | 2037 | SA | SESA | 16.2235 | 16.2235 | 1.852 | Fixed domestic
FZ2181_240531a | Progressive Change - Final | CDP21 | H2 Domestic Fixed_SESA | 2038 | SA | SESA | 18.4317 | 18.4317 | 2.1041 | Fixed domestic
FZ2181_240531a | Progressive Change - Final | CDP21 | H2 Domestic Fixed_SESA | 2039 | SA | SESA | 18.4317 | 18.4317 | 2.1041 | Fixed domestic
FZ2181_240531a | Progressive Change - Final | CDP21 | H2 Domestic Fixed_SESA | 2040 | SA | SESA | 18.4822 | 18.4822 | 2.1041 | Fixed domestic
FZ2181_240531a | Progressive Change - Final | CDP21 | H2 Domestic Fixed_SESA | 2041 | SA | SESA | 18.4317 | 18.4317 | 2.1041 | Fixed domestic
FZ2181_240531a | Progressive Change - Final | CDP21 | H2 Domestic Fixed_SESA | 2042 | SA | SESA | 18.4317 | 18.4317 | 2.1041 | Fixed domestic
FZ2181_240531a | Progressive Change - Final | CDP21 | H2 Domestic Fixed_SESA | 2043 | SA | SESA | 18.4317 | 18.4317 | 2.1041 | Fixed domestic
FZ2181_240531a | Progressive Change - Final | CDP21 | H2 Domestic Fixed_SESA | 2044 | SA | SESA | 24.5855 | 24.5855 | 2.7989 | Fixed domestic
FZ2181_240531a | Progressive Change - Final | CDP21 | H2 Domestic Fixed_SESA | 2045 | SA | SESA | 24.5183 | 24.5183 | 2.7989 | Fixed domestic
FZ2181_240531a | Progressive Change - Final | CDP21 | H2 Domestic Fixed_SESA | 2046 | SA | SESA | 24.5183 | 24.5183 | 2.7989 | Fixed domestic
FZ2181_240531a | Progressive Change - Final | CDP21 | H2 Domestic Fixed_SESA | 2047 | SA | SESA | 24.5183 | 24.5183 | 2.7989 | Fixed domestic
FZ2181_240531a | Progressive Change - Final | CDP21 | H2 Domestic Fixed_SESA | 2048 | SA | SESA | 24.5855 | 24.5855 | 2.7989 | Fixed domestic
FZ2181_240531a | Progressive Change - Final | CDP21 | H2 Domestic Fixed_SESA | 2049 | SA | SESA | 24.5183 | 24.5183 | 2.7989 | Fixed domestic
FZ2181_240531a | Progressive Change - Final | CDP21 | H2 Domestic Fixed_SESA | 2050 | SA | SESA | 38.2178 | 38.2178 | 4.3628 | Fixed domestic
FZ2181_240531a | Progressive Change - Final | CDP21 | H2 Domestic Fixed_SESA | 2051 | SA | SESA | 35.6125 | 35.6125 | 4.0654 | Fixed domestic
FZ2181_240531a | Progressive Change - Final | CDP21 | H2 Domestic Fixed_SESA | 2052 | SA | SESA | 38.3844 | 38.3844 | 4.3698 | Fixed domestic
FZ2181_240531a | Progressive Change - Final | CDP21 | H2 Domestic Flex_SESA | 2025 | SA | SESA | 1.1835 | 1.3639 | 0.1557 | Flexible domestic
FZ2181_240531a | Progressive Change - Final | CDP21 | H2 Domestic Flex_SESA | 2026 | SA | SESA | 51.3833 | 59.2594 | 6.7648 | Flexible domestic
FZ2181_240531a | Progressive Change - Final | CDP21 | H2 Domestic Flex_SESA | 2027 | SA | SESA | 146.4943 | 171.497 | 19.5773 | Flexible domestic
FZ2181_240531a | Progressive Change - Final | CDP21 | H2 Domestic Flex_SESA | 2028 | SA | SESA | 188.8144 | 218.9911 | 24.9307 | Flexible domestic
FZ2181_240531a | Progressive Change - Final | CDP21 | H2 Domestic Flex_SESA | 2029 | SA | SESA | 169.2015 | 238.4458 | 27.2198 | Flexible domestic
FZ2181_240531a | Progressive Change - Final | CDP21 | H2 Domestic Flex_SESA | 2030 | SA | SESA | 148.0694 | 238.4458 | 27.2198 | Flexible domestic
FZ2181_240531a | Progressive Change - Final | CDP21 | H2 Domestic Flex_SESA | 2031 | SA | SESA | 146.0958 | 238.4458 | 27.2198 | Flexible domestic
FZ2181_240531a | Progressive Change - Final | CDP21 | H2 Domestic Flex_SESA | 2032 | SA | SESA | 167.3429 | 239.0991 | 27.2198 | Flexible domestic
FZ2181_240531a | Progressive Change - Final | CDP21 | H2 Domestic Flex_SESA | 2033 | SA | SESA | 199.5319 | 294.6023 | 33.6304 | Flexible domestic
FZ2181_240531a | Progressive Change - Final | CDP21 | H2 Domestic Flex_SESA | 2034 | SA | SESA | 206.0828 | 310.0448 | 35.3932 | Flexible domestic
FZ2181_240531a | Progressive Change - Final | CDP21 | H2 Domestic Flex_SESA | 2035 | SA | SESA | 201.66 | 336.7813 | 38.4454 | Flexible domestic
FZ2181_240531a | Progressive Change - Final | CDP21 | H2 Domestic Flex_SESA | 2036 | SA | SESA | 197.2612 | 361.511 | 41.1556 | Flexible domestic
FZ2181_240531a | Progressive Change - Final | CDP21 | H2 Domestic Flex_SESA | 2037 | SA | SESA | 192.9695 | 360.5233 | 41.1556 | Flexible domestic
FZ2181_240531a | Progressive Change - Final | CDP21 | H2 Domestic Flex_SESA | 2038 | SA | SESA | 188.9449 | 409.594 | 46.7573 | Flexible domestic
FZ2181_240531a | Progressive Change - Final | CDP21 | H2 Domestic Flex_SESA | 2039 | SA | SESA | 184.9592 | 409.594 | 46.7573 | Flexible domestic
FZ2181_240531a | Progressive Change - Final | CDP21 | H2 Domestic Flex_SESA | 2040 | SA | SESA | 181.0498 | 410.7162 | 46.7573 | Flexible domestic
FZ2181_240531a | Progressive Change - Final | CDP21 | H2 Domestic Flex_SESA | 2041 | SA | SESA | 179.2508 | 409.594 | 46.7573 | Flexible domestic
FZ2181_240531a | Progressive Change - Final | CDP21 | H2 Domestic Flex_SESA | 2042 | SA | SESA | 179.4238 | 409.594 | 46.7573 | Flexible domestic
FZ2181_240531a | Progressive Change - Final | CDP21 | H2 Domestic Flex_SESA | 2043 | SA | SESA | 222.1558 | 409.594 | 46.7573 | Flexible domestic
FZ2181_240531a | Progressive Change - Final | CDP21 | H2 Domestic Flex_SESA | 2044 | SA | SESA | 223.2297 | 546.3436 | 62.1976 | Flexible domestic
FZ2181_240531a | Progressive Change - Final | CDP21 | H2 Domestic Flex_SESA | 2045 | SA | SESA | 224.4286 | 544.8509 | 62.1976 | Flexible domestic
FZ2181_240531a | Progressive Change - Final | CDP21 | H2 Domestic Flex_SESA | 2046 | SA | SESA | 238.1929 | 544.8509 | 62.1976 | Flexible domestic
FZ2181_240531a | Progressive Change - Final | CDP21 | H2 Domestic Flex_SESA | 2047 | SA | SESA | 237.464 | 544.8509 | 62.1976 | Flexible domestic
FZ2181_240531a | Progressive Change - Final | CDP21 | H2 Domestic Flex_SESA | 2048 | SA | SESA | 238.0114 | 546.3436 | 62.1976 | Flexible domestic
FZ2181_240531a | Progressive Change - Final | CDP21 | H2 Domestic Flex_SESA | 2049 | SA | SESA | 262.6572 | 544.8509 | 62.1976 | Flexible domestic
FZ2181_240531a | Progressive Change - Final | CDP21 | H2 Domestic Flex_SESA | 2050 | SA | SESA | 320.6611 | 849.2843 | 96.9503 | Flexible domestic
FZ2181_240531a | Progressive Change - Final | CDP21 | H2 Domestic Flex_SESA | 2051 | SA | SESA | 321.0201 | 791.3889 | 90.3412 | Flexible domestic
FZ2181_240531a | Progressive Change - Final | CDP21 | H2 Domestic Flex_SESA | 2052 | SA | SESA | 320.5845 | 852.9872 | 97.1069 | Flexible domestic
FZ2181_240531a | Progressive Change - Final | CDP21 | H2 Domestic Fixed_TAS | 2025 | TAS | TAS | 0 | 0 | 0 | Fixed domestic
FZ2181_240531a | Progressive Change - Final | CDP21 | H2 Domestic Fixed_TAS | 2026 | TAS | TAS | 0 | 0 | 0 | Fixed domestic
FZ2181_240531a | Progressive Change - Final | CDP21 | H2 Domestic Fixed_TAS | 2027 | TAS | TAS | 0 | 0 | 0 | Fixed domestic
FZ2181_240531a | Progressive Change - Final | CDP21 | H2 Domestic Fixed_TAS | 2028 | TAS | TAS | 0 | 0 | 0 | Fixed domestic
FZ2181_240531a | Progressive Change - Final | CDP21 | H2 Domestic Fixed_TAS | 2029 | TAS | TAS | 0.30059 | 0.30059 | 0.034314 | Fixed domestic
FZ2181_240531a | Progressive Change - Final | CDP21 | H2 Domestic Fixed_TAS | 2030 | TAS | TAS | 1.2354 | 1.2354 | 0.14103 | Fixed domestic
FZ2181_240531a | Progressive Change - Final | CDP21 | H2 Domestic Fixed_TAS | 2031 | TAS | TAS | 2.5762 | 2.5762 | 0.29408 | Fixed domestic
FZ2181_240531a | Progressive Change - Final | CDP21 | H2 Domestic Fixed_TAS | 2032 | TAS | TAS | 3.3595 | 3.3595 | 0.38245 | Fixed domestic
FZ2181_240531a | Progressive Change - Final | CDP21 | H2 Domestic Fixed_TAS | 2033 | TAS | TAS | 4.7729 | 4.7729 | 0.54485 | Fixed domestic
FZ2181_240531a | Progressive Change - Final | CDP21 | H2 Domestic Fixed_TAS | 2034 | TAS | TAS | 4.7729 | 4.7729 | 0.54485 | Fixed domestic
FZ2181_240531a | Progressive Change - Final | CDP21 | H2 Domestic Fixed_TAS | 2035 | TAS | TAS | 4.9175 | 4.9175 | 0.56136 | Fixed domestic
FZ2181_240531a | Progressive Change - Final | CDP21 | H2 Domestic Fixed_TAS | 2036 | TAS | TAS | 5.8898 | 5.8898 | 0.67051 | Fixed domestic
FZ2181_240531a | Progressive Change - Final | CDP21 | H2 Domestic Fixed_TAS | 2037 | TAS | TAS | 5.8737 | 5.8737 | 0.67051 | Fixed domestic
FZ2181_240531a | Progressive Change - Final | CDP21 | H2 Domestic Fixed_TAS | 2038 | TAS | TAS | 9.7586 | 9.7586 | 1.114 | Fixed domestic
FZ2181_240531a | Progressive Change - Final | CDP21 | H2 Domestic Fixed_TAS | 2039 | TAS | TAS | 9.7586 | 9.7586 | 1.114 | Fixed domestic
FZ2181_240531a | Progressive Change - Final | CDP21 | H2 Domestic Fixed_TAS | 2040 | TAS | TAS | 9.7853 | 9.7853 | 1.114 | Fixed domestic
FZ2181_240531a | Progressive Change - Final | CDP21 | H2 Domestic Fixed_TAS | 2041 | TAS | TAS | 14.0639 | 14.0639 | 1.6055 | Fixed domestic
FZ2181_240531a | Progressive Change - Final | CDP21 | H2 Domestic Fixed_TAS | 2042 | TAS | TAS | 14.0639 | 14.0639 | 1.6055 | Fixed domestic
FZ2181_240531a | Progressive Change - Final | CDP21 | H2 Domestic Fixed_TAS | 2043 | TAS | TAS | 14.0639 | 14.0639 | 1.6055 | Fixed domestic
FZ2181_240531a | Progressive Change - Final | CDP21 | H2 Domestic Fixed_TAS | 2044 | TAS | TAS | 14.1025 | 14.1025 | 1.6055 | Fixed domestic
FZ2181_240531a | Progressive Change - Final | CDP21 | H2 Domestic Fixed_TAS | 2045 | TAS | TAS | 14.0639 | 14.0639 | 1.6055 | Fixed domestic
FZ2181_240531a | Progressive Change - Final | CDP21 | H2 Domestic Fixed_TAS | 2046 | TAS | TAS | 14.0639 | 14.0639 | 1.6055 | Fixed domestic
FZ2181_240531a | Progressive Change - Final | CDP21 | H2 Domestic Fixed_TAS | 2047 | TAS | TAS | 15.9975 | 15.9975 | 1.8262 | Fixed domestic
FZ2181_240531a | Progressive Change - Final | CDP21 | H2 Domestic Fixed_TAS | 2048 | TAS | TAS | 16.0413 | 16.0413 | 1.8262 | Fixed domestic
FZ2181_240531a | Progressive Change - Final | CDP21 | H2 Domestic Fixed_TAS | 2049 | TAS | TAS | 15.9975 | 15.9975 | 1.8262 | Fixed domestic
FZ2181_240531a | Progressive Change - Final | CDP21 | H2 Domestic Fixed_TAS | 2050 | TAS | TAS | 16.1036 | 16.1036 | 1.8383 | Fixed domestic
FZ2181_240531a | Progressive Change - Final | CDP21 | H2 Domestic Fixed_TAS | 2051 | TAS | TAS | 16.1036 | 16.1036 | 1.8383 | Fixed domestic
FZ2181_240531a | Progressive Change - Final | CDP21 | H2 Domestic Fixed_TAS | 2052 | TAS | TAS | 16.1788 | 16.1788 | 1.8419 | Fixed domestic
FZ2181_240531a | Progressive Change - Final | CDP21 | H2 Domestic Flex_TAS | 2025 | TAS | TAS | 0 | 0 | 0 | Flexible domestic
FZ2181_240531a | Progressive Change - Final | CDP21 | H2 Domestic Flex_TAS | 2026 | TAS | TAS | 0 | 0 | 0 | Flexible domestic
FZ2181_240531a | Progressive Change - Final | CDP21 | H2 Domestic Flex_TAS | 2027 | TAS | TAS | 0 | 0 | 0 | Flexible domestic
FZ2181_240531a | Progressive Change - Final | CDP21 | H2 Domestic Flex_TAS | 2028 | TAS | TAS | 0 | 0 | 0 | Flexible domestic
FZ2181_240531a | Progressive Change - Final | CDP21 | H2 Domestic Flex_TAS | 2029 | TAS | TAS | 5.7721 | 6.6798 | 0.76253 | Flexible domestic
FZ2181_240531a | Progressive Change - Final | CDP21 | H2 Domestic Flex_TAS | 2030 | TAS | TAS | 24.2692 | 27.4534 | 3.134 | Flexible domestic
FZ2181_240531a | Progressive Change - Final | CDP21 | H2 Domestic Flex_TAS | 2031 | TAS | TAS | 50.4074 | 57.2484 | 6.5352 | Flexible domestic
FZ2181_240531a | Progressive Change - Final | CDP21 | H2 Domestic Flex_TAS | 2032 | TAS | TAS | 66.0847 | 74.6547 | 8.4989 | Flexible domestic
FZ2181_240531a | Progressive Change - Final | CDP21 | H2 Domestic Flex_TAS | 2033 | TAS | TAS | 95.2936 | 106.0648 | 12.1079 | Flexible domestic
FZ2181_240531a | Progressive Change - Final | CDP21 | H2 Domestic Flex_TAS | 2034 | TAS | TAS | 93.8191 | 106.0648 | 12.1079 | Flexible domestic
FZ2181_240531a | Progressive Change - Final | CDP21 | H2 Domestic Flex_TAS | 2035 | TAS | TAS | 98.1518 | 109.2787 | 12.4747 | Flexible domestic
FZ2181_240531a | Progressive Change - Final | CDP21 | H2 Domestic Flex_TAS | 2036 | TAS | TAS | 99.4811 | 130.8837 | 14.9002 | Flexible domestic
FZ2181_240531a | Progressive Change - Final | CDP21 | H2 Domestic Flex_TAS | 2037 | TAS | TAS | 97.2629 | 130.5261 | 14.9002 | Flexible domestic
FZ2181_240531a | Progressive Change - Final | CDP21 | H2 Domestic Flex_TAS | 2038 | TAS | TAS | 174.1542 | 216.8567 | 24.7553 | Flexible domestic
FZ2181_240531a | Progressive Change - Final | CDP21 | H2 Domestic Flex_TAS | 2039 | TAS | TAS | 170.2738 | 216.8567 | 24.7553 | Flexible domestic
FZ2181_240531a | Progressive Change - Final | CDP21 | H2 Domestic Flex_TAS | 2040 | TAS | TAS | 167.28 | 217.4508 | 24.7553 | Flexible domestic
FZ2181_240531a | Progressive Change - Final | CDP21 | H2 Domestic Flex_TAS | 2041 | TAS | TAS | 165.4189 | 312.5319 | 35.6772 | Flexible domestic
FZ2181_240531a | Progressive Change - Final | CDP21 | H2 Domestic Flex_TAS | 2042 | TAS | TAS | 169.1686 | 312.5319 | 35.6772 | Flexible domestic
FZ2181_240531a | Progressive Change - Final | CDP21 | H2 Domestic Flex_TAS | 2043 | TAS | TAS | 170.1358 | 312.5319 | 35.6772 | Flexible domestic
FZ2181_240531a | Progressive Change - Final | CDP21 | H2 Domestic Flex_TAS | 2044 | TAS | TAS | 173.9124 | 313.3881 | 35.6772 | Flexible domestic
FZ2181_240531a | Progressive Change - Final | CDP21 | H2 Domestic Flex_TAS | 2045 | TAS | TAS | 175.0212 | 312.5319 | 35.6772 | Flexible domestic
FZ2181_240531a | Progressive Change - Final | CDP21 | H2 Domestic Flex_TAS | 2046 | TAS | TAS | 175.0212 | 312.5319 | 35.6772 | Flexible domestic
FZ2181_240531a | Progressive Change - Final | CDP21 | H2 Domestic Flex_TAS | 2047 | TAS | TAS | 175.0212 | 355.5001 | 40.5822 | Flexible domestic
FZ2181_240531a | Progressive Change - Final | CDP21 | H2 Domestic Flex_TAS | 2048 | TAS | TAS | 175.0212 | 356.4741 | 40.5822 | Flexible domestic
FZ2181_240531a | Progressive Change - Final | CDP21 | H2 Domestic Flex_TAS | 2049 | TAS | TAS | 175.0212 | 355.5001 | 40.5822 | Flexible domestic
FZ2181_240531a | Progressive Change - Final | CDP21 | H2 Domestic Flex_TAS | 2050 | TAS | TAS | 175.0212 | 357.8573 | 40.8513 | Flexible domestic
FZ2181_240531a | Progressive Change - Final | CDP21 | H2 Domestic Flex_TAS | 2051 | TAS | TAS | 175.0212 | 357.8573 | 40.8513 | Flexible domestic
FZ2181_240531a | Progressive Change - Final | CDP21 | H2 Domestic Flex_TAS | 2052 | TAS | TAS | 175.0212 | 359.53 | 40.9301 | Flexible domestic
FZ2181_240531a | Progressive Change - Final | CDP21 | H2 Domestic Fixed_VIC | 2025 | VIC | VIC | 2.5574 | 2.5574 | 0.29194 | Fixed domestic
FZ2181_240531a | Progressive Change - Final | CDP21 | H2 Domestic Fixed_VIC | 2026 | VIC | VIC | 4.0307 | 4.0307 | 0.46013 | Fixed domestic
FZ2181_240531a | Progressive Change - Final | CDP21 | H2 Domestic Fixed_VIC | 2027 | VIC | VIC | 4.0307 | 4.0307 | 0.46013 | Fixed domestic
FZ2181_240531a | Progressive Change - Final | CDP21 | H2 Domestic Fixed_VIC | 2028 | VIC | VIC | 4.0418 | 4.0418 | 0.46013 | Fixed domestic
FZ2181_240531a | Progressive Change - Final | CDP21 | H2 Domestic Fixed_VIC | 2029 | VIC | VIC | 50.4395 | 50.4395 | 5.7579 | Fixed domestic
FZ2181_240531a | Progressive Change - Final | CDP21 | H2 Domestic Fixed_VIC | 2030 | VIC | VIC | 139.1119 | 139.1119 | 15.8804 | Fixed domestic
FZ2181_240531a | Progressive Change - Final | CDP21 | H2 Domestic Fixed_VIC | 2031 | VIC | VIC | 139.1119 | 139.1119 | 15.8804 | Fixed domestic
FZ2181_240531a | Progressive Change - Final | CDP21 | H2 Domestic Fixed_VIC | 2032 | VIC | VIC | 204.8376 | 204.8376 | 23.3194 | Fixed domestic
FZ2181_240531a | Progressive Change - Final | CDP21 | H2 Domestic Fixed_VIC | 2033 | VIC | VIC | 420.9245 | 420.9245 | 48.0507 | Fixed domestic
FZ2181_240531a | Progressive Change - Final | CDP21 | H2 Domestic Fixed_VIC | 2034 | VIC | VIC | 420.9245 | 420.9245 | 48.0507 | Fixed domestic
FZ2181_240531a | Progressive Change - Final | CDP21 | H2 Domestic Fixed_VIC | 2035 | VIC | VIC | 489.2586 | 489.2586 | 55.8514 | Fixed domestic
FZ2181_240531a | Progressive Change - Final | CDP21 | H2 Domestic Fixed_VIC | 2036 | VIC | VIC | 549.27 | 549.27 | 62.5307 | Fixed domestic
FZ2181_240531a | Progressive Change - Final | CDP21 | H2 Domestic Fixed_VIC | 2037 | VIC | VIC | 547.7692 | 547.7692 | 62.5307 | Fixed domestic
FZ2181_240531a | Progressive Change - Final | CDP21 | H2 Domestic Fixed_VIC | 2038 | VIC | VIC | 576.3117 | 576.3117 | 65.789 | Fixed domestic
FZ2181_240531a | Progressive Change - Final | CDP21 | H2 Domestic Fixed_VIC | 2039 | VIC | VIC | 576.3117 | 576.3117 | 65.789 | Fixed domestic
FZ2181_240531a | Progressive Change - Final | CDP21 | H2 Domestic Fixed_VIC | 2040 | VIC | VIC | 577.8906 | 577.8906 | 65.789 | Fixed domestic
FZ2181_240531a | Progressive Change - Final | CDP21 | H2 Domestic Fixed_VIC | 2041 | VIC | VIC | 576.3117 | 576.3117 | 65.789 | Fixed domestic
FZ2181_240531a | Progressive Change - Final | CDP21 | H2 Domestic Fixed_VIC | 2042 | VIC | VIC | 576.3117 | 576.3117 | 65.789 | Fixed domestic
FZ2181_240531a | Progressive Change - Final | CDP21 | H2 Domestic Fixed_VIC | 2043 | VIC | VIC | 576.3117 | 576.3117 | 65.789 | Fixed domestic
FZ2181_240531a | Progressive Change - Final | CDP21 | H2 Domestic Fixed_VIC | 2044 | VIC | VIC | 598.902 | 598.902 | 68.181 | Fixed domestic
FZ2181_240531a | Progressive Change - Final | CDP21 | H2 Domestic Fixed_VIC | 2045 | VIC | VIC | 597.2657 | 597.2657 | 68.181 | Fixed domestic
FZ2181_240531a | Progressive Change - Final | CDP21 | H2 Domestic Fixed_VIC | 2046 | VIC | VIC | 597.2657 | 597.2657 | 68.181 | Fixed domestic
FZ2181_240531a | Progressive Change - Final | CDP21 | H2 Domestic Fixed_VIC | 2047 | VIC | VIC | 678.099 | 678.099 | 77.4086 | Fixed domestic
FZ2181_240531a | Progressive Change - Final | CDP21 | H2 Domestic Fixed_VIC | 2048 | VIC | VIC | 679.9568 | 679.9568 | 77.4086 | Fixed domestic
FZ2181_240531a | Progressive Change - Final | CDP21 | H2 Domestic Fixed_VIC | 2049 | VIC | VIC | 678.099 | 678.099 | 77.4086 | Fixed domestic
FZ2181_240531a | Progressive Change - Final | CDP21 | H2 Domestic Fixed_VIC | 2050 | VIC | VIC | 826.558 | 826.558 | 94.3559 | Fixed domestic
FZ2181_240531a | Progressive Change - Final | CDP21 | H2 Domestic Fixed_VIC | 2051 | VIC | VIC | 825.0847 | 825.0847 | 94.1877 | Fixed domestic
FZ2181_240531a | Progressive Change - Final | CDP21 | H2 Domestic Fixed_VIC | 2052 | VIC | VIC | 867.8842 | 867.8842 | 98.8028 | Fixed domestic
FZ2181_240531a | Progressive Change - Final | CDP21 | H2 Domestic Flex_VIC | 2025 | VIC | VIC | 49.3127 | 56.8302 | 6.4875 | Flexible domestic
FZ2181_240531a | Progressive Change - Final | CDP21 | H2 Domestic Flex_VIC | 2026 | VIC | VIC | 77.6668 | 89.5717 | 10.2251 | Flexible domestic
FZ2181_240531a | Progressive Change - Final | CDP21 | H2 Domestic Flex_VIC | 2027 | VIC | VIC | 75.935 | 89.5717 | 10.2251 | Flexible domestic
FZ2181_240531a | Progressive Change - Final | CDP21 | H2 Domestic Flex_VIC | 2028 | VIC | VIC | 74.2418 | 89.8171 | 10.2251 | Flexible domestic
FZ2181_240531a | Progressive Change - Final | CDP21 | H2 Domestic Flex_VIC | 2029 | VIC | VIC | 681.7364 | 1120.8784 | 127.9542 | Flexible domestic
FZ2181_240531a | Progressive Change - Final | CDP21 | H2 Domestic Flex_VIC | 2030 | VIC | VIC | 1845.7348 | 3091.376 | 352.8968 | Flexible domestic
FZ2181_240531a | Progressive Change - Final | CDP21 | H2 Domestic Flex_VIC | 2031 | VIC | VIC | 2721.9649 | 3091.376 | 352.8968 | Flexible domestic
FZ2181_240531a | Progressive Change - Final | CDP21 | H2 Domestic Flex_VIC | 2032 | VIC | VIC | 4029.4052 | 4551.9473 | 518.2089 | Flexible domestic
FZ2181_240531a | Progressive Change - Final | CDP21 | H2 Domestic Flex_VIC | 2033 | VIC | VIC | 7023.9978 | 9353.878 | 1067.7943 | Flexible domestic
FZ2181_240531a | Progressive Change - Final | CDP21 | H2 Domestic Flex_VIC | 2034 | VIC | VIC | 6901.8071 | 9353.878 | 1067.7943 | Flexible domestic
FZ2181_240531a | Progressive Change - Final | CDP21 | H2 Domestic Flex_VIC | 2035 | VIC | VIC | 6908.0234 | 10872.4124 | 1241.143 | Flexible domestic
FZ2181_240531a | Progressive Change - Final | CDP21 | H2 Domestic Flex_VIC | 2036 | VIC | VIC | 6792.8172 | 12205.999 | 1389.5718 | Flexible domestic
FZ2181_240531a | Progressive Change - Final | CDP21 | H2 Domestic Flex_VIC | 2037 | VIC | VIC | 6641.3517 | 12172.6493 | 1389.5718 | Flexible domestic
FZ2181_240531a | Progressive Change - Final | CDP21 | H2 Domestic Flex_VIC | 2038 | VIC | VIC | 6623.0248 | 12806.9266 | 1461.9779 | Flexible domestic
FZ2181_240531a | Progressive Change - Final | CDP21 | H2 Domestic Flex_VIC | 2039 | VIC | VIC | 6516.1324 | 12806.9266 | 1461.9779 | Flexible domestic
FZ2181_240531a | Progressive Change - Final | CDP21 | H2 Domestic Flex_VIC | 2040 | VIC | VIC | 6406.72 | 12842.0141 | 1461.9779 | Flexible domestic
FZ2181_240531a | Progressive Change - Final | CDP21 | H2 Domestic Flex_VIC | 2041 | VIC | VIC | 6334.4865 | 12806.9266 | 1461.9779 | Flexible domestic
FZ2181_240531a | Progressive Change - Final | CDP21 | H2 Domestic Flex_VIC | 2042 | VIC | VIC | 6347.9136 | 12806.9266 | 1461.9779 | Flexible domestic
FZ2181_240531a | Progressive Change - Final | CDP21 | H2 Domestic Flex_VIC | 2043 | VIC | VIC | 6409.0816 | 12806.9266 | 1461.9779 | Flexible domestic
FZ2181_240531a | Progressive Change - Final | CDP21 | H2 Domestic Flex_VIC | 2044 | VIC | VIC | 6453.7612 | 13308.9333 | 1515.1336 | Flexible domestic
FZ2181_240531a | Progressive Change - Final | CDP21 | H2 Domestic Flex_VIC | 2045 | VIC | VIC | 6488.4471 | 13272.5701 | 1515.1336 | Flexible domestic
FZ2181_240531a | Progressive Change - Final | CDP21 | H2 Domestic Flex_VIC | 2046 | VIC | VIC | 6529.3694 | 13272.5701 | 1515.1336 | Flexible domestic
FZ2181_240531a | Progressive Change - Final | CDP21 | H2 Domestic Flex_VIC | 2047 | VIC | VIC | 6529.3694 | 15068.8668 | 1720.1903 | Flexible domestic
FZ2181_240531a | Progressive Change - Final | CDP21 | H2 Domestic Flex_VIC | 2048 | VIC | VIC | 6614.7091 | 15110.1514 | 1720.1903 | Flexible domestic
FZ2181_240531a | Progressive Change - Final | CDP21 | H2 Domestic Flex_VIC | 2049 | VIC | VIC | 6614.7091 | 15068.8668 | 1720.1903 | Flexible domestic
FZ2181_240531a | Progressive Change - Final | CDP21 | H2 Domestic Flex_VIC | 2050 | VIC | VIC | 7316.4323 | 18367.9563 | 2096.7987 | Flexible domestic
FZ2181_240531a | Progressive Change - Final | CDP21 | H2 Domestic Flex_VIC | 2051 | VIC | VIC | 7316.4323 | 18335.2149 | 2093.0611 | Flexible domestic
FZ2181_240531a | Progressive Change - Final | CDP21 | H2 Domestic Flex_VIC | 2052 | VIC | VIC | 7316.4323 | 19286.3149 | 2195.6187 | Flexible domestic
FZ2182_240531a | Progressive Change - Final | CDP22 | H2 Domestic Fixed_SNSW | 2025 | NSW | SNSW | 1.3276 | 1.3276 | 0.15156 | Fixed domestic
FZ2182_240531a | Progressive Change - Final | CDP22 | H2 Domestic Fixed_SNSW | 2026 | NSW | SNSW | 3.1853 | 3.1853 | 0.36362 | Fixed domestic
FZ2182_240531a | Progressive Change - Final | CDP22 | H2 Domestic Fixed_SNSW | 2027 | NSW | SNSW | 6.3084 | 6.3084 | 0.72014 | Fixed domestic
FZ2182_240531a | Progressive Change - Final | CDP22 | H2 Domestic Fixed_SNSW | 2028 | NSW | SNSW | 10.9957 | 10.9957 | 1.2518 | Fixed domestic
FZ2182_240531a | Progressive Change - Final | CDP22 | H2 Domestic Fixed_SNSW | 2029 | NSW | SNSW | 27.192 | 27.192 | 3.1041 | Fixed domestic
FZ2182_240531a | Progressive Change - Final | CDP22 | H2 Domestic Fixed_SNSW | 2030 | NSW | SNSW | 27.192 | 27.192 | 3.1041 | Fixed domestic
FZ2182_240531a | Progressive Change - Final | CDP22 | H2 Domestic Fixed_SNSW | 2031 | NSW | SNSW | 27.192 | 27.192 | 3.1041 | Fixed domestic
FZ2182_240531a | Progressive Change - Final | CDP22 | H2 Domestic Fixed_SNSW | 2032 | NSW | SNSW | 27.2665 | 27.2665 | 3.1041 | Fixed domestic
FZ2182_240531a | Progressive Change - Final | CDP22 | H2 Domestic Fixed_SNSW | 2033 | NSW | SNSW | 27.192 | 27.192 | 3.1041 | Fixed domestic
FZ2182_240531a | Progressive Change - Final | CDP22 | H2 Domestic Fixed_SNSW | 2034 | NSW | SNSW | 27.6335 | 27.6335 | 3.1545 | Fixed domestic
FZ2182_240531a | Progressive Change - Final | CDP22 | H2 Domestic Fixed_SNSW | 2035 | NSW | SNSW | 27.6335 | 27.6335 | 3.1545 | Fixed domestic
FZ2182_240531a | Progressive Change - Final | CDP22 | H2 Domestic Fixed_SNSW | 2036 | NSW | SNSW | 38.1133 | 38.1133 | 4.3389 | Fixed domestic
FZ2182_240531a | Progressive Change - Final | CDP22 | H2 Domestic Fixed_SNSW | 2037 | NSW | SNSW | 38.0092 | 38.0092 | 4.3389 | Fixed domestic
FZ2182_240531a | Progressive Change - Final | CDP22 | H2 Domestic Fixed_SNSW | 2038 | NSW | SNSW | 40.1835 | 40.1835 | 4.5872 | Fixed domestic
FZ2182_240531a | Progressive Change - Final | CDP22 | H2 Domestic Fixed_SNSW | 2039 | NSW | SNSW | 40.1835 | 40.1835 | 4.5872 | Fixed domestic
FZ2182_240531a | Progressive Change - Final | CDP22 | H2 Domestic Fixed_SNSW | 2040 | NSW | SNSW | 40.2935 | 40.2935 | 4.5872 | Fixed domestic
FZ2182_240531a | Progressive Change - Final | CDP22 | H2 Domestic Fixed_SNSW | 2041 | NSW | SNSW | 40.1835 | 40.1835 | 4.5872 | Fixed domestic
FZ2182_240531a | Progressive Change - Final | CDP22 | H2 Domestic Fixed_SNSW | 2042 | NSW | SNSW | 40.1835 | 40.1835 | 4.5872 | Fixed domestic
FZ2182_240531a | Progressive Change - Final | CDP22 | H2 Domestic Fixed_SNSW | 2043 | NSW | SNSW | 40.1835 | 40.1835 | 4.5872 | Fixed domestic
FZ2182_240531a | Progressive Change - Final | CDP22 | H2 Domestic Fixed_SNSW | 2044 | NSW | SNSW | 54.9452 | 54.9452 | 6.2551 | Fixed domestic
FZ2182_240531a | Progressive Change - Final | CDP22 | H2 Domestic Fixed_SNSW | 2045 | NSW | SNSW | 54.7951 | 54.7951 | 6.2551 | Fixed domestic
FZ2182_240531a | Progressive Change - Final | CDP22 | H2 Domestic Fixed_SNSW | 2046 | NSW | SNSW | 55.31 | 55.31 | 6.3139 | Fixed domestic
FZ2182_240531a | Progressive Change - Final | CDP22 | H2 Domestic Fixed_SNSW | 2047 | NSW | SNSW | 55.736 | 55.736 | 6.3626 | Fixed domestic
FZ2182_240531a | Progressive Change - Final | CDP22 | H2 Domestic Fixed_SNSW | 2048 | NSW | SNSW | 55.8887 | 55.8887 | 6.3626 | Fixed domestic
FZ2182_240531a | Progressive Change - Final | CDP22 | H2 Domestic Fixed_SNSW | 2049 | NSW | SNSW | 107.1346 | 107.1346 | 12.23 | Fixed domestic
FZ2182_240531a | Progressive Change - Final | CDP22 | H2 Domestic Fixed_SNSW | 2050 | NSW | SNSW | 206.5924 | 206.5924 | 23.5836 | Fixed domestic
FZ2182_240531a | Progressive Change - Final | CDP22 | H2 Domestic Fixed_SNSW | 2051 | NSW | SNSW | 208.9276 | 208.9276 | 23.8502 | Fixed domestic
FZ2182_240531a | Progressive Change - Final | CDP22 | H2 Domestic Fixed_SNSW | 2052 | NSW | SNSW | 206.3684 | 206.3684 | 23.4937 | Fixed domestic
FZ2182_240531a | Progressive Change - Final | CDP22 | H2 Domestic Flex_SNSW | 2025 | NSW | SNSW | 25.6001 | 29.5027 | 3.3679 | Flexible domestic
FZ2182_240531a | Progressive Change - Final | CDP22 | H2 Domestic Flex_SNSW | 2026 | NSW | SNSW | 61.376 | 70.7839 | 8.0803 | Flexible domestic
FZ2182_240531a | Progressive Change - Final | CDP22 | H2 Domestic Flex_SNSW | 2027 | NSW | SNSW | 120.043 | 140.1867 | 16.003 | Flexible domestic
FZ2182_240531a | Progressive Change - Final | CDP22 | H2 Domestic Flex_SNSW | 2028 | NSW | SNSW | 210.6775 | 244.3483 | 27.8174 | Flexible domestic
FZ2182_240531a | Progressive Change - Final | CDP22 | H2 Domestic Flex_SNSW | 2029 | NSW | SNSW | 349.4215 | 604.2666 | 68.9802 | Flexible domestic
FZ2182_240531a | Progressive Change - Final | CDP22 | H2 Domestic Flex_SNSW | 2030 | NSW | SNSW | 534.1801 | 604.2666 | 68.9802 | Flexible domestic
FZ2182_240531a | Progressive Change - Final | CDP22 | H2 Domestic Flex_SNSW | 2031 | NSW | SNSW | 492.3807 | 604.2666 | 68.9802 | Flexible domestic
FZ2182_240531a | Progressive Change - Final | CDP22 | H2 Domestic Flex_SNSW | 2032 | NSW | SNSW | 476.0745 | 605.9221 | 68.9802 | Flexible domestic
FZ2182_240531a | Progressive Change - Final | CDP22 | H2 Domestic Flex_SNSW | 2033 | NSW | SNSW | 481.2264 | 604.2666 | 68.9802 | Flexible domestic
FZ2182_240531a | Progressive Change - Final | CDP22 | H2 Domestic Flex_SNSW | 2034 | NSW | SNSW | 552.3411 | 614.0776 | 70.1002 | Flexible domestic
FZ2182_240531a | Progressive Change - Final | CDP22 | H2 Domestic Flex_SNSW | 2035 | NSW | SNSW | 545.5686 | 614.0776 | 70.1002 | Flexible domestic
FZ2182_240531a | Progressive Change - Final | CDP22 | H2 Domestic Flex_SNSW | 2036 | NSW | SNSW | 533.4557 | 846.9629 | 96.4211 | Flexible domestic
FZ2182_240531a | Progressive Change - Final | CDP22 | H2 Domestic Flex_SNSW | 2037 | NSW | SNSW | 521.5747 | 844.6488 | 96.4211 | Flexible domestic
FZ2182_240531a | Progressive Change - Final | CDP22 | H2 Domestic Flex_SNSW | 2038 | NSW | SNSW | 513.1739 | 892.9657 | 101.9367 | Flexible domestic
FZ2182_240531a | Progressive Change - Final | CDP22 | H2 Domestic Flex_SNSW | 2039 | NSW | SNSW | 505.0726 | 892.9657 | 101.9367 | Flexible domestic
FZ2182_240531a | Progressive Change - Final | CDP22 | H2 Domestic Flex_SNSW | 2040 | NSW | SNSW | 495.9991 | 895.4122 | 101.9367 | Flexible domestic
FZ2182_240531a | Progressive Change - Final | CDP22 | H2 Domestic Flex_SNSW | 2041 | NSW | SNSW | 490.409 | 892.9657 | 101.9367 | Flexible domestic
FZ2182_240531a | Progressive Change - Final | CDP22 | H2 Domestic Flex_SNSW | 2042 | NSW | SNSW | 493.7656 | 892.9657 | 101.9367 | Flexible domestic
FZ2182_240531a | Progressive Change - Final | CDP22 | H2 Domestic Flex_SNSW | 2043 | NSW | SNSW | 497.5281 | 892.9657 | 101.9367 | Flexible domestic
FZ2182_240531a | Progressive Change - Final | CDP22 | H2 Domestic Flex_SNSW | 2044 | NSW | SNSW | 500.06 | 1221.0051 | 139.0033 | Flexible domestic
FZ2182_240531a | Progressive Change - Final | CDP22 | H2 Domestic Flex_SNSW | 2045 | NSW | SNSW | 501.0179 | 1217.6691 | 139.0033 | Flexible domestic
FZ2182_240531a | Progressive Change - Final | CDP22 | H2 Domestic Flex_SNSW | 2046 | NSW | SNSW | 502.8628 | 1229.1104 | 140.3094 | Flexible domestic
FZ2182_240531a | Progressive Change - Final | CDP22 | H2 Domestic Flex_SNSW | 2047 | NSW | SNSW | 503.9421 | 1238.5783 | 141.3902 | Flexible domestic
FZ2182_240531a | Progressive Change - Final | CDP22 | H2 Domestic Flex_SNSW | 2048 | NSW | SNSW | 837.0633 | 1241.9717 | 141.3902 | Flexible domestic
FZ2182_240531a | Progressive Change - Final | CDP22 | H2 Domestic Flex_SNSW | 2049 | NSW | SNSW | 1166.1951 | 2380.768 | 271.7772 | Flexible domestic
FZ2182_240531a | Progressive Change - Final | CDP22 | H2 Domestic Flex_SNSW | 2050 | NSW | SNSW | 1495.0574 | 4590.9422 | 524.0802 | Flexible domestic
FZ2182_240531a | Progressive Change - Final | CDP22 | H2 Domestic Flex_SNSW | 2051 | NSW | SNSW | 1496.3303 | 4642.8363 | 530.0041 | Flexible domestic
FZ2182_240531a | Progressive Change - Final | CDP22 | H2 Domestic Flex_SNSW | 2052 | NSW | SNSW | 1495.761 | 4585.9634 | 522.0814 | Flexible domestic
FZ2182_240531a | Progressive Change - Final | CDP22 | H2 Domestic Fixed_SNW | 2025 | NSW | SNW | 6.7088 | 6.7088 | 0.76584 | Fixed domestic
FZ2182_240531a | Progressive Change - Final | CDP22 | H2 Domestic Fixed_SNW | 2026 | NSW | SNW | 16.2535 | 16.2535 | 1.8554 | Fixed domestic
FZ2182_240531a | Progressive Change - Final | CDP22 | H2 Domestic Fixed_SNW | 2027 | NSW | SNW | 32.1809 | 32.1809 | 3.6736 | Fixed domestic
FZ2182_240531a | Progressive Change - Final | CDP22 | H2 Domestic Fixed_SNW | 2028 | NSW | SNW | 56.1933 | 56.1933 | 6.3972 | Fixed domestic
FZ2182_240531a | Progressive Change - Final | CDP22 | H2 Domestic Fixed_SNW | 2029 | NSW | SNW | 129.4112 | 129.4112 | 14.773 | Fixed domestic
FZ2182_240531a | Progressive Change - Final | CDP22 | H2 Domestic Fixed_SNW | 2030 | NSW | SNW | 129.4112 | 129.4112 | 14.773 | Fixed domestic
FZ2182_240531a | Progressive Change - Final | CDP22 | H2 Domestic Fixed_SNW | 2031 | NSW | SNW | 129.4112 | 129.4112 | 14.773 | Fixed domestic
FZ2182_240531a | Progressive Change - Final | CDP22 | H2 Domestic Fixed_SNW | 2032 | NSW | SNW | 129.7658 | 129.7658 | 14.773 | Fixed domestic
FZ2182_240531a | Progressive Change - Final | CDP22 | H2 Domestic Fixed_SNW | 2033 | NSW | SNW | 129.4112 | 129.4112 | 14.773 | Fixed domestic
FZ2182_240531a | Progressive Change - Final | CDP22 | H2 Domestic Fixed_SNW | 2034 | NSW | SNW | 145.2244 | 145.2244 | 16.5781 | Fixed domestic
FZ2182_240531a | Progressive Change - Final | CDP22 | H2 Domestic Fixed_SNW | 2035 | NSW | SNW | 146.2042 | 146.2042 | 16.69 | Fixed domestic
FZ2182_240531a | Progressive Change - Final | CDP22 | H2 Domestic Fixed_SNW | 2036 | NSW | SNW | 224.5534 | 224.5534 | 25.5639 | Fixed domestic
FZ2182_240531a | Progressive Change - Final | CDP22 | H2 Domestic Fixed_SNW | 2037 | NSW | SNW | 223.9399 | 223.9399 | 25.5639 | Fixed domestic
FZ2182_240531a | Progressive Change - Final | CDP22 | H2 Domestic Fixed_SNW | 2038 | NSW | SNW | 237.2413 | 237.2413 | 27.0823 | Fixed domestic
FZ2182_240531a | Progressive Change - Final | CDP22 | H2 Domestic Fixed_SNW | 2039 | NSW | SNW | 237.2413 | 237.2413 | 27.0823 | Fixed domestic
FZ2182_240531a | Progressive Change - Final | CDP22 | H2 Domestic Fixed_SNW | 2040 | NSW | SNW | 237.8913 | 237.8913 | 27.0823 | Fixed domestic
FZ2182_240531a | Progressive Change - Final | CDP22 | H2 Domestic Fixed_SNW | 2041 | NSW | SNW | 237.2413 | 237.2413 | 27.0823 | Fixed domestic
FZ2182_240531a | Progressive Change - Final | CDP22 | H2 Domestic Fixed_SNW | 2042 | NSW | SNW | 237.2413 | 237.2413 | 27.0823 | Fixed domestic
FZ2182_240531a | Progressive Change - Final | CDP22 | H2 Domestic Fixed_SNW | 2043 | NSW | SNW | 237.2413 | 237.2413 | 27.0823 | Fixed domestic
FZ2182_240531a | Progressive Change - Final | CDP22 | H2 Domestic Fixed_SNW | 2044 | NSW | SNW | 282.9542 | 282.9542 | 32.2124 | Fixed domestic
FZ2182_240531a | Progressive Change - Final | CDP22 | H2 Domestic Fixed_SNW | 2045 | NSW | SNW | 282.1811 | 282.1811 | 32.2124 | Fixed domestic
FZ2182_240531a | Progressive Change - Final | CDP22 | H2 Domestic Fixed_SNW | 2046 | NSW | SNW | 284.5993 | 284.5993 | 32.4885 | Fixed domestic
FZ2182_240531a | Progressive Change - Final | CDP22 | H2 Domestic Fixed_SNW | 2047 | NSW | SNW | 294.7233 | 294.7233 | 33.6442 | Fixed domestic
FZ2182_240531a | Progressive Change - Final | CDP22 | H2 Domestic Fixed_SNW | 2048 | NSW | SNW | 345.9221 | 345.9221 | 39.3809 | Fixed domestic
FZ2182_240531a | Progressive Change - Final | CDP22 | H2 Domestic Fixed_SNW | 2049 | NSW | SNW | 556.9871 | 556.9871 | 63.583 | Fixed domestic
FZ2182_240531a | Progressive Change - Final | CDP22 | H2 Domestic Fixed_SNW | 2050 | NSW | SNW | 1043.5648 | 1043.5648 | 119.1284 | Fixed domestic
FZ2182_240531a | Progressive Change - Final | CDP22 | H2 Domestic Fixed_SNW | 2051 | NSW | SNW | 1075.8589 | 1075.8589 | 122.8149 | Fixed domestic
FZ2182_240531a | Progressive Change - Final | CDP22 | H2 Domestic Fixed_SNW | 2052 | NSW | SNW | 1062.8354 | 1062.8354 | 120.9967 | Fixed domestic
FZ2182_240531a | Progressive Change - Final | CDP22 | H2 Domestic Flex_SNW | 2025 | NSW | SNW | 129.3626 | 149.0835 | 17.0187 | Flexible domestic
FZ2182_240531a | Progressive Change - Final | CDP22 | H2 Domestic Flex_SNW | 2026 | NSW | SNW | 313.1838 | 361.189 | 41.2316 | Flexible domestic
FZ2182_240531a | Progressive Change - Final | CDP22 | H2 Domestic Flex_SNW | 2027 | NSW | SNW | 612.3729 | 715.1317 | 81.636 | Flexible domestic
FZ2182_240531a | Progressive Change - Final | CDP22 | H2 Domestic Flex_SNW | 2028 | NSW | SNW | 1076.6655 | 1248.7402 | 142.1608 | Flexible domestic
FZ2182_240531a | Progressive Change - Final | CDP22 | H2 Domestic Flex_SNW | 2029 | NSW | SNW | 1746.9973 | 2875.8056 | 328.2883 | Flexible domestic
FZ2182_240531a | Progressive Change - Final | CDP22 | H2 Domestic Flex_SNW | 2030 | NSW | SNW | 2542.2523 | 2875.8056 | 328.2883 | Flexible domestic
FZ2182_240531a | Progressive Change - Final | CDP22 | H2 Domestic Flex_SNW | 2031 | NSW | SNW | 2515.4538 | 2875.8056 | 328.2883 | Flexible domestic
FZ2182_240531a | Progressive Change - Final | CDP22 | H2 Domestic Flex_SNW | 2032 | NSW | SNW | 2464.6917 | 2883.6845 | 328.2883 | Flexible domestic
FZ2182_240531a | Progressive Change - Final | CDP22 | H2 Domestic Flex_SNW | 2033 | NSW | SNW | 2494.3597 | 2875.8056 | 328.2883 | Flexible domestic
FZ2182_240531a | Progressive Change - Final | CDP22 | H2 Domestic Flex_SNW | 2034 | NSW | SNW | 2885.4333 | 3227.2093 | 368.4029 | Flexible domestic
FZ2182_240531a | Progressive Change - Final | CDP22 | H2 Domestic Flex_SNW | 2035 | NSW | SNW | 2849.6575 | 3248.9813 | 370.8883 | Flexible domestic
FZ2182_240531a | Progressive Change - Final | CDP22 | H2 Domestic Flex_SNW | 2036 | NSW | SNW | 2786.0641 | 4990.0761 | 568.087 | Flexible domestic
FZ2182_240531a | Progressive Change - Final | CDP22 | H2 Domestic Flex_SNW | 2037 | NSW | SNW | 2723.9268 | 4976.442 | 568.087 | Flexible domestic
FZ2182_240531a | Progressive Change - Final | CDP22 | H2 Domestic Flex_SNW | 2038 | NSW | SNW | 2663.3639 | 5272.0299 | 601.8299 | Flexible domestic
FZ2182_240531a | Progressive Change - Final | CDP22 | H2 Domestic Flex_SNW | 2039 | NSW | SNW | 2620.6811 | 5272.0299 | 601.8299 | Flexible domestic
FZ2182_240531a | Progressive Change - Final | CDP22 | H2 Domestic Flex_SNW | 2040 | NSW | SNW | 2572.9574 | 5286.4738 | 601.8299 | Flexible domestic
FZ2182_240531a | Progressive Change - Final | CDP22 | H2 Domestic Flex_SNW | 2041 | NSW | SNW | 2543.9462 | 5272.0299 | 601.8299 | Flexible domestic
FZ2182_240531a | Progressive Change - Final | CDP22 | H2 Domestic Flex_SNW | 2042 | NSW | SNW | 2561.6327 | 5272.0299 | 601.8299 | Flexible domestic
FZ2182_240531a | Progressive Change - Final | CDP22 | H2 Domestic Flex_SNW | 2043 | NSW | SNW | 2563.6655 | 5272.0299 | 601.8299 | Flexible domestic
FZ2182_240531a | Progressive Change - Final | CDP22 | H2 Domestic Flex_SNW | 2044 | NSW | SNW | 2575.1833 | 6287.87 | 715.8322 | Flexible domestic
FZ2182_240531a | Progressive Change - Final | CDP22 | H2 Domestic Flex_SNW | 2045 | NSW | SNW | 2578.8465 | 6270.69 | 715.8322 | Flexible domestic
FZ2182_240531a | Progressive Change - Final | CDP22 | H2 Domestic Flex_SNW | 2046 | NSW | SNW | 2587.4979 | 6324.4299 | 721.9669 | Flexible domestic
FZ2182_240531a | Progressive Change - Final | CDP22 | H2 Domestic Flex_SNW | 2047 | NSW | SNW | 2592.1994 | 6549.4067 | 747.6492 | Flexible domestic
FZ2182_240531a | Progressive Change - Final | CDP22 | H2 Domestic Flex_SNW | 2048 | NSW | SNW | 4305.0496 | 7687.1567 | 875.1317 | Flexible domestic
FZ2182_240531a | Progressive Change - Final | CDP22 | H2 Domestic Flex_SNW | 2049 | NSW | SNW | 6005.5935 | 12377.4907 | 1412.9556 | Flexible domestic
FZ2182_240531a | Progressive Change - Final | CDP22 | H2 Domestic Flex_SNW | 2050 | NSW | SNW | 7706.5765 | 23190.3297 | 2647.2979 | Flexible domestic
FZ2182_240531a | Progressive Change - Final | CDP22 | H2 Domestic Flex_SNW | 2051 | NSW | SNW | 7705.3035 | 23907.9758 | 2729.221 | Flexible domestic
FZ2182_240531a | Progressive Change - Final | CDP22 | H2 Domestic Flex_SNW | 2052 | NSW | SNW | 7705.8728 | 23618.5647 | 2688.8166 | Flexible domestic
FZ2182_240531a | Progressive Change - Final | CDP22 | H2 Domestic Fixed_CQ | 2025 | QLD | CQ | 0.57346 | 0.57346 | 0.065464 | Fixed domestic
FZ2182_240531a | Progressive Change - Final | CDP22 | H2 Domestic Fixed_CQ | 2026 | QLD | CQ | 0.62369 | 0.62369 | 0.071197 | Fixed domestic
FZ2182_240531a | Progressive Change - Final | CDP22 | H2 Domestic Fixed_CQ | 2027 | QLD | CQ | 0.62369 | 0.62369 | 0.071197 | Fixed domestic
FZ2182_240531a | Progressive Change - Final | CDP22 | H2 Domestic Fixed_CQ | 2028 | QLD | CQ | 0.6254 | 0.6254 | 0.071197 | Fixed domestic
FZ2182_240531a | Progressive Change - Final | CDP22 | H2 Domestic Fixed_CQ | 2029 | QLD | CQ | 17.067 | 17.067 | 1.9483 | Fixed domestic
FZ2182_240531a | Progressive Change - Final | CDP22 | H2 Domestic Fixed_CQ | 2030 | QLD | CQ | 63.9795 | 63.9795 | 7.3036 | Fixed domestic
FZ2182_240531a | Progressive Change - Final | CDP22 | H2 Domestic Fixed_CQ | 2031 | QLD | CQ | 63.9795 | 63.9795 | 7.3036 | Fixed domestic
FZ2182_240531a | Progressive Change - Final | CDP22 | H2 Domestic Fixed_CQ | 2032 | QLD | CQ | 64.1548 | 64.1548 | 7.3036 | Fixed domestic
FZ2182_240531a | Progressive Change - Final | CDP22 | H2 Domestic Fixed_CQ | 2033 | QLD | CQ | 69.1223 | 69.1223 | 7.8907 | Fixed domestic
FZ2182_240531a | Progressive Change - Final | CDP22 | H2 Domestic Fixed_CQ | 2034 | QLD | CQ | 76.3225 | 76.3225 | 8.7126 | Fixed domestic
FZ2182_240531a | Progressive Change - Final | CDP22 | H2 Domestic Fixed_CQ | 2035 | QLD | CQ | 96.5362 | 96.5362 | 11.0201 | Fixed domestic
FZ2182_240531a | Progressive Change - Final | CDP22 | H2 Domestic Fixed_CQ | 2036 | QLD | CQ | 96.8007 | 96.8007 | 11.0201 | Fixed domestic
FZ2182_240531a | Progressive Change - Final | CDP22 | H2 Domestic Fixed_CQ | 2037 | QLD | CQ | 96.5362 | 96.5362 | 11.0201 | Fixed domestic
FZ2182_240531a | Progressive Change - Final | CDP22 | H2 Domestic Fixed_CQ | 2038 | QLD | CQ | 103.6866 | 103.6866 | 11.8364 | Fixed domestic
FZ2182_240531a | Progressive Change - Final | CDP22 | H2 Domestic Fixed_CQ | 2039 | QLD | CQ | 110.0706 | 110.0706 | 12.5651 | Fixed domestic
FZ2182_240531a | Progressive Change - Final | CDP22 | H2 Domestic Fixed_CQ | 2040 | QLD | CQ | 110.3721 | 110.3721 | 12.5651 | Fixed domestic
FZ2182_240531a | Progressive Change - Final | CDP22 | H2 Domestic Fixed_CQ | 2041 | QLD | CQ | 110.0706 | 110.0706 | 12.5651 | Fixed domestic
FZ2182_240531a | Progressive Change - Final | CDP22 | H2 Domestic Fixed_CQ | 2042 | QLD | CQ | 110.0706 | 110.0706 | 12.5651 | Fixed domestic
FZ2182_240531a | Progressive Change - Final | CDP22 | H2 Domestic Fixed_CQ | 2043 | QLD | CQ | 110.0706 | 110.0706 | 12.5651 | Fixed domestic
FZ2182_240531a | Progressive Change - Final | CDP22 | H2 Domestic Fixed_CQ | 2044 | QLD | CQ | 143.7307 | 143.7307 | 16.3628 | Fixed domestic
FZ2182_240531a | Progressive Change - Final | CDP22 | H2 Domestic Fixed_CQ | 2045 | QLD | CQ | 143.338 | 143.338 | 16.3628 | Fixed domestic
FZ2182_240531a | Progressive Change - Final | CDP22 | H2 Domestic Fixed_CQ | 2046 | QLD | CQ | 159.0865 | 159.0865 | 18.1606 | Fixed domestic
FZ2182_240531a | Progressive Change - Final | CDP22 | H2 Domestic Fixed_CQ | 2047 | QLD | CQ | 159.0865 | 159.0865 | 18.1606 | Fixed domestic
FZ2182_240531a | Progressive Change - Final | CDP22 | H2 Domestic Fixed_CQ | 2048 | QLD | CQ | 159.5223 | 159.5223 | 18.1606 | Fixed domestic
FZ2182_240531a | Progressive Change - Final | CDP22 | H2 Domestic Fixed_CQ | 2049 | QLD | CQ | 191.0077 | 191.0077 | 21.8045 | Fixed domestic
FZ2182_240531a | Progressive Change - Final | CDP22 | H2 Domestic Fixed_CQ | 2050 | QLD | CQ | 190.4343 | 190.4343 | 21.7391 | Fixed domestic
FZ2182_240531a | Progressive Change - Final | CDP22 | H2 Domestic Fixed_CQ | 2051 | QLD | CQ | 200.799 | 200.799 | 22.9223 | Fixed domestic
FZ2182_240531a | Progressive Change - Final | CDP22 | H2 Domestic Fixed_CQ | 2052 | QLD | CQ | 259.1106 | 259.1106 | 29.498 | Fixed domestic
FZ2182_240531a | Progressive Change - Final | CDP22 | H2 Domestic Flex_CQ | 2025 | QLD | CQ | 11.0579 | 12.7437 | 1.4548 | Flexible domestic
FZ2182_240531a | Progressive Change - Final | CDP22 | H2 Domestic Flex_CQ | 2026 | QLD | CQ | 12.0177 | 13.8598 | 1.5822 | Flexible domestic
FZ2182_240531a | Progressive Change - Final | CDP22 | H2 Domestic Flex_CQ | 2027 | QLD | CQ | 11.7569 | 13.8598 | 1.5822 | Flexible domestic
FZ2182_240531a | Progressive Change - Final | CDP22 | H2 Domestic Flex_CQ | 2028 | QLD | CQ | 10.2983 | 13.8977 | 1.5822 | Flexible domestic
FZ2182_240531a | Progressive Change - Final | CDP22 | H2 Domestic Flex_CQ | 2029 | QLD | CQ | 327.7287 | 379.2661 | 43.2952 | Flexible domestic
FZ2182_240531a | Progressive Change - Final | CDP22 | H2 Domestic Flex_CQ | 2030 | QLD | CQ | 1134.0005 | 1421.7669 | 162.3022 | Flexible domestic
FZ2182_240531a | Progressive Change - Final | CDP22 | H2 Domestic Flex_CQ | 2031 | QLD | CQ | 900.3638 | 1421.7669 | 162.3022 | Flexible domestic
FZ2182_240531a | Progressive Change - Final | CDP22 | H2 Domestic Flex_CQ | 2032 | QLD | CQ | 1081.8579 | 1425.6622 | 162.3022 | Flexible domestic
FZ2182_240531a | Progressive Change - Final | CDP22 | H2 Domestic Flex_CQ | 2033 | QLD | CQ | 1380.0604 | 1536.051 | 175.3483 | Flexible domestic
FZ2182_240531a | Progressive Change - Final | CDP22 | H2 Domestic Flex_CQ | 2034 | QLD | CQ | 1525.5419 | 1696.0553 | 193.6136 | Flexible domestic
FZ2182_240531a | Progressive Change - Final | CDP22 | H2 Domestic Flex_CQ | 2035 | QLD | CQ | 1607.392 | 2145.2487 | 244.8914 | Flexible domestic
FZ2182_240531a | Progressive Change - Final | CDP22 | H2 Domestic Flex_CQ | 2036 | QLD | CQ | 1587.6047 | 2151.1261 | 244.8914 | Flexible domestic
FZ2182_240531a | Progressive Change - Final | CDP22 | H2 Domestic Flex_CQ | 2037 | QLD | CQ | 1567.6516 | 2145.2487 | 244.8914 | Flexible domestic
FZ2182_240531a | Progressive Change - Final | CDP22 | H2 Domestic Flex_CQ | 2038 | QLD | CQ | 1547.4387 | 2304.1464 | 263.0304 | Flexible domestic
FZ2182_240531a | Progressive Change - Final | CDP22 | H2 Domestic Flex_CQ | 2039 | QLD | CQ | 1531.3743 | 2446.0128 | 279.2252 | Flexible domestic
FZ2182_240531a | Progressive Change - Final | CDP22 | H2 Domestic Flex_CQ | 2040 | QLD | CQ | 1519.6011 | 2452.7142 | 279.2252 | Flexible domestic
FZ2182_240531a | Progressive Change - Final | CDP22 | H2 Domestic Flex_CQ | 2041 | QLD | CQ | 1513.8836 | 2446.0128 | 279.2252 | Flexible domestic
FZ2182_240531a | Progressive Change - Final | CDP22 | H2 Domestic Flex_CQ | 2042 | QLD | CQ | 1531.661 | 2446.0128 | 279.2252 | Flexible domestic
FZ2182_240531a | Progressive Change - Final | CDP22 | H2 Domestic Flex_CQ | 2043 | QLD | CQ | 1551.868 | 2446.0128 | 279.2252 | Flexible domestic
FZ2182_240531a | Progressive Change - Final | CDP22 | H2 Domestic Flex_CQ | 2044 | QLD | CQ | 1569.722 | 3194.0146 | 363.6173 | Flexible domestic
FZ2182_240531a | Progressive Change - Final | CDP22 | H2 Domestic Flex_CQ | 2045 | QLD | CQ | 1589.3224 | 3185.2878 | 363.6173 | Flexible domestic
FZ2182_240531a | Progressive Change - Final | CDP22 | H2 Domestic Flex_CQ | 2046 | QLD | CQ | 1606.9562 | 3535.2551 | 403.5679 | Flexible domestic
FZ2182_240531a | Progressive Change - Final | CDP22 | H2 Domestic Flex_CQ | 2047 | QLD | CQ | 1623.1005 | 3535.2551 | 403.5679 | Flexible domestic
FZ2182_240531a | Progressive Change - Final | CDP22 | H2 Domestic Flex_CQ | 2048 | QLD | CQ | 1643.5557 | 3544.9408 | 403.5679 | Flexible domestic
FZ2182_240531a | Progressive Change - Final | CDP22 | H2 Domestic Flex_CQ | 2049 | QLD | CQ | 1667.5906 | 4244.6163 | 484.5452 | Flexible domestic
FZ2182_240531a | Progressive Change - Final | CDP22 | H2 Domestic Flex_CQ | 2050 | QLD | CQ | 1667.5906 | 4231.8726 | 483.0905 | Flexible domestic
FZ2182_240531a | Progressive Change - Final | CDP22 | H2 Domestic Flex_CQ | 2051 | QLD | CQ | 1667.5906 | 4462.2009 | 509.3837 | Flexible domestic
FZ2182_240531a | Progressive Change - Final | CDP22 | H2 Domestic Flex_CQ | 2052 | QLD | CQ | 2319.4322 | 5758.0132 | 655.5115 | Flexible domestic
FZ2182_240531a | Progressive Change - Final | CDP22 | H2 Domestic Fixed_SQ | 2025 | QLD | SQ | 0.30474 | 0.30474 | 0.034787 | Fixed domestic
FZ2182_240531a | Progressive Change - Final | CDP22 | H2 Domestic Fixed_SQ | 2026 | QLD | SQ | 0.30474 | 0.30474 | 0.034787 | Fixed domestic
FZ2182_240531a | Progressive Change - Final | CDP22 | H2 Domestic Fixed_SQ | 2027 | QLD | SQ | 0.30474 | 0.30474 | 0.034787 | Fixed domestic
FZ2182_240531a | Progressive Change - Final | CDP22 | H2 Domestic Fixed_SQ | 2028 | QLD | SQ | 0.30557 | 0.30557 | 0.034787 | Fixed domestic
FZ2182_240531a | Progressive Change - Final | CDP22 | H2 Domestic Fixed_SQ | 2029 | QLD | SQ | 6.8926 | 6.8926 | 0.78682 | Fixed domestic
FZ2182_240531a | Progressive Change - Final | CDP22 | H2 Domestic Fixed_SQ | 2030 | QLD | SQ | 29.464 | 29.464 | 3.3635 | Fixed domestic
FZ2182_240531a | Progressive Change - Final | CDP22 | H2 Domestic Fixed_SQ | 2031 | QLD | SQ | 29.464 | 29.464 | 3.3635 | Fixed domestic
FZ2182_240531a | Progressive Change - Final | CDP22 | H2 Domestic Fixed_SQ | 2032 | QLD | SQ | 56.5148 | 56.5148 | 6.4338 | Fixed domestic
FZ2182_240531a | Progressive Change - Final | CDP22 | H2 Domestic Fixed_SQ | 2033 | QLD | SQ | 86.0449 | 86.0449 | 9.8225 | Fixed domestic
FZ2182_240531a | Progressive Change - Final | CDP22 | H2 Domestic Fixed_SQ | 2034 | QLD | SQ | 104.4069 | 104.4069 | 11.9186 | Fixed domestic
FZ2182_240531a | Progressive Change - Final | CDP22 | H2 Domestic Fixed_SQ | 2035 | QLD | SQ | 157.3558 | 157.3558 | 17.963 | Fixed domestic
FZ2182_240531a | Progressive Change - Final | CDP22 | H2 Domestic Fixed_SQ | 2036 | QLD | SQ | 159.8818 | 159.8818 | 18.2015 | Fixed domestic
FZ2182_240531a | Progressive Change - Final | CDP22 | H2 Domestic Fixed_SQ | 2037 | QLD | SQ | 160.7371 | 160.7371 | 18.349 | Fixed domestic
FZ2182_240531a | Progressive Change - Final | CDP22 | H2 Domestic Fixed_SQ | 2038 | QLD | SQ | 160.7371 | 160.7371 | 18.349 | Fixed domestic
FZ2182_240531a | Progressive Change - Final | CDP22 | H2 Domestic Fixed_SQ | 2039 | QLD | SQ | 169.5005 | 169.5005 | 19.3494 | Fixed domestic
FZ2182_240531a | Progressive Change - Final | CDP22 | H2 Domestic Fixed_SQ | 2040 | QLD | SQ | 178.0107 | 178.0107 | 20.2653 | Fixed domestic
FZ2182_240531a | Progressive Change - Final | CDP22 | H2 Domestic Fixed_SQ | 2041 | QLD | SQ | 184.9934 | 184.9934 | 21.118 | Fixed domestic
FZ2182_240531a | Progressive Change - Final | CDP22 | H2 Domestic Fixed_SQ | 2042 | QLD | SQ | 184.9934 | 184.9934 | 21.118 | Fixed domestic
FZ2182_240531a | Progressive Change - Final | CDP22 | H2 Domestic Fixed_SQ | 2043 | QLD | SQ | 184.9934 | 184.9934 | 21.118 | Fixed domestic
FZ2182_240531a | Progressive Change - Final | CDP22 | H2 Domestic Fixed_SQ | 2044 | QLD | SQ | 256.1772 | 256.1772 | 29.1641 | Fixed domestic
FZ2182_240531a | Progressive Change - Final | CDP22 | H2 Domestic Fixed_SQ | 2045 | QLD | SQ | 255.4773 | 255.4773 | 29.1641 | Fixed domestic
FZ2182_240531a | Progressive Change - Final | CDP22 | H2 Domestic Fixed_SQ | 2046 | QLD | SQ | 264.0083 | 264.0083 | 30.1379 | Fixed domestic
FZ2182_240531a | Progressive Change - Final | CDP22 | H2 Domestic Fixed_SQ | 2047 | QLD | SQ | 264.0083 | 264.0083 | 30.1379 | Fixed domestic
FZ2182_240531a | Progressive Change - Final | CDP22 | H2 Domestic Fixed_SQ | 2048 | QLD | SQ | 264.7316 | 264.7316 | 30.1379 | Fixed domestic
FZ2182_240531a | Progressive Change - Final | CDP22 | H2 Domestic Fixed_SQ | 2049 | QLD | SQ | 286.5764 | 286.5764 | 32.7142 | Fixed domestic
FZ2182_240531a | Progressive Change - Final | CDP22 | H2 Domestic Fixed_SQ | 2050 | QLD | SQ | 286.2716 | 286.2716 | 32.6794 | Fixed domestic
FZ2182_240531a | Progressive Change - Final | CDP22 | H2 Domestic Fixed_SQ | 2051 | QLD | SQ | 315.3975 | 315.3975 | 36.0043 | Fixed domestic
FZ2182_240531a | Progressive Change - Final | CDP22 | H2 Domestic Fixed_SQ | 2052 | QLD | SQ | 407.2524 | 407.2524 | 46.363 | Fixed domestic
FZ2182_240531a | Progressive Change - Final | CDP22 | H2 Domestic Flex_SQ | 2025 | QLD | SQ | 5.8761 | 6.7719 | 0.77305 | Flexible domestic
FZ2182_240531a | Progressive Change - Final | CDP22 | H2 Domestic Flex_SQ | 2026 | QLD | SQ | 4.5388 | 6.7719 | 0.77305 | Flexible domestic
FZ2182_240531a | Progressive Change - Final | CDP22 | H2 Domestic Flex_SQ | 2027 | QLD | SQ | 4.4304 | 6.7719 | 0.77305 | Flexible domestic
FZ2182_240531a | Progressive Change - Final | CDP22 | H2 Domestic Flex_SQ | 2028 | QLD | SQ | 5.5281 | 6.7905 | 0.77305 | Flexible domestic
FZ2182_240531a | Progressive Change - Final | CDP22 | H2 Domestic Flex_SQ | 2029 | QLD | SQ | 132.3544 | 153.1679 | 17.4849 | Flexible domestic
FZ2182_240531a | Progressive Change - Final | CDP22 | H2 Domestic Flex_SQ | 2030 | QLD | SQ | 277.6234 | 654.7545 | 74.7437 | Flexible domestic
FZ2182_240531a | Progressive Change - Final | CDP22 | H2 Domestic Flex_SQ | 2031 | QLD | SQ | 533.7942 | 654.7545 | 74.7437 | Flexible domestic
FZ2182_240531a | Progressive Change - Final | CDP22 | H2 Domestic Flex_SQ | 2032 | QLD | SQ | 1111.7142 | 1255.8837 | 142.974 | Flexible domestic
FZ2182_240531a | Progressive Change - Final | CDP22 | H2 Domestic Flex_SQ | 2033 | QLD | SQ | 1717.929 | 1912.1095 | 218.2773 | Flexible domestic
FZ2182_240531a | Progressive Change - Final | CDP22 | H2 Domestic Flex_SQ | 2034 | QLD | SQ | 2086.8954 | 2320.1526 | 264.8576 | Flexible domestic
FZ2182_240531a | Progressive Change - Final | CDP22 | H2 Domestic Flex_SQ | 2035 | QLD | SQ | 2320.777 | 3496.7954 | 399.1776 | Flexible domestic
FZ2182_240531a | Progressive Change - Final | CDP22 | H2 Domestic Flex_SQ | 2036 | QLD | SQ | 2301.949 | 3552.9295 | 404.4774 | Flexible domestic
FZ2182_240531a | Progressive Change - Final | CDP22 | H2 Domestic Flex_SQ | 2037 | QLD | SQ | 2282.2321 | 3571.9357 | 407.7552 | Flexible domestic
FZ2182_240531a | Progressive Change - Final | CDP22 | H2 Domestic Flex_SQ | 2038 | QLD | SQ | 2261.8401 | 3571.9357 | 407.7552 | Flexible domestic
FZ2182_240531a | Progressive Change - Final | CDP22 | H2 Domestic Flex_SQ | 2039 | QLD | SQ | 2246.4339 | 3766.6783 | 429.9861 | Flexible domestic
FZ2182_240531a | Progressive Change - Final | CDP22 | H2 Domestic Flex_SQ | 2040 | QLD | SQ | 2236.3443 | 3955.7937 | 450.3408 | Flexible domestic
FZ2182_240531a | Progressive Change - Final | CDP22 | H2 Domestic Flex_SQ | 2041 | QLD | SQ | 2233.9511 | 4110.9646 | 469.2882 | Flexible domestic
FZ2182_240531a | Progressive Change - Final | CDP22 | H2 Domestic Flex_SQ | 2042 | QLD | SQ | 2265.7026 | 4110.9646 | 469.2882 | Flexible domestic
FZ2182_240531a | Progressive Change - Final | CDP22 | H2 Domestic Flex_SQ | 2043 | QLD | SQ | 2302.281 | 4110.9646 | 469.2882 | Flexible domestic
FZ2182_240531a | Progressive Change - Final | CDP22 | H2 Domestic Flex_SQ | 2044 | QLD | SQ | 2336.026 | 5692.8272 | 648.0905 | Flexible domestic
FZ2182_240531a | Progressive Change - Final | CDP22 | H2 Domestic Flex_SQ | 2045 | QLD | SQ | 2372.3459 | 5677.2731 | 648.0905 | Flexible domestic
FZ2182_240531a | Progressive Change - Final | CDP22 | H2 Domestic Flex_SQ | 2046 | QLD | SQ | 2405.1384 | 5866.8517 | 669.7319 | Flexible domestic
FZ2182_240531a | Progressive Change - Final | CDP22 | H2 Domestic Flex_SQ | 2047 | QLD | SQ | 2433.1581 | 5866.8517 | 669.7319 | Flexible domestic
FZ2182_240531a | Progressive Change - Final | CDP22 | H2 Domestic Flex_SQ | 2048 | QLD | SQ | 2470.9132 | 5882.9253 | 669.7319 | Flexible domestic
FZ2182_240531a | Progressive Change - Final | CDP22 | H2 Domestic Flex_SQ | 2049 | QLD | SQ | 2507.0472 | 6368.3638 | 726.9822 | Flexible domestic
FZ2182_240531a | Progressive Change - Final | CDP22 | H2 Domestic Flex_SQ | 2050 | QLD | SQ | 2507.0472 | 6361.5919 | 726.2091 | Flexible domestic
FZ2182_240531a | Progressive Change - Final | CDP22 | H2 Domestic Flex_SQ | 2051 | QLD | SQ | 2507.0472 | 7008.8326 | 800.095 | Flexible domestic
FZ2182_240531a | Progressive Change - Final | CDP22 | H2 Domestic Flex_SQ | 2052 | QLD | SQ | 2992.4706 | 9050.0538 | 1030.2885 | Flexible domestic
FZ2182_240531a | Progressive Change - Final | CDP22 | H2 Domestic Fixed_CSA | 2025 | SA | CSA | 0.023265 | 0.023265 | 0.0026558 | Fixed domestic
FZ2182_240531a | Progressive Change - Final | CDP22 | H2 Domestic Fixed_CSA | 2026 | SA | CSA | 0.023265 | 0.023265 | 0.0026558 | Fixed domestic
FZ2182_240531a | Progressive Change - Final | CDP22 | H2 Domestic Fixed_CSA | 2027 | SA | CSA | 0.023265 | 0.023265 | 0.0026558 | Fixed domestic
FZ2182_240531a | Progressive Change - Final | CDP22 | H2 Domestic Fixed_CSA | 2028 | SA | CSA | 0.023329 | 0.023329 | 0.0026558 | Fixed domestic
FZ2182_240531a | Progressive Change - Final | CDP22 | H2 Domestic Fixed_CSA | 2029 | SA | CSA | 0.027259 | 0.027259 | 0.0031118 | Fixed domestic
FZ2182_240531a | Progressive Change - Final | CDP22 | H2 Domestic Fixed_CSA | 2030 | SA | CSA | 0.027259 | 0.027259 | 0.0031118 | Fixed domestic
FZ2182_240531a | Progressive Change - Final | CDP22 | H2 Domestic Fixed_CSA | 2031 | SA | CSA | 0.027259 | 0.027259 | 0.0031118 | Fixed domestic
FZ2182_240531a | Progressive Change - Final | CDP22 | H2 Domestic Fixed_CSA | 2032 | SA | CSA | 0.027334 | 0.027334 | 0.0031118 | Fixed domestic
FZ2182_240531a | Progressive Change - Final | CDP22 | H2 Domestic Fixed_CSA | 2033 | SA | CSA | 0.027259 | 0.027259 | 0.0031118 | Fixed domestic
FZ2182_240531a | Progressive Change - Final | CDP22 | H2 Domestic Fixed_CSA | 2034 | SA | CSA | 0.027259 | 0.027259 | 0.0031118 | Fixed domestic
FZ2182_240531a | Progressive Change - Final | CDP22 | H2 Domestic Fixed_CSA | 2035 | SA | CSA | 0.027862 | 0.027862 | 0.0031806 | Fixed domestic
FZ2182_240531a | Progressive Change - Final | CDP22 | H2 Domestic Fixed_CSA | 2036 | SA | CSA | 0.032939 | 0.032939 | 0.0037499 | Fixed domestic
FZ2182_240531a | Progressive Change - Final | CDP22 | H2 Domestic Fixed_CSA | 2037 | SA | CSA | 0.032849 | 0.032849 | 0.0037499 | Fixed domestic
FZ2182_240531a | Progressive Change - Final | CDP22 | H2 Domestic Fixed_CSA | 2038 | SA | CSA | 0.036308 | 0.036308 | 0.0041448 | Fixed domestic
FZ2182_240531a | Progressive Change - Final | CDP22 | H2 Domestic Fixed_CSA | 2039 | SA | CSA | 0.036308 | 0.036308 | 0.0041448 | Fixed domestic
FZ2182_240531a | Progressive Change - Final | CDP22 | H2 Domestic Fixed_CSA | 2040 | SA | CSA | 0.036408 | 0.036408 | 0.0041448 | Fixed domestic
FZ2182_240531a | Progressive Change - Final | CDP22 | H2 Domestic Fixed_CSA | 2041 | SA | CSA | 0.036308 | 0.036308 | 0.0041448 | Fixed domestic
FZ2182_240531a | Progressive Change - Final | CDP22 | H2 Domestic Fixed_CSA | 2042 | SA | CSA | 0.036308 | 0.036308 | 0.0041448 | Fixed domestic
FZ2182_240531a | Progressive Change - Final | CDP22 | H2 Domestic Fixed_CSA | 2043 | SA | CSA | 11.0969 | 11.0969 | 1.2668 | Fixed domestic
FZ2182_240531a | Progressive Change - Final | CDP22 | H2 Domestic Fixed_CSA | 2044 | SA | CSA | 18.3039 | 18.3039 | 2.0838 | Fixed domestic
FZ2182_240531a | Progressive Change - Final | CDP22 | H2 Domestic Fixed_CSA | 2045 | SA | CSA | 18.2539 | 18.2539 | 2.0838 | Fixed domestic
FZ2182_240531a | Progressive Change - Final | CDP22 | H2 Domestic Fixed_CSA | 2046 | SA | CSA | 25.6896 | 25.6896 | 2.9326 | Fixed domestic
FZ2182_240531a | Progressive Change - Final | CDP22 | H2 Domestic Fixed_CSA | 2047 | SA | CSA | 25.7861 | 25.7861 | 2.9436 | Fixed domestic
FZ2182_240531a | Progressive Change - Final | CDP22 | H2 Domestic Fixed_CSA | 2048 | SA | CSA | 25.8568 | 25.8568 | 2.9436 | Fixed domestic
FZ2182_240531a | Progressive Change - Final | CDP22 | H2 Domestic Fixed_CSA | 2049 | SA | CSA | 31.6891 | 31.6891 | 3.6175 | Fixed domestic
FZ2182_240531a | Progressive Change - Final | CDP22 | H2 Domestic Fixed_CSA | 2050 | SA | CSA | 69.0198 | 69.0198 | 7.879 | Fixed domestic
FZ2182_240531a | Progressive Change - Final | CDP22 | H2 Domestic Fixed_CSA | 2051 | SA | CSA | 69.0198 | 69.0198 | 7.879 | Fixed domestic
FZ2182_240531a | Progressive Change - Final | CDP22 | H2 Domestic Fixed_CSA | 2052 | SA | CSA | 73.6052 | 73.6052 | 8.3795 | Fixed domestic
FZ2182_240531a | Progressive Change - Final | CDP22 | H2 Domestic Flex_CSA | 2025 | SA | CSA | 0 | 0.517 | 0.059018 | Flexible domestic
FZ2182_240531a | Progressive Change - Final | CDP22 | H2 Domestic Flex_CSA | 2026 | SA | CSA | 0 | 0.517 | 0.059018 | Flexible domestic
FZ2182_240531a | Progressive Change - Final | CDP22 | H2 Domestic Flex_CSA | 2027 | SA | CSA | 0 | 0.517 | 0.059018 | Flexible domestic
FZ2182_240531a | Progressive Change - Final | CDP22 | H2 Domestic Flex_CSA | 2028 | SA | CSA | 0 | 0.51842 | 0.059018 | Flexible domestic
FZ2182_240531a | Progressive Change - Final | CDP22 | H2 Domestic Flex_CSA | 2029 | SA | CSA | 0 | 0.60576 | 0.06915 | Flexible domestic
FZ2182_240531a | Progressive Change - Final | CDP22 | H2 Domestic Flex_CSA | 2030 | SA | CSA | 0 | 0.60576 | 0.06915 | Flexible domestic
FZ2182_240531a | Progressive Change - Final | CDP22 | H2 Domestic Flex_CSA | 2031 | SA | CSA | 0 | 0.60576 | 0.06915 | Flexible domestic
FZ2182_240531a | Progressive Change - Final | CDP22 | H2 Domestic Flex_CSA | 2032 | SA | CSA | 0 | 0.60742 | 0.06915 | Flexible domestic
FZ2182_240531a | Progressive Change - Final | CDP22 | H2 Domestic Flex_CSA | 2033 | SA | CSA | 0 | 0.60576 | 0.06915 | Flexible domestic
FZ2182_240531a | Progressive Change - Final | CDP22 | H2 Domestic Flex_CSA | 2034 | SA | CSA | 0 | 0.60576 | 0.06915 | Flexible domestic
FZ2182_240531a | Progressive Change - Final | CDP22 | H2 Domestic Flex_CSA | 2035 | SA | CSA | 0 | 0.61916 | 0.07068 | Flexible domestic
FZ2182_240531a | Progressive Change - Final | CDP22 | H2 Domestic Flex_CSA | 2036 | SA | CSA | 0 | 0.73198 | 0.083331 | Flexible domestic
FZ2182_240531a | Progressive Change - Final | CDP22 | H2 Domestic Flex_CSA | 2037 | SA | CSA | 0 | 0.72998 | 0.083331 | Flexible domestic
FZ2182_240531a | Progressive Change - Final | CDP22 | H2 Domestic Flex_CSA | 2038 | SA | CSA | 0 | 0.80685 | 0.092106 | Flexible domestic
FZ2182_240531a | Progressive Change - Final | CDP22 | H2 Domestic Flex_CSA | 2039 | SA | CSA | 0 | 0.80685 | 0.092106 | Flexible domestic
FZ2182_240531a | Progressive Change - Final | CDP22 | H2 Domestic Flex_CSA | 2040 | SA | CSA | 0 | 0.80906 | 0.092106 | Flexible domestic
FZ2182_240531a | Progressive Change - Final | CDP22 | H2 Domestic Flex_CSA | 2041 | SA | CSA | 0 | 0.80685 | 0.092106 | Flexible domestic
FZ2182_240531a | Progressive Change - Final | CDP22 | H2 Domestic Flex_CSA | 2042 | SA | CSA | 0 | 0.80685 | 0.092106 | Flexible domestic
FZ2182_240531a | Progressive Change - Final | CDP22 | H2 Domestic Flex_CSA | 2043 | SA | CSA | 161.764 | 246.5984 | 28.1505 | Flexible domestic
FZ2182_240531a | Progressive Change - Final | CDP22 | H2 Domestic Flex_CSA | 2044 | SA | CSA | 166.0568 | 406.7536 | 46.3062 | Flexible domestic
FZ2182_240531a | Progressive Change - Final | CDP22 | H2 Domestic Flex_CSA | 2045 | SA | CSA | 166.0758 | 405.6423 | 46.3062 | Flexible domestic
FZ2182_240531a | Progressive Change - Final | CDP22 | H2 Domestic Flex_CSA | 2046 | SA | CSA | 233.5625 | 570.8795 | 65.1689 | Flexible domestic
FZ2182_240531a | Progressive Change - Final | CDP22 | H2 Domestic Flex_CSA | 2047 | SA | CSA | 234.2914 | 573.0248 | 65.4138 | Flexible domestic
FZ2182_240531a | Progressive Change - Final | CDP22 | H2 Domestic Flex_CSA | 2048 | SA | CSA | 233.744 | 574.5947 | 65.4138 | Flexible domestic
FZ2182_240531a | Progressive Change - Final | CDP22 | H2 Domestic Flex_CSA | 2049 | SA | CSA | 343.4483 | 704.203 | 80.3885 | Flexible domestic
FZ2182_240531a | Progressive Change - Final | CDP22 | H2 Domestic Flex_CSA | 2050 | SA | CSA | 618.0921 | 1533.774 | 175.0884 | Flexible domestic
FZ2182_240531a | Progressive Change - Final | CDP22 | H2 Domestic Flex_CSA | 2051 | SA | CSA | 620.1975 | 1533.774 | 175.0884 | Flexible domestic
FZ2182_240531a | Progressive Change - Final | CDP22 | H2 Domestic Flex_CSA | 2052 | SA | CSA | 620.6331 | 1635.6711 | 186.2103 | Flexible domestic
FZ2182_240531a | Progressive Change - Final | CDP22 | Whyalla H2 load_fixed | 2025 | SA | CSA | 0 | 0 | 0 | Fixed domestic
FZ2182_240531a | Progressive Change - Final | CDP22 | Whyalla H2 load_fixed | 2026 | SA | CSA | 24.6375 | 24.6375 | 2.8125 | Fixed domestic
FZ2182_240531a | Progressive Change - Final | CDP22 | Whyalla H2 load_fixed | 2027 | SA | CSA | 73.9125 | 73.9125 | 8.4375 | Fixed domestic
FZ2182_240531a | Progressive Change - Final | CDP22 | Whyalla H2 load_fixed | 2028 | SA | CSA | 98.82 | 98.82 | 11.25 | Fixed domestic
FZ2182_240531a | Progressive Change - Final | CDP22 | Whyalla H2 load_fixed | 2029 | SA | CSA | 98.55 | 98.55 | 11.25 | Fixed domestic
FZ2182_240531a | Progressive Change - Final | CDP22 | Whyalla H2 load_fixed | 2030 | SA | CSA | 98.55 | 98.55 | 11.25 | Fixed domestic
FZ2182_240531a | Progressive Change - Final | CDP22 | Whyalla H2 load_fixed | 2031 | SA | CSA | 98.55 | 98.55 | 11.25 | Fixed domestic
FZ2182_240531a | Progressive Change - Final | CDP22 | Whyalla H2 load_fixed | 2032 | SA | CSA | 98.82 | 98.82 | 11.25 | Fixed domestic
FZ2182_240531a | Progressive Change - Final | CDP22 | Whyalla H2 load_fixed | 2033 | SA | CSA | 98.55 | 98.55 | 11.25 | Fixed domestic
FZ2182_240531a | Progressive Change - Final | CDP22 | Whyalla H2 load_fixed | 2034 | SA | CSA | 98.55 | 98.55 | 11.25 | Fixed domestic
FZ2182_240531a | Progressive Change - Final | CDP22 | Whyalla H2 load_fixed | 2035 | SA | CSA | 98.55 | 98.55 | 11.25 | Fixed domestic
FZ2182_240531a | Progressive Change - Final | CDP22 | Whyalla H2 load_fixed | 2036 | SA | CSA | 98.82 | 98.82 | 11.25 | Fixed domestic
FZ2182_240531a | Progressive Change - Final | CDP22 | Whyalla H2 load_fixed | 2037 | SA | CSA | 98.55 | 98.55 | 11.25 | Fixed domestic
FZ2182_240531a | Progressive Change - Final | CDP22 | Whyalla H2 load_fixed | 2038 | SA | CSA | 98.55 | 98.55 | 11.25 | Fixed domestic
FZ2182_240531a | Progressive Change - Final | CDP22 | Whyalla H2 load_fixed | 2039 | SA | CSA | 98.55 | 98.55 | 11.25 | Fixed domestic
FZ2182_240531a | Progressive Change - Final | CDP22 | Whyalla H2 load_fixed | 2040 | SA | CSA | 98.82 | 98.82 | 11.25 | Fixed domestic
FZ2182_240531a | Progressive Change - Final | CDP22 | Whyalla H2 load_fixed | 2041 | SA | CSA | 98.55 | 98.55 | 11.25 | Fixed domestic
FZ2182_240531a | Progressive Change - Final | CDP22 | Whyalla H2 load_fixed | 2042 | SA | CSA | 98.55 | 98.55 | 11.25 | Fixed domestic
FZ2182_240531a | Progressive Change - Final | CDP22 | Whyalla H2 load_fixed | 2043 | SA | CSA | 98.55 | 98.55 | 11.25 | Fixed domestic
FZ2182_240531a | Progressive Change - Final | CDP22 | Whyalla H2 load_fixed | 2044 | SA | CSA | 98.82 | 98.82 | 11.25 | Fixed domestic
FZ2182_240531a | Progressive Change - Final | CDP22 | Whyalla H2 load_fixed | 2045 | SA | CSA | 98.55 | 98.55 | 11.25 | Fixed domestic
FZ2182_240531a | Progressive Change - Final | CDP22 | Whyalla H2 load_fixed | 2046 | SA | CSA | 98.55 | 98.55 | 11.25 | Fixed domestic
FZ2182_240531a | Progressive Change - Final | CDP22 | Whyalla H2 load_fixed | 2047 | SA | CSA | 98.55 | 98.55 | 11.25 | Fixed domestic
FZ2182_240531a | Progressive Change - Final | CDP22 | Whyalla H2 load_fixed | 2048 | SA | CSA | 98.82 | 98.82 | 11.25 | Fixed domestic
FZ2182_240531a | Progressive Change - Final | CDP22 | Whyalla H2 load_fixed | 2049 | SA | CSA | 98.55 | 98.55 | 11.25 | Fixed domestic
FZ2182_240531a | Progressive Change - Final | CDP22 | Whyalla H2 load_fixed | 2050 | SA | CSA | 98.55 | 98.55 | 11.25 | Fixed domestic
FZ2182_240531a | Progressive Change - Final | CDP22 | Whyalla H2 load_fixed | 2051 | SA | CSA | 98.55 | 98.55 | 11.25 | Fixed domestic
FZ2182_240531a | Progressive Change - Final | CDP22 | Whyalla H2 load_fixed | 2052 | SA | CSA | 98.82 | 98.82 | 11.25 | Fixed domestic
FZ2182_240531a | Progressive Change - Final | CDP22 | Whyalla H2 load_flex | 2025 | SA | CSA | 0 | 0 | 0 | Flexible domestic
FZ2182_240531a | Progressive Change - Final | CDP22 | Whyalla H2 load_flex | 2026 | SA | CSA | 344.5504 | 547.5 | 62.5 | Flexible domestic
FZ2182_240531a | Progressive Change - Final | CDP22 | Whyalla H2 load_flex | 2027 | SA | CSA | 1027.5222 | 1642.5 | 187.5 | Flexible domestic
FZ2182_240531a | Progressive Change - Final | CDP22 | Whyalla H2 load_flex | 2028 | SA | CSA | 1369.3318 | 2196 | 250 | Flexible domestic
FZ2182_240531a | Progressive Change - Final | CDP22 | Whyalla H2 load_flex | 2029 | SA | CSA | 1381.7932 | 2190 | 250 | Flexible domestic
FZ2182_240531a | Progressive Change - Final | CDP22 | Whyalla H2 load_flex | 2030 | SA | CSA | 1380.6196 | 2190 | 250 | Flexible domestic
FZ2182_240531a | Progressive Change - Final | CDP22 | Whyalla H2 load_flex | 2031 | SA | CSA | 1379.039 | 2190 | 250 | Flexible domestic
FZ2182_240531a | Progressive Change - Final | CDP22 | Whyalla H2 load_flex | 2032 | SA | CSA | 1304.1291 | 2196 | 250 | Flexible domestic
FZ2182_240531a | Progressive Change - Final | CDP22 | Whyalla H2 load_flex | 2033 | SA | CSA | 1295.4087 | 2190 | 250 | Flexible domestic
FZ2182_240531a | Progressive Change - Final | CDP22 | Whyalla H2 load_flex | 2034 | SA | CSA | 1295.8947 | 2190 | 250 | Flexible domestic
FZ2182_240531a | Progressive Change - Final | CDP22 | Whyalla H2 load_flex | 2035 | SA | CSA | 1296.1512 | 2190 | 250 | Flexible domestic
FZ2182_240531a | Progressive Change - Final | CDP22 | Whyalla H2 load_flex | 2036 | SA | CSA | 1296.4087 | 2196 | 250 | Flexible domestic
FZ2182_240531a | Progressive Change - Final | CDP22 | Whyalla H2 load_flex | 2037 | SA | CSA | 1298.9976 | 2190 | 250 | Flexible domestic
FZ2182_240531a | Progressive Change - Final | CDP22 | Whyalla H2 load_flex | 2038 | SA | CSA | 1298.9976 | 2190 | 250 | Flexible domestic
FZ2182_240531a | Progressive Change - Final | CDP22 | Whyalla H2 load_flex | 2039 | SA | CSA | 1298.9976 | 2190 | 250 | Flexible domestic
FZ2182_240531a | Progressive Change - Final | CDP22 | Whyalla H2 load_flex | 2040 | SA | CSA | 1298.9976 | 2196 | 250 | Flexible domestic
FZ2182_240531a | Progressive Change - Final | CDP22 | Whyalla H2 load_flex | 2041 | SA | CSA | 1298.9976 | 2190 | 250 | Flexible domestic
FZ2182_240531a | Progressive Change - Final | CDP22 | Whyalla H2 load_flex | 2042 | SA | CSA | 1298.9976 | 2190 | 250 | Flexible domestic
FZ2182_240531a | Progressive Change - Final | CDP22 | Whyalla H2 load_flex | 2043 | SA | CSA | 1298.9976 | 2190 | 250 | Flexible domestic
FZ2182_240531a | Progressive Change - Final | CDP22 | Whyalla H2 load_flex | 2044 | SA | CSA | 1298.9976 | 2196 | 250 | Flexible domestic
FZ2182_240531a | Progressive Change - Final | CDP22 | Whyalla H2 load_flex | 2045 | SA | CSA | 1298.9976 | 2190 | 250 | Flexible domestic
FZ2182_240531a | Progressive Change - Final | CDP22 | Whyalla H2 load_flex | 2046 | SA | CSA | 1298.9976 | 2190 | 250 | Flexible domestic
FZ2182_240531a | Progressive Change - Final | CDP22 | Whyalla H2 load_flex | 2047 | SA | CSA | 1298.9976 | 2190 | 250 | Flexible domestic
FZ2182_240531a | Progressive Change - Final | CDP22 | Whyalla H2 load_flex | 2048 | SA | CSA | 1298.9976 | 2196 | 250 | Flexible domestic
FZ2182_240531a | Progressive Change - Final | CDP22 | Whyalla H2 load_flex | 2049 | SA | CSA | 1298.9976 | 2190 | 250 | Flexible domestic
FZ2182_240531a | Progressive Change - Final | CDP22 | Whyalla H2 load_flex | 2050 | SA | CSA | 1298.9976 | 2190 | 250 | Flexible domestic
FZ2182_240531a | Progressive Change - Final | CDP22 | Whyalla H2 load_flex | 2051 | SA | CSA | 1298.9976 | 2190 | 250 | Flexible domestic
FZ2182_240531a | Progressive Change - Final | CDP22 | Whyalla H2 load_flex | 2052 | SA | CSA | 1298.9976 | 2196 | 250 | Flexible domestic
FZ2182_240531a | Progressive Change - Final | CDP22 | H2 Domestic Fixed_SESA | 2025 | SA | SESA | 0.061378 | 0.061378 | 0.0070066 | Fixed domestic
FZ2182_240531a | Progressive Change - Final | CDP22 | H2 Domestic Fixed_SESA | 2026 | SA | SESA | 2.6667 | 2.6667 | 0.30441 | Fixed domestic
FZ2182_240531a | Progressive Change - Final | CDP22 | H2 Domestic Fixed_SESA | 2027 | SA | SESA | 7.7174 | 7.7174 | 0.88098 | Fixed domestic
FZ2182_240531a | Progressive Change - Final | CDP22 | H2 Domestic Fixed_SESA | 2028 | SA | SESA | 9.8546 | 9.8546 | 1.1219 | Fixed domestic
FZ2182_240531a | Progressive Change - Final | CDP22 | H2 Domestic Fixed_SESA | 2029 | SA | SESA | 10.7301 | 10.7301 | 1.2249 | Fixed domestic
FZ2182_240531a | Progressive Change - Final | CDP22 | H2 Domestic Fixed_SESA | 2030 | SA | SESA | 10.7301 | 10.7301 | 1.2249 | Fixed domestic
FZ2182_240531a | Progressive Change - Final | CDP22 | H2 Domestic Fixed_SESA | 2031 | SA | SESA | 10.7301 | 10.7301 | 1.2249 | Fixed domestic
FZ2182_240531a | Progressive Change - Final | CDP22 | H2 Domestic Fixed_SESA | 2032 | SA | SESA | 10.7595 | 10.7595 | 1.2249 | Fixed domestic
FZ2182_240531a | Progressive Change - Final | CDP22 | H2 Domestic Fixed_SESA | 2033 | SA | SESA | 13.2571 | 13.2571 | 1.5134 | Fixed domestic
FZ2182_240531a | Progressive Change - Final | CDP22 | H2 Domestic Fixed_SESA | 2034 | SA | SESA | 13.952 | 13.952 | 1.5927 | Fixed domestic
FZ2182_240531a | Progressive Change - Final | CDP22 | H2 Domestic Fixed_SESA | 2035 | SA | SESA | 15.1552 | 15.1552 | 1.73 | Fixed domestic
FZ2182_240531a | Progressive Change - Final | CDP22 | H2 Domestic Fixed_SESA | 2036 | SA | SESA | 16.268 | 16.268 | 1.852 | Fixed domestic
FZ2182_240531a | Progressive Change - Final | CDP22 | H2 Domestic Fixed_SESA | 2037 | SA | SESA | 16.2235 | 16.2235 | 1.852 | Fixed domestic
FZ2182_240531a | Progressive Change - Final | CDP22 | H2 Domestic Fixed_SESA | 2038 | SA | SESA | 18.4317 | 18.4317 | 2.1041 | Fixed domestic
FZ2182_240531a | Progressive Change - Final | CDP22 | H2 Domestic Fixed_SESA | 2039 | SA | SESA | 18.4317 | 18.4317 | 2.1041 | Fixed domestic
FZ2182_240531a | Progressive Change - Final | CDP22 | H2 Domestic Fixed_SESA | 2040 | SA | SESA | 18.4822 | 18.4822 | 2.1041 | Fixed domestic
FZ2182_240531a | Progressive Change - Final | CDP22 | H2 Domestic Fixed_SESA | 2041 | SA | SESA | 18.4317 | 18.4317 | 2.1041 | Fixed domestic
FZ2182_240531a | Progressive Change - Final | CDP22 | H2 Domestic Fixed_SESA | 2042 | SA | SESA | 18.4317 | 18.4317 | 2.1041 | Fixed domestic
FZ2182_240531a | Progressive Change - Final | CDP22 | H2 Domestic Fixed_SESA | 2043 | SA | SESA | 18.4317 | 18.4317 | 2.1041 | Fixed domestic
FZ2182_240531a | Progressive Change - Final | CDP22 | H2 Domestic Fixed_SESA | 2044 | SA | SESA | 24.5855 | 24.5855 | 2.7989 | Fixed domestic
FZ2182_240531a | Progressive Change - Final | CDP22 | H2 Domestic Fixed_SESA | 2045 | SA | SESA | 24.5183 | 24.5183 | 2.7989 | Fixed domestic
FZ2182_240531a | Progressive Change - Final | CDP22 | H2 Domestic Fixed_SESA | 2046 | SA | SESA | 24.5183 | 24.5183 | 2.7989 | Fixed domestic
FZ2182_240531a | Progressive Change - Final | CDP22 | H2 Domestic Fixed_SESA | 2047 | SA | SESA | 24.5183 | 24.5183 | 2.7989 | Fixed domestic
FZ2182_240531a | Progressive Change - Final | CDP22 | H2 Domestic Fixed_SESA | 2048 | SA | SESA | 24.5855 | 24.5855 | 2.7989 | Fixed domestic
FZ2182_240531a | Progressive Change - Final | CDP22 | H2 Domestic Fixed_SESA | 2049 | SA | SESA | 24.5183 | 24.5183 | 2.7989 | Fixed domestic
FZ2182_240531a | Progressive Change - Final | CDP22 | H2 Domestic Fixed_SESA | 2050 | SA | SESA | 38.2178 | 38.2178 | 4.3628 | Fixed domestic
FZ2182_240531a | Progressive Change - Final | CDP22 | H2 Domestic Fixed_SESA | 2051 | SA | SESA | 35.6125 | 35.6125 | 4.0654 | Fixed domestic
FZ2182_240531a | Progressive Change - Final | CDP22 | H2 Domestic Fixed_SESA | 2052 | SA | SESA | 38.3844 | 38.3844 | 4.3698 | Fixed domestic
FZ2182_240531a | Progressive Change - Final | CDP22 | H2 Domestic Flex_SESA | 2025 | SA | SESA | 1.1835 | 1.3639 | 0.1557 | Flexible domestic
FZ2182_240531a | Progressive Change - Final | CDP22 | H2 Domestic Flex_SESA | 2026 | SA | SESA | 51.3833 | 59.2594 | 6.7648 | Flexible domestic
FZ2182_240531a | Progressive Change - Final | CDP22 | H2 Domestic Flex_SESA | 2027 | SA | SESA | 146.4943 | 171.497 | 19.5773 | Flexible domestic
FZ2182_240531a | Progressive Change - Final | CDP22 | H2 Domestic Flex_SESA | 2028 | SA | SESA | 188.8144 | 218.9911 | 24.9307 | Flexible domestic
FZ2182_240531a | Progressive Change - Final | CDP22 | H2 Domestic Flex_SESA | 2029 | SA | SESA | 169.2015 | 238.4458 | 27.2198 | Flexible domestic
FZ2182_240531a | Progressive Change - Final | CDP22 | H2 Domestic Flex_SESA | 2030 | SA | SESA | 148.0694 | 238.4458 | 27.2198 | Flexible domestic
FZ2182_240531a | Progressive Change - Final | CDP22 | H2 Domestic Flex_SESA | 2031 | SA | SESA | 146.0958 | 238.4458 | 27.2198 | Flexible domestic
FZ2182_240531a | Progressive Change - Final | CDP22 | H2 Domestic Flex_SESA | 2032 | SA | SESA | 167.3429 | 239.0991 | 27.2198 | Flexible domestic
FZ2182_240531a | Progressive Change - Final | CDP22 | H2 Domestic Flex_SESA | 2033 | SA | SESA | 199.5319 | 294.6023 | 33.6304 | Flexible domestic
FZ2182_240531a | Progressive Change - Final | CDP22 | H2 Domestic Flex_SESA | 2034 | SA | SESA | 206.0828 | 310.0448 | 35.3932 | Flexible domestic
FZ2182_240531a | Progressive Change - Final | CDP22 | H2 Domestic Flex_SESA | 2035 | SA | SESA | 201.66 | 336.7813 | 38.4454 | Flexible domestic
FZ2182_240531a | Progressive Change - Final | CDP22 | H2 Domestic Flex_SESA | 2036 | SA | SESA | 197.2612 | 361.511 | 41.1556 | Flexible domestic
FZ2182_240531a | Progressive Change - Final | CDP22 | H2 Domestic Flex_SESA | 2037 | SA | SESA | 192.9695 | 360.5233 | 41.1556 | Flexible domestic
FZ2182_240531a | Progressive Change - Final | CDP22 | H2 Domestic Flex_SESA | 2038 | SA | SESA | 188.9449 | 409.594 | 46.7573 | Flexible domestic
FZ2182_240531a | Progressive Change - Final | CDP22 | H2 Domestic Flex_SESA | 2039 | SA | SESA | 184.9592 | 409.594 | 46.7573 | Flexible domestic
FZ2182_240531a | Progressive Change - Final | CDP22 | H2 Domestic Flex_SESA | 2040 | SA | SESA | 181.0498 | 410.7162 | 46.7573 | Flexible domestic
FZ2182_240531a | Progressive Change - Final | CDP22 | H2 Domestic Flex_SESA | 2041 | SA | SESA | 179.2508 | 409.594 | 46.7573 | Flexible domestic
FZ2182_240531a | Progressive Change - Final | CDP22 | H2 Domestic Flex_SESA | 2042 | SA | SESA | 179.4237 | 409.594 | 46.7573 | Flexible domestic
FZ2182_240531a | Progressive Change - Final | CDP22 | H2 Domestic Flex_SESA | 2043 | SA | SESA | 222.1558 | 409.594 | 46.7573 | Flexible domestic
FZ2182_240531a | Progressive Change - Final | CDP22 | H2 Domestic Flex_SESA | 2044 | SA | SESA | 223.2297 | 546.3436 | 62.1976 | Flexible domestic
FZ2182_240531a | Progressive Change - Final | CDP22 | H2 Domestic Flex_SESA | 2045 | SA | SESA | 224.4286 | 544.8509 | 62.1976 | Flexible domestic
FZ2182_240531a | Progressive Change - Final | CDP22 | H2 Domestic Flex_SESA | 2046 | SA | SESA | 238.1929 | 544.8509 | 62.1976 | Flexible domestic
FZ2182_240531a | Progressive Change - Final | CDP22 | H2 Domestic Flex_SESA | 2047 | SA | SESA | 237.464 | 544.8509 | 62.1976 | Flexible domestic
FZ2182_240531a | Progressive Change - Final | CDP22 | H2 Domestic Flex_SESA | 2048 | SA | SESA | 238.0114 | 546.3436 | 62.1976 | Flexible domestic
FZ2182_240531a | Progressive Change - Final | CDP22 | H2 Domestic Flex_SESA | 2049 | SA | SESA | 262.6572 | 544.8509 | 62.1976 | Flexible domestic
FZ2182_240531a | Progressive Change - Final | CDP22 | H2 Domestic Flex_SESA | 2050 | SA | SESA | 320.6611 | 849.2843 | 96.9503 | Flexible domestic
FZ2182_240531a | Progressive Change - Final | CDP22 | H2 Domestic Flex_SESA | 2051 | SA | SESA | 321.0201 | 791.3889 | 90.3412 | Flexible domestic
FZ2182_240531a | Progressive Change - Final | CDP22 | H2 Domestic Flex_SESA | 2052 | SA | SESA | 320.5845 | 852.9872 | 97.1069 | Flexible domestic
FZ2182_240531a | Progressive Change - Final | CDP22 | H2 Domestic Fixed_TAS | 2025 | TAS | TAS | 0 | 0 | 0 | Fixed domestic
FZ2182_240531a | Progressive Change - Final | CDP22 | H2 Domestic Fixed_TAS | 2026 | TAS | TAS | 0 | 0 | 0 | Fixed domestic
FZ2182_240531a | Progressive Change - Final | CDP22 | H2 Domestic Fixed_TAS | 2027 | TAS | TAS | 0 | 0 | 0 | Fixed domestic
FZ2182_240531a | Progressive Change - Final | CDP22 | H2 Domestic Fixed_TAS | 2028 | TAS | TAS | 0 | 0 | 0 | Fixed domestic
FZ2182_240531a | Progressive Change - Final | CDP22 | H2 Domestic Fixed_TAS | 2029 | TAS | TAS | 0.30059 | 0.30059 | 0.034314 | Fixed domestic
FZ2182_240531a | Progressive Change - Final | CDP22 | H2 Domestic Fixed_TAS | 2030 | TAS | TAS | 1.2354 | 1.2354 | 0.14103 | Fixed domestic
FZ2182_240531a | Progressive Change - Final | CDP22 | H2 Domestic Fixed_TAS | 2031 | TAS | TAS | 2.5762 | 2.5762 | 0.29408 | Fixed domestic
FZ2182_240531a | Progressive Change - Final | CDP22 | H2 Domestic Fixed_TAS | 2032 | TAS | TAS | 3.3595 | 3.3595 | 0.38245 | Fixed domestic
FZ2182_240531a | Progressive Change - Final | CDP22 | H2 Domestic Fixed_TAS | 2033 | TAS | TAS | 4.7729 | 4.7729 | 0.54485 | Fixed domestic
FZ2182_240531a | Progressive Change - Final | CDP22 | H2 Domestic Fixed_TAS | 2034 | TAS | TAS | 4.7729 | 4.7729 | 0.54485 | Fixed domestic
FZ2182_240531a | Progressive Change - Final | CDP22 | H2 Domestic Fixed_TAS | 2035 | TAS | TAS | 4.9175 | 4.9175 | 0.56136 | Fixed domestic
FZ2182_240531a | Progressive Change - Final | CDP22 | H2 Domestic Fixed_TAS | 2036 | TAS | TAS | 5.8898 | 5.8898 | 0.67051 | Fixed domestic
FZ2182_240531a | Progressive Change - Final | CDP22 | H2 Domestic Fixed_TAS | 2037 | TAS | TAS | 5.8737 | 5.8737 | 0.67051 | Fixed domestic
FZ2182_240531a | Progressive Change - Final | CDP22 | H2 Domestic Fixed_TAS | 2038 | TAS | TAS | 9.7586 | 9.7586 | 1.114 | Fixed domestic
FZ2182_240531a | Progressive Change - Final | CDP22 | H2 Domestic Fixed_TAS | 2039 | TAS | TAS | 9.7586 | 9.7586 | 1.114 | Fixed domestic
FZ2182_240531a | Progressive Change - Final | CDP22 | H2 Domestic Fixed_TAS | 2040 | TAS | TAS | 9.7853 | 9.7853 | 1.114 | Fixed domestic
FZ2182_240531a | Progressive Change - Final | CDP22 | H2 Domestic Fixed_TAS | 2041 | TAS | TAS | 14.0639 | 14.0639 | 1.6055 | Fixed domestic
FZ2182_240531a | Progressive Change - Final | CDP22 | H2 Domestic Fixed_TAS | 2042 | TAS | TAS | 14.0639 | 14.0639 | 1.6055 | Fixed domestic
FZ2182_240531a | Progressive Change - Final | CDP22 | H2 Domestic Fixed_TAS | 2043 | TAS | TAS | 14.0639 | 14.0639 | 1.6055 | Fixed domestic
FZ2182_240531a | Progressive Change - Final | CDP22 | H2 Domestic Fixed_TAS | 2044 | TAS | TAS | 14.1025 | 14.1025 | 1.6055 | Fixed domestic
FZ2182_240531a | Progressive Change - Final | CDP22 | H2 Domestic Fixed_TAS | 2045 | TAS | TAS | 14.0639 | 14.0639 | 1.6055 | Fixed domestic
FZ2182_240531a | Progressive Change - Final | CDP22 | H2 Domestic Fixed_TAS | 2046 | TAS | TAS | 14.0639 | 14.0639 | 1.6055 | Fixed domestic
FZ2182_240531a | Progressive Change - Final | CDP22 | H2 Domestic Fixed_TAS | 2047 | TAS | TAS | 15.9975 | 15.9975 | 1.8262 | Fixed domestic
FZ2182_240531a | Progressive Change - Final | CDP22 | H2 Domestic Fixed_TAS | 2048 | TAS | TAS | 16.0413 | 16.0413 | 1.8262 | Fixed domestic
FZ2182_240531a | Progressive Change - Final | CDP22 | H2 Domestic Fixed_TAS | 2049 | TAS | TAS | 15.9975 | 15.9975 | 1.8262 | Fixed domestic
FZ2182_240531a | Progressive Change - Final | CDP22 | H2 Domestic Fixed_TAS | 2050 | TAS | TAS | 16.1036 | 16.1036 | 1.8383 | Fixed domestic
FZ2182_240531a | Progressive Change - Final | CDP22 | H2 Domestic Fixed_TAS | 2051 | TAS | TAS | 16.1036 | 16.1036 | 1.8383 | Fixed domestic
FZ2182_240531a | Progressive Change - Final | CDP22 | H2 Domestic Fixed_TAS | 2052 | TAS | TAS | 16.1788 | 16.1788 | 1.8419 | Fixed domestic
FZ2182_240531a | Progressive Change - Final | CDP22 | H2 Domestic Flex_TAS | 2025 | TAS | TAS | 0 | 0 | 0 | Flexible domestic
FZ2182_240531a | Progressive Change - Final | CDP22 | H2 Domestic Flex_TAS | 2026 | TAS | TAS | 0 | 0 | 0 | Flexible domestic
FZ2182_240531a | Progressive Change - Final | CDP22 | H2 Domestic Flex_TAS | 2027 | TAS | TAS | 0 | 0 | 0 | Flexible domestic
FZ2182_240531a | Progressive Change - Final | CDP22 | H2 Domestic Flex_TAS | 2028 | TAS | TAS | 0 | 0 | 0 | Flexible domestic
FZ2182_240531a | Progressive Change - Final | CDP22 | H2 Domestic Flex_TAS | 2029 | TAS | TAS | 5.7721 | 6.6798 | 0.76253 | Flexible domestic
FZ2182_240531a | Progressive Change - Final | CDP22 | H2 Domestic Flex_TAS | 2030 | TAS | TAS | 24.2692 | 27.4534 | 3.134 | Flexible domestic
FZ2182_240531a | Progressive Change - Final | CDP22 | H2 Domestic Flex_TAS | 2031 | TAS | TAS | 50.4074 | 57.2484 | 6.5352 | Flexible domestic
FZ2182_240531a | Progressive Change - Final | CDP22 | H2 Domestic Flex_TAS | 2032 | TAS | TAS | 66.0847 | 74.6547 | 8.4989 | Flexible domestic
FZ2182_240531a | Progressive Change - Final | CDP22 | H2 Domestic Flex_TAS | 2033 | TAS | TAS | 95.2936 | 106.0648 | 12.1079 | Flexible domestic
FZ2182_240531a | Progressive Change - Final | CDP22 | H2 Domestic Flex_TAS | 2034 | TAS | TAS | 93.8191 | 106.0648 | 12.1079 | Flexible domestic
FZ2182_240531a | Progressive Change - Final | CDP22 | H2 Domestic Flex_TAS | 2035 | TAS | TAS | 98.1518 | 109.2787 | 12.4747 | Flexible domestic
FZ2182_240531a | Progressive Change - Final | CDP22 | H2 Domestic Flex_TAS | 2036 | TAS | TAS | 99.4811 | 130.8837 | 14.9002 | Flexible domestic
FZ2182_240531a | Progressive Change - Final | CDP22 | H2 Domestic Flex_TAS | 2037 | TAS | TAS | 97.2629 | 130.5261 | 14.9002 | Flexible domestic
FZ2182_240531a | Progressive Change - Final | CDP22 | H2 Domestic Flex_TAS | 2038 | TAS | TAS | 174.1542 | 216.8567 | 24.7553 | Flexible domestic
FZ2182_240531a | Progressive Change - Final | CDP22 | H2 Domestic Flex_TAS | 2039 | TAS | TAS | 170.2738 | 216.8567 | 24.7553 | Flexible domestic
FZ2182_240531a | Progressive Change - Final | CDP22 | H2 Domestic Flex_TAS | 2040 | TAS | TAS | 167.28 | 217.4508 | 24.7553 | Flexible domestic
FZ2182_240531a | Progressive Change - Final | CDP22 | H2 Domestic Flex_TAS | 2041 | TAS | TAS | 165.4189 | 312.5319 | 35.6772 | Flexible domestic
FZ2182_240531a | Progressive Change - Final | CDP22 | H2 Domestic Flex_TAS | 2042 | TAS | TAS | 169.1686 | 312.5319 | 35.6772 | Flexible domestic
FZ2182_240531a | Progressive Change - Final | CDP22 | H2 Domestic Flex_TAS | 2043 | TAS | TAS | 170.1357 | 312.5319 | 35.6772 | Flexible domestic
FZ2182_240531a | Progressive Change - Final | CDP22 | H2 Domestic Flex_TAS | 2044 | TAS | TAS | 173.9124 | 313.3881 | 35.6772 | Flexible domestic
FZ2182_240531a | Progressive Change - Final | CDP22 | H2 Domestic Flex_TAS | 2045 | TAS | TAS | 175.0212 | 312.5319 | 35.6772 | Flexible domestic
FZ2182_240531a | Progressive Change - Final | CDP22 | H2 Domestic Flex_TAS | 2046 | TAS | TAS | 175.0212 | 312.5319 | 35.6772 | Flexible domestic
FZ2182_240531a | Progressive Change - Final | CDP22 | H2 Domestic Flex_TAS | 2047 | TAS | TAS | 175.0212 | 355.5001 | 40.5822 | Flexible domestic
FZ2182_240531a | Progressive Change - Final | CDP22 | H2 Domestic Flex_TAS | 2048 | TAS | TAS | 175.0212 | 356.4741 | 40.5822 | Flexible domestic
FZ2182_240531a | Progressive Change - Final | CDP22 | H2 Domestic Flex_TAS | 2049 | TAS | TAS | 175.0212 | 355.5001 | 40.5822 | Flexible domestic
FZ2182_240531a | Progressive Change - Final | CDP22 | H2 Domestic Flex_TAS | 2050 | TAS | TAS | 175.0212 | 357.8573 | 40.8513 | Flexible domestic
FZ2182_240531a | Progressive Change - Final | CDP22 | H2 Domestic Flex_TAS | 2051 | TAS | TAS | 175.0212 | 357.8573 | 40.8513 | Flexible domestic
FZ2182_240531a | Progressive Change - Final | CDP22 | H2 Domestic Flex_TAS | 2052 | TAS | TAS | 175.0212 | 359.53 | 40.9301 | Flexible domestic
FZ2182_240531a | Progressive Change - Final | CDP22 | H2 Domestic Fixed_VIC | 2025 | VIC | VIC | 2.5574 | 2.5574 | 0.29194 | Fixed domestic
FZ2182_240531a | Progressive Change - Final | CDP22 | H2 Domestic Fixed_VIC | 2026 | VIC | VIC | 4.0307 | 4.0307 | 0.46013 | Fixed domestic
FZ2182_240531a | Progressive Change - Final | CDP22 | H2 Domestic Fixed_VIC | 2027 | VIC | VIC | 4.0307 | 4.0307 | 0.46013 | Fixed domestic
FZ2182_240531a | Progressive Change - Final | CDP22 | H2 Domestic Fixed_VIC | 2028 | VIC | VIC | 4.0418 | 4.0418 | 0.46013 | Fixed domestic
FZ2182_240531a | Progressive Change - Final | CDP22 | H2 Domestic Fixed_VIC | 2029 | VIC | VIC | 50.4395 | 50.4395 | 5.7579 | Fixed domestic
FZ2182_240531a | Progressive Change - Final | CDP22 | H2 Domestic Fixed_VIC | 2030 | VIC | VIC | 139.1119 | 139.1119 | 15.8804 | Fixed domestic
FZ2182_240531a | Progressive Change - Final | CDP22 | H2 Domestic Fixed_VIC | 2031 | VIC | VIC | 139.1119 | 139.1119 | 15.8804 | Fixed domestic
FZ2182_240531a | Progressive Change - Final | CDP22 | H2 Domestic Fixed_VIC | 2032 | VIC | VIC | 204.8376 | 204.8376 | 23.3194 | Fixed domestic
FZ2182_240531a | Progressive Change - Final | CDP22 | H2 Domestic Fixed_VIC | 2033 | VIC | VIC | 420.9245 | 420.9245 | 48.0507 | Fixed domestic
FZ2182_240531a | Progressive Change - Final | CDP22 | H2 Domestic Fixed_VIC | 2034 | VIC | VIC | 420.9245 | 420.9245 | 48.0507 | Fixed domestic
FZ2182_240531a | Progressive Change - Final | CDP22 | H2 Domestic Fixed_VIC | 2035 | VIC | VIC | 489.2586 | 489.2586 | 55.8514 | Fixed domestic
FZ2182_240531a | Progressive Change - Final | CDP22 | H2 Domestic Fixed_VIC | 2036 | VIC | VIC | 549.27 | 549.27 | 62.5307 | Fixed domestic
FZ2182_240531a | Progressive Change - Final | CDP22 | H2 Domestic Fixed_VIC | 2037 | VIC | VIC | 547.7692 | 547.7692 | 62.5307 | Fixed domestic
FZ2182_240531a | Progressive Change - Final | CDP22 | H2 Domestic Fixed_VIC | 2038 | VIC | VIC | 576.3117 | 576.3117 | 65.789 | Fixed domestic
FZ2182_240531a | Progressive Change - Final | CDP22 | H2 Domestic Fixed_VIC | 2039 | VIC | VIC | 576.3117 | 576.3117 | 65.789 | Fixed domestic
FZ2182_240531a | Progressive Change - Final | CDP22 | H2 Domestic Fixed_VIC | 2040 | VIC | VIC | 577.8906 | 577.8906 | 65.789 | Fixed domestic
FZ2182_240531a | Progressive Change - Final | CDP22 | H2 Domestic Fixed_VIC | 2041 | VIC | VIC | 576.3117 | 576.3117 | 65.789 | Fixed domestic
FZ2182_240531a | Progressive Change - Final | CDP22 | H2 Domestic Fixed_VIC | 2042 | VIC | VIC | 576.3117 | 576.3117 | 65.789 | Fixed domestic
FZ2182_240531a | Progressive Change - Final | CDP22 | H2 Domestic Fixed_VIC | 2043 | VIC | VIC | 576.3117 | 576.3117 | 65.789 | Fixed domestic
FZ2182_240531a | Progressive Change - Final | CDP22 | H2 Domestic Fixed_VIC | 2044 | VIC | VIC | 598.902 | 598.902 | 68.181 | Fixed domestic
FZ2182_240531a | Progressive Change - Final | CDP22 | H2 Domestic Fixed_VIC | 2045 | VIC | VIC | 597.2657 | 597.2657 | 68.181 | Fixed domestic
FZ2182_240531a | Progressive Change - Final | CDP22 | H2 Domestic Fixed_VIC | 2046 | VIC | VIC | 597.2657 | 597.2657 | 68.181 | Fixed domestic
FZ2182_240531a | Progressive Change - Final | CDP22 | H2 Domestic Fixed_VIC | 2047 | VIC | VIC | 678.099 | 678.099 | 77.4086 | Fixed domestic
FZ2182_240531a | Progressive Change - Final | CDP22 | H2 Domestic Fixed_VIC | 2048 | VIC | VIC | 679.9568 | 679.9568 | 77.4086 | Fixed domestic
FZ2182_240531a | Progressive Change - Final | CDP22 | H2 Domestic Fixed_VIC | 2049 | VIC | VIC | 678.099 | 678.099 | 77.4086 | Fixed domestic
FZ2182_240531a | Progressive Change - Final | CDP22 | H2 Domestic Fixed_VIC | 2050 | VIC | VIC | 826.558 | 826.558 | 94.3559 | Fixed domestic
FZ2182_240531a | Progressive Change - Final | CDP22 | H2 Domestic Fixed_VIC | 2051 | VIC | VIC | 825.0847 | 825.0847 | 94.1877 | Fixed domestic
FZ2182_240531a | Progressive Change - Final | CDP22 | H2 Domestic Fixed_VIC | 2052 | VIC | VIC | 867.8842 | 867.8842 | 98.8028 | Fixed domestic
FZ2182_240531a | Progressive Change - Final | CDP22 | H2 Domestic Flex_VIC | 2025 | VIC | VIC | 49.3127 | 56.8302 | 6.4875 | Flexible domestic
FZ2182_240531a | Progressive Change - Final | CDP22 | H2 Domestic Flex_VIC | 2026 | VIC | VIC | 77.6668 | 89.5717 | 10.2251 | Flexible domestic
FZ2182_240531a | Progressive Change - Final | CDP22 | H2 Domestic Flex_VIC | 2027 | VIC | VIC | 75.935 | 89.5717 | 10.2251 | Flexible domestic
FZ2182_240531a | Progressive Change - Final | CDP22 | H2 Domestic Flex_VIC | 2028 | VIC | VIC | 74.2418 | 89.8171 | 10.2251 | Flexible domestic
FZ2182_240531a | Progressive Change - Final | CDP22 | H2 Domestic Flex_VIC | 2029 | VIC | VIC | 681.7364 | 1120.8784 | 127.9542 | Flexible domestic
FZ2182_240531a | Progressive Change - Final | CDP22 | H2 Domestic Flex_VIC | 2030 | VIC | VIC | 1845.7348 | 3091.376 | 352.8968 | Flexible domestic
FZ2182_240531a | Progressive Change - Final | CDP22 | H2 Domestic Flex_VIC | 2031 | VIC | VIC | 2721.9649 | 3091.376 | 352.8968 | Flexible domestic
FZ2182_240531a | Progressive Change - Final | CDP22 | H2 Domestic Flex_VIC | 2032 | VIC | VIC | 4029.4053 | 4551.9473 | 518.2089 | Flexible domestic
FZ2182_240531a | Progressive Change - Final | CDP22 | H2 Domestic Flex_VIC | 2033 | VIC | VIC | 7023.9979 | 9353.878 | 1067.7943 | Flexible domestic
FZ2182_240531a | Progressive Change - Final | CDP22 | H2 Domestic Flex_VIC | 2034 | VIC | VIC | 6901.8073 | 9353.878 | 1067.7943 | Flexible domestic
FZ2182_240531a | Progressive Change - Final | CDP22 | H2 Domestic Flex_VIC | 2035 | VIC | VIC | 6908.0235 | 10872.4124 | 1241.143 | Flexible domestic
FZ2182_240531a | Progressive Change - Final | CDP22 | H2 Domestic Flex_VIC | 2036 | VIC | VIC | 6792.8174 | 12205.999 | 1389.5718 | Flexible domestic
FZ2182_240531a | Progressive Change - Final | CDP22 | H2 Domestic Flex_VIC | 2037 | VIC | VIC | 6641.3519 | 12172.6493 | 1389.5718 | Flexible domestic
FZ2182_240531a | Progressive Change - Final | CDP22 | H2 Domestic Flex_VIC | 2038 | VIC | VIC | 6623.0249 | 12806.9266 | 1461.9779 | Flexible domestic
FZ2182_240531a | Progressive Change - Final | CDP22 | H2 Domestic Flex_VIC | 2039 | VIC | VIC | 6516.1323 | 12806.9266 | 1461.9779 | Flexible domestic
FZ2182_240531a | Progressive Change - Final | CDP22 | H2 Domestic Flex_VIC | 2040 | VIC | VIC | 6406.7199 | 12842.0141 | 1461.9779 | Flexible domestic
FZ2182_240531a | Progressive Change - Final | CDP22 | H2 Domestic Flex_VIC | 2041 | VIC | VIC | 6334.4864 | 12806.9266 | 1461.9779 | Flexible domestic
FZ2182_240531a | Progressive Change - Final | CDP22 | H2 Domestic Flex_VIC | 2042 | VIC | VIC | 6347.9135 | 12806.9266 | 1461.9779 | Flexible domestic
FZ2182_240531a | Progressive Change - Final | CDP22 | H2 Domestic Flex_VIC | 2043 | VIC | VIC | 6409.0815 | 12806.9266 | 1461.9779 | Flexible domestic
FZ2182_240531a | Progressive Change - Final | CDP22 | H2 Domestic Flex_VIC | 2044 | VIC | VIC | 6453.7611 | 13308.9333 | 1515.1336 | Flexible domestic
FZ2182_240531a | Progressive Change - Final | CDP22 | H2 Domestic Flex_VIC | 2045 | VIC | VIC | 6488.447 | 13272.5701 | 1515.1336 | Flexible domestic
FZ2182_240531a | Progressive Change - Final | CDP22 | H2 Domestic Flex_VIC | 2046 | VIC | VIC | 6529.3694 | 13272.5701 | 1515.1336 | Flexible domestic
FZ2182_240531a | Progressive Change - Final | CDP22 | H2 Domestic Flex_VIC | 2047 | VIC | VIC | 6529.3694 | 15068.8668 | 1720.1903 | Flexible domestic
FZ2182_240531a | Progressive Change - Final | CDP22 | H2 Domestic Flex_VIC | 2048 | VIC | VIC | 6614.7091 | 15110.1514 | 1720.1903 | Flexible domestic
FZ2182_240531a | Progressive Change - Final | CDP22 | H2 Domestic Flex_VIC | 2049 | VIC | VIC | 6614.7091 | 15068.8668 | 1720.1903 | Flexible domestic
FZ2182_240531a | Progressive Change - Final | CDP22 | H2 Domestic Flex_VIC | 2050 | VIC | VIC | 7316.4323 | 18367.9563 | 2096.7987 | Flexible domestic
FZ2182_240531a | Progressive Change - Final | CDP22 | H2 Domestic Flex_VIC | 2051 | VIC | VIC | 7316.4323 | 18335.2149 | 2093.0611 | Flexible domestic
FZ2182_240531a | Progressive Change - Final | CDP22 | H2 Domestic Flex_VIC | 2052 | VIC | VIC | 7316.4323 | 19286.3149 | 2195.6187 | Flexible domestic
FZ2183_240531a | Progressive Change - Final | CDP23 | H2 Domestic Fixed_SNSW | 2025 | NSW | SNSW | 1.3276 | 1.3276 | 0.15156 | Fixed domestic
FZ2183_240531a | Progressive Change - Final | CDP23 | H2 Domestic Fixed_SNSW | 2026 | NSW | SNSW | 3.1853 | 3.1853 | 0.36362 | Fixed domestic
FZ2183_240531a | Progressive Change - Final | CDP23 | H2 Domestic Fixed_SNSW | 2027 | NSW | SNSW | 6.3084 | 6.3084 | 0.72014 | Fixed domestic
FZ2183_240531a | Progressive Change - Final | CDP23 | H2 Domestic Fixed_SNSW | 2028 | NSW | SNSW | 10.9957 | 10.9957 | 1.2518 | Fixed domestic
FZ2183_240531a | Progressive Change - Final | CDP23 | H2 Domestic Fixed_SNSW | 2029 | NSW | SNSW | 27.192 | 27.192 | 3.1041 | Fixed domestic
FZ2183_240531a | Progressive Change - Final | CDP23 | H2 Domestic Fixed_SNSW | 2030 | NSW | SNSW | 27.192 | 27.192 | 3.1041 | Fixed domestic
FZ2183_240531a | Progressive Change - Final | CDP23 | H2 Domestic Fixed_SNSW | 2031 | NSW | SNSW | 27.192 | 27.192 | 3.1041 | Fixed domestic
FZ2183_240531a | Progressive Change - Final | CDP23 | H2 Domestic Fixed_SNSW | 2032 | NSW | SNSW | 27.2665 | 27.2665 | 3.1041 | Fixed domestic
FZ2183_240531a | Progressive Change - Final | CDP23 | H2 Domestic Fixed_SNSW | 2033 | NSW | SNSW | 27.192 | 27.192 | 3.1041 | Fixed domestic
FZ2183_240531a | Progressive Change - Final | CDP23 | H2 Domestic Fixed_SNSW | 2034 | NSW | SNSW | 27.6335 | 27.6335 | 3.1545 | Fixed domestic
FZ2183_240531a | Progressive Change - Final | CDP23 | H2 Domestic Fixed_SNSW | 2035 | NSW | SNSW | 27.6335 | 27.6335 | 3.1545 | Fixed domestic
FZ2183_240531a | Progressive Change - Final | CDP23 | H2 Domestic Fixed_SNSW | 2036 | NSW | SNSW | 38.1133 | 38.1133 | 4.3389 | Fixed domestic
FZ2183_240531a | Progressive Change - Final | CDP23 | H2 Domestic Fixed_SNSW | 2037 | NSW | SNSW | 38.0092 | 38.0092 | 4.3389 | Fixed domestic
FZ2183_240531a | Progressive Change - Final | CDP23 | H2 Domestic Fixed_SNSW | 2038 | NSW | SNSW | 40.1835 | 40.1835 | 4.5872 | Fixed domestic
FZ2183_240531a | Progressive Change - Final | CDP23 | H2 Domestic Fixed_SNSW | 2039 | NSW | SNSW | 40.1835 | 40.1835 | 4.5872 | Fixed domestic
FZ2183_240531a | Progressive Change - Final | CDP23 | H2 Domestic Fixed_SNSW | 2040 | NSW | SNSW | 40.2935 | 40.2935 | 4.5872 | Fixed domestic
FZ2183_240531a | Progressive Change - Final | CDP23 | H2 Domestic Fixed_SNSW | 2041 | NSW | SNSW | 40.1835 | 40.1835 | 4.5872 | Fixed domestic
FZ2183_240531a | Progressive Change - Final | CDP23 | H2 Domestic Fixed_SNSW | 2042 | NSW | SNSW | 40.1835 | 40.1835 | 4.5872 | Fixed domestic
FZ2183_240531a | Progressive Change - Final | CDP23 | H2 Domestic Fixed_SNSW | 2043 | NSW | SNSW | 40.1835 | 40.1835 | 4.5872 | Fixed domestic
FZ2183_240531a | Progressive Change - Final | CDP23 | H2 Domestic Fixed_SNSW | 2044 | NSW | SNSW | 54.9452 | 54.9452 | 6.2551 | Fixed domestic
FZ2183_240531a | Progressive Change - Final | CDP23 | H2 Domestic Fixed_SNSW | 2045 | NSW | SNSW | 54.7951 | 54.7951 | 6.2551 | Fixed domestic
FZ2183_240531a | Progressive Change - Final | CDP23 | H2 Domestic Fixed_SNSW | 2046 | NSW | SNSW | 55.31 | 55.31 | 6.3139 | Fixed domestic
FZ2183_240531a | Progressive Change - Final | CDP23 | H2 Domestic Fixed_SNSW | 2047 | NSW | SNSW | 55.736 | 55.736 | 6.3626 | Fixed domestic
FZ2183_240531a | Progressive Change - Final | CDP23 | H2 Domestic Fixed_SNSW | 2048 | NSW | SNSW | 55.8887 | 55.8887 | 6.3626 | Fixed domestic
FZ2183_240531a | Progressive Change - Final | CDP23 | H2 Domestic Fixed_SNSW | 2049 | NSW | SNSW | 107.1346 | 107.1346 | 12.23 | Fixed domestic
FZ2183_240531a | Progressive Change - Final | CDP23 | H2 Domestic Fixed_SNSW | 2050 | NSW | SNSW | 206.5924 | 206.5924 | 23.5836 | Fixed domestic
FZ2183_240531a | Progressive Change - Final | CDP23 | H2 Domestic Fixed_SNSW | 2051 | NSW | SNSW | 208.9276 | 208.9276 | 23.8502 | Fixed domestic
FZ2183_240531a | Progressive Change - Final | CDP23 | H2 Domestic Fixed_SNSW | 2052 | NSW | SNSW | 206.3684 | 206.3684 | 23.4937 | Fixed domestic
FZ2183_240531a | Progressive Change - Final | CDP23 | H2 Domestic Flex_SNSW | 2025 | NSW | SNSW | 25.6001 | 29.5027 | 3.3679 | Flexible domestic
FZ2183_240531a | Progressive Change - Final | CDP23 | H2 Domestic Flex_SNSW | 2026 | NSW | SNSW | 61.376 | 70.7839 | 8.0803 | Flexible domestic
FZ2183_240531a | Progressive Change - Final | CDP23 | H2 Domestic Flex_SNSW | 2027 | NSW | SNSW | 120.043 | 140.1867 | 16.003 | Flexible domestic
FZ2183_240531a | Progressive Change - Final | CDP23 | H2 Domestic Flex_SNSW | 2028 | NSW | SNSW | 210.6775 | 244.3483 | 27.8174 | Flexible domestic
FZ2183_240531a | Progressive Change - Final | CDP23 | H2 Domestic Flex_SNSW | 2029 | NSW | SNSW | 349.4215 | 604.2666 | 68.9802 | Flexible domestic
FZ2183_240531a | Progressive Change - Final | CDP23 | H2 Domestic Flex_SNSW | 2030 | NSW | SNSW | 534.1801 | 604.2666 | 68.9802 | Flexible domestic
FZ2183_240531a | Progressive Change - Final | CDP23 | H2 Domestic Flex_SNSW | 2031 | NSW | SNSW | 492.3807 | 604.2666 | 68.9802 | Flexible domestic
FZ2183_240531a | Progressive Change - Final | CDP23 | H2 Domestic Flex_SNSW | 2032 | NSW | SNSW | 476.0745 | 605.9221 | 68.9802 | Flexible domestic
FZ2183_240531a | Progressive Change - Final | CDP23 | H2 Domestic Flex_SNSW | 2033 | NSW | SNSW | 481.2264 | 604.2666 | 68.9802 | Flexible domestic
FZ2183_240531a | Progressive Change - Final | CDP23 | H2 Domestic Flex_SNSW | 2034 | NSW | SNSW | 552.3411 | 614.0776 | 70.1002 | Flexible domestic
FZ2183_240531a | Progressive Change - Final | CDP23 | H2 Domestic Flex_SNSW | 2035 | NSW | SNSW | 545.5686 | 614.0776 | 70.1002 | Flexible domestic
FZ2183_240531a | Progressive Change - Final | CDP23 | H2 Domestic Flex_SNSW | 2036 | NSW | SNSW | 533.4557 | 846.9629 | 96.4211 | Flexible domestic
FZ2183_240531a | Progressive Change - Final | CDP23 | H2 Domestic Flex_SNSW | 2037 | NSW | SNSW | 521.5747 | 844.6488 | 96.4211 | Flexible domestic
FZ2183_240531a | Progressive Change - Final | CDP23 | H2 Domestic Flex_SNSW | 2038 | NSW | SNSW | 513.1739 | 892.9657 | 101.9367 | Flexible domestic
FZ2183_240531a | Progressive Change - Final | CDP23 | H2 Domestic Flex_SNSW | 2039 | NSW | SNSW | 505.0727 | 892.9657 | 101.9367 | Flexible domestic
FZ2183_240531a | Progressive Change - Final | CDP23 | H2 Domestic Flex_SNSW | 2040 | NSW | SNSW | 495.9991 | 895.4122 | 101.9367 | Flexible domestic
FZ2183_240531a | Progressive Change - Final | CDP23 | H2 Domestic Flex_SNSW | 2041 | NSW | SNSW | 490.409 | 892.9657 | 101.9367 | Flexible domestic
FZ2183_240531a | Progressive Change - Final | CDP23 | H2 Domestic Flex_SNSW | 2042 | NSW | SNSW | 493.7656 | 892.9657 | 101.9367 | Flexible domestic
FZ2183_240531a | Progressive Change - Final | CDP23 | H2 Domestic Flex_SNSW | 2043 | NSW | SNSW | 497.5281 | 892.9657 | 101.9367 | Flexible domestic
FZ2183_240531a | Progressive Change - Final | CDP23 | H2 Domestic Flex_SNSW | 2044 | NSW | SNSW | 500.06 | 1221.0051 | 139.0033 | Flexible domestic
FZ2183_240531a | Progressive Change - Final | CDP23 | H2 Domestic Flex_SNSW | 2045 | NSW | SNSW | 501.0179 | 1217.6691 | 139.0033 | Flexible domestic
FZ2183_240531a | Progressive Change - Final | CDP23 | H2 Domestic Flex_SNSW | 2046 | NSW | SNSW | 502.8628 | 1229.1104 | 140.3094 | Flexible domestic
FZ2183_240531a | Progressive Change - Final | CDP23 | H2 Domestic Flex_SNSW | 2047 | NSW | SNSW | 503.9421 | 1238.5783 | 141.3902 | Flexible domestic
FZ2183_240531a | Progressive Change - Final | CDP23 | H2 Domestic Flex_SNSW | 2048 | NSW | SNSW | 837.0633 | 1241.9717 | 141.3902 | Flexible domestic
FZ2183_240531a | Progressive Change - Final | CDP23 | H2 Domestic Flex_SNSW | 2049 | NSW | SNSW | 1166.1951 | 2380.768 | 271.7772 | Flexible domestic
FZ2183_240531a | Progressive Change - Final | CDP23 | H2 Domestic Flex_SNSW | 2050 | NSW | SNSW | 1495.0574 | 4590.9422 | 524.0802 | Flexible domestic
FZ2183_240531a | Progressive Change - Final | CDP23 | H2 Domestic Flex_SNSW | 2051 | NSW | SNSW | 1496.3303 | 4642.8363 | 530.0041 | Flexible domestic
FZ2183_240531a | Progressive Change - Final | CDP23 | H2 Domestic Flex_SNSW | 2052 | NSW | SNSW | 1495.761 | 4585.9634 | 522.0814 | Flexible domestic
FZ2183_240531a | Progressive Change - Final | CDP23 | H2 Domestic Fixed_SNW | 2025 | NSW | SNW | 6.7088 | 6.7088 | 0.76584 | Fixed domestic
FZ2183_240531a | Progressive Change - Final | CDP23 | H2 Domestic Fixed_SNW | 2026 | NSW | SNW | 16.2535 | 16.2535 | 1.8554 | Fixed domestic
FZ2183_240531a | Progressive Change - Final | CDP23 | H2 Domestic Fixed_SNW | 2027 | NSW | SNW | 32.1809 | 32.1809 | 3.6736 | Fixed domestic
FZ2183_240531a | Progressive Change - Final | CDP23 | H2 Domestic Fixed_SNW | 2028 | NSW | SNW | 56.1933 | 56.1933 | 6.3972 | Fixed domestic
FZ2183_240531a | Progressive Change - Final | CDP23 | H2 Domestic Fixed_SNW | 2029 | NSW | SNW | 129.4112 | 129.4112 | 14.773 | Fixed domestic
FZ2183_240531a | Progressive Change - Final | CDP23 | H2 Domestic Fixed_SNW | 2030 | NSW | SNW | 129.4112 | 129.4112 | 14.773 | Fixed domestic
FZ2183_240531a | Progressive Change - Final | CDP23 | H2 Domestic Fixed_SNW | 2031 | NSW | SNW | 129.4112 | 129.4112 | 14.773 | Fixed domestic
FZ2183_240531a | Progressive Change - Final | CDP23 | H2 Domestic Fixed_SNW | 2032 | NSW | SNW | 129.7658 | 129.7658 | 14.773 | Fixed domestic
FZ2183_240531a | Progressive Change - Final | CDP23 | H2 Domestic Fixed_SNW | 2033 | NSW | SNW | 129.4112 | 129.4112 | 14.773 | Fixed domestic
FZ2183_240531a | Progressive Change - Final | CDP23 | H2 Domestic Fixed_SNW | 2034 | NSW | SNW | 145.2244 | 145.2244 | 16.5781 | Fixed domestic
FZ2183_240531a | Progressive Change - Final | CDP23 | H2 Domestic Fixed_SNW | 2035 | NSW | SNW | 146.2042 | 146.2042 | 16.69 | Fixed domestic
FZ2183_240531a | Progressive Change - Final | CDP23 | H2 Domestic Fixed_SNW | 2036 | NSW | SNW | 224.5534 | 224.5534 | 25.5639 | Fixed domestic
FZ2183_240531a | Progressive Change - Final | CDP23 | H2 Domestic Fixed_SNW | 2037 | NSW | SNW | 223.9399 | 223.9399 | 25.5639 | Fixed domestic
FZ2183_240531a | Progressive Change - Final | CDP23 | H2 Domestic Fixed_SNW | 2038 | NSW | SNW | 237.2413 | 237.2413 | 27.0823 | Fixed domestic
FZ2183_240531a | Progressive Change - Final | CDP23 | H2 Domestic Fixed_SNW | 2039 | NSW | SNW | 237.2413 | 237.2413 | 27.0823 | Fixed domestic
FZ2183_240531a | Progressive Change - Final | CDP23 | H2 Domestic Fixed_SNW | 2040 | NSW | SNW | 237.8913 | 237.8913 | 27.0823 | Fixed domestic
FZ2183_240531a | Progressive Change - Final | CDP23 | H2 Domestic Fixed_SNW | 2041 | NSW | SNW | 237.2413 | 237.2413 | 27.0823 | Fixed domestic
FZ2183_240531a | Progressive Change - Final | CDP23 | H2 Domestic Fixed_SNW | 2042 | NSW | SNW | 237.2413 | 237.2413 | 27.0823 | Fixed domestic
FZ2183_240531a | Progressive Change - Final | CDP23 | H2 Domestic Fixed_SNW | 2043 | NSW | SNW | 237.2413 | 237.2413 | 27.0823 | Fixed domestic
FZ2183_240531a | Progressive Change - Final | CDP23 | H2 Domestic Fixed_SNW | 2044 | NSW | SNW | 282.9542 | 282.9542 | 32.2124 | Fixed domestic
FZ2183_240531a | Progressive Change - Final | CDP23 | H2 Domestic Fixed_SNW | 2045 | NSW | SNW | 282.1811 | 282.1811 | 32.2124 | Fixed domestic
FZ2183_240531a | Progressive Change - Final | CDP23 | H2 Domestic Fixed_SNW | 2046 | NSW | SNW | 284.5993 | 284.5993 | 32.4885 | Fixed domestic
FZ2183_240531a | Progressive Change - Final | CDP23 | H2 Domestic Fixed_SNW | 2047 | NSW | SNW | 294.7233 | 294.7233 | 33.6442 | Fixed domestic
FZ2183_240531a | Progressive Change - Final | CDP23 | H2 Domestic Fixed_SNW | 2048 | NSW | SNW | 345.9221 | 345.9221 | 39.3809 | Fixed domestic
FZ2183_240531a | Progressive Change - Final | CDP23 | H2 Domestic Fixed_SNW | 2049 | NSW | SNW | 556.9871 | 556.9871 | 63.583 | Fixed domestic
FZ2183_240531a | Progressive Change - Final | CDP23 | H2 Domestic Fixed_SNW | 2050 | NSW | SNW | 1043.5648 | 1043.5648 | 119.1284 | Fixed domestic
FZ2183_240531a | Progressive Change - Final | CDP23 | H2 Domestic Fixed_SNW | 2051 | NSW | SNW | 1075.8589 | 1075.8589 | 122.8149 | Fixed domestic
FZ2183_240531a | Progressive Change - Final | CDP23 | H2 Domestic Fixed_SNW | 2052 | NSW | SNW | 1062.8354 | 1062.8354 | 120.9967 | Fixed domestic
FZ2183_240531a | Progressive Change - Final | CDP23 | H2 Domestic Flex_SNW | 2025 | NSW | SNW | 129.3626 | 149.0835 | 17.0187 | Flexible domestic
FZ2183_240531a | Progressive Change - Final | CDP23 | H2 Domestic Flex_SNW | 2026 | NSW | SNW | 313.1838 | 361.189 | 41.2316 | Flexible domestic
FZ2183_240531a | Progressive Change - Final | CDP23 | H2 Domestic Flex_SNW | 2027 | NSW | SNW | 612.3729 | 715.1317 | 81.636 | Flexible domestic
FZ2183_240531a | Progressive Change - Final | CDP23 | H2 Domestic Flex_SNW | 2028 | NSW | SNW | 1076.6655 | 1248.7402 | 142.1608 | Flexible domestic
FZ2183_240531a | Progressive Change - Final | CDP23 | H2 Domestic Flex_SNW | 2029 | NSW | SNW | 1746.9973 | 2875.8056 | 328.2883 | Flexible domestic
FZ2183_240531a | Progressive Change - Final | CDP23 | H2 Domestic Flex_SNW | 2030 | NSW | SNW | 2542.2523 | 2875.8056 | 328.2883 | Flexible domestic
FZ2183_240531a | Progressive Change - Final | CDP23 | H2 Domestic Flex_SNW | 2031 | NSW | SNW | 2515.4538 | 2875.8056 | 328.2883 | Flexible domestic
FZ2183_240531a | Progressive Change - Final | CDP23 | H2 Domestic Flex_SNW | 2032 | NSW | SNW | 2464.6917 | 2883.6845 | 328.2883 | Flexible domestic
FZ2183_240531a | Progressive Change - Final | CDP23 | H2 Domestic Flex_SNW | 2033 | NSW | SNW | 2494.3597 | 2875.8056 | 328.2883 | Flexible domestic
FZ2183_240531a | Progressive Change - Final | CDP23 | H2 Domestic Flex_SNW | 2034 | NSW | SNW | 2885.4333 | 3227.2093 | 368.4029 | Flexible domestic
FZ2183_240531a | Progressive Change - Final | CDP23 | H2 Domestic Flex_SNW | 2035 | NSW | SNW | 2849.6575 | 3248.9813 | 370.8883 | Flexible domestic
FZ2183_240531a | Progressive Change - Final | CDP23 | H2 Domestic Flex_SNW | 2036 | NSW | SNW | 2786.0641 | 4990.0761 | 568.087 | Flexible domestic
FZ2183_240531a | Progressive Change - Final | CDP23 | H2 Domestic Flex_SNW | 2037 | NSW | SNW | 2723.9268 | 4976.442 | 568.087 | Flexible domestic
FZ2183_240531a | Progressive Change - Final | CDP23 | H2 Domestic Flex_SNW | 2038 | NSW | SNW | 2663.3639 | 5272.0299 | 601.8299 | Flexible domestic
FZ2183_240531a | Progressive Change - Final | CDP23 | H2 Domestic Flex_SNW | 2039 | NSW | SNW | 2620.6811 | 5272.0299 | 601.8299 | Flexible domestic
FZ2183_240531a | Progressive Change - Final | CDP23 | H2 Domestic Flex_SNW | 2040 | NSW | SNW | 2572.9575 | 5286.4738 | 601.8299 | Flexible domestic
FZ2183_240531a | Progressive Change - Final | CDP23 | H2 Domestic Flex_SNW | 2041 | NSW | SNW | 2543.9462 | 5272.0299 | 601.8299 | Flexible domestic
FZ2183_240531a | Progressive Change - Final | CDP23 | H2 Domestic Flex_SNW | 2042 | NSW | SNW | 2561.6328 | 5272.0299 | 601.8299 | Flexible domestic
FZ2183_240531a | Progressive Change - Final | CDP23 | H2 Domestic Flex_SNW | 2043 | NSW | SNW | 2563.6656 | 5272.0299 | 601.8299 | Flexible domestic
FZ2183_240531a | Progressive Change - Final | CDP23 | H2 Domestic Flex_SNW | 2044 | NSW | SNW | 2575.1833 | 6287.87 | 715.8322 | Flexible domestic
FZ2183_240531a | Progressive Change - Final | CDP23 | H2 Domestic Flex_SNW | 2045 | NSW | SNW | 2578.8465 | 6270.69 | 715.8322 | Flexible domestic
FZ2183_240531a | Progressive Change - Final | CDP23 | H2 Domestic Flex_SNW | 2046 | NSW | SNW | 2587.4979 | 6324.4299 | 721.9669 | Flexible domestic
FZ2183_240531a | Progressive Change - Final | CDP23 | H2 Domestic Flex_SNW | 2047 | NSW | SNW | 2592.1995 | 6549.4067 | 747.6492 | Flexible domestic
FZ2183_240531a | Progressive Change - Final | CDP23 | H2 Domestic Flex_SNW | 2048 | NSW | SNW | 4305.0496 | 7687.1567 | 875.1317 | Flexible domestic
FZ2183_240531a | Progressive Change - Final | CDP23 | H2 Domestic Flex_SNW | 2049 | NSW | SNW | 6005.5935 | 12377.4907 | 1412.9556 | Flexible domestic
FZ2183_240531a | Progressive Change - Final | CDP23 | H2 Domestic Flex_SNW | 2050 | NSW | SNW | 7706.5765 | 23190.3297 | 2647.2979 | Flexible domestic
FZ2183_240531a | Progressive Change - Final | CDP23 | H2 Domestic Flex_SNW | 2051 | NSW | SNW | 7705.3035 | 23907.9758 | 2729.221 | Flexible domestic
FZ2183_240531a | Progressive Change - Final | CDP23 | H2 Domestic Flex_SNW | 2052 | NSW | SNW | 7705.8728 | 23618.5647 | 2688.8166 | Flexible domestic
FZ2183_240531a | Progressive Change - Final | CDP23 | H2 Domestic Fixed_CQ | 2025 | QLD | CQ | 0.57346 | 0.57346 | 0.065464 | Fixed domestic
FZ2183_240531a | Progressive Change - Final | CDP23 | H2 Domestic Fixed_CQ | 2026 | QLD | CQ | 0.62369 | 0.62369 | 0.071197 | Fixed domestic
FZ2183_240531a | Progressive Change - Final | CDP23 | H2 Domestic Fixed_CQ | 2027 | QLD | CQ | 0.62369 | 0.62369 | 0.071197 | Fixed domestic
FZ2183_240531a | Progressive Change - Final | CDP23 | H2 Domestic Fixed_CQ | 2028 | QLD | CQ | 0.6254 | 0.6254 | 0.071197 | Fixed domestic
FZ2183_240531a | Progressive Change - Final | CDP23 | H2 Domestic Fixed_CQ | 2029 | QLD | CQ | 17.067 | 17.067 | 1.9483 | Fixed domestic
FZ2183_240531a | Progressive Change - Final | CDP23 | H2 Domestic Fixed_CQ | 2030 | QLD | CQ | 63.9795 | 63.9795 | 7.3036 | Fixed domestic
FZ2183_240531a | Progressive Change - Final | CDP23 | H2 Domestic Fixed_CQ | 2031 | QLD | CQ | 63.9795 | 63.9795 | 7.3036 | Fixed domestic
FZ2183_240531a | Progressive Change - Final | CDP23 | H2 Domestic Fixed_CQ | 2032 | QLD | CQ | 64.1548 | 64.1548 | 7.3036 | Fixed domestic
FZ2183_240531a | Progressive Change - Final | CDP23 | H2 Domestic Fixed_CQ | 2033 | QLD | CQ | 69.1223 | 69.1223 | 7.8907 | Fixed domestic
FZ2183_240531a | Progressive Change - Final | CDP23 | H2 Domestic Fixed_CQ | 2034 | QLD | CQ | 76.3225 | 76.3225 | 8.7126 | Fixed domestic
FZ2183_240531a | Progressive Change - Final | CDP23 | H2 Domestic Fixed_CQ | 2035 | QLD | CQ | 96.5362 | 96.5362 | 11.0201 | Fixed domestic
FZ2183_240531a | Progressive Change - Final | CDP23 | H2 Domestic Fixed_CQ | 2036 | QLD | CQ | 96.8007 | 96.8007 | 11.0201 | Fixed domestic
FZ2183_240531a | Progressive Change - Final | CDP23 | H2 Domestic Fixed_CQ | 2037 | QLD | CQ | 96.5362 | 96.5362 | 11.0201 | Fixed domestic
FZ2183_240531a | Progressive Change - Final | CDP23 | H2 Domestic Fixed_CQ | 2038 | QLD | CQ | 103.6866 | 103.6866 | 11.8364 | Fixed domestic
FZ2183_240531a | Progressive Change - Final | CDP23 | H2 Domestic Fixed_CQ | 2039 | QLD | CQ | 110.0706 | 110.0706 | 12.5651 | Fixed domestic
FZ2183_240531a | Progressive Change - Final | CDP23 | H2 Domestic Fixed_CQ | 2040 | QLD | CQ | 110.3721 | 110.3721 | 12.5651 | Fixed domestic
FZ2183_240531a | Progressive Change - Final | CDP23 | H2 Domestic Fixed_CQ | 2041 | QLD | CQ | 110.0706 | 110.0706 | 12.5651 | Fixed domestic
FZ2183_240531a | Progressive Change - Final | CDP23 | H2 Domestic Fixed_CQ | 2042 | QLD | CQ | 110.0706 | 110.0706 | 12.5651 | Fixed domestic
FZ2183_240531a | Progressive Change - Final | CDP23 | H2 Domestic Fixed_CQ | 2043 | QLD | CQ | 110.0706 | 110.0706 | 12.5651 | Fixed domestic
FZ2183_240531a | Progressive Change - Final | CDP23 | H2 Domestic Fixed_CQ | 2044 | QLD | CQ | 143.7307 | 143.7307 | 16.3628 | Fixed domestic
FZ2183_240531a | Progressive Change - Final | CDP23 | H2 Domestic Fixed_CQ | 2045 | QLD | CQ | 143.338 | 143.338 | 16.3628 | Fixed domestic
FZ2183_240531a | Progressive Change - Final | CDP23 | H2 Domestic Fixed_CQ | 2046 | QLD | CQ | 159.0865 | 159.0865 | 18.1606 | Fixed domestic
FZ2183_240531a | Progressive Change - Final | CDP23 | H2 Domestic Fixed_CQ | 2047 | QLD | CQ | 159.0865 | 159.0865 | 18.1606 | Fixed domestic
FZ2183_240531a | Progressive Change - Final | CDP23 | H2 Domestic Fixed_CQ | 2048 | QLD | CQ | 159.5223 | 159.5223 | 18.1606 | Fixed domestic
FZ2183_240531a | Progressive Change - Final | CDP23 | H2 Domestic Fixed_CQ | 2049 | QLD | CQ | 191.0077 | 191.0077 | 21.8045 | Fixed domestic
FZ2183_240531a | Progressive Change - Final | CDP23 | H2 Domestic Fixed_CQ | 2050 | QLD | CQ | 190.4343 | 190.4343 | 21.7391 | Fixed domestic
FZ2183_240531a | Progressive Change - Final | CDP23 | H2 Domestic Fixed_CQ | 2051 | QLD | CQ | 200.799 | 200.799 | 22.9223 | Fixed domestic
FZ2183_240531a | Progressive Change - Final | CDP23 | H2 Domestic Fixed_CQ | 2052 | QLD | CQ | 259.1106 | 259.1106 | 29.498 | Fixed domestic
FZ2183_240531a | Progressive Change - Final | CDP23 | H2 Domestic Flex_CQ | 2025 | QLD | CQ | 11.0579 | 12.7437 | 1.4548 | Flexible domestic
FZ2183_240531a | Progressive Change - Final | CDP23 | H2 Domestic Flex_CQ | 2026 | QLD | CQ | 12.0177 | 13.8598 | 1.5822 | Flexible domestic
FZ2183_240531a | Progressive Change - Final | CDP23 | H2 Domestic Flex_CQ | 2027 | QLD | CQ | 11.7569 | 13.8598 | 1.5822 | Flexible domestic
FZ2183_240531a | Progressive Change - Final | CDP23 | H2 Domestic Flex_CQ | 2028 | QLD | CQ | 10.2983 | 13.8977 | 1.5822 | Flexible domestic
FZ2183_240531a | Progressive Change - Final | CDP23 | H2 Domestic Flex_CQ | 2029 | QLD | CQ | 327.7287 | 379.2661 | 43.2952 | Flexible domestic
FZ2183_240531a | Progressive Change - Final | CDP23 | H2 Domestic Flex_CQ | 2030 | QLD | CQ | 1134.0005 | 1421.7669 | 162.3022 | Flexible domestic
FZ2183_240531a | Progressive Change - Final | CDP23 | H2 Domestic Flex_CQ | 2031 | QLD | CQ | 900.3638 | 1421.7669 | 162.3022 | Flexible domestic
FZ2183_240531a | Progressive Change - Final | CDP23 | H2 Domestic Flex_CQ | 2032 | QLD | CQ | 1081.8579 | 1425.6622 | 162.3022 | Flexible domestic
FZ2183_240531a | Progressive Change - Final | CDP23 | H2 Domestic Flex_CQ | 2033 | QLD | CQ | 1380.0604 | 1536.051 | 175.3483 | Flexible domestic
FZ2183_240531a | Progressive Change - Final | CDP23 | H2 Domestic Flex_CQ | 2034 | QLD | CQ | 1525.5419 | 1696.0553 | 193.6136 | Flexible domestic
FZ2183_240531a | Progressive Change - Final | CDP23 | H2 Domestic Flex_CQ | 2035 | QLD | CQ | 1607.392 | 2145.2487 | 244.8914 | Flexible domestic
FZ2183_240531a | Progressive Change - Final | CDP23 | H2 Domestic Flex_CQ | 2036 | QLD | CQ | 1587.6047 | 2151.1261 | 244.8914 | Flexible domestic
FZ2183_240531a | Progressive Change - Final | CDP23 | H2 Domestic Flex_CQ | 2037 | QLD | CQ | 1567.6516 | 2145.2487 | 244.8914 | Flexible domestic
FZ2183_240531a | Progressive Change - Final | CDP23 | H2 Domestic Flex_CQ | 2038 | QLD | CQ | 1547.4387 | 2304.1464 | 263.0304 | Flexible domestic
FZ2183_240531a | Progressive Change - Final | CDP23 | H2 Domestic Flex_CQ | 2039 | QLD | CQ | 1531.3744 | 2446.0128 | 279.2252 | Flexible domestic
FZ2183_240531a | Progressive Change - Final | CDP23 | H2 Domestic Flex_CQ | 2040 | QLD | CQ | 1519.6012 | 2452.7142 | 279.2252 | Flexible domestic
FZ2183_240531a | Progressive Change - Final | CDP23 | H2 Domestic Flex_CQ | 2041 | QLD | CQ | 1513.8836 | 2446.0128 | 279.2252 | Flexible domestic
FZ2183_240531a | Progressive Change - Final | CDP23 | H2 Domestic Flex_CQ | 2042 | QLD | CQ | 1531.661 | 2446.0128 | 279.2252 | Flexible domestic
FZ2183_240531a | Progressive Change - Final | CDP23 | H2 Domestic Flex_CQ | 2043 | QLD | CQ | 1551.868 | 2446.0128 | 279.2252 | Flexible domestic
FZ2183_240531a | Progressive Change - Final | CDP23 | H2 Domestic Flex_CQ | 2044 | QLD | CQ | 1569.722 | 3194.0146 | 363.6173 | Flexible domestic
FZ2183_240531a | Progressive Change - Final | CDP23 | H2 Domestic Flex_CQ | 2045 | QLD | CQ | 1589.3224 | 3185.2878 | 363.6173 | Flexible domestic
FZ2183_240531a | Progressive Change - Final | CDP23 | H2 Domestic Flex_CQ | 2046 | QLD | CQ | 1606.9562 | 3535.2551 | 403.5679 | Flexible domestic
FZ2183_240531a | Progressive Change - Final | CDP23 | H2 Domestic Flex_CQ | 2047 | QLD | CQ | 1623.1005 | 3535.2551 | 403.5679 | Flexible domestic
FZ2183_240531a | Progressive Change - Final | CDP23 | H2 Domestic Flex_CQ | 2048 | QLD | CQ | 1643.5557 | 3544.9408 | 403.5679 | Flexible domestic
FZ2183_240531a | Progressive Change - Final | CDP23 | H2 Domestic Flex_CQ | 2049 | QLD | CQ | 1667.5906 | 4244.6163 | 484.5452 | Flexible domestic
FZ2183_240531a | Progressive Change - Final | CDP23 | H2 Domestic Flex_CQ | 2050 | QLD | CQ | 1667.5906 | 4231.8726 | 483.0905 | Flexible domestic
FZ2183_240531a | Progressive Change - Final | CDP23 | H2 Domestic Flex_CQ | 2051 | QLD | CQ | 1667.5906 | 4462.2009 | 509.3837 | Flexible domestic
FZ2183_240531a | Progressive Change - Final | CDP23 | H2 Domestic Flex_CQ | 2052 | QLD | CQ | 2319.4322 | 5758.0132 | 655.5115 | Flexible domestic
FZ2183_240531a | Progressive Change - Final | CDP23 | H2 Domestic Fixed_SQ | 2025 | QLD | SQ | 0.30474 | 0.30474 | 0.034787 | Fixed domestic
FZ2183_240531a | Progressive Change - Final | CDP23 | H2 Domestic Fixed_SQ | 2026 | QLD | SQ | 0.30474 | 0.30474 | 0.034787 | Fixed domestic
FZ2183_240531a | Progressive Change - Final | CDP23 | H2 Domestic Fixed_SQ | 2027 | QLD | SQ | 0.30474 | 0.30474 | 0.034787 | Fixed domestic
FZ2183_240531a | Progressive Change - Final | CDP23 | H2 Domestic Fixed_SQ | 2028 | QLD | SQ | 0.30557 | 0.30557 | 0.034787 | Fixed domestic
FZ2183_240531a | Progressive Change - Final | CDP23 | H2 Domestic Fixed_SQ | 2029 | QLD | SQ | 6.8926 | 6.8926 | 0.78682 | Fixed domestic
FZ2183_240531a | Progressive Change - Final | CDP23 | H2 Domestic Fixed_SQ | 2030 | QLD | SQ | 29.464 | 29.464 | 3.3635 | Fixed domestic
FZ2183_240531a | Progressive Change - Final | CDP23 | H2 Domestic Fixed_SQ | 2031 | QLD | SQ | 29.464 | 29.464 | 3.3635 | Fixed domestic
FZ2183_240531a | Progressive Change - Final | CDP23 | H2 Domestic Fixed_SQ | 2032 | QLD | SQ | 56.5148 | 56.5148 | 6.4338 | Fixed domestic
FZ2183_240531a | Progressive Change - Final | CDP23 | H2 Domestic Fixed_SQ | 2033 | QLD | SQ | 86.0449 | 86.0449 | 9.8225 | Fixed domestic
FZ2183_240531a | Progressive Change - Final | CDP23 | H2 Domestic Fixed_SQ | 2034 | QLD | SQ | 104.4069 | 104.4069 | 11.9186 | Fixed domestic
FZ2183_240531a | Progressive Change - Final | CDP23 | H2 Domestic Fixed_SQ | 2035 | QLD | SQ | 157.3558 | 157.3558 | 17.963 | Fixed domestic
FZ2183_240531a | Progressive Change - Final | CDP23 | H2 Domestic Fixed_SQ | 2036 | QLD | SQ | 159.8818 | 159.8818 | 18.2015 | Fixed domestic
FZ2183_240531a | Progressive Change - Final | CDP23 | H2 Domestic Fixed_SQ | 2037 | QLD | SQ | 160.7371 | 160.7371 | 18.349 | Fixed domestic
FZ2183_240531a | Progressive Change - Final | CDP23 | H2 Domestic Fixed_SQ | 2038 | QLD | SQ | 160.7371 | 160.7371 | 18.349 | Fixed domestic
FZ2183_240531a | Progressive Change - Final | CDP23 | H2 Domestic Fixed_SQ | 2039 | QLD | SQ | 169.5005 | 169.5005 | 19.3494 | Fixed domestic
FZ2183_240531a | Progressive Change - Final | CDP23 | H2 Domestic Fixed_SQ | 2040 | QLD | SQ | 178.0107 | 178.0107 | 20.2653 | Fixed domestic
FZ2183_240531a | Progressive Change - Final | CDP23 | H2 Domestic Fixed_SQ | 2041 | QLD | SQ | 184.9934 | 184.9934 | 21.118 | Fixed domestic
FZ2183_240531a | Progressive Change - Final | CDP23 | H2 Domestic Fixed_SQ | 2042 | QLD | SQ | 184.9934 | 184.9934 | 21.118 | Fixed domestic
FZ2183_240531a | Progressive Change - Final | CDP23 | H2 Domestic Fixed_SQ | 2043 | QLD | SQ | 184.9934 | 184.9934 | 21.118 | Fixed domestic
FZ2183_240531a | Progressive Change - Final | CDP23 | H2 Domestic Fixed_SQ | 2044 | QLD | SQ | 256.1772 | 256.1772 | 29.1641 | Fixed domestic
FZ2183_240531a | Progressive Change - Final | CDP23 | H2 Domestic Fixed_SQ | 2045 | QLD | SQ | 255.4773 | 255.4773 | 29.1641 | Fixed domestic
FZ2183_240531a | Progressive Change - Final | CDP23 | H2 Domestic Fixed_SQ | 2046 | QLD | SQ | 264.0083 | 264.0083 | 30.1379 | Fixed domestic
FZ2183_240531a | Progressive Change - Final | CDP23 | H2 Domestic Fixed_SQ | 2047 | QLD | SQ | 264.0083 | 264.0083 | 30.1379 | Fixed domestic
FZ2183_240531a | Progressive Change - Final | CDP23 | H2 Domestic Fixed_SQ | 2048 | QLD | SQ | 264.7316 | 264.7316 | 30.1379 | Fixed domestic
FZ2183_240531a | Progressive Change - Final | CDP23 | H2 Domestic Fixed_SQ | 2049 | QLD | SQ | 286.5764 | 286.5764 | 32.7142 | Fixed domestic
FZ2183_240531a | Progressive Change - Final | CDP23 | H2 Domestic Fixed_SQ | 2050 | QLD | SQ | 286.2716 | 286.2716 | 32.6794 | Fixed domestic
FZ2183_240531a | Progressive Change - Final | CDP23 | H2 Domestic Fixed_SQ | 2051 | QLD | SQ | 315.3975 | 315.3975 | 36.0043 | Fixed domestic
FZ2183_240531a | Progressive Change - Final | CDP23 | H2 Domestic Fixed_SQ | 2052 | QLD | SQ | 407.2524 | 407.2524 | 46.363 | Fixed domestic
FZ2183_240531a | Progressive Change - Final | CDP23 | H2 Domestic Flex_SQ | 2025 | QLD | SQ | 5.8761 | 6.7719 | 0.77305 | Flexible domestic
FZ2183_240531a | Progressive Change - Final | CDP23 | H2 Domestic Flex_SQ | 2026 | QLD | SQ | 4.5388 | 6.7719 | 0.77305 | Flexible domestic
FZ2183_240531a | Progressive Change - Final | CDP23 | H2 Domestic Flex_SQ | 2027 | QLD | SQ | 4.4304 | 6.7719 | 0.77305 | Flexible domestic
FZ2183_240531a | Progressive Change - Final | CDP23 | H2 Domestic Flex_SQ | 2028 | QLD | SQ | 5.5281 | 6.7905 | 0.77305 | Flexible domestic
FZ2183_240531a | Progressive Change - Final | CDP23 | H2 Domestic Flex_SQ | 2029 | QLD | SQ | 132.3544 | 153.1679 | 17.4849 | Flexible domestic
FZ2183_240531a | Progressive Change - Final | CDP23 | H2 Domestic Flex_SQ | 2030 | QLD | SQ | 277.6234 | 654.7545 | 74.7437 | Flexible domestic
FZ2183_240531a | Progressive Change - Final | CDP23 | H2 Domestic Flex_SQ | 2031 | QLD | SQ | 533.7942 | 654.7545 | 74.7437 | Flexible domestic
FZ2183_240531a | Progressive Change - Final | CDP23 | H2 Domestic Flex_SQ | 2032 | QLD | SQ | 1111.7142 | 1255.8837 | 142.974 | Flexible domestic
FZ2183_240531a | Progressive Change - Final | CDP23 | H2 Domestic Flex_SQ | 2033 | QLD | SQ | 1717.929 | 1912.1095 | 218.2773 | Flexible domestic
FZ2183_240531a | Progressive Change - Final | CDP23 | H2 Domestic Flex_SQ | 2034 | QLD | SQ | 2086.8954 | 2320.1526 | 264.8576 | Flexible domestic
FZ2183_240531a | Progressive Change - Final | CDP23 | H2 Domestic Flex_SQ | 2035 | QLD | SQ | 2320.777 | 3496.7954 | 399.1776 | Flexible domestic
FZ2183_240531a | Progressive Change - Final | CDP23 | H2 Domestic Flex_SQ | 2036 | QLD | SQ | 2301.9489 | 3552.9295 | 404.4774 | Flexible domestic
FZ2183_240531a | Progressive Change - Final | CDP23 | H2 Domestic Flex_SQ | 2037 | QLD | SQ | 2282.2321 | 3571.9357 | 407.7552 | Flexible domestic
FZ2183_240531a | Progressive Change - Final | CDP23 | H2 Domestic Flex_SQ | 2038 | QLD | SQ | 2261.8401 | 3571.9357 | 407.7552 | Flexible domestic
FZ2183_240531a | Progressive Change - Final | CDP23 | H2 Domestic Flex_SQ | 2039 | QLD | SQ | 2246.434 | 3766.6783 | 429.9861 | Flexible domestic
FZ2183_240531a | Progressive Change - Final | CDP23 | H2 Domestic Flex_SQ | 2040 | QLD | SQ | 2236.3443 | 3955.7937 | 450.3408 | Flexible domestic
FZ2183_240531a | Progressive Change - Final | CDP23 | H2 Domestic Flex_SQ | 2041 | QLD | SQ | 2233.9511 | 4110.9646 | 469.2882 | Flexible domestic
FZ2183_240531a | Progressive Change - Final | CDP23 | H2 Domestic Flex_SQ | 2042 | QLD | SQ | 2265.7026 | 4110.9646 | 469.2882 | Flexible domestic
FZ2183_240531a | Progressive Change - Final | CDP23 | H2 Domestic Flex_SQ | 2043 | QLD | SQ | 2302.281 | 4110.9646 | 469.2882 | Flexible domestic
FZ2183_240531a | Progressive Change - Final | CDP23 | H2 Domestic Flex_SQ | 2044 | QLD | SQ | 2336.026 | 5692.8272 | 648.0905 | Flexible domestic
FZ2183_240531a | Progressive Change - Final | CDP23 | H2 Domestic Flex_SQ | 2045 | QLD | SQ | 2372.3459 | 5677.2731 | 648.0905 | Flexible domestic
FZ2183_240531a | Progressive Change - Final | CDP23 | H2 Domestic Flex_SQ | 2046 | QLD | SQ | 2405.1384 | 5866.8517 | 669.7319 | Flexible domestic
FZ2183_240531a | Progressive Change - Final | CDP23 | H2 Domestic Flex_SQ | 2047 | QLD | SQ | 2433.1581 | 5866.8517 | 669.7319 | Flexible domestic
FZ2183_240531a | Progressive Change - Final | CDP23 | H2 Domestic Flex_SQ | 2048 | QLD | SQ | 2470.9132 | 5882.9253 | 669.7319 | Flexible domestic
FZ2183_240531a | Progressive Change - Final | CDP23 | H2 Domestic Flex_SQ | 2049 | QLD | SQ | 2507.0472 | 6368.3638 | 726.9822 | Flexible domestic
FZ2183_240531a | Progressive Change - Final | CDP23 | H2 Domestic Flex_SQ | 2050 | QLD | SQ | 2507.0472 | 6361.5919 | 726.2091 | Flexible domestic
FZ2183_240531a | Progressive Change - Final | CDP23 | H2 Domestic Flex_SQ | 2051 | QLD | SQ | 2507.0472 | 7008.8326 | 800.095 | Flexible domestic
FZ2183_240531a | Progressive Change - Final | CDP23 | H2 Domestic Flex_SQ | 2052 | QLD | SQ | 2992.4706 | 9050.0538 | 1030.2885 | Flexible domestic
FZ2183_240531a | Progressive Change - Final | CDP23 | H2 Domestic Fixed_CSA | 2025 | SA | CSA | 0.023265 | 0.023265 | 0.0026558 | Fixed domestic
FZ2183_240531a | Progressive Change - Final | CDP23 | H2 Domestic Fixed_CSA | 2026 | SA | CSA | 0.023265 | 0.023265 | 0.0026558 | Fixed domestic
FZ2183_240531a | Progressive Change - Final | CDP23 | H2 Domestic Fixed_CSA | 2027 | SA | CSA | 0.023265 | 0.023265 | 0.0026558 | Fixed domestic
FZ2183_240531a | Progressive Change - Final | CDP23 | H2 Domestic Fixed_CSA | 2028 | SA | CSA | 0.023329 | 0.023329 | 0.0026558 | Fixed domestic
FZ2183_240531a | Progressive Change - Final | CDP23 | H2 Domestic Fixed_CSA | 2029 | SA | CSA | 0.027259 | 0.027259 | 0.0031118 | Fixed domestic
FZ2183_240531a | Progressive Change - Final | CDP23 | H2 Domestic Fixed_CSA | 2030 | SA | CSA | 0.027259 | 0.027259 | 0.0031118 | Fixed domestic
FZ2183_240531a | Progressive Change - Final | CDP23 | H2 Domestic Fixed_CSA | 2031 | SA | CSA | 0.027259 | 0.027259 | 0.0031118 | Fixed domestic
FZ2183_240531a | Progressive Change - Final | CDP23 | H2 Domestic Fixed_CSA | 2032 | SA | CSA | 0.027334 | 0.027334 | 0.0031118 | Fixed domestic
FZ2183_240531a | Progressive Change - Final | CDP23 | H2 Domestic Fixed_CSA | 2033 | SA | CSA | 0.027259 | 0.027259 | 0.0031118 | Fixed domestic
FZ2183_240531a | Progressive Change - Final | CDP23 | H2 Domestic Fixed_CSA | 2034 | SA | CSA | 0.027259 | 0.027259 | 0.0031118 | Fixed domestic
FZ2183_240531a | Progressive Change - Final | CDP23 | H2 Domestic Fixed_CSA | 2035 | SA | CSA | 0.027862 | 0.027862 | 0.0031806 | Fixed domestic
FZ2183_240531a | Progressive Change - Final | CDP23 | H2 Domestic Fixed_CSA | 2036 | SA | CSA | 0.032939 | 0.032939 | 0.0037499 | Fixed domestic
FZ2183_240531a | Progressive Change - Final | CDP23 | H2 Domestic Fixed_CSA | 2037 | SA | CSA | 0.032849 | 0.032849 | 0.0037499 | Fixed domestic
FZ2183_240531a | Progressive Change - Final | CDP23 | H2 Domestic Fixed_CSA | 2038 | SA | CSA | 0.036308 | 0.036308 | 0.0041448 | Fixed domestic
FZ2183_240531a | Progressive Change - Final | CDP23 | H2 Domestic Fixed_CSA | 2039 | SA | CSA | 0.036308 | 0.036308 | 0.0041448 | Fixed domestic
FZ2183_240531a | Progressive Change - Final | CDP23 | H2 Domestic Fixed_CSA | 2040 | SA | CSA | 0.036408 | 0.036408 | 0.0041448 | Fixed domestic
FZ2183_240531a | Progressive Change - Final | CDP23 | H2 Domestic Fixed_CSA | 2041 | SA | CSA | 0.036308 | 0.036308 | 0.0041448 | Fixed domestic
FZ2183_240531a | Progressive Change - Final | CDP23 | H2 Domestic Fixed_CSA | 2042 | SA | CSA | 0.036308 | 0.036308 | 0.0041448 | Fixed domestic
FZ2183_240531a | Progressive Change - Final | CDP23 | H2 Domestic Fixed_CSA | 2043 | SA | CSA | 11.0969 | 11.0969 | 1.2668 | Fixed domestic
FZ2183_240531a | Progressive Change - Final | CDP23 | H2 Domestic Fixed_CSA | 2044 | SA | CSA | 18.3039 | 18.3039 | 2.0838 | Fixed domestic
FZ2183_240531a | Progressive Change - Final | CDP23 | H2 Domestic Fixed_CSA | 2045 | SA | CSA | 18.2539 | 18.2539 | 2.0838 | Fixed domestic
FZ2183_240531a | Progressive Change - Final | CDP23 | H2 Domestic Fixed_CSA | 2046 | SA | CSA | 25.6896 | 25.6896 | 2.9326 | Fixed domestic
FZ2183_240531a | Progressive Change - Final | CDP23 | H2 Domestic Fixed_CSA | 2047 | SA | CSA | 25.7861 | 25.7861 | 2.9436 | Fixed domestic
FZ2183_240531a | Progressive Change - Final | CDP23 | H2 Domestic Fixed_CSA | 2048 | SA | CSA | 25.8568 | 25.8568 | 2.9436 | Fixed domestic
FZ2183_240531a | Progressive Change - Final | CDP23 | H2 Domestic Fixed_CSA | 2049 | SA | CSA | 31.6891 | 31.6891 | 3.6175 | Fixed domestic
FZ2183_240531a | Progressive Change - Final | CDP23 | H2 Domestic Fixed_CSA | 2050 | SA | CSA | 69.0198 | 69.0198 | 7.879 | Fixed domestic
FZ2183_240531a | Progressive Change - Final | CDP23 | H2 Domestic Fixed_CSA | 2051 | SA | CSA | 69.0198 | 69.0198 | 7.879 | Fixed domestic
FZ2183_240531a | Progressive Change - Final | CDP23 | H2 Domestic Fixed_CSA | 2052 | SA | CSA | 73.6052 | 73.6052 | 8.3795 | Fixed domestic
FZ2183_240531a | Progressive Change - Final | CDP23 | H2 Domestic Flex_CSA | 2025 | SA | CSA | 0 | 0.517 | 0.059018 | Flexible domestic
FZ2183_240531a | Progressive Change - Final | CDP23 | H2 Domestic Flex_CSA | 2026 | SA | CSA | 0 | 0.517 | 0.059018 | Flexible domestic
FZ2183_240531a | Progressive Change - Final | CDP23 | H2 Domestic Flex_CSA | 2027 | SA | CSA | 0 | 0.517 | 0.059018 | Flexible domestic
FZ2183_240531a | Progressive Change - Final | CDP23 | H2 Domestic Flex_CSA | 2028 | SA | CSA | 0 | 0.51842 | 0.059018 | Flexible domestic
FZ2183_240531a | Progressive Change - Final | CDP23 | H2 Domestic Flex_CSA | 2029 | SA | CSA | 0 | 0.60576 | 0.06915 | Flexible domestic
FZ2183_240531a | Progressive Change - Final | CDP23 | H2 Domestic Flex_CSA | 2030 | SA | CSA | 0 | 0.60576 | 0.06915 | Flexible domestic
FZ2183_240531a | Progressive Change - Final | CDP23 | H2 Domestic Flex_CSA | 2031 | SA | CSA | 0 | 0.60576 | 0.06915 | Flexible domestic
FZ2183_240531a | Progressive Change - Final | CDP23 | H2 Domestic Flex_CSA | 2032 | SA | CSA | 0 | 0.60742 | 0.06915 | Flexible domestic
FZ2183_240531a | Progressive Change - Final | CDP23 | H2 Domestic Flex_CSA | 2033 | SA | CSA | 0 | 0.60576 | 0.06915 | Flexible domestic
FZ2183_240531a | Progressive Change - Final | CDP23 | H2 Domestic Flex_CSA | 2034 | SA | CSA | 0 | 0.60576 | 0.06915 | Flexible domestic
FZ2183_240531a | Progressive Change - Final | CDP23 | H2 Domestic Flex_CSA | 2035 | SA | CSA | 0 | 0.61916 | 0.07068 | Flexible domestic
FZ2183_240531a | Progressive Change - Final | CDP23 | H2 Domestic Flex_CSA | 2036 | SA | CSA | 0 | 0.73198 | 0.083331 | Flexible domestic
FZ2183_240531a | Progressive Change - Final | CDP23 | H2 Domestic Flex_CSA | 2037 | SA | CSA | 0 | 0.72998 | 0.083331 | Flexible domestic
FZ2183_240531a | Progressive Change - Final | CDP23 | H2 Domestic Flex_CSA | 2038 | SA | CSA | 0 | 0.80685 | 0.092106 | Flexible domestic
FZ2183_240531a | Progressive Change - Final | CDP23 | H2 Domestic Flex_CSA | 2039 | SA | CSA | 0 | 0.80685 | 0.092106 | Flexible domestic
FZ2183_240531a | Progressive Change - Final | CDP23 | H2 Domestic Flex_CSA | 2040 | SA | CSA | 0 | 0.80906 | 0.092106 | Flexible domestic
FZ2183_240531a | Progressive Change - Final | CDP23 | H2 Domestic Flex_CSA | 2041 | SA | CSA | 0 | 0.80685 | 0.092106 | Flexible domestic
FZ2183_240531a | Progressive Change - Final | CDP23 | H2 Domestic Flex_CSA | 2042 | SA | CSA | 0 | 0.80685 | 0.092106 | Flexible domestic
FZ2183_240531a | Progressive Change - Final | CDP23 | H2 Domestic Flex_CSA | 2043 | SA | CSA | 161.764 | 246.5984 | 28.1505 | Flexible domestic
FZ2183_240531a | Progressive Change - Final | CDP23 | H2 Domestic Flex_CSA | 2044 | SA | CSA | 166.0568 | 406.7536 | 46.3062 | Flexible domestic
FZ2183_240531a | Progressive Change - Final | CDP23 | H2 Domestic Flex_CSA | 2045 | SA | CSA | 166.0758 | 405.6423 | 46.3062 | Flexible domestic
FZ2183_240531a | Progressive Change - Final | CDP23 | H2 Domestic Flex_CSA | 2046 | SA | CSA | 233.5625 | 570.8795 | 65.1689 | Flexible domestic
FZ2183_240531a | Progressive Change - Final | CDP23 | H2 Domestic Flex_CSA | 2047 | SA | CSA | 234.2914 | 573.0248 | 65.4138 | Flexible domestic
FZ2183_240531a | Progressive Change - Final | CDP23 | H2 Domestic Flex_CSA | 2048 | SA | CSA | 233.744 | 574.5947 | 65.4138 | Flexible domestic
FZ2183_240531a | Progressive Change - Final | CDP23 | H2 Domestic Flex_CSA | 2049 | SA | CSA | 343.4483 | 704.203 | 80.3885 | Flexible domestic
FZ2183_240531a | Progressive Change - Final | CDP23 | H2 Domestic Flex_CSA | 2050 | SA | CSA | 618.0921 | 1533.774 | 175.0884 | Flexible domestic
FZ2183_240531a | Progressive Change - Final | CDP23 | H2 Domestic Flex_CSA | 2051 | SA | CSA | 620.1975 | 1533.774 | 175.0884 | Flexible domestic
FZ2183_240531a | Progressive Change - Final | CDP23 | H2 Domestic Flex_CSA | 2052 | SA | CSA | 620.6331 | 1635.6711 | 186.2103 | Flexible domestic
FZ2183_240531a | Progressive Change - Final | CDP23 | Whyalla H2 load_fixed | 2025 | SA | CSA | 0 | 0 | 0 | Fixed domestic
FZ2183_240531a | Progressive Change - Final | CDP23 | Whyalla H2 load_fixed | 2026 | SA | CSA | 24.6375 | 24.6375 | 2.8125 | Fixed domestic
FZ2183_240531a | Progressive Change - Final | CDP23 | Whyalla H2 load_fixed | 2027 | SA | CSA | 73.9125 | 73.9125 | 8.4375 | Fixed domestic
FZ2183_240531a | Progressive Change - Final | CDP23 | Whyalla H2 load_fixed | 2028 | SA | CSA | 98.82 | 98.82 | 11.25 | Fixed domestic
FZ2183_240531a | Progressive Change - Final | CDP23 | Whyalla H2 load_fixed | 2029 | SA | CSA | 98.55 | 98.55 | 11.25 | Fixed domestic
FZ2183_240531a | Progressive Change - Final | CDP23 | Whyalla H2 load_fixed | 2030 | SA | CSA | 98.55 | 98.55 | 11.25 | Fixed domestic
FZ2183_240531a | Progressive Change - Final | CDP23 | Whyalla H2 load_fixed | 2031 | SA | CSA | 98.55 | 98.55 | 11.25 | Fixed domestic
FZ2183_240531a | Progressive Change - Final | CDP23 | Whyalla H2 load_fixed | 2032 | SA | CSA | 98.82 | 98.82 | 11.25 | Fixed domestic
FZ2183_240531a | Progressive Change - Final | CDP23 | Whyalla H2 load_fixed | 2033 | SA | CSA | 98.55 | 98.55 | 11.25 | Fixed domestic
FZ2183_240531a | Progressive Change - Final | CDP23 | Whyalla H2 load_fixed | 2034 | SA | CSA | 98.55 | 98.55 | 11.25 | Fixed domestic
FZ2183_240531a | Progressive Change - Final | CDP23 | Whyalla H2 load_fixed | 2035 | SA | CSA | 98.55 | 98.55 | 11.25 | Fixed domestic
FZ2183_240531a | Progressive Change - Final | CDP23 | Whyalla H2 load_fixed | 2036 | SA | CSA | 98.82 | 98.82 | 11.25 | Fixed domestic
FZ2183_240531a | Progressive Change - Final | CDP23 | Whyalla H2 load_fixed | 2037 | SA | CSA | 98.55 | 98.55 | 11.25 | Fixed domestic
FZ2183_240531a | Progressive Change - Final | CDP23 | Whyalla H2 load_fixed | 2038 | SA | CSA | 98.55 | 98.55 | 11.25 | Fixed domestic
FZ2183_240531a | Progressive Change - Final | CDP23 | Whyalla H2 load_fixed | 2039 | SA | CSA | 98.55 | 98.55 | 11.25 | Fixed domestic
FZ2183_240531a | Progressive Change - Final | CDP23 | Whyalla H2 load_fixed | 2040 | SA | CSA | 98.82 | 98.82 | 11.25 | Fixed domestic
FZ2183_240531a | Progressive Change - Final | CDP23 | Whyalla H2 load_fixed | 2041 | SA | CSA | 98.55 | 98.55 | 11.25 | Fixed domestic
FZ2183_240531a | Progressive Change - Final | CDP23 | Whyalla H2 load_fixed | 2042 | SA | CSA | 98.55 | 98.55 | 11.25 | Fixed domestic
FZ2183_240531a | Progressive Change - Final | CDP23 | Whyalla H2 load_fixed | 2043 | SA | CSA | 98.55 | 98.55 | 11.25 | Fixed domestic
FZ2183_240531a | Progressive Change - Final | CDP23 | Whyalla H2 load_fixed | 2044 | SA | CSA | 98.82 | 98.82 | 11.25 | Fixed domestic
FZ2183_240531a | Progressive Change - Final | CDP23 | Whyalla H2 load_fixed | 2045 | SA | CSA | 98.55 | 98.55 | 11.25 | Fixed domestic
FZ2183_240531a | Progressive Change - Final | CDP23 | Whyalla H2 load_fixed | 2046 | SA | CSA | 98.55 | 98.55 | 11.25 | Fixed domestic
FZ2183_240531a | Progressive Change - Final | CDP23 | Whyalla H2 load_fixed | 2047 | SA | CSA | 98.55 | 98.55 | 11.25 | Fixed domestic
FZ2183_240531a | Progressive Change - Final | CDP23 | Whyalla H2 load_fixed | 2048 | SA | CSA | 98.82 | 98.82 | 11.25 | Fixed domestic
FZ2183_240531a | Progressive Change - Final | CDP23 | Whyalla H2 load_fixed | 2049 | SA | CSA | 98.55 | 98.55 | 11.25 | Fixed domestic
FZ2183_240531a | Progressive Change - Final | CDP23 | Whyalla H2 load_fixed | 2050 | SA | CSA | 98.55 | 98.55 | 11.25 | Fixed domestic
FZ2183_240531a | Progressive Change - Final | CDP23 | Whyalla H2 load_fixed | 2051 | SA | CSA | 98.55 | 98.55 | 11.25 | Fixed domestic
FZ2183_240531a | Progressive Change - Final | CDP23 | Whyalla H2 load_fixed | 2052 | SA | CSA | 98.82 | 98.82 | 11.25 | Fixed domestic
FZ2183_240531a | Progressive Change - Final | CDP23 | Whyalla H2 load_flex | 2025 | SA | CSA | 0 | 0 | 0 | Flexible domestic
FZ2183_240531a | Progressive Change - Final | CDP23 | Whyalla H2 load_flex | 2026 | SA | CSA | 344.5504 | 547.5 | 62.5 | Flexible domestic
FZ2183_240531a | Progressive Change - Final | CDP23 | Whyalla H2 load_flex | 2027 | SA | CSA | 1027.5222 | 1642.5 | 187.5 | Flexible domestic
FZ2183_240531a | Progressive Change - Final | CDP23 | Whyalla H2 load_flex | 2028 | SA | CSA | 1369.3318 | 2196 | 250 | Flexible domestic
FZ2183_240531a | Progressive Change - Final | CDP23 | Whyalla H2 load_flex | 2029 | SA | CSA | 1381.7932 | 2190 | 250 | Flexible domestic
FZ2183_240531a | Progressive Change - Final | CDP23 | Whyalla H2 load_flex | 2030 | SA | CSA | 1380.6196 | 2190 | 250 | Flexible domestic
FZ2183_240531a | Progressive Change - Final | CDP23 | Whyalla H2 load_flex | 2031 | SA | CSA | 1379.039 | 2190 | 250 | Flexible domestic
FZ2183_240531a | Progressive Change - Final | CDP23 | Whyalla H2 load_flex | 2032 | SA | CSA | 1304.1291 | 2196 | 250 | Flexible domestic
FZ2183_240531a | Progressive Change - Final | CDP23 | Whyalla H2 load_flex | 2033 | SA | CSA | 1295.4087 | 2190 | 250 | Flexible domestic
FZ2183_240531a | Progressive Change - Final | CDP23 | Whyalla H2 load_flex | 2034 | SA | CSA | 1295.8947 | 2190 | 250 | Flexible domestic
FZ2183_240531a | Progressive Change - Final | CDP23 | Whyalla H2 load_flex | 2035 | SA | CSA | 1296.1512 | 2190 | 250 | Flexible domestic
FZ2183_240531a | Progressive Change - Final | CDP23 | Whyalla H2 load_flex | 2036 | SA | CSA | 1296.4087 | 2196 | 250 | Flexible domestic
FZ2183_240531a | Progressive Change - Final | CDP23 | Whyalla H2 load_flex | 2037 | SA | CSA | 1298.9976 | 2190 | 250 | Flexible domestic
FZ2183_240531a | Progressive Change - Final | CDP23 | Whyalla H2 load_flex | 2038 | SA | CSA | 1298.9976 | 2190 | 250 | Flexible domestic
FZ2183_240531a | Progressive Change - Final | CDP23 | Whyalla H2 load_flex | 2039 | SA | CSA | 1298.9976 | 2190 | 250 | Flexible domestic
FZ2183_240531a | Progressive Change - Final | CDP23 | Whyalla H2 load_flex | 2040 | SA | CSA | 1298.9976 | 2196 | 250 | Flexible domestic
FZ2183_240531a | Progressive Change - Final | CDP23 | Whyalla H2 load_flex | 2041 | SA | CSA | 1298.9976 | 2190 | 250 | Flexible domestic
FZ2183_240531a | Progressive Change - Final | CDP23 | Whyalla H2 load_flex | 2042 | SA | CSA | 1298.9976 | 2190 | 250 | Flexible domestic
FZ2183_240531a | Progressive Change - Final | CDP23 | Whyalla H2 load_flex | 2043 | SA | CSA | 1298.9976 | 2190 | 250 | Flexible domestic
FZ2183_240531a | Progressive Change - Final | CDP23 | Whyalla H2 load_flex | 2044 | SA | CSA | 1298.9976 | 2196 | 250 | Flexible domestic
FZ2183_240531a | Progressive Change - Final | CDP23 | Whyalla H2 load_flex | 2045 | SA | CSA | 1298.9976 | 2190 | 250 | Flexible domestic
FZ2183_240531a | Progressive Change - Final | CDP23 | Whyalla H2 load_flex | 2046 | SA | CSA | 1298.9976 | 2190 | 250 | Flexible domestic
FZ2183_240531a | Progressive Change - Final | CDP23 | Whyalla H2 load_flex | 2047 | SA | CSA | 1298.9976 | 2190 | 250 | Flexible domestic
FZ2183_240531a | Progressive Change - Final | CDP23 | Whyalla H2 load_flex | 2048 | SA | CSA | 1298.9976 | 2196 | 250 | Flexible domestic
FZ2183_240531a | Progressive Change - Final | CDP23 | Whyalla H2 load_flex | 2049 | SA | CSA | 1298.9976 | 2190 | 250 | Flexible domestic
FZ2183_240531a | Progressive Change - Final | CDP23 | Whyalla H2 load_flex | 2050 | SA | CSA | 1298.9976 | 2190 | 250 | Flexible domestic
FZ2183_240531a | Progressive Change - Final | CDP23 | Whyalla H2 load_flex | 2051 | SA | CSA | 1298.9976 | 2190 | 250 | Flexible domestic
FZ2183_240531a | Progressive Change - Final | CDP23 | Whyalla H2 load_flex | 2052 | SA | CSA | 1298.9976 | 2196 | 250 | Flexible domestic
FZ2183_240531a | Progressive Change - Final | CDP23 | H2 Domestic Fixed_SESA | 2025 | SA | SESA | 0.061378 | 0.061378 | 0.0070066 | Fixed domestic
FZ2183_240531a | Progressive Change - Final | CDP23 | H2 Domestic Fixed_SESA | 2026 | SA | SESA | 2.6667 | 2.6667 | 0.30441 | Fixed domestic
FZ2183_240531a | Progressive Change - Final | CDP23 | H2 Domestic Fixed_SESA | 2027 | SA | SESA | 7.7174 | 7.7174 | 0.88098 | Fixed domestic
FZ2183_240531a | Progressive Change - Final | CDP23 | H2 Domestic Fixed_SESA | 2028 | SA | SESA | 9.8546 | 9.8546 | 1.1219 | Fixed domestic
FZ2183_240531a | Progressive Change - Final | CDP23 | H2 Domestic Fixed_SESA | 2029 | SA | SESA | 10.7301 | 10.7301 | 1.2249 | Fixed domestic
FZ2183_240531a | Progressive Change - Final | CDP23 | H2 Domestic Fixed_SESA | 2030 | SA | SESA | 10.7301 | 10.7301 | 1.2249 | Fixed domestic
FZ2183_240531a | Progressive Change - Final | CDP23 | H2 Domestic Fixed_SESA | 2031 | SA | SESA | 10.7301 | 10.7301 | 1.2249 | Fixed domestic
FZ2183_240531a | Progressive Change - Final | CDP23 | H2 Domestic Fixed_SESA | 2032 | SA | SESA | 10.7595 | 10.7595 | 1.2249 | Fixed domestic
FZ2183_240531a | Progressive Change - Final | CDP23 | H2 Domestic Fixed_SESA | 2033 | SA | SESA | 13.2571 | 13.2571 | 1.5134 | Fixed domestic
FZ2183_240531a | Progressive Change - Final | CDP23 | H2 Domestic Fixed_SESA | 2034 | SA | SESA | 13.952 | 13.952 | 1.5927 | Fixed domestic
FZ2183_240531a | Progressive Change - Final | CDP23 | H2 Domestic Fixed_SESA | 2035 | SA | SESA | 15.1552 | 15.1552 | 1.73 | Fixed domestic
FZ2183_240531a | Progressive Change - Final | CDP23 | H2 Domestic Fixed_SESA | 2036 | SA | SESA | 16.268 | 16.268 | 1.852 | Fixed domestic
FZ2183_240531a | Progressive Change - Final | CDP23 | H2 Domestic Fixed_SESA | 2037 | SA | SESA | 16.2235 | 16.2235 | 1.852 | Fixed domestic
FZ2183_240531a | Progressive Change - Final | CDP23 | H2 Domestic Fixed_SESA | 2038 | SA | SESA | 18.4317 | 18.4317 | 2.1041 | Fixed domestic
FZ2183_240531a | Progressive Change - Final | CDP23 | H2 Domestic Fixed_SESA | 2039 | SA | SESA | 18.4317 | 18.4317 | 2.1041 | Fixed domestic
FZ2183_240531a | Progressive Change - Final | CDP23 | H2 Domestic Fixed_SESA | 2040 | SA | SESA | 18.4822 | 18.4822 | 2.1041 | Fixed domestic
FZ2183_240531a | Progressive Change - Final | CDP23 | H2 Domestic Fixed_SESA | 2041 | SA | SESA | 18.4317 | 18.4317 | 2.1041 | Fixed domestic
FZ2183_240531a | Progressive Change - Final | CDP23 | H2 Domestic Fixed_SESA | 2042 | SA | SESA | 18.4317 | 18.4317 | 2.1041 | Fixed domestic
FZ2183_240531a | Progressive Change - Final | CDP23 | H2 Domestic Fixed_SESA | 2043 | SA | SESA | 18.4317 | 18.4317 | 2.1041 | Fixed domestic
FZ2183_240531a | Progressive Change - Final | CDP23 | H2 Domestic Fixed_SESA | 2044 | SA | SESA | 24.5855 | 24.5855 | 2.7989 | Fixed domestic
FZ2183_240531a | Progressive Change - Final | CDP23 | H2 Domestic Fixed_SESA | 2045 | SA | SESA | 24.5183 | 24.5183 | 2.7989 | Fixed domestic
FZ2183_240531a | Progressive Change - Final | CDP23 | H2 Domestic Fixed_SESA | 2046 | SA | SESA | 24.5183 | 24.5183 | 2.7989 | Fixed domestic
FZ2183_240531a | Progressive Change - Final | CDP23 | H2 Domestic Fixed_SESA | 2047 | SA | SESA | 24.5183 | 24.5183 | 2.7989 | Fixed domestic
FZ2183_240531a | Progressive Change - Final | CDP23 | H2 Domestic Fixed_SESA | 2048 | SA | SESA | 24.5855 | 24.5855 | 2.7989 | Fixed domestic
FZ2183_240531a | Progressive Change - Final | CDP23 | H2 Domestic Fixed_SESA | 2049 | SA | SESA | 24.5183 | 24.5183 | 2.7989 | Fixed domestic
FZ2183_240531a | Progressive Change - Final | CDP23 | H2 Domestic Fixed_SESA | 2050 | SA | SESA | 38.2178 | 38.2178 | 4.3628 | Fixed domestic
FZ2183_240531a | Progressive Change - Final | CDP23 | H2 Domestic Fixed_SESA | 2051 | SA | SESA | 35.6125 | 35.6125 | 4.0654 | Fixed domestic
FZ2183_240531a | Progressive Change - Final | CDP23 | H2 Domestic Fixed_SESA | 2052 | SA | SESA | 38.3844 | 38.3844 | 4.3698 | Fixed domestic
FZ2183_240531a | Progressive Change - Final | CDP23 | H2 Domestic Flex_SESA | 2025 | SA | SESA | 1.1835 | 1.3639 | 0.1557 | Flexible domestic
FZ2183_240531a | Progressive Change - Final | CDP23 | H2 Domestic Flex_SESA | 2026 | SA | SESA | 51.3833 | 59.2594 | 6.7648 | Flexible domestic
FZ2183_240531a | Progressive Change - Final | CDP23 | H2 Domestic Flex_SESA | 2027 | SA | SESA | 146.4943 | 171.497 | 19.5773 | Flexible domestic
FZ2183_240531a | Progressive Change - Final | CDP23 | H2 Domestic Flex_SESA | 2028 | SA | SESA | 188.8144 | 218.9911 | 24.9307 | Flexible domestic
FZ2183_240531a | Progressive Change - Final | CDP23 | H2 Domestic Flex_SESA | 2029 | SA | SESA | 169.2015 | 238.4458 | 27.2198 | Flexible domestic
FZ2183_240531a | Progressive Change - Final | CDP23 | H2 Domestic Flex_SESA | 2030 | SA | SESA | 148.0694 | 238.4458 | 27.2198 | Flexible domestic
FZ2183_240531a | Progressive Change - Final | CDP23 | H2 Domestic Flex_SESA | 2031 | SA | SESA | 146.0958 | 238.4458 | 27.2198 | Flexible domestic
FZ2183_240531a | Progressive Change - Final | CDP23 | H2 Domestic Flex_SESA | 2032 | SA | SESA | 167.3429 | 239.0991 | 27.2198 | Flexible domestic
FZ2183_240531a | Progressive Change - Final | CDP23 | H2 Domestic Flex_SESA | 2033 | SA | SESA | 199.5319 | 294.6023 | 33.6304 | Flexible domestic
FZ2183_240531a | Progressive Change - Final | CDP23 | H2 Domestic Flex_SESA | 2034 | SA | SESA | 206.0828 | 310.0448 | 35.3932 | Flexible domestic
FZ2183_240531a | Progressive Change - Final | CDP23 | H2 Domestic Flex_SESA | 2035 | SA | SESA | 201.66 | 336.7813 | 38.4454 | Flexible domestic
FZ2183_240531a | Progressive Change - Final | CDP23 | H2 Domestic Flex_SESA | 2036 | SA | SESA | 197.2612 | 361.511 | 41.1556 | Flexible domestic
FZ2183_240531a | Progressive Change - Final | CDP23 | H2 Domestic Flex_SESA | 2037 | SA | SESA | 192.9695 | 360.5233 | 41.1556 | Flexible domestic
FZ2183_240531a | Progressive Change - Final | CDP23 | H2 Domestic Flex_SESA | 2038 | SA | SESA | 188.9449 | 409.594 | 46.7573 | Flexible domestic
FZ2183_240531a | Progressive Change - Final | CDP23 | H2 Domestic Flex_SESA | 2039 | SA | SESA | 184.9592 | 409.594 | 46.7573 | Flexible domestic
FZ2183_240531a | Progressive Change - Final | CDP23 | H2 Domestic Flex_SESA | 2040 | SA | SESA | 181.0498 | 410.7162 | 46.7573 | Flexible domestic
FZ2183_240531a | Progressive Change - Final | CDP23 | H2 Domestic Flex_SESA | 2041 | SA | SESA | 179.2508 | 409.594 | 46.7573 | Flexible domestic
FZ2183_240531a | Progressive Change - Final | CDP23 | H2 Domestic Flex_SESA | 2042 | SA | SESA | 179.4237 | 409.594 | 46.7573 | Flexible domestic
FZ2183_240531a | Progressive Change - Final | CDP23 | H2 Domestic Flex_SESA | 2043 | SA | SESA | 222.1558 | 409.594 | 46.7573 | Flexible domestic
FZ2183_240531a | Progressive Change - Final | CDP23 | H2 Domestic Flex_SESA | 2044 | SA | SESA | 223.2297 | 546.3436 | 62.1976 | Flexible domestic
FZ2183_240531a | Progressive Change - Final | CDP23 | H2 Domestic Flex_SESA | 2045 | SA | SESA | 224.4286 | 544.8509 | 62.1976 | Flexible domestic
FZ2183_240531a | Progressive Change - Final | CDP23 | H2 Domestic Flex_SESA | 2046 | SA | SESA | 238.1929 | 544.8509 | 62.1976 | Flexible domestic
FZ2183_240531a | Progressive Change - Final | CDP23 | H2 Domestic Flex_SESA | 2047 | SA | SESA | 237.464 | 544.8509 | 62.1976 | Flexible domestic
FZ2183_240531a | Progressive Change - Final | CDP23 | H2 Domestic Flex_SESA | 2048 | SA | SESA | 238.0114 | 546.3436 | 62.1976 | Flexible domestic
FZ2183_240531a | Progressive Change - Final | CDP23 | H2 Domestic Flex_SESA | 2049 | SA | SESA | 262.6572 | 544.8509 | 62.1976 | Flexible domestic
FZ2183_240531a | Progressive Change - Final | CDP23 | H2 Domestic Flex_SESA | 2050 | SA | SESA | 320.6611 | 849.2843 | 96.9503 | Flexible domestic
FZ2183_240531a | Progressive Change - Final | CDP23 | H2 Domestic Flex_SESA | 2051 | SA | SESA | 321.0201 | 791.3889 | 90.3412 | Flexible domestic
FZ2183_240531a | Progressive Change - Final | CDP23 | H2 Domestic Flex_SESA | 2052 | SA | SESA | 320.5845 | 852.9872 | 97.1069 | Flexible domestic
FZ2183_240531a | Progressive Change - Final | CDP23 | H2 Domestic Fixed_TAS | 2025 | TAS | TAS | 0 | 0 | 0 | Fixed domestic
FZ2183_240531a | Progressive Change - Final | CDP23 | H2 Domestic Fixed_TAS | 2026 | TAS | TAS | 0 | 0 | 0 | Fixed domestic
FZ2183_240531a | Progressive Change - Final | CDP23 | H2 Domestic Fixed_TAS | 2027 | TAS | TAS | 0 | 0 | 0 | Fixed domestic
FZ2183_240531a | Progressive Change - Final | CDP23 | H2 Domestic Fixed_TAS | 2028 | TAS | TAS | 0 | 0 | 0 | Fixed domestic
FZ2183_240531a | Progressive Change - Final | CDP23 | H2 Domestic Fixed_TAS | 2029 | TAS | TAS | 0.30059 | 0.30059 | 0.034314 | Fixed domestic
FZ2183_240531a | Progressive Change - Final | CDP23 | H2 Domestic Fixed_TAS | 2030 | TAS | TAS | 1.2354 | 1.2354 | 0.14103 | Fixed domestic
FZ2183_240531a | Progressive Change - Final | CDP23 | H2 Domestic Fixed_TAS | 2031 | TAS | TAS | 2.5762 | 2.5762 | 0.29408 | Fixed domestic
FZ2183_240531a | Progressive Change - Final | CDP23 | H2 Domestic Fixed_TAS | 2032 | TAS | TAS | 3.3595 | 3.3595 | 0.38245 | Fixed domestic
FZ2183_240531a | Progressive Change - Final | CDP23 | H2 Domestic Fixed_TAS | 2033 | TAS | TAS | 4.7729 | 4.7729 | 0.54485 | Fixed domestic
FZ2183_240531a | Progressive Change - Final | CDP23 | H2 Domestic Fixed_TAS | 2034 | TAS | TAS | 4.7729 | 4.7729 | 0.54485 | Fixed domestic
FZ2183_240531a | Progressive Change - Final | CDP23 | H2 Domestic Fixed_TAS | 2035 | TAS | TAS | 4.9175 | 4.9175 | 0.56136 | Fixed domestic
FZ2183_240531a | Progressive Change - Final | CDP23 | H2 Domestic Fixed_TAS | 2036 | TAS | TAS | 5.8898 | 5.8898 | 0.67051 | Fixed domestic
FZ2183_240531a | Progressive Change - Final | CDP23 | H2 Domestic Fixed_TAS | 2037 | TAS | TAS | 5.8737 | 5.8737 | 0.67051 | Fixed domestic
FZ2183_240531a | Progressive Change - Final | CDP23 | H2 Domestic Fixed_TAS | 2038 | TAS | TAS | 9.7586 | 9.7586 | 1.114 | Fixed domestic
FZ2183_240531a | Progressive Change - Final | CDP23 | H2 Domestic Fixed_TAS | 2039 | TAS | TAS | 9.7586 | 9.7586 | 1.114 | Fixed domestic
FZ2183_240531a | Progressive Change - Final | CDP23 | H2 Domestic Fixed_TAS | 2040 | TAS | TAS | 9.7853 | 9.7853 | 1.114 | Fixed domestic
FZ2183_240531a | Progressive Change - Final | CDP23 | H2 Domestic Fixed_TAS | 2041 | TAS | TAS | 14.0639 | 14.0639 | 1.6055 | Fixed domestic
FZ2183_240531a | Progressive Change - Final | CDP23 | H2 Domestic Fixed_TAS | 2042 | TAS | TAS | 14.0639 | 14.0639 | 1.6055 | Fixed domestic
FZ2183_240531a | Progressive Change - Final | CDP23 | H2 Domestic Fixed_TAS | 2043 | TAS | TAS | 14.0639 | 14.0639 | 1.6055 | Fixed domestic
FZ2183_240531a | Progressive Change - Final | CDP23 | H2 Domestic Fixed_TAS | 2044 | TAS | TAS | 14.1025 | 14.1025 | 1.6055 | Fixed domestic
FZ2183_240531a | Progressive Change - Final | CDP23 | H2 Domestic Fixed_TAS | 2045 | TAS | TAS | 14.0639 | 14.0639 | 1.6055 | Fixed domestic
FZ2183_240531a | Progressive Change - Final | CDP23 | H2 Domestic Fixed_TAS | 2046 | TAS | TAS | 14.0639 | 14.0639 | 1.6055 | Fixed domestic
FZ2183_240531a | Progressive Change - Final | CDP23 | H2 Domestic Fixed_TAS | 2047 | TAS | TAS | 15.9975 | 15.9975 | 1.8262 | Fixed domestic
FZ2183_240531a | Progressive Change - Final | CDP23 | H2 Domestic Fixed_TAS | 2048 | TAS | TAS | 16.0413 | 16.0413 | 1.8262 | Fixed domestic
FZ2183_240531a | Progressive Change - Final | CDP23 | H2 Domestic Fixed_TAS | 2049 | TAS | TAS | 15.9975 | 15.9975 | 1.8262 | Fixed domestic
FZ2183_240531a | Progressive Change - Final | CDP23 | H2 Domestic Fixed_TAS | 2050 | TAS | TAS | 16.1036 | 16.1036 | 1.8383 | Fixed domestic
FZ2183_240531a | Progressive Change - Final | CDP23 | H2 Domestic Fixed_TAS | 2051 | TAS | TAS | 16.1036 | 16.1036 | 1.8383 | Fixed domestic
FZ2183_240531a | Progressive Change - Final | CDP23 | H2 Domestic Fixed_TAS | 2052 | TAS | TAS | 16.1788 | 16.1788 | 1.8419 | Fixed domestic
FZ2183_240531a | Progressive Change - Final | CDP23 | H2 Domestic Flex_TAS | 2025 | TAS | TAS | 0 | 0 | 0 | Flexible domestic
FZ2183_240531a | Progressive Change - Final | CDP23 | H2 Domestic Flex_TAS | 2026 | TAS | TAS | 0 | 0 | 0 | Flexible domestic
FZ2183_240531a | Progressive Change - Final | CDP23 | H2 Domestic Flex_TAS | 2027 | TAS | TAS | 0 | 0 | 0 | Flexible domestic
FZ2183_240531a | Progressive Change - Final | CDP23 | H2 Domestic Flex_TAS | 2028 | TAS | TAS | 0 | 0 | 0 | Flexible domestic
FZ2183_240531a | Progressive Change - Final | CDP23 | H2 Domestic Flex_TAS | 2029 | TAS | TAS | 5.7721 | 6.6798 | 0.76253 | Flexible domestic
FZ2183_240531a | Progressive Change - Final | CDP23 | H2 Domestic Flex_TAS | 2030 | TAS | TAS | 24.2692 | 27.4534 | 3.134 | Flexible domestic
FZ2183_240531a | Progressive Change - Final | CDP23 | H2 Domestic Flex_TAS | 2031 | TAS | TAS | 50.4074 | 57.2484 | 6.5352 | Flexible domestic
FZ2183_240531a | Progressive Change - Final | CDP23 | H2 Domestic Flex_TAS | 2032 | TAS | TAS | 66.0847 | 74.6547 | 8.4989 | Flexible domestic
FZ2183_240531a | Progressive Change - Final | CDP23 | H2 Domestic Flex_TAS | 2033 | TAS | TAS | 95.2936 | 106.0648 | 12.1079 | Flexible domestic
FZ2183_240531a | Progressive Change - Final | CDP23 | H2 Domestic Flex_TAS | 2034 | TAS | TAS | 93.8191 | 106.0648 | 12.1079 | Flexible domestic
FZ2183_240531a | Progressive Change - Final | CDP23 | H2 Domestic Flex_TAS | 2035 | TAS | TAS | 98.1518 | 109.2787 | 12.4747 | Flexible domestic
FZ2183_240531a | Progressive Change - Final | CDP23 | H2 Domestic Flex_TAS | 2036 | TAS | TAS | 99.4811 | 130.8837 | 14.9002 | Flexible domestic
FZ2183_240531a | Progressive Change - Final | CDP23 | H2 Domestic Flex_TAS | 2037 | TAS | TAS | 97.2629 | 130.5261 | 14.9002 | Flexible domestic
FZ2183_240531a | Progressive Change - Final | CDP23 | H2 Domestic Flex_TAS | 2038 | TAS | TAS | 174.1542 | 216.8567 | 24.7553 | Flexible domestic
FZ2183_240531a | Progressive Change - Final | CDP23 | H2 Domestic Flex_TAS | 2039 | TAS | TAS | 170.2738 | 216.8567 | 24.7553 | Flexible domestic
FZ2183_240531a | Progressive Change - Final | CDP23 | H2 Domestic Flex_TAS | 2040 | TAS | TAS | 167.28 | 217.4508 | 24.7553 | Flexible domestic
FZ2183_240531a | Progressive Change - Final | CDP23 | H2 Domestic Flex_TAS | 2041 | TAS | TAS | 165.4189 | 312.5319 | 35.6772 | Flexible domestic
FZ2183_240531a | Progressive Change - Final | CDP23 | H2 Domestic Flex_TAS | 2042 | TAS | TAS | 169.1686 | 312.5319 | 35.6772 | Flexible domestic
FZ2183_240531a | Progressive Change - Final | CDP23 | H2 Domestic Flex_TAS | 2043 | TAS | TAS | 170.1358 | 312.5319 | 35.6772 | Flexible domestic
FZ2183_240531a | Progressive Change - Final | CDP23 | H2 Domestic Flex_TAS | 2044 | TAS | TAS | 173.9124 | 313.3881 | 35.6772 | Flexible domestic
FZ2183_240531a | Progressive Change - Final | CDP23 | H2 Domestic Flex_TAS | 2045 | TAS | TAS | 175.0212 | 312.5319 | 35.6772 | Flexible domestic
FZ2183_240531a | Progressive Change - Final | CDP23 | H2 Domestic Flex_TAS | 2046 | TAS | TAS | 175.0212 | 312.5319 | 35.6772 | Flexible domestic
FZ2183_240531a | Progressive Change - Final | CDP23 | H2 Domestic Flex_TAS | 2047 | TAS | TAS | 175.0212 | 355.5001 | 40.5822 | Flexible domestic
FZ2183_240531a | Progressive Change - Final | CDP23 | H2 Domestic Flex_TAS | 2048 | TAS | TAS | 175.0212 | 356.4741 | 40.5822 | Flexible domestic
FZ2183_240531a | Progressive Change - Final | CDP23 | H2 Domestic Flex_TAS | 2049 | TAS | TAS | 175.0212 | 355.5001 | 40.5822 | Flexible domestic
FZ2183_240531a | Progressive Change - Final | CDP23 | H2 Domestic Flex_TAS | 2050 | TAS | TAS | 175.0212 | 357.8573 | 40.8513 | Flexible domestic
FZ2183_240531a | Progressive Change - Final | CDP23 | H2 Domestic Flex_TAS | 2051 | TAS | TAS | 175.0212 | 357.8573 | 40.8513 | Flexible domestic
FZ2183_240531a | Progressive Change - Final | CDP23 | H2 Domestic Flex_TAS | 2052 | TAS | TAS | 175.0212 | 359.53 | 40.9301 | Flexible domestic
FZ2183_240531a | Progressive Change - Final | CDP23 | H2 Domestic Fixed_VIC | 2025 | VIC | VIC | 2.5574 | 2.5574 | 0.29194 | Fixed domestic
FZ2183_240531a | Progressive Change - Final | CDP23 | H2 Domestic Fixed_VIC | 2026 | VIC | VIC | 4.0307 | 4.0307 | 0.46013 | Fixed domestic
FZ2183_240531a | Progressive Change - Final | CDP23 | H2 Domestic Fixed_VIC | 2027 | VIC | VIC | 4.0307 | 4.0307 | 0.46013 | Fixed domestic
FZ2183_240531a | Progressive Change - Final | CDP23 | H2 Domestic Fixed_VIC | 2028 | VIC | VIC | 4.0418 | 4.0418 | 0.46013 | Fixed domestic
FZ2183_240531a | Progressive Change - Final | CDP23 | H2 Domestic Fixed_VIC | 2029 | VIC | VIC | 50.4395 | 50.4395 | 5.7579 | Fixed domestic
FZ2183_240531a | Progressive Change - Final | CDP23 | H2 Domestic Fixed_VIC | 2030 | VIC | VIC | 139.1119 | 139.1119 | 15.8804 | Fixed domestic
FZ2183_240531a | Progressive Change - Final | CDP23 | H2 Domestic Fixed_VIC | 2031 | VIC | VIC | 139.1119 | 139.1119 | 15.8804 | Fixed domestic
FZ2183_240531a | Progressive Change - Final | CDP23 | H2 Domestic Fixed_VIC | 2032 | VIC | VIC | 204.8376 | 204.8376 | 23.3194 | Fixed domestic
FZ2183_240531a | Progressive Change - Final | CDP23 | H2 Domestic Fixed_VIC | 2033 | VIC | VIC | 420.9245 | 420.9245 | 48.0507 | Fixed domestic
FZ2183_240531a | Progressive Change - Final | CDP23 | H2 Domestic Fixed_VIC | 2034 | VIC | VIC | 420.9245 | 420.9245 | 48.0507 | Fixed domestic
FZ2183_240531a | Progressive Change - Final | CDP23 | H2 Domestic Fixed_VIC | 2035 | VIC | VIC | 489.2586 | 489.2586 | 55.8514 | Fixed domestic
FZ2183_240531a | Progressive Change - Final | CDP23 | H2 Domestic Fixed_VIC | 2036 | VIC | VIC | 549.27 | 549.27 | 62.5307 | Fixed domestic
FZ2183_240531a | Progressive Change - Final | CDP23 | H2 Domestic Fixed_VIC | 2037 | VIC | VIC | 547.7692 | 547.7692 | 62.5307 | Fixed domestic
FZ2183_240531a | Progressive Change - Final | CDP23 | H2 Domestic Fixed_VIC | 2038 | VIC | VIC | 576.3117 | 576.3117 | 65.789 | Fixed domestic
FZ2183_240531a | Progressive Change - Final | CDP23 | H2 Domestic Fixed_VIC | 2039 | VIC | VIC | 576.3117 | 576.3117 | 65.789 | Fixed domestic
FZ2183_240531a | Progressive Change - Final | CDP23 | H2 Domestic Fixed_VIC | 2040 | VIC | VIC | 577.8906 | 577.8906 | 65.789 | Fixed domestic
FZ2183_240531a | Progressive Change - Final | CDP23 | H2 Domestic Fixed_VIC | 2041 | VIC | VIC | 576.3117 | 576.3117 | 65.789 | Fixed domestic
FZ2183_240531a | Progressive Change - Final | CDP23 | H2 Domestic Fixed_VIC | 2042 | VIC | VIC | 576.3117 | 576.3117 | 65.789 | Fixed domestic
FZ2183_240531a | Progressive Change - Final | CDP23 | H2 Domestic Fixed_VIC | 2043 | VIC | VIC | 576.3117 | 576.3117 | 65.789 | Fixed domestic
FZ2183_240531a | Progressive Change - Final | CDP23 | H2 Domestic Fixed_VIC | 2044 | VIC | VIC | 598.902 | 598.902 | 68.181 | Fixed domestic
FZ2183_240531a | Progressive Change - Final | CDP23 | H2 Domestic Fixed_VIC | 2045 | VIC | VIC | 597.2657 | 597.2657 | 68.181 | Fixed domestic
FZ2183_240531a | Progressive Change - Final | CDP23 | H2 Domestic Fixed_VIC | 2046 | VIC | VIC | 597.2657 | 597.2657 | 68.181 | Fixed domestic
FZ2183_240531a | Progressive Change - Final | CDP23 | H2 Domestic Fixed_VIC | 2047 | VIC | VIC | 678.099 | 678.099 | 77.4086 | Fixed domestic
FZ2183_240531a | Progressive Change - Final | CDP23 | H2 Domestic Fixed_VIC | 2048 | VIC | VIC | 679.9568 | 679.9568 | 77.4086 | Fixed domestic
FZ2183_240531a | Progressive Change - Final | CDP23 | H2 Domestic Fixed_VIC | 2049 | VIC | VIC | 678.099 | 678.099 | 77.4086 | Fixed domestic
FZ2183_240531a | Progressive Change - Final | CDP23 | H2 Domestic Fixed_VIC | 2050 | VIC | VIC | 826.558 | 826.558 | 94.3559 | Fixed domestic
FZ2183_240531a | Progressive Change - Final | CDP23 | H2 Domestic Fixed_VIC | 2051 | VIC | VIC | 825.0847 | 825.0847 | 94.1877 | Fixed domestic
FZ2183_240531a | Progressive Change - Final | CDP23 | H2 Domestic Fixed_VIC | 2052 | VIC | VIC | 867.8842 | 867.8842 | 98.8028 | Fixed domestic
FZ2183_240531a | Progressive Change - Final | CDP23 | H2 Domestic Flex_VIC | 2025 | VIC | VIC | 49.3127 | 56.8302 | 6.4875 | Flexible domestic
FZ2183_240531a | Progressive Change - Final | CDP23 | H2 Domestic Flex_VIC | 2026 | VIC | VIC | 77.6668 | 89.5717 | 10.2251 | Flexible domestic
FZ2183_240531a | Progressive Change - Final | CDP23 | H2 Domestic Flex_VIC | 2027 | VIC | VIC | 75.935 | 89.5717 | 10.2251 | Flexible domestic
FZ2183_240531a | Progressive Change - Final | CDP23 | H2 Domestic Flex_VIC | 2028 | VIC | VIC | 74.2418 | 89.8171 | 10.2251 | Flexible domestic
FZ2183_240531a | Progressive Change - Final | CDP23 | H2 Domestic Flex_VIC | 2029 | VIC | VIC | 681.7364 | 1120.8784 | 127.9542 | Flexible domestic
FZ2183_240531a | Progressive Change - Final | CDP23 | H2 Domestic Flex_VIC | 2030 | VIC | VIC | 1845.7348 | 3091.376 | 352.8968 | Flexible domestic
FZ2183_240531a | Progressive Change - Final | CDP23 | H2 Domestic Flex_VIC | 2031 | VIC | VIC | 2721.9649 | 3091.376 | 352.8968 | Flexible domestic
FZ2183_240531a | Progressive Change - Final | CDP23 | H2 Domestic Flex_VIC | 2032 | VIC | VIC | 4029.4052 | 4551.9473 | 518.2089 | Flexible domestic
FZ2183_240531a | Progressive Change - Final | CDP23 | H2 Domestic Flex_VIC | 2033 | VIC | VIC | 7023.9979 | 9353.878 | 1067.7943 | Flexible domestic
FZ2183_240531a | Progressive Change - Final | CDP23 | H2 Domestic Flex_VIC | 2034 | VIC | VIC | 6901.8073 | 9353.878 | 1067.7943 | Flexible domestic
FZ2183_240531a | Progressive Change - Final | CDP23 | H2 Domestic Flex_VIC | 2035 | VIC | VIC | 6908.0235 | 10872.4124 | 1241.143 | Flexible domestic
FZ2183_240531a | Progressive Change - Final | CDP23 | H2 Domestic Flex_VIC | 2036 | VIC | VIC | 6792.8173 | 12205.999 | 1389.5718 | Flexible domestic
FZ2183_240531a | Progressive Change - Final | CDP23 | H2 Domestic Flex_VIC | 2037 | VIC | VIC | 6641.3519 | 12172.6493 | 1389.5718 | Flexible domestic
FZ2183_240531a | Progressive Change - Final | CDP23 | H2 Domestic Flex_VIC | 2038 | VIC | VIC | 6623.0249 | 12806.9266 | 1461.9779 | Flexible domestic
FZ2183_240531a | Progressive Change - Final | CDP23 | H2 Domestic Flex_VIC | 2039 | VIC | VIC | 6516.1323 | 12806.9266 | 1461.9779 | Flexible domestic
FZ2183_240531a | Progressive Change - Final | CDP23 | H2 Domestic Flex_VIC | 2040 | VIC | VIC | 6406.7199 | 12842.0141 | 1461.9779 | Flexible domestic
FZ2183_240531a | Progressive Change - Final | CDP23 | H2 Domestic Flex_VIC | 2041 | VIC | VIC | 6334.4864 | 12806.9266 | 1461.9779 | Flexible domestic
FZ2183_240531a | Progressive Change - Final | CDP23 | H2 Domestic Flex_VIC | 2042 | VIC | VIC | 6347.9135 | 12806.9266 | 1461.9779 | Flexible domestic
FZ2183_240531a | Progressive Change - Final | CDP23 | H2 Domestic Flex_VIC | 2043 | VIC | VIC | 6409.0815 | 12806.9266 | 1461.9779 | Flexible domestic
FZ2183_240531a | Progressive Change - Final | CDP23 | H2 Domestic Flex_VIC | 2044 | VIC | VIC | 6453.7612 | 13308.9333 | 1515.1336 | Flexible domestic
FZ2183_240531a | Progressive Change - Final | CDP23 | H2 Domestic Flex_VIC | 2045 | VIC | VIC | 6488.4471 | 13272.5701 | 1515.1336 | Flexible domestic
FZ2183_240531a | Progressive Change - Final | CDP23 | H2 Domestic Flex_VIC | 2046 | VIC | VIC | 6529.3694 | 13272.5701 | 1515.1336 | Flexible domestic
FZ2183_240531a | Progressive Change - Final | CDP23 | H2 Domestic Flex_VIC | 2047 | VIC | VIC | 6529.3694 | 15068.8668 | 1720.1903 | Flexible domestic
FZ2183_240531a | Progressive Change - Final | CDP23 | H2 Domestic Flex_VIC | 2048 | VIC | VIC | 6614.7091 | 15110.1514 | 1720.1903 | Flexible domestic
FZ2183_240531a | Progressive Change - Final | CDP23 | H2 Domestic Flex_VIC | 2049 | VIC | VIC | 6614.7091 | 15068.8668 | 1720.1903 | Flexible domestic
FZ2183_240531a | Progressive Change - Final | CDP23 | H2 Domestic Flex_VIC | 2050 | VIC | VIC | 7316.4323 | 18367.9563 | 2096.7987 | Flexible domestic
FZ2183_240531a | Progressive Change - Final | CDP23 | H2 Domestic Flex_VIC | 2051 | VIC | VIC | 7316.4323 | 18335.2149 | 2093.0611 | Flexible domestic
FZ2183_240531a | Progressive Change - Final | CDP23 | H2 Domestic Flex_VIC | 2052 | VIC | VIC | 7316.4323 | 19286.3149 | 2195.6187 | Flexible domestic
FZ2186_240531a | Progressive Change - Final | CDP24 | H2 Domestic Fixed_SNSW | 2025 | NSW | SNSW | 1.3276 | 1.3276 | 0.15156 | Fixed domestic
FZ2186_240531a | Progressive Change - Final | CDP24 | H2 Domestic Fixed_SNSW | 2026 | NSW | SNSW | 3.1853 | 3.1853 | 0.36362 | Fixed domestic
FZ2186_240531a | Progressive Change - Final | CDP24 | H2 Domestic Fixed_SNSW | 2027 | NSW | SNSW | 6.3084 | 6.3084 | 0.72014 | Fixed domestic
FZ2186_240531a | Progressive Change - Final | CDP24 | H2 Domestic Fixed_SNSW | 2028 | NSW | SNSW | 10.9957 | 10.9957 | 1.2518 | Fixed domestic
FZ2186_240531a | Progressive Change - Final | CDP24 | H2 Domestic Fixed_SNSW | 2029 | NSW | SNSW | 27.192 | 27.192 | 3.1041 | Fixed domestic
FZ2186_240531a | Progressive Change - Final | CDP24 | H2 Domestic Fixed_SNSW | 2030 | NSW | SNSW | 27.192 | 27.192 | 3.1041 | Fixed domestic
FZ2186_240531a | Progressive Change - Final | CDP24 | H2 Domestic Fixed_SNSW | 2031 | NSW | SNSW | 27.192 | 27.192 | 3.1041 | Fixed domestic
FZ2186_240531a | Progressive Change - Final | CDP24 | H2 Domestic Fixed_SNSW | 2032 | NSW | SNSW | 27.2665 | 27.2665 | 3.1041 | Fixed domestic
FZ2186_240531a | Progressive Change - Final | CDP24 | H2 Domestic Fixed_SNSW | 2033 | NSW | SNSW | 27.192 | 27.192 | 3.1041 | Fixed domestic
FZ2186_240531a | Progressive Change - Final | CDP24 | H2 Domestic Fixed_SNSW | 2034 | NSW | SNSW | 27.6335 | 27.6335 | 3.1545 | Fixed domestic
FZ2186_240531a | Progressive Change - Final | CDP24 | H2 Domestic Fixed_SNSW | 2035 | NSW | SNSW | 27.6335 | 27.6335 | 3.1545 | Fixed domestic
FZ2186_240531a | Progressive Change - Final | CDP24 | H2 Domestic Fixed_SNSW | 2036 | NSW | SNSW | 38.1133 | 38.1133 | 4.3389 | Fixed domestic
FZ2186_240531a | Progressive Change - Final | CDP24 | H2 Domestic Fixed_SNSW | 2037 | NSW | SNSW | 38.0092 | 38.0092 | 4.3389 | Fixed domestic
FZ2186_240531a | Progressive Change - Final | CDP24 | H2 Domestic Fixed_SNSW | 2038 | NSW | SNSW | 40.1835 | 40.1835 | 4.5872 | Fixed domestic
FZ2186_240531a | Progressive Change - Final | CDP24 | H2 Domestic Fixed_SNSW | 2039 | NSW | SNSW | 40.1835 | 40.1835 | 4.5872 | Fixed domestic
FZ2186_240531a | Progressive Change - Final | CDP24 | H2 Domestic Fixed_SNSW | 2040 | NSW | SNSW | 40.2935 | 40.2935 | 4.5872 | Fixed domestic
FZ2186_240531a | Progressive Change - Final | CDP24 | H2 Domestic Fixed_SNSW | 2041 | NSW | SNSW | 40.1835 | 40.1835 | 4.5872 | Fixed domestic
FZ2186_240531a | Progressive Change - Final | CDP24 | H2 Domestic Fixed_SNSW | 2042 | NSW | SNSW | 40.1835 | 40.1835 | 4.5872 | Fixed domestic
FZ2186_240531a | Progressive Change - Final | CDP24 | H2 Domestic Fixed_SNSW | 2043 | NSW | SNSW | 40.1835 | 40.1835 | 4.5872 | Fixed domestic
FZ2186_240531a | Progressive Change - Final | CDP24 | H2 Domestic Fixed_SNSW | 2044 | NSW | SNSW | 54.9452 | 54.9452 | 6.2551 | Fixed domestic
FZ2186_240531a | Progressive Change - Final | CDP24 | H2 Domestic Fixed_SNSW | 2045 | NSW | SNSW | 54.7951 | 54.7951 | 6.2551 | Fixed domestic
FZ2186_240531a | Progressive Change - Final | CDP24 | H2 Domestic Fixed_SNSW | 2046 | NSW | SNSW | 55.31 | 55.31 | 6.3139 | Fixed domestic
FZ2186_240531a | Progressive Change - Final | CDP24 | H2 Domestic Fixed_SNSW | 2047 | NSW | SNSW | 55.736 | 55.736 | 6.3626 | Fixed domestic
FZ2186_240531a | Progressive Change - Final | CDP24 | H2 Domestic Fixed_SNSW | 2048 | NSW | SNSW | 55.8887 | 55.8887 | 6.3626 | Fixed domestic
FZ2186_240531a | Progressive Change - Final | CDP24 | H2 Domestic Fixed_SNSW | 2049 | NSW | SNSW | 107.1346 | 107.1346 | 12.23 | Fixed domestic
FZ2186_240531a | Progressive Change - Final | CDP24 | H2 Domestic Fixed_SNSW | 2050 | NSW | SNSW | 206.5924 | 206.5924 | 23.5836 | Fixed domestic
FZ2186_240531a | Progressive Change - Final | CDP24 | H2 Domestic Fixed_SNSW | 2051 | NSW | SNSW | 208.9276 | 208.9276 | 23.8502 | Fixed domestic
FZ2186_240531a | Progressive Change - Final | CDP24 | H2 Domestic Fixed_SNSW | 2052 | NSW | SNSW | 206.3684 | 206.3684 | 23.4937 | Fixed domestic
FZ2186_240531a | Progressive Change - Final | CDP24 | H2 Domestic Flex_SNSW | 2025 | NSW | SNSW | 25.6001 | 29.5027 | 3.3679 | Flexible domestic
FZ2186_240531a | Progressive Change - Final | CDP24 | H2 Domestic Flex_SNSW | 2026 | NSW | SNSW | 61.376 | 70.7839 | 8.0803 | Flexible domestic
FZ2186_240531a | Progressive Change - Final | CDP24 | H2 Domestic Flex_SNSW | 2027 | NSW | SNSW | 120.043 | 140.1867 | 16.003 | Flexible domestic
FZ2186_240531a | Progressive Change - Final | CDP24 | H2 Domestic Flex_SNSW | 2028 | NSW | SNSW | 210.6775 | 244.3483 | 27.8174 | Flexible domestic
FZ2186_240531a | Progressive Change - Final | CDP24 | H2 Domestic Flex_SNSW | 2029 | NSW | SNSW | 349.4215 | 604.2666 | 68.9802 | Flexible domestic
FZ2186_240531a | Progressive Change - Final | CDP24 | H2 Domestic Flex_SNSW | 2030 | NSW | SNSW | 534.1801 | 604.2666 | 68.9802 | Flexible domestic
FZ2186_240531a | Progressive Change - Final | CDP24 | H2 Domestic Flex_SNSW | 2031 | NSW | SNSW | 492.3807 | 604.2666 | 68.9802 | Flexible domestic
FZ2186_240531a | Progressive Change - Final | CDP24 | H2 Domestic Flex_SNSW | 2032 | NSW | SNSW | 476.0744 | 605.9221 | 68.9802 | Flexible domestic
FZ2186_240531a | Progressive Change - Final | CDP24 | H2 Domestic Flex_SNSW | 2033 | NSW | SNSW | 481.2264 | 604.2666 | 68.9802 | Flexible domestic
FZ2186_240531a | Progressive Change - Final | CDP24 | H2 Domestic Flex_SNSW | 2034 | NSW | SNSW | 552.3411 | 614.0776 | 70.1002 | Flexible domestic
FZ2186_240531a | Progressive Change - Final | CDP24 | H2 Domestic Flex_SNSW | 2035 | NSW | SNSW | 545.5686 | 614.0776 | 70.1002 | Flexible domestic
FZ2186_240531a | Progressive Change - Final | CDP24 | H2 Domestic Flex_SNSW | 2036 | NSW | SNSW | 533.4557 | 846.9629 | 96.4211 | Flexible domestic
FZ2186_240531a | Progressive Change - Final | CDP24 | H2 Domestic Flex_SNSW | 2037 | NSW | SNSW | 521.5747 | 844.6488 | 96.4211 | Flexible domestic
FZ2186_240531a | Progressive Change - Final | CDP24 | H2 Domestic Flex_SNSW | 2038 | NSW | SNSW | 513.1738 | 892.9657 | 101.9367 | Flexible domestic
FZ2186_240531a | Progressive Change - Final | CDP24 | H2 Domestic Flex_SNSW | 2039 | NSW | SNSW | 505.0727 | 892.9657 | 101.9367 | Flexible domestic
FZ2186_240531a | Progressive Change - Final | CDP24 | H2 Domestic Flex_SNSW | 2040 | NSW | SNSW | 495.9991 | 895.4122 | 101.9367 | Flexible domestic
FZ2186_240531a | Progressive Change - Final | CDP24 | H2 Domestic Flex_SNSW | 2041 | NSW | SNSW | 490.409 | 892.9657 | 101.9367 | Flexible domestic
FZ2186_240531a | Progressive Change - Final | CDP24 | H2 Domestic Flex_SNSW | 2042 | NSW | SNSW | 493.7656 | 892.9657 | 101.9367 | Flexible domestic
FZ2186_240531a | Progressive Change - Final | CDP24 | H2 Domestic Flex_SNSW | 2043 | NSW | SNSW | 497.5281 | 892.9657 | 101.9367 | Flexible domestic
FZ2186_240531a | Progressive Change - Final | CDP24 | H2 Domestic Flex_SNSW | 2044 | NSW | SNSW | 500.06 | 1221.0051 | 139.0033 | Flexible domestic
FZ2186_240531a | Progressive Change - Final | CDP24 | H2 Domestic Flex_SNSW | 2045 | NSW | SNSW | 501.0179 | 1217.6691 | 139.0033 | Flexible domestic
FZ2186_240531a | Progressive Change - Final | CDP24 | H2 Domestic Flex_SNSW | 2046 | NSW | SNSW | 502.8628 | 1229.1104 | 140.3094 | Flexible domestic
FZ2186_240531a | Progressive Change - Final | CDP24 | H2 Domestic Flex_SNSW | 2047 | NSW | SNSW | 503.9421 | 1238.5783 | 141.3902 | Flexible domestic
FZ2186_240531a | Progressive Change - Final | CDP24 | H2 Domestic Flex_SNSW | 2048 | NSW | SNSW | 837.0633 | 1241.9717 | 141.3902 | Flexible domestic
FZ2186_240531a | Progressive Change - Final | CDP24 | H2 Domestic Flex_SNSW | 2049 | NSW | SNSW | 1166.1951 | 2380.768 | 271.7772 | Flexible domestic
FZ2186_240531a | Progressive Change - Final | CDP24 | H2 Domestic Flex_SNSW | 2050 | NSW | SNSW | 1495.0574 | 4590.9422 | 524.0802 | Flexible domestic
FZ2186_240531a | Progressive Change - Final | CDP24 | H2 Domestic Flex_SNSW | 2051 | NSW | SNSW | 1496.3303 | 4642.8363 | 530.0041 | Flexible domestic
FZ2186_240531a | Progressive Change - Final | CDP24 | H2 Domestic Flex_SNSW | 2052 | NSW | SNSW | 1495.761 | 4585.9634 | 522.0814 | Flexible domestic
FZ2186_240531a | Progressive Change - Final | CDP24 | H2 Domestic Fixed_SNW | 2025 | NSW | SNW | 6.7088 | 6.7088 | 0.76584 | Fixed domestic
FZ2186_240531a | Progressive Change - Final | CDP24 | H2 Domestic Fixed_SNW | 2026 | NSW | SNW | 16.2535 | 16.2535 | 1.8554 | Fixed domestic
FZ2186_240531a | Progressive Change - Final | CDP24 | H2 Domestic Fixed_SNW | 2027 | NSW | SNW | 32.1809 | 32.1809 | 3.6736 | Fixed domestic
FZ2186_240531a | Progressive Change - Final | CDP24 | H2 Domestic Fixed_SNW | 2028 | NSW | SNW | 56.1933 | 56.1933 | 6.3972 | Fixed domestic
FZ2186_240531a | Progressive Change - Final | CDP24 | H2 Domestic Fixed_SNW | 2029 | NSW | SNW | 129.4112 | 129.4112 | 14.773 | Fixed domestic
FZ2186_240531a | Progressive Change - Final | CDP24 | H2 Domestic Fixed_SNW | 2030 | NSW | SNW | 129.4112 | 129.4112 | 14.773 | Fixed domestic
FZ2186_240531a | Progressive Change - Final | CDP24 | H2 Domestic Fixed_SNW | 2031 | NSW | SNW | 129.4112 | 129.4112 | 14.773 | Fixed domestic
FZ2186_240531a | Progressive Change - Final | CDP24 | H2 Domestic Fixed_SNW | 2032 | NSW | SNW | 129.7658 | 129.7658 | 14.773 | Fixed domestic
FZ2186_240531a | Progressive Change - Final | CDP24 | H2 Domestic Fixed_SNW | 2033 | NSW | SNW | 129.4112 | 129.4112 | 14.773 | Fixed domestic
FZ2186_240531a | Progressive Change - Final | CDP24 | H2 Domestic Fixed_SNW | 2034 | NSW | SNW | 145.2244 | 145.2244 | 16.5781 | Fixed domestic
FZ2186_240531a | Progressive Change - Final | CDP24 | H2 Domestic Fixed_SNW | 2035 | NSW | SNW | 146.2042 | 146.2042 | 16.69 | Fixed domestic
FZ2186_240531a | Progressive Change - Final | CDP24 | H2 Domestic Fixed_SNW | 2036 | NSW | SNW | 224.5534 | 224.5534 | 25.5639 | Fixed domestic
FZ2186_240531a | Progressive Change - Final | CDP24 | H2 Domestic Fixed_SNW | 2037 | NSW | SNW | 223.9399 | 223.9399 | 25.5639 | Fixed domestic
FZ2186_240531a | Progressive Change - Final | CDP24 | H2 Domestic Fixed_SNW | 2038 | NSW | SNW | 237.2413 | 237.2413 | 27.0823 | Fixed domestic
FZ2186_240531a | Progressive Change - Final | CDP24 | H2 Domestic Fixed_SNW | 2039 | NSW | SNW | 237.2413 | 237.2413 | 27.0823 | Fixed domestic
FZ2186_240531a | Progressive Change - Final | CDP24 | H2 Domestic Fixed_SNW | 2040 | NSW | SNW | 237.8913 | 237.8913 | 27.0823 | Fixed domestic
FZ2186_240531a | Progressive Change - Final | CDP24 | H2 Domestic Fixed_SNW | 2041 | NSW | SNW | 237.2413 | 237.2413 | 27.0823 | Fixed domestic
FZ2186_240531a | Progressive Change - Final | CDP24 | H2 Domestic Fixed_SNW | 2042 | NSW | SNW | 237.2413 | 237.2413 | 27.0823 | Fixed domestic
FZ2186_240531a | Progressive Change - Final | CDP24 | H2 Domestic Fixed_SNW | 2043 | NSW | SNW | 237.2413 | 237.2413 | 27.0823 | Fixed domestic
FZ2186_240531a | Progressive Change - Final | CDP24 | H2 Domestic Fixed_SNW | 2044 | NSW | SNW | 282.9542 | 282.9542 | 32.2124 | Fixed domestic
FZ2186_240531a | Progressive Change - Final | CDP24 | H2 Domestic Fixed_SNW | 2045 | NSW | SNW | 282.1811 | 282.1811 | 32.2124 | Fixed domestic
FZ2186_240531a | Progressive Change - Final | CDP24 | H2 Domestic Fixed_SNW | 2046 | NSW | SNW | 284.5993 | 284.5993 | 32.4885 | Fixed domestic
FZ2186_240531a | Progressive Change - Final | CDP24 | H2 Domestic Fixed_SNW | 2047 | NSW | SNW | 294.7233 | 294.7233 | 33.6442 | Fixed domestic
FZ2186_240531a | Progressive Change - Final | CDP24 | H2 Domestic Fixed_SNW | 2048 | NSW | SNW | 345.9221 | 345.9221 | 39.3809 | Fixed domestic
FZ2186_240531a | Progressive Change - Final | CDP24 | H2 Domestic Fixed_SNW | 2049 | NSW | SNW | 556.9871 | 556.9871 | 63.583 | Fixed domestic
FZ2186_240531a | Progressive Change - Final | CDP24 | H2 Domestic Fixed_SNW | 2050 | NSW | SNW | 1043.5648 | 1043.5648 | 119.1284 | Fixed domestic
FZ2186_240531a | Progressive Change - Final | CDP24 | H2 Domestic Fixed_SNW | 2051 | NSW | SNW | 1075.8589 | 1075.8589 | 122.8149 | Fixed domestic
FZ2186_240531a | Progressive Change - Final | CDP24 | H2 Domestic Fixed_SNW | 2052 | NSW | SNW | 1062.8354 | 1062.8354 | 120.9967 | Fixed domestic
FZ2186_240531a | Progressive Change - Final | CDP24 | H2 Domestic Flex_SNW | 2025 | NSW | SNW | 129.3626 | 149.0835 | 17.0187 | Flexible domestic
FZ2186_240531a | Progressive Change - Final | CDP24 | H2 Domestic Flex_SNW | 2026 | NSW | SNW | 313.1838 | 361.189 | 41.2316 | Flexible domestic
FZ2186_240531a | Progressive Change - Final | CDP24 | H2 Domestic Flex_SNW | 2027 | NSW | SNW | 612.3729 | 715.1317 | 81.636 | Flexible domestic
FZ2186_240531a | Progressive Change - Final | CDP24 | H2 Domestic Flex_SNW | 2028 | NSW | SNW | 1076.6655 | 1248.7402 | 142.1608 | Flexible domestic
FZ2186_240531a | Progressive Change - Final | CDP24 | H2 Domestic Flex_SNW | 2029 | NSW | SNW | 1746.9973 | 2875.8056 | 328.2883 | Flexible domestic
FZ2186_240531a | Progressive Change - Final | CDP24 | H2 Domestic Flex_SNW | 2030 | NSW | SNW | 2542.2523 | 2875.8056 | 328.2883 | Flexible domestic
FZ2186_240531a | Progressive Change - Final | CDP24 | H2 Domestic Flex_SNW | 2031 | NSW | SNW | 2515.4538 | 2875.8056 | 328.2883 | Flexible domestic
FZ2186_240531a | Progressive Change - Final | CDP24 | H2 Domestic Flex_SNW | 2032 | NSW | SNW | 2464.6916 | 2883.6845 | 328.2883 | Flexible domestic
FZ2186_240531a | Progressive Change - Final | CDP24 | H2 Domestic Flex_SNW | 2033 | NSW | SNW | 2494.3596 | 2875.8056 | 328.2883 | Flexible domestic
FZ2186_240531a | Progressive Change - Final | CDP24 | H2 Domestic Flex_SNW | 2034 | NSW | SNW | 2885.4333 | 3227.2093 | 368.4029 | Flexible domestic
FZ2186_240531a | Progressive Change - Final | CDP24 | H2 Domestic Flex_SNW | 2035 | NSW | SNW | 2849.6574 | 3248.9813 | 370.8883 | Flexible domestic
FZ2186_240531a | Progressive Change - Final | CDP24 | H2 Domestic Flex_SNW | 2036 | NSW | SNW | 2786.064 | 4990.0761 | 568.087 | Flexible domestic
FZ2186_240531a | Progressive Change - Final | CDP24 | H2 Domestic Flex_SNW | 2037 | NSW | SNW | 2723.9268 | 4976.442 | 568.087 | Flexible domestic
FZ2186_240531a | Progressive Change - Final | CDP24 | H2 Domestic Flex_SNW | 2038 | NSW | SNW | 2663.3638 | 5272.0299 | 601.8299 | Flexible domestic
FZ2186_240531a | Progressive Change - Final | CDP24 | H2 Domestic Flex_SNW | 2039 | NSW | SNW | 2620.6811 | 5272.0299 | 601.8299 | Flexible domestic
FZ2186_240531a | Progressive Change - Final | CDP24 | H2 Domestic Flex_SNW | 2040 | NSW | SNW | 2572.9575 | 5286.4738 | 601.8299 | Flexible domestic
FZ2186_240531a | Progressive Change - Final | CDP24 | H2 Domestic Flex_SNW | 2041 | NSW | SNW | 2543.9462 | 5272.0299 | 601.8299 | Flexible domestic
FZ2186_240531a | Progressive Change - Final | CDP24 | H2 Domestic Flex_SNW | 2042 | NSW | SNW | 2561.6328 | 5272.0299 | 601.8299 | Flexible domestic
FZ2186_240531a | Progressive Change - Final | CDP24 | H2 Domestic Flex_SNW | 2043 | NSW | SNW | 2563.6656 | 5272.0299 | 601.8299 | Flexible domestic
FZ2186_240531a | Progressive Change - Final | CDP24 | H2 Domestic Flex_SNW | 2044 | NSW | SNW | 2575.1833 | 6287.87 | 715.8322 | Flexible domestic
FZ2186_240531a | Progressive Change - Final | CDP24 | H2 Domestic Flex_SNW | 2045 | NSW | SNW | 2578.8465 | 6270.69 | 715.8322 | Flexible domestic
FZ2186_240531a | Progressive Change - Final | CDP24 | H2 Domestic Flex_SNW | 2046 | NSW | SNW | 2587.4979 | 6324.4299 | 721.9669 | Flexible domestic
FZ2186_240531a | Progressive Change - Final | CDP24 | H2 Domestic Flex_SNW | 2047 | NSW | SNW | 2592.1995 | 6549.4067 | 747.6492 | Flexible domestic
FZ2186_240531a | Progressive Change - Final | CDP24 | H2 Domestic Flex_SNW | 2048 | NSW | SNW | 4305.0496 | 7687.1567 | 875.1317 | Flexible domestic
FZ2186_240531a | Progressive Change - Final | CDP24 | H2 Domestic Flex_SNW | 2049 | NSW | SNW | 6005.5935 | 12377.4907 | 1412.9556 | Flexible domestic
FZ2186_240531a | Progressive Change - Final | CDP24 | H2 Domestic Flex_SNW | 2050 | NSW | SNW | 7706.5765 | 23190.3297 | 2647.2979 | Flexible domestic
FZ2186_240531a | Progressive Change - Final | CDP24 | H2 Domestic Flex_SNW | 2051 | NSW | SNW | 7705.3035 | 23907.9758 | 2729.221 | Flexible domestic
FZ2186_240531a | Progressive Change - Final | CDP24 | H2 Domestic Flex_SNW | 2052 | NSW | SNW | 7705.8728 | 23618.5647 | 2688.8166 | Flexible domestic
FZ2186_240531a | Progressive Change - Final | CDP24 | H2 Domestic Fixed_CQ | 2025 | QLD | CQ | 0.57346 | 0.57346 | 0.065464 | Fixed domestic
FZ2186_240531a | Progressive Change - Final | CDP24 | H2 Domestic Fixed_CQ | 2026 | QLD | CQ | 0.62369 | 0.62369 | 0.071197 | Fixed domestic
FZ2186_240531a | Progressive Change - Final | CDP24 | H2 Domestic Fixed_CQ | 2027 | QLD | CQ | 0.62369 | 0.62369 | 0.071197 | Fixed domestic
FZ2186_240531a | Progressive Change - Final | CDP24 | H2 Domestic Fixed_CQ | 2028 | QLD | CQ | 0.6254 | 0.6254 | 0.071197 | Fixed domestic
FZ2186_240531a | Progressive Change - Final | CDP24 | H2 Domestic Fixed_CQ | 2029 | QLD | CQ | 17.067 | 17.067 | 1.9483 | Fixed domestic
FZ2186_240531a | Progressive Change - Final | CDP24 | H2 Domestic Fixed_CQ | 2030 | QLD | CQ | 63.9795 | 63.9795 | 7.3036 | Fixed domestic
FZ2186_240531a | Progressive Change - Final | CDP24 | H2 Domestic Fixed_CQ | 2031 | QLD | CQ | 63.9795 | 63.9795 | 7.3036 | Fixed domestic
FZ2186_240531a | Progressive Change - Final | CDP24 | H2 Domestic Fixed_CQ | 2032 | QLD | CQ | 64.1548 | 64.1548 | 7.3036 | Fixed domestic
FZ2186_240531a | Progressive Change - Final | CDP24 | H2 Domestic Fixed_CQ | 2033 | QLD | CQ | 69.1223 | 69.1223 | 7.8907 | Fixed domestic
FZ2186_240531a | Progressive Change - Final | CDP24 | H2 Domestic Fixed_CQ | 2034 | QLD | CQ | 76.3225 | 76.3225 | 8.7126 | Fixed domestic
FZ2186_240531a | Progressive Change - Final | CDP24 | H2 Domestic Fixed_CQ | 2035 | QLD | CQ | 96.5362 | 96.5362 | 11.0201 | Fixed domestic
FZ2186_240531a | Progressive Change - Final | CDP24 | H2 Domestic Fixed_CQ | 2036 | QLD | CQ | 96.8007 | 96.8007 | 11.0201 | Fixed domestic
FZ2186_240531a | Progressive Change - Final | CDP24 | H2 Domestic Fixed_CQ | 2037 | QLD | CQ | 96.5362 | 96.5362 | 11.0201 | Fixed domestic
FZ2186_240531a | Progressive Change - Final | CDP24 | H2 Domestic Fixed_CQ | 2038 | QLD | CQ | 103.6866 | 103.6866 | 11.8364 | Fixed domestic
FZ2186_240531a | Progressive Change - Final | CDP24 | H2 Domestic Fixed_CQ | 2039 | QLD | CQ | 110.0706 | 110.0706 | 12.5651 | Fixed domestic
FZ2186_240531a | Progressive Change - Final | CDP24 | H2 Domestic Fixed_CQ | 2040 | QLD | CQ | 110.3721 | 110.3721 | 12.5651 | Fixed domestic
FZ2186_240531a | Progressive Change - Final | CDP24 | H2 Domestic Fixed_CQ | 2041 | QLD | CQ | 110.0706 | 110.0706 | 12.5651 | Fixed domestic
FZ2186_240531a | Progressive Change - Final | CDP24 | H2 Domestic Fixed_CQ | 2042 | QLD | CQ | 110.0706 | 110.0706 | 12.5651 | Fixed domestic
FZ2186_240531a | Progressive Change - Final | CDP24 | H2 Domestic Fixed_CQ | 2043 | QLD | CQ | 110.0706 | 110.0706 | 12.5651 | Fixed domestic
FZ2186_240531a | Progressive Change - Final | CDP24 | H2 Domestic Fixed_CQ | 2044 | QLD | CQ | 143.7307 | 143.7307 | 16.3628 | Fixed domestic
FZ2186_240531a | Progressive Change - Final | CDP24 | H2 Domestic Fixed_CQ | 2045 | QLD | CQ | 143.338 | 143.338 | 16.3628 | Fixed domestic
FZ2186_240531a | Progressive Change - Final | CDP24 | H2 Domestic Fixed_CQ | 2046 | QLD | CQ | 159.0865 | 159.0865 | 18.1606 | Fixed domestic
FZ2186_240531a | Progressive Change - Final | CDP24 | H2 Domestic Fixed_CQ | 2047 | QLD | CQ | 159.0865 | 159.0865 | 18.1606 | Fixed domestic
FZ2186_240531a | Progressive Change - Final | CDP24 | H2 Domestic Fixed_CQ | 2048 | QLD | CQ | 159.5223 | 159.5223 | 18.1606 | Fixed domestic
FZ2186_240531a | Progressive Change - Final | CDP24 | H2 Domestic Fixed_CQ | 2049 | QLD | CQ | 191.0077 | 191.0077 | 21.8045 | Fixed domestic
FZ2186_240531a | Progressive Change - Final | CDP24 | H2 Domestic Fixed_CQ | 2050 | QLD | CQ | 190.4343 | 190.4343 | 21.7391 | Fixed domestic
FZ2186_240531a | Progressive Change - Final | CDP24 | H2 Domestic Fixed_CQ | 2051 | QLD | CQ | 200.799 | 200.799 | 22.9223 | Fixed domestic
FZ2186_240531a | Progressive Change - Final | CDP24 | H2 Domestic Fixed_CQ | 2052 | QLD | CQ | 259.1106 | 259.1106 | 29.498 | Fixed domestic
FZ2186_240531a | Progressive Change - Final | CDP24 | H2 Domestic Flex_CQ | 2025 | QLD | CQ | 11.0579 | 12.7437 | 1.4548 | Flexible domestic
FZ2186_240531a | Progressive Change - Final | CDP24 | H2 Domestic Flex_CQ | 2026 | QLD | CQ | 12.0177 | 13.8598 | 1.5822 | Flexible domestic
FZ2186_240531a | Progressive Change - Final | CDP24 | H2 Domestic Flex_CQ | 2027 | QLD | CQ | 11.7569 | 13.8598 | 1.5822 | Flexible domestic
FZ2186_240531a | Progressive Change - Final | CDP24 | H2 Domestic Flex_CQ | 2028 | QLD | CQ | 10.2983 | 13.8977 | 1.5822 | Flexible domestic
FZ2186_240531a | Progressive Change - Final | CDP24 | H2 Domestic Flex_CQ | 2029 | QLD | CQ | 327.7287 | 379.2661 | 43.2952 | Flexible domestic
FZ2186_240531a | Progressive Change - Final | CDP24 | H2 Domestic Flex_CQ | 2030 | QLD | CQ | 1134.0005 | 1421.7669 | 162.3022 | Flexible domestic
FZ2186_240531a | Progressive Change - Final | CDP24 | H2 Domestic Flex_CQ | 2031 | QLD | CQ | 900.3638 | 1421.7669 | 162.3022 | Flexible domestic
FZ2186_240531a | Progressive Change - Final | CDP24 | H2 Domestic Flex_CQ | 2032 | QLD | CQ | 1081.8578 | 1425.6622 | 162.3022 | Flexible domestic
FZ2186_240531a | Progressive Change - Final | CDP24 | H2 Domestic Flex_CQ | 2033 | QLD | CQ | 1380.0604 | 1536.051 | 175.3483 | Flexible domestic
FZ2186_240531a | Progressive Change - Final | CDP24 | H2 Domestic Flex_CQ | 2034 | QLD | CQ | 1525.5419 | 1696.0553 | 193.6136 | Flexible domestic
FZ2186_240531a | Progressive Change - Final | CDP24 | H2 Domestic Flex_CQ | 2035 | QLD | CQ | 1607.3919 | 2145.2487 | 244.8914 | Flexible domestic
FZ2186_240531a | Progressive Change - Final | CDP24 | H2 Domestic Flex_CQ | 2036 | QLD | CQ | 1587.6047 | 2151.1261 | 244.8914 | Flexible domestic
FZ2186_240531a | Progressive Change - Final | CDP24 | H2 Domestic Flex_CQ | 2037 | QLD | CQ | 1567.6515 | 2145.2487 | 244.8914 | Flexible domestic
FZ2186_240531a | Progressive Change - Final | CDP24 | H2 Domestic Flex_CQ | 2038 | QLD | CQ | 1547.4387 | 2304.1464 | 263.0304 | Flexible domestic
FZ2186_240531a | Progressive Change - Final | CDP24 | H2 Domestic Flex_CQ | 2039 | QLD | CQ | 1531.3744 | 2446.0128 | 279.2252 | Flexible domestic
FZ2186_240531a | Progressive Change - Final | CDP24 | H2 Domestic Flex_CQ | 2040 | QLD | CQ | 1519.6012 | 2452.7142 | 279.2252 | Flexible domestic
FZ2186_240531a | Progressive Change - Final | CDP24 | H2 Domestic Flex_CQ | 2041 | QLD | CQ | 1513.8836 | 2446.0128 | 279.2252 | Flexible domestic
FZ2186_240531a | Progressive Change - Final | CDP24 | H2 Domestic Flex_CQ | 2042 | QLD | CQ | 1531.661 | 2446.0128 | 279.2252 | Flexible domestic
FZ2186_240531a | Progressive Change - Final | CDP24 | H2 Domestic Flex_CQ | 2043 | QLD | CQ | 1551.868 | 2446.0128 | 279.2252 | Flexible domestic
FZ2186_240531a | Progressive Change - Final | CDP24 | H2 Domestic Flex_CQ | 2044 | QLD | CQ | 1569.722 | 3194.0146 | 363.6173 | Flexible domestic
FZ2186_240531a | Progressive Change - Final | CDP24 | H2 Domestic Flex_CQ | 2045 | QLD | CQ | 1589.3224 | 3185.2878 | 363.6173 | Flexible domestic
FZ2186_240531a | Progressive Change - Final | CDP24 | H2 Domestic Flex_CQ | 2046 | QLD | CQ | 1606.9562 | 3535.2551 | 403.5679 | Flexible domestic
FZ2186_240531a | Progressive Change - Final | CDP24 | H2 Domestic Flex_CQ | 2047 | QLD | CQ | 1623.1005 | 3535.2551 | 403.5679 | Flexible domestic
FZ2186_240531a | Progressive Change - Final | CDP24 | H2 Domestic Flex_CQ | 2048 | QLD | CQ | 1643.5557 | 3544.9408 | 403.5679 | Flexible domestic
FZ2186_240531a | Progressive Change - Final | CDP24 | H2 Domestic Flex_CQ | 2049 | QLD | CQ | 1667.5906 | 4244.6163 | 484.5452 | Flexible domestic
FZ2186_240531a | Progressive Change - Final | CDP24 | H2 Domestic Flex_CQ | 2050 | QLD | CQ | 1667.5906 | 4231.8726 | 483.0905 | Flexible domestic
FZ2186_240531a | Progressive Change - Final | CDP24 | H2 Domestic Flex_CQ | 2051 | QLD | CQ | 1667.5906 | 4462.2009 | 509.3837 | Flexible domestic
FZ2186_240531a | Progressive Change - Final | CDP24 | H2 Domestic Flex_CQ | 2052 | QLD | CQ | 2319.4322 | 5758.0132 | 655.5115 | Flexible domestic
FZ2186_240531a | Progressive Change - Final | CDP24 | H2 Domestic Fixed_SQ | 2025 | QLD | SQ | 0.30474 | 0.30474 | 0.034787 | Fixed domestic
FZ2186_240531a | Progressive Change - Final | CDP24 | H2 Domestic Fixed_SQ | 2026 | QLD | SQ | 0.30474 | 0.30474 | 0.034787 | Fixed domestic
FZ2186_240531a | Progressive Change - Final | CDP24 | H2 Domestic Fixed_SQ | 2027 | QLD | SQ | 0.30474 | 0.30474 | 0.034787 | Fixed domestic
FZ2186_240531a | Progressive Change - Final | CDP24 | H2 Domestic Fixed_SQ | 2028 | QLD | SQ | 0.30557 | 0.30557 | 0.034787 | Fixed domestic
FZ2186_240531a | Progressive Change - Final | CDP24 | H2 Domestic Fixed_SQ | 2029 | QLD | SQ | 6.8926 | 6.8926 | 0.78682 | Fixed domestic
FZ2186_240531a | Progressive Change - Final | CDP24 | H2 Domestic Fixed_SQ | 2030 | QLD | SQ | 29.464 | 29.464 | 3.3635 | Fixed domestic
FZ2186_240531a | Progressive Change - Final | CDP24 | H2 Domestic Fixed_SQ | 2031 | QLD | SQ | 29.464 | 29.464 | 3.3635 | Fixed domestic
FZ2186_240531a | Progressive Change - Final | CDP24 | H2 Domestic Fixed_SQ | 2032 | QLD | SQ | 56.5148 | 56.5148 | 6.4338 | Fixed domestic
FZ2186_240531a | Progressive Change - Final | CDP24 | H2 Domestic Fixed_SQ | 2033 | QLD | SQ | 86.0449 | 86.0449 | 9.8225 | Fixed domestic
FZ2186_240531a | Progressive Change - Final | CDP24 | H2 Domestic Fixed_SQ | 2034 | QLD | SQ | 104.4069 | 104.4069 | 11.9186 | Fixed domestic
FZ2186_240531a | Progressive Change - Final | CDP24 | H2 Domestic Fixed_SQ | 2035 | QLD | SQ | 157.3558 | 157.3558 | 17.963 | Fixed domestic
FZ2186_240531a | Progressive Change - Final | CDP24 | H2 Domestic Fixed_SQ | 2036 | QLD | SQ | 159.8818 | 159.8818 | 18.2015 | Fixed domestic
FZ2186_240531a | Progressive Change - Final | CDP24 | H2 Domestic Fixed_SQ | 2037 | QLD | SQ | 160.7371 | 160.7371 | 18.349 | Fixed domestic
FZ2186_240531a | Progressive Change - Final | CDP24 | H2 Domestic Fixed_SQ | 2038 | QLD | SQ | 160.7371 | 160.7371 | 18.349 | Fixed domestic
FZ2186_240531a | Progressive Change - Final | CDP24 | H2 Domestic Fixed_SQ | 2039 | QLD | SQ | 169.5005 | 169.5005 | 19.3494 | Fixed domestic
FZ2186_240531a | Progressive Change - Final | CDP24 | H2 Domestic Fixed_SQ | 2040 | QLD | SQ | 178.0107 | 178.0107 | 20.2653 | Fixed domestic
FZ2186_240531a | Progressive Change - Final | CDP24 | H2 Domestic Fixed_SQ | 2041 | QLD | SQ | 184.9934 | 184.9934 | 21.118 | Fixed domestic
FZ2186_240531a | Progressive Change - Final | CDP24 | H2 Domestic Fixed_SQ | 2042 | QLD | SQ | 184.9934 | 184.9934 | 21.118 | Fixed domestic
FZ2186_240531a | Progressive Change - Final | CDP24 | H2 Domestic Fixed_SQ | 2043 | QLD | SQ | 184.9934 | 184.9934 | 21.118 | Fixed domestic
FZ2186_240531a | Progressive Change - Final | CDP24 | H2 Domestic Fixed_SQ | 2044 | QLD | SQ | 256.1772 | 256.1772 | 29.1641 | Fixed domestic
FZ2186_240531a | Progressive Change - Final | CDP24 | H2 Domestic Fixed_SQ | 2045 | QLD | SQ | 255.4773 | 255.4773 | 29.1641 | Fixed domestic
FZ2186_240531a | Progressive Change - Final | CDP24 | H2 Domestic Fixed_SQ | 2046 | QLD | SQ | 264.0083 | 264.0083 | 30.1379 | Fixed domestic
FZ2186_240531a | Progressive Change - Final | CDP24 | H2 Domestic Fixed_SQ | 2047 | QLD | SQ | 264.0083 | 264.0083 | 30.1379 | Fixed domestic
FZ2186_240531a | Progressive Change - Final | CDP24 | H2 Domestic Fixed_SQ | 2048 | QLD | SQ | 264.7316 | 264.7316 | 30.1379 | Fixed domestic
FZ2186_240531a | Progressive Change - Final | CDP24 | H2 Domestic Fixed_SQ | 2049 | QLD | SQ | 286.5764 | 286.5764 | 32.7142 | Fixed domestic
FZ2186_240531a | Progressive Change - Final | CDP24 | H2 Domestic Fixed_SQ | 2050 | QLD | SQ | 286.2716 | 286.2716 | 32.6794 | Fixed domestic
FZ2186_240531a | Progressive Change - Final | CDP24 | H2 Domestic Fixed_SQ | 2051 | QLD | SQ | 315.3975 | 315.3975 | 36.0043 | Fixed domestic
FZ2186_240531a | Progressive Change - Final | CDP24 | H2 Domestic Fixed_SQ | 2052 | QLD | SQ | 407.2524 | 407.2524 | 46.363 | Fixed domestic
FZ2186_240531a | Progressive Change - Final | CDP24 | H2 Domestic Flex_SQ | 2025 | QLD | SQ | 5.8761 | 6.7719 | 0.77305 | Flexible domestic
FZ2186_240531a | Progressive Change - Final | CDP24 | H2 Domestic Flex_SQ | 2026 | QLD | SQ | 4.5388 | 6.7719 | 0.77305 | Flexible domestic
FZ2186_240531a | Progressive Change - Final | CDP24 | H2 Domestic Flex_SQ | 2027 | QLD | SQ | 4.4304 | 6.7719 | 0.77305 | Flexible domestic
FZ2186_240531a | Progressive Change - Final | CDP24 | H2 Domestic Flex_SQ | 2028 | QLD | SQ | 5.5281 | 6.7905 | 0.77305 | Flexible domestic
FZ2186_240531a | Progressive Change - Final | CDP24 | H2 Domestic Flex_SQ | 2029 | QLD | SQ | 132.3544 | 153.1679 | 17.4849 | Flexible domestic
FZ2186_240531a | Progressive Change - Final | CDP24 | H2 Domestic Flex_SQ | 2030 | QLD | SQ | 277.6234 | 654.7545 | 74.7437 | Flexible domestic
FZ2186_240531a | Progressive Change - Final | CDP24 | H2 Domestic Flex_SQ | 2031 | QLD | SQ | 533.7942 | 654.7545 | 74.7437 | Flexible domestic
FZ2186_240531a | Progressive Change - Final | CDP24 | H2 Domestic Flex_SQ | 2032 | QLD | SQ | 1111.7142 | 1255.8837 | 142.974 | Flexible domestic
FZ2186_240531a | Progressive Change - Final | CDP24 | H2 Domestic Flex_SQ | 2033 | QLD | SQ | 1717.929 | 1912.1095 | 218.2773 | Flexible domestic
FZ2186_240531a | Progressive Change - Final | CDP24 | H2 Domestic Flex_SQ | 2034 | QLD | SQ | 2086.8953 | 2320.1526 | 264.8576 | Flexible domestic
FZ2186_240531a | Progressive Change - Final | CDP24 | H2 Domestic Flex_SQ | 2035 | QLD | SQ | 2320.777 | 3496.7954 | 399.1776 | Flexible domestic
FZ2186_240531a | Progressive Change - Final | CDP24 | H2 Domestic Flex_SQ | 2036 | QLD | SQ | 2301.9489 | 3552.9295 | 404.4774 | Flexible domestic
FZ2186_240531a | Progressive Change - Final | CDP24 | H2 Domestic Flex_SQ | 2037 | QLD | SQ | 2282.232 | 3571.9357 | 407.7552 | Flexible domestic
FZ2186_240531a | Progressive Change - Final | CDP24 | H2 Domestic Flex_SQ | 2038 | QLD | SQ | 2261.84 | 3571.9357 | 407.7552 | Flexible domestic
FZ2186_240531a | Progressive Change - Final | CDP24 | H2 Domestic Flex_SQ | 2039 | QLD | SQ | 2246.434 | 3766.6783 | 429.9861 | Flexible domestic
FZ2186_240531a | Progressive Change - Final | CDP24 | H2 Domestic Flex_SQ | 2040 | QLD | SQ | 2236.3443 | 3955.7937 | 450.3408 | Flexible domestic
FZ2186_240531a | Progressive Change - Final | CDP24 | H2 Domestic Flex_SQ | 2041 | QLD | SQ | 2233.9511 | 4110.9646 | 469.2882 | Flexible domestic
FZ2186_240531a | Progressive Change - Final | CDP24 | H2 Domestic Flex_SQ | 2042 | QLD | SQ | 2265.7026 | 4110.9646 | 469.2882 | Flexible domestic
FZ2186_240531a | Progressive Change - Final | CDP24 | H2 Domestic Flex_SQ | 2043 | QLD | SQ | 2302.281 | 4110.9646 | 469.2882 | Flexible domestic
FZ2186_240531a | Progressive Change - Final | CDP24 | H2 Domestic Flex_SQ | 2044 | QLD | SQ | 2336.026 | 5692.8272 | 648.0905 | Flexible domestic
FZ2186_240531a | Progressive Change - Final | CDP24 | H2 Domestic Flex_SQ | 2045 | QLD | SQ | 2372.3459 | 5677.2731 | 648.0905 | Flexible domestic
FZ2186_240531a | Progressive Change - Final | CDP24 | H2 Domestic Flex_SQ | 2046 | QLD | SQ | 2405.1384 | 5866.8517 | 669.7319 | Flexible domestic
FZ2186_240531a | Progressive Change - Final | CDP24 | H2 Domestic Flex_SQ | 2047 | QLD | SQ | 2433.1581 | 5866.8517 | 669.7319 | Flexible domestic
FZ2186_240531a | Progressive Change - Final | CDP24 | H2 Domestic Flex_SQ | 2048 | QLD | SQ | 2470.9132 | 5882.9253 | 669.7319 | Flexible domestic
FZ2186_240531a | Progressive Change - Final | CDP24 | H2 Domestic Flex_SQ | 2049 | QLD | SQ | 2507.0472 | 6368.3638 | 726.9822 | Flexible domestic
FZ2186_240531a | Progressive Change - Final | CDP24 | H2 Domestic Flex_SQ | 2050 | QLD | SQ | 2507.0472 | 6361.5919 | 726.2091 | Flexible domestic
FZ2186_240531a | Progressive Change - Final | CDP24 | H2 Domestic Flex_SQ | 2051 | QLD | SQ | 2507.0472 | 7008.8326 | 800.095 | Flexible domestic
FZ2186_240531a | Progressive Change - Final | CDP24 | H2 Domestic Flex_SQ | 2052 | QLD | SQ | 2992.4706 | 9050.0538 | 1030.2885 | Flexible domestic
FZ2186_240531a | Progressive Change - Final | CDP24 | H2 Domestic Fixed_CSA | 2025 | SA | CSA | 0.023265 | 0.023265 | 0.0026558 | Fixed domestic
FZ2186_240531a | Progressive Change - Final | CDP24 | H2 Domestic Fixed_CSA | 2026 | SA | CSA | 0.023265 | 0.023265 | 0.0026558 | Fixed domestic
FZ2186_240531a | Progressive Change - Final | CDP24 | H2 Domestic Fixed_CSA | 2027 | SA | CSA | 0.023265 | 0.023265 | 0.0026558 | Fixed domestic
FZ2186_240531a | Progressive Change - Final | CDP24 | H2 Domestic Fixed_CSA | 2028 | SA | CSA | 0.023329 | 0.023329 | 0.0026558 | Fixed domestic
FZ2186_240531a | Progressive Change - Final | CDP24 | H2 Domestic Fixed_CSA | 2029 | SA | CSA | 0.027259 | 0.027259 | 0.0031118 | Fixed domestic
FZ2186_240531a | Progressive Change - Final | CDP24 | H2 Domestic Fixed_CSA | 2030 | SA | CSA | 0.027259 | 0.027259 | 0.0031118 | Fixed domestic
FZ2186_240531a | Progressive Change - Final | CDP24 | H2 Domestic Fixed_CSA | 2031 | SA | CSA | 0.027259 | 0.027259 | 0.0031118 | Fixed domestic
FZ2186_240531a | Progressive Change - Final | CDP24 | H2 Domestic Fixed_CSA | 2032 | SA | CSA | 0.027334 | 0.027334 | 0.0031118 | Fixed domestic
FZ2186_240531a | Progressive Change - Final | CDP24 | H2 Domestic Fixed_CSA | 2033 | SA | CSA | 0.027259 | 0.027259 | 0.0031118 | Fixed domestic
FZ2186_240531a | Progressive Change - Final | CDP24 | H2 Domestic Fixed_CSA | 2034 | SA | CSA | 0.027259 | 0.027259 | 0.0031118 | Fixed domestic
FZ2186_240531a | Progressive Change - Final | CDP24 | H2 Domestic Fixed_CSA | 2035 | SA | CSA | 0.027862 | 0.027862 | 0.0031806 | Fixed domestic
FZ2186_240531a | Progressive Change - Final | CDP24 | H2 Domestic Fixed_CSA | 2036 | SA | CSA | 0.032939 | 0.032939 | 0.0037499 | Fixed domestic
FZ2186_240531a | Progressive Change - Final | CDP24 | H2 Domestic Fixed_CSA | 2037 | SA | CSA | 0.032849 | 0.032849 | 0.0037499 | Fixed domestic
FZ2186_240531a | Progressive Change - Final | CDP24 | H2 Domestic Fixed_CSA | 2038 | SA | CSA | 0.036308 | 0.036308 | 0.0041448 | Fixed domestic
FZ2186_240531a | Progressive Change - Final | CDP24 | H2 Domestic Fixed_CSA | 2039 | SA | CSA | 0.036308 | 0.036308 | 0.0041448 | Fixed domestic
FZ2186_240531a | Progressive Change - Final | CDP24 | H2 Domestic Fixed_CSA | 2040 | SA | CSA | 0.036408 | 0.036408 | 0.0041448 | Fixed domestic
FZ2186_240531a | Progressive Change - Final | CDP24 | H2 Domestic Fixed_CSA | 2041 | SA | CSA | 0.036308 | 0.036308 | 0.0041448 | Fixed domestic
FZ2186_240531a | Progressive Change - Final | CDP24 | H2 Domestic Fixed_CSA | 2042 | SA | CSA | 0.036308 | 0.036308 | 0.0041448 | Fixed domestic
FZ2186_240531a | Progressive Change - Final | CDP24 | H2 Domestic Fixed_CSA | 2043 | SA | CSA | 11.0969 | 11.0969 | 1.2668 | Fixed domestic
FZ2186_240531a | Progressive Change - Final | CDP24 | H2 Domestic Fixed_CSA | 2044 | SA | CSA | 18.3039 | 18.3039 | 2.0838 | Fixed domestic
FZ2186_240531a | Progressive Change - Final | CDP24 | H2 Domestic Fixed_CSA | 2045 | SA | CSA | 18.2539 | 18.2539 | 2.0838 | Fixed domestic
FZ2186_240531a | Progressive Change - Final | CDP24 | H2 Domestic Fixed_CSA | 2046 | SA | CSA | 25.6896 | 25.6896 | 2.9326 | Fixed domestic
FZ2186_240531a | Progressive Change - Final | CDP24 | H2 Domestic Fixed_CSA | 2047 | SA | CSA | 25.7861 | 25.7861 | 2.9436 | Fixed domestic
FZ2186_240531a | Progressive Change - Final | CDP24 | H2 Domestic Fixed_CSA | 2048 | SA | CSA | 25.8568 | 25.8568 | 2.9436 | Fixed domestic
FZ2186_240531a | Progressive Change - Final | CDP24 | H2 Domestic Fixed_CSA | 2049 | SA | CSA | 31.6891 | 31.6891 | 3.6175 | Fixed domestic
FZ2186_240531a | Progressive Change - Final | CDP24 | H2 Domestic Fixed_CSA | 2050 | SA | CSA | 69.0198 | 69.0198 | 7.879 | Fixed domestic
FZ2186_240531a | Progressive Change - Final | CDP24 | H2 Domestic Fixed_CSA | 2051 | SA | CSA | 69.0198 | 69.0198 | 7.879 | Fixed domestic
FZ2186_240531a | Progressive Change - Final | CDP24 | H2 Domestic Fixed_CSA | 2052 | SA | CSA | 73.6052 | 73.6052 | 8.3795 | Fixed domestic
FZ2186_240531a | Progressive Change - Final | CDP24 | H2 Domestic Flex_CSA | 2025 | SA | CSA | 0 | 0.517 | 0.059018 | Flexible domestic
FZ2186_240531a | Progressive Change - Final | CDP24 | H2 Domestic Flex_CSA | 2026 | SA | CSA | 0 | 0.517 | 0.059018 | Flexible domestic
FZ2186_240531a | Progressive Change - Final | CDP24 | H2 Domestic Flex_CSA | 2027 | SA | CSA | 0 | 0.517 | 0.059018 | Flexible domestic
FZ2186_240531a | Progressive Change - Final | CDP24 | H2 Domestic Flex_CSA | 2028 | SA | CSA | 0 | 0.51842 | 0.059018 | Flexible domestic
FZ2186_240531a | Progressive Change - Final | CDP24 | H2 Domestic Flex_CSA | 2029 | SA | CSA | 0 | 0.60576 | 0.06915 | Flexible domestic
FZ2186_240531a | Progressive Change - Final | CDP24 | H2 Domestic Flex_CSA | 2030 | SA | CSA | 0 | 0.60576 | 0.06915 | Flexible domestic
FZ2186_240531a | Progressive Change - Final | CDP24 | H2 Domestic Flex_CSA | 2031 | SA | CSA | 0 | 0.60576 | 0.06915 | Flexible domestic
FZ2186_240531a | Progressive Change - Final | CDP24 | H2 Domestic Flex_CSA | 2032 | SA | CSA | 0 | 0.60742 | 0.06915 | Flexible domestic
FZ2186_240531a | Progressive Change - Final | CDP24 | H2 Domestic Flex_CSA | 2033 | SA | CSA | 0 | 0.60576 | 0.06915 | Flexible domestic
FZ2186_240531a | Progressive Change - Final | CDP24 | H2 Domestic Flex_CSA | 2034 | SA | CSA | 0 | 0.60576 | 0.06915 | Flexible domestic
FZ2186_240531a | Progressive Change - Final | CDP24 | H2 Domestic Flex_CSA | 2035 | SA | CSA | 0 | 0.61916 | 0.07068 | Flexible domestic
FZ2186_240531a | Progressive Change - Final | CDP24 | H2 Domestic Flex_CSA | 2036 | SA | CSA | 0 | 0.73198 | 0.083331 | Flexible domestic
FZ2186_240531a | Progressive Change - Final | CDP24 | H2 Domestic Flex_CSA | 2037 | SA | CSA | 0 | 0.72998 | 0.083331 | Flexible domestic
FZ2186_240531a | Progressive Change - Final | CDP24 | H2 Domestic Flex_CSA | 2038 | SA | CSA | 0 | 0.80685 | 0.092106 | Flexible domestic
FZ2186_240531a | Progressive Change - Final | CDP24 | H2 Domestic Flex_CSA | 2039 | SA | CSA | 0 | 0.80685 | 0.092106 | Flexible domestic
FZ2186_240531a | Progressive Change - Final | CDP24 | H2 Domestic Flex_CSA | 2040 | SA | CSA | 0 | 0.80906 | 0.092106 | Flexible domestic
FZ2186_240531a | Progressive Change - Final | CDP24 | H2 Domestic Flex_CSA | 2041 | SA | CSA | 0 | 0.80685 | 0.092106 | Flexible domestic
FZ2186_240531a | Progressive Change - Final | CDP24 | H2 Domestic Flex_CSA | 2042 | SA | CSA | 0 | 0.80685 | 0.092106 | Flexible domestic
FZ2186_240531a | Progressive Change - Final | CDP24 | H2 Domestic Flex_CSA | 2043 | SA | CSA | 161.764 | 246.5984 | 28.1505 | Flexible domestic
FZ2186_240531a | Progressive Change - Final | CDP24 | H2 Domestic Flex_CSA | 2044 | SA | CSA | 166.0568 | 406.7536 | 46.3062 | Flexible domestic
FZ2186_240531a | Progressive Change - Final | CDP24 | H2 Domestic Flex_CSA | 2045 | SA | CSA | 166.0758 | 405.6423 | 46.3062 | Flexible domestic
FZ2186_240531a | Progressive Change - Final | CDP24 | H2 Domestic Flex_CSA | 2046 | SA | CSA | 233.5625 | 570.8795 | 65.1689 | Flexible domestic
FZ2186_240531a | Progressive Change - Final | CDP24 | H2 Domestic Flex_CSA | 2047 | SA | CSA | 234.2914 | 573.0248 | 65.4138 | Flexible domestic
FZ2186_240531a | Progressive Change - Final | CDP24 | H2 Domestic Flex_CSA | 2048 | SA | CSA | 233.744 | 574.5947 | 65.4138 | Flexible domestic
FZ2186_240531a | Progressive Change - Final | CDP24 | H2 Domestic Flex_CSA | 2049 | SA | CSA | 343.4483 | 704.203 | 80.3885 | Flexible domestic
FZ2186_240531a | Progressive Change - Final | CDP24 | H2 Domestic Flex_CSA | 2050 | SA | CSA | 618.0921 | 1533.774 | 175.0884 | Flexible domestic
FZ2186_240531a | Progressive Change - Final | CDP24 | H2 Domestic Flex_CSA | 2051 | SA | CSA | 620.1975 | 1533.774 | 175.0884 | Flexible domestic
FZ2186_240531a | Progressive Change - Final | CDP24 | H2 Domestic Flex_CSA | 2052 | SA | CSA | 620.6331 | 1635.6711 | 186.2103 | Flexible domestic
FZ2186_240531a | Progressive Change - Final | CDP24 | Whyalla H2 load_fixed | 2025 | SA | CSA | 0 | 0 | 0 | Fixed domestic
FZ2186_240531a | Progressive Change - Final | CDP24 | Whyalla H2 load_fixed | 2026 | SA | CSA | 24.6375 | 24.6375 | 2.8125 | Fixed domestic
FZ2186_240531a | Progressive Change - Final | CDP24 | Whyalla H2 load_fixed | 2027 | SA | CSA | 73.9125 | 73.9125 | 8.4375 | Fixed domestic
FZ2186_240531a | Progressive Change - Final | CDP24 | Whyalla H2 load_fixed | 2028 | SA | CSA | 98.82 | 98.82 | 11.25 | Fixed domestic
FZ2186_240531a | Progressive Change - Final | CDP24 | Whyalla H2 load_fixed | 2029 | SA | CSA | 98.55 | 98.55 | 11.25 | Fixed domestic
FZ2186_240531a | Progressive Change - Final | CDP24 | Whyalla H2 load_fixed | 2030 | SA | CSA | 98.55 | 98.55 | 11.25 | Fixed domestic
FZ2186_240531a | Progressive Change - Final | CDP24 | Whyalla H2 load_fixed | 2031 | SA | CSA | 98.55 | 98.55 | 11.25 | Fixed domestic
FZ2186_240531a | Progressive Change - Final | CDP24 | Whyalla H2 load_fixed | 2032 | SA | CSA | 98.82 | 98.82 | 11.25 | Fixed domestic
FZ2186_240531a | Progressive Change - Final | CDP24 | Whyalla H2 load_fixed | 2033 | SA | CSA | 98.55 | 98.55 | 11.25 | Fixed domestic
FZ2186_240531a | Progressive Change - Final | CDP24 | Whyalla H2 load_fixed | 2034 | SA | CSA | 98.55 | 98.55 | 11.25 | Fixed domestic
FZ2186_240531a | Progressive Change - Final | CDP24 | Whyalla H2 load_fixed | 2035 | SA | CSA | 98.55 | 98.55 | 11.25 | Fixed domestic
FZ2186_240531a | Progressive Change - Final | CDP24 | Whyalla H2 load_fixed | 2036 | SA | CSA | 98.82 | 98.82 | 11.25 | Fixed domestic
FZ2186_240531a | Progressive Change - Final | CDP24 | Whyalla H2 load_fixed | 2037 | SA | CSA | 98.55 | 98.55 | 11.25 | Fixed domestic
FZ2186_240531a | Progressive Change - Final | CDP24 | Whyalla H2 load_fixed | 2038 | SA | CSA | 98.55 | 98.55 | 11.25 | Fixed domestic
FZ2186_240531a | Progressive Change - Final | CDP24 | Whyalla H2 load_fixed | 2039 | SA | CSA | 98.55 | 98.55 | 11.25 | Fixed domestic
FZ2186_240531a | Progressive Change - Final | CDP24 | Whyalla H2 load_fixed | 2040 | SA | CSA | 98.82 | 98.82 | 11.25 | Fixed domestic
FZ2186_240531a | Progressive Change - Final | CDP24 | Whyalla H2 load_fixed | 2041 | SA | CSA | 98.55 | 98.55 | 11.25 | Fixed domestic
FZ2186_240531a | Progressive Change - Final | CDP24 | Whyalla H2 load_fixed | 2042 | SA | CSA | 98.55 | 98.55 | 11.25 | Fixed domestic
FZ2186_240531a | Progressive Change - Final | CDP24 | Whyalla H2 load_fixed | 2043 | SA | CSA | 98.55 | 98.55 | 11.25 | Fixed domestic
FZ2186_240531a | Progressive Change - Final | CDP24 | Whyalla H2 load_fixed | 2044 | SA | CSA | 98.82 | 98.82 | 11.25 | Fixed domestic
FZ2186_240531a | Progressive Change - Final | CDP24 | Whyalla H2 load_fixed | 2045 | SA | CSA | 98.55 | 98.55 | 11.25 | Fixed domestic
FZ2186_240531a | Progressive Change - Final | CDP24 | Whyalla H2 load_fixed | 2046 | SA | CSA | 98.55 | 98.55 | 11.25 | Fixed domestic
FZ2186_240531a | Progressive Change - Final | CDP24 | Whyalla H2 load_fixed | 2047 | SA | CSA | 98.55 | 98.55 | 11.25 | Fixed domestic
FZ2186_240531a | Progressive Change - Final | CDP24 | Whyalla H2 load_fixed | 2048 | SA | CSA | 98.82 | 98.82 | 11.25 | Fixed domestic
FZ2186_240531a | Progressive Change - Final | CDP24 | Whyalla H2 load_fixed | 2049 | SA | CSA | 98.55 | 98.55 | 11.25 | Fixed domestic
FZ2186_240531a | Progressive Change - Final | CDP24 | Whyalla H2 load_fixed | 2050 | SA | CSA | 98.55 | 98.55 | 11.25 | Fixed domestic
FZ2186_240531a | Progressive Change - Final | CDP24 | Whyalla H2 load_fixed | 2051 | SA | CSA | 98.55 | 98.55 | 11.25 | Fixed domestic
FZ2186_240531a | Progressive Change - Final | CDP24 | Whyalla H2 load_fixed | 2052 | SA | CSA | 98.82 | 98.82 | 11.25 | Fixed domestic
FZ2186_240531a | Progressive Change - Final | CDP24 | Whyalla H2 load_flex | 2025 | SA | CSA | 0 | 0 | 0 | Flexible domestic
FZ2186_240531a | Progressive Change - Final | CDP24 | Whyalla H2 load_flex | 2026 | SA | CSA | 344.5504 | 547.5 | 62.5 | Flexible domestic
FZ2186_240531a | Progressive Change - Final | CDP24 | Whyalla H2 load_flex | 2027 | SA | CSA | 1027.5222 | 1642.5 | 187.5 | Flexible domestic
FZ2186_240531a | Progressive Change - Final | CDP24 | Whyalla H2 load_flex | 2028 | SA | CSA | 1369.3318 | 2196 | 250 | Flexible domestic
FZ2186_240531a | Progressive Change - Final | CDP24 | Whyalla H2 load_flex | 2029 | SA | CSA | 1381.7932 | 2190 | 250 | Flexible domestic
FZ2186_240531a | Progressive Change - Final | CDP24 | Whyalla H2 load_flex | 2030 | SA | CSA | 1380.6196 | 2190 | 250 | Flexible domestic
FZ2186_240531a | Progressive Change - Final | CDP24 | Whyalla H2 load_flex | 2031 | SA | CSA | 1379.039 | 2190 | 250 | Flexible domestic
FZ2186_240531a | Progressive Change - Final | CDP24 | Whyalla H2 load_flex | 2032 | SA | CSA | 1304.129 | 2196 | 250 | Flexible domestic
FZ2186_240531a | Progressive Change - Final | CDP24 | Whyalla H2 load_flex | 2033 | SA | CSA | 1295.4086 | 2190 | 250 | Flexible domestic
FZ2186_240531a | Progressive Change - Final | CDP24 | Whyalla H2 load_flex | 2034 | SA | CSA | 1295.8946 | 2190 | 250 | Flexible domestic
FZ2186_240531a | Progressive Change - Final | CDP24 | Whyalla H2 load_flex | 2035 | SA | CSA | 1296.1512 | 2190 | 250 | Flexible domestic
FZ2186_240531a | Progressive Change - Final | CDP24 | Whyalla H2 load_flex | 2036 | SA | CSA | 1296.4087 | 2196 | 250 | Flexible domestic
FZ2186_240531a | Progressive Change - Final | CDP24 | Whyalla H2 load_flex | 2037 | SA | CSA | 1298.9976 | 2190 | 250 | Flexible domestic
FZ2186_240531a | Progressive Change - Final | CDP24 | Whyalla H2 load_flex | 2038 | SA | CSA | 1298.9976 | 2190 | 250 | Flexible domestic
FZ2186_240531a | Progressive Change - Final | CDP24 | Whyalla H2 load_flex | 2039 | SA | CSA | 1298.9976 | 2190 | 250 | Flexible domestic
FZ2186_240531a | Progressive Change - Final | CDP24 | Whyalla H2 load_flex | 2040 | SA | CSA | 1298.9976 | 2196 | 250 | Flexible domestic
FZ2186_240531a | Progressive Change - Final | CDP24 | Whyalla H2 load_flex | 2041 | SA | CSA | 1298.9976 | 2190 | 250 | Flexible domestic
FZ2186_240531a | Progressive Change - Final | CDP24 | Whyalla H2 load_flex | 2042 | SA | CSA | 1298.9976 | 2190 | 250 | Flexible domestic
FZ2186_240531a | Progressive Change - Final | CDP24 | Whyalla H2 load_flex | 2043 | SA | CSA | 1298.9976 | 2190 | 250 | Flexible domestic
FZ2186_240531a | Progressive Change - Final | CDP24 | Whyalla H2 load_flex | 2044 | SA | CSA | 1298.9976 | 2196 | 250 | Flexible domestic
FZ2186_240531a | Progressive Change - Final | CDP24 | Whyalla H2 load_flex | 2045 | SA | CSA | 1298.9976 | 2190 | 250 | Flexible domestic
FZ2186_240531a | Progressive Change - Final | CDP24 | Whyalla H2 load_flex | 2046 | SA | CSA | 1298.9976 | 2190 | 250 | Flexible domestic
FZ2186_240531a | Progressive Change - Final | CDP24 | Whyalla H2 load_flex | 2047 | SA | CSA | 1298.9976 | 2190 | 250 | Flexible domestic
FZ2186_240531a | Progressive Change - Final | CDP24 | Whyalla H2 load_flex | 2048 | SA | CSA | 1298.9976 | 2196 | 250 | Flexible domestic
FZ2186_240531a | Progressive Change - Final | CDP24 | Whyalla H2 load_flex | 2049 | SA | CSA | 1298.9976 | 2190 | 250 | Flexible domestic
FZ2186_240531a | Progressive Change - Final | CDP24 | Whyalla H2 load_flex | 2050 | SA | CSA | 1298.9976 | 2190 | 250 | Flexible domestic
FZ2186_240531a | Progressive Change - Final | CDP24 | Whyalla H2 load_flex | 2051 | SA | CSA | 1298.9976 | 2190 | 250 | Flexible domestic
FZ2186_240531a | Progressive Change - Final | CDP24 | Whyalla H2 load_flex | 2052 | SA | CSA | 1298.9976 | 2196 | 250 | Flexible domestic
FZ2186_240531a | Progressive Change - Final | CDP24 | H2 Domestic Fixed_SESA | 2025 | SA | SESA | 0.061378 | 0.061378 | 0.0070066 | Fixed domestic
FZ2186_240531a | Progressive Change - Final | CDP24 | H2 Domestic Fixed_SESA | 2026 | SA | SESA | 2.6667 | 2.6667 | 0.30441 | Fixed domestic
FZ2186_240531a | Progressive Change - Final | CDP24 | H2 Domestic Fixed_SESA | 2027 | SA | SESA | 7.7174 | 7.7174 | 0.88098 | Fixed domestic
FZ2186_240531a | Progressive Change - Final | CDP24 | H2 Domestic Fixed_SESA | 2028 | SA | SESA | 9.8546 | 9.8546 | 1.1219 | Fixed domestic
FZ2186_240531a | Progressive Change - Final | CDP24 | H2 Domestic Fixed_SESA | 2029 | SA | SESA | 10.7301 | 10.7301 | 1.2249 | Fixed domestic
FZ2186_240531a | Progressive Change - Final | CDP24 | H2 Domestic Fixed_SESA | 2030 | SA | SESA | 10.7301 | 10.7301 | 1.2249 | Fixed domestic
FZ2186_240531a | Progressive Change - Final | CDP24 | H2 Domestic Fixed_SESA | 2031 | SA | SESA | 10.7301 | 10.7301 | 1.2249 | Fixed domestic
FZ2186_240531a | Progressive Change - Final | CDP24 | H2 Domestic Fixed_SESA | 2032 | SA | SESA | 10.7595 | 10.7595 | 1.2249 | Fixed domestic
FZ2186_240531a | Progressive Change - Final | CDP24 | H2 Domestic Fixed_SESA | 2033 | SA | SESA | 13.2571 | 13.2571 | 1.5134 | Fixed domestic
FZ2186_240531a | Progressive Change - Final | CDP24 | H2 Domestic Fixed_SESA | 2034 | SA | SESA | 13.952 | 13.952 | 1.5927 | Fixed domestic
FZ2186_240531a | Progressive Change - Final | CDP24 | H2 Domestic Fixed_SESA | 2035 | SA | SESA | 15.1552 | 15.1552 | 1.73 | Fixed domestic
FZ2186_240531a | Progressive Change - Final | CDP24 | H2 Domestic Fixed_SESA | 2036 | SA | SESA | 16.268 | 16.268 | 1.852 | Fixed domestic
FZ2186_240531a | Progressive Change - Final | CDP24 | H2 Domestic Fixed_SESA | 2037 | SA | SESA | 16.2235 | 16.2235 | 1.852 | Fixed domestic
FZ2186_240531a | Progressive Change - Final | CDP24 | H2 Domestic Fixed_SESA | 2038 | SA | SESA | 18.4317 | 18.4317 | 2.1041 | Fixed domestic
FZ2186_240531a | Progressive Change - Final | CDP24 | H2 Domestic Fixed_SESA | 2039 | SA | SESA | 18.4317 | 18.4317 | 2.1041 | Fixed domestic
FZ2186_240531a | Progressive Change - Final | CDP24 | H2 Domestic Fixed_SESA | 2040 | SA | SESA | 18.4822 | 18.4822 | 2.1041 | Fixed domestic
FZ2186_240531a | Progressive Change - Final | CDP24 | H2 Domestic Fixed_SESA | 2041 | SA | SESA | 18.4317 | 18.4317 | 2.1041 | Fixed domestic
FZ2186_240531a | Progressive Change - Final | CDP24 | H2 Domestic Fixed_SESA | 2042 | SA | SESA | 18.4317 | 18.4317 | 2.1041 | Fixed domestic
FZ2186_240531a | Progressive Change - Final | CDP24 | H2 Domestic Fixed_SESA | 2043 | SA | SESA | 18.4317 | 18.4317 | 2.1041 | Fixed domestic
FZ2186_240531a | Progressive Change - Final | CDP24 | H2 Domestic Fixed_SESA | 2044 | SA | SESA | 24.5855 | 24.5855 | 2.7989 | Fixed domestic
FZ2186_240531a | Progressive Change - Final | CDP24 | H2 Domestic Fixed_SESA | 2045 | SA | SESA | 24.5183 | 24.5183 | 2.7989 | Fixed domestic
FZ2186_240531a | Progressive Change - Final | CDP24 | H2 Domestic Fixed_SESA | 2046 | SA | SESA | 24.5183 | 24.5183 | 2.7989 | Fixed domestic
FZ2186_240531a | Progressive Change - Final | CDP24 | H2 Domestic Fixed_SESA | 2047 | SA | SESA | 24.5183 | 24.5183 | 2.7989 | Fixed domestic
FZ2186_240531a | Progressive Change - Final | CDP24 | H2 Domestic Fixed_SESA | 2048 | SA | SESA | 24.5855 | 24.5855 | 2.7989 | Fixed domestic
FZ2186_240531a | Progressive Change - Final | CDP24 | H2 Domestic Fixed_SESA | 2049 | SA | SESA | 24.5183 | 24.5183 | 2.7989 | Fixed domestic
FZ2186_240531a | Progressive Change - Final | CDP24 | H2 Domestic Fixed_SESA | 2050 | SA | SESA | 38.2178 | 38.2178 | 4.3628 | Fixed domestic
FZ2186_240531a | Progressive Change - Final | CDP24 | H2 Domestic Fixed_SESA | 2051 | SA | SESA | 35.6125 | 35.6125 | 4.0654 | Fixed domestic
FZ2186_240531a | Progressive Change - Final | CDP24 | H2 Domestic Fixed_SESA | 2052 | SA | SESA | 38.3844 | 38.3844 | 4.3698 | Fixed domestic
FZ2186_240531a | Progressive Change - Final | CDP24 | H2 Domestic Flex_SESA | 2025 | SA | SESA | 1.1835 | 1.3639 | 0.1557 | Flexible domestic
FZ2186_240531a | Progressive Change - Final | CDP24 | H2 Domestic Flex_SESA | 2026 | SA | SESA | 51.3833 | 59.2594 | 6.7648 | Flexible domestic
FZ2186_240531a | Progressive Change - Final | CDP24 | H2 Domestic Flex_SESA | 2027 | SA | SESA | 146.4943 | 171.497 | 19.5773 | Flexible domestic
FZ2186_240531a | Progressive Change - Final | CDP24 | H2 Domestic Flex_SESA | 2028 | SA | SESA | 188.8144 | 218.9911 | 24.9307 | Flexible domestic
FZ2186_240531a | Progressive Change - Final | CDP24 | H2 Domestic Flex_SESA | 2029 | SA | SESA | 169.2015 | 238.4458 | 27.2198 | Flexible domestic
FZ2186_240531a | Progressive Change - Final | CDP24 | H2 Domestic Flex_SESA | 2030 | SA | SESA | 148.0694 | 238.4458 | 27.2198 | Flexible domestic
FZ2186_240531a | Progressive Change - Final | CDP24 | H2 Domestic Flex_SESA | 2031 | SA | SESA | 146.0958 | 238.4458 | 27.2198 | Flexible domestic
FZ2186_240531a | Progressive Change - Final | CDP24 | H2 Domestic Flex_SESA | 2032 | SA | SESA | 167.3429 | 239.0991 | 27.2198 | Flexible domestic
FZ2186_240531a | Progressive Change - Final | CDP24 | H2 Domestic Flex_SESA | 2033 | SA | SESA | 199.5319 | 294.6023 | 33.6304 | Flexible domestic
FZ2186_240531a | Progressive Change - Final | CDP24 | H2 Domestic Flex_SESA | 2034 | SA | SESA | 206.0828 | 310.0448 | 35.3932 | Flexible domestic
FZ2186_240531a | Progressive Change - Final | CDP24 | H2 Domestic Flex_SESA | 2035 | SA | SESA | 201.66 | 336.7813 | 38.4454 | Flexible domestic
FZ2186_240531a | Progressive Change - Final | CDP24 | H2 Domestic Flex_SESA | 2036 | SA | SESA | 197.2612 | 361.511 | 41.1556 | Flexible domestic
FZ2186_240531a | Progressive Change - Final | CDP24 | H2 Domestic Flex_SESA | 2037 | SA | SESA | 192.9695 | 360.5233 | 41.1556 | Flexible domestic
FZ2186_240531a | Progressive Change - Final | CDP24 | H2 Domestic Flex_SESA | 2038 | SA | SESA | 188.9449 | 409.594 | 46.7573 | Flexible domestic
FZ2186_240531a | Progressive Change - Final | CDP24 | H2 Domestic Flex_SESA | 2039 | SA | SESA | 184.9592 | 409.594 | 46.7573 | Flexible domestic
FZ2186_240531a | Progressive Change - Final | CDP24 | H2 Domestic Flex_SESA | 2040 | SA | SESA | 181.0498 | 410.7162 | 46.7573 | Flexible domestic
FZ2186_240531a | Progressive Change - Final | CDP24 | H2 Domestic Flex_SESA | 2041 | SA | SESA | 179.2508 | 409.594 | 46.7573 | Flexible domestic
FZ2186_240531a | Progressive Change - Final | CDP24 | H2 Domestic Flex_SESA | 2042 | SA | SESA | 179.4237 | 409.594 | 46.7573 | Flexible domestic
FZ2186_240531a | Progressive Change - Final | CDP24 | H2 Domestic Flex_SESA | 2043 | SA | SESA | 222.1558 | 409.594 | 46.7573 | Flexible domestic
FZ2186_240531a | Progressive Change - Final | CDP24 | H2 Domestic Flex_SESA | 2044 | SA | SESA | 223.2297 | 546.3436 | 62.1976 | Flexible domestic
FZ2186_240531a | Progressive Change - Final | CDP24 | H2 Domestic Flex_SESA | 2045 | SA | SESA | 224.4286 | 544.8509 | 62.1976 | Flexible domestic
FZ2186_240531a | Progressive Change - Final | CDP24 | H2 Domestic Flex_SESA | 2046 | SA | SESA | 238.1929 | 544.8509 | 62.1976 | Flexible domestic
FZ2186_240531a | Progressive Change - Final | CDP24 | H2 Domestic Flex_SESA | 2047 | SA | SESA | 237.464 | 544.8509 | 62.1976 | Flexible domestic
FZ2186_240531a | Progressive Change - Final | CDP24 | H2 Domestic Flex_SESA | 2048 | SA | SESA | 238.0114 | 546.3436 | 62.1976 | Flexible domestic
FZ2186_240531a | Progressive Change - Final | CDP24 | H2 Domestic Flex_SESA | 2049 | SA | SESA | 262.6572 | 544.8509 | 62.1976 | Flexible domestic
FZ2186_240531a | Progressive Change - Final | CDP24 | H2 Domestic Flex_SESA | 2050 | SA | SESA | 320.6611 | 849.2843 | 96.9503 | Flexible domestic
FZ2186_240531a | Progressive Change - Final | CDP24 | H2 Domestic Flex_SESA | 2051 | SA | SESA | 321.0201 | 791.3889 | 90.3412 | Flexible domestic
FZ2186_240531a | Progressive Change - Final | CDP24 | H2 Domestic Flex_SESA | 2052 | SA | SESA | 320.5845 | 852.9872 | 97.1069 | Flexible domestic
FZ2186_240531a | Progressive Change - Final | CDP24 | H2 Domestic Fixed_TAS | 2025 | TAS | TAS | 0 | 0 | 0 | Fixed domestic
FZ2186_240531a | Progressive Change - Final | CDP24 | H2 Domestic Fixed_TAS | 2026 | TAS | TAS | 0 | 0 | 0 | Fixed domestic
FZ2186_240531a | Progressive Change - Final | CDP24 | H2 Domestic Fixed_TAS | 2027 | TAS | TAS | 0 | 0 | 0 | Fixed domestic
FZ2186_240531a | Progressive Change - Final | CDP24 | H2 Domestic Fixed_TAS | 2028 | TAS | TAS | 0 | 0 | 0 | Fixed domestic
FZ2186_240531a | Progressive Change - Final | CDP24 | H2 Domestic Fixed_TAS | 2029 | TAS | TAS | 0.30059 | 0.30059 | 0.034314 | Fixed domestic
FZ2186_240531a | Progressive Change - Final | CDP24 | H2 Domestic Fixed_TAS | 2030 | TAS | TAS | 1.2354 | 1.2354 | 0.14103 | Fixed domestic
FZ2186_240531a | Progressive Change - Final | CDP24 | H2 Domestic Fixed_TAS | 2031 | TAS | TAS | 2.5762 | 2.5762 | 0.29408 | Fixed domestic
FZ2186_240531a | Progressive Change - Final | CDP24 | H2 Domestic Fixed_TAS | 2032 | TAS | TAS | 3.3595 | 3.3595 | 0.38245 | Fixed domestic
FZ2186_240531a | Progressive Change - Final | CDP24 | H2 Domestic Fixed_TAS | 2033 | TAS | TAS | 4.7729 | 4.7729 | 0.54485 | Fixed domestic
FZ2186_240531a | Progressive Change - Final | CDP24 | H2 Domestic Fixed_TAS | 2034 | TAS | TAS | 4.7729 | 4.7729 | 0.54485 | Fixed domestic
FZ2186_240531a | Progressive Change - Final | CDP24 | H2 Domestic Fixed_TAS | 2035 | TAS | TAS | 4.9175 | 4.9175 | 0.56136 | Fixed domestic
FZ2186_240531a | Progressive Change - Final | CDP24 | H2 Domestic Fixed_TAS | 2036 | TAS | TAS | 5.8898 | 5.8898 | 0.67051 | Fixed domestic
FZ2186_240531a | Progressive Change - Final | CDP24 | H2 Domestic Fixed_TAS | 2037 | TAS | TAS | 5.8737 | 5.8737 | 0.67051 | Fixed domestic
FZ2186_240531a | Progressive Change - Final | CDP24 | H2 Domestic Fixed_TAS | 2038 | TAS | TAS | 9.7586 | 9.7586 | 1.114 | Fixed domestic
FZ2186_240531a | Progressive Change - Final | CDP24 | H2 Domestic Fixed_TAS | 2039 | TAS | TAS | 9.7586 | 9.7586 | 1.114 | Fixed domestic
FZ2186_240531a | Progressive Change - Final | CDP24 | H2 Domestic Fixed_TAS | 2040 | TAS | TAS | 9.7853 | 9.7853 | 1.114 | Fixed domestic
FZ2186_240531a | Progressive Change - Final | CDP24 | H2 Domestic Fixed_TAS | 2041 | TAS | TAS | 14.0639 | 14.0639 | 1.6055 | Fixed domestic
FZ2186_240531a | Progressive Change - Final | CDP24 | H2 Domestic Fixed_TAS | 2042 | TAS | TAS | 14.0639 | 14.0639 | 1.6055 | Fixed domestic
FZ2186_240531a | Progressive Change - Final | CDP24 | H2 Domestic Fixed_TAS | 2043 | TAS | TAS | 14.0639 | 14.0639 | 1.6055 | Fixed domestic
FZ2186_240531a | Progressive Change - Final | CDP24 | H2 Domestic Fixed_TAS | 2044 | TAS | TAS | 14.1025 | 14.1025 | 1.6055 | Fixed domestic
FZ2186_240531a | Progressive Change - Final | CDP24 | H2 Domestic Fixed_TAS | 2045 | TAS | TAS | 14.0639 | 14.0639 | 1.6055 | Fixed domestic
FZ2186_240531a | Progressive Change - Final | CDP24 | H2 Domestic Fixed_TAS | 2046 | TAS | TAS | 14.0639 | 14.0639 | 1.6055 | Fixed domestic
FZ2186_240531a | Progressive Change - Final | CDP24 | H2 Domestic Fixed_TAS | 2047 | TAS | TAS | 15.9975 | 15.9975 | 1.8262 | Fixed domestic
FZ2186_240531a | Progressive Change - Final | CDP24 | H2 Domestic Fixed_TAS | 2048 | TAS | TAS | 16.0413 | 16.0413 | 1.8262 | Fixed domestic
FZ2186_240531a | Progressive Change - Final | CDP24 | H2 Domestic Fixed_TAS | 2049 | TAS | TAS | 15.9975 | 15.9975 | 1.8262 | Fixed domestic
FZ2186_240531a | Progressive Change - Final | CDP24 | H2 Domestic Fixed_TAS | 2050 | TAS | TAS | 16.1036 | 16.1036 | 1.8383 | Fixed domestic
FZ2186_240531a | Progressive Change - Final | CDP24 | H2 Domestic Fixed_TAS | 2051 | TAS | TAS | 16.1036 | 16.1036 | 1.8383 | Fixed domestic
FZ2186_240531a | Progressive Change - Final | CDP24 | H2 Domestic Fixed_TAS | 2052 | TAS | TAS | 16.1788 | 16.1788 | 1.8419 | Fixed domestic
FZ2186_240531a | Progressive Change - Final | CDP24 | H2 Domestic Flex_TAS | 2025 | TAS | TAS | 0 | 0 | 0 | Flexible domestic
FZ2186_240531a | Progressive Change - Final | CDP24 | H2 Domestic Flex_TAS | 2026 | TAS | TAS | 0 | 0 | 0 | Flexible domestic
FZ2186_240531a | Progressive Change - Final | CDP24 | H2 Domestic Flex_TAS | 2027 | TAS | TAS | 0 | 0 | 0 | Flexible domestic
FZ2186_240531a | Progressive Change - Final | CDP24 | H2 Domestic Flex_TAS | 2028 | TAS | TAS | 0 | 0 | 0 | Flexible domestic
FZ2186_240531a | Progressive Change - Final | CDP24 | H2 Domestic Flex_TAS | 2029 | TAS | TAS | 5.7721 | 6.6798 | 0.76253 | Flexible domestic
FZ2186_240531a | Progressive Change - Final | CDP24 | H2 Domestic Flex_TAS | 2030 | TAS | TAS | 24.2692 | 27.4534 | 3.134 | Flexible domestic
FZ2186_240531a | Progressive Change - Final | CDP24 | H2 Domestic Flex_TAS | 2031 | TAS | TAS | 50.4074 | 57.2484 | 6.5352 | Flexible domestic
FZ2186_240531a | Progressive Change - Final | CDP24 | H2 Domestic Flex_TAS | 2032 | TAS | TAS | 66.0847 | 74.6547 | 8.4989 | Flexible domestic
FZ2186_240531a | Progressive Change - Final | CDP24 | H2 Domestic Flex_TAS | 2033 | TAS | TAS | 95.2936 | 106.0648 | 12.1079 | Flexible domestic
FZ2186_240531a | Progressive Change - Final | CDP24 | H2 Domestic Flex_TAS | 2034 | TAS | TAS | 93.8191 | 106.0648 | 12.1079 | Flexible domestic
FZ2186_240531a | Progressive Change - Final | CDP24 | H2 Domestic Flex_TAS | 2035 | TAS | TAS | 98.1518 | 109.2787 | 12.4747 | Flexible domestic
FZ2186_240531a | Progressive Change - Final | CDP24 | H2 Domestic Flex_TAS | 2036 | TAS | TAS | 99.4811 | 130.8837 | 14.9002 | Flexible domestic
FZ2186_240531a | Progressive Change - Final | CDP24 | H2 Domestic Flex_TAS | 2037 | TAS | TAS | 97.2629 | 130.5261 | 14.9002 | Flexible domestic
FZ2186_240531a | Progressive Change - Final | CDP24 | H2 Domestic Flex_TAS | 2038 | TAS | TAS | 174.1542 | 216.8567 | 24.7553 | Flexible domestic
FZ2186_240531a | Progressive Change - Final | CDP24 | H2 Domestic Flex_TAS | 2039 | TAS | TAS | 170.2738 | 216.8567 | 24.7553 | Flexible domestic
FZ2186_240531a | Progressive Change - Final | CDP24 | H2 Domestic Flex_TAS | 2040 | TAS | TAS | 167.28 | 217.4508 | 24.7553 | Flexible domestic
FZ2186_240531a | Progressive Change - Final | CDP24 | H2 Domestic Flex_TAS | 2041 | TAS | TAS | 165.4189 | 312.5319 | 35.6772 | Flexible domestic
FZ2186_240531a | Progressive Change - Final | CDP24 | H2 Domestic Flex_TAS | 2042 | TAS | TAS | 169.1686 | 312.5319 | 35.6772 | Flexible domestic
FZ2186_240531a | Progressive Change - Final | CDP24 | H2 Domestic Flex_TAS | 2043 | TAS | TAS | 170.1358 | 312.5319 | 35.6772 | Flexible domestic
FZ2186_240531a | Progressive Change - Final | CDP24 | H2 Domestic Flex_TAS | 2044 | TAS | TAS | 173.9124 | 313.3881 | 35.6772 | Flexible domestic
FZ2186_240531a | Progressive Change - Final | CDP24 | H2 Domestic Flex_TAS | 2045 | TAS | TAS | 175.0212 | 312.5319 | 35.6772 | Flexible domestic
FZ2186_240531a | Progressive Change - Final | CDP24 | H2 Domestic Flex_TAS | 2046 | TAS | TAS | 175.0212 | 312.5319 | 35.6772 | Flexible domestic
FZ2186_240531a | Progressive Change - Final | CDP24 | H2 Domestic Flex_TAS | 2047 | TAS | TAS | 175.0212 | 355.5001 | 40.5822 | Flexible domestic
FZ2186_240531a | Progressive Change - Final | CDP24 | H2 Domestic Flex_TAS | 2048 | TAS | TAS | 175.0212 | 356.4741 | 40.5822 | Flexible domestic
FZ2186_240531a | Progressive Change - Final | CDP24 | H2 Domestic Flex_TAS | 2049 | TAS | TAS | 175.0212 | 355.5001 | 40.5822 | Flexible domestic
FZ2186_240531a | Progressive Change - Final | CDP24 | H2 Domestic Flex_TAS | 2050 | TAS | TAS | 175.0212 | 357.8573 | 40.8513 | Flexible domestic
FZ2186_240531a | Progressive Change - Final | CDP24 | H2 Domestic Flex_TAS | 2051 | TAS | TAS | 175.0212 | 357.8573 | 40.8513 | Flexible domestic
FZ2186_240531a | Progressive Change - Final | CDP24 | H2 Domestic Flex_TAS | 2052 | TAS | TAS | 175.0212 | 359.53 | 40.9301 | Flexible domestic
FZ2186_240531a | Progressive Change - Final | CDP24 | H2 Domestic Fixed_VIC | 2025 | VIC | VIC | 2.5574 | 2.5574 | 0.29194 | Fixed domestic
FZ2186_240531a | Progressive Change - Final | CDP24 | H2 Domestic Fixed_VIC | 2026 | VIC | VIC | 4.0307 | 4.0307 | 0.46013 | Fixed domestic
FZ2186_240531a | Progressive Change - Final | CDP24 | H2 Domestic Fixed_VIC | 2027 | VIC | VIC | 4.0307 | 4.0307 | 0.46013 | Fixed domestic
FZ2186_240531a | Progressive Change - Final | CDP24 | H2 Domestic Fixed_VIC | 2028 | VIC | VIC | 4.0418 | 4.0418 | 0.46013 | Fixed domestic
FZ2186_240531a | Progressive Change - Final | CDP24 | H2 Domestic Fixed_VIC | 2029 | VIC | VIC | 50.4395 | 50.4395 | 5.7579 | Fixed domestic
FZ2186_240531a | Progressive Change - Final | CDP24 | H2 Domestic Fixed_VIC | 2030 | VIC | VIC | 139.1119 | 139.1119 | 15.8804 | Fixed domestic
FZ2186_240531a | Progressive Change - Final | CDP24 | H2 Domestic Fixed_VIC | 2031 | VIC | VIC | 139.1119 | 139.1119 | 15.8804 | Fixed domestic
FZ2186_240531a | Progressive Change - Final | CDP24 | H2 Domestic Fixed_VIC | 2032 | VIC | VIC | 204.8376 | 204.8376 | 23.3194 | Fixed domestic
FZ2186_240531a | Progressive Change - Final | CDP24 | H2 Domestic Fixed_VIC | 2033 | VIC | VIC | 420.9245 | 420.9245 | 48.0507 | Fixed domestic
FZ2186_240531a | Progressive Change - Final | CDP24 | H2 Domestic Fixed_VIC | 2034 | VIC | VIC | 420.9245 | 420.9245 | 48.0507 | Fixed domestic
FZ2186_240531a | Progressive Change - Final | CDP24 | H2 Domestic Fixed_VIC | 2035 | VIC | VIC | 489.2586 | 489.2586 | 55.8514 | Fixed domestic
FZ2186_240531a | Progressive Change - Final | CDP24 | H2 Domestic Fixed_VIC | 2036 | VIC | VIC | 549.27 | 549.27 | 62.5307 | Fixed domestic
FZ2186_240531a | Progressive Change - Final | CDP24 | H2 Domestic Fixed_VIC | 2037 | VIC | VIC | 547.7692 | 547.7692 | 62.5307 | Fixed domestic
FZ2186_240531a | Progressive Change - Final | CDP24 | H2 Domestic Fixed_VIC | 2038 | VIC | VIC | 576.3117 | 576.3117 | 65.789 | Fixed domestic
FZ2186_240531a | Progressive Change - Final | CDP24 | H2 Domestic Fixed_VIC | 2039 | VIC | VIC | 576.3117 | 576.3117 | 65.789 | Fixed domestic
FZ2186_240531a | Progressive Change - Final | CDP24 | H2 Domestic Fixed_VIC | 2040 | VIC | VIC | 577.8906 | 577.8906 | 65.789 | Fixed domestic
FZ2186_240531a | Progressive Change - Final | CDP24 | H2 Domestic Fixed_VIC | 2041 | VIC | VIC | 576.3117 | 576.3117 | 65.789 | Fixed domestic
FZ2186_240531a | Progressive Change - Final | CDP24 | H2 Domestic Fixed_VIC | 2042 | VIC | VIC | 576.3117 | 576.3117 | 65.789 | Fixed domestic
FZ2186_240531a | Progressive Change - Final | CDP24 | H2 Domestic Fixed_VIC | 2043 | VIC | VIC | 576.3117 | 576.3117 | 65.789 | Fixed domestic
FZ2186_240531a | Progressive Change - Final | CDP24 | H2 Domestic Fixed_VIC | 2044 | VIC | VIC | 598.902 | 598.902 | 68.181 | Fixed domestic
FZ2186_240531a | Progressive Change - Final | CDP24 | H2 Domestic Fixed_VIC | 2045 | VIC | VIC | 597.2657 | 597.2657 | 68.181 | Fixed domestic
FZ2186_240531a | Progressive Change - Final | CDP24 | H2 Domestic Fixed_VIC | 2046 | VIC | VIC | 597.2657 | 597.2657 | 68.181 | Fixed domestic
FZ2186_240531a | Progressive Change - Final | CDP24 | H2 Domestic Fixed_VIC | 2047 | VIC | VIC | 678.099 | 678.099 | 77.4086 | Fixed domestic
FZ2186_240531a | Progressive Change - Final | CDP24 | H2 Domestic Fixed_VIC | 2048 | VIC | VIC | 679.9568 | 679.9568 | 77.4086 | Fixed domestic
FZ2186_240531a | Progressive Change - Final | CDP24 | H2 Domestic Fixed_VIC | 2049 | VIC | VIC | 678.099 | 678.099 | 77.4086 | Fixed domestic
FZ2186_240531a | Progressive Change - Final | CDP24 | H2 Domestic Fixed_VIC | 2050 | VIC | VIC | 826.558 | 826.558 | 94.3559 | Fixed domestic
FZ2186_240531a | Progressive Change - Final | CDP24 | H2 Domestic Fixed_VIC | 2051 | VIC | VIC | 825.0847 | 825.0847 | 94.1877 | Fixed domestic
FZ2186_240531a | Progressive Change - Final | CDP24 | H2 Domestic Fixed_VIC | 2052 | VIC | VIC | 867.8842 | 867.8842 | 98.8028 | Fixed domestic
FZ2186_240531a | Progressive Change - Final | CDP24 | H2 Domestic Flex_VIC | 2025 | VIC | VIC | 49.3127 | 56.8302 | 6.4875 | Flexible domestic
FZ2186_240531a | Progressive Change - Final | CDP24 | H2 Domestic Flex_VIC | 2026 | VIC | VIC | 77.6668 | 89.5717 | 10.2251 | Flexible domestic
FZ2186_240531a | Progressive Change - Final | CDP24 | H2 Domestic Flex_VIC | 2027 | VIC | VIC | 75.935 | 89.5717 | 10.2251 | Flexible domestic
FZ2186_240531a | Progressive Change - Final | CDP24 | H2 Domestic Flex_VIC | 2028 | VIC | VIC | 74.2418 | 89.8171 | 10.2251 | Flexible domestic
FZ2186_240531a | Progressive Change - Final | CDP24 | H2 Domestic Flex_VIC | 2029 | VIC | VIC | 681.7364 | 1120.8784 | 127.9542 | Flexible domestic
FZ2186_240531a | Progressive Change - Final | CDP24 | H2 Domestic Flex_VIC | 2030 | VIC | VIC | 1845.7348 | 3091.376 | 352.8968 | Flexible domestic
FZ2186_240531a | Progressive Change - Final | CDP24 | H2 Domestic Flex_VIC | 2031 | VIC | VIC | 2721.9649 | 3091.376 | 352.8968 | Flexible domestic
FZ2186_240531a | Progressive Change - Final | CDP24 | H2 Domestic Flex_VIC | 2032 | VIC | VIC | 4029.4051 | 4551.9473 | 518.2089 | Flexible domestic
FZ2186_240531a | Progressive Change - Final | CDP24 | H2 Domestic Flex_VIC | 2033 | VIC | VIC | 7023.9977 | 9353.878 | 1067.7943 | Flexible domestic
FZ2186_240531a | Progressive Change - Final | CDP24 | H2 Domestic Flex_VIC | 2034 | VIC | VIC | 6901.8071 | 9353.878 | 1067.7943 | Flexible domestic
FZ2186_240531a | Progressive Change - Final | CDP24 | H2 Domestic Flex_VIC | 2035 | VIC | VIC | 6908.0233 | 10872.4124 | 1241.143 | Flexible domestic
FZ2186_240531a | Progressive Change - Final | CDP24 | H2 Domestic Flex_VIC | 2036 | VIC | VIC | 6792.8172 | 12205.999 | 1389.5718 | Flexible domestic
FZ2186_240531a | Progressive Change - Final | CDP24 | H2 Domestic Flex_VIC | 2037 | VIC | VIC | 6641.3517 | 12172.6493 | 1389.5718 | Flexible domestic
FZ2186_240531a | Progressive Change - Final | CDP24 | H2 Domestic Flex_VIC | 2038 | VIC | VIC | 6623.0247 | 12806.9266 | 1461.9779 | Flexible domestic
FZ2186_240531a | Progressive Change - Final | CDP24 | H2 Domestic Flex_VIC | 2039 | VIC | VIC | 6516.1324 | 12806.9266 | 1461.9779 | Flexible domestic
FZ2186_240531a | Progressive Change - Final | CDP24 | H2 Domestic Flex_VIC | 2040 | VIC | VIC | 6406.7199 | 12842.0141 | 1461.9779 | Flexible domestic
FZ2186_240531a | Progressive Change - Final | CDP24 | H2 Domestic Flex_VIC | 2041 | VIC | VIC | 6334.4864 | 12806.9266 | 1461.9779 | Flexible domestic
FZ2186_240531a | Progressive Change - Final | CDP24 | H2 Domestic Flex_VIC | 2042 | VIC | VIC | 6347.9135 | 12806.9266 | 1461.9779 | Flexible domestic
FZ2186_240531a | Progressive Change - Final | CDP24 | H2 Domestic Flex_VIC | 2043 | VIC | VIC | 6409.0816 | 12806.9266 | 1461.9779 | Flexible domestic
FZ2186_240531a | Progressive Change - Final | CDP24 | H2 Domestic Flex_VIC | 2044 | VIC | VIC | 6453.7612 | 13308.9333 | 1515.1336 | Flexible domestic
FZ2186_240531a | Progressive Change - Final | CDP24 | H2 Domestic Flex_VIC | 2045 | VIC | VIC | 6488.4471 | 13272.5701 | 1515.1336 | Flexible domestic
FZ2186_240531a | Progressive Change - Final | CDP24 | H2 Domestic Flex_VIC | 2046 | VIC | VIC | 6529.3694 | 13272.5701 | 1515.1336 | Flexible domestic
FZ2186_240531a | Progressive Change - Final | CDP24 | H2 Domestic Flex_VIC | 2047 | VIC | VIC | 6529.3694 | 15068.8668 | 1720.1903 | Flexible domestic
FZ2186_240531a | Progressive Change - Final | CDP24 | H2 Domestic Flex_VIC | 2048 | VIC | VIC | 6614.7091 | 15110.1514 | 1720.1903 | Flexible domestic
FZ2186_240531a | Progressive Change - Final | CDP24 | H2 Domestic Flex_VIC | 2049 | VIC | VIC | 6614.7091 | 15068.8668 | 1720.1903 | Flexible domestic
FZ2186_240531a | Progressive Change - Final | CDP24 | H2 Domestic Flex_VIC | 2050 | VIC | VIC | 7316.4323 | 18367.9563 | 2096.7987 | Flexible domestic
FZ2186_240531a | Progressive Change - Final | CDP24 | H2 Domestic Flex_VIC | 2051 | VIC | VIC | 7316.4323 | 18335.2149 | 2093.0611 | Flexible domestic
FZ2186_240531a | Progressive Change - Final | CDP24 | H2 Domestic Flex_VIC | 2052 | VIC | VIC | 7316.4323 | 19286.3149 | 2195.6187 | Flexible domestic
FZ2184_240531a | Progressive Change - Final | CDP25 | H2 Domestic Fixed_SNSW | 2025 | NSW | SNSW | 1.3276 | 1.3276 | 0.15156 | Fixed domestic
FZ2184_240531a | Progressive Change - Final | CDP25 | H2 Domestic Fixed_SNSW | 2026 | NSW | SNSW | 3.1853 | 3.1853 | 0.36362 | Fixed domestic
FZ2184_240531a | Progressive Change - Final | CDP25 | H2 Domestic Fixed_SNSW | 2027 | NSW | SNSW | 6.3084 | 6.3084 | 0.72014 | Fixed domestic
FZ2184_240531a | Progressive Change - Final | CDP25 | H2 Domestic Fixed_SNSW | 2028 | NSW | SNSW | 10.9957 | 10.9957 | 1.2518 | Fixed domestic
FZ2184_240531a | Progressive Change - Final | CDP25 | H2 Domestic Fixed_SNSW | 2029 | NSW | SNSW | 27.192 | 27.192 | 3.1041 | Fixed domestic
FZ2184_240531a | Progressive Change - Final | CDP25 | H2 Domestic Fixed_SNSW | 2030 | NSW | SNSW | 27.192 | 27.192 | 3.1041 | Fixed domestic
FZ2184_240531a | Progressive Change - Final | CDP25 | H2 Domestic Fixed_SNSW | 2031 | NSW | SNSW | 27.192 | 27.192 | 3.1041 | Fixed domestic
FZ2184_240531a | Progressive Change - Final | CDP25 | H2 Domestic Fixed_SNSW | 2032 | NSW | SNSW | 27.2665 | 27.2665 | 3.1041 | Fixed domestic
FZ2184_240531a | Progressive Change - Final | CDP25 | H2 Domestic Fixed_SNSW | 2033 | NSW | SNSW | 27.192 | 27.192 | 3.1041 | Fixed domestic
FZ2184_240531a | Progressive Change - Final | CDP25 | H2 Domestic Fixed_SNSW | 2034 | NSW | SNSW | 27.6335 | 27.6335 | 3.1545 | Fixed domestic
FZ2184_240531a | Progressive Change - Final | CDP25 | H2 Domestic Fixed_SNSW | 2035 | NSW | SNSW | 27.6335 | 27.6335 | 3.1545 | Fixed domestic
FZ2184_240531a | Progressive Change - Final | CDP25 | H2 Domestic Fixed_SNSW | 2036 | NSW | SNSW | 38.1133 | 38.1133 | 4.3389 | Fixed domestic
FZ2184_240531a | Progressive Change - Final | CDP25 | H2 Domestic Fixed_SNSW | 2037 | NSW | SNSW | 38.0092 | 38.0092 | 4.3389 | Fixed domestic
FZ2184_240531a | Progressive Change - Final | CDP25 | H2 Domestic Fixed_SNSW | 2038 | NSW | SNSW | 40.1835 | 40.1835 | 4.5872 | Fixed domestic
FZ2184_240531a | Progressive Change - Final | CDP25 | H2 Domestic Fixed_SNSW | 2039 | NSW | SNSW | 40.1835 | 40.1835 | 4.5872 | Fixed domestic
FZ2184_240531a | Progressive Change - Final | CDP25 | H2 Domestic Fixed_SNSW | 2040 | NSW | SNSW | 40.2935 | 40.2935 | 4.5872 | Fixed domestic
FZ2184_240531a | Progressive Change - Final | CDP25 | H2 Domestic Fixed_SNSW | 2041 | NSW | SNSW | 40.1835 | 40.1835 | 4.5872 | Fixed domestic
FZ2184_240531a | Progressive Change - Final | CDP25 | H2 Domestic Fixed_SNSW | 2042 | NSW | SNSW | 40.1835 | 40.1835 | 4.5872 | Fixed domestic
FZ2184_240531a | Progressive Change - Final | CDP25 | H2 Domestic Fixed_SNSW | 2043 | NSW | SNSW | 40.1835 | 40.1835 | 4.5872 | Fixed domestic
FZ2184_240531a | Progressive Change - Final | CDP25 | H2 Domestic Fixed_SNSW | 2044 | NSW | SNSW | 54.9452 | 54.9452 | 6.2551 | Fixed domestic
FZ2184_240531a | Progressive Change - Final | CDP25 | H2 Domestic Fixed_SNSW | 2045 | NSW | SNSW | 54.7951 | 54.7951 | 6.2551 | Fixed domestic
FZ2184_240531a | Progressive Change - Final | CDP25 | H2 Domestic Fixed_SNSW | 2046 | NSW | SNSW | 55.31 | 55.31 | 6.3139 | Fixed domestic
FZ2184_240531a | Progressive Change - Final | CDP25 | H2 Domestic Fixed_SNSW | 2047 | NSW | SNSW | 55.736 | 55.736 | 6.3626 | Fixed domestic
FZ2184_240531a | Progressive Change - Final | CDP25 | H2 Domestic Fixed_SNSW | 2048 | NSW | SNSW | 55.8887 | 55.8887 | 6.3626 | Fixed domestic
FZ2184_240531a | Progressive Change - Final | CDP25 | H2 Domestic Fixed_SNSW | 2049 | NSW | SNSW | 107.1346 | 107.1346 | 12.23 | Fixed domestic
FZ2184_240531a | Progressive Change - Final | CDP25 | H2 Domestic Fixed_SNSW | 2050 | NSW | SNSW | 206.5924 | 206.5924 | 23.5836 | Fixed domestic
FZ2184_240531a | Progressive Change - Final | CDP25 | H2 Domestic Fixed_SNSW | 2051 | NSW | SNSW | 208.9276 | 208.9276 | 23.8502 | Fixed domestic
FZ2184_240531a | Progressive Change - Final | CDP25 | H2 Domestic Fixed_SNSW | 2052 | NSW | SNSW | 206.3684 | 206.3684 | 23.4937 | Fixed domestic
FZ2184_240531a | Progressive Change - Final | CDP25 | H2 Domestic Flex_SNSW | 2025 | NSW | SNSW | 25.6001 | 29.5027 | 3.3679 | Flexible domestic
FZ2184_240531a | Progressive Change - Final | CDP25 | H2 Domestic Flex_SNSW | 2026 | NSW | SNSW | 61.376 | 70.7839 | 8.0803 | Flexible domestic
FZ2184_240531a | Progressive Change - Final | CDP25 | H2 Domestic Flex_SNSW | 2027 | NSW | SNSW | 120.043 | 140.1867 | 16.003 | Flexible domestic
FZ2184_240531a | Progressive Change - Final | CDP25 | H2 Domestic Flex_SNSW | 2028 | NSW | SNSW | 210.6775 | 244.3483 | 27.8174 | Flexible domestic
FZ2184_240531a | Progressive Change - Final | CDP25 | H2 Domestic Flex_SNSW | 2029 | NSW | SNSW | 349.4215 | 604.2666 | 68.9802 | Flexible domestic
FZ2184_240531a | Progressive Change - Final | CDP25 | H2 Domestic Flex_SNSW | 2030 | NSW | SNSW | 534.1801 | 604.2666 | 68.9802 | Flexible domestic
FZ2184_240531a | Progressive Change - Final | CDP25 | H2 Domestic Flex_SNSW | 2031 | NSW | SNSW | 492.3807 | 604.2666 | 68.9802 | Flexible domestic
FZ2184_240531a | Progressive Change - Final | CDP25 | H2 Domestic Flex_SNSW | 2032 | NSW | SNSW | 476.0745 | 605.9221 | 68.9802 | Flexible domestic
FZ2184_240531a | Progressive Change - Final | CDP25 | H2 Domestic Flex_SNSW | 2033 | NSW | SNSW | 481.2264 | 604.2666 | 68.9802 | Flexible domestic
FZ2184_240531a | Progressive Change - Final | CDP25 | H2 Domestic Flex_SNSW | 2034 | NSW | SNSW | 552.3411 | 614.0776 | 70.1002 | Flexible domestic
FZ2184_240531a | Progressive Change - Final | CDP25 | H2 Domestic Flex_SNSW | 2035 | NSW | SNSW | 545.5686 | 614.0776 | 70.1002 | Flexible domestic
FZ2184_240531a | Progressive Change - Final | CDP25 | H2 Domestic Flex_SNSW | 2036 | NSW | SNSW | 533.4557 | 846.9629 | 96.4211 | Flexible domestic
FZ2184_240531a | Progressive Change - Final | CDP25 | H2 Domestic Flex_SNSW | 2037 | NSW | SNSW | 521.5747 | 844.6488 | 96.4211 | Flexible domestic
FZ2184_240531a | Progressive Change - Final | CDP25 | H2 Domestic Flex_SNSW | 2038 | NSW | SNSW | 513.1739 | 892.9657 | 101.9367 | Flexible domestic
FZ2184_240531a | Progressive Change - Final | CDP25 | H2 Domestic Flex_SNSW | 2039 | NSW | SNSW | 505.0726 | 892.9657 | 101.9367 | Flexible domestic
FZ2184_240531a | Progressive Change - Final | CDP25 | H2 Domestic Flex_SNSW | 2040 | NSW | SNSW | 495.9991 | 895.4122 | 101.9367 | Flexible domestic
FZ2184_240531a | Progressive Change - Final | CDP25 | H2 Domestic Flex_SNSW | 2041 | NSW | SNSW | 490.409 | 892.9657 | 101.9367 | Flexible domestic
FZ2184_240531a | Progressive Change - Final | CDP25 | H2 Domestic Flex_SNSW | 2042 | NSW | SNSW | 493.7656 | 892.9657 | 101.9367 | Flexible domestic
FZ2184_240531a | Progressive Change - Final | CDP25 | H2 Domestic Flex_SNSW | 2043 | NSW | SNSW | 497.528 | 892.9657 | 101.9367 | Flexible domestic
FZ2184_240531a | Progressive Change - Final | CDP25 | H2 Domestic Flex_SNSW | 2044 | NSW | SNSW | 500.06 | 1221.0051 | 139.0033 | Flexible domestic
FZ2184_240531a | Progressive Change - Final | CDP25 | H2 Domestic Flex_SNSW | 2045 | NSW | SNSW | 501.0179 | 1217.6691 | 139.0033 | Flexible domestic
FZ2184_240531a | Progressive Change - Final | CDP25 | H2 Domestic Flex_SNSW | 2046 | NSW | SNSW | 502.8628 | 1229.1104 | 140.3094 | Flexible domestic
FZ2184_240531a | Progressive Change - Final | CDP25 | H2 Domestic Flex_SNSW | 2047 | NSW | SNSW | 503.9421 | 1238.5783 | 141.3902 | Flexible domestic
FZ2184_240531a | Progressive Change - Final | CDP25 | H2 Domestic Flex_SNSW | 2048 | NSW | SNSW | 837.0633 | 1241.9717 | 141.3902 | Flexible domestic
FZ2184_240531a | Progressive Change - Final | CDP25 | H2 Domestic Flex_SNSW | 2049 | NSW | SNSW | 1166.1951 | 2380.768 | 271.7772 | Flexible domestic
FZ2184_240531a | Progressive Change - Final | CDP25 | H2 Domestic Flex_SNSW | 2050 | NSW | SNSW | 1495.0574 | 4590.9422 | 524.0802 | Flexible domestic
FZ2184_240531a | Progressive Change - Final | CDP25 | H2 Domestic Flex_SNSW | 2051 | NSW | SNSW | 1496.3303 | 4642.8363 | 530.0041 | Flexible domestic
FZ2184_240531a | Progressive Change - Final | CDP25 | H2 Domestic Flex_SNSW | 2052 | NSW | SNSW | 1495.761 | 4585.9634 | 522.0814 | Flexible domestic
FZ2184_240531a | Progressive Change - Final | CDP25 | H2 Domestic Fixed_SNW | 2025 | NSW | SNW | 6.7088 | 6.7088 | 0.76584 | Fixed domestic
FZ2184_240531a | Progressive Change - Final | CDP25 | H2 Domestic Fixed_SNW | 2026 | NSW | SNW | 16.2535 | 16.2535 | 1.8554 | Fixed domestic
FZ2184_240531a | Progressive Change - Final | CDP25 | H2 Domestic Fixed_SNW | 2027 | NSW | SNW | 32.1809 | 32.1809 | 3.6736 | Fixed domestic
FZ2184_240531a | Progressive Change - Final | CDP25 | H2 Domestic Fixed_SNW | 2028 | NSW | SNW | 56.1933 | 56.1933 | 6.3972 | Fixed domestic
FZ2184_240531a | Progressive Change - Final | CDP25 | H2 Domestic Fixed_SNW | 2029 | NSW | SNW | 129.4112 | 129.4112 | 14.773 | Fixed domestic
FZ2184_240531a | Progressive Change - Final | CDP25 | H2 Domestic Fixed_SNW | 2030 | NSW | SNW | 129.4112 | 129.4112 | 14.773 | Fixed domestic
FZ2184_240531a | Progressive Change - Final | CDP25 | H2 Domestic Fixed_SNW | 2031 | NSW | SNW | 129.4112 | 129.4112 | 14.773 | Fixed domestic
FZ2184_240531a | Progressive Change - Final | CDP25 | H2 Domestic Fixed_SNW | 2032 | NSW | SNW | 129.7658 | 129.7658 | 14.773 | Fixed domestic
FZ2184_240531a | Progressive Change - Final | CDP25 | H2 Domestic Fixed_SNW | 2033 | NSW | SNW | 129.4112 | 129.4112 | 14.773 | Fixed domestic
FZ2184_240531a | Progressive Change - Final | CDP25 | H2 Domestic Fixed_SNW | 2034 | NSW | SNW | 145.2244 | 145.2244 | 16.5781 | Fixed domestic
FZ2184_240531a | Progressive Change - Final | CDP25 | H2 Domestic Fixed_SNW | 2035 | NSW | SNW | 146.2042 | 146.2042 | 16.69 | Fixed domestic
FZ2184_240531a | Progressive Change - Final | CDP25 | H2 Domestic Fixed_SNW | 2036 | NSW | SNW | 224.5534 | 224.5534 | 25.5639 | Fixed domestic
FZ2184_240531a | Progressive Change - Final | CDP25 | H2 Domestic Fixed_SNW | 2037 | NSW | SNW | 223.9399 | 223.9399 | 25.5639 | Fixed domestic
FZ2184_240531a | Progressive Change - Final | CDP25 | H2 Domestic Fixed_SNW | 2038 | NSW | SNW | 237.2413 | 237.2413 | 27.0823 | Fixed domestic
FZ2184_240531a | Progressive Change - Final | CDP25 | H2 Domestic Fixed_SNW | 2039 | NSW | SNW | 237.2413 | 237.2413 | 27.0823 | Fixed domestic
FZ2184_240531a | Progressive Change - Final | CDP25 | H2 Domestic Fixed_SNW | 2040 | NSW | SNW | 237.8913 | 237.8913 | 27.0823 | Fixed domestic
FZ2184_240531a | Progressive Change - Final | CDP25 | H2 Domestic Fixed_SNW | 2041 | NSW | SNW | 237.2413 | 237.2413 | 27.0823 | Fixed domestic
FZ2184_240531a | Progressive Change - Final | CDP25 | H2 Domestic Fixed_SNW | 2042 | NSW | SNW | 237.2413 | 237.2413 | 27.0823 | Fixed domestic
FZ2184_240531a | Progressive Change - Final | CDP25 | H2 Domestic Fixed_SNW | 2043 | NSW | SNW | 237.2413 | 237.2413 | 27.0823 | Fixed domestic
FZ2184_240531a | Progressive Change - Final | CDP25 | H2 Domestic Fixed_SNW | 2044 | NSW | SNW | 282.9542 | 282.9542 | 32.2124 | Fixed domestic
FZ2184_240531a | Progressive Change - Final | CDP25 | H2 Domestic Fixed_SNW | 2045 | NSW | SNW | 282.1811 | 282.1811 | 32.2124 | Fixed domestic
FZ2184_240531a | Progressive Change - Final | CDP25 | H2 Domestic Fixed_SNW | 2046 | NSW | SNW | 284.5993 | 284.5993 | 32.4885 | Fixed domestic
FZ2184_240531a | Progressive Change - Final | CDP25 | H2 Domestic Fixed_SNW | 2047 | NSW | SNW | 294.7233 | 294.7233 | 33.6442 | Fixed domestic
FZ2184_240531a | Progressive Change - Final | CDP25 | H2 Domestic Fixed_SNW | 2048 | NSW | SNW | 345.9221 | 345.9221 | 39.3809 | Fixed domestic
FZ2184_240531a | Progressive Change - Final | CDP25 | H2 Domestic Fixed_SNW | 2049 | NSW | SNW | 556.9871 | 556.9871 | 63.583 | Fixed domestic
FZ2184_240531a | Progressive Change - Final | CDP25 | H2 Domestic Fixed_SNW | 2050 | NSW | SNW | 1043.5648 | 1043.5648 | 119.1284 | Fixed domestic
FZ2184_240531a | Progressive Change - Final | CDP25 | H2 Domestic Fixed_SNW | 2051 | NSW | SNW | 1075.8589 | 1075.8589 | 122.8149 | Fixed domestic
FZ2184_240531a | Progressive Change - Final | CDP25 | H2 Domestic Fixed_SNW | 2052 | NSW | SNW | 1062.8354 | 1062.8354 | 120.9967 | Fixed domestic
FZ2184_240531a | Progressive Change - Final | CDP25 | H2 Domestic Flex_SNW | 2025 | NSW | SNW | 129.3626 | 149.0835 | 17.0187 | Flexible domestic
FZ2184_240531a | Progressive Change - Final | CDP25 | H2 Domestic Flex_SNW | 2026 | NSW | SNW | 313.1838 | 361.189 | 41.2316 | Flexible domestic
FZ2184_240531a | Progressive Change - Final | CDP25 | H2 Domestic Flex_SNW | 2027 | NSW | SNW | 612.3729 | 715.1317 | 81.636 | Flexible domestic
FZ2184_240531a | Progressive Change - Final | CDP25 | H2 Domestic Flex_SNW | 2028 | NSW | SNW | 1076.6655 | 1248.7402 | 142.1608 | Flexible domestic
FZ2184_240531a | Progressive Change - Final | CDP25 | H2 Domestic Flex_SNW | 2029 | NSW | SNW | 1746.9973 | 2875.8056 | 328.2883 | Flexible domestic
FZ2184_240531a | Progressive Change - Final | CDP25 | H2 Domestic Flex_SNW | 2030 | NSW | SNW | 2542.2524 | 2875.8056 | 328.2883 | Flexible domestic
FZ2184_240531a | Progressive Change - Final | CDP25 | H2 Domestic Flex_SNW | 2031 | NSW | SNW | 2515.4538 | 2875.8056 | 328.2883 | Flexible domestic
FZ2184_240531a | Progressive Change - Final | CDP25 | H2 Domestic Flex_SNW | 2032 | NSW | SNW | 2464.6917 | 2883.6845 | 328.2883 | Flexible domestic
FZ2184_240531a | Progressive Change - Final | CDP25 | H2 Domestic Flex_SNW | 2033 | NSW | SNW | 2494.3597 | 2875.8056 | 328.2883 | Flexible domestic
FZ2184_240531a | Progressive Change - Final | CDP25 | H2 Domestic Flex_SNW | 2034 | NSW | SNW | 2885.4333 | 3227.2093 | 368.4029 | Flexible domestic
FZ2184_240531a | Progressive Change - Final | CDP25 | H2 Domestic Flex_SNW | 2035 | NSW | SNW | 2849.6575 | 3248.9813 | 370.8883 | Flexible domestic
FZ2184_240531a | Progressive Change - Final | CDP25 | H2 Domestic Flex_SNW | 2036 | NSW | SNW | 2786.0641 | 4990.0761 | 568.087 | Flexible domestic
FZ2184_240531a | Progressive Change - Final | CDP25 | H2 Domestic Flex_SNW | 2037 | NSW | SNW | 2723.9268 | 4976.442 | 568.087 | Flexible domestic
FZ2184_240531a | Progressive Change - Final | CDP25 | H2 Domestic Flex_SNW | 2038 | NSW | SNW | 2663.3638 | 5272.0299 | 601.8299 | Flexible domestic
FZ2184_240531a | Progressive Change - Final | CDP25 | H2 Domestic Flex_SNW | 2039 | NSW | SNW | 2620.6811 | 5272.0299 | 601.8299 | Flexible domestic
FZ2184_240531a | Progressive Change - Final | CDP25 | H2 Domestic Flex_SNW | 2040 | NSW | SNW | 2572.9574 | 5286.4738 | 601.8299 | Flexible domestic
FZ2184_240531a | Progressive Change - Final | CDP25 | H2 Domestic Flex_SNW | 2041 | NSW | SNW | 2543.9462 | 5272.0299 | 601.8299 | Flexible domestic
FZ2184_240531a | Progressive Change - Final | CDP25 | H2 Domestic Flex_SNW | 2042 | NSW | SNW | 2561.6327 | 5272.0299 | 601.8299 | Flexible domestic
FZ2184_240531a | Progressive Change - Final | CDP25 | H2 Domestic Flex_SNW | 2043 | NSW | SNW | 2563.6655 | 5272.0299 | 601.8299 | Flexible domestic
FZ2184_240531a | Progressive Change - Final | CDP25 | H2 Domestic Flex_SNW | 2044 | NSW | SNW | 2575.1833 | 6287.87 | 715.8322 | Flexible domestic
FZ2184_240531a | Progressive Change - Final | CDP25 | H2 Domestic Flex_SNW | 2045 | NSW | SNW | 2578.8465 | 6270.69 | 715.8322 | Flexible domestic
FZ2184_240531a | Progressive Change - Final | CDP25 | H2 Domestic Flex_SNW | 2046 | NSW | SNW | 2587.4979 | 6324.4299 | 721.9669 | Flexible domestic
FZ2184_240531a | Progressive Change - Final | CDP25 | H2 Domestic Flex_SNW | 2047 | NSW | SNW | 2592.1994 | 6549.4067 | 747.6492 | Flexible domestic
FZ2184_240531a | Progressive Change - Final | CDP25 | H2 Domestic Flex_SNW | 2048 | NSW | SNW | 4305.0496 | 7687.1567 | 875.1317 | Flexible domestic
FZ2184_240531a | Progressive Change - Final | CDP25 | H2 Domestic Flex_SNW | 2049 | NSW | SNW | 6005.5935 | 12377.4907 | 1412.9556 | Flexible domestic
FZ2184_240531a | Progressive Change - Final | CDP25 | H2 Domestic Flex_SNW | 2050 | NSW | SNW | 7706.5765 | 23190.3297 | 2647.2979 | Flexible domestic
FZ2184_240531a | Progressive Change - Final | CDP25 | H2 Domestic Flex_SNW | 2051 | NSW | SNW | 7705.3035 | 23907.9758 | 2729.221 | Flexible domestic
FZ2184_240531a | Progressive Change - Final | CDP25 | H2 Domestic Flex_SNW | 2052 | NSW | SNW | 7705.8728 | 23618.5647 | 2688.8166 | Flexible domestic
FZ2184_240531a | Progressive Change - Final | CDP25 | H2 Domestic Fixed_CQ | 2025 | QLD | CQ | 0.57346 | 0.57346 | 0.065464 | Fixed domestic
FZ2184_240531a | Progressive Change - Final | CDP25 | H2 Domestic Fixed_CQ | 2026 | QLD | CQ | 0.62369 | 0.62369 | 0.071197 | Fixed domestic
FZ2184_240531a | Progressive Change - Final | CDP25 | H2 Domestic Fixed_CQ | 2027 | QLD | CQ | 0.62369 | 0.62369 | 0.071197 | Fixed domestic
FZ2184_240531a | Progressive Change - Final | CDP25 | H2 Domestic Fixed_CQ | 2028 | QLD | CQ | 0.6254 | 0.6254 | 0.071197 | Fixed domestic
FZ2184_240531a | Progressive Change - Final | CDP25 | H2 Domestic Fixed_CQ | 2029 | QLD | CQ | 17.067 | 17.067 | 1.9483 | Fixed domestic
FZ2184_240531a | Progressive Change - Final | CDP25 | H2 Domestic Fixed_CQ | 2030 | QLD | CQ | 63.9795 | 63.9795 | 7.3036 | Fixed domestic
FZ2184_240531a | Progressive Change - Final | CDP25 | H2 Domestic Fixed_CQ | 2031 | QLD | CQ | 63.9795 | 63.9795 | 7.3036 | Fixed domestic
FZ2184_240531a | Progressive Change - Final | CDP25 | H2 Domestic Fixed_CQ | 2032 | QLD | CQ | 64.1548 | 64.1548 | 7.3036 | Fixed domestic
FZ2184_240531a | Progressive Change - Final | CDP25 | H2 Domestic Fixed_CQ | 2033 | QLD | CQ | 69.1223 | 69.1223 | 7.8907 | Fixed domestic
FZ2184_240531a | Progressive Change - Final | CDP25 | H2 Domestic Fixed_CQ | 2034 | QLD | CQ | 76.3225 | 76.3225 | 8.7126 | Fixed domestic
FZ2184_240531a | Progressive Change - Final | CDP25 | H2 Domestic Fixed_CQ | 2035 | QLD | CQ | 96.5362 | 96.5362 | 11.0201 | Fixed domestic
FZ2184_240531a | Progressive Change - Final | CDP25 | H2 Domestic Fixed_CQ | 2036 | QLD | CQ | 96.8007 | 96.8007 | 11.0201 | Fixed domestic
FZ2184_240531a | Progressive Change - Final | CDP25 | H2 Domestic Fixed_CQ | 2037 | QLD | CQ | 96.5362 | 96.5362 | 11.0201 | Fixed domestic
FZ2184_240531a | Progressive Change - Final | CDP25 | H2 Domestic Fixed_CQ | 2038 | QLD | CQ | 103.6866 | 103.6866 | 11.8364 | Fixed domestic
FZ2184_240531a | Progressive Change - Final | CDP25 | H2 Domestic Fixed_CQ | 2039 | QLD | CQ | 110.0706 | 110.0706 | 12.5651 | Fixed domestic
FZ2184_240531a | Progressive Change - Final | CDP25 | H2 Domestic Fixed_CQ | 2040 | QLD | CQ | 110.3721 | 110.3721 | 12.5651 | Fixed domestic
FZ2184_240531a | Progressive Change - Final | CDP25 | H2 Domestic Fixed_CQ | 2041 | QLD | CQ | 110.0706 | 110.0706 | 12.5651 | Fixed domestic
FZ2184_240531a | Progressive Change - Final | CDP25 | H2 Domestic Fixed_CQ | 2042 | QLD | CQ | 110.0706 | 110.0706 | 12.5651 | Fixed domestic
FZ2184_240531a | Progressive Change - Final | CDP25 | H2 Domestic Fixed_CQ | 2043 | QLD | CQ | 110.0706 | 110.0706 | 12.5651 | Fixed domestic
FZ2184_240531a | Progressive Change - Final | CDP25 | H2 Domestic Fixed_CQ | 2044 | QLD | CQ | 143.7307 | 143.7307 | 16.3628 | Fixed domestic
FZ2184_240531a | Progressive Change - Final | CDP25 | H2 Domestic Fixed_CQ | 2045 | QLD | CQ | 143.338 | 143.338 | 16.3628 | Fixed domestic
FZ2184_240531a | Progressive Change - Final | CDP25 | H2 Domestic Fixed_CQ | 2046 | QLD | CQ | 159.0865 | 159.0865 | 18.1606 | Fixed domestic
FZ2184_240531a | Progressive Change - Final | CDP25 | H2 Domestic Fixed_CQ | 2047 | QLD | CQ | 159.0865 | 159.0865 | 18.1606 | Fixed domestic
FZ2184_240531a | Progressive Change - Final | CDP25 | H2 Domestic Fixed_CQ | 2048 | QLD | CQ | 159.5223 | 159.5223 | 18.1606 | Fixed domestic
FZ2184_240531a | Progressive Change - Final | CDP25 | H2 Domestic Fixed_CQ | 2049 | QLD | CQ | 191.0077 | 191.0077 | 21.8045 | Fixed domestic
FZ2184_240531a | Progressive Change - Final | CDP25 | H2 Domestic Fixed_CQ | 2050 | QLD | CQ | 190.4343 | 190.4343 | 21.7391 | Fixed domestic
FZ2184_240531a | Progressive Change - Final | CDP25 | H2 Domestic Fixed_CQ | 2051 | QLD | CQ | 200.799 | 200.799 | 22.9223 | Fixed domestic
FZ2184_240531a | Progressive Change - Final | CDP25 | H2 Domestic Fixed_CQ | 2052 | QLD | CQ | 259.1106 | 259.1106 | 29.498 | Fixed domestic
FZ2184_240531a | Progressive Change - Final | CDP25 | H2 Domestic Flex_CQ | 2025 | QLD | CQ | 11.0579 | 12.7437 | 1.4548 | Flexible domestic
FZ2184_240531a | Progressive Change - Final | CDP25 | H2 Domestic Flex_CQ | 2026 | QLD | CQ | 12.0177 | 13.8598 | 1.5822 | Flexible domestic
FZ2184_240531a | Progressive Change - Final | CDP25 | H2 Domestic Flex_CQ | 2027 | QLD | CQ | 11.7569 | 13.8598 | 1.5822 | Flexible domestic
FZ2184_240531a | Progressive Change - Final | CDP25 | H2 Domestic Flex_CQ | 2028 | QLD | CQ | 10.2983 | 13.8977 | 1.5822 | Flexible domestic
FZ2184_240531a | Progressive Change - Final | CDP25 | H2 Domestic Flex_CQ | 2029 | QLD | CQ | 327.7287 | 379.2661 | 43.2952 | Flexible domestic
FZ2184_240531a | Progressive Change - Final | CDP25 | H2 Domestic Flex_CQ | 2030 | QLD | CQ | 1134.0005 | 1421.7669 | 162.3022 | Flexible domestic
FZ2184_240531a | Progressive Change - Final | CDP25 | H2 Domestic Flex_CQ | 2031 | QLD | CQ | 900.3638 | 1421.7669 | 162.3022 | Flexible domestic
FZ2184_240531a | Progressive Change - Final | CDP25 | H2 Domestic Flex_CQ | 2032 | QLD | CQ | 1081.8579 | 1425.6622 | 162.3022 | Flexible domestic
FZ2184_240531a | Progressive Change - Final | CDP25 | H2 Domestic Flex_CQ | 2033 | QLD | CQ | 1380.0604 | 1536.051 | 175.3483 | Flexible domestic
FZ2184_240531a | Progressive Change - Final | CDP25 | H2 Domestic Flex_CQ | 2034 | QLD | CQ | 1525.5419 | 1696.0553 | 193.6136 | Flexible domestic
FZ2184_240531a | Progressive Change - Final | CDP25 | H2 Domestic Flex_CQ | 2035 | QLD | CQ | 1607.3919 | 2145.2487 | 244.8914 | Flexible domestic
FZ2184_240531a | Progressive Change - Final | CDP25 | H2 Domestic Flex_CQ | 2036 | QLD | CQ | 1587.6047 | 2151.1261 | 244.8914 | Flexible domestic
FZ2184_240531a | Progressive Change - Final | CDP25 | H2 Domestic Flex_CQ | 2037 | QLD | CQ | 1567.6516 | 2145.2487 | 244.8914 | Flexible domestic
FZ2184_240531a | Progressive Change - Final | CDP25 | H2 Domestic Flex_CQ | 2038 | QLD | CQ | 1547.4387 | 2304.1464 | 263.0304 | Flexible domestic
FZ2184_240531a | Progressive Change - Final | CDP25 | H2 Domestic Flex_CQ | 2039 | QLD | CQ | 1531.3743 | 2446.0128 | 279.2252 | Flexible domestic
FZ2184_240531a | Progressive Change - Final | CDP25 | H2 Domestic Flex_CQ | 2040 | QLD | CQ | 1519.6011 | 2452.7142 | 279.2252 | Flexible domestic
FZ2184_240531a | Progressive Change - Final | CDP25 | H2 Domestic Flex_CQ | 2041 | QLD | CQ | 1513.8836 | 2446.0128 | 279.2252 | Flexible domestic
FZ2184_240531a | Progressive Change - Final | CDP25 | H2 Domestic Flex_CQ | 2042 | QLD | CQ | 1531.661 | 2446.0128 | 279.2252 | Flexible domestic
FZ2184_240531a | Progressive Change - Final | CDP25 | H2 Domestic Flex_CQ | 2043 | QLD | CQ | 1551.868 | 2446.0128 | 279.2252 | Flexible domestic
FZ2184_240531a | Progressive Change - Final | CDP25 | H2 Domestic Flex_CQ | 2044 | QLD | CQ | 1569.722 | 3194.0146 | 363.6173 | Flexible domestic
FZ2184_240531a | Progressive Change - Final | CDP25 | H2 Domestic Flex_CQ | 2045 | QLD | CQ | 1589.3224 | 3185.2878 | 363.6173 | Flexible domestic
FZ2184_240531a | Progressive Change - Final | CDP25 | H2 Domestic Flex_CQ | 2046 | QLD | CQ | 1606.9562 | 3535.2551 | 403.5679 | Flexible domestic
FZ2184_240531a | Progressive Change - Final | CDP25 | H2 Domestic Flex_CQ | 2047 | QLD | CQ | 1623.1005 | 3535.2551 | 403.5679 | Flexible domestic
FZ2184_240531a | Progressive Change - Final | CDP25 | H2 Domestic Flex_CQ | 2048 | QLD | CQ | 1643.5557 | 3544.9408 | 403.5679 | Flexible domestic
FZ2184_240531a | Progressive Change - Final | CDP25 | H2 Domestic Flex_CQ | 2049 | QLD | CQ | 1667.5906 | 4244.6163 | 484.5452 | Flexible domestic
FZ2184_240531a | Progressive Change - Final | CDP25 | H2 Domestic Flex_CQ | 2050 | QLD | CQ | 1667.5906 | 4231.8726 | 483.0905 | Flexible domestic
FZ2184_240531a | Progressive Change - Final | CDP25 | H2 Domestic Flex_CQ | 2051 | QLD | CQ | 1667.5906 | 4462.2009 | 509.3837 | Flexible domestic
FZ2184_240531a | Progressive Change - Final | CDP25 | H2 Domestic Flex_CQ | 2052 | QLD | CQ | 2319.4322 | 5758.0132 | 655.5115 | Flexible domestic
FZ2184_240531a | Progressive Change - Final | CDP25 | H2 Domestic Fixed_SQ | 2025 | QLD | SQ | 0.30474 | 0.30474 | 0.034787 | Fixed domestic
FZ2184_240531a | Progressive Change - Final | CDP25 | H2 Domestic Fixed_SQ | 2026 | QLD | SQ | 0.30474 | 0.30474 | 0.034787 | Fixed domestic
FZ2184_240531a | Progressive Change - Final | CDP25 | H2 Domestic Fixed_SQ | 2027 | QLD | SQ | 0.30474 | 0.30474 | 0.034787 | Fixed domestic
FZ2184_240531a | Progressive Change - Final | CDP25 | H2 Domestic Fixed_SQ | 2028 | QLD | SQ | 0.30557 | 0.30557 | 0.034787 | Fixed domestic
FZ2184_240531a | Progressive Change - Final | CDP25 | H2 Domestic Fixed_SQ | 2029 | QLD | SQ | 6.8926 | 6.8926 | 0.78682 | Fixed domestic
FZ2184_240531a | Progressive Change - Final | CDP25 | H2 Domestic Fixed_SQ | 2030 | QLD | SQ | 29.464 | 29.464 | 3.3635 | Fixed domestic
FZ2184_240531a | Progressive Change - Final | CDP25 | H2 Domestic Fixed_SQ | 2031 | QLD | SQ | 29.464 | 29.464 | 3.3635 | Fixed domestic
FZ2184_240531a | Progressive Change - Final | CDP25 | H2 Domestic Fixed_SQ | 2032 | QLD | SQ | 56.5148 | 56.5148 | 6.4338 | Fixed domestic
FZ2184_240531a | Progressive Change - Final | CDP25 | H2 Domestic Fixed_SQ | 2033 | QLD | SQ | 86.0449 | 86.0449 | 9.8225 | Fixed domestic
FZ2184_240531a | Progressive Change - Final | CDP25 | H2 Domestic Fixed_SQ | 2034 | QLD | SQ | 104.4069 | 104.4069 | 11.9186 | Fixed domestic
FZ2184_240531a | Progressive Change - Final | CDP25 | H2 Domestic Fixed_SQ | 2035 | QLD | SQ | 157.3558 | 157.3558 | 17.963 | Fixed domestic
FZ2184_240531a | Progressive Change - Final | CDP25 | H2 Domestic Fixed_SQ | 2036 | QLD | SQ | 159.8818 | 159.8818 | 18.2015 | Fixed domestic
FZ2184_240531a | Progressive Change - Final | CDP25 | H2 Domestic Fixed_SQ | 2037 | QLD | SQ | 160.7371 | 160.7371 | 18.349 | Fixed domestic
FZ2184_240531a | Progressive Change - Final | CDP25 | H2 Domestic Fixed_SQ | 2038 | QLD | SQ | 160.7371 | 160.7371 | 18.349 | Fixed domestic
FZ2184_240531a | Progressive Change - Final | CDP25 | H2 Domestic Fixed_SQ | 2039 | QLD | SQ | 169.5005 | 169.5005 | 19.3494 | Fixed domestic
FZ2184_240531a | Progressive Change - Final | CDP25 | H2 Domestic Fixed_SQ | 2040 | QLD | SQ | 178.0107 | 178.0107 | 20.2653 | Fixed domestic
FZ2184_240531a | Progressive Change - Final | CDP25 | H2 Domestic Fixed_SQ | 2041 | QLD | SQ | 184.9934 | 184.9934 | 21.118 | Fixed domestic
FZ2184_240531a | Progressive Change - Final | CDP25 | H2 Domestic Fixed_SQ | 2042 | QLD | SQ | 184.9934 | 184.9934 | 21.118 | Fixed domestic
FZ2184_240531a | Progressive Change - Final | CDP25 | H2 Domestic Fixed_SQ | 2043 | QLD | SQ | 184.9934 | 184.9934 | 21.118 | Fixed domestic
FZ2184_240531a | Progressive Change - Final | CDP25 | H2 Domestic Fixed_SQ | 2044 | QLD | SQ | 256.1772 | 256.1772 | 29.1641 | Fixed domestic
FZ2184_240531a | Progressive Change - Final | CDP25 | H2 Domestic Fixed_SQ | 2045 | QLD | SQ | 255.4773 | 255.4773 | 29.1641 | Fixed domestic
FZ2184_240531a | Progressive Change - Final | CDP25 | H2 Domestic Fixed_SQ | 2046 | QLD | SQ | 264.0083 | 264.0083 | 30.1379 | Fixed domestic
FZ2184_240531a | Progressive Change - Final | CDP25 | H2 Domestic Fixed_SQ | 2047 | QLD | SQ | 264.0083 | 264.0083 | 30.1379 | Fixed domestic
FZ2184_240531a | Progressive Change - Final | CDP25 | H2 Domestic Fixed_SQ | 2048 | QLD | SQ | 264.7316 | 264.7316 | 30.1379 | Fixed domestic
FZ2184_240531a | Progressive Change - Final | CDP25 | H2 Domestic Fixed_SQ | 2049 | QLD | SQ | 286.5764 | 286.5764 | 32.7142 | Fixed domestic
FZ2184_240531a | Progressive Change - Final | CDP25 | H2 Domestic Fixed_SQ | 2050 | QLD | SQ | 286.2716 | 286.2716 | 32.6794 | Fixed domestic
FZ2184_240531a | Progressive Change - Final | CDP25 | H2 Domestic Fixed_SQ | 2051 | QLD | SQ | 315.3975 | 315.3975 | 36.0043 | Fixed domestic
FZ2184_240531a | Progressive Change - Final | CDP25 | H2 Domestic Fixed_SQ | 2052 | QLD | SQ | 407.2524 | 407.2524 | 46.363 | Fixed domestic
FZ2184_240531a | Progressive Change - Final | CDP25 | H2 Domestic Flex_SQ | 2025 | QLD | SQ | 5.8761 | 6.7719 | 0.77305 | Flexible domestic
FZ2184_240531a | Progressive Change - Final | CDP25 | H2 Domestic Flex_SQ | 2026 | QLD | SQ | 4.5388 | 6.7719 | 0.77305 | Flexible domestic
FZ2184_240531a | Progressive Change - Final | CDP25 | H2 Domestic Flex_SQ | 2027 | QLD | SQ | 4.4304 | 6.7719 | 0.77305 | Flexible domestic
FZ2184_240531a | Progressive Change - Final | CDP25 | H2 Domestic Flex_SQ | 2028 | QLD | SQ | 5.5281 | 6.7905 | 0.77305 | Flexible domestic
FZ2184_240531a | Progressive Change - Final | CDP25 | H2 Domestic Flex_SQ | 2029 | QLD | SQ | 132.3544 | 153.1679 | 17.4849 | Flexible domestic
FZ2184_240531a | Progressive Change - Final | CDP25 | H2 Domestic Flex_SQ | 2030 | QLD | SQ | 277.6234 | 654.7545 | 74.7437 | Flexible domestic
FZ2184_240531a | Progressive Change - Final | CDP25 | H2 Domestic Flex_SQ | 2031 | QLD | SQ | 533.7942 | 654.7545 | 74.7437 | Flexible domestic
FZ2184_240531a | Progressive Change - Final | CDP25 | H2 Domestic Flex_SQ | 2032 | QLD | SQ | 1111.7142 | 1255.8837 | 142.974 | Flexible domestic
FZ2184_240531a | Progressive Change - Final | CDP25 | H2 Domestic Flex_SQ | 2033 | QLD | SQ | 1717.929 | 1912.1095 | 218.2773 | Flexible domestic
FZ2184_240531a | Progressive Change - Final | CDP25 | H2 Domestic Flex_SQ | 2034 | QLD | SQ | 2086.8954 | 2320.1526 | 264.8576 | Flexible domestic
FZ2184_240531a | Progressive Change - Final | CDP25 | H2 Domestic Flex_SQ | 2035 | QLD | SQ | 2320.777 | 3496.7954 | 399.1776 | Flexible domestic
FZ2184_240531a | Progressive Change - Final | CDP25 | H2 Domestic Flex_SQ | 2036 | QLD | SQ | 2301.9489 | 3552.9295 | 404.4774 | Flexible domestic
FZ2184_240531a | Progressive Change - Final | CDP25 | H2 Domestic Flex_SQ | 2037 | QLD | SQ | 2282.232 | 3571.9357 | 407.7552 | Flexible domestic
FZ2184_240531a | Progressive Change - Final | CDP25 | H2 Domestic Flex_SQ | 2038 | QLD | SQ | 2261.8401 | 3571.9357 | 407.7552 | Flexible domestic
FZ2184_240531a | Progressive Change - Final | CDP25 | H2 Domestic Flex_SQ | 2039 | QLD | SQ | 2246.4339 | 3766.6783 | 429.9861 | Flexible domestic
FZ2184_240531a | Progressive Change - Final | CDP25 | H2 Domestic Flex_SQ | 2040 | QLD | SQ | 2236.3443 | 3955.7937 | 450.3408 | Flexible domestic
FZ2184_240531a | Progressive Change - Final | CDP25 | H2 Domestic Flex_SQ | 2041 | QLD | SQ | 2233.9511 | 4110.9646 | 469.2882 | Flexible domestic
FZ2184_240531a | Progressive Change - Final | CDP25 | H2 Domestic Flex_SQ | 2042 | QLD | SQ | 2265.7025 | 4110.9646 | 469.2882 | Flexible domestic
FZ2184_240531a | Progressive Change - Final | CDP25 | H2 Domestic Flex_SQ | 2043 | QLD | SQ | 2302.281 | 4110.9646 | 469.2882 | Flexible domestic
FZ2184_240531a | Progressive Change - Final | CDP25 | H2 Domestic Flex_SQ | 2044 | QLD | SQ | 2336.026 | 5692.8272 | 648.0905 | Flexible domestic
FZ2184_240531a | Progressive Change - Final | CDP25 | H2 Domestic Flex_SQ | 2045 | QLD | SQ | 2372.3459 | 5677.2731 | 648.0905 | Flexible domestic
FZ2184_240531a | Progressive Change - Final | CDP25 | H2 Domestic Flex_SQ | 2046 | QLD | SQ | 2405.1384 | 5866.8517 | 669.7319 | Flexible domestic
FZ2184_240531a | Progressive Change - Final | CDP25 | H2 Domestic Flex_SQ | 2047 | QLD | SQ | 2433.1581 | 5866.8517 | 669.7319 | Flexible domestic
FZ2184_240531a | Progressive Change - Final | CDP25 | H2 Domestic Flex_SQ | 2048 | QLD | SQ | 2470.9132 | 5882.9253 | 669.7319 | Flexible domestic
FZ2184_240531a | Progressive Change - Final | CDP25 | H2 Domestic Flex_SQ | 2049 | QLD | SQ | 2507.0472 | 6368.3638 | 726.9822 | Flexible domestic
FZ2184_240531a | Progressive Change - Final | CDP25 | H2 Domestic Flex_SQ | 2050 | QLD | SQ | 2507.0472 | 6361.5919 | 726.2091 | Flexible domestic
FZ2184_240531a | Progressive Change - Final | CDP25 | H2 Domestic Flex_SQ | 2051 | QLD | SQ | 2507.0472 | 7008.8326 | 800.095 | Flexible domestic
FZ2184_240531a | Progressive Change - Final | CDP25 | H2 Domestic Flex_SQ | 2052 | QLD | SQ | 2992.4706 | 9050.0538 | 1030.2885 | Flexible domestic
FZ2184_240531a | Progressive Change - Final | CDP25 | H2 Domestic Fixed_CSA | 2025 | SA | CSA | 0.023265 | 0.023265 | 0.0026558 | Fixed domestic
FZ2184_240531a | Progressive Change - Final | CDP25 | H2 Domestic Fixed_CSA | 2026 | SA | CSA | 0.023265 | 0.023265 | 0.0026558 | Fixed domestic
FZ2184_240531a | Progressive Change - Final | CDP25 | H2 Domestic Fixed_CSA | 2027 | SA | CSA | 0.023265 | 0.023265 | 0.0026558 | Fixed domestic
FZ2184_240531a | Progressive Change - Final | CDP25 | H2 Domestic Fixed_CSA | 2028 | SA | CSA | 0.023329 | 0.023329 | 0.0026558 | Fixed domestic
FZ2184_240531a | Progressive Change - Final | CDP25 | H2 Domestic Fixed_CSA | 2029 | SA | CSA | 0.027259 | 0.027259 | 0.0031118 | Fixed domestic
FZ2184_240531a | Progressive Change - Final | CDP25 | H2 Domestic Fixed_CSA | 2030 | SA | CSA | 0.027259 | 0.027259 | 0.0031118 | Fixed domestic
FZ2184_240531a | Progressive Change - Final | CDP25 | H2 Domestic Fixed_CSA | 2031 | SA | CSA | 0.027259 | 0.027259 | 0.0031118 | Fixed domestic
FZ2184_240531a | Progressive Change - Final | CDP25 | H2 Domestic Fixed_CSA | 2032 | SA | CSA | 0.027334 | 0.027334 | 0.0031118 | Fixed domestic
FZ2184_240531a | Progressive Change - Final | CDP25 | H2 Domestic Fixed_CSA | 2033 | SA | CSA | 0.027259 | 0.027259 | 0.0031118 | Fixed domestic
FZ2184_240531a | Progressive Change - Final | CDP25 | H2 Domestic Fixed_CSA | 2034 | SA | CSA | 0.027259 | 0.027259 | 0.0031118 | Fixed domestic
FZ2184_240531a | Progressive Change - Final | CDP25 | H2 Domestic Fixed_CSA | 2035 | SA | CSA | 0.027862 | 0.027862 | 0.0031806 | Fixed domestic
FZ2184_240531a | Progressive Change - Final | CDP25 | H2 Domestic Fixed_CSA | 2036 | SA | CSA | 0.032939 | 0.032939 | 0.0037499 | Fixed domestic
FZ2184_240531a | Progressive Change - Final | CDP25 | H2 Domestic Fixed_CSA | 2037 | SA | CSA | 0.032849 | 0.032849 | 0.0037499 | Fixed domestic
FZ2184_240531a | Progressive Change - Final | CDP25 | H2 Domestic Fixed_CSA | 2038 | SA | CSA | 0.036308 | 0.036308 | 0.0041448 | Fixed domestic
FZ2184_240531a | Progressive Change - Final | CDP25 | H2 Domestic Fixed_CSA | 2039 | SA | CSA | 0.036308 | 0.036308 | 0.0041448 | Fixed domestic
FZ2184_240531a | Progressive Change - Final | CDP25 | H2 Domestic Fixed_CSA | 2040 | SA | CSA | 0.036408 | 0.036408 | 0.0041448 | Fixed domestic
FZ2184_240531a | Progressive Change - Final | CDP25 | H2 Domestic Fixed_CSA | 2041 | SA | CSA | 0.036308 | 0.036308 | 0.0041448 | Fixed domestic
FZ2184_240531a | Progressive Change - Final | CDP25 | H2 Domestic Fixed_CSA | 2042 | SA | CSA | 0.036308 | 0.036308 | 0.0041448 | Fixed domestic
FZ2184_240531a | Progressive Change - Final | CDP25 | H2 Domestic Fixed_CSA | 2043 | SA | CSA | 11.0969 | 11.0969 | 1.2668 | Fixed domestic
FZ2184_240531a | Progressive Change - Final | CDP25 | H2 Domestic Fixed_CSA | 2044 | SA | CSA | 18.3039 | 18.3039 | 2.0838 | Fixed domestic
FZ2184_240531a | Progressive Change - Final | CDP25 | H2 Domestic Fixed_CSA | 2045 | SA | CSA | 18.2539 | 18.2539 | 2.0838 | Fixed domestic
FZ2184_240531a | Progressive Change - Final | CDP25 | H2 Domestic Fixed_CSA | 2046 | SA | CSA | 25.6896 | 25.6896 | 2.9326 | Fixed domestic
FZ2184_240531a | Progressive Change - Final | CDP25 | H2 Domestic Fixed_CSA | 2047 | SA | CSA | 25.7861 | 25.7861 | 2.9436 | Fixed domestic
FZ2184_240531a | Progressive Change - Final | CDP25 | H2 Domestic Fixed_CSA | 2048 | SA | CSA | 25.8568 | 25.8568 | 2.9436 | Fixed domestic
FZ2184_240531a | Progressive Change - Final | CDP25 | H2 Domestic Fixed_CSA | 2049 | SA | CSA | 31.6891 | 31.6891 | 3.6175 | Fixed domestic
FZ2184_240531a | Progressive Change - Final | CDP25 | H2 Domestic Fixed_CSA | 2050 | SA | CSA | 69.0198 | 69.0198 | 7.879 | Fixed domestic
FZ2184_240531a | Progressive Change - Final | CDP25 | H2 Domestic Fixed_CSA | 2051 | SA | CSA | 69.0198 | 69.0198 | 7.879 | Fixed domestic
FZ2184_240531a | Progressive Change - Final | CDP25 | H2 Domestic Fixed_CSA | 2052 | SA | CSA | 73.6052 | 73.6052 | 8.3795 | Fixed domestic
FZ2184_240531a | Progressive Change - Final | CDP25 | H2 Domestic Flex_CSA | 2025 | SA | CSA | 0 | 0.517 | 0.059018 | Flexible domestic
FZ2184_240531a | Progressive Change - Final | CDP25 | H2 Domestic Flex_CSA | 2026 | SA | CSA | 0 | 0.517 | 0.059018 | Flexible domestic
FZ2184_240531a | Progressive Change - Final | CDP25 | H2 Domestic Flex_CSA | 2027 | SA | CSA | 0 | 0.517 | 0.059018 | Flexible domestic
FZ2184_240531a | Progressive Change - Final | CDP25 | H2 Domestic Flex_CSA | 2028 | SA | CSA | 0 | 0.51842 | 0.059018 | Flexible domestic
FZ2184_240531a | Progressive Change - Final | CDP25 | H2 Domestic Flex_CSA | 2029 | SA | CSA | 0 | 0.60576 | 0.06915 | Flexible domestic
FZ2184_240531a | Progressive Change - Final | CDP25 | H2 Domestic Flex_CSA | 2030 | SA | CSA | 0 | 0.60576 | 0.06915 | Flexible domestic
FZ2184_240531a | Progressive Change - Final | CDP25 | H2 Domestic Flex_CSA | 2031 | SA | CSA | 0 | 0.60576 | 0.06915 | Flexible domestic
FZ2184_240531a | Progressive Change - Final | CDP25 | H2 Domestic Flex_CSA | 2032 | SA | CSA | 0 | 0.60742 | 0.06915 | Flexible domestic
FZ2184_240531a | Progressive Change - Final | CDP25 | H2 Domestic Flex_CSA | 2033 | SA | CSA | 0 | 0.60576 | 0.06915 | Flexible domestic
FZ2184_240531a | Progressive Change - Final | CDP25 | H2 Domestic Flex_CSA | 2034 | SA | CSA | 0 | 0.60576 | 0.06915 | Flexible domestic
FZ2184_240531a | Progressive Change - Final | CDP25 | H2 Domestic Flex_CSA | 2035 | SA | CSA | 0 | 0.61916 | 0.07068 | Flexible domestic
FZ2184_240531a | Progressive Change - Final | CDP25 | H2 Domestic Flex_CSA | 2036 | SA | CSA | 0 | 0.73198 | 0.083331 | Flexible domestic
FZ2184_240531a | Progressive Change - Final | CDP25 | H2 Domestic Flex_CSA | 2037 | SA | CSA | 0 | 0.72998 | 0.083331 | Flexible domestic
FZ2184_240531a | Progressive Change - Final | CDP25 | H2 Domestic Flex_CSA | 2038 | SA | CSA | 0 | 0.80685 | 0.092106 | Flexible domestic
FZ2184_240531a | Progressive Change - Final | CDP25 | H2 Domestic Flex_CSA | 2039 | SA | CSA | 0 | 0.80685 | 0.092106 | Flexible domestic
FZ2184_240531a | Progressive Change - Final | CDP25 | H2 Domestic Flex_CSA | 2040 | SA | CSA | 0 | 0.80906 | 0.092106 | Flexible domestic
FZ2184_240531a | Progressive Change - Final | CDP25 | H2 Domestic Flex_CSA | 2041 | SA | CSA | 0 | 0.80685 | 0.092106 | Flexible domestic
FZ2184_240531a | Progressive Change - Final | CDP25 | H2 Domestic Flex_CSA | 2042 | SA | CSA | 0 | 0.80685 | 0.092106 | Flexible domestic
FZ2184_240531a | Progressive Change - Final | CDP25 | H2 Domestic Flex_CSA | 2043 | SA | CSA | 161.764 | 246.5984 | 28.1505 | Flexible domestic
FZ2184_240531a | Progressive Change - Final | CDP25 | H2 Domestic Flex_CSA | 2044 | SA | CSA | 166.0567 | 406.7536 | 46.3062 | Flexible domestic
FZ2184_240531a | Progressive Change - Final | CDP25 | H2 Domestic Flex_CSA | 2045 | SA | CSA | 166.0758 | 405.6423 | 46.3062 | Flexible domestic
FZ2184_240531a | Progressive Change - Final | CDP25 | H2 Domestic Flex_CSA | 2046 | SA | CSA | 233.5625 | 570.8795 | 65.1689 | Flexible domestic
FZ2184_240531a | Progressive Change - Final | CDP25 | H2 Domestic Flex_CSA | 2047 | SA | CSA | 234.2914 | 573.0248 | 65.4138 | Flexible domestic
FZ2184_240531a | Progressive Change - Final | CDP25 | H2 Domestic Flex_CSA | 2048 | SA | CSA | 233.744 | 574.5947 | 65.4138 | Flexible domestic
FZ2184_240531a | Progressive Change - Final | CDP25 | H2 Domestic Flex_CSA | 2049 | SA | CSA | 343.4483 | 704.203 | 80.3885 | Flexible domestic
FZ2184_240531a | Progressive Change - Final | CDP25 | H2 Domestic Flex_CSA | 2050 | SA | CSA | 618.0921 | 1533.774 | 175.0884 | Flexible domestic
FZ2184_240531a | Progressive Change - Final | CDP25 | H2 Domestic Flex_CSA | 2051 | SA | CSA | 620.1975 | 1533.774 | 175.0884 | Flexible domestic
FZ2184_240531a | Progressive Change - Final | CDP25 | H2 Domestic Flex_CSA | 2052 | SA | CSA | 620.6331 | 1635.6711 | 186.2103 | Flexible domestic
FZ2184_240531a | Progressive Change - Final | CDP25 | Whyalla H2 load_fixed | 2025 | SA | CSA | 0 | 0 | 0 | Fixed domestic
FZ2184_240531a | Progressive Change - Final | CDP25 | Whyalla H2 load_fixed | 2026 | SA | CSA | 24.6375 | 24.6375 | 2.8125 | Fixed domestic
FZ2184_240531a | Progressive Change - Final | CDP25 | Whyalla H2 load_fixed | 2027 | SA | CSA | 73.9125 | 73.9125 | 8.4375 | Fixed domestic
FZ2184_240531a | Progressive Change - Final | CDP25 | Whyalla H2 load_fixed | 2028 | SA | CSA | 98.82 | 98.82 | 11.25 | Fixed domestic
FZ2184_240531a | Progressive Change - Final | CDP25 | Whyalla H2 load_fixed | 2029 | SA | CSA | 98.55 | 98.55 | 11.25 | Fixed domestic
FZ2184_240531a | Progressive Change - Final | CDP25 | Whyalla H2 load_fixed | 2030 | SA | CSA | 98.55 | 98.55 | 11.25 | Fixed domestic
FZ2184_240531a | Progressive Change - Final | CDP25 | Whyalla H2 load_fixed | 2031 | SA | CSA | 98.55 | 98.55 | 11.25 | Fixed domestic
FZ2184_240531a | Progressive Change - Final | CDP25 | Whyalla H2 load_fixed | 2032 | SA | CSA | 98.82 | 98.82 | 11.25 | Fixed domestic
FZ2184_240531a | Progressive Change - Final | CDP25 | Whyalla H2 load_fixed | 2033 | SA | CSA | 98.55 | 98.55 | 11.25 | Fixed domestic
FZ2184_240531a | Progressive Change - Final | CDP25 | Whyalla H2 load_fixed | 2034 | SA | CSA | 98.55 | 98.55 | 11.25 | Fixed domestic
FZ2184_240531a | Progressive Change - Final | CDP25 | Whyalla H2 load_fixed | 2035 | SA | CSA | 98.55 | 98.55 | 11.25 | Fixed domestic
FZ2184_240531a | Progressive Change - Final | CDP25 | Whyalla H2 load_fixed | 2036 | SA | CSA | 98.82 | 98.82 | 11.25 | Fixed domestic
FZ2184_240531a | Progressive Change - Final | CDP25 | Whyalla H2 load_fixed | 2037 | SA | CSA | 98.55 | 98.55 | 11.25 | Fixed domestic
FZ2184_240531a | Progressive Change - Final | CDP25 | Whyalla H2 load_fixed | 2038 | SA | CSA | 98.55 | 98.55 | 11.25 | Fixed domestic
FZ2184_240531a | Progressive Change - Final | CDP25 | Whyalla H2 load_fixed | 2039 | SA | CSA | 98.55 | 98.55 | 11.25 | Fixed domestic
FZ2184_240531a | Progressive Change - Final | CDP25 | Whyalla H2 load_fixed | 2040 | SA | CSA | 98.82 | 98.82 | 11.25 | Fixed domestic
FZ2184_240531a | Progressive Change - Final | CDP25 | Whyalla H2 load_fixed | 2041 | SA | CSA | 98.55 | 98.55 | 11.25 | Fixed domestic
FZ2184_240531a | Progressive Change - Final | CDP25 | Whyalla H2 load_fixed | 2042 | SA | CSA | 98.55 | 98.55 | 11.25 | Fixed domestic
FZ2184_240531a | Progressive Change - Final | CDP25 | Whyalla H2 load_fixed | 2043 | SA | CSA | 98.55 | 98.55 | 11.25 | Fixed domestic
FZ2184_240531a | Progressive Change - Final | CDP25 | Whyalla H2 load_fixed | 2044 | SA | CSA | 98.82 | 98.82 | 11.25 | Fixed domestic
FZ2184_240531a | Progressive Change - Final | CDP25 | Whyalla H2 load_fixed | 2045 | SA | CSA | 98.55 | 98.55 | 11.25 | Fixed domestic
FZ2184_240531a | Progressive Change - Final | CDP25 | Whyalla H2 load_fixed | 2046 | SA | CSA | 98.55 | 98.55 | 11.25 | Fixed domestic
FZ2184_240531a | Progressive Change - Final | CDP25 | Whyalla H2 load_fixed | 2047 | SA | CSA | 98.55 | 98.55 | 11.25 | Fixed domestic
FZ2184_240531a | Progressive Change - Final | CDP25 | Whyalla H2 load_fixed | 2048 | SA | CSA | 98.82 | 98.82 | 11.25 | Fixed domestic
FZ2184_240531a | Progressive Change - Final | CDP25 | Whyalla H2 load_fixed | 2049 | SA | CSA | 98.55 | 98.55 | 11.25 | Fixed domestic
FZ2184_240531a | Progressive Change - Final | CDP25 | Whyalla H2 load_fixed | 2050 | SA | CSA | 98.55 | 98.55 | 11.25 | Fixed domestic
FZ2184_240531a | Progressive Change - Final | CDP25 | Whyalla H2 load_fixed | 2051 | SA | CSA | 98.55 | 98.55 | 11.25 | Fixed domestic
FZ2184_240531a | Progressive Change - Final | CDP25 | Whyalla H2 load_fixed | 2052 | SA | CSA | 98.82 | 98.82 | 11.25 | Fixed domestic
FZ2184_240531a | Progressive Change - Final | CDP25 | Whyalla H2 load_flex | 2025 | SA | CSA | 0 | 0 | 0 | Flexible domestic
FZ2184_240531a | Progressive Change - Final | CDP25 | Whyalla H2 load_flex | 2026 | SA | CSA | 344.5504 | 547.5 | 62.5 | Flexible domestic
FZ2184_240531a | Progressive Change - Final | CDP25 | Whyalla H2 load_flex | 2027 | SA | CSA | 1027.5222 | 1642.5 | 187.5 | Flexible domestic
FZ2184_240531a | Progressive Change - Final | CDP25 | Whyalla H2 load_flex | 2028 | SA | CSA | 1369.3318 | 2196 | 250 | Flexible domestic
FZ2184_240531a | Progressive Change - Final | CDP25 | Whyalla H2 load_flex | 2029 | SA | CSA | 1381.7932 | 2190 | 250 | Flexible domestic
FZ2184_240531a | Progressive Change - Final | CDP25 | Whyalla H2 load_flex | 2030 | SA | CSA | 1380.6196 | 2190 | 250 | Flexible domestic
FZ2184_240531a | Progressive Change - Final | CDP25 | Whyalla H2 load_flex | 2031 | SA | CSA | 1379.039 | 2190 | 250 | Flexible domestic
FZ2184_240531a | Progressive Change - Final | CDP25 | Whyalla H2 load_flex | 2032 | SA | CSA | 1304.1291 | 2196 | 250 | Flexible domestic
FZ2184_240531a | Progressive Change - Final | CDP25 | Whyalla H2 load_flex | 2033 | SA | CSA | 1295.4087 | 2190 | 250 | Flexible domestic
FZ2184_240531a | Progressive Change - Final | CDP25 | Whyalla H2 load_flex | 2034 | SA | CSA | 1295.8947 | 2190 | 250 | Flexible domestic
FZ2184_240531a | Progressive Change - Final | CDP25 | Whyalla H2 load_flex | 2035 | SA | CSA | 1296.1512 | 2190 | 250 | Flexible domestic
FZ2184_240531a | Progressive Change - Final | CDP25 | Whyalla H2 load_flex | 2036 | SA | CSA | 1296.4087 | 2196 | 250 | Flexible domestic
FZ2184_240531a | Progressive Change - Final | CDP25 | Whyalla H2 load_flex | 2037 | SA | CSA | 1298.9976 | 2190 | 250 | Flexible domestic
FZ2184_240531a | Progressive Change - Final | CDP25 | Whyalla H2 load_flex | 2038 | SA | CSA | 1298.9976 | 2190 | 250 | Flexible domestic
FZ2184_240531a | Progressive Change - Final | CDP25 | Whyalla H2 load_flex | 2039 | SA | CSA | 1298.9976 | 2190 | 250 | Flexible domestic
FZ2184_240531a | Progressive Change - Final | CDP25 | Whyalla H2 load_flex | 2040 | SA | CSA | 1298.9976 | 2196 | 250 | Flexible domestic
FZ2184_240531a | Progressive Change - Final | CDP25 | Whyalla H2 load_flex | 2041 | SA | CSA | 1298.9976 | 2190 | 250 | Flexible domestic
FZ2184_240531a | Progressive Change - Final | CDP25 | Whyalla H2 load_flex | 2042 | SA | CSA | 1298.9976 | 2190 | 250 | Flexible domestic
FZ2184_240531a | Progressive Change - Final | CDP25 | Whyalla H2 load_flex | 2043 | SA | CSA | 1298.9976 | 2190 | 250 | Flexible domestic
FZ2184_240531a | Progressive Change - Final | CDP25 | Whyalla H2 load_flex | 2044 | SA | CSA | 1298.9976 | 2196 | 250 | Flexible domestic
FZ2184_240531a | Progressive Change - Final | CDP25 | Whyalla H2 load_flex | 2045 | SA | CSA | 1298.9976 | 2190 | 250 | Flexible domestic
FZ2184_240531a | Progressive Change - Final | CDP25 | Whyalla H2 load_flex | 2046 | SA | CSA | 1298.9976 | 2190 | 250 | Flexible domestic
FZ2184_240531a | Progressive Change - Final | CDP25 | Whyalla H2 load_flex | 2047 | SA | CSA | 1298.9976 | 2190 | 250 | Flexible domestic
FZ2184_240531a | Progressive Change - Final | CDP25 | Whyalla H2 load_flex | 2048 | SA | CSA | 1298.9976 | 2196 | 250 | Flexible domestic
FZ2184_240531a | Progressive Change - Final | CDP25 | Whyalla H2 load_flex | 2049 | SA | CSA | 1298.9976 | 2190 | 250 | Flexible domestic
FZ2184_240531a | Progressive Change - Final | CDP25 | Whyalla H2 load_flex | 2050 | SA | CSA | 1298.9976 | 2190 | 250 | Flexible domestic
FZ2184_240531a | Progressive Change - Final | CDP25 | Whyalla H2 load_flex | 2051 | SA | CSA | 1298.9976 | 2190 | 250 | Flexible domestic
FZ2184_240531a | Progressive Change - Final | CDP25 | Whyalla H2 load_flex | 2052 | SA | CSA | 1298.9976 | 2196 | 250 | Flexible domestic
FZ2184_240531a | Progressive Change - Final | CDP25 | H2 Domestic Fixed_SESA | 2025 | SA | SESA | 0.061378 | 0.061378 | 0.0070066 | Fixed domestic
FZ2184_240531a | Progressive Change - Final | CDP25 | H2 Domestic Fixed_SESA | 2026 | SA | SESA | 2.6667 | 2.6667 | 0.30441 | Fixed domestic
FZ2184_240531a | Progressive Change - Final | CDP25 | H2 Domestic Fixed_SESA | 2027 | SA | SESA | 7.7174 | 7.7174 | 0.88098 | Fixed domestic
FZ2184_240531a | Progressive Change - Final | CDP25 | H2 Domestic Fixed_SESA | 2028 | SA | SESA | 9.8546 | 9.8546 | 1.1219 | Fixed domestic
FZ2184_240531a | Progressive Change - Final | CDP25 | H2 Domestic Fixed_SESA | 2029 | SA | SESA | 10.7301 | 10.7301 | 1.2249 | Fixed domestic
FZ2184_240531a | Progressive Change - Final | CDP25 | H2 Domestic Fixed_SESA | 2030 | SA | SESA | 10.7301 | 10.7301 | 1.2249 | Fixed domestic
FZ2184_240531a | Progressive Change - Final | CDP25 | H2 Domestic Fixed_SESA | 2031 | SA | SESA | 10.7301 | 10.7301 | 1.2249 | Fixed domestic
FZ2184_240531a | Progressive Change - Final | CDP25 | H2 Domestic Fixed_SESA | 2032 | SA | SESA | 10.7595 | 10.7595 | 1.2249 | Fixed domestic
FZ2184_240531a | Progressive Change - Final | CDP25 | H2 Domestic Fixed_SESA | 2033 | SA | SESA | 13.2571 | 13.2571 | 1.5134 | Fixed domestic
FZ2184_240531a | Progressive Change - Final | CDP25 | H2 Domestic Fixed_SESA | 2034 | SA | SESA | 13.952 | 13.952 | 1.5927 | Fixed domestic
FZ2184_240531a | Progressive Change - Final | CDP25 | H2 Domestic Fixed_SESA | 2035 | SA | SESA | 15.1552 | 15.1552 | 1.73 | Fixed domestic
FZ2184_240531a | Progressive Change - Final | CDP25 | H2 Domestic Fixed_SESA | 2036 | SA | SESA | 16.268 | 16.268 | 1.852 | Fixed domestic
FZ2184_240531a | Progressive Change - Final | CDP25 | H2 Domestic Fixed_SESA | 2037 | SA | SESA | 16.2235 | 16.2235 | 1.852 | Fixed domestic
FZ2184_240531a | Progressive Change - Final | CDP25 | H2 Domestic Fixed_SESA | 2038 | SA | SESA | 18.4317 | 18.4317 | 2.1041 | Fixed domestic
FZ2184_240531a | Progressive Change - Final | CDP25 | H2 Domestic Fixed_SESA | 2039 | SA | SESA | 18.4317 | 18.4317 | 2.1041 | Fixed domestic
FZ2184_240531a | Progressive Change - Final | CDP25 | H2 Domestic Fixed_SESA | 2040 | SA | SESA | 18.4822 | 18.4822 | 2.1041 | Fixed domestic
FZ2184_240531a | Progressive Change - Final | CDP25 | H2 Domestic Fixed_SESA | 2041 | SA | SESA | 18.4317 | 18.4317 | 2.1041 | Fixed domestic
FZ2184_240531a | Progressive Change - Final | CDP25 | H2 Domestic Fixed_SESA | 2042 | SA | SESA | 18.4317 | 18.4317 | 2.1041 | Fixed domestic
FZ2184_240531a | Progressive Change - Final | CDP25 | H2 Domestic Fixed_SESA | 2043 | SA | SESA | 18.4317 | 18.4317 | 2.1041 | Fixed domestic
FZ2184_240531a | Progressive Change - Final | CDP25 | H2 Domestic Fixed_SESA | 2044 | SA | SESA | 24.5855 | 24.5855 | 2.7989 | Fixed domestic
FZ2184_240531a | Progressive Change - Final | CDP25 | H2 Domestic Fixed_SESA | 2045 | SA | SESA | 24.5183 | 24.5183 | 2.7989 | Fixed domestic
FZ2184_240531a | Progressive Change - Final | CDP25 | H2 Domestic Fixed_SESA | 2046 | SA | SESA | 24.5183 | 24.5183 | 2.7989 | Fixed domestic
FZ2184_240531a | Progressive Change - Final | CDP25 | H2 Domestic Fixed_SESA | 2047 | SA | SESA | 24.5183 | 24.5183 | 2.7989 | Fixed domestic
FZ2184_240531a | Progressive Change - Final | CDP25 | H2 Domestic Fixed_SESA | 2048 | SA | SESA | 24.5855 | 24.5855 | 2.7989 | Fixed domestic
FZ2184_240531a | Progressive Change - Final | CDP25 | H2 Domestic Fixed_SESA | 2049 | SA | SESA | 24.5183 | 24.5183 | 2.7989 | Fixed domestic
FZ2184_240531a | Progressive Change - Final | CDP25 | H2 Domestic Fixed_SESA | 2050 | SA | SESA | 38.2178 | 38.2178 | 4.3628 | Fixed domestic
FZ2184_240531a | Progressive Change - Final | CDP25 | H2 Domestic Fixed_SESA | 2051 | SA | SESA | 35.6125 | 35.6125 | 4.0654 | Fixed domestic
FZ2184_240531a | Progressive Change - Final | CDP25 | H2 Domestic Fixed_SESA | 2052 | SA | SESA | 38.3844 | 38.3844 | 4.3698 | Fixed domestic
FZ2184_240531a | Progressive Change - Final | CDP25 | H2 Domestic Flex_SESA | 2025 | SA | SESA | 1.1835 | 1.3639 | 0.1557 | Flexible domestic
FZ2184_240531a | Progressive Change - Final | CDP25 | H2 Domestic Flex_SESA | 2026 | SA | SESA | 51.3833 | 59.2594 | 6.7648 | Flexible domestic
FZ2184_240531a | Progressive Change - Final | CDP25 | H2 Domestic Flex_SESA | 2027 | SA | SESA | 146.4943 | 171.497 | 19.5773 | Flexible domestic
FZ2184_240531a | Progressive Change - Final | CDP25 | H2 Domestic Flex_SESA | 2028 | SA | SESA | 188.8144 | 218.9911 | 24.9307 | Flexible domestic
FZ2184_240531a | Progressive Change - Final | CDP25 | H2 Domestic Flex_SESA | 2029 | SA | SESA | 169.2015 | 238.4458 | 27.2198 | Flexible domestic
FZ2184_240531a | Progressive Change - Final | CDP25 | H2 Domestic Flex_SESA | 2030 | SA | SESA | 148.0694 | 238.4458 | 27.2198 | Flexible domestic
FZ2184_240531a | Progressive Change - Final | CDP25 | H2 Domestic Flex_SESA | 2031 | SA | SESA | 146.0958 | 238.4458 | 27.2198 | Flexible domestic
FZ2184_240531a | Progressive Change - Final | CDP25 | H2 Domestic Flex_SESA | 2032 | SA | SESA | 167.3429 | 239.0991 | 27.2198 | Flexible domestic
FZ2184_240531a | Progressive Change - Final | CDP25 | H2 Domestic Flex_SESA | 2033 | SA | SESA | 199.5319 | 294.6023 | 33.6304 | Flexible domestic
FZ2184_240531a | Progressive Change - Final | CDP25 | H2 Domestic Flex_SESA | 2034 | SA | SESA | 206.0828 | 310.0448 | 35.3932 | Flexible domestic
FZ2184_240531a | Progressive Change - Final | CDP25 | H2 Domestic Flex_SESA | 2035 | SA | SESA | 201.66 | 336.7813 | 38.4454 | Flexible domestic
FZ2184_240531a | Progressive Change - Final | CDP25 | H2 Domestic Flex_SESA | 2036 | SA | SESA | 197.2612 | 361.511 | 41.1556 | Flexible domestic
FZ2184_240531a | Progressive Change - Final | CDP25 | H2 Domestic Flex_SESA | 2037 | SA | SESA | 192.9695 | 360.5233 | 41.1556 | Flexible domestic
FZ2184_240531a | Progressive Change - Final | CDP25 | H2 Domestic Flex_SESA | 2038 | SA | SESA | 188.9449 | 409.594 | 46.7573 | Flexible domestic
FZ2184_240531a | Progressive Change - Final | CDP25 | H2 Domestic Flex_SESA | 2039 | SA | SESA | 184.9592 | 409.594 | 46.7573 | Flexible domestic
FZ2184_240531a | Progressive Change - Final | CDP25 | H2 Domestic Flex_SESA | 2040 | SA | SESA | 181.0498 | 410.7162 | 46.7573 | Flexible domestic
FZ2184_240531a | Progressive Change - Final | CDP25 | H2 Domestic Flex_SESA | 2041 | SA | SESA | 179.2508 | 409.594 | 46.7573 | Flexible domestic
FZ2184_240531a | Progressive Change - Final | CDP25 | H2 Domestic Flex_SESA | 2042 | SA | SESA | 179.4237 | 409.594 | 46.7573 | Flexible domestic
FZ2184_240531a | Progressive Change - Final | CDP25 | H2 Domestic Flex_SESA | 2043 | SA | SESA | 222.1558 | 409.594 | 46.7573 | Flexible domestic
FZ2184_240531a | Progressive Change - Final | CDP25 | H2 Domestic Flex_SESA | 2044 | SA | SESA | 223.2297 | 546.3436 | 62.1976 | Flexible domestic
FZ2184_240531a | Progressive Change - Final | CDP25 | H2 Domestic Flex_SESA | 2045 | SA | SESA | 224.4285 | 544.8509 | 62.1976 | Flexible domestic
FZ2184_240531a | Progressive Change - Final | CDP25 | H2 Domestic Flex_SESA | 2046 | SA | SESA | 238.1929 | 544.8509 | 62.1976 | Flexible domestic
FZ2184_240531a | Progressive Change - Final | CDP25 | H2 Domestic Flex_SESA | 2047 | SA | SESA | 237.464 | 544.8509 | 62.1976 | Flexible domestic
FZ2184_240531a | Progressive Change - Final | CDP25 | H2 Domestic Flex_SESA | 2048 | SA | SESA | 238.0114 | 546.3436 | 62.1976 | Flexible domestic
FZ2184_240531a | Progressive Change - Final | CDP25 | H2 Domestic Flex_SESA | 2049 | SA | SESA | 262.6572 | 544.8509 | 62.1976 | Flexible domestic
FZ2184_240531a | Progressive Change - Final | CDP25 | H2 Domestic Flex_SESA | 2050 | SA | SESA | 320.6611 | 849.2843 | 96.9503 | Flexible domestic
FZ2184_240531a | Progressive Change - Final | CDP25 | H2 Domestic Flex_SESA | 2051 | SA | SESA | 321.0201 | 791.3889 | 90.3412 | Flexible domestic
FZ2184_240531a | Progressive Change - Final | CDP25 | H2 Domestic Flex_SESA | 2052 | SA | SESA | 320.5845 | 852.9872 | 97.1069 | Flexible domestic
FZ2184_240531a | Progressive Change - Final | CDP25 | H2 Domestic Fixed_TAS | 2025 | TAS | TAS | 0 | 0 | 0 | Fixed domestic
FZ2184_240531a | Progressive Change - Final | CDP25 | H2 Domestic Fixed_TAS | 2026 | TAS | TAS | 0 | 0 | 0 | Fixed domestic
FZ2184_240531a | Progressive Change - Final | CDP25 | H2 Domestic Fixed_TAS | 2027 | TAS | TAS | 0 | 0 | 0 | Fixed domestic
FZ2184_240531a | Progressive Change - Final | CDP25 | H2 Domestic Fixed_TAS | 2028 | TAS | TAS | 0 | 0 | 0 | Fixed domestic
FZ2184_240531a | Progressive Change - Final | CDP25 | H2 Domestic Fixed_TAS | 2029 | TAS | TAS | 0.30059 | 0.30059 | 0.034314 | Fixed domestic
FZ2184_240531a | Progressive Change - Final | CDP25 | H2 Domestic Fixed_TAS | 2030 | TAS | TAS | 1.2354 | 1.2354 | 0.14103 | Fixed domestic
FZ2184_240531a | Progressive Change - Final | CDP25 | H2 Domestic Fixed_TAS | 2031 | TAS | TAS | 2.5762 | 2.5762 | 0.29408 | Fixed domestic
FZ2184_240531a | Progressive Change - Final | CDP25 | H2 Domestic Fixed_TAS | 2032 | TAS | TAS | 3.3595 | 3.3595 | 0.38245 | Fixed domestic
FZ2184_240531a | Progressive Change - Final | CDP25 | H2 Domestic Fixed_TAS | 2033 | TAS | TAS | 4.7729 | 4.7729 | 0.54485 | Fixed domestic
FZ2184_240531a | Progressive Change - Final | CDP25 | H2 Domestic Fixed_TAS | 2034 | TAS | TAS | 4.7729 | 4.7729 | 0.54485 | Fixed domestic
FZ2184_240531a | Progressive Change - Final | CDP25 | H2 Domestic Fixed_TAS | 2035 | TAS | TAS | 4.9175 | 4.9175 | 0.56136 | Fixed domestic
FZ2184_240531a | Progressive Change - Final | CDP25 | H2 Domestic Fixed_TAS | 2036 | TAS | TAS | 5.8898 | 5.8898 | 0.67051 | Fixed domestic
FZ2184_240531a | Progressive Change - Final | CDP25 | H2 Domestic Fixed_TAS | 2037 | TAS | TAS | 5.8737 | 5.8737 | 0.67051 | Fixed domestic
FZ2184_240531a | Progressive Change - Final | CDP25 | H2 Domestic Fixed_TAS | 2038 | TAS | TAS | 9.7586 | 9.7586 | 1.114 | Fixed domestic
FZ2184_240531a | Progressive Change - Final | CDP25 | H2 Domestic Fixed_TAS | 2039 | TAS | TAS | 9.7586 | 9.7586 | 1.114 | Fixed domestic
FZ2184_240531a | Progressive Change - Final | CDP25 | H2 Domestic Fixed_TAS | 2040 | TAS | TAS | 9.7853 | 9.7853 | 1.114 | Fixed domestic
FZ2184_240531a | Progressive Change - Final | CDP25 | H2 Domestic Fixed_TAS | 2041 | TAS | TAS | 14.0639 | 14.0639 | 1.6055 | Fixed domestic
FZ2184_240531a | Progressive Change - Final | CDP25 | H2 Domestic Fixed_TAS | 2042 | TAS | TAS | 14.0639 | 14.0639 | 1.6055 | Fixed domestic
FZ2184_240531a | Progressive Change - Final | CDP25 | H2 Domestic Fixed_TAS | 2043 | TAS | TAS | 14.0639 | 14.0639 | 1.6055 | Fixed domestic
FZ2184_240531a | Progressive Change - Final | CDP25 | H2 Domestic Fixed_TAS | 2044 | TAS | TAS | 14.1025 | 14.1025 | 1.6055 | Fixed domestic
FZ2184_240531a | Progressive Change - Final | CDP25 | H2 Domestic Fixed_TAS | 2045 | TAS | TAS | 14.0639 | 14.0639 | 1.6055 | Fixed domestic
FZ2184_240531a | Progressive Change - Final | CDP25 | H2 Domestic Fixed_TAS | 2046 | TAS | TAS | 14.0639 | 14.0639 | 1.6055 | Fixed domestic
FZ2184_240531a | Progressive Change - Final | CDP25 | H2 Domestic Fixed_TAS | 2047 | TAS | TAS | 15.9975 | 15.9975 | 1.8262 | Fixed domestic
FZ2184_240531a | Progressive Change - Final | CDP25 | H2 Domestic Fixed_TAS | 2048 | TAS | TAS | 16.0413 | 16.0413 | 1.8262 | Fixed domestic
FZ2184_240531a | Progressive Change - Final | CDP25 | H2 Domestic Fixed_TAS | 2049 | TAS | TAS | 15.9975 | 15.9975 | 1.8262 | Fixed domestic
FZ2184_240531a | Progressive Change - Final | CDP25 | H2 Domestic Fixed_TAS | 2050 | TAS | TAS | 16.1036 | 16.1036 | 1.8383 | Fixed domestic
FZ2184_240531a | Progressive Change - Final | CDP25 | H2 Domestic Fixed_TAS | 2051 | TAS | TAS | 16.1036 | 16.1036 | 1.8383 | Fixed domestic
FZ2184_240531a | Progressive Change - Final | CDP25 | H2 Domestic Fixed_TAS | 2052 | TAS | TAS | 16.1788 | 16.1788 | 1.8419 | Fixed domestic
FZ2184_240531a | Progressive Change - Final | CDP25 | H2 Domestic Flex_TAS | 2025 | TAS | TAS | 0 | 0 | 0 | Flexible domestic
FZ2184_240531a | Progressive Change - Final | CDP25 | H2 Domestic Flex_TAS | 2026 | TAS | TAS | 0 | 0 | 0 | Flexible domestic
FZ2184_240531a | Progressive Change - Final | CDP25 | H2 Domestic Flex_TAS | 2027 | TAS | TAS | 0 | 0 | 0 | Flexible domestic
FZ2184_240531a | Progressive Change - Final | CDP25 | H2 Domestic Flex_TAS | 2028 | TAS | TAS | 0 | 0 | 0 | Flexible domestic
FZ2184_240531a | Progressive Change - Final | CDP25 | H2 Domestic Flex_TAS | 2029 | TAS | TAS | 5.7721 | 6.6798 | 0.76253 | Flexible domestic
FZ2184_240531a | Progressive Change - Final | CDP25 | H2 Domestic Flex_TAS | 2030 | TAS | TAS | 24.2692 | 27.4534 | 3.134 | Flexible domestic
FZ2184_240531a | Progressive Change - Final | CDP25 | H2 Domestic Flex_TAS | 2031 | TAS | TAS | 50.4074 | 57.2484 | 6.5352 | Flexible domestic
FZ2184_240531a | Progressive Change - Final | CDP25 | H2 Domestic Flex_TAS | 2032 | TAS | TAS | 66.0847 | 74.6547 | 8.4989 | Flexible domestic
FZ2184_240531a | Progressive Change - Final | CDP25 | H2 Domestic Flex_TAS | 2033 | TAS | TAS | 95.2936 | 106.0648 | 12.1079 | Flexible domestic
FZ2184_240531a | Progressive Change - Final | CDP25 | H2 Domestic Flex_TAS | 2034 | TAS | TAS | 93.8191 | 106.0648 | 12.1079 | Flexible domestic
FZ2184_240531a | Progressive Change - Final | CDP25 | H2 Domestic Flex_TAS | 2035 | TAS | TAS | 98.1518 | 109.2787 | 12.4747 | Flexible domestic
FZ2184_240531a | Progressive Change - Final | CDP25 | H2 Domestic Flex_TAS | 2036 | TAS | TAS | 99.4811 | 130.8837 | 14.9002 | Flexible domestic
FZ2184_240531a | Progressive Change - Final | CDP25 | H2 Domestic Flex_TAS | 2037 | TAS | TAS | 97.2629 | 130.5261 | 14.9002 | Flexible domestic
FZ2184_240531a | Progressive Change - Final | CDP25 | H2 Domestic Flex_TAS | 2038 | TAS | TAS | 174.1542 | 216.8567 | 24.7553 | Flexible domestic
FZ2184_240531a | Progressive Change - Final | CDP25 | H2 Domestic Flex_TAS | 2039 | TAS | TAS | 170.2738 | 216.8567 | 24.7553 | Flexible domestic
FZ2184_240531a | Progressive Change - Final | CDP25 | H2 Domestic Flex_TAS | 2040 | TAS | TAS | 167.28 | 217.4508 | 24.7553 | Flexible domestic
FZ2184_240531a | Progressive Change - Final | CDP25 | H2 Domestic Flex_TAS | 2041 | TAS | TAS | 165.4189 | 312.5319 | 35.6772 | Flexible domestic
FZ2184_240531a | Progressive Change - Final | CDP25 | H2 Domestic Flex_TAS | 2042 | TAS | TAS | 169.1686 | 312.5319 | 35.6772 | Flexible domestic
FZ2184_240531a | Progressive Change - Final | CDP25 | H2 Domestic Flex_TAS | 2043 | TAS | TAS | 170.1357 | 312.5319 | 35.6772 | Flexible domestic
FZ2184_240531a | Progressive Change - Final | CDP25 | H2 Domestic Flex_TAS | 2044 | TAS | TAS | 173.9123 | 313.3881 | 35.6772 | Flexible domestic
FZ2184_240531a | Progressive Change - Final | CDP25 | H2 Domestic Flex_TAS | 2045 | TAS | TAS | 175.0212 | 312.5319 | 35.6772 | Flexible domestic
FZ2184_240531a | Progressive Change - Final | CDP25 | H2 Domestic Flex_TAS | 2046 | TAS | TAS | 175.0212 | 312.5319 | 35.6772 | Flexible domestic
FZ2184_240531a | Progressive Change - Final | CDP25 | H2 Domestic Flex_TAS | 2047 | TAS | TAS | 175.0212 | 355.5001 | 40.5822 | Flexible domestic
FZ2184_240531a | Progressive Change - Final | CDP25 | H2 Domestic Flex_TAS | 2048 | TAS | TAS | 175.0212 | 356.4741 | 40.5822 | Flexible domestic
FZ2184_240531a | Progressive Change - Final | CDP25 | H2 Domestic Flex_TAS | 2049 | TAS | TAS | 175.0212 | 355.5001 | 40.5822 | Flexible domestic
FZ2184_240531a | Progressive Change - Final | CDP25 | H2 Domestic Flex_TAS | 2050 | TAS | TAS | 175.0212 | 357.8573 | 40.8513 | Flexible domestic
FZ2184_240531a | Progressive Change - Final | CDP25 | H2 Domestic Flex_TAS | 2051 | TAS | TAS | 175.0212 | 357.8573 | 40.8513 | Flexible domestic
FZ2184_240531a | Progressive Change - Final | CDP25 | H2 Domestic Flex_TAS | 2052 | TAS | TAS | 175.0212 | 359.53 | 40.9301 | Flexible domestic
FZ2184_240531a | Progressive Change - Final | CDP25 | H2 Domestic Fixed_VIC | 2025 | VIC | VIC | 2.5574 | 2.5574 | 0.29194 | Fixed domestic
FZ2184_240531a | Progressive Change - Final | CDP25 | H2 Domestic Fixed_VIC | 2026 | VIC | VIC | 4.0307 | 4.0307 | 0.46013 | Fixed domestic
FZ2184_240531a | Progressive Change - Final | CDP25 | H2 Domestic Fixed_VIC | 2027 | VIC | VIC | 4.0307 | 4.0307 | 0.46013 | Fixed domestic
FZ2184_240531a | Progressive Change - Final | CDP25 | H2 Domestic Fixed_VIC | 2028 | VIC | VIC | 4.0418 | 4.0418 | 0.46013 | Fixed domestic
FZ2184_240531a | Progressive Change - Final | CDP25 | H2 Domestic Fixed_VIC | 2029 | VIC | VIC | 50.4395 | 50.4395 | 5.7579 | Fixed domestic
FZ2184_240531a | Progressive Change - Final | CDP25 | H2 Domestic Fixed_VIC | 2030 | VIC | VIC | 139.1119 | 139.1119 | 15.8804 | Fixed domestic
FZ2184_240531a | Progressive Change - Final | CDP25 | H2 Domestic Fixed_VIC | 2031 | VIC | VIC | 139.1119 | 139.1119 | 15.8804 | Fixed domestic
FZ2184_240531a | Progressive Change - Final | CDP25 | H2 Domestic Fixed_VIC | 2032 | VIC | VIC | 204.8376 | 204.8376 | 23.3194 | Fixed domestic
FZ2184_240531a | Progressive Change - Final | CDP25 | H2 Domestic Fixed_VIC | 2033 | VIC | VIC | 420.9245 | 420.9245 | 48.0507 | Fixed domestic
FZ2184_240531a | Progressive Change - Final | CDP25 | H2 Domestic Fixed_VIC | 2034 | VIC | VIC | 420.9245 | 420.9245 | 48.0507 | Fixed domestic
FZ2184_240531a | Progressive Change - Final | CDP25 | H2 Domestic Fixed_VIC | 2035 | VIC | VIC | 489.2586 | 489.2586 | 55.8514 | Fixed domestic
FZ2184_240531a | Progressive Change - Final | CDP25 | H2 Domestic Fixed_VIC | 2036 | VIC | VIC | 549.27 | 549.27 | 62.5307 | Fixed domestic
FZ2184_240531a | Progressive Change - Final | CDP25 | H2 Domestic Fixed_VIC | 2037 | VIC | VIC | 547.7692 | 547.7692 | 62.5307 | Fixed domestic
FZ2184_240531a | Progressive Change - Final | CDP25 | H2 Domestic Fixed_VIC | 2038 | VIC | VIC | 576.3117 | 576.3117 | 65.789 | Fixed domestic
FZ2184_240531a | Progressive Change - Final | CDP25 | H2 Domestic Fixed_VIC | 2039 | VIC | VIC | 576.3117 | 576.3117 | 65.789 | Fixed domestic
FZ2184_240531a | Progressive Change - Final | CDP25 | H2 Domestic Fixed_VIC | 2040 | VIC | VIC | 577.8906 | 577.8906 | 65.789 | Fixed domestic
FZ2184_240531a | Progressive Change - Final | CDP25 | H2 Domestic Fixed_VIC | 2041 | VIC | VIC | 576.3117 | 576.3117 | 65.789 | Fixed domestic
FZ2184_240531a | Progressive Change - Final | CDP25 | H2 Domestic Fixed_VIC | 2042 | VIC | VIC | 576.3117 | 576.3117 | 65.789 | Fixed domestic
FZ2184_240531a | Progressive Change - Final | CDP25 | H2 Domestic Fixed_VIC | 2043 | VIC | VIC | 576.3117 | 576.3117 | 65.789 | Fixed domestic
FZ2184_240531a | Progressive Change - Final | CDP25 | H2 Domestic Fixed_VIC | 2044 | VIC | VIC | 598.902 | 598.902 | 68.181 | Fixed domestic
FZ2184_240531a | Progressive Change - Final | CDP25 | H2 Domestic Fixed_VIC | 2045 | VIC | VIC | 597.2657 | 597.2657 | 68.181 | Fixed domestic
FZ2184_240531a | Progressive Change - Final | CDP25 | H2 Domestic Fixed_VIC | 2046 | VIC | VIC | 597.2657 | 597.2657 | 68.181 | Fixed domestic
FZ2184_240531a | Progressive Change - Final | CDP25 | H2 Domestic Fixed_VIC | 2047 | VIC | VIC | 678.099 | 678.099 | 77.4086 | Fixed domestic
FZ2184_240531a | Progressive Change - Final | CDP25 | H2 Domestic Fixed_VIC | 2048 | VIC | VIC | 679.9568 | 679.9568 | 77.4086 | Fixed domestic
FZ2184_240531a | Progressive Change - Final | CDP25 | H2 Domestic Fixed_VIC | 2049 | VIC | VIC | 678.099 | 678.099 | 77.4086 | Fixed domestic
FZ2184_240531a | Progressive Change - Final | CDP25 | H2 Domestic Fixed_VIC | 2050 | VIC | VIC | 826.558 | 826.558 | 94.3559 | Fixed domestic
FZ2184_240531a | Progressive Change - Final | CDP25 | H2 Domestic Fixed_VIC | 2051 | VIC | VIC | 825.0847 | 825.0847 | 94.1877 | Fixed domestic
FZ2184_240531a | Progressive Change - Final | CDP25 | H2 Domestic Fixed_VIC | 2052 | VIC | VIC | 867.8842 | 867.8842 | 98.8028 | Fixed domestic
FZ2184_240531a | Progressive Change - Final | CDP25 | H2 Domestic Flex_VIC | 2025 | VIC | VIC | 49.3127 | 56.8302 | 6.4875 | Flexible domestic
FZ2184_240531a | Progressive Change - Final | CDP25 | H2 Domestic Flex_VIC | 2026 | VIC | VIC | 77.6668 | 89.5717 | 10.2251 | Flexible domestic
FZ2184_240531a | Progressive Change - Final | CDP25 | H2 Domestic Flex_VIC | 2027 | VIC | VIC | 75.935 | 89.5717 | 10.2251 | Flexible domestic
FZ2184_240531a | Progressive Change - Final | CDP25 | H2 Domestic Flex_VIC | 2028 | VIC | VIC | 74.2418 | 89.8171 | 10.2251 | Flexible domestic
FZ2184_240531a | Progressive Change - Final | CDP25 | H2 Domestic Flex_VIC | 2029 | VIC | VIC | 681.7364 | 1120.8784 | 127.9542 | Flexible domestic
FZ2184_240531a | Progressive Change - Final | CDP25 | H2 Domestic Flex_VIC | 2030 | VIC | VIC | 1845.7348 | 3091.376 | 352.8968 | Flexible domestic
FZ2184_240531a | Progressive Change - Final | CDP25 | H2 Domestic Flex_VIC | 2031 | VIC | VIC | 2721.9649 | 3091.376 | 352.8968 | Flexible domestic
FZ2184_240531a | Progressive Change - Final | CDP25 | H2 Domestic Flex_VIC | 2032 | VIC | VIC | 4029.4052 | 4551.9473 | 518.2089 | Flexible domestic
FZ2184_240531a | Progressive Change - Final | CDP25 | H2 Domestic Flex_VIC | 2033 | VIC | VIC | 7023.9979 | 9353.878 | 1067.7943 | Flexible domestic
FZ2184_240531a | Progressive Change - Final | CDP25 | H2 Domestic Flex_VIC | 2034 | VIC | VIC | 6901.8072 | 9353.878 | 1067.7943 | Flexible domestic
FZ2184_240531a | Progressive Change - Final | CDP25 | H2 Domestic Flex_VIC | 2035 | VIC | VIC | 6908.0235 | 10872.4124 | 1241.143 | Flexible domestic
FZ2184_240531a | Progressive Change - Final | CDP25 | H2 Domestic Flex_VIC | 2036 | VIC | VIC | 6792.8173 | 12205.999 | 1389.5718 | Flexible domestic
FZ2184_240531a | Progressive Change - Final | CDP25 | H2 Domestic Flex_VIC | 2037 | VIC | VIC | 6641.3518 | 12172.6493 | 1389.5718 | Flexible domestic
FZ2184_240531a | Progressive Change - Final | CDP25 | H2 Domestic Flex_VIC | 2038 | VIC | VIC | 6623.0249 | 12806.9266 | 1461.9779 | Flexible domestic
FZ2184_240531a | Progressive Change - Final | CDP25 | H2 Domestic Flex_VIC | 2039 | VIC | VIC | 6516.1323 | 12806.9266 | 1461.9779 | Flexible domestic
FZ2184_240531a | Progressive Change - Final | CDP25 | H2 Domestic Flex_VIC | 2040 | VIC | VIC | 6406.7198 | 12842.0141 | 1461.9779 | Flexible domestic
FZ2184_240531a | Progressive Change - Final | CDP25 | H2 Domestic Flex_VIC | 2041 | VIC | VIC | 6334.4863 | 12806.9266 | 1461.9779 | Flexible domestic
FZ2184_240531a | Progressive Change - Final | CDP25 | H2 Domestic Flex_VIC | 2042 | VIC | VIC | 6347.9134 | 12806.9266 | 1461.9779 | Flexible domestic
FZ2184_240531a | Progressive Change - Final | CDP25 | H2 Domestic Flex_VIC | 2043 | VIC | VIC | 6409.0814 | 12806.9266 | 1461.9779 | Flexible domestic
FZ2184_240531a | Progressive Change - Final | CDP25 | H2 Domestic Flex_VIC | 2044 | VIC | VIC | 6453.7611 | 13308.9333 | 1515.1336 | Flexible domestic
FZ2184_240531a | Progressive Change - Final | CDP25 | H2 Domestic Flex_VIC | 2045 | VIC | VIC | 6488.447 | 13272.5701 | 1515.1336 | Flexible domestic
FZ2184_240531a | Progressive Change - Final | CDP25 | H2 Domestic Flex_VIC | 2046 | VIC | VIC | 6529.3694 | 13272.5701 | 1515.1336 | Flexible domestic
FZ2184_240531a | Progressive Change - Final | CDP25 | H2 Domestic Flex_VIC | 2047 | VIC | VIC | 6529.3694 | 15068.8668 | 1720.1903 | Flexible domestic
FZ2184_240531a | Progressive Change - Final | CDP25 | H2 Domestic Flex_VIC | 2048 | VIC | VIC | 6614.7091 | 15110.1514 | 1720.1903 | Flexible domestic
FZ2184_240531a | Progressive Change - Final | CDP25 | H2 Domestic Flex_VIC | 2049 | VIC | VIC | 6614.7091 | 15068.8668 | 1720.1903 | Flexible domestic
FZ2184_240531a | Progressive Change - Final | CDP25 | H2 Domestic Flex_VIC | 2050 | VIC | VIC | 7316.4323 | 18367.9563 | 2096.7987 | Flexible domestic
FZ2184_240531a | Progressive Change - Final | CDP25 | H2 Domestic Flex_VIC | 2051 | VIC | VIC | 7316.4323 | 18335.2149 | 2093.0611 | Flexible domestic
FZ2184_240531a | Progressive Change - Final | CDP25 | H2 Domestic Flex_VIC | 2052 | VIC | VIC | 7316.4323 | 19286.3149 | 2195.6187 | Flexible domestic
FZ2163_240531a | Progressive Change - Final | CDP3 | H2 Domestic Fixed_SNSW | 2025 | NSW | SNSW | 1.3276 | 1.3276 | 0.15156 | Fixed domestic
FZ2163_240531a | Progressive Change - Final | CDP3 | H2 Domestic Fixed_SNSW | 2026 | NSW | SNSW | 3.1853 | 3.1853 | 0.36362 | Fixed domestic
FZ2163_240531a | Progressive Change - Final | CDP3 | H2 Domestic Fixed_SNSW | 2027 | NSW | SNSW | 6.3084 | 6.3084 | 0.72014 | Fixed domestic
FZ2163_240531a | Progressive Change - Final | CDP3 | H2 Domestic Fixed_SNSW | 2028 | NSW | SNSW | 10.9957 | 10.9957 | 1.2518 | Fixed domestic
FZ2163_240531a | Progressive Change - Final | CDP3 | H2 Domestic Fixed_SNSW | 2029 | NSW | SNSW | 27.192 | 27.192 | 3.1041 | Fixed domestic
FZ2163_240531a | Progressive Change - Final | CDP3 | H2 Domestic Fixed_SNSW | 2030 | NSW | SNSW | 27.192 | 27.192 | 3.1041 | Fixed domestic
FZ2163_240531a | Progressive Change - Final | CDP3 | H2 Domestic Fixed_SNSW | 2031 | NSW | SNSW | 27.192 | 27.192 | 3.1041 | Fixed domestic
FZ2163_240531a | Progressive Change - Final | CDP3 | H2 Domestic Fixed_SNSW | 2032 | NSW | SNSW | 27.2665 | 27.2665 | 3.1041 | Fixed domestic
FZ2163_240531a | Progressive Change - Final | CDP3 | H2 Domestic Fixed_SNSW | 2033 | NSW | SNSW | 27.192 | 27.192 | 3.1041 | Fixed domestic
FZ2163_240531a | Progressive Change - Final | CDP3 | H2 Domestic Fixed_SNSW | 2034 | NSW | SNSW | 27.6335 | 27.6335 | 3.1545 | Fixed domestic
FZ2163_240531a | Progressive Change - Final | CDP3 | H2 Domestic Fixed_SNSW | 2035 | NSW | SNSW | 27.6335 | 27.6335 | 3.1545 | Fixed domestic
FZ2163_240531a | Progressive Change - Final | CDP3 | H2 Domestic Fixed_SNSW | 2036 | NSW | SNSW | 38.1133 | 38.1133 | 4.3389 | Fixed domestic
FZ2163_240531a | Progressive Change - Final | CDP3 | H2 Domestic Fixed_SNSW | 2037 | NSW | SNSW | 38.0092 | 38.0092 | 4.3389 | Fixed domestic
FZ2163_240531a | Progressive Change - Final | CDP3 | H2 Domestic Fixed_SNSW | 2038 | NSW | SNSW | 40.1835 | 40.1835 | 4.5872 | Fixed domestic
FZ2163_240531a | Progressive Change - Final | CDP3 | H2 Domestic Fixed_SNSW | 2039 | NSW | SNSW | 40.1835 | 40.1835 | 4.5872 | Fixed domestic
FZ2163_240531a | Progressive Change - Final | CDP3 | H2 Domestic Fixed_SNSW | 2040 | NSW | SNSW | 40.2935 | 40.2935 | 4.5872 | Fixed domestic
FZ2163_240531a | Progressive Change - Final | CDP3 | H2 Domestic Fixed_SNSW | 2041 | NSW | SNSW | 40.1835 | 40.1835 | 4.5872 | Fixed domestic
FZ2163_240531a | Progressive Change - Final | CDP3 | H2 Domestic Fixed_SNSW | 2042 | NSW | SNSW | 40.1835 | 40.1835 | 4.5872 | Fixed domestic
FZ2163_240531a | Progressive Change - Final | CDP3 | H2 Domestic Fixed_SNSW | 2043 | NSW | SNSW | 40.1835 | 40.1835 | 4.5872 | Fixed domestic
FZ2163_240531a | Progressive Change - Final | CDP3 | H2 Domestic Fixed_SNSW | 2044 | NSW | SNSW | 54.9452 | 54.9452 | 6.2551 | Fixed domestic
FZ2163_240531a | Progressive Change - Final | CDP3 | H2 Domestic Fixed_SNSW | 2045 | NSW | SNSW | 54.7951 | 54.7951 | 6.2551 | Fixed domestic
FZ2163_240531a | Progressive Change - Final | CDP3 | H2 Domestic Fixed_SNSW | 2046 | NSW | SNSW | 55.31 | 55.31 | 6.3139 | Fixed domestic
FZ2163_240531a | Progressive Change - Final | CDP3 | H2 Domestic Fixed_SNSW | 2047 | NSW | SNSW | 55.736 | 55.736 | 6.3626 | Fixed domestic
FZ2163_240531a | Progressive Change - Final | CDP3 | H2 Domestic Fixed_SNSW | 2048 | NSW | SNSW | 55.8887 | 55.8887 | 6.3626 | Fixed domestic
FZ2163_240531a | Progressive Change - Final | CDP3 | H2 Domestic Fixed_SNSW | 2049 | NSW | SNSW | 107.1346 | 107.1346 | 12.23 | Fixed domestic
FZ2163_240531a | Progressive Change - Final | CDP3 | H2 Domestic Fixed_SNSW | 2050 | NSW | SNSW | 206.5924 | 206.5924 | 23.5836 | Fixed domestic
FZ2163_240531a | Progressive Change - Final | CDP3 | H2 Domestic Fixed_SNSW | 2051 | NSW | SNSW | 208.9276 | 208.9276 | 23.8502 | Fixed domestic
FZ2163_240531a | Progressive Change - Final | CDP3 | H2 Domestic Fixed_SNSW | 2052 | NSW | SNSW | 206.3684 | 206.3684 | 23.4937 | Fixed domestic
FZ2163_240531a | Progressive Change - Final | CDP3 | H2 Domestic Flex_SNSW | 2025 | NSW | SNSW | 25.6001 | 29.5027 | 3.3679 | Flexible domestic
FZ2163_240531a | Progressive Change - Final | CDP3 | H2 Domestic Flex_SNSW | 2026 | NSW | SNSW | 61.376 | 70.7839 | 8.0803 | Flexible domestic
FZ2163_240531a | Progressive Change - Final | CDP3 | H2 Domestic Flex_SNSW | 2027 | NSW | SNSW | 120.043 | 140.1867 | 16.003 | Flexible domestic
FZ2163_240531a | Progressive Change - Final | CDP3 | H2 Domestic Flex_SNSW | 2028 | NSW | SNSW | 210.6775 | 244.3483 | 27.8174 | Flexible domestic
FZ2163_240531a | Progressive Change - Final | CDP3 | H2 Domestic Flex_SNSW | 2029 | NSW | SNSW | 349.4215 | 604.2666 | 68.9802 | Flexible domestic
FZ2163_240531a | Progressive Change - Final | CDP3 | H2 Domestic Flex_SNSW | 2030 | NSW | SNSW | 534.1801 | 604.2666 | 68.9802 | Flexible domestic
FZ2163_240531a | Progressive Change - Final | CDP3 | H2 Domestic Flex_SNSW | 2031 | NSW | SNSW | 492.3807 | 604.2666 | 68.9802 | Flexible domestic
FZ2163_240531a | Progressive Change - Final | CDP3 | H2 Domestic Flex_SNSW | 2032 | NSW | SNSW | 476.0744 | 605.9221 | 68.9802 | Flexible domestic
FZ2163_240531a | Progressive Change - Final | CDP3 | H2 Domestic Flex_SNSW | 2033 | NSW | SNSW | 481.2263 | 604.2666 | 68.9802 | Flexible domestic
FZ2163_240531a | Progressive Change - Final | CDP3 | H2 Domestic Flex_SNSW | 2034 | NSW | SNSW | 552.3411 | 614.0776 | 70.1002 | Flexible domestic
FZ2163_240531a | Progressive Change - Final | CDP3 | H2 Domestic Flex_SNSW | 2035 | NSW | SNSW | 545.5686 | 614.0776 | 70.1002 | Flexible domestic
FZ2163_240531a | Progressive Change - Final | CDP3 | H2 Domestic Flex_SNSW | 2036 | NSW | SNSW | 533.4557 | 846.9629 | 96.4211 | Flexible domestic
FZ2163_240531a | Progressive Change - Final | CDP3 | H2 Domestic Flex_SNSW | 2037 | NSW | SNSW | 521.5746 | 844.6488 | 96.4211 | Flexible domestic
FZ2163_240531a | Progressive Change - Final | CDP3 | H2 Domestic Flex_SNSW | 2038 | NSW | SNSW | 513.1738 | 892.9657 | 101.9367 | Flexible domestic
FZ2163_240531a | Progressive Change - Final | CDP3 | H2 Domestic Flex_SNSW | 2039 | NSW | SNSW | 505.0727 | 892.9657 | 101.9367 | Flexible domestic
FZ2163_240531a | Progressive Change - Final | CDP3 | H2 Domestic Flex_SNSW | 2040 | NSW | SNSW | 495.9991 | 895.4122 | 101.9367 | Flexible domestic
FZ2163_240531a | Progressive Change - Final | CDP3 | H2 Domestic Flex_SNSW | 2041 | NSW | SNSW | 490.409 | 892.9657 | 101.9367 | Flexible domestic
FZ2163_240531a | Progressive Change - Final | CDP3 | H2 Domestic Flex_SNSW | 2042 | NSW | SNSW | 493.7656 | 892.9657 | 101.9367 | Flexible domestic
FZ2163_240531a | Progressive Change - Final | CDP3 | H2 Domestic Flex_SNSW | 2043 | NSW | SNSW | 497.5281 | 892.9657 | 101.9367 | Flexible domestic
FZ2163_240531a | Progressive Change - Final | CDP3 | H2 Domestic Flex_SNSW | 2044 | NSW | SNSW | 500.06 | 1221.0051 | 139.0033 | Flexible domestic
FZ2163_240531a | Progressive Change - Final | CDP3 | H2 Domestic Flex_SNSW | 2045 | NSW | SNSW | 501.0179 | 1217.6691 | 139.0033 | Flexible domestic
FZ2163_240531a | Progressive Change - Final | CDP3 | H2 Domestic Flex_SNSW | 2046 | NSW | SNSW | 502.8628 | 1229.1104 | 140.3094 | Flexible domestic
FZ2163_240531a | Progressive Change - Final | CDP3 | H2 Domestic Flex_SNSW | 2047 | NSW | SNSW | 503.9421 | 1238.5783 | 141.3902 | Flexible domestic
FZ2163_240531a | Progressive Change - Final | CDP3 | H2 Domestic Flex_SNSW | 2048 | NSW | SNSW | 837.0633 | 1241.9717 | 141.3902 | Flexible domestic
FZ2163_240531a | Progressive Change - Final | CDP3 | H2 Domestic Flex_SNSW | 2049 | NSW | SNSW | 1166.1951 | 2380.768 | 271.7772 | Flexible domestic
FZ2163_240531a | Progressive Change - Final | CDP3 | H2 Domestic Flex_SNSW | 2050 | NSW | SNSW | 1495.0574 | 4590.9422 | 524.0802 | Flexible domestic
FZ2163_240531a | Progressive Change - Final | CDP3 | H2 Domestic Flex_SNSW | 2051 | NSW | SNSW | 1496.3303 | 4642.8363 | 530.0041 | Flexible domestic
FZ2163_240531a | Progressive Change - Final | CDP3 | H2 Domestic Flex_SNSW | 2052 | NSW | SNSW | 1495.761 | 4585.9634 | 522.0814 | Flexible domestic
FZ2163_240531a | Progressive Change - Final | CDP3 | H2 Domestic Fixed_SNW | 2025 | NSW | SNW | 6.7088 | 6.7088 | 0.76584 | Fixed domestic
FZ2163_240531a | Progressive Change - Final | CDP3 | H2 Domestic Fixed_SNW | 2026 | NSW | SNW | 16.2535 | 16.2535 | 1.8554 | Fixed domestic
FZ2163_240531a | Progressive Change - Final | CDP3 | H2 Domestic Fixed_SNW | 2027 | NSW | SNW | 32.1809 | 32.1809 | 3.6736 | Fixed domestic
FZ2163_240531a | Progressive Change - Final | CDP3 | H2 Domestic Fixed_SNW | 2028 | NSW | SNW | 56.1933 | 56.1933 | 6.3972 | Fixed domestic
FZ2163_240531a | Progressive Change - Final | CDP3 | H2 Domestic Fixed_SNW | 2029 | NSW | SNW | 129.4112 | 129.4112 | 14.773 | Fixed domestic
FZ2163_240531a | Progressive Change - Final | CDP3 | H2 Domestic Fixed_SNW | 2030 | NSW | SNW | 129.4112 | 129.4112 | 14.773 | Fixed domestic
FZ2163_240531a | Progressive Change - Final | CDP3 | H2 Domestic Fixed_SNW | 2031 | NSW | SNW | 129.4112 | 129.4112 | 14.773 | Fixed domestic
FZ2163_240531a | Progressive Change - Final | CDP3 | H2 Domestic Fixed_SNW | 2032 | NSW | SNW | 129.7658 | 129.7658 | 14.773 | Fixed domestic
FZ2163_240531a | Progressive Change - Final | CDP3 | H2 Domestic Fixed_SNW | 2033 | NSW | SNW | 129.4112 | 129.4112 | 14.773 | Fixed domestic
FZ2163_240531a | Progressive Change - Final | CDP3 | H2 Domestic Fixed_SNW | 2034 | NSW | SNW | 145.2244 | 145.2244 | 16.5781 | Fixed domestic
FZ2163_240531a | Progressive Change - Final | CDP3 | H2 Domestic Fixed_SNW | 2035 | NSW | SNW | 146.2042 | 146.2042 | 16.69 | Fixed domestic
FZ2163_240531a | Progressive Change - Final | CDP3 | H2 Domestic Fixed_SNW | 2036 | NSW | SNW | 224.5534 | 224.5534 | 25.5639 | Fixed domestic
FZ2163_240531a | Progressive Change - Final | CDP3 | H2 Domestic Fixed_SNW | 2037 | NSW | SNW | 223.9399 | 223.9399 | 25.5639 | Fixed domestic
FZ2163_240531a | Progressive Change - Final | CDP3 | H2 Domestic Fixed_SNW | 2038 | NSW | SNW | 237.2413 | 237.2413 | 27.0823 | Fixed domestic
FZ2163_240531a | Progressive Change - Final | CDP3 | H2 Domestic Fixed_SNW | 2039 | NSW | SNW | 237.2413 | 237.2413 | 27.0823 | Fixed domestic
FZ2163_240531a | Progressive Change - Final | CDP3 | H2 Domestic Fixed_SNW | 2040 | NSW | SNW | 237.8913 | 237.8913 | 27.0823 | Fixed domestic
FZ2163_240531a | Progressive Change - Final | CDP3 | H2 Domestic Fixed_SNW | 2041 | NSW | SNW | 237.2413 | 237.2413 | 27.0823 | Fixed domestic
FZ2163_240531a | Progressive Change - Final | CDP3 | H2 Domestic Fixed_SNW | 2042 | NSW | SNW | 237.2413 | 237.2413 | 27.0823 | Fixed domestic
FZ2163_240531a | Progressive Change - Final | CDP3 | H2 Domestic Fixed_SNW | 2043 | NSW | SNW | 237.2413 | 237.2413 | 27.0823 | Fixed domestic
FZ2163_240531a | Progressive Change - Final | CDP3 | H2 Domestic Fixed_SNW | 2044 | NSW | SNW | 282.9542 | 282.9542 | 32.2124 | Fixed domestic
FZ2163_240531a | Progressive Change - Final | CDP3 | H2 Domestic Fixed_SNW | 2045 | NSW | SNW | 282.1811 | 282.1811 | 32.2124 | Fixed domestic
FZ2163_240531a | Progressive Change - Final | CDP3 | H2 Domestic Fixed_SNW | 2046 | NSW | SNW | 284.5993 | 284.5993 | 32.4885 | Fixed domestic
FZ2163_240531a | Progressive Change - Final | CDP3 | H2 Domestic Fixed_SNW | 2047 | NSW | SNW | 294.7233 | 294.7233 | 33.6442 | Fixed domestic
FZ2163_240531a | Progressive Change - Final | CDP3 | H2 Domestic Fixed_SNW | 2048 | NSW | SNW | 345.9221 | 345.9221 | 39.3809 | Fixed domestic
FZ2163_240531a | Progressive Change - Final | CDP3 | H2 Domestic Fixed_SNW | 2049 | NSW | SNW | 556.9871 | 556.9871 | 63.583 | Fixed domestic
FZ2163_240531a | Progressive Change - Final | CDP3 | H2 Domestic Fixed_SNW | 2050 | NSW | SNW | 1043.5648 | 1043.5648 | 119.1284 | Fixed domestic
FZ2163_240531a | Progressive Change - Final | CDP3 | H2 Domestic Fixed_SNW | 2051 | NSW | SNW | 1075.8589 | 1075.8589 | 122.8149 | Fixed domestic
FZ2163_240531a | Progressive Change - Final | CDP3 | H2 Domestic Fixed_SNW | 2052 | NSW | SNW | 1062.8354 | 1062.8354 | 120.9967 | Fixed domestic
FZ2163_240531a | Progressive Change - Final | CDP3 | H2 Domestic Flex_SNW | 2025 | NSW | SNW | 129.3626 | 149.0835 | 17.0187 | Flexible domestic
FZ2163_240531a | Progressive Change - Final | CDP3 | H2 Domestic Flex_SNW | 2026 | NSW | SNW | 313.1838 | 361.189 | 41.2316 | Flexible domestic
FZ2163_240531a | Progressive Change - Final | CDP3 | H2 Domestic Flex_SNW | 2027 | NSW | SNW | 612.3729 | 715.1317 | 81.636 | Flexible domestic
FZ2163_240531a | Progressive Change - Final | CDP3 | H2 Domestic Flex_SNW | 2028 | NSW | SNW | 1076.6655 | 1248.7402 | 142.1608 | Flexible domestic
FZ2163_240531a | Progressive Change - Final | CDP3 | H2 Domestic Flex_SNW | 2029 | NSW | SNW | 1746.9973 | 2875.8056 | 328.2883 | Flexible domestic
FZ2163_240531a | Progressive Change - Final | CDP3 | H2 Domestic Flex_SNW | 2030 | NSW | SNW | 2542.2523 | 2875.8056 | 328.2883 | Flexible domestic
FZ2163_240531a | Progressive Change - Final | CDP3 | H2 Domestic Flex_SNW | 2031 | NSW | SNW | 2515.4538 | 2875.8056 | 328.2883 | Flexible domestic
FZ2163_240531a | Progressive Change - Final | CDP3 | H2 Domestic Flex_SNW | 2032 | NSW | SNW | 2464.6915 | 2883.6845 | 328.2883 | Flexible domestic
FZ2163_240531a | Progressive Change - Final | CDP3 | H2 Domestic Flex_SNW | 2033 | NSW | SNW | 2494.3595 | 2875.8056 | 328.2883 | Flexible domestic
FZ2163_240531a | Progressive Change - Final | CDP3 | H2 Domestic Flex_SNW | 2034 | NSW | SNW | 2885.4332 | 3227.2093 | 368.4029 | Flexible domestic
FZ2163_240531a | Progressive Change - Final | CDP3 | H2 Domestic Flex_SNW | 2035 | NSW | SNW | 2849.6573 | 3248.9813 | 370.8883 | Flexible domestic
FZ2163_240531a | Progressive Change - Final | CDP3 | H2 Domestic Flex_SNW | 2036 | NSW | SNW | 2786.0639 | 4990.0761 | 568.087 | Flexible domestic
FZ2163_240531a | Progressive Change - Final | CDP3 | H2 Domestic Flex_SNW | 2037 | NSW | SNW | 2723.9267 | 4976.442 | 568.087 | Flexible domestic
FZ2163_240531a | Progressive Change - Final | CDP3 | H2 Domestic Flex_SNW | 2038 | NSW | SNW | 2663.3637 | 5272.0299 | 601.8299 | Flexible domestic
FZ2163_240531a | Progressive Change - Final | CDP3 | H2 Domestic Flex_SNW | 2039 | NSW | SNW | 2620.6811 | 5272.0299 | 601.8299 | Flexible domestic
FZ2163_240531a | Progressive Change - Final | CDP3 | H2 Domestic Flex_SNW | 2040 | NSW | SNW | 2572.9575 | 5286.4738 | 601.8299 | Flexible domestic
FZ2163_240531a | Progressive Change - Final | CDP3 | H2 Domestic Flex_SNW | 2041 | NSW | SNW | 2543.9462 | 5272.0299 | 601.8299 | Flexible domestic
FZ2163_240531a | Progressive Change - Final | CDP3 | H2 Domestic Flex_SNW | 2042 | NSW | SNW | 2561.6328 | 5272.0299 | 601.8299 | Flexible domestic
FZ2163_240531a | Progressive Change - Final | CDP3 | H2 Domestic Flex_SNW | 2043 | NSW | SNW | 2563.6656 | 5272.0299 | 601.8299 | Flexible domestic
FZ2163_240531a | Progressive Change - Final | CDP3 | H2 Domestic Flex_SNW | 2044 | NSW | SNW | 2575.1833 | 6287.87 | 715.8322 | Flexible domestic
FZ2163_240531a | Progressive Change - Final | CDP3 | H2 Domestic Flex_SNW | 2045 | NSW | SNW | 2578.8465 | 6270.69 | 715.8322 | Flexible domestic
FZ2163_240531a | Progressive Change - Final | CDP3 | H2 Domestic Flex_SNW | 2046 | NSW | SNW | 2587.4979 | 6324.4299 | 721.9669 | Flexible domestic
FZ2163_240531a | Progressive Change - Final | CDP3 | H2 Domestic Flex_SNW | 2047 | NSW | SNW | 2592.1994 | 6549.4067 | 747.6492 | Flexible domestic
FZ2163_240531a | Progressive Change - Final | CDP3 | H2 Domestic Flex_SNW | 2048 | NSW | SNW | 4305.0496 | 7687.1567 | 875.1317 | Flexible domestic
FZ2163_240531a | Progressive Change - Final | CDP3 | H2 Domestic Flex_SNW | 2049 | NSW | SNW | 6005.5935 | 12377.4907 | 1412.9556 | Flexible domestic
FZ2163_240531a | Progressive Change - Final | CDP3 | H2 Domestic Flex_SNW | 2050 | NSW | SNW | 7706.5765 | 23190.3297 | 2647.2979 | Flexible domestic
FZ2163_240531a | Progressive Change - Final | CDP3 | H2 Domestic Flex_SNW | 2051 | NSW | SNW | 7705.3035 | 23907.9758 | 2729.221 | Flexible domestic
FZ2163_240531a | Progressive Change - Final | CDP3 | H2 Domestic Flex_SNW | 2052 | NSW | SNW | 7705.8728 | 23618.5647 | 2688.8166 | Flexible domestic
FZ2163_240531a | Progressive Change - Final | CDP3 | H2 Domestic Fixed_CQ | 2025 | QLD | CQ | 0.57346 | 0.57346 | 0.065464 | Fixed domestic
FZ2163_240531a | Progressive Change - Final | CDP3 | H2 Domestic Fixed_CQ | 2026 | QLD | CQ | 0.62369 | 0.62369 | 0.071197 | Fixed domestic
FZ2163_240531a | Progressive Change - Final | CDP3 | H2 Domestic Fixed_CQ | 2027 | QLD | CQ | 0.62369 | 0.62369 | 0.071197 | Fixed domestic
FZ2163_240531a | Progressive Change - Final | CDP3 | H2 Domestic Fixed_CQ | 2028 | QLD | CQ | 0.6254 | 0.6254 | 0.071197 | Fixed domestic
FZ2163_240531a | Progressive Change - Final | CDP3 | H2 Domestic Fixed_CQ | 2029 | QLD | CQ | 17.067 | 17.067 | 1.9483 | Fixed domestic
FZ2163_240531a | Progressive Change - Final | CDP3 | H2 Domestic Fixed_CQ | 2030 | QLD | CQ | 63.9795 | 63.9795 | 7.3036 | Fixed domestic
FZ2163_240531a | Progressive Change - Final | CDP3 | H2 Domestic Fixed_CQ | 2031 | QLD | CQ | 63.9795 | 63.9795 | 7.3036 | Fixed domestic
FZ2163_240531a | Progressive Change - Final | CDP3 | H2 Domestic Fixed_CQ | 2032 | QLD | CQ | 64.1548 | 64.1548 | 7.3036 | Fixed domestic
FZ2163_240531a | Progressive Change - Final | CDP3 | H2 Domestic Fixed_CQ | 2033 | QLD | CQ | 69.1223 | 69.1223 | 7.8907 | Fixed domestic
FZ2163_240531a | Progressive Change - Final | CDP3 | H2 Domestic Fixed_CQ | 2034 | QLD | CQ | 76.3225 | 76.3225 | 8.7126 | Fixed domestic
FZ2163_240531a | Progressive Change - Final | CDP3 | H2 Domestic Fixed_CQ | 2035 | QLD | CQ | 96.5362 | 96.5362 | 11.0201 | Fixed domestic
FZ2163_240531a | Progressive Change - Final | CDP3 | H2 Domestic Fixed_CQ | 2036 | QLD | CQ | 96.8007 | 96.8007 | 11.0201 | Fixed domestic
FZ2163_240531a | Progressive Change - Final | CDP3 | H2 Domestic Fixed_CQ | 2037 | QLD | CQ | 96.5362 | 96.5362 | 11.0201 | Fixed domestic
FZ2163_240531a | Progressive Change - Final | CDP3 | H2 Domestic Fixed_CQ | 2038 | QLD | CQ | 103.6866 | 103.6866 | 11.8364 | Fixed domestic
FZ2163_240531a | Progressive Change - Final | CDP3 | H2 Domestic Fixed_CQ | 2039 | QLD | CQ | 110.0706 | 110.0706 | 12.5651 | Fixed domestic
FZ2163_240531a | Progressive Change - Final | CDP3 | H2 Domestic Fixed_CQ | 2040 | QLD | CQ | 110.3721 | 110.3721 | 12.5651 | Fixed domestic
FZ2163_240531a | Progressive Change - Final | CDP3 | H2 Domestic Fixed_CQ | 2041 | QLD | CQ | 110.0706 | 110.0706 | 12.5651 | Fixed domestic
FZ2163_240531a | Progressive Change - Final | CDP3 | H2 Domestic Fixed_CQ | 2042 | QLD | CQ | 110.0706 | 110.0706 | 12.5651 | Fixed domestic
FZ2163_240531a | Progressive Change - Final | CDP3 | H2 Domestic Fixed_CQ | 2043 | QLD | CQ | 110.0706 | 110.0706 | 12.5651 | Fixed domestic
FZ2163_240531a | Progressive Change - Final | CDP3 | H2 Domestic Fixed_CQ | 2044 | QLD | CQ | 143.7307 | 143.7307 | 16.3628 | Fixed domestic
FZ2163_240531a | Progressive Change - Final | CDP3 | H2 Domestic Fixed_CQ | 2045 | QLD | CQ | 143.338 | 143.338 | 16.3628 | Fixed domestic
FZ2163_240531a | Progressive Change - Final | CDP3 | H2 Domestic Fixed_CQ | 2046 | QLD | CQ | 159.0865 | 159.0865 | 18.1606 | Fixed domestic
FZ2163_240531a | Progressive Change - Final | CDP3 | H2 Domestic Fixed_CQ | 2047 | QLD | CQ | 159.0865 | 159.0865 | 18.1606 | Fixed domestic
FZ2163_240531a | Progressive Change - Final | CDP3 | H2 Domestic Fixed_CQ | 2048 | QLD | CQ | 159.5223 | 159.5223 | 18.1606 | Fixed domestic
FZ2163_240531a | Progressive Change - Final | CDP3 | H2 Domestic Fixed_CQ | 2049 | QLD | CQ | 191.0077 | 191.0077 | 21.8045 | Fixed domestic
FZ2163_240531a | Progressive Change - Final | CDP3 | H2 Domestic Fixed_CQ | 2050 | QLD | CQ | 190.4343 | 190.4343 | 21.7391 | Fixed domestic
FZ2163_240531a | Progressive Change - Final | CDP3 | H2 Domestic Fixed_CQ | 2051 | QLD | CQ | 200.799 | 200.799 | 22.9223 | Fixed domestic
FZ2163_240531a | Progressive Change - Final | CDP3 | H2 Domestic Fixed_CQ | 2052 | QLD | CQ | 259.1106 | 259.1106 | 29.498 | Fixed domestic
FZ2163_240531a | Progressive Change - Final | CDP3 | H2 Domestic Flex_CQ | 2025 | QLD | CQ | 11.0579 | 12.7437 | 1.4548 | Flexible domestic
FZ2163_240531a | Progressive Change - Final | CDP3 | H2 Domestic Flex_CQ | 2026 | QLD | CQ | 12.0177 | 13.8598 | 1.5822 | Flexible domestic
FZ2163_240531a | Progressive Change - Final | CDP3 | H2 Domestic Flex_CQ | 2027 | QLD | CQ | 11.7569 | 13.8598 | 1.5822 | Flexible domestic
FZ2163_240531a | Progressive Change - Final | CDP3 | H2 Domestic Flex_CQ | 2028 | QLD | CQ | 10.2983 | 13.8977 | 1.5822 | Flexible domestic
FZ2163_240531a | Progressive Change - Final | CDP3 | H2 Domestic Flex_CQ | 2029 | QLD | CQ | 327.7287 | 379.2661 | 43.2952 | Flexible domestic
FZ2163_240531a | Progressive Change - Final | CDP3 | H2 Domestic Flex_CQ | 2030 | QLD | CQ | 1134.0005 | 1421.7669 | 162.3022 | Flexible domestic
FZ2163_240531a | Progressive Change - Final | CDP3 | H2 Domestic Flex_CQ | 2031 | QLD | CQ | 900.3638 | 1421.7669 | 162.3022 | Flexible domestic
FZ2163_240531a | Progressive Change - Final | CDP3 | H2 Domestic Flex_CQ | 2032 | QLD | CQ | 1081.8578 | 1425.6622 | 162.3022 | Flexible domestic
FZ2163_240531a | Progressive Change - Final | CDP3 | H2 Domestic Flex_CQ | 2033 | QLD | CQ | 1380.0604 | 1536.051 | 175.3483 | Flexible domestic
FZ2163_240531a | Progressive Change - Final | CDP3 | H2 Domestic Flex_CQ | 2034 | QLD | CQ | 1525.5418 | 1696.0553 | 193.6136 | Flexible domestic
FZ2163_240531a | Progressive Change - Final | CDP3 | H2 Domestic Flex_CQ | 2035 | QLD | CQ | 1607.3919 | 2145.2487 | 244.8914 | Flexible domestic
FZ2163_240531a | Progressive Change - Final | CDP3 | H2 Domestic Flex_CQ | 2036 | QLD | CQ | 1587.6046 | 2151.1261 | 244.8914 | Flexible domestic
FZ2163_240531a | Progressive Change - Final | CDP3 | H2 Domestic Flex_CQ | 2037 | QLD | CQ | 1567.6515 | 2145.2487 | 244.8914 | Flexible domestic
FZ2163_240531a | Progressive Change - Final | CDP3 | H2 Domestic Flex_CQ | 2038 | QLD | CQ | 1547.4386 | 2304.1464 | 263.0304 | Flexible domestic
FZ2163_240531a | Progressive Change - Final | CDP3 | H2 Domestic Flex_CQ | 2039 | QLD | CQ | 1531.3744 | 2446.0128 | 279.2252 | Flexible domestic
FZ2163_240531a | Progressive Change - Final | CDP3 | H2 Domestic Flex_CQ | 2040 | QLD | CQ | 1519.6012 | 2452.7142 | 279.2252 | Flexible domestic
FZ2163_240531a | Progressive Change - Final | CDP3 | H2 Domestic Flex_CQ | 2041 | QLD | CQ | 1513.8836 | 2446.0128 | 279.2252 | Flexible domestic
FZ2163_240531a | Progressive Change - Final | CDP3 | H2 Domestic Flex_CQ | 2042 | QLD | CQ | 1531.661 | 2446.0128 | 279.2252 | Flexible domestic
FZ2163_240531a | Progressive Change - Final | CDP3 | H2 Domestic Flex_CQ | 2043 | QLD | CQ | 1551.8681 | 2446.0128 | 279.2252 | Flexible domestic
FZ2163_240531a | Progressive Change - Final | CDP3 | H2 Domestic Flex_CQ | 2044 | QLD | CQ | 1569.722 | 3194.0146 | 363.6173 | Flexible domestic
FZ2163_240531a | Progressive Change - Final | CDP3 | H2 Domestic Flex_CQ | 2045 | QLD | CQ | 1589.3224 | 3185.2878 | 363.6173 | Flexible domestic
FZ2163_240531a | Progressive Change - Final | CDP3 | H2 Domestic Flex_CQ | 2046 | QLD | CQ | 1606.9562 | 3535.2551 | 403.5679 | Flexible domestic
FZ2163_240531a | Progressive Change - Final | CDP3 | H2 Domestic Flex_CQ | 2047 | QLD | CQ | 1623.1005 | 3535.2551 | 403.5679 | Flexible domestic
FZ2163_240531a | Progressive Change - Final | CDP3 | H2 Domestic Flex_CQ | 2048 | QLD | CQ | 1643.5557 | 3544.9408 | 403.5679 | Flexible domestic
FZ2163_240531a | Progressive Change - Final | CDP3 | H2 Domestic Flex_CQ | 2049 | QLD | CQ | 1667.5906 | 4244.6163 | 484.5452 | Flexible domestic
FZ2163_240531a | Progressive Change - Final | CDP3 | H2 Domestic Flex_CQ | 2050 | QLD | CQ | 1667.5906 | 4231.8726 | 483.0905 | Flexible domestic
FZ2163_240531a | Progressive Change - Final | CDP3 | H2 Domestic Flex_CQ | 2051 | QLD | CQ | 1667.5906 | 4462.2009 | 509.3837 | Flexible domestic
FZ2163_240531a | Progressive Change - Final | CDP3 | H2 Domestic Flex_CQ | 2052 | QLD | CQ | 2319.4322 | 5758.0132 | 655.5115 | Flexible domestic
FZ2163_240531a | Progressive Change - Final | CDP3 | H2 Domestic Fixed_SQ | 2025 | QLD | SQ | 0.30474 | 0.30474 | 0.034787 | Fixed domestic
FZ2163_240531a | Progressive Change - Final | CDP3 | H2 Domestic Fixed_SQ | 2026 | QLD | SQ | 0.30474 | 0.30474 | 0.034787 | Fixed domestic
FZ2163_240531a | Progressive Change - Final | CDP3 | H2 Domestic Fixed_SQ | 2027 | QLD | SQ | 0.30474 | 0.30474 | 0.034787 | Fixed domestic
FZ2163_240531a | Progressive Change - Final | CDP3 | H2 Domestic Fixed_SQ | 2028 | QLD | SQ | 0.30557 | 0.30557 | 0.034787 | Fixed domestic
FZ2163_240531a | Progressive Change - Final | CDP3 | H2 Domestic Fixed_SQ | 2029 | QLD | SQ | 6.8926 | 6.8926 | 0.78682 | Fixed domestic
FZ2163_240531a | Progressive Change - Final | CDP3 | H2 Domestic Fixed_SQ | 2030 | QLD | SQ | 29.464 | 29.464 | 3.3635 | Fixed domestic
FZ2163_240531a | Progressive Change - Final | CDP3 | H2 Domestic Fixed_SQ | 2031 | QLD | SQ | 29.464 | 29.464 | 3.3635 | Fixed domestic
FZ2163_240531a | Progressive Change - Final | CDP3 | H2 Domestic Fixed_SQ | 2032 | QLD | SQ | 56.5148 | 56.5148 | 6.4338 | Fixed domestic
FZ2163_240531a | Progressive Change - Final | CDP3 | H2 Domestic Fixed_SQ | 2033 | QLD | SQ | 86.0449 | 86.0449 | 9.8225 | Fixed domestic
FZ2163_240531a | Progressive Change - Final | CDP3 | H2 Domestic Fixed_SQ | 2034 | QLD | SQ | 104.4069 | 104.4069 | 11.9186 | Fixed domestic
FZ2163_240531a | Progressive Change - Final | CDP3 | H2 Domestic Fixed_SQ | 2035 | QLD | SQ | 157.3558 | 157.3558 | 17.963 | Fixed domestic
FZ2163_240531a | Progressive Change - Final | CDP3 | H2 Domestic Fixed_SQ | 2036 | QLD | SQ | 159.8818 | 159.8818 | 18.2015 | Fixed domestic
FZ2163_240531a | Progressive Change - Final | CDP3 | H2 Domestic Fixed_SQ | 2037 | QLD | SQ | 160.7371 | 160.7371 | 18.349 | Fixed domestic
FZ2163_240531a | Progressive Change - Final | CDP3 | H2 Domestic Fixed_SQ | 2038 | QLD | SQ | 160.7371 | 160.7371 | 18.349 | Fixed domestic
FZ2163_240531a | Progressive Change - Final | CDP3 | H2 Domestic Fixed_SQ | 2039 | QLD | SQ | 169.5005 | 169.5005 | 19.3494 | Fixed domestic
FZ2163_240531a | Progressive Change - Final | CDP3 | H2 Domestic Fixed_SQ | 2040 | QLD | SQ | 178.0107 | 178.0107 | 20.2653 | Fixed domestic
FZ2163_240531a | Progressive Change - Final | CDP3 | H2 Domestic Fixed_SQ | 2041 | QLD | SQ | 184.9934 | 184.9934 | 21.118 | Fixed domestic
FZ2163_240531a | Progressive Change - Final | CDP3 | H2 Domestic Fixed_SQ | 2042 | QLD | SQ | 184.9934 | 184.9934 | 21.118 | Fixed domestic
FZ2163_240531a | Progressive Change - Final | CDP3 | H2 Domestic Fixed_SQ | 2043 | QLD | SQ | 184.9934 | 184.9934 | 21.118 | Fixed domestic
FZ2163_240531a | Progressive Change - Final | CDP3 | H2 Domestic Fixed_SQ | 2044 | QLD | SQ | 256.1772 | 256.1772 | 29.1641 | Fixed domestic
FZ2163_240531a | Progressive Change - Final | CDP3 | H2 Domestic Fixed_SQ | 2045 | QLD | SQ | 255.4773 | 255.4773 | 29.1641 | Fixed domestic
FZ2163_240531a | Progressive Change - Final | CDP3 | H2 Domestic Fixed_SQ | 2046 | QLD | SQ | 264.0083 | 264.0083 | 30.1379 | Fixed domestic
FZ2163_240531a | Progressive Change - Final | CDP3 | H2 Domestic Fixed_SQ | 2047 | QLD | SQ | 264.0083 | 264.0083 | 30.1379 | Fixed domestic
FZ2163_240531a | Progressive Change - Final | CDP3 | H2 Domestic Fixed_SQ | 2048 | QLD | SQ | 264.7316 | 264.7316 | 30.1379 | Fixed domestic
FZ2163_240531a | Progressive Change - Final | CDP3 | H2 Domestic Fixed_SQ | 2049 | QLD | SQ | 286.5764 | 286.5764 | 32.7142 | Fixed domestic
FZ2163_240531a | Progressive Change - Final | CDP3 | H2 Domestic Fixed_SQ | 2050 | QLD | SQ | 286.2716 | 286.2716 | 32.6794 | Fixed domestic
FZ2163_240531a | Progressive Change - Final | CDP3 | H2 Domestic Fixed_SQ | 2051 | QLD | SQ | 315.3975 | 315.3975 | 36.0043 | Fixed domestic
FZ2163_240531a | Progressive Change - Final | CDP3 | H2 Domestic Fixed_SQ | 2052 | QLD | SQ | 407.2524 | 407.2524 | 46.363 | Fixed domestic
FZ2163_240531a | Progressive Change - Final | CDP3 | H2 Domestic Flex_SQ | 2025 | QLD | SQ | 5.8761 | 6.7719 | 0.77305 | Flexible domestic
FZ2163_240531a | Progressive Change - Final | CDP3 | H2 Domestic Flex_SQ | 2026 | QLD | SQ | 4.5388 | 6.7719 | 0.77305 | Flexible domestic
FZ2163_240531a | Progressive Change - Final | CDP3 | H2 Domestic Flex_SQ | 2027 | QLD | SQ | 4.4304 | 6.7719 | 0.77305 | Flexible domestic
FZ2163_240531a | Progressive Change - Final | CDP3 | H2 Domestic Flex_SQ | 2028 | QLD | SQ | 5.5281 | 6.7905 | 0.77305 | Flexible domestic
FZ2163_240531a | Progressive Change - Final | CDP3 | H2 Domestic Flex_SQ | 2029 | QLD | SQ | 132.3544 | 153.1679 | 17.4849 | Flexible domestic
FZ2163_240531a | Progressive Change - Final | CDP3 | H2 Domestic Flex_SQ | 2030 | QLD | SQ | 277.6234 | 654.7545 | 74.7437 | Flexible domestic
FZ2163_240531a | Progressive Change - Final | CDP3 | H2 Domestic Flex_SQ | 2031 | QLD | SQ | 533.7942 | 654.7545 | 74.7437 | Flexible domestic
FZ2163_240531a | Progressive Change - Final | CDP3 | H2 Domestic Flex_SQ | 2032 | QLD | SQ | 1111.7141 | 1255.8837 | 142.974 | Flexible domestic
FZ2163_240531a | Progressive Change - Final | CDP3 | H2 Domestic Flex_SQ | 2033 | QLD | SQ | 1717.9289 | 1912.1095 | 218.2773 | Flexible domestic
FZ2163_240531a | Progressive Change - Final | CDP3 | H2 Domestic Flex_SQ | 2034 | QLD | SQ | 2086.8952 | 2320.1526 | 264.8576 | Flexible domestic
FZ2163_240531a | Progressive Change - Final | CDP3 | H2 Domestic Flex_SQ | 2035 | QLD | SQ | 2320.7769 | 3496.7954 | 399.1776 | Flexible domestic
FZ2163_240531a | Progressive Change - Final | CDP3 | H2 Domestic Flex_SQ | 2036 | QLD | SQ | 2301.9488 | 3552.9295 | 404.4774 | Flexible domestic
FZ2163_240531a | Progressive Change - Final | CDP3 | H2 Domestic Flex_SQ | 2037 | QLD | SQ | 2282.2319 | 3571.9357 | 407.7552 | Flexible domestic
FZ2163_240531a | Progressive Change - Final | CDP3 | H2 Domestic Flex_SQ | 2038 | QLD | SQ | 2261.8399 | 3571.9357 | 407.7552 | Flexible domestic
FZ2163_240531a | Progressive Change - Final | CDP3 | H2 Domestic Flex_SQ | 2039 | QLD | SQ | 2246.434 | 3766.6783 | 429.9861 | Flexible domestic
FZ2163_240531a | Progressive Change - Final | CDP3 | H2 Domestic Flex_SQ | 2040 | QLD | SQ | 2236.3444 | 3955.7937 | 450.3408 | Flexible domestic
FZ2163_240531a | Progressive Change - Final | CDP3 | H2 Domestic Flex_SQ | 2041 | QLD | SQ | 2233.9511 | 4110.9646 | 469.2882 | Flexible domestic
FZ2163_240531a | Progressive Change - Final | CDP3 | H2 Domestic Flex_SQ | 2042 | QLD | SQ | 2265.7026 | 4110.9646 | 469.2882 | Flexible domestic
FZ2163_240531a | Progressive Change - Final | CDP3 | H2 Domestic Flex_SQ | 2043 | QLD | SQ | 2302.2811 | 4110.9646 | 469.2882 | Flexible domestic
FZ2163_240531a | Progressive Change - Final | CDP3 | H2 Domestic Flex_SQ | 2044 | QLD | SQ | 2336.026 | 5692.8272 | 648.0905 | Flexible domestic
FZ2163_240531a | Progressive Change - Final | CDP3 | H2 Domestic Flex_SQ | 2045 | QLD | SQ | 2372.346 | 5677.2731 | 648.0905 | Flexible domestic
FZ2163_240531a | Progressive Change - Final | CDP3 | H2 Domestic Flex_SQ | 2046 | QLD | SQ | 2405.1384 | 5866.8517 | 669.7319 | Flexible domestic
FZ2163_240531a | Progressive Change - Final | CDP3 | H2 Domestic Flex_SQ | 2047 | QLD | SQ | 2433.1581 | 5866.8517 | 669.7319 | Flexible domestic
FZ2163_240531a | Progressive Change - Final | CDP3 | H2 Domestic Flex_SQ | 2048 | QLD | SQ | 2470.9132 | 5882.9253 | 669.7319 | Flexible domestic
FZ2163_240531a | Progressive Change - Final | CDP3 | H2 Domestic Flex_SQ | 2049 | QLD | SQ | 2507.0472 | 6368.3638 | 726.9822 | Flexible domestic
FZ2163_240531a | Progressive Change - Final | CDP3 | H2 Domestic Flex_SQ | 2050 | QLD | SQ | 2507.0472 | 6361.5919 | 726.2091 | Flexible domestic
FZ2163_240531a | Progressive Change - Final | CDP3 | H2 Domestic Flex_SQ | 2051 | QLD | SQ | 2507.0472 | 7008.8326 | 800.095 | Flexible domestic
FZ2163_240531a | Progressive Change - Final | CDP3 | H2 Domestic Flex_SQ | 2052 | QLD | SQ | 2992.4706 | 9050.0538 | 1030.2885 | Flexible domestic
FZ2163_240531a | Progressive Change - Final | CDP3 | H2 Domestic Fixed_CSA | 2025 | SA | CSA | 0.023265 | 0.023265 | 0.0026558 | Fixed domestic
FZ2163_240531a | Progressive Change - Final | CDP3 | H2 Domestic Fixed_CSA | 2026 | SA | CSA | 0.023265 | 0.023265 | 0.0026558 | Fixed domestic
FZ2163_240531a | Progressive Change - Final | CDP3 | H2 Domestic Fixed_CSA | 2027 | SA | CSA | 0.023265 | 0.023265 | 0.0026558 | Fixed domestic
FZ2163_240531a | Progressive Change - Final | CDP3 | H2 Domestic Fixed_CSA | 2028 | SA | CSA | 0.023329 | 0.023329 | 0.0026558 | Fixed domestic
FZ2163_240531a | Progressive Change - Final | CDP3 | H2 Domestic Fixed_CSA | 2029 | SA | CSA | 0.027259 | 0.027259 | 0.0031118 | Fixed domestic
FZ2163_240531a | Progressive Change - Final | CDP3 | H2 Domestic Fixed_CSA | 2030 | SA | CSA | 0.027259 | 0.027259 | 0.0031118 | Fixed domestic
FZ2163_240531a | Progressive Change - Final | CDP3 | H2 Domestic Fixed_CSA | 2031 | SA | CSA | 0.027259 | 0.027259 | 0.0031118 | Fixed domestic
FZ2163_240531a | Progressive Change - Final | CDP3 | H2 Domestic Fixed_CSA | 2032 | SA | CSA | 0.027334 | 0.027334 | 0.0031118 | Fixed domestic
FZ2163_240531a | Progressive Change - Final | CDP3 | H2 Domestic Fixed_CSA | 2033 | SA | CSA | 0.027259 | 0.027259 | 0.0031118 | Fixed domestic
FZ2163_240531a | Progressive Change - Final | CDP3 | H2 Domestic Fixed_CSA | 2034 | SA | CSA | 0.027259 | 0.027259 | 0.0031118 | Fixed domestic
FZ2163_240531a | Progressive Change - Final | CDP3 | H2 Domestic Fixed_CSA | 2035 | SA | CSA | 0.027862 | 0.027862 | 0.0031806 | Fixed domestic
FZ2163_240531a | Progressive Change - Final | CDP3 | H2 Domestic Fixed_CSA | 2036 | SA | CSA | 0.032939 | 0.032939 | 0.0037499 | Fixed domestic
FZ2163_240531a | Progressive Change - Final | CDP3 | H2 Domestic Fixed_CSA | 2037 | SA | CSA | 0.032849 | 0.032849 | 0.0037499 | Fixed domestic
FZ2163_240531a | Progressive Change - Final | CDP3 | H2 Domestic Fixed_CSA | 2038 | SA | CSA | 0.036308 | 0.036308 | 0.0041448 | Fixed domestic
FZ2163_240531a | Progressive Change - Final | CDP3 | H2 Domestic Fixed_CSA | 2039 | SA | CSA | 0.036308 | 0.036308 | 0.0041448 | Fixed domestic
FZ2163_240531a | Progressive Change - Final | CDP3 | H2 Domestic Fixed_CSA | 2040 | SA | CSA | 0.036408 | 0.036408 | 0.0041448 | Fixed domestic
FZ2163_240531a | Progressive Change - Final | CDP3 | H2 Domestic Fixed_CSA | 2041 | SA | CSA | 0.036308 | 0.036308 | 0.0041448 | Fixed domestic
FZ2163_240531a | Progressive Change - Final | CDP3 | H2 Domestic Fixed_CSA | 2042 | SA | CSA | 0.036308 | 0.036308 | 0.0041448 | Fixed domestic
FZ2163_240531a | Progressive Change - Final | CDP3 | H2 Domestic Fixed_CSA | 2043 | SA | CSA | 11.0969 | 11.0969 | 1.2668 | Fixed domestic
FZ2163_240531a | Progressive Change - Final | CDP3 | H2 Domestic Fixed_CSA | 2044 | SA | CSA | 18.3039 | 18.3039 | 2.0838 | Fixed domestic
FZ2163_240531a | Progressive Change - Final | CDP3 | H2 Domestic Fixed_CSA | 2045 | SA | CSA | 18.2539 | 18.2539 | 2.0838 | Fixed domestic
FZ2163_240531a | Progressive Change - Final | CDP3 | H2 Domestic Fixed_CSA | 2046 | SA | CSA | 25.6896 | 25.6896 | 2.9326 | Fixed domestic
FZ2163_240531a | Progressive Change - Final | CDP3 | H2 Domestic Fixed_CSA | 2047 | SA | CSA | 25.7861 | 25.7861 | 2.9436 | Fixed domestic
FZ2163_240531a | Progressive Change - Final | CDP3 | H2 Domestic Fixed_CSA | 2048 | SA | CSA | 25.8568 | 25.8568 | 2.9436 | Fixed domestic
FZ2163_240531a | Progressive Change - Final | CDP3 | H2 Domestic Fixed_CSA | 2049 | SA | CSA | 31.6891 | 31.6891 | 3.6175 | Fixed domestic
FZ2163_240531a | Progressive Change - Final | CDP3 | H2 Domestic Fixed_CSA | 2050 | SA | CSA | 69.0198 | 69.0198 | 7.879 | Fixed domestic
FZ2163_240531a | Progressive Change - Final | CDP3 | H2 Domestic Fixed_CSA | 2051 | SA | CSA | 69.0198 | 69.0198 | 7.879 | Fixed domestic
FZ2163_240531a | Progressive Change - Final | CDP3 | H2 Domestic Fixed_CSA | 2052 | SA | CSA | 73.6052 | 73.6052 | 8.3795 | Fixed domestic
FZ2163_240531a | Progressive Change - Final | CDP3 | H2 Domestic Flex_CSA | 2025 | SA | CSA | 0 | 0.517 | 0.059018 | Flexible domestic
FZ2163_240531a | Progressive Change - Final | CDP3 | H2 Domestic Flex_CSA | 2026 | SA | CSA | 0 | 0.517 | 0.059018 | Flexible domestic
FZ2163_240531a | Progressive Change - Final | CDP3 | H2 Domestic Flex_CSA | 2027 | SA | CSA | 0 | 0.517 | 0.059018 | Flexible domestic
FZ2163_240531a | Progressive Change - Final | CDP3 | H2 Domestic Flex_CSA | 2028 | SA | CSA | 0 | 0.51842 | 0.059018 | Flexible domestic
FZ2163_240531a | Progressive Change - Final | CDP3 | H2 Domestic Flex_CSA | 2029 | SA | CSA | 0 | 0.60576 | 0.06915 | Flexible domestic
FZ2163_240531a | Progressive Change - Final | CDP3 | H2 Domestic Flex_CSA | 2030 | SA | CSA | 0 | 0.60576 | 0.06915 | Flexible domestic
FZ2163_240531a | Progressive Change - Final | CDP3 | H2 Domestic Flex_CSA | 2031 | SA | CSA | 0 | 0.60576 | 0.06915 | Flexible domestic
FZ2163_240531a | Progressive Change - Final | CDP3 | H2 Domestic Flex_CSA | 2032 | SA | CSA | 0 | 0.60742 | 0.06915 | Flexible domestic
FZ2163_240531a | Progressive Change - Final | CDP3 | H2 Domestic Flex_CSA | 2033 | SA | CSA | 0 | 0.60576 | 0.06915 | Flexible domestic
FZ2163_240531a | Progressive Change - Final | CDP3 | H2 Domestic Flex_CSA | 2034 | SA | CSA | 0 | 0.60576 | 0.06915 | Flexible domestic
FZ2163_240531a | Progressive Change - Final | CDP3 | H2 Domestic Flex_CSA | 2035 | SA | CSA | 0 | 0.61916 | 0.07068 | Flexible domestic
FZ2163_240531a | Progressive Change - Final | CDP3 | H2 Domestic Flex_CSA | 2036 | SA | CSA | 0 | 0.73198 | 0.083331 | Flexible domestic
FZ2163_240531a | Progressive Change - Final | CDP3 | H2 Domestic Flex_CSA | 2037 | SA | CSA | 0 | 0.72998 | 0.083331 | Flexible domestic
FZ2163_240531a | Progressive Change - Final | CDP3 | H2 Domestic Flex_CSA | 2038 | SA | CSA | 0 | 0.80685 | 0.092106 | Flexible domestic
FZ2163_240531a | Progressive Change - Final | CDP3 | H2 Domestic Flex_CSA | 2039 | SA | CSA | 0 | 0.80685 | 0.092106 | Flexible domestic
FZ2163_240531a | Progressive Change - Final | CDP3 | H2 Domestic Flex_CSA | 2040 | SA | CSA | 0 | 0.80906 | 0.092106 | Flexible domestic
FZ2163_240531a | Progressive Change - Final | CDP3 | H2 Domestic Flex_CSA | 2041 | SA | CSA | 0 | 0.80685 | 0.092106 | Flexible domestic
FZ2163_240531a | Progressive Change - Final | CDP3 | H2 Domestic Flex_CSA | 2042 | SA | CSA | 0 | 0.80685 | 0.092106 | Flexible domestic
FZ2163_240531a | Progressive Change - Final | CDP3 | H2 Domestic Flex_CSA | 2043 | SA | CSA | 161.764 | 246.5984 | 28.1505 | Flexible domestic
FZ2163_240531a | Progressive Change - Final | CDP3 | H2 Domestic Flex_CSA | 2044 | SA | CSA | 166.0568 | 406.7536 | 46.3062 | Flexible domestic
FZ2163_240531a | Progressive Change - Final | CDP3 | H2 Domestic Flex_CSA | 2045 | SA | CSA | 166.0758 | 405.6423 | 46.3062 | Flexible domestic
FZ2163_240531a | Progressive Change - Final | CDP3 | H2 Domestic Flex_CSA | 2046 | SA | CSA | 233.5625 | 570.8795 | 65.1689 | Flexible domestic
FZ2163_240531a | Progressive Change - Final | CDP3 | H2 Domestic Flex_CSA | 2047 | SA | CSA | 234.2914 | 573.0248 | 65.4138 | Flexible domestic
FZ2163_240531a | Progressive Change - Final | CDP3 | H2 Domestic Flex_CSA | 2048 | SA | CSA | 233.744 | 574.5947 | 65.4138 | Flexible domestic
FZ2163_240531a | Progressive Change - Final | CDP3 | H2 Domestic Flex_CSA | 2049 | SA | CSA | 343.4483 | 704.203 | 80.3885 | Flexible domestic
FZ2163_240531a | Progressive Change - Final | CDP3 | H2 Domestic Flex_CSA | 2050 | SA | CSA | 618.0921 | 1533.774 | 175.0884 | Flexible domestic
FZ2163_240531a | Progressive Change - Final | CDP3 | H2 Domestic Flex_CSA | 2051 | SA | CSA | 620.1975 | 1533.774 | 175.0884 | Flexible domestic
FZ2163_240531a | Progressive Change - Final | CDP3 | H2 Domestic Flex_CSA | 2052 | SA | CSA | 620.6331 | 1635.6711 | 186.2103 | Flexible domestic
FZ2163_240531a | Progressive Change - Final | CDP3 | Whyalla H2 load_fixed | 2025 | SA | CSA | 0 | 0 | 0 | Fixed domestic
FZ2163_240531a | Progressive Change - Final | CDP3 | Whyalla H2 load_fixed | 2026 | SA | CSA | 24.6375 | 24.6375 | 2.8125 | Fixed domestic
FZ2163_240531a | Progressive Change - Final | CDP3 | Whyalla H2 load_fixed | 2027 | SA | CSA | 73.9125 | 73.9125 | 8.4375 | Fixed domestic
FZ2163_240531a | Progressive Change - Final | CDP3 | Whyalla H2 load_fixed | 2028 | SA | CSA | 98.82 | 98.82 | 11.25 | Fixed domestic
FZ2163_240531a | Progressive Change - Final | CDP3 | Whyalla H2 load_fixed | 2029 | SA | CSA | 98.55 | 98.55 | 11.25 | Fixed domestic
FZ2163_240531a | Progressive Change - Final | CDP3 | Whyalla H2 load_fixed | 2030 | SA | CSA | 98.55 | 98.55 | 11.25 | Fixed domestic
FZ2163_240531a | Progressive Change - Final | CDP3 | Whyalla H2 load_fixed | 2031 | SA | CSA | 98.55 | 98.55 | 11.25 | Fixed domestic
FZ2163_240531a | Progressive Change - Final | CDP3 | Whyalla H2 load_fixed | 2032 | SA | CSA | 98.82 | 98.82 | 11.25 | Fixed domestic
FZ2163_240531a | Progressive Change - Final | CDP3 | Whyalla H2 load_fixed | 2033 | SA | CSA | 98.55 | 98.55 | 11.25 | Fixed domestic
FZ2163_240531a | Progressive Change - Final | CDP3 | Whyalla H2 load_fixed | 2034 | SA | CSA | 98.55 | 98.55 | 11.25 | Fixed domestic
FZ2163_240531a | Progressive Change - Final | CDP3 | Whyalla H2 load_fixed | 2035 | SA | CSA | 98.55 | 98.55 | 11.25 | Fixed domestic
FZ2163_240531a | Progressive Change - Final | CDP3 | Whyalla H2 load_fixed | 2036 | SA | CSA | 98.82 | 98.82 | 11.25 | Fixed domestic
FZ2163_240531a | Progressive Change - Final | CDP3 | Whyalla H2 load_fixed | 2037 | SA | CSA | 98.55 | 98.55 | 11.25 | Fixed domestic
FZ2163_240531a | Progressive Change - Final | CDP3 | Whyalla H2 load_fixed | 2038 | SA | CSA | 98.55 | 98.55 | 11.25 | Fixed domestic
FZ2163_240531a | Progressive Change - Final | CDP3 | Whyalla H2 load_fixed | 2039 | SA | CSA | 98.55 | 98.55 | 11.25 | Fixed domestic
FZ2163_240531a | Progressive Change - Final | CDP3 | Whyalla H2 load_fixed | 2040 | SA | CSA | 98.82 | 98.82 | 11.25 | Fixed domestic
FZ2163_240531a | Progressive Change - Final | CDP3 | Whyalla H2 load_fixed | 2041 | SA | CSA | 98.55 | 98.55 | 11.25 | Fixed domestic
FZ2163_240531a | Progressive Change - Final | CDP3 | Whyalla H2 load_fixed | 2042 | SA | CSA | 98.55 | 98.55 | 11.25 | Fixed domestic
FZ2163_240531a | Progressive Change - Final | CDP3 | Whyalla H2 load_fixed | 2043 | SA | CSA | 98.55 | 98.55 | 11.25 | Fixed domestic
FZ2163_240531a | Progressive Change - Final | CDP3 | Whyalla H2 load_fixed | 2044 | SA | CSA | 98.82 | 98.82 | 11.25 | Fixed domestic
FZ2163_240531a | Progressive Change - Final | CDP3 | Whyalla H2 load_fixed | 2045 | SA | CSA | 98.55 | 98.55 | 11.25 | Fixed domestic
FZ2163_240531a | Progressive Change - Final | CDP3 | Whyalla H2 load_fixed | 2046 | SA | CSA | 98.55 | 98.55 | 11.25 | Fixed domestic
FZ2163_240531a | Progressive Change - Final | CDP3 | Whyalla H2 load_fixed | 2047 | SA | CSA | 98.55 | 98.55 | 11.25 | Fixed domestic
FZ2163_240531a | Progressive Change - Final | CDP3 | Whyalla H2 load_fixed | 2048 | SA | CSA | 98.82 | 98.82 | 11.25 | Fixed domestic
FZ2163_240531a | Progressive Change - Final | CDP3 | Whyalla H2 load_fixed | 2049 | SA | CSA | 98.55 | 98.55 | 11.25 | Fixed domestic
FZ2163_240531a | Progressive Change - Final | CDP3 | Whyalla H2 load_fixed | 2050 | SA | CSA | 98.55 | 98.55 | 11.25 | Fixed domestic
FZ2163_240531a | Progressive Change - Final | CDP3 | Whyalla H2 load_fixed | 2051 | SA | CSA | 98.55 | 98.55 | 11.25 | Fixed domestic
FZ2163_240531a | Progressive Change - Final | CDP3 | Whyalla H2 load_fixed | 2052 | SA | CSA | 98.82 | 98.82 | 11.25 | Fixed domestic
FZ2163_240531a | Progressive Change - Final | CDP3 | Whyalla H2 load_flex | 2025 | SA | CSA | 0 | 0 | 0 | Flexible domestic
FZ2163_240531a | Progressive Change - Final | CDP3 | Whyalla H2 load_flex | 2026 | SA | CSA | 344.5504 | 547.5 | 62.5 | Flexible domestic
FZ2163_240531a | Progressive Change - Final | CDP3 | Whyalla H2 load_flex | 2027 | SA | CSA | 1027.5222 | 1642.5 | 187.5 | Flexible domestic
FZ2163_240531a | Progressive Change - Final | CDP3 | Whyalla H2 load_flex | 2028 | SA | CSA | 1369.3318 | 2196 | 250 | Flexible domestic
FZ2163_240531a | Progressive Change - Final | CDP3 | Whyalla H2 load_flex | 2029 | SA | CSA | 1381.7932 | 2190 | 250 | Flexible domestic
FZ2163_240531a | Progressive Change - Final | CDP3 | Whyalla H2 load_flex | 2030 | SA | CSA | 1380.6196 | 2190 | 250 | Flexible domestic
FZ2163_240531a | Progressive Change - Final | CDP3 | Whyalla H2 load_flex | 2031 | SA | CSA | 1379.039 | 2190 | 250 | Flexible domestic
FZ2163_240531a | Progressive Change - Final | CDP3 | Whyalla H2 load_flex | 2032 | SA | CSA | 1304.129 | 2196 | 250 | Flexible domestic
FZ2163_240531a | Progressive Change - Final | CDP3 | Whyalla H2 load_flex | 2033 | SA | CSA | 1295.4086 | 2190 | 250 | Flexible domestic
FZ2163_240531a | Progressive Change - Final | CDP3 | Whyalla H2 load_flex | 2034 | SA | CSA | 1295.8946 | 2190 | 250 | Flexible domestic
FZ2163_240531a | Progressive Change - Final | CDP3 | Whyalla H2 load_flex | 2035 | SA | CSA | 1296.1511 | 2190 | 250 | Flexible domestic
FZ2163_240531a | Progressive Change - Final | CDP3 | Whyalla H2 load_flex | 2036 | SA | CSA | 1296.4087 | 2196 | 250 | Flexible domestic
FZ2163_240531a | Progressive Change - Final | CDP3 | Whyalla H2 load_flex | 2037 | SA | CSA | 1298.9975 | 2190 | 250 | Flexible domestic
FZ2163_240531a | Progressive Change - Final | CDP3 | Whyalla H2 load_flex | 2038 | SA | CSA | 1298.9975 | 2190 | 250 | Flexible domestic
FZ2163_240531a | Progressive Change - Final | CDP3 | Whyalla H2 load_flex | 2039 | SA | CSA | 1298.9976 | 2190 | 250 | Flexible domestic
FZ2163_240531a | Progressive Change - Final | CDP3 | Whyalla H2 load_flex | 2040 | SA | CSA | 1298.9976 | 2196 | 250 | Flexible domestic
FZ2163_240531a | Progressive Change - Final | CDP3 | Whyalla H2 load_flex | 2041 | SA | CSA | 1298.9976 | 2190 | 250 | Flexible domestic
FZ2163_240531a | Progressive Change - Final | CDP3 | Whyalla H2 load_flex | 2042 | SA | CSA | 1298.9976 | 2190 | 250 | Flexible domestic
FZ2163_240531a | Progressive Change - Final | CDP3 | Whyalla H2 load_flex | 2043 | SA | CSA | 1298.9976 | 2190 | 250 | Flexible domestic
FZ2163_240531a | Progressive Change - Final | CDP3 | Whyalla H2 load_flex | 2044 | SA | CSA | 1298.9976 | 2196 | 250 | Flexible domestic
FZ2163_240531a | Progressive Change - Final | CDP3 | Whyalla H2 load_flex | 2045 | SA | CSA | 1298.9976 | 2190 | 250 | Flexible domestic
FZ2163_240531a | Progressive Change - Final | CDP3 | Whyalla H2 load_flex | 2046 | SA | CSA | 1298.9976 | 2190 | 250 | Flexible domestic
FZ2163_240531a | Progressive Change - Final | CDP3 | Whyalla H2 load_flex | 2047 | SA | CSA | 1298.9976 | 2190 | 250 | Flexible domestic
FZ2163_240531a | Progressive Change - Final | CDP3 | Whyalla H2 load_flex | 2048 | SA | CSA | 1298.9976 | 2196 | 250 | Flexible domestic
FZ2163_240531a | Progressive Change - Final | CDP3 | Whyalla H2 load_flex | 2049 | SA | CSA | 1298.9976 | 2190 | 250 | Flexible domestic
FZ2163_240531a | Progressive Change - Final | CDP3 | Whyalla H2 load_flex | 2050 | SA | CSA | 1298.9976 | 2190 | 250 | Flexible domestic
FZ2163_240531a | Progressive Change - Final | CDP3 | Whyalla H2 load_flex | 2051 | SA | CSA | 1298.9976 | 2190 | 250 | Flexible domestic
FZ2163_240531a | Progressive Change - Final | CDP3 | Whyalla H2 load_flex | 2052 | SA | CSA | 1298.9976 | 2196 | 250 | Flexible domestic
FZ2163_240531a | Progressive Change - Final | CDP3 | H2 Domestic Fixed_SESA | 2025 | SA | SESA | 0.061378 | 0.061378 | 0.0070066 | Fixed domestic
FZ2163_240531a | Progressive Change - Final | CDP3 | H2 Domestic Fixed_SESA | 2026 | SA | SESA | 2.6667 | 2.6667 | 0.30441 | Fixed domestic
FZ2163_240531a | Progressive Change - Final | CDP3 | H2 Domestic Fixed_SESA | 2027 | SA | SESA | 7.7174 | 7.7174 | 0.88098 | Fixed domestic
FZ2163_240531a | Progressive Change - Final | CDP3 | H2 Domestic Fixed_SESA | 2028 | SA | SESA | 9.8546 | 9.8546 | 1.1219 | Fixed domestic
FZ2163_240531a | Progressive Change - Final | CDP3 | H2 Domestic Fixed_SESA | 2029 | SA | SESA | 10.7301 | 10.7301 | 1.2249 | Fixed domestic
FZ2163_240531a | Progressive Change - Final | CDP3 | H2 Domestic Fixed_SESA | 2030 | SA | SESA | 10.7301 | 10.7301 | 1.2249 | Fixed domestic
FZ2163_240531a | Progressive Change - Final | CDP3 | H2 Domestic Fixed_SESA | 2031 | SA | SESA | 10.7301 | 10.7301 | 1.2249 | Fixed domestic
FZ2163_240531a | Progressive Change - Final | CDP3 | H2 Domestic Fixed_SESA | 2032 | SA | SESA | 10.7595 | 10.7595 | 1.2249 | Fixed domestic
FZ2163_240531a | Progressive Change - Final | CDP3 | H2 Domestic Fixed_SESA | 2033 | SA | SESA | 13.2571 | 13.2571 | 1.5134 | Fixed domestic
FZ2163_240531a | Progressive Change - Final | CDP3 | H2 Domestic Fixed_SESA | 2034 | SA | SESA | 13.952 | 13.952 | 1.5927 | Fixed domestic
FZ2163_240531a | Progressive Change - Final | CDP3 | H2 Domestic Fixed_SESA | 2035 | SA | SESA | 15.1552 | 15.1552 | 1.73 | Fixed domestic
FZ2163_240531a | Progressive Change - Final | CDP3 | H2 Domestic Fixed_SESA | 2036 | SA | SESA | 16.268 | 16.268 | 1.852 | Fixed domestic
FZ2163_240531a | Progressive Change - Final | CDP3 | H2 Domestic Fixed_SESA | 2037 | SA | SESA | 16.2235 | 16.2235 | 1.852 | Fixed domestic
FZ2163_240531a | Progressive Change - Final | CDP3 | H2 Domestic Fixed_SESA | 2038 | SA | SESA | 18.4317 | 18.4317 | 2.1041 | Fixed domestic
FZ2163_240531a | Progressive Change - Final | CDP3 | H2 Domestic Fixed_SESA | 2039 | SA | SESA | 18.4317 | 18.4317 | 2.1041 | Fixed domestic
FZ2163_240531a | Progressive Change - Final | CDP3 | H2 Domestic Fixed_SESA | 2040 | SA | SESA | 18.4822 | 18.4822 | 2.1041 | Fixed domestic
FZ2163_240531a | Progressive Change - Final | CDP3 | H2 Domestic Fixed_SESA | 2041 | SA | SESA | 18.4317 | 18.4317 | 2.1041 | Fixed domestic
FZ2163_240531a | Progressive Change - Final | CDP3 | H2 Domestic Fixed_SESA | 2042 | SA | SESA | 18.4317 | 18.4317 | 2.1041 | Fixed domestic
FZ2163_240531a | Progressive Change - Final | CDP3 | H2 Domestic Fixed_SESA | 2043 | SA | SESA | 18.4317 | 18.4317 | 2.1041 | Fixed domestic
FZ2163_240531a | Progressive Change - Final | CDP3 | H2 Domestic Fixed_SESA | 2044 | SA | SESA | 24.5855 | 24.5855 | 2.7989 | Fixed domestic
FZ2163_240531a | Progressive Change - Final | CDP3 | H2 Domestic Fixed_SESA | 2045 | SA | SESA | 24.5183 | 24.5183 | 2.7989 | Fixed domestic
FZ2163_240531a | Progressive Change - Final | CDP3 | H2 Domestic Fixed_SESA | 2046 | SA | SESA | 24.5183 | 24.5183 | 2.7989 | Fixed domestic
FZ2163_240531a | Progressive Change - Final | CDP3 | H2 Domestic Fixed_SESA | 2047 | SA | SESA | 24.5183 | 24.5183 | 2.7989 | Fixed domestic
FZ2163_240531a | Progressive Change - Final | CDP3 | H2 Domestic Fixed_SESA | 2048 | SA | SESA | 24.5855 | 24.5855 | 2.7989 | Fixed domestic
FZ2163_240531a | Progressive Change - Final | CDP3 | H2 Domestic Fixed_SESA | 2049 | SA | SESA | 24.5183 | 24.5183 | 2.7989 | Fixed domestic
FZ2163_240531a | Progressive Change - Final | CDP3 | H2 Domestic Fixed_SESA | 2050 | SA | SESA | 38.2178 | 38.2178 | 4.3628 | Fixed domestic
FZ2163_240531a | Progressive Change - Final | CDP3 | H2 Domestic Fixed_SESA | 2051 | SA | SESA | 35.6125 | 35.6125 | 4.0654 | Fixed domestic
FZ2163_240531a | Progressive Change - Final | CDP3 | H2 Domestic Fixed_SESA | 2052 | SA | SESA | 38.3844 | 38.3844 | 4.3698 | Fixed domestic
FZ2163_240531a | Progressive Change - Final | CDP3 | H2 Domestic Flex_SESA | 2025 | SA | SESA | 1.1835 | 1.3639 | 0.1557 | Flexible domestic
FZ2163_240531a | Progressive Change - Final | CDP3 | H2 Domestic Flex_SESA | 2026 | SA | SESA | 51.3833 | 59.2594 | 6.7648 | Flexible domestic
FZ2163_240531a | Progressive Change - Final | CDP3 | H2 Domestic Flex_SESA | 2027 | SA | SESA | 146.4943 | 171.497 | 19.5773 | Flexible domestic
FZ2163_240531a | Progressive Change - Final | CDP3 | H2 Domestic Flex_SESA | 2028 | SA | SESA | 188.8144 | 218.9911 | 24.9307 | Flexible domestic
FZ2163_240531a | Progressive Change - Final | CDP3 | H2 Domestic Flex_SESA | 2029 | SA | SESA | 169.2015 | 238.4458 | 27.2198 | Flexible domestic
FZ2163_240531a | Progressive Change - Final | CDP3 | H2 Domestic Flex_SESA | 2030 | SA | SESA | 148.0694 | 238.4458 | 27.2198 | Flexible domestic
FZ2163_240531a | Progressive Change - Final | CDP3 | H2 Domestic Flex_SESA | 2031 | SA | SESA | 146.0958 | 238.4458 | 27.2198 | Flexible domestic
FZ2163_240531a | Progressive Change - Final | CDP3 | H2 Domestic Flex_SESA | 2032 | SA | SESA | 167.3429 | 239.0991 | 27.2198 | Flexible domestic
FZ2163_240531a | Progressive Change - Final | CDP3 | H2 Domestic Flex_SESA | 2033 | SA | SESA | 199.5319 | 294.6023 | 33.6304 | Flexible domestic
FZ2163_240531a | Progressive Change - Final | CDP3 | H2 Domestic Flex_SESA | 2034 | SA | SESA | 206.0827 | 310.0448 | 35.3932 | Flexible domestic
FZ2163_240531a | Progressive Change - Final | CDP3 | H2 Domestic Flex_SESA | 2035 | SA | SESA | 201.6599 | 336.7813 | 38.4454 | Flexible domestic
FZ2163_240531a | Progressive Change - Final | CDP3 | H2 Domestic Flex_SESA | 2036 | SA | SESA | 197.2612 | 361.511 | 41.1556 | Flexible domestic
FZ2163_240531a | Progressive Change - Final | CDP3 | H2 Domestic Flex_SESA | 2037 | SA | SESA | 192.9695 | 360.5233 | 41.1556 | Flexible domestic
FZ2163_240531a | Progressive Change - Final | CDP3 | H2 Domestic Flex_SESA | 2038 | SA | SESA | 188.9449 | 409.594 | 46.7573 | Flexible domestic
FZ2163_240531a | Progressive Change - Final | CDP3 | H2 Domestic Flex_SESA | 2039 | SA | SESA | 184.9592 | 409.594 | 46.7573 | Flexible domestic
FZ2163_240531a | Progressive Change - Final | CDP3 | H2 Domestic Flex_SESA | 2040 | SA | SESA | 181.0498 | 410.7162 | 46.7573 | Flexible domestic
FZ2163_240531a | Progressive Change - Final | CDP3 | H2 Domestic Flex_SESA | 2041 | SA | SESA | 179.2508 | 409.594 | 46.7573 | Flexible domestic
FZ2163_240531a | Progressive Change - Final | CDP3 | H2 Domestic Flex_SESA | 2042 | SA | SESA | 179.4238 | 409.594 | 46.7573 | Flexible domestic
FZ2163_240531a | Progressive Change - Final | CDP3 | H2 Domestic Flex_SESA | 2043 | SA | SESA | 222.1558 | 409.594 | 46.7573 | Flexible domestic
FZ2163_240531a | Progressive Change - Final | CDP3 | H2 Domestic Flex_SESA | 2044 | SA | SESA | 223.2297 | 546.3436 | 62.1976 | Flexible domestic
FZ2163_240531a | Progressive Change - Final | CDP3 | H2 Domestic Flex_SESA | 2045 | SA | SESA | 224.4286 | 544.8509 | 62.1976 | Flexible domestic
FZ2163_240531a | Progressive Change - Final | CDP3 | H2 Domestic Flex_SESA | 2046 | SA | SESA | 238.1929 | 544.8509 | 62.1976 | Flexible domestic
FZ2163_240531a | Progressive Change - Final | CDP3 | H2 Domestic Flex_SESA | 2047 | SA | SESA | 237.464 | 544.8509 | 62.1976 | Flexible domestic
FZ2163_240531a | Progressive Change - Final | CDP3 | H2 Domestic Flex_SESA | 2048 | SA | SESA | 238.0114 | 546.3436 | 62.1976 | Flexible domestic
FZ2163_240531a | Progressive Change - Final | CDP3 | H2 Domestic Flex_SESA | 2049 | SA | SESA | 262.6572 | 544.8509 | 62.1976 | Flexible domestic
FZ2163_240531a | Progressive Change - Final | CDP3 | H2 Domestic Flex_SESA | 2050 | SA | SESA | 320.6611 | 849.2843 | 96.9503 | Flexible domestic
FZ2163_240531a | Progressive Change - Final | CDP3 | H2 Domestic Flex_SESA | 2051 | SA | SESA | 321.0201 | 791.3889 | 90.3412 | Flexible domestic
FZ2163_240531a | Progressive Change - Final | CDP3 | H2 Domestic Flex_SESA | 2052 | SA | SESA | 320.5845 | 852.9872 | 97.1069 | Flexible domestic
FZ2163_240531a | Progressive Change - Final | CDP3 | H2 Domestic Fixed_TAS | 2025 | TAS | TAS | 0 | 0 | 0 | Fixed domestic
FZ2163_240531a | Progressive Change - Final | CDP3 | H2 Domestic Fixed_TAS | 2026 | TAS | TAS | 0 | 0 | 0 | Fixed domestic
FZ2163_240531a | Progressive Change - Final | CDP3 | H2 Domestic Fixed_TAS | 2027 | TAS | TAS | 0 | 0 | 0 | Fixed domestic
FZ2163_240531a | Progressive Change - Final | CDP3 | H2 Domestic Fixed_TAS | 2028 | TAS | TAS | 0 | 0 | 0 | Fixed domestic
FZ2163_240531a | Progressive Change - Final | CDP3 | H2 Domestic Fixed_TAS | 2029 | TAS | TAS | 0.30059 | 0.30059 | 0.034314 | Fixed domestic
FZ2163_240531a | Progressive Change - Final | CDP3 | H2 Domestic Fixed_TAS | 2030 | TAS | TAS | 1.2354 | 1.2354 | 0.14103 | Fixed domestic
FZ2163_240531a | Progressive Change - Final | CDP3 | H2 Domestic Fixed_TAS | 2031 | TAS | TAS | 2.5762 | 2.5762 | 0.29408 | Fixed domestic
FZ2163_240531a | Progressive Change - Final | CDP3 | H2 Domestic Fixed_TAS | 2032 | TAS | TAS | 3.3595 | 3.3595 | 0.38245 | Fixed domestic
FZ2163_240531a | Progressive Change - Final | CDP3 | H2 Domestic Fixed_TAS | 2033 | TAS | TAS | 4.7729 | 4.7729 | 0.54485 | Fixed domestic
FZ2163_240531a | Progressive Change - Final | CDP3 | H2 Domestic Fixed_TAS | 2034 | TAS | TAS | 4.7729 | 4.7729 | 0.54485 | Fixed domestic
FZ2163_240531a | Progressive Change - Final | CDP3 | H2 Domestic Fixed_TAS | 2035 | TAS | TAS | 4.9175 | 4.9175 | 0.56136 | Fixed domestic
FZ2163_240531a | Progressive Change - Final | CDP3 | H2 Domestic Fixed_TAS | 2036 | TAS | TAS | 5.8898 | 5.8898 | 0.67051 | Fixed domestic
FZ2163_240531a | Progressive Change - Final | CDP3 | H2 Domestic Fixed_TAS | 2037 | TAS | TAS | 5.8737 | 5.8737 | 0.67051 | Fixed domestic
FZ2163_240531a | Progressive Change - Final | CDP3 | H2 Domestic Fixed_TAS | 2038 | TAS | TAS | 9.7586 | 9.7586 | 1.114 | Fixed domestic
FZ2163_240531a | Progressive Change - Final | CDP3 | H2 Domestic Fixed_TAS | 2039 | TAS | TAS | 9.7586 | 9.7586 | 1.114 | Fixed domestic
FZ2163_240531a | Progressive Change - Final | CDP3 | H2 Domestic Fixed_TAS | 2040 | TAS | TAS | 9.7853 | 9.7853 | 1.114 | Fixed domestic
FZ2163_240531a | Progressive Change - Final | CDP3 | H2 Domestic Fixed_TAS | 2041 | TAS | TAS | 14.0639 | 14.0639 | 1.6055 | Fixed domestic
FZ2163_240531a | Progressive Change - Final | CDP3 | H2 Domestic Fixed_TAS | 2042 | TAS | TAS | 14.0639 | 14.0639 | 1.6055 | Fixed domestic
FZ2163_240531a | Progressive Change - Final | CDP3 | H2 Domestic Fixed_TAS | 2043 | TAS | TAS | 14.0639 | 14.0639 | 1.6055 | Fixed domestic
FZ2163_240531a | Progressive Change - Final | CDP3 | H2 Domestic Fixed_TAS | 2044 | TAS | TAS | 14.1025 | 14.1025 | 1.6055 | Fixed domestic
FZ2163_240531a | Progressive Change - Final | CDP3 | H2 Domestic Fixed_TAS | 2045 | TAS | TAS | 14.0639 | 14.0639 | 1.6055 | Fixed domestic
FZ2163_240531a | Progressive Change - Final | CDP3 | H2 Domestic Fixed_TAS | 2046 | TAS | TAS | 14.0639 | 14.0639 | 1.6055 | Fixed domestic
FZ2163_240531a | Progressive Change - Final | CDP3 | H2 Domestic Fixed_TAS | 2047 | TAS | TAS | 15.9975 | 15.9975 | 1.8262 | Fixed domestic
FZ2163_240531a | Progressive Change - Final | CDP3 | H2 Domestic Fixed_TAS | 2048 | TAS | TAS | 16.0413 | 16.0413 | 1.8262 | Fixed domestic
FZ2163_240531a | Progressive Change - Final | CDP3 | H2 Domestic Fixed_TAS | 2049 | TAS | TAS | 15.9975 | 15.9975 | 1.8262 | Fixed domestic
FZ2163_240531a | Progressive Change - Final | CDP3 | H2 Domestic Fixed_TAS | 2050 | TAS | TAS | 16.1036 | 16.1036 | 1.8383 | Fixed domestic
FZ2163_240531a | Progressive Change - Final | CDP3 | H2 Domestic Fixed_TAS | 2051 | TAS | TAS | 16.1036 | 16.1036 | 1.8383 | Fixed domestic
FZ2163_240531a | Progressive Change - Final | CDP3 | H2 Domestic Fixed_TAS | 2052 | TAS | TAS | 16.1788 | 16.1788 | 1.8419 | Fixed domestic
FZ2163_240531a | Progressive Change - Final | CDP3 | H2 Domestic Flex_TAS | 2025 | TAS | TAS | 0 | 0 | 0 | Flexible domestic
FZ2163_240531a | Progressive Change - Final | CDP3 | H2 Domestic Flex_TAS | 2026 | TAS | TAS | 0 | 0 | 0 | Flexible domestic
FZ2163_240531a | Progressive Change - Final | CDP3 | H2 Domestic Flex_TAS | 2027 | TAS | TAS | 0 | 0 | 0 | Flexible domestic
FZ2163_240531a | Progressive Change - Final | CDP3 | H2 Domestic Flex_TAS | 2028 | TAS | TAS | 0 | 0 | 0 | Flexible domestic
FZ2163_240531a | Progressive Change - Final | CDP3 | H2 Domestic Flex_TAS | 2029 | TAS | TAS | 5.7721 | 6.6798 | 0.76253 | Flexible domestic
FZ2163_240531a | Progressive Change - Final | CDP3 | H2 Domestic Flex_TAS | 2030 | TAS | TAS | 24.2692 | 27.4534 | 3.134 | Flexible domestic
FZ2163_240531a | Progressive Change - Final | CDP3 | H2 Domestic Flex_TAS | 2031 | TAS | TAS | 50.4074 | 57.2484 | 6.5352 | Flexible domestic
FZ2163_240531a | Progressive Change - Final | CDP3 | H2 Domestic Flex_TAS | 2032 | TAS | TAS | 66.0847 | 74.6547 | 8.4989 | Flexible domestic
FZ2163_240531a | Progressive Change - Final | CDP3 | H2 Domestic Flex_TAS | 2033 | TAS | TAS | 95.2936 | 106.0648 | 12.1079 | Flexible domestic
FZ2163_240531a | Progressive Change - Final | CDP3 | H2 Domestic Flex_TAS | 2034 | TAS | TAS | 93.8191 | 106.0648 | 12.1079 | Flexible domestic
FZ2163_240531a | Progressive Change - Final | CDP3 | H2 Domestic Flex_TAS | 2035 | TAS | TAS | 98.1518 | 109.2787 | 12.4747 | Flexible domestic
FZ2163_240531a | Progressive Change - Final | CDP3 | H2 Domestic Flex_TAS | 2036 | TAS | TAS | 99.4811 | 130.8837 | 14.9002 | Flexible domestic
FZ2163_240531a | Progressive Change - Final | CDP3 | H2 Domestic Flex_TAS | 2037 | TAS | TAS | 97.2629 | 130.5261 | 14.9002 | Flexible domestic
FZ2163_240531a | Progressive Change - Final | CDP3 | H2 Domestic Flex_TAS | 2038 | TAS | TAS | 174.1542 | 216.8567 | 24.7553 | Flexible domestic
FZ2163_240531a | Progressive Change - Final | CDP3 | H2 Domestic Flex_TAS | 2039 | TAS | TAS | 170.2738 | 216.8567 | 24.7553 | Flexible domestic
FZ2163_240531a | Progressive Change - Final | CDP3 | H2 Domestic Flex_TAS | 2040 | TAS | TAS | 167.28 | 217.4508 | 24.7553 | Flexible domestic
FZ2163_240531a | Progressive Change - Final | CDP3 | H2 Domestic Flex_TAS | 2041 | TAS | TAS | 165.4189 | 312.5319 | 35.6772 | Flexible domestic
FZ2163_240531a | Progressive Change - Final | CDP3 | H2 Domestic Flex_TAS | 2042 | TAS | TAS | 169.1686 | 312.5319 | 35.6772 | Flexible domestic
FZ2163_240531a | Progressive Change - Final | CDP3 | H2 Domestic Flex_TAS | 2043 | TAS | TAS | 170.1358 | 312.5319 | 35.6772 | Flexible domestic
FZ2163_240531a | Progressive Change - Final | CDP3 | H2 Domestic Flex_TAS | 2044 | TAS | TAS | 173.9124 | 313.3881 | 35.6772 | Flexible domestic
FZ2163_240531a | Progressive Change - Final | CDP3 | H2 Domestic Flex_TAS | 2045 | TAS | TAS | 175.0212 | 312.5319 | 35.6772 | Flexible domestic
FZ2163_240531a | Progressive Change - Final | CDP3 | H2 Domestic Flex_TAS | 2046 | TAS | TAS | 175.0212 | 312.5319 | 35.6772 | Flexible domestic
FZ2163_240531a | Progressive Change - Final | CDP3 | H2 Domestic Flex_TAS | 2047 | TAS | TAS | 175.0212 | 355.5001 | 40.5822 | Flexible domestic
FZ2163_240531a | Progressive Change - Final | CDP3 | H2 Domestic Flex_TAS | 2048 | TAS | TAS | 175.0212 | 356.4741 | 40.5822 | Flexible domestic
FZ2163_240531a | Progressive Change - Final | CDP3 | H2 Domestic Flex_TAS | 2049 | TAS | TAS | 175.0212 | 355.5001 | 40.5822 | Flexible domestic
FZ2163_240531a | Progressive Change - Final | CDP3 | H2 Domestic Flex_TAS | 2050 | TAS | TAS | 175.0212 | 357.8573 | 40.8513 | Flexible domestic
FZ2163_240531a | Progressive Change - Final | CDP3 | H2 Domestic Flex_TAS | 2051 | TAS | TAS | 175.0212 | 357.8573 | 40.8513 | Flexible domestic
FZ2163_240531a | Progressive Change - Final | CDP3 | H2 Domestic Flex_TAS | 2052 | TAS | TAS | 175.0212 | 359.53 | 40.9301 | Flexible domestic
FZ2163_240531a | Progressive Change - Final | CDP3 | H2 Domestic Fixed_VIC | 2025 | VIC | VIC | 2.5574 | 2.5574 | 0.29194 | Fixed domestic
FZ2163_240531a | Progressive Change - Final | CDP3 | H2 Domestic Fixed_VIC | 2026 | VIC | VIC | 4.0307 | 4.0307 | 0.46013 | Fixed domestic
FZ2163_240531a | Progressive Change - Final | CDP3 | H2 Domestic Fixed_VIC | 2027 | VIC | VIC | 4.0307 | 4.0307 | 0.46013 | Fixed domestic
FZ2163_240531a | Progressive Change - Final | CDP3 | H2 Domestic Fixed_VIC | 2028 | VIC | VIC | 4.0418 | 4.0418 | 0.46013 | Fixed domestic
FZ2163_240531a | Progressive Change - Final | CDP3 | H2 Domestic Fixed_VIC | 2029 | VIC | VIC | 50.4395 | 50.4395 | 5.7579 | Fixed domestic
FZ2163_240531a | Progressive Change - Final | CDP3 | H2 Domestic Fixed_VIC | 2030 | VIC | VIC | 139.1119 | 139.1119 | 15.8804 | Fixed domestic
FZ2163_240531a | Progressive Change - Final | CDP3 | H2 Domestic Fixed_VIC | 2031 | VIC | VIC | 139.1119 | 139.1119 | 15.8804 | Fixed domestic
FZ2163_240531a | Progressive Change - Final | CDP3 | H2 Domestic Fixed_VIC | 2032 | VIC | VIC | 204.8376 | 204.8376 | 23.3194 | Fixed domestic
FZ2163_240531a | Progressive Change - Final | CDP3 | H2 Domestic Fixed_VIC | 2033 | VIC | VIC | 420.9245 | 420.9245 | 48.0507 | Fixed domestic
FZ2163_240531a | Progressive Change - Final | CDP3 | H2 Domestic Fixed_VIC | 2034 | VIC | VIC | 420.9245 | 420.9245 | 48.0507 | Fixed domestic
FZ2163_240531a | Progressive Change - Final | CDP3 | H2 Domestic Fixed_VIC | 2035 | VIC | VIC | 489.2586 | 489.2586 | 55.8514 | Fixed domestic
FZ2163_240531a | Progressive Change - Final | CDP3 | H2 Domestic Fixed_VIC | 2036 | VIC | VIC | 549.27 | 549.27 | 62.5307 | Fixed domestic
FZ2163_240531a | Progressive Change - Final | CDP3 | H2 Domestic Fixed_VIC | 2037 | VIC | VIC | 547.7692 | 547.7692 | 62.5307 | Fixed domestic
FZ2163_240531a | Progressive Change - Final | CDP3 | H2 Domestic Fixed_VIC | 2038 | VIC | VIC | 576.3117 | 576.3117 | 65.789 | Fixed domestic
FZ2163_240531a | Progressive Change - Final | CDP3 | H2 Domestic Fixed_VIC | 2039 | VIC | VIC | 576.3117 | 576.3117 | 65.789 | Fixed domestic
FZ2163_240531a | Progressive Change - Final | CDP3 | H2 Domestic Fixed_VIC | 2040 | VIC | VIC | 577.8906 | 577.8906 | 65.789 | Fixed domestic
FZ2163_240531a | Progressive Change - Final | CDP3 | H2 Domestic Fixed_VIC | 2041 | VIC | VIC | 576.3117 | 576.3117 | 65.789 | Fixed domestic
FZ2163_240531a | Progressive Change - Final | CDP3 | H2 Domestic Fixed_VIC | 2042 | VIC | VIC | 576.3117 | 576.3117 | 65.789 | Fixed domestic
FZ2163_240531a | Progressive Change - Final | CDP3 | H2 Domestic Fixed_VIC | 2043 | VIC | VIC | 576.3117 | 576.3117 | 65.789 | Fixed domestic
FZ2163_240531a | Progressive Change - Final | CDP3 | H2 Domestic Fixed_VIC | 2044 | VIC | VIC | 598.902 | 598.902 | 68.181 | Fixed domestic
FZ2163_240531a | Progressive Change - Final | CDP3 | H2 Domestic Fixed_VIC | 2045 | VIC | VIC | 597.2657 | 597.2657 | 68.181 | Fixed domestic
FZ2163_240531a | Progressive Change - Final | CDP3 | H2 Domestic Fixed_VIC | 2046 | VIC | VIC | 597.2657 | 597.2657 | 68.181 | Fixed domestic
FZ2163_240531a | Progressive Change - Final | CDP3 | H2 Domestic Fixed_VIC | 2047 | VIC | VIC | 678.099 | 678.099 | 77.4086 | Fixed domestic
FZ2163_240531a | Progressive Change - Final | CDP3 | H2 Domestic Fixed_VIC | 2048 | VIC | VIC | 679.9568 | 679.9568 | 77.4086 | Fixed domestic
FZ2163_240531a | Progressive Change - Final | CDP3 | H2 Domestic Fixed_VIC | 2049 | VIC | VIC | 678.099 | 678.099 | 77.4086 | Fixed domestic
FZ2163_240531a | Progressive Change - Final | CDP3 | H2 Domestic Fixed_VIC | 2050 | VIC | VIC | 826.558 | 826.558 | 94.3559 | Fixed domestic
FZ2163_240531a | Progressive Change - Final | CDP3 | H2 Domestic Fixed_VIC | 2051 | VIC | VIC | 825.0847 | 825.0847 | 94.1877 | Fixed domestic
FZ2163_240531a | Progressive Change - Final | CDP3 | H2 Domestic Fixed_VIC | 2052 | VIC | VIC | 867.8842 | 867.8842 | 98.8028 | Fixed domestic
FZ2163_240531a | Progressive Change - Final | CDP3 | H2 Domestic Flex_VIC | 2025 | VIC | VIC | 49.3127 | 56.8302 | 6.4875 | Flexible domestic
FZ2163_240531a | Progressive Change - Final | CDP3 | H2 Domestic Flex_VIC | 2026 | VIC | VIC | 77.6668 | 89.5717 | 10.2251 | Flexible domestic
FZ2163_240531a | Progressive Change - Final | CDP3 | H2 Domestic Flex_VIC | 2027 | VIC | VIC | 75.935 | 89.5717 | 10.2251 | Flexible domestic
FZ2163_240531a | Progressive Change - Final | CDP3 | H2 Domestic Flex_VIC | 2028 | VIC | VIC | 74.2418 | 89.8171 | 10.2251 | Flexible domestic
FZ2163_240531a | Progressive Change - Final | CDP3 | H2 Domestic Flex_VIC | 2029 | VIC | VIC | 681.7364 | 1120.8784 | 127.9542 | Flexible domestic
FZ2163_240531a | Progressive Change - Final | CDP3 | H2 Domestic Flex_VIC | 2030 | VIC | VIC | 1845.7348 | 3091.376 | 352.8968 | Flexible domestic
FZ2163_240531a | Progressive Change - Final | CDP3 | H2 Domestic Flex_VIC | 2031 | VIC | VIC | 2721.9649 | 3091.376 | 352.8968 | Flexible domestic
FZ2163_240531a | Progressive Change - Final | CDP3 | H2 Domestic Flex_VIC | 2032 | VIC | VIC | 4029.405 | 4551.9473 | 518.2089 | Flexible domestic
FZ2163_240531a | Progressive Change - Final | CDP3 | H2 Domestic Flex_VIC | 2033 | VIC | VIC | 7023.9975 | 9353.878 | 1067.7943 | Flexible domestic
FZ2163_240531a | Progressive Change - Final | CDP3 | H2 Domestic Flex_VIC | 2034 | VIC | VIC | 6901.8068 | 9353.878 | 1067.7943 | Flexible domestic
FZ2163_240531a | Progressive Change - Final | CDP3 | H2 Domestic Flex_VIC | 2035 | VIC | VIC | 6908.0231 | 10872.4124 | 1241.143 | Flexible domestic
FZ2163_240531a | Progressive Change - Final | CDP3 | H2 Domestic Flex_VIC | 2036 | VIC | VIC | 6792.8169 | 12205.999 | 1389.5718 | Flexible domestic
FZ2163_240531a | Progressive Change - Final | CDP3 | H2 Domestic Flex_VIC | 2037 | VIC | VIC | 6641.3514 | 12172.6493 | 1389.5718 | Flexible domestic
FZ2163_240531a | Progressive Change - Final | CDP3 | H2 Domestic Flex_VIC | 2038 | VIC | VIC | 6623.0245 | 12806.9266 | 1461.9779 | Flexible domestic
FZ2163_240531a | Progressive Change - Final | CDP3 | H2 Domestic Flex_VIC | 2039 | VIC | VIC | 6516.1324 | 12806.9266 | 1461.9779 | Flexible domestic
FZ2163_240531a | Progressive Change - Final | CDP3 | H2 Domestic Flex_VIC | 2040 | VIC | VIC | 6406.72 | 12842.0141 | 1461.9779 | Flexible domestic
FZ2163_240531a | Progressive Change - Final | CDP3 | H2 Domestic Flex_VIC | 2041 | VIC | VIC | 6334.4865 | 12806.9266 | 1461.9779 | Flexible domestic
FZ2163_240531a | Progressive Change - Final | CDP3 | H2 Domestic Flex_VIC | 2042 | VIC | VIC | 6347.9136 | 12806.9266 | 1461.9779 | Flexible domestic
FZ2163_240531a | Progressive Change - Final | CDP3 | H2 Domestic Flex_VIC | 2043 | VIC | VIC | 6409.0816 | 12806.9266 | 1461.9779 | Flexible domestic
FZ2163_240531a | Progressive Change - Final | CDP3 | H2 Domestic Flex_VIC | 2044 | VIC | VIC | 6453.7612 | 13308.9333 | 1515.1336 | Flexible domestic
FZ2163_240531a | Progressive Change - Final | CDP3 | H2 Domestic Flex_VIC | 2045 | VIC | VIC | 6488.4471 | 13272.5701 | 1515.1336 | Flexible domestic
FZ2163_240531a | Progressive Change - Final | CDP3 | H2 Domestic Flex_VIC | 2046 | VIC | VIC | 6529.3694 | 13272.5701 | 1515.1336 | Flexible domestic
FZ2163_240531a | Progressive Change - Final | CDP3 | H2 Domestic Flex_VIC | 2047 | VIC | VIC | 6529.3694 | 15068.8668 | 1720.1903 | Flexible domestic
FZ2163_240531a | Progressive Change - Final | CDP3 | H2 Domestic Flex_VIC | 2048 | VIC | VIC | 6614.7091 | 15110.1514 | 1720.1903 | Flexible domestic
FZ2163_240531a | Progressive Change - Final | CDP3 | H2 Domestic Flex_VIC | 2049 | VIC | VIC | 6614.7091 | 15068.8668 | 1720.1903 | Flexible domestic
FZ2163_240531a | Progressive Change - Final | CDP3 | H2 Domestic Flex_VIC | 2050 | VIC | VIC | 7316.4323 | 18367.9563 | 2096.7987 | Flexible domestic
FZ2163_240531a | Progressive Change - Final | CDP3 | H2 Domestic Flex_VIC | 2051 | VIC | VIC | 7316.4323 | 18335.2149 | 2093.0611 | Flexible domestic
FZ2163_240531a | Progressive Change - Final | CDP3 | H2 Domestic Flex_VIC | 2052 | VIC | VIC | 7316.4323 | 19286.3149 | 2195.6187 | Flexible domestic
FZ2164_240531a | Progressive Change - Final | CDP4 | H2 Domestic Fixed_SNSW | 2025 | NSW | SNSW | 1.3276 | 1.3276 | 0.15156 | Fixed domestic
FZ2164_240531a | Progressive Change - Final | CDP4 | H2 Domestic Fixed_SNSW | 2026 | NSW | SNSW | 3.1853 | 3.1853 | 0.36362 | Fixed domestic
FZ2164_240531a | Progressive Change - Final | CDP4 | H2 Domestic Fixed_SNSW | 2027 | NSW | SNSW | 6.3084 | 6.3084 | 0.72014 | Fixed domestic
FZ2164_240531a | Progressive Change - Final | CDP4 | H2 Domestic Fixed_SNSW | 2028 | NSW | SNSW | 10.9957 | 10.9957 | 1.2518 | Fixed domestic
FZ2164_240531a | Progressive Change - Final | CDP4 | H2 Domestic Fixed_SNSW | 2029 | NSW | SNSW | 27.192 | 27.192 | 3.1041 | Fixed domestic
FZ2164_240531a | Progressive Change - Final | CDP4 | H2 Domestic Fixed_SNSW | 2030 | NSW | SNSW | 27.192 | 27.192 | 3.1041 | Fixed domestic
FZ2164_240531a | Progressive Change - Final | CDP4 | H2 Domestic Fixed_SNSW | 2031 | NSW | SNSW | 27.192 | 27.192 | 3.1041 | Fixed domestic
FZ2164_240531a | Progressive Change - Final | CDP4 | H2 Domestic Fixed_SNSW | 2032 | NSW | SNSW | 27.2665 | 27.2665 | 3.1041 | Fixed domestic
FZ2164_240531a | Progressive Change - Final | CDP4 | H2 Domestic Fixed_SNSW | 2033 | NSW | SNSW | 27.192 | 27.192 | 3.1041 | Fixed domestic
FZ2164_240531a | Progressive Change - Final | CDP4 | H2 Domestic Fixed_SNSW | 2034 | NSW | SNSW | 27.6335 | 27.6335 | 3.1545 | Fixed domestic
FZ2164_240531a | Progressive Change - Final | CDP4 | H2 Domestic Fixed_SNSW | 2035 | NSW | SNSW | 27.6335 | 27.6335 | 3.1545 | Fixed domestic
FZ2164_240531a | Progressive Change - Final | CDP4 | H2 Domestic Fixed_SNSW | 2036 | NSW | SNSW | 38.1133 | 38.1133 | 4.3389 | Fixed domestic
FZ2164_240531a | Progressive Change - Final | CDP4 | H2 Domestic Fixed_SNSW | 2037 | NSW | SNSW | 38.0092 | 38.0092 | 4.3389 | Fixed domestic
FZ2164_240531a | Progressive Change - Final | CDP4 | H2 Domestic Fixed_SNSW | 2038 | NSW | SNSW | 40.1835 | 40.1835 | 4.5872 | Fixed domestic
FZ2164_240531a | Progressive Change - Final | CDP4 | H2 Domestic Fixed_SNSW | 2039 | NSW | SNSW | 40.1835 | 40.1835 | 4.5872 | Fixed domestic
FZ2164_240531a | Progressive Change - Final | CDP4 | H2 Domestic Fixed_SNSW | 2040 | NSW | SNSW | 40.2935 | 40.2935 | 4.5872 | Fixed domestic
FZ2164_240531a | Progressive Change - Final | CDP4 | H2 Domestic Fixed_SNSW | 2041 | NSW | SNSW | 40.1835 | 40.1835 | 4.5872 | Fixed domestic
FZ2164_240531a | Progressive Change - Final | CDP4 | H2 Domestic Fixed_SNSW | 2042 | NSW | SNSW | 40.1835 | 40.1835 | 4.5872 | Fixed domestic
FZ2164_240531a | Progressive Change - Final | CDP4 | H2 Domestic Fixed_SNSW | 2043 | NSW | SNSW | 40.1835 | 40.1835 | 4.5872 | Fixed domestic
FZ2164_240531a | Progressive Change - Final | CDP4 | H2 Domestic Fixed_SNSW | 2044 | NSW | SNSW | 54.9452 | 54.9452 | 6.2551 | Fixed domestic
FZ2164_240531a | Progressive Change - Final | CDP4 | H2 Domestic Fixed_SNSW | 2045 | NSW | SNSW | 54.7951 | 54.7951 | 6.2551 | Fixed domestic
FZ2164_240531a | Progressive Change - Final | CDP4 | H2 Domestic Fixed_SNSW | 2046 | NSW | SNSW | 55.31 | 55.31 | 6.3139 | Fixed domestic
FZ2164_240531a | Progressive Change - Final | CDP4 | H2 Domestic Fixed_SNSW | 2047 | NSW | SNSW | 55.736 | 55.736 | 6.3626 | Fixed domestic
FZ2164_240531a | Progressive Change - Final | CDP4 | H2 Domestic Fixed_SNSW | 2048 | NSW | SNSW | 55.8887 | 55.8887 | 6.3626 | Fixed domestic
FZ2164_240531a | Progressive Change - Final | CDP4 | H2 Domestic Fixed_SNSW | 2049 | NSW | SNSW | 107.1346 | 107.1346 | 12.23 | Fixed domestic
FZ2164_240531a | Progressive Change - Final | CDP4 | H2 Domestic Fixed_SNSW | 2050 | NSW | SNSW | 206.5924 | 206.5924 | 23.5836 | Fixed domestic
FZ2164_240531a | Progressive Change - Final | CDP4 | H2 Domestic Fixed_SNSW | 2051 | NSW | SNSW | 208.9276 | 208.9276 | 23.8502 | Fixed domestic
FZ2164_240531a | Progressive Change - Final | CDP4 | H2 Domestic Fixed_SNSW | 2052 | NSW | SNSW | 206.3684 | 206.3684 | 23.4937 | Fixed domestic
FZ2164_240531a | Progressive Change - Final | CDP4 | H2 Domestic Flex_SNSW | 2025 | NSW | SNSW | 25.6001 | 29.5027 | 3.3679 | Flexible domestic
FZ2164_240531a | Progressive Change - Final | CDP4 | H2 Domestic Flex_SNSW | 2026 | NSW | SNSW | 61.376 | 70.7839 | 8.0803 | Flexible domestic
FZ2164_240531a | Progressive Change - Final | CDP4 | H2 Domestic Flex_SNSW | 2027 | NSW | SNSW | 120.043 | 140.1867 | 16.003 | Flexible domestic
FZ2164_240531a | Progressive Change - Final | CDP4 | H2 Domestic Flex_SNSW | 2028 | NSW | SNSW | 210.6775 | 244.3483 | 27.8174 | Flexible domestic
FZ2164_240531a | Progressive Change - Final | CDP4 | H2 Domestic Flex_SNSW | 2029 | NSW | SNSW | 349.4215 | 604.2666 | 68.9802 | Flexible domestic
FZ2164_240531a | Progressive Change - Final | CDP4 | H2 Domestic Flex_SNSW | 2030 | NSW | SNSW | 534.1801 | 604.2666 | 68.9802 | Flexible domestic
FZ2164_240531a | Progressive Change - Final | CDP4 | H2 Domestic Flex_SNSW | 2031 | NSW | SNSW | 492.3807 | 604.2666 | 68.9802 | Flexible domestic
FZ2164_240531a | Progressive Change - Final | CDP4 | H2 Domestic Flex_SNSW | 2032 | NSW | SNSW | 476.0744 | 605.9221 | 68.9802 | Flexible domestic
FZ2164_240531a | Progressive Change - Final | CDP4 | H2 Domestic Flex_SNSW | 2033 | NSW | SNSW | 481.2263 | 604.2666 | 68.9802 | Flexible domestic
FZ2164_240531a | Progressive Change - Final | CDP4 | H2 Domestic Flex_SNSW | 2034 | NSW | SNSW | 552.3411 | 614.0776 | 70.1002 | Flexible domestic
FZ2164_240531a | Progressive Change - Final | CDP4 | H2 Domestic Flex_SNSW | 2035 | NSW | SNSW | 545.5686 | 614.0776 | 70.1002 | Flexible domestic
FZ2164_240531a | Progressive Change - Final | CDP4 | H2 Domestic Flex_SNSW | 2036 | NSW | SNSW | 533.4557 | 846.9629 | 96.4211 | Flexible domestic
FZ2164_240531a | Progressive Change - Final | CDP4 | H2 Domestic Flex_SNSW | 2037 | NSW | SNSW | 521.5747 | 844.6488 | 96.4211 | Flexible domestic
FZ2164_240531a | Progressive Change - Final | CDP4 | H2 Domestic Flex_SNSW | 2038 | NSW | SNSW | 513.1738 | 892.9657 | 101.9367 | Flexible domestic
FZ2164_240531a | Progressive Change - Final | CDP4 | H2 Domestic Flex_SNSW | 2039 | NSW | SNSW | 505.0727 | 892.9657 | 101.9367 | Flexible domestic
FZ2164_240531a | Progressive Change - Final | CDP4 | H2 Domestic Flex_SNSW | 2040 | NSW | SNSW | 495.9991 | 895.4122 | 101.9367 | Flexible domestic
FZ2164_240531a | Progressive Change - Final | CDP4 | H2 Domestic Flex_SNSW | 2041 | NSW | SNSW | 490.409 | 892.9657 | 101.9367 | Flexible domestic
FZ2164_240531a | Progressive Change - Final | CDP4 | H2 Domestic Flex_SNSW | 2042 | NSW | SNSW | 493.7656 | 892.9657 | 101.9367 | Flexible domestic
FZ2164_240531a | Progressive Change - Final | CDP4 | H2 Domestic Flex_SNSW | 2043 | NSW | SNSW | 497.5281 | 892.9657 | 101.9367 | Flexible domestic
FZ2164_240531a | Progressive Change - Final | CDP4 | H2 Domestic Flex_SNSW | 2044 | NSW | SNSW | 500.06 | 1221.0051 | 139.0033 | Flexible domestic
FZ2164_240531a | Progressive Change - Final | CDP4 | H2 Domestic Flex_SNSW | 2045 | NSW | SNSW | 501.0179 | 1217.6691 | 139.0033 | Flexible domestic
FZ2164_240531a | Progressive Change - Final | CDP4 | H2 Domestic Flex_SNSW | 2046 | NSW | SNSW | 502.8628 | 1229.1104 | 140.3094 | Flexible domestic
FZ2164_240531a | Progressive Change - Final | CDP4 | H2 Domestic Flex_SNSW | 2047 | NSW | SNSW | 503.9421 | 1238.5783 | 141.3902 | Flexible domestic
FZ2164_240531a | Progressive Change - Final | CDP4 | H2 Domestic Flex_SNSW | 2048 | NSW | SNSW | 837.0633 | 1241.9717 | 141.3902 | Flexible domestic
FZ2164_240531a | Progressive Change - Final | CDP4 | H2 Domestic Flex_SNSW | 2049 | NSW | SNSW | 1166.1951 | 2380.768 | 271.7772 | Flexible domestic
FZ2164_240531a | Progressive Change - Final | CDP4 | H2 Domestic Flex_SNSW | 2050 | NSW | SNSW | 1495.0574 | 4590.9422 | 524.0802 | Flexible domestic
FZ2164_240531a | Progressive Change - Final | CDP4 | H2 Domestic Flex_SNSW | 2051 | NSW | SNSW | 1496.3303 | 4642.8363 | 530.0041 | Flexible domestic
FZ2164_240531a | Progressive Change - Final | CDP4 | H2 Domestic Flex_SNSW | 2052 | NSW | SNSW | 1495.761 | 4585.9634 | 522.0814 | Flexible domestic
FZ2164_240531a | Progressive Change - Final | CDP4 | H2 Domestic Fixed_SNW | 2025 | NSW | SNW | 6.7088 | 6.7088 | 0.76584 | Fixed domestic
FZ2164_240531a | Progressive Change - Final | CDP4 | H2 Domestic Fixed_SNW | 2026 | NSW | SNW | 16.2535 | 16.2535 | 1.8554 | Fixed domestic
FZ2164_240531a | Progressive Change - Final | CDP4 | H2 Domestic Fixed_SNW | 2027 | NSW | SNW | 32.1809 | 32.1809 | 3.6736 | Fixed domestic
FZ2164_240531a | Progressive Change - Final | CDP4 | H2 Domestic Fixed_SNW | 2028 | NSW | SNW | 56.1933 | 56.1933 | 6.3972 | Fixed domestic
FZ2164_240531a | Progressive Change - Final | CDP4 | H2 Domestic Fixed_SNW | 2029 | NSW | SNW | 129.4112 | 129.4112 | 14.773 | Fixed domestic
FZ2164_240531a | Progressive Change - Final | CDP4 | H2 Domestic Fixed_SNW | 2030 | NSW | SNW | 129.4112 | 129.4112 | 14.773 | Fixed domestic
FZ2164_240531a | Progressive Change - Final | CDP4 | H2 Domestic Fixed_SNW | 2031 | NSW | SNW | 129.4112 | 129.4112 | 14.773 | Fixed domestic
FZ2164_240531a | Progressive Change - Final | CDP4 | H2 Domestic Fixed_SNW | 2032 | NSW | SNW | 129.7658 | 129.7658 | 14.773 | Fixed domestic
FZ2164_240531a | Progressive Change - Final | CDP4 | H2 Domestic Fixed_SNW | 2033 | NSW | SNW | 129.4112 | 129.4112 | 14.773 | Fixed domestic
FZ2164_240531a | Progressive Change - Final | CDP4 | H2 Domestic Fixed_SNW | 2034 | NSW | SNW | 145.2244 | 145.2244 | 16.5781 | Fixed domestic
FZ2164_240531a | Progressive Change - Final | CDP4 | H2 Domestic Fixed_SNW | 2035 | NSW | SNW | 146.2042 | 146.2042 | 16.69 | Fixed domestic
FZ2164_240531a | Progressive Change - Final | CDP4 | H2 Domestic Fixed_SNW | 2036 | NSW | SNW | 224.5534 | 224.5534 | 25.5639 | Fixed domestic
FZ2164_240531a | Progressive Change - Final | CDP4 | H2 Domestic Fixed_SNW | 2037 | NSW | SNW | 223.9399 | 223.9399 | 25.5639 | Fixed domestic
FZ2164_240531a | Progressive Change - Final | CDP4 | H2 Domestic Fixed_SNW | 2038 | NSW | SNW | 237.2413 | 237.2413 | 27.0823 | Fixed domestic
FZ2164_240531a | Progressive Change - Final | CDP4 | H2 Domestic Fixed_SNW | 2039 | NSW | SNW | 237.2413 | 237.2413 | 27.0823 | Fixed domestic
FZ2164_240531a | Progressive Change - Final | CDP4 | H2 Domestic Fixed_SNW | 2040 | NSW | SNW | 237.8913 | 237.8913 | 27.0823 | Fixed domestic
FZ2164_240531a | Progressive Change - Final | CDP4 | H2 Domestic Fixed_SNW | 2041 | NSW | SNW | 237.2413 | 237.2413 | 27.0823 | Fixed domestic
FZ2164_240531a | Progressive Change - Final | CDP4 | H2 Domestic Fixed_SNW | 2042 | NSW | SNW | 237.2413 | 237.2413 | 27.0823 | Fixed domestic
FZ2164_240531a | Progressive Change - Final | CDP4 | H2 Domestic Fixed_SNW | 2043 | NSW | SNW | 237.2413 | 237.2413 | 27.0823 | Fixed domestic
FZ2164_240531a | Progressive Change - Final | CDP4 | H2 Domestic Fixed_SNW | 2044 | NSW | SNW | 282.9542 | 282.9542 | 32.2124 | Fixed domestic
FZ2164_240531a | Progressive Change - Final | CDP4 | H2 Domestic Fixed_SNW | 2045 | NSW | SNW | 282.1811 | 282.1811 | 32.2124 | Fixed domestic
FZ2164_240531a | Progressive Change - Final | CDP4 | H2 Domestic Fixed_SNW | 2046 | NSW | SNW | 284.5993 | 284.5993 | 32.4885 | Fixed domestic
FZ2164_240531a | Progressive Change - Final | CDP4 | H2 Domestic Fixed_SNW | 2047 | NSW | SNW | 294.7233 | 294.7233 | 33.6442 | Fixed domestic
FZ2164_240531a | Progressive Change - Final | CDP4 | H2 Domestic Fixed_SNW | 2048 | NSW | SNW | 345.9221 | 345.9221 | 39.3809 | Fixed domestic
FZ2164_240531a | Progressive Change - Final | CDP4 | H2 Domestic Fixed_SNW | 2049 | NSW | SNW | 556.9871 | 556.9871 | 63.583 | Fixed domestic
FZ2164_240531a | Progressive Change - Final | CDP4 | H2 Domestic Fixed_SNW | 2050 | NSW | SNW | 1043.5648 | 1043.5648 | 119.1284 | Fixed domestic
FZ2164_240531a | Progressive Change - Final | CDP4 | H2 Domestic Fixed_SNW | 2051 | NSW | SNW | 1075.8589 | 1075.8589 | 122.8149 | Fixed domestic
FZ2164_240531a | Progressive Change - Final | CDP4 | H2 Domestic Fixed_SNW | 2052 | NSW | SNW | 1062.8354 | 1062.8354 | 120.9967 | Fixed domestic
FZ2164_240531a | Progressive Change - Final | CDP4 | H2 Domestic Flex_SNW | 2025 | NSW | SNW | 129.3626 | 149.0835 | 17.0187 | Flexible domestic
FZ2164_240531a | Progressive Change - Final | CDP4 | H2 Domestic Flex_SNW | 2026 | NSW | SNW | 313.1838 | 361.189 | 41.2316 | Flexible domestic
FZ2164_240531a | Progressive Change - Final | CDP4 | H2 Domestic Flex_SNW | 2027 | NSW | SNW | 612.3729 | 715.1317 | 81.636 | Flexible domestic
FZ2164_240531a | Progressive Change - Final | CDP4 | H2 Domestic Flex_SNW | 2028 | NSW | SNW | 1076.6655 | 1248.7402 | 142.1608 | Flexible domestic
FZ2164_240531a | Progressive Change - Final | CDP4 | H2 Domestic Flex_SNW | 2029 | NSW | SNW | 1746.9973 | 2875.8056 | 328.2883 | Flexible domestic
FZ2164_240531a | Progressive Change - Final | CDP4 | H2 Domestic Flex_SNW | 2030 | NSW | SNW | 2542.2524 | 2875.8056 | 328.2883 | Flexible domestic
FZ2164_240531a | Progressive Change - Final | CDP4 | H2 Domestic Flex_SNW | 2031 | NSW | SNW | 2515.4538 | 2875.8056 | 328.2883 | Flexible domestic
FZ2164_240531a | Progressive Change - Final | CDP4 | H2 Domestic Flex_SNW | 2032 | NSW | SNW | 2464.6916 | 2883.6845 | 328.2883 | Flexible domestic
FZ2164_240531a | Progressive Change - Final | CDP4 | H2 Domestic Flex_SNW | 2033 | NSW | SNW | 2494.3596 | 2875.8056 | 328.2883 | Flexible domestic
FZ2164_240531a | Progressive Change - Final | CDP4 | H2 Domestic Flex_SNW | 2034 | NSW | SNW | 2885.4332 | 3227.2093 | 368.4029 | Flexible domestic
FZ2164_240531a | Progressive Change - Final | CDP4 | H2 Domestic Flex_SNW | 2035 | NSW | SNW | 2849.6574 | 3248.9813 | 370.8883 | Flexible domestic
FZ2164_240531a | Progressive Change - Final | CDP4 | H2 Domestic Flex_SNW | 2036 | NSW | SNW | 2786.064 | 4990.0761 | 568.087 | Flexible domestic
FZ2164_240531a | Progressive Change - Final | CDP4 | H2 Domestic Flex_SNW | 2037 | NSW | SNW | 2723.9267 | 4976.442 | 568.087 | Flexible domestic
FZ2164_240531a | Progressive Change - Final | CDP4 | H2 Domestic Flex_SNW | 2038 | NSW | SNW | 2663.3637 | 5272.0299 | 601.8299 | Flexible domestic
FZ2164_240531a | Progressive Change - Final | CDP4 | H2 Domestic Flex_SNW | 2039 | NSW | SNW | 2620.6811 | 5272.0299 | 601.8299 | Flexible domestic
FZ2164_240531a | Progressive Change - Final | CDP4 | H2 Domestic Flex_SNW | 2040 | NSW | SNW | 2572.9575 | 5286.4738 | 601.8299 | Flexible domestic
FZ2164_240531a | Progressive Change - Final | CDP4 | H2 Domestic Flex_SNW | 2041 | NSW | SNW | 2543.9462 | 5272.0299 | 601.8299 | Flexible domestic
FZ2164_240531a | Progressive Change - Final | CDP4 | H2 Domestic Flex_SNW | 2042 | NSW | SNW | 2561.6328 | 5272.0299 | 601.8299 | Flexible domestic
FZ2164_240531a | Progressive Change - Final | CDP4 | H2 Domestic Flex_SNW | 2043 | NSW | SNW | 2563.6656 | 5272.0299 | 601.8299 | Flexible domestic
FZ2164_240531a | Progressive Change - Final | CDP4 | H2 Domestic Flex_SNW | 2044 | NSW | SNW | 2575.1833 | 6287.87 | 715.8322 | Flexible domestic
FZ2164_240531a | Progressive Change - Final | CDP4 | H2 Domestic Flex_SNW | 2045 | NSW | SNW | 2578.8465 | 6270.69 | 715.8322 | Flexible domestic
FZ2164_240531a | Progressive Change - Final | CDP4 | H2 Domestic Flex_SNW | 2046 | NSW | SNW | 2587.4979 | 6324.4299 | 721.9669 | Flexible domestic
FZ2164_240531a | Progressive Change - Final | CDP4 | H2 Domestic Flex_SNW | 2047 | NSW | SNW | 2592.1995 | 6549.4067 | 747.6492 | Flexible domestic
FZ2164_240531a | Progressive Change - Final | CDP4 | H2 Domestic Flex_SNW | 2048 | NSW | SNW | 4305.0496 | 7687.1567 | 875.1317 | Flexible domestic
FZ2164_240531a | Progressive Change - Final | CDP4 | H2 Domestic Flex_SNW | 2049 | NSW | SNW | 6005.5935 | 12377.4907 | 1412.9556 | Flexible domestic
FZ2164_240531a | Progressive Change - Final | CDP4 | H2 Domestic Flex_SNW | 2050 | NSW | SNW | 7706.5765 | 23190.3297 | 2647.2979 | Flexible domestic
FZ2164_240531a | Progressive Change - Final | CDP4 | H2 Domestic Flex_SNW | 2051 | NSW | SNW | 7705.3035 | 23907.9758 | 2729.221 | Flexible domestic
FZ2164_240531a | Progressive Change - Final | CDP4 | H2 Domestic Flex_SNW | 2052 | NSW | SNW | 7705.8728 | 23618.5647 | 2688.8166 | Flexible domestic
FZ2164_240531a | Progressive Change - Final | CDP4 | H2 Domestic Fixed_CQ | 2025 | QLD | CQ | 0.57346 | 0.57346 | 0.065464 | Fixed domestic
FZ2164_240531a | Progressive Change - Final | CDP4 | H2 Domestic Fixed_CQ | 2026 | QLD | CQ | 0.62369 | 0.62369 | 0.071197 | Fixed domestic
FZ2164_240531a | Progressive Change - Final | CDP4 | H2 Domestic Fixed_CQ | 2027 | QLD | CQ | 0.62369 | 0.62369 | 0.071197 | Fixed domestic
FZ2164_240531a | Progressive Change - Final | CDP4 | H2 Domestic Fixed_CQ | 2028 | QLD | CQ | 0.6254 | 0.6254 | 0.071197 | Fixed domestic
FZ2164_240531a | Progressive Change - Final | CDP4 | H2 Domestic Fixed_CQ | 2029 | QLD | CQ | 17.067 | 17.067 | 1.9483 | Fixed domestic
FZ2164_240531a | Progressive Change - Final | CDP4 | H2 Domestic Fixed_CQ | 2030 | QLD | CQ | 63.9795 | 63.9795 | 7.3036 | Fixed domestic
FZ2164_240531a | Progressive Change - Final | CDP4 | H2 Domestic Fixed_CQ | 2031 | QLD | CQ | 63.9795 | 63.9795 | 7.3036 | Fixed domestic
FZ2164_240531a | Progressive Change - Final | CDP4 | H2 Domestic Fixed_CQ | 2032 | QLD | CQ | 64.1548 | 64.1548 | 7.3036 | Fixed domestic
FZ2164_240531a | Progressive Change - Final | CDP4 | H2 Domestic Fixed_CQ | 2033 | QLD | CQ | 69.1223 | 69.1223 | 7.8907 | Fixed domestic
FZ2164_240531a | Progressive Change - Final | CDP4 | H2 Domestic Fixed_CQ | 2034 | QLD | CQ | 76.3225 | 76.3225 | 8.7126 | Fixed domestic
FZ2164_240531a | Progressive Change - Final | CDP4 | H2 Domestic Fixed_CQ | 2035 | QLD | CQ | 96.5362 | 96.5362 | 11.0201 | Fixed domestic
FZ2164_240531a | Progressive Change - Final | CDP4 | H2 Domestic Fixed_CQ | 2036 | QLD | CQ | 96.8007 | 96.8007 | 11.0201 | Fixed domestic
FZ2164_240531a | Progressive Change - Final | CDP4 | H2 Domestic Fixed_CQ | 2037 | QLD | CQ | 96.5362 | 96.5362 | 11.0201 | Fixed domestic
FZ2164_240531a | Progressive Change - Final | CDP4 | H2 Domestic Fixed_CQ | 2038 | QLD | CQ | 103.6866 | 103.6866 | 11.8364 | Fixed domestic
FZ2164_240531a | Progressive Change - Final | CDP4 | H2 Domestic Fixed_CQ | 2039 | QLD | CQ | 110.0706 | 110.0706 | 12.5651 | Fixed domestic
FZ2164_240531a | Progressive Change - Final | CDP4 | H2 Domestic Fixed_CQ | 2040 | QLD | CQ | 110.3721 | 110.3721 | 12.5651 | Fixed domestic
FZ2164_240531a | Progressive Change - Final | CDP4 | H2 Domestic Fixed_CQ | 2041 | QLD | CQ | 110.0706 | 110.0706 | 12.5651 | Fixed domestic
FZ2164_240531a | Progressive Change - Final | CDP4 | H2 Domestic Fixed_CQ | 2042 | QLD | CQ | 110.0706 | 110.0706 | 12.5651 | Fixed domestic
FZ2164_240531a | Progressive Change - Final | CDP4 | H2 Domestic Fixed_CQ | 2043 | QLD | CQ | 110.0706 | 110.0706 | 12.5651 | Fixed domestic
FZ2164_240531a | Progressive Change - Final | CDP4 | H2 Domestic Fixed_CQ | 2044 | QLD | CQ | 143.7307 | 143.7307 | 16.3628 | Fixed domestic
FZ2164_240531a | Progressive Change - Final | CDP4 | H2 Domestic Fixed_CQ | 2045 | QLD | CQ | 143.338 | 143.338 | 16.3628 | Fixed domestic
FZ2164_240531a | Progressive Change - Final | CDP4 | H2 Domestic Fixed_CQ | 2046 | QLD | CQ | 159.0865 | 159.0865 | 18.1606 | Fixed domestic
FZ2164_240531a | Progressive Change - Final | CDP4 | H2 Domestic Fixed_CQ | 2047 | QLD | CQ | 159.0865 | 159.0865 | 18.1606 | Fixed domestic
FZ2164_240531a | Progressive Change - Final | CDP4 | H2 Domestic Fixed_CQ | 2048 | QLD | CQ | 159.5223 | 159.5223 | 18.1606 | Fixed domestic
FZ2164_240531a | Progressive Change - Final | CDP4 | H2 Domestic Fixed_CQ | 2049 | QLD | CQ | 191.0077 | 191.0077 | 21.8045 | Fixed domestic
FZ2164_240531a | Progressive Change - Final | CDP4 | H2 Domestic Fixed_CQ | 2050 | QLD | CQ | 190.4343 | 190.4343 | 21.7391 | Fixed domestic
FZ2164_240531a | Progressive Change - Final | CDP4 | H2 Domestic Fixed_CQ | 2051 | QLD | CQ | 200.799 | 200.799 | 22.9223 | Fixed domestic
FZ2164_240531a | Progressive Change - Final | CDP4 | H2 Domestic Fixed_CQ | 2052 | QLD | CQ | 259.1106 | 259.1106 | 29.498 | Fixed domestic
FZ2164_240531a | Progressive Change - Final | CDP4 | H2 Domestic Flex_CQ | 2025 | QLD | CQ | 11.0579 | 12.7437 | 1.4548 | Flexible domestic
FZ2164_240531a | Progressive Change - Final | CDP4 | H2 Domestic Flex_CQ | 2026 | QLD | CQ | 12.0177 | 13.8598 | 1.5822 | Flexible domestic
FZ2164_240531a | Progressive Change - Final | CDP4 | H2 Domestic Flex_CQ | 2027 | QLD | CQ | 11.7569 | 13.8598 | 1.5822 | Flexible domestic
FZ2164_240531a | Progressive Change - Final | CDP4 | H2 Domestic Flex_CQ | 2028 | QLD | CQ | 10.2983 | 13.8977 | 1.5822 | Flexible domestic
FZ2164_240531a | Progressive Change - Final | CDP4 | H2 Domestic Flex_CQ | 2029 | QLD | CQ | 327.7287 | 379.2661 | 43.2952 | Flexible domestic
FZ2164_240531a | Progressive Change - Final | CDP4 | H2 Domestic Flex_CQ | 2030 | QLD | CQ | 1134.0005 | 1421.7669 | 162.3022 | Flexible domestic
FZ2164_240531a | Progressive Change - Final | CDP4 | H2 Domestic Flex_CQ | 2031 | QLD | CQ | 900.3638 | 1421.7669 | 162.3022 | Flexible domestic
FZ2164_240531a | Progressive Change - Final | CDP4 | H2 Domestic Flex_CQ | 2032 | QLD | CQ | 1081.8578 | 1425.6622 | 162.3022 | Flexible domestic
FZ2164_240531a | Progressive Change - Final | CDP4 | H2 Domestic Flex_CQ | 2033 | QLD | CQ | 1380.0604 | 1536.051 | 175.3483 | Flexible domestic
FZ2164_240531a | Progressive Change - Final | CDP4 | H2 Domestic Flex_CQ | 2034 | QLD | CQ | 1525.5418 | 1696.0553 | 193.6136 | Flexible domestic
FZ2164_240531a | Progressive Change - Final | CDP4 | H2 Domestic Flex_CQ | 2035 | QLD | CQ | 1607.3919 | 2145.2487 | 244.8914 | Flexible domestic
FZ2164_240531a | Progressive Change - Final | CDP4 | H2 Domestic Flex_CQ | 2036 | QLD | CQ | 1587.6047 | 2151.1261 | 244.8914 | Flexible domestic
FZ2164_240531a | Progressive Change - Final | CDP4 | H2 Domestic Flex_CQ | 2037 | QLD | CQ | 1567.6515 | 2145.2487 | 244.8914 | Flexible domestic
FZ2164_240531a | Progressive Change - Final | CDP4 | H2 Domestic Flex_CQ | 2038 | QLD | CQ | 1547.4386 | 2304.1464 | 263.0304 | Flexible domestic
FZ2164_240531a | Progressive Change - Final | CDP4 | H2 Domestic Flex_CQ | 2039 | QLD | CQ | 1531.3744 | 2446.0128 | 279.2252 | Flexible domestic
FZ2164_240531a | Progressive Change - Final | CDP4 | H2 Domestic Flex_CQ | 2040 | QLD | CQ | 1519.6012 | 2452.7142 | 279.2252 | Flexible domestic
FZ2164_240531a | Progressive Change - Final | CDP4 | H2 Domestic Flex_CQ | 2041 | QLD | CQ | 1513.8836 | 2446.0128 | 279.2252 | Flexible domestic
FZ2164_240531a | Progressive Change - Final | CDP4 | H2 Domestic Flex_CQ | 2042 | QLD | CQ | 1531.661 | 2446.0128 | 279.2252 | Flexible domestic
FZ2164_240531a | Progressive Change - Final | CDP4 | H2 Domestic Flex_CQ | 2043 | QLD | CQ | 1551.8681 | 2446.0128 | 279.2252 | Flexible domestic
FZ2164_240531a | Progressive Change - Final | CDP4 | H2 Domestic Flex_CQ | 2044 | QLD | CQ | 1569.722 | 3194.0146 | 363.6173 | Flexible domestic
FZ2164_240531a | Progressive Change - Final | CDP4 | H2 Domestic Flex_CQ | 2045 | QLD | CQ | 1589.3224 | 3185.2878 | 363.6173 | Flexible domestic
FZ2164_240531a | Progressive Change - Final | CDP4 | H2 Domestic Flex_CQ | 2046 | QLD | CQ | 1606.9562 | 3535.2551 | 403.5679 | Flexible domestic
FZ2164_240531a | Progressive Change - Final | CDP4 | H2 Domestic Flex_CQ | 2047 | QLD | CQ | 1623.1005 | 3535.2551 | 403.5679 | Flexible domestic
FZ2164_240531a | Progressive Change - Final | CDP4 | H2 Domestic Flex_CQ | 2048 | QLD | CQ | 1643.5557 | 3544.9408 | 403.5679 | Flexible domestic
FZ2164_240531a | Progressive Change - Final | CDP4 | H2 Domestic Flex_CQ | 2049 | QLD | CQ | 1667.5906 | 4244.6163 | 484.5452 | Flexible domestic
FZ2164_240531a | Progressive Change - Final | CDP4 | H2 Domestic Flex_CQ | 2050 | QLD | CQ | 1667.5906 | 4231.8726 | 483.0905 | Flexible domestic
FZ2164_240531a | Progressive Change - Final | CDP4 | H2 Domestic Flex_CQ | 2051 | QLD | CQ | 1667.5906 | 4462.2009 | 509.3837 | Flexible domestic
FZ2164_240531a | Progressive Change - Final | CDP4 | H2 Domestic Flex_CQ | 2052 | QLD | CQ | 2319.4322 | 5758.0132 | 655.5115 | Flexible domestic
FZ2164_240531a | Progressive Change - Final | CDP4 | H2 Domestic Fixed_SQ | 2025 | QLD | SQ | 0.30474 | 0.30474 | 0.034787 | Fixed domestic
FZ2164_240531a | Progressive Change - Final | CDP4 | H2 Domestic Fixed_SQ | 2026 | QLD | SQ | 0.30474 | 0.30474 | 0.034787 | Fixed domestic
FZ2164_240531a | Progressive Change - Final | CDP4 | H2 Domestic Fixed_SQ | 2027 | QLD | SQ | 0.30474 | 0.30474 | 0.034787 | Fixed domestic
FZ2164_240531a | Progressive Change - Final | CDP4 | H2 Domestic Fixed_SQ | 2028 | QLD | SQ | 0.30557 | 0.30557 | 0.034787 | Fixed domestic
FZ2164_240531a | Progressive Change - Final | CDP4 | H2 Domestic Fixed_SQ | 2029 | QLD | SQ | 6.8926 | 6.8926 | 0.78682 | Fixed domestic
FZ2164_240531a | Progressive Change - Final | CDP4 | H2 Domestic Fixed_SQ | 2030 | QLD | SQ | 29.464 | 29.464 | 3.3635 | Fixed domestic
FZ2164_240531a | Progressive Change - Final | CDP4 | H2 Domestic Fixed_SQ | 2031 | QLD | SQ | 29.464 | 29.464 | 3.3635 | Fixed domestic
FZ2164_240531a | Progressive Change - Final | CDP4 | H2 Domestic Fixed_SQ | 2032 | QLD | SQ | 56.5148 | 56.5148 | 6.4338 | Fixed domestic
FZ2164_240531a | Progressive Change - Final | CDP4 | H2 Domestic Fixed_SQ | 2033 | QLD | SQ | 86.0449 | 86.0449 | 9.8225 | Fixed domestic
FZ2164_240531a | Progressive Change - Final | CDP4 | H2 Domestic Fixed_SQ | 2034 | QLD | SQ | 104.4069 | 104.4069 | 11.9186 | Fixed domestic
FZ2164_240531a | Progressive Change - Final | CDP4 | H2 Domestic Fixed_SQ | 2035 | QLD | SQ | 157.3558 | 157.3558 | 17.963 | Fixed domestic
FZ2164_240531a | Progressive Change - Final | CDP4 | H2 Domestic Fixed_SQ | 2036 | QLD | SQ | 159.8818 | 159.8818 | 18.2015 | Fixed domestic
FZ2164_240531a | Progressive Change - Final | CDP4 | H2 Domestic Fixed_SQ | 2037 | QLD | SQ | 160.7371 | 160.7371 | 18.349 | Fixed domestic
FZ2164_240531a | Progressive Change - Final | CDP4 | H2 Domestic Fixed_SQ | 2038 | QLD | SQ | 160.7371 | 160.7371 | 18.349 | Fixed domestic
FZ2164_240531a | Progressive Change - Final | CDP4 | H2 Domestic Fixed_SQ | 2039 | QLD | SQ | 169.5005 | 169.5005 | 19.3494 | Fixed domestic
FZ2164_240531a | Progressive Change - Final | CDP4 | H2 Domestic Fixed_SQ | 2040 | QLD | SQ | 178.0107 | 178.0107 | 20.2653 | Fixed domestic
FZ2164_240531a | Progressive Change - Final | CDP4 | H2 Domestic Fixed_SQ | 2041 | QLD | SQ | 184.9934 | 184.9934 | 21.118 | Fixed domestic
FZ2164_240531a | Progressive Change - Final | CDP4 | H2 Domestic Fixed_SQ | 2042 | QLD | SQ | 184.9934 | 184.9934 | 21.118 | Fixed domestic
FZ2164_240531a | Progressive Change - Final | CDP4 | H2 Domestic Fixed_SQ | 2043 | QLD | SQ | 184.9934 | 184.9934 | 21.118 | Fixed domestic
FZ2164_240531a | Progressive Change - Final | CDP4 | H2 Domestic Fixed_SQ | 2044 | QLD | SQ | 256.1772 | 256.1772 | 29.1641 | Fixed domestic
FZ2164_240531a | Progressive Change - Final | CDP4 | H2 Domestic Fixed_SQ | 2045 | QLD | SQ | 255.4773 | 255.4773 | 29.1641 | Fixed domestic
FZ2164_240531a | Progressive Change - Final | CDP4 | H2 Domestic Fixed_SQ | 2046 | QLD | SQ | 264.0083 | 264.0083 | 30.1379 | Fixed domestic
FZ2164_240531a | Progressive Change - Final | CDP4 | H2 Domestic Fixed_SQ | 2047 | QLD | SQ | 264.0083 | 264.0083 | 30.1379 | Fixed domestic
FZ2164_240531a | Progressive Change - Final | CDP4 | H2 Domestic Fixed_SQ | 2048 | QLD | SQ | 264.7316 | 264.7316 | 30.1379 | Fixed domestic
FZ2164_240531a | Progressive Change - Final | CDP4 | H2 Domestic Fixed_SQ | 2049 | QLD | SQ | 286.5764 | 286.5764 | 32.7142 | Fixed domestic
FZ2164_240531a | Progressive Change - Final | CDP4 | H2 Domestic Fixed_SQ | 2050 | QLD | SQ | 286.2716 | 286.2716 | 32.6794 | Fixed domestic
FZ2164_240531a | Progressive Change - Final | CDP4 | H2 Domestic Fixed_SQ | 2051 | QLD | SQ | 315.3975 | 315.3975 | 36.0043 | Fixed domestic
FZ2164_240531a | Progressive Change - Final | CDP4 | H2 Domestic Fixed_SQ | 2052 | QLD | SQ | 407.2524 | 407.2524 | 46.363 | Fixed domestic
FZ2164_240531a | Progressive Change - Final | CDP4 | H2 Domestic Flex_SQ | 2025 | QLD | SQ | 5.8761 | 6.7719 | 0.77305 | Flexible domestic
FZ2164_240531a | Progressive Change - Final | CDP4 | H2 Domestic Flex_SQ | 2026 | QLD | SQ | 4.5388 | 6.7719 | 0.77305 | Flexible domestic
FZ2164_240531a | Progressive Change - Final | CDP4 | H2 Domestic Flex_SQ | 2027 | QLD | SQ | 4.4304 | 6.7719 | 0.77305 | Flexible domestic
FZ2164_240531a | Progressive Change - Final | CDP4 | H2 Domestic Flex_SQ | 2028 | QLD | SQ | 5.5281 | 6.7905 | 0.77305 | Flexible domestic
FZ2164_240531a | Progressive Change - Final | CDP4 | H2 Domestic Flex_SQ | 2029 | QLD | SQ | 132.3544 | 153.1679 | 17.4849 | Flexible domestic
FZ2164_240531a | Progressive Change - Final | CDP4 | H2 Domestic Flex_SQ | 2030 | QLD | SQ | 277.6234 | 654.7545 | 74.7437 | Flexible domestic
FZ2164_240531a | Progressive Change - Final | CDP4 | H2 Domestic Flex_SQ | 2031 | QLD | SQ | 533.7942 | 654.7545 | 74.7437 | Flexible domestic
FZ2164_240531a | Progressive Change - Final | CDP4 | H2 Domestic Flex_SQ | 2032 | QLD | SQ | 1111.7142 | 1255.8837 | 142.974 | Flexible domestic
FZ2164_240531a | Progressive Change - Final | CDP4 | H2 Domestic Flex_SQ | 2033 | QLD | SQ | 1717.929 | 1912.1095 | 218.2773 | Flexible domestic
FZ2164_240531a | Progressive Change - Final | CDP4 | H2 Domestic Flex_SQ | 2034 | QLD | SQ | 2086.8953 | 2320.1526 | 264.8576 | Flexible domestic
FZ2164_240531a | Progressive Change - Final | CDP4 | H2 Domestic Flex_SQ | 2035 | QLD | SQ | 2320.7769 | 3496.7954 | 399.1776 | Flexible domestic
FZ2164_240531a | Progressive Change - Final | CDP4 | H2 Domestic Flex_SQ | 2036 | QLD | SQ | 2301.9488 | 3552.9295 | 404.4774 | Flexible domestic
FZ2164_240531a | Progressive Change - Final | CDP4 | H2 Domestic Flex_SQ | 2037 | QLD | SQ | 2282.2319 | 3571.9357 | 407.7552 | Flexible domestic
FZ2164_240531a | Progressive Change - Final | CDP4 | H2 Domestic Flex_SQ | 2038 | QLD | SQ | 2261.84 | 3571.9357 | 407.7552 | Flexible domestic
FZ2164_240531a | Progressive Change - Final | CDP4 | H2 Domestic Flex_SQ | 2039 | QLD | SQ | 2246.434 | 3766.6783 | 429.9861 | Flexible domestic
FZ2164_240531a | Progressive Change - Final | CDP4 | H2 Domestic Flex_SQ | 2040 | QLD | SQ | 2236.3444 | 3955.7937 | 450.3408 | Flexible domestic
FZ2164_240531a | Progressive Change - Final | CDP4 | H2 Domestic Flex_SQ | 2041 | QLD | SQ | 2233.9511 | 4110.9646 | 469.2882 | Flexible domestic
FZ2164_240531a | Progressive Change - Final | CDP4 | H2 Domestic Flex_SQ | 2042 | QLD | SQ | 2265.7026 | 4110.9646 | 469.2882 | Flexible domestic
FZ2164_240531a | Progressive Change - Final | CDP4 | H2 Domestic Flex_SQ | 2043 | QLD | SQ | 2302.2811 | 4110.9646 | 469.2882 | Flexible domestic
FZ2164_240531a | Progressive Change - Final | CDP4 | H2 Domestic Flex_SQ | 2044 | QLD | SQ | 2336.026 | 5692.8272 | 648.0905 | Flexible domestic
FZ2164_240531a | Progressive Change - Final | CDP4 | H2 Domestic Flex_SQ | 2045 | QLD | SQ | 2372.346 | 5677.2731 | 648.0905 | Flexible domestic
FZ2164_240531a | Progressive Change - Final | CDP4 | H2 Domestic Flex_SQ | 2046 | QLD | SQ | 2405.1384 | 5866.8517 | 669.7319 | Flexible domestic
FZ2164_240531a | Progressive Change - Final | CDP4 | H2 Domestic Flex_SQ | 2047 | QLD | SQ | 2433.1581 | 5866.8517 | 669.7319 | Flexible domestic
FZ2164_240531a | Progressive Change - Final | CDP4 | H2 Domestic Flex_SQ | 2048 | QLD | SQ | 2470.9132 | 5882.9253 | 669.7319 | Flexible domestic
FZ2164_240531a | Progressive Change - Final | CDP4 | H2 Domestic Flex_SQ | 2049 | QLD | SQ | 2507.0472 | 6368.3638 | 726.9822 | Flexible domestic
FZ2164_240531a | Progressive Change - Final | CDP4 | H2 Domestic Flex_SQ | 2050 | QLD | SQ | 2507.0472 | 6361.5919 | 726.2091 | Flexible domestic
FZ2164_240531a | Progressive Change - Final | CDP4 | H2 Domestic Flex_SQ | 2051 | QLD | SQ | 2507.0472 | 7008.8326 | 800.095 | Flexible domestic
FZ2164_240531a | Progressive Change - Final | CDP4 | H2 Domestic Flex_SQ | 2052 | QLD | SQ | 2992.4706 | 9050.0538 | 1030.2885 | Flexible domestic
FZ2164_240531a | Progressive Change - Final | CDP4 | H2 Domestic Fixed_CSA | 2025 | SA | CSA | 0.023265 | 0.023265 | 0.0026558 | Fixed domestic
FZ2164_240531a | Progressive Change - Final | CDP4 | H2 Domestic Fixed_CSA | 2026 | SA | CSA | 0.023265 | 0.023265 | 0.0026558 | Fixed domestic
FZ2164_240531a | Progressive Change - Final | CDP4 | H2 Domestic Fixed_CSA | 2027 | SA | CSA | 0.023265 | 0.023265 | 0.0026558 | Fixed domestic
FZ2164_240531a | Progressive Change - Final | CDP4 | H2 Domestic Fixed_CSA | 2028 | SA | CSA | 0.023329 | 0.023329 | 0.0026558 | Fixed domestic
FZ2164_240531a | Progressive Change - Final | CDP4 | H2 Domestic Fixed_CSA | 2029 | SA | CSA | 0.027259 | 0.027259 | 0.0031118 | Fixed domestic
FZ2164_240531a | Progressive Change - Final | CDP4 | H2 Domestic Fixed_CSA | 2030 | SA | CSA | 0.027259 | 0.027259 | 0.0031118 | Fixed domestic
FZ2164_240531a | Progressive Change - Final | CDP4 | H2 Domestic Fixed_CSA | 2031 | SA | CSA | 0.027259 | 0.027259 | 0.0031118 | Fixed domestic
FZ2164_240531a | Progressive Change - Final | CDP4 | H2 Domestic Fixed_CSA | 2032 | SA | CSA | 0.027334 | 0.027334 | 0.0031118 | Fixed domestic
FZ2164_240531a | Progressive Change - Final | CDP4 | H2 Domestic Fixed_CSA | 2033 | SA | CSA | 0.027259 | 0.027259 | 0.0031118 | Fixed domestic
FZ2164_240531a | Progressive Change - Final | CDP4 | H2 Domestic Fixed_CSA | 2034 | SA | CSA | 0.027259 | 0.027259 | 0.0031118 | Fixed domestic
FZ2164_240531a | Progressive Change - Final | CDP4 | H2 Domestic Fixed_CSA | 2035 | SA | CSA | 0.027862 | 0.027862 | 0.0031806 | Fixed domestic
FZ2164_240531a | Progressive Change - Final | CDP4 | H2 Domestic Fixed_CSA | 2036 | SA | CSA | 0.032939 | 0.032939 | 0.0037499 | Fixed domestic
FZ2164_240531a | Progressive Change - Final | CDP4 | H2 Domestic Fixed_CSA | 2037 | SA | CSA | 0.032849 | 0.032849 | 0.0037499 | Fixed domestic
FZ2164_240531a | Progressive Change - Final | CDP4 | H2 Domestic Fixed_CSA | 2038 | SA | CSA | 0.036308 | 0.036308 | 0.0041448 | Fixed domestic
FZ2164_240531a | Progressive Change - Final | CDP4 | H2 Domestic Fixed_CSA | 2039 | SA | CSA | 0.036308 | 0.036308 | 0.0041448 | Fixed domestic
FZ2164_240531a | Progressive Change - Final | CDP4 | H2 Domestic Fixed_CSA | 2040 | SA | CSA | 0.036408 | 0.036408 | 0.0041448 | Fixed domestic
FZ2164_240531a | Progressive Change - Final | CDP4 | H2 Domestic Fixed_CSA | 2041 | SA | CSA | 0.036308 | 0.036308 | 0.0041448 | Fixed domestic
FZ2164_240531a | Progressive Change - Final | CDP4 | H2 Domestic Fixed_CSA | 2042 | SA | CSA | 0.036308 | 0.036308 | 0.0041448 | Fixed domestic
FZ2164_240531a | Progressive Change - Final | CDP4 | H2 Domestic Fixed_CSA | 2043 | SA | CSA | 11.0969 | 11.0969 | 1.2668 | Fixed domestic
FZ2164_240531a | Progressive Change - Final | CDP4 | H2 Domestic Fixed_CSA | 2044 | SA | CSA | 18.3039 | 18.3039 | 2.0838 | Fixed domestic
FZ2164_240531a | Progressive Change - Final | CDP4 | H2 Domestic Fixed_CSA | 2045 | SA | CSA | 18.2539 | 18.2539 | 2.0838 | Fixed domestic
FZ2164_240531a | Progressive Change - Final | CDP4 | H2 Domestic Fixed_CSA | 2046 | SA | CSA | 25.6896 | 25.6896 | 2.9326 | Fixed domestic
FZ2164_240531a | Progressive Change - Final | CDP4 | H2 Domestic Fixed_CSA | 2047 | SA | CSA | 25.7861 | 25.7861 | 2.9436 | Fixed domestic
FZ2164_240531a | Progressive Change - Final | CDP4 | H2 Domestic Fixed_CSA | 2048 | SA | CSA | 25.8568 | 25.8568 | 2.9436 | Fixed domestic
FZ2164_240531a | Progressive Change - Final | CDP4 | H2 Domestic Fixed_CSA | 2049 | SA | CSA | 31.6891 | 31.6891 | 3.6175 | Fixed domestic
FZ2164_240531a | Progressive Change - Final | CDP4 | H2 Domestic Fixed_CSA | 2050 | SA | CSA | 69.0198 | 69.0198 | 7.879 | Fixed domestic
FZ2164_240531a | Progressive Change - Final | CDP4 | H2 Domestic Fixed_CSA | 2051 | SA | CSA | 69.0198 | 69.0198 | 7.879 | Fixed domestic
FZ2164_240531a | Progressive Change - Final | CDP4 | H2 Domestic Fixed_CSA | 2052 | SA | CSA | 73.6052 | 73.6052 | 8.3795 | Fixed domestic
FZ2164_240531a | Progressive Change - Final | CDP4 | H2 Domestic Flex_CSA | 2025 | SA | CSA | 0 | 0.517 | 0.059018 | Flexible domestic
FZ2164_240531a | Progressive Change - Final | CDP4 | H2 Domestic Flex_CSA | 2026 | SA | CSA | 0 | 0.517 | 0.059018 | Flexible domestic
FZ2164_240531a | Progressive Change - Final | CDP4 | H2 Domestic Flex_CSA | 2027 | SA | CSA | 0 | 0.517 | 0.059018 | Flexible domestic
FZ2164_240531a | Progressive Change - Final | CDP4 | H2 Domestic Flex_CSA | 2028 | SA | CSA | 0 | 0.51842 | 0.059018 | Flexible domestic
FZ2164_240531a | Progressive Change - Final | CDP4 | H2 Domestic Flex_CSA | 2029 | SA | CSA | 0 | 0.60576 | 0.06915 | Flexible domestic
FZ2164_240531a | Progressive Change - Final | CDP4 | H2 Domestic Flex_CSA | 2030 | SA | CSA | 0 | 0.60576 | 0.06915 | Flexible domestic
FZ2164_240531a | Progressive Change - Final | CDP4 | H2 Domestic Flex_CSA | 2031 | SA | CSA | 0 | 0.60576 | 0.06915 | Flexible domestic
FZ2164_240531a | Progressive Change - Final | CDP4 | H2 Domestic Flex_CSA | 2032 | SA | CSA | 0 | 0.60742 | 0.06915 | Flexible domestic
FZ2164_240531a | Progressive Change - Final | CDP4 | H2 Domestic Flex_CSA | 2033 | SA | CSA | 0 | 0.60576 | 0.06915 | Flexible domestic
FZ2164_240531a | Progressive Change - Final | CDP4 | H2 Domestic Flex_CSA | 2034 | SA | CSA | 0 | 0.60576 | 0.06915 | Flexible domestic
FZ2164_240531a | Progressive Change - Final | CDP4 | H2 Domestic Flex_CSA | 2035 | SA | CSA | 0 | 0.61916 | 0.07068 | Flexible domestic
FZ2164_240531a | Progressive Change - Final | CDP4 | H2 Domestic Flex_CSA | 2036 | SA | CSA | 0 | 0.73198 | 0.083331 | Flexible domestic
FZ2164_240531a | Progressive Change - Final | CDP4 | H2 Domestic Flex_CSA | 2037 | SA | CSA | 0 | 0.72998 | 0.083331 | Flexible domestic
FZ2164_240531a | Progressive Change - Final | CDP4 | H2 Domestic Flex_CSA | 2038 | SA | CSA | 0 | 0.80685 | 0.092106 | Flexible domestic
FZ2164_240531a | Progressive Change - Final | CDP4 | H2 Domestic Flex_CSA | 2039 | SA | CSA | 0 | 0.80685 | 0.092106 | Flexible domestic
FZ2164_240531a | Progressive Change - Final | CDP4 | H2 Domestic Flex_CSA | 2040 | SA | CSA | 0 | 0.80906 | 0.092106 | Flexible domestic
FZ2164_240531a | Progressive Change - Final | CDP4 | H2 Domestic Flex_CSA | 2041 | SA | CSA | 0 | 0.80685 | 0.092106 | Flexible domestic
FZ2164_240531a | Progressive Change - Final | CDP4 | H2 Domestic Flex_CSA | 2042 | SA | CSA | 0 | 0.80685 | 0.092106 | Flexible domestic
FZ2164_240531a | Progressive Change - Final | CDP4 | H2 Domestic Flex_CSA | 2043 | SA | CSA | 161.764 | 246.5984 | 28.1505 | Flexible domestic
FZ2164_240531a | Progressive Change - Final | CDP4 | H2 Domestic Flex_CSA | 2044 | SA | CSA | 166.0568 | 406.7536 | 46.3062 | Flexible domestic
FZ2164_240531a | Progressive Change - Final | CDP4 | H2 Domestic Flex_CSA | 2045 | SA | CSA | 166.0758 | 405.6423 | 46.3062 | Flexible domestic
FZ2164_240531a | Progressive Change - Final | CDP4 | H2 Domestic Flex_CSA | 2046 | SA | CSA | 233.5625 | 570.8795 | 65.1689 | Flexible domestic
FZ2164_240531a | Progressive Change - Final | CDP4 | H2 Domestic Flex_CSA | 2047 | SA | CSA | 234.2914 | 573.0248 | 65.4138 | Flexible domestic
FZ2164_240531a | Progressive Change - Final | CDP4 | H2 Domestic Flex_CSA | 2048 | SA | CSA | 233.744 | 574.5947 | 65.4138 | Flexible domestic
FZ2164_240531a | Progressive Change - Final | CDP4 | H2 Domestic Flex_CSA | 2049 | SA | CSA | 343.4483 | 704.203 | 80.3885 | Flexible domestic
FZ2164_240531a | Progressive Change - Final | CDP4 | H2 Domestic Flex_CSA | 2050 | SA | CSA | 618.0921 | 1533.774 | 175.0884 | Flexible domestic
FZ2164_240531a | Progressive Change - Final | CDP4 | H2 Domestic Flex_CSA | 2051 | SA | CSA | 620.1975 | 1533.774 | 175.0884 | Flexible domestic
FZ2164_240531a | Progressive Change - Final | CDP4 | H2 Domestic Flex_CSA | 2052 | SA | CSA | 620.6331 | 1635.6711 | 186.2103 | Flexible domestic
FZ2164_240531a | Progressive Change - Final | CDP4 | Whyalla H2 load_fixed | 2025 | SA | CSA | 0 | 0 | 0 | Fixed domestic
FZ2164_240531a | Progressive Change - Final | CDP4 | Whyalla H2 load_fixed | 2026 | SA | CSA | 24.6375 | 24.6375 | 2.8125 | Fixed domestic
FZ2164_240531a | Progressive Change - Final | CDP4 | Whyalla H2 load_fixed | 2027 | SA | CSA | 73.9125 | 73.9125 | 8.4375 | Fixed domestic
FZ2164_240531a | Progressive Change - Final | CDP4 | Whyalla H2 load_fixed | 2028 | SA | CSA | 98.82 | 98.82 | 11.25 | Fixed domestic
FZ2164_240531a | Progressive Change - Final | CDP4 | Whyalla H2 load_fixed | 2029 | SA | CSA | 98.55 | 98.55 | 11.25 | Fixed domestic
FZ2164_240531a | Progressive Change - Final | CDP4 | Whyalla H2 load_fixed | 2030 | SA | CSA | 98.55 | 98.55 | 11.25 | Fixed domestic
FZ2164_240531a | Progressive Change - Final | CDP4 | Whyalla H2 load_fixed | 2031 | SA | CSA | 98.55 | 98.55 | 11.25 | Fixed domestic
FZ2164_240531a | Progressive Change - Final | CDP4 | Whyalla H2 load_fixed | 2032 | SA | CSA | 98.82 | 98.82 | 11.25 | Fixed domestic
FZ2164_240531a | Progressive Change - Final | CDP4 | Whyalla H2 load_fixed | 2033 | SA | CSA | 98.55 | 98.55 | 11.25 | Fixed domestic
FZ2164_240531a | Progressive Change - Final | CDP4 | Whyalla H2 load_fixed | 2034 | SA | CSA | 98.55 | 98.55 | 11.25 | Fixed domestic
FZ2164_240531a | Progressive Change - Final | CDP4 | Whyalla H2 load_fixed | 2035 | SA | CSA | 98.55 | 98.55 | 11.25 | Fixed domestic
FZ2164_240531a | Progressive Change - Final | CDP4 | Whyalla H2 load_fixed | 2036 | SA | CSA | 98.82 | 98.82 | 11.25 | Fixed domestic
FZ2164_240531a | Progressive Change - Final | CDP4 | Whyalla H2 load_fixed | 2037 | SA | CSA | 98.55 | 98.55 | 11.25 | Fixed domestic
FZ2164_240531a | Progressive Change - Final | CDP4 | Whyalla H2 load_fixed | 2038 | SA | CSA | 98.55 | 98.55 | 11.25 | Fixed domestic
FZ2164_240531a | Progressive Change - Final | CDP4 | Whyalla H2 load_fixed | 2039 | SA | CSA | 98.55 | 98.55 | 11.25 | Fixed domestic
FZ2164_240531a | Progressive Change - Final | CDP4 | Whyalla H2 load_fixed | 2040 | SA | CSA | 98.82 | 98.82 | 11.25 | Fixed domestic
FZ2164_240531a | Progressive Change - Final | CDP4 | Whyalla H2 load_fixed | 2041 | SA | CSA | 98.55 | 98.55 | 11.25 | Fixed domestic
FZ2164_240531a | Progressive Change - Final | CDP4 | Whyalla H2 load_fixed | 2042 | SA | CSA | 98.55 | 98.55 | 11.25 | Fixed domestic
FZ2164_240531a | Progressive Change - Final | CDP4 | Whyalla H2 load_fixed | 2043 | SA | CSA | 98.55 | 98.55 | 11.25 | Fixed domestic
FZ2164_240531a | Progressive Change - Final | CDP4 | Whyalla H2 load_fixed | 2044 | SA | CSA | 98.82 | 98.82 | 11.25 | Fixed domestic
FZ2164_240531a | Progressive Change - Final | CDP4 | Whyalla H2 load_fixed | 2045 | SA | CSA | 98.55 | 98.55 | 11.25 | Fixed domestic
FZ2164_240531a | Progressive Change - Final | CDP4 | Whyalla H2 load_fixed | 2046 | SA | CSA | 98.55 | 98.55 | 11.25 | Fixed domestic
FZ2164_240531a | Progressive Change - Final | CDP4 | Whyalla H2 load_fixed | 2047 | SA | CSA | 98.55 | 98.55 | 11.25 | Fixed domestic
FZ2164_240531a | Progressive Change - Final | CDP4 | Whyalla H2 load_fixed | 2048 | SA | CSA | 98.82 | 98.82 | 11.25 | Fixed domestic
FZ2164_240531a | Progressive Change - Final | CDP4 | Whyalla H2 load_fixed | 2049 | SA | CSA | 98.55 | 98.55 | 11.25 | Fixed domestic
FZ2164_240531a | Progressive Change - Final | CDP4 | Whyalla H2 load_fixed | 2050 | SA | CSA | 98.55 | 98.55 | 11.25 | Fixed domestic
FZ2164_240531a | Progressive Change - Final | CDP4 | Whyalla H2 load_fixed | 2051 | SA | CSA | 98.55 | 98.55 | 11.25 | Fixed domestic
FZ2164_240531a | Progressive Change - Final | CDP4 | Whyalla H2 load_fixed | 2052 | SA | CSA | 98.82 | 98.82 | 11.25 | Fixed domestic
FZ2164_240531a | Progressive Change - Final | CDP4 | Whyalla H2 load_flex | 2025 | SA | CSA | 0 | 0 | 0 | Flexible domestic
FZ2164_240531a | Progressive Change - Final | CDP4 | Whyalla H2 load_flex | 2026 | SA | CSA | 344.5504 | 547.5 | 62.5 | Flexible domestic
FZ2164_240531a | Progressive Change - Final | CDP4 | Whyalla H2 load_flex | 2027 | SA | CSA | 1027.5222 | 1642.5 | 187.5 | Flexible domestic
FZ2164_240531a | Progressive Change - Final | CDP4 | Whyalla H2 load_flex | 2028 | SA | CSA | 1369.3318 | 2196 | 250 | Flexible domestic
FZ2164_240531a | Progressive Change - Final | CDP4 | Whyalla H2 load_flex | 2029 | SA | CSA | 1381.7932 | 2190 | 250 | Flexible domestic
FZ2164_240531a | Progressive Change - Final | CDP4 | Whyalla H2 load_flex | 2030 | SA | CSA | 1380.6196 | 2190 | 250 | Flexible domestic
FZ2164_240531a | Progressive Change - Final | CDP4 | Whyalla H2 load_flex | 2031 | SA | CSA | 1379.039 | 2190 | 250 | Flexible domestic
FZ2164_240531a | Progressive Change - Final | CDP4 | Whyalla H2 load_flex | 2032 | SA | CSA | 1304.129 | 2196 | 250 | Flexible domestic
FZ2164_240531a | Progressive Change - Final | CDP4 | Whyalla H2 load_flex | 2033 | SA | CSA | 1295.4086 | 2190 | 250 | Flexible domestic
FZ2164_240531a | Progressive Change - Final | CDP4 | Whyalla H2 load_flex | 2034 | SA | CSA | 1295.8946 | 2190 | 250 | Flexible domestic
FZ2164_240531a | Progressive Change - Final | CDP4 | Whyalla H2 load_flex | 2035 | SA | CSA | 1296.1512 | 2190 | 250 | Flexible domestic
FZ2164_240531a | Progressive Change - Final | CDP4 | Whyalla H2 load_flex | 2036 | SA | CSA | 1296.4087 | 2196 | 250 | Flexible domestic
FZ2164_240531a | Progressive Change - Final | CDP4 | Whyalla H2 load_flex | 2037 | SA | CSA | 1298.9976 | 2190 | 250 | Flexible domestic
FZ2164_240531a | Progressive Change - Final | CDP4 | Whyalla H2 load_flex | 2038 | SA | CSA | 1298.9976 | 2190 | 250 | Flexible domestic
FZ2164_240531a | Progressive Change - Final | CDP4 | Whyalla H2 load_flex | 2039 | SA | CSA | 1298.9976 | 2190 | 250 | Flexible domestic
FZ2164_240531a | Progressive Change - Final | CDP4 | Whyalla H2 load_flex | 2040 | SA | CSA | 1298.9976 | 2196 | 250 | Flexible domestic
FZ2164_240531a | Progressive Change - Final | CDP4 | Whyalla H2 load_flex | 2041 | SA | CSA | 1298.9976 | 2190 | 250 | Flexible domestic
FZ2164_240531a | Progressive Change - Final | CDP4 | Whyalla H2 load_flex | 2042 | SA | CSA | 1298.9976 | 2190 | 250 | Flexible domestic
FZ2164_240531a | Progressive Change - Final | CDP4 | Whyalla H2 load_flex | 2043 | SA | CSA | 1298.9976 | 2190 | 250 | Flexible domestic
FZ2164_240531a | Progressive Change - Final | CDP4 | Whyalla H2 load_flex | 2044 | SA | CSA | 1298.9976 | 2196 | 250 | Flexible domestic
FZ2164_240531a | Progressive Change - Final | CDP4 | Whyalla H2 load_flex | 2045 | SA | CSA | 1298.9976 | 2190 | 250 | Flexible domestic
FZ2164_240531a | Progressive Change - Final | CDP4 | Whyalla H2 load_flex | 2046 | SA | CSA | 1298.9976 | 2190 | 250 | Flexible domestic
FZ2164_240531a | Progressive Change - Final | CDP4 | Whyalla H2 load_flex | 2047 | SA | CSA | 1298.9976 | 2190 | 250 | Flexible domestic
FZ2164_240531a | Progressive Change - Final | CDP4 | Whyalla H2 load_flex | 2048 | SA | CSA | 1298.9976 | 2196 | 250 | Flexible domestic
FZ2164_240531a | Progressive Change - Final | CDP4 | Whyalla H2 load_flex | 2049 | SA | CSA | 1298.9976 | 2190 | 250 | Flexible domestic
FZ2164_240531a | Progressive Change - Final | CDP4 | Whyalla H2 load_flex | 2050 | SA | CSA | 1298.9976 | 2190 | 250 | Flexible domestic
FZ2164_240531a | Progressive Change - Final | CDP4 | Whyalla H2 load_flex | 2051 | SA | CSA | 1298.9976 | 2190 | 250 | Flexible domestic
FZ2164_240531a | Progressive Change - Final | CDP4 | Whyalla H2 load_flex | 2052 | SA | CSA | 1298.9976 | 2196 | 250 | Flexible domestic
FZ2164_240531a | Progressive Change - Final | CDP4 | H2 Domestic Fixed_SESA | 2025 | SA | SESA | 0.061378 | 0.061378 | 0.0070066 | Fixed domestic
FZ2164_240531a | Progressive Change - Final | CDP4 | H2 Domestic Fixed_SESA | 2026 | SA | SESA | 2.6667 | 2.6667 | 0.30441 | Fixed domestic
FZ2164_240531a | Progressive Change - Final | CDP4 | H2 Domestic Fixed_SESA | 2027 | SA | SESA | 7.7174 | 7.7174 | 0.88098 | Fixed domestic
FZ2164_240531a | Progressive Change - Final | CDP4 | H2 Domestic Fixed_SESA | 2028 | SA | SESA | 9.8546 | 9.8546 | 1.1219 | Fixed domestic
FZ2164_240531a | Progressive Change - Final | CDP4 | H2 Domestic Fixed_SESA | 2029 | SA | SESA | 10.7301 | 10.7301 | 1.2249 | Fixed domestic
FZ2164_240531a | Progressive Change - Final | CDP4 | H2 Domestic Fixed_SESA | 2030 | SA | SESA | 10.7301 | 10.7301 | 1.2249 | Fixed domestic
FZ2164_240531a | Progressive Change - Final | CDP4 | H2 Domestic Fixed_SESA | 2031 | SA | SESA | 10.7301 | 10.7301 | 1.2249 | Fixed domestic
FZ2164_240531a | Progressive Change - Final | CDP4 | H2 Domestic Fixed_SESA | 2032 | SA | SESA | 10.7595 | 10.7595 | 1.2249 | Fixed domestic
FZ2164_240531a | Progressive Change - Final | CDP4 | H2 Domestic Fixed_SESA | 2033 | SA | SESA | 13.2571 | 13.2571 | 1.5134 | Fixed domestic
FZ2164_240531a | Progressive Change - Final | CDP4 | H2 Domestic Fixed_SESA | 2034 | SA | SESA | 13.952 | 13.952 | 1.5927 | Fixed domestic
FZ2164_240531a | Progressive Change - Final | CDP4 | H2 Domestic Fixed_SESA | 2035 | SA | SESA | 15.1552 | 15.1552 | 1.73 | Fixed domestic
FZ2164_240531a | Progressive Change - Final | CDP4 | H2 Domestic Fixed_SESA | 2036 | SA | SESA | 16.268 | 16.268 | 1.852 | Fixed domestic
FZ2164_240531a | Progressive Change - Final | CDP4 | H2 Domestic Fixed_SESA | 2037 | SA | SESA | 16.2235 | 16.2235 | 1.852 | Fixed domestic
FZ2164_240531a | Progressive Change - Final | CDP4 | H2 Domestic Fixed_SESA | 2038 | SA | SESA | 18.4317 | 18.4317 | 2.1041 | Fixed domestic
FZ2164_240531a | Progressive Change - Final | CDP4 | H2 Domestic Fixed_SESA | 2039 | SA | SESA | 18.4317 | 18.4317 | 2.1041 | Fixed domestic
FZ2164_240531a | Progressive Change - Final | CDP4 | H2 Domestic Fixed_SESA | 2040 | SA | SESA | 18.4822 | 18.4822 | 2.1041 | Fixed domestic
FZ2164_240531a | Progressive Change - Final | CDP4 | H2 Domestic Fixed_SESA | 2041 | SA | SESA | 18.4317 | 18.4317 | 2.1041 | Fixed domestic
FZ2164_240531a | Progressive Change - Final | CDP4 | H2 Domestic Fixed_SESA | 2042 | SA | SESA | 18.4317 | 18.4317 | 2.1041 | Fixed domestic
FZ2164_240531a | Progressive Change - Final | CDP4 | H2 Domestic Fixed_SESA | 2043 | SA | SESA | 18.4317 | 18.4317 | 2.1041 | Fixed domestic
FZ2164_240531a | Progressive Change - Final | CDP4 | H2 Domestic Fixed_SESA | 2044 | SA | SESA | 24.5855 | 24.5855 | 2.7989 | Fixed domestic
FZ2164_240531a | Progressive Change - Final | CDP4 | H2 Domestic Fixed_SESA | 2045 | SA | SESA | 24.5183 | 24.5183 | 2.7989 | Fixed domestic
FZ2164_240531a | Progressive Change - Final | CDP4 | H2 Domestic Fixed_SESA | 2046 | SA | SESA | 24.5183 | 24.5183 | 2.7989 | Fixed domestic
FZ2164_240531a | Progressive Change - Final | CDP4 | H2 Domestic Fixed_SESA | 2047 | SA | SESA | 24.5183 | 24.5183 | 2.7989 | Fixed domestic
FZ2164_240531a | Progressive Change - Final | CDP4 | H2 Domestic Fixed_SESA | 2048 | SA | SESA | 24.5855 | 24.5855 | 2.7989 | Fixed domestic
FZ2164_240531a | Progressive Change - Final | CDP4 | H2 Domestic Fixed_SESA | 2049 | SA | SESA | 24.5183 | 24.5183 | 2.7989 | Fixed domestic
FZ2164_240531a | Progressive Change - Final | CDP4 | H2 Domestic Fixed_SESA | 2050 | SA | SESA | 38.2178 | 38.2178 | 4.3628 | Fixed domestic
FZ2164_240531a | Progressive Change - Final | CDP4 | H2 Domestic Fixed_SESA | 2051 | SA | SESA | 35.6125 | 35.6125 | 4.0654 | Fixed domestic
FZ2164_240531a | Progressive Change - Final | CDP4 | H2 Domestic Fixed_SESA | 2052 | SA | SESA | 38.3844 | 38.3844 | 4.3698 | Fixed domestic
FZ2164_240531a | Progressive Change - Final | CDP4 | H2 Domestic Flex_SESA | 2025 | SA | SESA | 1.1835 | 1.3639 | 0.1557 | Flexible domestic
FZ2164_240531a | Progressive Change - Final | CDP4 | H2 Domestic Flex_SESA | 2026 | SA | SESA | 51.3833 | 59.2594 | 6.7648 | Flexible domestic
FZ2164_240531a | Progressive Change - Final | CDP4 | H2 Domestic Flex_SESA | 2027 | SA | SESA | 146.4943 | 171.497 | 19.5773 | Flexible domestic
FZ2164_240531a | Progressive Change - Final | CDP4 | H2 Domestic Flex_SESA | 2028 | SA | SESA | 188.8144 | 218.9911 | 24.9307 | Flexible domestic
FZ2164_240531a | Progressive Change - Final | CDP4 | H2 Domestic Flex_SESA | 2029 | SA | SESA | 169.2015 | 238.4458 | 27.2198 | Flexible domestic
FZ2164_240531a | Progressive Change - Final | CDP4 | H2 Domestic Flex_SESA | 2030 | SA | SESA | 148.0694 | 238.4458 | 27.2198 | Flexible domestic
FZ2164_240531a | Progressive Change - Final | CDP4 | H2 Domestic Flex_SESA | 2031 | SA | SESA | 146.0958 | 238.4458 | 27.2198 | Flexible domestic
FZ2164_240531a | Progressive Change - Final | CDP4 | H2 Domestic Flex_SESA | 2032 | SA | SESA | 167.3429 | 239.0991 | 27.2198 | Flexible domestic
FZ2164_240531a | Progressive Change - Final | CDP4 | H2 Domestic Flex_SESA | 2033 | SA | SESA | 199.5319 | 294.6023 | 33.6304 | Flexible domestic
FZ2164_240531a | Progressive Change - Final | CDP4 | H2 Domestic Flex_SESA | 2034 | SA | SESA | 206.0827 | 310.0448 | 35.3932 | Flexible domestic
FZ2164_240531a | Progressive Change - Final | CDP4 | H2 Domestic Flex_SESA | 2035 | SA | SESA | 201.66 | 336.7813 | 38.4454 | Flexible domestic
FZ2164_240531a | Progressive Change - Final | CDP4 | H2 Domestic Flex_SESA | 2036 | SA | SESA | 197.2612 | 361.511 | 41.1556 | Flexible domestic
FZ2164_240531a | Progressive Change - Final | CDP4 | H2 Domestic Flex_SESA | 2037 | SA | SESA | 192.9695 | 360.5233 | 41.1556 | Flexible domestic
FZ2164_240531a | Progressive Change - Final | CDP4 | H2 Domestic Flex_SESA | 2038 | SA | SESA | 188.9449 | 409.594 | 46.7573 | Flexible domestic
FZ2164_240531a | Progressive Change - Final | CDP4 | H2 Domestic Flex_SESA | 2039 | SA | SESA | 184.9592 | 409.594 | 46.7573 | Flexible domestic
FZ2164_240531a | Progressive Change - Final | CDP4 | H2 Domestic Flex_SESA | 2040 | SA | SESA | 181.0498 | 410.7162 | 46.7573 | Flexible domestic
FZ2164_240531a | Progressive Change - Final | CDP4 | H2 Domestic Flex_SESA | 2041 | SA | SESA | 179.2508 | 409.594 | 46.7573 | Flexible domestic
FZ2164_240531a | Progressive Change - Final | CDP4 | H2 Domestic Flex_SESA | 2042 | SA | SESA | 179.4238 | 409.594 | 46.7573 | Flexible domestic
FZ2164_240531a | Progressive Change - Final | CDP4 | H2 Domestic Flex_SESA | 2043 | SA | SESA | 222.1558 | 409.594 | 46.7573 | Flexible domestic
FZ2164_240531a | Progressive Change - Final | CDP4 | H2 Domestic Flex_SESA | 2044 | SA | SESA | 223.2297 | 546.3436 | 62.1976 | Flexible domestic
FZ2164_240531a | Progressive Change - Final | CDP4 | H2 Domestic Flex_SESA | 2045 | SA | SESA | 224.4286 | 544.8509 | 62.1976 | Flexible domestic
FZ2164_240531a | Progressive Change - Final | CDP4 | H2 Domestic Flex_SESA | 2046 | SA | SESA | 238.1929 | 544.8509 | 62.1976 | Flexible domestic
FZ2164_240531a | Progressive Change - Final | CDP4 | H2 Domestic Flex_SESA | 2047 | SA | SESA | 237.464 | 544.8509 | 62.1976 | Flexible domestic
FZ2164_240531a | Progressive Change - Final | CDP4 | H2 Domestic Flex_SESA | 2048 | SA | SESA | 238.0114 | 546.3436 | 62.1976 | Flexible domestic
FZ2164_240531a | Progressive Change - Final | CDP4 | H2 Domestic Flex_SESA | 2049 | SA | SESA | 262.6572 | 544.8509 | 62.1976 | Flexible domestic
FZ2164_240531a | Progressive Change - Final | CDP4 | H2 Domestic Flex_SESA | 2050 | SA | SESA | 320.6611 | 849.2843 | 96.9503 | Flexible domestic
FZ2164_240531a | Progressive Change - Final | CDP4 | H2 Domestic Flex_SESA | 2051 | SA | SESA | 321.0201 | 791.3889 | 90.3412 | Flexible domestic
FZ2164_240531a | Progressive Change - Final | CDP4 | H2 Domestic Flex_SESA | 2052 | SA | SESA | 320.5845 | 852.9872 | 97.1069 | Flexible domestic
FZ2164_240531a | Progressive Change - Final | CDP4 | H2 Domestic Fixed_TAS | 2025 | TAS | TAS | 0 | 0 | 0 | Fixed domestic
FZ2164_240531a | Progressive Change - Final | CDP4 | H2 Domestic Fixed_TAS | 2026 | TAS | TAS | 0 | 0 | 0 | Fixed domestic
FZ2164_240531a | Progressive Change - Final | CDP4 | H2 Domestic Fixed_TAS | 2027 | TAS | TAS | 0 | 0 | 0 | Fixed domestic
FZ2164_240531a | Progressive Change - Final | CDP4 | H2 Domestic Fixed_TAS | 2028 | TAS | TAS | 0 | 0 | 0 | Fixed domestic
FZ2164_240531a | Progressive Change - Final | CDP4 | H2 Domestic Fixed_TAS | 2029 | TAS | TAS | 0.30059 | 0.30059 | 0.034314 | Fixed domestic
FZ2164_240531a | Progressive Change - Final | CDP4 | H2 Domestic Fixed_TAS | 2030 | TAS | TAS | 1.2354 | 1.2354 | 0.14103 | Fixed domestic
FZ2164_240531a | Progressive Change - Final | CDP4 | H2 Domestic Fixed_TAS | 2031 | TAS | TAS | 2.5762 | 2.5762 | 0.29408 | Fixed domestic
FZ2164_240531a | Progressive Change - Final | CDP4 | H2 Domestic Fixed_TAS | 2032 | TAS | TAS | 3.3595 | 3.3595 | 0.38245 | Fixed domestic
FZ2164_240531a | Progressive Change - Final | CDP4 | H2 Domestic Fixed_TAS | 2033 | TAS | TAS | 4.7729 | 4.7729 | 0.54485 | Fixed domestic
FZ2164_240531a | Progressive Change - Final | CDP4 | H2 Domestic Fixed_TAS | 2034 | TAS | TAS | 4.7729 | 4.7729 | 0.54485 | Fixed domestic
FZ2164_240531a | Progressive Change - Final | CDP4 | H2 Domestic Fixed_TAS | 2035 | TAS | TAS | 4.9175 | 4.9175 | 0.56136 | Fixed domestic
FZ2164_240531a | Progressive Change - Final | CDP4 | H2 Domestic Fixed_TAS | 2036 | TAS | TAS | 5.8898 | 5.8898 | 0.67051 | Fixed domestic
FZ2164_240531a | Progressive Change - Final | CDP4 | H2 Domestic Fixed_TAS | 2037 | TAS | TAS | 5.8737 | 5.8737 | 0.67051 | Fixed domestic
FZ2164_240531a | Progressive Change - Final | CDP4 | H2 Domestic Fixed_TAS | 2038 | TAS | TAS | 9.7586 | 9.7586 | 1.114 | Fixed domestic
FZ2164_240531a | Progressive Change - Final | CDP4 | H2 Domestic Fixed_TAS | 2039 | TAS | TAS | 9.7586 | 9.7586 | 1.114 | Fixed domestic
FZ2164_240531a | Progressive Change - Final | CDP4 | H2 Domestic Fixed_TAS | 2040 | TAS | TAS | 9.7853 | 9.7853 | 1.114 | Fixed domestic
FZ2164_240531a | Progressive Change - Final | CDP4 | H2 Domestic Fixed_TAS | 2041 | TAS | TAS | 14.0639 | 14.0639 | 1.6055 | Fixed domestic
FZ2164_240531a | Progressive Change - Final | CDP4 | H2 Domestic Fixed_TAS | 2042 | TAS | TAS | 14.0639 | 14.0639 | 1.6055 | Fixed domestic
FZ2164_240531a | Progressive Change - Final | CDP4 | H2 Domestic Fixed_TAS | 2043 | TAS | TAS | 14.0639 | 14.0639 | 1.6055 | Fixed domestic
FZ2164_240531a | Progressive Change - Final | CDP4 | H2 Domestic Fixed_TAS | 2044 | TAS | TAS | 14.1025 | 14.1025 | 1.6055 | Fixed domestic
FZ2164_240531a | Progressive Change - Final | CDP4 | H2 Domestic Fixed_TAS | 2045 | TAS | TAS | 14.0639 | 14.0639 | 1.6055 | Fixed domestic
FZ2164_240531a | Progressive Change - Final | CDP4 | H2 Domestic Fixed_TAS | 2046 | TAS | TAS | 14.0639 | 14.0639 | 1.6055 | Fixed domestic
FZ2164_240531a | Progressive Change - Final | CDP4 | H2 Domestic Fixed_TAS | 2047 | TAS | TAS | 15.9975 | 15.9975 | 1.8262 | Fixed domestic
FZ2164_240531a | Progressive Change - Final | CDP4 | H2 Domestic Fixed_TAS | 2048 | TAS | TAS | 16.0413 | 16.0413 | 1.8262 | Fixed domestic
FZ2164_240531a | Progressive Change - Final | CDP4 | H2 Domestic Fixed_TAS | 2049 | TAS | TAS | 15.9975 | 15.9975 | 1.8262 | Fixed domestic
FZ2164_240531a | Progressive Change - Final | CDP4 | H2 Domestic Fixed_TAS | 2050 | TAS | TAS | 16.1036 | 16.1036 | 1.8383 | Fixed domestic
FZ2164_240531a | Progressive Change - Final | CDP4 | H2 Domestic Fixed_TAS | 2051 | TAS | TAS | 16.1036 | 16.1036 | 1.8383 | Fixed domestic
FZ2164_240531a | Progressive Change - Final | CDP4 | H2 Domestic Fixed_TAS | 2052 | TAS | TAS | 16.1788 | 16.1788 | 1.8419 | Fixed domestic
FZ2164_240531a | Progressive Change - Final | CDP4 | H2 Domestic Flex_TAS | 2025 | TAS | TAS | 0 | 0 | 0 | Flexible domestic
FZ2164_240531a | Progressive Change - Final | CDP4 | H2 Domestic Flex_TAS | 2026 | TAS | TAS | 0 | 0 | 0 | Flexible domestic
FZ2164_240531a | Progressive Change - Final | CDP4 | H2 Domestic Flex_TAS | 2027 | TAS | TAS | 0 | 0 | 0 | Flexible domestic
FZ2164_240531a | Progressive Change - Final | CDP4 | H2 Domestic Flex_TAS | 2028 | TAS | TAS | 0 | 0 | 0 | Flexible domestic
FZ2164_240531a | Progressive Change - Final | CDP4 | H2 Domestic Flex_TAS | 2029 | TAS | TAS | 5.7721 | 6.6798 | 0.76253 | Flexible domestic
FZ2164_240531a | Progressive Change - Final | CDP4 | H2 Domestic Flex_TAS | 2030 | TAS | TAS | 24.2692 | 27.4534 | 3.134 | Flexible domestic
FZ2164_240531a | Progressive Change - Final | CDP4 | H2 Domestic Flex_TAS | 2031 | TAS | TAS | 50.4074 | 57.2484 | 6.5352 | Flexible domestic
FZ2164_240531a | Progressive Change - Final | CDP4 | H2 Domestic Flex_TAS | 2032 | TAS | TAS | 66.0847 | 74.6547 | 8.4989 | Flexible domestic
FZ2164_240531a | Progressive Change - Final | CDP4 | H2 Domestic Flex_TAS | 2033 | TAS | TAS | 95.2936 | 106.0648 | 12.1079 | Flexible domestic
FZ2164_240531a | Progressive Change - Final | CDP4 | H2 Domestic Flex_TAS | 2034 | TAS | TAS | 93.8191 | 106.0648 | 12.1079 | Flexible domestic
FZ2164_240531a | Progressive Change - Final | CDP4 | H2 Domestic Flex_TAS | 2035 | TAS | TAS | 98.1518 | 109.2787 | 12.4747 | Flexible domestic
FZ2164_240531a | Progressive Change - Final | CDP4 | H2 Domestic Flex_TAS | 2036 | TAS | TAS | 99.4811 | 130.8837 | 14.9002 | Flexible domestic
FZ2164_240531a | Progressive Change - Final | CDP4 | H2 Domestic Flex_TAS | 2037 | TAS | TAS | 97.2629 | 130.5261 | 14.9002 | Flexible domestic
FZ2164_240531a | Progressive Change - Final | CDP4 | H2 Domestic Flex_TAS | 2038 | TAS | TAS | 174.1542 | 216.8567 | 24.7553 | Flexible domestic
FZ2164_240531a | Progressive Change - Final | CDP4 | H2 Domestic Flex_TAS | 2039 | TAS | TAS | 170.2738 | 216.8567 | 24.7553 | Flexible domestic
FZ2164_240531a | Progressive Change - Final | CDP4 | H2 Domestic Flex_TAS | 2040 | TAS | TAS | 167.28 | 217.4508 | 24.7553 | Flexible domestic
FZ2164_240531a | Progressive Change - Final | CDP4 | H2 Domestic Flex_TAS | 2041 | TAS | TAS | 165.4189 | 312.5319 | 35.6772 | Flexible domestic
FZ2164_240531a | Progressive Change - Final | CDP4 | H2 Domestic Flex_TAS | 2042 | TAS | TAS | 169.1686 | 312.5319 | 35.6772 | Flexible domestic
FZ2164_240531a | Progressive Change - Final | CDP4 | H2 Domestic Flex_TAS | 2043 | TAS | TAS | 170.1358 | 312.5319 | 35.6772 | Flexible domestic
FZ2164_240531a | Progressive Change - Final | CDP4 | H2 Domestic Flex_TAS | 2044 | TAS | TAS | 173.9124 | 313.3881 | 35.6772 | Flexible domestic
FZ2164_240531a | Progressive Change - Final | CDP4 | H2 Domestic Flex_TAS | 2045 | TAS | TAS | 175.0212 | 312.5319 | 35.6772 | Flexible domestic
FZ2164_240531a | Progressive Change - Final | CDP4 | H2 Domestic Flex_TAS | 2046 | TAS | TAS | 175.0212 | 312.5319 | 35.6772 | Flexible domestic
FZ2164_240531a | Progressive Change - Final | CDP4 | H2 Domestic Flex_TAS | 2047 | TAS | TAS | 175.0212 | 355.5001 | 40.5822 | Flexible domestic
FZ2164_240531a | Progressive Change - Final | CDP4 | H2 Domestic Flex_TAS | 2048 | TAS | TAS | 175.0212 | 356.4741 | 40.5822 | Flexible domestic
FZ2164_240531a | Progressive Change - Final | CDP4 | H2 Domestic Flex_TAS | 2049 | TAS | TAS | 175.0212 | 355.5001 | 40.5822 | Flexible domestic
FZ2164_240531a | Progressive Change - Final | CDP4 | H2 Domestic Flex_TAS | 2050 | TAS | TAS | 175.0212 | 357.8573 | 40.8513 | Flexible domestic
FZ2164_240531a | Progressive Change - Final | CDP4 | H2 Domestic Flex_TAS | 2051 | TAS | TAS | 175.0212 | 357.8573 | 40.8513 | Flexible domestic
FZ2164_240531a | Progressive Change - Final | CDP4 | H2 Domestic Flex_TAS | 2052 | TAS | TAS | 175.0212 | 359.53 | 40.9301 | Flexible domestic
FZ2164_240531a | Progressive Change - Final | CDP4 | H2 Domestic Fixed_VIC | 2025 | VIC | VIC | 2.5574 | 2.5574 | 0.29194 | Fixed domestic
FZ2164_240531a | Progressive Change - Final | CDP4 | H2 Domestic Fixed_VIC | 2026 | VIC | VIC | 4.0307 | 4.0307 | 0.46013 | Fixed domestic
FZ2164_240531a | Progressive Change - Final | CDP4 | H2 Domestic Fixed_VIC | 2027 | VIC | VIC | 4.0307 | 4.0307 | 0.46013 | Fixed domestic
FZ2164_240531a | Progressive Change - Final | CDP4 | H2 Domestic Fixed_VIC | 2028 | VIC | VIC | 4.0418 | 4.0418 | 0.46013 | Fixed domestic
FZ2164_240531a | Progressive Change - Final | CDP4 | H2 Domestic Fixed_VIC | 2029 | VIC | VIC | 50.4395 | 50.4395 | 5.7579 | Fixed domestic
FZ2164_240531a | Progressive Change - Final | CDP4 | H2 Domestic Fixed_VIC | 2030 | VIC | VIC | 139.1119 | 139.1119 | 15.8804 | Fixed domestic
FZ2164_240531a | Progressive Change - Final | CDP4 | H2 Domestic Fixed_VIC | 2031 | VIC | VIC | 139.1119 | 139.1119 | 15.8804 | Fixed domestic
FZ2164_240531a | Progressive Change - Final | CDP4 | H2 Domestic Fixed_VIC | 2032 | VIC | VIC | 204.8376 | 204.8376 | 23.3194 | Fixed domestic
FZ2164_240531a | Progressive Change - Final | CDP4 | H2 Domestic Fixed_VIC | 2033 | VIC | VIC | 420.9245 | 420.9245 | 48.0507 | Fixed domestic
FZ2164_240531a | Progressive Change - Final | CDP4 | H2 Domestic Fixed_VIC | 2034 | VIC | VIC | 420.9245 | 420.9245 | 48.0507 | Fixed domestic
FZ2164_240531a | Progressive Change - Final | CDP4 | H2 Domestic Fixed_VIC | 2035 | VIC | VIC | 489.2586 | 489.2586 | 55.8514 | Fixed domestic
FZ2164_240531a | Progressive Change - Final | CDP4 | H2 Domestic Fixed_VIC | 2036 | VIC | VIC | 549.27 | 549.27 | 62.5307 | Fixed domestic
FZ2164_240531a | Progressive Change - Final | CDP4 | H2 Domestic Fixed_VIC | 2037 | VIC | VIC | 547.7692 | 547.7692 | 62.5307 | Fixed domestic
FZ2164_240531a | Progressive Change - Final | CDP4 | H2 Domestic Fixed_VIC | 2038 | VIC | VIC | 576.3117 | 576.3117 | 65.789 | Fixed domestic
FZ2164_240531a | Progressive Change - Final | CDP4 | H2 Domestic Fixed_VIC | 2039 | VIC | VIC | 576.3117 | 576.3117 | 65.789 | Fixed domestic
FZ2164_240531a | Progressive Change - Final | CDP4 | H2 Domestic Fixed_VIC | 2040 | VIC | VIC | 577.8906 | 577.8906 | 65.789 | Fixed domestic
FZ2164_240531a | Progressive Change - Final | CDP4 | H2 Domestic Fixed_VIC | 2041 | VIC | VIC | 576.3117 | 576.3117 | 65.789 | Fixed domestic
FZ2164_240531a | Progressive Change - Final | CDP4 | H2 Domestic Fixed_VIC | 2042 | VIC | VIC | 576.3117 | 576.3117 | 65.789 | Fixed domestic
FZ2164_240531a | Progressive Change - Final | CDP4 | H2 Domestic Fixed_VIC | 2043 | VIC | VIC | 576.3117 | 576.3117 | 65.789 | Fixed domestic
FZ2164_240531a | Progressive Change - Final | CDP4 | H2 Domestic Fixed_VIC | 2044 | VIC | VIC | 598.902 | 598.902 | 68.181 | Fixed domestic
FZ2164_240531a | Progressive Change - Final | CDP4 | H2 Domestic Fixed_VIC | 2045 | VIC | VIC | 597.2657 | 597.2657 | 68.181 | Fixed domestic
FZ2164_240531a | Progressive Change - Final | CDP4 | H2 Domestic Fixed_VIC | 2046 | VIC | VIC | 597.2657 | 597.2657 | 68.181 | Fixed domestic
FZ2164_240531a | Progressive Change - Final | CDP4 | H2 Domestic Fixed_VIC | 2047 | VIC | VIC | 678.099 | 678.099 | 77.4086 | Fixed domestic
FZ2164_240531a | Progressive Change - Final | CDP4 | H2 Domestic Fixed_VIC | 2048 | VIC | VIC | 679.9568 | 679.9568 | 77.4086 | Fixed domestic
FZ2164_240531a | Progressive Change - Final | CDP4 | H2 Domestic Fixed_VIC | 2049 | VIC | VIC | 678.099 | 678.099 | 77.4086 | Fixed domestic
FZ2164_240531a | Progressive Change - Final | CDP4 | H2 Domestic Fixed_VIC | 2050 | VIC | VIC | 826.558 | 826.558 | 94.3559 | Fixed domestic
FZ2164_240531a | Progressive Change - Final | CDP4 | H2 Domestic Fixed_VIC | 2051 | VIC | VIC | 825.0847 | 825.0847 | 94.1877 | Fixed domestic
FZ2164_240531a | Progressive Change - Final | CDP4 | H2 Domestic Fixed_VIC | 2052 | VIC | VIC | 867.8842 | 867.8842 | 98.8028 | Fixed domestic
FZ2164_240531a | Progressive Change - Final | CDP4 | H2 Domestic Flex_VIC | 2025 | VIC | VIC | 49.3127 | 56.8302 | 6.4875 | Flexible domestic
FZ2164_240531a | Progressive Change - Final | CDP4 | H2 Domestic Flex_VIC | 2026 | VIC | VIC | 77.6668 | 89.5717 | 10.2251 | Flexible domestic
FZ2164_240531a | Progressive Change - Final | CDP4 | H2 Domestic Flex_VIC | 2027 | VIC | VIC | 75.935 | 89.5717 | 10.2251 | Flexible domestic
FZ2164_240531a | Progressive Change - Final | CDP4 | H2 Domestic Flex_VIC | 2028 | VIC | VIC | 74.2418 | 89.8171 | 10.2251 | Flexible domestic
FZ2164_240531a | Progressive Change - Final | CDP4 | H2 Domestic Flex_VIC | 2029 | VIC | VIC | 681.7364 | 1120.8784 | 127.9542 | Flexible domestic
FZ2164_240531a | Progressive Change - Final | CDP4 | H2 Domestic Flex_VIC | 2030 | VIC | VIC | 1845.7348 | 3091.376 | 352.8968 | Flexible domestic
FZ2164_240531a | Progressive Change - Final | CDP4 | H2 Domestic Flex_VIC | 2031 | VIC | VIC | 2721.9649 | 3091.376 | 352.8968 | Flexible domestic
FZ2164_240531a | Progressive Change - Final | CDP4 | H2 Domestic Flex_VIC | 2032 | VIC | VIC | 4029.4051 | 4551.9473 | 518.2089 | Flexible domestic
FZ2164_240531a | Progressive Change - Final | CDP4 | H2 Domestic Flex_VIC | 2033 | VIC | VIC | 7023.9976 | 9353.878 | 1067.7943 | Flexible domestic
FZ2164_240531a | Progressive Change - Final | CDP4 | H2 Domestic Flex_VIC | 2034 | VIC | VIC | 6901.8069 | 9353.878 | 1067.7943 | Flexible domestic
FZ2164_240531a | Progressive Change - Final | CDP4 | H2 Domestic Flex_VIC | 2035 | VIC | VIC | 6908.0232 | 10872.4124 | 1241.143 | Flexible domestic
FZ2164_240531a | Progressive Change - Final | CDP4 | H2 Domestic Flex_VIC | 2036 | VIC | VIC | 6792.817 | 12205.999 | 1389.5718 | Flexible domestic
FZ2164_240531a | Progressive Change - Final | CDP4 | H2 Domestic Flex_VIC | 2037 | VIC | VIC | 6641.3515 | 12172.6493 | 1389.5718 | Flexible domestic
FZ2164_240531a | Progressive Change - Final | CDP4 | H2 Domestic Flex_VIC | 2038 | VIC | VIC | 6623.0246 | 12806.9266 | 1461.9779 | Flexible domestic
FZ2164_240531a | Progressive Change - Final | CDP4 | H2 Domestic Flex_VIC | 2039 | VIC | VIC | 6516.1324 | 12806.9266 | 1461.9779 | Flexible domestic
FZ2164_240531a | Progressive Change - Final | CDP4 | H2 Domestic Flex_VIC | 2040 | VIC | VIC | 6406.72 | 12842.0141 | 1461.9779 | Flexible domestic
FZ2164_240531a | Progressive Change - Final | CDP4 | H2 Domestic Flex_VIC | 2041 | VIC | VIC | 6334.4865 | 12806.9266 | 1461.9779 | Flexible domestic
FZ2164_240531a | Progressive Change - Final | CDP4 | H2 Domestic Flex_VIC | 2042 | VIC | VIC | 6347.9136 | 12806.9266 | 1461.9779 | Flexible domestic
FZ2164_240531a | Progressive Change - Final | CDP4 | H2 Domestic Flex_VIC | 2043 | VIC | VIC | 6409.0816 | 12806.9266 | 1461.9779 | Flexible domestic
FZ2164_240531a | Progressive Change - Final | CDP4 | H2 Domestic Flex_VIC | 2044 | VIC | VIC | 6453.7612 | 13308.9333 | 1515.1336 | Flexible domestic
FZ2164_240531a | Progressive Change - Final | CDP4 | H2 Domestic Flex_VIC | 2045 | VIC | VIC | 6488.4471 | 13272.5701 | 1515.1336 | Flexible domestic
FZ2164_240531a | Progressive Change - Final | CDP4 | H2 Domestic Flex_VIC | 2046 | VIC | VIC | 6529.3694 | 13272.5701 | 1515.1336 | Flexible domestic
FZ2164_240531a | Progressive Change - Final | CDP4 | H2 Domestic Flex_VIC | 2047 | VIC | VIC | 6529.3694 | 15068.8668 | 1720.1903 | Flexible domestic
FZ2164_240531a | Progressive Change - Final | CDP4 | H2 Domestic Flex_VIC | 2048 | VIC | VIC | 6614.7091 | 15110.1514 | 1720.1903 | Flexible domestic
FZ2164_240531a | Progressive Change - Final | CDP4 | H2 Domestic Flex_VIC | 2049 | VIC | VIC | 6614.7091 | 15068.8668 | 1720.1903 | Flexible domestic
FZ2164_240531a | Progressive Change - Final | CDP4 | H2 Domestic Flex_VIC | 2050 | VIC | VIC | 7316.4323 | 18367.9563 | 2096.7987 | Flexible domestic
FZ2164_240531a | Progressive Change - Final | CDP4 | H2 Domestic Flex_VIC | 2051 | VIC | VIC | 7316.4323 | 18335.2149 | 2093.0611 | Flexible domestic
FZ2164_240531a | Progressive Change - Final | CDP4 | H2 Domestic Flex_VIC | 2052 | VIC | VIC | 7316.4323 | 19286.3149 | 2195.6187 | Flexible domestic
FZ2165_240531a | Progressive Change - Final | CDP5 | H2 Domestic Fixed_SNSW | 2025 | NSW | SNSW | 1.3276 | 1.3276 | 0.15156 | Fixed domestic
FZ2165_240531a | Progressive Change - Final | CDP5 | H2 Domestic Fixed_SNSW | 2026 | NSW | SNSW | 3.1853 | 3.1853 | 0.36362 | Fixed domestic
FZ2165_240531a | Progressive Change - Final | CDP5 | H2 Domestic Fixed_SNSW | 2027 | NSW | SNSW | 6.3084 | 6.3084 | 0.72014 | Fixed domestic
FZ2165_240531a | Progressive Change - Final | CDP5 | H2 Domestic Fixed_SNSW | 2028 | NSW | SNSW | 10.9957 | 10.9957 | 1.2518 | Fixed domestic
FZ2165_240531a | Progressive Change - Final | CDP5 | H2 Domestic Fixed_SNSW | 2029 | NSW | SNSW | 27.192 | 27.192 | 3.1041 | Fixed domestic
FZ2165_240531a | Progressive Change - Final | CDP5 | H2 Domestic Fixed_SNSW | 2030 | NSW | SNSW | 27.192 | 27.192 | 3.1041 | Fixed domestic
FZ2165_240531a | Progressive Change - Final | CDP5 | H2 Domestic Fixed_SNSW | 2031 | NSW | SNSW | 27.192 | 27.192 | 3.1041 | Fixed domestic
FZ2165_240531a | Progressive Change - Final | CDP5 | H2 Domestic Fixed_SNSW | 2032 | NSW | SNSW | 27.2665 | 27.2665 | 3.1041 | Fixed domestic
FZ2165_240531a | Progressive Change - Final | CDP5 | H2 Domestic Fixed_SNSW | 2033 | NSW | SNSW | 27.192 | 27.192 | 3.1041 | Fixed domestic
FZ2165_240531a | Progressive Change - Final | CDP5 | H2 Domestic Fixed_SNSW | 2034 | NSW | SNSW | 27.6335 | 27.6335 | 3.1545 | Fixed domestic
FZ2165_240531a | Progressive Change - Final | CDP5 | H2 Domestic Fixed_SNSW | 2035 | NSW | SNSW | 27.6335 | 27.6335 | 3.1545 | Fixed domestic
FZ2165_240531a | Progressive Change - Final | CDP5 | H2 Domestic Fixed_SNSW | 2036 | NSW | SNSW | 38.1133 | 38.1133 | 4.3389 | Fixed domestic
FZ2165_240531a | Progressive Change - Final | CDP5 | H2 Domestic Fixed_SNSW | 2037 | NSW | SNSW | 38.0092 | 38.0092 | 4.3389 | Fixed domestic
FZ2165_240531a | Progressive Change - Final | CDP5 | H2 Domestic Fixed_SNSW | 2038 | NSW | SNSW | 40.1835 | 40.1835 | 4.5872 | Fixed domestic
FZ2165_240531a | Progressive Change - Final | CDP5 | H2 Domestic Fixed_SNSW | 2039 | NSW | SNSW | 40.1835 | 40.1835 | 4.5872 | Fixed domestic
FZ2165_240531a | Progressive Change - Final | CDP5 | H2 Domestic Fixed_SNSW | 2040 | NSW | SNSW | 40.2935 | 40.2935 | 4.5872 | Fixed domestic
FZ2165_240531a | Progressive Change - Final | CDP5 | H2 Domestic Fixed_SNSW | 2041 | NSW | SNSW | 40.1835 | 40.1835 | 4.5872 | Fixed domestic
FZ2165_240531a | Progressive Change - Final | CDP5 | H2 Domestic Fixed_SNSW | 2042 | NSW | SNSW | 40.1835 | 40.1835 | 4.5872 | Fixed domestic
FZ2165_240531a | Progressive Change - Final | CDP5 | H2 Domestic Fixed_SNSW | 2043 | NSW | SNSW | 40.1835 | 40.1835 | 4.5872 | Fixed domestic
FZ2165_240531a | Progressive Change - Final | CDP5 | H2 Domestic Fixed_SNSW | 2044 | NSW | SNSW | 54.9452 | 54.9452 | 6.2551 | Fixed domestic
FZ2165_240531a | Progressive Change - Final | CDP5 | H2 Domestic Fixed_SNSW | 2045 | NSW | SNSW | 54.7951 | 54.7951 | 6.2551 | Fixed domestic
FZ2165_240531a | Progressive Change - Final | CDP5 | H2 Domestic Fixed_SNSW | 2046 | NSW | SNSW | 55.31 | 55.31 | 6.3139 | Fixed domestic
FZ2165_240531a | Progressive Change - Final | CDP5 | H2 Domestic Fixed_SNSW | 2047 | NSW | SNSW | 55.736 | 55.736 | 6.3626 | Fixed domestic
FZ2165_240531a | Progressive Change - Final | CDP5 | H2 Domestic Fixed_SNSW | 2048 | NSW | SNSW | 55.8887 | 55.8887 | 6.3626 | Fixed domestic
FZ2165_240531a | Progressive Change - Final | CDP5 | H2 Domestic Fixed_SNSW | 2049 | NSW | SNSW | 107.1346 | 107.1346 | 12.23 | Fixed domestic
FZ2165_240531a | Progressive Change - Final | CDP5 | H2 Domestic Fixed_SNSW | 2050 | NSW | SNSW | 206.5924 | 206.5924 | 23.5836 | Fixed domestic
FZ2165_240531a | Progressive Change - Final | CDP5 | H2 Domestic Fixed_SNSW | 2051 | NSW | SNSW | 208.9276 | 208.9276 | 23.8502 | Fixed domestic
FZ2165_240531a | Progressive Change - Final | CDP5 | H2 Domestic Fixed_SNSW | 2052 | NSW | SNSW | 206.3684 | 206.3684 | 23.4937 | Fixed domestic
FZ2165_240531a | Progressive Change - Final | CDP5 | H2 Domestic Flex_SNSW | 2025 | NSW | SNSW | 25.6001 | 29.5027 | 3.3679 | Flexible domestic
FZ2165_240531a | Progressive Change - Final | CDP5 | H2 Domestic Flex_SNSW | 2026 | NSW | SNSW | 61.376 | 70.7839 | 8.0803 | Flexible domestic
FZ2165_240531a | Progressive Change - Final | CDP5 | H2 Domestic Flex_SNSW | 2027 | NSW | SNSW | 120.043 | 140.1867 | 16.003 | Flexible domestic
FZ2165_240531a | Progressive Change - Final | CDP5 | H2 Domestic Flex_SNSW | 2028 | NSW | SNSW | 210.6775 | 244.3483 | 27.8174 | Flexible domestic
FZ2165_240531a | Progressive Change - Final | CDP5 | H2 Domestic Flex_SNSW | 2029 | NSW | SNSW | 349.4215 | 604.2666 | 68.9802 | Flexible domestic
FZ2165_240531a | Progressive Change - Final | CDP5 | H2 Domestic Flex_SNSW | 2030 | NSW | SNSW | 534.1801 | 604.2666 | 68.9802 | Flexible domestic
FZ2165_240531a | Progressive Change - Final | CDP5 | H2 Domestic Flex_SNSW | 2031 | NSW | SNSW | 492.3807 | 604.2666 | 68.9802 | Flexible domestic
FZ2165_240531a | Progressive Change - Final | CDP5 | H2 Domestic Flex_SNSW | 2032 | NSW | SNSW | 476.0744 | 605.9221 | 68.9802 | Flexible domestic
FZ2165_240531a | Progressive Change - Final | CDP5 | H2 Domestic Flex_SNSW | 2033 | NSW | SNSW | 481.2264 | 604.2666 | 68.9802 | Flexible domestic
FZ2165_240531a | Progressive Change - Final | CDP5 | H2 Domestic Flex_SNSW | 2034 | NSW | SNSW | 552.3411 | 614.0776 | 70.1002 | Flexible domestic
FZ2165_240531a | Progressive Change - Final | CDP5 | H2 Domestic Flex_SNSW | 2035 | NSW | SNSW | 545.5686 | 614.0776 | 70.1002 | Flexible domestic
FZ2165_240531a | Progressive Change - Final | CDP5 | H2 Domestic Flex_SNSW | 2036 | NSW | SNSW | 533.4557 | 846.9629 | 96.4211 | Flexible domestic
FZ2165_240531a | Progressive Change - Final | CDP5 | H2 Domestic Flex_SNSW | 2037 | NSW | SNSW | 521.5747 | 844.6488 | 96.4211 | Flexible domestic
FZ2165_240531a | Progressive Change - Final | CDP5 | H2 Domestic Flex_SNSW | 2038 | NSW | SNSW | 513.1738 | 892.9657 | 101.9367 | Flexible domestic
FZ2165_240531a | Progressive Change - Final | CDP5 | H2 Domestic Flex_SNSW | 2039 | NSW | SNSW | 505.0727 | 892.9657 | 101.9367 | Flexible domestic
FZ2165_240531a | Progressive Change - Final | CDP5 | H2 Domestic Flex_SNSW | 2040 | NSW | SNSW | 495.9991 | 895.4122 | 101.9367 | Flexible domestic
FZ2165_240531a | Progressive Change - Final | CDP5 | H2 Domestic Flex_SNSW | 2041 | NSW | SNSW | 490.409 | 892.9657 | 101.9367 | Flexible domestic
FZ2165_240531a | Progressive Change - Final | CDP5 | H2 Domestic Flex_SNSW | 2042 | NSW | SNSW | 493.7656 | 892.9657 | 101.9367 | Flexible domestic
FZ2165_240531a | Progressive Change - Final | CDP5 | H2 Domestic Flex_SNSW | 2043 | NSW | SNSW | 497.5281 | 892.9657 | 101.9367 | Flexible domestic
FZ2165_240531a | Progressive Change - Final | CDP5 | H2 Domestic Flex_SNSW | 2044 | NSW | SNSW | 500.06 | 1221.0051 | 139.0033 | Flexible domestic
FZ2165_240531a | Progressive Change - Final | CDP5 | H2 Domestic Flex_SNSW | 2045 | NSW | SNSW | 501.0179 | 1217.6691 | 139.0033 | Flexible domestic
FZ2165_240531a | Progressive Change - Final | CDP5 | H2 Domestic Flex_SNSW | 2046 | NSW | SNSW | 502.8628 | 1229.1104 | 140.3094 | Flexible domestic
FZ2165_240531a | Progressive Change - Final | CDP5 | H2 Domestic Flex_SNSW | 2047 | NSW | SNSW | 503.9421 | 1238.5783 | 141.3902 | Flexible domestic
FZ2165_240531a | Progressive Change - Final | CDP5 | H2 Domestic Flex_SNSW | 2048 | NSW | SNSW | 837.0633 | 1241.9717 | 141.3902 | Flexible domestic
FZ2165_240531a | Progressive Change - Final | CDP5 | H2 Domestic Flex_SNSW | 2049 | NSW | SNSW | 1166.1951 | 2380.768 | 271.7772 | Flexible domestic
FZ2165_240531a | Progressive Change - Final | CDP5 | H2 Domestic Flex_SNSW | 2050 | NSW | SNSW | 1495.0574 | 4590.9422 | 524.0802 | Flexible domestic
FZ2165_240531a | Progressive Change - Final | CDP5 | H2 Domestic Flex_SNSW | 2051 | NSW | SNSW | 1496.3303 | 4642.8363 | 530.0041 | Flexible domestic
FZ2165_240531a | Progressive Change - Final | CDP5 | H2 Domestic Flex_SNSW | 2052 | NSW | SNSW | 1495.761 | 4585.9634 | 522.0814 | Flexible domestic
FZ2165_240531a | Progressive Change - Final | CDP5 | H2 Domestic Fixed_SNW | 2025 | NSW | SNW | 6.7088 | 6.7088 | 0.76584 | Fixed domestic
FZ2165_240531a | Progressive Change - Final | CDP5 | H2 Domestic Fixed_SNW | 2026 | NSW | SNW | 16.2535 | 16.2535 | 1.8554 | Fixed domestic
FZ2165_240531a | Progressive Change - Final | CDP5 | H2 Domestic Fixed_SNW | 2027 | NSW | SNW | 32.1809 | 32.1809 | 3.6736 | Fixed domestic
FZ2165_240531a | Progressive Change - Final | CDP5 | H2 Domestic Fixed_SNW | 2028 | NSW | SNW | 56.1933 | 56.1933 | 6.3972 | Fixed domestic
FZ2165_240531a | Progressive Change - Final | CDP5 | H2 Domestic Fixed_SNW | 2029 | NSW | SNW | 129.4112 | 129.4112 | 14.773 | Fixed domestic
FZ2165_240531a | Progressive Change - Final | CDP5 | H2 Domestic Fixed_SNW | 2030 | NSW | SNW | 129.4112 | 129.4112 | 14.773 | Fixed domestic
FZ2165_240531a | Progressive Change - Final | CDP5 | H2 Domestic Fixed_SNW | 2031 | NSW | SNW | 129.4112 | 129.4112 | 14.773 | Fixed domestic
FZ2165_240531a | Progressive Change - Final | CDP5 | H2 Domestic Fixed_SNW | 2032 | NSW | SNW | 129.7658 | 129.7658 | 14.773 | Fixed domestic
FZ2165_240531a | Progressive Change - Final | CDP5 | H2 Domestic Fixed_SNW | 2033 | NSW | SNW | 129.4112 | 129.4112 | 14.773 | Fixed domestic
FZ2165_240531a | Progressive Change - Final | CDP5 | H2 Domestic Fixed_SNW | 2034 | NSW | SNW | 145.2244 | 145.2244 | 16.5781 | Fixed domestic
FZ2165_240531a | Progressive Change - Final | CDP5 | H2 Domestic Fixed_SNW | 2035 | NSW | SNW | 146.2042 | 146.2042 | 16.69 | Fixed domestic
FZ2165_240531a | Progressive Change - Final | CDP5 | H2 Domestic Fixed_SNW | 2036 | NSW | SNW | 224.5534 | 224.5534 | 25.5639 | Fixed domestic
FZ2165_240531a | Progressive Change - Final | CDP5 | H2 Domestic Fixed_SNW | 2037 | NSW | SNW | 223.9399 | 223.9399 | 25.5639 | Fixed domestic
FZ2165_240531a | Progressive Change - Final | CDP5 | H2 Domestic Fixed_SNW | 2038 | NSW | SNW | 237.2413 | 237.2413 | 27.0823 | Fixed domestic
FZ2165_240531a | Progressive Change - Final | CDP5 | H2 Domestic Fixed_SNW | 2039 | NSW | SNW | 237.2413 | 237.2413 | 27.0823 | Fixed domestic
FZ2165_240531a | Progressive Change - Final | CDP5 | H2 Domestic Fixed_SNW | 2040 | NSW | SNW | 237.8913 | 237.8913 | 27.0823 | Fixed domestic
FZ2165_240531a | Progressive Change - Final | CDP5 | H2 Domestic Fixed_SNW | 2041 | NSW | SNW | 237.2413 | 237.2413 | 27.0823 | Fixed domestic
FZ2165_240531a | Progressive Change - Final | CDP5 | H2 Domestic Fixed_SNW | 2042 | NSW | SNW | 237.2413 | 237.2413 | 27.0823 | Fixed domestic
FZ2165_240531a | Progressive Change - Final | CDP5 | H2 Domestic Fixed_SNW | 2043 | NSW | SNW | 237.2413 | 237.2413 | 27.0823 | Fixed domestic
FZ2165_240531a | Progressive Change - Final | CDP5 | H2 Domestic Fixed_SNW | 2044 | NSW | SNW | 282.9542 | 282.9542 | 32.2124 | Fixed domestic
FZ2165_240531a | Progressive Change - Final | CDP5 | H2 Domestic Fixed_SNW | 2045 | NSW | SNW | 282.1811 | 282.1811 | 32.2124 | Fixed domestic
FZ2165_240531a | Progressive Change - Final | CDP5 | H2 Domestic Fixed_SNW | 2046 | NSW | SNW | 284.5993 | 284.5993 | 32.4885 | Fixed domestic
FZ2165_240531a | Progressive Change - Final | CDP5 | H2 Domestic Fixed_SNW | 2047 | NSW | SNW | 294.7233 | 294.7233 | 33.6442 | Fixed domestic
FZ2165_240531a | Progressive Change - Final | CDP5 | H2 Domestic Fixed_SNW | 2048 | NSW | SNW | 345.9221 | 345.9221 | 39.3809 | Fixed domestic
FZ2165_240531a | Progressive Change - Final | CDP5 | H2 Domestic Fixed_SNW | 2049 | NSW | SNW | 556.9871 | 556.9871 | 63.583 | Fixed domestic
FZ2165_240531a | Progressive Change - Final | CDP5 | H2 Domestic Fixed_SNW | 2050 | NSW | SNW | 1043.5648 | 1043.5648 | 119.1284 | Fixed domestic
FZ2165_240531a | Progressive Change - Final | CDP5 | H2 Domestic Fixed_SNW | 2051 | NSW | SNW | 1075.8589 | 1075.8589 | 122.8149 | Fixed domestic
FZ2165_240531a | Progressive Change - Final | CDP5 | H2 Domestic Fixed_SNW | 2052 | NSW | SNW | 1062.8354 | 1062.8354 | 120.9967 | Fixed domestic
FZ2165_240531a | Progressive Change - Final | CDP5 | H2 Domestic Flex_SNW | 2025 | NSW | SNW | 129.3626 | 149.0835 | 17.0187 | Flexible domestic
FZ2165_240531a | Progressive Change - Final | CDP5 | H2 Domestic Flex_SNW | 2026 | NSW | SNW | 313.1838 | 361.189 | 41.2316 | Flexible domestic
FZ2165_240531a | Progressive Change - Final | CDP5 | H2 Domestic Flex_SNW | 2027 | NSW | SNW | 612.3729 | 715.1317 | 81.636 | Flexible domestic
FZ2165_240531a | Progressive Change - Final | CDP5 | H2 Domestic Flex_SNW | 2028 | NSW | SNW | 1076.6655 | 1248.7402 | 142.1608 | Flexible domestic
FZ2165_240531a | Progressive Change - Final | CDP5 | H2 Domestic Flex_SNW | 2029 | NSW | SNW | 1746.9973 | 2875.8056 | 328.2883 | Flexible domestic
FZ2165_240531a | Progressive Change - Final | CDP5 | H2 Domestic Flex_SNW | 2030 | NSW | SNW | 2542.2524 | 2875.8056 | 328.2883 | Flexible domestic
FZ2165_240531a | Progressive Change - Final | CDP5 | H2 Domestic Flex_SNW | 2031 | NSW | SNW | 2515.4538 | 2875.8056 | 328.2883 | Flexible domestic
FZ2165_240531a | Progressive Change - Final | CDP5 | H2 Domestic Flex_SNW | 2032 | NSW | SNW | 2464.6916 | 2883.6845 | 328.2883 | Flexible domestic
FZ2165_240531a | Progressive Change - Final | CDP5 | H2 Domestic Flex_SNW | 2033 | NSW | SNW | 2494.3596 | 2875.8056 | 328.2883 | Flexible domestic
FZ2165_240531a | Progressive Change - Final | CDP5 | H2 Domestic Flex_SNW | 2034 | NSW | SNW | 2885.4332 | 3227.2093 | 368.4029 | Flexible domestic
FZ2165_240531a | Progressive Change - Final | CDP5 | H2 Domestic Flex_SNW | 2035 | NSW | SNW | 2849.6574 | 3248.9813 | 370.8883 | Flexible domestic
FZ2165_240531a | Progressive Change - Final | CDP5 | H2 Domestic Flex_SNW | 2036 | NSW | SNW | 2786.064 | 4990.0761 | 568.087 | Flexible domestic
FZ2165_240531a | Progressive Change - Final | CDP5 | H2 Domestic Flex_SNW | 2037 | NSW | SNW | 2723.9267 | 4976.442 | 568.087 | Flexible domestic
FZ2165_240531a | Progressive Change - Final | CDP5 | H2 Domestic Flex_SNW | 2038 | NSW | SNW | 2663.3637 | 5272.0299 | 601.8299 | Flexible domestic
FZ2165_240531a | Progressive Change - Final | CDP5 | H2 Domestic Flex_SNW | 2039 | NSW | SNW | 2620.6811 | 5272.0299 | 601.8299 | Flexible domestic
FZ2165_240531a | Progressive Change - Final | CDP5 | H2 Domestic Flex_SNW | 2040 | NSW | SNW | 2572.9575 | 5286.4738 | 601.8299 | Flexible domestic
FZ2165_240531a | Progressive Change - Final | CDP5 | H2 Domestic Flex_SNW | 2041 | NSW | SNW | 2543.9462 | 5272.0299 | 601.8299 | Flexible domestic
FZ2165_240531a | Progressive Change - Final | CDP5 | H2 Domestic Flex_SNW | 2042 | NSW | SNW | 2561.6328 | 5272.0299 | 601.8299 | Flexible domestic
FZ2165_240531a | Progressive Change - Final | CDP5 | H2 Domestic Flex_SNW | 2043 | NSW | SNW | 2563.6656 | 5272.0299 | 601.8299 | Flexible domestic
FZ2165_240531a | Progressive Change - Final | CDP5 | H2 Domestic Flex_SNW | 2044 | NSW | SNW | 2575.1833 | 6287.87 | 715.8322 | Flexible domestic
FZ2165_240531a | Progressive Change - Final | CDP5 | H2 Domestic Flex_SNW | 2045 | NSW | SNW | 2578.8465 | 6270.69 | 715.8322 | Flexible domestic
FZ2165_240531a | Progressive Change - Final | CDP5 | H2 Domestic Flex_SNW | 2046 | NSW | SNW | 2587.4979 | 6324.4299 | 721.9669 | Flexible domestic
FZ2165_240531a | Progressive Change - Final | CDP5 | H2 Domestic Flex_SNW | 2047 | NSW | SNW | 2592.1994 | 6549.4067 | 747.6492 | Flexible domestic
FZ2165_240531a | Progressive Change - Final | CDP5 | H2 Domestic Flex_SNW | 2048 | NSW | SNW | 4305.0496 | 7687.1567 | 875.1317 | Flexible domestic
FZ2165_240531a | Progressive Change - Final | CDP5 | H2 Domestic Flex_SNW | 2049 | NSW | SNW | 6005.5935 | 12377.4907 | 1412.9556 | Flexible domestic
FZ2165_240531a | Progressive Change - Final | CDP5 | H2 Domestic Flex_SNW | 2050 | NSW | SNW | 7706.5765 | 23190.3297 | 2647.2979 | Flexible domestic
FZ2165_240531a | Progressive Change - Final | CDP5 | H2 Domestic Flex_SNW | 2051 | NSW | SNW | 7705.3035 | 23907.9758 | 2729.221 | Flexible domestic
FZ2165_240531a | Progressive Change - Final | CDP5 | H2 Domestic Flex_SNW | 2052 | NSW | SNW | 7705.8728 | 23618.5647 | 2688.8166 | Flexible domestic
FZ2165_240531a | Progressive Change - Final | CDP5 | H2 Domestic Fixed_CQ | 2025 | QLD | CQ | 0.57346 | 0.57346 | 0.065464 | Fixed domestic
FZ2165_240531a | Progressive Change - Final | CDP5 | H2 Domestic Fixed_CQ | 2026 | QLD | CQ | 0.62369 | 0.62369 | 0.071197 | Fixed domestic
FZ2165_240531a | Progressive Change - Final | CDP5 | H2 Domestic Fixed_CQ | 2027 | QLD | CQ | 0.62369 | 0.62369 | 0.071197 | Fixed domestic
FZ2165_240531a | Progressive Change - Final | CDP5 | H2 Domestic Fixed_CQ | 2028 | QLD | CQ | 0.6254 | 0.6254 | 0.071197 | Fixed domestic
FZ2165_240531a | Progressive Change - Final | CDP5 | H2 Domestic Fixed_CQ | 2029 | QLD | CQ | 17.067 | 17.067 | 1.9483 | Fixed domestic
FZ2165_240531a | Progressive Change - Final | CDP5 | H2 Domestic Fixed_CQ | 2030 | QLD | CQ | 63.9795 | 63.9795 | 7.3036 | Fixed domestic
FZ2165_240531a | Progressive Change - Final | CDP5 | H2 Domestic Fixed_CQ | 2031 | QLD | CQ | 63.9795 | 63.9795 | 7.3036 | Fixed domestic
FZ2165_240531a | Progressive Change - Final | CDP5 | H2 Domestic Fixed_CQ | 2032 | QLD | CQ | 64.1548 | 64.1548 | 7.3036 | Fixed domestic
FZ2165_240531a | Progressive Change - Final | CDP5 | H2 Domestic Fixed_CQ | 2033 | QLD | CQ | 69.1223 | 69.1223 | 7.8907 | Fixed domestic
FZ2165_240531a | Progressive Change - Final | CDP5 | H2 Domestic Fixed_CQ | 2034 | QLD | CQ | 76.3225 | 76.3225 | 8.7126 | Fixed domestic
FZ2165_240531a | Progressive Change - Final | CDP5 | H2 Domestic Fixed_CQ | 2035 | QLD | CQ | 96.5362 | 96.5362 | 11.0201 | Fixed domestic
FZ2165_240531a | Progressive Change - Final | CDP5 | H2 Domestic Fixed_CQ | 2036 | QLD | CQ | 96.8007 | 96.8007 | 11.0201 | Fixed domestic
FZ2165_240531a | Progressive Change - Final | CDP5 | H2 Domestic Fixed_CQ | 2037 | QLD | CQ | 96.5362 | 96.5362 | 11.0201 | Fixed domestic
FZ2165_240531a | Progressive Change - Final | CDP5 | H2 Domestic Fixed_CQ | 2038 | QLD | CQ | 103.6866 | 103.6866 | 11.8364 | Fixed domestic
FZ2165_240531a | Progressive Change - Final | CDP5 | H2 Domestic Fixed_CQ | 2039 | QLD | CQ | 110.0706 | 110.0706 | 12.5651 | Fixed domestic
FZ2165_240531a | Progressive Change - Final | CDP5 | H2 Domestic Fixed_CQ | 2040 | QLD | CQ | 110.3721 | 110.3721 | 12.5651 | Fixed domestic
FZ2165_240531a | Progressive Change - Final | CDP5 | H2 Domestic Fixed_CQ | 2041 | QLD | CQ | 110.0706 | 110.0706 | 12.5651 | Fixed domestic
FZ2165_240531a | Progressive Change - Final | CDP5 | H2 Domestic Fixed_CQ | 2042 | QLD | CQ | 110.0706 | 110.0706 | 12.5651 | Fixed domestic
FZ2165_240531a | Progressive Change - Final | CDP5 | H2 Domestic Fixed_CQ | 2043 | QLD | CQ | 110.0706 | 110.0706 | 12.5651 | Fixed domestic
FZ2165_240531a | Progressive Change - Final | CDP5 | H2 Domestic Fixed_CQ | 2044 | QLD | CQ | 143.7307 | 143.7307 | 16.3628 | Fixed domestic
FZ2165_240531a | Progressive Change - Final | CDP5 | H2 Domestic Fixed_CQ | 2045 | QLD | CQ | 143.338 | 143.338 | 16.3628 | Fixed domestic
FZ2165_240531a | Progressive Change - Final | CDP5 | H2 Domestic Fixed_CQ | 2046 | QLD | CQ | 159.0865 | 159.0865 | 18.1606 | Fixed domestic
FZ2165_240531a | Progressive Change - Final | CDP5 | H2 Domestic Fixed_CQ | 2047 | QLD | CQ | 159.0865 | 159.0865 | 18.1606 | Fixed domestic
FZ2165_240531a | Progressive Change - Final | CDP5 | H2 Domestic Fixed_CQ | 2048 | QLD | CQ | 159.5223 | 159.5223 | 18.1606 | Fixed domestic
FZ2165_240531a | Progressive Change - Final | CDP5 | H2 Domestic Fixed_CQ | 2049 | QLD | CQ | 191.0077 | 191.0077 | 21.8045 | Fixed domestic
FZ2165_240531a | Progressive Change - Final | CDP5 | H2 Domestic Fixed_CQ | 2050 | QLD | CQ | 190.4343 | 190.4343 | 21.7391 | Fixed domestic
FZ2165_240531a | Progressive Change - Final | CDP5 | H2 Domestic Fixed_CQ | 2051 | QLD | CQ | 200.799 | 200.799 | 22.9223 | Fixed domestic
FZ2165_240531a | Progressive Change - Final | CDP5 | H2 Domestic Fixed_CQ | 2052 | QLD | CQ | 259.1106 | 259.1106 | 29.498 | Fixed domestic
FZ2165_240531a | Progressive Change - Final | CDP5 | H2 Domestic Flex_CQ | 2025 | QLD | CQ | 11.0579 | 12.7437 | 1.4548 | Flexible domestic
FZ2165_240531a | Progressive Change - Final | CDP5 | H2 Domestic Flex_CQ | 2026 | QLD | CQ | 12.0177 | 13.8598 | 1.5822 | Flexible domestic
FZ2165_240531a | Progressive Change - Final | CDP5 | H2 Domestic Flex_CQ | 2027 | QLD | CQ | 11.7569 | 13.8598 | 1.5822 | Flexible domestic
FZ2165_240531a | Progressive Change - Final | CDP5 | H2 Domestic Flex_CQ | 2028 | QLD | CQ | 10.2983 | 13.8977 | 1.5822 | Flexible domestic
FZ2165_240531a | Progressive Change - Final | CDP5 | H2 Domestic Flex_CQ | 2029 | QLD | CQ | 327.7287 | 379.2661 | 43.2952 | Flexible domestic
FZ2165_240531a | Progressive Change - Final | CDP5 | H2 Domestic Flex_CQ | 2030 | QLD | CQ | 1134.0005 | 1421.7669 | 162.3022 | Flexible domestic
FZ2165_240531a | Progressive Change - Final | CDP5 | H2 Domestic Flex_CQ | 2031 | QLD | CQ | 900.3638 | 1421.7669 | 162.3022 | Flexible domestic
FZ2165_240531a | Progressive Change - Final | CDP5 | H2 Domestic Flex_CQ | 2032 | QLD | CQ | 1081.8578 | 1425.6622 | 162.3022 | Flexible domestic
FZ2165_240531a | Progressive Change - Final | CDP5 | H2 Domestic Flex_CQ | 2033 | QLD | CQ | 1380.0604 | 1536.051 | 175.3483 | Flexible domestic
FZ2165_240531a | Progressive Change - Final | CDP5 | H2 Domestic Flex_CQ | 2034 | QLD | CQ | 1525.5418 | 1696.0553 | 193.6136 | Flexible domestic
FZ2165_240531a | Progressive Change - Final | CDP5 | H2 Domestic Flex_CQ | 2035 | QLD | CQ | 1607.3919 | 2145.2487 | 244.8914 | Flexible domestic
FZ2165_240531a | Progressive Change - Final | CDP5 | H2 Domestic Flex_CQ | 2036 | QLD | CQ | 1587.6047 | 2151.1261 | 244.8914 | Flexible domestic
FZ2165_240531a | Progressive Change - Final | CDP5 | H2 Domestic Flex_CQ | 2037 | QLD | CQ | 1567.6515 | 2145.2487 | 244.8914 | Flexible domestic
FZ2165_240531a | Progressive Change - Final | CDP5 | H2 Domestic Flex_CQ | 2038 | QLD | CQ | 1547.4386 | 2304.1464 | 263.0304 | Flexible domestic
FZ2165_240531a | Progressive Change - Final | CDP5 | H2 Domestic Flex_CQ | 2039 | QLD | CQ | 1531.3744 | 2446.0128 | 279.2252 | Flexible domestic
FZ2165_240531a | Progressive Change - Final | CDP5 | H2 Domestic Flex_CQ | 2040 | QLD | CQ | 1519.6012 | 2452.7142 | 279.2252 | Flexible domestic
FZ2165_240531a | Progressive Change - Final | CDP5 | H2 Domestic Flex_CQ | 2041 | QLD | CQ | 1513.8836 | 2446.0128 | 279.2252 | Flexible domestic
FZ2165_240531a | Progressive Change - Final | CDP5 | H2 Domestic Flex_CQ | 2042 | QLD | CQ | 1531.661 | 2446.0128 | 279.2252 | Flexible domestic
FZ2165_240531a | Progressive Change - Final | CDP5 | H2 Domestic Flex_CQ | 2043 | QLD | CQ | 1551.8681 | 2446.0128 | 279.2252 | Flexible domestic
FZ2165_240531a | Progressive Change - Final | CDP5 | H2 Domestic Flex_CQ | 2044 | QLD | CQ | 1569.722 | 3194.0146 | 363.6173 | Flexible domestic
FZ2165_240531a | Progressive Change - Final | CDP5 | H2 Domestic Flex_CQ | 2045 | QLD | CQ | 1589.3224 | 3185.2878 | 363.6173 | Flexible domestic
FZ2165_240531a | Progressive Change - Final | CDP5 | H2 Domestic Flex_CQ | 2046 | QLD | CQ | 1606.9562 | 3535.2551 | 403.5679 | Flexible domestic
FZ2165_240531a | Progressive Change - Final | CDP5 | H2 Domestic Flex_CQ | 2047 | QLD | CQ | 1623.1005 | 3535.2551 | 403.5679 | Flexible domestic
FZ2165_240531a | Progressive Change - Final | CDP5 | H2 Domestic Flex_CQ | 2048 | QLD | CQ | 1643.5557 | 3544.9408 | 403.5679 | Flexible domestic
FZ2165_240531a | Progressive Change - Final | CDP5 | H2 Domestic Flex_CQ | 2049 | QLD | CQ | 1667.5906 | 4244.6163 | 484.5452 | Flexible domestic
FZ2165_240531a | Progressive Change - Final | CDP5 | H2 Domestic Flex_CQ | 2050 | QLD | CQ | 1667.5906 | 4231.8726 | 483.0905 | Flexible domestic
FZ2165_240531a | Progressive Change - Final | CDP5 | H2 Domestic Flex_CQ | 2051 | QLD | CQ | 1667.5906 | 4462.2009 | 509.3837 | Flexible domestic
FZ2165_240531a | Progressive Change - Final | CDP5 | H2 Domestic Flex_CQ | 2052 | QLD | CQ | 2319.4322 | 5758.0132 | 655.5115 | Flexible domestic
FZ2165_240531a | Progressive Change - Final | CDP5 | H2 Domestic Fixed_SQ | 2025 | QLD | SQ | 0.30474 | 0.30474 | 0.034787 | Fixed domestic
FZ2165_240531a | Progressive Change - Final | CDP5 | H2 Domestic Fixed_SQ | 2026 | QLD | SQ | 0.30474 | 0.30474 | 0.034787 | Fixed domestic
FZ2165_240531a | Progressive Change - Final | CDP5 | H2 Domestic Fixed_SQ | 2027 | QLD | SQ | 0.30474 | 0.30474 | 0.034787 | Fixed domestic
FZ2165_240531a | Progressive Change - Final | CDP5 | H2 Domestic Fixed_SQ | 2028 | QLD | SQ | 0.30557 | 0.30557 | 0.034787 | Fixed domestic
FZ2165_240531a | Progressive Change - Final | CDP5 | H2 Domestic Fixed_SQ | 2029 | QLD | SQ | 6.8926 | 6.8926 | 0.78682 | Fixed domestic
FZ2165_240531a | Progressive Change - Final | CDP5 | H2 Domestic Fixed_SQ | 2030 | QLD | SQ | 29.464 | 29.464 | 3.3635 | Fixed domestic
FZ2165_240531a | Progressive Change - Final | CDP5 | H2 Domestic Fixed_SQ | 2031 | QLD | SQ | 29.464 | 29.464 | 3.3635 | Fixed domestic
FZ2165_240531a | Progressive Change - Final | CDP5 | H2 Domestic Fixed_SQ | 2032 | QLD | SQ | 56.5148 | 56.5148 | 6.4338 | Fixed domestic
FZ2165_240531a | Progressive Change - Final | CDP5 | H2 Domestic Fixed_SQ | 2033 | QLD | SQ | 86.0449 | 86.0449 | 9.8225 | Fixed domestic
FZ2165_240531a | Progressive Change - Final | CDP5 | H2 Domestic Fixed_SQ | 2034 | QLD | SQ | 104.4069 | 104.4069 | 11.9186 | Fixed domestic
FZ2165_240531a | Progressive Change - Final | CDP5 | H2 Domestic Fixed_SQ | 2035 | QLD | SQ | 157.3558 | 157.3558 | 17.963 | Fixed domestic
FZ2165_240531a | Progressive Change - Final | CDP5 | H2 Domestic Fixed_SQ | 2036 | QLD | SQ | 159.8818 | 159.8818 | 18.2015 | Fixed domestic
FZ2165_240531a | Progressive Change - Final | CDP5 | H2 Domestic Fixed_SQ | 2037 | QLD | SQ | 160.7371 | 160.7371 | 18.349 | Fixed domestic
FZ2165_240531a | Progressive Change - Final | CDP5 | H2 Domestic Fixed_SQ | 2038 | QLD | SQ | 160.7371 | 160.7371 | 18.349 | Fixed domestic
FZ2165_240531a | Progressive Change - Final | CDP5 | H2 Domestic Fixed_SQ | 2039 | QLD | SQ | 169.5005 | 169.5005 | 19.3494 | Fixed domestic
FZ2165_240531a | Progressive Change - Final | CDP5 | H2 Domestic Fixed_SQ | 2040 | QLD | SQ | 178.0107 | 178.0107 | 20.2653 | Fixed domestic
FZ2165_240531a | Progressive Change - Final | CDP5 | H2 Domestic Fixed_SQ | 2041 | QLD | SQ | 184.9934 | 184.9934 | 21.118 | Fixed domestic
FZ2165_240531a | Progressive Change - Final | CDP5 | H2 Domestic Fixed_SQ | 2042 | QLD | SQ | 184.9934 | 184.9934 | 21.118 | Fixed domestic
FZ2165_240531a | Progressive Change - Final | CDP5 | H2 Domestic Fixed_SQ | 2043 | QLD | SQ | 184.9934 | 184.9934 | 21.118 | Fixed domestic
FZ2165_240531a | Progressive Change - Final | CDP5 | H2 Domestic Fixed_SQ | 2044 | QLD | SQ | 256.1772 | 256.1772 | 29.1641 | Fixed domestic
FZ2165_240531a | Progressive Change - Final | CDP5 | H2 Domestic Fixed_SQ | 2045 | QLD | SQ | 255.4773 | 255.4773 | 29.1641 | Fixed domestic
FZ2165_240531a | Progressive Change - Final | CDP5 | H2 Domestic Fixed_SQ | 2046 | QLD | SQ | 264.0083 | 264.0083 | 30.1379 | Fixed domestic
FZ2165_240531a | Progressive Change - Final | CDP5 | H2 Domestic Fixed_SQ | 2047 | QLD | SQ | 264.0083 | 264.0083 | 30.1379 | Fixed domestic
FZ2165_240531a | Progressive Change - Final | CDP5 | H2 Domestic Fixed_SQ | 2048 | QLD | SQ | 264.7316 | 264.7316 | 30.1379 | Fixed domestic
FZ2165_240531a | Progressive Change - Final | CDP5 | H2 Domestic Fixed_SQ | 2049 | QLD | SQ | 286.5764 | 286.5764 | 32.7142 | Fixed domestic
FZ2165_240531a | Progressive Change - Final | CDP5 | H2 Domestic Fixed_SQ | 2050 | QLD | SQ | 286.2716 | 286.2716 | 32.6794 | Fixed domestic
FZ2165_240531a | Progressive Change - Final | CDP5 | H2 Domestic Fixed_SQ | 2051 | QLD | SQ | 315.3975 | 315.3975 | 36.0043 | Fixed domestic
FZ2165_240531a | Progressive Change - Final | CDP5 | H2 Domestic Fixed_SQ | 2052 | QLD | SQ | 407.2524 | 407.2524 | 46.363 | Fixed domestic
FZ2165_240531a | Progressive Change - Final | CDP5 | H2 Domestic Flex_SQ | 2025 | QLD | SQ | 5.8761 | 6.7719 | 0.77305 | Flexible domestic
FZ2165_240531a | Progressive Change - Final | CDP5 | H2 Domestic Flex_SQ | 2026 | QLD | SQ | 4.5388 | 6.7719 | 0.77305 | Flexible domestic
FZ2165_240531a | Progressive Change - Final | CDP5 | H2 Domestic Flex_SQ | 2027 | QLD | SQ | 4.4304 | 6.7719 | 0.77305 | Flexible domestic
FZ2165_240531a | Progressive Change - Final | CDP5 | H2 Domestic Flex_SQ | 2028 | QLD | SQ | 5.5281 | 6.7905 | 0.77305 | Flexible domestic
FZ2165_240531a | Progressive Change - Final | CDP5 | H2 Domestic Flex_SQ | 2029 | QLD | SQ | 132.3544 | 153.1679 | 17.4849 | Flexible domestic
FZ2165_240531a | Progressive Change - Final | CDP5 | H2 Domestic Flex_SQ | 2030 | QLD | SQ | 277.6234 | 654.7545 | 74.7437 | Flexible domestic
FZ2165_240531a | Progressive Change - Final | CDP5 | H2 Domestic Flex_SQ | 2031 | QLD | SQ | 533.7942 | 654.7545 | 74.7437 | Flexible domestic
FZ2165_240531a | Progressive Change - Final | CDP5 | H2 Domestic Flex_SQ | 2032 | QLD | SQ | 1111.7142 | 1255.8837 | 142.974 | Flexible domestic
FZ2165_240531a | Progressive Change - Final | CDP5 | H2 Domestic Flex_SQ | 2033 | QLD | SQ | 1717.929 | 1912.1095 | 218.2773 | Flexible domestic
FZ2165_240531a | Progressive Change - Final | CDP5 | H2 Domestic Flex_SQ | 2034 | QLD | SQ | 2086.8953 | 2320.1526 | 264.8576 | Flexible domestic
FZ2165_240531a | Progressive Change - Final | CDP5 | H2 Domestic Flex_SQ | 2035 | QLD | SQ | 2320.777 | 3496.7954 | 399.1776 | Flexible domestic
FZ2165_240531a | Progressive Change - Final | CDP5 | H2 Domestic Flex_SQ | 2036 | QLD | SQ | 2301.9489 | 3552.9295 | 404.4774 | Flexible domestic
FZ2165_240531a | Progressive Change - Final | CDP5 | H2 Domestic Flex_SQ | 2037 | QLD | SQ | 2282.232 | 3571.9357 | 407.7552 | Flexible domestic
FZ2165_240531a | Progressive Change - Final | CDP5 | H2 Domestic Flex_SQ | 2038 | QLD | SQ | 2261.84 | 3571.9357 | 407.7552 | Flexible domestic
FZ2165_240531a | Progressive Change - Final | CDP5 | H2 Domestic Flex_SQ | 2039 | QLD | SQ | 2246.434 | 3766.6783 | 429.9861 | Flexible domestic
FZ2165_240531a | Progressive Change - Final | CDP5 | H2 Domestic Flex_SQ | 2040 | QLD | SQ | 2236.3443 | 3955.7937 | 450.3408 | Flexible domestic
FZ2165_240531a | Progressive Change - Final | CDP5 | H2 Domestic Flex_SQ | 2041 | QLD | SQ | 2233.9511 | 4110.9646 | 469.2882 | Flexible domestic
FZ2165_240531a | Progressive Change - Final | CDP5 | H2 Domestic Flex_SQ | 2042 | QLD | SQ | 2265.7026 | 4110.9646 | 469.2882 | Flexible domestic
FZ2165_240531a | Progressive Change - Final | CDP5 | H2 Domestic Flex_SQ | 2043 | QLD | SQ | 2302.2811 | 4110.9646 | 469.2882 | Flexible domestic
FZ2165_240531a | Progressive Change - Final | CDP5 | H2 Domestic Flex_SQ | 2044 | QLD | SQ | 2336.026 | 5692.8272 | 648.0905 | Flexible domestic
FZ2165_240531a | Progressive Change - Final | CDP5 | H2 Domestic Flex_SQ | 2045 | QLD | SQ | 2372.346 | 5677.2731 | 648.0905 | Flexible domestic
FZ2165_240531a | Progressive Change - Final | CDP5 | H2 Domestic Flex_SQ | 2046 | QLD | SQ | 2405.1384 | 5866.8517 | 669.7319 | Flexible domestic
FZ2165_240531a | Progressive Change - Final | CDP5 | H2 Domestic Flex_SQ | 2047 | QLD | SQ | 2433.1581 | 5866.8517 | 669.7319 | Flexible domestic
FZ2165_240531a | Progressive Change - Final | CDP5 | H2 Domestic Flex_SQ | 2048 | QLD | SQ | 2470.9132 | 5882.9253 | 669.7319 | Flexible domestic
FZ2165_240531a | Progressive Change - Final | CDP5 | H2 Domestic Flex_SQ | 2049 | QLD | SQ | 2507.0472 | 6368.3638 | 726.9822 | Flexible domestic
FZ2165_240531a | Progressive Change - Final | CDP5 | H2 Domestic Flex_SQ | 2050 | QLD | SQ | 2507.0472 | 6361.5919 | 726.2091 | Flexible domestic
FZ2165_240531a | Progressive Change - Final | CDP5 | H2 Domestic Flex_SQ | 2051 | QLD | SQ | 2507.0472 | 7008.8326 | 800.095 | Flexible domestic
FZ2165_240531a | Progressive Change - Final | CDP5 | H2 Domestic Flex_SQ | 2052 | QLD | SQ | 2992.4706 | 9050.0538 | 1030.2885 | Flexible domestic
FZ2165_240531a | Progressive Change - Final | CDP5 | H2 Domestic Fixed_CSA | 2025 | SA | CSA | 0.023265 | 0.023265 | 0.0026558 | Fixed domestic
FZ2165_240531a | Progressive Change - Final | CDP5 | H2 Domestic Fixed_CSA | 2026 | SA | CSA | 0.023265 | 0.023265 | 0.0026558 | Fixed domestic
FZ2165_240531a | Progressive Change - Final | CDP5 | H2 Domestic Fixed_CSA | 2027 | SA | CSA | 0.023265 | 0.023265 | 0.0026558 | Fixed domestic
FZ2165_240531a | Progressive Change - Final | CDP5 | H2 Domestic Fixed_CSA | 2028 | SA | CSA | 0.023329 | 0.023329 | 0.0026558 | Fixed domestic
FZ2165_240531a | Progressive Change - Final | CDP5 | H2 Domestic Fixed_CSA | 2029 | SA | CSA | 0.027259 | 0.027259 | 0.0031118 | Fixed domestic
FZ2165_240531a | Progressive Change - Final | CDP5 | H2 Domestic Fixed_CSA | 2030 | SA | CSA | 0.027259 | 0.027259 | 0.0031118 | Fixed domestic
FZ2165_240531a | Progressive Change - Final | CDP5 | H2 Domestic Fixed_CSA | 2031 | SA | CSA | 0.027259 | 0.027259 | 0.0031118 | Fixed domestic
FZ2165_240531a | Progressive Change - Final | CDP5 | H2 Domestic Fixed_CSA | 2032 | SA | CSA | 0.027334 | 0.027334 | 0.0031118 | Fixed domestic
FZ2165_240531a | Progressive Change - Final | CDP5 | H2 Domestic Fixed_CSA | 2033 | SA | CSA | 0.027259 | 0.027259 | 0.0031118 | Fixed domestic
FZ2165_240531a | Progressive Change - Final | CDP5 | H2 Domestic Fixed_CSA | 2034 | SA | CSA | 0.027259 | 0.027259 | 0.0031118 | Fixed domestic
FZ2165_240531a | Progressive Change - Final | CDP5 | H2 Domestic Fixed_CSA | 2035 | SA | CSA | 0.027862 | 0.027862 | 0.0031806 | Fixed domestic
FZ2165_240531a | Progressive Change - Final | CDP5 | H2 Domestic Fixed_CSA | 2036 | SA | CSA | 0.032939 | 0.032939 | 0.0037499 | Fixed domestic
FZ2165_240531a | Progressive Change - Final | CDP5 | H2 Domestic Fixed_CSA | 2037 | SA | CSA | 0.032849 | 0.032849 | 0.0037499 | Fixed domestic
FZ2165_240531a | Progressive Change - Final | CDP5 | H2 Domestic Fixed_CSA | 2038 | SA | CSA | 0.036308 | 0.036308 | 0.0041448 | Fixed domestic
FZ2165_240531a | Progressive Change - Final | CDP5 | H2 Domestic Fixed_CSA | 2039 | SA | CSA | 0.036308 | 0.036308 | 0.0041448 | Fixed domestic
FZ2165_240531a | Progressive Change - Final | CDP5 | H2 Domestic Fixed_CSA | 2040 | SA | CSA | 0.036408 | 0.036408 | 0.0041448 | Fixed domestic
FZ2165_240531a | Progressive Change - Final | CDP5 | H2 Domestic Fixed_CSA | 2041 | SA | CSA | 0.036308 | 0.036308 | 0.0041448 | Fixed domestic
FZ2165_240531a | Progressive Change - Final | CDP5 | H2 Domestic Fixed_CSA | 2042 | SA | CSA | 0.036308 | 0.036308 | 0.0041448 | Fixed domestic
FZ2165_240531a | Progressive Change - Final | CDP5 | H2 Domestic Fixed_CSA | 2043 | SA | CSA | 11.0969 | 11.0969 | 1.2668 | Fixed domestic
FZ2165_240531a | Progressive Change - Final | CDP5 | H2 Domestic Fixed_CSA | 2044 | SA | CSA | 18.3039 | 18.3039 | 2.0838 | Fixed domestic
FZ2165_240531a | Progressive Change - Final | CDP5 | H2 Domestic Fixed_CSA | 2045 | SA | CSA | 18.2539 | 18.2539 | 2.0838 | Fixed domestic
FZ2165_240531a | Progressive Change - Final | CDP5 | H2 Domestic Fixed_CSA | 2046 | SA | CSA | 25.6896 | 25.6896 | 2.9326 | Fixed domestic
FZ2165_240531a | Progressive Change - Final | CDP5 | H2 Domestic Fixed_CSA | 2047 | SA | CSA | 25.7861 | 25.7861 | 2.9436 | Fixed domestic
FZ2165_240531a | Progressive Change - Final | CDP5 | H2 Domestic Fixed_CSA | 2048 | SA | CSA | 25.8568 | 25.8568 | 2.9436 | Fixed domestic
FZ2165_240531a | Progressive Change - Final | CDP5 | H2 Domestic Fixed_CSA | 2049 | SA | CSA | 31.6891 | 31.6891 | 3.6175 | Fixed domestic
FZ2165_240531a | Progressive Change - Final | CDP5 | H2 Domestic Fixed_CSA | 2050 | SA | CSA | 69.0198 | 69.0198 | 7.879 | Fixed domestic
FZ2165_240531a | Progressive Change - Final | CDP5 | H2 Domestic Fixed_CSA | 2051 | SA | CSA | 69.0198 | 69.0198 | 7.879 | Fixed domestic
FZ2165_240531a | Progressive Change - Final | CDP5 | H2 Domestic Fixed_CSA | 2052 | SA | CSA | 73.6052 | 73.6052 | 8.3795 | Fixed domestic
FZ2165_240531a | Progressive Change - Final | CDP5 | H2 Domestic Flex_CSA | 2025 | SA | CSA | 0 | 0.517 | 0.059018 | Flexible domestic
FZ2165_240531a | Progressive Change - Final | CDP5 | H2 Domestic Flex_CSA | 2026 | SA | CSA | 0 | 0.517 | 0.059018 | Flexible domestic
FZ2165_240531a | Progressive Change - Final | CDP5 | H2 Domestic Flex_CSA | 2027 | SA | CSA | 0 | 0.517 | 0.059018 | Flexible domestic
FZ2165_240531a | Progressive Change - Final | CDP5 | H2 Domestic Flex_CSA | 2028 | SA | CSA | 0 | 0.51842 | 0.059018 | Flexible domestic
FZ2165_240531a | Progressive Change - Final | CDP5 | H2 Domestic Flex_CSA | 2029 | SA | CSA | 0 | 0.60576 | 0.06915 | Flexible domestic
FZ2165_240531a | Progressive Change - Final | CDP5 | H2 Domestic Flex_CSA | 2030 | SA | CSA | 0 | 0.60576 | 0.06915 | Flexible domestic
FZ2165_240531a | Progressive Change - Final | CDP5 | H2 Domestic Flex_CSA | 2031 | SA | CSA | 0 | 0.60576 | 0.06915 | Flexible domestic
FZ2165_240531a | Progressive Change - Final | CDP5 | H2 Domestic Flex_CSA | 2032 | SA | CSA | 0 | 0.60742 | 0.06915 | Flexible domestic
FZ2165_240531a | Progressive Change - Final | CDP5 | H2 Domestic Flex_CSA | 2033 | SA | CSA | 0 | 0.60576 | 0.06915 | Flexible domestic
FZ2165_240531a | Progressive Change - Final | CDP5 | H2 Domestic Flex_CSA | 2034 | SA | CSA | 0 | 0.60576 | 0.06915 | Flexible domestic
FZ2165_240531a | Progressive Change - Final | CDP5 | H2 Domestic Flex_CSA | 2035 | SA | CSA | 0 | 0.61916 | 0.07068 | Flexible domestic
FZ2165_240531a | Progressive Change - Final | CDP5 | H2 Domestic Flex_CSA | 2036 | SA | CSA | 0 | 0.73198 | 0.083331 | Flexible domestic
FZ2165_240531a | Progressive Change - Final | CDP5 | H2 Domestic Flex_CSA | 2037 | SA | CSA | 0 | 0.72998 | 0.083331 | Flexible domestic
FZ2165_240531a | Progressive Change - Final | CDP5 | H2 Domestic Flex_CSA | 2038 | SA | CSA | 0 | 0.80685 | 0.092106 | Flexible domestic
FZ2165_240531a | Progressive Change - Final | CDP5 | H2 Domestic Flex_CSA | 2039 | SA | CSA | 0 | 0.80685 | 0.092106 | Flexible domestic
FZ2165_240531a | Progressive Change - Final | CDP5 | H2 Domestic Flex_CSA | 2040 | SA | CSA | 0 | 0.80906 | 0.092106 | Flexible domestic
FZ2165_240531a | Progressive Change - Final | CDP5 | H2 Domestic Flex_CSA | 2041 | SA | CSA | 0 | 0.80685 | 0.092106 | Flexible domestic
FZ2165_240531a | Progressive Change - Final | CDP5 | H2 Domestic Flex_CSA | 2042 | SA | CSA | 0 | 0.80685 | 0.092106 | Flexible domestic
FZ2165_240531a | Progressive Change - Final | CDP5 | H2 Domestic Flex_CSA | 2043 | SA | CSA | 161.764 | 246.5984 | 28.1505 | Flexible domestic
FZ2165_240531a | Progressive Change - Final | CDP5 | H2 Domestic Flex_CSA | 2044 | SA | CSA | 166.0568 | 406.7536 | 46.3062 | Flexible domestic
FZ2165_240531a | Progressive Change - Final | CDP5 | H2 Domestic Flex_CSA | 2045 | SA | CSA | 166.0758 | 405.6423 | 46.3062 | Flexible domestic
FZ2165_240531a | Progressive Change - Final | CDP5 | H2 Domestic Flex_CSA | 2046 | SA | CSA | 233.5625 | 570.8795 | 65.1689 | Flexible domestic
FZ2165_240531a | Progressive Change - Final | CDP5 | H2 Domestic Flex_CSA | 2047 | SA | CSA | 234.2914 | 573.0248 | 65.4138 | Flexible domestic
FZ2165_240531a | Progressive Change - Final | CDP5 | H2 Domestic Flex_CSA | 2048 | SA | CSA | 233.744 | 574.5947 | 65.4138 | Flexible domestic
FZ2165_240531a | Progressive Change - Final | CDP5 | H2 Domestic Flex_CSA | 2049 | SA | CSA | 343.4483 | 704.203 | 80.3885 | Flexible domestic
FZ2165_240531a | Progressive Change - Final | CDP5 | H2 Domestic Flex_CSA | 2050 | SA | CSA | 618.0921 | 1533.774 | 175.0884 | Flexible domestic
FZ2165_240531a | Progressive Change - Final | CDP5 | H2 Domestic Flex_CSA | 2051 | SA | CSA | 620.1975 | 1533.774 | 175.0884 | Flexible domestic
FZ2165_240531a | Progressive Change - Final | CDP5 | H2 Domestic Flex_CSA | 2052 | SA | CSA | 620.6331 | 1635.6711 | 186.2103 | Flexible domestic
FZ2165_240531a | Progressive Change - Final | CDP5 | Whyalla H2 load_fixed | 2025 | SA | CSA | 0 | 0 | 0 | Fixed domestic
FZ2165_240531a | Progressive Change - Final | CDP5 | Whyalla H2 load_fixed | 2026 | SA | CSA | 24.6375 | 24.6375 | 2.8125 | Fixed domestic
FZ2165_240531a | Progressive Change - Final | CDP5 | Whyalla H2 load_fixed | 2027 | SA | CSA | 73.9125 | 73.9125 | 8.4375 | Fixed domestic
FZ2165_240531a | Progressive Change - Final | CDP5 | Whyalla H2 load_fixed | 2028 | SA | CSA | 98.82 | 98.82 | 11.25 | Fixed domestic
FZ2165_240531a | Progressive Change - Final | CDP5 | Whyalla H2 load_fixed | 2029 | SA | CSA | 98.55 | 98.55 | 11.25 | Fixed domestic
FZ2165_240531a | Progressive Change - Final | CDP5 | Whyalla H2 load_fixed | 2030 | SA | CSA | 98.55 | 98.55 | 11.25 | Fixed domestic
FZ2165_240531a | Progressive Change - Final | CDP5 | Whyalla H2 load_fixed | 2031 | SA | CSA | 98.55 | 98.55 | 11.25 | Fixed domestic
FZ2165_240531a | Progressive Change - Final | CDP5 | Whyalla H2 load_fixed | 2032 | SA | CSA | 98.82 | 98.82 | 11.25 | Fixed domestic
FZ2165_240531a | Progressive Change - Final | CDP5 | Whyalla H2 load_fixed | 2033 | SA | CSA | 98.55 | 98.55 | 11.25 | Fixed domestic
FZ2165_240531a | Progressive Change - Final | CDP5 | Whyalla H2 load_fixed | 2034 | SA | CSA | 98.55 | 98.55 | 11.25 | Fixed domestic
FZ2165_240531a | Progressive Change - Final | CDP5 | Whyalla H2 load_fixed | 2035 | SA | CSA | 98.55 | 98.55 | 11.25 | Fixed domestic
FZ2165_240531a | Progressive Change - Final | CDP5 | Whyalla H2 load_fixed | 2036 | SA | CSA | 98.82 | 98.82 | 11.25 | Fixed domestic
FZ2165_240531a | Progressive Change - Final | CDP5 | Whyalla H2 load_fixed | 2037 | SA | CSA | 98.55 | 98.55 | 11.25 | Fixed domestic
FZ2165_240531a | Progressive Change - Final | CDP5 | Whyalla H2 load_fixed | 2038 | SA | CSA | 98.55 | 98.55 | 11.25 | Fixed domestic
FZ2165_240531a | Progressive Change - Final | CDP5 | Whyalla H2 load_fixed | 2039 | SA | CSA | 98.55 | 98.55 | 11.25 | Fixed domestic
FZ2165_240531a | Progressive Change - Final | CDP5 | Whyalla H2 load_fixed | 2040 | SA | CSA | 98.82 | 98.82 | 11.25 | Fixed domestic
FZ2165_240531a | Progressive Change - Final | CDP5 | Whyalla H2 load_fixed | 2041 | SA | CSA | 98.55 | 98.55 | 11.25 | Fixed domestic
FZ2165_240531a | Progressive Change - Final | CDP5 | Whyalla H2 load_fixed | 2042 | SA | CSA | 98.55 | 98.55 | 11.25 | Fixed domestic
FZ2165_240531a | Progressive Change - Final | CDP5 | Whyalla H2 load_fixed | 2043 | SA | CSA | 98.55 | 98.55 | 11.25 | Fixed domestic
FZ2165_240531a | Progressive Change - Final | CDP5 | Whyalla H2 load_fixed | 2044 | SA | CSA | 98.82 | 98.82 | 11.25 | Fixed domestic
FZ2165_240531a | Progressive Change - Final | CDP5 | Whyalla H2 load_fixed | 2045 | SA | CSA | 98.55 | 98.55 | 11.25 | Fixed domestic
FZ2165_240531a | Progressive Change - Final | CDP5 | Whyalla H2 load_fixed | 2046 | SA | CSA | 98.55 | 98.55 | 11.25 | Fixed domestic
FZ2165_240531a | Progressive Change - Final | CDP5 | Whyalla H2 load_fixed | 2047 | SA | CSA | 98.55 | 98.55 | 11.25 | Fixed domestic
FZ2165_240531a | Progressive Change - Final | CDP5 | Whyalla H2 load_fixed | 2048 | SA | CSA | 98.82 | 98.82 | 11.25 | Fixed domestic
FZ2165_240531a | Progressive Change - Final | CDP5 | Whyalla H2 load_fixed | 2049 | SA | CSA | 98.55 | 98.55 | 11.25 | Fixed domestic
FZ2165_240531a | Progressive Change - Final | CDP5 | Whyalla H2 load_fixed | 2050 | SA | CSA | 98.55 | 98.55 | 11.25 | Fixed domestic
FZ2165_240531a | Progressive Change - Final | CDP5 | Whyalla H2 load_fixed | 2051 | SA | CSA | 98.55 | 98.55 | 11.25 | Fixed domestic
FZ2165_240531a | Progressive Change - Final | CDP5 | Whyalla H2 load_fixed | 2052 | SA | CSA | 98.82 | 98.82 | 11.25 | Fixed domestic
FZ2165_240531a | Progressive Change - Final | CDP5 | Whyalla H2 load_flex | 2025 | SA | CSA | 0 | 0 | 0 | Flexible domestic
FZ2165_240531a | Progressive Change - Final | CDP5 | Whyalla H2 load_flex | 2026 | SA | CSA | 344.5504 | 547.5 | 62.5 | Flexible domestic
FZ2165_240531a | Progressive Change - Final | CDP5 | Whyalla H2 load_flex | 2027 | SA | CSA | 1027.5222 | 1642.5 | 187.5 | Flexible domestic
FZ2165_240531a | Progressive Change - Final | CDP5 | Whyalla H2 load_flex | 2028 | SA | CSA | 1369.3318 | 2196 | 250 | Flexible domestic
FZ2165_240531a | Progressive Change - Final | CDP5 | Whyalla H2 load_flex | 2029 | SA | CSA | 1381.7932 | 2190 | 250 | Flexible domestic
FZ2165_240531a | Progressive Change - Final | CDP5 | Whyalla H2 load_flex | 2030 | SA | CSA | 1380.6196 | 2190 | 250 | Flexible domestic
FZ2165_240531a | Progressive Change - Final | CDP5 | Whyalla H2 load_flex | 2031 | SA | CSA | 1379.039 | 2190 | 250 | Flexible domestic
FZ2165_240531a | Progressive Change - Final | CDP5 | Whyalla H2 load_flex | 2032 | SA | CSA | 1304.129 | 2196 | 250 | Flexible domestic
FZ2165_240531a | Progressive Change - Final | CDP5 | Whyalla H2 load_flex | 2033 | SA | CSA | 1295.4086 | 2190 | 250 | Flexible domestic
FZ2165_240531a | Progressive Change - Final | CDP5 | Whyalla H2 load_flex | 2034 | SA | CSA | 1295.8946 | 2190 | 250 | Flexible domestic
FZ2165_240531a | Progressive Change - Final | CDP5 | Whyalla H2 load_flex | 2035 | SA | CSA | 1296.1512 | 2190 | 250 | Flexible domestic
FZ2165_240531a | Progressive Change - Final | CDP5 | Whyalla H2 load_flex | 2036 | SA | CSA | 1296.4087 | 2196 | 250 | Flexible domestic
FZ2165_240531a | Progressive Change - Final | CDP5 | Whyalla H2 load_flex | 2037 | SA | CSA | 1298.9976 | 2190 | 250 | Flexible domestic
FZ2165_240531a | Progressive Change - Final | CDP5 | Whyalla H2 load_flex | 2038 | SA | CSA | 1298.9976 | 2190 | 250 | Flexible domestic
FZ2165_240531a | Progressive Change - Final | CDP5 | Whyalla H2 load_flex | 2039 | SA | CSA | 1298.9976 | 2190 | 250 | Flexible domestic
FZ2165_240531a | Progressive Change - Final | CDP5 | Whyalla H2 load_flex | 2040 | SA | CSA | 1298.9976 | 2196 | 250 | Flexible domestic
FZ2165_240531a | Progressive Change - Final | CDP5 | Whyalla H2 load_flex | 2041 | SA | CSA | 1298.9976 | 2190 | 250 | Flexible domestic
FZ2165_240531a | Progressive Change - Final | CDP5 | Whyalla H2 load_flex | 2042 | SA | CSA | 1298.9976 | 2190 | 250 | Flexible domestic
FZ2165_240531a | Progressive Change - Final | CDP5 | Whyalla H2 load_flex | 2043 | SA | CSA | 1298.9976 | 2190 | 250 | Flexible domestic
FZ2165_240531a | Progressive Change - Final | CDP5 | Whyalla H2 load_flex | 2044 | SA | CSA | 1298.9976 | 2196 | 250 | Flexible domestic
FZ2165_240531a | Progressive Change - Final | CDP5 | Whyalla H2 load_flex | 2045 | SA | CSA | 1298.9976 | 2190 | 250 | Flexible domestic
FZ2165_240531a | Progressive Change - Final | CDP5 | Whyalla H2 load_flex | 2046 | SA | CSA | 1298.9976 | 2190 | 250 | Flexible domestic
FZ2165_240531a | Progressive Change - Final | CDP5 | Whyalla H2 load_flex | 2047 | SA | CSA | 1298.9976 | 2190 | 250 | Flexible domestic
FZ2165_240531a | Progressive Change - Final | CDP5 | Whyalla H2 load_flex | 2048 | SA | CSA | 1298.9976 | 2196 | 250 | Flexible domestic
FZ2165_240531a | Progressive Change - Final | CDP5 | Whyalla H2 load_flex | 2049 | SA | CSA | 1298.9976 | 2190 | 250 | Flexible domestic
FZ2165_240531a | Progressive Change - Final | CDP5 | Whyalla H2 load_flex | 2050 | SA | CSA | 1298.9976 | 2190 | 250 | Flexible domestic
FZ2165_240531a | Progressive Change - Final | CDP5 | Whyalla H2 load_flex | 2051 | SA | CSA | 1298.9976 | 2190 | 250 | Flexible domestic
FZ2165_240531a | Progressive Change - Final | CDP5 | Whyalla H2 load_flex | 2052 | SA | CSA | 1298.9976 | 2196 | 250 | Flexible domestic
FZ2165_240531a | Progressive Change - Final | CDP5 | H2 Domestic Fixed_SESA | 2025 | SA | SESA | 0.061378 | 0.061378 | 0.0070066 | Fixed domestic
FZ2165_240531a | Progressive Change - Final | CDP5 | H2 Domestic Fixed_SESA | 2026 | SA | SESA | 2.6667 | 2.6667 | 0.30441 | Fixed domestic
FZ2165_240531a | Progressive Change - Final | CDP5 | H2 Domestic Fixed_SESA | 2027 | SA | SESA | 7.7174 | 7.7174 | 0.88098 | Fixed domestic
FZ2165_240531a | Progressive Change - Final | CDP5 | H2 Domestic Fixed_SESA | 2028 | SA | SESA | 9.8546 | 9.8546 | 1.1219 | Fixed domestic
FZ2165_240531a | Progressive Change - Final | CDP5 | H2 Domestic Fixed_SESA | 2029 | SA | SESA | 10.7301 | 10.7301 | 1.2249 | Fixed domestic
FZ2165_240531a | Progressive Change - Final | CDP5 | H2 Domestic Fixed_SESA | 2030 | SA | SESA | 10.7301 | 10.7301 | 1.2249 | Fixed domestic
FZ2165_240531a | Progressive Change - Final | CDP5 | H2 Domestic Fixed_SESA | 2031 | SA | SESA | 10.7301 | 10.7301 | 1.2249 | Fixed domestic
FZ2165_240531a | Progressive Change - Final | CDP5 | H2 Domestic Fixed_SESA | 2032 | SA | SESA | 10.7595 | 10.7595 | 1.2249 | Fixed domestic
FZ2165_240531a | Progressive Change - Final | CDP5 | H2 Domestic Fixed_SESA | 2033 | SA | SESA | 13.2571 | 13.2571 | 1.5134 | Fixed domestic
FZ2165_240531a | Progressive Change - Final | CDP5 | H2 Domestic Fixed_SESA | 2034 | SA | SESA | 13.952 | 13.952 | 1.5927 | Fixed domestic
FZ2165_240531a | Progressive Change - Final | CDP5 | H2 Domestic Fixed_SESA | 2035 | SA | SESA | 15.1552 | 15.1552 | 1.73 | Fixed domestic
FZ2165_240531a | Progressive Change - Final | CDP5 | H2 Domestic Fixed_SESA | 2036 | SA | SESA | 16.268 | 16.268 | 1.852 | Fixed domestic
FZ2165_240531a | Progressive Change - Final | CDP5 | H2 Domestic Fixed_SESA | 2037 | SA | SESA | 16.2235 | 16.2235 | 1.852 | Fixed domestic
FZ2165_240531a | Progressive Change - Final | CDP5 | H2 Domestic Fixed_SESA | 2038 | SA | SESA | 18.4317 | 18.4317 | 2.1041 | Fixed domestic
FZ2165_240531a | Progressive Change - Final | CDP5 | H2 Domestic Fixed_SESA | 2039 | SA | SESA | 18.4317 | 18.4317 | 2.1041 | Fixed domestic
FZ2165_240531a | Progressive Change - Final | CDP5 | H2 Domestic Fixed_SESA | 2040 | SA | SESA | 18.4822 | 18.4822 | 2.1041 | Fixed domestic
FZ2165_240531a | Progressive Change - Final | CDP5 | H2 Domestic Fixed_SESA | 2041 | SA | SESA | 18.4317 | 18.4317 | 2.1041 | Fixed domestic
FZ2165_240531a | Progressive Change - Final | CDP5 | H2 Domestic Fixed_SESA | 2042 | SA | SESA | 18.4317 | 18.4317 | 2.1041 | Fixed domestic
FZ2165_240531a | Progressive Change - Final | CDP5 | H2 Domestic Fixed_SESA | 2043 | SA | SESA | 18.4317 | 18.4317 | 2.1041 | Fixed domestic
FZ2165_240531a | Progressive Change - Final | CDP5 | H2 Domestic Fixed_SESA | 2044 | SA | SESA | 24.5855 | 24.5855 | 2.7989 | Fixed domestic
FZ2165_240531a | Progressive Change - Final | CDP5 | H2 Domestic Fixed_SESA | 2045 | SA | SESA | 24.5183 | 24.5183 | 2.7989 | Fixed domestic
FZ2165_240531a | Progressive Change - Final | CDP5 | H2 Domestic Fixed_SESA | 2046 | SA | SESA | 24.5183 | 24.5183 | 2.7989 | Fixed domestic
FZ2165_240531a | Progressive Change - Final | CDP5 | H2 Domestic Fixed_SESA | 2047 | SA | SESA | 24.5183 | 24.5183 | 2.7989 | Fixed domestic
FZ2165_240531a | Progressive Change - Final | CDP5 | H2 Domestic Fixed_SESA | 2048 | SA | SESA | 24.5855 | 24.5855 | 2.7989 | Fixed domestic
FZ2165_240531a | Progressive Change - Final | CDP5 | H2 Domestic Fixed_SESA | 2049 | SA | SESA | 24.5183 | 24.5183 | 2.7989 | Fixed domestic
FZ2165_240531a | Progressive Change - Final | CDP5 | H2 Domestic Fixed_SESA | 2050 | SA | SESA | 38.2178 | 38.2178 | 4.3628 | Fixed domestic
FZ2165_240531a | Progressive Change - Final | CDP5 | H2 Domestic Fixed_SESA | 2051 | SA | SESA | 35.6125 | 35.6125 | 4.0654 | Fixed domestic
FZ2165_240531a | Progressive Change - Final | CDP5 | H2 Domestic Fixed_SESA | 2052 | SA | SESA | 38.3844 | 38.3844 | 4.3698 | Fixed domestic
FZ2165_240531a | Progressive Change - Final | CDP5 | H2 Domestic Flex_SESA | 2025 | SA | SESA | 1.1835 | 1.3639 | 0.1557 | Flexible domestic
FZ2165_240531a | Progressive Change - Final | CDP5 | H2 Domestic Flex_SESA | 2026 | SA | SESA | 51.3833 | 59.2594 | 6.7648 | Flexible domestic
FZ2165_240531a | Progressive Change - Final | CDP5 | H2 Domestic Flex_SESA | 2027 | SA | SESA | 146.4943 | 171.497 | 19.5773 | Flexible domestic
FZ2165_240531a | Progressive Change - Final | CDP5 | H2 Domestic Flex_SESA | 2028 | SA | SESA | 188.8144 | 218.9911 | 24.9307 | Flexible domestic
FZ2165_240531a | Progressive Change - Final | CDP5 | H2 Domestic Flex_SESA | 2029 | SA | SESA | 169.2015 | 238.4458 | 27.2198 | Flexible domestic
FZ2165_240531a | Progressive Change - Final | CDP5 | H2 Domestic Flex_SESA | 2030 | SA | SESA | 148.0694 | 238.4458 | 27.2198 | Flexible domestic
FZ2165_240531a | Progressive Change - Final | CDP5 | H2 Domestic Flex_SESA | 2031 | SA | SESA | 146.0958 | 238.4458 | 27.2198 | Flexible domestic
FZ2165_240531a | Progressive Change - Final | CDP5 | H2 Domestic Flex_SESA | 2032 | SA | SESA | 167.3429 | 239.0991 | 27.2198 | Flexible domestic
FZ2165_240531a | Progressive Change - Final | CDP5 | H2 Domestic Flex_SESA | 2033 | SA | SESA | 199.5319 | 294.6023 | 33.6304 | Flexible domestic
FZ2165_240531a | Progressive Change - Final | CDP5 | H2 Domestic Flex_SESA | 2034 | SA | SESA | 206.0828 | 310.0448 | 35.3932 | Flexible domestic
FZ2165_240531a | Progressive Change - Final | CDP5 | H2 Domestic Flex_SESA | 2035 | SA | SESA | 201.66 | 336.7813 | 38.4454 | Flexible domestic
FZ2165_240531a | Progressive Change - Final | CDP5 | H2 Domestic Flex_SESA | 2036 | SA | SESA | 197.2612 | 361.511 | 41.1556 | Flexible domestic
FZ2165_240531a | Progressive Change - Final | CDP5 | H2 Domestic Flex_SESA | 2037 | SA | SESA | 192.9695 | 360.5233 | 41.1556 | Flexible domestic
FZ2165_240531a | Progressive Change - Final | CDP5 | H2 Domestic Flex_SESA | 2038 | SA | SESA | 188.9449 | 409.594 | 46.7573 | Flexible domestic
FZ2165_240531a | Progressive Change - Final | CDP5 | H2 Domestic Flex_SESA | 2039 | SA | SESA | 184.9592 | 409.594 | 46.7573 | Flexible domestic
FZ2165_240531a | Progressive Change - Final | CDP5 | H2 Domestic Flex_SESA | 2040 | SA | SESA | 181.0498 | 410.7162 | 46.7573 | Flexible domestic
FZ2165_240531a | Progressive Change - Final | CDP5 | H2 Domestic Flex_SESA | 2041 | SA | SESA | 179.2508 | 409.594 | 46.7573 | Flexible domestic
FZ2165_240531a | Progressive Change - Final | CDP5 | H2 Domestic Flex_SESA | 2042 | SA | SESA | 179.4237 | 409.594 | 46.7573 | Flexible domestic
FZ2165_240531a | Progressive Change - Final | CDP5 | H2 Domestic Flex_SESA | 2043 | SA | SESA | 222.1558 | 409.594 | 46.7573 | Flexible domestic
FZ2165_240531a | Progressive Change - Final | CDP5 | H2 Domestic Flex_SESA | 2044 | SA | SESA | 223.2297 | 546.3436 | 62.1976 | Flexible domestic
FZ2165_240531a | Progressive Change - Final | CDP5 | H2 Domestic Flex_SESA | 2045 | SA | SESA | 224.4286 | 544.8509 | 62.1976 | Flexible domestic
FZ2165_240531a | Progressive Change - Final | CDP5 | H2 Domestic Flex_SESA | 2046 | SA | SESA | 238.1929 | 544.8509 | 62.1976 | Flexible domestic
FZ2165_240531a | Progressive Change - Final | CDP5 | H2 Domestic Flex_SESA | 2047 | SA | SESA | 237.464 | 544.8509 | 62.1976 | Flexible domestic
FZ2165_240531a | Progressive Change - Final | CDP5 | H2 Domestic Flex_SESA | 2048 | SA | SESA | 238.0114 | 546.3436 | 62.1976 | Flexible domestic
FZ2165_240531a | Progressive Change - Final | CDP5 | H2 Domestic Flex_SESA | 2049 | SA | SESA | 262.6572 | 544.8509 | 62.1976 | Flexible domestic
FZ2165_240531a | Progressive Change - Final | CDP5 | H2 Domestic Flex_SESA | 2050 | SA | SESA | 320.6611 | 849.2843 | 96.9503 | Flexible domestic
FZ2165_240531a | Progressive Change - Final | CDP5 | H2 Domestic Flex_SESA | 2051 | SA | SESA | 321.0201 | 791.3889 | 90.3412 | Flexible domestic
FZ2165_240531a | Progressive Change - Final | CDP5 | H2 Domestic Flex_SESA | 2052 | SA | SESA | 320.5845 | 852.9872 | 97.1069 | Flexible domestic
FZ2165_240531a | Progressive Change - Final | CDP5 | H2 Domestic Fixed_TAS | 2025 | TAS | TAS | 0 | 0 | 0 | Fixed domestic
FZ2165_240531a | Progressive Change - Final | CDP5 | H2 Domestic Fixed_TAS | 2026 | TAS | TAS | 0 | 0 | 0 | Fixed domestic
FZ2165_240531a | Progressive Change - Final | CDP5 | H2 Domestic Fixed_TAS | 2027 | TAS | TAS | 0 | 0 | 0 | Fixed domestic
FZ2165_240531a | Progressive Change - Final | CDP5 | H2 Domestic Fixed_TAS | 2028 | TAS | TAS | 0 | 0 | 0 | Fixed domestic
FZ2165_240531a | Progressive Change - Final | CDP5 | H2 Domestic Fixed_TAS | 2029 | TAS | TAS | 0.30059 | 0.30059 | 0.034314 | Fixed domestic
FZ2165_240531a | Progressive Change - Final | CDP5 | H2 Domestic Fixed_TAS | 2030 | TAS | TAS | 1.2354 | 1.2354 | 0.14103 | Fixed domestic
FZ2165_240531a | Progressive Change - Final | CDP5 | H2 Domestic Fixed_TAS | 2031 | TAS | TAS | 2.5762 | 2.5762 | 0.29408 | Fixed domestic
FZ2165_240531a | Progressive Change - Final | CDP5 | H2 Domestic Fixed_TAS | 2032 | TAS | TAS | 3.3595 | 3.3595 | 0.38245 | Fixed domestic
FZ2165_240531a | Progressive Change - Final | CDP5 | H2 Domestic Fixed_TAS | 2033 | TAS | TAS | 4.7729 | 4.7729 | 0.54485 | Fixed domestic
FZ2165_240531a | Progressive Change - Final | CDP5 | H2 Domestic Fixed_TAS | 2034 | TAS | TAS | 4.7729 | 4.7729 | 0.54485 | Fixed domestic
FZ2165_240531a | Progressive Change - Final | CDP5 | H2 Domestic Fixed_TAS | 2035 | TAS | TAS | 4.9175 | 4.9175 | 0.56136 | Fixed domestic
FZ2165_240531a | Progressive Change - Final | CDP5 | H2 Domestic Fixed_TAS | 2036 | TAS | TAS | 5.8898 | 5.8898 | 0.67051 | Fixed domestic
FZ2165_240531a | Progressive Change - Final | CDP5 | H2 Domestic Fixed_TAS | 2037 | TAS | TAS | 5.8737 | 5.8737 | 0.67051 | Fixed domestic
FZ2165_240531a | Progressive Change - Final | CDP5 | H2 Domestic Fixed_TAS | 2038 | TAS | TAS | 9.7586 | 9.7586 | 1.114 | Fixed domestic
FZ2165_240531a | Progressive Change - Final | CDP5 | H2 Domestic Fixed_TAS | 2039 | TAS | TAS | 9.7586 | 9.7586 | 1.114 | Fixed domestic
FZ2165_240531a | Progressive Change - Final | CDP5 | H2 Domestic Fixed_TAS | 2040 | TAS | TAS | 9.7853 | 9.7853 | 1.114 | Fixed domestic
FZ2165_240531a | Progressive Change - Final | CDP5 | H2 Domestic Fixed_TAS | 2041 | TAS | TAS | 14.0639 | 14.0639 | 1.6055 | Fixed domestic
FZ2165_240531a | Progressive Change - Final | CDP5 | H2 Domestic Fixed_TAS | 2042 | TAS | TAS | 14.0639 | 14.0639 | 1.6055 | Fixed domestic
FZ2165_240531a | Progressive Change - Final | CDP5 | H2 Domestic Fixed_TAS | 2043 | TAS | TAS | 14.0639 | 14.0639 | 1.6055 | Fixed domestic
FZ2165_240531a | Progressive Change - Final | CDP5 | H2 Domestic Fixed_TAS | 2044 | TAS | TAS | 14.1025 | 14.1025 | 1.6055 | Fixed domestic
FZ2165_240531a | Progressive Change - Final | CDP5 | H2 Domestic Fixed_TAS | 2045 | TAS | TAS | 14.0639 | 14.0639 | 1.6055 | Fixed domestic
FZ2165_240531a | Progressive Change - Final | CDP5 | H2 Domestic Fixed_TAS | 2046 | TAS | TAS | 14.0639 | 14.0639 | 1.6055 | Fixed domestic
FZ2165_240531a | Progressive Change - Final | CDP5 | H2 Domestic Fixed_TAS | 2047 | TAS | TAS | 15.9975 | 15.9975 | 1.8262 | Fixed domestic
FZ2165_240531a | Progressive Change - Final | CDP5 | H2 Domestic Fixed_TAS | 2048 | TAS | TAS | 16.0413 | 16.0413 | 1.8262 | Fixed domestic
FZ2165_240531a | Progressive Change - Final | CDP5 | H2 Domestic Fixed_TAS | 2049 | TAS | TAS | 15.9975 | 15.9975 | 1.8262 | Fixed domestic
FZ2165_240531a | Progressive Change - Final | CDP5 | H2 Domestic Fixed_TAS | 2050 | TAS | TAS | 16.1036 | 16.1036 | 1.8383 | Fixed domestic
FZ2165_240531a | Progressive Change - Final | CDP5 | H2 Domestic Fixed_TAS | 2051 | TAS | TAS | 16.1036 | 16.1036 | 1.8383 | Fixed domestic
FZ2165_240531a | Progressive Change - Final | CDP5 | H2 Domestic Fixed_TAS | 2052 | TAS | TAS | 16.1788 | 16.1788 | 1.8419 | Fixed domestic
FZ2165_240531a | Progressive Change - Final | CDP5 | H2 Domestic Flex_TAS | 2025 | TAS | TAS | 0 | 0 | 0 | Flexible domestic
FZ2165_240531a | Progressive Change - Final | CDP5 | H2 Domestic Flex_TAS | 2026 | TAS | TAS | 0 | 0 | 0 | Flexible domestic
FZ2165_240531a | Progressive Change - Final | CDP5 | H2 Domestic Flex_TAS | 2027 | TAS | TAS | 0 | 0 | 0 | Flexible domestic
FZ2165_240531a | Progressive Change - Final | CDP5 | H2 Domestic Flex_TAS | 2028 | TAS | TAS | 0 | 0 | 0 | Flexible domestic
FZ2165_240531a | Progressive Change - Final | CDP5 | H2 Domestic Flex_TAS | 2029 | TAS | TAS | 5.7721 | 6.6798 | 0.76253 | Flexible domestic
FZ2165_240531a | Progressive Change - Final | CDP5 | H2 Domestic Flex_TAS | 2030 | TAS | TAS | 24.2692 | 27.4534 | 3.134 | Flexible domestic
FZ2165_240531a | Progressive Change - Final | CDP5 | H2 Domestic Flex_TAS | 2031 | TAS | TAS | 50.4074 | 57.2484 | 6.5352 | Flexible domestic
FZ2165_240531a | Progressive Change - Final | CDP5 | H2 Domestic Flex_TAS | 2032 | TAS | TAS | 66.0847 | 74.6547 | 8.4989 | Flexible domestic
FZ2165_240531a | Progressive Change - Final | CDP5 | H2 Domestic Flex_TAS | 2033 | TAS | TAS | 95.2936 | 106.0648 | 12.1079 | Flexible domestic
FZ2165_240531a | Progressive Change - Final | CDP5 | H2 Domestic Flex_TAS | 2034 | TAS | TAS | 93.8191 | 106.0648 | 12.1079 | Flexible domestic
FZ2165_240531a | Progressive Change - Final | CDP5 | H2 Domestic Flex_TAS | 2035 | TAS | TAS | 98.1518 | 109.2787 | 12.4747 | Flexible domestic
FZ2165_240531a | Progressive Change - Final | CDP5 | H2 Domestic Flex_TAS | 2036 | TAS | TAS | 99.4811 | 130.8837 | 14.9002 | Flexible domestic
FZ2165_240531a | Progressive Change - Final | CDP5 | H2 Domestic Flex_TAS | 2037 | TAS | TAS | 97.2629 | 130.5261 | 14.9002 | Flexible domestic
FZ2165_240531a | Progressive Change - Final | CDP5 | H2 Domestic Flex_TAS | 2038 | TAS | TAS | 174.1542 | 216.8567 | 24.7553 | Flexible domestic
FZ2165_240531a | Progressive Change - Final | CDP5 | H2 Domestic Flex_TAS | 2039 | TAS | TAS | 170.2738 | 216.8567 | 24.7553 | Flexible domestic
FZ2165_240531a | Progressive Change - Final | CDP5 | H2 Domestic Flex_TAS | 2040 | TAS | TAS | 167.28 | 217.4508 | 24.7553 | Flexible domestic
FZ2165_240531a | Progressive Change - Final | CDP5 | H2 Domestic Flex_TAS | 2041 | TAS | TAS | 165.4189 | 312.5319 | 35.6772 | Flexible domestic
FZ2165_240531a | Progressive Change - Final | CDP5 | H2 Domestic Flex_TAS | 2042 | TAS | TAS | 169.1686 | 312.5319 | 35.6772 | Flexible domestic
FZ2165_240531a | Progressive Change - Final | CDP5 | H2 Domestic Flex_TAS | 2043 | TAS | TAS | 170.1358 | 312.5319 | 35.6772 | Flexible domestic
FZ2165_240531a | Progressive Change - Final | CDP5 | H2 Domestic Flex_TAS | 2044 | TAS | TAS | 173.9124 | 313.3881 | 35.6772 | Flexible domestic
FZ2165_240531a | Progressive Change - Final | CDP5 | H2 Domestic Flex_TAS | 2045 | TAS | TAS | 175.0212 | 312.5319 | 35.6772 | Flexible domestic
FZ2165_240531a | Progressive Change - Final | CDP5 | H2 Domestic Flex_TAS | 2046 | TAS | TAS | 175.0212 | 312.5319 | 35.6772 | Flexible domestic
FZ2165_240531a | Progressive Change - Final | CDP5 | H2 Domestic Flex_TAS | 2047 | TAS | TAS | 175.0212 | 355.5001 | 40.5822 | Flexible domestic
FZ2165_240531a | Progressive Change - Final | CDP5 | H2 Domestic Flex_TAS | 2048 | TAS | TAS | 175.0212 | 356.4741 | 40.5822 | Flexible domestic
FZ2165_240531a | Progressive Change - Final | CDP5 | H2 Domestic Flex_TAS | 2049 | TAS | TAS | 175.0212 | 355.5001 | 40.5822 | Flexible domestic
FZ2165_240531a | Progressive Change - Final | CDP5 | H2 Domestic Flex_TAS | 2050 | TAS | TAS | 175.0212 | 357.8573 | 40.8513 | Flexible domestic
FZ2165_240531a | Progressive Change - Final | CDP5 | H2 Domestic Flex_TAS | 2051 | TAS | TAS | 175.0212 | 357.8573 | 40.8513 | Flexible domestic
FZ2165_240531a | Progressive Change - Final | CDP5 | H2 Domestic Flex_TAS | 2052 | TAS | TAS | 175.0212 | 359.53 | 40.9301 | Flexible domestic
FZ2165_240531a | Progressive Change - Final | CDP5 | H2 Domestic Fixed_VIC | 2025 | VIC | VIC | 2.5574 | 2.5574 | 0.29194 | Fixed domestic
FZ2165_240531a | Progressive Change - Final | CDP5 | H2 Domestic Fixed_VIC | 2026 | VIC | VIC | 4.0307 | 4.0307 | 0.46013 | Fixed domestic
FZ2165_240531a | Progressive Change - Final | CDP5 | H2 Domestic Fixed_VIC | 2027 | VIC | VIC | 4.0307 | 4.0307 | 0.46013 | Fixed domestic
FZ2165_240531a | Progressive Change - Final | CDP5 | H2 Domestic Fixed_VIC | 2028 | VIC | VIC | 4.0418 | 4.0418 | 0.46013 | Fixed domestic
FZ2165_240531a | Progressive Change - Final | CDP5 | H2 Domestic Fixed_VIC | 2029 | VIC | VIC | 50.4395 | 50.4395 | 5.7579 | Fixed domestic
FZ2165_240531a | Progressive Change - Final | CDP5 | H2 Domestic Fixed_VIC | 2030 | VIC | VIC | 139.1119 | 139.1119 | 15.8804 | Fixed domestic
FZ2165_240531a | Progressive Change - Final | CDP5 | H2 Domestic Fixed_VIC | 2031 | VIC | VIC | 139.1119 | 139.1119 | 15.8804 | Fixed domestic
FZ2165_240531a | Progressive Change - Final | CDP5 | H2 Domestic Fixed_VIC | 2032 | VIC | VIC | 204.8376 | 204.8376 | 23.3194 | Fixed domestic
FZ2165_240531a | Progressive Change - Final | CDP5 | H2 Domestic Fixed_VIC | 2033 | VIC | VIC | 420.9245 | 420.9245 | 48.0507 | Fixed domestic
FZ2165_240531a | Progressive Change - Final | CDP5 | H2 Domestic Fixed_VIC | 2034 | VIC | VIC | 420.9245 | 420.9245 | 48.0507 | Fixed domestic
FZ2165_240531a | Progressive Change - Final | CDP5 | H2 Domestic Fixed_VIC | 2035 | VIC | VIC | 489.2586 | 489.2586 | 55.8514 | Fixed domestic
FZ2165_240531a | Progressive Change - Final | CDP5 | H2 Domestic Fixed_VIC | 2036 | VIC | VIC | 549.27 | 549.27 | 62.5307 | Fixed domestic
FZ2165_240531a | Progressive Change - Final | CDP5 | H2 Domestic Fixed_VIC | 2037 | VIC | VIC | 547.7692 | 547.7692 | 62.5307 | Fixed domestic
FZ2165_240531a | Progressive Change - Final | CDP5 | H2 Domestic Fixed_VIC | 2038 | VIC | VIC | 576.3117 | 576.3117 | 65.789 | Fixed domestic
FZ2165_240531a | Progressive Change - Final | CDP5 | H2 Domestic Fixed_VIC | 2039 | VIC | VIC | 576.3117 | 576.3117 | 65.789 | Fixed domestic
FZ2165_240531a | Progressive Change - Final | CDP5 | H2 Domestic Fixed_VIC | 2040 | VIC | VIC | 577.8906 | 577.8906 | 65.789 | Fixed domestic
FZ2165_240531a | Progressive Change - Final | CDP5 | H2 Domestic Fixed_VIC | 2041 | VIC | VIC | 576.3117 | 576.3117 | 65.789 | Fixed domestic
FZ2165_240531a | Progressive Change - Final | CDP5 | H2 Domestic Fixed_VIC | 2042 | VIC | VIC | 576.3117 | 576.3117 | 65.789 | Fixed domestic
FZ2165_240531a | Progressive Change - Final | CDP5 | H2 Domestic Fixed_VIC | 2043 | VIC | VIC | 576.3117 | 576.3117 | 65.789 | Fixed domestic
FZ2165_240531a | Progressive Change - Final | CDP5 | H2 Domestic Fixed_VIC | 2044 | VIC | VIC | 598.902 | 598.902 | 68.181 | Fixed domestic
FZ2165_240531a | Progressive Change - Final | CDP5 | H2 Domestic Fixed_VIC | 2045 | VIC | VIC | 597.2657 | 597.2657 | 68.181 | Fixed domestic
FZ2165_240531a | Progressive Change - Final | CDP5 | H2 Domestic Fixed_VIC | 2046 | VIC | VIC | 597.2657 | 597.2657 | 68.181 | Fixed domestic
FZ2165_240531a | Progressive Change - Final | CDP5 | H2 Domestic Fixed_VIC | 2047 | VIC | VIC | 678.099 | 678.099 | 77.4086 | Fixed domestic
FZ2165_240531a | Progressive Change - Final | CDP5 | H2 Domestic Fixed_VIC | 2048 | VIC | VIC | 679.9568 | 679.9568 | 77.4086 | Fixed domestic
FZ2165_240531a | Progressive Change - Final | CDP5 | H2 Domestic Fixed_VIC | 2049 | VIC | VIC | 678.099 | 678.099 | 77.4086 | Fixed domestic
FZ2165_240531a | Progressive Change - Final | CDP5 | H2 Domestic Fixed_VIC | 2050 | VIC | VIC | 826.558 | 826.558 | 94.3559 | Fixed domestic
FZ2165_240531a | Progressive Change - Final | CDP5 | H2 Domestic Fixed_VIC | 2051 | VIC | VIC | 825.0847 | 825.0847 | 94.1877 | Fixed domestic
FZ2165_240531a | Progressive Change - Final | CDP5 | H2 Domestic Fixed_VIC | 2052 | VIC | VIC | 867.8842 | 867.8842 | 98.8028 | Fixed domestic
FZ2165_240531a | Progressive Change - Final | CDP5 | H2 Domestic Flex_VIC | 2025 | VIC | VIC | 49.3127 | 56.8302 | 6.4875 | Flexible domestic
FZ2165_240531a | Progressive Change - Final | CDP5 | H2 Domestic Flex_VIC | 2026 | VIC | VIC | 77.6668 | 89.5717 | 10.2251 | Flexible domestic
FZ2165_240531a | Progressive Change - Final | CDP5 | H2 Domestic Flex_VIC | 2027 | VIC | VIC | 75.935 | 89.5717 | 10.2251 | Flexible domestic
FZ2165_240531a | Progressive Change - Final | CDP5 | H2 Domestic Flex_VIC | 2028 | VIC | VIC | 74.2418 | 89.8171 | 10.2251 | Flexible domestic
FZ2165_240531a | Progressive Change - Final | CDP5 | H2 Domestic Flex_VIC | 2029 | VIC | VIC | 681.7364 | 1120.8784 | 127.9542 | Flexible domestic
FZ2165_240531a | Progressive Change - Final | CDP5 | H2 Domestic Flex_VIC | 2030 | VIC | VIC | 1845.7348 | 3091.376 | 352.8968 | Flexible domestic
FZ2165_240531a | Progressive Change - Final | CDP5 | H2 Domestic Flex_VIC | 2031 | VIC | VIC | 2721.9649 | 3091.376 | 352.8968 | Flexible domestic
FZ2165_240531a | Progressive Change - Final | CDP5 | H2 Domestic Flex_VIC | 2032 | VIC | VIC | 4029.4051 | 4551.9473 | 518.2089 | Flexible domestic
FZ2165_240531a | Progressive Change - Final | CDP5 | H2 Domestic Flex_VIC | 2033 | VIC | VIC | 7023.9976 | 9353.878 | 1067.7943 | Flexible domestic
FZ2165_240531a | Progressive Change - Final | CDP5 | H2 Domestic Flex_VIC | 2034 | VIC | VIC | 6901.807 | 9353.878 | 1067.7943 | Flexible domestic
FZ2165_240531a | Progressive Change - Final | CDP5 | H2 Domestic Flex_VIC | 2035 | VIC | VIC | 6908.0232 | 10872.4124 | 1241.143 | Flexible domestic
FZ2165_240531a | Progressive Change - Final | CDP5 | H2 Domestic Flex_VIC | 2036 | VIC | VIC | 6792.8171 | 12205.999 | 1389.5718 | Flexible domestic
FZ2165_240531a | Progressive Change - Final | CDP5 | H2 Domestic Flex_VIC | 2037 | VIC | VIC | 6641.3516 | 12172.6493 | 1389.5718 | Flexible domestic
FZ2165_240531a | Progressive Change - Final | CDP5 | H2 Domestic Flex_VIC | 2038 | VIC | VIC | 6623.0247 | 12806.9266 | 1461.9779 | Flexible domestic
FZ2165_240531a | Progressive Change - Final | CDP5 | H2 Domestic Flex_VIC | 2039 | VIC | VIC | 6516.1324 | 12806.9266 | 1461.9779 | Flexible domestic
FZ2165_240531a | Progressive Change - Final | CDP5 | H2 Domestic Flex_VIC | 2040 | VIC | VIC | 6406.72 | 12842.0141 | 1461.9779 | Flexible domestic
FZ2165_240531a | Progressive Change - Final | CDP5 | H2 Domestic Flex_VIC | 2041 | VIC | VIC | 6334.4865 | 12806.9266 | 1461.9779 | Flexible domestic
FZ2165_240531a | Progressive Change - Final | CDP5 | H2 Domestic Flex_VIC | 2042 | VIC | VIC | 6347.9136 | 12806.9266 | 1461.9779 | Flexible domestic
FZ2165_240531a | Progressive Change - Final | CDP5 | H2 Domestic Flex_VIC | 2043 | VIC | VIC | 6409.0816 | 12806.9266 | 1461.9779 | Flexible domestic
FZ2165_240531a | Progressive Change - Final | CDP5 | H2 Domestic Flex_VIC | 2044 | VIC | VIC | 6453.7612 | 13308.9333 | 1515.1336 | Flexible domestic
FZ2165_240531a | Progressive Change - Final | CDP5 | H2 Domestic Flex_VIC | 2045 | VIC | VIC | 6488.4471 | 13272.5701 | 1515.1336 | Flexible domestic
FZ2165_240531a | Progressive Change - Final | CDP5 | H2 Domestic Flex_VIC | 2046 | VIC | VIC | 6529.3694 | 13272.5701 | 1515.1336 | Flexible domestic
FZ2165_240531a | Progressive Change - Final | CDP5 | H2 Domestic Flex_VIC | 2047 | VIC | VIC | 6529.3694 | 15068.8668 | 1720.1903 | Flexible domestic
FZ2165_240531a | Progressive Change - Final | CDP5 | H2 Domestic Flex_VIC | 2048 | VIC | VIC | 6614.7091 | 15110.1514 | 1720.1903 | Flexible domestic
FZ2165_240531a | Progressive Change - Final | CDP5 | H2 Domestic Flex_VIC | 2049 | VIC | VIC | 6614.7091 | 15068.8668 | 1720.1903 | Flexible domestic
FZ2165_240531a | Progressive Change - Final | CDP5 | H2 Domestic Flex_VIC | 2050 | VIC | VIC | 7316.4323 | 18367.9563 | 2096.7987 | Flexible domestic
FZ2165_240531a | Progressive Change - Final | CDP5 | H2 Domestic Flex_VIC | 2051 | VIC | VIC | 7316.4323 | 18335.2149 | 2093.0611 | Flexible domestic
FZ2165_240531a | Progressive Change - Final | CDP5 | H2 Domestic Flex_VIC | 2052 | VIC | VIC | 7316.4323 | 19286.3149 | 2195.6187 | Flexible domestic
FZ2166_240531a | Progressive Change - Final | CDP6 | H2 Domestic Fixed_SNSW | 2025 | NSW | SNSW | 1.3276 | 1.3276 | 0.15156 | Fixed domestic
FZ2166_240531a | Progressive Change - Final | CDP6 | H2 Domestic Fixed_SNSW | 2026 | NSW | SNSW | 3.1853 | 3.1853 | 0.36362 | Fixed domestic
FZ2166_240531a | Progressive Change - Final | CDP6 | H2 Domestic Fixed_SNSW | 2027 | NSW | SNSW | 6.3084 | 6.3084 | 0.72014 | Fixed domestic
FZ2166_240531a | Progressive Change - Final | CDP6 | H2 Domestic Fixed_SNSW | 2028 | NSW | SNSW | 10.9957 | 10.9957 | 1.2518 | Fixed domestic
FZ2166_240531a | Progressive Change - Final | CDP6 | H2 Domestic Fixed_SNSW | 2029 | NSW | SNSW | 27.192 | 27.192 | 3.1041 | Fixed domestic
FZ2166_240531a | Progressive Change - Final | CDP6 | H2 Domestic Fixed_SNSW | 2030 | NSW | SNSW | 27.192 | 27.192 | 3.1041 | Fixed domestic
FZ2166_240531a | Progressive Change - Final | CDP6 | H2 Domestic Fixed_SNSW | 2031 | NSW | SNSW | 27.192 | 27.192 | 3.1041 | Fixed domestic
FZ2166_240531a | Progressive Change - Final | CDP6 | H2 Domestic Fixed_SNSW | 2032 | NSW | SNSW | 27.2665 | 27.2665 | 3.1041 | Fixed domestic
FZ2166_240531a | Progressive Change - Final | CDP6 | H2 Domestic Fixed_SNSW | 2033 | NSW | SNSW | 27.192 | 27.192 | 3.1041 | Fixed domestic
FZ2166_240531a | Progressive Change - Final | CDP6 | H2 Domestic Fixed_SNSW | 2034 | NSW | SNSW | 27.6335 | 27.6335 | 3.1545 | Fixed domestic
FZ2166_240531a | Progressive Change - Final | CDP6 | H2 Domestic Fixed_SNSW | 2035 | NSW | SNSW | 27.6335 | 27.6335 | 3.1545 | Fixed domestic
FZ2166_240531a | Progressive Change - Final | CDP6 | H2 Domestic Fixed_SNSW | 2036 | NSW | SNSW | 38.1133 | 38.1133 | 4.3389 | Fixed domestic
FZ2166_240531a | Progressive Change - Final | CDP6 | H2 Domestic Fixed_SNSW | 2037 | NSW | SNSW | 38.0092 | 38.0092 | 4.3389 | Fixed domestic
FZ2166_240531a | Progressive Change - Final | CDP6 | H2 Domestic Fixed_SNSW | 2038 | NSW | SNSW | 40.1835 | 40.1835 | 4.5872 | Fixed domestic
FZ2166_240531a | Progressive Change - Final | CDP6 | H2 Domestic Fixed_SNSW | 2039 | NSW | SNSW | 40.1835 | 40.1835 | 4.5872 | Fixed domestic
FZ2166_240531a | Progressive Change - Final | CDP6 | H2 Domestic Fixed_SNSW | 2040 | NSW | SNSW | 40.2935 | 40.2935 | 4.5872 | Fixed domestic
FZ2166_240531a | Progressive Change - Final | CDP6 | H2 Domestic Fixed_SNSW | 2041 | NSW | SNSW | 40.1835 | 40.1835 | 4.5872 | Fixed domestic
FZ2166_240531a | Progressive Change - Final | CDP6 | H2 Domestic Fixed_SNSW | 2042 | NSW | SNSW | 40.1835 | 40.1835 | 4.5872 | Fixed domestic
FZ2166_240531a | Progressive Change - Final | CDP6 | H2 Domestic Fixed_SNSW | 2043 | NSW | SNSW | 40.1835 | 40.1835 | 4.5872 | Fixed domestic
FZ2166_240531a | Progressive Change - Final | CDP6 | H2 Domestic Fixed_SNSW | 2044 | NSW | SNSW | 54.9452 | 54.9452 | 6.2551 | Fixed domestic
FZ2166_240531a | Progressive Change - Final | CDP6 | H2 Domestic Fixed_SNSW | 2045 | NSW | SNSW | 54.7951 | 54.7951 | 6.2551 | Fixed domestic
FZ2166_240531a | Progressive Change - Final | CDP6 | H2 Domestic Fixed_SNSW | 2046 | NSW | SNSW | 55.31 | 55.31 | 6.3139 | Fixed domestic
FZ2166_240531a | Progressive Change - Final | CDP6 | H2 Domestic Fixed_SNSW | 2047 | NSW | SNSW | 55.736 | 55.736 | 6.3626 | Fixed domestic
FZ2166_240531a | Progressive Change - Final | CDP6 | H2 Domestic Fixed_SNSW | 2048 | NSW | SNSW | 55.8887 | 55.8887 | 6.3626 | Fixed domestic
FZ2166_240531a | Progressive Change - Final | CDP6 | H2 Domestic Fixed_SNSW | 2049 | NSW | SNSW | 107.1346 | 107.1346 | 12.23 | Fixed domestic
FZ2166_240531a | Progressive Change - Final | CDP6 | H2 Domestic Fixed_SNSW | 2050 | NSW | SNSW | 206.5924 | 206.5924 | 23.5836 | Fixed domestic
FZ2166_240531a | Progressive Change - Final | CDP6 | H2 Domestic Fixed_SNSW | 2051 | NSW | SNSW | 208.9276 | 208.9276 | 23.8502 | Fixed domestic
FZ2166_240531a | Progressive Change - Final | CDP6 | H2 Domestic Fixed_SNSW | 2052 | NSW | SNSW | 206.3684 | 206.3684 | 23.4937 | Fixed domestic
FZ2166_240531a | Progressive Change - Final | CDP6 | H2 Domestic Flex_SNSW | 2025 | NSW | SNSW | 25.6001 | 29.5027 | 3.3679 | Flexible domestic
FZ2166_240531a | Progressive Change - Final | CDP6 | H2 Domestic Flex_SNSW | 2026 | NSW | SNSW | 61.376 | 70.7839 | 8.0803 | Flexible domestic
FZ2166_240531a | Progressive Change - Final | CDP6 | H2 Domestic Flex_SNSW | 2027 | NSW | SNSW | 120.043 | 140.1867 | 16.003 | Flexible domestic
FZ2166_240531a | Progressive Change - Final | CDP6 | H2 Domestic Flex_SNSW | 2028 | NSW | SNSW | 210.6775 | 244.3483 | 27.8174 | Flexible domestic
FZ2166_240531a | Progressive Change - Final | CDP6 | H2 Domestic Flex_SNSW | 2029 | NSW | SNSW | 349.4215 | 604.2666 | 68.9802 | Flexible domestic
FZ2166_240531a | Progressive Change - Final | CDP6 | H2 Domestic Flex_SNSW | 2030 | NSW | SNSW | 534.1801 | 604.2666 | 68.9802 | Flexible domestic
FZ2166_240531a | Progressive Change - Final | CDP6 | H2 Domestic Flex_SNSW | 2031 | NSW | SNSW | 492.3807 | 604.2666 | 68.9802 | Flexible domestic
FZ2166_240531a | Progressive Change - Final | CDP6 | H2 Domestic Flex_SNSW | 2032 | NSW | SNSW | 476.0744 | 605.9221 | 68.9802 | Flexible domestic
FZ2166_240531a | Progressive Change - Final | CDP6 | H2 Domestic Flex_SNSW | 2033 | NSW | SNSW | 481.2264 | 604.2666 | 68.9802 | Flexible domestic
FZ2166_240531a | Progressive Change - Final | CDP6 | H2 Domestic Flex_SNSW | 2034 | NSW | SNSW | 552.3411 | 614.0776 | 70.1002 | Flexible domestic
FZ2166_240531a | Progressive Change - Final | CDP6 | H2 Domestic Flex_SNSW | 2035 | NSW | SNSW | 545.5686 | 614.0776 | 70.1002 | Flexible domestic
FZ2166_240531a | Progressive Change - Final | CDP6 | H2 Domestic Flex_SNSW | 2036 | NSW | SNSW | 533.4557 | 846.9629 | 96.4211 | Flexible domestic
FZ2166_240531a | Progressive Change - Final | CDP6 | H2 Domestic Flex_SNSW | 2037 | NSW | SNSW | 521.5747 | 844.6488 | 96.4211 | Flexible domestic
FZ2166_240531a | Progressive Change - Final | CDP6 | H2 Domestic Flex_SNSW | 2038 | NSW | SNSW | 513.1738 | 892.9657 | 101.9367 | Flexible domestic
FZ2166_240531a | Progressive Change - Final | CDP6 | H2 Domestic Flex_SNSW | 2039 | NSW | SNSW | 505.0727 | 892.9657 | 101.9367 | Flexible domestic
FZ2166_240531a | Progressive Change - Final | CDP6 | H2 Domestic Flex_SNSW | 2040 | NSW | SNSW | 495.9991 | 895.4122 | 101.9367 | Flexible domestic
FZ2166_240531a | Progressive Change - Final | CDP6 | H2 Domestic Flex_SNSW | 2041 | NSW | SNSW | 490.409 | 892.9657 | 101.9367 | Flexible domestic
FZ2166_240531a | Progressive Change - Final | CDP6 | H2 Domestic Flex_SNSW | 2042 | NSW | SNSW | 493.7656 | 892.9657 | 101.9367 | Flexible domestic
FZ2166_240531a | Progressive Change - Final | CDP6 | H2 Domestic Flex_SNSW | 2043 | NSW | SNSW | 497.5281 | 892.9657 | 101.9367 | Flexible domestic
FZ2166_240531a | Progressive Change - Final | CDP6 | H2 Domestic Flex_SNSW | 2044 | NSW | SNSW | 500.06 | 1221.0051 | 139.0033 | Flexible domestic
FZ2166_240531a | Progressive Change - Final | CDP6 | H2 Domestic Flex_SNSW | 2045 | NSW | SNSW | 501.0179 | 1217.6691 | 139.0033 | Flexible domestic
FZ2166_240531a | Progressive Change - Final | CDP6 | H2 Domestic Flex_SNSW | 2046 | NSW | SNSW | 502.8628 | 1229.1104 | 140.3094 | Flexible domestic
FZ2166_240531a | Progressive Change - Final | CDP6 | H2 Domestic Flex_SNSW | 2047 | NSW | SNSW | 503.9421 | 1238.5783 | 141.3902 | Flexible domestic
FZ2166_240531a | Progressive Change - Final | CDP6 | H2 Domestic Flex_SNSW | 2048 | NSW | SNSW | 837.0633 | 1241.9717 | 141.3902 | Flexible domestic
FZ2166_240531a | Progressive Change - Final | CDP6 | H2 Domestic Flex_SNSW | 2049 | NSW | SNSW | 1166.1951 | 2380.768 | 271.7772 | Flexible domestic
FZ2166_240531a | Progressive Change - Final | CDP6 | H2 Domestic Flex_SNSW | 2050 | NSW | SNSW | 1495.0574 | 4590.9422 | 524.0802 | Flexible domestic
FZ2166_240531a | Progressive Change - Final | CDP6 | H2 Domestic Flex_SNSW | 2051 | NSW | SNSW | 1496.3303 | 4642.8363 | 530.0041 | Flexible domestic
FZ2166_240531a | Progressive Change - Final | CDP6 | H2 Domestic Flex_SNSW | 2052 | NSW | SNSW | 1495.761 | 4585.9634 | 522.0814 | Flexible domestic
FZ2166_240531a | Progressive Change - Final | CDP6 | H2 Domestic Fixed_SNW | 2025 | NSW | SNW | 6.7088 | 6.7088 | 0.76584 | Fixed domestic
FZ2166_240531a | Progressive Change - Final | CDP6 | H2 Domestic Fixed_SNW | 2026 | NSW | SNW | 16.2535 | 16.2535 | 1.8554 | Fixed domestic
FZ2166_240531a | Progressive Change - Final | CDP6 | H2 Domestic Fixed_SNW | 2027 | NSW | SNW | 32.1809 | 32.1809 | 3.6736 | Fixed domestic
FZ2166_240531a | Progressive Change - Final | CDP6 | H2 Domestic Fixed_SNW | 2028 | NSW | SNW | 56.1933 | 56.1933 | 6.3972 | Fixed domestic
FZ2166_240531a | Progressive Change - Final | CDP6 | H2 Domestic Fixed_SNW | 2029 | NSW | SNW | 129.4112 | 129.4112 | 14.773 | Fixed domestic
FZ2166_240531a | Progressive Change - Final | CDP6 | H2 Domestic Fixed_SNW | 2030 | NSW | SNW | 129.4112 | 129.4112 | 14.773 | Fixed domestic
FZ2166_240531a | Progressive Change - Final | CDP6 | H2 Domestic Fixed_SNW | 2031 | NSW | SNW | 129.4112 | 129.4112 | 14.773 | Fixed domestic
FZ2166_240531a | Progressive Change - Final | CDP6 | H2 Domestic Fixed_SNW | 2032 | NSW | SNW | 129.7658 | 129.7658 | 14.773 | Fixed domestic
FZ2166_240531a | Progressive Change - Final | CDP6 | H2 Domestic Fixed_SNW | 2033 | NSW | SNW | 129.4112 | 129.4112 | 14.773 | Fixed domestic
FZ2166_240531a | Progressive Change - Final | CDP6 | H2 Domestic Fixed_SNW | 2034 | NSW | SNW | 145.2244 | 145.2244 | 16.5781 | Fixed domestic
FZ2166_240531a | Progressive Change - Final | CDP6 | H2 Domestic Fixed_SNW | 2035 | NSW | SNW | 146.2042 | 146.2042 | 16.69 | Fixed domestic
FZ2166_240531a | Progressive Change - Final | CDP6 | H2 Domestic Fixed_SNW | 2036 | NSW | SNW | 224.5534 | 224.5534 | 25.5639 | Fixed domestic
FZ2166_240531a | Progressive Change - Final | CDP6 | H2 Domestic Fixed_SNW | 2037 | NSW | SNW | 223.9399 | 223.9399 | 25.5639 | Fixed domestic
FZ2166_240531a | Progressive Change - Final | CDP6 | H2 Domestic Fixed_SNW | 2038 | NSW | SNW | 237.2413 | 237.2413 | 27.0823 | Fixed domestic
FZ2166_240531a | Progressive Change - Final | CDP6 | H2 Domestic Fixed_SNW | 2039 | NSW | SNW | 237.2413 | 237.2413 | 27.0823 | Fixed domestic
FZ2166_240531a | Progressive Change - Final | CDP6 | H2 Domestic Fixed_SNW | 2040 | NSW | SNW | 237.8913 | 237.8913 | 27.0823 | Fixed domestic
FZ2166_240531a | Progressive Change - Final | CDP6 | H2 Domestic Fixed_SNW | 2041 | NSW | SNW | 237.2413 | 237.2413 | 27.0823 | Fixed domestic
FZ2166_240531a | Progressive Change - Final | CDP6 | H2 Domestic Fixed_SNW | 2042 | NSW | SNW | 237.2413 | 237.2413 | 27.0823 | Fixed domestic
FZ2166_240531a | Progressive Change - Final | CDP6 | H2 Domestic Fixed_SNW | 2043 | NSW | SNW | 237.2413 | 237.2413 | 27.0823 | Fixed domestic
FZ2166_240531a | Progressive Change - Final | CDP6 | H2 Domestic Fixed_SNW | 2044 | NSW | SNW | 282.9542 | 282.9542 | 32.2124 | Fixed domestic
FZ2166_240531a | Progressive Change - Final | CDP6 | H2 Domestic Fixed_SNW | 2045 | NSW | SNW | 282.1811 | 282.1811 | 32.2124 | Fixed domestic
FZ2166_240531a | Progressive Change - Final | CDP6 | H2 Domestic Fixed_SNW | 2046 | NSW | SNW | 284.5993 | 284.5993 | 32.4885 | Fixed domestic
FZ2166_240531a | Progressive Change - Final | CDP6 | H2 Domestic Fixed_SNW | 2047 | NSW | SNW | 294.7233 | 294.7233 | 33.6442 | Fixed domestic
FZ2166_240531a | Progressive Change - Final | CDP6 | H2 Domestic Fixed_SNW | 2048 | NSW | SNW | 345.9221 | 345.9221 | 39.3809 | Fixed domestic
FZ2166_240531a | Progressive Change - Final | CDP6 | H2 Domestic Fixed_SNW | 2049 | NSW | SNW | 556.9871 | 556.9871 | 63.583 | Fixed domestic
FZ2166_240531a | Progressive Change - Final | CDP6 | H2 Domestic Fixed_SNW | 2050 | NSW | SNW | 1043.5648 | 1043.5648 | 119.1284 | Fixed domestic
FZ2166_240531a | Progressive Change - Final | CDP6 | H2 Domestic Fixed_SNW | 2051 | NSW | SNW | 1075.8589 | 1075.8589 | 122.8149 | Fixed domestic
FZ2166_240531a | Progressive Change - Final | CDP6 | H2 Domestic Fixed_SNW | 2052 | NSW | SNW | 1062.8354 | 1062.8354 | 120.9967 | Fixed domestic
FZ2166_240531a | Progressive Change - Final | CDP6 | H2 Domestic Flex_SNW | 2025 | NSW | SNW | 129.3626 | 149.0835 | 17.0187 | Flexible domestic
FZ2166_240531a | Progressive Change - Final | CDP6 | H2 Domestic Flex_SNW | 2026 | NSW | SNW | 313.1838 | 361.189 | 41.2316 | Flexible domestic
FZ2166_240531a | Progressive Change - Final | CDP6 | H2 Domestic Flex_SNW | 2027 | NSW | SNW | 612.3729 | 715.1317 | 81.636 | Flexible domestic
FZ2166_240531a | Progressive Change - Final | CDP6 | H2 Domestic Flex_SNW | 2028 | NSW | SNW | 1076.6655 | 1248.7402 | 142.1608 | Flexible domestic
FZ2166_240531a | Progressive Change - Final | CDP6 | H2 Domestic Flex_SNW | 2029 | NSW | SNW | 1746.9973 | 2875.8056 | 328.2883 | Flexible domestic
FZ2166_240531a | Progressive Change - Final | CDP6 | H2 Domestic Flex_SNW | 2030 | NSW | SNW | 2542.2524 | 2875.8056 | 328.2883 | Flexible domestic
FZ2166_240531a | Progressive Change - Final | CDP6 | H2 Domestic Flex_SNW | 2031 | NSW | SNW | 2515.4538 | 2875.8056 | 328.2883 | Flexible domestic
FZ2166_240531a | Progressive Change - Final | CDP6 | H2 Domestic Flex_SNW | 2032 | NSW | SNW | 2464.6916 | 2883.6845 | 328.2883 | Flexible domestic
FZ2166_240531a | Progressive Change - Final | CDP6 | H2 Domestic Flex_SNW | 2033 | NSW | SNW | 2494.3596 | 2875.8056 | 328.2883 | Flexible domestic
FZ2166_240531a | Progressive Change - Final | CDP6 | H2 Domestic Flex_SNW | 2034 | NSW | SNW | 2885.4332 | 3227.2093 | 368.4029 | Flexible domestic
FZ2166_240531a | Progressive Change - Final | CDP6 | H2 Domestic Flex_SNW | 2035 | NSW | SNW | 2849.6574 | 3248.9813 | 370.8883 | Flexible domestic
FZ2166_240531a | Progressive Change - Final | CDP6 | H2 Domestic Flex_SNW | 2036 | NSW | SNW | 2786.064 | 4990.0761 | 568.087 | Flexible domestic
FZ2166_240531a | Progressive Change - Final | CDP6 | H2 Domestic Flex_SNW | 2037 | NSW | SNW | 2723.9268 | 4976.442 | 568.087 | Flexible domestic
FZ2166_240531a | Progressive Change - Final | CDP6 | H2 Domestic Flex_SNW | 2038 | NSW | SNW | 2663.3638 | 5272.0299 | 601.8299 | Flexible domestic
FZ2166_240531a | Progressive Change - Final | CDP6 | H2 Domestic Flex_SNW | 2039 | NSW | SNW | 2620.6811 | 5272.0299 | 601.8299 | Flexible domestic
FZ2166_240531a | Progressive Change - Final | CDP6 | H2 Domestic Flex_SNW | 2040 | NSW | SNW | 2572.9575 | 5286.4738 | 601.8299 | Flexible domestic
FZ2166_240531a | Progressive Change - Final | CDP6 | H2 Domestic Flex_SNW | 2041 | NSW | SNW | 2543.9462 | 5272.0299 | 601.8299 | Flexible domestic
FZ2166_240531a | Progressive Change - Final | CDP6 | H2 Domestic Flex_SNW | 2042 | NSW | SNW | 2561.6328 | 5272.0299 | 601.8299 | Flexible domestic
FZ2166_240531a | Progressive Change - Final | CDP6 | H2 Domestic Flex_SNW | 2043 | NSW | SNW | 2563.6656 | 5272.0299 | 601.8299 | Flexible domestic
FZ2166_240531a | Progressive Change - Final | CDP6 | H2 Domestic Flex_SNW | 2044 | NSW | SNW | 2575.1833 | 6287.87 | 715.8322 | Flexible domestic
FZ2166_240531a | Progressive Change - Final | CDP6 | H2 Domestic Flex_SNW | 2045 | NSW | SNW | 2578.8465 | 6270.69 | 715.8322 | Flexible domestic
FZ2166_240531a | Progressive Change - Final | CDP6 | H2 Domestic Flex_SNW | 2046 | NSW | SNW | 2587.4979 | 6324.4299 | 721.9669 | Flexible domestic
FZ2166_240531a | Progressive Change - Final | CDP6 | H2 Domestic Flex_SNW | 2047 | NSW | SNW | 2592.1994 | 6549.4067 | 747.6492 | Flexible domestic
FZ2166_240531a | Progressive Change - Final | CDP6 | H2 Domestic Flex_SNW | 2048 | NSW | SNW | 4305.0496 | 7687.1567 | 875.1317 | Flexible domestic
FZ2166_240531a | Progressive Change - Final | CDP6 | H2 Domestic Flex_SNW | 2049 | NSW | SNW | 6005.5935 | 12377.4907 | 1412.9556 | Flexible domestic
FZ2166_240531a | Progressive Change - Final | CDP6 | H2 Domestic Flex_SNW | 2050 | NSW | SNW | 7706.5765 | 23190.3297 | 2647.2979 | Flexible domestic
FZ2166_240531a | Progressive Change - Final | CDP6 | H2 Domestic Flex_SNW | 2051 | NSW | SNW | 7705.3035 | 23907.9758 | 2729.221 | Flexible domestic
FZ2166_240531a | Progressive Change - Final | CDP6 | H2 Domestic Flex_SNW | 2052 | NSW | SNW | 7705.8728 | 23618.5647 | 2688.8166 | Flexible domestic
FZ2166_240531a | Progressive Change - Final | CDP6 | H2 Domestic Fixed_CQ | 2025 | QLD | CQ | 0.57346 | 0.57346 | 0.065464 | Fixed domestic
FZ2166_240531a | Progressive Change - Final | CDP6 | H2 Domestic Fixed_CQ | 2026 | QLD | CQ | 0.62369 | 0.62369 | 0.071197 | Fixed domestic
FZ2166_240531a | Progressive Change - Final | CDP6 | H2 Domestic Fixed_CQ | 2027 | QLD | CQ | 0.62369 | 0.62369 | 0.071197 | Fixed domestic
FZ2166_240531a | Progressive Change - Final | CDP6 | H2 Domestic Fixed_CQ | 2028 | QLD | CQ | 0.6254 | 0.6254 | 0.071197 | Fixed domestic
FZ2166_240531a | Progressive Change - Final | CDP6 | H2 Domestic Fixed_CQ | 2029 | QLD | CQ | 17.067 | 17.067 | 1.9483 | Fixed domestic
FZ2166_240531a | Progressive Change - Final | CDP6 | H2 Domestic Fixed_CQ | 2030 | QLD | CQ | 63.9795 | 63.9795 | 7.3036 | Fixed domestic
FZ2166_240531a | Progressive Change - Final | CDP6 | H2 Domestic Fixed_CQ | 2031 | QLD | CQ | 63.9795 | 63.9795 | 7.3036 | Fixed domestic
FZ2166_240531a | Progressive Change - Final | CDP6 | H2 Domestic Fixed_CQ | 2032 | QLD | CQ | 64.1548 | 64.1548 | 7.3036 | Fixed domestic
FZ2166_240531a | Progressive Change - Final | CDP6 | H2 Domestic Fixed_CQ | 2033 | QLD | CQ | 69.1223 | 69.1223 | 7.8907 | Fixed domestic
FZ2166_240531a | Progressive Change - Final | CDP6 | H2 Domestic Fixed_CQ | 2034 | QLD | CQ | 76.3225 | 76.3225 | 8.7126 | Fixed domestic
FZ2166_240531a | Progressive Change - Final | CDP6 | H2 Domestic Fixed_CQ | 2035 | QLD | CQ | 96.5362 | 96.5362 | 11.0201 | Fixed domestic
FZ2166_240531a | Progressive Change - Final | CDP6 | H2 Domestic Fixed_CQ | 2036 | QLD | CQ | 96.8007 | 96.8007 | 11.0201 | Fixed domestic
FZ2166_240531a | Progressive Change - Final | CDP6 | H2 Domestic Fixed_CQ | 2037 | QLD | CQ | 96.5362 | 96.5362 | 11.0201 | Fixed domestic
FZ2166_240531a | Progressive Change - Final | CDP6 | H2 Domestic Fixed_CQ | 2038 | QLD | CQ | 103.6866 | 103.6866 | 11.8364 | Fixed domestic
FZ2166_240531a | Progressive Change - Final | CDP6 | H2 Domestic Fixed_CQ | 2039 | QLD | CQ | 110.0706 | 110.0706 | 12.5651 | Fixed domestic
FZ2166_240531a | Progressive Change - Final | CDP6 | H2 Domestic Fixed_CQ | 2040 | QLD | CQ | 110.3721 | 110.3721 | 12.5651 | Fixed domestic
FZ2166_240531a | Progressive Change - Final | CDP6 | H2 Domestic Fixed_CQ | 2041 | QLD | CQ | 110.0706 | 110.0706 | 12.5651 | Fixed domestic
FZ2166_240531a | Progressive Change - Final | CDP6 | H2 Domestic Fixed_CQ | 2042 | QLD | CQ | 110.0706 | 110.0706 | 12.5651 | Fixed domestic
FZ2166_240531a | Progressive Change - Final | CDP6 | H2 Domestic Fixed_CQ | 2043 | QLD | CQ | 110.0706 | 110.0706 | 12.5651 | Fixed domestic
FZ2166_240531a | Progressive Change - Final | CDP6 | H2 Domestic Fixed_CQ | 2044 | QLD | CQ | 143.7307 | 143.7307 | 16.3628 | Fixed domestic
FZ2166_240531a | Progressive Change - Final | CDP6 | H2 Domestic Fixed_CQ | 2045 | QLD | CQ | 143.338 | 143.338 | 16.3628 | Fixed domestic
FZ2166_240531a | Progressive Change - Final | CDP6 | H2 Domestic Fixed_CQ | 2046 | QLD | CQ | 159.0865 | 159.0865 | 18.1606 | Fixed domestic
FZ2166_240531a | Progressive Change - Final | CDP6 | H2 Domestic Fixed_CQ | 2047 | QLD | CQ | 159.0865 | 159.0865 | 18.1606 | Fixed domestic
FZ2166_240531a | Progressive Change - Final | CDP6 | H2 Domestic Fixed_CQ | 2048 | QLD | CQ | 159.5223 | 159.5223 | 18.1606 | Fixed domestic
FZ2166_240531a | Progressive Change - Final | CDP6 | H2 Domestic Fixed_CQ | 2049 | QLD | CQ | 191.0077 | 191.0077 | 21.8045 | Fixed domestic
FZ2166_240531a | Progressive Change - Final | CDP6 | H2 Domestic Fixed_CQ | 2050 | QLD | CQ | 190.4343 | 190.4343 | 21.7391 | Fixed domestic
FZ2166_240531a | Progressive Change - Final | CDP6 | H2 Domestic Fixed_CQ | 2051 | QLD | CQ | 200.799 | 200.799 | 22.9223 | Fixed domestic
FZ2166_240531a | Progressive Change - Final | CDP6 | H2 Domestic Fixed_CQ | 2052 | QLD | CQ | 259.1106 | 259.1106 | 29.498 | Fixed domestic
FZ2166_240531a | Progressive Change - Final | CDP6 | H2 Domestic Flex_CQ | 2025 | QLD | CQ | 11.0579 | 12.7437 | 1.4548 | Flexible domestic
FZ2166_240531a | Progressive Change - Final | CDP6 | H2 Domestic Flex_CQ | 2026 | QLD | CQ | 12.0177 | 13.8598 | 1.5822 | Flexible domestic
FZ2166_240531a | Progressive Change - Final | CDP6 | H2 Domestic Flex_CQ | 2027 | QLD | CQ | 11.7569 | 13.8598 | 1.5822 | Flexible domestic
FZ2166_240531a | Progressive Change - Final | CDP6 | H2 Domestic Flex_CQ | 2028 | QLD | CQ | 10.2983 | 13.8977 | 1.5822 | Flexible domestic
FZ2166_240531a | Progressive Change - Final | CDP6 | H2 Domestic Flex_CQ | 2029 | QLD | CQ | 327.7287 | 379.2661 | 43.2952 | Flexible domestic
FZ2166_240531a | Progressive Change - Final | CDP6 | H2 Domestic Flex_CQ | 2030 | QLD | CQ | 1134.0005 | 1421.7669 | 162.3022 | Flexible domestic
FZ2166_240531a | Progressive Change - Final | CDP6 | H2 Domestic Flex_CQ | 2031 | QLD | CQ | 900.3638 | 1421.7669 | 162.3022 | Flexible domestic
FZ2166_240531a | Progressive Change - Final | CDP6 | H2 Domestic Flex_CQ | 2032 | QLD | CQ | 1081.8578 | 1425.6622 | 162.3022 | Flexible domestic
FZ2166_240531a | Progressive Change - Final | CDP6 | H2 Domestic Flex_CQ | 2033 | QLD | CQ | 1380.0604 | 1536.051 | 175.3483 | Flexible domestic
FZ2166_240531a | Progressive Change - Final | CDP6 | H2 Domestic Flex_CQ | 2034 | QLD | CQ | 1525.5419 | 1696.0553 | 193.6136 | Flexible domestic
FZ2166_240531a | Progressive Change - Final | CDP6 | H2 Domestic Flex_CQ | 2035 | QLD | CQ | 1607.3919 | 2145.2487 | 244.8914 | Flexible domestic
FZ2166_240531a | Progressive Change - Final | CDP6 | H2 Domestic Flex_CQ | 2036 | QLD | CQ | 1587.6047 | 2151.1261 | 244.8914 | Flexible domestic
FZ2166_240531a | Progressive Change - Final | CDP6 | H2 Domestic Flex_CQ | 2037 | QLD | CQ | 1567.6515 | 2145.2487 | 244.8914 | Flexible domestic
FZ2166_240531a | Progressive Change - Final | CDP6 | H2 Domestic Flex_CQ | 2038 | QLD | CQ | 1547.4387 | 2304.1464 | 263.0304 | Flexible domestic
FZ2166_240531a | Progressive Change - Final | CDP6 | H2 Domestic Flex_CQ | 2039 | QLD | CQ | 1531.3744 | 2446.0128 | 279.2252 | Flexible domestic
FZ2166_240531a | Progressive Change - Final | CDP6 | H2 Domestic Flex_CQ | 2040 | QLD | CQ | 1519.6012 | 2452.7142 | 279.2252 | Flexible domestic
FZ2166_240531a | Progressive Change - Final | CDP6 | H2 Domestic Flex_CQ | 2041 | QLD | CQ | 1513.8836 | 2446.0128 | 279.2252 | Flexible domestic
FZ2166_240531a | Progressive Change - Final | CDP6 | H2 Domestic Flex_CQ | 2042 | QLD | CQ | 1531.661 | 2446.0128 | 279.2252 | Flexible domestic
FZ2166_240531a | Progressive Change - Final | CDP6 | H2 Domestic Flex_CQ | 2043 | QLD | CQ | 1551.8681 | 2446.0128 | 279.2252 | Flexible domestic
FZ2166_240531a | Progressive Change - Final | CDP6 | H2 Domestic Flex_CQ | 2044 | QLD | CQ | 1569.722 | 3194.0146 | 363.6173 | Flexible domestic
FZ2166_240531a | Progressive Change - Final | CDP6 | H2 Domestic Flex_CQ | 2045 | QLD | CQ | 1589.3224 | 3185.2878 | 363.6173 | Flexible domestic
FZ2166_240531a | Progressive Change - Final | CDP6 | H2 Domestic Flex_CQ | 2046 | QLD | CQ | 1606.9562 | 3535.2551 | 403.5679 | Flexible domestic
FZ2166_240531a | Progressive Change - Final | CDP6 | H2 Domestic Flex_CQ | 2047 | QLD | CQ | 1623.1005 | 3535.2551 | 403.5679 | Flexible domestic
FZ2166_240531a | Progressive Change - Final | CDP6 | H2 Domestic Flex_CQ | 2048 | QLD | CQ | 1643.5557 | 3544.9408 | 403.5679 | Flexible domestic
FZ2166_240531a | Progressive Change - Final | CDP6 | H2 Domestic Flex_CQ | 2049 | QLD | CQ | 1667.5906 | 4244.6163 | 484.5452 | Flexible domestic
FZ2166_240531a | Progressive Change - Final | CDP6 | H2 Domestic Flex_CQ | 2050 | QLD | CQ | 1667.5906 | 4231.8726 | 483.0905 | Flexible domestic
FZ2166_240531a | Progressive Change - Final | CDP6 | H2 Domestic Flex_CQ | 2051 | QLD | CQ | 1667.5906 | 4462.2009 | 509.3837 | Flexible domestic
FZ2166_240531a | Progressive Change - Final | CDP6 | H2 Domestic Flex_CQ | 2052 | QLD | CQ | 2319.4322 | 5758.0132 | 655.5115 | Flexible domestic
FZ2166_240531a | Progressive Change - Final | CDP6 | H2 Domestic Fixed_SQ | 2025 | QLD | SQ | 0.30474 | 0.30474 | 0.034787 | Fixed domestic
FZ2166_240531a | Progressive Change - Final | CDP6 | H2 Domestic Fixed_SQ | 2026 | QLD | SQ | 0.30474 | 0.30474 | 0.034787 | Fixed domestic
FZ2166_240531a | Progressive Change - Final | CDP6 | H2 Domestic Fixed_SQ | 2027 | QLD | SQ | 0.30474 | 0.30474 | 0.034787 | Fixed domestic
FZ2166_240531a | Progressive Change - Final | CDP6 | H2 Domestic Fixed_SQ | 2028 | QLD | SQ | 0.30557 | 0.30557 | 0.034787 | Fixed domestic
FZ2166_240531a | Progressive Change - Final | CDP6 | H2 Domestic Fixed_SQ | 2029 | QLD | SQ | 6.8926 | 6.8926 | 0.78682 | Fixed domestic
FZ2166_240531a | Progressive Change - Final | CDP6 | H2 Domestic Fixed_SQ | 2030 | QLD | SQ | 29.464 | 29.464 | 3.3635 | Fixed domestic
FZ2166_240531a | Progressive Change - Final | CDP6 | H2 Domestic Fixed_SQ | 2031 | QLD | SQ | 29.464 | 29.464 | 3.3635 | Fixed domestic
FZ2166_240531a | Progressive Change - Final | CDP6 | H2 Domestic Fixed_SQ | 2032 | QLD | SQ | 56.5148 | 56.5148 | 6.4338 | Fixed domestic
FZ2166_240531a | Progressive Change - Final | CDP6 | H2 Domestic Fixed_SQ | 2033 | QLD | SQ | 86.0449 | 86.0449 | 9.8225 | Fixed domestic
FZ2166_240531a | Progressive Change - Final | CDP6 | H2 Domestic Fixed_SQ | 2034 | QLD | SQ | 104.4069 | 104.4069 | 11.9186 | Fixed domestic
FZ2166_240531a | Progressive Change - Final | CDP6 | H2 Domestic Fixed_SQ | 2035 | QLD | SQ | 157.3558 | 157.3558 | 17.963 | Fixed domestic
FZ2166_240531a | Progressive Change - Final | CDP6 | H2 Domestic Fixed_SQ | 2036 | QLD | SQ | 159.8818 | 159.8818 | 18.2015 | Fixed domestic
FZ2166_240531a | Progressive Change - Final | CDP6 | H2 Domestic Fixed_SQ | 2037 | QLD | SQ | 160.7371 | 160.7371 | 18.349 | Fixed domestic
FZ2166_240531a | Progressive Change - Final | CDP6 | H2 Domestic Fixed_SQ | 2038 | QLD | SQ | 160.7371 | 160.7371 | 18.349 | Fixed domestic
FZ2166_240531a | Progressive Change - Final | CDP6 | H2 Domestic Fixed_SQ | 2039 | QLD | SQ | 169.5005 | 169.5005 | 19.3494 | Fixed domestic
FZ2166_240531a | Progressive Change - Final | CDP6 | H2 Domestic Fixed_SQ | 2040 | QLD | SQ | 178.0107 | 178.0107 | 20.2653 | Fixed domestic
FZ2166_240531a | Progressive Change - Final | CDP6 | H2 Domestic Fixed_SQ | 2041 | QLD | SQ | 184.9934 | 184.9934 | 21.118 | Fixed domestic
FZ2166_240531a | Progressive Change - Final | CDP6 | H2 Domestic Fixed_SQ | 2042 | QLD | SQ | 184.9934 | 184.9934 | 21.118 | Fixed domestic
FZ2166_240531a | Progressive Change - Final | CDP6 | H2 Domestic Fixed_SQ | 2043 | QLD | SQ | 184.9934 | 184.9934 | 21.118 | Fixed domestic
FZ2166_240531a | Progressive Change - Final | CDP6 | H2 Domestic Fixed_SQ | 2044 | QLD | SQ | 256.1772 | 256.1772 | 29.1641 | Fixed domestic
FZ2166_240531a | Progressive Change - Final | CDP6 | H2 Domestic Fixed_SQ | 2045 | QLD | SQ | 255.4773 | 255.4773 | 29.1641 | Fixed domestic
FZ2166_240531a | Progressive Change - Final | CDP6 | H2 Domestic Fixed_SQ | 2046 | QLD | SQ | 264.0083 | 264.0083 | 30.1379 | Fixed domestic
FZ2166_240531a | Progressive Change - Final | CDP6 | H2 Domestic Fixed_SQ | 2047 | QLD | SQ | 264.0083 | 264.0083 | 30.1379 | Fixed domestic
FZ2166_240531a | Progressive Change - Final | CDP6 | H2 Domestic Fixed_SQ | 2048 | QLD | SQ | 264.7316 | 264.7316 | 30.1379 | Fixed domestic
FZ2166_240531a | Progressive Change - Final | CDP6 | H2 Domestic Fixed_SQ | 2049 | QLD | SQ | 286.5764 | 286.5764 | 32.7142 | Fixed domestic
FZ2166_240531a | Progressive Change - Final | CDP6 | H2 Domestic Fixed_SQ | 2050 | QLD | SQ | 286.2716 | 286.2716 | 32.6794 | Fixed domestic
FZ2166_240531a | Progressive Change - Final | CDP6 | H2 Domestic Fixed_SQ | 2051 | QLD | SQ | 315.3975 | 315.3975 | 36.0043 | Fixed domestic
FZ2166_240531a | Progressive Change - Final | CDP6 | H2 Domestic Fixed_SQ | 2052 | QLD | SQ | 407.2524 | 407.2524 | 46.363 | Fixed domestic
FZ2166_240531a | Progressive Change - Final | CDP6 | H2 Domestic Flex_SQ | 2025 | QLD | SQ | 5.8761 | 6.7719 | 0.77305 | Flexible domestic
FZ2166_240531a | Progressive Change - Final | CDP6 | H2 Domestic Flex_SQ | 2026 | QLD | SQ | 4.5388 | 6.7719 | 0.77305 | Flexible domestic
FZ2166_240531a | Progressive Change - Final | CDP6 | H2 Domestic Flex_SQ | 2027 | QLD | SQ | 4.4304 | 6.7719 | 0.77305 | Flexible domestic
FZ2166_240531a | Progressive Change - Final | CDP6 | H2 Domestic Flex_SQ | 2028 | QLD | SQ | 5.5281 | 6.7905 | 0.77305 | Flexible domestic
FZ2166_240531a | Progressive Change - Final | CDP6 | H2 Domestic Flex_SQ | 2029 | QLD | SQ | 132.3544 | 153.1679 | 17.4849 | Flexible domestic
FZ2166_240531a | Progressive Change - Final | CDP6 | H2 Domestic Flex_SQ | 2030 | QLD | SQ | 277.6234 | 654.7545 | 74.7437 | Flexible domestic
FZ2166_240531a | Progressive Change - Final | CDP6 | H2 Domestic Flex_SQ | 2031 | QLD | SQ | 533.7942 | 654.7545 | 74.7437 | Flexible domestic
FZ2166_240531a | Progressive Change - Final | CDP6 | H2 Domestic Flex_SQ | 2032 | QLD | SQ | 1111.7142 | 1255.8837 | 142.974 | Flexible domestic
FZ2166_240531a | Progressive Change - Final | CDP6 | H2 Domestic Flex_SQ | 2033 | QLD | SQ | 1717.929 | 1912.1095 | 218.2773 | Flexible domestic
FZ2166_240531a | Progressive Change - Final | CDP6 | H2 Domestic Flex_SQ | 2034 | QLD | SQ | 2086.8953 | 2320.1526 | 264.8576 | Flexible domestic
FZ2166_240531a | Progressive Change - Final | CDP6 | H2 Domestic Flex_SQ | 2035 | QLD | SQ | 2320.777 | 3496.7954 | 399.1776 | Flexible domestic
FZ2166_240531a | Progressive Change - Final | CDP6 | H2 Domestic Flex_SQ | 2036 | QLD | SQ | 2301.9489 | 3552.9295 | 404.4774 | Flexible domestic
FZ2166_240531a | Progressive Change - Final | CDP6 | H2 Domestic Flex_SQ | 2037 | QLD | SQ | 2282.232 | 3571.9357 | 407.7552 | Flexible domestic
FZ2166_240531a | Progressive Change - Final | CDP6 | H2 Domestic Flex_SQ | 2038 | QLD | SQ | 2261.84 | 3571.9357 | 407.7552 | Flexible domestic
FZ2166_240531a | Progressive Change - Final | CDP6 | H2 Domestic Flex_SQ | 2039 | QLD | SQ | 2246.434 | 3766.6783 | 429.9861 | Flexible domestic
FZ2166_240531a | Progressive Change - Final | CDP6 | H2 Domestic Flex_SQ | 2040 | QLD | SQ | 2236.3443 | 3955.7937 | 450.3408 | Flexible domestic
FZ2166_240531a | Progressive Change - Final | CDP6 | H2 Domestic Flex_SQ | 2041 | QLD | SQ | 2233.9511 | 4110.9646 | 469.2882 | Flexible domestic
FZ2166_240531a | Progressive Change - Final | CDP6 | H2 Domestic Flex_SQ | 2042 | QLD | SQ | 2265.7026 | 4110.9646 | 469.2882 | Flexible domestic
FZ2166_240531a | Progressive Change - Final | CDP6 | H2 Domestic Flex_SQ | 2043 | QLD | SQ | 2302.2811 | 4110.9646 | 469.2882 | Flexible domestic
FZ2166_240531a | Progressive Change - Final | CDP6 | H2 Domestic Flex_SQ | 2044 | QLD | SQ | 2336.026 | 5692.8272 | 648.0905 | Flexible domestic
FZ2166_240531a | Progressive Change - Final | CDP6 | H2 Domestic Flex_SQ | 2045 | QLD | SQ | 2372.3459 | 5677.2731 | 648.0905 | Flexible domestic
FZ2166_240531a | Progressive Change - Final | CDP6 | H2 Domestic Flex_SQ | 2046 | QLD | SQ | 2405.1384 | 5866.8517 | 669.7319 | Flexible domestic
FZ2166_240531a | Progressive Change - Final | CDP6 | H2 Domestic Flex_SQ | 2047 | QLD | SQ | 2433.1581 | 5866.8517 | 669.7319 | Flexible domestic
FZ2166_240531a | Progressive Change - Final | CDP6 | H2 Domestic Flex_SQ | 2048 | QLD | SQ | 2470.9132 | 5882.9253 | 669.7319 | Flexible domestic
FZ2166_240531a | Progressive Change - Final | CDP6 | H2 Domestic Flex_SQ | 2049 | QLD | SQ | 2507.0472 | 6368.3638 | 726.9822 | Flexible domestic
FZ2166_240531a | Progressive Change - Final | CDP6 | H2 Domestic Flex_SQ | 2050 | QLD | SQ | 2507.0472 | 6361.5919 | 726.2091 | Flexible domestic
FZ2166_240531a | Progressive Change - Final | CDP6 | H2 Domestic Flex_SQ | 2051 | QLD | SQ | 2507.0472 | 7008.8326 | 800.095 | Flexible domestic
FZ2166_240531a | Progressive Change - Final | CDP6 | H2 Domestic Flex_SQ | 2052 | QLD | SQ | 2992.4706 | 9050.0538 | 1030.2885 | Flexible domestic
FZ2166_240531a | Progressive Change - Final | CDP6 | H2 Domestic Fixed_CSA | 2025 | SA | CSA | 0.023265 | 0.023265 | 0.0026558 | Fixed domestic
FZ2166_240531a | Progressive Change - Final | CDP6 | H2 Domestic Fixed_CSA | 2026 | SA | CSA | 0.023265 | 0.023265 | 0.0026558 | Fixed domestic
FZ2166_240531a | Progressive Change - Final | CDP6 | H2 Domestic Fixed_CSA | 2027 | SA | CSA | 0.023265 | 0.023265 | 0.0026558 | Fixed domestic
FZ2166_240531a | Progressive Change - Final | CDP6 | H2 Domestic Fixed_CSA | 2028 | SA | CSA | 0.023329 | 0.023329 | 0.0026558 | Fixed domestic
FZ2166_240531a | Progressive Change - Final | CDP6 | H2 Domestic Fixed_CSA | 2029 | SA | CSA | 0.027259 | 0.027259 | 0.0031118 | Fixed domestic
FZ2166_240531a | Progressive Change - Final | CDP6 | H2 Domestic Fixed_CSA | 2030 | SA | CSA | 0.027259 | 0.027259 | 0.0031118 | Fixed domestic
FZ2166_240531a | Progressive Change - Final | CDP6 | H2 Domestic Fixed_CSA | 2031 | SA | CSA | 0.027259 | 0.027259 | 0.0031118 | Fixed domestic
FZ2166_240531a | Progressive Change - Final | CDP6 | H2 Domestic Fixed_CSA | 2032 | SA | CSA | 0.027334 | 0.027334 | 0.0031118 | Fixed domestic
FZ2166_240531a | Progressive Change - Final | CDP6 | H2 Domestic Fixed_CSA | 2033 | SA | CSA | 0.027259 | 0.027259 | 0.0031118 | Fixed domestic
FZ2166_240531a | Progressive Change - Final | CDP6 | H2 Domestic Fixed_CSA | 2034 | SA | CSA | 0.027259 | 0.027259 | 0.0031118 | Fixed domestic
FZ2166_240531a | Progressive Change - Final | CDP6 | H2 Domestic Fixed_CSA | 2035 | SA | CSA | 0.027862 | 0.027862 | 0.0031806 | Fixed domestic
FZ2166_240531a | Progressive Change - Final | CDP6 | H2 Domestic Fixed_CSA | 2036 | SA | CSA | 0.032939 | 0.032939 | 0.0037499 | Fixed domestic
FZ2166_240531a | Progressive Change - Final | CDP6 | H2 Domestic Fixed_CSA | 2037 | SA | CSA | 0.032849 | 0.032849 | 0.0037499 | Fixed domestic
FZ2166_240531a | Progressive Change - Final | CDP6 | H2 Domestic Fixed_CSA | 2038 | SA | CSA | 0.036308 | 0.036308 | 0.0041448 | Fixed domestic
FZ2166_240531a | Progressive Change - Final | CDP6 | H2 Domestic Fixed_CSA | 2039 | SA | CSA | 0.036308 | 0.036308 | 0.0041448 | Fixed domestic
FZ2166_240531a | Progressive Change - Final | CDP6 | H2 Domestic Fixed_CSA | 2040 | SA | CSA | 0.036408 | 0.036408 | 0.0041448 | Fixed domestic
FZ2166_240531a | Progressive Change - Final | CDP6 | H2 Domestic Fixed_CSA | 2041 | SA | CSA | 0.036308 | 0.036308 | 0.0041448 | Fixed domestic
FZ2166_240531a | Progressive Change - Final | CDP6 | H2 Domestic Fixed_CSA | 2042 | SA | CSA | 0.036308 | 0.036308 | 0.0041448 | Fixed domestic
FZ2166_240531a | Progressive Change - Final | CDP6 | H2 Domestic Fixed_CSA | 2043 | SA | CSA | 11.0969 | 11.0969 | 1.2668 | Fixed domestic
FZ2166_240531a | Progressive Change - Final | CDP6 | H2 Domestic Fixed_CSA | 2044 | SA | CSA | 18.3039 | 18.3039 | 2.0838 | Fixed domestic
FZ2166_240531a | Progressive Change - Final | CDP6 | H2 Domestic Fixed_CSA | 2045 | SA | CSA | 18.2539 | 18.2539 | 2.0838 | Fixed domestic
FZ2166_240531a | Progressive Change - Final | CDP6 | H2 Domestic Fixed_CSA | 2046 | SA | CSA | 25.6896 | 25.6896 | 2.9326 | Fixed domestic
FZ2166_240531a | Progressive Change - Final | CDP6 | H2 Domestic Fixed_CSA | 2047 | SA | CSA | 25.7861 | 25.7861 | 2.9436 | Fixed domestic
FZ2166_240531a | Progressive Change - Final | CDP6 | H2 Domestic Fixed_CSA | 2048 | SA | CSA | 25.8568 | 25.8568 | 2.9436 | Fixed domestic
FZ2166_240531a | Progressive Change - Final | CDP6 | H2 Domestic Fixed_CSA | 2049 | SA | CSA | 31.6891 | 31.6891 | 3.6175 | Fixed domestic
FZ2166_240531a | Progressive Change - Final | CDP6 | H2 Domestic Fixed_CSA | 2050 | SA | CSA | 69.0198 | 69.0198 | 7.879 | Fixed domestic
FZ2166_240531a | Progressive Change - Final | CDP6 | H2 Domestic Fixed_CSA | 2051 | SA | CSA | 69.0198 | 69.0198 | 7.879 | Fixed domestic
FZ2166_240531a | Progressive Change - Final | CDP6 | H2 Domestic Fixed_CSA | 2052 | SA | CSA | 73.6052 | 73.6052 | 8.3795 | Fixed domestic
FZ2166_240531a | Progressive Change - Final | CDP6 | H2 Domestic Flex_CSA | 2025 | SA | CSA | 0 | 0.517 | 0.059018 | Flexible domestic
FZ2166_240531a | Progressive Change - Final | CDP6 | H2 Domestic Flex_CSA | 2026 | SA | CSA | 0 | 0.517 | 0.059018 | Flexible domestic
FZ2166_240531a | Progressive Change - Final | CDP6 | H2 Domestic Flex_CSA | 2027 | SA | CSA | 0 | 0.517 | 0.059018 | Flexible domestic
FZ2166_240531a | Progressive Change - Final | CDP6 | H2 Domestic Flex_CSA | 2028 | SA | CSA | 0 | 0.51842 | 0.059018 | Flexible domestic
FZ2166_240531a | Progressive Change - Final | CDP6 | H2 Domestic Flex_CSA | 2029 | SA | CSA | 0 | 0.60576 | 0.06915 | Flexible domestic
FZ2166_240531a | Progressive Change - Final | CDP6 | H2 Domestic Flex_CSA | 2030 | SA | CSA | 0 | 0.60576 | 0.06915 | Flexible domestic
FZ2166_240531a | Progressive Change - Final | CDP6 | H2 Domestic Flex_CSA | 2031 | SA | CSA | 0 | 0.60576 | 0.06915 | Flexible domestic
FZ2166_240531a | Progressive Change - Final | CDP6 | H2 Domestic Flex_CSA | 2032 | SA | CSA | 0 | 0.60742 | 0.06915 | Flexible domestic
FZ2166_240531a | Progressive Change - Final | CDP6 | H2 Domestic Flex_CSA | 2033 | SA | CSA | 0 | 0.60576 | 0.06915 | Flexible domestic
FZ2166_240531a | Progressive Change - Final | CDP6 | H2 Domestic Flex_CSA | 2034 | SA | CSA | 0 | 0.60576 | 0.06915 | Flexible domestic
FZ2166_240531a | Progressive Change - Final | CDP6 | H2 Domestic Flex_CSA | 2035 | SA | CSA | 0 | 0.61916 | 0.07068 | Flexible domestic
FZ2166_240531a | Progressive Change - Final | CDP6 | H2 Domestic Flex_CSA | 2036 | SA | CSA | 0 | 0.73198 | 0.083331 | Flexible domestic
FZ2166_240531a | Progressive Change - Final | CDP6 | H2 Domestic Flex_CSA | 2037 | SA | CSA | 0 | 0.72998 | 0.083331 | Flexible domestic
FZ2166_240531a | Progressive Change - Final | CDP6 | H2 Domestic Flex_CSA | 2038 | SA | CSA | 0 | 0.80685 | 0.092106 | Flexible domestic
FZ2166_240531a | Progressive Change - Final | CDP6 | H2 Domestic Flex_CSA | 2039 | SA | CSA | 0 | 0.80685 | 0.092106 | Flexible domestic
FZ2166_240531a | Progressive Change - Final | CDP6 | H2 Domestic Flex_CSA | 2040 | SA | CSA | 0 | 0.80906 | 0.092106 | Flexible domestic
FZ2166_240531a | Progressive Change - Final | CDP6 | H2 Domestic Flex_CSA | 2041 | SA | CSA | 0 | 0.80685 | 0.092106 | Flexible domestic
FZ2166_240531a | Progressive Change - Final | CDP6 | H2 Domestic Flex_CSA | 2042 | SA | CSA | 0 | 0.80685 | 0.092106 | Flexible domestic
FZ2166_240531a | Progressive Change - Final | CDP6 | H2 Domestic Flex_CSA | 2043 | SA | CSA | 161.764 | 246.5984 | 28.1505 | Flexible domestic
FZ2166_240531a | Progressive Change - Final | CDP6 | H2 Domestic Flex_CSA | 2044 | SA | CSA | 166.0568 | 406.7536 | 46.3062 | Flexible domestic
FZ2166_240531a | Progressive Change - Final | CDP6 | H2 Domestic Flex_CSA | 2045 | SA | CSA | 166.0758 | 405.6423 | 46.3062 | Flexible domestic
FZ2166_240531a | Progressive Change - Final | CDP6 | H2 Domestic Flex_CSA | 2046 | SA | CSA | 233.5625 | 570.8795 | 65.1689 | Flexible domestic
FZ2166_240531a | Progressive Change - Final | CDP6 | H2 Domestic Flex_CSA | 2047 | SA | CSA | 234.2914 | 573.0248 | 65.4138 | Flexible domestic
FZ2166_240531a | Progressive Change - Final | CDP6 | H2 Domestic Flex_CSA | 2048 | SA | CSA | 233.744 | 574.5947 | 65.4138 | Flexible domestic
FZ2166_240531a | Progressive Change - Final | CDP6 | H2 Domestic Flex_CSA | 2049 | SA | CSA | 343.4483 | 704.203 | 80.3885 | Flexible domestic
FZ2166_240531a | Progressive Change - Final | CDP6 | H2 Domestic Flex_CSA | 2050 | SA | CSA | 618.0921 | 1533.774 | 175.0884 | Flexible domestic
FZ2166_240531a | Progressive Change - Final | CDP6 | H2 Domestic Flex_CSA | 2051 | SA | CSA | 620.1975 | 1533.774 | 175.0884 | Flexible domestic
FZ2166_240531a | Progressive Change - Final | CDP6 | H2 Domestic Flex_CSA | 2052 | SA | CSA | 620.6331 | 1635.6711 | 186.2103 | Flexible domestic
FZ2166_240531a | Progressive Change - Final | CDP6 | Whyalla H2 load_fixed | 2025 | SA | CSA | 0 | 0 | 0 | Fixed domestic
FZ2166_240531a | Progressive Change - Final | CDP6 | Whyalla H2 load_fixed | 2026 | SA | CSA | 24.6375 | 24.6375 | 2.8125 | Fixed domestic
FZ2166_240531a | Progressive Change - Final | CDP6 | Whyalla H2 load_fixed | 2027 | SA | CSA | 73.9125 | 73.9125 | 8.4375 | Fixed domestic
FZ2166_240531a | Progressive Change - Final | CDP6 | Whyalla H2 load_fixed | 2028 | SA | CSA | 98.82 | 98.82 | 11.25 | Fixed domestic
FZ2166_240531a | Progressive Change - Final | CDP6 | Whyalla H2 load_fixed | 2029 | SA | CSA | 98.55 | 98.55 | 11.25 | Fixed domestic
FZ2166_240531a | Progressive Change - Final | CDP6 | Whyalla H2 load_fixed | 2030 | SA | CSA | 98.55 | 98.55 | 11.25 | Fixed domestic
FZ2166_240531a | Progressive Change - Final | CDP6 | Whyalla H2 load_fixed | 2031 | SA | CSA | 98.55 | 98.55 | 11.25 | Fixed domestic
FZ2166_240531a | Progressive Change - Final | CDP6 | Whyalla H2 load_fixed | 2032 | SA | CSA | 98.82 | 98.82 | 11.25 | Fixed domestic
FZ2166_240531a | Progressive Change - Final | CDP6 | Whyalla H2 load_fixed | 2033 | SA | CSA | 98.55 | 98.55 | 11.25 | Fixed domestic
FZ2166_240531a | Progressive Change - Final | CDP6 | Whyalla H2 load_fixed | 2034 | SA | CSA | 98.55 | 98.55 | 11.25 | Fixed domestic
FZ2166_240531a | Progressive Change - Final | CDP6 | Whyalla H2 load_fixed | 2035 | SA | CSA | 98.55 | 98.55 | 11.25 | Fixed domestic
FZ2166_240531a | Progressive Change - Final | CDP6 | Whyalla H2 load_fixed | 2036 | SA | CSA | 98.82 | 98.82 | 11.25 | Fixed domestic
FZ2166_240531a | Progressive Change - Final | CDP6 | Whyalla H2 load_fixed | 2037 | SA | CSA | 98.55 | 98.55 | 11.25 | Fixed domestic
FZ2166_240531a | Progressive Change - Final | CDP6 | Whyalla H2 load_fixed | 2038 | SA | CSA | 98.55 | 98.55 | 11.25 | Fixed domestic
FZ2166_240531a | Progressive Change - Final | CDP6 | Whyalla H2 load_fixed | 2039 | SA | CSA | 98.55 | 98.55 | 11.25 | Fixed domestic
FZ2166_240531a | Progressive Change - Final | CDP6 | Whyalla H2 load_fixed | 2040 | SA | CSA | 98.82 | 98.82 | 11.25 | Fixed domestic
FZ2166_240531a | Progressive Change - Final | CDP6 | Whyalla H2 load_fixed | 2041 | SA | CSA | 98.55 | 98.55 | 11.25 | Fixed domestic
FZ2166_240531a | Progressive Change - Final | CDP6 | Whyalla H2 load_fixed | 2042 | SA | CSA | 98.55 | 98.55 | 11.25 | Fixed domestic
FZ2166_240531a | Progressive Change - Final | CDP6 | Whyalla H2 load_fixed | 2043 | SA | CSA | 98.55 | 98.55 | 11.25 | Fixed domestic
FZ2166_240531a | Progressive Change - Final | CDP6 | Whyalla H2 load_fixed | 2044 | SA | CSA | 98.82 | 98.82 | 11.25 | Fixed domestic
FZ2166_240531a | Progressive Change - Final | CDP6 | Whyalla H2 load_fixed | 2045 | SA | CSA | 98.55 | 98.55 | 11.25 | Fixed domestic
FZ2166_240531a | Progressive Change - Final | CDP6 | Whyalla H2 load_fixed | 2046 | SA | CSA | 98.55 | 98.55 | 11.25 | Fixed domestic
FZ2166_240531a | Progressive Change - Final | CDP6 | Whyalla H2 load_fixed | 2047 | SA | CSA | 98.55 | 98.55 | 11.25 | Fixed domestic
FZ2166_240531a | Progressive Change - Final | CDP6 | Whyalla H2 load_fixed | 2048 | SA | CSA | 98.82 | 98.82 | 11.25 | Fixed domestic
FZ2166_240531a | Progressive Change - Final | CDP6 | Whyalla H2 load_fixed | 2049 | SA | CSA | 98.55 | 98.55 | 11.25 | Fixed domestic
FZ2166_240531a | Progressive Change - Final | CDP6 | Whyalla H2 load_fixed | 2050 | SA | CSA | 98.55 | 98.55 | 11.25 | Fixed domestic
FZ2166_240531a | Progressive Change - Final | CDP6 | Whyalla H2 load_fixed | 2051 | SA | CSA | 98.55 | 98.55 | 11.25 | Fixed domestic
FZ2166_240531a | Progressive Change - Final | CDP6 | Whyalla H2 load_fixed | 2052 | SA | CSA | 98.82 | 98.82 | 11.25 | Fixed domestic
FZ2166_240531a | Progressive Change - Final | CDP6 | Whyalla H2 load_flex | 2025 | SA | CSA | 0 | 0 | 0 | Flexible domestic
FZ2166_240531a | Progressive Change - Final | CDP6 | Whyalla H2 load_flex | 2026 | SA | CSA | 344.5504 | 547.5 | 62.5 | Flexible domestic
FZ2166_240531a | Progressive Change - Final | CDP6 | Whyalla H2 load_flex | 2027 | SA | CSA | 1027.5222 | 1642.5 | 187.5 | Flexible domestic
FZ2166_240531a | Progressive Change - Final | CDP6 | Whyalla H2 load_flex | 2028 | SA | CSA | 1369.3318 | 2196 | 250 | Flexible domestic
FZ2166_240531a | Progressive Change - Final | CDP6 | Whyalla H2 load_flex | 2029 | SA | CSA | 1381.7932 | 2190 | 250 | Flexible domestic
FZ2166_240531a | Progressive Change - Final | CDP6 | Whyalla H2 load_flex | 2030 | SA | CSA | 1380.6196 | 2190 | 250 | Flexible domestic
FZ2166_240531a | Progressive Change - Final | CDP6 | Whyalla H2 load_flex | 2031 | SA | CSA | 1379.039 | 2190 | 250 | Flexible domestic
FZ2166_240531a | Progressive Change - Final | CDP6 | Whyalla H2 load_flex | 2032 | SA | CSA | 1304.129 | 2196 | 250 | Flexible domestic
FZ2166_240531a | Progressive Change - Final | CDP6 | Whyalla H2 load_flex | 2033 | SA | CSA | 1295.4086 | 2190 | 250 | Flexible domestic
FZ2166_240531a | Progressive Change - Final | CDP6 | Whyalla H2 load_flex | 2034 | SA | CSA | 1295.8946 | 2190 | 250 | Flexible domestic
FZ2166_240531a | Progressive Change - Final | CDP6 | Whyalla H2 load_flex | 2035 | SA | CSA | 1296.1512 | 2190 | 250 | Flexible domestic
FZ2166_240531a | Progressive Change - Final | CDP6 | Whyalla H2 load_flex | 2036 | SA | CSA | 1296.4087 | 2196 | 250 | Flexible domestic
FZ2166_240531a | Progressive Change - Final | CDP6 | Whyalla H2 load_flex | 2037 | SA | CSA | 1298.9976 | 2190 | 250 | Flexible domestic
FZ2166_240531a | Progressive Change - Final | CDP6 | Whyalla H2 load_flex | 2038 | SA | CSA | 1298.9976 | 2190 | 250 | Flexible domestic
FZ2166_240531a | Progressive Change - Final | CDP6 | Whyalla H2 load_flex | 2039 | SA | CSA | 1298.9976 | 2190 | 250 | Flexible domestic
FZ2166_240531a | Progressive Change - Final | CDP6 | Whyalla H2 load_flex | 2040 | SA | CSA | 1298.9976 | 2196 | 250 | Flexible domestic
FZ2166_240531a | Progressive Change - Final | CDP6 | Whyalla H2 load_flex | 2041 | SA | CSA | 1298.9976 | 2190 | 250 | Flexible domestic
FZ2166_240531a | Progressive Change - Final | CDP6 | Whyalla H2 load_flex | 2042 | SA | CSA | 1298.9976 | 2190 | 250 | Flexible domestic
FZ2166_240531a | Progressive Change - Final | CDP6 | Whyalla H2 load_flex | 2043 | SA | CSA | 1298.9976 | 2190 | 250 | Flexible domestic
FZ2166_240531a | Progressive Change - Final | CDP6 | Whyalla H2 load_flex | 2044 | SA | CSA | 1298.9976 | 2196 | 250 | Flexible domestic
FZ2166_240531a | Progressive Change - Final | CDP6 | Whyalla H2 load_flex | 2045 | SA | CSA | 1298.9976 | 2190 | 250 | Flexible domestic
FZ2166_240531a | Progressive Change - Final | CDP6 | Whyalla H2 load_flex | 2046 | SA | CSA | 1298.9976 | 2190 | 250 | Flexible domestic
FZ2166_240531a | Progressive Change - Final | CDP6 | Whyalla H2 load_flex | 2047 | SA | CSA | 1298.9976 | 2190 | 250 | Flexible domestic
FZ2166_240531a | Progressive Change - Final | CDP6 | Whyalla H2 load_flex | 2048 | SA | CSA | 1298.9976 | 2196 | 250 | Flexible domestic
FZ2166_240531a | Progressive Change - Final | CDP6 | Whyalla H2 load_flex | 2049 | SA | CSA | 1298.9976 | 2190 | 250 | Flexible domestic
FZ2166_240531a | Progressive Change - Final | CDP6 | Whyalla H2 load_flex | 2050 | SA | CSA | 1298.9976 | 2190 | 250 | Flexible domestic
FZ2166_240531a | Progressive Change - Final | CDP6 | Whyalla H2 load_flex | 2051 | SA | CSA | 1298.9976 | 2190 | 250 | Flexible domestic
FZ2166_240531a | Progressive Change - Final | CDP6 | Whyalla H2 load_flex | 2052 | SA | CSA | 1298.9976 | 2196 | 250 | Flexible domestic
FZ2166_240531a | Progressive Change - Final | CDP6 | H2 Domestic Fixed_SESA | 2025 | SA | SESA | 0.061378 | 0.061378 | 0.0070066 | Fixed domestic
FZ2166_240531a | Progressive Change - Final | CDP6 | H2 Domestic Fixed_SESA | 2026 | SA | SESA | 2.6667 | 2.6667 | 0.30441 | Fixed domestic
FZ2166_240531a | Progressive Change - Final | CDP6 | H2 Domestic Fixed_SESA | 2027 | SA | SESA | 7.7174 | 7.7174 | 0.88098 | Fixed domestic
FZ2166_240531a | Progressive Change - Final | CDP6 | H2 Domestic Fixed_SESA | 2028 | SA | SESA | 9.8546 | 9.8546 | 1.1219 | Fixed domestic
FZ2166_240531a | Progressive Change - Final | CDP6 | H2 Domestic Fixed_SESA | 2029 | SA | SESA | 10.7301 | 10.7301 | 1.2249 | Fixed domestic
FZ2166_240531a | Progressive Change - Final | CDP6 | H2 Domestic Fixed_SESA | 2030 | SA | SESA | 10.7301 | 10.7301 | 1.2249 | Fixed domestic
FZ2166_240531a | Progressive Change - Final | CDP6 | H2 Domestic Fixed_SESA | 2031 | SA | SESA | 10.7301 | 10.7301 | 1.2249 | Fixed domestic
FZ2166_240531a | Progressive Change - Final | CDP6 | H2 Domestic Fixed_SESA | 2032 | SA | SESA | 10.7595 | 10.7595 | 1.2249 | Fixed domestic
FZ2166_240531a | Progressive Change - Final | CDP6 | H2 Domestic Fixed_SESA | 2033 | SA | SESA | 13.2571 | 13.2571 | 1.5134 | Fixed domestic
FZ2166_240531a | Progressive Change - Final | CDP6 | H2 Domestic Fixed_SESA | 2034 | SA | SESA | 13.952 | 13.952 | 1.5927 | Fixed domestic
FZ2166_240531a | Progressive Change - Final | CDP6 | H2 Domestic Fixed_SESA | 2035 | SA | SESA | 15.1552 | 15.1552 | 1.73 | Fixed domestic
FZ2166_240531a | Progressive Change - Final | CDP6 | H2 Domestic Fixed_SESA | 2036 | SA | SESA | 16.268 | 16.268 | 1.852 | Fixed domestic
FZ2166_240531a | Progressive Change - Final | CDP6 | H2 Domestic Fixed_SESA | 2037 | SA | SESA | 16.2235 | 16.2235 | 1.852 | Fixed domestic
FZ2166_240531a | Progressive Change - Final | CDP6 | H2 Domestic Fixed_SESA | 2038 | SA | SESA | 18.4317 | 18.4317 | 2.1041 | Fixed domestic
FZ2166_240531a | Progressive Change - Final | CDP6 | H2 Domestic Fixed_SESA | 2039 | SA | SESA | 18.4317 | 18.4317 | 2.1041 | Fixed domestic
FZ2166_240531a | Progressive Change - Final | CDP6 | H2 Domestic Fixed_SESA | 2040 | SA | SESA | 18.4822 | 18.4822 | 2.1041 | Fixed domestic
FZ2166_240531a | Progressive Change - Final | CDP6 | H2 Domestic Fixed_SESA | 2041 | SA | SESA | 18.4317 | 18.4317 | 2.1041 | Fixed domestic
FZ2166_240531a | Progressive Change - Final | CDP6 | H2 Domestic Fixed_SESA | 2042 | SA | SESA | 18.4317 | 18.4317 | 2.1041 | Fixed domestic
FZ2166_240531a | Progressive Change - Final | CDP6 | H2 Domestic Fixed_SESA | 2043 | SA | SESA | 18.4317 | 18.4317 | 2.1041 | Fixed domestic
FZ2166_240531a | Progressive Change - Final | CDP6 | H2 Domestic Fixed_SESA | 2044 | SA | SESA | 24.5855 | 24.5855 | 2.7989 | Fixed domestic
FZ2166_240531a | Progressive Change - Final | CDP6 | H2 Domestic Fixed_SESA | 2045 | SA | SESA | 24.5183 | 24.5183 | 2.7989 | Fixed domestic
FZ2166_240531a | Progressive Change - Final | CDP6 | H2 Domestic Fixed_SESA | 2046 | SA | SESA | 24.5183 | 24.5183 | 2.7989 | Fixed domestic
FZ2166_240531a | Progressive Change - Final | CDP6 | H2 Domestic Fixed_SESA | 2047 | SA | SESA | 24.5183 | 24.5183 | 2.7989 | Fixed domestic
FZ2166_240531a | Progressive Change - Final | CDP6 | H2 Domestic Fixed_SESA | 2048 | SA | SESA | 24.5855 | 24.5855 | 2.7989 | Fixed domestic
FZ2166_240531a | Progressive Change - Final | CDP6 | H2 Domestic Fixed_SESA | 2049 | SA | SESA | 24.5183 | 24.5183 | 2.7989 | Fixed domestic
FZ2166_240531a | Progressive Change - Final | CDP6 | H2 Domestic Fixed_SESA | 2050 | SA | SESA | 38.2178 | 38.2178 | 4.3628 | Fixed domestic
FZ2166_240531a | Progressive Change - Final | CDP6 | H2 Domestic Fixed_SESA | 2051 | SA | SESA | 35.6125 | 35.6125 | 4.0654 | Fixed domestic
FZ2166_240531a | Progressive Change - Final | CDP6 | H2 Domestic Fixed_SESA | 2052 | SA | SESA | 38.3844 | 38.3844 | 4.3698 | Fixed domestic
FZ2166_240531a | Progressive Change - Final | CDP6 | H2 Domestic Flex_SESA | 2025 | SA | SESA | 1.1835 | 1.3639 | 0.1557 | Flexible domestic
FZ2166_240531a | Progressive Change - Final | CDP6 | H2 Domestic Flex_SESA | 2026 | SA | SESA | 51.3833 | 59.2594 | 6.7648 | Flexible domestic
FZ2166_240531a | Progressive Change - Final | CDP6 | H2 Domestic Flex_SESA | 2027 | SA | SESA | 146.4943 | 171.497 | 19.5773 | Flexible domestic
FZ2166_240531a | Progressive Change - Final | CDP6 | H2 Domestic Flex_SESA | 2028 | SA | SESA | 188.8144 | 218.9911 | 24.9307 | Flexible domestic
FZ2166_240531a | Progressive Change - Final | CDP6 | H2 Domestic Flex_SESA | 2029 | SA | SESA | 169.2015 | 238.4458 | 27.2198 | Flexible domestic
FZ2166_240531a | Progressive Change - Final | CDP6 | H2 Domestic Flex_SESA | 2030 | SA | SESA | 148.0694 | 238.4458 | 27.2198 | Flexible domestic
FZ2166_240531a | Progressive Change - Final | CDP6 | H2 Domestic Flex_SESA | 2031 | SA | SESA | 146.0958 | 238.4458 | 27.2198 | Flexible domestic
FZ2166_240531a | Progressive Change - Final | CDP6 | H2 Domestic Flex_SESA | 2032 | SA | SESA | 167.3429 | 239.0991 | 27.2198 | Flexible domestic
FZ2166_240531a | Progressive Change - Final | CDP6 | H2 Domestic Flex_SESA | 2033 | SA | SESA | 199.5319 | 294.6023 | 33.6304 | Flexible domestic
FZ2166_240531a | Progressive Change - Final | CDP6 | H2 Domestic Flex_SESA | 2034 | SA | SESA | 206.0828 | 310.0448 | 35.3932 | Flexible domestic
FZ2166_240531a | Progressive Change - Final | CDP6 | H2 Domestic Flex_SESA | 2035 | SA | SESA | 201.66 | 336.7813 | 38.4454 | Flexible domestic
FZ2166_240531a | Progressive Change - Final | CDP6 | H2 Domestic Flex_SESA | 2036 | SA | SESA | 197.2612 | 361.511 | 41.1556 | Flexible domestic
FZ2166_240531a | Progressive Change - Final | CDP6 | H2 Domestic Flex_SESA | 2037 | SA | SESA | 192.9695 | 360.5233 | 41.1556 | Flexible domestic
FZ2166_240531a | Progressive Change - Final | CDP6 | H2 Domestic Flex_SESA | 2038 | SA | SESA | 188.9449 | 409.594 | 46.7573 | Flexible domestic
FZ2166_240531a | Progressive Change - Final | CDP6 | H2 Domestic Flex_SESA | 2039 | SA | SESA | 184.9592 | 409.594 | 46.7573 | Flexible domestic
FZ2166_240531a | Progressive Change - Final | CDP6 | H2 Domestic Flex_SESA | 2040 | SA | SESA | 181.0498 | 410.7162 | 46.7573 | Flexible domestic
FZ2166_240531a | Progressive Change - Final | CDP6 | H2 Domestic Flex_SESA | 2041 | SA | SESA | 179.2508 | 409.594 | 46.7573 | Flexible domestic
FZ2166_240531a | Progressive Change - Final | CDP6 | H2 Domestic Flex_SESA | 2042 | SA | SESA | 179.4237 | 409.594 | 46.7573 | Flexible domestic
FZ2166_240531a | Progressive Change - Final | CDP6 | H2 Domestic Flex_SESA | 2043 | SA | SESA | 222.1558 | 409.594 | 46.7573 | Flexible domestic
FZ2166_240531a | Progressive Change - Final | CDP6 | H2 Domestic Flex_SESA | 2044 | SA | SESA | 223.2297 | 546.3436 | 62.1976 | Flexible domestic
FZ2166_240531a | Progressive Change - Final | CDP6 | H2 Domestic Flex_SESA | 2045 | SA | SESA | 224.4286 | 544.8509 | 62.1976 | Flexible domestic
FZ2166_240531a | Progressive Change - Final | CDP6 | H2 Domestic Flex_SESA | 2046 | SA | SESA | 238.1929 | 544.8509 | 62.1976 | Flexible domestic
FZ2166_240531a | Progressive Change - Final | CDP6 | H2 Domestic Flex_SESA | 2047 | SA | SESA | 237.464 | 544.8509 | 62.1976 | Flexible domestic
FZ2166_240531a | Progressive Change - Final | CDP6 | H2 Domestic Flex_SESA | 2048 | SA | SESA | 238.0114 | 546.3436 | 62.1976 | Flexible domestic
FZ2166_240531a | Progressive Change - Final | CDP6 | H2 Domestic Flex_SESA | 2049 | SA | SESA | 262.6572 | 544.8509 | 62.1976 | Flexible domestic
FZ2166_240531a | Progressive Change - Final | CDP6 | H2 Domestic Flex_SESA | 2050 | SA | SESA | 320.6611 | 849.2843 | 96.9503 | Flexible domestic
FZ2166_240531a | Progressive Change - Final | CDP6 | H2 Domestic Flex_SESA | 2051 | SA | SESA | 321.0201 | 791.3889 | 90.3412 | Flexible domestic
FZ2166_240531a | Progressive Change - Final | CDP6 | H2 Domestic Flex_SESA | 2052 | SA | SESA | 320.5845 | 852.9872 | 97.1069 | Flexible domestic
FZ2166_240531a | Progressive Change - Final | CDP6 | H2 Domestic Fixed_TAS | 2025 | TAS | TAS | 0 | 0 | 0 | Fixed domestic
FZ2166_240531a | Progressive Change - Final | CDP6 | H2 Domestic Fixed_TAS | 2026 | TAS | TAS | 0 | 0 | 0 | Fixed domestic
FZ2166_240531a | Progressive Change - Final | CDP6 | H2 Domestic Fixed_TAS | 2027 | TAS | TAS | 0 | 0 | 0 | Fixed domestic
FZ2166_240531a | Progressive Change - Final | CDP6 | H2 Domestic Fixed_TAS | 2028 | TAS | TAS | 0 | 0 | 0 | Fixed domestic
FZ2166_240531a | Progressive Change - Final | CDP6 | H2 Domestic Fixed_TAS | 2029 | TAS | TAS | 0.30059 | 0.30059 | 0.034314 | Fixed domestic
FZ2166_240531a | Progressive Change - Final | CDP6 | H2 Domestic Fixed_TAS | 2030 | TAS | TAS | 1.2354 | 1.2354 | 0.14103 | Fixed domestic
FZ2166_240531a | Progressive Change - Final | CDP6 | H2 Domestic Fixed_TAS | 2031 | TAS | TAS | 2.5762 | 2.5762 | 0.29408 | Fixed domestic
FZ2166_240531a | Progressive Change - Final | CDP6 | H2 Domestic Fixed_TAS | 2032 | TAS | TAS | 3.3595 | 3.3595 | 0.38245 | Fixed domestic
FZ2166_240531a | Progressive Change - Final | CDP6 | H2 Domestic Fixed_TAS | 2033 | TAS | TAS | 4.7729 | 4.7729 | 0.54485 | Fixed domestic
FZ2166_240531a | Progressive Change - Final | CDP6 | H2 Domestic Fixed_TAS | 2034 | TAS | TAS | 4.7729 | 4.7729 | 0.54485 | Fixed domestic
FZ2166_240531a | Progressive Change - Final | CDP6 | H2 Domestic Fixed_TAS | 2035 | TAS | TAS | 4.9175 | 4.9175 | 0.56136 | Fixed domestic
FZ2166_240531a | Progressive Change - Final | CDP6 | H2 Domestic Fixed_TAS | 2036 | TAS | TAS | 5.8898 | 5.8898 | 0.67051 | Fixed domestic
FZ2166_240531a | Progressive Change - Final | CDP6 | H2 Domestic Fixed_TAS | 2037 | TAS | TAS | 5.8737 | 5.8737 | 0.67051 | Fixed domestic
FZ2166_240531a | Progressive Change - Final | CDP6 | H2 Domestic Fixed_TAS | 2038 | TAS | TAS | 9.7586 | 9.7586 | 1.114 | Fixed domestic
FZ2166_240531a | Progressive Change - Final | CDP6 | H2 Domestic Fixed_TAS | 2039 | TAS | TAS | 9.7586 | 9.7586 | 1.114 | Fixed domestic
FZ2166_240531a | Progressive Change - Final | CDP6 | H2 Domestic Fixed_TAS | 2040 | TAS | TAS | 9.7853 | 9.7853 | 1.114 | Fixed domestic
FZ2166_240531a | Progressive Change - Final | CDP6 | H2 Domestic Fixed_TAS | 2041 | TAS | TAS | 14.0639 | 14.0639 | 1.6055 | Fixed domestic
FZ2166_240531a | Progressive Change - Final | CDP6 | H2 Domestic Fixed_TAS | 2042 | TAS | TAS | 14.0639 | 14.0639 | 1.6055 | Fixed domestic
FZ2166_240531a | Progressive Change - Final | CDP6 | H2 Domestic Fixed_TAS | 2043 | TAS | TAS | 14.0639 | 14.0639 | 1.6055 | Fixed domestic
FZ2166_240531a | Progressive Change - Final | CDP6 | H2 Domestic Fixed_TAS | 2044 | TAS | TAS | 14.1025 | 14.1025 | 1.6055 | Fixed domestic
FZ2166_240531a | Progressive Change - Final | CDP6 | H2 Domestic Fixed_TAS | 2045 | TAS | TAS | 14.0639 | 14.0639 | 1.6055 | Fixed domestic
FZ2166_240531a | Progressive Change - Final | CDP6 | H2 Domestic Fixed_TAS | 2046 | TAS | TAS | 14.0639 | 14.0639 | 1.6055 | Fixed domestic
FZ2166_240531a | Progressive Change - Final | CDP6 | H2 Domestic Fixed_TAS | 2047 | TAS | TAS | 15.9975 | 15.9975 | 1.8262 | Fixed domestic
FZ2166_240531a | Progressive Change - Final | CDP6 | H2 Domestic Fixed_TAS | 2048 | TAS | TAS | 16.0413 | 16.0413 | 1.8262 | Fixed domestic
FZ2166_240531a | Progressive Change - Final | CDP6 | H2 Domestic Fixed_TAS | 2049 | TAS | TAS | 15.9975 | 15.9975 | 1.8262 | Fixed domestic
FZ2166_240531a | Progressive Change - Final | CDP6 | H2 Domestic Fixed_TAS | 2050 | TAS | TAS | 16.1036 | 16.1036 | 1.8383 | Fixed domestic
FZ2166_240531a | Progressive Change - Final | CDP6 | H2 Domestic Fixed_TAS | 2051 | TAS | TAS | 16.1036 | 16.1036 | 1.8383 | Fixed domestic
FZ2166_240531a | Progressive Change - Final | CDP6 | H2 Domestic Fixed_TAS | 2052 | TAS | TAS | 16.1788 | 16.1788 | 1.8419 | Fixed domestic
FZ2166_240531a | Progressive Change - Final | CDP6 | H2 Domestic Flex_TAS | 2025 | TAS | TAS | 0 | 0 | 0 | Flexible domestic
FZ2166_240531a | Progressive Change - Final | CDP6 | H2 Domestic Flex_TAS | 2026 | TAS | TAS | 0 | 0 | 0 | Flexible domestic
FZ2166_240531a | Progressive Change - Final | CDP6 | H2 Domestic Flex_TAS | 2027 | TAS | TAS | 0 | 0 | 0 | Flexible domestic
FZ2166_240531a | Progressive Change - Final | CDP6 | H2 Domestic Flex_TAS | 2028 | TAS | TAS | 0 | 0 | 0 | Flexible domestic
FZ2166_240531a | Progressive Change - Final | CDP6 | H2 Domestic Flex_TAS | 2029 | TAS | TAS | 5.7721 | 6.6798 | 0.76253 | Flexible domestic
FZ2166_240531a | Progressive Change - Final | CDP6 | H2 Domestic Flex_TAS | 2030 | TAS | TAS | 24.2692 | 27.4534 | 3.134 | Flexible domestic
FZ2166_240531a | Progressive Change - Final | CDP6 | H2 Domestic Flex_TAS | 2031 | TAS | TAS | 50.4074 | 57.2484 | 6.5352 | Flexible domestic
FZ2166_240531a | Progressive Change - Final | CDP6 | H2 Domestic Flex_TAS | 2032 | TAS | TAS | 66.0847 | 74.6547 | 8.4989 | Flexible domestic
FZ2166_240531a | Progressive Change - Final | CDP6 | H2 Domestic Flex_TAS | 2033 | TAS | TAS | 95.2936 | 106.0648 | 12.1079 | Flexible domestic
FZ2166_240531a | Progressive Change - Final | CDP6 | H2 Domestic Flex_TAS | 2034 | TAS | TAS | 93.8191 | 106.0648 | 12.1079 | Flexible domestic
FZ2166_240531a | Progressive Change - Final | CDP6 | H2 Domestic Flex_TAS | 2035 | TAS | TAS | 98.1518 | 109.2787 | 12.4747 | Flexible domestic
FZ2166_240531a | Progressive Change - Final | CDP6 | H2 Domestic Flex_TAS | 2036 | TAS | TAS | 99.4811 | 130.8837 | 14.9002 | Flexible domestic
FZ2166_240531a | Progressive Change - Final | CDP6 | H2 Domestic Flex_TAS | 2037 | TAS | TAS | 97.2629 | 130.5261 | 14.9002 | Flexible domestic
FZ2166_240531a | Progressive Change - Final | CDP6 | H2 Domestic Flex_TAS | 2038 | TAS | TAS | 174.1542 | 216.8567 | 24.7553 | Flexible domestic
FZ2166_240531a | Progressive Change - Final | CDP6 | H2 Domestic Flex_TAS | 2039 | TAS | TAS | 170.2738 | 216.8567 | 24.7553 | Flexible domestic
FZ2166_240531a | Progressive Change - Final | CDP6 | H2 Domestic Flex_TAS | 2040 | TAS | TAS | 167.28 | 217.4508 | 24.7553 | Flexible domestic
FZ2166_240531a | Progressive Change - Final | CDP6 | H2 Domestic Flex_TAS | 2041 | TAS | TAS | 165.4189 | 312.5319 | 35.6772 | Flexible domestic
FZ2166_240531a | Progressive Change - Final | CDP6 | H2 Domestic Flex_TAS | 2042 | TAS | TAS | 169.1686 | 312.5319 | 35.6772 | Flexible domestic
FZ2166_240531a | Progressive Change - Final | CDP6 | H2 Domestic Flex_TAS | 2043 | TAS | TAS | 170.1358 | 312.5319 | 35.6772 | Flexible domestic
FZ2166_240531a | Progressive Change - Final | CDP6 | H2 Domestic Flex_TAS | 2044 | TAS | TAS | 173.9124 | 313.3881 | 35.6772 | Flexible domestic
FZ2166_240531a | Progressive Change - Final | CDP6 | H2 Domestic Flex_TAS | 2045 | TAS | TAS | 175.0212 | 312.5319 | 35.6772 | Flexible domestic
FZ2166_240531a | Progressive Change - Final | CDP6 | H2 Domestic Flex_TAS | 2046 | TAS | TAS | 175.0212 | 312.5319 | 35.6772 | Flexible domestic
FZ2166_240531a | Progressive Change - Final | CDP6 | H2 Domestic Flex_TAS | 2047 | TAS | TAS | 175.0212 | 355.5001 | 40.5822 | Flexible domestic
FZ2166_240531a | Progressive Change - Final | CDP6 | H2 Domestic Flex_TAS | 2048 | TAS | TAS | 175.0212 | 356.4741 | 40.5822 | Flexible domestic
FZ2166_240531a | Progressive Change - Final | CDP6 | H2 Domestic Flex_TAS | 2049 | TAS | TAS | 175.0212 | 355.5001 | 40.5822 | Flexible domestic
FZ2166_240531a | Progressive Change - Final | CDP6 | H2 Domestic Flex_TAS | 2050 | TAS | TAS | 175.0212 | 357.8573 | 40.8513 | Flexible domestic
FZ2166_240531a | Progressive Change - Final | CDP6 | H2 Domestic Flex_TAS | 2051 | TAS | TAS | 175.0212 | 357.8573 | 40.8513 | Flexible domestic
FZ2166_240531a | Progressive Change - Final | CDP6 | H2 Domestic Flex_TAS | 2052 | TAS | TAS | 175.0212 | 359.53 | 40.9301 | Flexible domestic
FZ2166_240531a | Progressive Change - Final | CDP6 | H2 Domestic Fixed_VIC | 2025 | VIC | VIC | 2.5574 | 2.5574 | 0.29194 | Fixed domestic
FZ2166_240531a | Progressive Change - Final | CDP6 | H2 Domestic Fixed_VIC | 2026 | VIC | VIC | 4.0307 | 4.0307 | 0.46013 | Fixed domestic
FZ2166_240531a | Progressive Change - Final | CDP6 | H2 Domestic Fixed_VIC | 2027 | VIC | VIC | 4.0307 | 4.0307 | 0.46013 | Fixed domestic
FZ2166_240531a | Progressive Change - Final | CDP6 | H2 Domestic Fixed_VIC | 2028 | VIC | VIC | 4.0418 | 4.0418 | 0.46013 | Fixed domestic
FZ2166_240531a | Progressive Change - Final | CDP6 | H2 Domestic Fixed_VIC | 2029 | VIC | VIC | 50.4395 | 50.4395 | 5.7579 | Fixed domestic
FZ2166_240531a | Progressive Change - Final | CDP6 | H2 Domestic Fixed_VIC | 2030 | VIC | VIC | 139.1119 | 139.1119 | 15.8804 | Fixed domestic
FZ2166_240531a | Progressive Change - Final | CDP6 | H2 Domestic Fixed_VIC | 2031 | VIC | VIC | 139.1119 | 139.1119 | 15.8804 | Fixed domestic
FZ2166_240531a | Progressive Change - Final | CDP6 | H2 Domestic Fixed_VIC | 2032 | VIC | VIC | 204.8376 | 204.8376 | 23.3194 | Fixed domestic
FZ2166_240531a | Progressive Change - Final | CDP6 | H2 Domestic Fixed_VIC | 2033 | VIC | VIC | 420.9245 | 420.9245 | 48.0507 | Fixed domestic
FZ2166_240531a | Progressive Change - Final | CDP6 | H2 Domestic Fixed_VIC | 2034 | VIC | VIC | 420.9245 | 420.9245 | 48.0507 | Fixed domestic
FZ2166_240531a | Progressive Change - Final | CDP6 | H2 Domestic Fixed_VIC | 2035 | VIC | VIC | 489.2586 | 489.2586 | 55.8514 | Fixed domestic
FZ2166_240531a | Progressive Change - Final | CDP6 | H2 Domestic Fixed_VIC | 2036 | VIC | VIC | 549.27 | 549.27 | 62.5307 | Fixed domestic
FZ2166_240531a | Progressive Change - Final | CDP6 | H2 Domestic Fixed_VIC | 2037 | VIC | VIC | 547.7692 | 547.7692 | 62.5307 | Fixed domestic
FZ2166_240531a | Progressive Change - Final | CDP6 | H2 Domestic Fixed_VIC | 2038 | VIC | VIC | 576.3117 | 576.3117 | 65.789 | Fixed domestic
FZ2166_240531a | Progressive Change - Final | CDP6 | H2 Domestic Fixed_VIC | 2039 | VIC | VIC | 576.3117 | 576.3117 | 65.789 | Fixed domestic
FZ2166_240531a | Progressive Change - Final | CDP6 | H2 Domestic Fixed_VIC | 2040 | VIC | VIC | 577.8906 | 577.8906 | 65.789 | Fixed domestic
FZ2166_240531a | Progressive Change - Final | CDP6 | H2 Domestic Fixed_VIC | 2041 | VIC | VIC | 576.3117 | 576.3117 | 65.789 | Fixed domestic
FZ2166_240531a | Progressive Change - Final | CDP6 | H2 Domestic Fixed_VIC | 2042 | VIC | VIC | 576.3117 | 576.3117 | 65.789 | Fixed domestic
FZ2166_240531a | Progressive Change - Final | CDP6 | H2 Domestic Fixed_VIC | 2043 | VIC | VIC | 576.3117 | 576.3117 | 65.789 | Fixed domestic
FZ2166_240531a | Progressive Change - Final | CDP6 | H2 Domestic Fixed_VIC | 2044 | VIC | VIC | 598.902 | 598.902 | 68.181 | Fixed domestic
FZ2166_240531a | Progressive Change - Final | CDP6 | H2 Domestic Fixed_VIC | 2045 | VIC | VIC | 597.2657 | 597.2657 | 68.181 | Fixed domestic
FZ2166_240531a | Progressive Change - Final | CDP6 | H2 Domestic Fixed_VIC | 2046 | VIC | VIC | 597.2657 | 597.2657 | 68.181 | Fixed domestic
FZ2166_240531a | Progressive Change - Final | CDP6 | H2 Domestic Fixed_VIC | 2047 | VIC | VIC | 678.099 | 678.099 | 77.4086 | Fixed domestic
FZ2166_240531a | Progressive Change - Final | CDP6 | H2 Domestic Fixed_VIC | 2048 | VIC | VIC | 679.9568 | 679.9568 | 77.4086 | Fixed domestic
FZ2166_240531a | Progressive Change - Final | CDP6 | H2 Domestic Fixed_VIC | 2049 | VIC | VIC | 678.099 | 678.099 | 77.4086 | Fixed domestic
FZ2166_240531a | Progressive Change - Final | CDP6 | H2 Domestic Fixed_VIC | 2050 | VIC | VIC | 826.558 | 826.558 | 94.3559 | Fixed domestic
FZ2166_240531a | Progressive Change - Final | CDP6 | H2 Domestic Fixed_VIC | 2051 | VIC | VIC | 825.0847 | 825.0847 | 94.1877 | Fixed domestic
FZ2166_240531a | Progressive Change - Final | CDP6 | H2 Domestic Fixed_VIC | 2052 | VIC | VIC | 867.8842 | 867.8842 | 98.8028 | Fixed domestic
FZ2166_240531a | Progressive Change - Final | CDP6 | H2 Domestic Flex_VIC | 2025 | VIC | VIC | 49.3127 | 56.8302 | 6.4875 | Flexible domestic
FZ2166_240531a | Progressive Change - Final | CDP6 | H2 Domestic Flex_VIC | 2026 | VIC | VIC | 77.6668 | 89.5717 | 10.2251 | Flexible domestic
FZ2166_240531a | Progressive Change - Final | CDP6 | H2 Domestic Flex_VIC | 2027 | VIC | VIC | 75.935 | 89.5717 | 10.2251 | Flexible domestic
FZ2166_240531a | Progressive Change - Final | CDP6 | H2 Domestic Flex_VIC | 2028 | VIC | VIC | 74.2418 | 89.8171 | 10.2251 | Flexible domestic
FZ2166_240531a | Progressive Change - Final | CDP6 | H2 Domestic Flex_VIC | 2029 | VIC | VIC | 681.7364 | 1120.8784 | 127.9542 | Flexible domestic
FZ2166_240531a | Progressive Change - Final | CDP6 | H2 Domestic Flex_VIC | 2030 | VIC | VIC | 1845.7348 | 3091.376 | 352.8968 | Flexible domestic
FZ2166_240531a | Progressive Change - Final | CDP6 | H2 Domestic Flex_VIC | 2031 | VIC | VIC | 2721.9649 | 3091.376 | 352.8968 | Flexible domestic
FZ2166_240531a | Progressive Change - Final | CDP6 | H2 Domestic Flex_VIC | 2032 | VIC | VIC | 4029.4051 | 4551.9473 | 518.2089 | Flexible domestic
FZ2166_240531a | Progressive Change - Final | CDP6 | H2 Domestic Flex_VIC | 2033 | VIC | VIC | 7023.9977 | 9353.878 | 1067.7943 | Flexible domestic
FZ2166_240531a | Progressive Change - Final | CDP6 | H2 Domestic Flex_VIC | 2034 | VIC | VIC | 6901.8071 | 9353.878 | 1067.7943 | Flexible domestic
FZ2166_240531a | Progressive Change - Final | CDP6 | H2 Domestic Flex_VIC | 2035 | VIC | VIC | 6908.0233 | 10872.4124 | 1241.143 | Flexible domestic
FZ2166_240531a | Progressive Change - Final | CDP6 | H2 Domestic Flex_VIC | 2036 | VIC | VIC | 6792.8171 | 12205.999 | 1389.5718 | Flexible domestic
FZ2166_240531a | Progressive Change - Final | CDP6 | H2 Domestic Flex_VIC | 2037 | VIC | VIC | 6641.3517 | 12172.6493 | 1389.5718 | Flexible domestic
FZ2166_240531a | Progressive Change - Final | CDP6 | H2 Domestic Flex_VIC | 2038 | VIC | VIC | 6623.0247 | 12806.9266 | 1461.9779 | Flexible domestic
FZ2166_240531a | Progressive Change - Final | CDP6 | H2 Domestic Flex_VIC | 2039 | VIC | VIC | 6516.1324 | 12806.9266 | 1461.9779 | Flexible domestic
FZ2166_240531a | Progressive Change - Final | CDP6 | H2 Domestic Flex_VIC | 2040 | VIC | VIC | 6406.72 | 12842.0141 | 1461.9779 | Flexible domestic
FZ2166_240531a | Progressive Change - Final | CDP6 | H2 Domestic Flex_VIC | 2041 | VIC | VIC | 6334.4865 | 12806.9266 | 1461.9779 | Flexible domestic
FZ2166_240531a | Progressive Change - Final | CDP6 | H2 Domestic Flex_VIC | 2042 | VIC | VIC | 6347.9136 | 12806.9266 | 1461.9779 | Flexible domestic
FZ2166_240531a | Progressive Change - Final | CDP6 | H2 Domestic Flex_VIC | 2043 | VIC | VIC | 6409.0816 | 12806.9266 | 1461.9779 | Flexible domestic
FZ2166_240531a | Progressive Change - Final | CDP6 | H2 Domestic Flex_VIC | 2044 | VIC | VIC | 6453.7612 | 13308.9333 | 1515.1336 | Flexible domestic
FZ2166_240531a | Progressive Change - Final | CDP6 | H2 Domestic Flex_VIC | 2045 | VIC | VIC | 6488.4471 | 13272.5701 | 1515.1336 | Flexible domestic
FZ2166_240531a | Progressive Change - Final | CDP6 | H2 Domestic Flex_VIC | 2046 | VIC | VIC | 6529.3694 | 13272.5701 | 1515.1336 | Flexible domestic
FZ2166_240531a | Progressive Change - Final | CDP6 | H2 Domestic Flex_VIC | 2047 | VIC | VIC | 6529.3694 | 15068.8668 | 1720.1903 | Flexible domestic
FZ2166_240531a | Progressive Change - Final | CDP6 | H2 Domestic Flex_VIC | 2048 | VIC | VIC | 6614.7091 | 15110.1514 | 1720.1903 | Flexible domestic
FZ2166_240531a | Progressive Change - Final | CDP6 | H2 Domestic Flex_VIC | 2049 | VIC | VIC | 6614.7091 | 15068.8668 | 1720.1903 | Flexible domestic
FZ2166_240531a | Progressive Change - Final | CDP6 | H2 Domestic Flex_VIC | 2050 | VIC | VIC | 7316.4323 | 18367.9563 | 2096.7987 | Flexible domestic
FZ2166_240531a | Progressive Change - Final | CDP6 | H2 Domestic Flex_VIC | 2051 | VIC | VIC | 7316.4323 | 18335.2149 | 2093.0611 | Flexible domestic
FZ2166_240531a | Progressive Change - Final | CDP6 | H2 Domestic Flex_VIC | 2052 | VIC | VIC | 7316.4323 | 19286.3149 | 2195.6187 | Flexible domestic
FZ2167_240531a | Progressive Change - Final | CDP7 | H2 Domestic Fixed_SNSW | 2025 | NSW | SNSW | 1.3276 | 1.3276 | 0.15156 | Fixed domestic
FZ2167_240531a | Progressive Change - Final | CDP7 | H2 Domestic Fixed_SNSW | 2026 | NSW | SNSW | 3.1853 | 3.1853 | 0.36362 | Fixed domestic
FZ2167_240531a | Progressive Change - Final | CDP7 | H2 Domestic Fixed_SNSW | 2027 | NSW | SNSW | 6.3084 | 6.3084 | 0.72014 | Fixed domestic
FZ2167_240531a | Progressive Change - Final | CDP7 | H2 Domestic Fixed_SNSW | 2028 | NSW | SNSW | 10.9957 | 10.9957 | 1.2518 | Fixed domestic
FZ2167_240531a | Progressive Change - Final | CDP7 | H2 Domestic Fixed_SNSW | 2029 | NSW | SNSW | 27.192 | 27.192 | 3.1041 | Fixed domestic
FZ2167_240531a | Progressive Change - Final | CDP7 | H2 Domestic Fixed_SNSW | 2030 | NSW | SNSW | 27.192 | 27.192 | 3.1041 | Fixed domestic
FZ2167_240531a | Progressive Change - Final | CDP7 | H2 Domestic Fixed_SNSW | 2031 | NSW | SNSW | 27.192 | 27.192 | 3.1041 | Fixed domestic
FZ2167_240531a | Progressive Change - Final | CDP7 | H2 Domestic Fixed_SNSW | 2032 | NSW | SNSW | 27.2665 | 27.2665 | 3.1041 | Fixed domestic
FZ2167_240531a | Progressive Change - Final | CDP7 | H2 Domestic Fixed_SNSW | 2033 | NSW | SNSW | 27.192 | 27.192 | 3.1041 | Fixed domestic
FZ2167_240531a | Progressive Change - Final | CDP7 | H2 Domestic Fixed_SNSW | 2034 | NSW | SNSW | 27.6335 | 27.6335 | 3.1545 | Fixed domestic
FZ2167_240531a | Progressive Change - Final | CDP7 | H2 Domestic Fixed_SNSW | 2035 | NSW | SNSW | 27.6335 | 27.6335 | 3.1545 | Fixed domestic
FZ2167_240531a | Progressive Change - Final | CDP7 | H2 Domestic Fixed_SNSW | 2036 | NSW | SNSW | 38.1133 | 38.1133 | 4.3389 | Fixed domestic
FZ2167_240531a | Progressive Change - Final | CDP7 | H2 Domestic Fixed_SNSW | 2037 | NSW | SNSW | 38.0092 | 38.0092 | 4.3389 | Fixed domestic
FZ2167_240531a | Progressive Change - Final | CDP7 | H2 Domestic Fixed_SNSW | 2038 | NSW | SNSW | 40.1835 | 40.1835 | 4.5872 | Fixed domestic
FZ2167_240531a | Progressive Change - Final | CDP7 | H2 Domestic Fixed_SNSW | 2039 | NSW | SNSW | 40.1835 | 40.1835 | 4.5872 | Fixed domestic
FZ2167_240531a | Progressive Change - Final | CDP7 | H2 Domestic Fixed_SNSW | 2040 | NSW | SNSW | 40.2935 | 40.2935 | 4.5872 | Fixed domestic
FZ2167_240531a | Progressive Change - Final | CDP7 | H2 Domestic Fixed_SNSW | 2041 | NSW | SNSW | 40.1835 | 40.1835 | 4.5872 | Fixed domestic
FZ2167_240531a | Progressive Change - Final | CDP7 | H2 Domestic Fixed_SNSW | 2042 | NSW | SNSW | 40.1835 | 40.1835 | 4.5872 | Fixed domestic
FZ2167_240531a | Progressive Change - Final | CDP7 | H2 Domestic Fixed_SNSW | 2043 | NSW | SNSW | 40.1835 | 40.1835 | 4.5872 | Fixed domestic
FZ2167_240531a | Progressive Change - Final | CDP7 | H2 Domestic Fixed_SNSW | 2044 | NSW | SNSW | 54.9452 | 54.9452 | 6.2551 | Fixed domestic
FZ2167_240531a | Progressive Change - Final | CDP7 | H2 Domestic Fixed_SNSW | 2045 | NSW | SNSW | 54.7951 | 54.7951 | 6.2551 | Fixed domestic
FZ2167_240531a | Progressive Change - Final | CDP7 | H2 Domestic Fixed_SNSW | 2046 | NSW | SNSW | 55.31 | 55.31 | 6.3139 | Fixed domestic
FZ2167_240531a | Progressive Change - Final | CDP7 | H2 Domestic Fixed_SNSW | 2047 | NSW | SNSW | 55.736 | 55.736 | 6.3626 | Fixed domestic
FZ2167_240531a | Progressive Change - Final | CDP7 | H2 Domestic Fixed_SNSW | 2048 | NSW | SNSW | 55.8887 | 55.8887 | 6.3626 | Fixed domestic
FZ2167_240531a | Progressive Change - Final | CDP7 | H2 Domestic Fixed_SNSW | 2049 | NSW | SNSW | 107.1346 | 107.1346 | 12.23 | Fixed domestic
FZ2167_240531a | Progressive Change - Final | CDP7 | H2 Domestic Fixed_SNSW | 2050 | NSW | SNSW | 206.5924 | 206.5924 | 23.5836 | Fixed domestic
FZ2167_240531a | Progressive Change - Final | CDP7 | H2 Domestic Fixed_SNSW | 2051 | NSW | SNSW | 208.9276 | 208.9276 | 23.8502 | Fixed domestic
FZ2167_240531a | Progressive Change - Final | CDP7 | H2 Domestic Fixed_SNSW | 2052 | NSW | SNSW | 206.3684 | 206.3684 | 23.4937 | Fixed domestic
FZ2167_240531a | Progressive Change - Final | CDP7 | H2 Domestic Flex_SNSW | 2025 | NSW | SNSW | 25.6001 | 29.5027 | 3.3679 | Flexible domestic
FZ2167_240531a | Progressive Change - Final | CDP7 | H2 Domestic Flex_SNSW | 2026 | NSW | SNSW | 61.376 | 70.7839 | 8.0803 | Flexible domestic
FZ2167_240531a | Progressive Change - Final | CDP7 | H2 Domestic Flex_SNSW | 2027 | NSW | SNSW | 120.043 | 140.1867 | 16.003 | Flexible domestic
FZ2167_240531a | Progressive Change - Final | CDP7 | H2 Domestic Flex_SNSW | 2028 | NSW | SNSW | 210.6775 | 244.3483 | 27.8174 | Flexible domestic
FZ2167_240531a | Progressive Change - Final | CDP7 | H2 Domestic Flex_SNSW | 2029 | NSW | SNSW | 349.4215 | 604.2666 | 68.9802 | Flexible domestic
FZ2167_240531a | Progressive Change - Final | CDP7 | H2 Domestic Flex_SNSW | 2030 | NSW | SNSW | 534.1801 | 604.2666 | 68.9802 | Flexible domestic
FZ2167_240531a | Progressive Change - Final | CDP7 | H2 Domestic Flex_SNSW | 2031 | NSW | SNSW | 492.3807 | 604.2666 | 68.9802 | Flexible domestic
FZ2167_240531a | Progressive Change - Final | CDP7 | H2 Domestic Flex_SNSW | 2032 | NSW | SNSW | 476.0744 | 605.9221 | 68.9802 | Flexible domestic
FZ2167_240531a | Progressive Change - Final | CDP7 | H2 Domestic Flex_SNSW | 2033 | NSW | SNSW | 481.2264 | 604.2666 | 68.9802 | Flexible domestic
FZ2167_240531a | Progressive Change - Final | CDP7 | H2 Domestic Flex_SNSW | 2034 | NSW | SNSW | 552.3411 | 614.0776 | 70.1002 | Flexible domestic
FZ2167_240531a | Progressive Change - Final | CDP7 | H2 Domestic Flex_SNSW | 2035 | NSW | SNSW | 545.5686 | 614.0776 | 70.1002 | Flexible domestic
FZ2167_240531a | Progressive Change - Final | CDP7 | H2 Domestic Flex_SNSW | 2036 | NSW | SNSW | 533.4557 | 846.9629 | 96.4211 | Flexible domestic
FZ2167_240531a | Progressive Change - Final | CDP7 | H2 Domestic Flex_SNSW | 2037 | NSW | SNSW | 521.5747 | 844.6488 | 96.4211 | Flexible domestic
FZ2167_240531a | Progressive Change - Final | CDP7 | H2 Domestic Flex_SNSW | 2038 | NSW | SNSW | 513.1738 | 892.9657 | 101.9367 | Flexible domestic
FZ2167_240531a | Progressive Change - Final | CDP7 | H2 Domestic Flex_SNSW | 2039 | NSW | SNSW | 505.0727 | 892.9657 | 101.9367 | Flexible domestic
FZ2167_240531a | Progressive Change - Final | CDP7 | H2 Domestic Flex_SNSW | 2040 | NSW | SNSW | 495.9991 | 895.4122 | 101.9367 | Flexible domestic
FZ2167_240531a | Progressive Change - Final | CDP7 | H2 Domestic Flex_SNSW | 2041 | NSW | SNSW | 490.409 | 892.9657 | 101.9367 | Flexible domestic
FZ2167_240531a | Progressive Change - Final | CDP7 | H2 Domestic Flex_SNSW | 2042 | NSW | SNSW | 493.7656 | 892.9657 | 101.9367 | Flexible domestic
FZ2167_240531a | Progressive Change - Final | CDP7 | H2 Domestic Flex_SNSW | 2043 | NSW | SNSW | 497.5281 | 892.9657 | 101.9367 | Flexible domestic
FZ2167_240531a | Progressive Change - Final | CDP7 | H2 Domestic Flex_SNSW | 2044 | NSW | SNSW | 500.06 | 1221.0051 | 139.0033 | Flexible domestic
FZ2167_240531a | Progressive Change - Final | CDP7 | H2 Domestic Flex_SNSW | 2045 | NSW | SNSW | 501.0179 | 1217.6691 | 139.0033 | Flexible domestic
FZ2167_240531a | Progressive Change - Final | CDP7 | H2 Domestic Flex_SNSW | 2046 | NSW | SNSW | 502.8628 | 1229.1104 | 140.3094 | Flexible domestic
FZ2167_240531a | Progressive Change - Final | CDP7 | H2 Domestic Flex_SNSW | 2047 | NSW | SNSW | 503.9421 | 1238.5783 | 141.3902 | Flexible domestic
FZ2167_240531a | Progressive Change - Final | CDP7 | H2 Domestic Flex_SNSW | 2048 | NSW | SNSW | 837.0633 | 1241.9717 | 141.3902 | Flexible domestic
FZ2167_240531a | Progressive Change - Final | CDP7 | H2 Domestic Flex_SNSW | 2049 | NSW | SNSW | 1166.1951 | 2380.768 | 271.7772 | Flexible domestic
FZ2167_240531a | Progressive Change - Final | CDP7 | H2 Domestic Flex_SNSW | 2050 | NSW | SNSW | 1495.0574 | 4590.9422 | 524.0802 | Flexible domestic
FZ2167_240531a | Progressive Change - Final | CDP7 | H2 Domestic Flex_SNSW | 2051 | NSW | SNSW | 1496.3303 | 4642.8363 | 530.0041 | Flexible domestic
FZ2167_240531a | Progressive Change - Final | CDP7 | H2 Domestic Flex_SNSW | 2052 | NSW | SNSW | 1495.761 | 4585.9634 | 522.0814 | Flexible domestic
FZ2167_240531a | Progressive Change - Final | CDP7 | H2 Domestic Fixed_SNW | 2025 | NSW | SNW | 6.7088 | 6.7088 | 0.76584 | Fixed domestic
FZ2167_240531a | Progressive Change - Final | CDP7 | H2 Domestic Fixed_SNW | 2026 | NSW | SNW | 16.2535 | 16.2535 | 1.8554 | Fixed domestic
FZ2167_240531a | Progressive Change - Final | CDP7 | H2 Domestic Fixed_SNW | 2027 | NSW | SNW | 32.1809 | 32.1809 | 3.6736 | Fixed domestic
FZ2167_240531a | Progressive Change - Final | CDP7 | H2 Domestic Fixed_SNW | 2028 | NSW | SNW | 56.1933 | 56.1933 | 6.3972 | Fixed domestic
FZ2167_240531a | Progressive Change - Final | CDP7 | H2 Domestic Fixed_SNW | 2029 | NSW | SNW | 129.4112 | 129.4112 | 14.773 | Fixed domestic
FZ2167_240531a | Progressive Change - Final | CDP7 | H2 Domestic Fixed_SNW | 2030 | NSW | SNW | 129.4112 | 129.4112 | 14.773 | Fixed domestic
FZ2167_240531a | Progressive Change - Final | CDP7 | H2 Domestic Fixed_SNW | 2031 | NSW | SNW | 129.4112 | 129.4112 | 14.773 | Fixed domestic
FZ2167_240531a | Progressive Change - Final | CDP7 | H2 Domestic Fixed_SNW | 2032 | NSW | SNW | 129.7658 | 129.7658 | 14.773 | Fixed domestic
FZ2167_240531a | Progressive Change - Final | CDP7 | H2 Domestic Fixed_SNW | 2033 | NSW | SNW | 129.4112 | 129.4112 | 14.773 | Fixed domestic
FZ2167_240531a | Progressive Change - Final | CDP7 | H2 Domestic Fixed_SNW | 2034 | NSW | SNW | 145.2244 | 145.2244 | 16.5781 | Fixed domestic
FZ2167_240531a | Progressive Change - Final | CDP7 | H2 Domestic Fixed_SNW | 2035 | NSW | SNW | 146.2042 | 146.2042 | 16.69 | Fixed domestic
FZ2167_240531a | Progressive Change - Final | CDP7 | H2 Domestic Fixed_SNW | 2036 | NSW | SNW | 224.5534 | 224.5534 | 25.5639 | Fixed domestic
FZ2167_240531a | Progressive Change - Final | CDP7 | H2 Domestic Fixed_SNW | 2037 | NSW | SNW | 223.9399 | 223.9399 | 25.5639 | Fixed domestic
FZ2167_240531a | Progressive Change - Final | CDP7 | H2 Domestic Fixed_SNW | 2038 | NSW | SNW | 237.2413 | 237.2413 | 27.0823 | Fixed domestic
FZ2167_240531a | Progressive Change - Final | CDP7 | H2 Domestic Fixed_SNW | 2039 | NSW | SNW | 237.2413 | 237.2413 | 27.0823 | Fixed domestic
FZ2167_240531a | Progressive Change - Final | CDP7 | H2 Domestic Fixed_SNW | 2040 | NSW | SNW | 237.8913 | 237.8913 | 27.0823 | Fixed domestic
FZ2167_240531a | Progressive Change - Final | CDP7 | H2 Domestic Fixed_SNW | 2041 | NSW | SNW | 237.2413 | 237.2413 | 27.0823 | Fixed domestic
FZ2167_240531a | Progressive Change - Final | CDP7 | H2 Domestic Fixed_SNW | 2042 | NSW | SNW | 237.2413 | 237.2413 | 27.0823 | Fixed domestic
FZ2167_240531a | Progressive Change - Final | CDP7 | H2 Domestic Fixed_SNW | 2043 | NSW | SNW | 237.2413 | 237.2413 | 27.0823 | Fixed domestic
FZ2167_240531a | Progressive Change - Final | CDP7 | H2 Domestic Fixed_SNW | 2044 | NSW | SNW | 282.9542 | 282.9542 | 32.2124 | Fixed domestic
FZ2167_240531a | Progressive Change - Final | CDP7 | H2 Domestic Fixed_SNW | 2045 | NSW | SNW | 282.1811 | 282.1811 | 32.2124 | Fixed domestic
FZ2167_240531a | Progressive Change - Final | CDP7 | H2 Domestic Fixed_SNW | 2046 | NSW | SNW | 284.5993 | 284.5993 | 32.4885 | Fixed domestic
FZ2167_240531a | Progressive Change - Final | CDP7 | H2 Domestic Fixed_SNW | 2047 | NSW | SNW | 294.7233 | 294.7233 | 33.6442 | Fixed domestic
FZ2167_240531a | Progressive Change - Final | CDP7 | H2 Domestic Fixed_SNW | 2048 | NSW | SNW | 345.9221 | 345.9221 | 39.3809 | Fixed domestic
FZ2167_240531a | Progressive Change - Final | CDP7 | H2 Domestic Fixed_SNW | 2049 | NSW | SNW | 556.9871 | 556.9871 | 63.583 | Fixed domestic
FZ2167_240531a | Progressive Change - Final | CDP7 | H2 Domestic Fixed_SNW | 2050 | NSW | SNW | 1043.5648 | 1043.5648 | 119.1284 | Fixed domestic
FZ2167_240531a | Progressive Change - Final | CDP7 | H2 Domestic Fixed_SNW | 2051 | NSW | SNW | 1075.8589 | 1075.8589 | 122.8149 | Fixed domestic
FZ2167_240531a | Progressive Change - Final | CDP7 | H2 Domestic Fixed_SNW | 2052 | NSW | SNW | 1062.8354 | 1062.8354 | 120.9967 | Fixed domestic
FZ2167_240531a | Progressive Change - Final | CDP7 | H2 Domestic Flex_SNW | 2025 | NSW | SNW | 129.3626 | 149.0835 | 17.0187 | Flexible domestic
FZ2167_240531a | Progressive Change - Final | CDP7 | H2 Domestic Flex_SNW | 2026 | NSW | SNW | 313.1838 | 361.189 | 41.2316 | Flexible domestic
FZ2167_240531a | Progressive Change - Final | CDP7 | H2 Domestic Flex_SNW | 2027 | NSW | SNW | 612.3729 | 715.1317 | 81.636 | Flexible domestic
FZ2167_240531a | Progressive Change - Final | CDP7 | H2 Domestic Flex_SNW | 2028 | NSW | SNW | 1076.6655 | 1248.7402 | 142.1608 | Flexible domestic
FZ2167_240531a | Progressive Change - Final | CDP7 | H2 Domestic Flex_SNW | 2029 | NSW | SNW | 1746.9973 | 2875.8056 | 328.2883 | Flexible domestic
FZ2167_240531a | Progressive Change - Final | CDP7 | H2 Domestic Flex_SNW | 2030 | NSW | SNW | 2542.2523 | 2875.8056 | 328.2883 | Flexible domestic
FZ2167_240531a | Progressive Change - Final | CDP7 | H2 Domestic Flex_SNW | 2031 | NSW | SNW | 2515.4538 | 2875.8056 | 328.2883 | Flexible domestic
FZ2167_240531a | Progressive Change - Final | CDP7 | H2 Domestic Flex_SNW | 2032 | NSW | SNW | 2464.6916 | 2883.6845 | 328.2883 | Flexible domestic
FZ2167_240531a | Progressive Change - Final | CDP7 | H2 Domestic Flex_SNW | 2033 | NSW | SNW | 2494.3596 | 2875.8056 | 328.2883 | Flexible domestic
FZ2167_240531a | Progressive Change - Final | CDP7 | H2 Domestic Flex_SNW | 2034 | NSW | SNW | 2885.4332 | 3227.2093 | 368.4029 | Flexible domestic
FZ2167_240531a | Progressive Change - Final | CDP7 | H2 Domestic Flex_SNW | 2035 | NSW | SNW | 2849.6574 | 3248.9813 | 370.8883 | Flexible domestic
FZ2167_240531a | Progressive Change - Final | CDP7 | H2 Domestic Flex_SNW | 2036 | NSW | SNW | 2786.064 | 4990.0761 | 568.087 | Flexible domestic
FZ2167_240531a | Progressive Change - Final | CDP7 | H2 Domestic Flex_SNW | 2037 | NSW | SNW | 2723.9268 | 4976.442 | 568.087 | Flexible domestic
FZ2167_240531a | Progressive Change - Final | CDP7 | H2 Domestic Flex_SNW | 2038 | NSW | SNW | 2663.3638 | 5272.0299 | 601.8299 | Flexible domestic
FZ2167_240531a | Progressive Change - Final | CDP7 | H2 Domestic Flex_SNW | 2039 | NSW | SNW | 2620.6811 | 5272.0299 | 601.8299 | Flexible domestic
FZ2167_240531a | Progressive Change - Final | CDP7 | H2 Domestic Flex_SNW | 2040 | NSW | SNW | 2572.9575 | 5286.4738 | 601.8299 | Flexible domestic
FZ2167_240531a | Progressive Change - Final | CDP7 | H2 Domestic Flex_SNW | 2041 | NSW | SNW | 2543.9462 | 5272.0299 | 601.8299 | Flexible domestic
FZ2167_240531a | Progressive Change - Final | CDP7 | H2 Domestic Flex_SNW | 2042 | NSW | SNW | 2561.6328 | 5272.0299 | 601.8299 | Flexible domestic
FZ2167_240531a | Progressive Change - Final | CDP7 | H2 Domestic Flex_SNW | 2043 | NSW | SNW | 2563.6656 | 5272.0299 | 601.8299 | Flexible domestic
FZ2167_240531a | Progressive Change - Final | CDP7 | H2 Domestic Flex_SNW | 2044 | NSW | SNW | 2575.1833 | 6287.87 | 715.8322 | Flexible domestic
FZ2167_240531a | Progressive Change - Final | CDP7 | H2 Domestic Flex_SNW | 2045 | NSW | SNW | 2578.8465 | 6270.69 | 715.8322 | Flexible domestic
FZ2167_240531a | Progressive Change - Final | CDP7 | H2 Domestic Flex_SNW | 2046 | NSW | SNW | 2587.4979 | 6324.4299 | 721.9669 | Flexible domestic
FZ2167_240531a | Progressive Change - Final | CDP7 | H2 Domestic Flex_SNW | 2047 | NSW | SNW | 2592.1995 | 6549.4067 | 747.6492 | Flexible domestic
FZ2167_240531a | Progressive Change - Final | CDP7 | H2 Domestic Flex_SNW | 2048 | NSW | SNW | 4305.0496 | 7687.1567 | 875.1317 | Flexible domestic
FZ2167_240531a | Progressive Change - Final | CDP7 | H2 Domestic Flex_SNW | 2049 | NSW | SNW | 6005.5935 | 12377.4907 | 1412.9556 | Flexible domestic
FZ2167_240531a | Progressive Change - Final | CDP7 | H2 Domestic Flex_SNW | 2050 | NSW | SNW | 7706.5765 | 23190.3297 | 2647.2979 | Flexible domestic
FZ2167_240531a | Progressive Change - Final | CDP7 | H2 Domestic Flex_SNW | 2051 | NSW | SNW | 7705.3035 | 23907.9758 | 2729.221 | Flexible domestic
FZ2167_240531a | Progressive Change - Final | CDP7 | H2 Domestic Flex_SNW | 2052 | NSW | SNW | 7705.8728 | 23618.5647 | 2688.8166 | Flexible domestic
FZ2167_240531a | Progressive Change - Final | CDP7 | H2 Domestic Fixed_CQ | 2025 | QLD | CQ | 0.57346 | 0.57346 | 0.065464 | Fixed domestic
FZ2167_240531a | Progressive Change - Final | CDP7 | H2 Domestic Fixed_CQ | 2026 | QLD | CQ | 0.62369 | 0.62369 | 0.071197 | Fixed domestic
FZ2167_240531a | Progressive Change - Final | CDP7 | H2 Domestic Fixed_CQ | 2027 | QLD | CQ | 0.62369 | 0.62369 | 0.071197 | Fixed domestic
FZ2167_240531a | Progressive Change - Final | CDP7 | H2 Domestic Fixed_CQ | 2028 | QLD | CQ | 0.6254 | 0.6254 | 0.071197 | Fixed domestic
FZ2167_240531a | Progressive Change - Final | CDP7 | H2 Domestic Fixed_CQ | 2029 | QLD | CQ | 17.067 | 17.067 | 1.9483 | Fixed domestic
FZ2167_240531a | Progressive Change - Final | CDP7 | H2 Domestic Fixed_CQ | 2030 | QLD | CQ | 63.9795 | 63.9795 | 7.3036 | Fixed domestic
FZ2167_240531a | Progressive Change - Final | CDP7 | H2 Domestic Fixed_CQ | 2031 | QLD | CQ | 63.9795 | 63.9795 | 7.3036 | Fixed domestic
FZ2167_240531a | Progressive Change - Final | CDP7 | H2 Domestic Fixed_CQ | 2032 | QLD | CQ | 64.1548 | 64.1548 | 7.3036 | Fixed domestic
FZ2167_240531a | Progressive Change - Final | CDP7 | H2 Domestic Fixed_CQ | 2033 | QLD | CQ | 69.1223 | 69.1223 | 7.8907 | Fixed domestic
FZ2167_240531a | Progressive Change - Final | CDP7 | H2 Domestic Fixed_CQ | 2034 | QLD | CQ | 76.3225 | 76.3225 | 8.7126 | Fixed domestic
FZ2167_240531a | Progressive Change - Final | CDP7 | H2 Domestic Fixed_CQ | 2035 | QLD | CQ | 96.5362 | 96.5362 | 11.0201 | Fixed domestic
FZ2167_240531a | Progressive Change - Final | CDP7 | H2 Domestic Fixed_CQ | 2036 | QLD | CQ | 96.8007 | 96.8007 | 11.0201 | Fixed domestic
FZ2167_240531a | Progressive Change - Final | CDP7 | H2 Domestic Fixed_CQ | 2037 | QLD | CQ | 96.5362 | 96.5362 | 11.0201 | Fixed domestic
FZ2167_240531a | Progressive Change - Final | CDP7 | H2 Domestic Fixed_CQ | 2038 | QLD | CQ | 103.6866 | 103.6866 | 11.8364 | Fixed domestic
FZ2167_240531a | Progressive Change - Final | CDP7 | H2 Domestic Fixed_CQ | 2039 | QLD | CQ | 110.0706 | 110.0706 | 12.5651 | Fixed domestic
FZ2167_240531a | Progressive Change - Final | CDP7 | H2 Domestic Fixed_CQ | 2040 | QLD | CQ | 110.3721 | 110.3721 | 12.5651 | Fixed domestic
FZ2167_240531a | Progressive Change - Final | CDP7 | H2 Domestic Fixed_CQ | 2041 | QLD | CQ | 110.0706 | 110.0706 | 12.5651 | Fixed domestic
FZ2167_240531a | Progressive Change - Final | CDP7 | H2 Domestic Fixed_CQ | 2042 | QLD | CQ | 110.0706 | 110.0706 | 12.5651 | Fixed domestic
FZ2167_240531a | Progressive Change - Final | CDP7 | H2 Domestic Fixed_CQ | 2043 | QLD | CQ | 110.0706 | 110.0706 | 12.5651 | Fixed domestic
FZ2167_240531a | Progressive Change - Final | CDP7 | H2 Domestic Fixed_CQ | 2044 | QLD | CQ | 143.7307 | 143.7307 | 16.3628 | Fixed domestic
FZ2167_240531a | Progressive Change - Final | CDP7 | H2 Domestic Fixed_CQ | 2045 | QLD | CQ | 143.338 | 143.338 | 16.3628 | Fixed domestic
FZ2167_240531a | Progressive Change - Final | CDP7 | H2 Domestic Fixed_CQ | 2046 | QLD | CQ | 159.0865 | 159.0865 | 18.1606 | Fixed domestic
FZ2167_240531a | Progressive Change - Final | CDP7 | H2 Domestic Fixed_CQ | 2047 | QLD | CQ | 159.0865 | 159.0865 | 18.1606 | Fixed domestic
FZ2167_240531a | Progressive Change - Final | CDP7 | H2 Domestic Fixed_CQ | 2048 | QLD | CQ | 159.5223 | 159.5223 | 18.1606 | Fixed domestic
FZ2167_240531a | Progressive Change - Final | CDP7 | H2 Domestic Fixed_CQ | 2049 | QLD | CQ | 191.0077 | 191.0077 | 21.8045 | Fixed domestic
FZ2167_240531a | Progressive Change - Final | CDP7 | H2 Domestic Fixed_CQ | 2050 | QLD | CQ | 190.4343 | 190.4343 | 21.7391 | Fixed domestic
FZ2167_240531a | Progressive Change - Final | CDP7 | H2 Domestic Fixed_CQ | 2051 | QLD | CQ | 200.799 | 200.799 | 22.9223 | Fixed domestic
FZ2167_240531a | Progressive Change - Final | CDP7 | H2 Domestic Fixed_CQ | 2052 | QLD | CQ | 259.1106 | 259.1106 | 29.498 | Fixed domestic
FZ2167_240531a | Progressive Change - Final | CDP7 | H2 Domestic Flex_CQ | 2025 | QLD | CQ | 11.0579 | 12.7437 | 1.4548 | Flexible domestic
FZ2167_240531a | Progressive Change - Final | CDP7 | H2 Domestic Flex_CQ | 2026 | QLD | CQ | 12.0177 | 13.8598 | 1.5822 | Flexible domestic
FZ2167_240531a | Progressive Change - Final | CDP7 | H2 Domestic Flex_CQ | 2027 | QLD | CQ | 11.7569 | 13.8598 | 1.5822 | Flexible domestic
FZ2167_240531a | Progressive Change - Final | CDP7 | H2 Domestic Flex_CQ | 2028 | QLD | CQ | 10.2983 | 13.8977 | 1.5822 | Flexible domestic
FZ2167_240531a | Progressive Change - Final | CDP7 | H2 Domestic Flex_CQ | 2029 | QLD | CQ | 327.7287 | 379.2661 | 43.2952 | Flexible domestic
FZ2167_240531a | Progressive Change - Final | CDP7 | H2 Domestic Flex_CQ | 2030 | QLD | CQ | 1134.0005 | 1421.7669 | 162.3022 | Flexible domestic
FZ2167_240531a | Progressive Change - Final | CDP7 | H2 Domestic Flex_CQ | 2031 | QLD | CQ | 900.3638 | 1421.7669 | 162.3022 | Flexible domestic
FZ2167_240531a | Progressive Change - Final | CDP7 | H2 Domestic Flex_CQ | 2032 | QLD | CQ | 1081.8578 | 1425.6622 | 162.3022 | Flexible domestic
FZ2167_240531a | Progressive Change - Final | CDP7 | H2 Domestic Flex_CQ | 2033 | QLD | CQ | 1380.0604 | 1536.051 | 175.3483 | Flexible domestic
FZ2167_240531a | Progressive Change - Final | CDP7 | H2 Domestic Flex_CQ | 2034 | QLD | CQ | 1525.5419 | 1696.0553 | 193.6136 | Flexible domestic
FZ2167_240531a | Progressive Change - Final | CDP7 | H2 Domestic Flex_CQ | 2035 | QLD | CQ | 1607.3919 | 2145.2487 | 244.8914 | Flexible domestic
FZ2167_240531a | Progressive Change - Final | CDP7 | H2 Domestic Flex_CQ | 2036 | QLD | CQ | 1587.6047 | 2151.1261 | 244.8914 | Flexible domestic
FZ2167_240531a | Progressive Change - Final | CDP7 | H2 Domestic Flex_CQ | 2037 | QLD | CQ | 1567.6515 | 2145.2487 | 244.8914 | Flexible domestic
FZ2167_240531a | Progressive Change - Final | CDP7 | H2 Domestic Flex_CQ | 2038 | QLD | CQ | 1547.4387 | 2304.1464 | 263.0304 | Flexible domestic
FZ2167_240531a | Progressive Change - Final | CDP7 | H2 Domestic Flex_CQ | 2039 | QLD | CQ | 1531.3744 | 2446.0128 | 279.2252 | Flexible domestic
FZ2167_240531a | Progressive Change - Final | CDP7 | H2 Domestic Flex_CQ | 2040 | QLD | CQ | 1519.6012 | 2452.7142 | 279.2252 | Flexible domestic
FZ2167_240531a | Progressive Change - Final | CDP7 | H2 Domestic Flex_CQ | 2041 | QLD | CQ | 1513.8836 | 2446.0128 | 279.2252 | Flexible domestic
FZ2167_240531a | Progressive Change - Final | CDP7 | H2 Domestic Flex_CQ | 2042 | QLD | CQ | 1531.661 | 2446.0128 | 279.2252 | Flexible domestic
FZ2167_240531a | Progressive Change - Final | CDP7 | H2 Domestic Flex_CQ | 2043 | QLD | CQ | 1551.8681 | 2446.0128 | 279.2252 | Flexible domestic
FZ2167_240531a | Progressive Change - Final | CDP7 | H2 Domestic Flex_CQ | 2044 | QLD | CQ | 1569.722 | 3194.0146 | 363.6173 | Flexible domestic
FZ2167_240531a | Progressive Change - Final | CDP7 | H2 Domestic Flex_CQ | 2045 | QLD | CQ | 1589.3224 | 3185.2878 | 363.6173 | Flexible domestic
FZ2167_240531a | Progressive Change - Final | CDP7 | H2 Domestic Flex_CQ | 2046 | QLD | CQ | 1606.9562 | 3535.2551 | 403.5679 | Flexible domestic
FZ2167_240531a | Progressive Change - Final | CDP7 | H2 Domestic Flex_CQ | 2047 | QLD | CQ | 1623.1005 | 3535.2551 | 403.5679 | Flexible domestic
FZ2167_240531a | Progressive Change - Final | CDP7 | H2 Domestic Flex_CQ | 2048 | QLD | CQ | 1643.5557 | 3544.9408 | 403.5679 | Flexible domestic
FZ2167_240531a | Progressive Change - Final | CDP7 | H2 Domestic Flex_CQ | 2049 | QLD | CQ | 1667.5906 | 4244.6163 | 484.5452 | Flexible domestic
FZ2167_240531a | Progressive Change - Final | CDP7 | H2 Domestic Flex_CQ | 2050 | QLD | CQ | 1667.5906 | 4231.8726 | 483.0905 | Flexible domestic
FZ2167_240531a | Progressive Change - Final | CDP7 | H2 Domestic Flex_CQ | 2051 | QLD | CQ | 1667.5906 | 4462.2009 | 509.3837 | Flexible domestic
FZ2167_240531a | Progressive Change - Final | CDP7 | H2 Domestic Flex_CQ | 2052 | QLD | CQ | 2319.4322 | 5758.0132 | 655.5115 | Flexible domestic
FZ2167_240531a | Progressive Change - Final | CDP7 | H2 Domestic Fixed_SQ | 2025 | QLD | SQ | 0.30474 | 0.30474 | 0.034787 | Fixed domestic
FZ2167_240531a | Progressive Change - Final | CDP7 | H2 Domestic Fixed_SQ | 2026 | QLD | SQ | 0.30474 | 0.30474 | 0.034787 | Fixed domestic
FZ2167_240531a | Progressive Change - Final | CDP7 | H2 Domestic Fixed_SQ | 2027 | QLD | SQ | 0.30474 | 0.30474 | 0.034787 | Fixed domestic
FZ2167_240531a | Progressive Change - Final | CDP7 | H2 Domestic Fixed_SQ | 2028 | QLD | SQ | 0.30557 | 0.30557 | 0.034787 | Fixed domestic
FZ2167_240531a | Progressive Change - Final | CDP7 | H2 Domestic Fixed_SQ | 2029 | QLD | SQ | 6.8926 | 6.8926 | 0.78682 | Fixed domestic
FZ2167_240531a | Progressive Change - Final | CDP7 | H2 Domestic Fixed_SQ | 2030 | QLD | SQ | 29.464 | 29.464 | 3.3635 | Fixed domestic
FZ2167_240531a | Progressive Change - Final | CDP7 | H2 Domestic Fixed_SQ | 2031 | QLD | SQ | 29.464 | 29.464 | 3.3635 | Fixed domestic
FZ2167_240531a | Progressive Change - Final | CDP7 | H2 Domestic Fixed_SQ | 2032 | QLD | SQ | 56.5148 | 56.5148 | 6.4338 | Fixed domestic
FZ2167_240531a | Progressive Change - Final | CDP7 | H2 Domestic Fixed_SQ | 2033 | QLD | SQ | 86.0449 | 86.0449 | 9.8225 | Fixed domestic
FZ2167_240531a | Progressive Change - Final | CDP7 | H2 Domestic Fixed_SQ | 2034 | QLD | SQ | 104.4069 | 104.4069 | 11.9186 | Fixed domestic
FZ2167_240531a | Progressive Change - Final | CDP7 | H2 Domestic Fixed_SQ | 2035 | QLD | SQ | 157.3558 | 157.3558 | 17.963 | Fixed domestic
FZ2167_240531a | Progressive Change - Final | CDP7 | H2 Domestic Fixed_SQ | 2036 | QLD | SQ | 159.8818 | 159.8818 | 18.2015 | Fixed domestic
FZ2167_240531a | Progressive Change - Final | CDP7 | H2 Domestic Fixed_SQ | 2037 | QLD | SQ | 160.7371 | 160.7371 | 18.349 | Fixed domestic
FZ2167_240531a | Progressive Change - Final | CDP7 | H2 Domestic Fixed_SQ | 2038 | QLD | SQ | 160.7371 | 160.7371 | 18.349 | Fixed domestic
FZ2167_240531a | Progressive Change - Final | CDP7 | H2 Domestic Fixed_SQ | 2039 | QLD | SQ | 169.5005 | 169.5005 | 19.3494 | Fixed domestic
FZ2167_240531a | Progressive Change - Final | CDP7 | H2 Domestic Fixed_SQ | 2040 | QLD | SQ | 178.0107 | 178.0107 | 20.2653 | Fixed domestic
FZ2167_240531a | Progressive Change - Final | CDP7 | H2 Domestic Fixed_SQ | 2041 | QLD | SQ | 184.9934 | 184.9934 | 21.118 | Fixed domestic
FZ2167_240531a | Progressive Change - Final | CDP7 | H2 Domestic Fixed_SQ | 2042 | QLD | SQ | 184.9934 | 184.9934 | 21.118 | Fixed domestic
FZ2167_240531a | Progressive Change - Final | CDP7 | H2 Domestic Fixed_SQ | 2043 | QLD | SQ | 184.9934 | 184.9934 | 21.118 | Fixed domestic
FZ2167_240531a | Progressive Change - Final | CDP7 | H2 Domestic Fixed_SQ | 2044 | QLD | SQ | 256.1772 | 256.1772 | 29.1641 | Fixed domestic
FZ2167_240531a | Progressive Change - Final | CDP7 | H2 Domestic Fixed_SQ | 2045 | QLD | SQ | 255.4773 | 255.4773 | 29.1641 | Fixed domestic
FZ2167_240531a | Progressive Change - Final | CDP7 | H2 Domestic Fixed_SQ | 2046 | QLD | SQ | 264.0083 | 264.0083 | 30.1379 | Fixed domestic
FZ2167_240531a | Progressive Change - Final | CDP7 | H2 Domestic Fixed_SQ | 2047 | QLD | SQ | 264.0083 | 264.0083 | 30.1379 | Fixed domestic
FZ2167_240531a | Progressive Change - Final | CDP7 | H2 Domestic Fixed_SQ | 2048 | QLD | SQ | 264.7316 | 264.7316 | 30.1379 | Fixed domestic
FZ2167_240531a | Progressive Change - Final | CDP7 | H2 Domestic Fixed_SQ | 2049 | QLD | SQ | 286.5764 | 286.5764 | 32.7142 | Fixed domestic
FZ2167_240531a | Progressive Change - Final | CDP7 | H2 Domestic Fixed_SQ | 2050 | QLD | SQ | 286.2716 | 286.2716 | 32.6794 | Fixed domestic
FZ2167_240531a | Progressive Change - Final | CDP7 | H2 Domestic Fixed_SQ | 2051 | QLD | SQ | 315.3975 | 315.3975 | 36.0043 | Fixed domestic
FZ2167_240531a | Progressive Change - Final | CDP7 | H2 Domestic Fixed_SQ | 2052 | QLD | SQ | 407.2524 | 407.2524 | 46.363 | Fixed domestic
FZ2167_240531a | Progressive Change - Final | CDP7 | H2 Domestic Flex_SQ | 2025 | QLD | SQ | 5.8761 | 6.7719 | 0.77305 | Flexible domestic
FZ2167_240531a | Progressive Change - Final | CDP7 | H2 Domestic Flex_SQ | 2026 | QLD | SQ | 4.5388 | 6.7719 | 0.77305 | Flexible domestic
FZ2167_240531a | Progressive Change - Final | CDP7 | H2 Domestic Flex_SQ | 2027 | QLD | SQ | 4.4304 | 6.7719 | 0.77305 | Flexible domestic
FZ2167_240531a | Progressive Change - Final | CDP7 | H2 Domestic Flex_SQ | 2028 | QLD | SQ | 5.5281 | 6.7905 | 0.77305 | Flexible domestic
FZ2167_240531a | Progressive Change - Final | CDP7 | H2 Domestic Flex_SQ | 2029 | QLD | SQ | 132.3544 | 153.1679 | 17.4849 | Flexible domestic
FZ2167_240531a | Progressive Change - Final | CDP7 | H2 Domestic Flex_SQ | 2030 | QLD | SQ | 277.6234 | 654.7545 | 74.7437 | Flexible domestic
FZ2167_240531a | Progressive Change - Final | CDP7 | H2 Domestic Flex_SQ | 2031 | QLD | SQ | 533.7942 | 654.7545 | 74.7437 | Flexible domestic
FZ2167_240531a | Progressive Change - Final | CDP7 | H2 Domestic Flex_SQ | 2032 | QLD | SQ | 1111.7142 | 1255.8837 | 142.974 | Flexible domestic
FZ2167_240531a | Progressive Change - Final | CDP7 | H2 Domestic Flex_SQ | 2033 | QLD | SQ | 1717.929 | 1912.1095 | 218.2773 | Flexible domestic
FZ2167_240531a | Progressive Change - Final | CDP7 | H2 Domestic Flex_SQ | 2034 | QLD | SQ | 2086.8953 | 2320.1526 | 264.8576 | Flexible domestic
FZ2167_240531a | Progressive Change - Final | CDP7 | H2 Domestic Flex_SQ | 2035 | QLD | SQ | 2320.777 | 3496.7954 | 399.1776 | Flexible domestic
FZ2167_240531a | Progressive Change - Final | CDP7 | H2 Domestic Flex_SQ | 2036 | QLD | SQ | 2301.9489 | 3552.9295 | 404.4774 | Flexible domestic
FZ2167_240531a | Progressive Change - Final | CDP7 | H2 Domestic Flex_SQ | 2037 | QLD | SQ | 2282.232 | 3571.9357 | 407.7552 | Flexible domestic
FZ2167_240531a | Progressive Change - Final | CDP7 | H2 Domestic Flex_SQ | 2038 | QLD | SQ | 2261.84 | 3571.9357 | 407.7552 | Flexible domestic
FZ2167_240531a | Progressive Change - Final | CDP7 | H2 Domestic Flex_SQ | 2039 | QLD | SQ | 2246.434 | 3766.6783 | 429.9861 | Flexible domestic
FZ2167_240531a | Progressive Change - Final | CDP7 | H2 Domestic Flex_SQ | 2040 | QLD | SQ | 2236.3443 | 3955.7937 | 450.3408 | Flexible domestic
FZ2167_240531a | Progressive Change - Final | CDP7 | H2 Domestic Flex_SQ | 2041 | QLD | SQ | 2233.9511 | 4110.9646 | 469.2882 | Flexible domestic
FZ2167_240531a | Progressive Change - Final | CDP7 | H2 Domestic Flex_SQ | 2042 | QLD | SQ | 2265.7026 | 4110.9646 | 469.2882 | Flexible domestic
FZ2167_240531a | Progressive Change - Final | CDP7 | H2 Domestic Flex_SQ | 2043 | QLD | SQ | 2302.2811 | 4110.9646 | 469.2882 | Flexible domestic
FZ2167_240531a | Progressive Change - Final | CDP7 | H2 Domestic Flex_SQ | 2044 | QLD | SQ | 2336.026 | 5692.8272 | 648.0905 | Flexible domestic
FZ2167_240531a | Progressive Change - Final | CDP7 | H2 Domestic Flex_SQ | 2045 | QLD | SQ | 2372.346 | 5677.2731 | 648.0905 | Flexible domestic
FZ2167_240531a | Progressive Change - Final | CDP7 | H2 Domestic Flex_SQ | 2046 | QLD | SQ | 2405.1384 | 5866.8517 | 669.7319 | Flexible domestic
FZ2167_240531a | Progressive Change - Final | CDP7 | H2 Domestic Flex_SQ | 2047 | QLD | SQ | 2433.1581 | 5866.8517 | 669.7319 | Flexible domestic
FZ2167_240531a | Progressive Change - Final | CDP7 | H2 Domestic Flex_SQ | 2048 | QLD | SQ | 2470.9132 | 5882.9253 | 669.7319 | Flexible domestic
FZ2167_240531a | Progressive Change - Final | CDP7 | H2 Domestic Flex_SQ | 2049 | QLD | SQ | 2507.0472 | 6368.3638 | 726.9822 | Flexible domestic
FZ2167_240531a | Progressive Change - Final | CDP7 | H2 Domestic Flex_SQ | 2050 | QLD | SQ | 2507.0472 | 6361.5919 | 726.2091 | Flexible domestic
FZ2167_240531a | Progressive Change - Final | CDP7 | H2 Domestic Flex_SQ | 2051 | QLD | SQ | 2507.0472 | 7008.8326 | 800.095 | Flexible domestic
FZ2167_240531a | Progressive Change - Final | CDP7 | H2 Domestic Flex_SQ | 2052 | QLD | SQ | 2992.4706 | 9050.0538 | 1030.2885 | Flexible domestic
FZ2167_240531a | Progressive Change - Final | CDP7 | H2 Domestic Fixed_CSA | 2025 | SA | CSA | 0.023265 | 0.023265 | 0.0026558 | Fixed domestic
FZ2167_240531a | Progressive Change - Final | CDP7 | H2 Domestic Fixed_CSA | 2026 | SA | CSA | 0.023265 | 0.023265 | 0.0026558 | Fixed domestic
FZ2167_240531a | Progressive Change - Final | CDP7 | H2 Domestic Fixed_CSA | 2027 | SA | CSA | 0.023265 | 0.023265 | 0.0026558 | Fixed domestic
FZ2167_240531a | Progressive Change - Final | CDP7 | H2 Domestic Fixed_CSA | 2028 | SA | CSA | 0.023329 | 0.023329 | 0.0026558 | Fixed domestic
FZ2167_240531a | Progressive Change - Final | CDP7 | H2 Domestic Fixed_CSA | 2029 | SA | CSA | 0.027259 | 0.027259 | 0.0031118 | Fixed domestic
FZ2167_240531a | Progressive Change - Final | CDP7 | H2 Domestic Fixed_CSA | 2030 | SA | CSA | 0.027259 | 0.027259 | 0.0031118 | Fixed domestic
FZ2167_240531a | Progressive Change - Final | CDP7 | H2 Domestic Fixed_CSA | 2031 | SA | CSA | 0.027259 | 0.027259 | 0.0031118 | Fixed domestic
FZ2167_240531a | Progressive Change - Final | CDP7 | H2 Domestic Fixed_CSA | 2032 | SA | CSA | 0.027334 | 0.027334 | 0.0031118 | Fixed domestic
FZ2167_240531a | Progressive Change - Final | CDP7 | H2 Domestic Fixed_CSA | 2033 | SA | CSA | 0.027259 | 0.027259 | 0.0031118 | Fixed domestic
FZ2167_240531a | Progressive Change - Final | CDP7 | H2 Domestic Fixed_CSA | 2034 | SA | CSA | 0.027259 | 0.027259 | 0.0031118 | Fixed domestic
FZ2167_240531a | Progressive Change - Final | CDP7 | H2 Domestic Fixed_CSA | 2035 | SA | CSA | 0.027862 | 0.027862 | 0.0031806 | Fixed domestic
FZ2167_240531a | Progressive Change - Final | CDP7 | H2 Domestic Fixed_CSA | 2036 | SA | CSA | 0.032939 | 0.032939 | 0.0037499 | Fixed domestic
FZ2167_240531a | Progressive Change - Final | CDP7 | H2 Domestic Fixed_CSA | 2037 | SA | CSA | 0.032849 | 0.032849 | 0.0037499 | Fixed domestic
FZ2167_240531a | Progressive Change - Final | CDP7 | H2 Domestic Fixed_CSA | 2038 | SA | CSA | 0.036308 | 0.036308 | 0.0041448 | Fixed domestic
FZ2167_240531a | Progressive Change - Final | CDP7 | H2 Domestic Fixed_CSA | 2039 | SA | CSA | 0.036308 | 0.036308 | 0.0041448 | Fixed domestic
FZ2167_240531a | Progressive Change - Final | CDP7 | H2 Domestic Fixed_CSA | 2040 | SA | CSA | 0.036408 | 0.036408 | 0.0041448 | Fixed domestic
FZ2167_240531a | Progressive Change - Final | CDP7 | H2 Domestic Fixed_CSA | 2041 | SA | CSA | 0.036308 | 0.036308 | 0.0041448 | Fixed domestic
FZ2167_240531a | Progressive Change - Final | CDP7 | H2 Domestic Fixed_CSA | 2042 | SA | CSA | 0.036308 | 0.036308 | 0.0041448 | Fixed domestic
FZ2167_240531a | Progressive Change - Final | CDP7 | H2 Domestic Fixed_CSA | 2043 | SA | CSA | 11.0969 | 11.0969 | 1.2668 | Fixed domestic
FZ2167_240531a | Progressive Change - Final | CDP7 | H2 Domestic Fixed_CSA | 2044 | SA | CSA | 18.3039 | 18.3039 | 2.0838 | Fixed domestic
FZ2167_240531a | Progressive Change - Final | CDP7 | H2 Domestic Fixed_CSA | 2045 | SA | CSA | 18.2539 | 18.2539 | 2.0838 | Fixed domestic
FZ2167_240531a | Progressive Change - Final | CDP7 | H2 Domestic Fixed_CSA | 2046 | SA | CSA | 25.6896 | 25.6896 | 2.9326 | Fixed domestic
FZ2167_240531a | Progressive Change - Final | CDP7 | H2 Domestic Fixed_CSA | 2047 | SA | CSA | 25.7861 | 25.7861 | 2.9436 | Fixed domestic
FZ2167_240531a | Progressive Change - Final | CDP7 | H2 Domestic Fixed_CSA | 2048 | SA | CSA | 25.8568 | 25.8568 | 2.9436 | Fixed domestic
FZ2167_240531a | Progressive Change - Final | CDP7 | H2 Domestic Fixed_CSA | 2049 | SA | CSA | 31.6891 | 31.6891 | 3.6175 | Fixed domestic
FZ2167_240531a | Progressive Change - Final | CDP7 | H2 Domestic Fixed_CSA | 2050 | SA | CSA | 69.0198 | 69.0198 | 7.879 | Fixed domestic
FZ2167_240531a | Progressive Change - Final | CDP7 | H2 Domestic Fixed_CSA | 2051 | SA | CSA | 69.0198 | 69.0198 | 7.879 | Fixed domestic
FZ2167_240531a | Progressive Change - Final | CDP7 | H2 Domestic Fixed_CSA | 2052 | SA | CSA | 73.6052 | 73.6052 | 8.3795 | Fixed domestic
FZ2167_240531a | Progressive Change - Final | CDP7 | H2 Domestic Flex_CSA | 2025 | SA | CSA | 0 | 0.517 | 0.059018 | Flexible domestic
FZ2167_240531a | Progressive Change - Final | CDP7 | H2 Domestic Flex_CSA | 2026 | SA | CSA | 0 | 0.517 | 0.059018 | Flexible domestic
FZ2167_240531a | Progressive Change - Final | CDP7 | H2 Domestic Flex_CSA | 2027 | SA | CSA | 0 | 0.517 | 0.059018 | Flexible domestic
FZ2167_240531a | Progressive Change - Final | CDP7 | H2 Domestic Flex_CSA | 2028 | SA | CSA | 0 | 0.51842 | 0.059018 | Flexible domestic
FZ2167_240531a | Progressive Change - Final | CDP7 | H2 Domestic Flex_CSA | 2029 | SA | CSA | 0 | 0.60576 | 0.06915 | Flexible domestic
FZ2167_240531a | Progressive Change - Final | CDP7 | H2 Domestic Flex_CSA | 2030 | SA | CSA | 0 | 0.60576 | 0.06915 | Flexible domestic
FZ2167_240531a | Progressive Change - Final | CDP7 | H2 Domestic Flex_CSA | 2031 | SA | CSA | 0 | 0.60576 | 0.06915 | Flexible domestic
FZ2167_240531a | Progressive Change - Final | CDP7 | H2 Domestic Flex_CSA | 2032 | SA | CSA | 0 | 0.60742 | 0.06915 | Flexible domestic
FZ2167_240531a | Progressive Change - Final | CDP7 | H2 Domestic Flex_CSA | 2033 | SA | CSA | 0 | 0.60576 | 0.06915 | Flexible domestic
FZ2167_240531a | Progressive Change - Final | CDP7 | H2 Domestic Flex_CSA | 2034 | SA | CSA | 0 | 0.60576 | 0.06915 | Flexible domestic
FZ2167_240531a | Progressive Change - Final | CDP7 | H2 Domestic Flex_CSA | 2035 | SA | CSA | 0 | 0.61916 | 0.07068 | Flexible domestic
FZ2167_240531a | Progressive Change - Final | CDP7 | H2 Domestic Flex_CSA | 2036 | SA | CSA | 0 | 0.73198 | 0.083331 | Flexible domestic
FZ2167_240531a | Progressive Change - Final | CDP7 | H2 Domestic Flex_CSA | 2037 | SA | CSA | 0 | 0.72998 | 0.083331 | Flexible domestic
FZ2167_240531a | Progressive Change - Final | CDP7 | H2 Domestic Flex_CSA | 2038 | SA | CSA | 0 | 0.80685 | 0.092106 | Flexible domestic
FZ2167_240531a | Progressive Change - Final | CDP7 | H2 Domestic Flex_CSA | 2039 | SA | CSA | 0 | 0.80685 | 0.092106 | Flexible domestic
FZ2167_240531a | Progressive Change - Final | CDP7 | H2 Domestic Flex_CSA | 2040 | SA | CSA | 0 | 0.80906 | 0.092106 | Flexible domestic
FZ2167_240531a | Progressive Change - Final | CDP7 | H2 Domestic Flex_CSA | 2041 | SA | CSA | 0 | 0.80685 | 0.092106 | Flexible domestic
FZ2167_240531a | Progressive Change - Final | CDP7 | H2 Domestic Flex_CSA | 2042 | SA | CSA | 0 | 0.80685 | 0.092106 | Flexible domestic
FZ2167_240531a | Progressive Change - Final | CDP7 | H2 Domestic Flex_CSA | 2043 | SA | CSA | 161.764 | 246.5984 | 28.1505 | Flexible domestic
FZ2167_240531a | Progressive Change - Final | CDP7 | H2 Domestic Flex_CSA | 2044 | SA | CSA | 166.0568 | 406.7536 | 46.3062 | Flexible domestic
FZ2167_240531a | Progressive Change - Final | CDP7 | H2 Domestic Flex_CSA | 2045 | SA | CSA | 166.0758 | 405.6423 | 46.3062 | Flexible domestic
FZ2167_240531a | Progressive Change - Final | CDP7 | H2 Domestic Flex_CSA | 2046 | SA | CSA | 233.5625 | 570.8795 | 65.1689 | Flexible domestic
FZ2167_240531a | Progressive Change - Final | CDP7 | H2 Domestic Flex_CSA | 2047 | SA | CSA | 234.2914 | 573.0248 | 65.4138 | Flexible domestic
FZ2167_240531a | Progressive Change - Final | CDP7 | H2 Domestic Flex_CSA | 2048 | SA | CSA | 233.744 | 574.5947 | 65.4138 | Flexible domestic
FZ2167_240531a | Progressive Change - Final | CDP7 | H2 Domestic Flex_CSA | 2049 | SA | CSA | 343.4483 | 704.203 | 80.3885 | Flexible domestic
FZ2167_240531a | Progressive Change - Final | CDP7 | H2 Domestic Flex_CSA | 2050 | SA | CSA | 618.0921 | 1533.774 | 175.0884 | Flexible domestic
FZ2167_240531a | Progressive Change - Final | CDP7 | H2 Domestic Flex_CSA | 2051 | SA | CSA | 620.1975 | 1533.774 | 175.0884 | Flexible domestic
FZ2167_240531a | Progressive Change - Final | CDP7 | H2 Domestic Flex_CSA | 2052 | SA | CSA | 620.6331 | 1635.6711 | 186.2103 | Flexible domestic
FZ2167_240531a | Progressive Change - Final | CDP7 | Whyalla H2 load_fixed | 2025 | SA | CSA | 0 | 0 | 0 | Fixed domestic
FZ2167_240531a | Progressive Change - Final | CDP7 | Whyalla H2 load_fixed | 2026 | SA | CSA | 24.6375 | 24.6375 | 2.8125 | Fixed domestic
FZ2167_240531a | Progressive Change - Final | CDP7 | Whyalla H2 load_fixed | 2027 | SA | CSA | 73.9125 | 73.9125 | 8.4375 | Fixed domestic
FZ2167_240531a | Progressive Change - Final | CDP7 | Whyalla H2 load_fixed | 2028 | SA | CSA | 98.82 | 98.82 | 11.25 | Fixed domestic
FZ2167_240531a | Progressive Change - Final | CDP7 | Whyalla H2 load_fixed | 2029 | SA | CSA | 98.55 | 98.55 | 11.25 | Fixed domestic
FZ2167_240531a | Progressive Change - Final | CDP7 | Whyalla H2 load_fixed | 2030 | SA | CSA | 98.55 | 98.55 | 11.25 | Fixed domestic
FZ2167_240531a | Progressive Change - Final | CDP7 | Whyalla H2 load_fixed | 2031 | SA | CSA | 98.55 | 98.55 | 11.25 | Fixed domestic
FZ2167_240531a | Progressive Change - Final | CDP7 | Whyalla H2 load_fixed | 2032 | SA | CSA | 98.82 | 98.82 | 11.25 | Fixed domestic
FZ2167_240531a | Progressive Change - Final | CDP7 | Whyalla H2 load_fixed | 2033 | SA | CSA | 98.55 | 98.55 | 11.25 | Fixed domestic
FZ2167_240531a | Progressive Change - Final | CDP7 | Whyalla H2 load_fixed | 2034 | SA | CSA | 98.55 | 98.55 | 11.25 | Fixed domestic
FZ2167_240531a | Progressive Change - Final | CDP7 | Whyalla H2 load_fixed | 2035 | SA | CSA | 98.55 | 98.55 | 11.25 | Fixed domestic
FZ2167_240531a | Progressive Change - Final | CDP7 | Whyalla H2 load_fixed | 2036 | SA | CSA | 98.82 | 98.82 | 11.25 | Fixed domestic
FZ2167_240531a | Progressive Change - Final | CDP7 | Whyalla H2 load_fixed | 2037 | SA | CSA | 98.55 | 98.55 | 11.25 | Fixed domestic
FZ2167_240531a | Progressive Change - Final | CDP7 | Whyalla H2 load_fixed | 2038 | SA | CSA | 98.55 | 98.55 | 11.25 | Fixed domestic
FZ2167_240531a | Progressive Change - Final | CDP7 | Whyalla H2 load_fixed | 2039 | SA | CSA | 98.55 | 98.55 | 11.25 | Fixed domestic
FZ2167_240531a | Progressive Change - Final | CDP7 | Whyalla H2 load_fixed | 2040 | SA | CSA | 98.82 | 98.82 | 11.25 | Fixed domestic
FZ2167_240531a | Progressive Change - Final | CDP7 | Whyalla H2 load_fixed | 2041 | SA | CSA | 98.55 | 98.55 | 11.25 | Fixed domestic
FZ2167_240531a | Progressive Change - Final | CDP7 | Whyalla H2 load_fixed | 2042 | SA | CSA | 98.55 | 98.55 | 11.25 | Fixed domestic
FZ2167_240531a | Progressive Change - Final | CDP7 | Whyalla H2 load_fixed | 2043 | SA | CSA | 98.55 | 98.55 | 11.25 | Fixed domestic
FZ2167_240531a | Progressive Change - Final | CDP7 | Whyalla H2 load_fixed | 2044 | SA | CSA | 98.82 | 98.82 | 11.25 | Fixed domestic
FZ2167_240531a | Progressive Change - Final | CDP7 | Whyalla H2 load_fixed | 2045 | SA | CSA | 98.55 | 98.55 | 11.25 | Fixed domestic
FZ2167_240531a | Progressive Change - Final | CDP7 | Whyalla H2 load_fixed | 2046 | SA | CSA | 98.55 | 98.55 | 11.25 | Fixed domestic
FZ2167_240531a | Progressive Change - Final | CDP7 | Whyalla H2 load_fixed | 2047 | SA | CSA | 98.55 | 98.55 | 11.25 | Fixed domestic
FZ2167_240531a | Progressive Change - Final | CDP7 | Whyalla H2 load_fixed | 2048 | SA | CSA | 98.82 | 98.82 | 11.25 | Fixed domestic
FZ2167_240531a | Progressive Change - Final | CDP7 | Whyalla H2 load_fixed | 2049 | SA | CSA | 98.55 | 98.55 | 11.25 | Fixed domestic
FZ2167_240531a | Progressive Change - Final | CDP7 | Whyalla H2 load_fixed | 2050 | SA | CSA | 98.55 | 98.55 | 11.25 | Fixed domestic
FZ2167_240531a | Progressive Change - Final | CDP7 | Whyalla H2 load_fixed | 2051 | SA | CSA | 98.55 | 98.55 | 11.25 | Fixed domestic
FZ2167_240531a | Progressive Change - Final | CDP7 | Whyalla H2 load_fixed | 2052 | SA | CSA | 98.82 | 98.82 | 11.25 | Fixed domestic
FZ2167_240531a | Progressive Change - Final | CDP7 | Whyalla H2 load_flex | 2025 | SA | CSA | 0 | 0 | 0 | Flexible domestic
FZ2167_240531a | Progressive Change - Final | CDP7 | Whyalla H2 load_flex | 2026 | SA | CSA | 344.5504 | 547.5 | 62.5 | Flexible domestic
FZ2167_240531a | Progressive Change - Final | CDP7 | Whyalla H2 load_flex | 2027 | SA | CSA | 1027.5222 | 1642.5 | 187.5 | Flexible domestic
FZ2167_240531a | Progressive Change - Final | CDP7 | Whyalla H2 load_flex | 2028 | SA | CSA | 1369.3318 | 2196 | 250 | Flexible domestic
FZ2167_240531a | Progressive Change - Final | CDP7 | Whyalla H2 load_flex | 2029 | SA | CSA | 1381.7932 | 2190 | 250 | Flexible domestic
FZ2167_240531a | Progressive Change - Final | CDP7 | Whyalla H2 load_flex | 2030 | SA | CSA | 1380.6196 | 2190 | 250 | Flexible domestic
FZ2167_240531a | Progressive Change - Final | CDP7 | Whyalla H2 load_flex | 2031 | SA | CSA | 1379.039 | 2190 | 250 | Flexible domestic
FZ2167_240531a | Progressive Change - Final | CDP7 | Whyalla H2 load_flex | 2032 | SA | CSA | 1304.129 | 2196 | 250 | Flexible domestic
FZ2167_240531a | Progressive Change - Final | CDP7 | Whyalla H2 load_flex | 2033 | SA | CSA | 1295.4086 | 2190 | 250 | Flexible domestic
FZ2167_240531a | Progressive Change - Final | CDP7 | Whyalla H2 load_flex | 2034 | SA | CSA | 1295.8946 | 2190 | 250 | Flexible domestic
FZ2167_240531a | Progressive Change - Final | CDP7 | Whyalla H2 load_flex | 2035 | SA | CSA | 1296.1512 | 2190 | 250 | Flexible domestic
FZ2167_240531a | Progressive Change - Final | CDP7 | Whyalla H2 load_flex | 2036 | SA | CSA | 1296.4087 | 2196 | 250 | Flexible domestic
FZ2167_240531a | Progressive Change - Final | CDP7 | Whyalla H2 load_flex | 2037 | SA | CSA | 1298.9976 | 2190 | 250 | Flexible domestic
FZ2167_240531a | Progressive Change - Final | CDP7 | Whyalla H2 load_flex | 2038 | SA | CSA | 1298.9976 | 2190 | 250 | Flexible domestic
FZ2167_240531a | Progressive Change - Final | CDP7 | Whyalla H2 load_flex | 2039 | SA | CSA | 1298.9976 | 2190 | 250 | Flexible domestic
FZ2167_240531a | Progressive Change - Final | CDP7 | Whyalla H2 load_flex | 2040 | SA | CSA | 1298.9976 | 2196 | 250 | Flexible domestic
FZ2167_240531a | Progressive Change - Final | CDP7 | Whyalla H2 load_flex | 2041 | SA | CSA | 1298.9976 | 2190 | 250 | Flexible domestic
FZ2167_240531a | Progressive Change - Final | CDP7 | Whyalla H2 load_flex | 2042 | SA | CSA | 1298.9976 | 2190 | 250 | Flexible domestic
FZ2167_240531a | Progressive Change - Final | CDP7 | Whyalla H2 load_flex | 2043 | SA | CSA | 1298.9976 | 2190 | 250 | Flexible domestic
FZ2167_240531a | Progressive Change - Final | CDP7 | Whyalla H2 load_flex | 2044 | SA | CSA | 1298.9976 | 2196 | 250 | Flexible domestic
FZ2167_240531a | Progressive Change - Final | CDP7 | Whyalla H2 load_flex | 2045 | SA | CSA | 1298.9976 | 2190 | 250 | Flexible domestic
FZ2167_240531a | Progressive Change - Final | CDP7 | Whyalla H2 load_flex | 2046 | SA | CSA | 1298.9976 | 2190 | 250 | Flexible domestic
FZ2167_240531a | Progressive Change - Final | CDP7 | Whyalla H2 load_flex | 2047 | SA | CSA | 1298.9976 | 2190 | 250 | Flexible domestic
FZ2167_240531a | Progressive Change - Final | CDP7 | Whyalla H2 load_flex | 2048 | SA | CSA | 1298.9976 | 2196 | 250 | Flexible domestic
FZ2167_240531a | Progressive Change - Final | CDP7 | Whyalla H2 load_flex | 2049 | SA | CSA | 1298.9976 | 2190 | 250 | Flexible domestic
FZ2167_240531a | Progressive Change - Final | CDP7 | Whyalla H2 load_flex | 2050 | SA | CSA | 1298.9976 | 2190 | 250 | Flexible domestic
FZ2167_240531a | Progressive Change - Final | CDP7 | Whyalla H2 load_flex | 2051 | SA | CSA | 1298.9976 | 2190 | 250 | Flexible domestic
FZ2167_240531a | Progressive Change - Final | CDP7 | Whyalla H2 load_flex | 2052 | SA | CSA | 1298.9976 | 2196 | 250 | Flexible domestic
FZ2167_240531a | Progressive Change - Final | CDP7 | H2 Domestic Fixed_SESA | 2025 | SA | SESA | 0.061378 | 0.061378 | 0.0070066 | Fixed domestic
FZ2167_240531a | Progressive Change - Final | CDP7 | H2 Domestic Fixed_SESA | 2026 | SA | SESA | 2.6667 | 2.6667 | 0.30441 | Fixed domestic
FZ2167_240531a | Progressive Change - Final | CDP7 | H2 Domestic Fixed_SESA | 2027 | SA | SESA | 7.7174 | 7.7174 | 0.88098 | Fixed domestic
FZ2167_240531a | Progressive Change - Final | CDP7 | H2 Domestic Fixed_SESA | 2028 | SA | SESA | 9.8546 | 9.8546 | 1.1219 | Fixed domestic
FZ2167_240531a | Progressive Change - Final | CDP7 | H2 Domestic Fixed_SESA | 2029 | SA | SESA | 10.7301 | 10.7301 | 1.2249 | Fixed domestic
FZ2167_240531a | Progressive Change - Final | CDP7 | H2 Domestic Fixed_SESA | 2030 | SA | SESA | 10.7301 | 10.7301 | 1.2249 | Fixed domestic
FZ2167_240531a | Progressive Change - Final | CDP7 | H2 Domestic Fixed_SESA | 2031 | SA | SESA | 10.7301 | 10.7301 | 1.2249 | Fixed domestic
FZ2167_240531a | Progressive Change - Final | CDP7 | H2 Domestic Fixed_SESA | 2032 | SA | SESA | 10.7595 | 10.7595 | 1.2249 | Fixed domestic
FZ2167_240531a | Progressive Change - Final | CDP7 | H2 Domestic Fixed_SESA | 2033 | SA | SESA | 13.2571 | 13.2571 | 1.5134 | Fixed domestic
FZ2167_240531a | Progressive Change - Final | CDP7 | H2 Domestic Fixed_SESA | 2034 | SA | SESA | 13.952 | 13.952 | 1.5927 | Fixed domestic
FZ2167_240531a | Progressive Change - Final | CDP7 | H2 Domestic Fixed_SESA | 2035 | SA | SESA | 15.1552 | 15.1552 | 1.73 | Fixed domestic
FZ2167_240531a | Progressive Change - Final | CDP7 | H2 Domestic Fixed_SESA | 2036 | SA | SESA | 16.268 | 16.268 | 1.852 | Fixed domestic
FZ2167_240531a | Progressive Change - Final | CDP7 | H2 Domestic Fixed_SESA | 2037 | SA | SESA | 16.2235 | 16.2235 | 1.852 | Fixed domestic
FZ2167_240531a | Progressive Change - Final | CDP7 | H2 Domestic Fixed_SESA | 2038 | SA | SESA | 18.4317 | 18.4317 | 2.1041 | Fixed domestic
FZ2167_240531a | Progressive Change - Final | CDP7 | H2 Domestic Fixed_SESA | 2039 | SA | SESA | 18.4317 | 18.4317 | 2.1041 | Fixed domestic
FZ2167_240531a | Progressive Change - Final | CDP7 | H2 Domestic Fixed_SESA | 2040 | SA | SESA | 18.4822 | 18.4822 | 2.1041 | Fixed domestic
FZ2167_240531a | Progressive Change - Final | CDP7 | H2 Domestic Fixed_SESA | 2041 | SA | SESA | 18.4317 | 18.4317 | 2.1041 | Fixed domestic
FZ2167_240531a | Progressive Change - Final | CDP7 | H2 Domestic Fixed_SESA | 2042 | SA | SESA | 18.4317 | 18.4317 | 2.1041 | Fixed domestic
FZ2167_240531a | Progressive Change - Final | CDP7 | H2 Domestic Fixed_SESA | 2043 | SA | SESA | 18.4317 | 18.4317 | 2.1041 | Fixed domestic
FZ2167_240531a | Progressive Change - Final | CDP7 | H2 Domestic Fixed_SESA | 2044 | SA | SESA | 24.5855 | 24.5855 | 2.7989 | Fixed domestic
FZ2167_240531a | Progressive Change - Final | CDP7 | H2 Domestic Fixed_SESA | 2045 | SA | SESA | 24.5183 | 24.5183 | 2.7989 | Fixed domestic
FZ2167_240531a | Progressive Change - Final | CDP7 | H2 Domestic Fixed_SESA | 2046 | SA | SESA | 24.5183 | 24.5183 | 2.7989 | Fixed domestic
FZ2167_240531a | Progressive Change - Final | CDP7 | H2 Domestic Fixed_SESA | 2047 | SA | SESA | 24.5183 | 24.5183 | 2.7989 | Fixed domestic
FZ2167_240531a | Progressive Change - Final | CDP7 | H2 Domestic Fixed_SESA | 2048 | SA | SESA | 24.5855 | 24.5855 | 2.7989 | Fixed domestic
FZ2167_240531a | Progressive Change - Final | CDP7 | H2 Domestic Fixed_SESA | 2049 | SA | SESA | 24.5183 | 24.5183 | 2.7989 | Fixed domestic
FZ2167_240531a | Progressive Change - Final | CDP7 | H2 Domestic Fixed_SESA | 2050 | SA | SESA | 38.2178 | 38.2178 | 4.3628 | Fixed domestic
FZ2167_240531a | Progressive Change - Final | CDP7 | H2 Domestic Fixed_SESA | 2051 | SA | SESA | 35.6125 | 35.6125 | 4.0654 | Fixed domestic
FZ2167_240531a | Progressive Change - Final | CDP7 | H2 Domestic Fixed_SESA | 2052 | SA | SESA | 38.3844 | 38.3844 | 4.3698 | Fixed domestic
FZ2167_240531a | Progressive Change - Final | CDP7 | H2 Domestic Flex_SESA | 2025 | SA | SESA | 1.1835 | 1.3639 | 0.1557 | Flexible domestic
FZ2167_240531a | Progressive Change - Final | CDP7 | H2 Domestic Flex_SESA | 2026 | SA | SESA | 51.3833 | 59.2594 | 6.7648 | Flexible domestic
FZ2167_240531a | Progressive Change - Final | CDP7 | H2 Domestic Flex_SESA | 2027 | SA | SESA | 146.4943 | 171.497 | 19.5773 | Flexible domestic
FZ2167_240531a | Progressive Change - Final | CDP7 | H2 Domestic Flex_SESA | 2028 | SA | SESA | 188.8144 | 218.9911 | 24.9307 | Flexible domestic
FZ2167_240531a | Progressive Change - Final | CDP7 | H2 Domestic Flex_SESA | 2029 | SA | SESA | 169.2015 | 238.4458 | 27.2198 | Flexible domestic
FZ2167_240531a | Progressive Change - Final | CDP7 | H2 Domestic Flex_SESA | 2030 | SA | SESA | 148.0694 | 238.4458 | 27.2198 | Flexible domestic
FZ2167_240531a | Progressive Change - Final | CDP7 | H2 Domestic Flex_SESA | 2031 | SA | SESA | 146.0958 | 238.4458 | 27.2198 | Flexible domestic
FZ2167_240531a | Progressive Change - Final | CDP7 | H2 Domestic Flex_SESA | 2032 | SA | SESA | 167.3429 | 239.0991 | 27.2198 | Flexible domestic
FZ2167_240531a | Progressive Change - Final | CDP7 | H2 Domestic Flex_SESA | 2033 | SA | SESA | 199.5319 | 294.6023 | 33.6304 | Flexible domestic
FZ2167_240531a | Progressive Change - Final | CDP7 | H2 Domestic Flex_SESA | 2034 | SA | SESA | 206.0828 | 310.0448 | 35.3932 | Flexible domestic
FZ2167_240531a | Progressive Change - Final | CDP7 | H2 Domestic Flex_SESA | 2035 | SA | SESA | 201.66 | 336.7813 | 38.4454 | Flexible domestic
FZ2167_240531a | Progressive Change - Final | CDP7 | H2 Domestic Flex_SESA | 2036 | SA | SESA | 197.2612 | 361.511 | 41.1556 | Flexible domestic
FZ2167_240531a | Progressive Change - Final | CDP7 | H2 Domestic Flex_SESA | 2037 | SA | SESA | 192.9695 | 360.5233 | 41.1556 | Flexible domestic
FZ2167_240531a | Progressive Change - Final | CDP7 | H2 Domestic Flex_SESA | 2038 | SA | SESA | 188.9449 | 409.594 | 46.7573 | Flexible domestic
FZ2167_240531a | Progressive Change - Final | CDP7 | H2 Domestic Flex_SESA | 2039 | SA | SESA | 184.9592 | 409.594 | 46.7573 | Flexible domestic
FZ2167_240531a | Progressive Change - Final | CDP7 | H2 Domestic Flex_SESA | 2040 | SA | SESA | 181.0498 | 410.7162 | 46.7573 | Flexible domestic
FZ2167_240531a | Progressive Change - Final | CDP7 | H2 Domestic Flex_SESA | 2041 | SA | SESA | 179.2508 | 409.594 | 46.7573 | Flexible domestic
FZ2167_240531a | Progressive Change - Final | CDP7 | H2 Domestic Flex_SESA | 2042 | SA | SESA | 179.4237 | 409.594 | 46.7573 | Flexible domestic
FZ2167_240531a | Progressive Change - Final | CDP7 | H2 Domestic Flex_SESA | 2043 | SA | SESA | 222.1558 | 409.594 | 46.7573 | Flexible domestic
FZ2167_240531a | Progressive Change - Final | CDP7 | H2 Domestic Flex_SESA | 2044 | SA | SESA | 223.2297 | 546.3436 | 62.1976 | Flexible domestic
FZ2167_240531a | Progressive Change - Final | CDP7 | H2 Domestic Flex_SESA | 2045 | SA | SESA | 224.4286 | 544.8509 | 62.1976 | Flexible domestic
FZ2167_240531a | Progressive Change - Final | CDP7 | H2 Domestic Flex_SESA | 2046 | SA | SESA | 238.1929 | 544.8509 | 62.1976 | Flexible domestic
FZ2167_240531a | Progressive Change - Final | CDP7 | H2 Domestic Flex_SESA | 2047 | SA | SESA | 237.464 | 544.8509 | 62.1976 | Flexible domestic
FZ2167_240531a | Progressive Change - Final | CDP7 | H2 Domestic Flex_SESA | 2048 | SA | SESA | 238.0114 | 546.3436 | 62.1976 | Flexible domestic
FZ2167_240531a | Progressive Change - Final | CDP7 | H2 Domestic Flex_SESA | 2049 | SA | SESA | 262.6572 | 544.8509 | 62.1976 | Flexible domestic
FZ2167_240531a | Progressive Change - Final | CDP7 | H2 Domestic Flex_SESA | 2050 | SA | SESA | 320.6611 | 849.2843 | 96.9503 | Flexible domestic
FZ2167_240531a | Progressive Change - Final | CDP7 | H2 Domestic Flex_SESA | 2051 | SA | SESA | 321.0201 | 791.3889 | 90.3412 | Flexible domestic
FZ2167_240531a | Progressive Change - Final | CDP7 | H2 Domestic Flex_SESA | 2052 | SA | SESA | 320.5845 | 852.9872 | 97.1069 | Flexible domestic
FZ2167_240531a | Progressive Change - Final | CDP7 | H2 Domestic Fixed_TAS | 2025 | TAS | TAS | 0 | 0 | 0 | Fixed domestic
FZ2167_240531a | Progressive Change - Final | CDP7 | H2 Domestic Fixed_TAS | 2026 | TAS | TAS | 0 | 0 | 0 | Fixed domestic
FZ2167_240531a | Progressive Change - Final | CDP7 | H2 Domestic Fixed_TAS | 2027 | TAS | TAS | 0 | 0 | 0 | Fixed domestic
FZ2167_240531a | Progressive Change - Final | CDP7 | H2 Domestic Fixed_TAS | 2028 | TAS | TAS | 0 | 0 | 0 | Fixed domestic
FZ2167_240531a | Progressive Change - Final | CDP7 | H2 Domestic Fixed_TAS | 2029 | TAS | TAS | 0.30059 | 0.30059 | 0.034314 | Fixed domestic
FZ2167_240531a | Progressive Change - Final | CDP7 | H2 Domestic Fixed_TAS | 2030 | TAS | TAS | 1.2354 | 1.2354 | 0.14103 | Fixed domestic
FZ2167_240531a | Progressive Change - Final | CDP7 | H2 Domestic Fixed_TAS | 2031 | TAS | TAS | 2.5762 | 2.5762 | 0.29408 | Fixed domestic
FZ2167_240531a | Progressive Change - Final | CDP7 | H2 Domestic Fixed_TAS | 2032 | TAS | TAS | 3.3595 | 3.3595 | 0.38245 | Fixed domestic
FZ2167_240531a | Progressive Change - Final | CDP7 | H2 Domestic Fixed_TAS | 2033 | TAS | TAS | 4.7729 | 4.7729 | 0.54485 | Fixed domestic
FZ2167_240531a | Progressive Change - Final | CDP7 | H2 Domestic Fixed_TAS | 2034 | TAS | TAS | 4.7729 | 4.7729 | 0.54485 | Fixed domestic
FZ2167_240531a | Progressive Change - Final | CDP7 | H2 Domestic Fixed_TAS | 2035 | TAS | TAS | 4.9175 | 4.9175 | 0.56136 | Fixed domestic
FZ2167_240531a | Progressive Change - Final | CDP7 | H2 Domestic Fixed_TAS | 2036 | TAS | TAS | 5.8898 | 5.8898 | 0.67051 | Fixed domestic
FZ2167_240531a | Progressive Change - Final | CDP7 | H2 Domestic Fixed_TAS | 2037 | TAS | TAS | 5.8737 | 5.8737 | 0.67051 | Fixed domestic
FZ2167_240531a | Progressive Change - Final | CDP7 | H2 Domestic Fixed_TAS | 2038 | TAS | TAS | 9.7586 | 9.7586 | 1.114 | Fixed domestic
FZ2167_240531a | Progressive Change - Final | CDP7 | H2 Domestic Fixed_TAS | 2039 | TAS | TAS | 9.7586 | 9.7586 | 1.114 | Fixed domestic
FZ2167_240531a | Progressive Change - Final | CDP7 | H2 Domestic Fixed_TAS | 2040 | TAS | TAS | 9.7853 | 9.7853 | 1.114 | Fixed domestic
FZ2167_240531a | Progressive Change - Final | CDP7 | H2 Domestic Fixed_TAS | 2041 | TAS | TAS | 14.0639 | 14.0639 | 1.6055 | Fixed domestic
FZ2167_240531a | Progressive Change - Final | CDP7 | H2 Domestic Fixed_TAS | 2042 | TAS | TAS | 14.0639 | 14.0639 | 1.6055 | Fixed domestic
FZ2167_240531a | Progressive Change - Final | CDP7 | H2 Domestic Fixed_TAS | 2043 | TAS | TAS | 14.0639 | 14.0639 | 1.6055 | Fixed domestic
FZ2167_240531a | Progressive Change - Final | CDP7 | H2 Domestic Fixed_TAS | 2044 | TAS | TAS | 14.1025 | 14.1025 | 1.6055 | Fixed domestic
FZ2167_240531a | Progressive Change - Final | CDP7 | H2 Domestic Fixed_TAS | 2045 | TAS | TAS | 14.0639 | 14.0639 | 1.6055 | Fixed domestic
FZ2167_240531a | Progressive Change - Final | CDP7 | H2 Domestic Fixed_TAS | 2046 | TAS | TAS | 14.0639 | 14.0639 | 1.6055 | Fixed domestic
FZ2167_240531a | Progressive Change - Final | CDP7 | H2 Domestic Fixed_TAS | 2047 | TAS | TAS | 15.9975 | 15.9975 | 1.8262 | Fixed domestic
FZ2167_240531a | Progressive Change - Final | CDP7 | H2 Domestic Fixed_TAS | 2048 | TAS | TAS | 16.0413 | 16.0413 | 1.8262 | Fixed domestic
FZ2167_240531a | Progressive Change - Final | CDP7 | H2 Domestic Fixed_TAS | 2049 | TAS | TAS | 15.9975 | 15.9975 | 1.8262 | Fixed domestic
FZ2167_240531a | Progressive Change - Final | CDP7 | H2 Domestic Fixed_TAS | 2050 | TAS | TAS | 16.1036 | 16.1036 | 1.8383 | Fixed domestic
FZ2167_240531a | Progressive Change - Final | CDP7 | H2 Domestic Fixed_TAS | 2051 | TAS | TAS | 16.1036 | 16.1036 | 1.8383 | Fixed domestic
FZ2167_240531a | Progressive Change - Final | CDP7 | H2 Domestic Fixed_TAS | 2052 | TAS | TAS | 16.1788 | 16.1788 | 1.8419 | Fixed domestic
FZ2167_240531a | Progressive Change - Final | CDP7 | H2 Domestic Flex_TAS | 2025 | TAS | TAS | 0 | 0 | 0 | Flexible domestic
FZ2167_240531a | Progressive Change - Final | CDP7 | H2 Domestic Flex_TAS | 2026 | TAS | TAS | 0 | 0 | 0 | Flexible domestic
FZ2167_240531a | Progressive Change - Final | CDP7 | H2 Domestic Flex_TAS | 2027 | TAS | TAS | 0 | 0 | 0 | Flexible domestic
FZ2167_240531a | Progressive Change - Final | CDP7 | H2 Domestic Flex_TAS | 2028 | TAS | TAS | 0 | 0 | 0 | Flexible domestic
FZ2167_240531a | Progressive Change - Final | CDP7 | H2 Domestic Flex_TAS | 2029 | TAS | TAS | 5.7721 | 6.6798 | 0.76253 | Flexible domestic
FZ2167_240531a | Progressive Change - Final | CDP7 | H2 Domestic Flex_TAS | 2030 | TAS | TAS | 24.2692 | 27.4534 | 3.134 | Flexible domestic
FZ2167_240531a | Progressive Change - Final | CDP7 | H2 Domestic Flex_TAS | 2031 | TAS | TAS | 50.4074 | 57.2484 | 6.5352 | Flexible domestic
FZ2167_240531a | Progressive Change - Final | CDP7 | H2 Domestic Flex_TAS | 2032 | TAS | TAS | 66.0847 | 74.6547 | 8.4989 | Flexible domestic
FZ2167_240531a | Progressive Change - Final | CDP7 | H2 Domestic Flex_TAS | 2033 | TAS | TAS | 95.2936 | 106.0648 | 12.1079 | Flexible domestic
FZ2167_240531a | Progressive Change - Final | CDP7 | H2 Domestic Flex_TAS | 2034 | TAS | TAS | 93.8191 | 106.0648 | 12.1079 | Flexible domestic
FZ2167_240531a | Progressive Change - Final | CDP7 | H2 Domestic Flex_TAS | 2035 | TAS | TAS | 98.1518 | 109.2787 | 12.4747 | Flexible domestic
FZ2167_240531a | Progressive Change - Final | CDP7 | H2 Domestic Flex_TAS | 2036 | TAS | TAS | 99.4811 | 130.8837 | 14.9002 | Flexible domestic
FZ2167_240531a | Progressive Change - Final | CDP7 | H2 Domestic Flex_TAS | 2037 | TAS | TAS | 97.2629 | 130.5261 | 14.9002 | Flexible domestic
FZ2167_240531a | Progressive Change - Final | CDP7 | H2 Domestic Flex_TAS | 2038 | TAS | TAS | 174.1542 | 216.8567 | 24.7553 | Flexible domestic
FZ2167_240531a | Progressive Change - Final | CDP7 | H2 Domestic Flex_TAS | 2039 | TAS | TAS | 170.2738 | 216.8567 | 24.7553 | Flexible domestic
FZ2167_240531a | Progressive Change - Final | CDP7 | H2 Domestic Flex_TAS | 2040 | TAS | TAS | 167.28 | 217.4508 | 24.7553 | Flexible domestic
FZ2167_240531a | Progressive Change - Final | CDP7 | H2 Domestic Flex_TAS | 2041 | TAS | TAS | 165.4189 | 312.5319 | 35.6772 | Flexible domestic
FZ2167_240531a | Progressive Change - Final | CDP7 | H2 Domestic Flex_TAS | 2042 | TAS | TAS | 169.1686 | 312.5319 | 35.6772 | Flexible domestic
FZ2167_240531a | Progressive Change - Final | CDP7 | H2 Domestic Flex_TAS | 2043 | TAS | TAS | 170.1358 | 312.5319 | 35.6772 | Flexible domestic
FZ2167_240531a | Progressive Change - Final | CDP7 | H2 Domestic Flex_TAS | 2044 | TAS | TAS | 173.9124 | 313.3881 | 35.6772 | Flexible domestic
FZ2167_240531a | Progressive Change - Final | CDP7 | H2 Domestic Flex_TAS | 2045 | TAS | TAS | 175.0212 | 312.5319 | 35.6772 | Flexible domestic
FZ2167_240531a | Progressive Change - Final | CDP7 | H2 Domestic Flex_TAS | 2046 | TAS | TAS | 175.0212 | 312.5319 | 35.6772 | Flexible domestic
FZ2167_240531a | Progressive Change - Final | CDP7 | H2 Domestic Flex_TAS | 2047 | TAS | TAS | 175.0212 | 355.5001 | 40.5822 | Flexible domestic
FZ2167_240531a | Progressive Change - Final | CDP7 | H2 Domestic Flex_TAS | 2048 | TAS | TAS | 175.0212 | 356.4741 | 40.5822 | Flexible domestic
FZ2167_240531a | Progressive Change - Final | CDP7 | H2 Domestic Flex_TAS | 2049 | TAS | TAS | 175.0212 | 355.5001 | 40.5822 | Flexible domestic
FZ2167_240531a | Progressive Change - Final | CDP7 | H2 Domestic Flex_TAS | 2050 | TAS | TAS | 175.0212 | 357.8573 | 40.8513 | Flexible domestic
FZ2167_240531a | Progressive Change - Final | CDP7 | H2 Domestic Flex_TAS | 2051 | TAS | TAS | 175.0212 | 357.8573 | 40.8513 | Flexible domestic
FZ2167_240531a | Progressive Change - Final | CDP7 | H2 Domestic Flex_TAS | 2052 | TAS | TAS | 175.0212 | 359.53 | 40.9301 | Flexible domestic
FZ2167_240531a | Progressive Change - Final | CDP7 | H2 Domestic Fixed_VIC | 2025 | VIC | VIC | 2.5574 | 2.5574 | 0.29194 | Fixed domestic
FZ2167_240531a | Progressive Change - Final | CDP7 | H2 Domestic Fixed_VIC | 2026 | VIC | VIC | 4.0307 | 4.0307 | 0.46013 | Fixed domestic
FZ2167_240531a | Progressive Change - Final | CDP7 | H2 Domestic Fixed_VIC | 2027 | VIC | VIC | 4.0307 | 4.0307 | 0.46013 | Fixed domestic
FZ2167_240531a | Progressive Change - Final | CDP7 | H2 Domestic Fixed_VIC | 2028 | VIC | VIC | 4.0418 | 4.0418 | 0.46013 | Fixed domestic
FZ2167_240531a | Progressive Change - Final | CDP7 | H2 Domestic Fixed_VIC | 2029 | VIC | VIC | 50.4395 | 50.4395 | 5.7579 | Fixed domestic
FZ2167_240531a | Progressive Change - Final | CDP7 | H2 Domestic Fixed_VIC | 2030 | VIC | VIC | 139.1119 | 139.1119 | 15.8804 | Fixed domestic
FZ2167_240531a | Progressive Change - Final | CDP7 | H2 Domestic Fixed_VIC | 2031 | VIC | VIC | 139.1119 | 139.1119 | 15.8804 | Fixed domestic
FZ2167_240531a | Progressive Change - Final | CDP7 | H2 Domestic Fixed_VIC | 2032 | VIC | VIC | 204.8376 | 204.8376 | 23.3194 | Fixed domestic
FZ2167_240531a | Progressive Change - Final | CDP7 | H2 Domestic Fixed_VIC | 2033 | VIC | VIC | 420.9245 | 420.9245 | 48.0507 | Fixed domestic
FZ2167_240531a | Progressive Change - Final | CDP7 | H2 Domestic Fixed_VIC | 2034 | VIC | VIC | 420.9245 | 420.9245 | 48.0507 | Fixed domestic
FZ2167_240531a | Progressive Change - Final | CDP7 | H2 Domestic Fixed_VIC | 2035 | VIC | VIC | 489.2586 | 489.2586 | 55.8514 | Fixed domestic
FZ2167_240531a | Progressive Change - Final | CDP7 | H2 Domestic Fixed_VIC | 2036 | VIC | VIC | 549.27 | 549.27 | 62.5307 | Fixed domestic
FZ2167_240531a | Progressive Change - Final | CDP7 | H2 Domestic Fixed_VIC | 2037 | VIC | VIC | 547.7692 | 547.7692 | 62.5307 | Fixed domestic
FZ2167_240531a | Progressive Change - Final | CDP7 | H2 Domestic Fixed_VIC | 2038 | VIC | VIC | 576.3117 | 576.3117 | 65.789 | Fixed domestic
FZ2167_240531a | Progressive Change - Final | CDP7 | H2 Domestic Fixed_VIC | 2039 | VIC | VIC | 576.3117 | 576.3117 | 65.789 | Fixed domestic
FZ2167_240531a | Progressive Change - Final | CDP7 | H2 Domestic Fixed_VIC | 2040 | VIC | VIC | 577.8906 | 577.8906 | 65.789 | Fixed domestic
FZ2167_240531a | Progressive Change - Final | CDP7 | H2 Domestic Fixed_VIC | 2041 | VIC | VIC | 576.3117 | 576.3117 | 65.789 | Fixed domestic
FZ2167_240531a | Progressive Change - Final | CDP7 | H2 Domestic Fixed_VIC | 2042 | VIC | VIC | 576.3117 | 576.3117 | 65.789 | Fixed domestic
FZ2167_240531a | Progressive Change - Final | CDP7 | H2 Domestic Fixed_VIC | 2043 | VIC | VIC | 576.3117 | 576.3117 | 65.789 | Fixed domestic
FZ2167_240531a | Progressive Change - Final | CDP7 | H2 Domestic Fixed_VIC | 2044 | VIC | VIC | 598.902 | 598.902 | 68.181 | Fixed domestic
FZ2167_240531a | Progressive Change - Final | CDP7 | H2 Domestic Fixed_VIC | 2045 | VIC | VIC | 597.2657 | 597.2657 | 68.181 | Fixed domestic
FZ2167_240531a | Progressive Change - Final | CDP7 | H2 Domestic Fixed_VIC | 2046 | VIC | VIC | 597.2657 | 597.2657 | 68.181 | Fixed domestic
FZ2167_240531a | Progressive Change - Final | CDP7 | H2 Domestic Fixed_VIC | 2047 | VIC | VIC | 678.099 | 678.099 | 77.4086 | Fixed domestic
FZ2167_240531a | Progressive Change - Final | CDP7 | H2 Domestic Fixed_VIC | 2048 | VIC | VIC | 679.9568 | 679.9568 | 77.4086 | Fixed domestic
FZ2167_240531a | Progressive Change - Final | CDP7 | H2 Domestic Fixed_VIC | 2049 | VIC | VIC | 678.099 | 678.099 | 77.4086 | Fixed domestic
FZ2167_240531a | Progressive Change - Final | CDP7 | H2 Domestic Fixed_VIC | 2050 | VIC | VIC | 826.558 | 826.558 | 94.3559 | Fixed domestic
FZ2167_240531a | Progressive Change - Final | CDP7 | H2 Domestic Fixed_VIC | 2051 | VIC | VIC | 825.0847 | 825.0847 | 94.1877 | Fixed domestic
FZ2167_240531a | Progressive Change - Final | CDP7 | H2 Domestic Fixed_VIC | 2052 | VIC | VIC | 867.8842 | 867.8842 | 98.8028 | Fixed domestic
FZ2167_240531a | Progressive Change - Final | CDP7 | H2 Domestic Flex_VIC | 2025 | VIC | VIC | 49.3127 | 56.8302 | 6.4875 | Flexible domestic
FZ2167_240531a | Progressive Change - Final | CDP7 | H2 Domestic Flex_VIC | 2026 | VIC | VIC | 77.6668 | 89.5717 | 10.2251 | Flexible domestic
FZ2167_240531a | Progressive Change - Final | CDP7 | H2 Domestic Flex_VIC | 2027 | VIC | VIC | 75.935 | 89.5717 | 10.2251 | Flexible domestic
FZ2167_240531a | Progressive Change - Final | CDP7 | H2 Domestic Flex_VIC | 2028 | VIC | VIC | 74.2418 | 89.8171 | 10.2251 | Flexible domestic
FZ2167_240531a | Progressive Change - Final | CDP7 | H2 Domestic Flex_VIC | 2029 | VIC | VIC | 681.7364 | 1120.8784 | 127.9542 | Flexible domestic
FZ2167_240531a | Progressive Change - Final | CDP7 | H2 Domestic Flex_VIC | 2030 | VIC | VIC | 1845.7348 | 3091.376 | 352.8968 | Flexible domestic
FZ2167_240531a | Progressive Change - Final | CDP7 | H2 Domestic Flex_VIC | 2031 | VIC | VIC | 2721.9649 | 3091.376 | 352.8968 | Flexible domestic
FZ2167_240531a | Progressive Change - Final | CDP7 | H2 Domestic Flex_VIC | 2032 | VIC | VIC | 4029.4051 | 4551.9473 | 518.2089 | Flexible domestic
FZ2167_240531a | Progressive Change - Final | CDP7 | H2 Domestic Flex_VIC | 2033 | VIC | VIC | 7023.9977 | 9353.878 | 1067.7943 | Flexible domestic
FZ2167_240531a | Progressive Change - Final | CDP7 | H2 Domestic Flex_VIC | 2034 | VIC | VIC | 6901.807 | 9353.878 | 1067.7943 | Flexible domestic
FZ2167_240531a | Progressive Change - Final | CDP7 | H2 Domestic Flex_VIC | 2035 | VIC | VIC | 6908.0233 | 10872.4124 | 1241.143 | Flexible domestic
FZ2167_240531a | Progressive Change - Final | CDP7 | H2 Domestic Flex_VIC | 2036 | VIC | VIC | 6792.8171 | 12205.999 | 1389.5718 | Flexible domestic
FZ2167_240531a | Progressive Change - Final | CDP7 | H2 Domestic Flex_VIC | 2037 | VIC | VIC | 6641.3516 | 12172.6493 | 1389.5718 | Flexible domestic
FZ2167_240531a | Progressive Change - Final | CDP7 | H2 Domestic Flex_VIC | 2038 | VIC | VIC | 6623.0247 | 12806.9266 | 1461.9779 | Flexible domestic
FZ2167_240531a | Progressive Change - Final | CDP7 | H2 Domestic Flex_VIC | 2039 | VIC | VIC | 6516.1324 | 12806.9266 | 1461.9779 | Flexible domestic
FZ2167_240531a | Progressive Change - Final | CDP7 | H2 Domestic Flex_VIC | 2040 | VIC | VIC | 6406.72 | 12842.0141 | 1461.9779 | Flexible domestic
FZ2167_240531a | Progressive Change - Final | CDP7 | H2 Domestic Flex_VIC | 2041 | VIC | VIC | 6334.4865 | 12806.9266 | 1461.9779 | Flexible domestic
FZ2167_240531a | Progressive Change - Final | CDP7 | H2 Domestic Flex_VIC | 2042 | VIC | VIC | 6347.9136 | 12806.9266 | 1461.9779 | Flexible domestic
FZ2167_240531a | Progressive Change - Final | CDP7 | H2 Domestic Flex_VIC | 2043 | VIC | VIC | 6409.0816 | 12806.9266 | 1461.9779 | Flexible domestic
FZ2167_240531a | Progressive Change - Final | CDP7 | H2 Domestic Flex_VIC | 2044 | VIC | VIC | 6453.7612 | 13308.9333 | 1515.1336 | Flexible domestic
FZ2167_240531a | Progressive Change - Final | CDP7 | H2 Domestic Flex_VIC | 2045 | VIC | VIC | 6488.4471 | 13272.5701 | 1515.1336 | Flexible domestic
FZ2167_240531a | Progressive Change - Final | CDP7 | H2 Domestic Flex_VIC | 2046 | VIC | VIC | 6529.3694 | 13272.5701 | 1515.1336 | Flexible domestic
FZ2167_240531a | Progressive Change - Final | CDP7 | H2 Domestic Flex_VIC | 2047 | VIC | VIC | 6529.3694 | 15068.8668 | 1720.1903 | Flexible domestic
FZ2167_240531a | Progressive Change - Final | CDP7 | H2 Domestic Flex_VIC | 2048 | VIC | VIC | 6614.7091 | 15110.1514 | 1720.1903 | Flexible domestic
FZ2167_240531a | Progressive Change - Final | CDP7 | H2 Domestic Flex_VIC | 2049 | VIC | VIC | 6614.7091 | 15068.8668 | 1720.1903 | Flexible domestic
FZ2167_240531a | Progressive Change - Final | CDP7 | H2 Domestic Flex_VIC | 2050 | VIC | VIC | 7316.4323 | 18367.9563 | 2096.7987 | Flexible domestic
FZ2167_240531a | Progressive Change - Final | CDP7 | H2 Domestic Flex_VIC | 2051 | VIC | VIC | 7316.4323 | 18335.2149 | 2093.0611 | Flexible domestic
FZ2167_240531a | Progressive Change - Final | CDP7 | H2 Domestic Flex_VIC | 2052 | VIC | VIC | 7316.4323 | 19286.3149 | 2195.6187 | Flexible domestic
FZ2168_240531a | Progressive Change - Final | CDP8 | H2 Domestic Fixed_SNSW | 2025 | NSW | SNSW | 1.3276 | 1.3276 | 0.15156 | Fixed domestic
FZ2168_240531a | Progressive Change - Final | CDP8 | H2 Domestic Fixed_SNSW | 2026 | NSW | SNSW | 3.1853 | 3.1853 | 0.36362 | Fixed domestic
FZ2168_240531a | Progressive Change - Final | CDP8 | H2 Domestic Fixed_SNSW | 2027 | NSW | SNSW | 6.3084 | 6.3084 | 0.72014 | Fixed domestic
FZ2168_240531a | Progressive Change - Final | CDP8 | H2 Domestic Fixed_SNSW | 2028 | NSW | SNSW | 10.9957 | 10.9957 | 1.2518 | Fixed domestic
FZ2168_240531a | Progressive Change - Final | CDP8 | H2 Domestic Fixed_SNSW | 2029 | NSW | SNSW | 27.192 | 27.192 | 3.1041 | Fixed domestic
FZ2168_240531a | Progressive Change - Final | CDP8 | H2 Domestic Fixed_SNSW | 2030 | NSW | SNSW | 27.192 | 27.192 | 3.1041 | Fixed domestic
FZ2168_240531a | Progressive Change - Final | CDP8 | H2 Domestic Fixed_SNSW | 2031 | NSW | SNSW | 27.192 | 27.192 | 3.1041 | Fixed domestic
FZ2168_240531a | Progressive Change - Final | CDP8 | H2 Domestic Fixed_SNSW | 2032 | NSW | SNSW | 27.2665 | 27.2665 | 3.1041 | Fixed domestic
FZ2168_240531a | Progressive Change - Final | CDP8 | H2 Domestic Fixed_SNSW | 2033 | NSW | SNSW | 27.192 | 27.192 | 3.1041 | Fixed domestic
FZ2168_240531a | Progressive Change - Final | CDP8 | H2 Domestic Fixed_SNSW | 2034 | NSW | SNSW | 27.6335 | 27.6335 | 3.1545 | Fixed domestic
FZ2168_240531a | Progressive Change - Final | CDP8 | H2 Domestic Fixed_SNSW | 2035 | NSW | SNSW | 27.6335 | 27.6335 | 3.1545 | Fixed domestic
FZ2168_240531a | Progressive Change - Final | CDP8 | H2 Domestic Fixed_SNSW | 2036 | NSW | SNSW | 38.1133 | 38.1133 | 4.3389 | Fixed domestic
FZ2168_240531a | Progressive Change - Final | CDP8 | H2 Domestic Fixed_SNSW | 2037 | NSW | SNSW | 38.0092 | 38.0092 | 4.3389 | Fixed domestic
FZ2168_240531a | Progressive Change - Final | CDP8 | H2 Domestic Fixed_SNSW | 2038 | NSW | SNSW | 40.1835 | 40.1835 | 4.5872 | Fixed domestic
FZ2168_240531a | Progressive Change - Final | CDP8 | H2 Domestic Fixed_SNSW | 2039 | NSW | SNSW | 40.1835 | 40.1835 | 4.5872 | Fixed domestic
FZ2168_240531a | Progressive Change - Final | CDP8 | H2 Domestic Fixed_SNSW | 2040 | NSW | SNSW | 40.2935 | 40.2935 | 4.5872 | Fixed domestic
FZ2168_240531a | Progressive Change - Final | CDP8 | H2 Domestic Fixed_SNSW | 2041 | NSW | SNSW | 40.1835 | 40.1835 | 4.5872 | Fixed domestic
FZ2168_240531a | Progressive Change - Final | CDP8 | H2 Domestic Fixed_SNSW | 2042 | NSW | SNSW | 40.1835 | 40.1835 | 4.5872 | Fixed domestic
FZ2168_240531a | Progressive Change - Final | CDP8 | H2 Domestic Fixed_SNSW | 2043 | NSW | SNSW | 40.1835 | 40.1835 | 4.5872 | Fixed domestic
FZ2168_240531a | Progressive Change - Final | CDP8 | H2 Domestic Fixed_SNSW | 2044 | NSW | SNSW | 54.9452 | 54.9452 | 6.2551 | Fixed domestic
FZ2168_240531a | Progressive Change - Final | CDP8 | H2 Domestic Fixed_SNSW | 2045 | NSW | SNSW | 54.7951 | 54.7951 | 6.2551 | Fixed domestic
FZ2168_240531a | Progressive Change - Final | CDP8 | H2 Domestic Fixed_SNSW | 2046 | NSW | SNSW | 55.31 | 55.31 | 6.3139 | Fixed domestic
FZ2168_240531a | Progressive Change - Final | CDP8 | H2 Domestic Fixed_SNSW | 2047 | NSW | SNSW | 55.736 | 55.736 | 6.3626 | Fixed domestic
FZ2168_240531a | Progressive Change - Final | CDP8 | H2 Domestic Fixed_SNSW | 2048 | NSW | SNSW | 55.8887 | 55.8887 | 6.3626 | Fixed domestic
FZ2168_240531a | Progressive Change - Final | CDP8 | H2 Domestic Fixed_SNSW | 2049 | NSW | SNSW | 107.1346 | 107.1346 | 12.23 | Fixed domestic
FZ2168_240531a | Progressive Change - Final | CDP8 | H2 Domestic Fixed_SNSW | 2050 | NSW | SNSW | 206.5924 | 206.5924 | 23.5836 | Fixed domestic
FZ2168_240531a | Progressive Change - Final | CDP8 | H2 Domestic Fixed_SNSW | 2051 | NSW | SNSW | 208.9276 | 208.9276 | 23.8502 | Fixed domestic
FZ2168_240531a | Progressive Change - Final | CDP8 | H2 Domestic Fixed_SNSW | 2052 | NSW | SNSW | 206.3684 | 206.3684 | 23.4937 | Fixed domestic
FZ2168_240531a | Progressive Change - Final | CDP8 | H2 Domestic Flex_SNSW | 2025 | NSW | SNSW | 25.6001 | 29.5027 | 3.3679 | Flexible domestic
FZ2168_240531a | Progressive Change - Final | CDP8 | H2 Domestic Flex_SNSW | 2026 | NSW | SNSW | 61.376 | 70.7839 | 8.0803 | Flexible domestic
FZ2168_240531a | Progressive Change - Final | CDP8 | H2 Domestic Flex_SNSW | 2027 | NSW | SNSW | 120.043 | 140.1867 | 16.003 | Flexible domestic
FZ2168_240531a | Progressive Change - Final | CDP8 | H2 Domestic Flex_SNSW | 2028 | NSW | SNSW | 210.6775 | 244.3483 | 27.8174 | Flexible domestic
FZ2168_240531a | Progressive Change - Final | CDP8 | H2 Domestic Flex_SNSW | 2029 | NSW | SNSW | 349.4215 | 604.2666 | 68.9802 | Flexible domestic
FZ2168_240531a | Progressive Change - Final | CDP8 | H2 Domestic Flex_SNSW | 2030 | NSW | SNSW | 534.1801 | 604.2666 | 68.9802 | Flexible domestic
FZ2168_240531a | Progressive Change - Final | CDP8 | H2 Domestic Flex_SNSW | 2031 | NSW | SNSW | 492.3807 | 604.2666 | 68.9802 | Flexible domestic
FZ2168_240531a | Progressive Change - Final | CDP8 | H2 Domestic Flex_SNSW | 2032 | NSW | SNSW | 476.0744 | 605.9221 | 68.9802 | Flexible domestic
FZ2168_240531a | Progressive Change - Final | CDP8 | H2 Domestic Flex_SNSW | 2033 | NSW | SNSW | 481.2264 | 604.2666 | 68.9802 | Flexible domestic
FZ2168_240531a | Progressive Change - Final | CDP8 | H2 Domestic Flex_SNSW | 2034 | NSW | SNSW | 552.3411 | 614.0776 | 70.1002 | Flexible domestic
FZ2168_240531a | Progressive Change - Final | CDP8 | H2 Domestic Flex_SNSW | 2035 | NSW | SNSW | 545.5686 | 614.0776 | 70.1002 | Flexible domestic
FZ2168_240531a | Progressive Change - Final | CDP8 | H2 Domestic Flex_SNSW | 2036 | NSW | SNSW | 533.4557 | 846.9629 | 96.4211 | Flexible domestic
FZ2168_240531a | Progressive Change - Final | CDP8 | H2 Domestic Flex_SNSW | 2037 | NSW | SNSW | 521.5747 | 844.6488 | 96.4211 | Flexible domestic
FZ2168_240531a | Progressive Change - Final | CDP8 | H2 Domestic Flex_SNSW | 2038 | NSW | SNSW | 513.1738 | 892.9657 | 101.9367 | Flexible domestic
FZ2168_240531a | Progressive Change - Final | CDP8 | H2 Domestic Flex_SNSW | 2039 | NSW | SNSW | 505.0727 | 892.9657 | 101.9367 | Flexible domestic
FZ2168_240531a | Progressive Change - Final | CDP8 | H2 Domestic Flex_SNSW | 2040 | NSW | SNSW | 495.9991 | 895.4122 | 101.9367 | Flexible domestic
FZ2168_240531a | Progressive Change - Final | CDP8 | H2 Domestic Flex_SNSW | 2041 | NSW | SNSW | 490.409 | 892.9657 | 101.9367 | Flexible domestic
FZ2168_240531a | Progressive Change - Final | CDP8 | H2 Domestic Flex_SNSW | 2042 | NSW | SNSW | 493.7656 | 892.9657 | 101.9367 | Flexible domestic
FZ2168_240531a | Progressive Change - Final | CDP8 | H2 Domestic Flex_SNSW | 2043 | NSW | SNSW | 497.5281 | 892.9657 | 101.9367 | Flexible domestic
FZ2168_240531a | Progressive Change - Final | CDP8 | H2 Domestic Flex_SNSW | 2044 | NSW | SNSW | 500.06 | 1221.0051 | 139.0033 | Flexible domestic
FZ2168_240531a | Progressive Change - Final | CDP8 | H2 Domestic Flex_SNSW | 2045 | NSW | SNSW | 501.0179 | 1217.6691 | 139.0033 | Flexible domestic
FZ2168_240531a | Progressive Change - Final | CDP8 | H2 Domestic Flex_SNSW | 2046 | NSW | SNSW | 502.8628 | 1229.1104 | 140.3094 | Flexible domestic
FZ2168_240531a | Progressive Change - Final | CDP8 | H2 Domestic Flex_SNSW | 2047 | NSW | SNSW | 503.9421 | 1238.5783 | 141.3902 | Flexible domestic
FZ2168_240531a | Progressive Change - Final | CDP8 | H2 Domestic Flex_SNSW | 2048 | NSW | SNSW | 837.0633 | 1241.9717 | 141.3902 | Flexible domestic
FZ2168_240531a | Progressive Change - Final | CDP8 | H2 Domestic Flex_SNSW | 2049 | NSW | SNSW | 1166.1951 | 2380.768 | 271.7772 | Flexible domestic
FZ2168_240531a | Progressive Change - Final | CDP8 | H2 Domestic Flex_SNSW | 2050 | NSW | SNSW | 1495.0574 | 4590.9422 | 524.0802 | Flexible domestic
FZ2168_240531a | Progressive Change - Final | CDP8 | H2 Domestic Flex_SNSW | 2051 | NSW | SNSW | 1496.3303 | 4642.8363 | 530.0041 | Flexible domestic
FZ2168_240531a | Progressive Change - Final | CDP8 | H2 Domestic Flex_SNSW | 2052 | NSW | SNSW | 1495.761 | 4585.9634 | 522.0814 | Flexible domestic
FZ2168_240531a | Progressive Change - Final | CDP8 | H2 Domestic Fixed_SNW | 2025 | NSW | SNW | 6.7088 | 6.7088 | 0.76584 | Fixed domestic
FZ2168_240531a | Progressive Change - Final | CDP8 | H2 Domestic Fixed_SNW | 2026 | NSW | SNW | 16.2535 | 16.2535 | 1.8554 | Fixed domestic
FZ2168_240531a | Progressive Change - Final | CDP8 | H2 Domestic Fixed_SNW | 2027 | NSW | SNW | 32.1809 | 32.1809 | 3.6736 | Fixed domestic
FZ2168_240531a | Progressive Change - Final | CDP8 | H2 Domestic Fixed_SNW | 2028 | NSW | SNW | 56.1933 | 56.1933 | 6.3972 | Fixed domestic
FZ2168_240531a | Progressive Change - Final | CDP8 | H2 Domestic Fixed_SNW | 2029 | NSW | SNW | 129.4112 | 129.4112 | 14.773 | Fixed domestic
FZ2168_240531a | Progressive Change - Final | CDP8 | H2 Domestic Fixed_SNW | 2030 | NSW | SNW | 129.4112 | 129.4112 | 14.773 | Fixed domestic
FZ2168_240531a | Progressive Change - Final | CDP8 | H2 Domestic Fixed_SNW | 2031 | NSW | SNW | 129.4112 | 129.4112 | 14.773 | Fixed domestic
FZ2168_240531a | Progressive Change - Final | CDP8 | H2 Domestic Fixed_SNW | 2032 | NSW | SNW | 129.7658 | 129.7658 | 14.773 | Fixed domestic
FZ2168_240531a | Progressive Change - Final | CDP8 | H2 Domestic Fixed_SNW | 2033 | NSW | SNW | 129.4112 | 129.4112 | 14.773 | Fixed domestic
FZ2168_240531a | Progressive Change - Final | CDP8 | H2 Domestic Fixed_SNW | 2034 | NSW | SNW | 145.2244 | 145.2244 | 16.5781 | Fixed domestic
FZ2168_240531a | Progressive Change - Final | CDP8 | H2 Domestic Fixed_SNW | 2035 | NSW | SNW | 146.2042 | 146.2042 | 16.69 | Fixed domestic
FZ2168_240531a | Progressive Change - Final | CDP8 | H2 Domestic Fixed_SNW | 2036 | NSW | SNW | 224.5534 | 224.5534 | 25.5639 | Fixed domestic
FZ2168_240531a | Progressive Change - Final | CDP8 | H2 Domestic Fixed_SNW | 2037 | NSW | SNW | 223.9399 | 223.9399 | 25.5639 | Fixed domestic
FZ2168_240531a | Progressive Change - Final | CDP8 | H2 Domestic Fixed_SNW | 2038 | NSW | SNW | 237.2413 | 237.2413 | 27.0823 | Fixed domestic
FZ2168_240531a | Progressive Change - Final | CDP8 | H2 Domestic Fixed_SNW | 2039 | NSW | SNW | 237.2413 | 237.2413 | 27.0823 | Fixed domestic
FZ2168_240531a | Progressive Change - Final | CDP8 | H2 Domestic Fixed_SNW | 2040 | NSW | SNW | 237.8913 | 237.8913 | 27.0823 | Fixed domestic
FZ2168_240531a | Progressive Change - Final | CDP8 | H2 Domestic Fixed_SNW | 2041 | NSW | SNW | 237.2413 | 237.2413 | 27.0823 | Fixed domestic
FZ2168_240531a | Progressive Change - Final | CDP8 | H2 Domestic Fixed_SNW | 2042 | NSW | SNW | 237.2413 | 237.2413 | 27.0823 | Fixed domestic
FZ2168_240531a | Progressive Change - Final | CDP8 | H2 Domestic Fixed_SNW | 2043 | NSW | SNW | 237.2413 | 237.2413 | 27.0823 | Fixed domestic
FZ2168_240531a | Progressive Change - Final | CDP8 | H2 Domestic Fixed_SNW | 2044 | NSW | SNW | 282.9542 | 282.9542 | 32.2124 | Fixed domestic
FZ2168_240531a | Progressive Change - Final | CDP8 | H2 Domestic Fixed_SNW | 2045 | NSW | SNW | 282.1811 | 282.1811 | 32.2124 | Fixed domestic
FZ2168_240531a | Progressive Change - Final | CDP8 | H2 Domestic Fixed_SNW | 2046 | NSW | SNW | 284.5993 | 284.5993 | 32.4885 | Fixed domestic
FZ2168_240531a | Progressive Change - Final | CDP8 | H2 Domestic Fixed_SNW | 2047 | NSW | SNW | 294.7233 | 294.7233 | 33.6442 | Fixed domestic
FZ2168_240531a | Progressive Change - Final | CDP8 | H2 Domestic Fixed_SNW | 2048 | NSW | SNW | 345.9221 | 345.9221 | 39.3809 | Fixed domestic
FZ2168_240531a | Progressive Change - Final | CDP8 | H2 Domestic Fixed_SNW | 2049 | NSW | SNW | 556.9871 | 556.9871 | 63.583 | Fixed domestic
FZ2168_240531a | Progressive Change - Final | CDP8 | H2 Domestic Fixed_SNW | 2050 | NSW | SNW | 1043.5648 | 1043.5648 | 119.1284 | Fixed domestic
FZ2168_240531a | Progressive Change - Final | CDP8 | H2 Domestic Fixed_SNW | 2051 | NSW | SNW | 1075.8589 | 1075.8589 | 122.8149 | Fixed domestic
FZ2168_240531a | Progressive Change - Final | CDP8 | H2 Domestic Fixed_SNW | 2052 | NSW | SNW | 1062.8354 | 1062.8354 | 120.9967 | Fixed domestic
FZ2168_240531a | Progressive Change - Final | CDP8 | H2 Domestic Flex_SNW | 2025 | NSW | SNW | 129.3626 | 149.0835 | 17.0187 | Flexible domestic
FZ2168_240531a | Progressive Change - Final | CDP8 | H2 Domestic Flex_SNW | 2026 | NSW | SNW | 313.1838 | 361.189 | 41.2316 | Flexible domestic
FZ2168_240531a | Progressive Change - Final | CDP8 | H2 Domestic Flex_SNW | 2027 | NSW | SNW | 612.3729 | 715.1317 | 81.636 | Flexible domestic
FZ2168_240531a | Progressive Change - Final | CDP8 | H2 Domestic Flex_SNW | 2028 | NSW | SNW | 1076.6655 | 1248.7402 | 142.1608 | Flexible domestic
FZ2168_240531a | Progressive Change - Final | CDP8 | H2 Domestic Flex_SNW | 2029 | NSW | SNW | 1746.9973 | 2875.8056 | 328.2883 | Flexible domestic
FZ2168_240531a | Progressive Change - Final | CDP8 | H2 Domestic Flex_SNW | 2030 | NSW | SNW | 2542.2524 | 2875.8056 | 328.2883 | Flexible domestic
FZ2168_240531a | Progressive Change - Final | CDP8 | H2 Domestic Flex_SNW | 2031 | NSW | SNW | 2515.4538 | 2875.8056 | 328.2883 | Flexible domestic
FZ2168_240531a | Progressive Change - Final | CDP8 | H2 Domestic Flex_SNW | 2032 | NSW | SNW | 2464.6916 | 2883.6845 | 328.2883 | Flexible domestic
FZ2168_240531a | Progressive Change - Final | CDP8 | H2 Domestic Flex_SNW | 2033 | NSW | SNW | 2494.3596 | 2875.8056 | 328.2883 | Flexible domestic
FZ2168_240531a | Progressive Change - Final | CDP8 | H2 Domestic Flex_SNW | 2034 | NSW | SNW | 2885.4333 | 3227.2093 | 368.4029 | Flexible domestic
FZ2168_240531a | Progressive Change - Final | CDP8 | H2 Domestic Flex_SNW | 2035 | NSW | SNW | 2849.6575 | 3248.9813 | 370.8883 | Flexible domestic
FZ2168_240531a | Progressive Change - Final | CDP8 | H2 Domestic Flex_SNW | 2036 | NSW | SNW | 2786.064 | 4990.0761 | 568.087 | Flexible domestic
FZ2168_240531a | Progressive Change - Final | CDP8 | H2 Domestic Flex_SNW | 2037 | NSW | SNW | 2723.9268 | 4976.442 | 568.087 | Flexible domestic
FZ2168_240531a | Progressive Change - Final | CDP8 | H2 Domestic Flex_SNW | 2038 | NSW | SNW | 2663.3638 | 5272.0299 | 601.8299 | Flexible domestic
FZ2168_240531a | Progressive Change - Final | CDP8 | H2 Domestic Flex_SNW | 2039 | NSW | SNW | 2620.6811 | 5272.0299 | 601.8299 | Flexible domestic
FZ2168_240531a | Progressive Change - Final | CDP8 | H2 Domestic Flex_SNW | 2040 | NSW | SNW | 2572.9575 | 5286.4738 | 601.8299 | Flexible domestic
FZ2168_240531a | Progressive Change - Final | CDP8 | H2 Domestic Flex_SNW | 2041 | NSW | SNW | 2543.9462 | 5272.0299 | 601.8299 | Flexible domestic
FZ2168_240531a | Progressive Change - Final | CDP8 | H2 Domestic Flex_SNW | 2042 | NSW | SNW | 2561.6328 | 5272.0299 | 601.8299 | Flexible domestic
FZ2168_240531a | Progressive Change - Final | CDP8 | H2 Domestic Flex_SNW | 2043 | NSW | SNW | 2563.6656 | 5272.0299 | 601.8299 | Flexible domestic
FZ2168_240531a | Progressive Change - Final | CDP8 | H2 Domestic Flex_SNW | 2044 | NSW | SNW | 2575.1833 | 6287.87 | 715.8322 | Flexible domestic
FZ2168_240531a | Progressive Change - Final | CDP8 | H2 Domestic Flex_SNW | 2045 | NSW | SNW | 2578.8465 | 6270.69 | 715.8322 | Flexible domestic
FZ2168_240531a | Progressive Change - Final | CDP8 | H2 Domestic Flex_SNW | 2046 | NSW | SNW | 2587.4979 | 6324.4299 | 721.9669 | Flexible domestic
FZ2168_240531a | Progressive Change - Final | CDP8 | H2 Domestic Flex_SNW | 2047 | NSW | SNW | 2592.1994 | 6549.4067 | 747.6492 | Flexible domestic
FZ2168_240531a | Progressive Change - Final | CDP8 | H2 Domestic Flex_SNW | 2048 | NSW | SNW | 4305.0496 | 7687.1567 | 875.1317 | Flexible domestic
FZ2168_240531a | Progressive Change - Final | CDP8 | H2 Domestic Flex_SNW | 2049 | NSW | SNW | 6005.5935 | 12377.4907 | 1412.9556 | Flexible domestic
FZ2168_240531a | Progressive Change - Final | CDP8 | H2 Domestic Flex_SNW | 2050 | NSW | SNW | 7706.5765 | 23190.3297 | 2647.2979 | Flexible domestic
FZ2168_240531a | Progressive Change - Final | CDP8 | H2 Domestic Flex_SNW | 2051 | NSW | SNW | 7705.3035 | 23907.9758 | 2729.221 | Flexible domestic
FZ2168_240531a | Progressive Change - Final | CDP8 | H2 Domestic Flex_SNW | 2052 | NSW | SNW | 7705.8728 | 23618.5647 | 2688.8166 | Flexible domestic
FZ2168_240531a | Progressive Change - Final | CDP8 | H2 Domestic Fixed_CQ | 2025 | QLD | CQ | 0.57346 | 0.57346 | 0.065464 | Fixed domestic
FZ2168_240531a | Progressive Change - Final | CDP8 | H2 Domestic Fixed_CQ | 2026 | QLD | CQ | 0.62369 | 0.62369 | 0.071197 | Fixed domestic
FZ2168_240531a | Progressive Change - Final | CDP8 | H2 Domestic Fixed_CQ | 2027 | QLD | CQ | 0.62369 | 0.62369 | 0.071197 | Fixed domestic
FZ2168_240531a | Progressive Change - Final | CDP8 | H2 Domestic Fixed_CQ | 2028 | QLD | CQ | 0.6254 | 0.6254 | 0.071197 | Fixed domestic
FZ2168_240531a | Progressive Change - Final | CDP8 | H2 Domestic Fixed_CQ | 2029 | QLD | CQ | 17.067 | 17.067 | 1.9483 | Fixed domestic
FZ2168_240531a | Progressive Change - Final | CDP8 | H2 Domestic Fixed_CQ | 2030 | QLD | CQ | 63.9795 | 63.9795 | 7.3036 | Fixed domestic
FZ2168_240531a | Progressive Change - Final | CDP8 | H2 Domestic Fixed_CQ | 2031 | QLD | CQ | 63.9795 | 63.9795 | 7.3036 | Fixed domestic
FZ2168_240531a | Progressive Change - Final | CDP8 | H2 Domestic Fixed_CQ | 2032 | QLD | CQ | 64.1548 | 64.1548 | 7.3036 | Fixed domestic
FZ2168_240531a | Progressive Change - Final | CDP8 | H2 Domestic Fixed_CQ | 2033 | QLD | CQ | 69.1223 | 69.1223 | 7.8907 | Fixed domestic
FZ2168_240531a | Progressive Change - Final | CDP8 | H2 Domestic Fixed_CQ | 2034 | QLD | CQ | 76.3225 | 76.3225 | 8.7126 | Fixed domestic
FZ2168_240531a | Progressive Change - Final | CDP8 | H2 Domestic Fixed_CQ | 2035 | QLD | CQ | 96.5362 | 96.5362 | 11.0201 | Fixed domestic
FZ2168_240531a | Progressive Change - Final | CDP8 | H2 Domestic Fixed_CQ | 2036 | QLD | CQ | 96.8007 | 96.8007 | 11.0201 | Fixed domestic
FZ2168_240531a | Progressive Change - Final | CDP8 | H2 Domestic Fixed_CQ | 2037 | QLD | CQ | 96.5362 | 96.5362 | 11.0201 | Fixed domestic
FZ2168_240531a | Progressive Change - Final | CDP8 | H2 Domestic Fixed_CQ | 2038 | QLD | CQ | 103.6866 | 103.6866 | 11.8364 | Fixed domestic
FZ2168_240531a | Progressive Change - Final | CDP8 | H2 Domestic Fixed_CQ | 2039 | QLD | CQ | 110.0706 | 110.0706 | 12.5651 | Fixed domestic
FZ2168_240531a | Progressive Change - Final | CDP8 | H2 Domestic Fixed_CQ | 2040 | QLD | CQ | 110.3721 | 110.3721 | 12.5651 | Fixed domestic
FZ2168_240531a | Progressive Change - Final | CDP8 | H2 Domestic Fixed_CQ | 2041 | QLD | CQ | 110.0706 | 110.0706 | 12.5651 | Fixed domestic
FZ2168_240531a | Progressive Change - Final | CDP8 | H2 Domestic Fixed_CQ | 2042 | QLD | CQ | 110.0706 | 110.0706 | 12.5651 | Fixed domestic
FZ2168_240531a | Progressive Change - Final | CDP8 | H2 Domestic Fixed_CQ | 2043 | QLD | CQ | 110.0706 | 110.0706 | 12.5651 | Fixed domestic
FZ2168_240531a | Progressive Change - Final | CDP8 | H2 Domestic Fixed_CQ | 2044 | QLD | CQ | 143.7307 | 143.7307 | 16.3628 | Fixed domestic
FZ2168_240531a | Progressive Change - Final | CDP8 | H2 Domestic Fixed_CQ | 2045 | QLD | CQ | 143.338 | 143.338 | 16.3628 | Fixed domestic
FZ2168_240531a | Progressive Change - Final | CDP8 | H2 Domestic Fixed_CQ | 2046 | QLD | CQ | 159.0865 | 159.0865 | 18.1606 | Fixed domestic
FZ2168_240531a | Progressive Change - Final | CDP8 | H2 Domestic Fixed_CQ | 2047 | QLD | CQ | 159.0865 | 159.0865 | 18.1606 | Fixed domestic
FZ2168_240531a | Progressive Change - Final | CDP8 | H2 Domestic Fixed_CQ | 2048 | QLD | CQ | 159.5223 | 159.5223 | 18.1606 | Fixed domestic
FZ2168_240531a | Progressive Change - Final | CDP8 | H2 Domestic Fixed_CQ | 2049 | QLD | CQ | 191.0077 | 191.0077 | 21.8045 | Fixed domestic
FZ2168_240531a | Progressive Change - Final | CDP8 | H2 Domestic Fixed_CQ | 2050 | QLD | CQ | 190.4343 | 190.4343 | 21.7391 | Fixed domestic
FZ2168_240531a | Progressive Change - Final | CDP8 | H2 Domestic Fixed_CQ | 2051 | QLD | CQ | 200.799 | 200.799 | 22.9223 | Fixed domestic
FZ2168_240531a | Progressive Change - Final | CDP8 | H2 Domestic Fixed_CQ | 2052 | QLD | CQ | 259.1106 | 259.1106 | 29.498 | Fixed domestic
FZ2168_240531a | Progressive Change - Final | CDP8 | H2 Domestic Flex_CQ | 2025 | QLD | CQ | 11.0579 | 12.7437 | 1.4548 | Flexible domestic
FZ2168_240531a | Progressive Change - Final | CDP8 | H2 Domestic Flex_CQ | 2026 | QLD | CQ | 12.0177 | 13.8598 | 1.5822 | Flexible domestic
FZ2168_240531a | Progressive Change - Final | CDP8 | H2 Domestic Flex_CQ | 2027 | QLD | CQ | 11.7569 | 13.8598 | 1.5822 | Flexible domestic
FZ2168_240531a | Progressive Change - Final | CDP8 | H2 Domestic Flex_CQ | 2028 | QLD | CQ | 10.2983 | 13.8977 | 1.5822 | Flexible domestic
FZ2168_240531a | Progressive Change - Final | CDP8 | H2 Domestic Flex_CQ | 2029 | QLD | CQ | 327.7287 | 379.2661 | 43.2952 | Flexible domestic
FZ2168_240531a | Progressive Change - Final | CDP8 | H2 Domestic Flex_CQ | 2030 | QLD | CQ | 1134.0005 | 1421.7669 | 162.3022 | Flexible domestic
FZ2168_240531a | Progressive Change - Final | CDP8 | H2 Domestic Flex_CQ | 2031 | QLD | CQ | 900.3638 | 1421.7669 | 162.3022 | Flexible domestic
FZ2168_240531a | Progressive Change - Final | CDP8 | H2 Domestic Flex_CQ | 2032 | QLD | CQ | 1081.8578 | 1425.6622 | 162.3022 | Flexible domestic
FZ2168_240531a | Progressive Change - Final | CDP8 | H2 Domestic Flex_CQ | 2033 | QLD | CQ | 1380.0604 | 1536.051 | 175.3483 | Flexible domestic
FZ2168_240531a | Progressive Change - Final | CDP8 | H2 Domestic Flex_CQ | 2034 | QLD | CQ | 1525.5419 | 1696.0553 | 193.6136 | Flexible domestic
FZ2168_240531a | Progressive Change - Final | CDP8 | H2 Domestic Flex_CQ | 2035 | QLD | CQ | 1607.3919 | 2145.2487 | 244.8914 | Flexible domestic
FZ2168_240531a | Progressive Change - Final | CDP8 | H2 Domestic Flex_CQ | 2036 | QLD | CQ | 1587.6047 | 2151.1261 | 244.8914 | Flexible domestic
FZ2168_240531a | Progressive Change - Final | CDP8 | H2 Domestic Flex_CQ | 2037 | QLD | CQ | 1567.6515 | 2145.2487 | 244.8914 | Flexible domestic
FZ2168_240531a | Progressive Change - Final | CDP8 | H2 Domestic Flex_CQ | 2038 | QLD | CQ | 1547.4387 | 2304.1464 | 263.0304 | Flexible domestic
FZ2168_240531a | Progressive Change - Final | CDP8 | H2 Domestic Flex_CQ | 2039 | QLD | CQ | 1531.3744 | 2446.0128 | 279.2252 | Flexible domestic
FZ2168_240531a | Progressive Change - Final | CDP8 | H2 Domestic Flex_CQ | 2040 | QLD | CQ | 1519.6012 | 2452.7142 | 279.2252 | Flexible domestic
FZ2168_240531a | Progressive Change - Final | CDP8 | H2 Domestic Flex_CQ | 2041 | QLD | CQ | 1513.8836 | 2446.0128 | 279.2252 | Flexible domestic
FZ2168_240531a | Progressive Change - Final | CDP8 | H2 Domestic Flex_CQ | 2042 | QLD | CQ | 1531.661 | 2446.0128 | 279.2252 | Flexible domestic
FZ2168_240531a | Progressive Change - Final | CDP8 | H2 Domestic Flex_CQ | 2043 | QLD | CQ | 1551.8681 | 2446.0128 | 279.2252 | Flexible domestic
FZ2168_240531a | Progressive Change - Final | CDP8 | H2 Domestic Flex_CQ | 2044 | QLD | CQ | 1569.722 | 3194.0146 | 363.6173 | Flexible domestic
FZ2168_240531a | Progressive Change - Final | CDP8 | H2 Domestic Flex_CQ | 2045 | QLD | CQ | 1589.3224 | 3185.2878 | 363.6173 | Flexible domestic
FZ2168_240531a | Progressive Change - Final | CDP8 | H2 Domestic Flex_CQ | 2046 | QLD | CQ | 1606.9562 | 3535.2551 | 403.5679 | Flexible domestic
FZ2168_240531a | Progressive Change - Final | CDP8 | H2 Domestic Flex_CQ | 2047 | QLD | CQ | 1623.1005 | 3535.2551 | 403.5679 | Flexible domestic
FZ2168_240531a | Progressive Change - Final | CDP8 | H2 Domestic Flex_CQ | 2048 | QLD | CQ | 1643.5557 | 3544.9408 | 403.5679 | Flexible domestic
FZ2168_240531a | Progressive Change - Final | CDP8 | H2 Domestic Flex_CQ | 2049 | QLD | CQ | 1667.5906 | 4244.6163 | 484.5452 | Flexible domestic
FZ2168_240531a | Progressive Change - Final | CDP8 | H2 Domestic Flex_CQ | 2050 | QLD | CQ | 1667.5906 | 4231.8726 | 483.0905 | Flexible domestic
FZ2168_240531a | Progressive Change - Final | CDP8 | H2 Domestic Flex_CQ | 2051 | QLD | CQ | 1667.5906 | 4462.2009 | 509.3837 | Flexible domestic
FZ2168_240531a | Progressive Change - Final | CDP8 | H2 Domestic Flex_CQ | 2052 | QLD | CQ | 2319.4322 | 5758.0132 | 655.5115 | Flexible domestic
FZ2168_240531a | Progressive Change - Final | CDP8 | H2 Domestic Fixed_SQ | 2025 | QLD | SQ | 0.30474 | 0.30474 | 0.034787 | Fixed domestic
FZ2168_240531a | Progressive Change - Final | CDP8 | H2 Domestic Fixed_SQ | 2026 | QLD | SQ | 0.30474 | 0.30474 | 0.034787 | Fixed domestic
FZ2168_240531a | Progressive Change - Final | CDP8 | H2 Domestic Fixed_SQ | 2027 | QLD | SQ | 0.30474 | 0.30474 | 0.034787 | Fixed domestic
FZ2168_240531a | Progressive Change - Final | CDP8 | H2 Domestic Fixed_SQ | 2028 | QLD | SQ | 0.30557 | 0.30557 | 0.034787 | Fixed domestic
FZ2168_240531a | Progressive Change - Final | CDP8 | H2 Domestic Fixed_SQ | 2029 | QLD | SQ | 6.8926 | 6.8926 | 0.78682 | Fixed domestic
FZ2168_240531a | Progressive Change - Final | CDP8 | H2 Domestic Fixed_SQ | 2030 | QLD | SQ | 29.464 | 29.464 | 3.3635 | Fixed domestic
FZ2168_240531a | Progressive Change - Final | CDP8 | H2 Domestic Fixed_SQ | 2031 | QLD | SQ | 29.464 | 29.464 | 3.3635 | Fixed domestic
FZ2168_240531a | Progressive Change - Final | CDP8 | H2 Domestic Fixed_SQ | 2032 | QLD | SQ | 56.5148 | 56.5148 | 6.4338 | Fixed domestic
FZ2168_240531a | Progressive Change - Final | CDP8 | H2 Domestic Fixed_SQ | 2033 | QLD | SQ | 86.0449 | 86.0449 | 9.8225 | Fixed domestic
FZ2168_240531a | Progressive Change - Final | CDP8 | H2 Domestic Fixed_SQ | 2034 | QLD | SQ | 104.4069 | 104.4069 | 11.9186 | Fixed domestic
FZ2168_240531a | Progressive Change - Final | CDP8 | H2 Domestic Fixed_SQ | 2035 | QLD | SQ | 157.3558 | 157.3558 | 17.963 | Fixed domestic
FZ2168_240531a | Progressive Change - Final | CDP8 | H2 Domestic Fixed_SQ | 2036 | QLD | SQ | 159.8818 | 159.8818 | 18.2015 | Fixed domestic
FZ2168_240531a | Progressive Change - Final | CDP8 | H2 Domestic Fixed_SQ | 2037 | QLD | SQ | 160.7371 | 160.7371 | 18.349 | Fixed domestic
FZ2168_240531a | Progressive Change - Final | CDP8 | H2 Domestic Fixed_SQ | 2038 | QLD | SQ | 160.7371 | 160.7371 | 18.349 | Fixed domestic
FZ2168_240531a | Progressive Change - Final | CDP8 | H2 Domestic Fixed_SQ | 2039 | QLD | SQ | 169.5005 | 169.5005 | 19.3494 | Fixed domestic
FZ2168_240531a | Progressive Change - Final | CDP8 | H2 Domestic Fixed_SQ | 2040 | QLD | SQ | 178.0107 | 178.0107 | 20.2653 | Fixed domestic
FZ2168_240531a | Progressive Change - Final | CDP8 | H2 Domestic Fixed_SQ | 2041 | QLD | SQ | 184.9934 | 184.9934 | 21.118 | Fixed domestic
FZ2168_240531a | Progressive Change - Final | CDP8 | H2 Domestic Fixed_SQ | 2042 | QLD | SQ | 184.9934 | 184.9934 | 21.118 | Fixed domestic
FZ2168_240531a | Progressive Change - Final | CDP8 | H2 Domestic Fixed_SQ | 2043 | QLD | SQ | 184.9934 | 184.9934 | 21.118 | Fixed domestic
FZ2168_240531a | Progressive Change - Final | CDP8 | H2 Domestic Fixed_SQ | 2044 | QLD | SQ | 256.1772 | 256.1772 | 29.1641 | Fixed domestic
FZ2168_240531a | Progressive Change - Final | CDP8 | H2 Domestic Fixed_SQ | 2045 | QLD | SQ | 255.4773 | 255.4773 | 29.1641 | Fixed domestic
FZ2168_240531a | Progressive Change - Final | CDP8 | H2 Domestic Fixed_SQ | 2046 | QLD | SQ | 264.0083 | 264.0083 | 30.1379 | Fixed domestic
FZ2168_240531a | Progressive Change - Final | CDP8 | H2 Domestic Fixed_SQ | 2047 | QLD | SQ | 264.0083 | 264.0083 | 30.1379 | Fixed domestic
FZ2168_240531a | Progressive Change - Final | CDP8 | H2 Domestic Fixed_SQ | 2048 | QLD | SQ | 264.7316 | 264.7316 | 30.1379 | Fixed domestic
FZ2168_240531a | Progressive Change - Final | CDP8 | H2 Domestic Fixed_SQ | 2049 | QLD | SQ | 286.5764 | 286.5764 | 32.7142 | Fixed domestic
FZ2168_240531a | Progressive Change - Final | CDP8 | H2 Domestic Fixed_SQ | 2050 | QLD | SQ | 286.2716 | 286.2716 | 32.6794 | Fixed domestic
FZ2168_240531a | Progressive Change - Final | CDP8 | H2 Domestic Fixed_SQ | 2051 | QLD | SQ | 315.3975 | 315.3975 | 36.0043 | Fixed domestic
FZ2168_240531a | Progressive Change - Final | CDP8 | H2 Domestic Fixed_SQ | 2052 | QLD | SQ | 407.2524 | 407.2524 | 46.363 | Fixed domestic
FZ2168_240531a | Progressive Change - Final | CDP8 | H2 Domestic Flex_SQ | 2025 | QLD | SQ | 5.8761 | 6.7719 | 0.77305 | Flexible domestic
FZ2168_240531a | Progressive Change - Final | CDP8 | H2 Domestic Flex_SQ | 2026 | QLD | SQ | 4.5388 | 6.7719 | 0.77305 | Flexible domestic
FZ2168_240531a | Progressive Change - Final | CDP8 | H2 Domestic Flex_SQ | 2027 | QLD | SQ | 4.4304 | 6.7719 | 0.77305 | Flexible domestic
FZ2168_240531a | Progressive Change - Final | CDP8 | H2 Domestic Flex_SQ | 2028 | QLD | SQ | 5.5281 | 6.7905 | 0.77305 | Flexible domestic
FZ2168_240531a | Progressive Change - Final | CDP8 | H2 Domestic Flex_SQ | 2029 | QLD | SQ | 132.3544 | 153.1679 | 17.4849 | Flexible domestic
FZ2168_240531a | Progressive Change - Final | CDP8 | H2 Domestic Flex_SQ | 2030 | QLD | SQ | 277.6234 | 654.7545 | 74.7437 | Flexible domestic
FZ2168_240531a | Progressive Change - Final | CDP8 | H2 Domestic Flex_SQ | 2031 | QLD | SQ | 533.7942 | 654.7545 | 74.7437 | Flexible domestic
FZ2168_240531a | Progressive Change - Final | CDP8 | H2 Domestic Flex_SQ | 2032 | QLD | SQ | 1111.7142 | 1255.8837 | 142.974 | Flexible domestic
FZ2168_240531a | Progressive Change - Final | CDP8 | H2 Domestic Flex_SQ | 2033 | QLD | SQ | 1717.929 | 1912.1095 | 218.2773 | Flexible domestic
FZ2168_240531a | Progressive Change - Final | CDP8 | H2 Domestic Flex_SQ | 2034 | QLD | SQ | 2086.8953 | 2320.1526 | 264.8576 | Flexible domestic
FZ2168_240531a | Progressive Change - Final | CDP8 | H2 Domestic Flex_SQ | 2035 | QLD | SQ | 2320.777 | 3496.7954 | 399.1776 | Flexible domestic
FZ2168_240531a | Progressive Change - Final | CDP8 | H2 Domestic Flex_SQ | 2036 | QLD | SQ | 2301.9489 | 3552.9295 | 404.4774 | Flexible domestic
FZ2168_240531a | Progressive Change - Final | CDP8 | H2 Domestic Flex_SQ | 2037 | QLD | SQ | 2282.232 | 3571.9357 | 407.7552 | Flexible domestic
FZ2168_240531a | Progressive Change - Final | CDP8 | H2 Domestic Flex_SQ | 2038 | QLD | SQ | 2261.84 | 3571.9357 | 407.7552 | Flexible domestic
FZ2168_240531a | Progressive Change - Final | CDP8 | H2 Domestic Flex_SQ | 2039 | QLD | SQ | 2246.434 | 3766.6783 | 429.9861 | Flexible domestic
FZ2168_240531a | Progressive Change - Final | CDP8 | H2 Domestic Flex_SQ | 2040 | QLD | SQ | 2236.3443 | 3955.7937 | 450.3408 | Flexible domestic
FZ2168_240531a | Progressive Change - Final | CDP8 | H2 Domestic Flex_SQ | 2041 | QLD | SQ | 2233.9511 | 4110.9646 | 469.2882 | Flexible domestic
FZ2168_240531a | Progressive Change - Final | CDP8 | H2 Domestic Flex_SQ | 2042 | QLD | SQ | 2265.7026 | 4110.9646 | 469.2882 | Flexible domestic
FZ2168_240531a | Progressive Change - Final | CDP8 | H2 Domestic Flex_SQ | 2043 | QLD | SQ | 2302.281 | 4110.9646 | 469.2882 | Flexible domestic
FZ2168_240531a | Progressive Change - Final | CDP8 | H2 Domestic Flex_SQ | 2044 | QLD | SQ | 2336.026 | 5692.8272 | 648.0905 | Flexible domestic
FZ2168_240531a | Progressive Change - Final | CDP8 | H2 Domestic Flex_SQ | 2045 | QLD | SQ | 2372.3459 | 5677.2731 | 648.0905 | Flexible domestic
FZ2168_240531a | Progressive Change - Final | CDP8 | H2 Domestic Flex_SQ | 2046 | QLD | SQ | 2405.1384 | 5866.8517 | 669.7319 | Flexible domestic
FZ2168_240531a | Progressive Change - Final | CDP8 | H2 Domestic Flex_SQ | 2047 | QLD | SQ | 2433.1581 | 5866.8517 | 669.7319 | Flexible domestic
FZ2168_240531a | Progressive Change - Final | CDP8 | H2 Domestic Flex_SQ | 2048 | QLD | SQ | 2470.9132 | 5882.9253 | 669.7319 | Flexible domestic
FZ2168_240531a | Progressive Change - Final | CDP8 | H2 Domestic Flex_SQ | 2049 | QLD | SQ | 2507.0472 | 6368.3638 | 726.9822 | Flexible domestic
FZ2168_240531a | Progressive Change - Final | CDP8 | H2 Domestic Flex_SQ | 2050 | QLD | SQ | 2507.0472 | 6361.5919 | 726.2091 | Flexible domestic
FZ2168_240531a | Progressive Change - Final | CDP8 | H2 Domestic Flex_SQ | 2051 | QLD | SQ | 2507.0472 | 7008.8326 | 800.095 | Flexible domestic
FZ2168_240531a | Progressive Change - Final | CDP8 | H2 Domestic Flex_SQ | 2052 | QLD | SQ | 2992.4706 | 9050.0538 | 1030.2885 | Flexible domestic
FZ2168_240531a | Progressive Change - Final | CDP8 | H2 Domestic Fixed_CSA | 2025 | SA | CSA | 0.023265 | 0.023265 | 0.0026558 | Fixed domestic
FZ2168_240531a | Progressive Change - Final | CDP8 | H2 Domestic Fixed_CSA | 2026 | SA | CSA | 0.023265 | 0.023265 | 0.0026558 | Fixed domestic
FZ2168_240531a | Progressive Change - Final | CDP8 | H2 Domestic Fixed_CSA | 2027 | SA | CSA | 0.023265 | 0.023265 | 0.0026558 | Fixed domestic
FZ2168_240531a | Progressive Change - Final | CDP8 | H2 Domestic Fixed_CSA | 2028 | SA | CSA | 0.023329 | 0.023329 | 0.0026558 | Fixed domestic
FZ2168_240531a | Progressive Change - Final | CDP8 | H2 Domestic Fixed_CSA | 2029 | SA | CSA | 0.027259 | 0.027259 | 0.0031118 | Fixed domestic
FZ2168_240531a | Progressive Change - Final | CDP8 | H2 Domestic Fixed_CSA | 2030 | SA | CSA | 0.027259 | 0.027259 | 0.0031118 | Fixed domestic
FZ2168_240531a | Progressive Change - Final | CDP8 | H2 Domestic Fixed_CSA | 2031 | SA | CSA | 0.027259 | 0.027259 | 0.0031118 | Fixed domestic
FZ2168_240531a | Progressive Change - Final | CDP8 | H2 Domestic Fixed_CSA | 2032 | SA | CSA | 0.027334 | 0.027334 | 0.0031118 | Fixed domestic
FZ2168_240531a | Progressive Change - Final | CDP8 | H2 Domestic Fixed_CSA | 2033 | SA | CSA | 0.027259 | 0.027259 | 0.0031118 | Fixed domestic
FZ2168_240531a | Progressive Change - Final | CDP8 | H2 Domestic Fixed_CSA | 2034 | SA | CSA | 0.027259 | 0.027259 | 0.0031118 | Fixed domestic
FZ2168_240531a | Progressive Change - Final | CDP8 | H2 Domestic Fixed_CSA | 2035 | SA | CSA | 0.027862 | 0.027862 | 0.0031806 | Fixed domestic
FZ2168_240531a | Progressive Change - Final | CDP8 | H2 Domestic Fixed_CSA | 2036 | SA | CSA | 0.032939 | 0.032939 | 0.0037499 | Fixed domestic
FZ2168_240531a | Progressive Change - Final | CDP8 | H2 Domestic Fixed_CSA | 2037 | SA | CSA | 0.032849 | 0.032849 | 0.0037499 | Fixed domestic
FZ2168_240531a | Progressive Change - Final | CDP8 | H2 Domestic Fixed_CSA | 2038 | SA | CSA | 0.036308 | 0.036308 | 0.0041448 | Fixed domestic
FZ2168_240531a | Progressive Change - Final | CDP8 | H2 Domestic Fixed_CSA | 2039 | SA | CSA | 0.036308 | 0.036308 | 0.0041448 | Fixed domestic
FZ2168_240531a | Progressive Change - Final | CDP8 | H2 Domestic Fixed_CSA | 2040 | SA | CSA | 0.036408 | 0.036408 | 0.0041448 | Fixed domestic
FZ2168_240531a | Progressive Change - Final | CDP8 | H2 Domestic Fixed_CSA | 2041 | SA | CSA | 0.036308 | 0.036308 | 0.0041448 | Fixed domestic
FZ2168_240531a | Progressive Change - Final | CDP8 | H2 Domestic Fixed_CSA | 2042 | SA | CSA | 0.036308 | 0.036308 | 0.0041448 | Fixed domestic
FZ2168_240531a | Progressive Change - Final | CDP8 | H2 Domestic Fixed_CSA | 2043 | SA | CSA | 11.0969 | 11.0969 | 1.2668 | Fixed domestic
FZ2168_240531a | Progressive Change - Final | CDP8 | H2 Domestic Fixed_CSA | 2044 | SA | CSA | 18.3039 | 18.3039 | 2.0838 | Fixed domestic
FZ2168_240531a | Progressive Change - Final | CDP8 | H2 Domestic Fixed_CSA | 2045 | SA | CSA | 18.2539 | 18.2539 | 2.0838 | Fixed domestic
FZ2168_240531a | Progressive Change - Final | CDP8 | H2 Domestic Fixed_CSA | 2046 | SA | CSA | 25.6896 | 25.6896 | 2.9326 | Fixed domestic
FZ2168_240531a | Progressive Change - Final | CDP8 | H2 Domestic Fixed_CSA | 2047 | SA | CSA | 25.7861 | 25.7861 | 2.9436 | Fixed domestic
FZ2168_240531a | Progressive Change - Final | CDP8 | H2 Domestic Fixed_CSA | 2048 | SA | CSA | 25.8568 | 25.8568 | 2.9436 | Fixed domestic
FZ2168_240531a | Progressive Change - Final | CDP8 | H2 Domestic Fixed_CSA | 2049 | SA | CSA | 31.6891 | 31.6891 | 3.6175 | Fixed domestic
FZ2168_240531a | Progressive Change - Final | CDP8 | H2 Domestic Fixed_CSA | 2050 | SA | CSA | 69.0198 | 69.0198 | 7.879 | Fixed domestic
FZ2168_240531a | Progressive Change - Final | CDP8 | H2 Domestic Fixed_CSA | 2051 | SA | CSA | 69.0198 | 69.0198 | 7.879 | Fixed domestic
FZ2168_240531a | Progressive Change - Final | CDP8 | H2 Domestic Fixed_CSA | 2052 | SA | CSA | 73.6052 | 73.6052 | 8.3795 | Fixed domestic
FZ2168_240531a | Progressive Change - Final | CDP8 | H2 Domestic Flex_CSA | 2025 | SA | CSA | 0 | 0.517 | 0.059018 | Flexible domestic
FZ2168_240531a | Progressive Change - Final | CDP8 | H2 Domestic Flex_CSA | 2026 | SA | CSA | 0 | 0.517 | 0.059018 | Flexible domestic
FZ2168_240531a | Progressive Change - Final | CDP8 | H2 Domestic Flex_CSA | 2027 | SA | CSA | 0 | 0.517 | 0.059018 | Flexible domestic
FZ2168_240531a | Progressive Change - Final | CDP8 | H2 Domestic Flex_CSA | 2028 | SA | CSA | 0 | 0.51842 | 0.059018 | Flexible domestic
FZ2168_240531a | Progressive Change - Final | CDP8 | H2 Domestic Flex_CSA | 2029 | SA | CSA | 0 | 0.60576 | 0.06915 | Flexible domestic
FZ2168_240531a | Progressive Change - Final | CDP8 | H2 Domestic Flex_CSA | 2030 | SA | CSA | 0 | 0.60576 | 0.06915 | Flexible domestic
FZ2168_240531a | Progressive Change - Final | CDP8 | H2 Domestic Flex_CSA | 2031 | SA | CSA | 0 | 0.60576 | 0.06915 | Flexible domestic
FZ2168_240531a | Progressive Change - Final | CDP8 | H2 Domestic Flex_CSA | 2032 | SA | CSA | 0 | 0.60742 | 0.06915 | Flexible domestic
FZ2168_240531a | Progressive Change - Final | CDP8 | H2 Domestic Flex_CSA | 2033 | SA | CSA | 0 | 0.60576 | 0.06915 | Flexible domestic
FZ2168_240531a | Progressive Change - Final | CDP8 | H2 Domestic Flex_CSA | 2034 | SA | CSA | 0 | 0.60576 | 0.06915 | Flexible domestic
FZ2168_240531a | Progressive Change - Final | CDP8 | H2 Domestic Flex_CSA | 2035 | SA | CSA | 0 | 0.61916 | 0.07068 | Flexible domestic
FZ2168_240531a | Progressive Change - Final | CDP8 | H2 Domestic Flex_CSA | 2036 | SA | CSA | 0 | 0.73198 | 0.083331 | Flexible domestic
FZ2168_240531a | Progressive Change - Final | CDP8 | H2 Domestic Flex_CSA | 2037 | SA | CSA | 0 | 0.72998 | 0.083331 | Flexible domestic
FZ2168_240531a | Progressive Change - Final | CDP8 | H2 Domestic Flex_CSA | 2038 | SA | CSA | 0 | 0.80685 | 0.092106 | Flexible domestic
FZ2168_240531a | Progressive Change - Final | CDP8 | H2 Domestic Flex_CSA | 2039 | SA | CSA | 0 | 0.80685 | 0.092106 | Flexible domestic
FZ2168_240531a | Progressive Change - Final | CDP8 | H2 Domestic Flex_CSA | 2040 | SA | CSA | 0 | 0.80906 | 0.092106 | Flexible domestic
FZ2168_240531a | Progressive Change - Final | CDP8 | H2 Domestic Flex_CSA | 2041 | SA | CSA | 0 | 0.80685 | 0.092106 | Flexible domestic
FZ2168_240531a | Progressive Change - Final | CDP8 | H2 Domestic Flex_CSA | 2042 | SA | CSA | 0 | 0.80685 | 0.092106 | Flexible domestic
FZ2168_240531a | Progressive Change - Final | CDP8 | H2 Domestic Flex_CSA | 2043 | SA | CSA | 161.764 | 246.5984 | 28.1505 | Flexible domestic
FZ2168_240531a | Progressive Change - Final | CDP8 | H2 Domestic Flex_CSA | 2044 | SA | CSA | 166.0568 | 406.7536 | 46.3062 | Flexible domestic
FZ2168_240531a | Progressive Change - Final | CDP8 | H2 Domestic Flex_CSA | 2045 | SA | CSA | 166.0758 | 405.6423 | 46.3062 | Flexible domestic
FZ2168_240531a | Progressive Change - Final | CDP8 | H2 Domestic Flex_CSA | 2046 | SA | CSA | 233.5625 | 570.8795 | 65.1689 | Flexible domestic
FZ2168_240531a | Progressive Change - Final | CDP8 | H2 Domestic Flex_CSA | 2047 | SA | CSA | 234.2914 | 573.0248 | 65.4138 | Flexible domestic
FZ2168_240531a | Progressive Change - Final | CDP8 | H2 Domestic Flex_CSA | 2048 | SA | CSA | 233.744 | 574.5947 | 65.4138 | Flexible domestic
FZ2168_240531a | Progressive Change - Final | CDP8 | H2 Domestic Flex_CSA | 2049 | SA | CSA | 343.4483 | 704.203 | 80.3885 | Flexible domestic
FZ2168_240531a | Progressive Change - Final | CDP8 | H2 Domestic Flex_CSA | 2050 | SA | CSA | 618.0921 | 1533.774 | 175.0884 | Flexible domestic
FZ2168_240531a | Progressive Change - Final | CDP8 | H2 Domestic Flex_CSA | 2051 | SA | CSA | 620.1975 | 1533.774 | 175.0884 | Flexible domestic
FZ2168_240531a | Progressive Change - Final | CDP8 | H2 Domestic Flex_CSA | 2052 | SA | CSA | 620.6331 | 1635.6711 | 186.2103 | Flexible domestic
FZ2168_240531a | Progressive Change - Final | CDP8 | Whyalla H2 load_fixed | 2025 | SA | CSA | 0 | 0 | 0 | Fixed domestic
FZ2168_240531a | Progressive Change - Final | CDP8 | Whyalla H2 load_fixed | 2026 | SA | CSA | 24.6375 | 24.6375 | 2.8125 | Fixed domestic
FZ2168_240531a | Progressive Change - Final | CDP8 | Whyalla H2 load_fixed | 2027 | SA | CSA | 73.9125 | 73.9125 | 8.4375 | Fixed domestic
FZ2168_240531a | Progressive Change - Final | CDP8 | Whyalla H2 load_fixed | 2028 | SA | CSA | 98.82 | 98.82 | 11.25 | Fixed domestic
FZ2168_240531a | Progressive Change - Final | CDP8 | Whyalla H2 load_fixed | 2029 | SA | CSA | 98.55 | 98.55 | 11.25 | Fixed domestic
FZ2168_240531a | Progressive Change - Final | CDP8 | Whyalla H2 load_fixed | 2030 | SA | CSA | 98.55 | 98.55 | 11.25 | Fixed domestic
FZ2168_240531a | Progressive Change - Final | CDP8 | Whyalla H2 load_fixed | 2031 | SA | CSA | 98.55 | 98.55 | 11.25 | Fixed domestic
FZ2168_240531a | Progressive Change - Final | CDP8 | Whyalla H2 load_fixed | 2032 | SA | CSA | 98.82 | 98.82 | 11.25 | Fixed domestic
FZ2168_240531a | Progressive Change - Final | CDP8 | Whyalla H2 load_fixed | 2033 | SA | CSA | 98.55 | 98.55 | 11.25 | Fixed domestic
FZ2168_240531a | Progressive Change - Final | CDP8 | Whyalla H2 load_fixed | 2034 | SA | CSA | 98.55 | 98.55 | 11.25 | Fixed domestic
FZ2168_240531a | Progressive Change - Final | CDP8 | Whyalla H2 load_fixed | 2035 | SA | CSA | 98.55 | 98.55 | 11.25 | Fixed domestic
FZ2168_240531a | Progressive Change - Final | CDP8 | Whyalla H2 load_fixed | 2036 | SA | CSA | 98.82 | 98.82 | 11.25 | Fixed domestic
FZ2168_240531a | Progressive Change - Final | CDP8 | Whyalla H2 load_fixed | 2037 | SA | CSA | 98.55 | 98.55 | 11.25 | Fixed domestic
FZ2168_240531a | Progressive Change - Final | CDP8 | Whyalla H2 load_fixed | 2038 | SA | CSA | 98.55 | 98.55 | 11.25 | Fixed domestic
FZ2168_240531a | Progressive Change - Final | CDP8 | Whyalla H2 load_fixed | 2039 | SA | CSA | 98.55 | 98.55 | 11.25 | Fixed domestic
FZ2168_240531a | Progressive Change - Final | CDP8 | Whyalla H2 load_fixed | 2040 | SA | CSA | 98.82 | 98.82 | 11.25 | Fixed domestic
FZ2168_240531a | Progressive Change - Final | CDP8 | Whyalla H2 load_fixed | 2041 | SA | CSA | 98.55 | 98.55 | 11.25 | Fixed domestic
FZ2168_240531a | Progressive Change - Final | CDP8 | Whyalla H2 load_fixed | 2042 | SA | CSA | 98.55 | 98.55 | 11.25 | Fixed domestic
FZ2168_240531a | Progressive Change - Final | CDP8 | Whyalla H2 load_fixed | 2043 | SA | CSA | 98.55 | 98.55 | 11.25 | Fixed domestic
FZ2168_240531a | Progressive Change - Final | CDP8 | Whyalla H2 load_fixed | 2044 | SA | CSA | 98.82 | 98.82 | 11.25 | Fixed domestic
FZ2168_240531a | Progressive Change - Final | CDP8 | Whyalla H2 load_fixed | 2045 | SA | CSA | 98.55 | 98.55 | 11.25 | Fixed domestic
FZ2168_240531a | Progressive Change - Final | CDP8 | Whyalla H2 load_fixed | 2046 | SA | CSA | 98.55 | 98.55 | 11.25 | Fixed domestic
FZ2168_240531a | Progressive Change - Final | CDP8 | Whyalla H2 load_fixed | 2047 | SA | CSA | 98.55 | 98.55 | 11.25 | Fixed domestic
FZ2168_240531a | Progressive Change - Final | CDP8 | Whyalla H2 load_fixed | 2048 | SA | CSA | 98.82 | 98.82 | 11.25 | Fixed domestic
FZ2168_240531a | Progressive Change - Final | CDP8 | Whyalla H2 load_fixed | 2049 | SA | CSA | 98.55 | 98.55 | 11.25 | Fixed domestic
FZ2168_240531a | Progressive Change - Final | CDP8 | Whyalla H2 load_fixed | 2050 | SA | CSA | 98.55 | 98.55 | 11.25 | Fixed domestic
FZ2168_240531a | Progressive Change - Final | CDP8 | Whyalla H2 load_fixed | 2051 | SA | CSA | 98.55 | 98.55 | 11.25 | Fixed domestic
FZ2168_240531a | Progressive Change - Final | CDP8 | Whyalla H2 load_fixed | 2052 | SA | CSA | 98.82 | 98.82 | 11.25 | Fixed domestic
FZ2168_240531a | Progressive Change - Final | CDP8 | Whyalla H2 load_flex | 2025 | SA | CSA | 0 | 0 | 0 | Flexible domestic
FZ2168_240531a | Progressive Change - Final | CDP8 | Whyalla H2 load_flex | 2026 | SA | CSA | 344.5504 | 547.5 | 62.5 | Flexible domestic
FZ2168_240531a | Progressive Change - Final | CDP8 | Whyalla H2 load_flex | 2027 | SA | CSA | 1027.5222 | 1642.5 | 187.5 | Flexible domestic
FZ2168_240531a | Progressive Change - Final | CDP8 | Whyalla H2 load_flex | 2028 | SA | CSA | 1369.3318 | 2196 | 250 | Flexible domestic
FZ2168_240531a | Progressive Change - Final | CDP8 | Whyalla H2 load_flex | 2029 | SA | CSA | 1381.7932 | 2190 | 250 | Flexible domestic
FZ2168_240531a | Progressive Change - Final | CDP8 | Whyalla H2 load_flex | 2030 | SA | CSA | 1380.6196 | 2190 | 250 | Flexible domestic
FZ2168_240531a | Progressive Change - Final | CDP8 | Whyalla H2 load_flex | 2031 | SA | CSA | 1379.039 | 2190 | 250 | Flexible domestic
FZ2168_240531a | Progressive Change - Final | CDP8 | Whyalla H2 load_flex | 2032 | SA | CSA | 1304.129 | 2196 | 250 | Flexible domestic
FZ2168_240531a | Progressive Change - Final | CDP8 | Whyalla H2 load_flex | 2033 | SA | CSA | 1295.4086 | 2190 | 250 | Flexible domestic
FZ2168_240531a | Progressive Change - Final | CDP8 | Whyalla H2 load_flex | 2034 | SA | CSA | 1295.8946 | 2190 | 250 | Flexible domestic
FZ2168_240531a | Progressive Change - Final | CDP8 | Whyalla H2 load_flex | 2035 | SA | CSA | 1296.1512 | 2190 | 250 | Flexible domestic
FZ2168_240531a | Progressive Change - Final | CDP8 | Whyalla H2 load_flex | 2036 | SA | CSA | 1296.4087 | 2196 | 250 | Flexible domestic
FZ2168_240531a | Progressive Change - Final | CDP8 | Whyalla H2 load_flex | 2037 | SA | CSA | 1298.9976 | 2190 | 250 | Flexible domestic
FZ2168_240531a | Progressive Change - Final | CDP8 | Whyalla H2 load_flex | 2038 | SA | CSA | 1298.9976 | 2190 | 250 | Flexible domestic
FZ2168_240531a | Progressive Change - Final | CDP8 | Whyalla H2 load_flex | 2039 | SA | CSA | 1298.9976 | 2190 | 250 | Flexible domestic
FZ2168_240531a | Progressive Change - Final | CDP8 | Whyalla H2 load_flex | 2040 | SA | CSA | 1298.9976 | 2196 | 250 | Flexible domestic
FZ2168_240531a | Progressive Change - Final | CDP8 | Whyalla H2 load_flex | 2041 | SA | CSA | 1298.9976 | 2190 | 250 | Flexible domestic
FZ2168_240531a | Progressive Change - Final | CDP8 | Whyalla H2 load_flex | 2042 | SA | CSA | 1298.9976 | 2190 | 250 | Flexible domestic
FZ2168_240531a | Progressive Change - Final | CDP8 | Whyalla H2 load_flex | 2043 | SA | CSA | 1298.9976 | 2190 | 250 | Flexible domestic
FZ2168_240531a | Progressive Change - Final | CDP8 | Whyalla H2 load_flex | 2044 | SA | CSA | 1298.9976 | 2196 | 250 | Flexible domestic
FZ2168_240531a | Progressive Change - Final | CDP8 | Whyalla H2 load_flex | 2045 | SA | CSA | 1298.9976 | 2190 | 250 | Flexible domestic
FZ2168_240531a | Progressive Change - Final | CDP8 | Whyalla H2 load_flex | 2046 | SA | CSA | 1298.9976 | 2190 | 250 | Flexible domestic
FZ2168_240531a | Progressive Change - Final | CDP8 | Whyalla H2 load_flex | 2047 | SA | CSA | 1298.9976 | 2190 | 250 | Flexible domestic
FZ2168_240531a | Progressive Change - Final | CDP8 | Whyalla H2 load_flex | 2048 | SA | CSA | 1298.9976 | 2196 | 250 | Flexible domestic
FZ2168_240531a | Progressive Change - Final | CDP8 | Whyalla H2 load_flex | 2049 | SA | CSA | 1298.9976 | 2190 | 250 | Flexible domestic
FZ2168_240531a | Progressive Change - Final | CDP8 | Whyalla H2 load_flex | 2050 | SA | CSA | 1298.9976 | 2190 | 250 | Flexible domestic
FZ2168_240531a | Progressive Change - Final | CDP8 | Whyalla H2 load_flex | 2051 | SA | CSA | 1298.9976 | 2190 | 250 | Flexible domestic
FZ2168_240531a | Progressive Change - Final | CDP8 | Whyalla H2 load_flex | 2052 | SA | CSA | 1298.9976 | 2196 | 250 | Flexible domestic
FZ2168_240531a | Progressive Change - Final | CDP8 | H2 Domestic Fixed_SESA | 2025 | SA | SESA | 0.061378 | 0.061378 | 0.0070066 | Fixed domestic
FZ2168_240531a | Progressive Change - Final | CDP8 | H2 Domestic Fixed_SESA | 2026 | SA | SESA | 2.6667 | 2.6667 | 0.30441 | Fixed domestic
FZ2168_240531a | Progressive Change - Final | CDP8 | H2 Domestic Fixed_SESA | 2027 | SA | SESA | 7.7174 | 7.7174 | 0.88098 | Fixed domestic
FZ2168_240531a | Progressive Change - Final | CDP8 | H2 Domestic Fixed_SESA | 2028 | SA | SESA | 9.8546 | 9.8546 | 1.1219 | Fixed domestic
FZ2168_240531a | Progressive Change - Final | CDP8 | H2 Domestic Fixed_SESA | 2029 | SA | SESA | 10.7301 | 10.7301 | 1.2249 | Fixed domestic
FZ2168_240531a | Progressive Change - Final | CDP8 | H2 Domestic Fixed_SESA | 2030 | SA | SESA | 10.7301 | 10.7301 | 1.2249 | Fixed domestic
FZ2168_240531a | Progressive Change - Final | CDP8 | H2 Domestic Fixed_SESA | 2031 | SA | SESA | 10.7301 | 10.7301 | 1.2249 | Fixed domestic
FZ2168_240531a | Progressive Change - Final | CDP8 | H2 Domestic Fixed_SESA | 2032 | SA | SESA | 10.7595 | 10.7595 | 1.2249 | Fixed domestic
FZ2168_240531a | Progressive Change - Final | CDP8 | H2 Domestic Fixed_SESA | 2033 | SA | SESA | 13.2571 | 13.2571 | 1.5134 | Fixed domestic
FZ2168_240531a | Progressive Change - Final | CDP8 | H2 Domestic Fixed_SESA | 2034 | SA | SESA | 13.952 | 13.952 | 1.5927 | Fixed domestic
FZ2168_240531a | Progressive Change - Final | CDP8 | H2 Domestic Fixed_SESA | 2035 | SA | SESA | 15.1552 | 15.1552 | 1.73 | Fixed domestic
FZ2168_240531a | Progressive Change - Final | CDP8 | H2 Domestic Fixed_SESA | 2036 | SA | SESA | 16.268 | 16.268 | 1.852 | Fixed domestic
FZ2168_240531a | Progressive Change - Final | CDP8 | H2 Domestic Fixed_SESA | 2037 | SA | SESA | 16.2235 | 16.2235 | 1.852 | Fixed domestic
FZ2168_240531a | Progressive Change - Final | CDP8 | H2 Domestic Fixed_SESA | 2038 | SA | SESA | 18.4317 | 18.4317 | 2.1041 | Fixed domestic
FZ2168_240531a | Progressive Change - Final | CDP8 | H2 Domestic Fixed_SESA | 2039 | SA | SESA | 18.4317 | 18.4317 | 2.1041 | Fixed domestic
FZ2168_240531a | Progressive Change - Final | CDP8 | H2 Domestic Fixed_SESA | 2040 | SA | SESA | 18.4822 | 18.4822 | 2.1041 | Fixed domestic
FZ2168_240531a | Progressive Change - Final | CDP8 | H2 Domestic Fixed_SESA | 2041 | SA | SESA | 18.4317 | 18.4317 | 2.1041 | Fixed domestic
FZ2168_240531a | Progressive Change - Final | CDP8 | H2 Domestic Fixed_SESA | 2042 | SA | SESA | 18.4317 | 18.4317 | 2.1041 | Fixed domestic
FZ2168_240531a | Progressive Change - Final | CDP8 | H2 Domestic Fixed_SESA | 2043 | SA | SESA | 18.4317 | 18.4317 | 2.1041 | Fixed domestic
FZ2168_240531a | Progressive Change - Final | CDP8 | H2 Domestic Fixed_SESA | 2044 | SA | SESA | 24.5855 | 24.5855 | 2.7989 | Fixed domestic
FZ2168_240531a | Progressive Change - Final | CDP8 | H2 Domestic Fixed_SESA | 2045 | SA | SESA | 24.5183 | 24.5183 | 2.7989 | Fixed domestic
FZ2168_240531a | Progressive Change - Final | CDP8 | H2 Domestic Fixed_SESA | 2046 | SA | SESA | 24.5183 | 24.5183 | 2.7989 | Fixed domestic
FZ2168_240531a | Progressive Change - Final | CDP8 | H2 Domestic Fixed_SESA | 2047 | SA | SESA | 24.5183 | 24.5183 | 2.7989 | Fixed domestic
FZ2168_240531a | Progressive Change - Final | CDP8 | H2 Domestic Fixed_SESA | 2048 | SA | SESA | 24.5855 | 24.5855 | 2.7989 | Fixed domestic
FZ2168_240531a | Progressive Change - Final | CDP8 | H2 Domestic Fixed_SESA | 2049 | SA | SESA | 24.5183 | 24.5183 | 2.7989 | Fixed domestic
FZ2168_240531a | Progressive Change - Final | CDP8 | H2 Domestic Fixed_SESA | 2050 | SA | SESA | 38.2178 | 38.2178 | 4.3628 | Fixed domestic
FZ2168_240531a | Progressive Change - Final | CDP8 | H2 Domestic Fixed_SESA | 2051 | SA | SESA | 35.6125 | 35.6125 | 4.0654 | Fixed domestic
FZ2168_240531a | Progressive Change - Final | CDP8 | H2 Domestic Fixed_SESA | 2052 | SA | SESA | 38.3844 | 38.3844 | 4.3698 | Fixed domestic
FZ2168_240531a | Progressive Change - Final | CDP8 | H2 Domestic Flex_SESA | 2025 | SA | SESA | 1.1835 | 1.3639 | 0.1557 | Flexible domestic
FZ2168_240531a | Progressive Change - Final | CDP8 | H2 Domestic Flex_SESA | 2026 | SA | SESA | 51.3833 | 59.2594 | 6.7648 | Flexible domestic
FZ2168_240531a | Progressive Change - Final | CDP8 | H2 Domestic Flex_SESA | 2027 | SA | SESA | 146.4943 | 171.497 | 19.5773 | Flexible domestic
FZ2168_240531a | Progressive Change - Final | CDP8 | H2 Domestic Flex_SESA | 2028 | SA | SESA | 188.8144 | 218.9911 | 24.9307 | Flexible domestic
FZ2168_240531a | Progressive Change - Final | CDP8 | H2 Domestic Flex_SESA | 2029 | SA | SESA | 169.2015 | 238.4458 | 27.2198 | Flexible domestic
FZ2168_240531a | Progressive Change - Final | CDP8 | H2 Domestic Flex_SESA | 2030 | SA | SESA | 148.0694 | 238.4458 | 27.2198 | Flexible domestic
FZ2168_240531a | Progressive Change - Final | CDP8 | H2 Domestic Flex_SESA | 2031 | SA | SESA | 146.0958 | 238.4458 | 27.2198 | Flexible domestic
FZ2168_240531a | Progressive Change - Final | CDP8 | H2 Domestic Flex_SESA | 2032 | SA | SESA | 167.3429 | 239.0991 | 27.2198 | Flexible domestic
FZ2168_240531a | Progressive Change - Final | CDP8 | H2 Domestic Flex_SESA | 2033 | SA | SESA | 199.5319 | 294.6023 | 33.6304 | Flexible domestic
FZ2168_240531a | Progressive Change - Final | CDP8 | H2 Domestic Flex_SESA | 2034 | SA | SESA | 206.0828 | 310.0448 | 35.3932 | Flexible domestic
FZ2168_240531a | Progressive Change - Final | CDP8 | H2 Domestic Flex_SESA | 2035 | SA | SESA | 201.66 | 336.7813 | 38.4454 | Flexible domestic
FZ2168_240531a | Progressive Change - Final | CDP8 | H2 Domestic Flex_SESA | 2036 | SA | SESA | 197.2612 | 361.511 | 41.1556 | Flexible domestic
FZ2168_240531a | Progressive Change - Final | CDP8 | H2 Domestic Flex_SESA | 2037 | SA | SESA | 192.9695 | 360.5233 | 41.1556 | Flexible domestic
FZ2168_240531a | Progressive Change - Final | CDP8 | H2 Domestic Flex_SESA | 2038 | SA | SESA | 188.9449 | 409.594 | 46.7573 | Flexible domestic
FZ2168_240531a | Progressive Change - Final | CDP8 | H2 Domestic Flex_SESA | 2039 | SA | SESA | 184.9592 | 409.594 | 46.7573 | Flexible domestic
FZ2168_240531a | Progressive Change - Final | CDP8 | H2 Domestic Flex_SESA | 2040 | SA | SESA | 181.0498 | 410.7162 | 46.7573 | Flexible domestic
FZ2168_240531a | Progressive Change - Final | CDP8 | H2 Domestic Flex_SESA | 2041 | SA | SESA | 179.2508 | 409.594 | 46.7573 | Flexible domestic
FZ2168_240531a | Progressive Change - Final | CDP8 | H2 Domestic Flex_SESA | 2042 | SA | SESA | 179.4237 | 409.594 | 46.7573 | Flexible domestic
FZ2168_240531a | Progressive Change - Final | CDP8 | H2 Domestic Flex_SESA | 2043 | SA | SESA | 222.1558 | 409.594 | 46.7573 | Flexible domestic
FZ2168_240531a | Progressive Change - Final | CDP8 | H2 Domestic Flex_SESA | 2044 | SA | SESA | 223.2297 | 546.3436 | 62.1976 | Flexible domestic
FZ2168_240531a | Progressive Change - Final | CDP8 | H2 Domestic Flex_SESA | 2045 | SA | SESA | 224.4286 | 544.8509 | 62.1976 | Flexible domestic
FZ2168_240531a | Progressive Change - Final | CDP8 | H2 Domestic Flex_SESA | 2046 | SA | SESA | 238.1929 | 544.8509 | 62.1976 | Flexible domestic
FZ2168_240531a | Progressive Change - Final | CDP8 | H2 Domestic Flex_SESA | 2047 | SA | SESA | 237.464 | 544.8509 | 62.1976 | Flexible domestic
FZ2168_240531a | Progressive Change - Final | CDP8 | H2 Domestic Flex_SESA | 2048 | SA | SESA | 238.0114 | 546.3436 | 62.1976 | Flexible domestic
FZ2168_240531a | Progressive Change - Final | CDP8 | H2 Domestic Flex_SESA | 2049 | SA | SESA | 262.6572 | 544.8509 | 62.1976 | Flexible domestic
FZ2168_240531a | Progressive Change - Final | CDP8 | H2 Domestic Flex_SESA | 2050 | SA | SESA | 320.6611 | 849.2843 | 96.9503 | Flexible domestic
FZ2168_240531a | Progressive Change - Final | CDP8 | H2 Domestic Flex_SESA | 2051 | SA | SESA | 321.0201 | 791.3889 | 90.3412 | Flexible domestic
FZ2168_240531a | Progressive Change - Final | CDP8 | H2 Domestic Flex_SESA | 2052 | SA | SESA | 320.5845 | 852.9872 | 97.1069 | Flexible domestic
FZ2168_240531a | Progressive Change - Final | CDP8 | H2 Domestic Fixed_TAS | 2025 | TAS | TAS | 0 | 0 | 0 | Fixed domestic
FZ2168_240531a | Progressive Change - Final | CDP8 | H2 Domestic Fixed_TAS | 2026 | TAS | TAS | 0 | 0 | 0 | Fixed domestic
FZ2168_240531a | Progressive Change - Final | CDP8 | H2 Domestic Fixed_TAS | 2027 | TAS | TAS | 0 | 0 | 0 | Fixed domestic
FZ2168_240531a | Progressive Change - Final | CDP8 | H2 Domestic Fixed_TAS | 2028 | TAS | TAS | 0 | 0 | 0 | Fixed domestic
FZ2168_240531a | Progressive Change - Final | CDP8 | H2 Domestic Fixed_TAS | 2029 | TAS | TAS | 0.30059 | 0.30059 | 0.034314 | Fixed domestic
FZ2168_240531a | Progressive Change - Final | CDP8 | H2 Domestic Fixed_TAS | 2030 | TAS | TAS | 1.2354 | 1.2354 | 0.14103 | Fixed domestic
FZ2168_240531a | Progressive Change - Final | CDP8 | H2 Domestic Fixed_TAS | 2031 | TAS | TAS | 2.5762 | 2.5762 | 0.29408 | Fixed domestic
FZ2168_240531a | Progressive Change - Final | CDP8 | H2 Domestic Fixed_TAS | 2032 | TAS | TAS | 3.3595 | 3.3595 | 0.38245 | Fixed domestic
FZ2168_240531a | Progressive Change - Final | CDP8 | H2 Domestic Fixed_TAS | 2033 | TAS | TAS | 4.7729 | 4.7729 | 0.54485 | Fixed domestic
FZ2168_240531a | Progressive Change - Final | CDP8 | H2 Domestic Fixed_TAS | 2034 | TAS | TAS | 4.7729 | 4.7729 | 0.54485 | Fixed domestic
FZ2168_240531a | Progressive Change - Final | CDP8 | H2 Domestic Fixed_TAS | 2035 | TAS | TAS | 4.9175 | 4.9175 | 0.56136 | Fixed domestic
FZ2168_240531a | Progressive Change - Final | CDP8 | H2 Domestic Fixed_TAS | 2036 | TAS | TAS | 5.8898 | 5.8898 | 0.67051 | Fixed domestic
FZ2168_240531a | Progressive Change - Final | CDP8 | H2 Domestic Fixed_TAS | 2037 | TAS | TAS | 5.8737 | 5.8737 | 0.67051 | Fixed domestic
FZ2168_240531a | Progressive Change - Final | CDP8 | H2 Domestic Fixed_TAS | 2038 | TAS | TAS | 9.7586 | 9.7586 | 1.114 | Fixed domestic
FZ2168_240531a | Progressive Change - Final | CDP8 | H2 Domestic Fixed_TAS | 2039 | TAS | TAS | 9.7586 | 9.7586 | 1.114 | Fixed domestic
FZ2168_240531a | Progressive Change - Final | CDP8 | H2 Domestic Fixed_TAS | 2040 | TAS | TAS | 9.7853 | 9.7853 | 1.114 | Fixed domestic
FZ2168_240531a | Progressive Change - Final | CDP8 | H2 Domestic Fixed_TAS | 2041 | TAS | TAS | 14.0639 | 14.0639 | 1.6055 | Fixed domestic
FZ2168_240531a | Progressive Change - Final | CDP8 | H2 Domestic Fixed_TAS | 2042 | TAS | TAS | 14.0639 | 14.0639 | 1.6055 | Fixed domestic
FZ2168_240531a | Progressive Change - Final | CDP8 | H2 Domestic Fixed_TAS | 2043 | TAS | TAS | 14.0639 | 14.0639 | 1.6055 | Fixed domestic
FZ2168_240531a | Progressive Change - Final | CDP8 | H2 Domestic Fixed_TAS | 2044 | TAS | TAS | 14.1025 | 14.1025 | 1.6055 | Fixed domestic
FZ2168_240531a | Progressive Change - Final | CDP8 | H2 Domestic Fixed_TAS | 2045 | TAS | TAS | 14.0639 | 14.0639 | 1.6055 | Fixed domestic
FZ2168_240531a | Progressive Change - Final | CDP8 | H2 Domestic Fixed_TAS | 2046 | TAS | TAS | 14.0639 | 14.0639 | 1.6055 | Fixed domestic
FZ2168_240531a | Progressive Change - Final | CDP8 | H2 Domestic Fixed_TAS | 2047 | TAS | TAS | 15.9975 | 15.9975 | 1.8262 | Fixed domestic
FZ2168_240531a | Progressive Change - Final | CDP8 | H2 Domestic Fixed_TAS | 2048 | TAS | TAS | 16.0413 | 16.0413 | 1.8262 | Fixed domestic
FZ2168_240531a | Progressive Change - Final | CDP8 | H2 Domestic Fixed_TAS | 2049 | TAS | TAS | 15.9975 | 15.9975 | 1.8262 | Fixed domestic
FZ2168_240531a | Progressive Change - Final | CDP8 | H2 Domestic Fixed_TAS | 2050 | TAS | TAS | 16.1036 | 16.1036 | 1.8383 | Fixed domestic
FZ2168_240531a | Progressive Change - Final | CDP8 | H2 Domestic Fixed_TAS | 2051 | TAS | TAS | 16.1036 | 16.1036 | 1.8383 | Fixed domestic
FZ2168_240531a | Progressive Change - Final | CDP8 | H2 Domestic Fixed_TAS | 2052 | TAS | TAS | 16.1788 | 16.1788 | 1.8419 | Fixed domestic
FZ2168_240531a | Progressive Change - Final | CDP8 | H2 Domestic Flex_TAS | 2025 | TAS | TAS | 0 | 0 | 0 | Flexible domestic
FZ2168_240531a | Progressive Change - Final | CDP8 | H2 Domestic Flex_TAS | 2026 | TAS | TAS | 0 | 0 | 0 | Flexible domestic
FZ2168_240531a | Progressive Change - Final | CDP8 | H2 Domestic Flex_TAS | 2027 | TAS | TAS | 0 | 0 | 0 | Flexible domestic
FZ2168_240531a | Progressive Change - Final | CDP8 | H2 Domestic Flex_TAS | 2028 | TAS | TAS | 0 | 0 | 0 | Flexible domestic
FZ2168_240531a | Progressive Change - Final | CDP8 | H2 Domestic Flex_TAS | 2029 | TAS | TAS | 5.7721 | 6.6798 | 0.76253 | Flexible domestic
FZ2168_240531a | Progressive Change - Final | CDP8 | H2 Domestic Flex_TAS | 2030 | TAS | TAS | 24.2692 | 27.4534 | 3.134 | Flexible domestic
FZ2168_240531a | Progressive Change - Final | CDP8 | H2 Domestic Flex_TAS | 2031 | TAS | TAS | 50.4074 | 57.2484 | 6.5352 | Flexible domestic
FZ2168_240531a | Progressive Change - Final | CDP8 | H2 Domestic Flex_TAS | 2032 | TAS | TAS | 66.0847 | 74.6547 | 8.4989 | Flexible domestic
FZ2168_240531a | Progressive Change - Final | CDP8 | H2 Domestic Flex_TAS | 2033 | TAS | TAS | 95.2936 | 106.0648 | 12.1079 | Flexible domestic
FZ2168_240531a | Progressive Change - Final | CDP8 | H2 Domestic Flex_TAS | 2034 | TAS | TAS | 93.8191 | 106.0648 | 12.1079 | Flexible domestic
FZ2168_240531a | Progressive Change - Final | CDP8 | H2 Domestic Flex_TAS | 2035 | TAS | TAS | 98.1518 | 109.2787 | 12.4747 | Flexible domestic
FZ2168_240531a | Progressive Change - Final | CDP8 | H2 Domestic Flex_TAS | 2036 | TAS | TAS | 99.4811 | 130.8837 | 14.9002 | Flexible domestic
FZ2168_240531a | Progressive Change - Final | CDP8 | H2 Domestic Flex_TAS | 2037 | TAS | TAS | 97.2629 | 130.5261 | 14.9002 | Flexible domestic
FZ2168_240531a | Progressive Change - Final | CDP8 | H2 Domestic Flex_TAS | 2038 | TAS | TAS | 174.1542 | 216.8567 | 24.7553 | Flexible domestic
FZ2168_240531a | Progressive Change - Final | CDP8 | H2 Domestic Flex_TAS | 2039 | TAS | TAS | 170.2738 | 216.8567 | 24.7553 | Flexible domestic
FZ2168_240531a | Progressive Change - Final | CDP8 | H2 Domestic Flex_TAS | 2040 | TAS | TAS | 167.28 | 217.4508 | 24.7553 | Flexible domestic
FZ2168_240531a | Progressive Change - Final | CDP8 | H2 Domestic Flex_TAS | 2041 | TAS | TAS | 165.4189 | 312.5319 | 35.6772 | Flexible domestic
FZ2168_240531a | Progressive Change - Final | CDP8 | H2 Domestic Flex_TAS | 2042 | TAS | TAS | 169.1686 | 312.5319 | 35.6772 | Flexible domestic
FZ2168_240531a | Progressive Change - Final | CDP8 | H2 Domestic Flex_TAS | 2043 | TAS | TAS | 170.1358 | 312.5319 | 35.6772 | Flexible domestic
FZ2168_240531a | Progressive Change - Final | CDP8 | H2 Domestic Flex_TAS | 2044 | TAS | TAS | 173.9124 | 313.3881 | 35.6772 | Flexible domestic
FZ2168_240531a | Progressive Change - Final | CDP8 | H2 Domestic Flex_TAS | 2045 | TAS | TAS | 175.0212 | 312.5319 | 35.6772 | Flexible domestic
FZ2168_240531a | Progressive Change - Final | CDP8 | H2 Domestic Flex_TAS | 2046 | TAS | TAS | 175.0212 | 312.5319 | 35.6772 | Flexible domestic
FZ2168_240531a | Progressive Change - Final | CDP8 | H2 Domestic Flex_TAS | 2047 | TAS | TAS | 175.0212 | 355.5001 | 40.5822 | Flexible domestic
FZ2168_240531a | Progressive Change - Final | CDP8 | H2 Domestic Flex_TAS | 2048 | TAS | TAS | 175.0212 | 356.4741 | 40.5822 | Flexible domestic
FZ2168_240531a | Progressive Change - Final | CDP8 | H2 Domestic Flex_TAS | 2049 | TAS | TAS | 175.0212 | 355.5001 | 40.5822 | Flexible domestic
FZ2168_240531a | Progressive Change - Final | CDP8 | H2 Domestic Flex_TAS | 2050 | TAS | TAS | 175.0212 | 357.8573 | 40.8513 | Flexible domestic
FZ2168_240531a | Progressive Change - Final | CDP8 | H2 Domestic Flex_TAS | 2051 | TAS | TAS | 175.0212 | 357.8573 | 40.8513 | Flexible domestic
FZ2168_240531a | Progressive Change - Final | CDP8 | H2 Domestic Flex_TAS | 2052 | TAS | TAS | 175.0212 | 359.53 | 40.9301 | Flexible domestic
FZ2168_240531a | Progressive Change - Final | CDP8 | H2 Domestic Fixed_VIC | 2025 | VIC | VIC | 2.5574 | 2.5574 | 0.29194 | Fixed domestic
FZ2168_240531a | Progressive Change - Final | CDP8 | H2 Domestic Fixed_VIC | 2026 | VIC | VIC | 4.0307 | 4.0307 | 0.46013 | Fixed domestic
FZ2168_240531a | Progressive Change - Final | CDP8 | H2 Domestic Fixed_VIC | 2027 | VIC | VIC | 4.0307 | 4.0307 | 0.46013 | Fixed domestic
FZ2168_240531a | Progressive Change - Final | CDP8 | H2 Domestic Fixed_VIC | 2028 | VIC | VIC | 4.0418 | 4.0418 | 0.46013 | Fixed domestic
FZ2168_240531a | Progressive Change - Final | CDP8 | H2 Domestic Fixed_VIC | 2029 | VIC | VIC | 50.4395 | 50.4395 | 5.7579 | Fixed domestic
FZ2168_240531a | Progressive Change - Final | CDP8 | H2 Domestic Fixed_VIC | 2030 | VIC | VIC | 139.1119 | 139.1119 | 15.8804 | Fixed domestic
FZ2168_240531a | Progressive Change - Final | CDP8 | H2 Domestic Fixed_VIC | 2031 | VIC | VIC | 139.1119 | 139.1119 | 15.8804 | Fixed domestic
FZ2168_240531a | Progressive Change - Final | CDP8 | H2 Domestic Fixed_VIC | 2032 | VIC | VIC | 204.8376 | 204.8376 | 23.3194 | Fixed domestic
FZ2168_240531a | Progressive Change - Final | CDP8 | H2 Domestic Fixed_VIC | 2033 | VIC | VIC | 420.9245 | 420.9245 | 48.0507 | Fixed domestic
FZ2168_240531a | Progressive Change - Final | CDP8 | H2 Domestic Fixed_VIC | 2034 | VIC | VIC | 420.9245 | 420.9245 | 48.0507 | Fixed domestic
FZ2168_240531a | Progressive Change - Final | CDP8 | H2 Domestic Fixed_VIC | 2035 | VIC | VIC | 489.2586 | 489.2586 | 55.8514 | Fixed domestic
FZ2168_240531a | Progressive Change - Final | CDP8 | H2 Domestic Fixed_VIC | 2036 | VIC | VIC | 549.27 | 549.27 | 62.5307 | Fixed domestic
FZ2168_240531a | Progressive Change - Final | CDP8 | H2 Domestic Fixed_VIC | 2037 | VIC | VIC | 547.7692 | 547.7692 | 62.5307 | Fixed domestic
FZ2168_240531a | Progressive Change - Final | CDP8 | H2 Domestic Fixed_VIC | 2038 | VIC | VIC | 576.3117 | 576.3117 | 65.789 | Fixed domestic
FZ2168_240531a | Progressive Change - Final | CDP8 | H2 Domestic Fixed_VIC | 2039 | VIC | VIC | 576.3117 | 576.3117 | 65.789 | Fixed domestic
FZ2168_240531a | Progressive Change - Final | CDP8 | H2 Domestic Fixed_VIC | 2040 | VIC | VIC | 577.8906 | 577.8906 | 65.789 | Fixed domestic
FZ2168_240531a | Progressive Change - Final | CDP8 | H2 Domestic Fixed_VIC | 2041 | VIC | VIC | 576.3117 | 576.3117 | 65.789 | Fixed domestic
FZ2168_240531a | Progressive Change - Final | CDP8 | H2 Domestic Fixed_VIC | 2042 | VIC | VIC | 576.3117 | 576.3117 | 65.789 | Fixed domestic
FZ2168_240531a | Progressive Change - Final | CDP8 | H2 Domestic Fixed_VIC | 2043 | VIC | VIC | 576.3117 | 576.3117 | 65.789 | Fixed domestic
FZ2168_240531a | Progressive Change - Final | CDP8 | H2 Domestic Fixed_VIC | 2044 | VIC | VIC | 598.902 | 598.902 | 68.181 | Fixed domestic
FZ2168_240531a | Progressive Change - Final | CDP8 | H2 Domestic Fixed_VIC | 2045 | VIC | VIC | 597.2657 | 597.2657 | 68.181 | Fixed domestic
FZ2168_240531a | Progressive Change - Final | CDP8 | H2 Domestic Fixed_VIC | 2046 | VIC | VIC | 597.2657 | 597.2657 | 68.181 | Fixed domestic
FZ2168_240531a | Progressive Change - Final | CDP8 | H2 Domestic Fixed_VIC | 2047 | VIC | VIC | 678.099 | 678.099 | 77.4086 | Fixed domestic
FZ2168_240531a | Progressive Change - Final | CDP8 | H2 Domestic Fixed_VIC | 2048 | VIC | VIC | 679.9568 | 679.9568 | 77.4086 | Fixed domestic
FZ2168_240531a | Progressive Change - Final | CDP8 | H2 Domestic Fixed_VIC | 2049 | VIC | VIC | 678.099 | 678.099 | 77.4086 | Fixed domestic
FZ2168_240531a | Progressive Change - Final | CDP8 | H2 Domestic Fixed_VIC | 2050 | VIC | VIC | 826.558 | 826.558 | 94.3559 | Fixed domestic
FZ2168_240531a | Progressive Change - Final | CDP8 | H2 Domestic Fixed_VIC | 2051 | VIC | VIC | 825.0847 | 825.0847 | 94.1877 | Fixed domestic
FZ2168_240531a | Progressive Change - Final | CDP8 | H2 Domestic Fixed_VIC | 2052 | VIC | VIC | 867.8842 | 867.8842 | 98.8028 | Fixed domestic
FZ2168_240531a | Progressive Change - Final | CDP8 | H2 Domestic Flex_VIC | 2025 | VIC | VIC | 49.3127 | 56.8302 | 6.4875 | Flexible domestic
FZ2168_240531a | Progressive Change - Final | CDP8 | H2 Domestic Flex_VIC | 2026 | VIC | VIC | 77.6668 | 89.5717 | 10.2251 | Flexible domestic
FZ2168_240531a | Progressive Change - Final | CDP8 | H2 Domestic Flex_VIC | 2027 | VIC | VIC | 75.935 | 89.5717 | 10.2251 | Flexible domestic
FZ2168_240531a | Progressive Change - Final | CDP8 | H2 Domestic Flex_VIC | 2028 | VIC | VIC | 74.2418 | 89.8171 | 10.2251 | Flexible domestic
FZ2168_240531a | Progressive Change - Final | CDP8 | H2 Domestic Flex_VIC | 2029 | VIC | VIC | 681.7364 | 1120.8784 | 127.9542 | Flexible domestic
FZ2168_240531a | Progressive Change - Final | CDP8 | H2 Domestic Flex_VIC | 2030 | VIC | VIC | 1845.7348 | 3091.376 | 352.8968 | Flexible domestic
FZ2168_240531a | Progressive Change - Final | CDP8 | H2 Domestic Flex_VIC | 2031 | VIC | VIC | 2721.9649 | 3091.376 | 352.8968 | Flexible domestic
FZ2168_240531a | Progressive Change - Final | CDP8 | H2 Domestic Flex_VIC | 2032 | VIC | VIC | 4029.4051 | 4551.9473 | 518.2089 | Flexible domestic
FZ2168_240531a | Progressive Change - Final | CDP8 | H2 Domestic Flex_VIC | 2033 | VIC | VIC | 7023.9977 | 9353.878 | 1067.7943 | Flexible domestic
FZ2168_240531a | Progressive Change - Final | CDP8 | H2 Domestic Flex_VIC | 2034 | VIC | VIC | 6901.8071 | 9353.878 | 1067.7943 | Flexible domestic
FZ2168_240531a | Progressive Change - Final | CDP8 | H2 Domestic Flex_VIC | 2035 | VIC | VIC | 6908.0234 | 10872.4124 | 1241.143 | Flexible domestic
FZ2168_240531a | Progressive Change - Final | CDP8 | H2 Domestic Flex_VIC | 2036 | VIC | VIC | 6792.8172 | 12205.999 | 1389.5718 | Flexible domestic
FZ2168_240531a | Progressive Change - Final | CDP8 | H2 Domestic Flex_VIC | 2037 | VIC | VIC | 6641.3517 | 12172.6493 | 1389.5718 | Flexible domestic
FZ2168_240531a | Progressive Change - Final | CDP8 | H2 Domestic Flex_VIC | 2038 | VIC | VIC | 6623.0248 | 12806.9266 | 1461.9779 | Flexible domestic
FZ2168_240531a | Progressive Change - Final | CDP8 | H2 Domestic Flex_VIC | 2039 | VIC | VIC | 6516.1324 | 12806.9266 | 1461.9779 | Flexible domestic
FZ2168_240531a | Progressive Change - Final | CDP8 | H2 Domestic Flex_VIC | 2040 | VIC | VIC | 6406.7199 | 12842.0141 | 1461.9779 | Flexible domestic
FZ2168_240531a | Progressive Change - Final | CDP8 | H2 Domestic Flex_VIC | 2041 | VIC | VIC | 6334.4865 | 12806.9266 | 1461.9779 | Flexible domestic
FZ2168_240531a | Progressive Change - Final | CDP8 | H2 Domestic Flex_VIC | 2042 | VIC | VIC | 6347.9135 | 12806.9266 | 1461.9779 | Flexible domestic
FZ2168_240531a | Progressive Change - Final | CDP8 | H2 Domestic Flex_VIC | 2043 | VIC | VIC | 6409.0816 | 12806.9266 | 1461.9779 | Flexible domestic
FZ2168_240531a | Progressive Change - Final | CDP8 | H2 Domestic Flex_VIC | 2044 | VIC | VIC | 6453.7612 | 13308.9333 | 1515.1336 | Flexible domestic
FZ2168_240531a | Progressive Change - Final | CDP8 | H2 Domestic Flex_VIC | 2045 | VIC | VIC | 6488.4471 | 13272.5701 | 1515.1336 | Flexible domestic
FZ2168_240531a | Progressive Change - Final | CDP8 | H2 Domestic Flex_VIC | 2046 | VIC | VIC | 6529.3694 | 13272.5701 | 1515.1336 | Flexible domestic
FZ2168_240531a | Progressive Change - Final | CDP8 | H2 Domestic Flex_VIC | 2047 | VIC | VIC | 6529.3694 | 15068.8668 | 1720.1903 | Flexible domestic
FZ2168_240531a | Progressive Change - Final | CDP8 | H2 Domestic Flex_VIC | 2048 | VIC | VIC | 6614.7091 | 15110.1514 | 1720.1903 | Flexible domestic
FZ2168_240531a | Progressive Change - Final | CDP8 | H2 Domestic Flex_VIC | 2049 | VIC | VIC | 6614.7091 | 15068.8668 | 1720.1903 | Flexible domestic
FZ2168_240531a | Progressive Change - Final | CDP8 | H2 Domestic Flex_VIC | 2050 | VIC | VIC | 7316.4323 | 18367.9563 | 2096.7987 | Flexible domestic
FZ2168_240531a | Progressive Change - Final | CDP8 | H2 Domestic Flex_VIC | 2051 | VIC | VIC | 7316.4323 | 18335.2149 | 2093.0611 | Flexible domestic
FZ2168_240531a | Progressive Change - Final | CDP8 | H2 Domestic Flex_VIC | 2052 | VIC | VIC | 7316.4323 | 19286.3149 | 2195.6187 | Flexible domestic
FZ2169_240531a | Progressive Change - Final | CDP9 | H2 Domestic Fixed_SNSW | 2025 | NSW | SNSW | 1.3276 | 1.3276 | 0.15156 | Fixed domestic
FZ2169_240531a | Progressive Change - Final | CDP9 | H2 Domestic Fixed_SNSW | 2026 | NSW | SNSW | 3.1853 | 3.1853 | 0.36362 | Fixed domestic
FZ2169_240531a | Progressive Change - Final | CDP9 | H2 Domestic Fixed_SNSW | 2027 | NSW | SNSW | 6.3084 | 6.3084 | 0.72014 | Fixed domestic
FZ2169_240531a | Progressive Change - Final | CDP9 | H2 Domestic Fixed_SNSW | 2028 | NSW | SNSW | 10.9957 | 10.9957 | 1.2518 | Fixed domestic
FZ2169_240531a | Progressive Change - Final | CDP9 | H2 Domestic Fixed_SNSW | 2029 | NSW | SNSW | 27.192 | 27.192 | 3.1041 | Fixed domestic
FZ2169_240531a | Progressive Change - Final | CDP9 | H2 Domestic Fixed_SNSW | 2030 | NSW | SNSW | 27.192 | 27.192 | 3.1041 | Fixed domestic
FZ2169_240531a | Progressive Change - Final | CDP9 | H2 Domestic Fixed_SNSW | 2031 | NSW | SNSW | 27.192 | 27.192 | 3.1041 | Fixed domestic
FZ2169_240531a | Progressive Change - Final | CDP9 | H2 Domestic Fixed_SNSW | 2032 | NSW | SNSW | 27.2665 | 27.2665 | 3.1041 | Fixed domestic
FZ2169_240531a | Progressive Change - Final | CDP9 | H2 Domestic Fixed_SNSW | 2033 | NSW | SNSW | 27.192 | 27.192 | 3.1041 | Fixed domestic
FZ2169_240531a | Progressive Change - Final | CDP9 | H2 Domestic Fixed_SNSW | 2034 | NSW | SNSW | 27.6335 | 27.6335 | 3.1545 | Fixed domestic
FZ2169_240531a | Progressive Change - Final | CDP9 | H2 Domestic Fixed_SNSW | 2035 | NSW | SNSW | 27.6335 | 27.6335 | 3.1545 | Fixed domestic
FZ2169_240531a | Progressive Change - Final | CDP9 | H2 Domestic Fixed_SNSW | 2036 | NSW | SNSW | 38.1133 | 38.1133 | 4.3389 | Fixed domestic
FZ2169_240531a | Progressive Change - Final | CDP9 | H2 Domestic Fixed_SNSW | 2037 | NSW | SNSW | 38.0092 | 38.0092 | 4.3389 | Fixed domestic
FZ2169_240531a | Progressive Change - Final | CDP9 | H2 Domestic Fixed_SNSW | 2038 | NSW | SNSW | 40.1835 | 40.1835 | 4.5872 | Fixed domestic
FZ2169_240531a | Progressive Change - Final | CDP9 | H2 Domestic Fixed_SNSW | 2039 | NSW | SNSW | 40.1835 | 40.1835 | 4.5872 | Fixed domestic
FZ2169_240531a | Progressive Change - Final | CDP9 | H2 Domestic Fixed_SNSW | 2040 | NSW | SNSW | 40.2935 | 40.2935 | 4.5872 | Fixed domestic
FZ2169_240531a | Progressive Change - Final | CDP9 | H2 Domestic Fixed_SNSW | 2041 | NSW | SNSW | 40.1835 | 40.1835 | 4.5872 | Fixed domestic
FZ2169_240531a | Progressive Change - Final | CDP9 | H2 Domestic Fixed_SNSW | 2042 | NSW | SNSW | 40.1835 | 40.1835 | 4.5872 | Fixed domestic
FZ2169_240531a | Progressive Change - Final | CDP9 | H2 Domestic Fixed_SNSW | 2043 | NSW | SNSW | 40.1835 | 40.1835 | 4.5872 | Fixed domestic
FZ2169_240531a | Progressive Change - Final | CDP9 | H2 Domestic Fixed_SNSW | 2044 | NSW | SNSW | 54.9452 | 54.9452 | 6.2551 | Fixed domestic
FZ2169_240531a | Progressive Change - Final | CDP9 | H2 Domestic Fixed_SNSW | 2045 | NSW | SNSW | 54.7951 | 54.7951 | 6.2551 | Fixed domestic
FZ2169_240531a | Progressive Change - Final | CDP9 | H2 Domestic Fixed_SNSW | 2046 | NSW | SNSW | 55.31 | 55.31 | 6.3139 | Fixed domestic
FZ2169_240531a | Progressive Change - Final | CDP9 | H2 Domestic Fixed_SNSW | 2047 | NSW | SNSW | 55.736 | 55.736 | 6.3626 | Fixed domestic
FZ2169_240531a | Progressive Change - Final | CDP9 | H2 Domestic Fixed_SNSW | 2048 | NSW | SNSW | 55.8887 | 55.8887 | 6.3626 | Fixed domestic
FZ2169_240531a | Progressive Change - Final | CDP9 | H2 Domestic Fixed_SNSW | 2049 | NSW | SNSW | 107.1346 | 107.1346 | 12.23 | Fixed domestic
FZ2169_240531a | Progressive Change - Final | CDP9 | H2 Domestic Fixed_SNSW | 2050 | NSW | SNSW | 206.5924 | 206.5924 | 23.5836 | Fixed domestic
FZ2169_240531a | Progressive Change - Final | CDP9 | H2 Domestic Fixed_SNSW | 2051 | NSW | SNSW | 208.9276 | 208.9276 | 23.8502 | Fixed domestic
FZ2169_240531a | Progressive Change - Final | CDP9 | H2 Domestic Fixed_SNSW | 2052 | NSW | SNSW | 206.3684 | 206.3684 | 23.4937 | Fixed domestic
FZ2169_240531a | Progressive Change - Final | CDP9 | H2 Domestic Flex_SNSW | 2025 | NSW | SNSW | 25.6001 | 29.5027 | 3.3679 | Flexible domestic
FZ2169_240531a | Progressive Change - Final | CDP9 | H2 Domestic Flex_SNSW | 2026 | NSW | SNSW | 61.376 | 70.7839 | 8.0803 | Flexible domestic
FZ2169_240531a | Progressive Change - Final | CDP9 | H2 Domestic Flex_SNSW | 2027 | NSW | SNSW | 120.043 | 140.1867 | 16.003 | Flexible domestic
FZ2169_240531a | Progressive Change - Final | CDP9 | H2 Domestic Flex_SNSW | 2028 | NSW | SNSW | 210.6775 | 244.3483 | 27.8174 | Flexible domestic
FZ2169_240531a | Progressive Change - Final | CDP9 | H2 Domestic Flex_SNSW | 2029 | NSW | SNSW | 349.4215 | 604.2666 | 68.9802 | Flexible domestic
FZ2169_240531a | Progressive Change - Final | CDP9 | H2 Domestic Flex_SNSW | 2030 | NSW | SNSW | 534.1801 | 604.2666 | 68.9802 | Flexible domestic
FZ2169_240531a | Progressive Change - Final | CDP9 | H2 Domestic Flex_SNSW | 2031 | NSW | SNSW | 492.3807 | 604.2666 | 68.9802 | Flexible domestic
FZ2169_240531a | Progressive Change - Final | CDP9 | H2 Domestic Flex_SNSW | 2032 | NSW | SNSW | 476.0744 | 605.9221 | 68.9802 | Flexible domestic
FZ2169_240531a | Progressive Change - Final | CDP9 | H2 Domestic Flex_SNSW | 2033 | NSW | SNSW | 481.2264 | 604.2666 | 68.9802 | Flexible domestic
FZ2169_240531a | Progressive Change - Final | CDP9 | H2 Domestic Flex_SNSW | 2034 | NSW | SNSW | 552.3411 | 614.0776 | 70.1002 | Flexible domestic
FZ2169_240531a | Progressive Change - Final | CDP9 | H2 Domestic Flex_SNSW | 2035 | NSW | SNSW | 545.5686 | 614.0776 | 70.1002 | Flexible domestic
FZ2169_240531a | Progressive Change - Final | CDP9 | H2 Domestic Flex_SNSW | 2036 | NSW | SNSW | 533.4557 | 846.9629 | 96.4211 | Flexible domestic
FZ2169_240531a | Progressive Change - Final | CDP9 | H2 Domestic Flex_SNSW | 2037 | NSW | SNSW | 521.5747 | 844.6488 | 96.4211 | Flexible domestic
FZ2169_240531a | Progressive Change - Final | CDP9 | H2 Domestic Flex_SNSW | 2038 | NSW | SNSW | 513.1738 | 892.9657 | 101.9367 | Flexible domestic
FZ2169_240531a | Progressive Change - Final | CDP9 | H2 Domestic Flex_SNSW | 2039 | NSW | SNSW | 505.0727 | 892.9657 | 101.9367 | Flexible domestic
FZ2169_240531a | Progressive Change - Final | CDP9 | H2 Domestic Flex_SNSW | 2040 | NSW | SNSW | 495.9991 | 895.4122 | 101.9367 | Flexible domestic
FZ2169_240531a | Progressive Change - Final | CDP9 | H2 Domestic Flex_SNSW | 2041 | NSW | SNSW | 490.409 | 892.9657 | 101.9367 | Flexible domestic
FZ2169_240531a | Progressive Change - Final | CDP9 | H2 Domestic Flex_SNSW | 2042 | NSW | SNSW | 493.7656 | 892.9657 | 101.9367 | Flexible domestic
FZ2169_240531a | Progressive Change - Final | CDP9 | H2 Domestic Flex_SNSW | 2043 | NSW | SNSW | 497.5281 | 892.9657 | 101.9367 | Flexible domestic
FZ2169_240531a | Progressive Change - Final | CDP9 | H2 Domestic Flex_SNSW | 2044 | NSW | SNSW | 500.06 | 1221.0051 | 139.0033 | Flexible domestic
FZ2169_240531a | Progressive Change - Final | CDP9 | H2 Domestic Flex_SNSW | 2045 | NSW | SNSW | 501.0179 | 1217.6691 | 139.0033 | Flexible domestic
FZ2169_240531a | Progressive Change - Final | CDP9 | H2 Domestic Flex_SNSW | 2046 | NSW | SNSW | 502.8628 | 1229.1104 | 140.3094 | Flexible domestic
FZ2169_240531a | Progressive Change - Final | CDP9 | H2 Domestic Flex_SNSW | 2047 | NSW | SNSW | 503.9421 | 1238.5783 | 141.3902 | Flexible domestic
FZ2169_240531a | Progressive Change - Final | CDP9 | H2 Domestic Flex_SNSW | 2048 | NSW | SNSW | 837.0633 | 1241.9717 | 141.3902 | Flexible domestic
FZ2169_240531a | Progressive Change - Final | CDP9 | H2 Domestic Flex_SNSW | 2049 | NSW | SNSW | 1166.1951 | 2380.768 | 271.7772 | Flexible domestic
FZ2169_240531a | Progressive Change - Final | CDP9 | H2 Domestic Flex_SNSW | 2050 | NSW | SNSW | 1495.0574 | 4590.9422 | 524.0802 | Flexible domestic
FZ2169_240531a | Progressive Change - Final | CDP9 | H2 Domestic Flex_SNSW | 2051 | NSW | SNSW | 1496.3303 | 4642.8363 | 530.0041 | Flexible domestic
FZ2169_240531a | Progressive Change - Final | CDP9 | H2 Domestic Flex_SNSW | 2052 | NSW | SNSW | 1495.761 | 4585.9634 | 522.0814 | Flexible domestic
FZ2169_240531a | Progressive Change - Final | CDP9 | H2 Domestic Fixed_SNW | 2025 | NSW | SNW | 6.7088 | 6.7088 | 0.76584 | Fixed domestic
FZ2169_240531a | Progressive Change - Final | CDP9 | H2 Domestic Fixed_SNW | 2026 | NSW | SNW | 16.2535 | 16.2535 | 1.8554 | Fixed domestic
FZ2169_240531a | Progressive Change - Final | CDP9 | H2 Domestic Fixed_SNW | 2027 | NSW | SNW | 32.1809 | 32.1809 | 3.6736 | Fixed domestic
FZ2169_240531a | Progressive Change - Final | CDP9 | H2 Domestic Fixed_SNW | 2028 | NSW | SNW | 56.1933 | 56.1933 | 6.3972 | Fixed domestic
FZ2169_240531a | Progressive Change - Final | CDP9 | H2 Domestic Fixed_SNW | 2029 | NSW | SNW | 129.4112 | 129.4112 | 14.773 | Fixed domestic
FZ2169_240531a | Progressive Change - Final | CDP9 | H2 Domestic Fixed_SNW | 2030 | NSW | SNW | 129.4112 | 129.4112 | 14.773 | Fixed domestic
FZ2169_240531a | Progressive Change - Final | CDP9 | H2 Domestic Fixed_SNW | 2031 | NSW | SNW | 129.4112 | 129.4112 | 14.773 | Fixed domestic
FZ2169_240531a | Progressive Change - Final | CDP9 | H2 Domestic Fixed_SNW | 2032 | NSW | SNW | 129.7658 | 129.7658 | 14.773 | Fixed domestic
FZ2169_240531a | Progressive Change - Final | CDP9 | H2 Domestic Fixed_SNW | 2033 | NSW | SNW | 129.4112 | 129.4112 | 14.773 | Fixed domestic
FZ2169_240531a | Progressive Change - Final | CDP9 | H2 Domestic Fixed_SNW | 2034 | NSW | SNW | 145.2244 | 145.2244 | 16.5781 | Fixed domestic
FZ2169_240531a | Progressive Change - Final | CDP9 | H2 Domestic Fixed_SNW | 2035 | NSW | SNW | 146.2042 | 146.2042 | 16.69 | Fixed domestic
FZ2169_240531a | Progressive Change - Final | CDP9 | H2 Domestic Fixed_SNW | 2036 | NSW | SNW | 224.5534 | 224.5534 | 25.5639 | Fixed domestic
FZ2169_240531a | Progressive Change - Final | CDP9 | H2 Domestic Fixed_SNW | 2037 | NSW | SNW | 223.9399 | 223.9399 | 25.5639 | Fixed domestic
FZ2169_240531a | Progressive Change - Final | CDP9 | H2 Domestic Fixed_SNW | 2038 | NSW | SNW | 237.2413 | 237.2413 | 27.0823 | Fixed domestic
FZ2169_240531a | Progressive Change - Final | CDP9 | H2 Domestic Fixed_SNW | 2039 | NSW | SNW | 237.2413 | 237.2413 | 27.0823 | Fixed domestic
FZ2169_240531a | Progressive Change - Final | CDP9 | H2 Domestic Fixed_SNW | 2040 | NSW | SNW | 237.8913 | 237.8913 | 27.0823 | Fixed domestic
FZ2169_240531a | Progressive Change - Final | CDP9 | H2 Domestic Fixed_SNW | 2041 | NSW | SNW | 237.2413 | 237.2413 | 27.0823 | Fixed domestic
FZ2169_240531a | Progressive Change - Final | CDP9 | H2 Domestic Fixed_SNW | 2042 | NSW | SNW | 237.2413 | 237.2413 | 27.0823 | Fixed domestic
FZ2169_240531a | Progressive Change - Final | CDP9 | H2 Domestic Fixed_SNW | 2043 | NSW | SNW | 237.2413 | 237.2413 | 27.0823 | Fixed domestic
FZ2169_240531a | Progressive Change - Final | CDP9 | H2 Domestic Fixed_SNW | 2044 | NSW | SNW | 282.9542 | 282.9542 | 32.2124 | Fixed domestic
FZ2169_240531a | Progressive Change - Final | CDP9 | H2 Domestic Fixed_SNW | 2045 | NSW | SNW | 282.1811 | 282.1811 | 32.2124 | Fixed domestic
FZ2169_240531a | Progressive Change - Final | CDP9 | H2 Domestic Fixed_SNW | 2046 | NSW | SNW | 284.5993 | 284.5993 | 32.4885 | Fixed domestic
FZ2169_240531a | Progressive Change - Final | CDP9 | H2 Domestic Fixed_SNW | 2047 | NSW | SNW | 294.7233 | 294.7233 | 33.6442 | Fixed domestic
FZ2169_240531a | Progressive Change - Final | CDP9 | H2 Domestic Fixed_SNW | 2048 | NSW | SNW | 345.9221 | 345.9221 | 39.3809 | Fixed domestic
FZ2169_240531a | Progressive Change - Final | CDP9 | H2 Domestic Fixed_SNW | 2049 | NSW | SNW | 556.9871 | 556.9871 | 63.583 | Fixed domestic
FZ2169_240531a | Progressive Change - Final | CDP9 | H2 Domestic Fixed_SNW | 2050 | NSW | SNW | 1043.5648 | 1043.5648 | 119.1284 | Fixed domestic
FZ2169_240531a | Progressive Change - Final | CDP9 | H2 Domestic Fixed_SNW | 2051 | NSW | SNW | 1075.8589 | 1075.8589 | 122.8149 | Fixed domestic
FZ2169_240531a | Progressive Change - Final | CDP9 | H2 Domestic Fixed_SNW | 2052 | NSW | SNW | 1062.8354 | 1062.8354 | 120.9967 | Fixed domestic
FZ2169_240531a | Progressive Change - Final | CDP9 | H2 Domestic Flex_SNW | 2025 | NSW | SNW | 129.3626 | 149.0835 | 17.0187 | Flexible domestic
FZ2169_240531a | Progressive Change - Final | CDP9 | H2 Domestic Flex_SNW | 2026 | NSW | SNW | 313.1838 | 361.189 | 41.2316 | Flexible domestic
FZ2169_240531a | Progressive Change - Final | CDP9 | H2 Domestic Flex_SNW | 2027 | NSW | SNW | 612.3729 | 715.1317 | 81.636 | Flexible domestic
FZ2169_240531a | Progressive Change - Final | CDP9 | H2 Domestic Flex_SNW | 2028 | NSW | SNW | 1076.6655 | 1248.7402 | 142.1608 | Flexible domestic
FZ2169_240531a | Progressive Change - Final | CDP9 | H2 Domestic Flex_SNW | 2029 | NSW | SNW | 1746.9973 | 2875.8056 | 328.2883 | Flexible domestic
FZ2169_240531a | Progressive Change - Final | CDP9 | H2 Domestic Flex_SNW | 2030 | NSW | SNW | 2542.2523 | 2875.8056 | 328.2883 | Flexible domestic
FZ2169_240531a | Progressive Change - Final | CDP9 | H2 Domestic Flex_SNW | 2031 | NSW | SNW | 2515.4538 | 2875.8056 | 328.2883 | Flexible domestic
FZ2169_240531a | Progressive Change - Final | CDP9 | H2 Domestic Flex_SNW | 2032 | NSW | SNW | 2464.6916 | 2883.6845 | 328.2883 | Flexible domestic
FZ2169_240531a | Progressive Change - Final | CDP9 | H2 Domestic Flex_SNW | 2033 | NSW | SNW | 2494.3596 | 2875.8056 | 328.2883 | Flexible domestic
FZ2169_240531a | Progressive Change - Final | CDP9 | H2 Domestic Flex_SNW | 2034 | NSW | SNW | 2885.4332 | 3227.2093 | 368.4029 | Flexible domestic
FZ2169_240531a | Progressive Change - Final | CDP9 | H2 Domestic Flex_SNW | 2035 | NSW | SNW | 2849.6574 | 3248.9813 | 370.8883 | Flexible domestic
FZ2169_240531a | Progressive Change - Final | CDP9 | H2 Domestic Flex_SNW | 2036 | NSW | SNW | 2786.064 | 4990.0761 | 568.087 | Flexible domestic
FZ2169_240531a | Progressive Change - Final | CDP9 | H2 Domestic Flex_SNW | 2037 | NSW | SNW | 2723.9267 | 4976.442 | 568.087 | Flexible domestic
FZ2169_240531a | Progressive Change - Final | CDP9 | H2 Domestic Flex_SNW | 2038 | NSW | SNW | 2663.3637 | 5272.0299 | 601.8299 | Flexible domestic
FZ2169_240531a | Progressive Change - Final | CDP9 | H2 Domestic Flex_SNW | 2039 | NSW | SNW | 2620.6812 | 5272.0299 | 601.8299 | Flexible domestic
FZ2169_240531a | Progressive Change - Final | CDP9 | H2 Domestic Flex_SNW | 2040 | NSW | SNW | 2572.9575 | 5286.4738 | 601.8299 | Flexible domestic
FZ2169_240531a | Progressive Change - Final | CDP9 | H2 Domestic Flex_SNW | 2041 | NSW | SNW | 2543.9463 | 5272.0299 | 601.8299 | Flexible domestic
FZ2169_240531a | Progressive Change - Final | CDP9 | H2 Domestic Flex_SNW | 2042 | NSW | SNW | 2561.6328 | 5272.0299 | 601.8299 | Flexible domestic
FZ2169_240531a | Progressive Change - Final | CDP9 | H2 Domestic Flex_SNW | 2043 | NSW | SNW | 2563.6656 | 5272.0299 | 601.8299 | Flexible domestic
FZ2169_240531a | Progressive Change - Final | CDP9 | H2 Domestic Flex_SNW | 2044 | NSW | SNW | 2575.1833 | 6287.87 | 715.8322 | Flexible domestic
FZ2169_240531a | Progressive Change - Final | CDP9 | H2 Domestic Flex_SNW | 2045 | NSW | SNW | 2578.8466 | 6270.69 | 715.8322 | Flexible domestic
FZ2169_240531a | Progressive Change - Final | CDP9 | H2 Domestic Flex_SNW | 2046 | NSW | SNW | 2587.4979 | 6324.4299 | 721.9669 | Flexible domestic
FZ2169_240531a | Progressive Change - Final | CDP9 | H2 Domestic Flex_SNW | 2047 | NSW | SNW | 2592.1994 | 6549.4067 | 747.6492 | Flexible domestic
FZ2169_240531a | Progressive Change - Final | CDP9 | H2 Domestic Flex_SNW | 2048 | NSW | SNW | 4305.0496 | 7687.1567 | 875.1317 | Flexible domestic
FZ2169_240531a | Progressive Change - Final | CDP9 | H2 Domestic Flex_SNW | 2049 | NSW | SNW | 6005.5934 | 12377.4907 | 1412.9556 | Flexible domestic
FZ2169_240531a | Progressive Change - Final | CDP9 | H2 Domestic Flex_SNW | 2050 | NSW | SNW | 7706.5764 | 23190.3297 | 2647.2979 | Flexible domestic
FZ2169_240531a | Progressive Change - Final | CDP9 | H2 Domestic Flex_SNW | 2051 | NSW | SNW | 7705.3034 | 23907.9758 | 2729.221 | Flexible domestic
FZ2169_240531a | Progressive Change - Final | CDP9 | H2 Domestic Flex_SNW | 2052 | NSW | SNW | 7705.8728 | 23618.5647 | 2688.8166 | Flexible domestic
FZ2169_240531a | Progressive Change - Final | CDP9 | H2 Domestic Fixed_CQ | 2025 | QLD | CQ | 0.57346 | 0.57346 | 0.065464 | Fixed domestic
FZ2169_240531a | Progressive Change - Final | CDP9 | H2 Domestic Fixed_CQ | 2026 | QLD | CQ | 0.62369 | 0.62369 | 0.071197 | Fixed domestic
FZ2169_240531a | Progressive Change - Final | CDP9 | H2 Domestic Fixed_CQ | 2027 | QLD | CQ | 0.62369 | 0.62369 | 0.071197 | Fixed domestic
FZ2169_240531a | Progressive Change - Final | CDP9 | H2 Domestic Fixed_CQ | 2028 | QLD | CQ | 0.6254 | 0.6254 | 0.071197 | Fixed domestic
FZ2169_240531a | Progressive Change - Final | CDP9 | H2 Domestic Fixed_CQ | 2029 | QLD | CQ | 17.067 | 17.067 | 1.9483 | Fixed domestic
FZ2169_240531a | Progressive Change - Final | CDP9 | H2 Domestic Fixed_CQ | 2030 | QLD | CQ | 63.9795 | 63.9795 | 7.3036 | Fixed domestic
FZ2169_240531a | Progressive Change - Final | CDP9 | H2 Domestic Fixed_CQ | 2031 | QLD | CQ | 63.9795 | 63.9795 | 7.3036 | Fixed domestic
FZ2169_240531a | Progressive Change - Final | CDP9 | H2 Domestic Fixed_CQ | 2032 | QLD | CQ | 64.1548 | 64.1548 | 7.3036 | Fixed domestic
FZ2169_240531a | Progressive Change - Final | CDP9 | H2 Domestic Fixed_CQ | 2033 | QLD | CQ | 69.1223 | 69.1223 | 7.8907 | Fixed domestic
FZ2169_240531a | Progressive Change - Final | CDP9 | H2 Domestic Fixed_CQ | 2034 | QLD | CQ | 76.3225 | 76.3225 | 8.7126 | Fixed domestic
FZ2169_240531a | Progressive Change - Final | CDP9 | H2 Domestic Fixed_CQ | 2035 | QLD | CQ | 96.5362 | 96.5362 | 11.0201 | Fixed domestic
FZ2169_240531a | Progressive Change - Final | CDP9 | H2 Domestic Fixed_CQ | 2036 | QLD | CQ | 96.8007 | 96.8007 | 11.0201 | Fixed domestic
FZ2169_240531a | Progressive Change - Final | CDP9 | H2 Domestic Fixed_CQ | 2037 | QLD | CQ | 96.5362 | 96.5362 | 11.0201 | Fixed domestic
FZ2169_240531a | Progressive Change - Final | CDP9 | H2 Domestic Fixed_CQ | 2038 | QLD | CQ | 103.6866 | 103.6866 | 11.8364 | Fixed domestic
FZ2169_240531a | Progressive Change - Final | CDP9 | H2 Domestic Fixed_CQ | 2039 | QLD | CQ | 110.0706 | 110.0706 | 12.5651 | Fixed domestic
FZ2169_240531a | Progressive Change - Final | CDP9 | H2 Domestic Fixed_CQ | 2040 | QLD | CQ | 110.3721 | 110.3721 | 12.5651 | Fixed domestic
FZ2169_240531a | Progressive Change - Final | CDP9 | H2 Domestic Fixed_CQ | 2041 | QLD | CQ | 110.0706 | 110.0706 | 12.5651 | Fixed domestic
FZ2169_240531a | Progressive Change - Final | CDP9 | H2 Domestic Fixed_CQ | 2042 | QLD | CQ | 110.0706 | 110.0706 | 12.5651 | Fixed domestic
FZ2169_240531a | Progressive Change - Final | CDP9 | H2 Domestic Fixed_CQ | 2043 | QLD | CQ | 110.0706 | 110.0706 | 12.5651 | Fixed domestic
FZ2169_240531a | Progressive Change - Final | CDP9 | H2 Domestic Fixed_CQ | 2044 | QLD | CQ | 143.7307 | 143.7307 | 16.3628 | Fixed domestic
FZ2169_240531a | Progressive Change - Final | CDP9 | H2 Domestic Fixed_CQ | 2045 | QLD | CQ | 143.338 | 143.338 | 16.3628 | Fixed domestic
FZ2169_240531a | Progressive Change - Final | CDP9 | H2 Domestic Fixed_CQ | 2046 | QLD | CQ | 159.0865 | 159.0865 | 18.1606 | Fixed domestic
FZ2169_240531a | Progressive Change - Final | CDP9 | H2 Domestic Fixed_CQ | 2047 | QLD | CQ | 159.0865 | 159.0865 | 18.1606 | Fixed domestic
FZ2169_240531a | Progressive Change - Final | CDP9 | H2 Domestic Fixed_CQ | 2048 | QLD | CQ | 159.5223 | 159.5223 | 18.1606 | Fixed domestic
FZ2169_240531a | Progressive Change - Final | CDP9 | H2 Domestic Fixed_CQ | 2049 | QLD | CQ | 191.0077 | 191.0077 | 21.8045 | Fixed domestic
FZ2169_240531a | Progressive Change - Final | CDP9 | H2 Domestic Fixed_CQ | 2050 | QLD | CQ | 190.4343 | 190.4343 | 21.7391 | Fixed domestic
FZ2169_240531a | Progressive Change - Final | CDP9 | H2 Domestic Fixed_CQ | 2051 | QLD | CQ | 200.799 | 200.799 | 22.9223 | Fixed domestic
FZ2169_240531a | Progressive Change - Final | CDP9 | H2 Domestic Fixed_CQ | 2052 | QLD | CQ | 259.1106 | 259.1106 | 29.498 | Fixed domestic
FZ2169_240531a | Progressive Change - Final | CDP9 | H2 Domestic Flex_CQ | 2025 | QLD | CQ | 11.0579 | 12.7437 | 1.4548 | Flexible domestic
FZ2169_240531a | Progressive Change - Final | CDP9 | H2 Domestic Flex_CQ | 2026 | QLD | CQ | 12.0177 | 13.8598 | 1.5822 | Flexible domestic
FZ2169_240531a | Progressive Change - Final | CDP9 | H2 Domestic Flex_CQ | 2027 | QLD | CQ | 11.7569 | 13.8598 | 1.5822 | Flexible domestic
FZ2169_240531a | Progressive Change - Final | CDP9 | H2 Domestic Flex_CQ | 2028 | QLD | CQ | 10.2983 | 13.8977 | 1.5822 | Flexible domestic
FZ2169_240531a | Progressive Change - Final | CDP9 | H2 Domestic Flex_CQ | 2029 | QLD | CQ | 327.7287 | 379.2661 | 43.2952 | Flexible domestic
FZ2169_240531a | Progressive Change - Final | CDP9 | H2 Domestic Flex_CQ | 2030 | QLD | CQ | 1134.0005 | 1421.7669 | 162.3022 | Flexible domestic
FZ2169_240531a | Progressive Change - Final | CDP9 | H2 Domestic Flex_CQ | 2031 | QLD | CQ | 900.3638 | 1421.7669 | 162.3022 | Flexible domestic
FZ2169_240531a | Progressive Change - Final | CDP9 | H2 Domestic Flex_CQ | 2032 | QLD | CQ | 1081.8578 | 1425.6622 | 162.3022 | Flexible domestic
FZ2169_240531a | Progressive Change - Final | CDP9 | H2 Domestic Flex_CQ | 2033 | QLD | CQ | 1380.0604 | 1536.051 | 175.3483 | Flexible domestic
FZ2169_240531a | Progressive Change - Final | CDP9 | H2 Domestic Flex_CQ | 2034 | QLD | CQ | 1525.5418 | 1696.0553 | 193.6136 | Flexible domestic
FZ2169_240531a | Progressive Change - Final | CDP9 | H2 Domestic Flex_CQ | 2035 | QLD | CQ | 1607.3919 | 2145.2487 | 244.8914 | Flexible domestic
FZ2169_240531a | Progressive Change - Final | CDP9 | H2 Domestic Flex_CQ | 2036 | QLD | CQ | 1587.6047 | 2151.1261 | 244.8914 | Flexible domestic
FZ2169_240531a | Progressive Change - Final | CDP9 | H2 Domestic Flex_CQ | 2037 | QLD | CQ | 1567.6515 | 2145.2487 | 244.8914 | Flexible domestic
FZ2169_240531a | Progressive Change - Final | CDP9 | H2 Domestic Flex_CQ | 2038 | QLD | CQ | 1547.4386 | 2304.1464 | 263.0304 | Flexible domestic
FZ2169_240531a | Progressive Change - Final | CDP9 | H2 Domestic Flex_CQ | 2039 | QLD | CQ | 1531.3744 | 2446.0128 | 279.2252 | Flexible domestic
FZ2169_240531a | Progressive Change - Final | CDP9 | H2 Domestic Flex_CQ | 2040 | QLD | CQ | 1519.6012 | 2452.7142 | 279.2252 | Flexible domestic
FZ2169_240531a | Progressive Change - Final | CDP9 | H2 Domestic Flex_CQ | 2041 | QLD | CQ | 1513.8836 | 2446.0128 | 279.2252 | Flexible domestic
FZ2169_240531a | Progressive Change - Final | CDP9 | H2 Domestic Flex_CQ | 2042 | QLD | CQ | 1531.661 | 2446.0128 | 279.2252 | Flexible domestic
FZ2169_240531a | Progressive Change - Final | CDP9 | H2 Domestic Flex_CQ | 2043 | QLD | CQ | 1551.8681 | 2446.0128 | 279.2252 | Flexible domestic
FZ2169_240531a | Progressive Change - Final | CDP9 | H2 Domestic Flex_CQ | 2044 | QLD | CQ | 1569.722 | 3194.0146 | 363.6173 | Flexible domestic
FZ2169_240531a | Progressive Change - Final | CDP9 | H2 Domestic Flex_CQ | 2045 | QLD | CQ | 1589.3224 | 3185.2878 | 363.6173 | Flexible domestic
FZ2169_240531a | Progressive Change - Final | CDP9 | H2 Domestic Flex_CQ | 2046 | QLD | CQ | 1606.9562 | 3535.2551 | 403.5679 | Flexible domestic
FZ2169_240531a | Progressive Change - Final | CDP9 | H2 Domestic Flex_CQ | 2047 | QLD | CQ | 1623.1005 | 3535.2551 | 403.5679 | Flexible domestic
FZ2169_240531a | Progressive Change - Final | CDP9 | H2 Domestic Flex_CQ | 2048 | QLD | CQ | 1643.5557 | 3544.9408 | 403.5679 | Flexible domestic
FZ2169_240531a | Progressive Change - Final | CDP9 | H2 Domestic Flex_CQ | 2049 | QLD | CQ | 1667.5906 | 4244.6163 | 484.5452 | Flexible domestic
FZ2169_240531a | Progressive Change - Final | CDP9 | H2 Domestic Flex_CQ | 2050 | QLD | CQ | 1667.5906 | 4231.8726 | 483.0905 | Flexible domestic
FZ2169_240531a | Progressive Change - Final | CDP9 | H2 Domestic Flex_CQ | 2051 | QLD | CQ | 1667.5906 | 4462.2009 | 509.3837 | Flexible domestic
FZ2169_240531a | Progressive Change - Final | CDP9 | H2 Domestic Flex_CQ | 2052 | QLD | CQ | 2319.4322 | 5758.0132 | 655.5115 | Flexible domestic
FZ2169_240531a | Progressive Change - Final | CDP9 | H2 Domestic Fixed_SQ | 2025 | QLD | SQ | 0.30474 | 0.30474 | 0.034787 | Fixed domestic
FZ2169_240531a | Progressive Change - Final | CDP9 | H2 Domestic Fixed_SQ | 2026 | QLD | SQ | 0.30474 | 0.30474 | 0.034787 | Fixed domestic
FZ2169_240531a | Progressive Change - Final | CDP9 | H2 Domestic Fixed_SQ | 2027 | QLD | SQ | 0.30474 | 0.30474 | 0.034787 | Fixed domestic
FZ2169_240531a | Progressive Change - Final | CDP9 | H2 Domestic Fixed_SQ | 2028 | QLD | SQ | 0.30557 | 0.30557 | 0.034787 | Fixed domestic
FZ2169_240531a | Progressive Change - Final | CDP9 | H2 Domestic Fixed_SQ | 2029 | QLD | SQ | 6.8926 | 6.8926 | 0.78682 | Fixed domestic
FZ2169_240531a | Progressive Change - Final | CDP9 | H2 Domestic Fixed_SQ | 2030 | QLD | SQ | 29.464 | 29.464 | 3.3635 | Fixed domestic
FZ2169_240531a | Progressive Change - Final | CDP9 | H2 Domestic Fixed_SQ | 2031 | QLD | SQ | 29.464 | 29.464 | 3.3635 | Fixed domestic
FZ2169_240531a | Progressive Change - Final | CDP9 | H2 Domestic Fixed_SQ | 2032 | QLD | SQ | 56.5148 | 56.5148 | 6.4338 | Fixed domestic
FZ2169_240531a | Progressive Change - Final | CDP9 | H2 Domestic Fixed_SQ | 2033 | QLD | SQ | 86.0449 | 86.0449 | 9.8225 | Fixed domestic
FZ2169_240531a | Progressive Change - Final | CDP9 | H2 Domestic Fixed_SQ | 2034 | QLD | SQ | 104.4069 | 104.4069 | 11.9186 | Fixed domestic
FZ2169_240531a | Progressive Change - Final | CDP9 | H2 Domestic Fixed_SQ | 2035 | QLD | SQ | 157.3558 | 157.3558 | 17.963 | Fixed domestic
FZ2169_240531a | Progressive Change - Final | CDP9 | H2 Domestic Fixed_SQ | 2036 | QLD | SQ | 159.8818 | 159.8818 | 18.2015 | Fixed domestic
FZ2169_240531a | Progressive Change - Final | CDP9 | H2 Domestic Fixed_SQ | 2037 | QLD | SQ | 160.7371 | 160.7371 | 18.349 | Fixed domestic
FZ2169_240531a | Progressive Change - Final | CDP9 | H2 Domestic Fixed_SQ | 2038 | QLD | SQ | 160.7371 | 160.7371 | 18.349 | Fixed domestic
FZ2169_240531a | Progressive Change - Final | CDP9 | H2 Domestic Fixed_SQ | 2039 | QLD | SQ | 169.5005 | 169.5005 | 19.3494 | Fixed domestic
FZ2169_240531a | Progressive Change - Final | CDP9 | H2 Domestic Fixed_SQ | 2040 | QLD | SQ | 178.0107 | 178.0107 | 20.2653 | Fixed domestic
FZ2169_240531a | Progressive Change - Final | CDP9 | H2 Domestic Fixed_SQ | 2041 | QLD | SQ | 184.9934 | 184.9934 | 21.118 | Fixed domestic
FZ2169_240531a | Progressive Change - Final | CDP9 | H2 Domestic Fixed_SQ | 2042 | QLD | SQ | 184.9934 | 184.9934 | 21.118 | Fixed domestic
FZ2169_240531a | Progressive Change - Final | CDP9 | H2 Domestic Fixed_SQ | 2043 | QLD | SQ | 184.9934 | 184.9934 | 21.118 | Fixed domestic
FZ2169_240531a | Progressive Change - Final | CDP9 | H2 Domestic Fixed_SQ | 2044 | QLD | SQ | 256.1772 | 256.1772 | 29.1641 | Fixed domestic
FZ2169_240531a | Progressive Change - Final | CDP9 | H2 Domestic Fixed_SQ | 2045 | QLD | SQ | 255.4773 | 255.4773 | 29.1641 | Fixed domestic
FZ2169_240531a | Progressive Change - Final | CDP9 | H2 Domestic Fixed_SQ | 2046 | QLD | SQ | 264.0083 | 264.0083 | 30.1379 | Fixed domestic
FZ2169_240531a | Progressive Change - Final | CDP9 | H2 Domestic Fixed_SQ | 2047 | QLD | SQ | 264.0083 | 264.0083 | 30.1379 | Fixed domestic
FZ2169_240531a | Progressive Change - Final | CDP9 | H2 Domestic Fixed_SQ | 2048 | QLD | SQ | 264.7316 | 264.7316 | 30.1379 | Fixed domestic
FZ2169_240531a | Progressive Change - Final | CDP9 | H2 Domestic Fixed_SQ | 2049 | QLD | SQ | 286.5764 | 286.5764 | 32.7142 | Fixed domestic
FZ2169_240531a | Progressive Change - Final | CDP9 | H2 Domestic Fixed_SQ | 2050 | QLD | SQ | 286.2716 | 286.2716 | 32.6794 | Fixed domestic
FZ2169_240531a | Progressive Change - Final | CDP9 | H2 Domestic Fixed_SQ | 2051 | QLD | SQ | 315.3975 | 315.3975 | 36.0043 | Fixed domestic
FZ2169_240531a | Progressive Change - Final | CDP9 | H2 Domestic Fixed_SQ | 2052 | QLD | SQ | 407.2524 | 407.2524 | 46.363 | Fixed domestic
FZ2169_240531a | Progressive Change - Final | CDP9 | H2 Domestic Flex_SQ | 2025 | QLD | SQ | 5.8761 | 6.7719 | 0.77305 | Flexible domestic
FZ2169_240531a | Progressive Change - Final | CDP9 | H2 Domestic Flex_SQ | 2026 | QLD | SQ | 4.5388 | 6.7719 | 0.77305 | Flexible domestic
FZ2169_240531a | Progressive Change - Final | CDP9 | H2 Domestic Flex_SQ | 2027 | QLD | SQ | 4.4304 | 6.7719 | 0.77305 | Flexible domestic
FZ2169_240531a | Progressive Change - Final | CDP9 | H2 Domestic Flex_SQ | 2028 | QLD | SQ | 5.5281 | 6.7905 | 0.77305 | Flexible domestic
FZ2169_240531a | Progressive Change - Final | CDP9 | H2 Domestic Flex_SQ | 2029 | QLD | SQ | 132.3544 | 153.1679 | 17.4849 | Flexible domestic
FZ2169_240531a | Progressive Change - Final | CDP9 | H2 Domestic Flex_SQ | 2030 | QLD | SQ | 277.6234 | 654.7545 | 74.7437 | Flexible domestic
FZ2169_240531a | Progressive Change - Final | CDP9 | H2 Domestic Flex_SQ | 2031 | QLD | SQ | 533.7942 | 654.7545 | 74.7437 | Flexible domestic
FZ2169_240531a | Progressive Change - Final | CDP9 | H2 Domestic Flex_SQ | 2032 | QLD | SQ | 1111.7142 | 1255.8837 | 142.974 | Flexible domestic
FZ2169_240531a | Progressive Change - Final | CDP9 | H2 Domestic Flex_SQ | 2033 | QLD | SQ | 1717.929 | 1912.1095 | 218.2773 | Flexible domestic
FZ2169_240531a | Progressive Change - Final | CDP9 | H2 Domestic Flex_SQ | 2034 | QLD | SQ | 2086.8953 | 2320.1526 | 264.8576 | Flexible domestic
FZ2169_240531a | Progressive Change - Final | CDP9 | H2 Domestic Flex_SQ | 2035 | QLD | SQ | 2320.7769 | 3496.7954 | 399.1776 | Flexible domestic
FZ2169_240531a | Progressive Change - Final | CDP9 | H2 Domestic Flex_SQ | 2036 | QLD | SQ | 2301.9489 | 3552.9295 | 404.4774 | Flexible domestic
FZ2169_240531a | Progressive Change - Final | CDP9 | H2 Domestic Flex_SQ | 2037 | QLD | SQ | 2282.232 | 3571.9357 | 407.7552 | Flexible domestic
FZ2169_240531a | Progressive Change - Final | CDP9 | H2 Domestic Flex_SQ | 2038 | QLD | SQ | 2261.84 | 3571.9357 | 407.7552 | Flexible domestic
FZ2169_240531a | Progressive Change - Final | CDP9 | H2 Domestic Flex_SQ | 2039 | QLD | SQ | 2246.434 | 3766.6783 | 429.9861 | Flexible domestic
FZ2169_240531a | Progressive Change - Final | CDP9 | H2 Domestic Flex_SQ | 2040 | QLD | SQ | 2236.3444 | 3955.7937 | 450.3408 | Flexible domestic
FZ2169_240531a | Progressive Change - Final | CDP9 | H2 Domestic Flex_SQ | 2041 | QLD | SQ | 2233.9512 | 4110.9646 | 469.2882 | Flexible domestic
FZ2169_240531a | Progressive Change - Final | CDP9 | H2 Domestic Flex_SQ | 2042 | QLD | SQ | 2265.7026 | 4110.9646 | 469.2882 | Flexible domestic
FZ2169_240531a | Progressive Change - Final | CDP9 | H2 Domestic Flex_SQ | 2043 | QLD | SQ | 2302.2811 | 4110.9646 | 469.2882 | Flexible domestic
FZ2169_240531a | Progressive Change - Final | CDP9 | H2 Domestic Flex_SQ | 2044 | QLD | SQ | 2336.026 | 5692.8272 | 648.0905 | Flexible domestic
FZ2169_240531a | Progressive Change - Final | CDP9 | H2 Domestic Flex_SQ | 2045 | QLD | SQ | 2372.346 | 5677.2731 | 648.0905 | Flexible domestic
FZ2169_240531a | Progressive Change - Final | CDP9 | H2 Domestic Flex_SQ | 2046 | QLD | SQ | 2405.1384 | 5866.8517 | 669.7319 | Flexible domestic
FZ2169_240531a | Progressive Change - Final | CDP9 | H2 Domestic Flex_SQ | 2047 | QLD | SQ | 2433.1581 | 5866.8517 | 669.7319 | Flexible domestic
FZ2169_240531a | Progressive Change - Final | CDP9 | H2 Domestic Flex_SQ | 2048 | QLD | SQ | 2470.9131 | 5882.9253 | 669.7319 | Flexible domestic
FZ2169_240531a | Progressive Change - Final | CDP9 | H2 Domestic Flex_SQ | 2049 | QLD | SQ | 2507.0471 | 6368.3638 | 726.9822 | Flexible domestic
FZ2169_240531a | Progressive Change - Final | CDP9 | H2 Domestic Flex_SQ | 2050 | QLD | SQ | 2507.0471 | 6361.5919 | 726.2091 | Flexible domestic
FZ2169_240531a | Progressive Change - Final | CDP9 | H2 Domestic Flex_SQ | 2051 | QLD | SQ | 2507.0471 | 7008.8326 | 800.095 | Flexible domestic
FZ2169_240531a | Progressive Change - Final | CDP9 | H2 Domestic Flex_SQ | 2052 | QLD | SQ | 2992.4706 | 9050.0538 | 1030.2885 | Flexible domestic
FZ2169_240531a | Progressive Change - Final | CDP9 | H2 Domestic Fixed_CSA | 2025 | SA | CSA | 0.023265 | 0.023265 | 0.0026558 | Fixed domestic
FZ2169_240531a | Progressive Change - Final | CDP9 | H2 Domestic Fixed_CSA | 2026 | SA | CSA | 0.023265 | 0.023265 | 0.0026558 | Fixed domestic
FZ2169_240531a | Progressive Change - Final | CDP9 | H2 Domestic Fixed_CSA | 2027 | SA | CSA | 0.023265 | 0.023265 | 0.0026558 | Fixed domestic
FZ2169_240531a | Progressive Change - Final | CDP9 | H2 Domestic Fixed_CSA | 2028 | SA | CSA | 0.023329 | 0.023329 | 0.0026558 | Fixed domestic
FZ2169_240531a | Progressive Change - Final | CDP9 | H2 Domestic Fixed_CSA | 2029 | SA | CSA | 0.027259 | 0.027259 | 0.0031118 | Fixed domestic
FZ2169_240531a | Progressive Change - Final | CDP9 | H2 Domestic Fixed_CSA | 2030 | SA | CSA | 0.027259 | 0.027259 | 0.0031118 | Fixed domestic
FZ2169_240531a | Progressive Change - Final | CDP9 | H2 Domestic Fixed_CSA | 2031 | SA | CSA | 0.027259 | 0.027259 | 0.0031118 | Fixed domestic
FZ2169_240531a | Progressive Change - Final | CDP9 | H2 Domestic Fixed_CSA | 2032 | SA | CSA | 0.027334 | 0.027334 | 0.0031118 | Fixed domestic
FZ2169_240531a | Progressive Change - Final | CDP9 | H2 Domestic Fixed_CSA | 2033 | SA | CSA | 0.027259 | 0.027259 | 0.0031118 | Fixed domestic
FZ2169_240531a | Progressive Change - Final | CDP9 | H2 Domestic Fixed_CSA | 2034 | SA | CSA | 0.027259 | 0.027259 | 0.0031118 | Fixed domestic
FZ2169_240531a | Progressive Change - Final | CDP9 | H2 Domestic Fixed_CSA | 2035 | SA | CSA | 0.027862 | 0.027862 | 0.0031806 | Fixed domestic
FZ2169_240531a | Progressive Change - Final | CDP9 | H2 Domestic Fixed_CSA | 2036 | SA | CSA | 0.032939 | 0.032939 | 0.0037499 | Fixed domestic
FZ2169_240531a | Progressive Change - Final | CDP9 | H2 Domestic Fixed_CSA | 2037 | SA | CSA | 0.032849 | 0.032849 | 0.0037499 | Fixed domestic
FZ2169_240531a | Progressive Change - Final | CDP9 | H2 Domestic Fixed_CSA | 2038 | SA | CSA | 0.036308 | 0.036308 | 0.0041448 | Fixed domestic
FZ2169_240531a | Progressive Change - Final | CDP9 | H2 Domestic Fixed_CSA | 2039 | SA | CSA | 0.036308 | 0.036308 | 0.0041448 | Fixed domestic
FZ2169_240531a | Progressive Change - Final | CDP9 | H2 Domestic Fixed_CSA | 2040 | SA | CSA | 0.036408 | 0.036408 | 0.0041448 | Fixed domestic
FZ2169_240531a | Progressive Change - Final | CDP9 | H2 Domestic Fixed_CSA | 2041 | SA | CSA | 0.036308 | 0.036308 | 0.0041448 | Fixed domestic
FZ2169_240531a | Progressive Change - Final | CDP9 | H2 Domestic Fixed_CSA | 2042 | SA | CSA | 0.036308 | 0.036308 | 0.0041448 | Fixed domestic
FZ2169_240531a | Progressive Change - Final | CDP9 | H2 Domestic Fixed_CSA | 2043 | SA | CSA | 11.0969 | 11.0969 | 1.2668 | Fixed domestic
FZ2169_240531a | Progressive Change - Final | CDP9 | H2 Domestic Fixed_CSA | 2044 | SA | CSA | 18.3039 | 18.3039 | 2.0838 | Fixed domestic
FZ2169_240531a | Progressive Change - Final | CDP9 | H2 Domestic Fixed_CSA | 2045 | SA | CSA | 18.2539 | 18.2539 | 2.0838 | Fixed domestic
FZ2169_240531a | Progressive Change - Final | CDP9 | H2 Domestic Fixed_CSA | 2046 | SA | CSA | 25.6896 | 25.6896 | 2.9326 | Fixed domestic
FZ2169_240531a | Progressive Change - Final | CDP9 | H2 Domestic Fixed_CSA | 2047 | SA | CSA | 25.7861 | 25.7861 | 2.9436 | Fixed domestic
FZ2169_240531a | Progressive Change - Final | CDP9 | H2 Domestic Fixed_CSA | 2048 | SA | CSA | 25.8568 | 25.8568 | 2.9436 | Fixed domestic
FZ2169_240531a | Progressive Change - Final | CDP9 | H2 Domestic Fixed_CSA | 2049 | SA | CSA | 31.6891 | 31.6891 | 3.6175 | Fixed domestic
FZ2169_240531a | Progressive Change - Final | CDP9 | H2 Domestic Fixed_CSA | 2050 | SA | CSA | 69.0198 | 69.0198 | 7.879 | Fixed domestic
FZ2169_240531a | Progressive Change - Final | CDP9 | H2 Domestic Fixed_CSA | 2051 | SA | CSA | 69.0198 | 69.0198 | 7.879 | Fixed domestic
FZ2169_240531a | Progressive Change - Final | CDP9 | H2 Domestic Fixed_CSA | 2052 | SA | CSA | 73.6052 | 73.6052 | 8.3795 | Fixed domestic
FZ2169_240531a | Progressive Change - Final | CDP9 | H2 Domestic Flex_CSA | 2025 | SA | CSA | 0 | 0.517 | 0.059018 | Flexible domestic
FZ2169_240531a | Progressive Change - Final | CDP9 | H2 Domestic Flex_CSA | 2026 | SA | CSA | 0 | 0.517 | 0.059018 | Flexible domestic
FZ2169_240531a | Progressive Change - Final | CDP9 | H2 Domestic Flex_CSA | 2027 | SA | CSA | 0 | 0.517 | 0.059018 | Flexible domestic
FZ2169_240531a | Progressive Change - Final | CDP9 | H2 Domestic Flex_CSA | 2028 | SA | CSA | 0 | 0.51842 | 0.059018 | Flexible domestic
FZ2169_240531a | Progressive Change - Final | CDP9 | H2 Domestic Flex_CSA | 2029 | SA | CSA | 0 | 0.60576 | 0.06915 | Flexible domestic
FZ2169_240531a | Progressive Change - Final | CDP9 | H2 Domestic Flex_CSA | 2030 | SA | CSA | 0 | 0.60576 | 0.06915 | Flexible domestic
FZ2169_240531a | Progressive Change - Final | CDP9 | H2 Domestic Flex_CSA | 2031 | SA | CSA | 0 | 0.60576 | 0.06915 | Flexible domestic
FZ2169_240531a | Progressive Change - Final | CDP9 | H2 Domestic Flex_CSA | 2032 | SA | CSA | 0 | 0.60742 | 0.06915 | Flexible domestic
FZ2169_240531a | Progressive Change - Final | CDP9 | H2 Domestic Flex_CSA | 2033 | SA | CSA | 0 | 0.60576 | 0.06915 | Flexible domestic
FZ2169_240531a | Progressive Change - Final | CDP9 | H2 Domestic Flex_CSA | 2034 | SA | CSA | 0 | 0.60576 | 0.06915 | Flexible domestic
FZ2169_240531a | Progressive Change - Final | CDP9 | H2 Domestic Flex_CSA | 2035 | SA | CSA | 0 | 0.61916 | 0.07068 | Flexible domestic
FZ2169_240531a | Progressive Change - Final | CDP9 | H2 Domestic Flex_CSA | 2036 | SA | CSA | 0 | 0.73198 | 0.083331 | Flexible domestic
FZ2169_240531a | Progressive Change - Final | CDP9 | H2 Domestic Flex_CSA | 2037 | SA | CSA | 0 | 0.72998 | 0.083331 | Flexible domestic
FZ2169_240531a | Progressive Change - Final | CDP9 | H2 Domestic Flex_CSA | 2038 | SA | CSA | 0 | 0.80685 | 0.092106 | Flexible domestic
FZ2169_240531a | Progressive Change - Final | CDP9 | H2 Domestic Flex_CSA | 2039 | SA | CSA | 0 | 0.80685 | 0.092106 | Flexible domestic
FZ2169_240531a | Progressive Change - Final | CDP9 | H2 Domestic Flex_CSA | 2040 | SA | CSA | 0 | 0.80906 | 0.092106 | Flexible domestic
FZ2169_240531a | Progressive Change - Final | CDP9 | H2 Domestic Flex_CSA | 2041 | SA | CSA | 0 | 0.80685 | 0.092106 | Flexible domestic
FZ2169_240531a | Progressive Change - Final | CDP9 | H2 Domestic Flex_CSA | 2042 | SA | CSA | 0 | 0.80685 | 0.092106 | Flexible domestic
FZ2169_240531a | Progressive Change - Final | CDP9 | H2 Domestic Flex_CSA | 2043 | SA | CSA | 161.764 | 246.5984 | 28.1505 | Flexible domestic
FZ2169_240531a | Progressive Change - Final | CDP9 | H2 Domestic Flex_CSA | 2044 | SA | CSA | 166.0568 | 406.7536 | 46.3062 | Flexible domestic
FZ2169_240531a | Progressive Change - Final | CDP9 | H2 Domestic Flex_CSA | 2045 | SA | CSA | 166.0758 | 405.6423 | 46.3062 | Flexible domestic
FZ2169_240531a | Progressive Change - Final | CDP9 | H2 Domestic Flex_CSA | 2046 | SA | CSA | 233.5625 | 570.8795 | 65.1689 | Flexible domestic
FZ2169_240531a | Progressive Change - Final | CDP9 | H2 Domestic Flex_CSA | 2047 | SA | CSA | 234.2914 | 573.0248 | 65.4138 | Flexible domestic
FZ2169_240531a | Progressive Change - Final | CDP9 | H2 Domestic Flex_CSA | 2048 | SA | CSA | 233.744 | 574.5947 | 65.4138 | Flexible domestic
FZ2169_240531a | Progressive Change - Final | CDP9 | H2 Domestic Flex_CSA | 2049 | SA | CSA | 343.4483 | 704.203 | 80.3885 | Flexible domestic
FZ2169_240531a | Progressive Change - Final | CDP9 | H2 Domestic Flex_CSA | 2050 | SA | CSA | 618.0921 | 1533.774 | 175.0884 | Flexible domestic
FZ2169_240531a | Progressive Change - Final | CDP9 | H2 Domestic Flex_CSA | 2051 | SA | CSA | 620.1975 | 1533.774 | 175.0884 | Flexible domestic
FZ2169_240531a | Progressive Change - Final | CDP9 | H2 Domestic Flex_CSA | 2052 | SA | CSA | 620.6331 | 1635.6711 | 186.2103 | Flexible domestic
FZ2169_240531a | Progressive Change - Final | CDP9 | Whyalla H2 load_fixed | 2025 | SA | CSA | 0 | 0 | 0 | Fixed domestic
FZ2169_240531a | Progressive Change - Final | CDP9 | Whyalla H2 load_fixed | 2026 | SA | CSA | 24.6375 | 24.6375 | 2.8125 | Fixed domestic
FZ2169_240531a | Progressive Change - Final | CDP9 | Whyalla H2 load_fixed | 2027 | SA | CSA | 73.9125 | 73.9125 | 8.4375 | Fixed domestic
FZ2169_240531a | Progressive Change - Final | CDP9 | Whyalla H2 load_fixed | 2028 | SA | CSA | 98.82 | 98.82 | 11.25 | Fixed domestic
FZ2169_240531a | Progressive Change - Final | CDP9 | Whyalla H2 load_fixed | 2029 | SA | CSA | 98.55 | 98.55 | 11.25 | Fixed domestic
FZ2169_240531a | Progressive Change - Final | CDP9 | Whyalla H2 load_fixed | 2030 | SA | CSA | 98.55 | 98.55 | 11.25 | Fixed domestic
FZ2169_240531a | Progressive Change - Final | CDP9 | Whyalla H2 load_fixed | 2031 | SA | CSA | 98.55 | 98.55 | 11.25 | Fixed domestic
FZ2169_240531a | Progressive Change - Final | CDP9 | Whyalla H2 load_fixed | 2032 | SA | CSA | 98.82 | 98.82 | 11.25 | Fixed domestic
FZ2169_240531a | Progressive Change - Final | CDP9 | Whyalla H2 load_fixed | 2033 | SA | CSA | 98.55 | 98.55 | 11.25 | Fixed domestic
FZ2169_240531a | Progressive Change - Final | CDP9 | Whyalla H2 load_fixed | 2034 | SA | CSA | 98.55 | 98.55 | 11.25 | Fixed domestic
FZ2169_240531a | Progressive Change - Final | CDP9 | Whyalla H2 load_fixed | 2035 | SA | CSA | 98.55 | 98.55 | 11.25 | Fixed domestic
FZ2169_240531a | Progressive Change - Final | CDP9 | Whyalla H2 load_fixed | 2036 | SA | CSA | 98.82 | 98.82 | 11.25 | Fixed domestic
FZ2169_240531a | Progressive Change - Final | CDP9 | Whyalla H2 load_fixed | 2037 | SA | CSA | 98.55 | 98.55 | 11.25 | Fixed domestic
FZ2169_240531a | Progressive Change - Final | CDP9 | Whyalla H2 load_fixed | 2038 | SA | CSA | 98.55 | 98.55 | 11.25 | Fixed domestic
FZ2169_240531a | Progressive Change - Final | CDP9 | Whyalla H2 load_fixed | 2039 | SA | CSA | 98.55 | 98.55 | 11.25 | Fixed domestic
FZ2169_240531a | Progressive Change - Final | CDP9 | Whyalla H2 load_fixed | 2040 | SA | CSA | 98.82 | 98.82 | 11.25 | Fixed domestic
FZ2169_240531a | Progressive Change - Final | CDP9 | Whyalla H2 load_fixed | 2041 | SA | CSA | 98.55 | 98.55 | 11.25 | Fixed domestic
FZ2169_240531a | Progressive Change - Final | CDP9 | Whyalla H2 load_fixed | 2042 | SA | CSA | 98.55 | 98.55 | 11.25 | Fixed domestic
FZ2169_240531a | Progressive Change - Final | CDP9 | Whyalla H2 load_fixed | 2043 | SA | CSA | 98.55 | 98.55 | 11.25 | Fixed domestic
FZ2169_240531a | Progressive Change - Final | CDP9 | Whyalla H2 load_fixed | 2044 | SA | CSA | 98.82 | 98.82 | 11.25 | Fixed domestic
FZ2169_240531a | Progressive Change - Final | CDP9 | Whyalla H2 load_fixed | 2045 | SA | CSA | 98.55 | 98.55 | 11.25 | Fixed domestic
FZ2169_240531a | Progressive Change - Final | CDP9 | Whyalla H2 load_fixed | 2046 | SA | CSA | 98.55 | 98.55 | 11.25 | Fixed domestic
FZ2169_240531a | Progressive Change - Final | CDP9 | Whyalla H2 load_fixed | 2047 | SA | CSA | 98.55 | 98.55 | 11.25 | Fixed domestic
FZ2169_240531a | Progressive Change - Final | CDP9 | Whyalla H2 load_fixed | 2048 | SA | CSA | 98.82 | 98.82 | 11.25 | Fixed domestic
FZ2169_240531a | Progressive Change - Final | CDP9 | Whyalla H2 load_fixed | 2049 | SA | CSA | 98.55 | 98.55 | 11.25 | Fixed domestic
FZ2169_240531a | Progressive Change - Final | CDP9 | Whyalla H2 load_fixed | 2050 | SA | CSA | 98.55 | 98.55 | 11.25 | Fixed domestic
FZ2169_240531a | Progressive Change - Final | CDP9 | Whyalla H2 load_fixed | 2051 | SA | CSA | 98.55 | 98.55 | 11.25 | Fixed domestic
FZ2169_240531a | Progressive Change - Final | CDP9 | Whyalla H2 load_fixed | 2052 | SA | CSA | 98.82 | 98.82 | 11.25 | Fixed domestic
FZ2169_240531a | Progressive Change - Final | CDP9 | Whyalla H2 load_flex | 2025 | SA | CSA | 0 | 0 | 0 | Flexible domestic
FZ2169_240531a | Progressive Change - Final | CDP9 | Whyalla H2 load_flex | 2026 | SA | CSA | 344.5504 | 547.5 | 62.5 | Flexible domestic
FZ2169_240531a | Progressive Change - Final | CDP9 | Whyalla H2 load_flex | 2027 | SA | CSA | 1027.5222 | 1642.5 | 187.5 | Flexible domestic
FZ2169_240531a | Progressive Change - Final | CDP9 | Whyalla H2 load_flex | 2028 | SA | CSA | 1369.3318 | 2196 | 250 | Flexible domestic
FZ2169_240531a | Progressive Change - Final | CDP9 | Whyalla H2 load_flex | 2029 | SA | CSA | 1381.7932 | 2190 | 250 | Flexible domestic
FZ2169_240531a | Progressive Change - Final | CDP9 | Whyalla H2 load_flex | 2030 | SA | CSA | 1380.6196 | 2190 | 250 | Flexible domestic
FZ2169_240531a | Progressive Change - Final | CDP9 | Whyalla H2 load_flex | 2031 | SA | CSA | 1379.039 | 2190 | 250 | Flexible domestic
FZ2169_240531a | Progressive Change - Final | CDP9 | Whyalla H2 load_flex | 2032 | SA | CSA | 1304.129 | 2196 | 250 | Flexible domestic
FZ2169_240531a | Progressive Change - Final | CDP9 | Whyalla H2 load_flex | 2033 | SA | CSA | 1295.4086 | 2190 | 250 | Flexible domestic
FZ2169_240531a | Progressive Change - Final | CDP9 | Whyalla H2 load_flex | 2034 | SA | CSA | 1295.8946 | 2190 | 250 | Flexible domestic
FZ2169_240531a | Progressive Change - Final | CDP9 | Whyalla H2 load_flex | 2035 | SA | CSA | 1296.1512 | 2190 | 250 | Flexible domestic
FZ2169_240531a | Progressive Change - Final | CDP9 | Whyalla H2 load_flex | 2036 | SA | CSA | 1296.4087 | 2196 | 250 | Flexible domestic
FZ2169_240531a | Progressive Change - Final | CDP9 | Whyalla H2 load_flex | 2037 | SA | CSA | 1298.9976 | 2190 | 250 | Flexible domestic
FZ2169_240531a | Progressive Change - Final | CDP9 | Whyalla H2 load_flex | 2038 | SA | CSA | 1298.9976 | 2190 | 250 | Flexible domestic
FZ2169_240531a | Progressive Change - Final | CDP9 | Whyalla H2 load_flex | 2039 | SA | CSA | 1298.9976 | 2190 | 250 | Flexible domestic
FZ2169_240531a | Progressive Change - Final | CDP9 | Whyalla H2 load_flex | 2040 | SA | CSA | 1298.9976 | 2196 | 250 | Flexible domestic
FZ2169_240531a | Progressive Change - Final | CDP9 | Whyalla H2 load_flex | 2041 | SA | CSA | 1298.9976 | 2190 | 250 | Flexible domestic
FZ2169_240531a | Progressive Change - Final | CDP9 | Whyalla H2 load_flex | 2042 | SA | CSA | 1298.9976 | 2190 | 250 | Flexible domestic
FZ2169_240531a | Progressive Change - Final | CDP9 | Whyalla H2 load_flex | 2043 | SA | CSA | 1298.9976 | 2190 | 250 | Flexible domestic
FZ2169_240531a | Progressive Change - Final | CDP9 | Whyalla H2 load_flex | 2044 | SA | CSA | 1298.9976 | 2196 | 250 | Flexible domestic
FZ2169_240531a | Progressive Change - Final | CDP9 | Whyalla H2 load_flex | 2045 | SA | CSA | 1298.9976 | 2190 | 250 | Flexible domestic
FZ2169_240531a | Progressive Change - Final | CDP9 | Whyalla H2 load_flex | 2046 | SA | CSA | 1298.9976 | 2190 | 250 | Flexible domestic
FZ2169_240531a | Progressive Change - Final | CDP9 | Whyalla H2 load_flex | 2047 | SA | CSA | 1298.9976 | 2190 | 250 | Flexible domestic
FZ2169_240531a | Progressive Change - Final | CDP9 | Whyalla H2 load_flex | 2048 | SA | CSA | 1298.9976 | 2196 | 250 | Flexible domestic
FZ2169_240531a | Progressive Change - Final | CDP9 | Whyalla H2 load_flex | 2049 | SA | CSA | 1298.9976 | 2190 | 250 | Flexible domestic
FZ2169_240531a | Progressive Change - Final | CDP9 | Whyalla H2 load_flex | 2050 | SA | CSA | 1298.9976 | 2190 | 250 | Flexible domestic
FZ2169_240531a | Progressive Change - Final | CDP9 | Whyalla H2 load_flex | 2051 | SA | CSA | 1298.9976 | 2190 | 250 | Flexible domestic
FZ2169_240531a | Progressive Change - Final | CDP9 | Whyalla H2 load_flex | 2052 | SA | CSA | 1298.9976 | 2196 | 250 | Flexible domestic
FZ2169_240531a | Progressive Change - Final | CDP9 | H2 Domestic Fixed_SESA | 2025 | SA | SESA | 0.061378 | 0.061378 | 0.0070066 | Fixed domestic
FZ2169_240531a | Progressive Change - Final | CDP9 | H2 Domestic Fixed_SESA | 2026 | SA | SESA | 2.6667 | 2.6667 | 0.30441 | Fixed domestic
FZ2169_240531a | Progressive Change - Final | CDP9 | H2 Domestic Fixed_SESA | 2027 | SA | SESA | 7.7174 | 7.7174 | 0.88098 | Fixed domestic
FZ2169_240531a | Progressive Change - Final | CDP9 | H2 Domestic Fixed_SESA | 2028 | SA | SESA | 9.8546 | 9.8546 | 1.1219 | Fixed domestic
FZ2169_240531a | Progressive Change - Final | CDP9 | H2 Domestic Fixed_SESA | 2029 | SA | SESA | 10.7301 | 10.7301 | 1.2249 | Fixed domestic
FZ2169_240531a | Progressive Change - Final | CDP9 | H2 Domestic Fixed_SESA | 2030 | SA | SESA | 10.7301 | 10.7301 | 1.2249 | Fixed domestic
FZ2169_240531a | Progressive Change - Final | CDP9 | H2 Domestic Fixed_SESA | 2031 | SA | SESA | 10.7301 | 10.7301 | 1.2249 | Fixed domestic
FZ2169_240531a | Progressive Change - Final | CDP9 | H2 Domestic Fixed_SESA | 2032 | SA | SESA | 10.7595 | 10.7595 | 1.2249 | Fixed domestic
FZ2169_240531a | Progressive Change - Final | CDP9 | H2 Domestic Fixed_SESA | 2033 | SA | SESA | 13.2571 | 13.2571 | 1.5134 | Fixed domestic
FZ2169_240531a | Progressive Change - Final | CDP9 | H2 Domestic Fixed_SESA | 2034 | SA | SESA | 13.952 | 13.952 | 1.5927 | Fixed domestic
FZ2169_240531a | Progressive Change - Final | CDP9 | H2 Domestic Fixed_SESA | 2035 | SA | SESA | 15.1552 | 15.1552 | 1.73 | Fixed domestic
FZ2169_240531a | Progressive Change - Final | CDP9 | H2 Domestic Fixed_SESA | 2036 | SA | SESA | 16.268 | 16.268 | 1.852 | Fixed domestic
FZ2169_240531a | Progressive Change - Final | CDP9 | H2 Domestic Fixed_SESA | 2037 | SA | SESA | 16.2235 | 16.2235 | 1.852 | Fixed domestic
FZ2169_240531a | Progressive Change - Final | CDP9 | H2 Domestic Fixed_SESA | 2038 | SA | SESA | 18.4317 | 18.4317 | 2.1041 | Fixed domestic
FZ2169_240531a | Progressive Change - Final | CDP9 | H2 Domestic Fixed_SESA | 2039 | SA | SESA | 18.4317 | 18.4317 | 2.1041 | Fixed domestic
FZ2169_240531a | Progressive Change - Final | CDP9 | H2 Domestic Fixed_SESA | 2040 | SA | SESA | 18.4822 | 18.4822 | 2.1041 | Fixed domestic
FZ2169_240531a | Progressive Change - Final | CDP9 | H2 Domestic Fixed_SESA | 2041 | SA | SESA | 18.4317 | 18.4317 | 2.1041 | Fixed domestic
FZ2169_240531a | Progressive Change - Final | CDP9 | H2 Domestic Fixed_SESA | 2042 | SA | SESA | 18.4317 | 18.4317 | 2.1041 | Fixed domestic
FZ2169_240531a | Progressive Change - Final | CDP9 | H2 Domestic Fixed_SESA | 2043 | SA | SESA | 18.4317 | 18.4317 | 2.1041 | Fixed domestic
FZ2169_240531a | Progressive Change - Final | CDP9 | H2 Domestic Fixed_SESA | 2044 | SA | SESA | 24.5855 | 24.5855 | 2.7989 | Fixed domestic
FZ2169_240531a | Progressive Change - Final | CDP9 | H2 Domestic Fixed_SESA | 2045 | SA | SESA | 24.5183 | 24.5183 | 2.7989 | Fixed domestic
FZ2169_240531a | Progressive Change - Final | CDP9 | H2 Domestic Fixed_SESA | 2046 | SA | SESA | 24.5183 | 24.5183 | 2.7989 | Fixed domestic
FZ2169_240531a | Progressive Change - Final | CDP9 | H2 Domestic Fixed_SESA | 2047 | SA | SESA | 24.5183 | 24.5183 | 2.7989 | Fixed domestic
FZ2169_240531a | Progressive Change - Final | CDP9 | H2 Domestic Fixed_SESA | 2048 | SA | SESA | 24.5855 | 24.5855 | 2.7989 | Fixed domestic
FZ2169_240531a | Progressive Change - Final | CDP9 | H2 Domestic Fixed_SESA | 2049 | SA | SESA | 24.5183 | 24.5183 | 2.7989 | Fixed domestic
FZ2169_240531a | Progressive Change - Final | CDP9 | H2 Domestic Fixed_SESA | 2050 | SA | SESA | 38.2178 | 38.2178 | 4.3628 | Fixed domestic
FZ2169_240531a | Progressive Change - Final | CDP9 | H2 Domestic Fixed_SESA | 2051 | SA | SESA | 35.6125 | 35.6125 | 4.0654 | Fixed domestic
FZ2169_240531a | Progressive Change - Final | CDP9 | H2 Domestic Fixed_SESA | 2052 | SA | SESA | 38.3844 | 38.3844 | 4.3698 | Fixed domestic
FZ2169_240531a | Progressive Change - Final | CDP9 | H2 Domestic Flex_SESA | 2025 | SA | SESA | 1.1835 | 1.3639 | 0.1557 | Flexible domestic
FZ2169_240531a | Progressive Change - Final | CDP9 | H2 Domestic Flex_SESA | 2026 | SA | SESA | 51.3833 | 59.2594 | 6.7648 | Flexible domestic
FZ2169_240531a | Progressive Change - Final | CDP9 | H2 Domestic Flex_SESA | 2027 | SA | SESA | 146.4943 | 171.497 | 19.5773 | Flexible domestic
FZ2169_240531a | Progressive Change - Final | CDP9 | H2 Domestic Flex_SESA | 2028 | SA | SESA | 188.8144 | 218.9911 | 24.9307 | Flexible domestic
FZ2169_240531a | Progressive Change - Final | CDP9 | H2 Domestic Flex_SESA | 2029 | SA | SESA | 169.2015 | 238.4458 | 27.2198 | Flexible domestic
FZ2169_240531a | Progressive Change - Final | CDP9 | H2 Domestic Flex_SESA | 2030 | SA | SESA | 148.0694 | 238.4458 | 27.2198 | Flexible domestic
FZ2169_240531a | Progressive Change - Final | CDP9 | H2 Domestic Flex_SESA | 2031 | SA | SESA | 146.0958 | 238.4458 | 27.2198 | Flexible domestic
FZ2169_240531a | Progressive Change - Final | CDP9 | H2 Domestic Flex_SESA | 2032 | SA | SESA | 167.3429 | 239.0991 | 27.2198 | Flexible domestic
FZ2169_240531a | Progressive Change - Final | CDP9 | H2 Domestic Flex_SESA | 2033 | SA | SESA | 199.5319 | 294.6023 | 33.6304 | Flexible domestic
FZ2169_240531a | Progressive Change - Final | CDP9 | H2 Domestic Flex_SESA | 2034 | SA | SESA | 206.0828 | 310.0448 | 35.3932 | Flexible domestic
FZ2169_240531a | Progressive Change - Final | CDP9 | H2 Domestic Flex_SESA | 2035 | SA | SESA | 201.66 | 336.7813 | 38.4454 | Flexible domestic
FZ2169_240531a | Progressive Change - Final | CDP9 | H2 Domestic Flex_SESA | 2036 | SA | SESA | 197.2612 | 361.511 | 41.1556 | Flexible domestic
FZ2169_240531a | Progressive Change - Final | CDP9 | H2 Domestic Flex_SESA | 2037 | SA | SESA | 192.9695 | 360.5233 | 41.1556 | Flexible domestic
FZ2169_240531a | Progressive Change - Final | CDP9 | H2 Domestic Flex_SESA | 2038 | SA | SESA | 188.9449 | 409.594 | 46.7573 | Flexible domestic
FZ2169_240531a | Progressive Change - Final | CDP9 | H2 Domestic Flex_SESA | 2039 | SA | SESA | 184.9592 | 409.594 | 46.7573 | Flexible domestic
FZ2169_240531a | Progressive Change - Final | CDP9 | H2 Domestic Flex_SESA | 2040 | SA | SESA | 181.0498 | 410.7162 | 46.7573 | Flexible domestic
FZ2169_240531a | Progressive Change - Final | CDP9 | H2 Domestic Flex_SESA | 2041 | SA | SESA | 179.2508 | 409.594 | 46.7573 | Flexible domestic
FZ2169_240531a | Progressive Change - Final | CDP9 | H2 Domestic Flex_SESA | 2042 | SA | SESA | 179.4238 | 409.594 | 46.7573 | Flexible domestic
FZ2169_240531a | Progressive Change - Final | CDP9 | H2 Domestic Flex_SESA | 2043 | SA | SESA | 222.1558 | 409.594 | 46.7573 | Flexible domestic
FZ2169_240531a | Progressive Change - Final | CDP9 | H2 Domestic Flex_SESA | 2044 | SA | SESA | 223.2297 | 546.3436 | 62.1976 | Flexible domestic
FZ2169_240531a | Progressive Change - Final | CDP9 | H2 Domestic Flex_SESA | 2045 | SA | SESA | 224.4286 | 544.8509 | 62.1976 | Flexible domestic
FZ2169_240531a | Progressive Change - Final | CDP9 | H2 Domestic Flex_SESA | 2046 | SA | SESA | 238.1929 | 544.8509 | 62.1976 | Flexible domestic
FZ2169_240531a | Progressive Change - Final | CDP9 | H2 Domestic Flex_SESA | 2047 | SA | SESA | 237.464 | 544.8509 | 62.1976 | Flexible domestic
FZ2169_240531a | Progressive Change - Final | CDP9 | H2 Domestic Flex_SESA | 2048 | SA | SESA | 238.0114 | 546.3436 | 62.1976 | Flexible domestic
FZ2169_240531a | Progressive Change - Final | CDP9 | H2 Domestic Flex_SESA | 2049 | SA | SESA | 262.6572 | 544.8509 | 62.1976 | Flexible domestic
FZ2169_240531a | Progressive Change - Final | CDP9 | H2 Domestic Flex_SESA | 2050 | SA | SESA | 320.6611 | 849.2843 | 96.9503 | Flexible domestic
FZ2169_240531a | Progressive Change - Final | CDP9 | H2 Domestic Flex_SESA | 2051 | SA | SESA | 321.0201 | 791.3889 | 90.3412 | Flexible domestic
FZ2169_240531a | Progressive Change - Final | CDP9 | H2 Domestic Flex_SESA | 2052 | SA | SESA | 320.5845 | 852.9872 | 97.1069 | Flexible domestic
FZ2169_240531a | Progressive Change - Final | CDP9 | H2 Domestic Fixed_TAS | 2025 | TAS | TAS | 0 | 0 | 0 | Fixed domestic
FZ2169_240531a | Progressive Change - Final | CDP9 | H2 Domestic Fixed_TAS | 2026 | TAS | TAS | 0 | 0 | 0 | Fixed domestic
FZ2169_240531a | Progressive Change - Final | CDP9 | H2 Domestic Fixed_TAS | 2027 | TAS | TAS | 0 | 0 | 0 | Fixed domestic
FZ2169_240531a | Progressive Change - Final | CDP9 | H2 Domestic Fixed_TAS | 2028 | TAS | TAS | 0 | 0 | 0 | Fixed domestic
FZ2169_240531a | Progressive Change - Final | CDP9 | H2 Domestic Fixed_TAS | 2029 | TAS | TAS | 0.30059 | 0.30059 | 0.034314 | Fixed domestic
FZ2169_240531a | Progressive Change - Final | CDP9 | H2 Domestic Fixed_TAS | 2030 | TAS | TAS | 1.2354 | 1.2354 | 0.14103 | Fixed domestic
FZ2169_240531a | Progressive Change - Final | CDP9 | H2 Domestic Fixed_TAS | 2031 | TAS | TAS | 2.5762 | 2.5762 | 0.29408 | Fixed domestic
FZ2169_240531a | Progressive Change - Final | CDP9 | H2 Domestic Fixed_TAS | 2032 | TAS | TAS | 3.3595 | 3.3595 | 0.38245 | Fixed domestic
FZ2169_240531a | Progressive Change - Final | CDP9 | H2 Domestic Fixed_TAS | 2033 | TAS | TAS | 4.7729 | 4.7729 | 0.54485 | Fixed domestic
FZ2169_240531a | Progressive Change - Final | CDP9 | H2 Domestic Fixed_TAS | 2034 | TAS | TAS | 4.7729 | 4.7729 | 0.54485 | Fixed domestic
FZ2169_240531a | Progressive Change - Final | CDP9 | H2 Domestic Fixed_TAS | 2035 | TAS | TAS | 4.9175 | 4.9175 | 0.56136 | Fixed domestic
FZ2169_240531a | Progressive Change - Final | CDP9 | H2 Domestic Fixed_TAS | 2036 | TAS | TAS | 5.8898 | 5.8898 | 0.67051 | Fixed domestic
FZ2169_240531a | Progressive Change - Final | CDP9 | H2 Domestic Fixed_TAS | 2037 | TAS | TAS | 5.8737 | 5.8737 | 0.67051 | Fixed domestic
FZ2169_240531a | Progressive Change - Final | CDP9 | H2 Domestic Fixed_TAS | 2038 | TAS | TAS | 9.7586 | 9.7586 | 1.114 | Fixed domestic
FZ2169_240531a | Progressive Change - Final | CDP9 | H2 Domestic Fixed_TAS | 2039 | TAS | TAS | 9.7586 | 9.7586 | 1.114 | Fixed domestic
FZ2169_240531a | Progressive Change - Final | CDP9 | H2 Domestic Fixed_TAS | 2040 | TAS | TAS | 9.7853 | 9.7853 | 1.114 | Fixed domestic
FZ2169_240531a | Progressive Change - Final | CDP9 | H2 Domestic Fixed_TAS | 2041 | TAS | TAS | 14.0639 | 14.0639 | 1.6055 | Fixed domestic
FZ2169_240531a | Progressive Change - Final | CDP9 | H2 Domestic Fixed_TAS | 2042 | TAS | TAS | 14.0639 | 14.0639 | 1.6055 | Fixed domestic
FZ2169_240531a | Progressive Change - Final | CDP9 | H2 Domestic Fixed_TAS | 2043 | TAS | TAS | 14.0639 | 14.0639 | 1.6055 | Fixed domestic
FZ2169_240531a | Progressive Change - Final | CDP9 | H2 Domestic Fixed_TAS | 2044 | TAS | TAS | 14.1025 | 14.1025 | 1.6055 | Fixed domestic
FZ2169_240531a | Progressive Change - Final | CDP9 | H2 Domestic Fixed_TAS | 2045 | TAS | TAS | 14.0639 | 14.0639 | 1.6055 | Fixed domestic
FZ2169_240531a | Progressive Change - Final | CDP9 | H2 Domestic Fixed_TAS | 2046 | TAS | TAS | 14.0639 | 14.0639 | 1.6055 | Fixed domestic
FZ2169_240531a | Progressive Change - Final | CDP9 | H2 Domestic Fixed_TAS | 2047 | TAS | TAS | 15.9975 | 15.9975 | 1.8262 | Fixed domestic
FZ2169_240531a | Progressive Change - Final | CDP9 | H2 Domestic Fixed_TAS | 2048 | TAS | TAS | 16.0413 | 16.0413 | 1.8262 | Fixed domestic
FZ2169_240531a | Progressive Change - Final | CDP9 | H2 Domestic Fixed_TAS | 2049 | TAS | TAS | 15.9975 | 15.9975 | 1.8262 | Fixed domestic
FZ2169_240531a | Progressive Change - Final | CDP9 | H2 Domestic Fixed_TAS | 2050 | TAS | TAS | 16.1036 | 16.1036 | 1.8383 | Fixed domestic
FZ2169_240531a | Progressive Change - Final | CDP9 | H2 Domestic Fixed_TAS | 2051 | TAS | TAS | 16.1036 | 16.1036 | 1.8383 | Fixed domestic
FZ2169_240531a | Progressive Change - Final | CDP9 | H2 Domestic Fixed_TAS | 2052 | TAS | TAS | 16.1788 | 16.1788 | 1.8419 | Fixed domestic
FZ2169_240531a | Progressive Change - Final | CDP9 | H2 Domestic Flex_TAS | 2025 | TAS | TAS | 0 | 0 | 0 | Flexible domestic
FZ2169_240531a | Progressive Change - Final | CDP9 | H2 Domestic Flex_TAS | 2026 | TAS | TAS | 0 | 0 | 0 | Flexible domestic
FZ2169_240531a | Progressive Change - Final | CDP9 | H2 Domestic Flex_TAS | 2027 | TAS | TAS | 0 | 0 | 0 | Flexible domestic
FZ2169_240531a | Progressive Change - Final | CDP9 | H2 Domestic Flex_TAS | 2028 | TAS | TAS | 0 | 0 | 0 | Flexible domestic
FZ2169_240531a | Progressive Change - Final | CDP9 | H2 Domestic Flex_TAS | 2029 | TAS | TAS | 5.7721 | 6.6798 | 0.76253 | Flexible domestic
FZ2169_240531a | Progressive Change - Final | CDP9 | H2 Domestic Flex_TAS | 2030 | TAS | TAS | 24.2692 | 27.4534 | 3.134 | Flexible domestic
FZ2169_240531a | Progressive Change - Final | CDP9 | H2 Domestic Flex_TAS | 2031 | TAS | TAS | 50.4074 | 57.2484 | 6.5352 | Flexible domestic
FZ2169_240531a | Progressive Change - Final | CDP9 | H2 Domestic Flex_TAS | 2032 | TAS | TAS | 66.0847 | 74.6547 | 8.4989 | Flexible domestic
FZ2169_240531a | Progressive Change - Final | CDP9 | H2 Domestic Flex_TAS | 2033 | TAS | TAS | 95.2936 | 106.0648 | 12.1079 | Flexible domestic
FZ2169_240531a | Progressive Change - Final | CDP9 | H2 Domestic Flex_TAS | 2034 | TAS | TAS | 93.8191 | 106.0648 | 12.1079 | Flexible domestic
FZ2169_240531a | Progressive Change - Final | CDP9 | H2 Domestic Flex_TAS | 2035 | TAS | TAS | 98.1518 | 109.2787 | 12.4747 | Flexible domestic
FZ2169_240531a | Progressive Change - Final | CDP9 | H2 Domestic Flex_TAS | 2036 | TAS | TAS | 99.4811 | 130.8837 | 14.9002 | Flexible domestic
FZ2169_240531a | Progressive Change - Final | CDP9 | H2 Domestic Flex_TAS | 2037 | TAS | TAS | 97.2629 | 130.5261 | 14.9002 | Flexible domestic
FZ2169_240531a | Progressive Change - Final | CDP9 | H2 Domestic Flex_TAS | 2038 | TAS | TAS | 174.1542 | 216.8567 | 24.7553 | Flexible domestic
FZ2169_240531a | Progressive Change - Final | CDP9 | H2 Domestic Flex_TAS | 2039 | TAS | TAS | 170.2738 | 216.8567 | 24.7553 | Flexible domestic
FZ2169_240531a | Progressive Change - Final | CDP9 | H2 Domestic Flex_TAS | 2040 | TAS | TAS | 167.28 | 217.4508 | 24.7553 | Flexible domestic
FZ2169_240531a | Progressive Change - Final | CDP9 | H2 Domestic Flex_TAS | 2041 | TAS | TAS | 165.4189 | 312.5319 | 35.6772 | Flexible domestic
FZ2169_240531a | Progressive Change - Final | CDP9 | H2 Domestic Flex_TAS | 2042 | TAS | TAS | 169.1686 | 312.5319 | 35.6772 | Flexible domestic
FZ2169_240531a | Progressive Change - Final | CDP9 | H2 Domestic Flex_TAS | 2043 | TAS | TAS | 170.1358 | 312.5319 | 35.6772 | Flexible domestic
FZ2169_240531a | Progressive Change - Final | CDP9 | H2 Domestic Flex_TAS | 2044 | TAS | TAS | 173.9124 | 313.3881 | 35.6772 | Flexible domestic
FZ2169_240531a | Progressive Change - Final | CDP9 | H2 Domestic Flex_TAS | 2045 | TAS | TAS | 175.0212 | 312.5319 | 35.6772 | Flexible domestic
FZ2169_240531a | Progressive Change - Final | CDP9 | H2 Domestic Flex_TAS | 2046 | TAS | TAS | 175.0212 | 312.5319 | 35.6772 | Flexible domestic
FZ2169_240531a | Progressive Change - Final | CDP9 | H2 Domestic Flex_TAS | 2047 | TAS | TAS | 175.0212 | 355.5001 | 40.5822 | Flexible domestic
FZ2169_240531a | Progressive Change - Final | CDP9 | H2 Domestic Flex_TAS | 2048 | TAS | TAS | 175.0212 | 356.4741 | 40.5822 | Flexible domestic
FZ2169_240531a | Progressive Change - Final | CDP9 | H2 Domestic Flex_TAS | 2049 | TAS | TAS | 175.0212 | 355.5001 | 40.5822 | Flexible domestic
FZ2169_240531a | Progressive Change - Final | CDP9 | H2 Domestic Flex_TAS | 2050 | TAS | TAS | 175.0212 | 357.8573 | 40.8513 | Flexible domestic
FZ2169_240531a | Progressive Change - Final | CDP9 | H2 Domestic Flex_TAS | 2051 | TAS | TAS | 175.0212 | 357.8573 | 40.8513 | Flexible domestic
FZ2169_240531a | Progressive Change - Final | CDP9 | H2 Domestic Flex_TAS | 2052 | TAS | TAS | 175.0212 | 359.53 | 40.9301 | Flexible domestic
FZ2169_240531a | Progressive Change - Final | CDP9 | H2 Domestic Fixed_VIC | 2025 | VIC | VIC | 2.5574 | 2.5574 | 0.29194 | Fixed domestic
FZ2169_240531a | Progressive Change - Final | CDP9 | H2 Domestic Fixed_VIC | 2026 | VIC | VIC | 4.0307 | 4.0307 | 0.46013 | Fixed domestic
FZ2169_240531a | Progressive Change - Final | CDP9 | H2 Domestic Fixed_VIC | 2027 | VIC | VIC | 4.0307 | 4.0307 | 0.46013 | Fixed domestic
FZ2169_240531a | Progressive Change - Final | CDP9 | H2 Domestic Fixed_VIC | 2028 | VIC | VIC | 4.0418 | 4.0418 | 0.46013 | Fixed domestic
FZ2169_240531a | Progressive Change - Final | CDP9 | H2 Domestic Fixed_VIC | 2029 | VIC | VIC | 50.4395 | 50.4395 | 5.7579 | Fixed domestic
FZ2169_240531a | Progressive Change - Final | CDP9 | H2 Domestic Fixed_VIC | 2030 | VIC | VIC | 139.1119 | 139.1119 | 15.8804 | Fixed domestic
FZ2169_240531a | Progressive Change - Final | CDP9 | H2 Domestic Fixed_VIC | 2031 | VIC | VIC | 139.1119 | 139.1119 | 15.8804 | Fixed domestic
FZ2169_240531a | Progressive Change - Final | CDP9 | H2 Domestic Fixed_VIC | 2032 | VIC | VIC | 204.8376 | 204.8376 | 23.3194 | Fixed domestic
FZ2169_240531a | Progressive Change - Final | CDP9 | H2 Domestic Fixed_VIC | 2033 | VIC | VIC | 420.9245 | 420.9245 | 48.0507 | Fixed domestic
FZ2169_240531a | Progressive Change - Final | CDP9 | H2 Domestic Fixed_VIC | 2034 | VIC | VIC | 420.9245 | 420.9245 | 48.0507 | Fixed domestic
FZ2169_240531a | Progressive Change - Final | CDP9 | H2 Domestic Fixed_VIC | 2035 | VIC | VIC | 489.2586 | 489.2586 | 55.8514 | Fixed domestic
FZ2169_240531a | Progressive Change - Final | CDP9 | H2 Domestic Fixed_VIC | 2036 | VIC | VIC | 549.27 | 549.27 | 62.5307 | Fixed domestic
FZ2169_240531a | Progressive Change - Final | CDP9 | H2 Domestic Fixed_VIC | 2037 | VIC | VIC | 547.7692 | 547.7692 | 62.5307 | Fixed domestic
FZ2169_240531a | Progressive Change - Final | CDP9 | H2 Domestic Fixed_VIC | 2038 | VIC | VIC | 576.3117 | 576.3117 | 65.789 | Fixed domestic
FZ2169_240531a | Progressive Change - Final | CDP9 | H2 Domestic Fixed_VIC | 2039 | VIC | VIC | 576.3117 | 576.3117 | 65.789 | Fixed domestic
FZ2169_240531a | Progressive Change - Final | CDP9 | H2 Domestic Fixed_VIC | 2040 | VIC | VIC | 577.8906 | 577.8906 | 65.789 | Fixed domestic
FZ2169_240531a | Progressive Change - Final | CDP9 | H2 Domestic Fixed_VIC | 2041 | VIC | VIC | 576.3117 | 576.3117 | 65.789 | Fixed domestic
FZ2169_240531a | Progressive Change - Final | CDP9 | H2 Domestic Fixed_VIC | 2042 | VIC | VIC | 576.3117 | 576.3117 | 65.789 | Fixed domestic
FZ2169_240531a | Progressive Change - Final | CDP9 | H2 Domestic Fixed_VIC | 2043 | VIC | VIC | 576.3117 | 576.3117 | 65.789 | Fixed domestic
FZ2169_240531a | Progressive Change - Final | CDP9 | H2 Domestic Fixed_VIC | 2044 | VIC | VIC | 598.902 | 598.902 | 68.181 | Fixed domestic
FZ2169_240531a | Progressive Change - Final | CDP9 | H2 Domestic Fixed_VIC | 2045 | VIC | VIC | 597.2657 | 597.2657 | 68.181 | Fixed domestic
FZ2169_240531a | Progressive Change - Final | CDP9 | H2 Domestic Fixed_VIC | 2046 | VIC | VIC | 597.2657 | 597.2657 | 68.181 | Fixed domestic
FZ2169_240531a | Progressive Change - Final | CDP9 | H2 Domestic Fixed_VIC | 2047 | VIC | VIC | 678.099 | 678.099 | 77.4086 | Fixed domestic
FZ2169_240531a | Progressive Change - Final | CDP9 | H2 Domestic Fixed_VIC | 2048 | VIC | VIC | 679.9568 | 679.9568 | 77.4086 | Fixed domestic
FZ2169_240531a | Progressive Change - Final | CDP9 | H2 Domestic Fixed_VIC | 2049 | VIC | VIC | 678.099 | 678.099 | 77.4086 | Fixed domestic
FZ2169_240531a | Progressive Change - Final | CDP9 | H2 Domestic Fixed_VIC | 2050 | VIC | VIC | 826.558 | 826.558 | 94.3559 | Fixed domestic
FZ2169_240531a | Progressive Change - Final | CDP9 | H2 Domestic Fixed_VIC | 2051 | VIC | VIC | 825.0847 | 825.0847 | 94.1877 | Fixed domestic
FZ2169_240531a | Progressive Change - Final | CDP9 | H2 Domestic Fixed_VIC | 2052 | VIC | VIC | 867.8842 | 867.8842 | 98.8028 | Fixed domestic
FZ2169_240531a | Progressive Change - Final | CDP9 | H2 Domestic Flex_VIC | 2025 | VIC | VIC | 49.3127 | 56.8302 | 6.4875 | Flexible domestic
FZ2169_240531a | Progressive Change - Final | CDP9 | H2 Domestic Flex_VIC | 2026 | VIC | VIC | 77.6668 | 89.5717 | 10.2251 | Flexible domestic
FZ2169_240531a | Progressive Change - Final | CDP9 | H2 Domestic Flex_VIC | 2027 | VIC | VIC | 75.935 | 89.5717 | 10.2251 | Flexible domestic
FZ2169_240531a | Progressive Change - Final | CDP9 | H2 Domestic Flex_VIC | 2028 | VIC | VIC | 74.2418 | 89.8171 | 10.2251 | Flexible domestic
FZ2169_240531a | Progressive Change - Final | CDP9 | H2 Domestic Flex_VIC | 2029 | VIC | VIC | 681.7364 | 1120.8784 | 127.9542 | Flexible domestic
FZ2169_240531a | Progressive Change - Final | CDP9 | H2 Domestic Flex_VIC | 2030 | VIC | VIC | 1845.7348 | 3091.376 | 352.8968 | Flexible domestic
FZ2169_240531a | Progressive Change - Final | CDP9 | H2 Domestic Flex_VIC | 2031 | VIC | VIC | 2721.9649 | 3091.376 | 352.8968 | Flexible domestic
FZ2169_240531a | Progressive Change - Final | CDP9 | H2 Domestic Flex_VIC | 2032 | VIC | VIC | 4029.4051 | 4551.9473 | 518.2089 | Flexible domestic
FZ2169_240531a | Progressive Change - Final | CDP9 | H2 Domestic Flex_VIC | 2033 | VIC | VIC | 7023.9976 | 9353.878 | 1067.7943 | Flexible domestic
FZ2169_240531a | Progressive Change - Final | CDP9 | H2 Domestic Flex_VIC | 2034 | VIC | VIC | 6901.807 | 9353.878 | 1067.7943 | Flexible domestic
FZ2169_240531a | Progressive Change - Final | CDP9 | H2 Domestic Flex_VIC | 2035 | VIC | VIC | 6908.0232 | 10872.4124 | 1241.143 | Flexible domestic
FZ2169_240531a | Progressive Change - Final | CDP9 | H2 Domestic Flex_VIC | 2036 | VIC | VIC | 6792.8171 | 12205.999 | 1389.5718 | Flexible domestic
FZ2169_240531a | Progressive Change - Final | CDP9 | H2 Domestic Flex_VIC | 2037 | VIC | VIC | 6641.3516 | 12172.6493 | 1389.5718 | Flexible domestic
FZ2169_240531a | Progressive Change - Final | CDP9 | H2 Domestic Flex_VIC | 2038 | VIC | VIC | 6623.0246 | 12806.9266 | 1461.9779 | Flexible domestic
FZ2169_240531a | Progressive Change - Final | CDP9 | H2 Domestic Flex_VIC | 2039 | VIC | VIC | 6516.1325 | 12806.9266 | 1461.9779 | Flexible domestic
FZ2169_240531a | Progressive Change - Final | CDP9 | H2 Domestic Flex_VIC | 2040 | VIC | VIC | 6406.72 | 12842.0141 | 1461.9779 | Flexible domestic
FZ2169_240531a | Progressive Change - Final | CDP9 | H2 Domestic Flex_VIC | 2041 | VIC | VIC | 6334.4865 | 12806.9266 | 1461.9779 | Flexible domestic
FZ2169_240531a | Progressive Change - Final | CDP9 | H2 Domestic Flex_VIC | 2042 | VIC | VIC | 6347.9136 | 12806.9266 | 1461.9779 | Flexible domestic
FZ2169_240531a | Progressive Change - Final | CDP9 | H2 Domestic Flex_VIC | 2043 | VIC | VIC | 6409.0816 | 12806.9266 | 1461.9779 | Flexible domestic
FZ2169_240531a | Progressive Change - Final | CDP9 | H2 Domestic Flex_VIC | 2044 | VIC | VIC | 6453.7613 | 13308.9333 | 1515.1336 | Flexible domestic
FZ2169_240531a | Progressive Change - Final | CDP9 | H2 Domestic Flex_VIC | 2045 | VIC | VIC | 6488.4472 | 13272.5701 | 1515.1336 | Flexible domestic
FZ2169_240531a | Progressive Change - Final | CDP9 | H2 Domestic Flex_VIC | 2046 | VIC | VIC | 6529.3694 | 13272.5701 | 1515.1336 | Flexible domestic
FZ2169_240531a | Progressive Change - Final | CDP9 | H2 Domestic Flex_VIC | 2047 | VIC | VIC | 6529.3694 | 15068.8668 | 1720.1903 | Flexible domestic
FZ2169_240531a | Progressive Change - Final | CDP9 | H2 Domestic Flex_VIC | 2048 | VIC | VIC | 6614.7091 | 15110.1514 | 1720.1903 | Flexible domestic
FZ2169_240531a | Progressive Change - Final | CDP9 | H2 Domestic Flex_VIC | 2049 | VIC | VIC | 6614.7091 | 15068.8668 | 1720.1903 | Flexible domestic
FZ2169_240531a | Progressive Change - Final | CDP9 | H2 Domestic Flex_VIC | 2050 | VIC | VIC | 7316.4322 | 18367.9563 | 2096.7987 | Flexible domestic
FZ2169_240531a | Progressive Change - Final | CDP9 | H2 Domestic Flex_VIC | 2051 | VIC | VIC | 7316.4322 | 18335.2149 | 2093.0611 | Flexible domestic
FZ2169_240531a | Progressive Change - Final | CDP9 | H2 Domestic Flex_VIC | 2052 | VIC | VIC | 7316.4322 | 19286.3149 | 2195.6187 | Flexible domestic
FZ0000_CF_240531a | Progressive Change - Final | Counterfactual | H2 Domestic Fixed_SNSW | 2025 | NSW | SNSW | 1.3276 | 1.3276 | 0.15156 | Fixed domestic
FZ0000_CF_240531a | Progressive Change - Final | Counterfactual | H2 Domestic Fixed_SNSW | 2026 | NSW | SNSW | 3.1853 | 3.1853 | 0.36362 | Fixed domestic
FZ0000_CF_240531a | Progressive Change - Final | Counterfactual | H2 Domestic Fixed_SNSW | 2027 | NSW | SNSW | 6.3084 | 6.3084 | 0.72014 | Fixed domestic
FZ0000_CF_240531a | Progressive Change - Final | Counterfactual | H2 Domestic Fixed_SNSW | 2028 | NSW | SNSW | 10.9957 | 10.9957 | 1.2518 | Fixed domestic
FZ0000_CF_240531a | Progressive Change - Final | Counterfactual | H2 Domestic Fixed_SNSW | 2029 | NSW | SNSW | 27.192 | 27.192 | 3.1041 | Fixed domestic
FZ0000_CF_240531a | Progressive Change - Final | Counterfactual | H2 Domestic Fixed_SNSW | 2030 | NSW | SNSW | 27.192 | 27.192 | 3.1041 | Fixed domestic
FZ0000_CF_240531a | Progressive Change - Final | Counterfactual | H2 Domestic Fixed_SNSW | 2031 | NSW | SNSW | 27.192 | 27.192 | 3.1041 | Fixed domestic
FZ0000_CF_240531a | Progressive Change - Final | Counterfactual | H2 Domestic Fixed_SNSW | 2032 | NSW | SNSW | 27.2665 | 27.2665 | 3.1041 | Fixed domestic
FZ0000_CF_240531a | Progressive Change - Final | Counterfactual | H2 Domestic Fixed_SNSW | 2033 | NSW | SNSW | 27.192 | 27.192 | 3.1041 | Fixed domestic
FZ0000_CF_240531a | Progressive Change - Final | Counterfactual | H2 Domestic Fixed_SNSW | 2034 | NSW | SNSW | 27.6335 | 27.6335 | 3.1545 | Fixed domestic
FZ0000_CF_240531a | Progressive Change - Final | Counterfactual | H2 Domestic Fixed_SNSW | 2035 | NSW | SNSW | 27.6335 | 27.6335 | 3.1545 | Fixed domestic
FZ0000_CF_240531a | Progressive Change - Final | Counterfactual | H2 Domestic Fixed_SNSW | 2036 | NSW | SNSW | 38.1133 | 38.1133 | 4.3389 | Fixed domestic
FZ0000_CF_240531a | Progressive Change - Final | Counterfactual | H2 Domestic Fixed_SNSW | 2037 | NSW | SNSW | 38.0092 | 38.0092 | 4.3389 | Fixed domestic
FZ0000_CF_240531a | Progressive Change - Final | Counterfactual | H2 Domestic Fixed_SNSW | 2038 | NSW | SNSW | 40.1835 | 40.1835 | 4.5872 | Fixed domestic
FZ0000_CF_240531a | Progressive Change - Final | Counterfactual | H2 Domestic Fixed_SNSW | 2039 | NSW | SNSW | 40.1835 | 40.1835 | 4.5872 | Fixed domestic
FZ0000_CF_240531a | Progressive Change - Final | Counterfactual | H2 Domestic Fixed_SNSW | 2040 | NSW | SNSW | 40.2935 | 40.2935 | 4.5872 | Fixed domestic
FZ0000_CF_240531a | Progressive Change - Final | Counterfactual | H2 Domestic Fixed_SNSW | 2041 | NSW | SNSW | 40.1835 | 40.1835 | 4.5872 | Fixed domestic
FZ0000_CF_240531a | Progressive Change - Final | Counterfactual | H2 Domestic Fixed_SNSW | 2042 | NSW | SNSW | 40.1835 | 40.1835 | 4.5872 | Fixed domestic
FZ0000_CF_240531a | Progressive Change - Final | Counterfactual | H2 Domestic Fixed_SNSW | 2043 | NSW | SNSW | 40.1835 | 40.1835 | 4.5872 | Fixed domestic
FZ0000_CF_240531a | Progressive Change - Final | Counterfactual | H2 Domestic Fixed_SNSW | 2044 | NSW | SNSW | 54.9452 | 54.9452 | 6.2551 | Fixed domestic
FZ0000_CF_240531a | Progressive Change - Final | Counterfactual | H2 Domestic Fixed_SNSW | 2045 | NSW | SNSW | 54.7951 | 54.7951 | 6.2551 | Fixed domestic
FZ0000_CF_240531a | Progressive Change - Final | Counterfactual | H2 Domestic Fixed_SNSW | 2046 | NSW | SNSW | 55.31 | 55.31 | 6.3139 | Fixed domestic
FZ0000_CF_240531a | Progressive Change - Final | Counterfactual | H2 Domestic Fixed_SNSW | 2047 | NSW | SNSW | 55.736 | 55.736 | 6.3626 | Fixed domestic
FZ0000_CF_240531a | Progressive Change - Final | Counterfactual | H2 Domestic Fixed_SNSW | 2048 | NSW | SNSW | 55.8887 | 55.8887 | 6.3626 | Fixed domestic
FZ0000_CF_240531a | Progressive Change - Final | Counterfactual | H2 Domestic Fixed_SNSW | 2049 | NSW | SNSW | 107.1346 | 107.1346 | 12.23 | Fixed domestic
FZ0000_CF_240531a | Progressive Change - Final | Counterfactual | H2 Domestic Fixed_SNSW | 2050 | NSW | SNSW | 206.5924 | 206.5924 | 23.5836 | Fixed domestic
FZ0000_CF_240531a | Progressive Change - Final | Counterfactual | H2 Domestic Fixed_SNSW | 2051 | NSW | SNSW | 208.9276 | 208.9276 | 23.8502 | Fixed domestic
FZ0000_CF_240531a | Progressive Change - Final | Counterfactual | H2 Domestic Fixed_SNSW | 2052 | NSW | SNSW | 206.3684 | 206.3684 | 23.4937 | Fixed domestic
FZ0000_CF_240531a | Progressive Change - Final | Counterfactual | H2 Domestic Flex_SNSW | 2025 | NSW | SNSW | 25.6001 | 29.5027 | 3.3679 | Flexible domestic
FZ0000_CF_240531a | Progressive Change - Final | Counterfactual | H2 Domestic Flex_SNSW | 2026 | NSW | SNSW | 61.376 | 70.7839 | 8.0803 | Flexible domestic
FZ0000_CF_240531a | Progressive Change - Final | Counterfactual | H2 Domestic Flex_SNSW | 2027 | NSW | SNSW | 120.043 | 140.1867 | 16.003 | Flexible domestic
FZ0000_CF_240531a | Progressive Change - Final | Counterfactual | H2 Domestic Flex_SNSW | 2028 | NSW | SNSW | 210.6775 | 244.3483 | 27.8174 | Flexible domestic
FZ0000_CF_240531a | Progressive Change - Final | Counterfactual | H2 Domestic Flex_SNSW | 2029 | NSW | SNSW | 349.4215 | 604.2666 | 68.9802 | Flexible domestic
FZ0000_CF_240531a | Progressive Change - Final | Counterfactual | H2 Domestic Flex_SNSW | 2030 | NSW | SNSW | 534.1801 | 604.2666 | 68.9802 | Flexible domestic
FZ0000_CF_240531a | Progressive Change - Final | Counterfactual | H2 Domestic Flex_SNSW | 2031 | NSW | SNSW | 492.3807 | 604.2666 | 68.9802 | Flexible domestic
FZ0000_CF_240531a | Progressive Change - Final | Counterfactual | H2 Domestic Flex_SNSW | 2032 | NSW | SNSW | 476.0745 | 605.9221 | 68.9802 | Flexible domestic
FZ0000_CF_240531a | Progressive Change - Final | Counterfactual | H2 Domestic Flex_SNSW | 2033 | NSW | SNSW | 481.2264 | 604.2666 | 68.9802 | Flexible domestic
FZ0000_CF_240531a | Progressive Change - Final | Counterfactual | H2 Domestic Flex_SNSW | 2034 | NSW | SNSW | 552.3411 | 614.0776 | 70.1002 | Flexible domestic
FZ0000_CF_240531a | Progressive Change - Final | Counterfactual | H2 Domestic Flex_SNSW | 2035 | NSW | SNSW | 545.5686 | 614.0776 | 70.1002 | Flexible domestic
FZ0000_CF_240531a | Progressive Change - Final | Counterfactual | H2 Domestic Flex_SNSW | 2036 | NSW | SNSW | 533.4557 | 846.9629 | 96.4211 | Flexible domestic
FZ0000_CF_240531a | Progressive Change - Final | Counterfactual | H2 Domestic Flex_SNSW | 2037 | NSW | SNSW | 521.5747 | 844.6488 | 96.4211 | Flexible domestic
FZ0000_CF_240531a | Progressive Change - Final | Counterfactual | H2 Domestic Flex_SNSW | 2038 | NSW | SNSW | 513.1739 | 892.9657 | 101.9367 | Flexible domestic
FZ0000_CF_240531a | Progressive Change - Final | Counterfactual | H2 Domestic Flex_SNSW | 2039 | NSW | SNSW | 505.0726 | 892.9657 | 101.9367 | Flexible domestic
FZ0000_CF_240531a | Progressive Change - Final | Counterfactual | H2 Domestic Flex_SNSW | 2040 | NSW | SNSW | 495.9991 | 895.4122 | 101.9367 | Flexible domestic
FZ0000_CF_240531a | Progressive Change - Final | Counterfactual | H2 Domestic Flex_SNSW | 2041 | NSW | SNSW | 490.409 | 892.9657 | 101.9367 | Flexible domestic
FZ0000_CF_240531a | Progressive Change - Final | Counterfactual | H2 Domestic Flex_SNSW | 2042 | NSW | SNSW | 493.7656 | 892.9657 | 101.9367 | Flexible domestic
FZ0000_CF_240531a | Progressive Change - Final | Counterfactual | H2 Domestic Flex_SNSW | 2043 | NSW | SNSW | 497.5281 | 892.9657 | 101.9367 | Flexible domestic
FZ0000_CF_240531a | Progressive Change - Final | Counterfactual | H2 Domestic Flex_SNSW | 2044 | NSW | SNSW | 500.06 | 1221.0051 | 139.0033 | Flexible domestic
FZ0000_CF_240531a | Progressive Change - Final | Counterfactual | H2 Domestic Flex_SNSW | 2045 | NSW | SNSW | 501.0179 | 1217.6691 | 139.0033 | Flexible domestic
FZ0000_CF_240531a | Progressive Change - Final | Counterfactual | H2 Domestic Flex_SNSW | 2046 | NSW | SNSW | 502.8628 | 1229.1104 | 140.3094 | Flexible domestic
FZ0000_CF_240531a | Progressive Change - Final | Counterfactual | H2 Domestic Flex_SNSW | 2047 | NSW | SNSW | 503.9421 | 1238.5783 | 141.3902 | Flexible domestic
FZ0000_CF_240531a | Progressive Change - Final | Counterfactual | H2 Domestic Flex_SNSW | 2048 | NSW | SNSW | 837.0633 | 1241.9717 | 141.3902 | Flexible domestic
FZ0000_CF_240531a | Progressive Change - Final | Counterfactual | H2 Domestic Flex_SNSW | 2049 | NSW | SNSW | 1166.1951 | 2380.768 | 271.7772 | Flexible domestic
FZ0000_CF_240531a | Progressive Change - Final | Counterfactual | H2 Domestic Flex_SNSW | 2050 | NSW | SNSW | 1495.0574 | 4590.9422 | 524.0802 | Flexible domestic
FZ0000_CF_240531a | Progressive Change - Final | Counterfactual | H2 Domestic Flex_SNSW | 2051 | NSW | SNSW | 1496.3303 | 4642.8363 | 530.0041 | Flexible domestic
FZ0000_CF_240531a | Progressive Change - Final | Counterfactual | H2 Domestic Flex_SNSW | 2052 | NSW | SNSW | 1495.761 | 4585.9634 | 522.0814 | Flexible domestic
FZ0000_CF_240531a | Progressive Change - Final | Counterfactual | H2 Domestic Fixed_SNW | 2025 | NSW | SNW | 6.7088 | 6.7088 | 0.76584 | Fixed domestic
FZ0000_CF_240531a | Progressive Change - Final | Counterfactual | H2 Domestic Fixed_SNW | 2026 | NSW | SNW | 16.2535 | 16.2535 | 1.8554 | Fixed domestic
FZ0000_CF_240531a | Progressive Change - Final | Counterfactual | H2 Domestic Fixed_SNW | 2027 | NSW | SNW | 32.1809 | 32.1809 | 3.6736 | Fixed domestic
FZ0000_CF_240531a | Progressive Change - Final | Counterfactual | H2 Domestic Fixed_SNW | 2028 | NSW | SNW | 56.1933 | 56.1933 | 6.3972 | Fixed domestic
FZ0000_CF_240531a | Progressive Change - Final | Counterfactual | H2 Domestic Fixed_SNW | 2029 | NSW | SNW | 129.4112 | 129.4112 | 14.773 | Fixed domestic
FZ0000_CF_240531a | Progressive Change - Final | Counterfactual | H2 Domestic Fixed_SNW | 2030 | NSW | SNW | 129.4112 | 129.4112 | 14.773 | Fixed domestic
FZ0000_CF_240531a | Progressive Change - Final | Counterfactual | H2 Domestic Fixed_SNW | 2031 | NSW | SNW | 129.4112 | 129.4112 | 14.773 | Fixed domestic
FZ0000_CF_240531a | Progressive Change - Final | Counterfactual | H2 Domestic Fixed_SNW | 2032 | NSW | SNW | 129.7658 | 129.7658 | 14.773 | Fixed domestic
FZ0000_CF_240531a | Progressive Change - Final | Counterfactual | H2 Domestic Fixed_SNW | 2033 | NSW | SNW | 129.4112 | 129.4112 | 14.773 | Fixed domestic
FZ0000_CF_240531a | Progressive Change - Final | Counterfactual | H2 Domestic Fixed_SNW | 2034 | NSW | SNW | 145.2244 | 145.2244 | 16.5781 | Fixed domestic
FZ0000_CF_240531a | Progressive Change - Final | Counterfactual | H2 Domestic Fixed_SNW | 2035 | NSW | SNW | 146.2042 | 146.2042 | 16.69 | Fixed domestic
FZ0000_CF_240531a | Progressive Change - Final | Counterfactual | H2 Domestic Fixed_SNW | 2036 | NSW | SNW | 224.5534 | 224.5534 | 25.5639 | Fixed domestic
FZ0000_CF_240531a | Progressive Change - Final | Counterfactual | H2 Domestic Fixed_SNW | 2037 | NSW | SNW | 223.9399 | 223.9399 | 25.5639 | Fixed domestic
FZ0000_CF_240531a | Progressive Change - Final | Counterfactual | H2 Domestic Fixed_SNW | 2038 | NSW | SNW | 237.2413 | 237.2413 | 27.0823 | Fixed domestic
FZ0000_CF_240531a | Progressive Change - Final | Counterfactual | H2 Domestic Fixed_SNW | 2039 | NSW | SNW | 237.2413 | 237.2413 | 27.0823 | Fixed domestic
FZ0000_CF_240531a | Progressive Change - Final | Counterfactual | H2 Domestic Fixed_SNW | 2040 | NSW | SNW | 237.8913 | 237.8913 | 27.0823 | Fixed domestic
FZ0000_CF_240531a | Progressive Change - Final | Counterfactual | H2 Domestic Fixed_SNW | 2041 | NSW | SNW | 237.2413 | 237.2413 | 27.0823 | Fixed domestic
FZ0000_CF_240531a | Progressive Change - Final | Counterfactual | H2 Domestic Fixed_SNW | 2042 | NSW | SNW | 237.2413 | 237.2413 | 27.0823 | Fixed domestic
FZ0000_CF_240531a | Progressive Change - Final | Counterfactual | H2 Domestic Fixed_SNW | 2043 | NSW | SNW | 237.2413 | 237.2413 | 27.0823 | Fixed domestic
FZ0000_CF_240531a | Progressive Change - Final | Counterfactual | H2 Domestic Fixed_SNW | 2044 | NSW | SNW | 282.9542 | 282.9542 | 32.2124 | Fixed domestic
FZ0000_CF_240531a | Progressive Change - Final | Counterfactual | H2 Domestic Fixed_SNW | 2045 | NSW | SNW | 282.1811 | 282.1811 | 32.2124 | Fixed domestic
FZ0000_CF_240531a | Progressive Change - Final | Counterfactual | H2 Domestic Fixed_SNW | 2046 | NSW | SNW | 284.5993 | 284.5993 | 32.4885 | Fixed domestic
FZ0000_CF_240531a | Progressive Change - Final | Counterfactual | H2 Domestic Fixed_SNW | 2047 | NSW | SNW | 294.7233 | 294.7233 | 33.6442 | Fixed domestic
FZ0000_CF_240531a | Progressive Change - Final | Counterfactual | H2 Domestic Fixed_SNW | 2048 | NSW | SNW | 345.9221 | 345.9221 | 39.3809 | Fixed domestic
FZ0000_CF_240531a | Progressive Change - Final | Counterfactual | H2 Domestic Fixed_SNW | 2049 | NSW | SNW | 556.9871 | 556.9871 | 63.583 | Fixed domestic
FZ0000_CF_240531a | Progressive Change - Final | Counterfactual | H2 Domestic Fixed_SNW | 2050 | NSW | SNW | 1043.5648 | 1043.5648 | 119.1284 | Fixed domestic
FZ0000_CF_240531a | Progressive Change - Final | Counterfactual | H2 Domestic Fixed_SNW | 2051 | NSW | SNW | 1075.8589 | 1075.8589 | 122.8149 | Fixed domestic
FZ0000_CF_240531a | Progressive Change - Final | Counterfactual | H2 Domestic Fixed_SNW | 2052 | NSW | SNW | 1062.8354 | 1062.8354 | 120.9967 | Fixed domestic
FZ0000_CF_240531a | Progressive Change - Final | Counterfactual | H2 Domestic Flex_SNW | 2025 | NSW | SNW | 129.3626 | 149.0835 | 17.0187 | Flexible domestic
FZ0000_CF_240531a | Progressive Change - Final | Counterfactual | H2 Domestic Flex_SNW | 2026 | NSW | SNW | 313.1838 | 361.189 | 41.2316 | Flexible domestic
FZ0000_CF_240531a | Progressive Change - Final | Counterfactual | H2 Domestic Flex_SNW | 2027 | NSW | SNW | 612.3729 | 715.1317 | 81.636 | Flexible domestic
FZ0000_CF_240531a | Progressive Change - Final | Counterfactual | H2 Domestic Flex_SNW | 2028 | NSW | SNW | 1076.6655 | 1248.7402 | 142.1608 | Flexible domestic
FZ0000_CF_240531a | Progressive Change - Final | Counterfactual | H2 Domestic Flex_SNW | 2029 | NSW | SNW | 1746.9973 | 2875.8056 | 328.2883 | Flexible domestic
FZ0000_CF_240531a | Progressive Change - Final | Counterfactual | H2 Domestic Flex_SNW | 2030 | NSW | SNW | 2542.2523 | 2875.8056 | 328.2883 | Flexible domestic
FZ0000_CF_240531a | Progressive Change - Final | Counterfactual | H2 Domestic Flex_SNW | 2031 | NSW | SNW | 2515.4538 | 2875.8056 | 328.2883 | Flexible domestic
FZ0000_CF_240531a | Progressive Change - Final | Counterfactual | H2 Domestic Flex_SNW | 2032 | NSW | SNW | 2464.6917 | 2883.6845 | 328.2883 | Flexible domestic
FZ0000_CF_240531a | Progressive Change - Final | Counterfactual | H2 Domestic Flex_SNW | 2033 | NSW | SNW | 2494.3597 | 2875.8056 | 328.2883 | Flexible domestic
FZ0000_CF_240531a | Progressive Change - Final | Counterfactual | H2 Domestic Flex_SNW | 2034 | NSW | SNW | 2885.4333 | 3227.2093 | 368.4029 | Flexible domestic
FZ0000_CF_240531a | Progressive Change - Final | Counterfactual | H2 Domestic Flex_SNW | 2035 | NSW | SNW | 2849.6575 | 3248.9813 | 370.8883 | Flexible domestic
FZ0000_CF_240531a | Progressive Change - Final | Counterfactual | H2 Domestic Flex_SNW | 2036 | NSW | SNW | 2786.0641 | 4990.0761 | 568.087 | Flexible domestic
FZ0000_CF_240531a | Progressive Change - Final | Counterfactual | H2 Domestic Flex_SNW | 2037 | NSW | SNW | 2723.9268 | 4976.442 | 568.087 | Flexible domestic
FZ0000_CF_240531a | Progressive Change - Final | Counterfactual | H2 Domestic Flex_SNW | 2038 | NSW | SNW | 2663.3638 | 5272.0299 | 601.8299 | Flexible domestic
FZ0000_CF_240531a | Progressive Change - Final | Counterfactual | H2 Domestic Flex_SNW | 2039 | NSW | SNW | 2620.6811 | 5272.0299 | 601.8299 | Flexible domestic
FZ0000_CF_240531a | Progressive Change - Final | Counterfactual | H2 Domestic Flex_SNW | 2040 | NSW | SNW | 2572.9575 | 5286.4738 | 601.8299 | Flexible domestic
FZ0000_CF_240531a | Progressive Change - Final | Counterfactual | H2 Domestic Flex_SNW | 2041 | NSW | SNW | 2543.9462 | 5272.0299 | 601.8299 | Flexible domestic
FZ0000_CF_240531a | Progressive Change - Final | Counterfactual | H2 Domestic Flex_SNW | 2042 | NSW | SNW | 2561.6327 | 5272.0299 | 601.8299 | Flexible domestic
FZ0000_CF_240531a | Progressive Change - Final | Counterfactual | H2 Domestic Flex_SNW | 2043 | NSW | SNW | 2563.6655 | 5272.0299 | 601.8299 | Flexible domestic
FZ0000_CF_240531a | Progressive Change - Final | Counterfactual | H2 Domestic Flex_SNW | 2044 | NSW | SNW | 2575.1833 | 6287.87 | 715.8322 | Flexible domestic
FZ0000_CF_240531a | Progressive Change - Final | Counterfactual | H2 Domestic Flex_SNW | 2045 | NSW | SNW | 2578.8465 | 6270.69 | 715.8322 | Flexible domestic
FZ0000_CF_240531a | Progressive Change - Final | Counterfactual | H2 Domestic Flex_SNW | 2046 | NSW | SNW | 2587.4979 | 6324.4299 | 721.9669 | Flexible domestic
FZ0000_CF_240531a | Progressive Change - Final | Counterfactual | H2 Domestic Flex_SNW | 2047 | NSW | SNW | 2592.1995 | 6549.4067 | 747.6492 | Flexible domestic
FZ0000_CF_240531a | Progressive Change - Final | Counterfactual | H2 Domestic Flex_SNW | 2048 | NSW | SNW | 4305.0496 | 7687.1567 | 875.1317 | Flexible domestic
FZ0000_CF_240531a | Progressive Change - Final | Counterfactual | H2 Domestic Flex_SNW | 2049 | NSW | SNW | 6005.5935 | 12377.4907 | 1412.9556 | Flexible domestic
FZ0000_CF_240531a | Progressive Change - Final | Counterfactual | H2 Domestic Flex_SNW | 2050 | NSW | SNW | 7706.5765 | 23190.3297 | 2647.2979 | Flexible domestic
FZ0000_CF_240531a | Progressive Change - Final | Counterfactual | H2 Domestic Flex_SNW | 2051 | NSW | SNW | 7705.3035 | 23907.9758 | 2729.221 | Flexible domestic
FZ0000_CF_240531a | Progressive Change - Final | Counterfactual | H2 Domestic Flex_SNW | 2052 | NSW | SNW | 7705.8728 | 23618.5647 | 2688.8166 | Flexible domestic
FZ0000_CF_240531a | Progressive Change - Final | Counterfactual | H2 Domestic Fixed_CQ | 2025 | QLD | CQ | 0.57346 | 0.57346 | 0.065464 | Fixed domestic
FZ0000_CF_240531a | Progressive Change - Final | Counterfactual | H2 Domestic Fixed_CQ | 2026 | QLD | CQ | 0.62369 | 0.62369 | 0.071197 | Fixed domestic
FZ0000_CF_240531a | Progressive Change - Final | Counterfactual | H2 Domestic Fixed_CQ | 2027 | QLD | CQ | 0.62369 | 0.62369 | 0.071197 | Fixed domestic
FZ0000_CF_240531a | Progressive Change - Final | Counterfactual | H2 Domestic Fixed_CQ | 2028 | QLD | CQ | 0.6254 | 0.6254 | 0.071197 | Fixed domestic
FZ0000_CF_240531a | Progressive Change - Final | Counterfactual | H2 Domestic Fixed_CQ | 2029 | QLD | CQ | 17.067 | 17.067 | 1.9483 | Fixed domestic
FZ0000_CF_240531a | Progressive Change - Final | Counterfactual | H2 Domestic Fixed_CQ | 2030 | QLD | CQ | 63.9795 | 63.9795 | 7.3036 | Fixed domestic
FZ0000_CF_240531a | Progressive Change - Final | Counterfactual | H2 Domestic Fixed_CQ | 2031 | QLD | CQ | 63.9795 | 63.9795 | 7.3036 | Fixed domestic
FZ0000_CF_240531a | Progressive Change - Final | Counterfactual | H2 Domestic Fixed_CQ | 2032 | QLD | CQ | 64.1548 | 64.1548 | 7.3036 | Fixed domestic
FZ0000_CF_240531a | Progressive Change - Final | Counterfactual | H2 Domestic Fixed_CQ | 2033 | QLD | CQ | 69.1223 | 69.1223 | 7.8907 | Fixed domestic
FZ0000_CF_240531a | Progressive Change - Final | Counterfactual | H2 Domestic Fixed_CQ | 2034 | QLD | CQ | 76.3225 | 76.3225 | 8.7126 | Fixed domestic
FZ0000_CF_240531a | Progressive Change - Final | Counterfactual | H2 Domestic Fixed_CQ | 2035 | QLD | CQ | 96.5362 | 96.5362 | 11.0201 | Fixed domestic
FZ0000_CF_240531a | Progressive Change - Final | Counterfactual | H2 Domestic Fixed_CQ | 2036 | QLD | CQ | 96.8007 | 96.8007 | 11.0201 | Fixed domestic
FZ0000_CF_240531a | Progressive Change - Final | Counterfactual | H2 Domestic Fixed_CQ | 2037 | QLD | CQ | 96.5362 | 96.5362 | 11.0201 | Fixed domestic
FZ0000_CF_240531a | Progressive Change - Final | Counterfactual | H2 Domestic Fixed_CQ | 2038 | QLD | CQ | 103.6866 | 103.6866 | 11.8364 | Fixed domestic
FZ0000_CF_240531a | Progressive Change - Final | Counterfactual | H2 Domestic Fixed_CQ | 2039 | QLD | CQ | 110.0706 | 110.0706 | 12.5651 | Fixed domestic
FZ0000_CF_240531a | Progressive Change - Final | Counterfactual | H2 Domestic Fixed_CQ | 2040 | QLD | CQ | 110.3721 | 110.3721 | 12.5651 | Fixed domestic
FZ0000_CF_240531a | Progressive Change - Final | Counterfactual | H2 Domestic Fixed_CQ | 2041 | QLD | CQ | 110.0706 | 110.0706 | 12.5651 | Fixed domestic
FZ0000_CF_240531a | Progressive Change - Final | Counterfactual | H2 Domestic Fixed_CQ | 2042 | QLD | CQ | 110.0706 | 110.0706 | 12.5651 | Fixed domestic
FZ0000_CF_240531a | Progressive Change - Final | Counterfactual | H2 Domestic Fixed_CQ | 2043 | QLD | CQ | 110.0706 | 110.0706 | 12.5651 | Fixed domestic
FZ0000_CF_240531a | Progressive Change - Final | Counterfactual | H2 Domestic Fixed_CQ | 2044 | QLD | CQ | 143.7307 | 143.7307 | 16.3628 | Fixed domestic
FZ0000_CF_240531a | Progressive Change - Final | Counterfactual | H2 Domestic Fixed_CQ | 2045 | QLD | CQ | 143.338 | 143.338 | 16.3628 | Fixed domestic
FZ0000_CF_240531a | Progressive Change - Final | Counterfactual | H2 Domestic Fixed_CQ | 2046 | QLD | CQ | 159.0865 | 159.0865 | 18.1606 | Fixed domestic
FZ0000_CF_240531a | Progressive Change - Final | Counterfactual | H2 Domestic Fixed_CQ | 2047 | QLD | CQ | 159.0865 | 159.0865 | 18.1606 | Fixed domestic
FZ0000_CF_240531a | Progressive Change - Final | Counterfactual | H2 Domestic Fixed_CQ | 2048 | QLD | CQ | 159.5223 | 159.5223 | 18.1606 | Fixed domestic
FZ0000_CF_240531a | Progressive Change - Final | Counterfactual | H2 Domestic Fixed_CQ | 2049 | QLD | CQ | 191.0077 | 191.0077 | 21.8045 | Fixed domestic
FZ0000_CF_240531a | Progressive Change - Final | Counterfactual | H2 Domestic Fixed_CQ | 2050 | QLD | CQ | 190.4343 | 190.4343 | 21.7391 | Fixed domestic
FZ0000_CF_240531a | Progressive Change - Final | Counterfactual | H2 Domestic Fixed_CQ | 2051 | QLD | CQ | 200.799 | 200.799 | 22.9223 | Fixed domestic
FZ0000_CF_240531a | Progressive Change - Final | Counterfactual | H2 Domestic Fixed_CQ | 2052 | QLD | CQ | 259.1106 | 259.1106 | 29.498 | Fixed domestic
FZ0000_CF_240531a | Progressive Change - Final | Counterfactual | H2 Domestic Flex_CQ | 2025 | QLD | CQ | 11.0579 | 12.7437 | 1.4548 | Flexible domestic
FZ0000_CF_240531a | Progressive Change - Final | Counterfactual | H2 Domestic Flex_CQ | 2026 | QLD | CQ | 12.0177 | 13.8598 | 1.5822 | Flexible domestic
FZ0000_CF_240531a | Progressive Change - Final | Counterfactual | H2 Domestic Flex_CQ | 2027 | QLD | CQ | 11.7569 | 13.8598 | 1.5822 | Flexible domestic
FZ0000_CF_240531a | Progressive Change - Final | Counterfactual | H2 Domestic Flex_CQ | 2028 | QLD | CQ | 10.2983 | 13.8977 | 1.5822 | Flexible domestic
FZ0000_CF_240531a | Progressive Change - Final | Counterfactual | H2 Domestic Flex_CQ | 2029 | QLD | CQ | 327.7287 | 379.2661 | 43.2952 | Flexible domestic
FZ0000_CF_240531a | Progressive Change - Final | Counterfactual | H2 Domestic Flex_CQ | 2030 | QLD | CQ | 1134.0005 | 1421.7669 | 162.3022 | Flexible domestic
FZ0000_CF_240531a | Progressive Change - Final | Counterfactual | H2 Domestic Flex_CQ | 2031 | QLD | CQ | 900.3638 | 1421.7669 | 162.3022 | Flexible domestic
FZ0000_CF_240531a | Progressive Change - Final | Counterfactual | H2 Domestic Flex_CQ | 2032 | QLD | CQ | 1081.8579 | 1425.6622 | 162.3022 | Flexible domestic
FZ0000_CF_240531a | Progressive Change - Final | Counterfactual | H2 Domestic Flex_CQ | 2033 | QLD | CQ | 1380.0604 | 1536.051 | 175.3483 | Flexible domestic
FZ0000_CF_240531a | Progressive Change - Final | Counterfactual | H2 Domestic Flex_CQ | 2034 | QLD | CQ | 1525.5419 | 1696.0553 | 193.6136 | Flexible domestic
FZ0000_CF_240531a | Progressive Change - Final | Counterfactual | H2 Domestic Flex_CQ | 2035 | QLD | CQ | 1607.392 | 2145.2487 | 244.8914 | Flexible domestic
FZ0000_CF_240531a | Progressive Change - Final | Counterfactual | H2 Domestic Flex_CQ | 2036 | QLD | CQ | 1587.6047 | 2151.1261 | 244.8914 | Flexible domestic
FZ0000_CF_240531a | Progressive Change - Final | Counterfactual | H2 Domestic Flex_CQ | 2037 | QLD | CQ | 1567.6516 | 2145.2487 | 244.8914 | Flexible domestic
FZ0000_CF_240531a | Progressive Change - Final | Counterfactual | H2 Domestic Flex_CQ | 2038 | QLD | CQ | 1547.4387 | 2304.1464 | 263.0304 | Flexible domestic
FZ0000_CF_240531a | Progressive Change - Final | Counterfactual | H2 Domestic Flex_CQ | 2039 | QLD | CQ | 1531.3744 | 2446.0128 | 279.2252 | Flexible domestic
FZ0000_CF_240531a | Progressive Change - Final | Counterfactual | H2 Domestic Flex_CQ | 2040 | QLD | CQ | 1519.6011 | 2452.7142 | 279.2252 | Flexible domestic
FZ0000_CF_240531a | Progressive Change - Final | Counterfactual | H2 Domestic Flex_CQ | 2041 | QLD | CQ | 1513.8836 | 2446.0128 | 279.2252 | Flexible domestic
FZ0000_CF_240531a | Progressive Change - Final | Counterfactual | H2 Domestic Flex_CQ | 2042 | QLD | CQ | 1531.661 | 2446.0128 | 279.2252 | Flexible domestic
FZ0000_CF_240531a | Progressive Change - Final | Counterfactual | H2 Domestic Flex_CQ | 2043 | QLD | CQ | 1551.868 | 2446.0128 | 279.2252 | Flexible domestic
FZ0000_CF_240531a | Progressive Change - Final | Counterfactual | H2 Domestic Flex_CQ | 2044 | QLD | CQ | 1569.722 | 3194.0146 | 363.6173 | Flexible domestic
FZ0000_CF_240531a | Progressive Change - Final | Counterfactual | H2 Domestic Flex_CQ | 2045 | QLD | CQ | 1589.3224 | 3185.2878 | 363.6173 | Flexible domestic
FZ0000_CF_240531a | Progressive Change - Final | Counterfactual | H2 Domestic Flex_CQ | 2046 | QLD | CQ | 1606.9562 | 3535.2551 | 403.5679 | Flexible domestic
FZ0000_CF_240531a | Progressive Change - Final | Counterfactual | H2 Domestic Flex_CQ | 2047 | QLD | CQ | 1623.1005 | 3535.2551 | 403.5679 | Flexible domestic
FZ0000_CF_240531a | Progressive Change - Final | Counterfactual | H2 Domestic Flex_CQ | 2048 | QLD | CQ | 1643.5557 | 3544.9408 | 403.5679 | Flexible domestic
FZ0000_CF_240531a | Progressive Change - Final | Counterfactual | H2 Domestic Flex_CQ | 2049 | QLD | CQ | 1667.5906 | 4244.6163 | 484.5452 | Flexible domestic
FZ0000_CF_240531a | Progressive Change - Final | Counterfactual | H2 Domestic Flex_CQ | 2050 | QLD | CQ | 1667.5906 | 4231.8726 | 483.0905 | Flexible domestic
FZ0000_CF_240531a | Progressive Change - Final | Counterfactual | H2 Domestic Flex_CQ | 2051 | QLD | CQ | 1667.5906 | 4462.2009 | 509.3837 | Flexible domestic
FZ0000_CF_240531a | Progressive Change - Final | Counterfactual | H2 Domestic Flex_CQ | 2052 | QLD | CQ | 2319.4322 | 5758.0132 | 655.5115 | Flexible domestic
FZ0000_CF_240531a | Progressive Change - Final | Counterfactual | H2 Domestic Fixed_SQ | 2025 | QLD | SQ | 0.30474 | 0.30474 | 0.034787 | Fixed domestic
FZ0000_CF_240531a | Progressive Change - Final | Counterfactual | H2 Domestic Fixed_SQ | 2026 | QLD | SQ | 0.30474 | 0.30474 | 0.034787 | Fixed domestic
FZ0000_CF_240531a | Progressive Change - Final | Counterfactual | H2 Domestic Fixed_SQ | 2027 | QLD | SQ | 0.30474 | 0.30474 | 0.034787 | Fixed domestic
FZ0000_CF_240531a | Progressive Change - Final | Counterfactual | H2 Domestic Fixed_SQ | 2028 | QLD | SQ | 0.30557 | 0.30557 | 0.034787 | Fixed domestic
FZ0000_CF_240531a | Progressive Change - Final | Counterfactual | H2 Domestic Fixed_SQ | 2029 | QLD | SQ | 6.8926 | 6.8926 | 0.78682 | Fixed domestic
FZ0000_CF_240531a | Progressive Change - Final | Counterfactual | H2 Domestic Fixed_SQ | 2030 | QLD | SQ | 29.464 | 29.464 | 3.3635 | Fixed domestic
FZ0000_CF_240531a | Progressive Change - Final | Counterfactual | H2 Domestic Fixed_SQ | 2031 | QLD | SQ | 29.464 | 29.464 | 3.3635 | Fixed domestic
FZ0000_CF_240531a | Progressive Change - Final | Counterfactual | H2 Domestic Fixed_SQ | 2032 | QLD | SQ | 56.5148 | 56.5148 | 6.4338 | Fixed domestic
FZ0000_CF_240531a | Progressive Change - Final | Counterfactual | H2 Domestic Fixed_SQ | 2033 | QLD | SQ | 86.0449 | 86.0449 | 9.8225 | Fixed domestic
FZ0000_CF_240531a | Progressive Change - Final | Counterfactual | H2 Domestic Fixed_SQ | 2034 | QLD | SQ | 104.4069 | 104.4069 | 11.9186 | Fixed domestic
FZ0000_CF_240531a | Progressive Change - Final | Counterfactual | H2 Domestic Fixed_SQ | 2035 | QLD | SQ | 157.3558 | 157.3558 | 17.963 | Fixed domestic
FZ0000_CF_240531a | Progressive Change - Final | Counterfactual | H2 Domestic Fixed_SQ | 2036 | QLD | SQ | 159.8818 | 159.8818 | 18.2015 | Fixed domestic
FZ0000_CF_240531a | Progressive Change - Final | Counterfactual | H2 Domestic Fixed_SQ | 2037 | QLD | SQ | 160.7371 | 160.7371 | 18.349 | Fixed domestic
FZ0000_CF_240531a | Progressive Change - Final | Counterfactual | H2 Domestic Fixed_SQ | 2038 | QLD | SQ | 160.7371 | 160.7371 | 18.349 | Fixed domestic
FZ0000_CF_240531a | Progressive Change - Final | Counterfactual | H2 Domestic Fixed_SQ | 2039 | QLD | SQ | 169.5005 | 169.5005 | 19.3494 | Fixed domestic
FZ0000_CF_240531a | Progressive Change - Final | Counterfactual | H2 Domestic Fixed_SQ | 2040 | QLD | SQ | 178.0107 | 178.0107 | 20.2653 | Fixed domestic
FZ0000_CF_240531a | Progressive Change - Final | Counterfactual | H2 Domestic Fixed_SQ | 2041 | QLD | SQ | 184.9934 | 184.9934 | 21.118 | Fixed domestic
FZ0000_CF_240531a | Progressive Change - Final | Counterfactual | H2 Domestic Fixed_SQ | 2042 | QLD | SQ | 184.9934 | 184.9934 | 21.118 | Fixed domestic
FZ0000_CF_240531a | Progressive Change - Final | Counterfactual | H2 Domestic Fixed_SQ | 2043 | QLD | SQ | 184.9934 | 184.9934 | 21.118 | Fixed domestic
FZ0000_CF_240531a | Progressive Change - Final | Counterfactual | H2 Domestic Fixed_SQ | 2044 | QLD | SQ | 256.1772 | 256.1772 | 29.1641 | Fixed domestic
FZ0000_CF_240531a | Progressive Change - Final | Counterfactual | H2 Domestic Fixed_SQ | 2045 | QLD | SQ | 255.4773 | 255.4773 | 29.1641 | Fixed domestic
FZ0000_CF_240531a | Progressive Change - Final | Counterfactual | H2 Domestic Fixed_SQ | 2046 | QLD | SQ | 264.0083 | 264.0083 | 30.1379 | Fixed domestic
FZ0000_CF_240531a | Progressive Change - Final | Counterfactual | H2 Domestic Fixed_SQ | 2047 | QLD | SQ | 264.0083 | 264.0083 | 30.1379 | Fixed domestic
FZ0000_CF_240531a | Progressive Change - Final | Counterfactual | H2 Domestic Fixed_SQ | 2048 | QLD | SQ | 264.7316 | 264.7316 | 30.1379 | Fixed domestic
FZ0000_CF_240531a | Progressive Change - Final | Counterfactual | H2 Domestic Fixed_SQ | 2049 | QLD | SQ | 286.5764 | 286.5764 | 32.7142 | Fixed domestic
FZ0000_CF_240531a | Progressive Change - Final | Counterfactual | H2 Domestic Fixed_SQ | 2050 | QLD | SQ | 286.2716 | 286.2716 | 32.6794 | Fixed domestic
FZ0000_CF_240531a | Progressive Change - Final | Counterfactual | H2 Domestic Fixed_SQ | 2051 | QLD | SQ | 315.3975 | 315.3975 | 36.0043 | Fixed domestic
FZ0000_CF_240531a | Progressive Change - Final | Counterfactual | H2 Domestic Fixed_SQ | 2052 | QLD | SQ | 407.2524 | 407.2524 | 46.363 | Fixed domestic
FZ0000_CF_240531a | Progressive Change - Final | Counterfactual | H2 Domestic Flex_SQ | 2025 | QLD | SQ | 5.8761 | 6.7719 | 0.77305 | Flexible domestic
FZ0000_CF_240531a | Progressive Change - Final | Counterfactual | H2 Domestic Flex_SQ | 2026 | QLD | SQ | 4.5388 | 6.7719 | 0.77305 | Flexible domestic
FZ0000_CF_240531a | Progressive Change - Final | Counterfactual | H2 Domestic Flex_SQ | 2027 | QLD | SQ | 4.4304 | 6.7719 | 0.77305 | Flexible domestic
FZ0000_CF_240531a | Progressive Change - Final | Counterfactual | H2 Domestic Flex_SQ | 2028 | QLD | SQ | 5.5281 | 6.7905 | 0.77305 | Flexible domestic
FZ0000_CF_240531a | Progressive Change - Final | Counterfactual | H2 Domestic Flex_SQ | 2029 | QLD | SQ | 132.3544 | 153.1679 | 17.4849 | Flexible domestic
FZ0000_CF_240531a | Progressive Change - Final | Counterfactual | H2 Domestic Flex_SQ | 2030 | QLD | SQ | 277.6234 | 654.7545 | 74.7437 | Flexible domestic
FZ0000_CF_240531a | Progressive Change - Final | Counterfactual | H2 Domestic Flex_SQ | 2031 | QLD | SQ | 533.7942 | 654.7545 | 74.7437 | Flexible domestic
FZ0000_CF_240531a | Progressive Change - Final | Counterfactual | H2 Domestic Flex_SQ | 2032 | QLD | SQ | 1111.7142 | 1255.8837 | 142.974 | Flexible domestic
FZ0000_CF_240531a | Progressive Change - Final | Counterfactual | H2 Domestic Flex_SQ | 2033 | QLD | SQ | 1717.929 | 1912.1095 | 218.2773 | Flexible domestic
FZ0000_CF_240531a | Progressive Change - Final | Counterfactual | H2 Domestic Flex_SQ | 2034 | QLD | SQ | 2086.8954 | 2320.1526 | 264.8576 | Flexible domestic
FZ0000_CF_240531a | Progressive Change - Final | Counterfactual | H2 Domestic Flex_SQ | 2035 | QLD | SQ | 2320.777 | 3496.7954 | 399.1776 | Flexible domestic
FZ0000_CF_240531a | Progressive Change - Final | Counterfactual | H2 Domestic Flex_SQ | 2036 | QLD | SQ | 2301.9489 | 3552.9295 | 404.4774 | Flexible domestic
FZ0000_CF_240531a | Progressive Change - Final | Counterfactual | H2 Domestic Flex_SQ | 2037 | QLD | SQ | 2282.232 | 3571.9357 | 407.7552 | Flexible domestic
FZ0000_CF_240531a | Progressive Change - Final | Counterfactual | H2 Domestic Flex_SQ | 2038 | QLD | SQ | 2261.8401 | 3571.9357 | 407.7552 | Flexible domestic
FZ0000_CF_240531a | Progressive Change - Final | Counterfactual | H2 Domestic Flex_SQ | 2039 | QLD | SQ | 2246.434 | 3766.6783 | 429.9861 | Flexible domestic
FZ0000_CF_240531a | Progressive Change - Final | Counterfactual | H2 Domestic Flex_SQ | 2040 | QLD | SQ | 2236.3443 | 3955.7937 | 450.3408 | Flexible domestic
FZ0000_CF_240531a | Progressive Change - Final | Counterfactual | H2 Domestic Flex_SQ | 2041 | QLD | SQ | 2233.9511 | 4110.9646 | 469.2882 | Flexible domestic
FZ0000_CF_240531a | Progressive Change - Final | Counterfactual | H2 Domestic Flex_SQ | 2042 | QLD | SQ | 2265.7026 | 4110.9646 | 469.2882 | Flexible domestic
FZ0000_CF_240531a | Progressive Change - Final | Counterfactual | H2 Domestic Flex_SQ | 2043 | QLD | SQ | 2302.281 | 4110.9646 | 469.2882 | Flexible domestic
FZ0000_CF_240531a | Progressive Change - Final | Counterfactual | H2 Domestic Flex_SQ | 2044 | QLD | SQ | 2336.026 | 5692.8272 | 648.0905 | Flexible domestic
FZ0000_CF_240531a | Progressive Change - Final | Counterfactual | H2 Domestic Flex_SQ | 2045 | QLD | SQ | 2372.3459 | 5677.2731 | 648.0905 | Flexible domestic
FZ0000_CF_240531a | Progressive Change - Final | Counterfactual | H2 Domestic Flex_SQ | 2046 | QLD | SQ | 2405.1384 | 5866.8517 | 669.7319 | Flexible domestic
FZ0000_CF_240531a | Progressive Change - Final | Counterfactual | H2 Domestic Flex_SQ | 2047 | QLD | SQ | 2433.1581 | 5866.8517 | 669.7319 | Flexible domestic
FZ0000_CF_240531a | Progressive Change - Final | Counterfactual | H2 Domestic Flex_SQ | 2048 | QLD | SQ | 2470.9132 | 5882.9253 | 669.7319 | Flexible domestic
FZ0000_CF_240531a | Progressive Change - Final | Counterfactual | H2 Domestic Flex_SQ | 2049 | QLD | SQ | 2507.0472 | 6368.3638 | 726.9822 | Flexible domestic
FZ0000_CF_240531a | Progressive Change - Final | Counterfactual | H2 Domestic Flex_SQ | 2050 | QLD | SQ | 2507.0472 | 6361.5919 | 726.2091 | Flexible domestic
FZ0000_CF_240531a | Progressive Change - Final | Counterfactual | H2 Domestic Flex_SQ | 2051 | QLD | SQ | 2507.0472 | 7008.8326 | 800.095 | Flexible domestic
FZ0000_CF_240531a | Progressive Change - Final | Counterfactual | H2 Domestic Flex_SQ | 2052 | QLD | SQ | 2992.4706 | 9050.0538 | 1030.2885 | Flexible domestic
FZ0000_CF_240531a | Progressive Change - Final | Counterfactual | H2 Domestic Fixed_CSA | 2025 | SA | CSA | 0.023265 | 0.023265 | 0.0026558 | Fixed domestic
FZ0000_CF_240531a | Progressive Change - Final | Counterfactual | H2 Domestic Fixed_CSA | 2026 | SA | CSA | 0.023265 | 0.023265 | 0.0026558 | Fixed domestic
FZ0000_CF_240531a | Progressive Change - Final | Counterfactual | H2 Domestic Fixed_CSA | 2027 | SA | CSA | 0.023265 | 0.023265 | 0.0026558 | Fixed domestic
FZ0000_CF_240531a | Progressive Change - Final | Counterfactual | H2 Domestic Fixed_CSA | 2028 | SA | CSA | 0.023329 | 0.023329 | 0.0026558 | Fixed domestic
FZ0000_CF_240531a | Progressive Change - Final | Counterfactual | H2 Domestic Fixed_CSA | 2029 | SA | CSA | 0.027259 | 0.027259 | 0.0031118 | Fixed domestic
FZ0000_CF_240531a | Progressive Change - Final | Counterfactual | H2 Domestic Fixed_CSA | 2030 | SA | CSA | 0.027259 | 0.027259 | 0.0031118 | Fixed domestic
FZ0000_CF_240531a | Progressive Change - Final | Counterfactual | H2 Domestic Fixed_CSA | 2031 | SA | CSA | 0.027259 | 0.027259 | 0.0031118 | Fixed domestic
FZ0000_CF_240531a | Progressive Change - Final | Counterfactual | H2 Domestic Fixed_CSA | 2032 | SA | CSA | 0.027334 | 0.027334 | 0.0031118 | Fixed domestic
FZ0000_CF_240531a | Progressive Change - Final | Counterfactual | H2 Domestic Fixed_CSA | 2033 | SA | CSA | 0.027259 | 0.027259 | 0.0031118 | Fixed domestic
FZ0000_CF_240531a | Progressive Change - Final | Counterfactual | H2 Domestic Fixed_CSA | 2034 | SA | CSA | 0.027259 | 0.027259 | 0.0031118 | Fixed domestic
FZ0000_CF_240531a | Progressive Change - Final | Counterfactual | H2 Domestic Fixed_CSA | 2035 | SA | CSA | 0.027862 | 0.027862 | 0.0031806 | Fixed domestic
FZ0000_CF_240531a | Progressive Change - Final | Counterfactual | H2 Domestic Fixed_CSA | 2036 | SA | CSA | 0.032939 | 0.032939 | 0.0037499 | Fixed domestic
FZ0000_CF_240531a | Progressive Change - Final | Counterfactual | H2 Domestic Fixed_CSA | 2037 | SA | CSA | 0.032849 | 0.032849 | 0.0037499 | Fixed domestic
FZ0000_CF_240531a | Progressive Change - Final | Counterfactual | H2 Domestic Fixed_CSA | 2038 | SA | CSA | 0.036308 | 0.036308 | 0.0041448 | Fixed domestic
FZ0000_CF_240531a | Progressive Change - Final | Counterfactual | H2 Domestic Fixed_CSA | 2039 | SA | CSA | 0.036308 | 0.036308 | 0.0041448 | Fixed domestic
FZ0000_CF_240531a | Progressive Change - Final | Counterfactual | H2 Domestic Fixed_CSA | 2040 | SA | CSA | 0.036408 | 0.036408 | 0.0041448 | Fixed domestic
FZ0000_CF_240531a | Progressive Change - Final | Counterfactual | H2 Domestic Fixed_CSA | 2041 | SA | CSA | 0.036308 | 0.036308 | 0.0041448 | Fixed domestic
FZ0000_CF_240531a | Progressive Change - Final | Counterfactual | H2 Domestic Fixed_CSA | 2042 | SA | CSA | 0.036308 | 0.036308 | 0.0041448 | Fixed domestic
FZ0000_CF_240531a | Progressive Change - Final | Counterfactual | H2 Domestic Fixed_CSA | 2043 | SA | CSA | 11.0969 | 11.0969 | 1.2668 | Fixed domestic
FZ0000_CF_240531a | Progressive Change - Final | Counterfactual | H2 Domestic Fixed_CSA | 2044 | SA | CSA | 18.3039 | 18.3039 | 2.0838 | Fixed domestic
FZ0000_CF_240531a | Progressive Change - Final | Counterfactual | H2 Domestic Fixed_CSA | 2045 | SA | CSA | 18.2539 | 18.2539 | 2.0838 | Fixed domestic
FZ0000_CF_240531a | Progressive Change - Final | Counterfactual | H2 Domestic Fixed_CSA | 2046 | SA | CSA | 25.6896 | 25.6896 | 2.9326 | Fixed domestic
FZ0000_CF_240531a | Progressive Change - Final | Counterfactual | H2 Domestic Fixed_CSA | 2047 | SA | CSA | 25.7861 | 25.7861 | 2.9436 | Fixed domestic
FZ0000_CF_240531a | Progressive Change - Final | Counterfactual | H2 Domestic Fixed_CSA | 2048 | SA | CSA | 25.8568 | 25.8568 | 2.9436 | Fixed domestic
FZ0000_CF_240531a | Progressive Change - Final | Counterfactual | H2 Domestic Fixed_CSA | 2049 | SA | CSA | 31.6891 | 31.6891 | 3.6175 | Fixed domestic
FZ0000_CF_240531a | Progressive Change - Final | Counterfactual | H2 Domestic Fixed_CSA | 2050 | SA | CSA | 69.0198 | 69.0198 | 7.879 | Fixed domestic
FZ0000_CF_240531a | Progressive Change - Final | Counterfactual | H2 Domestic Fixed_CSA | 2051 | SA | CSA | 69.0198 | 69.0198 | 7.879 | Fixed domestic
FZ0000_CF_240531a | Progressive Change - Final | Counterfactual | H2 Domestic Fixed_CSA | 2052 | SA | CSA | 73.6052 | 73.6052 | 8.3795 | Fixed domestic
FZ0000_CF_240531a | Progressive Change - Final | Counterfactual | H2 Domestic Flex_CSA | 2025 | SA | CSA | 0 | 0.517 | 0.059018 | Flexible domestic
FZ0000_CF_240531a | Progressive Change - Final | Counterfactual | H2 Domestic Flex_CSA | 2026 | SA | CSA | 0 | 0.517 | 0.059018 | Flexible domestic
FZ0000_CF_240531a | Progressive Change - Final | Counterfactual | H2 Domestic Flex_CSA | 2027 | SA | CSA | 0 | 0.517 | 0.059018 | Flexible domestic
FZ0000_CF_240531a | Progressive Change - Final | Counterfactual | H2 Domestic Flex_CSA | 2028 | SA | CSA | 0 | 0.51842 | 0.059018 | Flexible domestic
FZ0000_CF_240531a | Progressive Change - Final | Counterfactual | H2 Domestic Flex_CSA | 2029 | SA | CSA | 0 | 0.60576 | 0.06915 | Flexible domestic
FZ0000_CF_240531a | Progressive Change - Final | Counterfactual | H2 Domestic Flex_CSA | 2030 | SA | CSA | 0 | 0.60576 | 0.06915 | Flexible domestic
FZ0000_CF_240531a | Progressive Change - Final | Counterfactual | H2 Domestic Flex_CSA | 2031 | SA | CSA | 0 | 0.60576 | 0.06915 | Flexible domestic
FZ0000_CF_240531a | Progressive Change - Final | Counterfactual | H2 Domestic Flex_CSA | 2032 | SA | CSA | 0 | 0.60742 | 0.06915 | Flexible domestic
FZ0000_CF_240531a | Progressive Change - Final | Counterfactual | H2 Domestic Flex_CSA | 2033 | SA | CSA | 0 | 0.60576 | 0.06915 | Flexible domestic
FZ0000_CF_240531a | Progressive Change - Final | Counterfactual | H2 Domestic Flex_CSA | 2034 | SA | CSA | 0 | 0.60576 | 0.06915 | Flexible domestic
FZ0000_CF_240531a | Progressive Change - Final | Counterfactual | H2 Domestic Flex_CSA | 2035 | SA | CSA | 0 | 0.61916 | 0.07068 | Flexible domestic
FZ0000_CF_240531a | Progressive Change - Final | Counterfactual | H2 Domestic Flex_CSA | 2036 | SA | CSA | 0 | 0.73198 | 0.083331 | Flexible domestic
FZ0000_CF_240531a | Progressive Change - Final | Counterfactual | H2 Domestic Flex_CSA | 2037 | SA | CSA | 0 | 0.72998 | 0.083331 | Flexible domestic
FZ0000_CF_240531a | Progressive Change - Final | Counterfactual | H2 Domestic Flex_CSA | 2038 | SA | CSA | 0 | 0.80685 | 0.092106 | Flexible domestic
FZ0000_CF_240531a | Progressive Change - Final | Counterfactual | H2 Domestic Flex_CSA | 2039 | SA | CSA | 0 | 0.80685 | 0.092106 | Flexible domestic
FZ0000_CF_240531a | Progressive Change - Final | Counterfactual | H2 Domestic Flex_CSA | 2040 | SA | CSA | 0 | 0.80906 | 0.092106 | Flexible domestic
FZ0000_CF_240531a | Progressive Change - Final | Counterfactual | H2 Domestic Flex_CSA | 2041 | SA | CSA | 0 | 0.80685 | 0.092106 | Flexible domestic
FZ0000_CF_240531a | Progressive Change - Final | Counterfactual | H2 Domestic Flex_CSA | 2042 | SA | CSA | 0 | 0.80685 | 0.092106 | Flexible domestic
FZ0000_CF_240531a | Progressive Change - Final | Counterfactual | H2 Domestic Flex_CSA | 2043 | SA | CSA | 161.764 | 246.5984 | 28.1505 | Flexible domestic
FZ0000_CF_240531a | Progressive Change - Final | Counterfactual | H2 Domestic Flex_CSA | 2044 | SA | CSA | 166.0568 | 406.7536 | 46.3062 | Flexible domestic
FZ0000_CF_240531a | Progressive Change - Final | Counterfactual | H2 Domestic Flex_CSA | 2045 | SA | CSA | 166.0758 | 405.6423 | 46.3062 | Flexible domestic
FZ0000_CF_240531a | Progressive Change - Final | Counterfactual | H2 Domestic Flex_CSA | 2046 | SA | CSA | 233.5625 | 570.8795 | 65.1689 | Flexible domestic
FZ0000_CF_240531a | Progressive Change - Final | Counterfactual | H2 Domestic Flex_CSA | 2047 | SA | CSA | 234.2914 | 573.0248 | 65.4138 | Flexible domestic
FZ0000_CF_240531a | Progressive Change - Final | Counterfactual | H2 Domestic Flex_CSA | 2048 | SA | CSA | 233.744 | 574.5947 | 65.4138 | Flexible domestic
FZ0000_CF_240531a | Progressive Change - Final | Counterfactual | H2 Domestic Flex_CSA | 2049 | SA | CSA | 343.4483 | 704.203 | 80.3885 | Flexible domestic
FZ0000_CF_240531a | Progressive Change - Final | Counterfactual | H2 Domestic Flex_CSA | 2050 | SA | CSA | 618.0921 | 1533.774 | 175.0884 | Flexible domestic
FZ0000_CF_240531a | Progressive Change - Final | Counterfactual | H2 Domestic Flex_CSA | 2051 | SA | CSA | 620.1975 | 1533.774 | 175.0884 | Flexible domestic
FZ0000_CF_240531a | Progressive Change - Final | Counterfactual | H2 Domestic Flex_CSA | 2052 | SA | CSA | 620.6331 | 1635.6711 | 186.2103 | Flexible domestic
FZ0000_CF_240531a | Progressive Change - Final | Counterfactual | Whyalla H2 load_fixed | 2025 | SA | CSA | 0 | 0 | 0 | Fixed domestic
FZ0000_CF_240531a | Progressive Change - Final | Counterfactual | Whyalla H2 load_fixed | 2026 | SA | CSA | 24.6375 | 24.6375 | 2.8125 | Fixed domestic
FZ0000_CF_240531a | Progressive Change - Final | Counterfactual | Whyalla H2 load_fixed | 2027 | SA | CSA | 73.9125 | 73.9125 | 8.4375 | Fixed domestic
FZ0000_CF_240531a | Progressive Change - Final | Counterfactual | Whyalla H2 load_fixed | 2028 | SA | CSA | 98.82 | 98.82 | 11.25 | Fixed domestic
FZ0000_CF_240531a | Progressive Change - Final | Counterfactual | Whyalla H2 load_fixed | 2029 | SA | CSA | 98.55 | 98.55 | 11.25 | Fixed domestic
FZ0000_CF_240531a | Progressive Change - Final | Counterfactual | Whyalla H2 load_fixed | 2030 | SA | CSA | 98.55 | 98.55 | 11.25 | Fixed domestic
FZ0000_CF_240531a | Progressive Change - Final | Counterfactual | Whyalla H2 load_fixed | 2031 | SA | CSA | 98.55 | 98.55 | 11.25 | Fixed domestic
FZ0000_CF_240531a | Progressive Change - Final | Counterfactual | Whyalla H2 load_fixed | 2032 | SA | CSA | 98.82 | 98.82 | 11.25 | Fixed domestic
FZ0000_CF_240531a | Progressive Change - Final | Counterfactual | Whyalla H2 load_fixed | 2033 | SA | CSA | 98.55 | 98.55 | 11.25 | Fixed domestic
FZ0000_CF_240531a | Progressive Change - Final | Counterfactual | Whyalla H2 load_fixed | 2034 | SA | CSA | 98.55 | 98.55 | 11.25 | Fixed domestic
FZ0000_CF_240531a | Progressive Change - Final | Counterfactual | Whyalla H2 load_fixed | 2035 | SA | CSA | 98.55 | 98.55 | 11.25 | Fixed domestic
FZ0000_CF_240531a | Progressive Change - Final | Counterfactual | Whyalla H2 load_fixed | 2036 | SA | CSA | 98.82 | 98.82 | 11.25 | Fixed domestic
FZ0000_CF_240531a | Progressive Change - Final | Counterfactual | Whyalla H2 load_fixed | 2037 | SA | CSA | 98.55 | 98.55 | 11.25 | Fixed domestic
FZ0000_CF_240531a | Progressive Change - Final | Counterfactual | Whyalla H2 load_fixed | 2038 | SA | CSA | 98.55 | 98.55 | 11.25 | Fixed domestic
FZ0000_CF_240531a | Progressive Change - Final | Counterfactual | Whyalla H2 load_fixed | 2039 | SA | CSA | 98.55 | 98.55 | 11.25 | Fixed domestic
FZ0000_CF_240531a | Progressive Change - Final | Counterfactual | Whyalla H2 load_fixed | 2040 | SA | CSA | 98.82 | 98.82 | 11.25 | Fixed domestic
FZ0000_CF_240531a | Progressive Change - Final | Counterfactual | Whyalla H2 load_fixed | 2041 | SA | CSA | 98.55 | 98.55 | 11.25 | Fixed domestic
FZ0000_CF_240531a | Progressive Change - Final | Counterfactual | Whyalla H2 load_fixed | 2042 | SA | CSA | 98.55 | 98.55 | 11.25 | Fixed domestic
FZ0000_CF_240531a | Progressive Change - Final | Counterfactual | Whyalla H2 load_fixed | 2043 | SA | CSA | 98.55 | 98.55 | 11.25 | Fixed domestic
FZ0000_CF_240531a | Progressive Change - Final | Counterfactual | Whyalla H2 load_fixed | 2044 | SA | CSA | 98.82 | 98.82 | 11.25 | Fixed domestic
FZ0000_CF_240531a | Progressive Change - Final | Counterfactual | Whyalla H2 load_fixed | 2045 | SA | CSA | 98.55 | 98.55 | 11.25 | Fixed domestic
FZ0000_CF_240531a | Progressive Change - Final | Counterfactual | Whyalla H2 load_fixed | 2046 | SA | CSA | 98.55 | 98.55 | 11.25 | Fixed domestic
FZ0000_CF_240531a | Progressive Change - Final | Counterfactual | Whyalla H2 load_fixed | 2047 | SA | CSA | 98.55 | 98.55 | 11.25 | Fixed domestic
FZ0000_CF_240531a | Progressive Change - Final | Counterfactual | Whyalla H2 load_fixed | 2048 | SA | CSA | 98.82 | 98.82 | 11.25 | Fixed domestic
FZ0000_CF_240531a | Progressive Change - Final | Counterfactual | Whyalla H2 load_fixed | 2049 | SA | CSA | 98.55 | 98.55 | 11.25 | Fixed domestic
FZ0000_CF_240531a | Progressive Change - Final | Counterfactual | Whyalla H2 load_fixed | 2050 | SA | CSA | 98.55 | 98.55 | 11.25 | Fixed domestic
FZ0000_CF_240531a | Progressive Change - Final | Counterfactual | Whyalla H2 load_fixed | 2051 | SA | CSA | 98.55 | 98.55 | 11.25 | Fixed domestic
FZ0000_CF_240531a | Progressive Change - Final | Counterfactual | Whyalla H2 load_fixed | 2052 | SA | CSA | 98.82 | 98.82 | 11.25 | Fixed domestic
FZ0000_CF_240531a | Progressive Change - Final | Counterfactual | Whyalla H2 load_flex | 2025 | SA | CSA | 0 | 0 | 0 | Flexible domestic
FZ0000_CF_240531a | Progressive Change - Final | Counterfactual | Whyalla H2 load_flex | 2026 | SA | CSA | 344.5504 | 547.5 | 62.5 | Flexible domestic
FZ0000_CF_240531a | Progressive Change - Final | Counterfactual | Whyalla H2 load_flex | 2027 | SA | CSA | 1027.5222 | 1642.5 | 187.5 | Flexible domestic
FZ0000_CF_240531a | Progressive Change - Final | Counterfactual | Whyalla H2 load_flex | 2028 | SA | CSA | 1369.3318 | 2196 | 250 | Flexible domestic
FZ0000_CF_240531a | Progressive Change - Final | Counterfactual | Whyalla H2 load_flex | 2029 | SA | CSA | 1381.7932 | 2190 | 250 | Flexible domestic
FZ0000_CF_240531a | Progressive Change - Final | Counterfactual | Whyalla H2 load_flex | 2030 | SA | CSA | 1380.6196 | 2190 | 250 | Flexible domestic
FZ0000_CF_240531a | Progressive Change - Final | Counterfactual | Whyalla H2 load_flex | 2031 | SA | CSA | 1379.039 | 2190 | 250 | Flexible domestic
FZ0000_CF_240531a | Progressive Change - Final | Counterfactual | Whyalla H2 load_flex | 2032 | SA | CSA | 1304.1291 | 2196 | 250 | Flexible domestic
FZ0000_CF_240531a | Progressive Change - Final | Counterfactual | Whyalla H2 load_flex | 2033 | SA | CSA | 1295.4087 | 2190 | 250 | Flexible domestic
FZ0000_CF_240531a | Progressive Change - Final | Counterfactual | Whyalla H2 load_flex | 2034 | SA | CSA | 1295.8947 | 2190 | 250 | Flexible domestic
FZ0000_CF_240531a | Progressive Change - Final | Counterfactual | Whyalla H2 load_flex | 2035 | SA | CSA | 1296.1512 | 2190 | 250 | Flexible domestic
FZ0000_CF_240531a | Progressive Change - Final | Counterfactual | Whyalla H2 load_flex | 2036 | SA | CSA | 1296.4087 | 2196 | 250 | Flexible domestic
FZ0000_CF_240531a | Progressive Change - Final | Counterfactual | Whyalla H2 load_flex | 2037 | SA | CSA | 1298.9976 | 2190 | 250 | Flexible domestic
FZ0000_CF_240531a | Progressive Change - Final | Counterfactual | Whyalla H2 load_flex | 2038 | SA | CSA | 1298.9976 | 2190 | 250 | Flexible domestic
FZ0000_CF_240531a | Progressive Change - Final | Counterfactual | Whyalla H2 load_flex | 2039 | SA | CSA | 1298.9976 | 2190 | 250 | Flexible domestic
FZ0000_CF_240531a | Progressive Change - Final | Counterfactual | Whyalla H2 load_flex | 2040 | SA | CSA | 1298.9976 | 2196 | 250 | Flexible domestic
FZ0000_CF_240531a | Progressive Change - Final | Counterfactual | Whyalla H2 load_flex | 2041 | SA | CSA | 1298.9976 | 2190 | 250 | Flexible domestic
FZ0000_CF_240531a | Progressive Change - Final | Counterfactual | Whyalla H2 load_flex | 2042 | SA | CSA | 1298.9976 | 2190 | 250 | Flexible domestic
FZ0000_CF_240531a | Progressive Change - Final | Counterfactual | Whyalla H2 load_flex | 2043 | SA | CSA | 1298.9976 | 2190 | 250 | Flexible domestic
FZ0000_CF_240531a | Progressive Change - Final | Counterfactual | Whyalla H2 load_flex | 2044 | SA | CSA | 1298.9976 | 2196 | 250 | Flexible domestic
FZ0000_CF_240531a | Progressive Change - Final | Counterfactual | Whyalla H2 load_flex | 2045 | SA | CSA | 1298.9976 | 2190 | 250 | Flexible domestic
FZ0000_CF_240531a | Progressive Change - Final | Counterfactual | Whyalla H2 load_flex | 2046 | SA | CSA | 1298.9976 | 2190 | 250 | Flexible domestic
FZ0000_CF_240531a | Progressive Change - Final | Counterfactual | Whyalla H2 load_flex | 2047 | SA | CSA | 1298.9976 | 2190 | 250 | Flexible domestic
FZ0000_CF_240531a | Progressive Change - Final | Counterfactual | Whyalla H2 load_flex | 2048 | SA | CSA | 1298.9976 | 2196 | 250 | Flexible domestic
FZ0000_CF_240531a | Progressive Change - Final | Counterfactual | Whyalla H2 load_flex | 2049 | SA | CSA | 1298.9976 | 2190 | 250 | Flexible domestic
FZ0000_CF_240531a | Progressive Change - Final | Counterfactual | Whyalla H2 load_flex | 2050 | SA | CSA | 1298.9976 | 2190 | 250 | Flexible domestic
FZ0000_CF_240531a | Progressive Change - Final | Counterfactual | Whyalla H2 load_flex | 2051 | SA | CSA | 1298.9976 | 2190 | 250 | Flexible domestic
FZ0000_CF_240531a | Progressive Change - Final | Counterfactual | Whyalla H2 load_flex | 2052 | SA | CSA | 1298.9976 | 2196 | 250 | Flexible domestic
FZ0000_CF_240531a | Progressive Change - Final | Counterfactual | H2 Domestic Fixed_SESA | 2025 | SA | SESA | 0.061378 | 0.061378 | 0.0070066 | Fixed domestic
FZ0000_CF_240531a | Progressive Change - Final | Counterfactual | H2 Domestic Fixed_SESA | 2026 | SA | SESA | 2.6667 | 2.6667 | 0.30441 | Fixed domestic
FZ0000_CF_240531a | Progressive Change - Final | Counterfactual | H2 Domestic Fixed_SESA | 2027 | SA | SESA | 7.7174 | 7.7174 | 0.88098 | Fixed domestic
FZ0000_CF_240531a | Progressive Change - Final | Counterfactual | H2 Domestic Fixed_SESA | 2028 | SA | SESA | 9.8546 | 9.8546 | 1.1219 | Fixed domestic
FZ0000_CF_240531a | Progressive Change - Final | Counterfactual | H2 Domestic Fixed_SESA | 2029 | SA | SESA | 10.7301 | 10.7301 | 1.2249 | Fixed domestic
FZ0000_CF_240531a | Progressive Change - Final | Counterfactual | H2 Domestic Fixed_SESA | 2030 | SA | SESA | 10.7301 | 10.7301 | 1.2249 | Fixed domestic
FZ0000_CF_240531a | Progressive Change - Final | Counterfactual | H2 Domestic Fixed_SESA | 2031 | SA | SESA | 10.7301 | 10.7301 | 1.2249 | Fixed domestic
FZ0000_CF_240531a | Progressive Change - Final | Counterfactual | H2 Domestic Fixed_SESA | 2032 | SA | SESA | 10.7595 | 10.7595 | 1.2249 | Fixed domestic
FZ0000_CF_240531a | Progressive Change - Final | Counterfactual | H2 Domestic Fixed_SESA | 2033 | SA | SESA | 13.2571 | 13.2571 | 1.5134 | Fixed domestic
FZ0000_CF_240531a | Progressive Change - Final | Counterfactual | H2 Domestic Fixed_SESA | 2034 | SA | SESA | 13.952 | 13.952 | 1.5927 | Fixed domestic
FZ0000_CF_240531a | Progressive Change - Final | Counterfactual | H2 Domestic Fixed_SESA | 2035 | SA | SESA | 15.1552 | 15.1552 | 1.73 | Fixed domestic
FZ0000_CF_240531a | Progressive Change - Final | Counterfactual | H2 Domestic Fixed_SESA | 2036 | SA | SESA | 16.268 | 16.268 | 1.852 | Fixed domestic
FZ0000_CF_240531a | Progressive Change - Final | Counterfactual | H2 Domestic Fixed_SESA | 2037 | SA | SESA | 16.2235 | 16.2235 | 1.852 | Fixed domestic
FZ0000_CF_240531a | Progressive Change - Final | Counterfactual | H2 Domestic Fixed_SESA | 2038 | SA | SESA | 18.4317 | 18.4317 | 2.1041 | Fixed domestic
FZ0000_CF_240531a | Progressive Change - Final | Counterfactual | H2 Domestic Fixed_SESA | 2039 | SA | SESA | 18.4317 | 18.4317 | 2.1041 | Fixed domestic
FZ0000_CF_240531a | Progressive Change - Final | Counterfactual | H2 Domestic Fixed_SESA | 2040 | SA | SESA | 18.4822 | 18.4822 | 2.1041 | Fixed domestic
FZ0000_CF_240531a | Progressive Change - Final | Counterfactual | H2 Domestic Fixed_SESA | 2041 | SA | SESA | 18.4317 | 18.4317 | 2.1041 | Fixed domestic
FZ0000_CF_240531a | Progressive Change - Final | Counterfactual | H2 Domestic Fixed_SESA | 2042 | SA | SESA | 18.4317 | 18.4317 | 2.1041 | Fixed domestic
FZ0000_CF_240531a | Progressive Change - Final | Counterfactual | H2 Domestic Fixed_SESA | 2043 | SA | SESA | 18.4317 | 18.4317 | 2.1041 | Fixed domestic
FZ0000_CF_240531a | Progressive Change - Final | Counterfactual | H2 Domestic Fixed_SESA | 2044 | SA | SESA | 24.5855 | 24.5855 | 2.7989 | Fixed domestic
FZ0000_CF_240531a | Progressive Change - Final | Counterfactual | H2 Domestic Fixed_SESA | 2045 | SA | SESA | 24.5183 | 24.5183 | 2.7989 | Fixed domestic
FZ0000_CF_240531a | Progressive Change - Final | Counterfactual | H2 Domestic Fixed_SESA | 2046 | SA | SESA | 24.5183 | 24.5183 | 2.7989 | Fixed domestic
FZ0000_CF_240531a | Progressive Change - Final | Counterfactual | H2 Domestic Fixed_SESA | 2047 | SA | SESA | 24.5183 | 24.5183 | 2.7989 | Fixed domestic
FZ0000_CF_240531a | Progressive Change - Final | Counterfactual | H2 Domestic Fixed_SESA | 2048 | SA | SESA | 24.5855 | 24.5855 | 2.7989 | Fixed domestic
FZ0000_CF_240531a | Progressive Change - Final | Counterfactual | H2 Domestic Fixed_SESA | 2049 | SA | SESA | 24.5183 | 24.5183 | 2.7989 | Fixed domestic
FZ0000_CF_240531a | Progressive Change - Final | Counterfactual | H2 Domestic Fixed_SESA | 2050 | SA | SESA | 38.2178 | 38.2178 | 4.3628 | Fixed domestic
FZ0000_CF_240531a | Progressive Change - Final | Counterfactual | H2 Domestic Fixed_SESA | 2051 | SA | SESA | 35.6125 | 35.6125 | 4.0654 | Fixed domestic
FZ0000_CF_240531a | Progressive Change - Final | Counterfactual | H2 Domestic Fixed_SESA | 2052 | SA | SESA | 38.3844 | 38.3844 | 4.3698 | Fixed domestic
FZ0000_CF_240531a | Progressive Change - Final | Counterfactual | H2 Domestic Flex_SESA | 2025 | SA | SESA | 1.1835 | 1.3639 | 0.1557 | Flexible domestic
FZ0000_CF_240531a | Progressive Change - Final | Counterfactual | H2 Domestic Flex_SESA | 2026 | SA | SESA | 51.3833 | 59.2594 | 6.7648 | Flexible domestic
FZ0000_CF_240531a | Progressive Change - Final | Counterfactual | H2 Domestic Flex_SESA | 2027 | SA | SESA | 146.4943 | 171.497 | 19.5773 | Flexible domestic
FZ0000_CF_240531a | Progressive Change - Final | Counterfactual | H2 Domestic Flex_SESA | 2028 | SA | SESA | 188.8144 | 218.9911 | 24.9307 | Flexible domestic
FZ0000_CF_240531a | Progressive Change - Final | Counterfactual | H2 Domestic Flex_SESA | 2029 | SA | SESA | 169.2015 | 238.4458 | 27.2198 | Flexible domestic
FZ0000_CF_240531a | Progressive Change - Final | Counterfactual | H2 Domestic Flex_SESA | 2030 | SA | SESA | 148.0694 | 238.4458 | 27.2198 | Flexible domestic
FZ0000_CF_240531a | Progressive Change - Final | Counterfactual | H2 Domestic Flex_SESA | 2031 | SA | SESA | 146.0958 | 238.4458 | 27.2198 | Flexible domestic
FZ0000_CF_240531a | Progressive Change - Final | Counterfactual | H2 Domestic Flex_SESA | 2032 | SA | SESA | 167.3429 | 239.0991 | 27.2198 | Flexible domestic
FZ0000_CF_240531a | Progressive Change - Final | Counterfactual | H2 Domestic Flex_SESA | 2033 | SA | SESA | 199.5319 | 294.6023 | 33.6304 | Flexible domestic
FZ0000_CF_240531a | Progressive Change - Final | Counterfactual | H2 Domestic Flex_SESA | 2034 | SA | SESA | 206.0828 | 310.0448 | 35.3932 | Flexible domestic
FZ0000_CF_240531a | Progressive Change - Final | Counterfactual | H2 Domestic Flex_SESA | 2035 | SA | SESA | 201.66 | 336.7813 | 38.4454 | Flexible domestic
FZ0000_CF_240531a | Progressive Change - Final | Counterfactual | H2 Domestic Flex_SESA | 2036 | SA | SESA | 197.2612 | 361.511 | 41.1556 | Flexible domestic
FZ0000_CF_240531a | Progressive Change - Final | Counterfactual | H2 Domestic Flex_SESA | 2037 | SA | SESA | 192.9695 | 360.5233 | 41.1556 | Flexible domestic
FZ0000_CF_240531a | Progressive Change - Final | Counterfactual | H2 Domestic Flex_SESA | 2038 | SA | SESA | 188.9449 | 409.594 | 46.7573 | Flexible domestic
FZ0000_CF_240531a | Progressive Change - Final | Counterfactual | H2 Domestic Flex_SESA | 2039 | SA | SESA | 184.9592 | 409.594 | 46.7573 | Flexible domestic
FZ0000_CF_240531a | Progressive Change - Final | Counterfactual | H2 Domestic Flex_SESA | 2040 | SA | SESA | 181.0498 | 410.7162 | 46.7573 | Flexible domestic
FZ0000_CF_240531a | Progressive Change - Final | Counterfactual | H2 Domestic Flex_SESA | 2041 | SA | SESA | 179.2508 | 409.594 | 46.7573 | Flexible domestic
FZ0000_CF_240531a | Progressive Change - Final | Counterfactual | H2 Domestic Flex_SESA | 2042 | SA | SESA | 179.4237 | 409.594 | 46.7573 | Flexible domestic
FZ0000_CF_240531a | Progressive Change - Final | Counterfactual | H2 Domestic Flex_SESA | 2043 | SA | SESA | 222.1558 | 409.594 | 46.7573 | Flexible domestic
FZ0000_CF_240531a | Progressive Change - Final | Counterfactual | H2 Domestic Flex_SESA | 2044 | SA | SESA | 223.2297 | 546.3436 | 62.1976 | Flexible domestic
FZ0000_CF_240531a | Progressive Change - Final | Counterfactual | H2 Domestic Flex_SESA | 2045 | SA | SESA | 224.4286 | 544.8509 | 62.1976 | Flexible domestic
FZ0000_CF_240531a | Progressive Change - Final | Counterfactual | H2 Domestic Flex_SESA | 2046 | SA | SESA | 238.1929 | 544.8509 | 62.1976 | Flexible domestic
FZ0000_CF_240531a | Progressive Change - Final | Counterfactual | H2 Domestic Flex_SESA | 2047 | SA | SESA | 237.464 | 544.8509 | 62.1976 | Flexible domestic
FZ0000_CF_240531a | Progressive Change - Final | Counterfactual | H2 Domestic Flex_SESA | 2048 | SA | SESA | 238.0114 | 546.3436 | 62.1976 | Flexible domestic
FZ0000_CF_240531a | Progressive Change - Final | Counterfactual | H2 Domestic Flex_SESA | 2049 | SA | SESA | 262.6572 | 544.8509 | 62.1976 | Flexible domestic
FZ0000_CF_240531a | Progressive Change - Final | Counterfactual | H2 Domestic Flex_SESA | 2050 | SA | SESA | 320.6611 | 849.2843 | 96.9503 | Flexible domestic
FZ0000_CF_240531a | Progressive Change - Final | Counterfactual | H2 Domestic Flex_SESA | 2051 | SA | SESA | 321.0201 | 791.3889 | 90.3412 | Flexible domestic
FZ0000_CF_240531a | Progressive Change - Final | Counterfactual | H2 Domestic Flex_SESA | 2052 | SA | SESA | 320.5845 | 852.9872 | 97.1069 | Flexible domestic
FZ0000_CF_240531a | Progressive Change - Final | Counterfactual | H2 Domestic Fixed_TAS | 2025 | TAS | TAS | 0 | 0 | 0 | Fixed domestic
FZ0000_CF_240531a | Progressive Change - Final | Counterfactual | H2 Domestic Fixed_TAS | 2026 | TAS | TAS | 0 | 0 | 0 | Fixed domestic
FZ0000_CF_240531a | Progressive Change - Final | Counterfactual | H2 Domestic Fixed_TAS | 2027 | TAS | TAS | 0 | 0 | 0 | Fixed domestic
FZ0000_CF_240531a | Progressive Change - Final | Counterfactual | H2 Domestic Fixed_TAS | 2028 | TAS | TAS | 0 | 0 | 0 | Fixed domestic
FZ0000_CF_240531a | Progressive Change - Final | Counterfactual | H2 Domestic Fixed_TAS | 2029 | TAS | TAS | 0.30059 | 0.30059 | 0.034314 | Fixed domestic
FZ0000_CF_240531a | Progressive Change - Final | Counterfactual | H2 Domestic Fixed_TAS | 2030 | TAS | TAS | 1.2354 | 1.2354 | 0.14103 | Fixed domestic
FZ0000_CF_240531a | Progressive Change - Final | Counterfactual | H2 Domestic Fixed_TAS | 2031 | TAS | TAS | 2.5762 | 2.5762 | 0.29408 | Fixed domestic
FZ0000_CF_240531a | Progressive Change - Final | Counterfactual | H2 Domestic Fixed_TAS | 2032 | TAS | TAS | 3.3595 | 3.3595 | 0.38245 | Fixed domestic
FZ0000_CF_240531a | Progressive Change - Final | Counterfactual | H2 Domestic Fixed_TAS | 2033 | TAS | TAS | 4.7729 | 4.7729 | 0.54485 | Fixed domestic
FZ0000_CF_240531a | Progressive Change - Final | Counterfactual | H2 Domestic Fixed_TAS | 2034 | TAS | TAS | 4.7729 | 4.7729 | 0.54485 | Fixed domestic
FZ0000_CF_240531a | Progressive Change - Final | Counterfactual | H2 Domestic Fixed_TAS | 2035 | TAS | TAS | 4.9175 | 4.9175 | 0.56136 | Fixed domestic
FZ0000_CF_240531a | Progressive Change - Final | Counterfactual | H2 Domestic Fixed_TAS | 2036 | TAS | TAS | 5.8898 | 5.8898 | 0.67051 | Fixed domestic
FZ0000_CF_240531a | Progressive Change - Final | Counterfactual | H2 Domestic Fixed_TAS | 2037 | TAS | TAS | 5.8737 | 5.8737 | 0.67051 | Fixed domestic
FZ0000_CF_240531a | Progressive Change - Final | Counterfactual | H2 Domestic Fixed_TAS | 2038 | TAS | TAS | 9.7586 | 9.7586 | 1.114 | Fixed domestic
FZ0000_CF_240531a | Progressive Change - Final | Counterfactual | H2 Domestic Fixed_TAS | 2039 | TAS | TAS | 9.7586 | 9.7586 | 1.114 | Fixed domestic
FZ0000_CF_240531a | Progressive Change - Final | Counterfactual | H2 Domestic Fixed_TAS | 2040 | TAS | TAS | 9.7853 | 9.7853 | 1.114 | Fixed domestic
FZ0000_CF_240531a | Progressive Change - Final | Counterfactual | H2 Domestic Fixed_TAS | 2041 | TAS | TAS | 14.0639 | 14.0639 | 1.6055 | Fixed domestic
FZ0000_CF_240531a | Progressive Change - Final | Counterfactual | H2 Domestic Fixed_TAS | 2042 | TAS | TAS | 14.0639 | 14.0639 | 1.6055 | Fixed domestic
FZ0000_CF_240531a | Progressive Change - Final | Counterfactual | H2 Domestic Fixed_TAS | 2043 | TAS | TAS | 14.0639 | 14.0639 | 1.6055 | Fixed domestic
FZ0000_CF_240531a | Progressive Change - Final | Counterfactual | H2 Domestic Fixed_TAS | 2044 | TAS | TAS | 14.1025 | 14.1025 | 1.6055 | Fixed domestic
FZ0000_CF_240531a | Progressive Change - Final | Counterfactual | H2 Domestic Fixed_TAS | 2045 | TAS | TAS | 14.0639 | 14.0639 | 1.6055 | Fixed domestic
FZ0000_CF_240531a | Progressive Change - Final | Counterfactual | H2 Domestic Fixed_TAS | 2046 | TAS | TAS | 14.0639 | 14.0639 | 1.6055 | Fixed domestic
FZ0000_CF_240531a | Progressive Change - Final | Counterfactual | H2 Domestic Fixed_TAS | 2047 | TAS | TAS | 15.9975 | 15.9975 | 1.8262 | Fixed domestic
FZ0000_CF_240531a | Progressive Change - Final | Counterfactual | H2 Domestic Fixed_TAS | 2048 | TAS | TAS | 16.0413 | 16.0413 | 1.8262 | Fixed domestic
FZ0000_CF_240531a | Progressive Change - Final | Counterfactual | H2 Domestic Fixed_TAS | 2049 | TAS | TAS | 15.9975 | 15.9975 | 1.8262 | Fixed domestic
FZ0000_CF_240531a | Progressive Change - Final | Counterfactual | H2 Domestic Fixed_TAS | 2050 | TAS | TAS | 16.1036 | 16.1036 | 1.8383 | Fixed domestic
FZ0000_CF_240531a | Progressive Change - Final | Counterfactual | H2 Domestic Fixed_TAS | 2051 | TAS | TAS | 16.1036 | 16.1036 | 1.8383 | Fixed domestic
FZ0000_CF_240531a | Progressive Change - Final | Counterfactual | H2 Domestic Fixed_TAS | 2052 | TAS | TAS | 16.1788 | 16.1788 | 1.8419 | Fixed domestic
FZ0000_CF_240531a | Progressive Change - Final | Counterfactual | H2 Domestic Flex_TAS | 2025 | TAS | TAS | 0 | 0 | 0 | Flexible domestic
FZ0000_CF_240531a | Progressive Change - Final | Counterfactual | H2 Domestic Flex_TAS | 2026 | TAS | TAS | 0 | 0 | 0 | Flexible domestic
FZ0000_CF_240531a | Progressive Change - Final | Counterfactual | H2 Domestic Flex_TAS | 2027 | TAS | TAS | 0 | 0 | 0 | Flexible domestic
FZ0000_CF_240531a | Progressive Change - Final | Counterfactual | H2 Domestic Flex_TAS | 2028 | TAS | TAS | 0 | 0 | 0 | Flexible domestic
FZ0000_CF_240531a | Progressive Change - Final | Counterfactual | H2 Domestic Flex_TAS | 2029 | TAS | TAS | 5.7721 | 6.6798 | 0.76253 | Flexible domestic
FZ0000_CF_240531a | Progressive Change - Final | Counterfactual | H2 Domestic Flex_TAS | 2030 | TAS | TAS | 24.2692 | 27.4534 | 3.134 | Flexible domestic
FZ0000_CF_240531a | Progressive Change - Final | Counterfactual | H2 Domestic Flex_TAS | 2031 | TAS | TAS | 50.4074 | 57.2484 | 6.5352 | Flexible domestic
FZ0000_CF_240531a | Progressive Change - Final | Counterfactual | H2 Domestic Flex_TAS | 2032 | TAS | TAS | 66.0847 | 74.6547 | 8.4989 | Flexible domestic
FZ0000_CF_240531a | Progressive Change - Final | Counterfactual | H2 Domestic Flex_TAS | 2033 | TAS | TAS | 95.2936 | 106.0648 | 12.1079 | Flexible domestic
FZ0000_CF_240531a | Progressive Change - Final | Counterfactual | H2 Domestic Flex_TAS | 2034 | TAS | TAS | 93.8191 | 106.0648 | 12.1079 | Flexible domestic
FZ0000_CF_240531a | Progressive Change - Final | Counterfactual | H2 Domestic Flex_TAS | 2035 | TAS | TAS | 98.1518 | 109.2787 | 12.4747 | Flexible domestic
FZ0000_CF_240531a | Progressive Change - Final | Counterfactual | H2 Domestic Flex_TAS | 2036 | TAS | TAS | 99.4811 | 130.8837 | 14.9002 | Flexible domestic
FZ0000_CF_240531a | Progressive Change - Final | Counterfactual | H2 Domestic Flex_TAS | 2037 | TAS | TAS | 97.2629 | 130.5261 | 14.9002 | Flexible domestic
FZ0000_CF_240531a | Progressive Change - Final | Counterfactual | H2 Domestic Flex_TAS | 2038 | TAS | TAS | 174.1542 | 216.8567 | 24.7553 | Flexible domestic
FZ0000_CF_240531a | Progressive Change - Final | Counterfactual | H2 Domestic Flex_TAS | 2039 | TAS | TAS | 170.2738 | 216.8567 | 24.7553 | Flexible domestic
FZ0000_CF_240531a | Progressive Change - Final | Counterfactual | H2 Domestic Flex_TAS | 2040 | TAS | TAS | 167.28 | 217.4508 | 24.7553 | Flexible domestic
FZ0000_CF_240531a | Progressive Change - Final | Counterfactual | H2 Domestic Flex_TAS | 2041 | TAS | TAS | 165.4189 | 312.5319 | 35.6772 | Flexible domestic
FZ0000_CF_240531a | Progressive Change - Final | Counterfactual | H2 Domestic Flex_TAS | 2042 | TAS | TAS | 169.1686 | 312.5319 | 35.6772 | Flexible domestic
FZ0000_CF_240531a | Progressive Change - Final | Counterfactual | H2 Domestic Flex_TAS | 2043 | TAS | TAS | 170.1357 | 312.5319 | 35.6772 | Flexible domestic
FZ0000_CF_240531a | Progressive Change - Final | Counterfactual | H2 Domestic Flex_TAS | 2044 | TAS | TAS | 173.9124 | 313.3881 | 35.6772 | Flexible domestic
FZ0000_CF_240531a | Progressive Change - Final | Counterfactual | H2 Domestic Flex_TAS | 2045 | TAS | TAS | 175.0212 | 312.5319 | 35.6772 | Flexible domestic
FZ0000_CF_240531a | Progressive Change - Final | Counterfactual | H2 Domestic Flex_TAS | 2046 | TAS | TAS | 175.0212 | 312.5319 | 35.6772 | Flexible domestic
FZ0000_CF_240531a | Progressive Change - Final | Counterfactual | H2 Domestic Flex_TAS | 2047 | TAS | TAS | 175.0212 | 355.5001 | 40.5822 | Flexible domestic
FZ0000_CF_240531a | Progressive Change - Final | Counterfactual | H2 Domestic Flex_TAS | 2048 | TAS | TAS | 175.0212 | 356.4741 | 40.5822 | Flexible domestic
FZ0000_CF_240531a | Progressive Change - Final | Counterfactual | H2 Domestic Flex_TAS | 2049 | TAS | TAS | 175.0212 | 355.5001 | 40.5822 | Flexible domestic
FZ0000_CF_240531a | Progressive Change - Final | Counterfactual | H2 Domestic Flex_TAS | 2050 | TAS | TAS | 175.0212 | 357.8573 | 40.8513 | Flexible domestic
FZ0000_CF_240531a | Progressive Change - Final | Counterfactual | H2 Domestic Flex_TAS | 2051 | TAS | TAS | 175.0212 | 357.8573 | 40.8513 | Flexible domestic
FZ0000_CF_240531a | Progressive Change - Final | Counterfactual | H2 Domestic Flex_TAS | 2052 | TAS | TAS | 175.0212 | 359.53 | 40.9301 | Flexible domestic
FZ0000_CF_240531a | Progressive Change - Final | Counterfactual | H2 Domestic Fixed_VIC | 2025 | VIC | VIC | 2.5574 | 2.5574 | 0.29194 | Fixed domestic
FZ0000_CF_240531a | Progressive Change - Final | Counterfactual | H2 Domestic Fixed_VIC | 2026 | VIC | VIC | 4.0307 | 4.0307 | 0.46013 | Fixed domestic
FZ0000_CF_240531a | Progressive Change - Final | Counterfactual | H2 Domestic Fixed_VIC | 2027 | VIC | VIC | 4.0307 | 4.0307 | 0.46013 | Fixed domestic
FZ0000_CF_240531a | Progressive Change - Final | Counterfactual | H2 Domestic Fixed_VIC | 2028 | VIC | VIC | 4.0418 | 4.0418 | 0.46013 | Fixed domestic
FZ0000_CF_240531a | Progressive Change - Final | Counterfactual | H2 Domestic Fixed_VIC | 2029 | VIC | VIC | 50.4395 | 50.4395 | 5.7579 | Fixed domestic
FZ0000_CF_240531a | Progressive Change - Final | Counterfactual | H2 Domestic Fixed_VIC | 2030 | VIC | VIC | 139.1119 | 139.1119 | 15.8804 | Fixed domestic
FZ0000_CF_240531a | Progressive Change - Final | Counterfactual | H2 Domestic Fixed_VIC | 2031 | VIC | VIC | 139.1119 | 139.1119 | 15.8804 | Fixed domestic
FZ0000_CF_240531a | Progressive Change - Final | Counterfactual | H2 Domestic Fixed_VIC | 2032 | VIC | VIC | 204.8376 | 204.8376 | 23.3194 | Fixed domestic
FZ0000_CF_240531a | Progressive Change - Final | Counterfactual | H2 Domestic Fixed_VIC | 2033 | VIC | VIC | 420.9245 | 420.9245 | 48.0507 | Fixed domestic
FZ0000_CF_240531a | Progressive Change - Final | Counterfactual | H2 Domestic Fixed_VIC | 2034 | VIC | VIC | 420.9245 | 420.9245 | 48.0507 | Fixed domestic
FZ0000_CF_240531a | Progressive Change - Final | Counterfactual | H2 Domestic Fixed_VIC | 2035 | VIC | VIC | 489.2586 | 489.2586 | 55.8514 | Fixed domestic
FZ0000_CF_240531a | Progressive Change - Final | Counterfactual | H2 Domestic Fixed_VIC | 2036 | VIC | VIC | 549.27 | 549.27 | 62.5307 | Fixed domestic
FZ0000_CF_240531a | Progressive Change - Final | Counterfactual | H2 Domestic Fixed_VIC | 2037 | VIC | VIC | 547.7692 | 547.7692 | 62.5307 | Fixed domestic
FZ0000_CF_240531a | Progressive Change - Final | Counterfactual | H2 Domestic Fixed_VIC | 2038 | VIC | VIC | 576.3117 | 576.3117 | 65.789 | Fixed domestic
FZ0000_CF_240531a | Progressive Change - Final | Counterfactual | H2 Domestic Fixed_VIC | 2039 | VIC | VIC | 576.3117 | 576.3117 | 65.789 | Fixed domestic
FZ0000_CF_240531a | Progressive Change - Final | Counterfactual | H2 Domestic Fixed_VIC | 2040 | VIC | VIC | 577.8906 | 577.8906 | 65.789 | Fixed domestic
FZ0000_CF_240531a | Progressive Change - Final | Counterfactual | H2 Domestic Fixed_VIC | 2041 | VIC | VIC | 576.3117 | 576.3117 | 65.789 | Fixed domestic
FZ0000_CF_240531a | Progressive Change - Final | Counterfactual | H2 Domestic Fixed_VIC | 2042 | VIC | VIC | 576.3117 | 576.3117 | 65.789 | Fixed domestic
FZ0000_CF_240531a | Progressive Change - Final | Counterfactual | H2 Domestic Fixed_VIC | 2043 | VIC | VIC | 576.3117 | 576.3117 | 65.789 | Fixed domestic
FZ0000_CF_240531a | Progressive Change - Final | Counterfactual | H2 Domestic Fixed_VIC | 2044 | VIC | VIC | 598.902 | 598.902 | 68.181 | Fixed domestic
FZ0000_CF_240531a | Progressive Change - Final | Counterfactual | H2 Domestic Fixed_VIC | 2045 | VIC | VIC | 597.2657 | 597.2657 | 68.181 | Fixed domestic
FZ0000_CF_240531a | Progressive Change - Final | Counterfactual | H2 Domestic Fixed_VIC | 2046 | VIC | VIC | 597.2657 | 597.2657 | 68.181 | Fixed domestic
FZ0000_CF_240531a | Progressive Change - Final | Counterfactual | H2 Domestic Fixed_VIC | 2047 | VIC | VIC | 678.099 | 678.099 | 77.4086 | Fixed domestic
FZ0000_CF_240531a | Progressive Change - Final | Counterfactual | H2 Domestic Fixed_VIC | 2048 | VIC | VIC | 679.9568 | 679.9568 | 77.4086 | Fixed domestic
FZ0000_CF_240531a | Progressive Change - Final | Counterfactual | H2 Domestic Fixed_VIC | 2049 | VIC | VIC | 678.099 | 678.099 | 77.4086 | Fixed domestic
FZ0000_CF_240531a | Progressive Change - Final | Counterfactual | H2 Domestic Fixed_VIC | 2050 | VIC | VIC | 826.558 | 826.558 | 94.3559 | Fixed domestic
FZ0000_CF_240531a | Progressive Change - Final | Counterfactual | H2 Domestic Fixed_VIC | 2051 | VIC | VIC | 825.0847 | 825.0847 | 94.1877 | Fixed domestic
FZ0000_CF_240531a | Progressive Change - Final | Counterfactual | H2 Domestic Fixed_VIC | 2052 | VIC | VIC | 867.8842 | 867.8842 | 98.8028 | Fixed domestic
FZ0000_CF_240531a | Progressive Change - Final | Counterfactual | H2 Domestic Flex_VIC | 2025 | VIC | VIC | 49.3127 | 56.8302 | 6.4875 | Flexible domestic
FZ0000_CF_240531a | Progressive Change - Final | Counterfactual | H2 Domestic Flex_VIC | 2026 | VIC | VIC | 77.6668 | 89.5717 | 10.2251 | Flexible domestic
FZ0000_CF_240531a | Progressive Change - Final | Counterfactual | H2 Domestic Flex_VIC | 2027 | VIC | VIC | 75.935 | 89.5717 | 10.2251 | Flexible domestic
FZ0000_CF_240531a | Progressive Change - Final | Counterfactual | H2 Domestic Flex_VIC | 2028 | VIC | VIC | 74.2418 | 89.8171 | 10.2251 | Flexible domestic
FZ0000_CF_240531a | Progressive Change - Final | Counterfactual | H2 Domestic Flex_VIC | 2029 | VIC | VIC | 681.7364 | 1120.8784 | 127.9542 | Flexible domestic
FZ0000_CF_240531a | Progressive Change - Final | Counterfactual | H2 Domestic Flex_VIC | 2030 | VIC | VIC | 1845.7348 | 3091.376 | 352.8968 | Flexible domestic
FZ0000_CF_240531a | Progressive Change - Final | Counterfactual | H2 Domestic Flex_VIC | 2031 | VIC | VIC | 2721.9649 | 3091.376 | 352.8968 | Flexible domestic
FZ0000_CF_240531a | Progressive Change - Final | Counterfactual | H2 Domestic Flex_VIC | 2032 | VIC | VIC | 4029.4052 | 4551.9473 | 518.2089 | Flexible domestic
FZ0000_CF_240531a | Progressive Change - Final | Counterfactual | H2 Domestic Flex_VIC | 2033 | VIC | VIC | 7023.9979 | 9353.878 | 1067.7943 | Flexible domestic
FZ0000_CF_240531a | Progressive Change - Final | Counterfactual | H2 Domestic Flex_VIC | 2034 | VIC | VIC | 6901.8073 | 9353.878 | 1067.7943 | Flexible domestic
FZ0000_CF_240531a | Progressive Change - Final | Counterfactual | H2 Domestic Flex_VIC | 2035 | VIC | VIC | 6908.0235 | 10872.4124 | 1241.143 | Flexible domestic
FZ0000_CF_240531a | Progressive Change - Final | Counterfactual | H2 Domestic Flex_VIC | 2036 | VIC | VIC | 6792.8173 | 12205.999 | 1389.5718 | Flexible domestic
FZ0000_CF_240531a | Progressive Change - Final | Counterfactual | H2 Domestic Flex_VIC | 2037 | VIC | VIC | 6641.3519 | 12172.6493 | 1389.5718 | Flexible domestic
FZ0000_CF_240531a | Progressive Change - Final | Counterfactual | H2 Domestic Flex_VIC | 2038 | VIC | VIC | 6623.0249 | 12806.9266 | 1461.9779 | Flexible domestic
FZ0000_CF_240531a | Progressive Change - Final | Counterfactual | H2 Domestic Flex_VIC | 2039 | VIC | VIC | 6516.1323 | 12806.9266 | 1461.9779 | Flexible domestic
FZ0000_CF_240531a | Progressive Change - Final | Counterfactual | H2 Domestic Flex_VIC | 2040 | VIC | VIC | 6406.7199 | 12842.0141 | 1461.9779 | Flexible domestic
FZ0000_CF_240531a | Progressive Change - Final | Counterfactual | H2 Domestic Flex_VIC | 2041 | VIC | VIC | 6334.4864 | 12806.9266 | 1461.9779 | Flexible domestic
FZ0000_CF_240531a | Progressive Change - Final | Counterfactual | H2 Domestic Flex_VIC | 2042 | VIC | VIC | 6347.9135 | 12806.9266 | 1461.9779 | Flexible domestic
FZ0000_CF_240531a | Progressive Change - Final | Counterfactual | H2 Domestic Flex_VIC | 2043 | VIC | VIC | 6409.0815 | 12806.9266 | 1461.9779 | Flexible domestic
FZ0000_CF_240531a | Progressive Change - Final | Counterfactual | H2 Domestic Flex_VIC | 2044 | VIC | VIC | 6453.7611 | 13308.9333 | 1515.1336 | Flexible domestic
FZ0000_CF_240531a | Progressive Change - Final | Counterfactual | H2 Domestic Flex_VIC | 2045 | VIC | VIC | 6488.447 | 13272.5701 | 1515.1336 | Flexible domestic
FZ0000_CF_240531a | Progressive Change - Final | Counterfactual | H2 Domestic Flex_VIC | 2046 | VIC | VIC | 6529.3694 | 13272.5701 | 1515.1336 | Flexible domestic
FZ0000_CF_240531a | Progressive Change - Final | Counterfactual | H2 Domestic Flex_VIC | 2047 | VIC | VIC | 6529.3694 | 15068.8668 | 1720.1903 | Flexible domestic
FZ0000_CF_240531a | Progressive Change - Final | Counterfactual | H2 Domestic Flex_VIC | 2048 | VIC | VIC | 6614.7091 | 15110.1514 | 1720.1903 | Flexible domestic
FZ0000_CF_240531a | Progressive Change - Final | Counterfactual | H2 Domestic Flex_VIC | 2049 | VIC | VIC | 6614.7091 | 15068.8668 | 1720.1903 | Flexible domestic
FZ0000_CF_240531a | Progressive Change - Final | Counterfactual | H2 Domestic Flex_VIC | 2050 | VIC | VIC | 7316.4323 | 18367.9563 | 2096.7987 | Flexible domestic
FZ0000_CF_240531a | Progressive Change - Final | Counterfactual | H2 Domestic Flex_VIC | 2051 | VIC | VIC | 7316.4323 | 18335.2149 | 2093.0611 | Flexible domestic
FZ0000_CF_240531a | Progressive Change - Final | Counterfactual | H2 Domestic Flex_VIC | 2052 | VIC | VIC | 7316.4323 | 19286.3149 | 2195.6187 | Flexible domestic