## Summary
Summary
This sheet includes a Summary Chart and Table of the data within this file.
Disclaimer
This document is subject to an important disclaimer that limits or excludes AEMO's liability.
Please read the full disclaimer at
https://www.aemo.com.au/energy-systems/electricity/national-electricity-market-nem/nem-forecasting-and-planning/forecasting-and-planning-data/generation-information
Region
NEM
Dispatch Type
S‚ SS & NS
Summary Chart: NEM Scheduled, Semi-scheduled & Non-scheduled Generation (MW) - Existing and New Developments by Fuel-Technology Category
Summary Table: NEM Scheduled, Semi-scheduled & Non-scheduled Generation (MW) - Existing and New Developments by Fuel-Technology Category
Fuel - Technology Category
| Summary Status | Coal | CCGT | OCGT | Gas other | Solar* | Wind | Water | Biomass | Battery Storage | Other | Total
| Existing | 21255 | 2985.07 | 7314.39 | 1944.94 | 9103.34 | 11124.59 | 7998.64 | 542.08 | 1604.83 | 223.9 | 64096.78
| Announced Withdrawal | 2880 | 180 | 157.5 | 800 | 0 | 0 | 0 | 0 | 0 | 0 | 4017.5
| Existing less Announced Withdrawal | 18375 | 2805.07 | 7156.89 | 1144.94 | 9103.34 | 11124.59 | 7998.64 | 542.08 | 1604.83 | 223.9 | 60079.28
| Upgrade / Expansion | 0 | 0 | 0 | 0 | 0 | 0 | 0 | 0 | 0 | 0 | 0
| Committed | 0 | 0 | 750 | 0 | 2514.42 | 3166.9 | 2450 | 0 | 3659.04 | 0 | 12540.36
| Anticipated | 0 | 0 | 204 | 0 | 1899.17 | 486 | 1998 | 0 | 4846.19 | 0 | 9433.36
| Proposed | 990 | 207 | 2863.85 | 1686.81 | 48378.84 | 130363.19 | 20271 | 333 | 80847.02 | 4286 | 290226.71
| Withdrawn | 0 | 0 | 0 | 0 | 0 | 0 | 0 | 0 | 0 | 0 | 0
Notes:
"Existing" summary status includes "Announced Withdrawal".
"Committed" summary status includes "Committed*".
"Solar*" Fuel-Technology category excludes Rooftop PV installations.
Projects with "TBA" Dispatch Type are not included in the Summary Table.
Projects with "Confidential" FuelBucketSummary are not included in the Summary Table.

## Change Log
Change Log
This table lists all significant changes within the updates to AEMO's Generation Information data, since the 2012 ESOO.
The changes within each update were made available on AEMO's Generation Information Page website, on the corresponding "Publication Date" shown in the table below.
Publication Date | Region | Type of Change | Site Name | Owner | DUID(s) | Note | Effective Date
2024-07-29 | NSW1 | Informative note | 275 Kent St | Cogent Energy Pty Ltd |  | Project record deleted as project reached end of life | 2024-07-29
2024-07-29 | NSW1 | Informative note | 8 Chifley Place | Cogent Energy Pty Ltd |  | Project record deleted as project reached end of life | 2024-07-29
2024-07-29 | NSW1 | Project commitment | Capital Battery | Capital Battery Pty Ltd | CBESS | AEMO corrected the error in estimation of unit status in previous publication. Status changed from In Service to Committed | 2024-07-29
2024-07-29 | NSW1 | Project commitment | Crookwell 3 Wind Farm | Crookwell 3 Development Pty Ltd |  | From Committed* to Committed | 2024-07-29
2024-07-29 | NSW1 | Project commitment | Culcairn Solar Farm | Culcarin Solar Farm Trust |  | From Anticipated to Committed | 2024-07-29
2024-07-29 | NSW1 | Project commitment | Limondale BESS | Limondale Battery Pty. Ltd |  | From Publicly Announced to Anticipated | 2024-07-29
2024-07-29 | NSW1 | Project commitment | Maryvale Solar and Energy Storage System | Maryvale Solar Farm Pty Ltd |  | From Publicly Announced to Anticipated. Battery unit added. | 2024-07-29
2024-07-29 | NSW1 | Informative note | Mt Piper | EnergyAustralia NSW Pty Ltd | MP2 (upgrade) | Project record deleted as the upgrade unit is combined with the existing unit and reflected in the scheduled capacity profile. | 2024-07-29
2024-07-29 | NSW1 | Project commitment | Quorn Park Hybrid | Quorn Park Solar Farm Pty Ltd as the trustee for Quorn Park Solar Farm Trust | QPBESS, QPSF | From Anticipated to Committed | 2024-07-29
2024-07-29 | NSW1 | Informative note | Rosedale SF | Lightsource Development Services Australia Pty Ltd |  | Project record deleted as project discontinued | 2024-07-29
2024-07-29 | NSW1 | Project commitment | Silver City Energy Storage | A-CAES NSW PTY LTD |  | From Publicly Announced to Anticipated | 2024-07-29
2024-07-29 | NSW1 | Project commitment | Snuggery | Synergen Power Pty Ltd | SNUGNL1 | From In Service to In Service - Announced Withdrawal (Permanent) | 2024-07-29
2024-07-29 | QLD1 | Project commitment | Broadsound Solar Farm | Broadsound Solar Farm Pty Ltd |  | From Publicly Announced to Anticipated | 2024-07-29
2024-07-29 | QLD1 | Project commitment | Bundaberg Solar Farm | Bundaberg Development Pty Ltd |  | From Publicly Announced to Committed | 2024-07-29
2024-07-29 | QLD1 | Informative note | Burdekin Solar Farm - KCI | Burdekin Solar Farm Pty Ltd Atf Burdekin Genesis Project Trust |  | Technology type corrected to Solar from Storage | 2024-07-29
2024-07-29 | QLD1 | Project commitment | Greenbank BESS | CSENERGY |  | From Anticipated to Committed | 2024-07-29
2024-07-29 | QLD1 | Project commitment | Munna Creek Solar Farm | Munna Creek Solar Farm Investments Pty Ltd as trustee for the Munna Creek Solar Farm Trust |  | From Publicly Announced to Anticipated | 2024-07-29
2024-07-29 | QLD1 | Informative note | Tarong | Stanwell Corporation Limited | TARONG#1, TARONG#2 | Expected closure year updated from 2037 to 2036 | 2024-07-29
2024-07-29 | QLD1 | Informative note | Upper Burdekin Wind Farm - KCI | Upper Burdekin Wind Farm Pty Ltd |  | Project record deleted as project discontinued | 2024-07-29
2024-07-29 | SA1 | Project commitment | Clements Gap - BESS | Pacific Hydro Clements Gap Pty Ltd |  | From Publicly Announced to Committed | 2024-07-29
2024-07-29 | SA1 | Project commitment | Goyder South Wind Farm 1A | Goyder Wind Farm 1 Trust | GSWF1A | AEMO corrected the error in estimation of unit status in previous publication. Status changed from In Service to Committed | 2024-07-29
2024-07-29 | SA1 | Project commitment | Goyder South Wind Farm 1B | Goyder Wind Farm 1B Trust | GSWF1B | AEMO corrected the error in estimation of unit status in previous publication. Status changed from In Service to Committed | 2024-07-29
2024-07-29 | SA1 | Project commitment | Mannum BESS | Epic Energy South Australia Pty Ltd |  | From Publicly Announced to Anticipated | 2024-07-29
2024-07-29 | VIC1 | Informative note | 321 Exhibition Street Trigen | Cogent Energy |  | Project record deleted as project reached end of life | 2024-07-29
2024-07-29 | VIC1 | Informative note | Crowlands Wind Farm | Pacific Hydro Crowlands Pty Ltd | CROWLWF1 | Expected closure year updated from 2050 to 2044 | 2024-07-29
2024-07-29 | VIC1 | Informative note | Golden Plains Wind Farm East | Golden Plains WF1 Pty Ltd as trustee for the Golden Plains WF1 Unit Trust |  | Expected closure year updated from 2054 to 2055 | 2024-07-29
2024-07-29 | VIC1 | Informative note | Goorambat East Solar Farm | Neoen Australia Pty Ltd |  | Project record deleted as project discontinued | 2024-07-29
2024-07-29 | VIC1 | Informative note | Kerang Hybrid | Kerang Power Pty Ltd |  | Project record deleted as project discontinued | 2024-07-29
2024-07-29 | VIC1 | Project commitment | LaTrobe Valley BESS | Tilt Renewables Australia Pty Ltd |  | From Anticipated to Committed | 2024-07-29
2024-07-29 | VIC1 | Informative note | Morwell Solar | ARP Australian Solar |  | Project record deleted as project discontinued | 2024-07-29
2024-05-27 | NSW1 | Informative note | Eraring | Origin Energy Eraring Pty Ltd | ER01, ER02, ER03, ER04 | Expected closure year changed from 2025 to 2027 | 2024-05-27
2024-04-16 | NSW1 | Project commitment | Broken Hll | MACQGEN | BHBG1 & BHBL1 | From Committed to In Commissioning | 2024-04-16
2024-04-16 | NSW1 | Project commitment | Capital Battery | Capital Battery Pty Ltd | CBESS1 | From Committed to In Service | 2024-04-16
2024-04-16 | NSW1 | Project commitment | Flyers Creek Wind Farm | Flyers Creek Wind Farm Pty Ltd | GSWF1A | From Committed to In Service | 2024-04-16
2024-04-16 | NSW1 | Project commitment | Koorangie Energy Storage System | Edify Energy |  | From Anticipated to Committed | 2024-04-16
2024-04-16 | NSW1 | Informative note | Lismore BESS | GMR Energy Pty Ltd |  | Project record deleted as project discontinued | 2024-04-16
2024-04-16 | NSW1 | Informative note | Mates Gully Solar Farm | sparkrenewables_NR |  | Project record deleted as project discontinued | 2024-04-16
2024-04-16 | NSW1 | Project commitment | Metz Solar Farm | Metz ProjectCo Pty Ltd as trustee for Metz ProjectCo Trust | METZSF1 | From Committed to In Service | 2024-04-16
2024-04-16 | NSW1 | Project commitment | New England Solar Farm | ACEN AUSTRALIA | NEWENSF1 | From In Commissioning to In Service | 2024-04-16
2024-04-16 | NSW1 | Project commitment | New England Solar Farm | ACEN AUSTRALIA | NEWENSF2 | From In Commissioning to In Service | 2024-04-16
2024-04-16 | NSW1 | Project commitment | New England Solar Farm | ACEN AUSTRALIA |  | Third stage from Publicly Announced to Anticipated | 2024-04-16
2024-04-16 | NSW1 | Project commitment | New England Solar Farm BESS | ACEN AUSTRALIA |  | One unit has moved back from Anticipated to Publicly Announced due to updated project status | 2024-04-16
2024-04-16 | NSW1 | Project commitment | Tallawarra B | Energy Australia | TALWB1 | From Committed* to In Service | 2024-04-16
2024-04-16 | NSW1 | Informative note | Tamworth BESS | The Trustee for Equis Energy (Ausralia) Ngumi 4 Asset Trust |  | Project record deleted as project discontinued | 2024-04-16
2024-04-16 | NSW1 | Project commitment | Tilbuster Solar Farm | Enerparc Australia Pty Ltd |  | From Anticipated to Committed | 2024-04-16
2024-04-16 | QLD1 | Informative note | Brendale BESS | Brendale Battery ProjectCo Pty Lt |  | From Publicly Announced to Anticipated | 2024-04-16
2024-04-16 | QLD1 | Informative note | Broadlea Solar Farm | EEW Eco Energy World |  | Project record deleted as project discontinued | 2024-04-16
2024-04-16 | QLD1 | Project commitment | Greenbank BESS | CSENERGY |  | From Publicly Announced to Anticipated | 2024-04-16
2024-04-16 | QLD1 | Informative note | High Road | Ratch Australia |  | Project record deleted as project discontinued | 2024-04-16
2024-04-16 | QLD1 | Informative note | Lake Awoonga (Site B) Solar Farm | TotalEnergies Renewables Australia |  | Project record deleted as project discontinued | 2024-04-16
2024-04-16 | QLD1 | Informative note | Lake Awoonga (Site B) Solar Farm | TotalEnergies Renewables Australia |  | Project record deleted as project discontinued | 2024-04-16
2024-04-16 | QLD1 | Project commitment | MacIntyre Wind Farm | Macintyre Windfarm Pty Ltd and Arc Energy Macintyre Pty Ltd |  | From Anticipated to Committed* | 2024-04-16
2024-04-16 | QLD1 | Informative note | Tarong | Acenergy Pty Ltd | TARONG#1 | Expected closure year changed from 2036 to 2037 | 2024-04-16
2024-04-16 | QLD1 | Informative note | Tarong | Acenergy Pty Ltd | TARONG#2 | Expected closure year changed from 2036 to 2037 | 2024-04-16
2024-04-16 | QLD1 | Project commitment | Tarong BESS - Stanwell | Stanwell Corporation Limited |  | From Anticipated to Committed | 2024-04-16
2024-04-16 | QLD1 | Informative note | Tieri BESS | FRV Service Australia Pty Ltd | TieriBESS1 | Solar Farm removed, only BESS project | 2024-04-16
2024-04-16 | QLD1 | Project commitment | Wandoan South Solar Stage 1 | Vena Evergy | WANDSF1 | From In Commissioning to In Service | 2024-04-16
2024-04-16 | QLD1 | Project commitment | Western Downs Battery | Western Downs BESS Trust | WDBESS | From Anticipated to Committed | 2024-04-16
2024-04-16 | QLD1 | Project commitment | Woolooga Solar Farm | Woolooga Fund Pty Ltd | WOOLGSF1 | From Committed to In Service | 2024-04-16
2024-04-16 | SA1 | Project commitment | Blyth BESS | Glenrowan Solar Farm Pty Ltd as trustee for Glenrowan Solar Farm Trust | GSWF1B | From Anticipated to Committed | 2024-04-16
2024-04-16 | SA1 | Informative note | Goyder South Hub - BESS | Neoen |  | Project record deleted as project discontinued | 2024-04-16
2024-04-16 | SA1 | Project commitment | Goyder South Wind Farm 1A | Goyder Wind Farm 1 Trust | GSWF1A | From Committed to In Service | 2024-04-16
2024-04-16 | SA1 | Project commitment | Goyder South Wind Farm 1B | Goyder Wind Farm 1B Trust | GSWF1B | From Committed to In Service | 2024-04-16
2024-04-16 | SA1 | Project commitment | Mannum Solar Farm 2 | Mannum Stage 2 SubCo Pty Ltd as trustee for the Mannum Stage 2 Unit Trust | MANSF2 | From Committed to In Commissioning | 2024-04-16
2024-04-16 | SA1 | Informative note | Starfish Hill | Acenergy Pty Ltd | STARHLWF | Expected closure year changed from 2027 to 2033 | 2024-04-16
2024-04-16 | SA1 | Project commitment | Tailem Bend Battery Project | Vena Energy | TB2BG1 | From In Commissioning to In Service | 2024-04-16
2024-04-16 | SA1 | Project commitment | Templers BESS | ZEN Energy Future Pty Ltd |  | From Anticipated to Committed | 2024-04-16
2024-04-16 | SA1 | Project commitment | Torrens Island BESS | TIPSCO | TIBG1 / TIPL1 | From In Commissioning to In Service | 2024-04-16
2024-04-16 | SA1 | Closure date | Port Lincoln GT | Synergen Power Pty Ltd | POR01 | Closure date of 1/1/2028 advised | 2024-04-16
2024-04-16 | SA1 | Closure date | Port Lincoln GT | Synergen Power Pty Ltd | POR03 | Closure date of 1/1/2028 advised | 2024-04-16
2024-04-16 | SA1 | Closure date | Snuggery | Synergen Power Pty Ltd | SNUG1 | Closure date of 1/1/2028 advised | 2024-04-16
2024-04-16 | SA1 | Closure date | Snuggery | Synergen Power Pty Ltd | SNUGNL1 | Expected closure year of 2028 advised | 2024-04-16
2024-04-16 | TAS1 | Informative note | Cellars Hill BESS | The Trustee for Equis Wind (Australia) Cellars Hill Asset Trust |  | Project record deleted as project discontinued | 2024-04-16
2024-04-16 | TAS1 | Informative note | Cellars Hill Wind Farm | The Trustee for Equis Wind (Australia) Cellars Hill Asset Trust |  | Project record deleted as project discontinued | 2024-04-16
2024-04-16 | TAS1 | Informative note | George Town Battery System | Hydro-Electric Corporation |  | Project record deleted as project discontinued | 2024-04-16
2024-04-16 | TAS1 | Informative note | Low Head Wind Farm - Stage 1 | Equis Wind (Australia) Projects (LHWF1) Pty Ltd as trustee for the Equis Wind (Australia) LHWF1 Asset Trust |  | Project record deleted as project discontinued | 2024-04-16
2024-04-16 | VIC1 | Project commitment | Glenrowan Solar Farm | Glenrowan Solar Farm Pty Ltd as trustee for Glenrowan Solar Farm Trust |  | From Committed to In Service | 2024-04-16
2024-04-16 | VIC1 | Project commitment | LaTrobe Valley BESS | Tilt Renewables Australia Pty Ltd |  | From Publicly Announced to Anticipated | 2024-04-16
2024-04-16 | VIC1 | Informative note | Mornington BESS | Mornington BESS Project Pty Ltd as Trustee of Mornington BESS Project Trust |  | The status has moved back from Anticipated to Publicly Announced due to updated project commitment details | 2024-04-16
2024-04-16 | VIC1 | Informative note | Terang Battery Energy Storage System | Acenergy Pty Ltd |  | Project record deleted as project discontinued | 2024-04-16
2024-02-07 | SA1 | Closure date | Port Lincoln GT | Synergen Power Pty Ltd | POR01 | Expected closure year changed from 2030 to 2027 | 2024-02-07
2024-02-07 | SA1 | Closure date | Port Lincoln GT | Synergen Power Pty Ltd | POR03 | Expected closure year changed from 2030 to 2027 | 2024-02-07
2024-02-07 | SA1 | Closure date | Snuggery | Synergen Power Pty Ltd | SNUG1 | Expected closure year changed from 2030 to 2027 | 2024-02-07
2024-02-07 | SA1 | Closure date | Snuggery | Synergen Power Pty Ltd | SNUGNL1 | Expected closure year changed from 2030 to 2027 | 2024-02-07
2024-01-29 | NSW1 | Informative note | 20 Bond St | Cogent Energy Pty Ltd |  | Project record deleted as project reached end of life | 2024-01-29
2024-01-29 | NSW1 | Informative note | Armidale Pumped Hydro | UPC Renewables |  | Project record deleted as project discontinued | 2024-01-29
2024-01-29 | NSW1 | Informative note | Broken Hill | MACQGEN |  | Full Commercial Use Date changed from Dec 2023 to Jan 2024 | 2024-01-29
2024-01-29 | NSW1 | Project commitment | Culcairn Solar Farm | Culcarin Solar Farm Trust |  | Project added and Anticipated | 2024-01-29
2024-01-29 | NSW1 | Project commitment | Eraring Big Battery | Origin Energy Electricity Limited |  | From Anticipated to Committed | 2024-01-29
2024-01-29 | NSW1 | Project commitment | Liddell BESS | MACQGEN |  | From Proposed to Anticipated | 2024-01-29
2024-01-29 | NSW1 | Project commitment | Lockhart Hybrid Facility - Battery | Better Energy Technology Pty Ltd |  | Project added and Anticipated | 2024-01-29
2024-01-29 | NSW1 | Project commitment | Lockhart Hybrid Facility - Solar | Better Energy Technology Pty Ltd |  | Project added and Anticipated | 2024-01-29
2024-01-29 | NSW1 | Informative note | Mannum Solar Farm 2 | Mannum Stage 2 SubCo Pty Ltd as trustee for the Mannum Stage 2 Unit Trust |  | Full Commercial Use Date changed from Nov 2023 to Feb 2024 | 2024-01-29
2024-01-29 | NSW1 | Informative note | Maoneng Battery | Maoneng Australia |  | Project record deleted as project discontinued | 2024-01-29
2024-01-29 | NSW1 | Informative note | Merriwa Solar Farm | Midgar Solar Project Pty Ltd |  | Project record deleted as project discontinued | 2024-01-29
2024-01-29 | NSW1 | Informative note | Newcastle Offshore Wind | Newcastle Offshore Wind Energy Pty Ltd |  | Capacity corrected | 2024-01-29
2024-01-29 | NSW1 | Project commitment | Queanbeyan BESS | Berrybank 2 Asset Pty Ltd as Trustee for Berrybank 2 Asset Trust | QBYNBG1 | From In Commissioning to In Service | 2024-01-29
2024-01-29 | NSW1 | Project commitment | Richmond Valley BESS | Ark Energy Corporation Pty Ltd |  | Project added and Anticipated | 2024-01-29
2024-01-29 | NSW1 | Informative note | Riverina Solar Farm | Riverina Solar Pty Ltd |  | Full Commercial Use Date changed from Jun 2024 to Jun 2025 | 2024-01-29
2024-01-29 | NSW1 | Project commitment | Rye Park Wind Farm | Tilt Renewables Australia Pty Ltd |  | From Committed to In commissioning | 2024-01-29
2024-01-29 | NSW1 | Informative note | Sunraysia BESS | Maoneng Australia |  | Project record deleted as project discontinued | 2024-01-29
2024-01-29 | NSW1 | Informative note | Tallawarra B | EnergyAustralia Tallawarra Pty Ltd |  | Full Commercial Use Date changed from Jan 2024 to Feb 2024 | 2024-01-29
2024-01-29 | NSW1 | Project commitment | Tamworth BESS - Gmr Energy | Gmr Energy |  | From Proposed to Anticipated | 2024-01-29
2024-01-29 | NSW1 | Informative note | Wyalong Solar Farm | Wyalong Solar Farm Pty Ltd as the trustee for the Wyalong Solar Farm Unit Trust |  | Full Commercial Use Date changed from Jul 2023 to Jan 2024 | 2024-01-29
2024-01-29 | QLD1 | Project commitment | Aldoga BESS Stage 1 | Acciona Energy Australia Global |  | From Proposed to Anticipated | 2024-01-29
2024-01-29 | QLD1 | Informative note | Aldoga BESS Stage 2 | Acciona Energy Australia Global |  | Project record deleted as project discontinued | 2024-01-29
2024-01-29 | QLD1 | Project commitment | Banksia Solar Farm | Venn Energy Pty / Banksia Solar Project Pty Ltd Old: Venn Energy |  | From Proposed to Anticipated | 2024-01-29
2024-01-29 | QLD1 | Informative note | Birkdale | LMS ENERGY Pty Ltd |  | Project record deleted as project reached end of life | 2024-01-29
2024-01-29 | QLD1 | Project commitment | Chinchilla BESS | CSENERGY | CHBESSG1 | From Anticipated to In commissioning | 2024-01-29
2024-01-29 | QLD1 | Project commitment | Dulacca Wind Farm | Dulacca Energy Project Co Pty Ltd | DULAWF1 | From In Commissioning to In Service | 2024-01-29
2024-01-29 | QLD1 | Informative note | Euroa Hydrogen Project | Vena Energy |  | Project record deleted as it is not a generator | 2024-01-29
2024-01-29 | QLD1 | Informative note | Karara | CLEANCO |  | Project record deleted as project temporarily discontinued | 2024-01-29
2024-01-29 | QLD1 | Project commitment | Mt Fox BESS - ARENA | Mount Fox BESS Pty Ltd |  | From Proposed to Anticipated | 2024-01-29
2024-01-29 | QLD1 | Project commitment | Munna Creek Solar Farm | Renewable Energy System Technologies Pty Ltd |  | From Anticipated to Proposed | 2024-01-29
2024-01-29 | QLD1 | Informative note | South Pine BESS - KCI | Neon Australia Pty Ltd |  | Project record deleted as project discontinued | 2024-01-29
2024-01-29 | QLD1 | Informative note | Stanwell Power Station BESS | Stanwell Corporation Limited |  | Project record deleted due to duplication | 2024-01-29
2024-01-29 | SA1 | Project commitment | Bungama Solar | Bungama Project (Solar) Operations Pty Ltd |  | From Proposed to Anticipated | 2024-01-29
2024-01-29 | SA1 | Project commitment | Hydrogen Jobs Plan | Office of Hydrogen SA |  | From Proposed to Anticipated | 2024-01-29
2024-01-29 | SA1 | Informative note | Mobiling BESS (Akaysha) | Akaysha Energy |  | Project record deleted as project discontinued | 2024-01-29
2024-01-29 | SA1 | Project commitment | Tailem Bend Battery Project | Vena Energy |  | From Committed to In commissioning | 2024-01-29
2024-01-29 | VIC1 | Informative note | Brooklyn | EDL LFG Vic Pty Ltd |  | Project record deleted as project reached end of life | 2024-01-29
2024-01-29 | VIC1 | Informative note | Cranbourne BESS (Maoneng) | Maoneng Australia Pty Ltd |  | Project record deleted as project discontinued | 2024-01-29
2024-01-29 | VIC1 | Project commitment | Girgarre Solar Farm | Giragarre Solar Farm Pty Ltd as trustee for Giragarre Solar Farm Trust | GIRGSF | From Anticipated to Committed | 2024-01-29
2024-01-29 | VIC1 | Informative note | Glenrowan Solar Farm | Glenrowan Solar Farm Pty Ltd as trustee for Glenrowan Solar Farm Trust |  | Expected closure year changed from 2054 to 2053 | 2024-01-29
2024-01-29 | VIC1 | Project commitment | Melbourne Renewable Energy Hub - Side A | MREH Pty Ltd as trustee for MREH Asset Trust |  | From Anticipated to Committed | 2024-01-29
2024-01-29 | VIC1 | Project commitment | Mornington BESS | GMR Energy Pty Ltd |  | From Proposed to Anticipated | 2024-01-29
2024-01-29 | VIC1 | Project commitment | Mortlake Battery | BORAL |  | From Proposed to Anticipated | 2024-01-29
2024-01-29 | VIC1 | Informative note | Morwell Battery Energy System | Maoneng Australia Pty Ltd |  | Project record deleted as project discontinued | 2024-01-29
2024-01-29 | VIC1 | Informative note | South Morang Battery Energy Storage System | Maoneng Australia Pty Ltd |  | Project record deleted as project discontinued | 2024-01-29
2024-01-29 | VIC1 | Project commitment | Terang BESS | frv_NR |  | From Proposed to Anticipated | 2024-01-29
2024-01-29 | VIC1 | Project commitment | Woolsthorpe Wind Farm | Woolsthorpe Wind Farm Pty Ltd |  | From Proposed to Anticipated | 2024-01-29
2023-10-27 | NSW1 | Project commitment | Avonlie Solar Farm | Iberdrola Australia Limited |  | From In Commissioning to In Service | 2023-10-27
2023-10-27 | NSW1 | Informative note | Capital Battery | Neoen Australia Pty Ltd | CBESS1 | Expected closure year changed from 2043 to 2048 | 2023-10-27
2023-10-27 | NSW1 | Project commitment | Crookwell 3 Wind Farm | Crookwell 3 Development Pty Ltd |  | From Anticipated to Committed | 2023-10-27
2023-10-27 | NSW1 | Project commitment | Darlington Point Energy Storage System | DPESS Pty Ltd | DPNTBG1 | From Committed to In Service | 2023-10-27
2023-10-27 | NSW1 | Project commitment | Dulacca Wind Farm | Dulacca Energy Project Co Pty Ltd | DULAWF1 | From Committed to In Commissioning | 2023-10-27
2023-10-27 | NSW1 | Project commitment | Flyers Creek Wind Farm | Flyers Creek Wind Farm Pty Ltd | FLYCRKWF | From Anticipated to Committed | 2023-10-27
2023-10-27 | NSW1 | Informative note | Goldwind battery | Goldwind |  | Project record deleted as project discontinued | 2023-10-27
2023-10-27 | NSW1 | Informative note | Goldwind reciprocating engine | Goldwind |  | Project record deleted as project discontinued | 2023-10-27
2023-10-27 | NSW1 | Informative note | Kangaroo Hills BESS | Walcha Energy Pty Ltd |  | Project record deleted. Project now included as part of Kangaroo Hills Wind Farm Project. | 2023-10-27
2023-10-27 | NSW1 | Informative note | Molong System Strength Battery Pilot | The Trustee for Transgrid Services Trust |  | Project record deleted as project discontinued | 2023-10-27
2023-10-27 | NSW1 | Informative note | Murrurundi Wind Farm | Neoen Australia Pty Ltd |  | Project record deleted as project discontinued | 2023-10-27
2023-10-27 | NSW1 | Informative note | Newcastle Gas Peaker | AGL Energy Limited |  | Project record deleted as project discontinued | 2023-10-27
2023-10-27 | NSW1 | Project commitment | Riverina Energy Storage System 1 | Edify Energy Pty Ltd |  | From Committed to In Service | 2023-10-27
2023-10-27 | NSW1 | Project commitment | Riverina Energy Storage System 2 | RESS 2 Pty Ltd | RIVNBG2 | From Committed to In Service | 2023-10-27
2023-10-27 | NSW1 | Informative note | Tara Springs Wind Farm | RES Australia Pty Ltd |  | Project record deleted as project discontinued | 2023-10-27
2023-10-27 | NSW1 | Project commitment | Tilbuster Solar Farm | Enerparc Australia Pty Ltd |  | From Proposed to Anticipated, expected closure year changed from 2054 to 2055 | 2023-10-27
2023-10-27 | NSW1 | Project commitment | Wagga North Solar Farm | Wagga Wagga Operationsco Pty Ltd as trustree for Wagga Wagga Operations Trust | WAGGNSF1 | From In Commissioning to In Service | 2023-10-27
2023-10-27 | NSW1 | Informative note | Walcha Energy Project - Kangaroo Hills Wind Farm | Walcha Energy Pty Ltd |  | Project record deleted as project discontinued | 2023-10-27
2023-10-27 | NSW1 | Informative note | Walcha Energy Project - St Leonards Wind Farm | Walcha Energy Pty Ltd |  | Project record deleted as project discontinued | 2023-10-27
2023-10-27 | NSW1 | Project commitment | Wyalong Solar Farm | Wyalong Solar Farm Pty Ltd as the trustee for the Wyalong Solar Farm Unit Trust | WYASF1 | From Committed to In Service | 2023-10-27
2023-10-27 | NSW1 | Project commitment | Yanco Solar Farm | Origin Energy |  | From Anticipated to Proposed | 2023-10-27
2023-10-27 | QLD1 | Informative note | Barunggam Solar Battery Farm - Battery - KCI | Ubergy Pty Ltd |  | Project record deleted as project discontinued | 2023-10-27
2023-10-27 | QLD1 | Informative note | Barunggam Solar Farm - KCI | Ubergy Pty Ltd |  | Project record deleted as project discontinued | 2023-10-27
2023-10-27 | QLD1 | Project commitment | Bluegrass Solar Farm | X-Elio Australia Pty Ltd |  | From In Commissioning to In Service | 2023-10-27
2023-10-27 | QLD1 | Informative note | Bluff Solar Farm | Iberdrola Australia Development Pty Ltd |  | Project record deleted as project discontinued | 2023-10-27
2023-10-27 | QLD1 | Informative note | Borumba Pumped Hydro | Queensland Hydro |  | Expected cosure year changed from 2070 to 2130 | 2023-10-27
2023-10-27 | QLD1 | Project commitment | Bouldercombe Battery project | Genex Power Limited |  | From Anticipated to In Service | 2023-10-27
2023-10-27 | QLD1 | Informative note | Bouldercombe Solar Farm - KCI | ENEL Green Power Australia Pty Ltd |  | Project record deleted as project discontinued | 2023-10-27
2023-10-27 | QLD1 | Informative note | Bouldercombe Solar Farm BESS - KCI | ENEL Green Power Australia Pty Ltd |  | Project record deleted as project discontinued | 2023-10-27
2023-10-27 | QLD1 | Informative note | Brampton Solar Farm | Edify Energy Pty Ltd |  | Project record deleted as project discontinued | 2023-10-27
2023-10-27 | QLD1 | Informative note | Brooyer BESS | Res Group |  | Project record deleted as project discontinued | 2023-10-27
2023-10-27 | QLD1 | Informative note | Callide Power Station BESS | Edify Energy Pty Ltd |  | Project record deleted as project discontinued | 2023-10-27
2023-10-27 | QLD1 | Informative note | Clarke Creek Wind and Solar Farm - Solar | Squadron Energy |  | Project record deleted as project discontinued | 2023-10-27
2023-10-27 | QLD1 | Project commitment | Columboola Solar Farm | Luminous Energy |  | From In Commissioning to In Service | 2023-10-27
2023-10-27 | QLD1 | Informative note | CQH2 Phase 1 - HPF | Stanwell Corporation Ltd |  | Project record deleted as project discontinued | 2023-10-27
2023-10-27 | QLD1 | Project commitment | Edenvale Solar Farm | Edenvale Solar Park Pty Ltd |  | From In Commissioning to In Service | 2023-10-27
2023-10-27 | QLD1 | Project commitment | Kaban Wind Farm | Kaban Wind Farm Pty Ltd as trustee for Kaban Wind Farm Trust | KABANWF1 | From In Commissioning to In Service | 2023-10-27
2023-10-27 | QLD1 | Informative note | MacIntyre Wind Farm | Macintyre Windfarm Pty Ltd and Arc Energy Macintyre Pty Ltd |  | Expected closure year changed from 2050 to 2053 | 2023-10-27
2023-10-27 | QLD1 | Informative note | Mirani Solar Farm | ESCO Pacific |  | Project record deleted as project discontinued | 2023-10-27
2023-10-27 | QLD1 | Informative note | Rolleston Solar Farm | RES Australia Pty Ltd |  | Project record deleted as project discontinued | 2023-10-27
2023-10-27 | QLD1 | Project commitment | Wandoan South Solar Stage 1 | Vena Evergy | WANDSF1 | From Committed to In Commissioning | 2023-10-27
2023-10-27 | QLD1 | Informative note | Western Downs Battery | Neoen Australia Pty Ltd | WDBESS | Expected closure year changed from 2044 to 2048 | 2023-10-27
2023-10-27 | SA1 | Informative note | Middleback Ranges Pumped Hydro | Zen Energy |  | Project record deleted as project discontinued | 2023-10-27
2023-10-27 | SA1 | Informative note | North West Bend Substation Solar | North West Bend Solar Project Pty Ltd |  | Project record deleted as project discontinued | 2023-10-27
2023-10-27 | SA1 | Informative note | Pallamana Solar Farm | RES Australia Pty Ltd |  | Project record deleted as project discontinued | 2023-10-27
2023-10-27 | SA1 | Informative note | Torrens Island A | AGL SA Generation Pty Limited | TORRA3 | Project record deleted as Project retired for over a year. | 2023-10-27
2023-10-27 | SA1 | Informative note | Torrens Island B | AGL SA Generation Pty Limited | TORRB1 | AGL has advised that the unit will no longer return to service from its presently mothballed state. | 2023-10-27
2023-10-27 | TAS1 | Informative note | Bashan 2 Wind Farm | Goldwind Australia |  | Project record deleted as project discontinued | 2023-10-27
2023-10-27 | TAS1 | Informative note | Bridgewater BESS | Edify Energy Pty Ltd |  | Project record deleted as project discontinued | 2023-10-27
2023-10-27 | TAS1 | Informative note | Wesley Vale Solar Farm | Climate Capital Pty Ltd |  | Project record deleted as project discontinued | 2023-10-27
2023-10-27 | VIC1 | Project commitment | Berrybank Stage 2 Wind Farm | Berrbank Development Pty ltd |  | From In Commissioning to In Service | 2023-10-27
2023-10-27 | VIC1 | Project commitment | Hazelwood BESS | Hazelwood BESS Project Co Pty Ltd as trustee for the HBESS Asset Trust | HBESSG1 | From Committed to In Service | 2023-10-27
2023-10-27 | VIC1 | Project commitment | Horsham Solar Farm | ESCO Pacific |  | From Proposed to Anticipated | 2023-10-27
2023-10-27 | VIC1 | Informative note | Jeeralang B | EnergyAustralia Ecogen Pty Ltd | JLB01 | EA advised of unavailability of Unit 1 for Summer 2023-24 | 2023-10-27
2023-10-27 | VIC1 | Project commitment | Melbourne Renewable Energy Hub - Side A | MREH Pty Ltd as trustee for MREH Asset Trust |  | From Proposed to Anticipated | 2023-10-27
2023-10-27 | VIC1 | Project commitment | Mortlake South Wind Farm | Mortlake South Wind Farm Pty Ltd |  | From In Commissioning to In Service | 2023-10-27
2023-10-27 | VIC1 | Project commitment | Mt Gellibrand Wind Farm | ACCIONA Energy | MTGELWF1 | From In Commissioning to In Service | 2023-10-27
2023-10-27 | VIC1 | Project commitment | Phillip Island BESS | Mondo Power | PIBESSG1 | From In Commissioning to In Service | 2023-10-27
2023-10-27 | VIC1 | Project commitment | Ryan Corner Wind Farm | Ryan Corner Development Pty Ltd |  | From Anticipated to Committed | 2023-10-27
2023-10-27 | VIC1 | Informative note | Tarong BESS | Stanwell Corporation Limited |  | Project record deleted as project discontinued | 2023-10-27
2023-10-27 | VIC1 | Informative note | Tarrone Wind Farm | Global Power Generation Australia Pty Ltd |  | Project record deleted as project discontinued | 2023-10-27
2023-09-28 | NSW1 | Informative note | Snowy 2.0. | Snowy Hydro Ltd |  | Capacity upgraded from 2000 to 2200, FCUD changed to Dec 2028 | 2023-09-28
2023-09-28 | NSW1 | Informative note | Tallawarra B | EnergyAustralia Tallawarra Pty Ltd | TALWB1 | Full Commercial Use Date changed from Nov 2023 to Jan 2024 | 2023-09-28
2023-09-28 | QLD1 | Informative note | Callide C | Joint Venture; Callide Energy Pty Ltd and IG Power (Callide) Ltd. | CPP_3, CPP_4 | Capacity change for Summer 2023/24 for both the units and for Winter 2024 for CPP_4 | 2023-09-28
2023-07-07 | NSW1 | Project commitment | Bango 999 Wind Farm | BWF Nominees Pty Ltd as trustee for the BWF Trust | BANGOWF2 | From In Commissioning to In Service | 2023-07-07
2023-07-07 | NSW1 | Informative note | Liddell | AGL Macquarie Pty Limited | LD01 | Withdrawn - Reached End of Life | 2023-07-07
2023-07-07 | NSW1 | Informative note | Liddell | AGL Macquarie Pty Limited | LD02 | Withdrawn - Reached End of Life | 2023-07-07
2023-07-07 | NSW1 | Informative note | Liddell | AGL Macquarie Pty Limited | LD04 | Withdrawn - Reached End of Life | 2023-07-07
2023-07-07 | NSW1 | Project commitment | New England Solar Farm BESS | ACEN RENEWABLES |  | From Publicly Announced to Anticipated | 2023-07-07
2023-07-07 | NSW1 | Informative note | Shoalhaven Expansion | Origin Energy |  | Project discontinued | 2023-07-07
2023-07-07 | NSW1 | Project commitment | Stubbo Solar Farm | ACEN AUSTRALIA |  | From Publicly Announced to Committed | 2023-07-07
2023-07-07 | NSW1 | Informative note | Vales Point B | Delta Electricity | VP5, VP6 | Delta Electricity have advised that Vales Point technical life has been reassessed to be 2033. The closure date will be subject to market conditions and related commercial considerations | 2023-07-07
2023-07-07 | NSW1 | Project commitment | Waratah Super Battery | Munmorah Battery Projectco Pty Ltd | WARATAH | From Anticipated to Committed* | 2023-07-07
2023-07-07 | NSW1 | Project commitment | West Wyalong Solar Farm | Lightsource Australia |  | From In Commissioning to In Service | 2023-07-07
2023-07-07 | QLD1 | Project commitment | Borumba Pumped Hydro | Queensland Hydro |  | From Publicly Announced to Anticipated | 2023-07-07
2023-07-07 | QLD1 | Project commitment | Bouldercombe Battery project | Genex Power Limited |  | From Publicly Announced to Anticipated | 2023-07-07
2023-07-07 | QLD1 | Project commitment | Karara Wind Farm | CLEANCO |  | From Anticipated to Publicly Announced due to CleanCo paused the development of Karara Wind Farm | 2023-07-07
2023-07-07 | QLD1 | Project commitment | Wambo Wind Farm | Cubico Sustainable Investments Australia Pty Ltd |  | Stage 1 (252 MW) changes from Publicly Announced to Committed | 2023-07-07
2023-07-07 | QLD1 | Project commitment | Warwick Solar Farm | The University of Queensland | WARWSF1, WARWSF2 | From In Commissioning to In Service | 2023-07-07
2023-07-07 | SA1 | Project commitment | Goyder South Hub - Solar | Neoen |  | Project discontinued | 2023-07-07
2023-07-07 | SA1 | Project commitment | Mannum Solar Farm 2 | Mannum Stage 2 SubCo Pty Ltd as trustee for the Mannum Stage 2 Unit Trust Mannum Stage 2 Subco Pty Ltd (Epic) | MANSF2 | From Anticipated to Committed* | 2023-07-07
2023-07-07 | SA1 | Project commitment | Port Augusta Renewable Energy Park - Solar | PAREP 1 Pty Ltd |  | From In Commissioning to In Service | 2023-07-07
2023-07-07 | SA1 | Project commitment | Templers BESS | ZEN Energy Future Pty Ltd |  | From Publicly Announced to Anticipated | 2023-07-07
2023-07-07 | SA1 | Project commitment | Torrens Island BESS | TIPSCO | TIBG1 / TIPL1 | From Committed to In Commissioning | 2023-07-07
2023-07-07 | TAS1 | Project commitment | George Town Solar | Ark Energy |  | Project discontinued | 2023-07-07
2023-07-07 | TAS1 | Informative note | Wesley Vale Solar | Epuron Projects Pty Ltd |  | Project discontinued | 2023-07-07
2023-07-07 | VIC1 | Project commitment | Berrybank Wind Farm | Berrbank Development Pty ltd | BRYB2WF2 | From Committed to In Commissioning | 2023-07-07
2023-07-07 | VIC1 | Project commitment | Cohuna Solar Farm | Enel Green Power Australia Pty Ltd | COHUNSF1 | From In Commissioning to In Service | 2023-07-07
2023-07-07 | VIC1 | Project commitment | Hawkesdale Wind Farm | Hawkesdale Asset Pty Ltd as trustee for Hawkesdale Asset Trust |  | From Publicly Announced to Committed | 2023-07-07
2023-07-07 | VIC1 | Project commitment | Koorangie Energy Storage System | Edify Energy |  | From Publicly Announced to Anticipated | 2023-07-07
2023-07-07 | VIC1 | Project commitment | Loy Yang A Power Station | AGL Loy Yang Marketing Pty Ltd | LYA2 | Unit upgrade discontinued | 2023-07-07
2023-07-07 | VIC1 | Project commitment | Lubeck Wind Farm - KCI | Wind Prospect Pty Ltd |  | Project discontinued | 2023-07-07
2023-07-07 | VIC1 | Project commitment | Philip Island BESS | Mondo Power Mondo | PIBESSG1 | From Committed to In Commissioning | 2023-07-07
2023-07-07 | VIC1 | Project commitment | Rangebank BESS | Shell New Energies Australia Pty Ltd |  | From Publicly Announced to Committed | 2023-07-07
2023-07-07 | VIC1 | Project commitment | Tulkara Wind Farm - KCI | Wind Prospect Pty Ltd |  | Project discontinued | 2023-07-07
2023-07-07 | VIC1 | Project commitment | Wunghnu Solar Farm | Lightsource Development Services Australia |  | From Publicly Announced to Anticipated | 2023-07-07
2023-05-05 | NSW1 | Informative note | 101 Miller Street | Cogent Energy Pty Ltd |  | Project retired | 2023-05-05
2023-05-05 | NSW1 | Informative note | 20 Bond St | Cogent Energy Pty Ltd |  | Project retired | 2023-05-05
2023-05-05 | NSW1 | Informative note | 8 Chifley Place | Cogent Energy Pty Ltd |  | Closure year updated | 2023-05-05
2023-05-05 | NSW1 | Informative note | Armidale BESS (150) | Neoen Australia Pty Ltd |  | Project record removed | 2023-05-05
2023-05-05 | NSW1 | Project commitment | Avonlie Solar Farm | Iberdrola Australia Limited |  | From Committed to In Commissioning | 2023-05-05
2023-05-05 | NSW1 | Project commitment | Bango 999 Wind Farm | BWF Nominees Pty Ltd as trustee for the BWF Trust | BANGOWF2 | From Committed to In Commissioning | 2023-05-05
2023-05-05 | NSW1 | Informative note | Blackmores | Cogent Energy Pty Ltd |  | Project retired | 2023-05-05
2023-05-05 | NSW1 | Project commitment | Capital Battery | Neoen Australia Pty Ltd | CBESS1 | From Publicly Announced to Committed | 2023-05-05
2023-05-05 | NSW1 | Project commitment | Corowa Solar Farm | Corowa Operationsco Pty Ltd as trustee for Corowa Operations Trust | CRWASF1 | From Committed to In Commissioning | 2023-05-05
2023-05-05 | NSW1 | Informative note | Daandine Power Station | APT Petroleum Pipeline Holdings Pty Ltd. |  | Project retired | 2023-05-05
2023-05-05 | NSW1 | Project commitment | Eraring Big Battery | Origin Energy Electricity Limited |  | From Publicly Announced to Anticipated | 2023-04-28
2023-05-05 | NSW1 | Informative note | Erskine Park | Cogent Energy Pty Ltd |  | Project retired | 2023-05-05
2023-05-05 | NSW1 | Project commitment | Gullen Range Wind Farm 2 | BEIJING JINGNENG CLEAN ENERGY (AUSTRALIA) HOLDING PTY LTD | GULLRWF2 | From In Commissioning to In Service | 2023-05-05
2023-05-05 | NSW1 | Informative note | Hunter Valley GT | AGL Energy | HVGTS | Project retired | 2023-05-05
2023-05-05 | NSW1 | Informative note | Liddell | AGL Macquarie Pty Limited | LD3 | Generation unit retired | 2023-05-05
2023-05-05 | NSW1 | Project commitment | New England Solar Farm | ACEN AUSTRALIA | NEWENSF1 | From Committed to In Commissioning | 2023-05-05
2023-05-05 | NSW1 | Informative note | Piambong Wind Farm - KCI | Piambong Wind Farm Pty Ltd NEMMCO |  | Battery unit removed | 2023-05-05
2023-05-05 | NSW1 | Project commitment | Queanbeyan BESS | Global Power Generation Australia Pty Ltd |  | From Committed to In Commissioning | 2023-05-05
2023-05-05 | NSW1 | Informative note | Salisbury BESS | Walcha Energy Pty Ltd |  | Project (Survey Id : 1678) discontinued, replaced with Salisbury BESS (2452) | 2023-05-05
2023-05-05 | NSW1 | Informative note | Snowy 2.0 | Snowy Hydro Limited |  | Project Commissioning dates delayed in accordance with recent SnowyHydro project update media announcement. Specific unit commissioning schedule to be confirmed | 2023-05-03
2023-05-05 | NSW1 | Informative note | Tenterfield Solar Farm | Enerparc Australia Pty Ltd |  | Closure year updated | 2023-05-05
2023-05-05 | NSW1 | Informative note | Uralla BESS | Walcha Energy Pty Ltd |  | Project (Survey Id : 1678) discontinued, replaced with Salisbury BESS (2452) | 2023-05-05
2023-05-05 | NSW1 | Project commitment | Uungula Wind Farm | Uungula Wind Farm Pty Ltd |  | From Publicly Announced to Anticipated | 2023-05-05
2023-05-05 | NSW1 | Project commitment | Wagga North Solar Farm | Wagga Wagga Operationsco Pty Ltd as trustree for Wagga Wagga Operations Trust | WAGGNSF1 | From Committed to In Commissioning | 2023-05-05
2023-05-05 | NSW1 | Project commitment | Walla Walla Solar Farm | FRV Australia (Walla Walla Asset Co Pty Ltd (ACN 634 728 868) as trustee for the Walla Walla Asset Trust) | WLWLSF | From Anticipated to Committed | 2023-05-05
2023-05-05 | NSW1 | Project commitment | Warwick Solar Farm | The University of Queensland | WARWSF1 | From Committed to In Commissioning | 2023-05-05
2023-05-05 | NSW1 | Project commitment | Warwick Solar Farm | The University of Queensland | WARWSF2 | From Committed to In Commissioning | 2023-05-05
2023-05-05 | NSW1 | Project commitment | West Wyalong Solar Farm | Lightsource Australia |  | From Committed to In Commissioning | 2023-05-05
2023-05-05 | NSW1 | Informative note | Wollar Solar Farm | Wollar Solar Development Pty Ltd |  | Battery unit removed | 2023-05-05
2023-05-05 | QLD1 | Informative note | Birkdale | LMS ENERGY Pty Ltd |  | Project retired | 2023-05-05
2023-05-05 | QLD1 | Project commitment | Bluegrass Solar Farm | X-Elio Australia Pty Ltd |  | From Committed to In Commissioning | 2023-05-05
2023-05-05 | QLD1 | Informative note | Braemar | Braemar Power Project Pty Ltd | BRAEMAR1 | Capacity reinstated to 188 from 173 | 2023-05-05
2023-05-05 | QLD1 | Project commitment | Central Renewable Energy Zone BESS | Stanwell Corporation Ltd |  | From Publicly Announced to Anticipated | 2023-05-05
2023-05-05 | QLD1 | Project commitment | Columboola Solar Farm | Luminous Energy |  | From Committed to In Commissioning | 2023-05-05
2023-05-05 | QLD1 | Project commitment | Coopers Gap Wind Farm | PARF Company 6 Pty Limited | COOPGWF1 | From In Commissioning to In Service | 2023-05-05
2023-05-05 | QLD1 | Project commitment | Edenvale Solar Park | Edenvale Solar Park Pty Ltd |  | From Committed to In Commissioning | 2023-05-05
2023-05-05 | QLD1 | Project commitment | Kaban Wind Farm | Kaban Wind Farm Pty Ltd as trustee for Kaban Wind Farm Trust | KABANWF1 | From Committed to In Commissioning | 2023-05-05
2023-05-05 | QLD1 | Project commitment | Kennedy Energy Park - Phase 1 - Solar | Windlab / Eurus | KEPSF1 | From Committed to In Commissioning | 2023-05-05
2023-05-05 | QLD1 | Project commitment | Kennedy Energy Park - Phase 1 - Storage | Windlab/Eurus | KEPBG1 | From Committed to In Commissioning | 2023-05-05
2023-05-05 | QLD1 | Project commitment | Kennedy Energy Park - Phase 1 - Wind | Windlab / Eurus | KEPWF1 | From Committed to In Commissioning | 2023-05-05
2023-05-05 | QLD1 | Informative note | Miles BESS Project | TBSOL |  | Battery added | 2023-05-05
2023-05-05 | QLD1 | Project commitment | Western Downs Green Power Hub P/L | Western Downs Green Power Hub Pty Ltd | WDGPH1 | From Committed to In Commissioning | 2023-05-05
2023-05-05 | QLD1 | Informative note | Wivenhoe Small Hydro | Stanwell Corporation Limited | WIVENSH | Project discontinued | 2023-05-05
2023-05-05 | SA1 | Project commitment | Bolivar Power Station | Iberdrola Australia Energy Markets Pty Limited | BOLIVPS1 | From Committed to In Service | 2023-05-05
2023-05-05 | SA1 | Project commitment | Bungala Two Solar Farm | Enel Green Power | BNGSF2 | From In Commissioning to In Service | 2023-05-05
2023-05-05 | SA1 | Informative note | Carmodys Hill Wind Farm | Georgetown Hills Renewable Energy Pty Ltd |  | Battery unit added | 2023-05-05
2023-05-05 | SA1 | Informative note | Chaff Mill (Mintaro) BESS | FRV Services Australia Pty Ltd | CHMLBESS | Solar Farm removed | 2023-05-05
2023-05-05 | SA1 | Informative note | Cultana Solar Farm | Cultana Solar Project Company Pty Ltd as trustee for the Cultana Solar Farm Trust |  | Closure year updated | 2023-05-05
2023-05-05 | SA1 | Informative note | Mannum 2 Solar Farm | Epic |  | Projects (Survey Ids : 2423 & 2424) discontinued, dupllicaated with project with Survey Id : 2410 | 2023-05-05
2023-05-05 | SA1 | Project commitment | Port Augusta Renewable Energy Park - Solar | PAREP 1 Pty Ltd |  | From Committed to In Commissioning | 2023-05-05
2023-05-05 | SA1 | Project commitment | Tailem Bend Stage 2 Solar Project | Vena Energy |  | From Committed to In Commissioning | 2023-05-05
2023-05-05 | SA1 | Project commitment | Torrens Island BESS | TIPSCO | TIBG1 / TIPL1 | From Anticipated to Committed | 2023-05-05
2023-05-05 | TAS1 | Informative note | Battery of the Nation - Stage 1 | Hydro Tasmania |  | Project record removed | 2023-05-05
2023-05-05 | TAS1 | Informative note | Battery of the Nation - Stage 2a | Hydro Tasmania |  | Project record removed | 2023-05-05
2023-05-05 | TAS1 | Informative note | Battery of the Nation - Stage 3a | Hydro Tasmania |  | Project record removed | 2023-05-05
2023-05-05 | TAS1 | Informative note | Low Head Wind Farm | Low Head Wind Farm Pty Ltd |  | Project (Survey Id " 1350) discontinued, duplicated with project with Survey Id 2236 | 2023-05-05
2023-05-05 | TAS1 | Informative note | Tamar Valley BESS | HYDROTAS |  | Project discontinued | 2023-05-05
2023-05-05 | VIC1 | Informative note | 200 Victoria St | Cogent Energy Pty Ltd |  | Project retired | 2023-05-05
2023-05-05 | VIC1 | Informative note | Berwick | EDL LFG Vic Pty Ltd |  | Project discontinued | 2023-05-05
2023-05-05 | VIC1 | Informative note | Brooklyn | EDL LFG Vic Pty Ltd |  | Project retired | 2023-05-05
2023-05-05 | VIC1 | Project commitment | Cohuna Solar Farm | Enel Green Power Australia Pty Ltd | COHUNSF1 | From Committed to In Commissioning | 2023-05-05
2023-05-05 | VIC1 | Project commitment | Frasers Solar Farm | Frasers Lane Development Pty Ltd |  | From Publicly Announced to Anticipated | 2023-05-05
2023-05-05 | VIC1 | Project commitment | Glenrowan Solar Farm | Pacific Partnerships |  | From Anticipated to Committed | 2023-05-05
2023-05-05 | VIC1 | Informative note | Kentbruck Green Power Hub | Neoen Australia Pty Ltd |  | Project (Battery Storage) discontinued | 2023-05-05
2023-05-05 | VIC1 | Informative note | Mortlake Energy Hub | brightnightpower_NR |  | Changed from Solar to Battery project | 2023-05-05
2023-05-05 | VIC1 | Project commitment | Mortlake South Wind Farm | Mortlake South Wind Farm Pty Ltd |  | From Committed to In Commissioning | 2023-05-05
2023-01-23 | NSW1 | Project commitment | Tamworth Solar Farm | Tamworth Solar Farm Pty Ltd |  | Anticipated | 2023-01-23
2023-01-23 | NSW1 | Project commitment | Wallgrove Grid Battery project | TransGrid | WALGRVG1 | In Service | 2023-01-23
2023-01-23 | NSW1 | Project commitment | Waratah Super Battery | Munmorah Battery Projectco Pty Ltd | WARATAH | Anticipated | 2023-01-23
2023-01-23 | NSW1 | Project commitment | Wellington Solar Farm | Lightsource Australia SPV 4 Pty Ltd | WELLSF1 | In Service | 2023-01-23
2023-01-23 | QLD1 | Project commitment | Gangarri Solar Farm | Shell New Energies Australia Pty Ltd | GANGARR1 | In Service | 2023-01-23
2023-01-23 | QLD1 | Project commitment | Lilyvale Solar Farm | Lilyvale Asset Co Pty Ltd ATF Lilyvale Asset Trust | LILYSF1 | In Service | 2023-01-23
2023-01-23 | QLD1 | Project commitment | Moura Solar Farm | Moura Solar Farm SPV Pty Ltd as the Trustee for Moura Solar Farm Unit Trust | MOUSF1 | In Service | 2023-01-23
2023-01-23 | QLD1 | Project commitment | Oakey 2 Solar Farm | RE Oakey Pty Ltd | OAKEY2SF | In Service | 2023-01-23
2023-01-23 | QLD1 | Project commitment | Wandoan South BESS | Vena Evergy |  | In Service | 2023-01-23
2023-01-23 | QLD1 | Project commitment | Western Downs Battery | Neoen | WDBESS | Anticipated | 2023-01-23
2023-01-23 | QLD1 | Informative note | Woolooga Battery Energy Storage System (BESS) | LightsourceBP |  | Project discontinued | 2023-01-23
2023-01-23 | SA1 | Project commitment | Blyth BESS | Neoen Australia Pty Ltd |  | Anticipated | 2023-01-23
2023-01-23 | SA1 | Project commitment | Goyder South Wind Farm 1A | Neoen Australia Pty Ltd | GSWF1A | Committed | 2023-01-23
2023-01-23 | SA1 | Project commitment | Goyder South Wind Farm 1B | Neoen Australia Pty Ltd | GSWF1B | Committed | 2023-01-23
2023-01-23 | SA1 | Project commitment | Lincoln Gap Wind Farm - Stage 2 | Lincoln Gap Wind Farm Pty Ltd | LGAPWF2 | In Service | 2023-01-23
2023-01-23 | SA1 | Project commitment | Mannum Solar Farm | Mannum Solar Farm Pty Ltd |  | In Service | 2023-01-23
2023-01-23 | SA1 | Informative note | NAWMA | LMS_NR |  | Project discontinued | 2023-01-23
2023-01-23 | SA1 | Project commitment | Port Augusta Renewable Energy Park - Wind | PAREP 1 Pty Ltd |  | In Service | 2023-01-23
2023-01-23 | SA1 | Project commitment | Snapper Point Power Station | Port Adelaide Energy Pty Ltd | SNAPPER1 | In Service | 2023-01-23
2023-01-23 | VIC1 | Project commitment | Dundonnell Wind Farm | Tilt Renewables | DUNDWF1, DUNDWF2, DUNDWF3 | In Service | 2023-01-23
2023-01-23 | VIC1 | Project commitment | Gnarwarre BESS Facility | ACEnergy Pty Ltd |  | Anticipated | 2023-01-23
2023-01-23 | VIC1 | Project commitment | Golden Plains Wind Farm East | TagEnergy Golden Plains Investments Pty Ltd |  | Committed | 2023-01-23
2023-01-23 | VIC1 | Informative note | Jeeralang BESS (Maoneng) | Maoneng Australia |  | Project discontinued | 2023-01-23
2023-01-23 | VIC1 | Informative note | Navarre Wind Farm | Neon Australia Pty Ltd |  | Project discontinued | 2023-01-23
2022-11-30 | SA1 | Expected Closure Year | Torrens Island B | AGL SA Generation Pty Limited | TORRB1, TORRB2, TORRB3, TORRB4 | Expected closure year changed to 2026 as per advice from AGL Energy | 2022-11-25
2022-10-31 | NSW1 | Project commitment | Broken Hill | MACQGEN |  | Committed* | 2022-10-31
2022-10-31 | NSW1 | Project commitment | Corowa Solar Farm | Corowa Operationsco Pty Ltd as trustee for Corowa Operations Trust | CRWASF1 | In Service | 2022-10-31
2022-10-31 | NSW1 | Project commitment | Crookwell 3 Wind Farm | Crookwell 3 Development Pty Ltd |  | Anticipated | 2022-10-31
2022-10-31 | NSW1 | Informative note | Currawarra Solar Farm | RES Australia Pty Ltd |  | Project discontinued | 2022-10-31
2022-10-31 | NSW1 | Project commitment | Darlington Point Energy Storage System | Edify Energy Pty Ltd |  | Committed | 2022-10-31
2022-10-31 | NSW1 | Project commitment | Hillston Sun Farm | Hillston Sun Farm Operations Pty Ltd ATF Hillston | HILLSTN1 | In Service | 2022-10-31
2022-10-31 | NSW1 | Project commitment | Junee Solar Farm | Junee Operationsco Pty Ltd as trustee for Junee Operations Trust | JUNEESF1 | In Service | 2022-10-31
2022-10-31 | NSW1 | Project commitment | Queanbeyan BESS | Global Power Generation Australia Pty Ltd |  | Committed | 2022-10-31
2022-10-31 | NSW1 | Project commitment | Quorn Park Solar Farm | Quorn Park Solar Farm Pty Ltd |  | Anticipated | 2022-10-31
2022-10-31 | NSW1 | Project commitment | Riverina Energy Storage System 1 | Edify Energy Pty Ltd |  | Committed | 2022-10-31
2022-10-31 | NSW1 | Project commitment | Riverina Energy Storage System 2 | Edify Energy Pty Ltd |  | Committed | 2022-10-31
2022-10-31 | NSW1 | Informative note | Tarleigh Park Solar Farm | RES Australia Pty Ltd |  | Project discontinued | 2022-10-31
2022-10-31 | NSW1 | Project commitment | Wagga North Solar Farm | Wagga Wagga Operationsco Pty Ltd as trustree for Wagga Wagga Operations Trust | WAGGNSF1 | In Service | 2022-10-31
2022-10-31 | QLD1 | Project commitment | Chinchilla BESS | CSENERGY |  | Anticipated | 2022-10-31
2022-10-31 | QLD1 | Informative note | Gympie Regional Energy Hub - Stage 1 | SolarQ Pty Ltd |  | Project discontinued | 2022-10-31
2022-10-31 | SA1 | Project commitment | Adelaide Desalination Plant | South Australian Water Corporation | ADPBA1G, ADPPV1, ADPPV2 | In Service | 2022-10-31
2022-10-31 | SA1 | Project commitment | Bolivar Power Station | Iberdrola Australia Energy Markets Pty Limited | BOLIVPS1 | Committed | 2022-10-31
2022-10-31 | SA1 | Project commitment | Bolivar Waste Water Treatment | South Australian Water Corporation | BOWWBA1G, BOWWPV1 | In Service | 2022-10-31
2022-10-31 | SA1 | Project commitment | Christies Beach Wastewater Treatment Plant | South Australian Water Corporation | CBWWBA1G, CBWWPV1 | In Service | 2022-10-31
2022-10-31 | SA1 | Project commitment | Cultana Solar Farm | Cultana Solar Project Company Pty Ltd as trustee for the Cultana Solar Farm Trust |  | Anticipated | 2022-10-31
2022-10-31 | SA1 | Project commitment | Happy Valley Reservoir | South Australian Water Corporation | HVWABA1G, HVWAPV1 | In Service | 2022-10-31
2022-10-31 | SA1 | Project commitment | Mannum Adelaide Pumping Station No 2 - MAPL2 (Palmer) | South Australian Water Corporation | MAPS2PV1 | In Service | 2022-10-31
2022-10-31 | SA1 | Project commitment | Mannum Adelaide Pumping Station No 3 - MAPL3 (Tungkillo) | South Australian Water Corporation | MAPS3PV1 | In Service | 2022-10-31
2022-10-31 | SA1 | Project commitment | Mannum Solar Farm | Mannum Solar Farm Pty Ltd |  | Committed | 2022-10-31
2022-10-31 | SA1 | Project commitment | Morgan To Whyalla Pipeline No 1 PS And Water Filtration Plant | South Australian Water Corporation | MWPS1PV1 | In Service | 2022-10-31
2022-10-31 | SA1 | Project commitment | Morgan To Whyalla Pipeline No 2 PS | South Australian Water Corporation | MWPS2PV1 | In Service | 2022-10-31
2022-10-31 | SA1 | Project commitment | Morgan To Whyalla Pipeline No 3 PS | South Australian Water Corporation | MWPS3PV1 | In Service | 2022-10-31
2022-10-31 | SA1 | Project commitment | Morgan To Whyalla Pipeline No 4 PS | South Australian Water Corporation | MWPS4PV1 | In Service | 2022-10-31
2022-10-31 | SA1 | Project commitment | Murray Bridge - Onkaparinga Pipeline Pump 2 | South Australian Water Corporation | MBPS2PV1 | In Service | 2022-10-31
2022-10-31 | SA1 | Project commitment | Tailem Bend Battery Project | Vena Energy |  | Committed | 2022-10-31
2022-10-31 | VIC1 | Project commitment | Bulgana Green Power Hub - BESS | Bulgana Wind Farm Pty Ltd | BULBESG1 | In Service | 2022-10-31
2022-10-31 | VIC1 | Project commitment | Carag SF | EP Sunspot 3 Pty Ltd |  | Anticipated | 2022-10-31
2022-10-31 | VIC1 | Project commitment | Diapur Wind Farm | Diapur Wind Farm Pty Ltd |  | In Service | 2022-10-31
2022-10-31 | VIC1 | Project commitment | Glenrowan Solar Farm | Pacific Partnerships |  | Anticipated | 2022-10-31
2022-10-31 | VIC1 | Project commitment | Hawkesdale Wind Farm | Hawkesdale Asset Pty Ltd as trustee for Hawkesdale Asset Trust |  | Anticipated | 2022-10-31
2022-10-31 | VIC1 | Project commitment | Hazelwood Battery Energy Storage System (HBESS) | Hazelwood BESS Project Co Pty Ltd as trustee for the HBESS Asset Trust | HBESSG1 | Committed | 2022-10-31
2022-10-31 | VIC1 | Informative note | Murra Warra Solar Farm | RES Australia Pty Ltd |  | Project discontinued | 2022-10-31
2022-10-31 | VIC1 | Project commitment | Murra Warra Wind Farm - stage 2 | Murra Warra II Project Co Pty Ltd as Trustee for the Murra Warra II Project Trust | MUWAWF2 | In Service | 2022-10-31
2022-10-31 | VIC1 | Informative note | Penshurst | RES Australia Pty Ltd |  | Project discontinued | 2022-10-31
2022-10-31 | VIC1 | Project commitment | Ryan Corner Wind Farm | Ryan Corner Development Pty Ltd |  | Anticipated | 2022-10-31
2022-10-31 | VIC1 | Project commitment | Stockyard Hill Wind Farm | Stockyard Hill Wind Farm Pty Ltd | STOCKYD1 | In Service | 2022-10-31
2022-10-31 | VIC1 | Project commitment | Yendon Wind Farm | Northleaf /InfraRed/Macquarie Capital | YENDWF1 | In Service | 2022-10-31
2022-08-31 | VIC1 | Project commitment | Mortlake South Wind Farm | Mortlake South Wind Farm Pty Ltd |  | Committed | 2022-08-31
2022-07-22 | NSW1 | Project commitment | Darlington Point Energy Storage System | Edify Energy Pty Ltd |  | Anticipated | 2022-07-22
2022-07-22 | NSW1 | Project commitment | Riverina Energy Storage System 1 | Edify Energy Pty Ltd |  | Anticipated | 2022-07-22
2022-07-22 | NSW1 | Project commitment | Riverina Energy Storage System 2 | Edify Energy Pty Ltd |  | Anticipated | 2022-07-22
2022-07-22 | NSW1 | Informative note | Tomago GT | AGL Hydro Partnership |  | Project discontinued | 2022-07-22
2022-07-22 | QLD1 | Project commitment | Clarke Creek Wind Farm | CLARKE CREEK ENERGY PTY LTD | CLRKCWF1 | Committed | 2022-07-22
2022-07-22 | QLD1 | Project commitment | Clarke Creek Wind Farm | CLARKE CREEK ENERGY PTY LTD | CLRKCWF2 | Committed | 2022-07-22
2022-07-22 | QLD1 | Project commitment | Gangarri Solar Farm | Shell New Energies Australia Pty Ltd | GANGARR1 | In Commissioning | 2022-07-22
2022-07-22 | QLD1 | Project commitment | Karara | CLEANCO |  | Anticipated | 2022-07-22
2022-07-22 | QLD1 | Informative note | Suntown Renewable Energy Facility | LMS Energy Pty Ltd |  | Project discontinued | 2022-07-22
2022-07-22 | QLD1 | Informative note | Suntown Renewable Energy Facility | LMS Energy Pty Ltd |  | Project discontinued | 2022-07-22
2022-07-22 | SA1 | Informative note | Mannum Adelaide Pumping Station No 3 - MAPL3 (Kanmantoo) | South Australian Water Corporation | MAPS3PV2 | Project removed from publication, as the developer has advised it is a duplicate of Mannum Adelaide Pumping Station No 3 – MAPL3 (Tungkillo) | 2022-07-22
2022-07-22 | VIC1 | Project commitment | Berrybank Wind Farm | Berrbank Development Pty ltd |  | Committed | 2022-07-22
2022-07-22 | VIC1 | Project commitment | Moorabool Wind Farm | Moorabool Wind Farm Interface Company Pty Ltd | MOORAWF1 | In Service | 2022-07-22
2022-07-22 | VIC1 | Informative note | Shepparton Solar Farm | Neoen |  | Project discontinued | 2022-07-22
2022-06-15 | NSW1 | Informative note | Dalton | AGL Hydro Partnership |  | Discontinued | 2022-06-15
2022-06-15 | NSW1 | Project commitment | Jemalong Solar | Genex Power | JEMALNG1 | In Service | 2022-06-15
2022-06-15 | NSW1 | Informative note | UNSW C25 | Cogent Energy Pty Ltd |  | Discontinued | 2022-06-15
2022-06-15 | NSW1 | Informative note | Walgett Solar Farm | Walgett Solar Pty Ltd |  | Discontinued | 2022-06-15
2022-06-15 | NSW1 | Informative note | Wee Waa Solar Farm | Overland Sun Farming |  | Discontinued | 2022-06-15
2022-06-15 | QLD1 | Informative note | Collinsville North Solar Project | Vena Energy |  | Discontinued | 2022-06-15
2022-06-15 | QLD1 | Informative note | Comet Solar Farm | Comet Solar Farm Pty Ltd |  | Discontinued | 2022-06-15
2022-06-15 | QLD1 | Informative note | Ipswich Regional Energy Hub - Storage | SolarQ Pty Ltd |  | Discontinued | 2022-06-15
2022-06-15 | QLD1 | Informative note | Molendinar | LMS Energy Pty Ltd |  | Discontinued | 2022-06-15
2022-06-15 | QLD1 | Informative note | Rochedale Renewable Energy Facility | LMS Energy Pty Ltd | ROCHEDAL | Discontinued | 2022-06-15
2022-06-15 | QLD1 | Project commitment | Wandoan South Solar Stage 1 | Vena Evergy | WANDSF1 | Committed | 2022-06-15
2022-06-15 | QLD1 | Informative note | Wivenhoe Regional Energy Hub - Solar | SolarQ Pty Ltd |  | Discontinued | 2022-06-15
2022-06-15 | QLD1 | Informative note | Wivenhoe Regional Energy Hub - Storage | SolarQ Pty Ltd |  | Discontinued | 2022-06-15
2022-06-15 | SA1 | Project commitment | Adelaide Desalination Plant | South Australian Water Corporation | ADPBA1G | Committed | 2022-06-15
2022-06-15 | SA1 | Project commitment | Adelaide Desalination Plant | South Australian Water Corporation | ADPPV1 | Committed | 2022-06-15
2022-06-15 | SA1 | Project commitment | Adelaide Desalination Plant | South Australian Water Corporation | ADPPV2 | Committed | 2022-06-15
2022-06-15 | SA1 | Project commitment | Bolivar Waste Water Treatment | South Australian Water Corporation | BOWWPV1 | Committed | 2022-06-15
2022-06-15 | SA1 | Informative note | Kanmantoo | AGL SA Generation Pty Limited |  | Discontinued | 2022-06-15
2022-06-15 | SA1 | Project commitment | Mannum Adelaide Pumping Station No 2 - MAPL2 (Palmer) | South Australian Water Corporation | MAPS2PV1 | Committed | 2022-06-15
2022-06-15 | SA1 | Project commitment | Mannum Adelaide Pumping Station No 3 - MAPL3 (Tungkillo) | South Australian Water Corporation | MAPS3PV1 | Committed* | 2022-06-15
2022-06-15 | TAS1 | Informative note | Tamar Valley Combined Cycle | AETV Pty Ltd | TVCC201 | Change from In Service - Announced Withdrawal (Permanent) to In Service | 2022-06-15
2022-06-15 | VIC1 | Informative note | Ben More | Ratch Australia |  | Discontinued | 2022-06-15
2022-06-15 | VIC1 | Project commitment | Kiamal Solar Farm - Stage 1 | KSF Project Nominees Pty Ltd ATF KSF Project Trust | KIAMSF1 | In Service | 2022-06-15
2022-06-15 | VIC1 | Informative note | Mallee Solar Farm | juwi Renewable Energy Pty Ltd |  | Discontinued | 2022-06-15
2022-06-15 | VIC1 | Project commitment | Sunraysia Solar Farm | Sunraysia Solar Project Pty Ltd | SUNRSF1 | In Service | 2022-06-15
2022-06-15 | VIC1 | Project commitment | Winton Solar Farm | Winton Asset Co. Pty Ltd as Trustee of the Winton Asset Trust | WINTSF1 | In Service | 2022-06-15
2022-05-31 | NSW1 | Project commitment | Orana BESS | Akaysha Energy |  | Anticipated | 2022-05-31
2022-05-31 | NSW1 | Project commitment | West Wyalong Solar Farm | Lightsource Australia |  | Committed | 2022-05-31
2022-05-31 | NSW1 | Project commitment | Wollar Solar Farm | Wollar Solar Development Pty Ltd |  | Committed | 2022-05-31
2022-05-31 | QLD1 | Project commitment | Ulinda Park BESS | Akaysha Energy |  | Anticipated | 2022-05-31
2022-05-31 | SA1 | Project commitment | Bolivar Waste Water Treatment | South Australian Water Corporation | BOWWBA1G | Committed | 2022-05-31
2022-05-31 | SA1 | Project commitment | Christies Beach Wastewater Treatment Plant | South Australian Water Corporation | CBWWBA1G | Committed | 2022-05-31
2022-05-31 | SA1 | Project commitment | Christies Beach Wastewater Treatment Plant | South Australian Water Corporation | CBWWPV1 | Committed | 2022-05-31
2022-05-31 | SA1 | Project commitment | Happy Valley Reservoir | South Australian Water Corporation | HVWABA1G | Committed | 2022-05-31
2022-05-31 | SA1 | Project commitment | Happy Valley Reservoir | South Australian Water Corporation | HVWAPV1 | Committed | 2022-05-31
2022-05-31 | SA1 | Project commitment | Lincoln Gap Wind Farm - stage 2 | Lincoln Gap Wind Farm Pty Ltd | LGAPWF2 | In Commissioning | 2022-05-31
2022-05-31 | SA1 | Project commitment | Snapper Point Power Station | Nexif | SNAPPER1 | In Commissioning | 2022-05-31
2022-05-31 | SA1 | Project commitment | Tailem Bend Battery Project | Vena Energy |  | Anticipated | 2022-05-31
2022-05-31 | SA1 | Project commitment | Tailem Bend Stage 2 Solar Project | Vena Energy |  | Committed | 2022-05-31
2022-05-31 | VIC1 | Project commitment | Wooreen Energy Storage System | EnergyAustralia Holdings Limited |  | Anticipated | 2022-05-31
2022-02-22 | NSW1 | Expected Closure Year | Bayswater | AGL Macquarie Pty Limited | BW01, BW02, BW03, BW04 | Expected closure year changed to 2033 as per advice from AGL Energy | 2022-02-22
2022-02-22 | NSW1 | Closure date | Eraring | Origin Energy Eraring Pty Ltd | ER01, ER02, ER03, ER04 | Closure date changed to 19/08/2025 as per advice from Origin Energy | 2022-02-22
2022-02-22 | NSW1 | Scheduled Capacity | Kurri Kurri OCGT | Snowy Hydro Limited |  | Scheduled capacity changed from 750 to 660 as per advice from the owner | 2022-02-22
2022-02-22 | NSW1 | Project commitment | Tallawarra B | EnergyAustralia Tallawarra Pty Ltd |  | Committed* | 2022-02-22
2022-02-22 | VIC1 | Expected Closure Year | Loy Yang A Power Station | AGL Loy Yang Marketing Pty Ltd | LYA1, LYA2, LYA3, LYA4 | Expected closure year changed to 2045 as per advice from AGL Energy | 2022-02-22
2022-02-08 | VIC1 | Project commitment | Victorian Big Battery | Victorian Big Battery Pty Ltd | VBBG1 | In Service | 2022-02-08
2022-01-21 | NSW1 | Project commitment | Avonlie Solar Farm | Iberdrola Australia Limited |  | Committed | 2022-01-21
2022-01-21 | NSW1 | Informative note | Crudine Ridge Wind Farm | CRWF Nominees Pty Ltd as trustee of the CRWF Trust | CRURWF1 | Nameplate capacity updated from 138.01 MW to 141.71 MW | 2022-01-21
2022-01-21 | NSW1 | Project commitment | Goonumbla Solar Farm | Goonumbla Asset Co Pty Ltd as trustee for the Goonumbla Asset Trust | GOONSF1 | In Service | 2022-01-21
2022-01-21 | NSW1 | Project commitment | Gullen Range Wind Farm 2 | BEIJING JINGNENG CLEAN ENERGY (AUSTRALIA) HOLDING PTY LTD | GULLRWF2 | In Commissioning | 2022-01-21
2022-01-21 | NSW1 | Project commitment | Hunter Valley GT | AGL Energy | HVGTS | Withdrawn | 2022-01-21
2022-01-21 | NSW1 | Project commitment | Quorn Park Solar Farm | Quorn Park Solar Farm Pty Ltd |  | Anticipated | 2022-01-21
2022-01-21 | NSW1 | Project commitment | Wagga North Solar Farm | Wagga Wagga Operationsco Pty Ltd as trustree for Wagga Wagga Operations Trust | WAGGNSF1 | The remaining 12 units of Wagga North Solar Farm become Committed | 2022-01-21
2022-01-21 | NSW1 | Project commitment | Wallgrove Grid Battery project | TransGrid | WALGRVG1 | In Commissioning | 2022-01-21
2022-01-21 | NSW1 | Informative note | West Illawarra Leagues Club | Western Suburbs Leagues Club | WESTILL1 | Nameplate capacity updated from 0.99 MW to 1.43 MW | 2022-01-21
2022-01-21 | NSW1 | Project commitment | Wyalong Solar Farm | Wyalong Solar Farm Pty Ltd |  | Committed | 2022-01-21
2022-01-21 | QLD1 | Project commitment | MacIntyre Wind Farm | Macintyre Windfarm Pty Ltd and Arc Energy Macintyre Pty Ltd |  | Anticipated | 2022-01-21
2022-01-21 | SA1 | Project commitment | Adelaide Desalination Plant | South Australian Water Corporation | ADPPV2 | Committed* | 2022-01-21
2022-01-21 | SA1 | Project commitment | Bolivar Waste Water Treatment | South Australian Water Corporation | BOWWPV1 | Committed* | 2022-01-21
2022-01-21 | SA1 | Project commitment | Mannum Adelaide Pumping Station No 2 - MAPL2 (Palmer) | South Australian Water Corporation | MAPS2PV1 | Committed* | 2022-01-21
2022-01-21 | SA1 | Project commitment | Mannum Adelaide Pumping Station No 3 - MAPL3 (Kanmantoo) | South Australian Water Corporation | MAPS3PV2 | Committed* | 2022-01-21
2022-01-21 | SA1 | Project commitment | Murray Bridge - Onkaparinga Pipeline Pump 2 | South Australian Water Corporation | MBPS2PV1 | Committed* | 2022-01-21
2022-01-21 | SA1 | Project commitment | Port Augusta Renewable Energy Park - Solar | PAREP 1 Pty Ltd |  | Committed | 2022-01-21
2022-01-21 | SA1 | Project commitment | Port Augusta Renewable Energy Park - Wind | PAREP 1 Pty Ltd |  | Committed | 2022-01-21
2022-01-21 | SA1 | Project commitment | Temporary Generation South (Bolivar) | Infigen Energy |  | Anticipated | 2022-01-21
2022-01-21 | VIC1 | Project commitment | Epworth Hospital - East Melbourne - Freemasons | Epworth Hospital Ltd |  | In Service | 2022-01-21
2022-01-21 | VIC1 | Project commitment | Yatpool Solar Farm | Yatpool Sun Farm Pty Ltd | YATSF1 | In Service | 2022-01-21
2021-11-30 | SA1 | Project commitment | Snapper Point Power Station | Nexif |  | Committed | 2021-11-30
2021-10-15 | NSW1 | Project commitment | Avonlie Solar Farm | RES Australia |  | Anticipated | 2021-10-15
2021-10-15 | NSW1 | Project commitment | Collector | Ratch Australia | COLWF01 | In Service | 2021-10-15
2021-10-15 | NSW1 | Informative note | Cooma Solar Farm (Risen) | Risen Energy Australia Pty Ltd |  | Discontinued | 2021-10-15
2021-10-15 | NSW1 | Project commitment | Hillston Sun Farm | Hillston Sun Farm Pty Ltd |  | Committed | 2021-10-15
2021-10-15 | NSW1 | Project commitment | Jemalong Solar | Genex Power | JEMALNG1 | In Commissioning | 2021-10-15
2021-10-15 | NSW1 | Informative note | Liddell | AGL Macquarie Pty Limited | LD03, LD04 | Liddell Unit 3 has updated closure date from 1/04/2023 to 1/04/2022, Unit 4 has updated closure date from 1/04/2022 to 1/04/2023 | 2021-10-15
2021-10-15 | NSW1 | Project commitment | Rye Park Wind Farm | Tilt Renewables Australia Pty Ltd |  | Committed | 2021-10-15
2021-10-15 | NSW1 | Project commitment | Wagga North Solar Farm | Wagga Wagga Operationsco Pty Ltd as trustree for Wagga Wagga Operations Trust |  | Anticipated | 2021-10-15
2021-10-15 | NSW1 | Project commitment | Walla Walla Solar Farm | FRV Australia (Walla Walla Asset Co Pty Ltd (ACN 634 728 868) as trustee for the Walla Walla Asset Trust) |  | Anticipated | 2021-10-15
2021-10-15 | NSW1 | Project commitment | Wellington Solar Farm | Lightsource Australia SPV 4 Pty Ltd | WELLSF1 | In Commissioning | 2021-10-15
2021-10-15 | NSW1 | Project commitment | Yanco Solar Farm | ib vogt / Sun Spot 6 |  | Anticipated | 2021-10-15
2021-10-15 | QLD1 | Project commitment | Dulacca Wind Farm | RES Australia |  | Committed | 2021-10-15
2021-10-15 | QLD1 | Project commitment | Edenvale Solar Park | Edenvale Solar Park Pty Ltd |  | Committed | 2021-10-15
2021-10-15 | QLD1 | Project commitment | Kaban Green Power Hub - Wind Farm | Kaban Wind Farm Pty Ltd as trustee for Kaban Wind Farm Trust |  | Committed | 2021-10-15
2021-10-15 | QLD1 | Project commitment | Kennedy Energy Park - Phase 1 - Solar | Windlab / Eurus | KEPSF1 | Committed | 2021-10-15
2021-10-15 | QLD1 | Project commitment | Kennedy Energy Park - Phase 1 - Storage | Windlab/Eurus | KEPBG1 | Committed | 2021-10-15
2021-10-15 | QLD1 | Project commitment | Kennedy Energy Park - Phase 1 - Wind | Windlab / Eurus | KEPWF1 | Committed | 2021-10-15
2021-10-15 | QLD1 | Project commitment | Maryrorough Solar Farm | Maryrorough Solar Pty Ltd | MARYRSF1 | In Service | 2021-10-15
2021-10-15 | QLD1 | Project commitment | Moura Solar Farm | Moura Solar Farm SPV Pty Ltd atf the ESCO Solar Farm 4 Trust |  | Committed | 2021-10-15
2021-10-15 | QLD1 | Nameplate capacity | Munna Creek Solar Farm | Renewable Energy System Technologies Pty Ltd |  | Changed from 143 MW to 154 MW
2021-10-15 | QLD1 | Project commitment | Rodds Bay Solar Farm | United Green |  | From Anticipated to Publicly Announced | 2021-10-15
2021-10-15 | QLD1 | Project commitment | Yarranlea Solar Farm | Yarranlea Solar Pty Ltd | YARANSF1 | In Service | 2021-10-15
2021-10-15 | SA1 | Informative note | Cultana Pumped Hydro Energy Storage | ARUP Pty Ltd |  | Discontinued | 2021-10-15
2021-10-15 | SA1 | Informative note | Torrens Island A | AGL SA Generation Pty Limited | TORRA2, TORRA4 | Torrens Island A units TORRA2 and TORRA4 closure date of 30/09/2020 have been past for more than 12 months in Generation Information Page publication and hence these two units are dropped from this publication | 2021-10-15
2021-10-15 | SA1 | Project commitment | Torrens Island A | AGL SA Generation Pty Limited | TORRA1 | Withdrawn
2021-10-15 | SA1 | Project commitment | Torrens Island BESS | TIPSCO |  | Anticipated | 2021-10-15
2021-10-15 | VIC1 | Project commitment | Berrybank Wind Farm | Berrbank Development Pty ltd | BRYB1WF1 | In Service | 2021-10-15
2021-10-15 | VIC1 | Project commitment | Diapur Wind Farm | Diapur Wind Farm Pty Ltd |  | Committed | 2021-10-15
2021-10-15 | VIC1 | Project commitment | Stockyard Hill Wind Farm | Stockyard Hill Wind Farm Pty Ltd | STOCKYD1 | In Commissioning | 2021-10-15
2021-10-15 | VIC1 | Project commitment | Winton Solar Farm | Winton Asset Co. Pty Ltd as Trustee of the Winton Asset Trust | WINTSF1 | In Commissioning | 2021-10-15
2021-10-15 | VIC1 | Project commitment | Wunghnu Solar Farm | ib vogt GmbH / Sun Spot 3 |  | Anticipated | 2021-10-15
2021-07-07 | NSW1 | Correction | Corowa Solar Farm | Corowa Operationsco Pty Ltd as trustee for Corowa Operations Trust | CRWASF1 | Committed. (Note that 04 May 2021 Change Log entry incorrectly listed "In Service", however, should have listed "Committed".) | 2021-07-07
2021-07-07 | NSW1 | Project commitment | Gunnedah Solar Farm | Gunnedah Solar Farm Pty Ltd |  | Committed | 2021-07-07
2021-07-07 | NSW1 | Project commitment | Kurri Kurri OCGT | Snowy Hydro Limited |  | Committed | 2021-07-07
2021-07-07 | NSW1 | Project commitment | New England Solar Farm | UPC Renewables Australia Pty Ltd |  | Committed | 2021-07-07
2021-07-07 | NSW1 | Project commitment | Riverina Solar Farm | Riverina Solar Pty Ltd |  | Committed | 2021-07-07
2021-07-07 | NSW1 | Project commitment | Suntop Solar Farm | Suntop Solar Farm Pty Ltd |  | Committed | 2021-07-07
2021-07-07 | NSW1 | Project commitment | Wallgrove Grid Battery project | TransGrid |  | Committed | 2021-07-07
2021-07-07 | QLD1 | Project commitment | Bluegrass Solar Farm | X-Elio Australia Pty Ltd |  | Committed | 2021-07-07
2021-07-07 | QLD1 | Informative note | CleanCo Wind Farm (Small Mac) | ACCIONA Energy Australia Global Pty Ltd |  | Duplicate Removed | 2021-07-07
2021-07-07 | QLD1 | Project commitment | Columboola Solar Farm | Luminous Energy |  | Committed | 2021-07-07
2021-07-07 | QLD1 | Project commitment | Kaban Green Power Hub - BESS | Neoen |  | Discontinued. | 2021-07-07
2021-07-07 | QLD1 | Project commitment | Kaban Green Power Hub - Wind Farm | Neoen |  | Committed* | 2021-07-07
2021-07-07 | QLD1 | Project commitment | Mackay GT | Stanwell Corporation Limited | MACKAYGT | Withdrawn - Permanent | 2021-07-07
2021-07-07 | QLD1 | Project commitment | Wandoan South BESS | Vena Evergy |  | Committed | 2021-07-07
2021-07-07 | QLD1 | Project commitment | Woolooga Solar Farm | Woolooga Fund Pty Ltd |  | Committed | 2021-07-07
2021-07-07 | SA1 | Project commitment | Port Augusta Renewable Energy Park - Solar | PAREP 1 Pty Ltd |  | From Committed to Anticipated | 2021-07-07
2021-07-07 | SA1 | Project commitment | Port Augusta Renewable Energy Park - Wind | PAREP 1 Pty Ltd |  | From Committed to Anticipated | 2021-07-07
2021-07-07 | SA1 | Project commitment | Snapper Point Power Station | Nexif |  | Committed* | 2021-07-07
2021-07-07 | SA1 | Informative note | Torrens Island B | AGL SA Generation Pty Limited | TORRB1 | AGL SA Generation Pty Ltd has advised that Torrens Island B Unit 1 (TORRB1) will be mothballed with six months minimum recall notice starting from October 2021 until September 2024. | 2021-07-07
2021-07-07 | VIC1 | Project commitment | Bulgana Green Power Hub - Wind Farm | Bulgana Wind Farm Pty Ltd | BULGANA1 | In Service | 2021-07-07
2021-07-07 | VIC1 | Project commitment | Glenrowan West Sun Farm | Glenrowan Sun Farm Pty Ltd | GLRWNSF1 | In Service | 2021-07-07
2021-07-07 | VIC1 | Project commitment | Victorian Big Battery | Victorian Big Battery Pty Ltd |  | Committed | 2021-07-07
2021-07-07 | VIC1 | Project commitment | Yatpool Solar Farm | Yatpool Sun Farm Pty Ltd | YATSF1 | In Commissioning | 2021-07-07
2021-05-04 | NSW1 | Project commitment | Bango 973 Wind Farm | BWF Nominees Pty Ltd as trustee for the BWF Trust | BANGOWF1 | In Service | 2021-05-04
2021-05-04 | NSW1 | Project commitment | Belconnen | EDL LFG ACT Pty Ltd |  | Decommissioned | 2021-05-04
2021-05-04 | NSW1 | Project commitment | Belrose | EDL LFG NSW Pty Ltd |  | Decommissioned | 2021-05-04
2021-05-04 | NSW1 | Project commitment | Bomen Solar Farm | Spark Infrastructure Holdings No. 6 Pty Limited | BOMENSF1 | In Service | 2021-05-04
2021-05-04 | NSW1 | Project commitment | Collector | Ratch Australia | COLWF01 | In Commissioning | 2021-05-04
2021-05-04 | NSW1 | Project commitment | Corowa Solar Farm | Corowa Operationsco Pty Ltd as trustee for Corowa Operations Trust | CRWASF1 | In Service | 2021-05-04
2021-05-04 | NSW1 | Project commitment | Crudine Ridge Wind Farm | CRWF Nominees Pty Ltd | CRURWF1 | In Commissioning | 2021-05-04
2021-05-04 | NSW1 | Project commitment | Darlington Point Solar Farm | Darlington Point Solar Farm Pty Ltd |  | In Service | 2021-05-04
2021-05-04 | NSW1 | Project commitment | Limondale Solar Farm 1 | Limondale Sun Farm Pty Ltd |  | In Commissioning | 2021-05-04
2021-05-04 | NSW1 | Project commitment | Metz Solar Farm | Metz ProjectCo Pty Ltd as trustee for Metz ProjectCo Trust |  | Committed | 2021-05-04
2021-05-04 | NSW1 | Project commitment | Molong Solar Farm | Molong Property Co Pty Ltd as trustee for the Molong Property Trust | MOLNGSF1 | In Service | 2021-05-04
2021-05-04 | NSW1 | Project commitment | Mugga Lane | EDL LFG ACT Pty Ltd |  | Decommissioned | 2021-05-04
2021-05-04 | NSW1 | Project commitment | Nymboida | Essential Energy |  | Decommissioned | 2021-05-04
2021-05-04 | NSW1 | Project commitment | Oaky | Essential Energy |  | Decommissioned | 2021-05-04
2021-05-04 | NSW1 | Informative note | Ruby Hills Wind Farm | Walcha Energy Pty Ltd |  | Duplicate Removed | 2021-05-04
2021-05-04 | NSW1 | Project commitment | Sunraysia Solar Farm | Sunraysia Solar Project Pty Ltd | SUNRSF1 | In Commissioning | 2021-05-04
2021-05-04 | NSW1 | Project commitment | Teralba | EDL (TT) Pty Ltd |  | Decommissioned | 2021-05-04
2021-05-04 | QLD1 | Project commitment | Kidston Pumped Storage Hydro Project 250MW | Genex Power Ltd |  | Committed | 2021-05-04
2021-05-04 | QLD1 | Project commitment | Middlemount Sun Farm | Capricorn SF No1 Pty Ltd |  | In Service | 2021-05-04
2021-05-04 | QLD1 | Project commitment | Roghan Road | EDL LFG Qld Pty Ltd |  | Decommissioned | 2021-05-04
2021-05-04 | SA1 | Project commitment | Adelaide Desalination Plant | South Australian Water Corporation | ADPBA1G | Committed* | 2021-05-04
2021-05-04 | SA1 | Project commitment | Adelaide Desalination Plant | South Australian Water Corporation | ADPPV1 | Committed* | 2021-05-04
2021-05-04 | SA1 | Project commitment | Morgan To Whyalla Pipeline No 1 PS And Water Filtration Plant | South Australian Water Corporation | MWPS1PV1 | Committed | 2021-05-04
2021-05-04 | SA1 | Project commitment | Morgan To Whyalla Pipeline No 2 PS | South Australian Water Corporation | MWPS2PV1 | Committed | 2021-05-04
2021-05-04 | SA1 | Project commitment | Morgan To Whyalla Pipeline No 4 PS | South Australian Water Corporation | MWPS4PV1 | Committed | 2021-05-04
2021-05-04 | TAS1 | Project commitment | Cattle Hill Wind Farm | Wild Cattle Hill Pty Ltd | CTHLWF1 | In Service | 2021-05-04
2021-05-04 | VIC1 | Project commitment | Elaine Wind Farm | Northleaf /InfraRed/Macquarie Capital | ELAINWF1 | In Service | 2021-05-04
2021-05-04 | VIC1 | Project commitment | Glenrowan West Sun Farm | Glenrowan Sun Farm Pty Ltd | GLRWNSF1 | In Commissioning | 2021-05-04
2021-05-04 | VIC1 | Project commitment | Moorabool Wind Farm | Moorabool Wind Farm Interface Company Pty Ltd | MOORAWF1 | In Commissioning | 2021-05-04
2021-01-29 | NSW1 | Project commitment | Biala Wind Farm | BEIJING JINGNENG CLEAN ENERGY (AUSTRALIA) HOLDING PTY LTD | GULLRWF2 | Committed | 2021-01-29
2021-01-29 | NSW1 | Project commitment | Corowa Solar Farm | Corowa Operationsco Pty Ltd as trustee for Corowa Operations Trust |  | Committed | 2021-01-29
2021-01-29 | NSW1 | Project commitment | Junee Solar Farm | Junee Operationsco Pty Ltd as trustee for Junee Operations Trust |  | Committed | 2021-01-29
2021-01-29 | NSW1 | Project commitment | Molong Solar Farm | Molong Property Co Pty Ltd as trustee for the Molong Property Trust |  | Committed | 2021-01-29
2021-01-29 | NSW1 | Project commitment | Mt Piper | EnergyAustralia NSW Pty Ltd | MP1 | Upgrade now In Service | 2021-01-29
2021-01-29 | NSW1 | Project commitment | Sunraysia Solar Farm | Sunraysia Solar Project Pty Ltd | SUNRSF1 | Committed | 2021-01-29
2021-01-29 | NSW1 | Project commitment | Wagga North Solar Farm | Wagga Wagga Operationsco Pty Ltd as trustree for Wagga Wagga Operations Trust |  | Committed | 2021-01-29
2021-01-29 | NSW1 | Project commitment | Wellington Solar Farm | Lightsource Australia SPV 4 |  | Committed | 2021-01-29
2021-01-29 | QLD1 | Project commitment | Cape York Battery Power Plant - Solar | Lyon Solar |  | Discontinued. | 2021-01-29
2021-01-29 | QLD1 | Project commitment | Cape York Battery Power Plant - Storage | Lyon Solar |  | Discontinued. | 2021-01-29
2021-01-29 | SA1 | Project commitment | Morgan To Whyalla Pipeline No 3 PS | South Australian Water Corporation | MWPS3PV1 | Committed | 2021-01-29
2021-01-29 | VIC1 | Project commitment | Berrybank Wind Farm | Berrbank Development Pty ltd |  | Committed | 2021-01-29
2021-01-29 | VIC1 | Project commitment | Glenrowan West Sun Farm | Glenrowan Sun Farm Pty Ltd |  | Committed | 2021-01-29
2021-01-29 | VIC1 | Project commitment | Loy Yang B | Alinta | LOYYB1 | Upgrade now In Service | 2021-01-29
2021-01-29 | VIC1 | Project commitment | Victorian Big Battery | Victorian Big Battery Pty Ltd |  | Committed* | 2021-01-29
2021-01-29 | VIC1 | Project commitment | Yatpool Solar Farm | Yatpool Sun Farm Pty Ltd |  | Committed | 2021-01-29
2020-11-12 | NSW1 | Project commitment | Bango 999 Wind Farm | BWF Nominees Pty Ltd as trustee for the BWF Trust |  | Committed | 2020-11-12
2020-11-12 | NSW1 | Project commitment | Biala Wind Farm | BEIJING JINGNENG CLEAN ENERGY (AUSTRALIA) HOLDING PTY LTD | GULLRWF2 | In Commissioning | 2020-11-12
2020-11-12 | NSW1 | Project commitment | Bogan River | Infigen Energy Development Pty Ltd |  | Discontinued. | 2020-10-13
2020-11-12 | NSW1 | Project commitment | Capital Solar Farm | Capital Solar Farm Pty Ltd |  | Discontinued. | 2020-10-13
2020-11-12 | NSW1 | Project commitment | Darlington Point Solar Farm | Darlington Point Solar Farm | DARLSF1 | In Commissioning | 2020-11-12
2020-11-12 | NSW1 | Project commitment | Goonumbla Solar Farm | Goonumbla Asset Co Pty Ltd as trustee for the Goonumbla Asset Trust | GOONSF1 | In Commissioning | 2020-11-12
2020-11-12 | NSW1 | Project commitment | Jemalong Solar | Genex Power | JEMALNG1 | Committed | 2020-11-12
2020-11-12 | NSW1 | Project commitment | Nevertire Solar Farm | Elliott Nevertire Solar Pty Ltd as Trustee for the Elliott Nevertire Trust' | NEVERSF1 | In Service | 2020-11-12
2020-11-12 | NSW1 | Project commitment | Sebastopol Solar Farm | Sebastopol Asset Co |  | Committed | 2020-11-12
2020-11-12 | QLD1 | Project commitment | Bowen Solar Farm | Infigen Energy |  | Discontinued. | 2020-10-13
2020-11-12 | QLD1 | Project commitment | Cloncurry Solar Farm | Infigen Energy Development Pty Ltd |  | Discontinued. | 2020-10-13
2020-11-12 | QLD1 | Project commitment | Middlemount Sun Farm | Capricorn SF No1 Pty Ltd |  | Committed | 2020-11-12
2020-11-12 | QLD1 | Correction | Oakey 2 Solar Farm | RE Oakey Pty Ltd | OAKEY2SF | In Commissioning. (Note that 22 July 2020 Change Log entry incorrectly listed "In Service", however, should have listed "In Commissioning".) | 2020-06-03
2020-11-12 | QLD1 | Project commitment | Western Downs Green Power Hub | Western Downs Green Power Hub Pty Ltd as trustee for Western Downs Green Power Hub Trust |  | Committed | 2020-11-12
2020-11-12 | QLD1 | Informative note | Western Downs Solar Farm | N/A |  | Duplicate removed | 2020-11-12
2020-11-12 | SA1 | Project commitment | Hornsdale Power Reserve Unit 1 | Hornsdale Power Reserve Pty Ltd | HPRG1 | In Service | 2020-11-12
2020-11-12 | SA1 | Project commitment | Lincoln Gap Wind Farm - stage 1 | Lincoln Gap Wind Farm Pty Ltd | LGAPWF1 | In Service | 2020-11-12
2020-11-12 | SA1 | Project commitment | Port Augusta Renewable Energy Park - Solar | PAREP 1 Pty Ltd |  | Committed | 2020-11-12
2020-11-12 | SA1 | Project commitment | Port Augusta Renewable Energy Park - Wind | PAREP 1 Pty Ltd |  | Committed | 2020-11-12
2020-11-12 | SA1 | Project commitment | Temporary Generation South | Infigen Energy | SATGS1 | In Service | 2020-11-12
2020-11-12 | SA1 | Informative note | Torrens Island A | AGL SA Generation Pty Ltd | TORRA2, TORRA4 | Torrens Island A units TORRA2 and TORRA4 closure date of 30/09/2020 has passed, and the units are Deregistered. | 2020-09-30
2020-11-12 | SA1 | Informative note | Zero Cost Energy Future | SA Water Corporation |  | Aggregate survey removed in favour of individual surveys (Projects with Owner of South Australian Water Corporation). | 2020-11-12
2020-11-12 | VIC1 | Project commitment | Bulgana Green Power Hub - Wind Farm | Bulgana Wind Farm Pty Ltd | BULGANA1 | In Commissioning | 2020-11-12
2020-11-12 | VIC1 | Project commitment | Cherry Tree Wind Farm | Cherry Tree Wind Farm Pty Limited A.T.F. Cherry Tree Project Trust | CHYTWF1 | In Service. (Note that 22 July 2020 Change Log entry incorrectly listed "In Service", however, should have listed "In Commissioning".) | 2020-11-12
2020-11-12 | VIC1 | Project commitment | Crowlands Wind Farm | Pacific Hydro Crowlands Pty Ltd | CROWLWF1 | In Service | 2020-11-12
2020-11-12 | VIC1 | Correction | Dundonnell Wind Farm | Tilt Renewables | DUNDWF1 | In Commissioning. (Note that 22 July 2020 Change Log entry incorrectly listed "In Service", however, should have listed "In Commissioning".) | 2020-06-17
2020-11-12 | VIC1 | Correction | Elaine Wind Farm | Northleaf /InfraRed/Macquarie Capital | ELAINWF1 | In Commissioning. (Note that 22 July 2020 Change Log entry incorrectly listed "In Service", however, should have listed "In Commissioning".) | 2020-06-24
2020-11-12 | VIC1 | Project commitment | Kiamal Solar Farm - Stage 1 | KSF Project Nominees Pty Ltd ATF KSF Project Trust | KIAMSF1 | In Commissioning | 2020-11-12
2020-11-12 | VIC1 | Project commitment | Murra Warra Wind Farm - stage 2 | Murra Warra Project Co Pty Ltd |  | Committed | 2020-11-12
2020-07-29 | NSW1 | Correction | Maoneng Battery | Maoneng Australia |  | Corrected Region from SA1 to NSW1. | 2019-10-30
2020-07-22 | NSW1 | Project commitment | Bango 973 Wind Farm | BWF Nominees Pty Ltd as trustee for the BWF Trust |  | Committed | 2020-07-06
2020-07-22 | NSW1 | Project commitment | Limondale Solar Farm 1 | Limondale Sun Farm Pty Ltd | LIMOSF11 | Committed | 2020-07-08
2020-07-22 | NSW1 | Project commitment | Mt Piper | EnergyAustralia NSW Pty Ltd | MP1 | Upgrade now Committed | 2020-06-01
2020-07-22 | NSW1 | Project commitment | Wellington Solar Farm | Lightsource Australia SPV 4 |  | Committed | 2020-07-09
2020-07-22 | QLD1 | Project commitment | Middlemount Sun Farm | Capricorn SF No1 Pty Ltd |  | Committed | 2020-07-06
2020-07-22 | QLD1 | Project commitment | Oakey 2 Solar Farm | RE Oakey Pty Ltd | OAKEY2SF | In Service | 2020-06-03
2020-07-22 | SA1 | Project commitment | Hallett GT | EnergyAustralia Hallett Pty Ltd | AGLHAL | +35 MW increase in capacity now In Service | 2020-06-09
2020-07-22 | SA1 | Project commitment | Hornsdale Power Reserve Unit 1 | Hornsdale Power Reserve Pty Ltd | HPRG1 | Expansion now In Service | 2020-07-02
2020-07-22 | SA1 | Closure date | Osborne | Osborne Cogeneration Pty Ltd | OSB-AG | Origin Energy advises the closure date of the Osborne power station is 31/12/2023. | 2020-07-22
2020-07-22 | SA1 | Informative note | SA Water PV Plant | SA Water |  | Duplicate removed | 2020-07-22
2020-07-22 | SA1 | Project commitment | Snapper Point Power Station | Nexif |  | Nexif advises that it is in the process of completing necessary permits and other development works for moving the Temporary Generation North units to Snapper Point, as per the Agreement to Lease signed with the SA Government. | 2020-07-09
2020-07-22 | SA1 | Project commitment | Temporary Generation South | Infigen Energy |  | Committed | 2020-07-06
2020-07-22 | SA1 | Informative note | Torrens Island A | AGL SA Generation Pty Ltd | TORRA2, TORRA4 | AGL SA Generation Pty Ltd has advised that Torrens Island A unit TORRA4 will be available over winter 2020, whilst unit TORRA2 will remain mothballed, until the closure date of both units of 30/9/2020. | 2020-07-13
2020-07-22 | VIC1 | Project commitment | Berrybank Wind Farm | Berrbank Development Pty ltd |  | Committed | 2020-07-10
2020-07-22 | VIC1 | Project commitment | Cherry Tree Wind Farm | Cherry Tree Wind Farm Pty Limited A.T.F. Cherry Tree Project Trust | CHYTWF1 | In Service | 2020-06-17
2020-07-22 | VIC1 | Project commitment | Dundonnell Wind Farm | Tilt Renewables | DUNDWF1 | In Service | 2020-06-17
2020-07-22 | VIC1 | Project commitment | Elaine Wind Farm | Northleaf /InfraRed/Macquarie Capital | ELAINWF1 | In Service | 2020-06-24
2020-04-30 | NSW1 | Project commitment | Biala Wind Farm | BEIJING JINGNENG CLEAN ENERGY (AUSTRALIA) HOLDING PTY LTD |  | Committed | 2020-04-22
2020-04-30 | NSW1 | Project commitment | Collector | Ratch Australia |  | Committed | 2020-04-17 09:02
2020-04-30 | NSW1 | Project commitment | Limondale Solar Farm 1 | Limondale Sun Farm Pty Ltd |  | Changed from Committed to Maturing | 2020-04-24 10:51
2020-04-30 | SA1 | Project commitment | Lincoln Gap Wind Farm - BESS | Lincoln Gap Wind Farm Pty Ltd | LGAPWF1 | Changed from Committed to Publicly Announced | 2020-04-28
2020-04-30 | SA1 | Informative note | Torrens Island A Mothballing | AGL SA Generation Pty Ltd | TORRA1, TORRA2, TORRA3, TORRA4 | AGL SA Generation Pty Ltd has advised that all four Torrens Island A units will be mothballed with six month minimum recall notice: - starting from 1/4/2020 for TORRA2 and TORRA4, lasting until the closure date of 30/9/2020. - starting from 30/9/2020 for TORRA1, lasting until the closure date of 30/9/2021. - starting from 30/9/2021 for TORRA3, lasting until the closure date of 30/9/2022. | 2020-04-01
2020-04-30 | VIC1 | Project commitment | Glenrowan West Sun Farm | Glenrowan Sun Farm Pty Ltd |  | Committed | 2020-04-29
2020-02-26 | QLD1 | Nameplate capacity | Callide C | Joint Venture; Callide Energy Pty Ltd and IG Power (Callide) Ltd. | CPP_3, CPP_4 | Corrected from 450 MW to 420 MW | 2017-08-01
2020-02-26 | QLD1 | Project commitment | Gangarri Solar Farm | Shell New Energies Australia Pty Ltd |  | Committed | 2020-01-22
2020-02-26 | QLD1 | Nameplate capacity | Oakey Power Station | Oakey Power Holdings Pty Ltd | OAKEY1, OAKEY2 | Corrected from 141 MW to 173 MW | 2018-04-19
2020-02-26 | VIC1 | Nameplate capacity | Mortlake | Origin Energy Power Limited | MORTLK11, MORTLK12 | Updated from 283 MW to 292 MW | 2020-02-07
2020-01-31 | NSW1 | Informative note | Bells Mountain | AGL Energy Limited |  | Duplicate removed. | 2020-01-31
2020-01-31 | NSW1 | Project commitment | Finley Solar Farm | Finley Solar Farm Pty Ltd as The trustee for Finley Solar Trust | FINLYSF1 | In Service | 2020-01-21
2020-01-31 | NSW1 | Project commitment | Limondale Solar Farm 2 | Limondale Sun Farm Pty Ltd | LIMOSF21 | In Service | 2019-10-29
2020-01-31 | NSW1 | Project commitment | Nevertire Solar Farm | Elliott Nevertire Solar Pty Ltd as Trustee for the Elliott Nevertire Trust' | NEVERSF1 | In Commissioning | 2019-10-29
2020-01-31 | QLD1 | Project commitment | Coopers Gap Wind Farm | PARF Company 6 Pty Limited | COOPGWF1 | In Commissioning | 2019-10-29
2020-01-31 | QLD1 | Project commitment | Coopers Gap Wind Farm | PARF Company 6 Pty Limited | COOPGWF1 | In Commissioning | 2019-10-29
2020-01-31 | QLD1 | Project commitment | Haughton Solar Farm Stage 1 | Pacific Hydro Haughton Solar Farm Pty Ltd | HAUGHT11 | In Commissioning | 2019-10-29
2020-01-31 | SA1 | Project commitment | Barker Inlet Power Station | AGL Barker Inlet Pty Ltd | BARKIPS1 | In Service | 2020-01-28
2020-01-31 | VIC1 | Project commitment | Yendon Wind Farm | Northleaf /InfraRed/Macquarie Capital | YENDWF1 | In Commissioning | 2020-01-30
2019-11-14 | NSW1 | Project commitment | Crudine Ridge Wind Farm | CRWF Nominees Pty Ltd |  | Committed | 2019-10-29
2019-11-14 | NSW1 | Expected Closure Year | Eraring | Origin Energy Eraring Pty Ltd | ER01, ER02, ER03, ER04 | Correction to the Expected Closure Year value, due to a data system error. | 2019-05-17
2019-11-14 | NSW1 | Expected Closure Year | Eraring GT | Origin Energy Eraring Pty Ltd | ERGT01 | Correction to the Expected Closure Year value, due to a data system error. | 2019-05-17
2019-11-14 | NSW1 | Project commitment | Goonumbla Solar Farm | Goonumbla Asset Co Pty Ltd as trustee for the Goonumbla Asset Trust |  | Committed | 2019-10-29
2019-11-14 | SA1 | Expected Closure Year | Ladbroke Grove | Origin Energy Power Limited | LADBROK1, LADBROK2 | Correction to the Expected Closure Year value, due to a data system error. | 2019-05-17
2019-11-14 | SA1 | Project commitment | Lake Bonney BESS1 | Lake Bonney BESS Pty Ltd | LBBG1 | Committed | 2019-10-29
2019-11-14 | SA1 | Expected Closure Year | Quarantine | Origin Energy Power Limited | QPS1, QPS2, QPS3, QPS4 | Correction to the Expected Closure Year value, due to a data system error. | 2019-06-20
2019-11-14 | SA1 | Scheduled Capacity | Torrens Island A | AGL SA Generation Pty Limited |  | Changes in schedule capacity due to mothballed period. | 2019-10-29
2019-11-14 | Various | Full Commercial Use Date | Various | Various | Various | Full Commercial Use Date for some Committed projects have been delayed. | 2019-11-14
2019-11-14 | VIC1 | Scheduled Capacity | Loy Yang B | Gippsland Power Pty Ltd ABN 30 077 851 079 / LYB Ventures Australia Pty Ltd ABN 57 055 984 499 / Traralgon Power Pty Ltd ABN 64 056 292 623 / Latrobe Power Pty Ltd ABN 42 055 983 563 / LYB Australia Limited ABN 87 055 563 785 | LOYYB1 | Changes in Winter 2020 scheduled capacity | 2019-11-07
2019-11-14 | VIC1 | Nameplate capacity | Loy Yang B | Gippsland Power Pty Ltd ABN 30 077 851 079 / LYB Ventures Australia Pty Ltd ABN 57 055 984 499 / Traralgon Power Pty Ltd ABN 64 056 292 623 / Latrobe Power Pty Ltd ABN 42 055 983 563 / LYB Australia Limited ABN 87 055 563 785 |  | Corrected from 1000 MW to 1115 MW | 2019-11-07
2019-11-14 | VIC1 | Expected Closure Year | Mortlake | Origin Energy Power Limited | MortLK11, MortLK12 | Correction to the Expected Closure Year value, due to a data system error. | 2019-06-21
2019-11-14 | VIC1 | Scheduled Capacity | Mortlake | Origin Energy Power Limited | MORTLK12 | Origin Energy expects to bring the unit back online by 20 December 2019, as specified here: https://www.originenergy.com.au/about/investors-media/media-centre/statement_on_mortlake_power_station.html | 2019-07-15
2019-11-14 | VIC1 | Correction | Mt Gellibrand Wind Farm | ACCIONA Energy | MTGELWF1 | Correction of previous Commissioning note, plant is "In Commissioning". | 2019-07-18
2019-11-14 | VIC1 | Project commitment | Winton Solar Farm | Winton Asset Co. Pty Ltd as Trustee of the Winton Asset Trust |  | Committed | 2019-10-29
2019-08-07 | NSW1 | Expected Closure Year | Liddell | AGL Macquarie Pty Limited |  | Changes in expected closure date. | 2019-08-02
2019-08-07 | NSW1 | Scheduled Capacity | Liddell | AGL Macquarie Pty Limited |  | Changes in schedule capacity. | 2019-08-02
2019-08-07 | SA1 | Expected Closure Year | Torrens Island A | AGL SA Generation Pty Limited |  | Changes in expected closure date. | 2019-08-05
2019-07-29 | QLD1 | Summary Status | Maryrorough Solar Farm | Impact Investment Group |  | Corrected from Proposed to Committed. | 2019-05-06
2019-07-29 | QLD1 | Informative note | South Johnstone Mill | MSF Sugar |  | Duplicate removed. | 2018-07-31
2019-07-29 | SA1 | Informative note | Hallett Repower (expansion) | Energy Australia | AGLHAL | Duplicate removed. | 2018-07-31
2019-07-29 | SA1 | Unit Status | Willogoleche Wind Farm | Willogoleche Power Pty Ltd | WGWF1 | Corrected from In Service to In Commissioning. | 2019-07-01
2019-07-29 | VIC1 | Scheduled Capacity | Bogong / Mackay | AGL | MCKAY1 | Corrected from 1240 MW to 300 MW (-940 MW). | 2018-02-19
2019-07-18 | NSW1 | Commissioning | Beryl Solar Farm | FS NSW Project No 1 AT Pty Ltd as trustee of FS NSW Project No 1 Asset Trust | BERYLSF1 | Commissioning complete. | 2019-05-06
2019-07-18 | NSW1 | Commissioning | Bodangora Wind Farm | Bodangora Wind Farm Pty Ltd | BODWF1 | Commissioning complete. | 2019-05-17
2019-07-18 | NSW1 | Nameplate capacity | Coleambally Solar Farm | Coleambally Solar Pty Ltd | COLEASF1 | Changed from 180 MW to 150.3 MW (-29.7 MW). | 2018-04-14
2019-07-18 | NSW1 | Nameplate capacity | Crookwell 2 Wind Farm | Crookwell Development Pty Ltd | CROOKWF2 | Changed from 91 MW to 96.04 MW (+5.04 MW). | 2019-05-15
2019-07-18 | NSW1 | Project commitment | Eastern Creek Energy from Waste Facility | Next Generation NSW |  | Discontinued. | 2019-07-17
2019-07-18 | NSW1 | Nameplate capacity | Finley Solar Farm | Finley Solar Farm Pty Ltd as The trustee for Finley Solar Trust | FINLEYSF1 | Changed from 133 MW to 162.36 MW (29.36 MW). | 2019-06-13
2019-07-18 | NSW1 | Project commitment | Gloucester Gas Project | AGL Energy |  | Discontinued. | 2019-07-17
2019-07-18 | NSW1 | Project commitment | Jupiter Wind Farm | EPYC Pty Ltd |  | Discontinued. | 2019-07-17
2019-07-18 | NSW1 | Project commitment | Molong Solar Farm | Amp Power Pty Limited |  | Committed. | 2019-06-25
2019-07-18 | NSW1 | Nameplate capacity | Smithfield Energy Facility | Smithfield Power Generation Pty Ltd | SITHE01 | Changed from 170.9 MW to 185 MW (+14.1 MW). | 2019-06-07
2019-07-18 | NSW1 | Project commitment | Snowy 2.0 | Snowy Hydro Ltd |  | Committed. | 2019-06-21
2019-07-18 | NSW1 | Nameplate capacity | Sunraysia Solar Farm | John Laing/Maoneng Group |  | Changed from 200 MW to 228.8 MW (+28.8 MW). | 2019-05-20
2019-07-18 | NSW1 | Nameplate capacity | Tallawarra | EnergyAustralia Tallawarra Pty Ltd | TALWA1 | Changed from 435 MW to 440 MW (+5 MW). | 2018-04-12
2019-07-18 | NSW1 | Project commitment | West Narrabri Electricity Generating Facility |  |  | Discontinued. | 2019-07-17
2019-07-18 | NSW1 | Project commitment | Woolbrook Wind Farm | Newtricity |  | Discontinued. | 2019-07-17
2019-07-18 | QLD1 | Project commitment | Bowen Solar Farm | Infigen Energy |  | Discontinued. | 2019-07-17
2019-07-18 | QLD1 | Commissioning | Childers Solar Farm | Childers Solar Pty Ltd | CHILDSF1 | Commissioning complete. | 2019-06-05
2019-07-18 | QLD1 | Nameplate capacity | Clare Solar Farm | Clare Asset Co Pty Ltd ATF Clare Asset Trust | CLARESF1 | Changed from 100 MW to 110.4 MW (+10.4 MW). | 2019-05-17
2019-07-18 | QLD1 | Commissioning | Clermont Solar Farm | Clermont Asset Co Pty Ltd as Trustee for Clerrmont Solar Unit Trust | CLERMSF1 | Commissioning complete. | 2019-06-24
2019-07-18 | QLD1 | Commissioning | Collinsville PV | Ratch Australia | CSPVPS1 | Commissioning complete. | 2019-04-03
2019-07-18 | QLD1 | Nameplate capacity | Darling Downs Solar Farm | Darling Downs Solar Farm Pty Ltd | DDSF1 | Changed from 108.5 MW to 121 MW (+12.5 MW). | 2019-05-17
2019-07-18 | QLD1 | Commissioning | Daydream Solar Farm | The Daydream Solar Farm Trust | DAYDSF1 | Commissioning complete. | 2019-04-30
2019-07-18 | QLD1 | Commissioning | Emerald Solar Park | Lighthouse Infrastructure Management Limited | EMERASF1 | Commissioning complete. | 2018-04-19 08:27
2019-07-18 | QLD1 | Project commitment | Group Linen - Princess Alexandra | Group Linen |  | Discontinued. | 2019-07-17
2019-07-18 | QLD1 | Nameplate capacity | Haughton Solar Farm Stage 1 | Pacific Hydro Haughton Solar Farm Pty Ltd | HAUGHT11 | Changed from 100 MW to 132.6 MW (+32.6 MW). | 2019-06-06
2019-07-18 | QLD1 | Commissioning | Hayman Solar Farm | The Hayman Solar Farm Trust | HAYMSF1 | Commissioning complete. | 2019-04-30
2019-07-18 | QLD1 | Project commitment | Maryrorough Solar Farm | Impact Investment Group |  | Committed. | 2019-05-06
2019-07-18 | QLD1 | Commissioning | Mount Emerald | Ratch Australia | MEWF1 | Commissioning complete. | 2018-04-14
2019-07-18 | QLD1 | Commissioning | Susan River Solar Farm | Susan River Solar Pty Ltd | SRSF1 | Commissioning complete. | 2019-06-05
2019-07-18 | QLD1 | Project commitment | Teebar Solar One | Teebar Clean Energy Pty Ltd |  | Changed from Committed* to Publicly Announced. | 2016-06-28
2019-07-18 | QLD1 | Project commitment | Windy Hill II | Ratch Australia |  | Discontinued. | 2019-07-17
2019-07-18 | SA1 | Nameplate capacity | Bungala One Solar Farm | Enel Green Power | BNGSF1 | Changed from 110 MW to 135 MW (+25 MW). | 2018-07-27 00:20
2019-07-18 | SA1 | Nameplate capacity | Bungala Two Solar Farm | Enel Green Power | BNGSF2 | Changed from 110 MW to 135 MW (+25 MW). | 2019-01-08 03:51
2019-07-18 | SA1 | Project commitment | Lake Bonney BESS1 | Lake Bonney BESS Pty Ltd |  | Changed from Committed* to Emerging. | 2019-05-17
2019-07-18 | SA1 | Project commitment | Lincoln Gap Wind Farm - BESS | Lincoln Gap Wind Farm PTY LTD | LGAPWF1 | Committed. | 2019-04-30
2019-07-18 | SA1 | Commissioning | Lincoln Gap Wind Farm - stage 1 | Lincoln Gap Wind Farm Pty Ltd | LGAPWF1 | Commissioning complete. | 2018-02-19 03:50
2019-07-18 | SA1 | Project commitment | Lincoln Gap Wind Farm - stage 2 | Lincoln Gap Wind Farm Pty Ltd | LGAPWF1 | Committed. | 2018-07-30 06:02
2019-07-18 | SA1 | Project commitment | Port Augusta Graphite Energy - CST | Solastor Pty Ltd |  | On hold. | 2019-07-17
2019-07-18 | SA1 | Project commitment | Port Augusta Graphite Energy - PV | Solastor Pty Ltd |  | On hold. | 2019-07-17
2019-07-18 | SA1 | Nameplate capacity | Quarantine | Origin Energy Power Limited | QPS1 | Changed from 224 MW to 229 MW (+5 MW). | 2018-02-19
2019-07-18 | SA1 | Project commitment | SA Government Virtual Power Plant - stage 2 | Government of South Australia |  | Committed. | 2019-07-17
2019-07-18 | SA1 | Project commitment | Simply Energy VPP | Simply Energy |  | Committed. | 2019-07-17
2019-07-18 | SA1 | Commissioning | Willogoleche Wind Farm | Willogoleche Power Pty Ltd | WGWF1 | Commissioning complete. | 2019-07-01
2019-07-18 | SA1 | Project commitment | Yorke Peninsula Biomass | Kallis Family Trust |  | On hold. | 2019-07-17
2019-07-18 | TAS1 | Nameplate capacity | Cattle Hill Wind Farm | Wild Cattle Hill Pty Ltd |  | Changed from 144 MW to 153.6 MW (+9.6 MW). | 2019-05-15
2019-07-18 | TAS1 | Project commitment | G7 Generation | G7 Generation |  | Discontinued. | 2019-07-17
2019-07-18 | TAS1 | Announced Withdrawal – Short Term Recall | Tamar Valley CCGT | AETV Pty Ltd | TVCC201 | AETV Pty Ltd advises that Tamar Valley combined-cycle gas turbine (CCGT) is not in regular service and may return to service at its discretion with less than three months’ lead time. . | 2019-05-17
2019-07-18 | VIC1 | Commissioning | Bannerton Solar Park | Foresight Solar Australia Pty Ltd | BANN1 | Commissioning complete. | 2019-06-01
2019-07-18 | VIC1 | Project commitment | Bulgana Green Power Hub - BESS | Bulgana Wind Farm Pty Ltd |  | Committed. | 2019-05-22
2019-07-18 | VIC1 | Nameplate capacity | Bulgana Green Power Hub - Wind Farm | Bulgana Wind Farm Pty Ltd |  | Changed from 194 MW to 204.4 MW (+10.4 MW). | 2019-05-22
2019-07-18 | VIC1 | Project commitment | Cohuna Solar Farm | Cohuna Solar Farm Pty Ltd |  | Changed from Committed to Committed*. | 2019-01-08
2019-07-18 | VIC1 | Commissioning | Mt Gellibrand Wind Farm | ACCIONA Energy | MTGELWF1 | Commissioning complete. | 2018-02-19
2019-07-18 | VIC1 | Nameplate capacity | Newport | EnergyAustralia Ecogen Pty Ltd | NPS | Changed from 510 MW to 500 MW (-10 MW). | 2018-02-19
2019-07-18 | VIC1 | Nameplate capacity | Numurkah Solar Farm | Numurkah Solar Farm Pty Ltd | NUMURSF1 | Changed from 100 MW to 112 MW (+12 MW). | 2019-05-29
2019-07-18 | VIC1 | Nameplate capacity | Somerton | AGL Hydro partnership | AGLSOM | Changed from 160 MW to 170 MW (+10 MW). | 2019-04-01
2019-07-18 | VIC1 | Project commitment | Spring Hill Wind Farm | BayWa r.e. |  | Discontinued. | 2019-07-17
2019-07-18 | VIC1 | Commissioning | Wemen Solar Farm | Wemen Asset Co Pty Ltd as Trustee to Wemen Solar Unit Trust | WEMENSF1 | Commissioning complete. | 2019-06-13
2019-07-18 | VIC1 | Nameplate capacity | West Kiewa | AGL Hydro Partnership | WKIEWA1 | Changed from 60 MW to 68 MW (+8 MW). | 2019-04-01
2019-07-18 | VIC1 | Nameplate capacity | Yatpool Solar Farm | Yatpool Sun Farm Pty Ltd |  | Changed from 81 MW to 94 MW (+13 MW). | 2019-05-08
2019-05-10 | NSW1 | Service commenced | Crookwell 2 Wind Farm |  |  | Crookwell Development Pty Ltd advises that Crookwell 2 Wind Farm (91 MW) is operational. | 2019-05-10
2019-05-10 | SA1 | Service commenced | Tailem Bend - Solar |  |  | Vena Energy advises that Tailem Bend - Solar (108MW) is operational. | 2019-05-10
2019-05-10 | VIC1 | Service commenced | Ballarat Energy Storage System |  |  | AusNet Services advises that Ballarat Energy Storage System (30 MW) is operational. . | 2019-05-10
2019-05-10 | VIC1 | Informative note | Bannerton Solar Farm |  |  | Foresight Solar Australia Pty Ltd advises that Bannerton Solar Park (88MW) is undergoing commissioning testing. | 2019-05-10
2019-05-10 | VIC1 | Informative note | Crowlands Wind Farm |  |  | Pacific Hydro Crowlands Pty Ltd advises that Crowlands Wind Farm (79.95MW) is undergoing commissioning testing. | 2019-05-10
2019-05-10 | VIC1 | Service commenced | Karadoc Solar Farm |  |  | Overland Sun Farming Pty Ltd advises that Karadoc Solar Farm (90 MW) is operational. | 2019-05-10
2019-05-10 | VIC1 | Project commitment | Lal Lal Wind Energy System - Elaine |  |  | Northleaf /InfraRed/Macquarie Capital advises that Lal Lal Wind Energy Facility - Elaine end (83.6 MW) is now a committed project. . | 2019-05-10
2019-05-10 | VIC1 | Project commitment | Lal Lal Wind Energy System - Yendon |  |  | Northleaf /InfraRed/Macquarie Capital advises that Lal Lal Wind Energy Facility - Yendon end (144.4 MW) is now a committed project. . | 2019-05-10
2019-05-10 | VIC1 | Informative note | Numurkah Solar Farm |  |  | Neoen advises that Numurkah Solar Farm (100MW) is undergoing commissioning testing. | 2019-05-10
2019-05-10 | VIC1 | Project commitment | Yatpool Solar Farm |  |  | BayWa r.e. advises that Yatpool Solar Farm (81 MW) is now a committed project. | 2019-05-10
2019-02-06 | NSW1 | Project commitment | Bomen Solar Farm |  |  | AEMO has changed the Unit Status of Bomen Solar Farm from Committed to Emerging, and revised the nameplate capacity of Bomen Solar Farm from 120 MW to 100 MW. Consequently, the generation capacity charts in the 'New South Wales Summary' worksheet, and on the Generation Information Page website, have also been updated. | 2019-02-06
2019-02-04 | QLD1 | Capacity | Townsville Power Station |  |  | AEMO has revised the Summer Scheduled Capacities of Townsville Power Station in 201819, 201920 from 115 MW to 233 MW; AEMO has also revised the Winter Scheduled Capacities of Townsville Power Station in 2019, 2020 from 163 MW, 161 MW to 245 MW, 243 MW. | 2019-02-04
2019-01-21 | QLD1 | Project commitment | Brigalow Solar Farm |  |  | Brigalow Solar Farm (34.5 MW) is now reported as committed since Impact Investment Group advises that it has commenced construction. | 2019-01-21
2019-01-21 | QLD1 | Capacity | Coopers Gap Wind Farm |  |  | PARF Company 6 Pty Limited advises that the capacity of Coopers Gap Wind Farm (previously reported as 350 MW) needs to be corrected to 453 MW. | 2019-01-21
2019-01-21 | QLD1 | Capacity | Hayman Solar Farm |  |  | Hayman Solar Farm Pty Ltd advises that the nameplate capacity of Hayman Solar Farm (previously 50 MW) needs to be corrected to Hayman Solar Farm (57.75 MW). | 2019-01-21
2019-01-21 | QLD1 | Project commitment | Hughenden Sun Farm |  |  | BayWa r.e. advises that Hughenden Sun Farm (18 MW) is now a committed project. | 2019-01-21
2019-01-21 | QLD1 | Capacity | Townsville Power Station |  |  | AEMO has revised the Summer Scheduled Capacities of Townsville Power Station in 201819, 201920 from 115 MW to 233 MW; AEMO has also revised the Winter Scheduled Capacities of Townsville Power Station in 2019, 2020 from 163 MW,161 MW to 245 MW, 243 MW. | 2019-01-21
2019-01-21 | QLD1 | Project commitment | Warwick Solar Farm |  |  | University of Queensland advises that Warwick Solar Farm (64.2 MW) is now a committed project. | 2019-01-21
2019-01-21 | SA1 | Informative note | BHP Olympic Dam Backup Generation |  |  | BHP Billiton advises that BHP Olympic Dam Backup Generation (30 MW) is installed for emergency back-up supplies to the Olympic Dam Plant and township of Roxby Downs. | 2019-01-21
2019-01-21 | SA1 | Project commitment | Bungala Two Solar Farm |  |  | Enel Green Power advises that Bungala Two Solar Farm (110 MW) is now a committed project. | 2019-01-21
2019-01-21 | SA1 | Project commitment | Lake Bonney Battery Energy Storage |  |  | Lake Bonney Battery Energy Storage (25 MW/ 52MWh) is now reported as committed since Infigen Energy advises that it has commenced construction. | 2019-01-21
2019-01-21 | SA1 | Capacity | Pelican Point |  |  | Pelican Point Power Limited advises that Pelican Point Nameplate capacity has been revised from 478 MW to 529 MW (+51 MW). The available capacity has been revised from 458 MW to 478 MW (+20 MW) in summer, and from 474 MW to 529 MW (+55 MW) in winter. | 2019-01-21
2019-01-21 | SA1 | Service commenced | Tailem Bend - Solar |  |  | Vena Energy advises that Tailem Bend - Solar (108MW) is operational. | 2019-01-21
2019-01-21 | SA1 | Informative note | Temporary Generation North and Temporary Generation South |  |  | SA Power Networks advises that Temporary Generation North (154 MW) and Temporary Generation South (123.2 MW) has changed registration status from Scheduled to Non-Scheduled. | 2019-01-21
2019-01-21 | SA1 | Capacity | Willogoleche Wind Farm |  |  | AEMO advises that due to an error, the Nameplate Capacity of Willogoleche Wind Farm (previously 95-125 MW) has been corrected to Willogoleche Wind Farm (119.4 MW). | 2019-01-21
2019-01-21 | VIC1 | Service commenced | Ballarat Energy Storage System |  |  | AusNet Services advises that Ballarat Energy Storage System (30 MW) is operational. | 2019-01-21
2019-01-21 | VIC1 | Informative note | Bannerton Solar Farm |  |  | Foresight Solar Australia Pty Ltd advises that Bannerton Solar Park (88MW) is undergoing commissioning testing. | 2019-01-21
2019-01-21 | VIC1 | Informative note | Berrybank Wind Farm |  |  | Berrybank Development Pty Ltd advises that Berrybank Wind Farm (331.8 MW) should be reported as Berrybank Wind Farm - Stage 1 (180.6 MW) and Berrybank Wind Farm - Stage 2 (151.2 MW). | 2019-01-21
2019-01-21 | VIC1 | Project commitment | Cherry Tree Wind Farm |  |  | Cherry Tree Wind Farm (57.6 MW) is now reported as committed since Cherry Tree Wind Farm Pty Limited A.T.F. Cherry Tree Project Trust advises that it has commenced construction. | 2019-01-21
2019-01-21 | VIC1 | Project commitment | Cohuna Solar Farm |  |  | Cohuna Solar Farm Pty. Ltd advises that Cohuna Solar Farm (27.27 MW) is now a committed project. | 2019-01-21
2019-01-21 | VIC1 | Informative note | Crowlands Wind Farm |  |  | Pacific Hydro Crowlands Pty Ltd advises that Crowlands Wind Farm (79.95MW) is undergoing commissioning testing. | 2019-01-21
2019-01-21 | VIC1 | Project commitment | Dundonnell Wind Farm |  |  | Dundonnell Wind Farm (336MW) is now reported as committed since Tilt Renewables advises that it has commenced construction. | 2019-01-21
2019-01-21 | VIC1 | Informative note | Gannawarra Energy Storage System |  |  | GESS Co advises that Gannawarra Energy Storage System (25 MW/50 MWh) is undergoing commissioning testing. | 2019-01-21
2019-01-21 | VIC1 | Capacity | Gannawarra Solar Farm |  |  | Gannawarra Solar Farm Pty Ltd advises that the nameplate capacity of Gannawarra Solar Farm (previously 50 MW) needs to be corrected to Gannawarra Solar Farm (55 MW). | 2019-01-21
2019-01-21 | VIC1 | Service commenced | Karadoc Solar Farm |  |  | Overland Sun Farming Pty Ltd advises that Karadoc Solar Farm (90 MW) is operational. | 2019-01-21
2019-01-21 | VIC1 | Project commitment | Lal Lal Wind Energy System - Elaine |  |  | Northleaf /InfraRed/Macquarie Capital advises that Lal Lal Wind Energy Facility - Elaine end (83.6 MW) is now a committed project. | 2019-01-21
2019-01-21 | VIC1 | Project commitment | Lal Lal Wind Energy System - Yendon |  |  | Northleaf /InfraRed/Macquarie Capital advises that Lal Lal Wind Energy Facility - Yendon end (144.4 MW) is now a committed project. | 2019-01-21
2019-01-21 | VIC1 | Informative note | Numurkah Solar Farm |  |  | Neoen advises that Numurkah Solar Farm (100MW) is undergoing commissioning testing. | 2019-01-21
2019-01-17 | SA1 | Informative note | Torrens Island A Mothballing | AGL SA Generation Pty Ltd | TORRA1 | AGL SA Generation Pty Ltd has advised that all four Torrens Island A units will be mothballed with six month minimum recall notice, starting from 30/11/2019 for TORRA2 and TORRA4,starting from 30/9/2020 for TORRA1, and starting from 30/9/21 for TORRA3, lasting until the expected full closure year 2035. | 2019-03-13
2019-01-16 | NSW1 | Project commitment | Bomen Solar Farm |  |  | Renew Estate advises that Bomen Solar Farm (120 MW) is now a committed project. | 2019-01-16
2019-01-16 | NSW1 | Informative note | Charlestown Square Cogeneration |  |  | GPT RE Limited advises that Charlestown Square Cogeneration (2.8 MW) has been permanently decommissioned (withdrawn) since June 2018. | 2019-01-16
2019-01-16 | NSW1 | Service commenced | Crookwell 2 Wind Farm |  |  | Crookwell Development Pty Ltd advises that Crookwell 2 Wind Farm (91 MW) is operational. | 2019-01-16
2019-01-16 | NSW1 | Project commitment | Darlington Point Solar Farm |  |  | Darlington Point Solar Farm Pty Ltd advises that Darlington Point Solar Farm (275 MW) is now a committed project. | 2019-01-16
2019-01-16 | NSW1 | Project commitment | Finley Solar Farm |  |  | Finley Solar Farm Pty Ltd as trustee of the Finley Solar Trust advises that Finley Solar Farm (133 MW) is now a committed project. | 2019-01-16
2018-11-09 | TAS1 | Informative note | Bluff Point Wind Farm |  |  | Woolnorth Wind Farm Holding Pty Ltd advises that Bluff Point Wind Farm (65 MW) is accounted for within Woolnorth Studland Bay / Bluff Point (140 MW). | 2018-11-09
2018-10-31 | NSW1 | Informative note | Coleambally Solar Farm |  |  | Neoen advises that Coleambally Solar Farm (180 MW) is undergoing commissioning testing. | 2018-10-31
2018-10-31 | NSW1 | Project commitment | Limondale solar plant 1 |  |  | Innogy advises that Limondale solar plant 1 (220 MW) is now a committed project. | 2018-10-31
2018-10-31 | NSW1 | Project commitment | Limondale solar plant 2 |  |  | Innogy advises that Limondale solar plant 2 (29 MW) is now a committed project. | 2018-10-31
2018-10-31 | NSW1 | Project commitment | Nevertire Solar Farm |  |  | Nevertire Solar Farm (105MW) is now reported as committed since Elliott Nevertire Solar Pty Ltd advises that it has commenced construction. | 2018-10-31
2018-10-31 | NSW1 | Project commitment | Sunraysia Solar Farm |  |  | John Laing/Maoneng Group advise that Sunraysia Solar Farm (200MW) is now a committed project. | 2018-10-31
2018-10-31 | QLD1 | Informative note | Darling Downs Solar Farm |  |  | Darling Downs Solar Farm Pty Ltd advises that Darling Downs Solar Farm (108.5 MW) is undergoing commissioning testing. | 2018-10-31
2018-10-31 | QLD1 | Informative note | Hamilton Solar Farm |  |  | Hamilton Solar Farm Pty Ltd advises that Hamilton Solar Farm (57.5 MW) is undergoing commissioning testing. | 2018-10-31
2018-10-31 | QLD1 | Project commitment | Kennedy Energy Park |  |  | Kennedy Energy Park (Solar (15 MW), Wind (43.2 MW), Storage (2 MW)) is now reported as a committed project since Kennedy Energy Park Pty advises that it has commenced construction . | 2018-10-31
2018-10-31 | QLD1 | Informative note | Ross River Solar Farm |  |  | Ross River Operations Pty Ltd advises that Ross River Solar Farm (128 MW) is undergoing commissioning testing. | 2018-10-31
2018-10-31 | QLD1 | Project commitment | Rugby Run Solar Farm |  |  | Rugby Run Solar Farm (65MW) is now reported as committed since Adani Rugby Run Pty Ltd advises that it has commenced construction. | 2018-10-31
2018-10-31 | SA1 | Service commenced | ESCRI Dalrymple |  |  | ElectraNet advises that ESCRI Dalrymple (30MW/8MWh) is operational. | 2018-10-31
2018-10-31 | VIC1 | Project commitment | Bulgana Green Power Hub - Wind Farm |  |  | Bulgana Green Power Hub - Wind Farm (194MW) is now reported as committed since Neoen advises that it has commenced construction. | 2018-10-31
2018-10-31 | VIC1 | Service commenced | Gannawarra Solar Farm |  |  | Gannawarra Solar Farm Pty Ltd advises that Gannawarra Solar Farm (50 MW) is operational. | 2018-10-31
2018-10-31 | VIC1 | Project commitment | Kiamal Solar Farm - Stage 1 |  |  | Kiamal Solar Farm - Stage 1 (200MW) is now reported as committed since Total Eren advises that it has commenced construction. | 2018-10-31
2018-10-31 | VIC1 | Project commitment | Lal Lal Wind Energy Facility - Yendon end |  |  | Lal Lal Wind Energy Facility - Yendon end (144.4MW) is now reported as committed since Northleaf /InfraRed/Macquarie Capital advise that it has commenced construction. | 2018-10-31
2018-10-31 | VIC1 | Project commitment | Moorabool Wind Farm |  |  | Goldwind advises that Moorabool Wind Farm (320MW) is now a committed project. | 2018-10-31
2018-10-31 | VIC1 | Project commitment | Numurkah Solar Farm |  |  | Neoen advises that Numurkah Solar Farm (100MW) is now a committed project. | 2018-10-31
2018-07-31 | NSW1 | Project commitment | Beryl Solar Farm |  |  | FS NSW Project No 1 AT Pty Ltd advises that Beryl Solar Farm (98.4 MW) is now a committed project. | 2018-07-31
2018-07-31 | NSW1 | Project commitment | Coleambally Solar Farm |  |  | Coleambally Solar Farm (180 MW) is now reported as committed since Neoen advises that it has commenced construction. | 2018-07-31
2018-07-31 | NSW1 | Project commitment | Crudine Ridge Wind Farm |  |  | Crudine Ridge Wind Farm (135 MW) is now reported as committed since CRWF Nominees Pty Ltd advises that it has commenced construction. | 2018-07-31
2018-07-31 | QLD1 | Project commitment | Childers Solar Farm |  |  | Childers Solar Farm (56 MW) is now reported as a committed project since ESCO Pacific advises that it has commenced construction. | 2018-07-31
2018-07-31 | QLD1 | Project commitment | Clermont Solar Farm |  |  | Clermont Asset Co Pty Ltd as Trustee advises that Clermont Solar Farm (92.5 MW) is now a committed project. | 2018-07-31
2018-07-31 | QLD1 | Project commitment | Emerald Solar Park |  |  | Emerald Solar Park (72 MW) is now reported as a committed project since Lighthouse Infrastructure Management Limited advises that it has commenced construction. | 2018-07-31
2018-07-31 | QLD1 | Project commitment | Haughton Solar Farm |  |  | Pacific Hydro advises that Haughton Solar Farm (100 MW) is now a committed project. | 2018-07-31
2018-07-31 | QLD1 | Project commitment | Susan River Solar Farm |  |  | Susan River Solar Farm (100 MW) is now reported as a committed project since ESCO Pacific advises it has commenced construction. | 2018-07-31
2018-07-31 | QLD1 | Project commitment | TeeBar Solar Farm |  |  | TeeBar Solar Farm (52.5 MW) is now reported as a committed project since TeeBar Clean Energy Pty Ltd advises it has commenced construction. | 2018-07-31
2018-07-31 | QLD1 | Project commitment | Yarranlea Solar |  |  | Yarranlea Solar (102.5 MW) is now reported as a committed project since Risen Energy Australia advises it has commenced construction. | 2018-07-31
2018-07-31 | SA1 | Project commitment | Tailem Bend - Solar |  |  | Vena Energy advises that Tailem Bend - Solar (108 MW) is now a committed project. | 2018-07-31
2018-07-31 | TAS1 | Project commitment | Wild Cattle Hill Wind Farm |  |  | Wild Cattle Hill Wind Farm (144 MW) is now reported as committed as Wild Cattle Hill Pty Ltd advises construction has commenced. | 2018-07-31
2018-07-31 | VIC1 | Project commitment | Ballarat Energy Storage System |  |  | Ballarat Energy Storage System (30 MW) is now reported as committed since AusNet Services advises that it has commenced construction. | 2018-07-31
2018-07-31 | VIC1 | Project commitment | Bulgana Green Power Hub - BESS |  |  | Bulgana Green Power Hub - Battery Energy Storage System (BESS) (21 MW) is now reported as committed since Neoen advises that it has commenced construction. | 2018-07-31
2018-07-31 | VIC1 | Project commitment | Bulgana Green Power Hub - Wind Farm |  |  | Bulgana Green Power Hub - Wind Farm (204 MW) is now reported as committed since Neoen advises that it has commenced construction. | 2018-07-31
2018-07-31 | VIC1 | Project commitment | Gannawarra Energy Storage System |  |  | Gannawarra Energy Storage System (25 MW) is now reported as committed since GESS Co advises that it has commenced construction. | 2018-07-31
2018-07-31 | VIC1 | Project commitment | Karadoc Solar Farm |  |  | Karadoc Solar Farm (90 MW) is now reported as committed since Overland Sun Farming Pty Ltd advises that it has commenced construction. | 2018-07-31
2018-07-31 | VIC1 | Project commitment | Lal Lal Wind Energy Facility - Elaine end |  |  | Lal Lal Wind Energy Facility - Elaine end (79 MW) is now reported as committed since Westwind Energy Pty Ltd advises that it has commenced construction. | 2018-07-31
2018-07-31 | VIC1 | Informative note | Loy Yang B |  |  | Alinta Energy is reviewing the Loy Yang B upgrade project, and will provide an update before the 2018-19 Summer season. | 2018-07-31
2018-07-31 | VIC1 | Project commitment | Moorabool Wind Farm |  |  | Moorabool Wind Farm (320 MW) is now reported as committed since Goldwind advises that it has commenced construction. | 2018-07-31
2018-07-31 | VIC1 | Project commitment | Murra Warra Wind Farm - stage 1 |  |  | RES Australia advises that Murra Warra Wind Farm - stage 1 (226 MW) is now a committed project. | 2018-07-31
2018-07-31 | VIC1 | Project commitment | Stockyard Hill |  |  | Goldwind advises that Stockyard Hill (532 MW) is now a committed project. | 2018-07-31
2018-07-31 | VIC1 | Project commitment | Wemen Solar Farm |  |  | Wemen Asset Co Pty Ltd advises that Wemen Solar Farm (87.75 MW) is now a committed project. | 2018-07-31
2018-03-16 | QLD1 | Project commitment | Oakey 2 Solar Farm |  |  | Oakey 2 Solar Farm (55 MW) is now reported as a committed project since Canadian Solar Pty Ltd advises that it has commenced construction. | 2018-03-16
2018-03-16 | SA1 | Project commitment | Barker Inlet Power Station |  |  | Barker Inlet Power Station (210 MW) is now reported as a committed project since AGL advises that it has commenced construction. | 2018-03-16
2018-03-16 | SA1 | Project commitment | Dalrymple Battery storage |  |  | Dalrymple Battery storage (30 MW) is now reported as a committed project since ElectraNet advises that it has commenced construction. | 2018-03-16
2018-03-16 | SA1 | Informative note | Torrens Island A Power Station |  |  | AGL Energy advises that the four units of Torrens Island A Power Station (480 MW) will be progressively mothballed between 2019 and 2021. Two units (240 MW) will be mothballed after winter 2019, one unit (120 MW) after winter 2020 and the final unit (120 MW) after winter 2021. | 2018-03-16
2018-03-16 | VIC1 | Project commitment | Salt Creek Wind Farm |  |  | Tilt Renewables advises that Salt Creek Wind Farm (54 MW) is now a committed project. | 2018-03-16
2017-12-22 | NSW1 | Capacity | Bayswater |  |  | AGL has advised Bayswater Power Station will increase capacity by 25 MW each Winter from 2019 to 2022. | 2017-12-22
2017-12-22 | NSW1 | Project commitment | Bodangora Wind Farm |  |  | Bodangora Wind Farm (113 MW) is now reported as committed since Infigen Energy has advised construction has commenced. | 2017-12-22
2017-12-22 | NSW1 | Project commitment | Crookwell 2 Wind Farm |  |  | Crookwell 2 Wind Farm (91 MW) is reported as committed as Crookwell Development Pty Ltd has advised construction has commenced. | 2017-12-22
2017-12-22 | NSW1 | Project commitment | Hunter Economic Zone Diesel |  |  | Hunter Economic Zone Diesels (28.8 MW) is now reported at committed as Snowy Hydro Ltd advises construction has commenced. | 2017-12-22
2017-12-22 | NSW1 | Project commitment | Sapphire Wind Farm Phase 1 and 2 |  |  | Sapphire Wind Farm Pty Ltd advises that Sapphire Wind Farm Phase 1 and 2 (270 MW) is now committed. | 2017-12-22
2017-12-22 | NSW1 | Project commitment | Silverton Wind Farm |  |  | PARF Company Pty Ltd as trustee for the Silverton Project Trust advises that Silverton Wind Farm (198.94 MW) is now a committed project. | 2017-12-22
2017-12-22 | NSW1 | Capacity | Smithfield Energy Facility |  |  | Visy Power Generation advises that Smithfield Energy Facility, which closed in July 2017, has been brought back into service with up to 109 MW of capacity available, with a further 62 MW available on recall with lead time to be determined. | 2017-12-22
2017-12-22 | NSW1 | Project commitment | White Rock Solar Farm |  |  | White Rock Solar Farm (20 MW) is now reported as committed since White Rock Wind Farm Pty Ltd has advised construction has commenced. | 2017-12-22
2017-12-22 | QLD1 | Capacity | Callide C |  |  | CS Energy have advised that Callide C capacity has been reduced from 1,000 MW to 840 MW. | 2017-12-22
2017-12-22 | QLD1 | Project commitment | Clare Solar Farm |  |  | Clare Asset Co Pty Ltd ATF Clare Asset Trust advises that Clare Solar Farm (150MW) is a committed project. | 2017-12-22
2017-12-22 | QLD1 | Project commitment | Collinsville Solar Power Station |  |  | Ratch Australia Corporation advises that Collinsville Solar Power Station (42.5 MW) is a committed project. | 2017-12-22
2017-12-22 | QLD1 | Project commitment | Coopers Gap Wind Farm |  |  | PARF Company Pty Ltd, as a trustee for the Coopers Gap Project Trust advises that Coopers Gap Wind Farm (453 MW) is a committed project. | 2017-12-22
2017-12-22 | QLD1 | Project commitment | Darling Downs Solar Farm |  |  | APA advises that Darling Downs Solar Farm (110MW) is a committed project. | 2017-12-22
2017-12-22 | QLD1 | Project commitment | Daydream Solar Farm |  |  | Hayman Solar Farm Pty Ltd advises that Daydream Solar Farm (167.5MW) is a committed project. | 2017-12-22
2017-12-22 | QLD1 | Project commitment | Dunblane Solar Farm |  |  | YellowDot Energy Pty Ltd advises that Dunblane Solar Farm (7.2MW) is a committed project. | 2017-12-22
2017-12-22 | QLD1 | Project commitment | Hamilton Solar Farm |  |  | Hamilton Solar Farm Pty Ltd advises that Hamilton Solar Farm (57.5MW) is a committed project. | 2017-12-22
2017-12-22 | QLD1 | Project commitment | Hayman Solar Farm |  |  | Hayman Solar Farm Pty Ltd advises that Hayman Solar Farm (57.5 MW) is a committed project. | 2017-12-22
2017-12-22 | QLD1 | Project commitment | Kennedy Energy Park |  |  | Kennedy Energy Park Pty advises that Kennedy Energy Park (Solar (15 MW), Wind (43.2 MW), Storage (2 MW)) is a committed project. | 2017-12-22
2017-12-22 | QLD1 | Project commitment | Kidston Solar Project |  |  | Genex Power Ltd advises that Kidston Solar Project (50 MW) is a committed project. | 2017-12-22
2017-12-22 | QLD1 | Project commitment | Lake Somerset |  |  | Seqwater advises that Lake Somerset (4.3MW) is a committed project. | 2017-12-22
2017-12-22 | QLD1 | Project commitment | Lakeland Solar and Storage Project |  |  | Lakeland Solar & Storage Pty Ltd advises that Lakeland Solar and Storage Project (12.5MW) is a committed project. | 2017-12-22
2017-12-22 | QLD1 | Project commitment | Lilyvale Solar Farm |  |  | Lilyvale Solar Farm (100 MW) is now reported as committed since FRV Services Australia Pty Ltd advises that it has commenced construction. | 2017-12-22
2017-12-22 | QLD1 | Project commitment | Longreach Solar Farm |  |  | Longreach HoldCo Pty Ltd advises that Longreach Solar Farm (15 MW) is a committed project. | 2017-12-22
2017-12-22 | QLD1 | Project commitment | Mt Emerald Wind Farm |  |  | Ratch Australia Corporation advises that Mt Emerald Wind Farm (180.5MW) is a committed project. | 2017-12-22
2017-12-22 | QLD1 | Project commitment | Oakey 1 Solar Farm |  |  | Oakey 1 AssetCo Pty Ltd advises that Oakey 1 Solar Farm (25MW) is a committed project. | 2017-12-22
2017-12-22 | QLD1 | Project commitment | Ross River Solar Farm |  |  | Ross River Solar Farm (116MW) is now reported as a committed project since Ross River Operations Pty Ltd advises that it has commenced construction. | 2017-12-22
2017-12-22 | QLD1 | Project commitment | Rugby Run Solar Farm |  |  | Rugby Run Solar Farm (65MW) is now reported as a committed project sinceAdani Rugby Run Pty Ltd advises that it has commenced construction. | 2017-12-22
2017-12-22 | QLD1 | Project commitment | Sun Metals Solar Farm |  |  | Sun Metals Solar Farm (124MW) is now reported as a committed project since Sun Metals Corporation Pty Ltd advises that it has commenced construction. | 2017-12-22
2017-12-22 | QLD1 | Project commitment | Sunshine Coast Solar Farm |  |  | Sunshine Coast Regional Council advises that Sunshine Coast Solar Farm (15 MW) is a committed project. | 2017-12-22
2017-12-22 | QLD1 | Informative note | Swanbank E GT |  |  | Stanwell Corporation Limited advises that Swanbank E GT (385 MW) has returned to service. | 2017-12-22
2017-12-22 | QLD1 | Project commitment | Tableland Mill |  |  | MSF Sugar advises Tableland Mill (24 MW) is a committed project. | 2017-12-22
2017-12-22 | QLD1 | Project commitment | Whitsunday |  |  | Whitsunday Solar Farm Pty Ltd advises that Whitsunday (57.5MW) is a committed project. | 2017-12-22
2017-12-22 | SA1 | Service commenced | Hornsdale Power Reserve |  |  | Hornsdale Power Reserve Pty Ltd advises that Hornsdale Power Reserve Unit 1 (100 MW / 129 MWh) battery storage is operational. | 2017-12-22
2017-12-22 | SA1 | Service commenced | Hornsdale Wind Farm Stage 2 |  |  | HWF2 Pty Ltd advises that Hornsdale Wind Farm Stage 2 (102 MW) is operational. | 2017-12-22
2017-12-22 | SA1 | Service commenced | Hornsdale Wind Farm Stage 3 |  |  | HWF3 Pty Ltd advises that Hornsdale Wind Farm Stage 3 (109 MW) is operational. | 2017-12-22
2017-12-22 | SA1 | Project commitment | Lincoln Gap Wind Farm Stage 1 |  |  | Lincoln Gap Wind Farm Pty Ltd advises that Lincoln Gap Wind Farm Stage 1 (126 MW) is now a committed project. | 2017-12-22
2017-12-22 | SA1 | Project commitment | Willogoleche Wind Farm |  |  | Willogoleche Power Pty Ltd advises that Willogoleche Wind Farm (119 MW) is now a committed project. | 2017-12-22
2017-12-22 | TAS1 | Informative note | Tamar Valley CCGT |  |  | Hydro Tasmania advises that the Tamar Valley CCGT (208 MW) will be withdrawn after April 2018, but is available for operation with less than 3 months' notice. | 2017-12-22
2017-12-22 | VIC1 | Project commitment | Bannerton Solar Park |  |  | Foresight Solar Australia Pty Ltd advises that Bannerton Solar Park (88 MW) is now a committed project. | 2017-12-22
2017-12-22 | VIC1 | Project commitment | Crowlands Wind Farm |  |  | Energy Pacific Vic Pty Ltd advises that Crowlands Wind Farm (80 MW) is now a committed project. | 2017-12-22
2017-12-22 | VIC1 | Informative note | Gannawarra Solar Farm |  |  | Gannawarra Solar Farm Pty Ltd advises that Gannawarra Solar Farm has increased from 50 MW to 55 MW. | 2017-12-22
2017-12-22 | VIC1 | Project commitment | Kiata Wind Farm |  |  | Kiata Wind Farm Pty Ltd advises that Kiata Wind Farm (31.05 MW) is now a committed project. | 2017-12-22
2017-12-22 | VIC1 | Project commitment | Loy Yang B (upgrade) |  |  | Loy Yang B upgrade (78 MW) is now reported as committed since Alinta advises that it has commenced construction. | 2017-12-22
2017-12-22 | VIC1 | Project commitment | Mt Gellibrand Wind Farm |  |  | Acciona Energy advises that Mt Gellibrand (132 MW) is a committed project. | 2017-12-22
2017-12-22 | VIC1 | Project commitment | Swan Hill Solar Farm |  |  | Swan Hill Solar Farm (15 MW) is now reported as committed since Solar PowerStation Victoria Pty Ltd advises that it has commenced construction. | 2017-12-22
2017-12-22 | VIC1 | Project commitment | Yatpool Solar Farm |  |  | Yatpool Solar Farm (81 MW) is now reported as committed since Overland Sun Farming Pty Ltd advises that it has commenced construction. | 2017-12-22
2017-06-05 | NSW1 | Project commitment | Gullen Range Solar Farm |  |  | New Gullen Range Wind Farm Pty Ltd advises that Gullen Range Solar Farm (10 MW) is now a committed project. | 2017-06-05
2017-06-05 | NSW1 | Project commitment | Manildra Photovoltaic Solar Farm |  |  | Manildra Prop Pty Ltd as trustee for the Manildra Asset Trust advises that Manildra Photovoltaic Solar Farm (50 MW) is now a committed project. | 2017-06-05
2017-06-05 | NSW1 | Informative note | Mugga Lane Solar Park |  |  | Mugga Lane Solar Park Pty Ltd advises that Mugga Lane Solar Park (13 MW) is now an existing generator with full commercial operation having commenced in 2017. | 2017-06-05
2017-06-05 | QLD1 | Informative note | Barcaldine Remote Community Solar Farm |  |  | Barcaldine Remote Community Solar Farm Pty Ltd advises that Barcaldine Remote Community Solar Farm (20 MW) is now completed with full commercial having commenced in April 2017. | 2017-06-05
2017-06-05 | QLD1 | Informative note | Callide A |  |  | Oxyfuel Technologies Pty Ltd advises that Callide A (30 MW) has been permanently decommissioned (withdrawn) since March 2015 and will be demolished and deregistered from the network in the future. | 2017-06-05
2017-06-05 | QLD1 | Project commitment | Clare Solar Farm |  |  | Clare Asset Co Pty Ltd (the Trustee for Clare Asset Trust) advises that the Clare Solar Farm (total of 150 MW nameplate) is a committed project. | 2017-06-05
2017-06-05 | QLD1 | Informative note | Grosvenor 1 |  |  | EDL Projects Australia Pty Ltd advises that Grosvenor 1 (21 MW) is now an existing generator with full commercial operation having commenced in April 2017. | 2017-06-05
2017-06-05 | QLD1 | Project commitment | Lakeland Solar and Storage Project |  |  | Conergy advises that the committed Cook Shire Solar Storage Project is now called Lakeland Solar and Storage Project, with an updated nameplate capacity of 12.5 MW. | 2017-06-05
2017-06-05 | QLD1 | Project commitment | Mount Emerald |  |  | Ratch Australia advises that Mount Emerald (180.5 MW) is now a committed project with full commercial use expected September 2018. | 2017-06-05
2017-06-05 | QLD1 | Informative note | Swanbank E GT |  |  | Stanwell Corporation Limited advises that Swanbank E GT (385 MW) is currently in cold storage and at this time is scheduled to return to service on 1 December 2018. | 2017-06-05
2017-06-05 | QLD1 | Project commitment | Whitsunday Solar Farm |  |  | Whitsunday Solar Farm Pty Ltd advises that Whitsunday Solar Farm (57.5 MW) is now a committed project, with full commercial use expected March 2018. | 2017-06-05
2017-06-05 | SA1 | Project commitment | Hornsdale Wind Farm Stage 3 |  |  | HWF 3 Pty Ltd advises that Hornsdale Wind Farm Stage 3 (109 MW) is now a committed project. | 2017-06-05
2017-06-05 | SA1 | Capacity | Pelican Point |  |  | Pelican Point Power Limited advises that Pelican Point (478 MW) is currently operating at half capacity (239 MW), but will make the full capacity available to market as of July 1 2017. | 2017-06-05
2017-06-05 | TAS1 | Capacity | Bastyan Power Station |  |  | Hydro-Electric Corporation advises that Bastyan's available capacity will be (zero) 0 MW during summer 2021-22. | 2017-06-05
2017-06-05 | TAS1 | Capacity | Gordon Power Station |  |  | Hydro-Electric Corporation advises that Gordon's available capacity will reduced to 371 MW (-25) MW during summer and winter due to lower storage levels. Also, the station will undergo the following outages:. | 2017-06-05
2017-06-05 | TAS1 | Capacity | Lake Echo Power Station |  |  | Hydro-Electric Corporation advises that Lake Echo's available capacity will be (zero) 0 MW during winter 2018, 2019, 2020 and 2024. | 2017-06-05
2017-06-05 | TAS1 | Capacity | Lemonthyme/Wilmot Power Station |  |  | Hydro-Electric Corporation advises that Lemonthyme/Wilmot's available capacity will be 54 MW during summer 2017-18 and summer 2020-21, and 32 MW during summer 2019-20. | 2017-06-05
2017-06-05 | TAS1 | Capacity | Reece Power Station |  |  | Hydro-Electric Corporation advises that Reece's available capacity will be 116 MW during summer 2023-24 and 2025-26 due to an outage. | 2017-06-05
2017-06-05 | TAS1 | Informative note | Tamar Valley CCGT |  |  | Hydro Tasmania advises that the Tamar Valley CCGT (208 MW) will be withdrawn after May 2017, but is available for operation with less than 3 months' notice. | 2017-06-05
2017-06-05 | VIC1 | Informative note | Ararat |  |  | Ararat Wind Farm Pty Ltd advises that Ararat (240MW) is now completed and is undergoing commissioning tests with full commercial operation having commenced in May 2017. | 2017-06-05
2017-06-05 | VIC1 | Project commitment | Gannawarra Solar Farm |  |  | Gannawarra Solar Farm Pty Ltd advises that Gannawarra Solar Farm (50 MW) is now a committed project, with full commercial use expected April 2018. | 2017-06-05
2017-06-05 | VIC1 | Informative note | Hazelwood |  |  | Hazelwood Power advises that Hazelwood Power Station (1600 MW) has closed operations at the end of March 2017 and is undergoing decommissioning. | 2017-06-05
2017-06-05 | VIC1 | Capacity | Longford |  |  | Longford Gas Plant advises that Longford has increased its total nameplate capacity from 32 MW to 45 MW in December 2016. | 2017-06-05
2017-06-05 | VIC1 | Project commitment | Yaloak South |  |  | Energy Pacific Vic Pty Ltd advises that Yaloak South (28.7 MW) is now a committed project. | 2017-06-05
2017-03-16 | TAS1 | Project commitment | Granville Harbour Wind Farm |  |  | Granville Harbour Wind Farm (111.6 MW) is now reported as committed as Palisade Investment Partners Pty Ltd advises construction has commenced. | 2017-03-16
2017-02-27 | NSW1 | Project commitment | Griffith Solar Farm |  |  | Griffith Solar Farm Pty Ltd advises that Griffith Solar Farm (29 MW) is now a committed project. | 2017-02-27
2017-02-27 | NSW1 | Project commitment | Parkes Solar Farm |  |  | Parkes Solar Farm Pty Ltd advises that Parkes Solar Farm (55 MW) is now a committed project. | 2017-02-27
2017-02-27 | NSW1 | Informative note | Williamsdale Solar Farm |  |  | OneSun advises that Williamsdale Solar Farm (10MW) is now completed and is undergoing commissioning tests with full commercial operation expected in March 2017. | 2017-02-27
2017-02-27 | NSW1 | Capacity | Woodlawn Bioreactor Energy Generation (expansion) |  |  | AEMO has corrected the capacity totals shown below to include this existing new development (7.455 MW) in the Biomass (Proposed) category. | 2017-02-27
2017-02-27 | SA1 | Informative note | Hornsdale Wind Farm Stage 2 |  |  | HWF2 Pty Ltd advises that Hornsdale Wind Farm Stage 2 is undergoing construction and first/early generation happened on the 21st of February of 2017. Practical Completion under the EPC Contract is expected on 08/06/17 and Full Commercial Operation (FiT ACT Government) will commence on 01/12/18. | 2017-02-27
2017-02-27 | TAS1 | Informative note | Tamar Valley CCGT |  |  | Hydro Tasmania advises that the Tamar Valley CCGT (208 MW) has returned to service in summer 2016-17. It will be withdrawn after summer 2016-17, but available for operation with less than 3 months' notice. | 2017-02-27
2017-02-27 | VIC1 | Project commitment | Kiata Wind Farm |  |  | Kiata Wind Farm Pty Ltd advises that Kiata Wind Farm (31.05 MW) is now a committed project with full commercial use expected December 2017. | 2017-02-27
2016-11-18 | NSW1 | Capacity | Eraring GT |  |  | AEMO has corrected the entry on the worksheet titled 'Existing NS Generation' to show OCGT for the Technology Type. This also updates the capacity totals shown below, moving 42 MW of Existing/Existing less announced withdrawal capacity from the "Other" category to the "OCGT" category. | 2016-11-18
2016-11-18 | QLD1 | Informative note | Mackay GT Power Station |  |  | Stanwell Corporation advises that Mackay GT (34 MW) will be retired at the end of financial year 2020-21. | 2016-11-18
2016-11-18 | QLD1 | Informative note | Oaky Creek 2 |  |  | EDL OCI advises that Oaky Creek 2 (15 MW) is now completed and in full commercial operation since August 2016. | 2016-11-18
2016-11-18 | QLD1 | Informative note | Swanbank E GT |  |  | Stanwell advises that Swanbank E will no longer be returned to service on 01/07/2017 – Expected to return in Summer 2018. | 2016-11-18
2016-11-18 | SA1 | Informative note | Hornsdale Wind Farm Stage 1 |  |  | HWF1 Pty Ltd advises that Hornsdale Wind Farm Stage 1 (102.4 MW) is now completed and undergoing commissioning tests. | 2016-11-18
2016-11-18 | SA1 | Informative note | Waterloo |  |  | Waterloo Windfarm Pty Ltd advises that the Waterloo Wind Farm expansion (+19.8 MW) is now completed and undergoing commissioning tests. | 2016-11-18
2016-11-18 | TAS1 | Informative note | Tamar Valley CCGT |  |  | Hydro Tasmania advises that the Tamar Valley CCGT (208 MW) is available for operation with less than 3 months' notice and will next return to service in summer 2016-17. | 2016-11-18
2016-11-18 | VIC1 | Informative note | Hazelwood |  |  | Hazelwood Power advises that Hazelwood Power Station will cease generation at the end of March 2017. | 2016-11-18
2016-08-11 | NSW1 | Informative note | Moree Solar Farm |  |  | Moree Solar Farm Pty Ltd advises that Moree Solar Farm (56 MW) has been completed and is in full commercial operation since late March 2016. | 2016-08-11
2016-08-11 | NSW1 | Project commitment | Mugga Lane Solar Park |  |  | Zhenfa Canberra Solar Farm One advises that Mugga Lane Solar Park (13MW) is a committed project. | 2016-08-11
2016-08-11 | NSW1 | Informative note | New Development |  |  | Gullen Solar Project, Narromine Solar Farm, South Keswick Solar Farm, Boco Rock Wind Farm (expansion), Woodlawn Bioreactor Energy Generation (expansion). | 2016-08-11
2016-08-11 | NSW1 | Project commitment | White Rock Wind Farm |  |  | Goldwind Australia advises that White Rock Wind Farm (175 MW) is a committed project. | 2016-08-11
2016-08-11 | NSW1 | Project commitment | Williamsdale Solar Farm |  |  | Elementus Energy Ptd Ltd. advises that Williamsdale Solar Farm (10MW) is a committed project. | 2016-08-11
2016-08-11 | QLD1 | Project commitment | Cook Shire Solar Storage Project |  |  | Lyon Infrastructure Investments advises that Cook Shire Solar Storage Project (28MW) is a committed project. | 2016-08-11
2016-08-11 | QLD1 | Informative note | Mackay GT Power Station |  |  | Stanwell Corporation advised that Mackay GT (30 MW) will no longer be retired at the end of financial year 2016-17. | 2016-08-11
2016-08-11 | QLD1 | Informative note | Mt Stuart Power Station |  |  | Origin Energy advised that Mt Stuart Power Station (419 MW) will no longer retire in July 2023. | 2016-08-11
2016-08-11 | QLD1 | Informative note | New Developments |  |  | Clare Solar Farm, Lilyvale Solar Farm. | 2016-08-11
2016-08-11 | QLD1 | Project commitment | Oaky Creek 2 |  |  | EDL OCI advises that Oaky Creek 2 (15MW) is a committed project. | 2016-08-11
2016-08-11 | SA1 | Informative note | Angaston |  |  | Lumo Generation SA Pty Ltd. advises that Angaston Power Station (50 MW) has changed registration status from Non-Scheduled to Scheduled. | 2016-08-11
2016-08-11 | SA1 | Project commitment | Hornsdale Wind Farm (Stage 2) |  |  | HWF 2 advises that Stage 2 of Hornsdale Wind Farm (102.4 MW) is a committed project. | 2016-08-11
2016-08-11 | SA1 | Informative note | New Development |  |  | Aurora Solar Energy Project, Bungala Solar Power Project, Port Augusta Solar, Yorke Peninsula Biomass. | 2016-08-11
2016-08-11 | SA1 | Informative note | Northern Power Station |  |  | Alinta Energy advises that Northern Power Station (546 MW) has closed operations in May 2016. | 2016-08-11
2016-08-11 | SA1 | Informative note | Playford B Power Station |  |  | Alinta Energy advises that Playford B Power Station (240 MW) has closed operations in May 2016. | 2016-08-11
2016-08-11 | SA1 | Informative note | Torrens Island Power Station A |  |  | AGL Energy advises that it will defer the previously planned mothballing of four generating units from its Torrens Island A Power Station (480 MW) in June 2016. | 2016-08-11
2016-08-11 | SA1 | Project commitment | Waterloo Expansion |  |  | Waterloo Windfarm Ptd Ltd. advises that Waterloo Expansion Wind Farm (19.8 MW) is a committed project. | 2016-08-11
2016-08-11 | TAS1 | Informative note | Bell Bay Power Station |  |  | Hydro Tasmania advises that Bell Bay Power Station (105 MW) will no longer be withdrawn from service from 1 January 2018 onwards. | 2016-08-11
2016-08-11 | TAS1 | Informative note | Tamar Valley CCGT |  |  | Hydro Tasmania advises that Tamar Valley CCGT (208 MW) has been withdrawn from service since May 2016. | 2016-08-11
2016-08-11 | VIC1 | Project commitment | Mt Gellibrand Wind Farm |  |  | Acciona Energy advises that Mt Gellibrand Stage 1 (66 MW) is a committed project. | 2016-08-11
2016-08-11 | VIC1 | Informative note | New Development |  |  | Mallee Solar Park, Kiata Wind Farm. | 2016-08-11
2016-04-15 | NSW1 | Informative note | Moree Solar Farm |  |  | Moree Solar Farm advises that Moree Solar Farm (56 MW) full commercial operation is planned for the end of March 2016. | 2016-04-15
2016-04-15 | NSW1 | Informative note | New Development |  |  | Gidginbung Solar Farm, White Rock Solar Farm, Manildra Solar Farm, Capital Solar Farm, Parkes Solar Farm, Griffith Solar Farm, Dubbo Solar Hub, Griffith Solar Farm. | 2016-04-15
2016-04-15 | NSW1 | Informative note | SmithField Energy Facility |  |  | Smithfield Power Partnership advises that SmithField Energy Facility 170.9 MW) is to close on 31 July 2017. | 2016-04-15
2016-04-15 | QLD1 | Informative note | Barcaldine Power Station |  |  | Correction on the 18-MW Steam Turbine being already decommissioned. | 2016-04-15
2016-04-15 | QLD1 | Informative note | Kogan Creek Solar Boost |  |  | CS Energy stated that the solar boost will not be completed. | 2016-04-15
2016-04-15 | QLD1 | Informative note | Mackay GT Power Station |  |  | Stanwell Corporation advised that Mackay GT will be retired at the end of financial year 2016-17. | 2016-04-15
2016-04-15 | QLD1 | Informative note | New Development |  |  | Oakey Solar Farm, Longreach Solar Farm, Baralaba Solar Farm, Kidston Solar Project, Ebenezer Solar Project, North Queensland Solar Farm, Kennedy Energy Park, Darling Downs Solar Farm, Hughenden Sun Farm, Collinsville Solar Power Station, Landfill Gas Industries biogas-fired generators, Barcaldine Remote Community Solar Farm are added to the list. | 2016-04-15
2016-04-15 | QLD1 | Informative note | Swanbank E |  |  | has been placed into cold storage until 1 July 2017. So at this stage will be available in July 2017, Summer 2018 and beyond. | 2016-04-15
2016-04-15 | QLD1 | Informative note | Tarong Power Station |  |  | Stanwell Corporation advises that Tarong Unit 2 has returned to service. | 2016-04-15
2016-04-15 | SA1 | Project commitment | Hornsdale Wind Farm (Stage 1) |  |  | HWF 1 Pty Ltd advises that Stage 1 of Hornsdale Wind Farm (102.4 MW) is a committed project. Full commercial operation is expected in November 2016. | 2016-04-15
2016-04-15 | SA1 | Informative note | New Development |  |  | Leigh Creek Energy Project, Lincoln Gap Wind Farm, Mount Hill, Palmer Wind Farm, Pelican Point S2, Port Augusta Renewable Energy Park, Stony Gap, Waterloo, Willogoleche, Woakwine Wind Farm, Kingfisher solar storage project, Roxby Downs Solar Farm, Yorke Peninsula Biomass Energy, Infratech’s floating PV plant, are added to the list. | 2016-04-15
2016-04-15 | SA1 | Informative note | Northern Power Station |  |  | Alinta Energy advises that Northern Power Station (546 MW) is planned to cease generation around March – May 2016. | 2016-04-15
2016-04-15 | SA1 | Informative note | Playford B Power Station |  |  | Alinta Energy advises that Playford B Power Station (240 MW) is planned to will retire around March - May 2016. | 2016-04-15
2016-04-15 | TAS1 | Capacity | Bell Bay Three Power Station |  |  | Hydro Tasmania have advised that Bell Bay Three Power Stations available capacity will be 105 MW (15 MW) for Summer 2015-16, 2016-17 and Winter 2016, 2017. Hydro Tasmania also advised the power station is to be withdrawn from service from 1 January 2018 and onwards. | 2016-04-15
2016-04-15 | TAS1 | Informative note | Tamar Valley CCGT |  |  | Hydro Tasmania have advised that Tamar Valley CCGT (208 MW) unit has been recommissioned and running since 19 January 2016. | 2016-04-15
2016-04-15 | TAS1 | Informative note | Tamar Valley OCGT |  |  | Hydro Tasmania have advised that Tamar Valley Peaking (58 MW) unit is currently withdrawn and is to return back to service in April 2016. | 2016-04-15
2016-04-15 | VIC1 | Informative note | Ararat Wind Farm |  |  | Ararat Wind Farm Pty Ltd advises that Ararat wind farm (240 MW) is to be in full commercial operation expected in May 2017. | 2016-04-15
2016-04-15 | VIC1 | Project commitment | Coonooer Bridge Wind Farm |  |  | Windlab Systems Pty Ltd advises that Coonooer Bridge wind farm (19.8 MW) is now a committed project. Full commercial operation is expected in March 2016. | 2016-04-15
2016-03-03 | SA1 | Informative note | New Development |  |  | Leigh Creek Energy Project, Lincoln Gap Wind Farm, Mount Hill, Palmer Wind Farm, Pelican Point S2, Port Augusta Renewable Energy Park, Stony Gap, Waterloo, Willogoleche, Woakwine Wind Farm, Kingfisher solar storage project, Roxby Downs Solar Farm, Yorke Peninsula Biomass Energy, Infratech’s floating PV plant, Epuron Uluru PV plant are added to the list. | 2016-03-03
2015-10-23 | NSW1 | Informative note | Broken Hill Solar Plant |  |  | AGL PV Solar Development Pty Limited advises that Broken Hill Solar Plant (53 MW) has been in full commercial operation since October 2015. | 2015-10-23
2015-10-23 | SA1 | Project commitment | Hornsdale Wind Farm (Stage 1) |  |  | Hornsdale Wind Farm Pty Ltd advises that Stage 1 of Hornsdale Wind Farm (102.4 MW) is a committed project. Full commercial operation is expected in November 2016. | 2015-10-23
2015-10-23 | SA1 | Informative note | Northern Power Station |  |  | Alinta Energy advises that Northern Power Station (546 MW) is planned to cease generation around 31 March 2016. | 2015-10-23
2015-10-23 | SA1 | Capacity | Pelican Point Power Station |  |  | Pelican Point Power Limited advises Pelican Point Power Station’s available capacity has been reduced to 0 MW (-239 MW) in winter 2016 given the current dynamics and outlook in the electricity and gas markets. | 2015-10-23
2015-10-23 | SA1 | Informative note | Playford B Power Station |  |  | Alinta Energy advises that Playford B Power Station (240 MW) is planned to cease generation around 31 March 2016. | 2015-10-23
2015-10-23 | SA1 | Informative note | Point Paterson Project |  |  | Acquasol Infrastructure Pty Ltd advises that the proposed Point Paterson Projects has been put on hold. | 2015-10-23
2015-10-23 | SA1 | Informative note | Port Augusta Renewable Energy Park |  |  | DP Energy advises of the Port Augusta Renewable Energy Park wind and solar project totalling 375 MW. | 2015-10-23
2015-08-13 | NSW1 | Informative note | Liddell Power Station |  |  | AGL Energy Limited advises that Liddell C Power Station (2000 MW) is to shut down in 2022. | 2015-08-13
2015-08-13 | NSW1 | Informative note | Nyngan Solar Plant |  |  | AGL Energy Limited advises the Nyngan Solar Plant(102 MW) has been completed and in full commercial operation since July 2015. | 2015-08-13
2015-08-13 | NSW1 | Informative note | Redbank Power Station |  |  | Redbank Energy Ltd advises that Redbank Power Station (143.8 MW black coal) has been removed from service from August 2014 and shut down. There are no future plans at this stage for Redbank to return to service. | 2015-08-13
2015-08-13 | NSW1 | Informative note | SmithField Energy Facility |  |  | Smithfield Power Partnership advises that SmithField Energy Facility 170.9 MW) is to retire in 2017. | 2015-08-13
2015-08-13 | NSW1 | Informative note | Taralga Wind Farm |  |  | CBD Energy/Banco Santander advises that Taralga Wind Farm (106.7 MW) has been completed and in full commercial operation since May 2015. | 2015-08-13
2015-08-13 | NSW1 | Informative note | Wallerawang C Power Station |  |  | EnergyAustralia advises that Wallerawang C Power Station (1000 MW black coal) has permanently closed in November 2014. | 2015-08-13
2015-08-13 | QLD1 | Capacity | Tarong Power Station |  |  | Stanwell Corporation advises that the Tarong station will revise its available capacity revised to 1400 MW (+350 MW) in winter 2016, due to the return of service of Unit 2 (DUID TARONG#2). | 2015-08-13
2015-08-13 | SA1 | Informative note | Northern Power Station |  |  | Alinta Energy advised in June 2015 that Northern Power Station would retire by March 2018 at the latest, but not before March 2016. In late July Alinta Energy advised that Northern Power Station will retire by March 2017. | 2015-08-13
2015-08-13 | SA1 | Informative note | Playford B Power Station |  |  | Alinta energy advises that Playford B power station (240 MW) will retire by April 2017. | 2015-08-13
2015-08-13 | TAS1 | Capacity | Bell Bay Three Power Station |  |  | Hydro Tasmania have advised that Bell Bay Three Power Stations available capacity will be 75 MW (-45 MW) for Summer 2015-16, 2016-17 and Winter 2016, 2017. Hydro Tasmania also advised the power station is to be withdrawn from service from 1 January 2018 and onwards. | 2015-08-13
2015-08-13 | TAS1 | Informative note | Tamar Valley CCGT |  |  | Hydro Tasmania have advised that Tamar Valley CCGT (208 MW) unit is currently in dry lay up. On 13 August 2015, the Tasmanian Government gave approval for Hydro Tasmania to decommission and sell the combined cycle gas turbine. | 2015-08-13
2015-08-13 | TAS1 | Informative note | Tamar Valley Peaking |  |  | Hydro Tasmania have advised that Tamar Valley Peaking (58 MW) unit is currently withdrawn and is to return back to service in June 2016. | 2015-08-13
2015-08-13 | VIC1 | Informative note | Ararat Wind Farm |  |  | Ararat Wind Farm Pty Ltd advises that Ararat wind farm (240 MW) is to start construction in July 2015 with full commercial operation expected in May 2017. | 2015-08-13
2015-08-13 | VIC1 | Capacity | Loy Yang A |  |  | AGL Energy advises Loy Yang A Power Station has revised its available capacity to 2070 MW (-30 MW) in summer due to change in performance re-evaluation. Also, revised its available capacity to 2210 MW (-60 MW) in winter due to the difficulty of producing maximum daily capacity for extended periods. | 2015-08-13
2015-08-13 | VIC1 | Capacity | Loy Yang B |  |  | AGL Energy advises Loy Yang B Power Station has revised its available capacity to 980 MW (+15 MW) in summer due to increase in condenser vacuum limit. Also, revised its available capacity to 1070 MW (+20 MW) in winter due to increase in condenser vacuum limit. | 2015-08-13
2015-08-13 | VIC1 | Informative note | Morwell/Energy Brix |  |  | Energy Brix Australia Corporation Pty Ltd advises Morwell/Energy Brix Power Station has temporarily closed its operations from August 2014. | 2015-08-13
2015-08-13 | VIC1 | Capacity | Yallourn W Power Station |  |  | EnergyAustralia Holdings Pty Ltd advises Yallourn W Power Station has revised its available capacity to 1516 MW (+12 MW) in summer due to turbine upgrades. | 2015-08-13
2015-05-15 | VIC1 | Informative note | Anglesea Power Station |  |  | Alcoa of Australia Limited advises Anglesea Power Station will retire from service from 31 August 2015 and to be decommissioned. | 2015-05-15
2015-05-15 | VIC1 | Informative note | Ararat Wind Farm |  |  | Ararat Wind Farm Pty Ltd advises that Ararat wind farm (240 MW) is to start construction in July 2015 with full commercial operation expected in May 2016. | 2015-05-15
2015-05-15 | VIC1 | Informative note | Coonooer Bridge Wind Farm |  |  | Windlab Systems Pty Ltd advises that Coonooer Bridge wind farm (19.8 MW) is to start construction in April 2015 with full commercial operation expected in March 2016. | 2015-05-15
2015-05-15 | VIC1 | Informative note | Portland Stage 4 Cape Nelson North and Cape Sir William Grant |  |  | Pacific Hydro Portland Wind Farm Pty Ltd advises that Portland Stage 4 (47.15 MW) project is completed and in full commercial operation since end of Feb 2015. | 2015-05-15
2015-04-15 | NSW1 | Informative note | Boco Rock Wind Farm |  |  | Boco Rock Wind Farm Pty Ltd advises that Boco Rock Wind Farm (113 MW) has been completed and in full commercial operation since March 2015. | 2015-04-15
2015-04-15 | NSW1 | Informative note | Gullen Range Solar Project |  |  | Goldwind Australia Pty Ltd advises has announced plans to add a solar plant at the Gullen Range wind farm site. | 2015-04-15
2015-04-15 | NSW1 | Informative note | Moree Solar Farm |  |  | Moree Solar Farm advises that Moree Solar Farm (56 MW) is under construction since November 2014 and full commercial operation is planned for the end of March 2016. | 2015-04-15
2015-04-15 | NSW1 | Informative note | Royalla Solar Farm |  |  | Royalla Asset Pty Ltd ATF Royalla Asset Trust advises that Royalla Solar Farm(20 MW) has been completed and in full commercial operation since February 2015. | 2015-04-15
2015-04-15 | NSW1 | Informative note | Taralga Wind Farm |  |  | CBD Energy/Banco Santander advises that Taralga Wind Farm (106.7 MW) is under construction and full commercial operation is planned for May 2015. | 2015-04-15
2015-04-15 | NSW1 | Informative note | Wilga Park Power Station B |  |  | Santos advises the Wilga Park Power Station B (6 MW) project has been completed and in full commercial operation since January 2015. | 2015-04-15
2015-04-15 | QLD1 | Capacity | Kidston Pumped Storage Hydro Project |  |  | Genex Power announces the Kidston Pumped Hydro Storage capacity is revised to 330 MW. | 2015-04-15
2015-04-15 | QLD1 | Informative note | Kogan Creek Solar Boost |  |  | CS Energy advises that the Kogan Creek Solar Boost project (44 MW) due to be completed in late 2016. | 2015-04-15
2015-04-15 | SA1 | Informative note | Hornsdale Wind Farm (Stage 1) |  |  | Hornsdale Wind Farm Pty Ltd advises construction to start in October 2015 and full commercial operation expected in November 2017. | 2015-04-15
2015-04-15 | SA1 | Capacity | Pelican Point Power Station |  |  | Pelican Point Power Limited advises that Pelican Point Power Station is to reduce the stations capacity to half from 1 April 2015 with unit 2 only being available on a 48 hour recall. | 2015-04-15
2015-04-15 | SA1 | Informative note | Torrens Island Power Station A |  |  | AGL Energy advises that Torrens Island Power Station is to be taken out of service in 2017. | 2015-04-15
2014-12-10 | NSW1 | Project commitment | Boco Rock Wind Farm |  |  | Boco Rock Wind Farm Pty Ltd advises that Boco Rock Wind Farm (113 MW) is a committed project. Construction of the first phase at the site has commenced and commissioning is planned for January 2015. | 2014-12-10
2014-12-10 | NSW1 | Informative note | Gullen Range Wind Farm |  |  | Gullen Range Wind Farm Pty Ltd advises that Gullen Range Wind Farm (165.5 MW) project has been completed and in full commercial operation since November 2014. | 2014-12-10
2014-12-10 | NSW1 | Project commitment | Moree Solar Farm |  |  | Moree Solar Farm advises that Moree Solar Farm (56 MW) is a committed project. Construction commenced in November 2014 and commissioning is planned for February 2016. | 2014-12-10
2014-12-10 | NSW1 | Project commitment | Royalla Solar Farm |  |  | Royalla Asset Pty Ltd ATF Royalla Asset Trust advises that Royalla Solar Farm(20 MW) is a committed project. Construction has commenced, and full commissioning is planned for February 2015. | 2014-12-10
2014-12-10 | NSW1 | Project commitment | Taralga Wind Farm |  |  | CBD Energy/Banco Santander advises that Taralga Wind Farm (106.7 MW) is a committed project. Construction at the site has commenced and commissioning is planned for May 2015. | 2014-12-10
2014-12-10 | NSW1 | Informative note | Wallerawang C Power Station |  |  | EnergyAustralia advises that Wallerawang C Power Station (1000 MW black coal) has been removed from service in January 2014 (Unit 8 500 MW) and March 2014 (Unit 7 500 MW), and will permanently closed and decommissioned. | 2014-12-10
2014-12-10 | NSW1 | Informative note | Wilga Park Power Station B |  |  | Santos advises the Wilga Park Power Station B (6 MW) project has been completed and in full commercial operation since September 2014. | 2014-12-10
2014-12-10 | QLD1 | Informative note | Swanbank E Gas Power Station |  |  | Stanwell Corporation advises that the existing scheduled Swanbank E Gas Power Station (385 MW combined cycle gas turbine) will be placed in cold storage from December 2014. | 2014-12-10
2014-12-10 | SA1 | Informative note | Northern Power Station |  |  | Alinta Energy advises that Northern Power Station Returned back to normal service in October 2014. | 2014-12-10
2014-12-10 | SA1 | Informative note | Snowtown S2 |  |  | TrustPower advises that the Snowtown 2 wind farm (270 MW) project is now completed and in full commercial operation since November 2014. | 2014-12-10
2014-12-10 | TAS1 | Capacity | Cethana Power Station |  |  | Hydro-Electric Corporation advises that Cethana’s available capacity will be (zero) 0 MW during summer 2014-15, specifically between 5/1/2015 and 21/9/2015 due to a major refurbishment project. | 2014-12-10
2014-12-10 | TAS1 | Capacity | Tamar Valley Combined Cycle |  |  | AETV advises that Tamar Valley Combined Cycle's available capacity will be (zero) 0 MW during winter 2015 and winter 2016 due to winter layover (dry storage) specifically between 1/1/2015 and 19/4/2015 and then 24/4/2015 until 18/4/2016 and then again between 22/4/2016 and 31/12/2016.31/12/2015 and then again between 1/4/2016 and 31/12/2016. | 2014-12-10
2014-12-10 | TAS1 | Capacity | Tamar Valley OCGT (Bell Bay Three & TVPP104) |  |  | Hydro-Electric Corporation advises that TVPP104 available capacity will be (zero) 0 MW during summer 2015-16, specifically between 4/9/2015 and 4/3/2016 due to a major outage. | 2014-12-10
2014-12-10 | TAS1 | Capacity | Tarraleah Power Station |  |  | Hydro-Electric Corporation advises that Tarraleah’s available capacity will be:. | 2014-12-10
2014-12-10 | TAS1 | Capacity | Tungatinah Power Station |  |  | Hydro-Electric Corporation advises that Tungatinah’s available capacity will be:. | 2014-12-10
2014-12-10 | VIC1 | Project commitment | Bald Hills Wind Farm (Phase 1) |  |  | Mitsui and Co. Australia Ltd advises that Bald Hills wind farm (106.6 MW) is a committed project. The wind farm is under construction with expected commissioning in May 2015. | 2014-12-10
2014-12-10 | VIC1 | Informative note | Morwell/Energy Brix |  |  | Energy Brix Australia Corporation Pty Ltd advises Morwell/Energy Brix Power Station has been withdrawn from service since August 2014. | 2014-12-10
2014-12-10 | VIC1 | Informative note | Mt Mercer Wind Farm |  |  | Mt Mercer Wind Farm Pty Ltd advises that Mt Mercer wind farm (131.2 MW) project is completed and in full commercial operation since mid 2014. | 2014-12-10
2014-08-07 | NSW1 | Project commitment | Moree Solar Farm |  |  | Moree Solar Farm advises that Moree Solar Farm (56 MW) is a committed project. Construction is to commence in July 2014 and commissioning is planned for February 2016. | 2014-08-07
2014-08-07 | NSW1 | Informative note | OneSun Capital |  |  | Elementus Energy Pty Ltd advises that OneSun Capital (10 MW) construction is to commence in October 2014 and commissioning is planned for April 2015. | 2014-08-07
2014-08-07 | QLD1 | Informative note | Cook Shire Solar Project |  |  | Lyon Infrastructure announces the Cook Shire Solar (26 MW) project in far north Queensland. Construction is to commence in December 2014 and commissioning is planned for July 2015. | 2014-08-07
2014-08-07 | QLD1 | Informative note | Kidston Pumped Storage Hydro Project |  |  | Genex Power announces the Kidston Pumped Hydro Storage (200 MW) project in far north Queensland. | 2014-08-07
2014-08-07 | SA1 | Capacity | Paralana Project |  |  | Pertatherm Limited advises that Paralana project capacity has been revised to 3.5 MW. | 2014-08-07
2014-08-07 | SA1 | Capacity | Paralana Stage 2 |  |  | Pertatherm Limited advises that Paralana Stage 2 capacity has been revised to 3.5 MW. | 2014-08-07
2014-08-07 | VIC1 | Informative note | Anglesea Power Station |  |  | Alcoa of Australia Limited advises that Anglesea Power Station is changed its registration classification from Non-Scheduled to a Scheduled generator. | 2014-08-07
2014-08-07 | VIC1 | Informative note | Mt Mercer Wind Farm |  |  | Mt Mercer Wind Farm Pty Ltd advises that Mt Mercer wind farm has been in full production since July 2014. The commissioning date has been revised to February 2015. | 2014-08-07
2014-05-30 | NSW1 | Capacity | Bayswater Power Station |  |  | Macquarie Generation advises that the Bayswater Power Station available capacity has been revised from 2,720 MW to 2,700 MW (-20 MW) in summer and winter due to a reassessment of plant capacity. | 2014-05-30
2014-05-30 | NSW1 | Project commitment | Boco Rock Wind Farm |  |  | Boco Rock Wind Farm Pty Ltd advises that Boco Rock Wind Farm (113 MW) is a committed project. Construction of the first phase at the site has commenced and commissioning is planned for March 2015. | 2014-05-30
2014-05-30 | NSW1 | Project commitment | Broken Hill Solar Plant |  |  | AGL PV Solar Development Pty Limited advises that Broken Hill Solar Plant (53 MW) is a committed project. Construction of the 53 MW at the site is to commence in July 2014 and commissioning is planned for August 2015. | 2014-05-30
2014-05-30 | NSW1 | Capacity | Guthega Power Station |  |  | Snowy Hydro Ltd advises that Guthega's available capacity has been revised from 68 MW to 34 MW (-34 MW) for summer 2022–23, due to major refurbishment of unit 1; and 68 MW to 34 MW (-34 MW) for summer 2023–24, due to major refurbishment of unit 2. | 2014-05-30
2014-05-30 | QLD1 | Informative note | Collinsville Power Station |  |  | Ratch Australia advised that Collinsville Power Station will be retired in June 2016. | 2014-05-30
2014-05-30 | QLD1 | Informative note | Daandine Power Station |  |  | Energy infrastructure Investments Pty Ltd advised that Daandine Power Station will be retired in June 2022. | 2014-05-30
2014-05-30 | QLD1 | Project commitment | Kogan Creek Solar Boost |  |  | CS Energy advises that the Kogan Creek Solar Boost project (44 MW) is now a committed project and due to be completed in July 2015. Note that the 44 MW capacity is not additional to the 730/744 MW summer/winter capacities of Kogan Creek, rather it is a contribution towards the total generation. | 2014-05-30
2014-05-30 | QLD1 | Informative note | Mt Stuart Power Station |  |  | Origin Energy Mt Stuart advised that Mt Stuart Power Station will be retired in July 2023. | 2014-05-30
2014-05-30 | QLD1 | Informative note | Swanbank E Gas Power Station |  |  | Stanwell Corporation advises that the existing scheduled Swanbank E Gas Power Station (385 MW combined cycle gas turbine) will be placed in cold storage from October 2014. | 2014-05-30
2014-05-30 | QLD1 | Capacity | Tarong Power Station |  |  | Stanwell Corporation advises that the Tarong station will revise its available capacity from 700 MW to 1050 MW (+350 MW) in summer 2014, due to the return of service of Unit 4 (DUID TARONG#4) in July 2014. The available capacity will be revised to 1400 MW (+350 MW) in summer 2015, due to the return of service of Unit 2 (DUID TARONG#2) in June 2015. | 2014-05-30
2014-05-30 | SA1 | Project commitment | Port Macdonnell |  |  | Oceanlinx Limited advises that the future of the Port Macdonnell (1 MW) wave energy project is uncertain and rests with company receivers. This project remains as a committed project with a commissioning date to be advised. | 2014-05-30
2014-05-30 | VIC1 | Project commitment | Bald Hill Wind Farm (Phase 1) |  |  | Mitsui and Co. Australia Ltd advises that Bald Hill wind farm is a committed project. The 106.6 MW wind farm expected commissioning is May 2015. | 2014-05-30
2014-05-30 | VIC1 | Service commenced | Loy Yang A |  |  | AGL Energy advises Loy Yang A Power Station has revised its available capacity to 2100 MW (-90 MW) in summer due to operational experience in ambient conditions. | 2014-05-30
2014-05-30 | VIC1 | Capacity | Macarthur |  |  | AGL Energy advises Macarthur Power Station has revised its available capacity to 315 MW (-105 MW) in summer to reflect the actual behaviour of the wind generation assets during high temperature days. | 2014-05-30
2014-05-30 | VIC1 | Capacity | Morwell/Energy Brix |  |  | Energy Brix Australia Corporation Pty Ltd advises Morwell/Energy Brix Power Station has revised its available capacity to 65 MW (-10 MW) in summer due to the Morwell mine fire destroying conveyors, thus restricting coal supply. | 2014-05-30
2014-05-30 | VIC1 | Project commitment | Mt Mercer Wind Farm |  |  | Mt Mercer Wind Farm Pty Ltd advises that Mt Mercer wind farm is a committed project. The 131.2 MW wind farm expected commissioning is July 2014. | 2014-05-30
2014-05-30 | VIC1 | Project commitment | Portland Stage 4 Cape Nelson North and Cape Sir William Grant |  |  | Pacific Hydro Portland Wind Farm Pty Ltd advises that Portland Stage 4 Cape Nelson North and Cape Sir William Grant wind farm is a committed project. The 47.15 MW wind farm expected commissioning is May 2015. | 2014-05-30
2014-02-28 | NSW1 | Capacity | Jupiter Wind Farm Project |  |  | EPYC Pty Ltd has announced the Jupiter Wind Farm Project (up to 100 wind turbines). If approved, construction and commissioning of the wind farm near Tarago would be completed by the end of 2016. The capacity of the project is yet to be advised. | 2014-02-28
2014-02-28 | NSW1 | Project commitment | Nyngan Solar Plant |  |  | AGL Engergy Limited advises the Nyngan Solar Plant(102 MW solar) is now classified as a committed project. Construction has commenced, and full commissioning is planned for July 2015. | 2014-02-28
2014-02-28 | NSW1 | Informative note | Wallerawang C |  |  | EnergyAustralia advises that Wallerawang C unit 7 (500 MW black coal) has been removed from service in January 2014. Unit 8 (500 MW) will remain available until the end of March 2014, and will then be placed on a three-month recall should market conditions change. | 2014-02-28
2014-02-28 | QLD1 | Informative note | Swanbank E Gas Power Station |  |  | Stanwell Corporation advises that the existing scheduled Swanbank E Gas Power Station (385 MW combined cycle gas turbine) will withdraw from service for up to three years from 1 October 2014. | 2014-02-28
2014-02-28 | SA1 | Informative note | Port Macdonnell |  |  | Oceanlinx Limited advises that the Port Macdonnell (1 MW) wave energy project commissioning date was revised to March 2014. | 2014-02-28
2013-11-15 | NSW1 | Informative note | Broken Hill |  |  | AGL Energy Limited advises that both the Broken Hill (53 MW) large-scale solar photovoltaic (PV) project is set to proceed after achieving financial close. Construction of the Broken Hill project is expected to commence in July 2014, and is scheduled to be completed around November 2015. | 2013-11-15
2013-11-15 | NSW1 | Informative note | Capital East Solar Farm P1 |  |  | Infigen's Capital East Solar Farm (0.13 MW) demonstration facility project is was completed in June 2013. | 2013-11-15
2013-11-15 | NSW1 | Informative note | Mugga Lane Solar Facility |  |  | Zhenfa Canberra Solar Farm One Pty Ltd advises that Mugga Lane Solar Facility (13 MW) in ACT expects construction to commence in June 2014, with full commissioning planned for Q4 2014. | 2013-11-15
2013-11-15 | NSW1 | Informative note | Nyngan |  |  | AGL Energy Limited advises that both the Nyngan (102 MW) large-scale solar photovoltaic (PV) projects is set to proceed after achieving financial close. Construction of the Nyngan project is expected to commence in February 2014, with completion scheduled by mid 2015. | 2013-11-15
2013-11-15 | NSW1 | Informative note | Onesun Capital Solar Farm |  |  | Elementus Energy Pty Ltd advises that Onesun Capital Solar Farm (7 MW) in ACT expects construction to commence in June 2014, with full commissioning planned for April 2015. | 2013-11-15
2013-11-15 | NSW1 | Project commitment | Royalla Solar Farm |  |  | Royalla Asset Pty Ltd ATF Royalla Asset Trust advises that Royalla Solar Farm (20 MW) in ACT is now classified as a committed project, and construction at the site has commenced, with full commissioning planned for August 2014. | 2013-11-15
2013-11-15 | QLD1 | Informative note | Westlink Power Project |  |  | Westlink Pty Ltd as trustee for Westlink Industrial Trust advised thatWestlink Power Project (Stage 1-3 up to 1000 MW), has revised construction start estimates by 1 year – from 2015 to 2016 for stage 1, from 2017 to 2018 for stage 2 and from 2019 to 2020 for stage 3. This remains a publicly announced project only. | 2013-11-15
2013-11-15 | SA1 | Informative note | Palmer Wind Farm |  |  | TrustPower Australia advises that Palmer Wind Farm (up to 390 MW) has been newly announced. At this stage there has been no advice on construction and commissioning dates. | 2013-11-15
2013-11-15 | SA1 | Project commitment | Port Macdonnell |  |  | Oceanlinx Limited advises that the status of the Port Macdonnell (1 MW) wave energy project is now Committed, with full commissioning in December 2013. | 2013-11-15
2013-11-15 | TAS1 | Informative note | Musselroe Wind Farm |  |  | Hydro Tasmania Wind Operations Pty Ltd advises that Musselroe (168 MW) project was completed in June 2013. | 2013-11-15
2013-11-15 | TAS1 | Informative note | TasWind (King Island) |  |  | Hydro Tasmania advises that the TasWind (King Island) project is publicly announced. | 2013-11-15
2013-11-15 | VIC1 | Informative note | Mildura Power Station |  |  | Solar Systems advises that Mildura Power Station demonstration facility (1.5 MW) project was completed in July 2013. | 2013-11-15
2013-11-15 | VIC1 | Informative note | Portland Stage 4 Cape Nelson North and Cape Sir William Grant |  |  | Pacific Hydro Australia advises that Portland Stage 4 Cape Nelson North and Cape Sir William Grant (47.15 MW) construction at the site is to commence in September 2013, with full commissioning planned for September 2015. | 2013-11-15
2013-08-13 | NSW1 | Project commitment | Boco Rock Wind Farm |  |  | Boco Rock Wind Farm Pty Ltd advises that this is a committed project. Construction of the first phase of 113 MW at the site has commenced and commissioning is planned for December 2014. | 2013-08-13
2013-08-13 | NSW1 | Project commitment | Taralga Wind Farm |  |  | CBD Energy/Banco Santander advises that this 106.7 MW Wind Farm is a committed project. Construction at the site has commenced and commissioning is planned for October 2014. | 2013-08-13
2013-08-13 | VIC1 | Capacity | Mildura Power Station |  |  | Solar Systems advises that Mildura Power Station Stage 2 of the project is to be 100 MW of capacity. | 2013-08-13
2013-06-30 | NSW1 | Project commitment | Capital East Solar Farm P1 |  |  | Infigen's Capital East Solar Farm demonstration facility is a committed project. Construction at site has commenced. | 2013-06-30
2013-06-30 | NSW1 | Project commitment | Gullen Range Wind Farm |  |  | Gullen Range Wind Farm Pty Ltd advises that this is a committed project. Construction at the site has commenced and commissioning is planned for July 2014. | 2013-06-30
2013-06-30 | NSW1 | Capacity | Liddell Power Station |  |  | Energy Australia advises that the Liddell plant available capacity has been revised from 2,060 MW to 2,020 MW (-40 MW) in summer and winter due to a reassessment of plant capacity. | 2013-06-30
2013-06-30 | NSW1 | Capacity | Tallawarra Power Station |  |  | Energy Australia advises that the Tallawarra plant's available capacity has been revised from 435 MW to 440 MW (+5 MW) in winter. | 2013-06-30
2013-06-30 | NSW1 | Capacity | Wallerawang Power Station |  |  | Energy Australia advises that the Wallerawang plant available capacity has been revised from 500 MW to 1,000 MW (+500 MW) in summer 2013–14, where both units are available dependant on demand. | 2013-06-30
2013-06-30 | QLD1 | Capacity | Braemar Power Station |  |  | Alinta Energy advises that Braemar's available capacity has been revised from 435 MW to 465 MW (+30 MW) in summer (an increase from last years ESOO), due to the regular use of Evaporative Cooling and Peak Firing of the units. These modes of operation result in the units achieving higher levels of output than would be typically expected during periods of high temperature. | 2013-06-30
2013-06-30 | QLD1 | Capacity | Darling Downs Power Station |  |  | Origin Energy advises that Darling Downs available capacity has been revised from 605 MW to 580 MW (-25 MW) in summer, reflecting capability at higher temperatures. | 2013-06-30
2013-06-30 | QLD1 | Project commitment | Kogan Creek Solar Boost |  |  | CS Energy advises that the Kogan Creek Solar Boost project is now a committed project and due to be completed in Jan 2014. | 2013-06-30
2013-06-30 | SA1 | Capacity | Hallett 4 North Brown Hill |  |  | AGL advises that Hallett 4 North Brown Hill's available capacity has been revised from 81.9 MW to 99.2 MW (+17.3 MW) in summer,. | 2013-06-30
2013-06-30 | SA1 | Capacity | Hallett Stage 1 Brown Hill |  |  | AGL advises that Hallett Stage 1 Brown Hill's available capacity has been revised from 58.5 MW to 70.9 MW (+12.4 MW) in summer,. | 2013-06-30
2013-06-30 | SA1 | Informative note | Playford B Power Station |  |  | Alinta energy advises that Playford B power station will be available with a recall time of around 90 days. | 2013-06-30
2013-06-30 | TAS1 | Informative note | Tungatinah (Upgrade) |  |  | Hydro-Electric Corporation advises an upgrade to Unit 2, a revamp of the existing unit where some efficiency gains are expected. The upgrade to be completed in November 2013. | 2013-06-30
2013-06-30 | TAS1 | Informative note | Tungatinah (Upgrade) |  |  | Hydro-Electric Corporation advises the upgrade to Unit 1 was completed and returned back to service on February 2013. The upgrade was a revamp of the unit where some efficiency gains are expected. | 2013-06-30
2013-06-30 | VIC1 | Capacity | Hallam Road Power Station |  |  | LMS Energy advises that the upgrades to Unit 7 was completed in June 2012 and Unit 8 in November 2012 increasing the capacity by 2.2 MW. | 2013-06-30
2013-06-30 | VIC1 | Informative note | Macarthur Wind Farm |  |  | AGL Energy advises that the 420 MW Macarthur wind farm project was completed in January 2013. | 2013-06-30
2013-06-30 | VIC1 | Project commitment | Mildura Power Station |  |  | Solar Systems advises that Mildura Power Station demonstration facility is a committed project. The 1.5 MW solar plant is under construction and expected completion is July 2013. | 2013-06-30
2013-06-30 | VIC1 | Informative note | Mortons Lane Wind Farm |  |  | Mortons Lane Windfarm Pty Ltd advises that the 19.5 MW Mortons Lane wind farm project was completed in December 2012. | 2013-06-30
2013-06-30 | VIC1 | Project commitment | Mt Mercer Wind Farm |  |  | Mt Mercer Wind Farm Pty Ltd advises that Mt Mercer wind farm is a committed project. The 131.2 MW wind farm expected commissioning is January 2015. | 2013-06-30
2013-06-30 | VIC1 | Informative note | Qenos Cogeneration Facility |  |  | AGL Energy advises that 21 MW Qenos Cogeneration Facility project was completed in March 2013. | 2013-06-30
2013-02-22 | NSW1 | Capacity | Colongra Power Station |  |  | Delta Electricity advises that the Colongra plant available capacity has been revised from 668 MW to 724 MW (+56 MW) in summer, based on operating with distillate fuel. | 2013-02-22
2013-02-22 | NSW1 | Capacity | Wallerawang Power Station |  |  | Energy Australia advises that the Wallerawang plant has revised its available capacity from 1,000 MW to 500 MW (-500 MW) for summer 2013–14 and winter 2013, due to the unit with DUID (dispatchable unit ID) WW7 being unavailable and only being brought back into service under extreme weather conditions. | 2013-02-22
2013-02-22 | QLD1 | Capacity | Braemar Power Station |  |  | Alinta Energy advises that Braemar's available capacity has been revised from 435 MW to 480 MW (+45 MW) in summer, due to use of Evaporative Cooling and Peak Firing of the units. | 2013-02-22
2013-02-22 | QLD1 | Capacity | Millmerran Power Station |  |  | Millmerran Power Partners advises that the Millmerran plant has revised its available capacity from 856 MW to 760 MW (-96 MW) in summer, based on operating experience on higher temperature days. | 2013-02-22
2013-02-22 | TAS1 | Project commitment | Musselroe Wind Farm |  |  | Hydro Tasmania Wind Operations Pty Ltd advises that Musselroe (168 MW) is now a committed project. Construction is expected be completed around June 2013. | 2013-02-22
2013-02-22 | TAS1 | Capacity | Poatina Power Station |  |  | Hydro Tasmania advises that the Poatina plant has revised its available capacity from 300 MW to 342 MW (+42 MW) in summer and winter, based on operating experience. | 2013-02-22
2012-12-20 | NSW1 | Informative note | Eraring Power Station |  |  | Eraring Energy advises that the upgrade of unit 4 was completed in November 2012. | 2012-12-20
2012-12-20 | QLD1 | Capacity | Collinsville Power Station |  |  | Ratch Australia advises that the Collinsville plant has revised its available capacity from 190 MW to 0 MW (-190 MW) in summer and winter, due to the withdrawal of service of all generation units from 31 December 2012, until wholesale electricity demand improves. | 2012-12-20
2012-12-20 | QLD1 | Informative note | Solar Dawn Project |  |  | Areva and the Solar Dawn Consortium advised it would no longer develop the proposed 250 MW solar thermal power facility in South-West Queensland. | 2012-12-20
2012-12-20 | QLD1 | Capacity | Tarong Power Station |  |  | Stanwell Corporation advises that the Tarong plant has revised its available capacity from 1,400 MW to 700 MW (-700 MW) in summer and winter, due to the withdrawal of service of Unit 2 (DUID TARONG#2) in October 2012 and Unit 4 (DUID TARONG#4) in December 2012, both for a period of at least two years or until wholesale electricity demand improves. | 2012-12-20
2012-12-20 | SA1 | Project commitment | Snowtown S2 |  |  | TrustPower advises that the Snowtown 2 project is now in a Committed status. Snowtown Stage 2 project will consist of two separately. | 2012-12-20
2012-12-20 | TAS1 | Project commitment | Tungatinah (Upgrade) |  |  | Hydro-Electric Corporation advises the upgrade to Unit 1 is committed and scheduled to return to service in December 2012. | 2012-12-20
2012-12-20 | VIC1 | Service commenced | Morwell Power Station |  |  | Energy Brix Australia Corporation Pty Ltd advises that the Morwell plant has revised its available capacity from 104 MW to 75 MW (-29 MW) in summer and winter, due to generation units with DUID MOR1 in operation and generation unit with DUID MOR2 operational when generation unit with DUID MOR1 is under maintenance. Generation unit with DUID MOR3 will be available on a 30 day recall. | 2012-12-20
2012-12-20 | VIC1 | Project commitment | Qenos Cogeneration Facility |  |  | AGL Energy advises that Qenos Cogeneration Facility is a committed project. The 21 MW combined-cycle gas turbine (CCGT) construction completion achieved in October 2012 and full commissioning at the end of March 2013. | 2012-12-20

## Background Information
Background Information
This sheet includes important reference information regarding the data presented within this file.
Please note that AEMO has introduced minor enhancements within the Generation Information Page data file, commencing from the 7 May 2021 update.
This is as a result of the revised Generator Survey process, effective from May 2021.
This includes:
a) merging of the Generator Surveys with Key Connection Information, to better capture proposed projects.
b) clarifying the title and arrangement of Typical summer scheduled capacities, from Peak summer scheduled capacities (consistent with weather that would result in 10% POE demand)
Glossary
Below is a table of pertinent Data Field Names and related Terms used within this file, including a matrix to indicate the relevant sheets in each case.
Please note that there are many new Data Field Names introduced in the 18 July 2019 update which are yet to be included in the table, and these will be added in subsequent publication updates as soon as possible.
Relevant Sheets within this file
Data Field Names and related Terms |  |  | Explanation/Definition |  |  |  | Summary | Change Log | Existing Generation & New Devs | Scheduled Capacities
Lower Nameplate Capacity (MW) |  |  | The proposed lower limit of Nameplate Capacity of an individual generating unit within a New Development (Project). It may be used to indicate the level of certainty of the generating unit size, prior to supply contracts being executed. This parameter is not applicable to an "Existing" generating unit, and will be left blank. | [5 empty] | ü
Upper Nameplate Capacity (MW) |  |  | The proposed upper limit of Nameplate Capacity of an individual generating unit within a New Development (Project). It indicates the (maximum) proposed generating unit size, prior to supply contracts being executed. This parameter is also used to indicate the actual nameplate capacity for an "Existing" generating unit. |  |  |  |  | ü | ü
Aggregated Lower Nameplate Capacity (MW) |  |  | The sum (aggregate) of the proposed Lower Nameplate Capacity for the corresponding number of equally sized individual generating units within a New Development (Project). This field applies for "New" generating units only, prior to supply contracts being executed. This parameter is not applicable to "Existing" generating units, and will be left blank. | [5 empty] | ü | ü
Aggregated Upper Nameplate Capacity (MW) |  |  | The sum (aggregate) of the Upper Nameplate Capacity for the given number of equallysized individual generating units, within a New Development (Project). This field applies for "New" generating units only, prior to supply contracts being executed. This parameter is also used to indicate the actual aggregated Nameplate Capacity for the given number of equally sized "Existing" generating units. | [5 empty] | ü | ü
"Nameplate Capacity (MW)" |  |  | This is the combination (text string) of Lower and Upper Nameplate Capacity values, as displayed in previous updates of the Generation Information Page data files, i.e. prior to the 18 July 2019 update. This text string is included within the Existing Generation and New Developments table only, for ease of reference. | [5 empty] | ü
Full Commercial Use Date |  |  | This field provides an indication of timing for generating unit(s) to become operationally available in the NEM. "Full Commercial Use" requires the successful completion of all NER 5.7.3 commissioning tests, including sign-off by AEMO and the Network Service Provider. The published value of “Full Commercial Use Date” corresponds to the Month and Year of the Latest Target Date for Full Commercial Use of the generating unit(s), as specified by the proponent within the relevant Generator Survey. |  |  |  |  | ü | ü | ü
Expected Closure Year |  |  | The expected closure year for existing plants/projects. | [5 empty] | ü
Closure Date |  |  | This is the specific expected closure date for existing plants/projects. indicate a “Closure Date”, the participant must officially notify AEMO (Registrations) in writing via onboarding@aemo.com.au. | [5 empty] | ü
SurveyId |  |  | This is a special ID number only used in AEMO Generation Information Page publication. | [5 empty] | ü | ü
AEMO KCI Id |  |  | This is a special ID numbers used by AEMO in the Key Connection Information (KCI) spreadsheet available on the AEMO Generation Information Page. | [5 empty] | ü
Survey Last Requested |  |  | The date that a survey invite was last sent to the nominated contact. While AEMO may make periodic requests, participants are reminded that they may have an NER obligation to report any material changes to AEMO as soon as practical. | [5 empty] | ü | ü
SurveyVersionDateTime |  |  | The date that the Survey version is last modified. | [5 empty] | ü | ü
Region |  |  | NEM region |  |  |  | ü | ü | ü | ü
Asset Type |  |  | Generating Units are classified as either “Project” or “Existing Plant” Asset Types, based on their Registration Status and Export Capability at their Connection Point. | [5 empty] | ü | ü
DUID |  |  | The Dispatchable Unit Identifier (DUID) as Registered in the NEM. Maximum 8 characters, alphanumeric, see section "3.3.6 Identifiers" in the "NEM Generator Registration Guide" on AEMO's website. |  |  |  |  | ü | ü | ü
Registered Capacity |  |  | Any person who owns, controls, or operates a generating system connected to a transmission or distribution network must register with AEMO as a generator unless it has the benefit of an exemption from that requirement. A generating system’s registered capacity is the aggregate megawatt (MW) capacity of all its component generation units, as registered with AEMO.
Nameplate Capacity |  |  | This represents the maximum continuous output or consumption in MW, as specified by the manufacturer, or as subsequently modified. The Nameplate Capacity rating can change for a number of reasons, such as a decrease due to increasing age (Service Life) and subsequent review of performance, or an increase due to an upgrade project and subsequent recommissioning tests. The name plate capacity is currently defined as AC only, but AEMO intend to collect both AC and DC capacities for certain technologies at some stage in the future. A generating unit's Registered Capacity should not exceed its Nameplate Capacity. For the purposes of reliability assessments, and consistent with market systems, AEMO measures Scheduled and Semi-scheduled generation capacity on an as-generated basis, noting that for Semi-scheduled systems the generating unit "terminals" are taken to be at the Network Connection Point. Non-scheduled generation is measured as sent-out (at the Network Connection Point) because it can include co-generation plants (that usually produce both heat and electricity), where the bulk of the capacity is consumed locally. |  |  |  | ü |  | ü
Maximum Capacity |  |  | Maximum Capacity is the capacity that the generator is registered to dispatch up to, aligning with the Maximum Capacity in the Generator Performance Standard. Maximum Capacity represents the maximum generation of the generating system, taking into consideration any operating constraints required to ensure power system security as determined during commissioning. Maximum Capacity can be found in the ‘Generators and Scheduled Loads’ worksheet within AEMO’s NEM Registration and Exemption List, on AEMO’s website. | [6 empty] | ü
Dispatch Type |  |  | Under the National Electricity Rules (NER), generating units are classified as Scheduled (S), Semi-scheduled (SS), or Non-scheduled (NS). These are defined as follows. (a) Scheduled – The generating unit participates in central dispatch. (b) Non-Scheduled – The generating unit does not participate in central dispatch. (c) Semi-Scheduled – The generating unit will participate in central dispatch in specified circumstances. |  |  |  | ü |  | ü | ü
Other generation classification |  |  | For further information about generation classification guide, please refer to the AEMO Generation Exemption and Classification Guide on the AEMO website: http://aemo.com.au/-/media/Files/Electricity/NEM/Participant_Information/New-Participants/Generator-Exemption-and-Classification-Guide.pdf
Generator Survey |  |  | The data submitted to AEMO by the custodian of a New Development (Project) or Existing Generator (Existing Plant), for AEMO's Planning and Forecasting purposes. Notionally, each Generator Survey should include information about all Existing and / or New generating units within a given Site.
Generation Capacity Reference Temperatures |  |  | The actual level of generation available at any particular time will depend on the condition of the generating plant. This includes factors such as age, outages, and wear. Another important factor with respect to output is the reduction in thermal efficiency as the temperature increases. Because temperature can affect plant generation capacities in different ways, basing generation capacities on region-specific reference temperatures facilitates more effective assessment of available generation capacity under weather conditions frequently associated with high demand. To produce the supply-demand outlook, AEMO — in consultation with the Jurisdictional Planning Bodies (JPBs) — undertakes the following: · Uses historical data to estimate typical weather conditions, and to determine reference temperatures frequently associated with times of 10% probability of exceedance (POE) maximum demand in the major load centres for each region. · Asks generators to provide generating unit capacities for summer and winter using these common reference temperatures. · Asks generators to also provide generating unit capacities for summer typical reference temperatures, so that generator ratings are accurate for high demands that occur with more moderate summer heat conditions. The table below lists the common reference temperatures AEMO applies for each region. In general, annual maximum demands occur during summer; the exception is Tasmania, where maximum demand occurs during winter. Summer maximum demand in Tasmania occurs during colder temperatures, resulting in a relatively low summer reference temperature. | [6 empty] | ü
|  |  | Region | Summer (°C) | Winter (°C) | Summer Typical (°C)
|  |  | Queensland | 37 | 15 | 32
|  |  | New South Wales | 42 | 9 | 32
|  |  | Victoria | 41 | 8 | 32
|  |  | South Australia | 43 | 11 | 35
|  |  | Tasmania | 7.7 | 1.2 | n/a
Proposed generation in the NEM
In addition to capacity forecasts, generation plant owners advise AEMO about the status of generation projects currently under development in each region.
Generation projects can be at different stages of development (i.e. Project Commitment Status), which are assessed using AEMO’s five (5) commitment criteria, covering site acquisition, contracts for major components, planning and other approvals, financing, and construction (see table below for a description of the criteria).
Project Commitment Criteria
Criteria Name | Description
Land | The project proponent has purchased / settled / acquired (or commenced legal proceedings to purchase / settle / acquire) land for the construction of the project.
Contracts | Contracts for the supply and construction of major plant or equipment components (such as generating units, turbines, boilers, transmission towers, conductors, and terminal station equipment) have been finalised and executed, including any provisions for cancellation payments.
Planning | The proponent has obtained all required planning consents, construction approvals, connection contracts (including approval of proposed negotiated Generator Performance Standards from AEMO under clause 5.3.4A of the National Electricity Rules), and licences, including completion and acceptance of any necessary environmental impact statements.
Finance | The financing arrangements for the proposal, including any debt plans, must have been concluded and contracts executed.
Construction | Construction of the proposal must either have commenced or a firm commencement date must have been set. Commercial use date for full operation must have been set.
Traffic light categories
Traffic Light Colour | Symbol
Red
Amber
Green
NOTE:
1) A commitment criterion is deemed to be “satisfied” if all associated questions have been answered in the positive, making the category "green".
2) A commitment criterion is deemed to have “progressed” if the category is “amber” or "green".
Application of Traffic light categorisation to Project Commitment Criteria to classify Commitment Status
Accordingly, the Project Commitment criteria must have been satisfied to at least the minimum level of traffic light categorisation that is required for each Commitment Status classification, as shown in the following table:
ß Increasing certainty (Commitment Status)
| Criteria | Committed | Committed* | Anticipated | Publicly Announced
ß Increasing project maturity | Land
Contracts
Planning
Finance
Construction
Further description of Commitment Status
New production and transmission projects fall into one of six classes of certainty (Commitment Status).
The Commitment Status is determined by assessing the progress of a Generation Project against the Project Commitment Criteria, as outlined above.
Commitment Status | Summary Status | Description
Committed | Committed | Projects that will proceed, with known timing, satisfying all five of the commitment criteria. That is, all categories are green.
Committed* | Committed | Projects that are highly likely to proceed, satisfying Land, Finance and Construction criteria plus either Planning or Components criteria. Progress towards meeting the final criteria is also evidenced and construction or installation has also commenced.
Anticipated | Proposed | Scheduled and semi-scheduled generation projects that are sufficiently progressed towards meeting at least three of the five commitment criteria are assigned a commitment status classification of anticipated. If a generation information survey has not been submitted by the project proponent in the previous six months the project will no longer be classified as anticipated.
Publicly announced | Proposed | These projects have been announced publicly and are not yet sufficiently progressed to be regarded as Anticipated, Committed* or Committed.
"New" or "Existing" Generating Units within a Generator Survey, and their relationship with "Asset Type" in the Generation Information Page
Generating Units are classified as either “Project” or “Existing Plant” Asset Types, based on their Registration Status and Export Capability at their Connection Point.
“New” Generating Units (within a Generator Survey)
A Generating Unit should be reported as “New” within the relevant Generator Survey unless all the following conditions have been met:
a) the individual Generating Unit plant has been commissioned on-site by the EPC / Operator, and
b) an “Application for Registration as a Generator in the NEM” has been lodged with AEMO Registrations (which includes that Generating Unit), and
c) Energisation of the relevant Transmission Network Connection Point or Distribution Network Connection Point has been signed-off by AEMO Network Development (a.k.a. Hold Point Zero “HP0”).
“Project” Asset Type (as reported within the Generation Information Page)
Until the above conditions have been met, the Generating Unit will be published as being of the “Project” Asset Type within the Generation Information Page.
“Existing” Generating Units (within a Generator Survey)
Once all above conditions have been satisfied, the Generating Unit must be reported as “Existing” within the relevant Generator Survey.
“Existing Plant” Asset Type (as reported within the Generation Information Page)
The Generating Unit will then be published as being of the “Existing Plant” Asset Type within the Generation Information Page.
Notifiable Exemptions
· Note that a Generating System may operate unregistered for up to a 30-day period under a Notifiable Exemption as permitted under NER 2.2.1 & 5.3.4.
· This requires special operating procedures to ensure the highest combined nameplate rating of the generating units simultaneously connected at any time is limited to less than 5 MW.
· The Generator may apply for a subsequent Notifiable Exemption period, to commence at the end of the preceding Notifiable Exemption period.
· Hence it is possible for any number of Generating Units < 5MW within a Generating System, to be individually commissioned on-site before the Generating System is Registered in the NEM.
· Notifiable Exemptions are published in the NEM Registration and Exemption List within the “Exemption – Small Generation” worksheet.
Combinations of Asset Type and Commitment Status to indicate operational capability
The following definitions have been created to provide further transparency of the operational capability of generating units under the following conditions:
Note that a generating unit will not be classified as an "Existing Plant" Asset Type until it is Registered, connected to an energised Network Connection Point, and able to generate electricity for export.
Prior to this, the generating unit will be classifed as a "Project" Asset Type.
Asset Type |  |  | Commitment Status | Description
Existing Plant |  |  | In Commissioning | Successful completion / sign-off of the earliest Hold Point Test that is ≥ 30% capacity. Note: This will be confirmed by AEMO Network Development.
|  |  | In Service | All Hold Point Tests completed / signed-off by AEMO Network Development. Note: This will be confirmed by AEMO Network Development.
Note that information for Generating Units published on the Generation Information Page, is now disaggregated by DUID. In this case, information about Generating Units with a different DUID but within the same Generating System, may result in some units appearing as “In Service” while others are still “In Commissioning”.

## How to filter
How to filter to the old gen info view
To reset your filtering at any stage, select the 'Sort & Filter' button pictured in Image 1.1 and select 'Clear'.
Image 1.1
Region filtering
Previously AEMO's generation information publications have been released in five separate documents that each account for the five NEM regions, NSW, QLD, SA, TAS and VIC. As the amount of stakeholders that are interested in generation information data across different regions has increased, AEMO has moved to aggregate these separate documents into one going forward. In order to restrict to individual regions in the new format, select the filtering arrow underneath the first column header 'region' (circled in the top left of Image 1.1). This will bring up a list of the five featured regions. To restrict to any specific region(s), make sure that only the desired region(s) are ticked on this list, then press OK.
Image 1.2
Filtering to Existing S & SS, Existing NS and New Developments tables
Previously AEMO's generation information publications have separated site information into three separate tables, Existing S & SS (Existing scheduled and semi-scheduled generators), Existing NS (Existing non-scheduled generators) and New Developments. Going forward, AEMO has decided to combine these three tables into one table called 'ExistingGeneration&NewDevs', for simplicity and ease of use. The following outlines how to filter the 'ExistingGeneration&NewDevs' table to present the data as in each of the aforementioned three tables.
Existing S & SS
STEP ONE
To filter to Existing Scheduled and Semi-Scheduled, select the filtering arrow underneath the second column header 'Asset Type' (circled in the top left of Image 1.2). Ensure that only 'Existing Plant' is selected, then press OK.
Image 1.3
STEP TWO
Scroll across to the right to the column header 'Dispatch Type' (circled in the top left of Image 1.3). Ensure that only 'S' and 'SS' are selected, then press OK.
Image 1.4
Existing NS
Follow the same instructions as in Existing S & SS Step one. Next, croll across to the right to the column header 'Dispatch Type' (circled in the top left of Image 1.4). Ensure that only 'NS' is selected, then press OK.
Image 1.5
New Developments
To filter to New Developments, select the filtering arrow underneath the second column header 'Asset Type' (circled in the top left of Image 1.5). Ensure that only 'Project' is selected, then press OK.
Image 1.6

## ExistingGeneration&NewDevs
Existing Generation and New Developments
Region | Asset Type | Site Name | Owner | Technology Type | Fuel Type | DUID | Number of Units | Lower Nameplate Capacity (MW) | Upper Nameplate Capacity (MW) | Aggregated Lower Nameplate Capacity (MW) | Aggregated Upper Nameplate Capacity (MW) | Nameplate Capacity (MW) | Storage Capacity (MWh) | Unit Status | Dispatch Type | Full Commercial Use Date | Expected Closure Year | Closure Date | Status Bucket Summary | Fuel Bucket Summary | SurveyId | AEMO KCI Id | Survey Last Requested | Survey Version DateTime
NSW1 | Existing Plant | 133 Castlereagh St | Cogent Energy Pty Ltd | Reciprocating Engine - Compression ignition | Fossil - Natural Gas |  | 1 |  | 1 |  | 1 | 1 |  | In Service | NS |  |  |  | Existing less Announced Withdrawal | Gas other | 2066
VIC1 | Existing Plant | 990 Latrobe St | Cogent Energy Pty Ltd | Reciprocating Engine - Compression ignition | Fossil - Natural Gas Pipeline |  | 1 | 0.39 | 0.39 | 0.39 | 0.39 | 0.39 |  | In Service | NS |  | 2027 |  | Existing less Announced Withdrawal | Gas other | 1367 |  | 2022-03-01 | 2023-03-27 10:15
QLD1 | Project | Abermain BESS | FIrm Power P/L | Storage - Battery | Other - Other |  | 1 | 200 | 200 | 200 | 200 | 200 | 0 | Publicly Announced | TBA |  |  |  | Proposed | Battery Storage | 2489 | Q00086 | 2024-01-01
SA1 | Existing Plant | Adelaide Airport | Adelaide Airport Ltd | Solar PV - Fixed | Solar - Solar |  | 16 |  | 0.06 |  | 0.96 | 0.96 |  | In Service | NS |  |  |  | Existing less Announced Withdrawal | Solar | 1536 |  | 2022-09-01
SA1 | Existing Plant | Adelaide Airport | Adelaide Airport Ltd | Solar PV - Fixed | Solar - Solar |  | 2 |  | 0.02 |  | 0.04 | 0.04 |  | In Service | NS |  |  |  | Existing less Announced Withdrawal | Solar | 1536 |  | 2022-09-01
SA1 | Existing Plant | Adelaide Desalination Plant | South Australian Water Corporation | Solar PV - Fixed | Solar - Solar | ADPPV1 | 4 |  | 2.75 |  | 11 | 11 |  | In Service | SS | 2022-05-01 | 2041 |  | Existing less Announced Withdrawal | Solar | 1844 |  | 2024-02-20 | 2024-03-18 08:58
SA1 | Existing Plant | Adelaide Desalination Plant | South Australian Water Corporation | Storage - Battery | Other - Other | ADPBA1G | 1 |  | 6.27 |  | 6.27 | 6.27 | 12.6 | In Service | S | 2022-05-01 | 2041 |  | Existing less Announced Withdrawal | Battery Storage | 1844 |  | 2024-02-20 | 2024-03-18 08:58
SA1 | Existing Plant | Adelaide Desalination Plant | South Australian Water Corporation | Solar PV - Fixed | Solar - Solar | ADPPV2 | 4 |  | 3.43 |  | 13.72 | 13.72 |  | In Service | NS | 2022-07-01 | 2041 |  | Existing less Announced Withdrawal | Solar | 1844 |  | 2024-02-20 | 2024-03-18 08:58
SA1 | Existing Plant | Adelaide Zoo Solar System | TBA | Solar PV - Fixed | Solar - Solar |  | 1 |  | 0.15 |  | 0.15 | 0.15 |  | In Service | NS |  |  |  | Existing less Announced Withdrawal | Solar | 2067
VIC1 | Existing Plant | Aeroten Leongatha Solar | TBA | Solar PV - Fixed | Solar - Solar |  | 1 |  | 0.2 |  | 0.2 | 0.2 |  | In Service | NS |  |  |  | Existing less Announced Withdrawal | Solar | 2068
VIC1 | Project | Alberton Wind Farm | Synergy Wind Pty Ltd | Wind Turbine - Onshore | Wind - Wind |  | 34 | 3.6 | 3.6 | 122.4 | 122.4 | 122.4 |  | Publicly Announced | SS |  |  |  | Proposed | Wind | 1547 |  | 2024-01-01
NSW1 | Existing Plant | Albury Renewable Energy Facility | LMS Energy Pty Ltd | Reciprocating Engine - Spark ignition | Renewable Biomass or Waste - Landfill Gas |  | 1 | 1.12 | 1.12 | 1.12 | 1.12 | 1.12 |  | In Service | NS |  | 2037 |  | Existing less Announced Withdrawal | Biomass | 1355 |  | 2021-04-01 | 2022-05-04 12:15
QLD1 | Existing Plant | Aldi Brendale | TBA | Solar PV - Fixed | Solar - Solar |  | 1 |  | 0.93 |  | 0.93 | 0.93 |  | In Service | NS |  |  |  | Existing less Announced Withdrawal | Solar | 2069
QLD1 | Project | Aldoga BESS Stage 1 | Acciona Energy Australia Global | Storage - Battery | Other - Other |  | 1 | 200 | 400 | 200 | 400 | 200.00 - 400.00 | 400 | Anticipated | S | 2025-11-01 | 2049 |  | Anticipated | Battery Storage | 2591 | Q00118 | 2024-05-27 | 2024-06-03 11:26
QLD1 | Project | Aldoga Solar Farm | Acciona Energy Australia Global Pty Ltd | Solar PV - Single axis tracking | Solar - Solar |  | 157 | 3.41 | 3.41 | 535.21 | 535.21 | 535.21 |  | Publicly Announced | SS |  |  |  | Proposed | Solar | 1509 | Q00036 | 2023-05-23 | 2024-03-19 09:19
VIC1 | Project | Altona BESS | Ausnet Transmission Group Pty Ltd | Storage - Battery | Other - Other |  | 1 |  | 100 |  | 100 | 100 | 200 | Publicly Announced | S | 2027-03-01 |  |  | Proposed | Battery Storage | 2435 | V00085 | 2024-05-27 | 2024-05-31 16:43
SA1 | Existing Plant | Angaston | Snowy Hydro Ltd | Reciprocating Engine - Compression ignition | Fossil - Diesel | ANGAST1 | 1 |  | 14.4 |  | 14.4 | 14.4 |  | In Service | S |  | 2070 |  | Existing less Announced Withdrawal | Other | 1002 |  | 2024-02-20 | 2024-03-13 14:11
SA1 | Existing Plant | Angaston | Snowy Hydro Ltd | Reciprocating Engine - Compression ignition | Fossil - Diesel | ANGAST1 | 1 |  | 21.6 |  | 21.6 | 21.6 |  | In Service | S |  | 2070 |  | Existing less Announced Withdrawal | Other | 1002 |  | 2024-02-20 | 2024-03-13 14:11
NSW1 | Existing Plant | Appin | EDL CSM NSW Pty Ltd | Reciprocating Engine - Spark ignition | Fossil - Waste Coal Mine Gas | APPIN | 54 |  | 1.03 |  | 55.62 | 55.62 |  | In Service | NS |  | 2036 |  | Existing less Announced Withdrawal | Gas other | 1003 |  | 2023-04-01 | 2023-04-18 15:55
NSW1 | Project | Apsley BESS Project | ACENergy Pty Ltd | Storage - Battery | Other - Other |  | 1 | 120 | 120 | 120 | 120 | 120 | 260 | Publicly Announced | S |  |  |  | Proposed | Battery Storage | 2200 | N00063 | 2023-05-23 | 2023-03-20 14:55
NSW1 | Project | Aquila Wind | ACEN Australia Pty Ltd | Wind Turbine - Onshore | Wind - Wind |  | 1 | 0 | 340 | 0 | 340 | 340 |  | Publicly Announced | SS |  |  |  | Proposed | Wind | 1957 | N00038 | 2023-05-23 | 2023-06-09 10:17
QLD1 | Project | Aramara Solar Farm | Aramara Solar Pty Ltd | Solar PV - Single axis tracking | Solar - Solar |  | 1 |  | 101.4 |  | 101.4 | 101.4 |  | Anticipated | SS | 2026-06-01 | 2048 |  | Anticipated | Solar | 1426 |  | 2024-05-27 | 2024-06-03 17:02
VIC1 | Existing Plant | Ararat Wind Farm | Ararat Wind Farm Pty Ltd | Wind Turbine - Onshore | Wind - Wind | ARWF1 | 75 |  | 3.2 |  | 240 | 240 |  | In Service | SS |  | 2047 |  | Existing less Announced Withdrawal | Wind | 1462 |  | 2024-02-20 | 2024-02-23 15:48
NSW1 | Project | Argyle Solar Farm | Argyle Solar Farm Pty Ltd | Solar PV - Single axis tracking | Solar - Solar |  | 1 |  | 59.8 |  | 59.8 | 59.8 |  | Publicly Announced | SS |  |  |  | Proposed | Solar | 1947 |  | 2024-05-27 | 2024-06-04 08:37
NSW1 | Project | Armidale BESS | VALENT ENERGY DEVELOPMENTS PTY LTD | Storage - Battery | Other - Other |  | 1 |  | 150 |  | 150 | 150 | 300 | Publicly Announced | S | 2026-05-01 | 2045 |  | Proposed | Battery Storage | 2512 |  | 2024-05-27 | 2024-03-13 13:42
NSW1 | Project | Armidale Big BESS | ACEnergy Pty Ltd | Storage - Battery | Other - Other |  | 142 | 2.82 | 2.82 | 400.44 | 400.44 | 400.44 | 0 | Publicly Announced | S |  |  |  | Proposed | Battery Storage | 2648 | N00152
SA1 | Project | Augusta BESS | Trina Solar (Australia) Pty Ltd | Storage - Battery | Other - Other |  | 1 | 403 | 403 | 403 | 403 | 403 | 403 | Publicly Announced | S |  |  |  | Proposed | Battery Storage | 2744 |  |  | 2024-04-19 09:06
SA1 | Project | Aurora Solar Energy Project - Phase 1 | SiliconAurora | Storage - Battery | Other - Other |  | 1 | 140 | 140 | 140 | 140 | 140 | 140 | Publicly Announced | S |  | 2052 |  | Proposed | Battery Storage | 1390 |  | 2023-05-23 | 2023-03-23 12:20
VIC1 | Project | AusNet Services Deakin University Victoria Geelong PV Plant | AusNet Services Ltd | Solar PV - Single axis tracking | Solar - Solar |  | 1 |  | 7.25 |  | 7.25 | 7.25 |  | Publicly Announced | TBA |  |  |  | Proposed | Solar | 1721 |  | 2024-01-01
SA1 | Project | Australia Plains Solar Farm | UPC-AC | Solar PV - Single axis tracking | Solar - Solar |  | 1 | 0 | 200 | 0 | 200 | 200 |  | Publicly Announced | SS |  |  |  | Proposed | Solar | 1952 | S00015 | 2023-05-23 | 2023-04-05 11:01
NSW1 | Existing Plant | Avonlie Solar Farm | Iberdrola Australia Limited | Solar PV - Single axis tracking | Solar - Solar | AVLSF1 | 70 | 0 | 3.63 | 0 | 254.1 | 254.1 |  | In Service | SS | 2023-11-01 | 2058 |  | Existing less Announced Withdrawal | Solar | 1715 |  | 2024-02-20 | 2024-03-14 14:58
NSW1 | Existing Plant | Awaba | LMS Energy Pty Ltd | Reciprocating Engine - Spark ignition | Other - Other | AWABAREF | 1 |  | 0.85 |  | 0.85 | 0.85 |  | In Service | NS |  | 2040 |  | Existing less Announced Withdrawal | Other | 1004 |  | 2022-09-01 | 2022-09-30 10:56
VIC1 | Project | Axedale Solar Farm | UPC Renewables Australia | Solar PV - Single axis tracking | Solar - Solar |  | 1 | 0 | 140 | 0 | 140 | 140 |  | Publicly Announced | SS |  |  |  | Proposed | Solar | 1958 | V00025 | 2023-05-23 | 2023-06-09 09:56
VIC1 | Project | Axedale Solar Farm | UPC Renewables Australia | Storage - Battery | Other - Other |  | 1 |  | 50 |  | 50 | 50 | 100 | Publicly Announced | S |  |  |  | Proposed | Battery Storage | 1958 | V00025 | 2023-05-23 | 2023-06-09 09:56
VIC1 | Existing Plant | Bairnsdale | Alinta DEBO | Turbine - OCGT | Fossil - Natural Gas Pipeline | BDL01 | 1 |  | 47 |  | 47 | 47 |  | In Service | S |  | 2042 |  | Existing less Announced Withdrawal | OCGT | 1005 |  | 2024-02-20 | 2024-03-13 12:19
VIC1 | Existing Plant | Bairnsdale | Alinta DEBO | Turbine - OCGT | Fossil - Natural Gas Pipeline | BDL02 | 1 |  | 47 |  | 47 | 47 |  | In Service | S |  | 2042 |  | Existing less Announced Withdrawal | OCGT | 1005 |  | 2024-02-20 | 2024-03-13 12:19
VIC1 | Project | Bairnsdale BESS | Bison Energy | Storage - Battery | Other - Other |  | 1 |  | 85 |  | 85 | 85 | 85 | Publicly Announced | S |  |  |  | Proposed | Battery Storage | 2263 |  | 2023-05-23 | 2022-12-14 15:07
NSW1 | Existing Plant | Bakers Maison | TBA | Solar PV - Fixed | Solar - Solar |  | 1 |  | 0.23 |  | 0.23 | 0.23 |  | In Service | NS |  |  |  | Existing less Announced Withdrawal | Solar | 2070
QLD1 | Project | Baking Board Battery Storage - KCI | Solar Projects Australia Pty Ltd | Storage - Battery | Solar - Solar |  | 1 | 400 | 400 | 400 | 400 | 400 | 0 | Publicly Announced | TBA |  |  |  | Proposed | Battery Storage | 2278 | Q00018 | 2023-09-01
QLD1 | Project | Baking Board BESS (MMT) | MMT Projects T/A Renewable Projects Management | Storage - Battery | Other - Other |  | 1 | 300 | 300 | 300 | 300 | 300 | 0 | Publicly Announced | S |  |  |  | Proposed | Battery Storage | 2679 | Q00144
QLD1 | Project | Baking Board Solar Farm - KCI | Solar Projects Australia Pty Ltd | Solar PV - Fixed | Solar - Solar |  | 1 | 250 | 250 | 250 | 250 | 250 |  | Publicly Announced | TBA |  |  |  | Proposed | Solar | 2277 | Q00018 | 2023-09-01
QLD1 | Project | Baking Board Solar Farm (MMT) | MMT Projects T/A Renewable Projects Management | Solar PV - Fixed | Solar - Solar |  | 1 | 300 | 300 | 300 | 300 | 300 |  | Publicly Announced | SS |  |  |  | Proposed | Solar | 2678 | Q00144
QLD1 | Existing Plant | Baking Board Solar Farm Chinchilla | Chinchilla Solar Pty Ltd | Solar PV - Single axis tracking | Solar - Solar |  | 1 | 14.7 | 14.7 | 14.7 | 14.7 | 14.7 |  | In Service | NS | 2018-09-01 | 2044 |  | Existing less Announced Withdrawal | Solar | 1642 |  | 2022-09-01 | 2024-03-18 15:18
VIC1 | Existing Plant | Bald Hills Wind Farm | Bald Hills Wind Farm Pty Ltd | Wind Turbine - Onshore | Wind - Wind | BALDHWF1 | 52 |  | 2.05 |  | 106.6 | 106.6 |  | In Service | SS |  | 2040 |  | Existing less Announced Withdrawal | Wind | 1006 |  | 2024-02-20 | 2024-03-05 13:23
NSW1 | Project | Baldon Wind Farm | Baldon Wind Farm Pty Ltd | Wind Turbine - Onshore | Wind - Wind |  | 45 | 8 | 8 | 360 | 360 | 360 |  | Publicly Announced | SS |  |  |  | Proposed | Wind | 2213 | N00082 | 2023-05-23 | 2024-03-04 10:04
NSW1 | Project | Baldon Wind Farm Stage 2 | Baldon Wind Farm Pty Ltd | Wind Turbine - Onshore | Wind - Wind |  | 130 | 8 | 8 | 1040 | 1040 | 1040 |  | Publicly Announced | SS |  |  |  | Proposed | Wind | 2595 | N00138 | 2024-01-01 | 2024-03-04 10:12
NSW1 | Project | Baldon Wind Farm Stage 2 - BESS | Baldon Wind Farm Pty Ltd | Storage - Battery | Other - Other |  | 125 | 4 | 4 | 500 | 500 | 500 | 1000 | Publicly Announced | S |  |  |  | Proposed | Battery Storage | 2596 | N00138 | 2024-01-01 | 2024-03-04 10:16
VIC1 | Existing Plant | Ballarat | LMS ENERGY Pty Ltd | Reciprocating Engine - Spark ignition | Renewable Biomass or Waste - Landfill Gas |  | 2 |  | 0.79 |  | 1.58 | 1.58 |  | In Service | NS |  | 2042 |  | Existing less Announced Withdrawal | Biomass | 1340 |  | 2022-09-01 | 2022-09-30 17:02
VIC1 | Existing Plant | Ballarat Base Hospital Plant | Ballarat Health Services | Reciprocating Engine - Compression ignition | Fossil - Diesel | BBASEHOS | 2 | 0.8 | 0.8 | 1.6 | 1.6 | 1.6 | 0 | In Service | NS |  |  |  | Existing less Announced Withdrawal | Other | 1007 |  | 2021-04-01 | 2024-04-22 14:52
VIC1 | Existing Plant | Ballarat Energy Storage System | Ausnet Transmission Group Pty Ltd | Storage - Battery | Other - Other | BALBG1 | 1 |  | 30 |  | 30 | 30 | 30 | In Service | S |  | 2033 |  | Existing less Announced Withdrawal | Battery Storage | 1469 |  | 2024-02-20 | 2024-02-22 21:00
QLD1 | Project | Banana Range Wind Farm | Orange Creek Energy Pty Ltd | Wind Turbine - Onshore | Wind - Wind |  | 54 | 0 | 6 | 0 | 324 | 324 |  | Publicly Announced | SS | 2026-12-01 | 2057 |  | Proposed | Wind | 1986 | Q00041 | 2024-05-27 | 2024-06-03 15:04
QLD1 | Project | Banana Range Wind Farm | Orange Creek Energy Pty Ltd | Wind Turbine - Onshore | Wind - Wind |  | 38 | 0 | 6 | 0 | 228 | 228 |  | Publicly Announced | SS | 2026-12-01 | 2056 |  | Proposed | Wind | 1986 | Q00041 | 2024-05-27 | 2024-06-03 15:04
NSW1 | Existing Plant | Bango 973 Wind Farm | BWF Nominees Pty Ltd as trustee for the BWF Trust | Wind Turbine - Onshore | Wind - Wind | BANGOWF1 | 30 | 5.3 | 5.3 | 159 | 159 | 159 |  | In Service | SS | 2022-09-01 | 2045 |  | Existing less Announced Withdrawal | Wind | 1282 |  | 2024-02-20 | 2024-03-15 15:48
NSW1 | Existing Plant | Bango 999 Wind Farm | BWF Nominees Pty Ltd as trustee for the BWF Trust | Wind Turbine - Onshore | Wind - Wind | BANGOWF2 | 16 | 0 | 5.3 | 0 | 84.8 | 84.8 |  | In Service | SS | 2022-09-01 | 2045 |  | Existing less Announced Withdrawal | Wind | 1843 |  | 2024-02-20 | 2024-03-15 15:49
VIC1 | Existing Plant | Banimboola | AGL Hydro Partnership | Hydro - Dam | Hydro - Water | BAPS | 1 | 0 | 2.2 | 0 | 2.2 | 2.2 |  | In Service | NS |  | 2057 |  | Existing less Announced Withdrawal | Water | 1008 |  | 2022-03-01 | 2024-03-07 15:38
VIC1 | Existing Plant | Banimboola | AGL Hydro Partnership | Hydro - Dam | Hydro - Water | BAPS | 1 | 0 | 10 | 0 | 10 | 10 |  | In Service | NS |  | 2057 |  | Existing less Announced Withdrawal | Water | 1008 |  | 2022-03-01 | 2024-03-07 15:38
QLD1 | Project | Banksia Solar Farm | Venn Energy Pty / Banksia Solar Project Pty Ltd | Solar PV - Single axis tracking | Solar - Solar |  | 16 |  | 4.4 |  | 70.4 | 70.4 |  | Anticipated | SS |  |  |  | Anticipated | Solar | 2578 |  | 2024-05-27 | 2024-06-07 09:39
NSW1 | Existing Plant | Bankstown Sports Club | Bankstown Sports Club | Reciprocating Engine - Compression ignition | Fossil - Diesel | BANKSPT1 | 1 |  | 0.8 |  | 0.8 | 0.8 |  | In Service | NS |  |  |  | Existing less Announced Withdrawal | Other | 1009
NSW1 | Existing Plant | Bankstown Sports Club | Bankstown Sports Club | Reciprocating Engine - Compression ignition | Fossil - Diesel | BANKSPT2 | 1 |  | 1.34 |  | 1.34 | 1.34 |  | In Service | NS |  |  |  | Existing less Announced Withdrawal | Other | 1009
NSW1 | Project | Bannaby BESS | Penso Power Australia Pty Ltd. | Storage - Battery | Other - Other |  | 1 | 700 | 700 | 700 | 700 | 700 | 0 | Publicly Announced | S |  |  |  | Proposed | Battery Storage | 2636 | N00144
VIC1 | Existing Plant | Bannerton Solar Park | Foresight Solar Australia Pty Ltd | Solar PV - Single axis tracking | Solar - Solar | BANN1 | 40 |  | 2.5 |  | 100 | 100 |  | In Service | SS | 2019-06-01 | 2049 |  | Existing less Announced Withdrawal | Solar | 1492 |  | 2024-02-20 | 2024-03-15 11:06
QLD1 | Existing Plant | Barcaldine Power Station | Ergon Energy Queensland Pty Ltd | Turbine - OCGT | Fossil - Natural Gas Pipeline | BARCALDN | 1 |  | 37 |  | 37 | 37 |  | In Service | S |  | 2034 |  | Existing less Announced Withdrawal | OCGT | 1010 |  | 2024-02-20 | 2024-04-30 15:54
QLD1 | Existing Plant | Barcaldine Remote Community Solar Farm | Barcaldine Remote Community Solar Farm Pty Ltd | Solar PV - Single axis tracking | Solar - Solar | BARCSF1 | 1 | 20 | 20 | 20 | 20 | 20 |  | In Service | NS |  | 2049 |  | Existing less Announced Withdrawal | Solar | 1389 |  | 2021-04-01 | 2023-03-27 15:16
SA1 | Existing Plant | Barker Inlet Power Station | AGL Barker Inlet Pty Ltd | Reciprocating Engine - Spark ignition | Fossil - Natural Gas Pipeline | BARKIPS1 | 12 |  | 17.5 |  | 210 | 210 |  | In Service | S | 2020-01-01 | 2044 |  | Existing less Announced Withdrawal | Gas other | 1463 |  | 2024-02-20 | 2024-03-07 11:50
SA1 | Project | Barn Hill | Barn HIll Wind Farm Pty Ltd | Wind Turbine - Onshore | Wind - Wind |  | 62 | 2 | 3 | 124 | 186 | 124.00 - 186.00 |  | Publicly Announced | SS |  |  |  | Proposed | Wind | 1011 |  | 2023-05-23 | 2024-03-06 13:40
SA1 | Project | Baroota Pumped Hydro Project | ACEN Renewables | Hydro - Dam | Hydro - Water |  | 2 | 125 | 125 | 250 | 250 | 250 | 0 | Publicly Announced | S | 2025-12-01 | 2072 |  | Proposed | Water | 1682 |  | 2023-05-23 | 2023-06-09 09:52
QLD1 | Existing Plant | Barron Gorge | CleanCo Queensland Limited | Hydro - Run of River | Hydro - Water | BARRON-1 | 1 |  | 35 |  | 35 | 35 |  | In Service | S |  | 2042 |  | Existing less Announced Withdrawal | Water | 1012 |  | 2024-02-20 | 2024-03-19 12:23
QLD1 | Existing Plant | Barron Gorge | CleanCo Queensland Limited | Hydro - Run of River | Hydro - Water | BARRON-2 | 1 |  | 35 |  | 35 | 35 |  | In Service | S |  | 2042 |  | Existing less Announced Withdrawal | Water | 1012 |  | 2024-02-20 | 2024-03-19 12:23
NSW1 | Project | Barwon Solar Farm & BESS | elgin-energy_nr | Solar PV - Fixed | Solar - Solar |  | 1 |  | 250 |  | 250 | 250 |  | Publicly Announced | TBA |  |  |  | Proposed | Solar | 2467 |  | 2024-01-01 | 2023-04-19 09:08
TAS1 | Project | Bashan 1 Wind Farm | Goldwind Australia | Wind Turbine - Onshore | Wind - Wind |  | 59 | 7.8 | 7.8 | 460.2 | 460.2 | 460.2 |  | Publicly Announced | SS |  |  |  | Proposed | Wind | 2470 | T00028 | 2023-09-01 | 2023-10-09 08:52
TAS1 | Project | Bass Offshore Wind Energy Project | Nexsphere Pty Ltd | Wind Turbine - Offshore | Wind - Wind |  | 1 | 500 | 500 | 500 | 500 | 500 |  | Publicly Announced | TBA |  |  |  | Proposed | Wind | 2231 | T00010 | 2023-09-01
TAS1 | Existing Plant | Bastyan | Hydro-Electric Corporation | Hydro - Dam | Hydro - Water | BASTYAN | 1 |  | 79.9 |  | 79.9 | 79.9 |  | In Service | S |  | 2100 |  | Existing less Announced Withdrawal | Water | 1013 |  | 2024-02-20 | 2024-03-08 08:56
TAS1 | Project | Battery of the Nation - Stage 2b | Hydro Tasmania | Storage - Pumped hydro | Hydro - Water |  | 4 |  | 187.5 |  | 750 | 750 | 12000 | Publicly Announced | S |  |  |  | Proposed | Water | 1480 |  | 2023-04-01 | 2024-03-19 10:13
TAS1 | Project | Battery of the Nation - Stage 3b | Hydro Tasmania | Storage - Pumped hydro | Hydro - Water |  | 4 |  | 187.5 |  | 750 | 750 | 12000 | Publicly Announced | S |  |  |  | Proposed | Water | 1482 |  | 2023-04-01 | 2024-03-19 10:16
NSW1 | Existing Plant | Bayswater | AGL Macquarie Pty Limited | Turbine - Steam Sub Critical | Fossil - Black Coal | BW01 | 1 | 0 | 660 | 0 | 660 | 660 |  | In Service | S |  | 2033 |  | Existing less Announced Withdrawal | Coal | 1014 |  | 2024-02-20 | 2024-03-07 15:29
NSW1 | Existing Plant | Bayswater | AGL Macquarie Pty Limited | Turbine - Steam Sub Critical | Fossil - Black Coal | BW02 | 1 | 0 | 685 | 0 | 685 | 685 |  | In Service | S |  | 2033 |  | Existing less Announced Withdrawal | Coal | 1014 |  | 2024-02-20 | 2024-03-07 15:29
NSW1 | Existing Plant | Bayswater | AGL Macquarie Pty Limited | Turbine - Steam Sub Critical | Fossil - Black Coal | BW03 | 1 | 0 | 685 | 0 | 685 | 685 |  | In Service | S |  | 2033 |  | Existing less Announced Withdrawal | Coal | 1014 |  | 2024-02-20 | 2024-03-07 15:29
NSW1 | Existing Plant | Bayswater | AGL Macquarie Pty Limited | Turbine - Steam Sub Critical | Fossil - Black Coal | BW04 | 1 | 0 | 685 | 0 | 685 | 685 |  | In Service | S |  | 2033 |  | Existing less Announced Withdrawal | Coal | 1014 |  | 2024-02-20 | 2024-03-07 15:29
VIC1 | Existing Plant | Bayswood Timber Hallam VIC | Bayswood Timber | Solar PV - Fixed | Solar - Solar |  | 1 |  | 0.15 |  | 0.15 | 0.15 |  | In Service | NS |  |  |  | Existing less Announced Withdrawal | Solar | 2071
VIC1 | Existing Plant | Beaconhills College Berwick | TBA | Solar PV - Fixed | Solar - Solar |  | 1 |  | 0.2 |  | 0.2 | 0.2 |  | In Service | NS |  |  |  | Existing less Announced Withdrawal | Solar | 2072
QLD1 | Project | Beebo Battary - KCI | Jinko Power Australia P/L | Storage - Battery | Other - Other |  | 1 | 600 | 600 | 600 | 600 | 600 | 0 | Publicly Announced | S |  |  |  | Proposed | Battery Storage | 2727 | Q00148
QLD1 | Project | Beebo Solar Farm - KCI | Jinko Power Australia P/L | Solar PV - Fixed | Solar - Solar |  | 1 | 600 | 600 | 600 | 600 | 600 |  | Publicly Announced | SS |  |  |  | Proposed | Solar | 2726 | Q00148
QLD1 | Project | Beelbee Solar Farm | Darling Downs Solar Farm Pty Ltd | Solar PV - Single axis tracking | Solar - Solar |  | 1 | 200 | 200 | 200 | 200 | 200 |  | Publicly Announced | SS |  |  |  | Proposed | Solar | 1550 |  | 2023-05-23 | 2024-03-18 10:12
NSW1 | Project | Belhaven Renewable Project | Vena Energy Services (Australia) Pty Ltd | Storage - Battery | Other - Other |  | 1 | 408 | 408 | 408 | 408 | 408 | 816 | Publicly Announced | S |  |  |  | Proposed | Battery Storage | 2210 | N00078 | 2023-04-01 | 2023-12-12 15:00
TAS1 | Existing Plant | Bell Bay Three | AETV Pty Ltd | Turbine - OCGT | Fossil - Natural Gas Pipeline | BBTHREE1 | 1 |  | 40 |  | 40 | 40 |  | In Service | S |  | 2040 |  | Existing less Announced Withdrawal | OCGT | 1015 |  | 2024-02-20 | 2024-03-11 13:11
TAS1 | Existing Plant | Bell Bay Three | AETV Pty Ltd | Turbine - OCGT | Fossil - Natural Gas Pipeline | BBTHREE2 | 1 |  | 40 |  | 40 | 40 |  | In Service | S |  | 2040 |  | Existing less Announced Withdrawal | OCGT | 1015 |  | 2024-02-20 | 2024-03-11 13:11
TAS1 | Existing Plant | Bell Bay Three | AETV Pty Ltd | Turbine - OCGT | Fossil - Natural Gas Pipeline | BBTHREE3 | 1 |  | 40 |  | 40 | 40 |  | In Service | S |  | 2040 |  | Existing less Announced Withdrawal | OCGT | 1015 |  | 2024-02-20 | 2024-03-11 13:11
NSW1 | Project | Bellambi Heights Renewables Project | Vena Energy | Storage - Battery | Other - Other |  | 1 |  | 408 |  | 408 | 408 | 816 | Publicly Announced | S |  |  |  | Proposed | Battery Storage | 1580 |  | 2023-05-23 | 2024-01-15 08:58
TAS1 | Project | Bellbay Wind Farm (Low Heads Wind Farm Stage 2) | The Trustee for Equis Wind (Australia) LHWF2 Asset Trust | Wind Turbine - Onshore | Wind - Wind |  | 28 | 8 | 8 | 224 | 224 | 224 |  | Publicly Announced | SS | 2029-09-01 |  |  | Proposed | Wind | 2408 | T00024 | 2023-09-01 | 2024-03-06 10:32
NSW1 | Project | Ben Bullen BESS | Tetris Energy | Storage - Battery | Other - Other |  | 1 | 20 | 20 | 20 | 20 | 20 | 0 | Publicly Announced | S |  |  |  | Proposed | Battery Storage | 2511 |  | 2024-01-01
NSW1 | Project | Ben Bullen Solar Farm | Tetris Energy | Solar PV - Fixed | Solar - Solar |  | 1 | 20 | 20 | 20 | 20 | 20 |  | Publicly Announced | SS |  |  |  | Proposed | Solar | 2510 |  | 2024-01-01
NSW1 | Project | Ben Bullen Wind Farm | Tetris Energy | Wind Turbine - Onshore | Wind - Wind |  | 1 | 160 | 160 | 160 | 160 | 160 |  | Publicly Announced | SS |  |  |  | Proposed | Wind | 2509 |  | 2024-01-01
NSW1 | Project | Bendemeer Renewable Energy Hub - Solar - KCI | Athena Energy Australia (Holdings) Pty Ltd | Solar PV - Fixed | Solar - Solar |  | 1 | 218 | 218 | 218 | 218 | 218 |  | Publicly Announced | TBA |  |  |  | Proposed | Solar | 2372 | N00100 | 2023-09-01
NSW1 | Project | Bendemeer Renewable Energy Hub - Storage - KCI | Athena Energy Australia (Holdings) Pty Ltd | Storage - Battery | Other - Other |  | 1 | 100 | 100 | 100 | 100 | 100 | 0 | Publicly Announced | TBA |  |  |  | Proposed | Battery Storage | 2374 | N00100 | 2023-09-01
NSW1 | Project | Bendemeer Renewable Energy Hub - Wind - KCI | Athena Energy Australia (Holdings) Pty Ltd | Wind Turbine - Onshore | Wind - Wind |  | 1 | 380 | 380 | 380 | 380 | 380 |  | Publicly Announced | TBA |  |  |  | Proposed | Wind | 2373 | N00100 | 2023-09-01
VIC1 | Existing Plant | Bendigo | LMS ENERGY Pty Ltd | Reciprocating Engine - Spark ignition | Renewable Biomass or Waste - Landfill Gas |  | 1 |  | 0.5 |  | 0.5 | 0.5 |  | In Service | NS |  | 2042 |  | Existing less Announced Withdrawal | Biomass | 1341 |  | 2022-09-01 | 2022-09-30 17:04
VIC1 | Project | Bennetts Creek BESS | Aries Energy Project Pty Ltd in its capacity as Trustee for the Aries Energy Project Trust | Storage - Battery | Other - Other |  | 1 | 100 | 100 | 100 | 100 | 100 | 200 | Publicly Announced | S |  |  |  | Proposed | Battery Storage | 1956 | V00045 | 2024-05-27 | 2023-09-22 17:02
VIC1 | Project | Berrimal Wind Farm | Acciona Energy Australia Global | Wind Turbine - Onshore | Wind - Wind |  | 16 | 4.5 | 4.5 | 72 | 72 | 72 | 0 | Publicly Announced | SS |  |  |  | Proposed | Wind | 1508 |  | 2023-04-01 | 2024-03-19 09:29
VIC1 | Project | Berrybank 1 BESS - Storage - KCI | Global Power Generation Australia Pty Ltd | Storage - Battery | Other - Other |  | 1 | 60 | 60 | 60 | 60 | 60 | 120 | Publicly Announced | S |  |  |  | Proposed | Battery Storage | 2393 | V00087 | 2023-09-01 | 2023-10-06 16:45
VIC1 | Existing Plant | Berrybank Wind Farm | Berrbank Development Pty ltd | Wind Turbine - Onshore | Wind - Wind | BRYB1WF1 | 43 | 4.2 | 4.2 | 180.6 | 180.6 | 180.6 |  | In Service | SS | 2021-04-01 | 2050 |  | Existing less Announced Withdrawal | Wind | 1018 |  | 2024-02-20 | 2024-03-15 13:47
VIC1 | Existing Plant | Berrybank Wind Farm | Berrbank Development Pty ltd | Wind Turbine - Onshore | Wind - Wind | BRYB2WF2 | 26 | 4.2 | 4.2 | 109.2 | 109.2 | 109.2 |  | In Service | SS | 2022-08-01 | 2052 |  | Existing less Announced Withdrawal | Wind | 1018 |  | 2024-02-20 | 2024-03-15 13:47
NSW1 | Project | Beryl BESS | Ratch-Australia Corporation | Storage - Battery | Other - Other |  | 20 |  | 5 |  | 100 | 100 | 200 | Publicly Announced | S |  |  |  | Proposed | Battery Storage | 2448 | N00123 | 2023-04-01 | 2024-03-18 10:26
NSW1 | Existing Plant | Beryl Solar Farm | FS NSW Project No 1 AT Pty Ltd as trustee of FS NSW Project No 1 Asset Trust | Solar PV - Single axis tracking | Solar - Solar | BERYLSF1 | 60 | 1.64 | 1.64 | 98.4 | 98.4 | 98.4 | 0 | In Service | SS | 2019-05-01 | 2049 |  | Existing less Announced Withdrawal | Solar | 1416 |  | 2024-02-20 | 2024-06-05 15:12
NSW1 | Project | BESS Finley | BESS Finley P/L | Storage - Battery | Other - Other |  | 40 | 5 | 5 | 200 | 200 | 200 | 0 | Publicly Announced | TBA |  |  |  | Proposed | Battery Storage | 2478 | N00114 | 2023-09-01
SA1 | Existing Plant | BHP Olympic Dam Backup Generation | BHP Billiton | Reciprocating Engine - Compression ignition | Fossil - Diesel |  | 1 |  | 30 |  | 30 | 30 |  | In Service | NS |  |  |  | Existing less Announced Withdrawal | Other | 2073 |  | 2023-09-01
QLD1 | Project | Big G Pumped Hydro Project | BE Power | Storage - Pumped hydro | Hydro - Water |  | 1 |  | 800 |  | 800 | 800 | 9600 | Publicly Announced | S |  |  |  | Proposed | Water | 2786
QLD1 | Project | Big T Pumped Hydro Project | BE Power | Storage - Pumped hydro | Hydro - Water |  | 1 |  | 400 |  | 400 | 400 | 4000 | Publicly Announced | S |  |  |  | Proposed | Water | 2787
QLD1 | Project | Big-T Project | BE Power | Storage - Pumped hydro | Hydro - Water |  | 2 | 0 | 200 | 0 | 400 | 400 | 4000 | Publicly Announced | S |  |  |  | Proposed | Water | 1968 | Q00051 | 2023-09-01 | 2023-09-26 13:57
VIC1 | Project | Birdwood Energy Reserve - KCI | Birdwood Energy Reserve Pty Ltd (ACN 658 507 441) as Trustee for Birdwood Energy Reserve Trust | Storage - Battery | Other - Other |  | 1 | 402 | 402 | 402 | 402 | 402 | 0 | Publicly Announced | TBA |  |  |  | Proposed | Battery Storage | 2326 | V00083 | 2023-09-01
VIC1 | Project | Birkins Solar Farm - Hydrogen - KCI | FRV Services Australia Pty Ltd | Other - Other | Other - Other | BIRKHG | 1 | 100 | 100 | 100 | 100 | 100 |  | Publicly Announced | S |  |  |  | Proposed | Other | 2329 | V00049 | 2023-04-01 | 2024-03-06 11:50
VIC1 | Project | Birkins Solar Farm - Solar - KCI | FRV Services Australia Pty Ltd | Solar PV - Single axis tracking | Solar - Solar | BIRKPV | 114 | 3.5 | 3.5 | 399 | 399 | 399 |  | Publicly Announced | SS |  |  |  | Proposed | Solar | 2328 | V00048 | 2023-04-01 | 2023-03-27 12:23
VIC1 | Project | Birkins Solar Farm - Storage - KCI | FRV Services Australia Pty Ltd | Storage - Battery | Solar - Solar | BIRKBESS | 57 | 3.5 | 3.5 | 199.5 | 199.5 | 199.5 | 400 | Publicly Announced | S |  |  |  | Proposed | Battery Storage | 2327 | V00047 | 2023-04-01 | 2024-03-06 11:48
QLD1 | Project | Blackstone BESS | FIrm Power P/L | Storage - Battery | Other - Other |  | 1 | 250 | 250 | 250 | 250 | 250 | 0 | Publicly Announced | TBA |  |  |  | Proposed | Battery Storage | 2490 | Q00088 | 2024-01-01
QLD1 | Project | Blackstone BESS 2 - KCI | FIrm Power P/L | Storage - Battery | Other - Other |  | 1 | 250 | 250 | 250 | 250 | 250 | 0 | Publicly Announced | S |  |  |  | Proposed | Battery Storage | 2741 | Q00149
SA1 | Project | Blacktop BESS - KCI | BESS Officer Pty Ltd | Storage - Battery | Other - Other |  | 1 | 100 | 100 | 100 | 100 | 100 | 0 | Publicly Announced | TBA |  |  |  | Proposed | Battery Storage | 2305 | S00028 | 2023-09-01
QLD1 | Project | Blackwater Hybrid System | Blackwater Project Nominees Pty Ltd as trustee for the Blackwater Project Trust | Solar PV - Single axis tracking | Solar - Solar |  | 52 |  | 3.27 |  | 169.99 | 169.99 |  | Publicly Announced | SS | 2027-12-01 |  |  | Proposed | Solar | 2432 |  | 2023-04-01 | 2024-03-06 12:59
QLD1 | Project | Blackwater Hybrid System | Blackwater Project Nominees Pty Ltd as trustee for the Blackwater Project Trust | Storage - Battery | Solar - Solar |  | 68 |  | 2.94 |  | 199.99 | 199.99 | 400 | Publicly Announced | S | 2027-12-01 |  |  | Proposed | Battery Storage | 2432 |  | 2023-04-01 | 2024-03-06 12:59
QLD1 | Project | Blair Athol Solar Power Station | TerraCom Ltd | Solar PV - Fixed | Solar - Solar |  | 1 |  | 60 |  | 60 | 60 |  | Publicly Announced | SS |  |  |  | Proposed | Solar | 2042 |  | 2023-09-01
SA1 | Project | Blanche BESS - KCI | Blanche BESS Pty Ltd as trustee for Blanche BESS Trust | Storage - Battery | Other - Other |  | 1 | 128 | 128 | 128 | 128 | 128 | 0 | Publicly Announced | S |  |  |  | Proposed | Battery Storage | 2734 | S00063
NSW1 | Existing Plant | Blayney | Blaney and Crookwell WindFarm Pty Ltd | Wind Turbine - Onshore | Wind - Wind |  | 15 | 0.66 | 0.66 | 9.9 | 9.9 | 9.9 |  | In Service | NS |  | 2030 |  | Existing less Announced Withdrawal | Wind | 1020 |  | 2022-03-01 | 2024-03-14 13:06
QLD1 | Project | Blenheim BESS - KCI | Gatton Solar Farm Pty Ltd | Storage - Battery | Solar - Solar |  | 1 | 29.25 | 29.25 | 29.25 | 29.25 | 29.25 | 0 | Publicly Announced | TBA |  |  |  | Proposed | Battery Storage | 2286 | Q00025 | 2023-09-01
QLD1 | Project | Blenheim Solar Farm - KCI | Gatton Solar Farm Pty Ltd | Solar PV - Fixed | Solar - Solar |  | 1 | 106 | 106 | 106 | 106 | 106 |  | Publicly Announced | TBA |  |  |  | Proposed | Solar | 2285 | Q00025 | 2023-09-01
NSW1 | Project | Blind Creek Solar Farm | Ms BCSF Holdings Pty Ltd as trustee for the Blind Creek Solar Farm Trust | Solar PV - Single axis tracking | Solar - Solar |  | 93 |  | 4.2 |  | 390.6 | 390.6 |  | Publicly Announced | SS |  |  |  | Proposed | Solar | 2017 | N00044 | 2023-05-23 | 2023-04-05 14:52
NSW1 | Project | Blind Creek Solar Farm | Ms BCSF Holdings Pty Ltd as trustee for the Blind Creek Solar Farm Trust | Storage - Battery | Solar - Solar |  | 93 |  | 2.7 |  | 251.1 | 251.1 | 250 | Publicly Announced | S |  |  |  | Proposed | Battery Storage | 2017 | N00044 | 2023-05-23 | 2023-04-05 14:52
NSW1 | Existing Plant | Blowering | Snowy Hydro Ltd | Hydro - Dam | Hydro - Water | BLOWERNG | 1 | 80 | 80 | 80 | 80 | 80 |  | In Service | S |  | 2070 |  | Existing less Announced Withdrawal | Water | 1021 |  | 2024-02-20 | 2024-03-13 12:26
SA1 | Existing Plant | Blue Lake Milling Power Plant | Vibe Energy Pty Ltd | Reciprocating Engine - Compression ignition | Fossil - Diesel | BLULAKE | 1 | 0.51 | 0.51 | 0.51 | 0.51 | 0.51 |  | In Service | NS |  |  |  | Existing less Announced Withdrawal | Other | 1302 |  | 2022-03-01 | 2024-04-22 14:55
VIC1 | Project | Blue Mackerel North Off Shore Wind Farm | Arup Australia Pty Ltd | Wind Turbine - Offshore | Wind - Wind |  | 1 | 1819 | 1819 | 1819 | 1819 | 1819 |  | Publicly Announced | TBA |  |  |  | Proposed | Wind | 2542 | V00102 | 2023-09-01
QLD1 | Existing Plant | Bluegrass Solar Farm | X-Elio Australia Pty Ltd | Solar PV - Single axis tracking | Solar - Solar | BLUEGSF1 | 1 | 148 | 148 | 148 | 148 | 148 | 0 | In Service | SS | 2023-06-01 | 2057 |  | Existing less Announced Withdrawal | Solar | 1903 |  | 2024-05-27 | 2023-04-06 11:54
SA1 | Project | Blyth BESS | Neoen Australia Pty Ltd | Storage - Battery | Other - Other |  | 64 | 0 | 3.13 | 0 | 200 | 200 | 400 | Committed | S | 2024-12-01 | 2044 |  | Committed | Battery Storage | 2248 | S00021 | 2024-05-27 | 2024-05-29 15:53
NSW1 | Existing Plant | Boco Rock Wind Farm | South Pacific Power Pty Ltd | Wind Turbine - Onshore | Wind - Wind | BOCORWF1 | 58 |  | 1.7 |  | 98.6 | 98.6 |  | In Service | SS |  | 2040 |  | Existing less Announced Withdrawal | Wind | 1022 |  | 2024-02-20 | 2024-03-15 15:50
NSW1 | Existing Plant | Boco Rock Wind Farm | South Pacific Power Pty Ltd | Wind Turbine - Onshore | Wind - Wind | BOCORWF1 | 9 |  | 1.6 |  | 14.4 | 14.4 |  | In Service | SS |  | 2040 |  | Existing less Announced Withdrawal | Wind | 1022 |  | 2024-02-20 | 2024-03-15 15:50
NSW1 | Project | Boco Rock Wind Farm | South Pacific Power Pty Ltd | Wind Turbine - Onshore | Wind - Wind | BOCOROC2 | 15 | 0 | 5.3 | 0 | 79.5 | 79.5 |  | Publicly Announced | SS |  | 2046 |  | Proposed | Wind | 1022 |  | 2024-02-20 | 2024-03-15 15:50
NSW1 | Existing Plant | Bodangora Wind Farm | Bodangora Wind Farm Pty Ltd | Wind Turbine - Onshore | Wind - Wind | BODWF1 | 33 | 3.43 | 3.43 | 113.19 | 113.19 | 113.19 |  | In Service | SS | 2019-02-01 | 2049 |  | Existing less Announced Withdrawal | Wind | 1259 |  | 2024-02-20 | 2024-03-12 14:34
NSW1 | Project | Boggabri solar and storage project | Photon Energy | Storage - Battery | Solar - Solar |  | 1 |  | 9.8 |  | 9.8 | 9.8 | 10 | Publicly Announced | S |  |  |  | Proposed | Battery Storage | 2265 |  | 2024-01-01
VIC1 | Existing Plant | Bogong / Mackay | AGL Hydro Partnership | Hydro - Dam | Hydro - Water | MCKAY1 | 6 | 0 | 26.67 | 0 | 160.02 | 160.02 |  | In Service | S |  | 2057 |  | Existing less Announced Withdrawal | Water | 1023 |  | 2024-02-20 | 2024-03-07 15:42
VIC1 | Existing Plant | Bogong / Mackay | AGL Hydro Partnership | Hydro - Dam | Hydro - Water | MCKAY1 | 2 | 0 | 70 | 0 | 140 | 140 |  | In Service | S |  | 2057 |  | Existing less Announced Withdrawal | Water | 1023 |  | 2024-02-20 | 2024-03-07 15:42
NSW1 | Project | Boiling Down BESS | Hanwha Energy Australia Pty Ltd | Storage - Battery | Other - Other |  | 65 | 4 | 4 | 260 | 260 | 260 | 0 | Publicly Announced | TBA |  |  |  | Proposed | Battery Storage | 2476 | N00111 | 2023-09-01
SA1 | Existing Plant | Bolivar Power Station | Iberdrola Australia Energy Markets Pty Limited | Turbine - OCGT | Fossil - Natural Gas Pipeline | BOLIVPS1 | 4 |  | 30.8 |  | 123.2 | 123.2 |  | In Service | S | 2022-12-01 | 2045 |  | Existing less Announced Withdrawal | OCGT | 1533 |  | 2024-02-20 | 2024-03-12 14:14
SA1 | Existing Plant | Bolivar Waste Water Treatment | South Australian Water Corporation | Solar PV - Fixed | Solar - Solar | BOWWPV1 | 3 |  | 3.75 |  | 11.25 | 11.25 |  | In Service | SS | 2022-10-01 | 2045 |  | Existing less Announced Withdrawal | Solar | 1393 |  | 2024-02-20 | 2024-03-18 11:22
SA1 | Existing Plant | Bolivar Waste Water Treatment | South Australian Water Corporation | Storage - Battery | Other - Other | BOWWBA1G | 1 |  | 2.46 |  | 2.46 | 2.46 | 5.04 | In Service | S | 2023-02-01 | 2045 |  | Existing less Announced Withdrawal | Battery Storage | 1393 |  | 2024-02-20 | 2024-03-18 11:22
SA1 | Existing Plant | Bolivar Waste Water Treatment | South Australian Water Corporation | Reciprocating Engine - Spark ignition | Renewable Biomass or Waste - Biogas |  | 3 |  | 2.5 |  | 7.5 | 7.5 |  | In Service | NS |  | 2045 |  | Existing less Announced Withdrawal | Biomass | 1393 |  | 2024-02-20 | 2024-03-18 11:22
QLD1 | Project | Boma Solar Farm | Solis Industria | Solar PV - Single axis tracking | Solar - Solar |  | 1 |  | 15 |  | 15 | 15 |  | Publicly Announced | TBA |  |  |  | Proposed | Solar | 1719 |  | 2024-01-01
NSW1 | Existing Plant | Bomen Solar Farm | Spark Infrastructure Holdings No. 6 Pty Limited | Solar PV - Single axis tracking | Solar - Solar | BOMENSF1 | 44 | 2.75 | 2.75 | 121 | 121 | 121 | 0 | In Service | SS | 2020-11-01 | 2050 |  | Existing less Announced Withdrawal | Solar | 1554 |  | 2024-02-20 | 2024-06-05 10:14
NSW1 | Project | Bonshaw Solar Farm | GAIA Australia Pty Ltd | Solar PV - Single axis tracking | Solar - Solar |  | 1 | 0 | 200 | 0 | 200 | 200 |  | Publicly Announced | SS | 2025-06-01 | 2053 |  | Proposed | Solar | 1906 | N00008 | 2023-09-01 | 2023-09-21 12:08
VIC1 | Project | Bookaar Solar Farm | Infinergy Australia Pty ltd | Solar PV - Fixed | Solar - Solar |  | 1 | 290 | 290 | 290 | 290 | 290 |  | Publicly Announced | SS |  |  |  | Proposed | Solar | 2614 | V00118
QLD1 | Project | Boomber Green Energy Hub | Boomer Green Energy Hub Pty Ltd (a subsidiary of the Ark Energy Group) | Wind Turbine - Onshore | Wind - Wind |  | 152 |  | 7.8 |  | 1185.6 | 1185.6 |  | Publicly Announced | SS |  |  |  | Proposed | Wind | 2519 |  | 2023-09-01 | 2023-10-03 14:20
QLD1 | Project | Boomer Green Energy Hub | ARK Energy Corporation Pty Ltd | Other - Other | Other - Other |  | 1 | 500 | 500 | 500 | 500 | 500 |  | Publicly Announced | SS |  |  |  | Proposed | Other | 2567 | Q00091 | 2023-09-01 | 2024-03-18 15:34
SA1 | Existing Plant | Bordertown Power Station Gen | Vibe Energy Pty Ltd | Reciprocating Engine - Compression ignition | Fossil - Diesel |  | 1 | 0.8 | 5 | 0.8 | 5 | 5 | 0 | In Service | NS |  |  |  | Existing less Announced Withdrawal | Other | 1511 |  | 2021-04-01 | 2024-04-22 14:55
VIC1 | Existing Plant | Boronia Mini Hydro | TBA | Hydro - Dam | Hydro - Water |  | 1 |  | 0.11 |  | 0.11 | 0.11 |  | In Service | NS |  |  |  | Existing less Announced Withdrawal | Water | 2074
QLD1 | Project | Borumba | Queensland Hydro | Storage - Pumped hydro | Hydro - Water |  | 6 | 333 | 333 | 1998 | 1998 | 1998 | 48000 | Anticipated | S | 2031-09-01 | 2130 |  | Anticipated | Water | 1921 |  | 2024-05-27 | 2024-06-03 15:06
QLD1 | Project | Borumba Pumped Hydro | Queensland Hydro | Storage - Pumped hydro | Hydro - Water |  | 1 |  | 1000 |  | 1000 | 1000 | 24000 | Publicly Announced | S |  |  |  | Proposed | Water | 2789
QLD1 | Project | Boulder Creek Wind Farm | ARK Energy Corporation Pty Ltd | Wind Turbine - Onshore | Wind - Wind |  | 60 |  | 6.2 |  | 372 | 372 |  | Publicly Announced | SS |  |  |  | Proposed | Wind | 2003 | Q00013 | 2023-09-01 | 2023-10-03 14:11
QLD1 | Existing Plant | Bouldercombe Battery project | Genex Power Limited | Storage - Battery | Other - Other | BBATTERY | 40 |  | 1.25 |  | 50 | 50 | 100 | In Service | S | 2023-11-01 | 2042 |  | Existing less Announced Withdrawal | Battery Storage | 1873 | Q00004 | 2024-05-27 | 2024-05-31 13:07
QLD1 | Project | Bouldercombe Battery project - Stage 2 - KCI | Genex Power Limited | Storage - Battery | Other - Other |  | 1 | 50 | 50 | 50 | 50 | 50 | 0 | Publicly Announced | S |  |  |  | Proposed | Battery Storage | 2712 | Q00150
QLD1 | Project | Bouldercombe Solar Farm | EEW Eco Energy World Ltd | Solar PV - Fixed | Solar - Solar |  | 1 | 200 | 200 | 200 | 200 | 200 |  | Publicly Announced | SS |  |  |  | Proposed | Solar | 1458 |  | 2024-01-01 | 2024-03-11 16:01
VIC1 | Project | Boulka Park BESS | X-Elio Australia Pty Ltd | Storage - Battery | Other - Other |  | 1 | 250 | 250 | 250 | 250 | 250 | 0 | Publicly Announced | S |  |  |  | Proposed | Battery Storage | 2653 | V00136
QLD1 | Project | Bowen PHES - KCI | Blue Hydro Project Pty Ltd | Storage - Pumped hydro | Hydro - Water |  | 1 | 750 | 750 | 750 | 750 | 750 | 18000 | Publicly Announced | TBA |  |  |  | Proposed | Water | 2292 | Q00055 | 2023-09-01
NSW1 | Project | Bowmans Creek Wind Farm | ARK Energy Corporation Pty Ltd | Wind Turbine - Onshore | Wind - Wind |  | 56 |  | 6.19 |  | 346.64 | 346.64 |  | Publicly Announced | SS |  |  |  | Proposed | Wind | 2005 | N00061 | 2023-09-01 | 2023-10-03 14:15
QLD1 | Project | Bracewell Energy Project | TotalEnergies Renewables Australia | Solar PV - Single axis tracking | Solar - Solar |  | 144 |  | 3.47 |  | 500.11 | 500.11 |  | Publicly Announced | SS | 2030-07-01 |  |  | Proposed | Solar | 2555 |  | 2023-09-01 | 2024-03-18 10:21
QLD1 | Project | Bracewell Energy Project | TotalEnergies Renewables Australia | Storage - Battery | Solar - Solar |  | 58 |  | 3.44 |  | 199.52 | 199.52 | 200 | Publicly Announced | S | 2030-07-01 |  |  | Proposed | Battery Storage | 2555 |  | 2023-09-01 | 2024-03-18 10:21
QLD1 | Existing Plant | Braemar | Braemar Power Project Pty Ltd | Turbine - OCGT | Fossil - Coal Seam Methane | BRAEMAR1 | 1 |  | 188 |  | 188 | 188 |  | In Service | S |  | 2046 |  | Existing less Announced Withdrawal | OCGT | 1026 |  | 2024-02-20 | 2024-03-08 15:20
QLD1 | Existing Plant | Braemar | Braemar Power Project Pty Ltd | Turbine - OCGT | Fossil - Coal Seam Methane | BRAEMAR2 | 1 |  | 188 |  | 188 | 188 |  | In Service | S |  | 2046 |  | Existing less Announced Withdrawal | OCGT | 1026 |  | 2024-02-20 | 2024-03-08 15:20
QLD1 | Existing Plant | Braemar | Braemar Power Project Pty Ltd | Turbine - OCGT | Fossil - Coal Seam Methane | BRAEMAR3 | 1 |  | 188 |  | 188 | 188 |  | In Service | S |  | 2046 |  | Existing less Announced Withdrawal | OCGT | 1026 |  | 2024-02-20 | 2024-03-08 15:20
QLD1 | Existing Plant | Braemar 2 Power Station | NewGen Braemar 2 Partnership comprising Arrow Braemar 2 Pty Ltd and Arrow Southern Generation Pty Ltd | Turbine - OCGT | Fossil - Coal Seam Methane | BRAEMAR5 | 1 |  | 173 |  | 173 | 173 |  | In Service | S |  | 2049 |  | Existing less Announced Withdrawal | OCGT | 1027 |  | 2024-02-20 | 2024-03-08 15:43
QLD1 | Existing Plant | Braemar 2 Power Station | NewGen Braemar 2 Partnership comprising Arrow Braemar 2 Pty Ltd and Arrow Southern Generation Pty Ltd | Turbine - OCGT | Fossil - Coal Seam Methane | BRAEMAR6 | 1 |  | 173 |  | 173 | 173 |  | In Service | S |  | 2049 |  | Existing less Announced Withdrawal | OCGT | 1027 |  | 2024-02-20 | 2024-03-08 15:43
QLD1 | Existing Plant | Braemar 2 Power Station | NewGen Braemar 2 Partnership comprising Arrow Braemar 2 Pty Ltd and Arrow Southern Generation Pty Ltd | Turbine - OCGT | Fossil - Coal Seam Methane | BRAEMAR7 | 1 |  | 173 |  | 173 | 173 |  | In Service | S |  | 2049 |  | Existing less Announced Withdrawal | OCGT | 1027 |  | 2024-02-20 | 2024-03-08 15:43
QLD1 | Project | Brendale BESS | Brendale Battery ProjectCo Pty Lt | Storage - Battery | Other - Other |  | 112 | 0 | 1.83 | 0 | 204.96 | 204.96 | 410 | Anticipated | S | 2026-06-01 |  |  | Anticipated | Battery Storage | 2526 |  | 2024-05-27 | 2024-05-27 11:36
NSW1 | Project | Brewongle Solar Farm | Photon Energy | Solar PV - Fixed | Solar - Solar |  | 1 | [6 empty] | Publicly Announced | SS |  |  |  | Proposed | Solar | 1592 |  | 2024-05-27
VIC1 | Existing Plant | Bridgewater | Ceramet | Solar PV - Fixed | Solar - Solar |  | 1 |  | 1.3 |  | 1.3 | 1.3 |  | In Service | NS |  |  |  | Existing less Announced Withdrawal | Solar | 2075
SA1 | Project | Bridle Track Solar Project | ACEN Renewables | Solar PV - Single axis tracking | Solar - Solar |  | 1 | 300 | 300 | 300 | 300 | 300 | 0 | Publicly Announced | SS |  | 2051 |  | Proposed | Solar | 1686 |  | 2023-05-23 | 2023-06-09 09:48
QLD1 | Project | Brigalow GT (Kogan Creek GT) | CS Energy | Turbine - OCGT | Fossil - Natural Gas |  | 1 | 0 | 400 | 0 | 400 | 400 |  | Publicly Announced | S |  |  |  | Proposed | OCGT | 2568 | Q00083 | 2024-05-27 | 2024-06-03 13:58
SA1 | Project | Brinkworth BESS | Akaysha Energy | Storage - Battery | Other - Other |  | 72 | 0 | 4.17 | 0 | 300.24 | 300.24 | 1000 | Publicly Announced | S |  |  |  | Proposed | Battery Storage | 2652 | S00061 |  | 2024-05-31 11:48
VIC1 | Existing Plant | Broadmeadows | EDL LFG Vic Pty Ltd | Reciprocating Engine - Spark ignition | Other - Other |  | 6 |  | 1.03 |  | 6.18 | 6.18 |  | In Service | NS |  | 2029 |  | Existing less Announced Withdrawal | Other | 1029 |  | 2022-03-01 | 2022-09-30 08:41
QLD1 | Project | Broadsound Solar Farm | Broadsound Solar Farm Pty Ltd | Solar PV - Single axis tracking | Solar - Solar |  | 92 | 4 | 4 | 368 | 368 | 368 |  | Anticipated | SS |  |  |  | Anticipated | Solar | 1718 | Q00021 | 2024-05-27 | 2024-06-21 13:56
NSW1 | Existing Plant | Broadwater | Cape Byron Management PTY LTD | Turbine - Steam Sub Critical | Renewable Biomass or Waste - Biomass | BWTR1 | 1 | 38 | 38 | 38 | 38 | 38 |  | In Service | NS |  | 2038 |  | Existing less Announced Withdrawal | Biomass | 1439 |  | 2023-04-01 | 2023-04-05 16:28
NSW1 | Project | Brocklehurst Solar Farm | TBA | Solar PV - Fixed | Solar - Solar |  | 1 | 29 | 29 | 29 | 29 | 29 |  | Publicly Announced | NS |  |  |  | Proposed | Solar | 1640
VIC1 | Project | Broken Creek Solar Farm - KCI | BSR EPC Pty Limited | Solar PV - Fixed | Solar - Solar |  | 1 |  | 173 |  | 173 | 173 |  | Publicly Announced | SS |  |  |  | Proposed | Solar | 2750 | V00158
NSW1 | Existing Plant | Broken Hill | MACQGEN | Storage - Battery | Other - Other | BHBG1 & BHBL1 | 1 |  | 50 |  | 50 | 50 | 50 | In Commissioning | S | 2024-06-01 | 2043 |  | Existing less Announced Withdrawal | Battery Storage | 2172 |  | 2024-05-27 | 2024-07-08 13:05
NSW1 | Existing Plant | Broken Hill GT | Transgrid | Turbine - OCGT | Fossil - Diesel | GB01 | 1 | 25 | 50 | 25 | 50 | 50 |  | In Service | NS |  | 2027 |  | Existing less Announced Withdrawal | OCGT | 1030 |  | 2023-04-01 | 2023-04-05 09:43
NSW1 | Existing Plant | Broken Hill Solar Plant | PARF Company 6 Pty Limited | Solar PV - Fixed | Solar - Solar | BROKENH1 | 40 |  | 1.33 |  | 53 | 53 |  | In Service | SS |  | 2043 |  | Existing less Announced Withdrawal | Solar | 1266 |  | 2024-02-20 | 2024-03-08 11:11
NSW1 | Existing Plant | Brown Mountain Hydro Power Station | Cochrane Dam Pty Ltd | Hydro - Dam | Hydro - Water | BROWNMT | 1 |  | 5 |  | 5 | 5 |  | In Service | NS |  |  |  | Existing less Announced Withdrawal | Water | 2076
QLD1 | Existing Plant | Browns Plains | EDL LFG (Qld) Pty Ltd | Reciprocating Engine - Spark ignition | Other - Other | BPLANDF1 | 1 |  | 1.03 |  | 1.03 | 1.03 |  | In Service | NS |  |  |  | Existing less Announced Withdrawal | Other | 1031 |  | 2022-03-01 | 2022-04-06 16:47
QLD1 | Existing Plant | Browns Plains | EDL LFG (Qld) Pty Ltd | Reciprocating Engine - Spark ignition | Other - Other | BPLANDF2 | 1 |  | 1.15 |  | 1.15 | 1.15 |  | In Service | NS |  |  |  | Existing less Announced Withdrawal | Other | 1031 |  | 2022-03-01 | 2022-04-06 16:47
VIC1 | Existing Plant | Bulgana Green Power Hub - BESS | Bulgana Wind Farm Pty Ltd | Storage - Battery | Other - Other | BULBESG1 | 40 |  | 0.5 |  | 20 | 20 | 34 | In Service | S | 2021-11-01 | 2049 |  | Existing less Announced Withdrawal | Battery Storage | 1590 |  | 2024-02-20 | 2024-02-21 13:09
VIC1 | Existing Plant | Bulgana Green Power Hub - Wind Farm | Bulgana Wind Farm Pty Ltd | Wind Turbine - Onshore | Wind - Wind | BULGANA1 | 56 |  | 3.65 |  | 204.4 | 204.4 |  | In Service | SS | 2021-11-01 | 2049 |  | Existing less Announced Withdrawal | Wind | 1289 |  | 2024-02-20 | 2024-03-21 10:49
NSW1 | Project | Bullawah Wind Farm – Stage 1 | Bullawah Wind Farm Pty Ltd | Wind Turbine - Onshore | Wind - Wind |  | 50 | 6 | 6 | 300 | 300 | 300 |  | Publicly Announced | SS |  | 2057 |  | Proposed | Wind | 2532 | N00122 | 2023-09-01 | 2023-09-28 10:14
QLD1 | Project | Bulli Creek Battery | Genex Power Limited | Storage - Battery | Other - Other |  | 1 | 400 | 400 | 400 | 400 | 400 | 1600 | Publicly Announced | S |  |  |  | Proposed | Battery Storage | 2414 |  | 2023-05-23 | 2024-03-06 12:54
QLD1 | Project | Bulli Creek BESS (Trina) | Trina Solar (Australia) Pty Ltd | Storage - Battery | Other - Other |  | 1 | 450 | 450 | 450 | 450 | 450 | 0 | Publicly Announced | S |  |  |  | Proposed | Battery Storage | 2666 | Q00136
QLD1 | Project | Bulli Creek Solar Farm | Genex Power Limited | Solar PV - Single axis tracking | Solar - Solar |  | 205 | 5 | 5 | 1025 | 1025 | 1025 |  | Publicly Announced | SS |  |  |  | Proposed | Solar | 1417 | Q00077 | 2023-05-23 | 2024-03-06 11:14
QLD1 | Project | Bulli Creek Solar Farm | Genex Power Limited | Solar PV - Single axis tracking | Solar - Solar |  | 135 | 5 | 5 | 675 | 675 | 675 |  | Publicly Announced | SS |  |  |  | Proposed | Solar | 1417 | Q00077 | 2023-05-23 | 2024-03-06 11:14
QLD1 | Project | Bulli Creek Solar Farm (Trina) | Trina Solar (Australia) Pty Ltd | Solar PV - Fixed | Solar - Solar |  | 1 | 450 | 450 | 450 | 450 | 450 |  | Publicly Announced | SS |  |  |  | Proposed | Solar | 2665 | Q00136
QLD1 | Project | Bullyard Solar Farm | EnerTECH PV Australia Pty Ltd | Solar PV - Single axis tracking | Solar - Solar |  | 1 |  | 97 |  | 97 | 97 |  | Publicly Announced | SS |  |  |  | Proposed | Solar | 2125 |  | 2024-01-01
QLD1 | Project | Bundaberg Solar Farm | Bundaberg Development Pty Ltd | Solar PV - Single axis tracking | Solar - Solar |  | 1 | 78 | 78 | 78 | 78 | 78 |  | Committed | SS | 2025-08-01 | 2050 |  | Committed | Solar | 1711 |  | 2024-05-27 | 2024-06-05 16:58
SA1 | Project | Bundey BESS and Solar Project | Genaspi Energy Group Pty Ltd | Solar PV - Fixed | Solar - Solar |  | 1 |  | 475 |  | 475 | 475 |  | Publicly Announced | SS |  |  |  | Proposed | Solar | 2693
SA1 | Project | Bundey BESS and Solar Project | Genaspi Energy Group Pty Ltd | Storage - Battery | Other - Other |  | 1 |  | 300 |  | 300 | 300 | 1200 | Publicly Announced | S |  |  |  | Proposed | Battery Storage | 2693
SA1 | Project | Bundey BESS and Solar Project | Genaspi Energy Group Pty Ltd | Storage - Battery | Other - Other |  | 1 |  | 300 |  | 300 | 300 | 1200 | Publicly Announced | S |  |  |  | Proposed | Battery Storage | 2693
SA1 | Project | Bundey BESS and Solar Project | Genaspi Energy Group Pty Ltd | Storage - Battery | Other - Other |  | 1 |  | 600 |  | 600 | 600 | 600 | Publicly Announced | S |  |  |  | Proposed | Battery Storage | 2693
SA1 | Project | Bundy Energy Hub A (BESS) | Syn-Co Global | Storage - Battery | Other - Other |  | 1 | 250 | 250 | 250 | 250 | 250 | 0 | Publicly Announced | S |  |  |  | Proposed | Battery Storage | 2551 | S00042 | 2023-09-01
SA1 | Project | Bundy Energy Hub B (BESS) | SynCo Global | Storage - Battery | Other - Other |  | 1 | 250 | 250 | 250 | 250 | 250 | 0 | Publicly Announced | S |  |  |  | Proposed | Battery Storage | 2598 | S00050
QLD1 | Project | Bungaban Wind Farm | Windlab Developments Pty Ltd | Wind Turbine - Onshore | Wind - Wind |  | 175 | 8 | 8 | 1400 | 1400 | 1400 |  | Publicly Announced | SS | 2031-12-01 |  |  | Proposed | Wind | 2293 | Q00049 | 2023-04-01 | 2023-12-15 22:15
SA1 | Project | Bungala BESS | Enel Green Power Australia Pty Ltd | Storage - Battery | Other - Other |  | 1 |  | 40 |  | 40 | 40 | 0 | Publicly Announced | S |  |  |  | Proposed | Battery Storage | 2261 | S00019 | 2023-09-01 | 2023-10-10 14:14
SA1 | Existing Plant | Bungala One Solar Farm | Bungala One Operations Pty Ltd as trustee for the Bungala One Operations Trust | Solar PV - Single axis tracking | Solar - Solar | BNGSF1 | 54 | 2.04 | 2.5 | 110.16 | 135 | 135 | 0 | In Service | SS | 2018-12-01 | 2044 |  | Existing less Announced Withdrawal | Solar | 1589 |  | 2024-02-20 | 2024-03-18 09:48
SA1 | Project | Bungala Three Battery Energy Storage System | Reach Solar Management Co | Storage - Battery | Solar - Solar |  | 1 | 300 | 300 | 300 | 300 | 300 | 1200 | Publicly Announced | TBA |  |  |  | Proposed | Battery Storage | 2580 |  | 2024-01-01
SA1 | Project | Bungala Three Solar Power Plant | Reach Solar Management Co | Solar PV - Single axis tracking | Solar - Solar |  | 39 | 2.05 | 2.05 | 79.99 | 79.99 | 79.99 | 0 | Publicly Announced | SS |  |  |  | Proposed | Solar | 1483 |  | 2024-01-01 | 2022-05-12 11:32
SA1 | Existing Plant | Bungala Two Solar Farm | Bungala Two Operations Pty Ltd as trustee for the Bungala Two Operations Trust | Solar PV - Single axis tracking | Solar - Solar | BNGSF2 | 54 | 2.04 | 2.5 | 110.16 | 135 | 135 |  | In Service | SS | 2021-09-01 | 2044 |  | Existing less Announced Withdrawal | Solar | 1587 |  | 2024-02-20 | 2024-03-18 09:46
SA1 | Project | Bungama BESS (ARENA ) | Bungama Bess Trust | Storage - Battery | Other - Other |  | 1 | 200 | 200 | 200 | 200 | 200 | 400 | Publicly Announced | S |  |  |  | Proposed | Battery Storage | 1939 |  |  | 2022-12-09 07:54
SA1 | Project | Bungama Solar | Bungama Project (Solar) Operations Pty Ltd | Solar PV - Single axis tracking | Solar - Solar |  | 74 |  | 3.78 |  | 280.02 | 280.02 |  | Publicly Announced | SS | 2027-12-01 |  |  | Proposed | Solar | 2049 | S00004 | 2024-05-27 | 2024-05-27 15:04
SA1 | Project | Bungama Solar | Bungama Project (Solar) Operations Pty Ltd | Storage - Battery | Other - Other |  | 1 |  | 150 |  | 150 | 150 | 300 | Anticipated | S | 2025-10-01 |  |  | Anticipated | Battery Storage | 2049 | S00004 | 2024-05-27 | 2024-05-27 15:04
QLD1 | Project | Bunkers Hill Pumped Hydro | Pacific Hydro | Storage - Pumped hydro | Hydro - Water |  | 1 | 296 | 296 | 296 | 296 | 296 | 7104 | Publicly Announced | S | 2031-12-01 |  |  | Proposed | Water | 2483 |  | 2023-09-01 | 2024-03-19 10:00
QLD1 | Project | Bunkers Hill Wind Farm | Pacific Hydro | Wind Turbine - Onshore | Wind - Wind |  | 1 | 7 | 7 | 7 | 7 | 7 |  | Publicly Announced | SS | 2030-12-01 |  |  | Proposed | Wind | 2484 |  | 2023-09-01 | 2024-03-19 09:57
VIC1 | Existing Plant | Bunurong 260 kW Solar PV Bangholme | TBA | Solar PV - Fixed | Solar - Solar |  | 1 |  | 0.26 |  | 0.26 | 0.26 |  | In Service | NS |  |  |  | Existing less Announced Withdrawal | Solar | 2077
QLD1 | Project | Burdekin BESS | BURDEKIN SOLAR FARM PTY LTD ATF BURDEKIN GENESIS PROJECT TRUST | Storage - Battery | Other - Other |  | 139 | 3.6 | 3.6 | 500.4 | 500.4 | 500.4 | 2000 | Publicly Announced | S | 2026-09-01 | 2056 |  | Proposed | Battery Storage | 2660 | Q00131 | 2024-05-27 | 2024-06-13 10:44
QLD1 | Project | Burdekin Solar Farm - KCI | BURDEKIN SOLAR FARM PTY LTD ATF BURDEKIN GENESIS PROJECT TRUST | Solar PV - Single axis tracking | Solar - Solar |  | 2 | 3.6 | 3.6 | 7.2 | 7.2 | 7.2 |  | Publicly Announced | SS | 2026-02-01 | 2057 |  | Proposed | Solar | 2294 | Q00035 | 2024-05-27 | 2024-05-27 13:45
NSW1 | Project | Buronga BESS - Storage - KCI | BESS Clyde North Pty Ltd | Storage - Battery | Other - Other |  | 1 | 300 | 300 | 300 | 300 | 300 | 0 | Publicly Announced | TBA |  |  |  | Proposed | Battery Storage | 2378 | N00105 | 2023-09-01
NSW1 | Project | Burrawong Wind Farm | Windlab Development Pty Ltd | Wind Turbine - Onshore | Wind - Wind |  | 25 | 6 | 6 | 150 | 150 | 150 |  | Publicly Announced | SS |  |  |  | Proposed | Wind | 2218 | N00089 | 2023-04-01 | 2023-04-04 17:06
NSW1 | Project | Burrawong Wind Farm | Windlab Development Pty Ltd | Storage - Battery | Other - Other |  | 1 | 25 | 100 | 25 | 100 | 25.00 - 100.00 | 100 | Publicly Announced | S |  |  |  | Proposed | Battery Storage | 2218 | N00089 | 2023-04-01 | 2023-04-04 17:06
NSW1 | Existing Plant | Burrendong | AGL Hydro Partnership | Hydro - Dam | Hydro - Water | BDONGHYD | 1 | 0 | 19 | 0 | 19 | 19 |  | In Service | NS |  | 2036 |  | Existing less Announced Withdrawal | Water | 1032 |  | 2022-03-01 | 2024-03-07 15:47
NSW1 | Project | Burrendong Wind Farm | ARK Energy Corporation Pty Ltd | Wind Turbine - Onshore | Wind - Wind |  | 70 |  | 6.2 |  | 434 | 434 |  | Publicly Announced | SS |  |  |  | Proposed | Wind | 2006 | N00065 | 2023-09-01 | 2024-03-18 15:36
NSW1 | Existing Plant | Burrinjuck | GSP Energy Pty Ltd | Hydro - Dam | Hydro - Water | BURRIN | 2 | 5.6 | 7 | 11.2 | 14 | 14 | 0 | In Service | NS |  | 2060 |  | Existing less Announced Withdrawal | Water | 1033 |  | 2022-09-01
NSW1 | Existing Plant | Burrinjuck | GSP Energy Pty Ltd | Hydro - Dam | Hydro - Water | BURRIN | 1 | 16 | 20 | 16 | 20 | 20 | 0 | In Service | NS |  | 2060 |  | Existing less Announced Withdrawal | Water | 1033 |  | 2022-09-01
NSW1 | Project | Bushranger Hybrid Facility - Battery | SynCo Global | Storage - Battery | Other - Other |  | 71 | 4.23 | 4.23 | 300.33 | 300.33 | 300.33 | 0 | Publicly Announced | S |  |  |  | Proposed | Battery Storage | 2645 | N00149
NSW1 | Project | Bushranger Hybrid Facility - Solar | SynCo Global | Solar PV - Fixed | Solar - Solar |  | 71 | 4.23 | 4.23 | 300.33 | 300.33 | 300.33 |  | Publicly Announced | S |  |  |  | Proposed | Solar | 2644 | N00149
TAS1 | Existing Plant | Butlers Gorge | Hydro-Electric Corporation | Hydro - Dam | Hydro - Water |  | 1 | 2.2 | 2.2 | 2.2 | 2.2 | 2.2 |  | In Service | NS |  | 2100 |  | Existing less Announced Withdrawal | Water | 1034 |  | 2022-03-01 | 2024-03-18 13:42
TAS1 | Existing Plant | Butlers Gorge | Hydro-Electric Corporation | Hydro - Dam | Hydro - Water | BUTLERSG | 1 | 12.2 | 12.2 | 12.2 | 12.2 | 12.2 |  | In Service | NS |  | 2100 |  | Existing less Announced Withdrawal | Water | 1034 |  | 2022-03-01 | 2024-03-18 13:42
NSW1 | Project | Calala Battery Energy Storage System 1 (CABESS1) | EquisEquis Energy (Australia) Projects (Ngumi 4) Pty Ltd | Storage - Battery | Other - Other |  | 1 | 150 | 150 | 150 | 150 | 150 | 300 | Publicly Announced | S | 2026-05-01 |  |  | Proposed | Battery Storage | 2646 | N00150 |  | 2024-03-08 12:05
NSW1 | Project | Calala Battery Energy Storage System 2 (CABESS2) | EquisEquis Energy (Australia) Projects (Ngumi 4) Pty Ltd | Storage - Battery | Other - Other |  | 1 | 150 | 150 | 150 | 150 | 150 | 300 | Publicly Announced | S | 2026-05-01 |  |  | Proposed | Battery Storage | 2647 | N00150 |  | 2024-03-06 14:31
QLD1 | Existing Plant | Callide B | CS Energy | Turbine - Steam Sub Critical | Fossil - Black Coal | CALL_B_1 | 1 |  | 350 |  | 350 | 350 |  | In Service | S |  | 2028 |  | Existing less Announced Withdrawal | Coal | 1035 |  | 2024-02-20 | 2024-06-05 15:41
QLD1 | Existing Plant | Callide B | CS Energy | Turbine - Steam Sub Critical | Fossil - Black Coal | CALL_B_2 | 1 |  | 350 |  | 350 | 350 |  | In Service | S |  | 2028 |  | Existing less Announced Withdrawal | Coal | 1035 |  | 2024-02-20 | 2024-06-05 15:41
QLD1 | Existing Plant | Callide C | Joint Venture; Callide Energy Pty Ltd and IG Power (Callide) Ltd. | Turbine - Steam Super Critical | Fossil - Black Coal | CPP_3 | 1 |  | 424 |  | 424 | 424 |  | In Service | S | 2024-04-01 |  |  | Existing less Announced Withdrawal | Coal | 1036 |  | 2024-02-20 | 2024-03-18 09:24
QLD1 | Existing Plant | Callide C | Joint Venture; Callide Energy Pty Ltd and IG Power (Callide) Ltd. | Turbine - Steam Super Critical | Fossil - Black Coal | CPP_4 | 1 |  | 420 |  | 420 | 420 |  | In Service | S | 2024-07-01 |  |  | Existing less Announced Withdrawal | Coal | 1036 |  | 2024-02-20 | 2024-03-18 09:24
QLD1 | Project | Callide Power Station Solar Farm | Edify Energy Pty Ltd | Solar PV - Fixed | Solar - Solar |  | 1 | 200 | 200 | 200 | 200 | 200 |  | Publicly Announced | SS |  |  |  | Proposed | Solar | 2501 | Q00092 | 2023-09-01 | 2023-10-10 11:43
QLD1 | Project | Callide Solar Power Station BESS | Edify Energy Pty Ltd | Storage - Battery | Other - Other |  | 1 | 210 | 210 | 210 | 210 | 210 | 0 | Publicly Announced | S |  |  |  | Proposed | Battery Storage | 2667 | Q00137
QLD1 | Project | Callide Wind Farm | DP Green Energy Pty Limited | Wind Turbine - Onshore | Wind - Wind |  | 68 | 6.2 | 6.2 | 421.6 | 421.6 | 421.6 |  | Publicly Announced | SS |  | 2060 |  | Proposed | Wind | 2628 |  | 2023-09-01 | 2023-12-14 20:27
QLD1 | Existing Plant | Caloundra Renewable Energy Facility | LMS_NR | Reciprocating Engine - Spark ignition | Renewable Biomass or Waste - Landfill Gas |  | 1 |  | 0.85 |  | 0.85 | 0.85 |  | In Service | NS |  | 2042 |  | Existing less Announced Withdrawal | Biomass | 2160 |  |  | 2022-09-30 17:52
QLD1 | Project | Calvale BESS | Lightsource BP | Storage - Battery | Other - Other |  | 1 | 500 | 500 | 500 | 500 | 500 | 0 | Publicly Announced | TBA |  |  |  | Proposed | Battery Storage | 2500 | Q00094 | 2024-01-01
QLD1 | Project | Calvale Solar Farm | Lightsource BP | Solar PV - Fixed | Solar - Solar |  | 1 | 500 | 500 | 500 | 500 | 500 |  | Publicly Announced | TBA |  |  |  | Proposed | Solar | 2499 | Q00094 | 2024-01-01
VIC1 | Project | Campbells Forest Solar Farm | 4067 Pyramid Development Pty Ltd | Solar PV - Single axis tracking | Solar - Solar |  | 1 | 0 | 205 | 0 | 205 | 205 | 0 | Publicly Announced | SS |  | 2054 |  | Proposed | Solar | 1972 |  | 2023-05-23 | 2023-06-07 11:46
SA1 | Existing Plant | Canunda | Canunda Power Pty Ltd | Wind Turbine - Onshore | Wind - Wind | CNUNDAWF | 23 | 2 | 2 | 46 | 46 | 46 |  | In Service | SS |  | 2035 |  | Existing less Announced Withdrawal | Wind | 1037 |  | 2024-02-20 | 2024-03-06 09:20
NSW1 | Project | Canyonleigh BESS | X-Elio Australia Pty Ltd | Storage - Battery | Other - Other |  | 110 | 2.73 | 2.73 | 300.3 | 300.3 | 300.3 | 0 | Publicly Announced | S |  |  |  | Proposed | Battery Storage | 2589 | N00141 | 2024-01-01
VIC1 | Project | Cape Winds Offshore Wind Farm | NeuGen Technology P/L | Wind Turbine - Offshore | Wind - Wind |  | 1 | 1995 | 1995 | 1995 | 1995 | 1995 |  | Publicly Announced | TBA |  |  |  | Proposed | Wind | 2473 | V00101 | 2023-09-01
NSW1 | Project | Capital 2 Wind Farm | Capital Wind Farm 2 Pty Ltd | Wind Turbine - Onshore | Wind - Wind |  | 32 | 2.2 | 4.2 | 70.4 | 134.4 | 70.40 - 134.40 |  | Publicly Announced | SS |  |  |  | Proposed | Wind | 1278 | N00085 | 2023-05-23 | 2024-03-19 11:05
NSW1 | Project | Capital Battery | Capital Battery Pty Ltd | Storage - Battery | Other - Other | CBESS1 | 33 | 0 | 3.04 | 0 | 100.32 | 100.32 | 200 | Committed | S | 2024-08-01 | 2048 |  | Committed | Battery Storage | 1890 |  | 2024-05-27 | 2024-05-29 15:59
NSW1 | Existing Plant | Capital East Solar Farm P1 | IBERDROLA AUSTRALIA HOLDINGS PTY LIMITED | Solar PV - Fixed | Solar - Solar | CESF1 | 4 | 0.01 | 0.5 | 0.05 | 2 | 2 |  | In Service | NS |  | 2043 |  | Existing less Announced Withdrawal | Solar | 1039 |  | 2022-03-01 | 2022-04-14 20:20
NSW1 | Existing Plant | Capital Wind Farm | Renewable Power Ventures Pty Ltd | Wind Turbine - Onshore | Wind - Wind | CAPTL_WF | 67 | 2.1 | 2.1 | 140.7 | 140.7 | 140.7 |  | In Service | NS |  | 2040 |  | Existing less Announced Withdrawal | Wind | 1038 |  | 2024-02-20 | 2024-03-14 14:13
QLD1 | Project | Capricorn BESS - KCI | ENEL Green Power Australia | Storage - Battery | Other - Other |  | 1 |  | 500 |  | 500 | 500 | 0 | Publicly Announced | S |  |  |  | Proposed | Battery Storage | 2751 | Q00159
QLD1 | Project | Capricornia Energy Hub (CEH) PHES | Eungella PHES Pty Ltd | Storage - Pumped hydro | Hydro - Water |  | 1 | 750 | 750 | 750 | 750 | 750 | 0 | Publicly Announced | S |  |  |  | Proposed | Water | 2593 | Q00120
QLD1 | Project | Captains Mountain Wind Farm | vestas_NR | Wind Turbine - Onshore | Wind - Wind |  | 45 | 7.2 | 7.2 | 324 | 324 | 324 |  | Publicly Announced | SS | 2027-12-01 | 2057 |  | Proposed | Wind | 2037 | Q00046 | 2023-05-23 | 2023-05-23 16:08
NSW1 | Project | Carag Solar Farm | Enerparc Australia Pty Ltd | Solar PV - Fixed | Solar - Solar |  | 4 |  | 4 |  | 16 | 16 |  | Publicly Announced | NS | 2025-03-01 | 2053 |  | Proposed | Solar | 1910 |  |  | 2024-03-18 15:28
VIC1 | Existing Plant | Cardinia Creek Mini-Hydro | TBA | Hydro - Dam | Hydro - Water |  | 1 |  | 0.09 |  | 0.09 | 0.09 |  | In Service | NS |  |  |  | Existing less Announced Withdrawal | Water | 2078
VIC1 | Existing Plant | CARINA WEST H2E | TBA | Turbine - Steam Sub Critical | Renewable Biomass or Waste - Bagasse |  | 1 |  | 3.1 |  | 3.1 | 3.1 |  | In Service | NS |  |  |  | Existing less Announced Withdrawal | Biomass | 2079
VIC1 | Project | Carisbrook Solar Farm | Origin Energy | Solar PV - Single axis tracking | Solar - Solar |  | 1 | 0 | 74 | 0 | 74 | 74 |  | Publicly Announced | SS | 2030-05-01 | 2049 |  | Proposed | Solar | 1713 |  | 2024-05-27 | 2024-06-04 15:40
SA1 | Project | Carmody BESS | GHRE | Storage - Battery | Other - Other |  | 1 | 100 | 100 | 100 | 100 | 100 | 0 | Publicly Announced | S |  |  |  | Proposed | Battery Storage | 2649 | S00058
SA1 | Project | Carmodys Hill Wind Farm | Georgetown Hills Renewable Energy Pty Ltd | Storage - Battery | Wind - Wind |  | 1 | 118 | 118 | 118 | 118 | 118 | 236 | Publicly Announced | SS |  |  |  | Proposed | Battery Storage | 1040 |  | 2024-05-27 | 2024-06-04 17:56
SA1 | Project | Carmodys Hill Wind Farm | Georgetown Hills Renewable Energy Pty Ltd | Wind Turbine - Onshore | Wind - Wind |  | 38 | 6.2 | 6.6 | 235.6 | 250.8 | 235.60 - 250.80 |  | Publicly Announced | SS |  |  |  | Proposed | Wind | 1040 |  | 2024-05-27 | 2024-06-04 17:56
VIC1 | Project | Carwarp BESS | Canadian Solar | Storage - Battery | Other - Other |  | 1 |  | 30 |  | 30 | 30 | 0 | Publicly Announced | S |  |  |  | Proposed | Battery Storage | 1948 | V00121 | 2024-01-01 | 2022-07-13 14:02
VIC1 | Project | Carwarp Solar Farm - Stage I | Canadian Solar (Australia) Pty Ltd | Solar PV - Single axis tracking | Solar - Solar |  | 1 | 150 | 150 | 150 | 150 | 150 | 0 | Publicly Announced | SS |  |  |  | Proposed | Solar | 1687 |  | 2024-05-27
VIC1 | Project | Carwarp Solar Farm - Stage II | Canadian Solar (Australia) Pty Ltd | Solar PV - Single axis tracking | Solar - Solar |  | 1 | 150 | 150 | 150 | 150 | 150 | 0 | Publicly Announced | SS |  |  |  | Proposed | Solar | 1688 |  | 2024-01-01
TAS1 | Existing Plant | Catagunya / Liapootah / Wayatinah | Hydro-Electric Corporation | Hydro - Dam | Hydro - Water | LI_WY_CA | 3 | 12.8 | 12.8 | 38.4 | 38.4 | 38.4 |  | In Service | S |  | 2100 |  | Existing less Announced Withdrawal | Water | 1041 |  | 2024-02-20 | 2024-03-11 11:31
TAS1 | Existing Plant | Catagunya / Liapootah / Wayatinah | Hydro-Electric Corporation | Hydro - Dam | Hydro - Water | LI_WY_CA | 2 | 27.9 | 27.9 | 55.8 | 55.8 | 55.8 |  | In Service | S |  | 2100 |  | Existing less Announced Withdrawal | Water | 1041 |  | 2024-02-20 | 2024-03-11 11:31
TAS1 | Existing Plant | Catagunya / Liapootah / Wayatinah | Hydro-Electric Corporation | Hydro - Dam | Hydro - Water | LI_WY_CA | 1 | 24 | 24 | 24 | 24 | 24 |  | In Service | S |  | 2100 |  | Existing less Announced Withdrawal | Water | 1041 |  | 2024-02-20 | 2024-03-11 11:31
TAS1 | Existing Plant | Catagunya / Liapootah / Wayatinah | Hydro-Electric Corporation | Hydro - Dam | Hydro - Water | LI_WY_CA | 1 | 27 | 27 | 27 | 27 | 27 |  | In Service | S |  | 2100 |  | Existing less Announced Withdrawal | Water | 1041 |  | 2024-02-20 | 2024-03-11 11:31
TAS1 | Existing Plant | Catagunya / Liapootah / Wayatinah | Hydro-Electric Corporation | Hydro - Dam | Hydro - Water | LI_WY_CA | 1 | 31.5 | 31.5 | 31.5 | 31.5 | 31.5 |  | In Service | S |  | 2100 |  | Existing less Announced Withdrawal | Water | 1041 |  | 2024-02-20 | 2024-03-11 11:31
SA1 | Existing Plant | Cathedral Rocks | JV Cathedral Rock Investments Pty Ltd - Acciona Energy Australia Global Pty Ltd and EnergyAustralia Pty Ltd | Wind Turbine - Onshore | Wind - Wind | CATHROCK | 31 | 2 | 2 | 62 | 62 | 62 |  | In Service | SS |  | 2030 |  | Existing less Announced Withdrawal | Wind | 1042 |  | 2024-02-20 | 2024-02-27 08:54
QLD1 | Project | Cattle Creek Wind Farm - KCI | RWE Renewables Australia Pty Ltd | Wind Turbine - Onshore | Wind - Wind |  | 1 |  | 0 |  | 0 |  |  | Publicly Announced | SS |  |  |  | Proposed | Wind | 2752 | Q00160
QLD1 | Project | Cattle Creek Wind Farm - KCI | RWE Renewables Australia Pty Ltd | Storage - Battery | Other - Other |  | 1 |  | 0 |  | 0 |  | 0 | Publicly Announced | S |  |  |  | Proposed | Battery Storage | 2752 | Q00160
TAS1 | Existing Plant | Cattle Hill Wind Farm | Wild Cattle Hill Pty Ltd | Wind Turbine - Onshore | Wind - Wind | CTHLWF1 | 45 | 3 | 3.2 | 135 | 144 | 144 |  | In Service | SS | 2021-02-01 | 2044 |  | Existing less Announced Withdrawal | Wind | 1260 |  | 2024-02-20 | 2024-03-15 11:07
VIC1 | Existing Plant | Cedar Meats Solar Geelong | Cedar Meats | Solar PV - Fixed | Solar - Solar |  | 1 |  | 0.2 |  | 0.2 | 0.2 |  | In Service | NS |  |  |  | Existing less Announced Withdrawal | Solar | 2080
NSW1 | Project | Central West Pumped Hydro | ATCO Australia Pumped Hydro Pty Ltd | Hydro - Dam | Hydro - Water |  | 1 | 325 | 325 | 325 | 325 | 325 |  | Publicly Announced | TBA |  |  |  | Proposed | Water | 2192 | N00054 | 2023-09-01
TAS1 | Existing Plant | Cethana | Hydro-Electric Corporation | Hydro - Dam | Hydro - Water | CETHANA | 1 | 85 | 85 | 85 | 85 | 85 |  | In Service | S |  | 2100 |  | Existing less Announced Withdrawal | Water | 1043 |  | 2024-02-20 | 2024-03-08 08:58
TAS1 | Project | Cethana Pumped Hydro Option | Hydro-Electric Corporation | Storage - Pumped hydro | Hydro - Water |  | 4 |  | 187.5 |  | 750 | 750 | 15000 | Publicly Announced | S |  |  |  | Proposed | Water | 2224 | T00001 | 2023-04-01 | 2024-03-18 10:16
SA1 | Project | Chaff Mill (Mintaro) BESS | FRV Services Australia Pty Ltd | Storage - Battery | Other - Other | CHMLBESS | 29 | 3.5 | 3.5 | 101.5 | 101.5 | 101.5 | 200 | Publicly Announced | S |  |  |  | Proposed | Battery Storage | 2238 | S00006 | 2023-04-01 | 2023-03-27 12:18
VIC1 | Existing Plant | Challicum Hills | Pacific Hydro Challicum Hills Pty Ltd | Wind Turbine - Onshore | Wind - Wind |  | 35 | 1.5 | 1.5 | 52.5 | 52.5 | 52.5 |  | In Service | NS |  | 2030 |  | Existing less Announced Withdrawal | Wind | 1044 |  | 2024-02-20 | 2024-03-08 14:46
QLD1 | Project | Chances Plain Solar Farm | juwi Renewable Energy Pty Ltd | Solar PV - Single axis tracking | Solar - Solar |  | 30 | 3.27 | 3.27 | 98.01 | 98.01 | 98.01 |  | Publicly Announced | SS |  |  |  | Proposed | Solar | 1856 |  | 2023-05-23 | 2023-06-06 19:29
VIC1 | Existing Plant | Chepstowe Wind Farm - VIC | Chepstowe Wind Farm Pty Ltd | Wind Turbine - Onshore | Wind - Wind | CHPSTWF1 | 3 | 2.05 | 2.05 | 6.15 | 6.15 | 6.15 |  | In Service | NS | 2015-03-01 | 2039 |  | Existing less Announced Withdrawal | Wind | 1261 |  | 2022-09-01 | 2022-10-06 00:54
VIC1 | Existing Plant | Cherry Tree Wind Farm | Cherry Tree Wind Farm Pty Limited A.T.F. Cherry Tree Project Trust | Wind Turbine - Onshore | Wind - Wind | CHYTWF1 | 16 | 3.6 | 3.6 | 57.6 | 57.6 | 57.6 |  | In Service | SS | 2020-07-01 | 2050 |  | Existing less Announced Withdrawal | Wind | 1263 |  | 2024-02-20 | 2024-03-15 15:01
QLD1 | Existing Plant | Childers Solar Farm | Childers Solar Pty Ltd as trustee for the Childers Solar Trust | Solar PV - Single axis tracking | Solar - Solar | CHILDSF1 | 37 |  | 1.74 |  | 64.38 | 64.38 |  | In Service | SS | 2019-06-01 | 2049 |  | Existing less Announced Withdrawal | Solar | 1441 |  | 2024-02-20 | 2024-03-07 10:23
NSW1 | Existing Plant | Chillamurra | TBA | Solar PV - Fixed | Solar - Solar |  | 1 |  | 4.77 |  | 4.77 | 4.77 |  | In Service | NS |  |  |  | Existing less Announced Withdrawal | Solar | 2081
QLD1 | Existing Plant | Chillamurra Solar Farm | Chillamurra Solar Pty Ltd | Solar PV - Fixed | Solar - Solar |  | 60 | 0.06 | 0.06 | 3.6 | 3.6 | 3.6 | 0 | In Service | NS |  |  |  | Existing less Announced Withdrawal | Solar | 1498 |  | 2022-09-01
QLD1 | Existing Plant | Chinchilla BESS | CSENERGY | Storage - Battery | Other - Other | CHBESSG1 | 1 |  | 100 |  | 100 | 100 | 200 | In Service | S | 2024-07-01 | 2038 |  | Existing less Announced Withdrawal | Battery Storage | 2031 | Q00032 | 2024-05-27 | 2024-06-03 13:58
QLD1 | Project | Chinchilla Solar Farm | First Solar Australia Pty Ltd | Solar PV - Single axis tracking | Solar - Solar |  | 69 | 1.64 | 1.64 | 113.16 | 113.16 | 113.16 | 0 | Publicly Announced | SS |  |  |  | Proposed | Solar | 1418 |  | 2023-09-01
NSW1 | Project | Chipping Norton Waste to Energy | Benedict Indistries P/L | Turbine - Steam Sub Critical | Other - Other |  | 1 | 8 | 8 | 8 | 8 | 8 |  | Publicly Announced | NS |  |  |  | Proposed | Gas other | 1479 |  | 2022-09-01
SA1 | Existing Plant | Christies Beach Wastewater Treatment Plant | South Australian Water Corporation | Storage - Battery | Other - Other | CBWWBA1G | 1 |  | 2.09 |  | 2.09 | 2.09 | 4.32 | In Service | S | 2023-01-01 | 2041 |  | Existing less Announced Withdrawal | Battery Storage | 1845 |  | 2024-02-20 | 2024-03-18 08:59
SA1 | Existing Plant | Christies Beach Wastewater Treatment Plant | South Australian Water Corporation | Solar PV - Single axis tracking | Solar - Solar | CBWWPV1 | 2 |  | 2.4 |  | 4.8 | 4.8 |  | In Service | NS | 2022-10-01 | 2041 |  | Existing less Announced Withdrawal | Solar | 1845 |  | 2024-02-20 | 2024-03-18 08:59
QLD1 | Existing Plant | Churchill Abattoir | TBA | Solar PV - Fixed | Solar - Solar |  | 1 |  | 0.91 |  | 0.91 | 0.91 |  | In Service | NS |  |  |  | Existing less Announced Withdrawal | Solar | 2082
TAS1 | Project | Cimitiere Plains Solar Farm | Sun Spot 9 Pty Ltd | Solar PV - Fixed | Solar - Solar |  | 84 | 3.43 | 3.43 | 288.12 | 288.12 | 288.12 |  | Publicly Announced | TBA |  |  |  | Proposed | Solar | 2540 | T00026 | 2023-09-01
QLD1 | Existing Plant | Clare Solar Farm | Clare Asset Co Pty Ltd ATF Clare Asset Trust | Solar PV - Single axis tracking | Solar - Solar | CLARESF1 | 69 | 1.45 | 1.6 | 99.98 | 110.4 | 110.4 |  | In Service | SS |  | 2047 |  | Existing less Announced Withdrawal | Solar | 1383 |  | 2024-02-20 | 2024-02-28 09:12
QLD1 | Project | Clarke Creek 2 BESS - KCI | Isaac Wind and Solar Energy Pty Ltd | Storage - Battery | Other - Other |  | 1 |  | 0 |  | 0 |  | 0 | Publicly Announced | S |  |  |  | Proposed | Battery Storage | 2753 | Q00161
QLD1 | Project | Clarke Creek Wind Farm | Squadron Energy Services Pty Ltd | Wind Turbine - Onshore | Wind - Wind | CLRKCWF1 | 77 | 0 | 4.5 | 0 | 346.5 | 346.5 |  | Committed | SS | 2025-09-01 | 2049 |  | Committed | Wind | 1988 |  | 2024-05-27 | 2024-05-27 14:27
QLD1 | Project | Clarke Creek Wind Farm | Squadron Energy Services Pty Ltd | Wind Turbine - Onshore | Wind - Wind | CLRKCWF2 | 23 | 0 | 4.5 | 0 | 103.5 | 103.5 |  | Committed | SS | 2025-09-01 | 2049 |  | Committed | Wind | 1988 |  | 2024-05-27 | 2024-05-27 14:27
VIC1 | Existing Plant | Clayton | EDL LFG Vic Pty Ltd | Reciprocating Engine - Spark ignition | Renewable Biomass or Waste - Landfill Gas | CLAYTON | 12 |  | 1 |  | 12 | 12 |  | In Service | NS |  | 2025 |  | Existing less Announced Withdrawal | Biomass | 1046 |  | 2022-03-01 | 2022-09-30 08:41
SA1 | Project | Clements Gap - BESS | Pacific Hydro Clements Gap Pty Ltd | Storage - Battery | Other - Other |  | 1 |  | 60 |  | 60 | 60 | 120 | Committed | S | 2026-05-01 |  |  | Committed | Battery Storage | 1993 |  | 2024-05-27 | 2024-06-18 09:27
SA1 | Existing Plant | Clements Gap Wind Farm | Pacific Hydro Clements Gap Pty Ltd | Wind Turbine - Onshore | Wind - Wind | CLEMGPWF | 27 |  | 2.1 |  | 56.7 | 56.7 |  | In Service | SS |  | 2039 |  | Existing less Announced Withdrawal | Wind | 1047 |  | 2024-02-20 | 2024-03-08 14:26
QLD1 | Existing Plant | Clermont Solar Farm | Clermont Asset Co Pty Ltd as Trustee for Clerrmont Solar Unit Trust | Solar PV - Single axis tracking | Solar - Solar | CLERMSF1 | 37 | 2.05 | 2.5 | 75.85 | 92.5 | 92.5 |  | In Service | SS | 2019-03-01 | 2049 |  | Existing less Announced Withdrawal | Solar | 1562 |  | 2024-02-20 | 2024-03-11 14:13
VIC1 | Existing Plant | Clover | AGL Hydro Partnership | Hydro - Dam | Hydro - Water | CLOVER | 2 | 0 | 14.5 | 0 | 29 | 29 |  | In Service | NS |  | 2057 |  | Existing less Announced Withdrawal | Water | 1048 |  | 2022-03-01 | 2024-03-18 15:18
NSW1 | Existing Plant | Club Merrylands | Club Merrylands | Other - Other | Fossil - Diesel |  | 1 | [6 empty] | In Service | NS |  |  |  | Existing less Announced Withdrawal | Other | 1049
TAS1 | Existing Plant | Cluny | Hydro-Electric Corporation | Hydro - Dam | Hydro - Water | CLUNY | 1 | 19 | 19 | 19 | 19 | 19 |  | In Service | NS |  | 2100 |  | Existing less Announced Withdrawal | Water | 1050 |  | 2022-03-01 | 2024-03-18 13:54
VIC1 | Existing Plant | Codrington Wind Farm | Energy Pacific (Vic) Pty Ltd | Wind Turbine - Onshore | Wind - Wind | CODRNGTON | 14 | 1.3 | 1.3 | 18.2 | 18.2 | 18.2 |  | In Service | NS |  | 2026 |  | Existing less Announced Withdrawal | Wind | 1051 |  | 2022-09-01 | 2024-03-18 13:36
VIC1 | Existing Plant | Cohuna Solar Farm | Cohuna Solar Farm Pty Ltd as trustee for the Cohuna Solar Farm Trust | Solar PV - Single axis tracking | Solar - Solar | COHUNSF1 | 19 | 1.43 | 1.64 | 27.17 | 31.16 | 31.16 |  | In Service | SS |  | 2045 |  | Existing less Announced Withdrawal | Solar | 1691 |  | 2024-02-20 | 2024-03-18 09:48
NSW1 | Project | Coleambally BESS | Coleambally BESS Trust | Storage - Battery | Other - Other |  | 1 |  | 100 |  | 100 | 100 | 0 | Publicly Announced | S |  |  |  | Proposed | Battery Storage | 1940 | N00024 | 2023-04-01 | 2022-12-12 16:08
NSW1 | Existing Plant | Coleambally Solar Farm | Coleambally Solar Pty Ltd | Solar PV - Single axis tracking | Solar - Solar | COLEASF1 | 90 | 0.02 | 1.67 | 1.8 | 150.3 | 150.3 |  | In Service | SS |  | 2043 |  | Existing less Announced Withdrawal | Solar | 1420 |  | 2024-02-20 | 2024-03-21 10:59
NSW1 | Existing Plant | Collector | Ratch Australia | Wind Turbine - Onshore | Wind - Wind | COLWF01 | 54 | 4.2 | 4.2 | 226.8 | 226.8 | 226.8 |  | In Service | SS | 2020-12-01 | 2046 |  | Existing less Announced Withdrawal | Wind | 1052 |  | 2024-02-20 | 2024-03-13 11:12
QLD1 | Project | Collinsville Coal Fired Power Station Project - KCI | Shine Energy | Other - Other | Fossil - Black Coal |  | 1 | 990 | 990 | 990 | 990 | 990 |  | Publicly Announced | TBA |  |  |  | Proposed | Coal | 2276 | Q00017 | 2023-09-01
QLD1 | Project | Collinsville Green Energy Hub | COLLINSVILLE GREEN ENERGY HUB PTY LTD | Wind Turbine - Onshore | Wind - Wind |  | 364 |  | 7.8 |  | 2839.2 | 2839.2 |  | Publicly Announced | S |  |  |  | Proposed | Wind | 2520 |  | 2023-09-01 | 2024-03-18 15:35
QLD1 | Project | Collinsville North Battery Project | TBSOL | Storage - Battery | Other - Other |  | 1 | 100 | 100 | 100 | 100 | 100 | 100 | Publicly Announced | S | 2026-12-01 |  |  | Proposed | Battery Storage | 1734 |  | 2022-09-01 | 2023-03-24 11:09
QLD1 | Existing Plant | Collinsville PV | Ratch Australia | Solar PV - Fixed | Solar - Solar | CSPVPS1 | 17 | 2.5 | 2.5 | 42.5 | 42.5 | 42.5 |  | In Service | SS | 2018-08-01 | 2044 |  | Existing less Announced Withdrawal | Solar | 1349 |  | 2024-02-20 | 2024-03-11 09:07
NSW1 | Existing Plant | Colongra | Snowy Hydro Ltd | Turbine - OCGT | Fossil - Natural Gas Pipeline | CG1 | 1 |  | 181 |  | 181 | 181 |  | In Service | S |  | 2070 |  | Existing less Announced Withdrawal | OCGT | 1053 |  | 2024-02-20 | 2024-03-13 12:31
NSW1 | Existing Plant | Colongra | Snowy Hydro Ltd | Turbine - OCGT | Fossil - Natural Gas Pipeline | CG2 | 1 | 162 | 181 | 162 | 181 | 181 |  | In Service | S |  | 2070 |  | Existing less Announced Withdrawal | OCGT | 1053 |  | 2024-02-20 | 2024-03-13 12:31
NSW1 | Existing Plant | Colongra | Snowy Hydro Ltd | Turbine - OCGT | Fossil - Natural Gas Pipeline | CG3 | 1 |  | 181 |  | 181 | 181 |  | In Service | S |  | 2070 |  | Existing less Announced Withdrawal | OCGT | 1053 |  | 2024-02-20 | 2024-03-13 12:31
NSW1 | Existing Plant | Colongra | Snowy Hydro Ltd | Turbine - OCGT | Fossil - Natural Gas Pipeline | CG4 | 1 |  | 181 |  | 181 | 181 |  | In Service | S |  | 2070 |  | Existing less Announced Withdrawal | OCGT | 1053 |  | 2024-02-20 | 2024-03-13 12:31
QLD1 | Project | Columboola BESS | Columboola BESS Nominees Pty Ltd | Storage - Battery | Other - Other |  | 1 | 700 | 700 | 700 | 700 | 700 | 0 | Publicly Announced | TBA |  |  |  | Proposed | Battery Storage | 2554 | Q00116 | 2023-09-01
QLD1 | Existing Plant | Columboola Solar Farm | Luminous Energy | Solar PV - Single axis tracking | Solar - Solar | COLUMSF1 | 79 | 2.75 | 2.75 | 217.25 | 217.25 | 217.25 | 0 | In Service | SS | 2023-10-01 | 2046 |  | Existing less Announced Withdrawal | Solar | 1459 |  | 2024-05-27 | 2024-05-29 15:28
QLD1 | Project | Comet Energy Park | Hadstone Energy Pty Ltd | Storage - Battery | Other - Other |  | 1 |  | 120 |  | 120 | 120 | 800 | Publicly Announced | S |  |  |  | Proposed | Battery Storage | 2749 |  |  | 2024-06-21 03:03
NSW1 | Project | Comet Park BESS - KCI | Samsung C&T Renewable Energy Australia Pty Ltd. | Storage - Battery | Other - Other |  | 1 |  | 150 |  | 150 | 150 | 0 | Publicly Announced | S |  |  |  | Proposed | Battery Storage | 2754 | N00172
QLD1 | Existing Plant | Condamine A | QGC Sales QLD Pty Ltd | Turbine - CCGT | Fossil - Coal Seam Methane | CPSA | 2 |  | 43.7 |  | 87.4 | 87.4 |  | In Service | S |  | 2039 |  | Existing less Announced Withdrawal | CCGT | 1054 |  | 2024-02-20 | 2024-03-13 12:40
QLD1 | Existing Plant | Condamine A | QGC Sales QLD Pty Ltd | Turbine - Steam Sub Critical | Fossil - Coal Seam Methane | CPSA | 1 |  | 57 |  | 57 | 57 |  | In Service | S |  | 2039 |  | Existing less Announced Withdrawal | Gas other | 1054 |  | 2024-02-20 | 2024-03-13 12:40
NSW1 | Existing Plant | Condong | Cape Byron Management PTY LTD | Turbine - Steam Sub Critical | Renewable Biomass or Waste - Bagasse | CONDONG1 | 1 | 30 | 30 | 30 | 30 | 30 |  | In Service | NS |  | 2038 |  | Existing less Announced Withdrawal | Biomass | 1055 |  | 2023-09-01 | 2023-10-09 11:28
NSW1 | Project | Conroys Gap WF - KCI | Waldren Construction Pty Ltd. | Wind Turbine - Onshore | Wind - Wind |  | 15 |  | 2 |  | 30 | 30 |  | Publicly Announced | SS |  |  |  | Proposed | Wind | 2755 | N00170
VIC1 | Project | Cooba Solar Farm - KCI | Venn Energy Pty Ltd / Cooba Solar Project Pty Ltd | Solar PV - Single axis tracking | Solar - Solar |  | 76 |  | 4.2 |  | 319.2 | 319.2 |  | Publicly Announced | SS |  | 2056 |  | Proposed | Solar | 2331 | V00058 | 2024-01-01 | 2024-06-07 09:34
NSW1 | Project | Cooma BESS (ACEN) | ACEN RENEWABLES | Storage - Battery | Other - Other |  | 1 | 80 | 80 | 80 | 80 | 80 | 0 | Publicly Announced | S |  |  |  | Proposed | Battery Storage | 2681 | N00151
NSW1 | Project | Cooma Solar Farm | BE PRO CM pty ltd | Solar PV - Single axis tracking | Solar - Solar |  | 2 | 0 | 130 | 0 | 260 | 260 | 0 | Publicly Announced | SS |  |  |  | Proposed | Solar | 1983 |  | 2024-01-01 | 2022-12-02 10:46
NSW1 | Project | Cooma Solar Farm (ACEN) | ACEN RENEWABLES | Solar PV - Fixed | Solar - Solar |  | 1 | 100 | 100 | 100 | 100 | 100 |  | Publicly Announced | SS |  |  |  | Proposed | Solar | 2680 | N00151
NSW1 | Project | Cooma Solar Farm (Lightsource) | Lightsource Development Services Australia Pty Ltd | Solar PV - Fixed | Solar - Solar |  | 1 | 100 | 100 | 100 | 100 | 100 |  | Publicly Announced | TBA |  |  |  | Proposed | Solar | 2177 | N00009 | 2024-01-01
VIC1 | Existing Plant | Coonooer Bridge Wind Farm | Coonooer Bridge Wind Farm Pty Ltd | Wind Turbine - Onshore | Wind - Wind |  | 6 | 3.3 | 3.3 | 19.8 | 19.8 | 19.8 |  | In Service | NS |  | 2036 |  | Existing less Announced Withdrawal | Wind | 1333 |  | 2022-03-01 | 2023-03-22 09:47
SA1 | Existing Plant | Coopers Co-gen | AGL | Turbine - CCGT | Fossil - Natural Gas Pipeline |  | 1 |  | 4.4 |  | 4.4 | 4.4 |  | In Service | NS |  |  |  | Existing less Announced Withdrawal | CCGT | 1542 |  | 2022-09-01
QLD1 | Existing Plant | Coopers Gap Wind Farm | PARF Company 6 Pty Limited | Wind Turbine - Onshore | Wind - Wind | COOPGWF1 | 91 |  | 3.63 |  | 330.33 | 330.33 |  | In Service | SS | 2022-04-01 | 2044 |  | Existing less Announced Withdrawal | Wind | 1057 |  | 2024-02-20 | 2024-03-07 15:49
QLD1 | Existing Plant | Coopers Gap Wind Farm | PARF Company 6 Pty Limited | Wind Turbine - Onshore | Wind - Wind | COOPGWF1 | 32 |  | 3.83 |  | 122.56 | 122.56 |  | In Service | SS | 2022-04-01 | 2044 |  | Existing less Announced Withdrawal | Wind | 1057 |  | 2024-02-20 | 2024-03-07 15:49
QLD1 | Project | Cooroy BESS | Enervest Pty Ltd | Storage - Battery | Other - Other |  | 1 | 100 | 100 | 100 | 100 | 100 | 0 | Publicly Announced | TBA |  |  |  | Proposed | Battery Storage | 2632
NSW1 | Existing Plant | Copeton | AGL | Hydro - Dam | Hydro - Water | COPTNHYD | 1 | 20 | 20 | 20 | 20 | 20 |  | In Service | NS |  |  |  | Existing less Announced Withdrawal | Water | 1058 |  | 2022-03-01 | 2024-03-14 16:19
NSW1 | Project | Coppabella Wind Farm | Coppabella Wind Farm Pty Ltd | Wind Turbine - Onshore | Wind - Wind | COPBEL | 69 | 4.2 | 4.2 | 289.8 | 289.8 | 289.8 |  | Publicly Announced | SS |  | 2057 |  | Proposed | Wind | 1581 | N00029 | 2024-05-27 | 2024-05-31 17:07
TAS1 | Existing Plant | Copping Renewable Energy Facility | LMS_NR | Reciprocating Engine - Spark ignition | Renewable Biomass or Waste - Landfill Gas |  | 2 |  | 1.06 |  | 2.12 | 2.12 |  | In Service | NS |  | 2042 |  | Existing less Announced Withdrawal | Biomass | 2163 |  |  | 2022-09-30 18:16
VIC1 | Existing Plant | Corio | EDL LFG Vic Pty Ltd | Reciprocating Engine - Spark ignition | Renewable Biomass or Waste - Landfill Gas | CORIO | 1 | 1 | 1 | 1 | 1 | 1 |  | In Service | NS |  | 2029 |  | Existing less Announced Withdrawal | Biomass | 1292 |  | 2022-03-01 | 2022-09-30 08:45
VIC1 | Project | Corop BESS | Leeson Solar Pty Ltd. | Storage - Battery | Other - Other |  | 1 | 400 | 400 | 400 | 400 | 400 | 0 | Publicly Announced | S |  |  |  | Proposed | Battery Storage | 2616 | V00132
VIC1 | Project | Corop Solar Farm | Leeson Solar Pty Ltd. | Solar PV - Fixed | Solar - Solar |  | 1 | 400 | 400 | 400 | 400 | 400 |  | Publicly Announced | SS |  |  |  | Proposed | Solar | 2615 | V00132
NSW1 | Existing Plant | Corowa Solar Farm | Corowa Operationsco Pty Ltd as trustee for Corowa Operations Trust | Solar PV - Single axis tracking | Solar - Solar | CRWASF1 | 22 | 1.64 | 1.64 | 36.01 | 36.01 | 36.01 |  | In Service | SS | 2021-09-01 | 2051 |  | Existing less Announced Withdrawal | Solar | 1520 |  | 2024-02-20 | 2024-06-05 13:45
VIC1 | Project | Cranbourne BESS (Macquarie) | Macquarie Corporate Holdings Pty Ltd | Storage - Battery | Other - Other |  | 1 | 150 | 150 | 150 | 150 | 150 | 0 | Publicly Announced | TBA |  |  |  | Proposed | Battery Storage | 2332 | V00035 | 2023-09-01
NSW1 | Existing Plant | Crookwell | Blaney and Crookwell WindFarm Pty Ltd | Wind Turbine - Onshore | Wind - Wind |  | 8 | 0.6 | 0.6 | 4.8 | 4.8 | 4.8 |  | In Service | NS |  | 2028 |  | Existing less Announced Withdrawal | Wind | 1060 |  | 2022-03-01 | 2024-03-14 13:11
NSW1 | Existing Plant | Crookwell 2 Wind Farm | Crookwell Development Pty Ltd | Wind Turbine - Onshore | Wind - Wind | CROOKWF2 | 28 | 3.43 | 3.43 | 96.04 | 96.04 | 96.04 |  | In Service | SS | 2018-09-01 | 2043 |  | Existing less Announced Withdrawal | Wind | 1061 |  | 2024-02-20 | 2024-03-15 13:51
NSW1 | Project | Crookwell 3 Wind Farm | Crookwell 3 Development Pty Ltd | Wind Turbine - Onshore | Wind - Wind |  | 16 |  | 3.6 |  | 57.6 | 57.6 |  | Committed | SS | 2024-06-01 | 2054 |  | Committed | Wind | 1062 | N00041 | 2024-05-27 | 2024-06-05 16:33
QLD1 | Project | Cross Roads Energy Solar Farm - KCI | Crossroads Energy Pty Ltd | Solar PV - Fixed | Solar - Solar |  | 1 | 650 | 650 | 650 | 650 | 650 |  | Publicly Announced | TBA |  |  |  | Proposed | Solar | 2273 | Q00011 | 2023-09-01
VIC1 | Existing Plant | Crowlands Wind Farm | Pacific Hydro Crowlands Pty Ltd | Wind Turbine - Onshore | Wind - Wind | CROWLWF1 | 39 |  | 2.05 |  | 79.95 | 79.95 |  | In Service | SS |  | 2044 |  | Existing less Announced Withdrawal | Wind | 1566 |  | 2024-02-20 | 2024-04-17 14:44
VIC1 | Existing Plant | Crown Melbourne | Crown Resorts | Reciprocating Engine - Spark ignition | Fossil - Natural Gas Pipeline | Crown Ge | 6 |  | 0.93 |  | 5.58 | 5.58 |  | In Service | NS |  |  |  | Existing less Announced Withdrawal | Gas other | 1354
NSW1 | Existing Plant | Crudine Ridge Wind Farm | CRWF Nominees Pty Ltd as trustee of the CRWF Trust | Wind Turbine - Onshore | Wind - Wind | CRURWF1 | 37 | 3.6 | 3.83 | 133.2 | 141.71 | 141.71 |  | In Service | SS | 2022-06-01 | 2041 |  | Existing less Announced Withdrawal | Wind | 1281 |  | 2024-02-20 | 2024-03-15 15:52
NSW1 | Project | Culcairn Solar Farm | Culcarin Solar Farm Trust | Solar PV - Single axis tracking | Solar - Solar |  | 111 | 0 | 3.15 | 0.22 | 349.98 | 0.22 - 349.98 |  | Committed | SS | 2026-07-01 | 2050 |  | Committed | Solar | 2630 |  | 2024-05-27 | 2024-05-29 16:03
NSW1 | Existing Plant | Cullerin Range Wind Farm | Cullerin Range Wind Farm Pty Ltd | Wind Turbine - Onshore | Wind - Wind | CULLRGWF | 15 | 2 | 2 | 30 | 30 | 30 |  | In Service | NS |  | 2038 |  | Existing less Announced Withdrawal | Wind | 1064 |  | 2024-02-20 | 2024-03-15 15:10
SA1 | Project | Cultana Solar Farm | Cultana Solar Project Company Pty Ltd as trustee for the Cultana Solar Farm Trust | Solar PV - Single axis tracking | Solar - Solar |  | 104 | 0 | 3.44 | 0 | 357.45 | 357.45 |  | Anticipated | SS | 2026-07-01 | 2055 |  | Anticipated | Solar | 1886 |  | 2024-05-27 | 2024-05-21 12:51
QLD1 | Project | Dalby Solar Farm | Dalby Asset Trust | Solar PV - Fixed | Solar - Solar |  | 1 | 4.94 | 4.94 | 4.94 | 4.94 | 4.94 |  | Publicly Announced | NS |  | 2042 |  | Proposed | Solar | 1412 |  | 2022-09-01 | 2024-02-29 13:49
SA1 | Existing Plant | Dalrymple BESS | ElectraNet | Storage - Battery | Other - Other | DALNTH01 | 12 |  | 2.5 |  | 30 | 30 | 9 | In Service | S |  | 2030 |  | Existing less Announced Withdrawal | Battery Storage | 1553 |  | 2024-02-20 | 2024-03-07 11:54
VIC1 | Project | Dalvui BESS | Tilt Renewables Australia Pty Ltd | Storage - Battery | Other - Other |  | 1 |  | 200 |  | 200 | 200 | 400 | Publicly Announced | S |  |  |  | Proposed | Battery Storage | 1931 | V00022 | 2023-05-23 | 2024-03-15 20:36
NSW1 | Project | Dapper Solar Farm | BORAL | Solar PV - Single axis tracking | Solar - Solar |  | 1 |  | 4.2 |  | 4.2 | 4.2 |  | Publicly Announced | TBA |  |  |  | Proposed | Solar | 2747 |  |  | 2024-06-04 14:16
QLD1 | Existing Plant | Darling Downs | Origin Energy Power Limited | Turbine - CCGT | Fossil - Coal Seam Methane | DDPS1 | 3 |  | 121.5 |  | 364.5 | 364.5 |  | In Service | S |  | 2045 |  | Existing less Announced Withdrawal | CCGT | 1066 |  | 2024-02-20 | 2024-06-05 13:40
QLD1 | Existing Plant | Darling Downs | Origin Energy Power Limited | Turbine - CCGT | Fossil - Coal Seam Methane | DDPS1 | 1 |  | 280 |  | 280 | 280 |  | In Service | S |  | 2045 |  | Existing less Announced Withdrawal | CCGT | 1066 |  | 2024-02-20 | 2024-06-05 13:40
QLD1 | Project | Darling Downs Battery | BORAL | Storage - Battery | Other - Other |  | 1 |  | 250 |  | 250 | 250 | 500 | Publicly Announced | S | 2026-12-01 |  |  | Proposed | Battery Storage | 1883 | Q00031 | 2023-05-23 | 2024-03-18 15:49
QLD1 | Project | Darling Downs Battery | BORAL | Storage - Battery | Other - Other |  | 1 |  | 250 |  | 250 | 250 | 1500 | Publicly Announced | S |  |  |  | Proposed | Battery Storage | 1883 | Q00031 | 2023-05-23 | 2024-03-18 15:49
QLD1 | Project | Darling Downs BESS (APA) | APA Group | Storage - Battery | Other - Other |  | 1 | 200 | 200 | 200 | 200 | 200 | 0 | Publicly Announced | S |  |  |  | Proposed | Battery Storage | 2663 | Q00134
QLD1 | Existing Plant | Darling Downs Solar Farm | Darling Downs Solar Farm Pty Ltd | Solar PV - Fixed | Solar - Solar | DDSF1 | 44 | 2.47 | 2.75 | 108.5 | 121 | 121 |  | In Service | SS |  | 2036 |  | Existing less Announced Withdrawal | Solar | 1545 |  | 2024-02-20 | 2024-03-07 07:40
NSW1 | Existing Plant | Darlington Point Energy Storage System | DPESS Pty Ltd | Storage - Battery | Other - Other | DPNTBG1 | 1 |  | 25 |  | 25 | 25 | 50 | In Service | S | 2023-08-01 | 2051 |  | Existing less Announced Withdrawal | Battery Storage | 2019 | N00021 | 2024-02-20 | 2024-02-22 21:06
NSW1 | Existing Plant | Darlington Point Solar Farm | Darlington Point Solar Farm Pty Ltd | Solar PV - Single axis tracking | Solar - Solar | DARLSF1 | 108 |  | 2.55 |  | 274.97 | 274.97 |  | In Service | SS | 2021-04-01 | 2055 |  | Existing less Announced Withdrawal | Solar | 1518 |  | 2024-02-20 | 2024-02-21 16:35
VIC1 | Project | Darlington Wind Farm - GPG | globalpower-generation_NR | Wind Turbine - Onshore | Wind - Wind |  | 50 |  | 7.2 |  | 360 | 360 |  | Publicly Announced | SS |  | 2056 |  | Proposed | Wind | 2464 |  | 2023-05-23 | 2023-04-05 15:23
NSW1 | Project | Daroobalgie Solar Farm | Pacific Hydro Australia Developments Pty Ltd | Solar PV - Single axis tracking | Solar - Solar |  | 32 | 2.5 | 3.13 | 80 | 100 | 80.00 - 100.00 | 0 | Publicly Announced | SS |  |  |  | Proposed | Solar | 1570 |  | 2023-05-23 | 2024-03-19 09:50
VIC1 | Existing Plant | Dartmouth | AGL Hydro Partnership | Hydro - Dam | Hydro - Water | DARTM1 | 1 |  | 185 |  | 185 | 185 |  | In Service | S |  | 2057 |  | Existing less Announced Withdrawal | Water | 1068 |  | 2024-02-20 | 2024-03-07 15:52
SA1 | Project | Davenport BESS | Green Gold | Storage - Battery | Other - Other |  | 1 | 270 | 270 | 270 | 270 | 270 | 540 | Publicly Announced | S |  |  |  | Proposed | Battery Storage | 2600 | S00054 | 2024-01-01 | 2023-12-14 13:12
QLD1 | Existing Plant | Daydream Solar Farm | The Daydream Solar Farm Trust | Solar PV - Single axis tracking | Solar - Solar | DAYDSF1 | 61 |  | 2.75 |  | 167.75 | 167.75 |  | In Service | SS |  | 2048 |  | Existing less Announced Withdrawal | Solar | 1516 |  | 2024-02-20 | 2024-02-21 16:37
NSW1 | Existing Plant | De Bortoli Wines | TBA | Solar PV - Fixed | Solar - Solar |  | 1 |  | 0.23 |  | 0.23 | 0.23 |  | In Service | NS |  |  |  | Existing less Announced Withdrawal | Solar | 2083
VIC1 | Project | Deal 1 (West) Off Shore Wind Farm | BayWa r.e. Australia Offshore Wind Projects 1 Pty Ltd | Wind Turbine - Offshore | Wind - Wind |  | 165 | 18 | 18 | 2970 | 2970 | 2970 |  | Publicly Announced | SS |  | 2067 |  | Proposed | Wind | 2546 | V00107 | 2023-09-01 | 2023-09-26 17:26
VIC1 | Project | Deal 2 (East) Off Shore Wind Farm | BayWa r.e. Australia Offshore Wind Projects 2 Pty Ltd | Wind Turbine - Offshore | Wind - Wind |  | 212 | 14 | 14 | 2968 | 2968 | 2968 |  | Publicly Announced | SS |  | 2067 |  | Proposed | Wind | 2547 | V00108 | 2023-09-01 | 2023-09-26 17:27
VIC1 | Project | Dederang BESS | Mint Renewables | Storage - Battery | Other - Other |  | 1 | 200 | 200 | 200 | 200 | 200 | 400 | Publicly Announced | S |  |  |  | Proposed | Battery Storage | 2621 |  |  | 2023-10-30 15:56
VIC1 | Project | Dederang BESS (Trina) | Trina Projects Holding Australia Pty Ltd | Storage - Battery | Other - Other |  | 1 | 500 | 500 | 500 | 500 | 500 | 0 | Publicly Announced | S |  |  |  | Proposed | Battery Storage | 2659 | V00144
VIC1 | Project | Delburn Wind Farm | Delburn Wind Farm Pty Ltd | Wind Turbine - Onshore | Wind - Wind |  | 33 | 6.2 | 6.6 | 204.6 | 217.8 | 204.60 - 217.80 |  | Publicly Announced | SS |  | 2054 |  | Proposed | Wind | 1949 | V00131 | 2023-05-23 | 2023-03-27 15:21
NSW1 | Project | Deniliquin BESS - Storage - KCI | Enervest Pty Ltd | Storage - Battery | Other - Other |  | 1 | 150 | 150 | 150 | 150 | 150 | 0 | Publicly Announced | SS |  |  |  | Proposed | Battery Storage | 2380 | N00107 | 2023-09-01 | 2023-09-27 13:22
NSW1 | Project | Deniliquin East BESS | BESS Arctic Pty Ltd | Storage - Battery | Other - Other |  | 1 | 100 | 100 | 100 | 100 | 100 | 200 | Publicly Announced | S | 2025-07-01 |  |  | Proposed | Battery Storage | 2375 | N00101 | 2024-05-27 | 2024-05-13 11:20
NSW1 | Project | Denman BESS - KCI | NEMMCOM Renewables Australia Developments Pty Ltd | Storage - Battery | Other - Other |  | 572 | 4.2 | 4.2 | 2402.4 | 2402.4 | 2402.4 | 0 | Publicly Announced | S |  |  |  | Proposed | Battery Storage | 2722 | N00161
VIC1 | Project | Derby Solar Farm | DERBY SOLAR PROJECT PTY LTD | Solar PV - Single axis tracking | Solar - Solar |  | 30 | 3.17 | 3.17 | 95.1 | 95.1 | 95.1 |  | Anticipated | SS | 2025-03-01 | 2053 |  | Anticipated | Solar | 2513 |  | 2024-05-27 | 2024-05-15 10:55
TAS1 | Project | Derwent Valley Wind Farm | West Coast Renewable Energy | Wind Turbine - Onshore | Wind - Wind |  | 1 | 150 | 150 | 150 | 150 | 150 |  | Publicly Announced | TBA |  |  |  | Proposed | Wind | 2232 | T00012 | 2023-09-01
TAS1 | Existing Plant | Devils Gate | Hydro-Electric Corporation | Hydro - Dam | Hydro - Water | DEVILS_G | 1 | 60 | 60 | 60 | 60 | 60 |  | In Service | S |  | 2100 |  | Existing less Announced Withdrawal | Water | 1069 |  | 2024-02-20 | 2024-03-08 08:58
NSW1 | Existing Plant | DHL6 Solar Horsley Park | TBA | Solar PV - Fixed | Solar - Solar |  | 1 |  | 0.1 |  | 0.1 | 0.1 |  | In Service | NS |  |  |  | Existing less Announced Withdrawal | Solar | 2084
VIC1 | Existing Plant | Diapur Wind Farm | Diapur Wind Farm Pty Ltd | Wind Turbine - Onshore | Wind - Wind |  | 2 |  | 4 |  | 8 | 8 |  | In Service | NS | 2021-10-01 | 2046 |  | Existing less Announced Withdrawal | Wind | 1496 |  | 2022-09-01 | 2022-09-30 15:56
NSW1 | Project | Dinawan Energy Hub | Spark Renewables Pty Ltd | Solar PV - Single axis tracking | Solar - Solar |  | 1 |  | 400 |  | 400 | 400 |  | Publicly Announced | SS | 2028-09-01 | 2058 |  | Proposed | Solar | 1924 |  | 2024-05-27 | 2024-06-04 08:34
NSW1 | Project | Dinawan Energy Hub | Spark Renewables Pty Ltd | Solar PV - Single axis tracking | Solar - Solar |  | 1 | 4 | 400 | 4 | 400 | 4.00 - 400.00 |  | Publicly Announced | SS | 2027-11-01 | 2057 |  | Proposed | Solar | 1924 |  | 2024-05-27 | 2024-06-04 08:34
NSW1 | Project | Dinawan Energy Hub | Spark Renewables Pty Ltd | Wind Turbine - Onshore | Wind - Wind |  | 114 | 4.5 | 6.6 | 513 | 752.4 | 513.00 - 752.40 |  | Publicly Announced | SS | 2030-01-01 | 2059 |  | Proposed | Wind | 1924 |  | 2024-05-27 | 2024-06-04 08:34
NSW1 | Project | Dinawan Energy Hub | Spark Renewables Pty Ltd | Wind Turbine - Onshore | Wind - Wind |  | 86 | 4 | 6.6 | 344 | 567.6 | 344.00 - 567.60 |  | Publicly Announced | SS | 2027-09-01 | 2058 |  | Proposed | Wind | 1924 |  | 2024-05-27 | 2024-06-04 08:34
NSW1 | Project | Dinawan Energy Hub | Spark Renewables Pty Ltd | Storage - Battery | Other - Other |  | 1 |  | 300 |  | 300 | 300 | 600 | Publicly Announced | S | 2027-09-01 | 2058 |  | Proposed | Battery Storage | 1924 |  | 2024-05-27 | 2024-06-04 08:34
QLD1 | Project | Dingo Solar Farm | ESCO Pacific | Solar PV - Fixed | Solar - Solar |  | 1 | 85 | 85 | 85 | 85 | 85 |  | Publicly Announced | SS |  |  |  | Proposed | Solar | 1671 |  | 2023-04-01 | 2023-03-27 07:24
SA1 | Project | Direk BESS | BESS DIREK PTY LTD | Storage - Battery | Other - Other |  | 1 | 0 | 20 | 0 | 20 | 20 | 40 | Publicly Announced | S |  | 2044 |  | Proposed | Battery Storage | 2429 |  | 2023-09-01 | 2024-03-06 12:56
NSW1 | Existing Plant | Drayton's Family Wines Solar | TBA | Solar PV - Fixed | Solar - Solar |  | 1 |  | 0.2 |  | 0.2 | 0.2 |  | In Service | NS |  |  |  | Existing less Announced Withdrawal | Solar | 2085
SA1 | Project | Dry Creek BESS - KCI | International Power (Energy) Pty Ltd | Storage - Battery | Other - Other |  | 1 | 55 | 55 | 55 | 55 | 55 | 110 | Publicly Announced | S |  |  |  | Proposed | Battery Storage | 2306 | S00030 | 2024-01-01 | 2024-01-03 16:20
SA1 | Existing Plant | Dry Creek GT | Synergen Power Pty Ltd | Turbine - OCGT | Fossil - Natural Gas Pipeline | DRYCGT1 | 1 |  | 52 |  | 52 | 52 |  | In Service | S |  | 2030 |  | Existing less Announced Withdrawal | OCGT | 1070 |  | 2024-02-20 | 2024-03-06 09:39
SA1 | Existing Plant | Dry Creek GT | Synergen Power Pty Ltd | Turbine - OCGT | Fossil - Natural Gas Pipeline | DRYCGT2 | 1 |  | 52 |  | 52 | 52 |  | In Service | S |  | 2030 |  | Existing less Announced Withdrawal | OCGT | 1070 |  | 2024-02-20 | 2024-03-06 09:39
SA1 | Existing Plant | Dry Creek GT | Synergen Power Pty Ltd | Turbine - OCGT | Fossil - Natural Gas Pipeline | DRYCGT3 | 1 |  | 52 |  | 52 | 52 |  | In Service | S |  | 2030 |  | Existing less Announced Withdrawal | OCGT | 1070 |  | 2024-02-20 | 2024-03-06 09:39
VIC1 | Existing Plant | Drysdale | LMS_NR | Reciprocating Engine - Spark ignition | Renewable Biomass or Waste - Landfill Gas |  | 1 |  | 1.06 |  | 1.06 | 1.06 |  | In Service | NS |  | 2042 |  | Existing less Announced Withdrawal | Biomass | 2158 |  |  | 2022-09-30 17:48
QLD1 | Project | Dulacca Solar | juwi Renewable Energy Pty Ltd | Solar PV - Single axis tracking | Solar - Solar |  | 28 | 3.46 | 3.46 | 96.99 | 96.99 | 96.99 |  | Publicly Announced | SS |  |  |  | Proposed | Solar | 1855 |  | 2023-05-23 | 2023-03-23 17:58
QLD1 | Existing Plant | Dulacca Wind Farm | Dulacca Energy Project Co Pty Ltd | Wind Turbine - Onshore | Wind - Wind | DULAWF1 | 43 | 4.02 | 4.02 | 172.99 | 172.99 | 172.99 |  | In Service | SS | 2024-08-01 | 2053 |  | Existing less Announced Withdrawal | Wind | 1706 |  | 2024-02-20 | 2024-06-03 17:09
NSW1 | Project | Dumaresq Solar Farm | Dumaresq Solar Farm Pty Limited | Solar PV - Single axis tracking | Solar - Solar |  | 1 | 0 | 188 | 0 | 188 | 188 |  | Publicly Announced | SS |  |  |  | Proposed | Solar | 1907 | N00005 | 2023-05-23 | 2023-08-04 11:10
QLD1 | Existing Plant | Dunblane Solar Farm | Dunblane Solar Pty Ltd | Solar PV - Fixed | Solar - Solar |  | 4 | 1.8 | 1.8 | 7.2 | 7.2 | 7.2 | 0 | In Service | NS | 2017-12-01 |  |  | Existing less Announced Withdrawal | Solar | 1429 |  | 2022-09-01
VIC1 | Existing Plant | Dundonnell Wind Farm | Tilt Renewables | Wind Turbine - Onshore | Wind - Wind | DUNDWF1 | 40 | 4.2 | 4.2 | 168 | 168 | 168 |  | In Service | SS | 2022-06-01 | 2045 |  | Existing less Announced Withdrawal | Wind | 1303 |  | 2024-02-20 | 2024-03-15 20:30
VIC1 | Existing Plant | Dundonnell Wind Farm | Tilt Renewables | Wind Turbine - Onshore | Wind - Wind | DUNDWF3 | 29 | 4.2 | 4.2 | 121.8 | 121.8 | 121.8 |  | In Service | SS | 2022-06-01 | 2045 |  | Existing less Announced Withdrawal | Wind | 1303 |  | 2024-02-20 | 2024-03-15 20:30
VIC1 | Existing Plant | Dundonnell Wind Farm | Tilt Renewables | Wind Turbine - Onshore | Wind - Wind | DUNDWF2 | 11 | 4.2 | 4.2 | 46.2 | 46.2 | 46.2 |  | In Service | SS | 2022-06-01 | 2045 |  | Existing less Announced Withdrawal | Wind | 1303 |  | 2024-02-20 | 2024-03-15 20:30
NSW1 | Project | Dunedoo Solar Farm | ib vogt GmbH / Sun Spot 4 | Solar PV - Single axis tracking | Solar - Solar |  | 1 | 55 | 55 | 55 | 55 | 55 |  | Publicly Announced | SS |  |  |  | Proposed | Solar | 1632 |  | 2024-01-01 | 2023-12-18 14:21
NSW1 | Project | Dungowan 3,000 MWH PHES | Dungowan Pumped Hydro Pty Ltd | Storage - Pumped hydro | Hydro - Water |  | 2 | 150 | 150 | 300 | 300 | 300 | 3000 | Publicly Announced | S | 2030-03-01 |  |  | Proposed | Water | 1926 | N00075
QLD1 | Project | Dunmore BESS | Samsung C&T | Storage - Battery | Other - Other |  | 1 | 100 | 100 | 100 | 100 | 100 | 0 | Publicly Announced | TBA |  |  |  | Proposed | Battery Storage | 2498 | Q00089 | 2023-09-01
QLD1 | Project | Dunmore Solar Farm | Samsung C&T | Solar PV - Fixed | Solar - Solar |  | 1 | 100 | 100 | 100 | 100 | 100 |  | Publicly Announced | TBA |  |  |  | Proposed | Solar | 2497 | Q00089 | 2023-09-01
QLD1 | Project | Dunmore Solar PV | Samsung C&T Renewable Energy Australia Pty, Ltd | Solar PV - Single axis tracking | Solar - Solar |  | 1 |  | 400 |  | 400 | 400 |  | Publicly Announced | SS |  |  |  | Proposed | Solar | 2515 |  |  | 2023-06-01 15:16
QLD1 | Project | Dunmore Solar PV | Samsung C&T Renewable Energy Australia Pty, Ltd | Storage - Battery | Other - Other |  | 1 |  | 200 |  | 200 | 200 | 400 | Publicly Announced | S |  |  |  | Proposed | Battery Storage | 2515 |  |  | 2023-06-01 15:16
QLD1 | Project | Dysart Solar Farm RED | Tilt Renewables Australia Pty Ltd | Solar PV - Fixed | Solar - Solar |  | 100 | 1 | 1 | 100 | 100 | 100 |  | Publicly Announced | SS |  |  |  | Proposed | Solar | 1627 |  | 2023-05-23 | 2024-03-15 20:35
NSW1 | Existing Plant | Earthpower Technologies Sydney | Earthpower Technologies Sydney | Reciprocating Engine - Spark ignition | Other - Other |  | 1 | 3.9 | 3.9 | 3.9 | 3.9 | 3.9 | 0 | In Service | NS |  |  |  | Existing less Announced Withdrawal | Other | 1438 |  | 2022-09-01 | 2022-10-20 17:09
NSW1 | Existing Plant | Eastern Creek | EDL LFG NSW Pty Ltd | Reciprocating Engine - Spark ignition | Renewable Biomass or Waste - Landfill Gas | EASTCRK | 4 |  | 1.26 |  | 5.06 | 5.06 |  | In Service | NS |  | 2025 |  | Existing less Announced Withdrawal | Biomass | 1328 |  | 2022-03-01 | 2022-09-30 08:51
NSW1 | Existing Plant | Eastern Creek 2 Gas Utilisation Facility | LMS Energy Pty Ltd | Reciprocating Engine - Spark ignition | Renewable Biomass or Waste - Landfill Gas |  | 6 |  | 1.12 |  | 6.74 | 6.74 |  | In Service | NS |  | 2042 |  | Existing less Announced Withdrawal | Biomass | 1071 |  | 2021-04-01 | 2022-05-03 11:30
NSW1 | Project | Eastern Rise Offshore Wind | Eastern Rise OWP Project Pty Ltd | Wind Turbine - Offshore | Wind - Wind |  | 115 | 15 | 15 | 1725 | 1725 | 1725 |  | Publicly Announced | SS | 2033-06-01 |  |  | Proposed | Wind | 2459 | N00119 | 2023-04-01 | 2023-09-30 02:28
NSW1 | Project | Edderton Hybrid Faciility - Solar | Voltere Pty Ltd. | Solar PV - Fixed | Solar - Solar |  | 84 | 4.17 | 4.17 | 350.28 | 350.28 | 350.28 |  | Publicly Announced | SS |  |  |  | Proposed | Solar | 2640 | N00147
NSW1 | Project | Edderton Hybrid Facility - BESS | Voltere Pty Ltd. | Storage - Battery | Other - Other |  | 1 | 350 | 350 | 350 | 350 | 350 | 0 | Publicly Announced | S |  |  |  | Proposed | Battery Storage | 2641 | N00147
NSW1 | Project | Eden Offshore Wind Farm | OceanEx Energy | Wind Turbine - Offshore | Wind - Wind |  | 1 |  | 2000 |  | 2000 | 2000 |  | Publicly Announced | SS | 2034-01-01 |  |  | Proposed | Wind | 2026 |  | 2024-01-01
QLD1 | Existing Plant | Edenvale Solar Park | Edenvale Solar Park Pty Ltd | Solar PV - Single axis tracking | Solar - Solar | EDENVSF1 | 1 | 0 | 180 | 0 | 180 | 180 |  | In Service | SS | 2024-03-01 | 2053 |  | Existing less Announced Withdrawal | Solar | 1902 |  | 2024-05-27 | 2024-06-03 16:01
VIC1 | Existing Plant | Eildon | AGL Hydro Partnership | Hydro - Dam | Hydro - Water | EILDON1 | 1 |  | 7.5 |  | 7.5 | 7.5 |  | In Service | S |  | 2057 |  | Existing less Announced Withdrawal | Water | 1072 |  | 2024-02-20 | 2024-03-07 15:53
VIC1 | Existing Plant | Eildon | AGL Hydro Partnership | Hydro - Dam | Hydro - Water | EILDON1 | 1 |  | 60 |  | 60 | 60 |  | In Service | S |  | 2057 |  | Existing less Announced Withdrawal | Water | 1072 |  | 2024-02-20 | 2024-03-07 15:53
VIC1 | Existing Plant | Eildon | AGL Hydro Partnership | Hydro - Dam | Hydro - Water | EILDON2 | 1 |  | 7.5 |  | 7.5 | 7.5 |  | In Service | S |  | 2057 |  | Existing less Announced Withdrawal | Water | 1072 |  | 2024-02-20 | 2024-03-07 15:53
VIC1 | Existing Plant | Eildon | AGL Hydro Partnership | Hydro - Dam | Hydro - Water | EILDON2 | 1 |  | 60 |  | 60 | 60 |  | In Service | S |  | 2057 |  | Existing less Announced Withdrawal | Water | 1072 |  | 2024-02-20 | 2024-03-07 15:53
VIC1 | Existing Plant | Eildon Pondage Power Station (EPPS) | Pacific Hydro Investments Pty Ltd | Hydro - Run of River | Hydro - Water | EILDON3 | 1 | 4.5 | 4.5 | 4.5 | 4.5 | 4.5 | 0 | In Service | NS |  |  |  | Existing less Announced Withdrawal | Water | 1073 |  | 2022-09-01 | 2024-03-18 14:12
QLD1 | Project | Elai Genesis Battery Storage System | Elai Energy Pty Ltd | Storage - Battery | Other - Other |  | 1 | 60 | 120 | 60 | 120 | 60.00 - 120.00 | 0 | Publicly Announced | S |  |  |  | Proposed | Battery Storage | 2743
VIC1 | Project | Elaine BESS | Akaysha Energy | Storage - Battery | Other - Other |  | 336 | 0 | 0.93 | 0 | 311.14 | 311.14 | 1244 | Publicly Announced | S |  |  |  | Proposed | Battery Storage | 2527 |  |  | 2024-05-31 11:45
VIC1 | Project | Elaine Solar Farm & BESS Hybrid - KCI | Elgin Energy Pty Ltd | Solar PV - Fixed | Solar - Solar |  | 1 | 125 | 125 | 125 | 125 | 125 |  | Publicly Announced | TBA |  |  |  | Proposed | Solar | 2336 | V00080 | 2024-01-01 | 2023-09-28 14:17
VIC1 | Existing Plant | Elaine Wind Farm | Northleaf /InfraRed/Macquarie Capital | Wind Turbine - Onshore | Wind - Wind | ELAINWF1 | 22 | 3.8 | 3.8 | 83.6 | 83.6 | 83.6 |  | In Service | SS | 2020-12-01 | 2049 |  | Existing less Announced Withdrawal | Wind | 1113 |  | 2024-02-20 | 2024-06-05 15:27
QLD1 | Existing Plant | Emerald Solar Park | Lighthouse Infrastructure Management Limited | Solar PV - Single axis tracking | Solar - Solar | EMERASF1 | 32 | 2.25 | 2.25 | 72 | 72 | 72 |  | In Service | SS | 2019-02-01 | 2048 |  | Existing less Announced Withdrawal | Solar | 1443 |  | 2024-02-20 | 2024-03-12 09:45
SA1 | Project | Emeroo BESS | Enel Green Power Australia Pty Ltd | Storage - Battery | Other - Other |  | 14 | 2.86 | 4.39 | 40.04 | 61.46 | 40.04 - 61.46 | 5.71 | Publicly Announced | S |  | 2046 |  | Proposed | Battery Storage | 2262 | S00026 | 2023-04-01 | 2023-06-23 13:24
VIC1 | Existing Plant | Epworth Hospital - East Melbourne - Freemasons | Epworth Hospital Ltd | Reciprocating Engine - Compression ignition | Fossil - Diesel |  | 2 |  | 0.88 |  | 1.76 | 1.76 |  | In Service | NS |  | 2050 |  | Existing less Announced Withdrawal | Other | 1994 |  |  | 2022-04-08 17:08
VIC1 | Existing Plant | Epworth Hospital - Geelong - Waurn Ponds | Epworth Hospital Ltd | Reciprocating Engine - Compression ignition | Fossil - Diesel |  | 2 |  | 1.5 |  | 3 | 3 |  | In Service | NS |  |  |  | Existing less Announced Withdrawal | Other | 1858
NSW1 | Existing Plant | Eraring | Origin Energy Eraring Pty Ltd | Turbine - Steam Sub Critical | Fossil - Black Coal | ER01 | 1 |  | 720 |  | 720 | 720 |  | In Service - Announced Withdrawal (Permanent) | S |  | 2027 | 2027-08-19 | Announced Withdrawal | Coal | 1074 |  | 2024-02-20 | 2024-06-03 08:59
NSW1 | Existing Plant | Eraring | Origin Energy Eraring Pty Ltd | Turbine - Steam Sub Critical | Fossil - Black Coal | ER02 | 1 |  | 720 |  | 720 | 720 |  | In Service - Announced Withdrawal (Permanent) | S |  | 2027 | 2027-08-19 | Announced Withdrawal | Coal | 1074 |  | 2024-02-20 | 2024-06-03 08:59
NSW1 | Existing Plant | Eraring | Origin Energy Eraring Pty Ltd | Turbine - Steam Sub Critical | Fossil - Black Coal | ER03 | 1 |  | 720 |  | 720 | 720 |  | In Service - Announced Withdrawal (Permanent) | S |  | 2027 | 2027-08-19 | Announced Withdrawal | Coal | 1074 |  | 2024-02-20 | 2024-06-03 08:59
NSW1 | Existing Plant | Eraring | Origin Energy Eraring Pty Ltd | Turbine - Steam Sub Critical | Fossil - Black Coal | ER04 | 1 |  | 720 |  | 720 | 720 |  | In Service - Announced Withdrawal (Permanent) | S |  | 2027 | 2027-08-19 | Announced Withdrawal | Coal | 1074 |  | 2024-02-20 | 2024-06-03 08:59
NSW1 | Project | Eraring Big Battery | Origin Energy Electricity Limited | Storage - Battery | Other - Other |  | 1 |  | 460 |  | 460 | 460 | 920 | Committed* | S | 2025-12-01 | 2045 |  | Committed | Battery Storage | 1870 | N00043 | 2024-05-27 | 2024-05-31 10:48
NSW1 | Project | Eraring Big Battery | Origin Energy Electricity Limited | Storage - Battery | Other - Other |  | 1 |  | 0 |  | 0 |  | 1400 | Publicly Announced | S |  |  |  | Proposed | Battery Storage | 1870 | N00043 | 2024-05-27 | 2024-05-31 10:48
NSW1 | Project | Eraring Big Battery | Origin Energy Electricity Limited | Storage - Battery | Other - Other |  | 1 |  | 240 |  | 240 | 240 | 480 | Publicly Announced | S |  |  |  | Proposed | Battery Storage | 1870 | N00043 | 2024-05-27 | 2024-05-31 10:48
NSW1 | Existing Plant | Eraring GT | Origin Energy Eraring Pty Ltd | Turbine - OCGT | Fossil - Diesel | ERGT01 | 1 |  | 41.5 |  | 41.5 | 41.5 |  | In Service | NS |  | 2032 |  | Existing less Announced Withdrawal | OCGT | 1075 |  | 2023-04-01 | 2024-06-05 11:56
QLD1 | Project | Eurimbula Hybrid Facility - Battery Storage | unitedgreen_NR | Storage - Battery | Other - Other |  | 1 |  | 666 |  | 666 | 666 | 666 | Publicly Announced | SS | 2026-06-01 |  |  | Proposed | Battery Storage | 2457 | Q00100 | 2023-09-01 | 2023-10-04 13:49
QLD1 | Project | Eurimbula Solar Farm | Unitedgreen_NR | Solar PV - Single axis tracking | Solar - Solar |  | 1 | 4 | 4.2 | 4 | 4.2 | 4.00 - 4.20 |  | Publicly Announced | SS |  |  |  | Proposed | Solar | 1561 |  | 2023-05-23 | 2023-10-04 11:43
NSW1 | Project | Euston Wind Farm - KCI | Balranald Wind Farm Pty Ltd | Wind Turbine - Onshore | Wind - Wind |  | 1 | 330 | 330 | 330 | 330 | 330 |  | Publicly Announced | TBA |  |  |  | Proposed | Wind | 2370 | N00098 | 2023-09-01
VIC1 | Project | Everleigh Solar Farm & BESS - KCI | Everleigh Solar Park Pty Ltd | Solar PV - Fixed | Solar - Solar |  | 1 |  | 200 |  | 200 | 200 |  | Publicly Announced | SS |  |  |  | Proposed | Solar | 2756 | Q00162
VIC1 | Project | Everleigh Solar Farm & BESS - KCI | Everleigh Solar Park Pty Ltd | Storage - Battery | Other - Other |  | 1 |  | 0 |  | 0 |  | 0 | Publicly Announced | S |  |  |  | Proposed | Battery Storage | 2756 | Q00162
SA1 | Project | Exmoor | Acciona Energy | Wind Turbine - Onshore | Wind - Wind |  | 48 | 3 | 3 | 144 | 144 | 144 | 0 | Publicly Announced | SS |  |  |  | Proposed | Wind | 1304 |  | 2023-05-23 | 2024-03-19 09:29
VIC1 | Project | Ferguson South Wind Farm | Ferguson Wind Farm Pty Ltd | Wind Turbine - Onshore | Wind - Wind |  | 2 |  | 4 |  | 8 | 8 |  | Publicly Announced | NS |  |  |  | Proposed | Wind | 1872 |  | 2022-09-01
VIC1 | Existing Plant | Ferguson Wind Farm | Ferguson Wind Farm Pty Ltd | Wind Turbine - Onshore | Wind - Wind | FNWF1 | 3 |  | 4 |  | 12 | 12 |  | In Service | NS | 2021-04-01 |  |  | Existing less Announced Withdrawal | Wind | 1649 |  | 2022-09-01 | 2022-09-30 14:51
QLD1 | Project | Fiery Creek Wind Farm | Tilt Renewables Australia Pty Ltd | Wind Turbine - Onshore | Wind - Wind |  | 1 | 200 | 200 | 200 | 200 | 200 |  | Publicly Announced | SS |  |  |  | Proposed | Wind | 2488 | Q00084 | 2023-09-01 | 2023-10-13 10:30
NSW1 | Existing Plant | Finley Solar Farm | Finley Solar Farm Pty Ltd as The trustee for Finley Solar Trust | Solar PV - Single axis tracking | Solar - Solar | FINLYSF1 | 99 |  | 1.64 |  | 162.36 | 162.36 |  | In Service | SS | 2019-11-01 | 2049 |  | Existing less Announced Withdrawal | Solar | 1680 |  | 2024-02-20 | 2024-03-05 13:25
TAS1 | Existing Plant | Fisher | Hydro-Electric Corporation | Hydro - Dam | Hydro - Water | FISHER | 1 | 43.2 | 43.2 | 43.2 | 43.2 | 43.2 |  | In Service | S |  | 2100 |  | Existing less Announced Withdrawal | Water | 1076 |  | 2024-02-20 | 2024-03-08 09:01
VIC1 | Existing Plant | Flavorite Marketing | TBA | Solar PV - Fixed | Solar - Solar |  | 1 |  | 0.15 |  | 0.15 | 0.15 |  | In Service | NS |  |  |  | Existing less Announced Withdrawal | Solar | 2086
NSW1 | Existing Plant | Flyers Creek Wind Farm | Flyers Creek Wind Farm Pty Ltd | Wind Turbine - Onshore | Wind - Wind | FLYCRKWF | 38 | 3.83 | 3.83 | 145.54 | 145.54 | 145.54 |  | In Service | SS | 2024-07-01 | 2063 |  | Existing less Announced Withdrawal | Wind | 1268 |  | 2024-02-20 | 2024-03-19 11:50
NSW1 | Project | Forbes Solar Farm & BESS | Forbes Solar Farm Pty Ltd ATF Forbes Genesis Project Trust | Solar PV - Single axis tracking | Solar - Solar |  | 1 | 0 | 4.6 | 0 | 4.6 | 4.6 |  | Publicly Announced | SS |  |  |  | Proposed | Solar | 2198 | N00060 | 2024-05-27 | 2024-06-03 11:12
NSW1 | Project | Forbes Solar Farm & BESS | Forbes Solar Farm Pty Ltd ATF Forbes Genesis Project Trust | Storage - Battery | Other - Other |  | 1 |  | 3.6 |  | 3.6 | 3.6 | 480 | Publicly Announced | S |  | 2062 |  | Proposed | Battery Storage | 2198 | N00060 | 2024-05-27 | 2024-06-03 11:12
NSW1 | Project | Forest Glen Solar Farm | X-Elio Roma Hub Solar Farm Pty Ltd | Solar PV - Single axis tracking | Solar - Solar |  | 1 | 0 | 90 | 0 | 90 | 90 |  | Publicly Announced | SS |  |  |  | Proposed | Solar | 2426 |  | 2024-05-27 | 2023-06-07 12:12
QLD1 | Project | Forest Wind | CleanSight P/L | Wind Turbine - Onshore | Wind - Wind |  | 1 | 1200 | 1200 | 1200 | 1200 | 1200 |  | Publicly Announced | TBA |  |  |  | Proposed | Wind | 2486 | Q00074 | 2024-01-01
QLD1 | Project | Forsayth Wind Farm | Forsayth Wind Farm Pty Ltd | Wind Turbine - Onshore | Wind - Wind |  | 30 | 2.5 | 5.5 | 75 | 165 | 75.00 - 165.00 |  | Publicly Announced | SS |  |  |  | Proposed | Wind | 1279 |  | 2023-05-23 | 2024-03-19 11:03
VIC1 | Project | Fosterville SF and BESS | FRV Services Australia | Solar PV - Single axis tracking | Solar - Solar | FTVPV | 23 |  | 3.5 |  | 80.5 | 80.5 |  | Publicly Announced | SS |  |  |  | Proposed | Solar | 2241 | V00073 | 2023-04-01 | 2024-03-06 11:47
VIC1 | Project | Fosterville SF and BESS | FRV Services Australia | Storage - Battery | Solar - Solar | FTVBESS | 34 |  | 3.5 |  | 119 | 119 | 240 | Publicly Announced | S |  |  |  | Proposed | Battery Storage | 2241 | V00073 | 2023-04-01 | 2024-03-06 11:47
QLD1 | Existing Plant | FPC Green Energy | FPC 30 Limited as Trustee for FPC Green Fund Trust | Turbine - Steam Sub Critical | Renewable Biomass or Waste - Wood |  | 1 |  | 30 |  | 30 | 30 |  | In Service | NS |  |  |  | Existing less Announced Withdrawal | Biomass | 2034 |  | 2023-09-01
QLD1 | Existing Plant | Fraser Coast Community Solar Farm | Wide Bay Water Corporation | Solar PV - Fixed | Solar - Solar |  | 1 | 0.4 | 0.4 | 0.4 | 0.4 | 0.4 |  | In Service | NS |  |  |  | Existing less Announced Withdrawal | Solar | 1309 |  | 2022-09-01
QLD1 | Project | Fraser Coast Solar Park | FRASER COAST SOLAR PARK PTY LTD | Solar PV - Single axis tracking | Solar - Solar |  | 1 | 350 | 350 | 350 | 350 | 350 | 0 | Publicly Announced | SS |  | 2054 |  | Proposed | Solar | 1419 | Q00002 | 2023-05-23 | 2023-03-20 15:07
VIC1 | Project | Frasers Solar Farm | Frasers Lane Development Pty Ltd | Solar PV - Single axis tracking | Solar - Solar |  | 1 | 0 | 77 | 0 | 77 | 77 |  | Anticipated | SS | 2025-10-01 | 2054 |  | Anticipated | Solar | 1971 |  | 2024-05-27 | 2024-05-14 10:08
VIC1 | Project | Fulham Solar Farm | Fulham Solar Farm Pty Ltd (ATF Fulham Solar Farm Trust) | Solar PV - Single axis tracking | Solar - Solar |  | 24 | 0 | 4.2 | 0 | 100.8 | 100.8 |  | Publicly Announced | SS |  |  |  | Proposed | Solar | 1977 |  | 2024-05-27 | 2024-06-19 11:33
VIC1 | Project | Fulham Solar Farm | Fulham Solar Farm Pty Ltd (ATF Fulham Solar Farm Trust) | Storage - Battery | Solar - Solar |  | 24 |  | 2.67 |  | 64.08 | 64.08 | 128 | Publicly Announced | S |  |  |  | Proposed | Battery Storage | 1977 |  | 2024-05-27 | 2024-06-19 11:33
NSW1 | Project | Galore Hybrid Facility - Battery | NEMMCOTrina Projects Holding Australia Pty Ltd. | Storage - Battery | Other - Other |  | 108 | 3.24 | 3.24 | 349.92 | 349.92 | 349.92 | 0 | Publicly Announced | S |  |  |  | Proposed | Battery Storage | 2639 | N00146
NSW1 | Project | Galore Hybrid Facility - Solar | Trina Projects Holding Australia Pty Ltd. | Solar PV - Fixed | Solar - Solar |  | 88 | 4.32 | 4.32 | 380.16 | 380.16 | 380.16 |  | Publicly Announced | SS |  |  |  | Proposed | Solar | 2638 | N00146
QLD1 | Existing Plant | Gangarri Solar Farm | Shell New Energies Australia Pty Ltd | Solar PV - Single axis tracking | Solar - Solar | GANGARR1 | 54 | 0 | 3 | 0 | 162 | 162 |  | In Service | SS |  | 2051 |  | Existing less Announced Withdrawal | Solar | 1538 |  | 2024-02-20 | 2024-03-15 15:19
VIC1 | Existing Plant | Gannawarra Energy Storage System | GESS ProjectCo | Storage - Battery | Other - Other | GANNBG1 | 1 | 0 | 25.33 | 0 | 25.33 | 25.33 | 50 | In Service | S |  | 2033 |  | Existing less Announced Withdrawal | Battery Storage | 1470 |  | 2024-02-20 | 2024-02-22 21:01
VIC1 | Existing Plant | Gannawarra Solar Farm | Gannawarra Solar Farm Pty Ltd | Solar PV - Single axis tracking | Solar - Solar | GANNSF1 | 22 |  | 2.5 |  | 55 | 55 |  | In Service | SS |  | 2048 |  | Existing less Announced Withdrawal | Solar | 1396 |  | 2024-02-20 | 2024-02-23 14:11
QLD1 | Project | Gawara Baya Wind Farm | UPPER BURDEKIN WIND FARM PTY LTD | Wind Turbine - Onshore | Wind - Wind | GBWF1 | 68 | 6 | 6 | 408 | 408 | 408 |  | Publicly Announced | SS |  | 2049 |  | Proposed | Wind | 2304 | Q00039 | 2024-05-27 | 2024-05-24 11:08
QLD1 | Project | Gawara Baya Wind Farm | UPPER BURDEKIN WIND FARM PTY LTD | Storage - Battery | Other - Other | GBBATT1 | 4 | 26 | 26 | 104 | 104 | 104 | 208 | Publicly Announced | S |  | 2049 |  | Proposed | Battery Storage | 2304 | Q00039 | 2024-05-27 | 2024-05-24 11:08
QLD1 | Project | Gayndah Wind Farm | Mainstream Renewable Power Australia Pty Ltd | Wind Turbine - Onshore | Wind - Wind |  | 80 |  | 7 |  | 560 | 560 |  | Publicly Announced | SS |  |  |  | Proposed | Wind | 2451 |  | 2023-05-23 | 2023-03-27 15:55
TAS1 | Project | George Town Wind Farm | West Coast Renewables | Wind Turbine - Onshore | Wind - Wind |  | 1 | 232 | 232 | 232 | 232 | 232 |  | Publicly Announced | TBA |  |  |  | Proposed | Wind | 2229 | T00008 | 2023-09-01
NSW1 | Project | GEP - NMLLY1 | GEP Developments PtyLtd | Wind Turbine - Offshore | Wind - Wind |  | 44 |  | 23 |  | 1012 | 1012 |  | Publicly Announced | TBA |  |  |  | Proposed | Wind | 2447 |  | 2024-01-01 | 2023-04-17 13:51
NSW1 | Project | GEP - NWNG2 | GEP Developments Pty Ltd | Wind Turbine - Offshore | Wind - Wind |  | 130 |  | 23 |  | 2990 | 2990 |  | Publicly Announced | TBA |  |  |  | Proposed | Wind | 1915 |  | 2024-01-01 | 2023-10-03 12:19
QLD1 | Project | GEP - QRNB1 | GEP Developments Pty Ltd | Wind Turbine - Offshore | Wind - Wind |  | 44 |  | 23 |  | 1012 | 1012 |  | Publicly Announced | SS |  |  |  | Proposed | Wind | 1919 |  | 2023-04-01 | 2023-03-24 11:49
SA1 | Project | GEP - SRBE1 | GEP Developments PtyLtd | Wind Turbine - Offshore | Wind - Wind |  | 87 |  | 23 |  | 2001 | 2001 |  | Publicly Announced | SS |  |  |  | Proposed | Wind | 2443 |  | 2023-04-01 | 2023-04-17 13:50
TAS1 | Project | GEP - TNTH1 | GEP Developments PtyLtd | Wind Turbine - Offshore | Wind - Wind |  | 44 |  | 23 |  | 1012 | 1012 |  | Publicly Announced | SS |  |  |  | Proposed | Wind | 2445 |  | 2023-04-01 | 2023-04-17 13:50
TAS1 | Project | GEP - TNTH2 | GEP Developments PtyLtd | Wind Turbine - Offshore | Wind - Wind |  | 44 |  | 23 |  | 1012 | 1012 |  | Publicly Announced | SS |  |  |  | Proposed | Wind | 2446 |  | 2023-04-01 | 2023-04-17 13:51
VIC1 | Project | GEP - VAGL1 | GEP Developments PtyLtd | Wind Turbine - Offshore | Wind - Wind |  | 35 |  | 23 |  | 805 | 805 |  | Publicly Announced | SS |  |  |  | Proposed | Wind | 2444 |  | 2023-04-01 | 2023-04-17 13:50
VIC1 | Project | GEP - VBGL1 | GEP Developments PtyLtd | Wind Turbine - Offshore | Wind - Wind |  | 139 |  | 23 |  | 3197 | 3197 |  | Publicly Announced | SS |  |  |  | Proposed | Wind | 2440 |  | 2023-04-01 | 2023-04-17 13:49
VIC1 | Project | GEP - VPTL2 | GEP Developments Pty Ltd | Wind Turbine - Offshore | Wind - Wind |  | 110 |  | 23 |  | 2530 | 2530 |  | Publicly Announced | SS |  |  |  | Proposed | Wind | 1920 |  | 2023-04-01 | 2023-03-24 11:53
VIC1 | Project | GEP - VSIR3 | GEP Developments Pty Ltd | Wind Turbine - Offshore | Wind - Wind |  | 139 |  | 23 |  | 3197 | 3197 |  | Publicly Announced | SS |  |  |  | Proposed | Wind | 1918 | V00089 | 2023-04-01 | 2023-03-24 09:22
VIC1 | Project | GEP - VSIR4 | GEP Developments PtyLtd | Wind Turbine - Offshore | Wind - Wind |  | 139 |  | 23 |  | 3197 | 3197 |  | Publicly Announced | SS |  |  |  | Proposed | Wind | 2438 |  | 2023-04-01 | 2023-04-17 13:48
SA1 | Project | Geranium Plains Solar and BESS | Risen Energy (Australia) Pty Ltd | Solar PV - Single axis tracking | Solar - Solar |  | 1 |  | 250 |  | 250 | 250 |  | Publicly Announced | SS |  |  |  | Proposed | Solar | 1943 | S00018 | 2023-04-01 | 2022-12-12 16:09
SA1 | Project | Geranium Plains Solar and BESS | Risen Energy (Australia) Pty Ltd | Storage - Battery | Other - Other |  | 1 |  | 150 |  | 150 | 150 | 0 | Publicly Announced | S |  |  |  | Proposed | Battery Storage | 1943 | S00018 | 2023-04-01 | 2022-12-12 16:09
QLD1 | Existing Plant | German Creek | EDL CSM Qld Pty Ltd | Reciprocating Engine - Spark ignition | Fossil - Waste Coal Mine Gas | GERMCRK | 16 |  | 1.99 |  | 31.81 | 31.81 |  | In Service | NS |  | 2036 |  | Existing less Announced Withdrawal | Gas other | 1325 |  | 2023-04-01 | 2023-04-18 13:27
QLD1 | Existing Plant | German Creek | EDL CSM Qld Pty Ltd | Reciprocating Engine - Spark ignition | Fossil - Waste Coal Mine Gas | GERMCRK | 4 |  | 3.3 |  | 13.2 | 13.2 |  | In Service | NS |  | 2036 |  | Existing less Announced Withdrawal | Gas other | 1325 |  | 2023-04-01 | 2023-04-18 13:27
NSW1 | Project | Gerogery Battery - KCI | Elgin Energy Pty Ltd | Storage - Battery | Other - Other |  | 37 | 3.38 | 3.38 | 125.06 | 125.06 | 125.06 | 0 | Publicly Announced | S |  |  |  | Proposed | Battery Storage | 2721 | N00160
NSW1 | Project | Gerogery Solar Farm - KCI | Elgin Energy Pty Ltd | Solar PV - Fixed | Solar - Solar |  | 32 | 3.91 | 3.91 | 125.12 | 125.12 | 125.12 |  | Publicly Announced | SS |  |  |  | Proposed | Solar | 2720 | N00160
NSW1 | Project | Gidginbung | Epho | Solar PV - Fixed | Solar - Solar |  | 1 | 15 | 15 | 15 | 15 | 15 |  | Publicly Announced | NS |  |  |  | Proposed | Solar | 1457 |  | 2022-09-01
QLD1 | Project | Gin Gin BESS | Iberdrola Australia Development Pty Limited | Storage - Battery | Other - Other |  | 1 | 250 | 250 | 250 | 250 | 250 | 500 | Publicly Announced | S |  |  |  | Proposed | Battery Storage | 2608 | Q00122 | 2024-01-01 | 2023-12-13 11:02
VIC1 | Project | Girgarre Solar Farm | Giragarre Solar Farm Pty Ltd as trustee for Giragarre Solar Farm Trust | Solar PV - Single axis tracking | Solar - Solar | GIRGSF | 57 | 1.64 | 1.64 | 93.48 | 93.48 | 93.48 |  | Committed | SS | 2024-12-01 | 2054 |  | Committed | Solar | 1982 |  | 2024-05-27 | 2024-06-05 09:54
QLD1 | Existing Plant | Gladstone | Gladstone Power Station Participants | Turbine - Steam Sub Critical | Fossil - Black Coal | GSTONE1 | 1 |  | 280 |  | 280 | 280 |  | In Service | S |  | 2035 |  | Existing less Announced Withdrawal | Coal | 1077 |  | 2024-02-20 | 2024-06-05 10:46
QLD1 | Existing Plant | Gladstone | Gladstone Power Station Participants | Turbine - Steam Sub Critical | Fossil - Black Coal | GSTONE2 | 1 |  | 280 |  | 280 | 280 |  | In Service | S |  | 2035 |  | Existing less Announced Withdrawal | Coal | 1077 |  | 2024-02-20 | 2024-06-05 10:46
QLD1 | Existing Plant | Gladstone | Gladstone Power Station Participants | Turbine - Steam Sub Critical | Fossil - Black Coal | GSTONE3 | 1 |  | 280 |  | 280 | 280 |  | In Service | S |  | 2035 |  | Existing less Announced Withdrawal | Coal | 1077 |  | 2024-02-20 | 2024-06-05 10:46
QLD1 | Existing Plant | Gladstone | Gladstone Power Station Participants | Turbine - Steam Sub Critical | Fossil - Black Coal | GSTONE4 | 1 |  | 280 |  | 280 | 280 |  | In Service | S |  | 2035 |  | Existing less Announced Withdrawal | Coal | 1077 |  | 2024-02-20 | 2024-06-05 10:46
QLD1 | Existing Plant | Gladstone | Gladstone Power Station Participants | Turbine - Steam Sub Critical | Fossil - Black Coal | GSTONE5 | 1 |  | 280 |  | 280 | 280 |  | In Service | S |  | 2035 |  | Existing less Announced Withdrawal | Coal | 1077 |  | 2024-02-20 | 2024-06-05 10:46
QLD1 | Existing Plant | Gladstone | Gladstone Power Station Participants | Turbine - Steam Sub Critical | Fossil - Black Coal | GSTONE6 | 1 |  | 280 |  | 280 | 280 |  | In Service | S |  | 2035 |  | Existing less Announced Withdrawal | Coal | 1077 |  | 2024-02-20 | 2024-06-05 10:46
NSW1 | Project | Glen Inness BESS - KCI | FIrm Power P/L | Storage - Battery | Other - Other |  | 168 | 0.92 | 0.92 | 154.56 | 154.56 | 154.56 | 0 | Publicly Announced | S |  |  |  | Proposed | Battery Storage | 2714 | N00154
NSW1 | Existing Plant | Glenbawn | AGL | Hydro - Dam | Hydro - Water |  | 1 | 5 | 5 | 5 | 5 | 5 |  | In Service | NS |  |  |  | Existing less Announced Withdrawal | Water | 1078 |  | 2022-03-01 | 2024-03-14 16:13
VIC1 | Project | Glenbrae BESS | Acenergy | Storage - Battery | Other - Other |  | 1 |  | 250 |  | 250 | 250 | 250 | Publicly Announced | S |  |  |  | Proposed | Battery Storage | 2244 | V00065 | 2023-04-01 | 2023-03-27 09:07
NSW1 | Project | Glenellen Solar Farm | Glenellen Solar Farm Pty Ltd | Solar PV - Fixed | Solar - Solar |  | 1 | 200 | 200 | 200 | 200 | 200 |  | Publicly Announced | TBA |  |  |  | Proposed | Solar | 2178 | N00012 | 2023-09-01
VIC1 | Existing Plant | Glenmaggie Hydro | Pacific Hydro Investments Pty Ltd | Hydro - Dam | Hydro - Water | GLENMAG1 | 1 | 1.9 | 1.9 | 1.9 | 1.9 | 1.9 | 0 | In Service | NS |  |  |  | Existing less Announced Withdrawal | Water | 1079 |  | 2022-09-01 | 2024-03-18 14:15
NSW1 | Existing Plant | Glennies Creek | EDL OCI Pty Ltd | Reciprocating Engine - Spark ignition | Fossil - Waste Coal Mine Gas |  | 12 |  | 1.07 |  | 12.78 | 12.78 |  | In Service | NS |  | 2027 |  | Existing less Announced Withdrawal | Gas other | 1360 |  | 2022-03-01 | 2022-09-30 08:59
TAS1 | Existing Plant | Glenorchy | Sustainable Energy Infrastructure Trust | Reciprocating Engine - Spark ignition | Renewable Biomass or Waste - Landfill Gas |  | 2 |  | 1.69 |  | 3.38 | 3.38 |  | In Service | NS |  | 2100 |  | Existing less Announced Withdrawal | Biomass | 1315 |  | 2022-03-01 | 2024-03-14 13:46
TAS1 | Existing Plant | Glenorchy Renewable Energy Facility | LMS_NR | Reciprocating Engine - Spark ignition | Renewable Biomass or Waste - Landfill Gas |  | 1 |  | 0.6 |  | 0.6 | 0.6 |  | In Service | NS |  | 2042 |  | Existing less Announced Withdrawal | Biomass | 2162 |  |  | 2022-09-30 18:10
TAS1 | Existing Plant | Glenorchy Renewable Energy Facility | LMS_NR | Reciprocating Engine - Spark ignition | Renewable Biomass or Waste - Landfill Gas |  | 1 |  | 1.06 |  | 1.06 | 1.06 |  | In Service | NS |  | 2042 |  | Existing less Announced Withdrawal | Biomass | 2162 |  |  | 2022-09-30 18:10
VIC1 | Project | Glenrowan BESS - Storage - KCI | Enervest Pty Ltd | Storage - Battery | Other - Other |  | 1 | 400 | 400 | 400 | 400 | 400 | 0 | Publicly Announced | SS |  |  |  | Proposed | Battery Storage | 2396 | V00092 | 2023-09-01 | 2023-09-27 13:24
VIC1 | Existing Plant | Glenrowan Solar Farm | Glenrowan Solar Farm Pty Ltd as trustee for Glenrowan Solar Farm Trust | Solar PV - Single axis tracking | Solar - Solar | GLENSF1 | 30 |  | 2.75 |  | 82.5 | 82.5 |  | In Service | SS | 2024-02-01 | 2053 |  | Existing less Announced Withdrawal | Solar | 1623 |  | 2024-05-27 | 2024-06-04 15:55
VIC1 | Existing Plant | Glenrowan West Solar Farm | Glenrowan Sun Farm Pty Ltd | Solar PV - Single axis tracking | Solar - Solar | GLRWNSF1 | 48 | 1.88 | 2.75 | 90 | 132 | 132 |  | In Service | SS | 2021-04-01 | 2051 |  | Existing less Announced Withdrawal | Solar | 1541 |  | 2024-02-20 | 2024-03-08 12:03
VIC1 | Project | Gnarwarre BESS Facility | FRV SA Pty Ltd | Storage - Battery | Other - Other |  | 100 | 2.9 | 2.9 | 290 | 290 | 290 | 550 | Anticipated | S | 2027-01-01 | 2054 |  | Anticipated | Battery Storage | 1912 |  | 2024-05-27 | 2024-06-06 16:14
SA1 | Project | Goat Hill Pumped Hydro | Altura Group | Storage - Pumped hydro | Hydro - Water |  | 1 | 0 | 230 | 0 | 230 | 230 | 1840 | Publicly Announced | S |  |  |  | Proposed | Water | 1491 |  | 2023-05-23 | 2023-06-05 13:38
VIC1 | Project | Golden Plains BESS | Tag Energy Australia P/L | Storage - Battery | Other - Other |  | 1 | 300 | 300 | 300 | 300 | 300 | 600 | Publicly Announced | S |  | 2046 |  | Proposed | Battery Storage | 2543 | V00104 | 2023-09-01 | 2023-10-04 10:08
VIC1 | Project | Golden Plains Wind Farm East | Golden Plains WF1 Pty Ltd as trustee for the Golden Plains WF1 Unit Trust | Wind Turbine - Onshore | Wind - Wind |  | 122 | 6.2 | 6.2 | 756.4 | 756.4 | 756.4 |  | Committed | SS | 2025-08-01 | 2055 |  | Committed | Wind | 1487 | V00061 | 2024-05-27 | 2024-06-20 09:29
VIC1 | Project | Golden Plains Wind Farm West | WestWind Energy | Wind Turbine - Onshore | Wind - Wind |  | 93 | 6.2 | 6.2 | 576.6 | 576.6 | 576.6 |  | Publicly Announced | SS |  | 2055 |  | Proposed | Wind | 1990 | V00004 | 2023-05-23 | 2023-06-13 16:26
NSW1 | Existing Plant | Goonumbla Solar Farm | Goonumbla Asset Co Pty Ltd as trustee for the Goonumbla Asset Trust | Solar PV - Single axis tracking | Solar - Solar | GOONSF1 | 31 |  | 2.25 |  | 69.75 | 69.75 |  | In Service | SS | 2021-11-01 | 2050 |  | Existing less Announced Withdrawal | Solar | 1400 |  | 2024-02-20 | 2024-02-23 14:15
VIC1 | Project | Goorambat BESS (Lighthouse) | Lightsource Development Services Australia | Other - Other | Other - Other |  | 1 | 800 | 800 | 800 | 800 | 800 |  | Publicly Announced | TBA |  |  |  | Proposed | Other | 2570 | V00074 | 2023-09-01
TAS1 | Existing Plant | Gordon | Hydro-Electric Corporation | Hydro - Dam | Hydro - Water | GORDON | 3 | 144 | 144 | 432 | 432 | 432 |  | In Service | S |  | 2100 |  | Existing less Announced Withdrawal | Water | 1081 |  | 2024-02-20 | 2024-03-11 11:49
NSW1 | Existing Plant | Goulburn Bioenergy | SM Project Company Pty Ltd as trustee for SM Project Trust | Reciprocating Engine - Spark ignition | Renewable Biomass or Waste - Biomass |  | 2 |  | 0.8 |  | 1.6 | 1.6 |  | In Service | NS |  | 2038 |  | Existing less Announced Withdrawal | Biomass | 1658 |  | 2022-09-01 | 2022-09-20 17:58
NSW1 | Project | Goulburn River BESS | Lightsource Development Services Australia Pty Ltd | Storage - Battery | Other - Other |  | 1 | 588 | 588 | 588 | 588 | 588 | 1800 | Publicly Announced | S |  |  |  | Proposed | Battery Storage | 2191 | N00052 | 2024-05-27 | 2024-03-25 16:19
NSW1 | Project | Goulburn River SF | Lightsource Development Services Australia Pty Ltd | Solar PV - Fixed | Solar - Solar |  | 1 | 500 | 500 | 500 | 500 | 500 |  | Publicly Announced | TBA |  |  |  | Proposed | Solar | 2190 | N00051 | 2024-01-01
SA1 | Project | Goyder North Stage 1 Wind farm - KCI | Neoen Australia | Wind Turbine - Onshore | Wind - Wind |  | 1 |  | 300 |  | 300 | 300 |  | Publicly Announced | SS |  |  |  | Proposed | Wind | 2757 | S00072
SA1 | Project | Goyder South Wind Farm 1A | Goyder Wind Farm 1 Trust | Wind Turbine - Onshore | Wind - Wind | GSWF1A | 38 | 0 | 5.5 | 0 | 209 | 209 |  | Committed | SS | 2024-12-01 | 2048 |  | Committed | Wind | 1964 |  | 2024-05-27 | 2024-05-29 16:05
SA1 | Project | Goyder South Wind Farm 1B | Goyder Wind Farm 1B Trust | Wind Turbine - Onshore | Wind - Wind | GSWF1B | 37 | 0 | 5.5 | 0 | 203.5 | 203.5 |  | Committed | SS | 2024-12-01 | 2049 |  | Committed | Wind | 2404 |  | 2024-05-27 | 2024-05-29 16:06
VIC1 | Project | Grahamvale BESS - KCI | AE BESS 3 Pty Ltd as Trustee for AE BESS 3 Unit Trust | Storage - Battery | Other - Other |  | 1 | 100 | 100 | 100 | 100 | 100 | 0 | Publicly Announced | S |  |  |  | Proposed | Battery Storage | 2738 | V00148
NSW1 | Existing Plant | Grange Avenue | EDL LFG NSW Pty Ltd | Reciprocating Engine - Spark ignition | Renewable Biomass or Waste - Landfill Gas | GRANGEAV | 1 | 1.26 | 1.26 | 1.26 | 1.26 | 1.26 |  | In Service | NS |  | 2025 |  | Existing less Announced Withdrawal | Biomass | 1329 |  | 2022-03-01 | 2022-09-30 08:51
NSW1 | Project | Granite Hills Wind Farm | Akuo Energy | Wind Turbine - Onshore | Wind - Wind |  | 121 | 1 | 1 | 121 | 121 | 121 |  | Publicly Announced | SS |  |  |  | Proposed | Wind | 1624 |  | 2024-01-01
TAS1 | Existing Plant | Granville Harbour Wind Farm | Granville Harbour Operations Pty Ltd as trustee for Granville Harbour Operations Trust | Wind Turbine - Onshore | Wind - Wind | GRANWF1 | 31 | 3.6 | 3.6 | 111.6 | 111.6 | 111.6 |  | In Service | SS | 2020-12-01 | 2055 |  | Existing less Announced Withdrawal | Wind | 1322 |  | 2024-02-20 | 2024-03-15 15:59
VIC1 | Project | Great Eastern Offshore Wind - KCI | GIG Australian Offshore Wind Energy Holdings Pty Ltd | Wind Turbine - Offshore | Wind - Wind |  | 1 | 2508 | 2508 | 2508 | 2508 | 2508 |  | Publicly Announced | TBA |  |  |  | Proposed | Wind | 2403 | V00100 | 2023-09-01
TAS1 | Project | Great Lakes Battery | Neoen Australia Pty Ltd | Storage - Battery | Other - Other |  | 1 | 100 | 100 | 100 | 100 | 100 | 100 | Publicly Announced | S | 2026-06-01 | 2050 |  | Proposed | Battery Storage | 2233 |  | 2023-09-01 | 2024-03-06 11:44
NSW1 | Project | Great Western Battery Project | Neoen Australia Pty Ltd | Storage - Battery | Other - Other |  | 1 |  | 500 |  | 500 | 500 | 1000 | Publicly Announced | S | 2023-06-01 |  |  | Proposed | Battery Storage | 1869 |  | 2023-04-01 | 2024-03-06 11:21
VIC1 | Project | Greater Gippsland Offshore Wind Project | Greater Gippsland OWP Project Pty Ltd | Wind Turbine - Offshore | Wind - Wind |  | 140 | 15 | 15 | 2100 | 2100 | 2100 |  | Publicly Announced | SS | 2030-12-01 |  |  | Proposed | Wind | 2027 | V00051 | 2023-04-01 | 2023-09-30 02:07
VIC1 | Project | Greater Southern Offshore Wind - KCI | Greater Southern Offshore Wind Farm Project Co Pty Ltd | Wind Turbine - Offshore | Wind - Wind |  | 1 | 1500 | 1500 | 1500 | 1500 | 1500 |  | Publicly Announced | TBA |  |  |  | Proposed | Wind | 2337 | V00082 | 2023-09-01
SA1 | Project | Green Hydrogen Power Station | South Australian Govt. | Other - Other | Other - Other |  | 1 | 200 | 200 | 200 | 200 | 200 |  | Publicly Announced | TBA |  |  |  | Proposed | Other | 2575 |  | 2024-01-01
QLD1 | Project | Greenbank BESS | CSENERGY | Storage - Battery | Other - Other |  | 1 |  | 200 |  | 200 | 200 | 400 | Committed | S | 2025-04-01 | 2044 |  | Committed | Battery Storage | 2170 | Q00045 | 2024-05-27 | 2024-06-03 13:58
NSW1 | Project | Gregadoo Solar Farm | Gregadoo Solar Farm Pty Ltd | Solar PV - Fixed | Solar - Solar |  | 1 | 45 | 45 | 45 | 45 | 45 |  | Publicly Announced | NS |  |  |  | Proposed | Solar | 1543 | N00028 | 2024-05-27
NSW1 | Project | Griffith BESS - KCI | Eku Energy Projects (Australia) Trust | Storage - Battery | Other - Other |  | 1 |  | 100 |  | 100 | 100 | 0 | Publicly Announced | S |  |  |  | Proposed | Battery Storage | 2758
NSW1 | Existing Plant | Griffith Solar Farm | Griffith Solar Farm Pty Ltd | Solar PV - Single axis tracking | Solar - Solar | GRIFSF1 | 12 | 0 | 2.27 | 0 | 27.19 | 27.19 |  | In Service | NS |  | 2042 |  | Existing less Announced Withdrawal | Solar | 1403 |  | 2022-03-01 | 2024-03-21 11:16
QLD1 | Existing Plant | Grosvenor 1 | EDL Projects Australia Pty Ltd | Reciprocating Engine - Spark ignition | Fossil - Waste Coal Mine Gas |  | 7 |  | 3 |  | 21 | 21 |  | In Service | NS |  | 2038 |  | Existing less Announced Withdrawal | Gas other | 1428 |  | 2022-03-01 | 2022-09-30 08:56
QLD1 | Project | Grosvenor 2 Waste Coal Mine Gas Power Station | EDL Projects Australia Pty Ltd | Reciprocating Engine - Spark ignition | Fossil - Coal Seam Methane |  | 1 | 15.21 | 15.21 | 15.21 | 15.21 | 15.21 |  | Publicly Announced | NS |  | 2038 |  | Proposed | Gas other | 1582 |  | 2022-03-01 | 2022-09-30 08:57
QLD1 | Project | Group Linen - Maryborough | Group Linen | Solar PV - Fixed | Solar - Solar |  | 5 | 0.03 | 0.03 | 0.17 | 0.17 | 0.17 | 0 | Committed* | NS | 2018-07-01 |  |  | Committed | Solar | 1556 |  | 2023-05-23 | 2023-06-09 10:54
QLD1 | Project | Group Linen - Prince Charles | Group Linen | Solar PV - Fixed | Solar - Solar |  | 10 | 0.03 | 0.03 | 0.33 | 0.33 | 0.33 | 0 | Committed* | NS | 2018-11-01 |  |  | Committed | Solar | 1555 |  | 2023-05-23 | 2023-06-09 10:48
TAS1 | Project | Guildford Wind Farm | ARK Energy Corporation Pty Ltd | Wind Turbine - Onshore | Wind - Wind |  | 73 |  | 7.2 |  | 525.6 | 525.6 |  | Publicly Announced | SS |  |  |  | Proposed | Wind | 2008 | T00005 | 2023-09-01 | 2023-10-03 14:18
NSW1 | Project | Gullen Range Battery Energy System | goldwindaustralia_NR | Storage - Battery | Other - Other |  | 1 |  | 500 |  | 500 | 500 | 500 | Publicly Announced | TBA |  |  |  | Proposed | Battery Storage | 2689 |  |  | 2024-06-04 14:24
NSW1 | Existing Plant | Gullen Range Solar Farm | New Gullen Range Wind Farm Pty Ltd | Solar PV - Fixed | Solar - Solar | GULLRSF1 | 4 | 2.5 | 2.5 | 10 | 10 | 10 |  | In Service | SS |  | 2100 |  | Existing less Announced Withdrawal | Solar | 1432 |  | 2024-02-20 | 2024-02-22 14:29
NSW1 | Existing Plant | Gullen Range Wind Farm | New Gullen Range Wind Farm Pty Ltd | Wind Turbine - Onshore | Wind - Wind | GULLRWF1 | 56 | 2.5 | 2.5 | 140 | 140 | 140 |  | In Service | SS |  | 2100 |  | Existing less Announced Withdrawal | Wind | 1422 |  | 2024-02-20 | 2024-02-22 14:26
NSW1 | Existing Plant | Gullen Range Wind Farm | New Gullen Range Wind Farm Pty Ltd | Wind Turbine - Onshore | Wind - Wind | GULLRWF1 | 17 | 1.5 | 1.5 | 25.5 | 25.5 | 25.5 |  | In Service | SS |  | 2100 |  | Existing less Announced Withdrawal | Wind | 1422 |  | 2024-02-20 | 2024-02-22 14:26
NSW1 | Existing Plant | Gullen Range Wind Farm 2 | BEIJING JINGNENG CLEAN ENERGY (AUSTRALIA) HOLDING PTY LTD | Wind Turbine - Onshore | Wind - Wind | GULLRWF2 | 31 | 3.57 | 3.57 | 110.67 | 110.67 | 110.67 |  | In Service | SS | 2023-12-01 | 2120 |  | Existing less Announced Withdrawal | Wind | 1588 |  |  | 2024-02-22 14:26
NSW1 | Project | Gundary Solar Farm - KCI | Lightsource Development Services Australia Pty Ltd | Storage - Battery | Other - Other |  | 1 | 200 | 200 | 200 | 200 | 200 | 0 | Publicly Announced | TBA |  |  |  | Proposed | Battery Storage | 2212 | N00081 | 2024-01-01
NSW1 | Project | Gundary Solar Farm - KCI | Lightsource Development Services Australia Pty Ltd | Solar PV - Fixed | Solar - Solar |  | 4 | 100 | 100 | 400 | 400 | 400 |  | Publicly Announced | TBA |  |  |  | Proposed | Solar | 2212 | N00081 | 2024-01-01
NSW1 | Project | Gunnedah BESS | Gunnedah Battery Subco Pty Ltd | Storage - Battery | Other - Other |  | 1 | 70 | 70 | 70 | 70 | 70 | 0 | Publicly Announced | TBA |  |  |  | Proposed | Battery Storage | 2217 | N00088 | 2023-09-01
NSW1 | Project | Gunnedah East BESS (Green Leap) - KCI | Green Leap P/L | Storage - Battery | Other - Other |  | 25 | 4 | 4 | 100 | 100 | 100 | 0 | Publicly Announced | S |  |  |  | Proposed | Battery Storage | 2713 | N00153
NSW1 | Existing Plant | Gunnedah Solar Farm | Gunnedah SF Pty Ltd atf Gunnedah Asset Trust | Solar PV - Single axis tracking | Solar - Solar | GNNDHSF1 | 1 | 0 | 110 | 0 | 110 | 110 |  | In Service | SS | 2021-10-01 | 2056 |  | Existing less Announced Withdrawal | Solar | 1585 |  | 2024-02-20 | 2024-05-03 01:12
NSW1 | Project | Gunning Solar Farm (Canadian) | Canadian Solar | Storage - Battery | Other - Other |  | 1 | 200 | 200 | 200 | 200 | 200 | 0 | Publicly Announced | TBA |  |  |  | Proposed | Battery Storage | 2186 | N00045 | 2024-01-01
NSW1 | Project | Gunning Solar Farm (Canadian) | Canadian Solar | Solar PV - Fixed | Solar - Solar |  | 70 | 3.4 | 4.2 | 238 | 294 | 238.00 - 294.00 |  | Publicly Announced | TBA |  |  |  | Proposed | Solar | 2186 | N00045 | 2024-01-01
NSW1 | Existing Plant | Gunning Wind Farm | Gunning Wind Energy Developments | Wind Turbine - Onshore | Wind - Wind | GUNNING1 | 20 |  | 1.5 |  | 30 | 30 |  | In Service | SS |  | 2036 |  | Existing less Announced Withdrawal | Wind | 1082 |  | 2024-02-20 | 2024-02-23 09:25
NSW1 | Existing Plant | Gunning Wind Farm | Gunning Wind Energy Developments | Wind Turbine - Onshore | Wind - Wind | GUNNING1 | 11 |  | 1.5 |  | 16.5 | 16.5 |  | In Service | SS |  | 2036 |  | Existing less Announced Withdrawal | Wind | 1082 |  | 2024-02-20 | 2024-02-23 09:25
QLD1 | Project | Gunsynd Solar Farm | ARP | Solar PV - Fixed | Solar - Solar |  | 1 | 94 | 94 | 94 | 94 | 94 |  | Publicly Announced | SS | 2022-12-01 |  |  | Proposed | Solar | 2422 |  | 2024-05-27
QLD1 | Project | Gurambilbarra Energy Hub | 365 Future Energy | Other - Other | Other - Other |  | 1 | 1186 | 1186 | 1186 | 1186 | 1186 |  | Publicly Announced | TBA |  |  |  | Proposed | Other | 2565 | Q00102 | 2023-09-01
NSW1 | Existing Plant | Guthega | Snowy Hydro Ltd | Hydro - Dam | Hydro - Water | GUTHEGA | 2 |  | 30 |  | 60 | 60 |  | In Service | S |  | 2070 |  | Existing less Announced Withdrawal | Water | 1083 |  | 2024-02-20 | 2024-03-11 09:58
VIC1 | Project | GV Community Energy | GV Community Energy | Solar PV - Fixed | Solar - Solar |  | 1 | 12 | 12 | 12 | 12 | 12 |  | Publicly Announced | NS |  |  |  | Proposed | Solar | 1646
VIC1 | Existing Plant | Hallam Road | LMS Energy Pty Ltd | Reciprocating Engine - Spark ignition | Renewable Biomass or Waste - Landfill Gas | HALAMRD1 | 8 |  | 1.12 |  | 8.98 | 8.98 |  | In Service | NS |  | 2042 |  | Existing less Announced Withdrawal | Biomass | 1084 |  | 2021-04-01 | 2022-05-03 11:32
SA1 | Existing Plant | Hallett 4 North Brown Hill | Brown Hill North Pty Ltd | Wind Turbine - Onshore | Wind - Wind | NBHWF1 | 63 | 2.1 | 2.1 | 132.3 | 132.3 | 132.3 |  | In Service | SS |  | 2036 |  | Existing less Announced Withdrawal | Wind | 1311 |  | 2024-02-20 | 2024-03-07 11:44
SA1 | Existing Plant | Hallett 5 The Bluff WF | Eurus Energy | Wind Turbine - Onshore | Wind - Wind | BLUFF1 | 25 |  | 2.1 |  | 52.5 | 52.5 |  | In Service | SS |  | 2036 |  | Existing less Announced Withdrawal | Wind | 1085 |  | 2024-02-20 | 2024-03-07 11:29
SA1 | Project | Hallett BESS | EnergyAustralia Hallett Pty Ltd | Storage - Battery | Other - Other |  | 1 |  | 50 |  | 50 | 50 | 200 | Publicly Announced | S |  |  |  | Proposed | Battery Storage | 2685 |  | 2024-02-20 | 2024-03-12 21:23
SA1 | Existing Plant | Hallett GT | EnergyAustralia Hallett Pty Ltd | Turbine - OCGT | Fossil - Natural Gas Pipeline | AGLHAL | 4 |  | 17 |  | 68 | 68 |  | In Service | S |  | 2032 |  | Existing less Announced Withdrawal | OCGT | 1086 |  | 2024-02-20 | 2024-06-05 13:58
SA1 | Existing Plant | Hallett GT | EnergyAustralia Hallett Pty Ltd | Turbine - OCGT | Fossil - Natural Gas Pipeline | AGLHAL | 2 |  | 18.9 |  | 37.8 | 37.8 |  | In Service | S |  | 2032 |  | Existing less Announced Withdrawal | OCGT | 1086 |  | 2024-02-20 | 2024-06-05 13:58
SA1 | Existing Plant | Hallett GT | EnergyAustralia Hallett Pty Ltd | Turbine - OCGT | Fossil - Natural Gas Pipeline | AGLHAL | 2 |  | 20.75 |  | 41.5 | 41.5 |  | In Service | S |  | 2032 |  | Existing less Announced Withdrawal | OCGT | 1086 |  | 2024-02-20 | 2024-06-05 13:58
SA1 | Existing Plant | Hallett GT | EnergyAustralia Hallett Pty Ltd | Turbine - OCGT | Fossil - Natural Gas Pipeline | AGLHAL | 1 |  | 18 |  | 18 | 18 |  | In Service | S |  | 2032 |  | Existing less Announced Withdrawal | OCGT | 1086 |  | 2024-02-20 | 2024-06-05 13:58
SA1 | Existing Plant | Hallett GT | EnergyAustralia Hallett Pty Ltd | Turbine - OCGT | Fossil - Natural Gas Pipeline | AGLHAL | 1 |  | 21.76 |  | 21.76 | 21.76 |  | In Service | S |  | 2032 |  | Existing less Announced Withdrawal | OCGT | 1086 |  | 2024-02-20 | 2024-06-05 13:58
SA1 | Existing Plant | Hallett GT | EnergyAustralia Hallett Pty Ltd | Turbine - OCGT | Fossil - Natural Gas Pipeline | AGLHAL | 1 |  | 25.6 |  | 25.6 | 25.6 |  | In Service | S |  | 2032 |  | Existing less Announced Withdrawal | OCGT | 1086 |  | 2024-02-20 | 2024-06-05 13:58
SA1 | Existing Plant | Hallett GT | EnergyAustralia Hallett Pty Ltd | Turbine - OCGT | Fossil - Natural Gas Pipeline | AGLHAL | 1 |  | 27 |  | 27 | 27 |  | In Service | S |  | 2032 |  | Existing less Announced Withdrawal | OCGT | 1086 |  | 2024-02-20 | 2024-06-05 13:58
SA1 | Existing Plant | Hallett GT | EnergyAustralia Hallett Pty Ltd | Turbine - OCGT | Fossil - Natural Gas Pipeline | AGLHAL | 1 |  | 37.2 |  | 37.2 | 37.2 |  | In Service | S |  | 2050 |  | Existing less Announced Withdrawal | OCGT | 1086 |  | 2024-02-20 | 2024-06-05 13:58
SA1 | Existing Plant | Hallett Stage 1 Brown Hill | Palisade Investment Partner Limited | Wind Turbine - Onshore | Wind - Wind | HALLWF1 | 45 | 2.1 | 2.1 | 94.5 | 94.5 | 94.5 |  | In Service | SS |  | 2043 |  | Existing less Announced Withdrawal | Wind | 1087 |  | 2024-02-20 | 2024-03-07 11:34
SA1 | Existing Plant | Hallett Stage 2 Hallett Hill | Infrastructure Capital Group Limited | Wind Turbine - Onshore | Wind - Wind | HALLWF2 | 34 | 2.1 | 2.1 | 71.4 | 71.4 | 71.4 |  | In Service | SS |  | 2035 |  | Existing less Announced Withdrawal | Wind | 1088 |  | 2024-02-20 | 2024-03-07 11:37
QLD1 | Project | Halys BESS - Iberdrola - KCI | Iberdrola Australia Development Pty | Storage - Battery | Other - Other |  | 1 |  | 500 |  | 500 | 500 | 0 | Publicly Announced | S |  |  |  | Proposed | Battery Storage | 2760 | Q00164
QLD1 | Project | Halys BESS (Akaysha) | Akaysha Energy | Storage - Battery | Other - Other |  | 160 | 0 | 3.13 | 0 | 500.8 | 500.8 | 2000 | Publicly Announced | S |  |  |  | Proposed | Battery Storage | 2662 | Q00133 |  | 2024-06-03 14:47
VIC1 | Project | Halys BESS (X-Elio) | X-Elio Australia Pty Ltd | Storage - Battery | Other - Other |  | 1 | 300 | 300 | 300 | 300 | 300 | 0 | Publicly Announced | S |  |  |  | Proposed | Battery Storage | 2661 | Q00132
QLD1 | Project | Halys to Chinchilla DCA Battery - KCI | UGL Pty Ltd | Storage - Battery | Other - Other |  | 1 | 150 | 150 | 150 | 150 | 150 | 0 | Publicly Announced | TBA |  |  |  | Proposed | Battery Storage | 2279 | Q00019 | 2023-09-01
QLD1 | Existing Plant | Hamilton Solar Farm | Hamilton Solar Farm Pty Ltd | Solar PV - Single axis tracking | Solar - Solar | HAMISF1 | 23 |  | 2.5 |  | 57.5 | 57.5 |  | In Service | SS |  | 2048 |  | Existing less Announced Withdrawal | Solar | 1408 |  | 2024-02-20 | 2024-02-23 15:06
SA1 | Existing Plant | Happy Valley Reservoir | South Australian Water Corporation | Solar PV - Single axis tracking | Solar - Solar | HVWAPV1 | 3 |  | 2.78 |  | 8.34 | 8.34 |  | In Service | SS | 2022-09-01 | 2041 |  | Existing less Announced Withdrawal | Solar | 1846 |  | 2024-02-20 | 2024-03-18 09:00
SA1 | Existing Plant | Happy Valley Reservoir | South Australian Water Corporation | Storage - Battery | Other - Other | HVWABA1G | 1 |  | 4.41 |  | 4.41 | 4.41 | 8.82 | In Service | S | 2022-12-01 | 2041 |  | Existing less Announced Withdrawal | Battery Storage | 1846 |  | 2024-02-20 | 2024-03-18 09:00
QLD1 | Project | Harlin Solar Farm | Harlin Solar Pty Ltd | Solar PV - Single axis tracking | Solar - Solar |  | 1 | 0 | 400 | 0 | 400 | 400 |  | Publicly Announced | SS |  |  |  | Proposed | Solar | 1922 | Q00026 | 2023-05-23 | 2023-03-22 16:01
QLD1 | Project | Harlin Solar Farm | Harlin Solar Pty Ltd | Storage - Battery | Other - Other |  | 1 | 240 | 240 | 240 | 240 | 240 | 0 | Publicly Announced | S |  |  |  | Proposed | Battery Storage | 1922 | Q00026 | 2023-05-23 | 2023-03-22 16:01
QLD1 | Project | Harrami Wind Farm | Mainstream | Wind Turbine - Onshore | Wind - Wind |  | 111 |  | 7.2 |  | 799.2 | 799.2 |  | Publicly Announced | SS |  |  |  | Proposed | Wind | 2493 | Q00096 | 2023-09-01 | 2023-10-12 09:27
VIC1 | Project | Hastings Generation Site | Esso Australia Pty Ltd and BHP Petroleum (Bass Strait) Pty Ltd | Turbine - OCGT | Fossil - N/A |  | 2 |  | 13.95 |  | 27.9 | 27.9 |  | Publicly Announced | S |  |  |  | Proposed | OCGT | 1981 |  | 2023-05-23 | 2023-05-29 08:23
VIC1 | Project | Hastings Generation Site | Esso Australia Pty Ltd and BHP Petroleum (Bass Strait) Pty Ltd | Turbine - OCGT | Fossil - N/A |  | 1 |  | 13.95 |  | 13.95 | 13.95 |  | Publicly Announced | S |  |  |  | Proposed | OCGT | 1981 |  | 2023-05-23 | 2023-05-29 08:23
QLD1 | Project | Haughton BESS - KCI | Pacific Hydro Australia Developments Pty Ltd | Storage - Battery | Other - Other |  | 1 |  | 200 |  | 200 | 200 | 0 | Publicly Announced | S |  |  |  | Proposed | Battery Storage | 2776 | Q00127
QLD1 | Existing Plant | Haughton Solar Farm Stage 1 | Pacific Hydro Haughton Solar Farm Pty Ltd | Solar PV - Single axis tracking | Solar - Solar | HAUGHT11 | 81 | 1.24 | 1.64 | 100.04 | 132.6 | 132.6 |  | In Service | SS | 2020-09-01 | 2050 |  | Existing less Announced Withdrawal | Solar | 1564 |  | 2024-02-20 | 2024-03-08 14:42
QLD1 | Project | Haughton Solar Farm Stage 2 | Pacific Hydro Australia Pty Ltd | Solar PV - Single axis tracking | Solar - Solar |  | 1 |  | 300 |  | 300 | 300 |  | Publicly Announced | SS |  |  |  | Proposed | Solar | 1933 |  | 2024-05-27 | 2024-05-31 13:29
VIC1 | Project | Haunted Gully BESS - KCI | Vena Energy Services (Australia) Pty Ltd | Storage - Battery | Other - Other |  | 1 | 400 | 400 | 400 | 400 | 400 | 0 | Publicly Announced | S |  |  |  | Proposed | Battery Storage | 2338 | V00053 | 2023-04-01 | 2023-04-03 09:50
VIC1 | Project | Hawkesdale Wind Farm | Hawkesdale Asset Pty Ltd as trustee for Hawkesdale Asset Trust | Wind Turbine - Onshore | Wind - Wind |  | 23 | 4.2 | 4.2 | 96.6 | 96.6 | 96.6 |  | Committed | SS | 2024-04-01 |  |  | Committed | Wind | 1089 | V00031 | 2024-05-27 | 2024-06-05 16:37
NSW1 | Project | Hay Sun Farm | Overland Sun Farming Pty Ltd | Solar PV - Single axis tracking | Solar - Solar |  | 1 | 110 | 110 | 110 | 110 | 110 |  | Publicly Announced | SS |  |  |  | Proposed | Solar | 1451 |  | 2024-01-01
QLD1 | Existing Plant | Hayman Solar Farm | The Hayman Solar Farm Trust | Solar PV - Single axis tracking | Solar - Solar | HAYMSF1 | 21 | 0 | 2.75 | 0 | 57.75 | 57.75 |  | In Service | SS |  | 2048 |  | Existing less Announced Withdrawal | Solar | 1517 |  | 2024-02-20 | 2024-03-07 10:16
QLD1 | Project | Hazeldean BESS - Storage - KCI | Enervest Pty Ltd | Storage - Battery | Other - Other |  | 1 | 1100 | 1100 | 1100 | 1100 | 1100 | 0 | Publicly Announced | SS |  |  |  | Proposed | Battery Storage | 2386 | Q00062 | 2023-09-01 | 2023-09-27 13:23
VIC1 | Existing Plant | Hazelwood Battery Energy Storage System (HBESS) | Hazelwood BESS Project Co Pty Ltd as trustee for the HBESS Asset Trust | Storage - Battery | Other - Other | HBESSG1 | 1 | 200.07 | 200.07 | 200.07 | 200.07 | 200.07 | 162 | In Service | S | 2023-06-01 | 2043 |  | Existing less Announced Withdrawal | Battery Storage | 1991 | V00007 | 2024-05-27 | 2024-05-28 11:02
VIC1 | Project | Hazelwood North Solar Farm - KCI | Manthos Investments Pty Ltd | Solar PV - Fixed | Solar - Solar |  | 1 | 480 | 480 | 480 | 480 | 480 |  | Publicly Announced | TBA |  |  |  | Proposed | Solar | 2399 | V00095 | 2023-09-01
SA1 | Project | Heathgate Resources Beverley mine - BESS | SunSHIFT | Storage - Battery | Other - Other |  | 1 |  | 1 |  | 1 | 1 | 0 | Publicly Announced | TBA |  |  |  | Proposed | Battery Storage | 2050 |  | 2023-09-01
TAS1 | Project | Hellyer Wind Farm | ARK Energy Corporation Pty Ltd | Wind Turbine - Onshore | Wind - Wind |  | 25 |  | 6.2 |  | 155 | 155 |  | Publicly Announced | SS |  |  |  | Proposed | Wind | 2007 | T00004 | 2023-09-01 | 2023-10-03 14:17
QLD1 | Project | Herries Range Wind Farm | Acciona Energy Global Australia | Wind Turbine - Onshore | Wind - Wind |  | 132 |  | 5.7 |  | 752.4 | 752.4 |  | Publicly Announced | SS |  |  |  | Proposed | Wind | 2264 |  | 2023-04-01 | 2024-06-05 10:20
VIC1 | Project | Hexham | Wind Prospect WA Pty Ltd | Wind Turbine - Onshore | Wind - Wind |  | 109 | 7 | 7 | 763 | 763 | 763 |  | Publicly Announced | SS |  |  |  | Proposed | Wind | 1287 |  | 2023-05-23 | 2023-05-29 10:53
SA1 | Project | Highbury Pumped Hydro Energy Storage | Tilt Renewables | Storage - Pumped hydro | Hydro - Water |  | 1 | 0 | 300 | 0 | 300 | 300 | 0 | Publicly Announced | S |  |  |  | Proposed | Water | 1485 |  | 2023-09-01 | 2023-10-04 14:28
NSW1 | Project | Hills of Gold Wind Farm | Hills of Gold Wind Farm Pty Ltd | Wind Turbine - Onshore | Wind - Wind |  | 1 |  | 400 |  | 400 | 400 |  | Publicly Announced | SS |  |  |  | Proposed | Wind | 2040 |  | 2023-09-01 | 2023-10-03 17:27
NSW1 | Existing Plant | Hillston Sun Farm | Hillston Sun Farm Operations Pty Ltd ATF Hillston | Solar PV - Single axis tracking | Solar - Solar | HILLSTN1 | 40 | 2.75 | 2.75 | 110 | 110 | 110 |  | In Service | SS | 2022-07-01 | 2046 |  | Existing less Announced Withdrawal | Solar | 1452 |  | 2024-02-20 | 2024-03-11 12:14
TAS1 | Existing Plant | Hobart | SUSTAINABLE ENERGY INFRASTRUCTURE | Reciprocating Engine - Spark ignition | Other - Other |  | 1 | 1 | 1 | 1 | 1 | 1 |  | In Service | NS |  |  |  | Existing less Announced Withdrawal | Other | 1314 |  | 2022-03-01 | 2024-03-19 13:43
TAS1 | Project | Hobart Show Grounds BESS | Gravitas | Storage - Battery | Other - Other |  | 1 | 11 | 11 | 11 | 11 | 11 | 0 | Publicly Announced | TBA |  |  |  | Proposed | Battery Storage | 2472 | T00030 | 2023-09-01
TAS1 | Project | Hollow Tree Wind Farm | Goldwind Australia | Wind Turbine - Onshore | Wind - Wind |  | 54 | 7.8 | 7.8 | 421.2 | 421.2 | 421.2 |  | Publicly Announced | SS |  |  |  | Proposed | Wind | 2597 | T00032 | 2024-01-01
NSW1 | Project | Holloway BESS - KCI | Bushranger Project Pty Ltd. | Storage - Battery | Other - Other |  | 156 |  | 3.6 |  | 561.6 | 561.6 | 0 | Publicly Announced | S |  |  |  | Proposed | Battery Storage | 2759 | N00173
QLD1 | Project | Hopeland BESS | Pacific Partnerships | Storage - Battery | Other - Other |  | 96 |  | 2.4 |  | 230.4 | 230.4 | 175 | Publicly Announced | S | 2026-12-01 |  |  | Proposed | Battery Storage | 2618 | Q00123 | 2024-01-01 | 2024-03-13 11:06
QLD1 | Project | Hopeland Solar Farm | Hopeland Solar Farm Pty Ltd as trustee for the Hopeland Solar Farm Trust | Solar PV - Fixed | Solar - Solar |  | 78 |  | 4.2 |  | 327.6 | 327.6 |  | Publicly Announced | SS |  |  |  | Proposed | Solar | 2562 | Q00108 | 2024-02-20 | 2024-03-13 10:57
SA1 | Existing Plant | Hornsdale Power Reserve Unit 1 | Hornsdale Power Reserve Pty Ltd | Storage - Battery | Other - Other | HPRG1 | 1 |  | 50 |  | 50 | 50 | 61.3 | In Service | S | 2020-07-01 | 2057 |  | Existing less Announced Withdrawal | Battery Storage | 1610 |  | 2024-02-20 | 2024-02-23 13:56
SA1 | Existing Plant | Hornsdale Power Reserve Unit 1 | Hornsdale Power Reserve Pty Ltd | Storage - Battery | Other - Other | HPRG1 | 1 |  | 100 |  | 100 | 100 | 117 | In Service | S |  | 2057 |  | Existing less Announced Withdrawal | Battery Storage | 1610 |  | 2024-02-20 | 2024-02-23 13:56
SA1 | Existing Plant | Hornsdale Wind Farm Stage 1 | HWF 1 Pty Ltd | Wind Turbine - Onshore | Wind - Wind | HDWF1 | 32 | 3.2 | 3.2 | 102.4 | 102.4 | 102.4 |  | In Service | SS |  | 2056 |  | Existing less Announced Withdrawal | Wind | 1300 |  | 2024-02-20 | 2024-02-26 09:10
SA1 | Existing Plant | Hornsdale Wind Farm Stage 2 | HWF 2 Pty Ltd | Wind Turbine - Onshore | Wind - Wind | HDWF2 | 32 | 3.2 | 3.2 | 102.4 | 102.4 | 102.4 |  | In Service | SS |  | 2057 |  | Existing less Announced Withdrawal | Wind | 1376 |  | 2024-02-20 | 2024-02-26 09:28
SA1 | Existing Plant | Hornsdale Wind Farm Stage 3 | HWF 3 Pty Ltd | Wind Turbine - Onshore | Wind - Wind | HDWF3 | 35 | 3.2 | 3.2 | 112 | 112 | 112 |  | In Service | SS |  | 2057 |  | Existing less Announced Withdrawal | Wind | 1381 |  | 2024-02-20 | 2024-02-26 09:50
VIC1 | Project | Horsham BESS | ESCO Solar Farm 7 Trust | Storage - Battery | Other - Other |  | 40 | 0 | 2.5 | 0 | 100 | 100 | 200 | Publicly Announced | TBA |  |  |  | Proposed | Battery Storage | 2577 |  | 2024-05-27 | 2024-06-04 16:51
VIC1 | Project | Horsham Solar Farm | ESCO SOLAR FARM 7 PTY LTD | Solar PV - Single axis tracking | Solar - Solar |  | 36 |  | 3.3 |  | 118.8 | 118.8 |  | Anticipated | SS | 2024-12-01 | 2066 |  | Anticipated | Solar | 1954 | V00027 | 2024-05-27 | 2024-03-20 12:14
QLD1 | Existing Plant | Hughenden Sun Farm | Hughenden Solar Pty Ltd as Trustee for Hughenden Solar Trust | Solar PV - Single axis tracking | Solar - Solar | HUGSF1 | 18 | 1 | 1.17 | 18 | 20.97 | 20.97 |  | In Service | NS | 2022-04-01 | 2048 |  | Existing less Announced Withdrawal | Solar | 1388 |  | 2022-09-01 | 2024-02-26 09:29
NSW1 | Project | Hume BESS | GSP Energy Pty Ltd | Storage - Battery | Other - Other |  | 1 | 10 | 10 | 10 | 10 | 10 | 40 | Publicly Announced | S |  |  |  | Proposed | Battery Storage | 1878 |  | 2023-09-01 | 2023-10-05 14:39
NSW1 | Project | Hume Bess (ARIF) | The Trustee for the ARIF Hume BESS Holdings Trust | Storage - Battery | Other - Other |  | 1 | 74 | 74 | 74 | 74 | 74 | 148 | Publicly Announced | S |  |  |  | Proposed | Battery Storage | 2569 | N00128 | 2023-09-01 | 2023-10-06 12:17
NSW1 | Existing Plant | Hume Dam NSW | GSPOWER | Hydro - Dam | Hydro - Water | HUMENSW | 1 | 29 | 29 | 29 | 29 | 29 |  | In Service | S |  | 2057 |  | Existing less Announced Withdrawal | Water | 1732 |  | 2024-02-20 | 2024-02-23 15:51
VIC1 | Existing Plant | Hume Dam VIC | GSP Energy Pty Ltd | Hydro - Dam | Hydro - Water | HUMEV | 1 | 1 | 29 | 1 | 29 | 29 |  | In Service | S |  | 2057 |  | Existing less Announced Withdrawal | Water | 1736 |  | 2024-02-20 | 2024-02-23 15:54
NSW1 | Project | Hunter Central Coast Offshore Energy (Wind) | Energy Estate | Wind Turbine - Offshore | Wind - Wind |  | 1 |  | 1400 |  | 1400 | 1400 |  | Publicly Announced | SS |  |  |  | Proposed | Wind | 2029 | N00079 | 2024-01-01
NSW1 | Existing Plant | Hunter EconomicZone | Snowy Hydro Ltd | Reciprocating Engine - Compression ignition | Fossil - Diesel |  | 1 |  | 20.8 |  | 20.8 | 20.8 |  | In Service | NS |  | 2036 |  | Existing less Announced Withdrawal | Other | 1601 |  | 2022-12-01 | 2024-03-18 14:40
NSW1 | Project | Hunter Power Station | Snowy Hydro Limited | Turbine - OCGT | Fossil - Natural Gas Pipeline |  | 1 |  | 375 |  | 375 | 375 |  | Committed¹ | S | 2024-12-01 | 2064 |  | Committed | OCGT | 1871 |  | 2024-05-27 | 2024-06-28 15:49
NSW1 | Project | Hunter Power Station | Snowy Hydro Limited | Turbine - OCGT | Fossil - Natural Gas Pipeline |  | 1 |  | 375 |  | 375 | 375 |  | Committed¹ | S | 2024-12-01 | 2064 |  | Committed | OCGT | 1871 |  | 2024-05-27 | 2024-06-28 15:49
SA1 | Project | Hydrogen Jobs Plan | Office of Hydrogen SA | Turbine - OCGT | Other - Other |  | 4 | 47.5 | 51 | 190 | 204 | 190.00 - 204.00 |  | Anticipated | S | 2025-12-01 |  |  | Anticipated | OCGT | 2602 | S00051 | 2024-05-27 | 2024-05-20 16:20
VIC1 | Existing Plant | HYMIVC06 Belgrave-Hallam Rd Micro Hydro | South East Water Corporation | Hydro - Dam | Hydro - Water | HLMSEW01 | 1 | 0.25 | 0.25 | 0.25 | 0.25 | 0.25 | 0 | In Service | NS |  |  |  | Existing less Announced Withdrawal | Water | 1565 |  | 2022-09-01 | 2022-09-19 14:07
NSW1 | Project | Ilford Green Energy Hub | brightnightpower_NR | Solar PV - Single axis tracking | Solar - Solar |  | 76 |  | 4.39 |  | 333.64 | 333.64 |  | Publicly Announced | SS | 2028-06-01 |  |  | Proposed | Solar | 2413 | N00115 | 2023-04-01 | 2023-12-06 16:19
NSW1 | Project | Ilford Green Energy Hub | brightnightpower_NR | Wind Turbine - Onshore | Wind - Wind |  | 47 |  | 6 |  | 282 | 282 |  | Publicly Announced | SS | 2028-12-01 |  |  | Proposed | Wind | 2413 | N00115 | 2023-04-01 | 2023-12-06 16:19
NSW1 | Project | Ilford Green Energy Hub | brightnightpower_NR | Storage - Battery | Solar - Solar |  | 76 |  | 4.39 |  | 333.64 | 333.64 | 300 | Publicly Announced | S | 2028-06-01 |  |  | Proposed | Battery Storage | 2413 | N00115 | 2023-04-01 | 2023-12-06 16:19
NSW1 | Project | Illawarra Offshore Wind Farm | OceanEx Energy | Wind Turbine - Offshore | Wind - Wind |  | 1 |  | 2000 |  | 2000 | 2000 |  | Publicly Announced | SS | 2031-01-01 |  |  | Proposed | Wind | 2024 |  | 2024-01-01
QLD1 | Existing Plant | Inkerman Mill | Wilmar Sugar Australia Limited | Turbine - Steam Sub Critical | Renewable Biomass or Waste - Bagasse |  | 1 |  | 2.5 |  | 2.5 | 2.5 |  | In Service | NS |  | 2035 |  | Existing less Announced Withdrawal | Biomass | 1094 |  | 2022-03-01 | 2023-03-20 16:27
QLD1 | Existing Plant | Inkerman Mill | Wilmar Sugar Australia Limited | Turbine - Steam Sub Critical | Renewable Biomass or Waste - Bagasse |  | 1 |  | 10 |  | 10 | 10 |  | In Service | NS |  | 2035 |  | Existing less Announced Withdrawal | Biomass | 1094 |  | 2022-03-01 | 2023-03-20 16:27
QLD1 | Project | Innes Park Solar Farm | Enerparc Australia Pty Ltd | Solar PV - Single axis tracking | Solar - Solar |  | 6 | 4 | 4 | 24 | 24 | 24 |  | Publicly Announced | NS | 2026-07-01 | 2054 |  | Proposed | Solar | 1710 |  | 2022-06-01 | 2024-03-19 13:28
VIC1 | Project | Inverleigh Solar Farm | TBA | Solar PV - Fixed | Solar - Solar |  | 1 |  | 22 |  | 22 | 22 |  | Publicly Announced | SS |  |  |  | Proposed | Solar | 2057 |  | 2023-09-01
VIC1 | Project | Inverleigh Wind Farm | Inverleigh Wind Farm Pty Ltd | Wind Turbine - Onshore | Wind - Wind |  | 15 | 6.1 | 6.8 | 91.5 | 102 | 91.50 - 102.00 |  | Publicly Announced | SS |  |  |  | Proposed | Wind | 1631 |  | 2023-05-23 | 2023-04-03 13:07
QLD1 | Existing Plant | Invicta Mill | Haughton Sugar Company Pty Limited | Turbine - Steam Sub Critical | Renewable Biomass or Waste - Bagasse |  | 1 |  | 2.5 |  | 2.5 | 2.5 |  | In Service | NS |  | 2031 |  | Existing less Announced Withdrawal | Biomass | 1095 |  | 2023-04-01 | 2023-03-20 16:34
QLD1 | Existing Plant | Invicta Mill | Haughton Sugar Company Pty Limited | Turbine - Steam Sub Critical | Renewable Biomass or Waste - Bagasse |  | 1 |  | 9 |  | 9 | 9 |  | In Service | NS |  | 2031 |  | Existing less Announced Withdrawal | Biomass | 1095 |  | 2023-04-01 | 2023-03-20 16:34
QLD1 | Existing Plant | Invicta Mill | Haughton Sugar Company Pty Limited | Turbine - Steam Sub Critical | Renewable Biomass or Waste - Bagasse |  | 1 |  | 38.8 |  | 38.8 | 38.8 |  | In Service | NS |  | 2035 |  | Existing less Announced Withdrawal | Biomass | 1095 |  | 2023-04-01 | 2023-03-20 16:34
QLD1 | Project | Isaac Wind Farm | Squadron Energy Services Pty Ltd | Wind Turbine - Onshore | Wind - Wind |  | 94 | 0 | 6 | 0 | 564 | 564 |  | Publicly Announced | SS |  |  |  | Proposed | Wind | 2043 |  | 2023-09-01 | 2023-09-27 17:02
QLD1 | Existing Plant | ISIS Central Sugar Mill Co-generation Plant | SUSTAINABLE ENERGY INFRASTRUCTURE | Turbine - Steam Sub Critical | Other - Other |  | 1 | 25 | 25 | 25 | 25 | 25 |  | In Service | NS |  |  |  | Existing less Announced Withdrawal | Gas other | 1249 |  | 2022-03-01 | 2024-03-18 14:10
NSW1 | Existing Plant | Jacks Gully | EDL LFG NSW Pty Ltd | Reciprocating Engine - Spark ignition | Renewable Biomass or Waste - Landfill Gas | JGULLY | 2 |  | 1.15 |  | 2.3 | 2.3 |  | In Service | NS |  | 2026 |  | Existing less Announced Withdrawal | Biomass | 1330 |  | 2022-03-01 | 2022-09-30 08:51
VIC1 | Existing Plant | Jeeralang A | EnergyAustralia Ecogen Py Ltd | Turbine - OCGT | Fossil - Natural Gas Pipeline | JLA01 | 1 |  | 53 |  | 53 | 53 |  | In Service | S |  | 2039 |  | Existing less Announced Withdrawal | OCGT | 1373 |  | 2024-02-20 | 2024-05-31 11:48
VIC1 | Existing Plant | Jeeralang A | EnergyAustralia Ecogen Py Ltd | Turbine - OCGT | Fossil - Natural Gas Pipeline | JLA02 | 1 |  | 53 |  | 53 | 53 |  | In Service | S |  | 2039 |  | Existing less Announced Withdrawal | OCGT | 1373 |  | 2024-02-20 | 2024-05-31 11:48
VIC1 | Existing Plant | Jeeralang A | EnergyAustralia Ecogen Py Ltd | Turbine - OCGT | Fossil - Natural Gas Pipeline | JLA03 | 1 |  | 53 |  | 53 | 53 |  | In Service | S |  | 2039 |  | Existing less Announced Withdrawal | OCGT | 1373 |  | 2024-02-20 | 2024-05-31 11:48
VIC1 | Existing Plant | Jeeralang A | EnergyAustralia Ecogen Py Ltd | Turbine - OCGT | Fossil - Natural Gas Pipeline | JLA04 | 1 |  | 53 |  | 53 | 53 |  | In Service | S |  | 2039 |  | Existing less Announced Withdrawal | OCGT | 1373 |  | 2024-02-20 | 2024-05-31 11:48
VIC1 | Existing Plant | Jeeralang B | EnergyAustralia Ecogen Pty Ltd | Turbine - OCGT | Fossil - Natural Gas Pipeline | JLB01 | 1 |  | 76 |  | 76 | 76 |  | In Service | S |  | 2039 |  | Existing less Announced Withdrawal | OCGT | 1374 |  | 2024-02-20 | 2024-05-31 11:48
VIC1 | Existing Plant | Jeeralang B | EnergyAustralia Ecogen Pty Ltd | Turbine - OCGT | Fossil - Natural Gas Pipeline | JLB02 | 1 |  | 76 |  | 76 | 76 |  | In Service | S |  | 2039 |  | Existing less Announced Withdrawal | OCGT | 1374 |  | 2024-02-20 | 2024-05-31 11:48
VIC1 | Existing Plant | Jeeralang B | EnergyAustralia Ecogen Pty Ltd | Turbine - OCGT | Fossil - Natural Gas Pipeline | JLB03 | 1 |  | 76 |  | 76 | 76 |  | In Service | S |  | 2039 |  | Existing less Announced Withdrawal | OCGT | 1374 |  | 2024-02-20 | 2024-05-31 11:48
NSW1 | Existing Plant | Jemalong Solar | Genex Power | Solar PV - Single axis tracking | Solar - Solar | JEMALNG1 | 20 |  | 2.75 |  | 55 | 55 | 0 | In Service | SS | 2021-12-01 | 2050 |  | Existing less Announced Withdrawal | Solar | 1521 |  | 2024-02-20 | 2024-02-22 08:12
NSW1 | Project | Jeremiah Wind Farm | Squadron Energy Services Pty Ltd | Wind Turbine - Onshore | Wind - Wind |  | 48 | 0 | 6 | 0 | 288 | 288 |  | Publicly Announced | SS |  |  |  | Proposed | Wind | 2203 | N00068 | 2023-09-01 | 2023-09-27 17:03
VIC1 | Existing Plant | Jessica Way Truganina Solar | TBA | Solar PV - Fixed | Solar - Solar |  | 1 |  | 0.37 |  | 0.37 | 0.37 |  | In Service | NS |  |  |  | Existing less Announced Withdrawal | Solar | 2087
NSW1 | Existing Plant | Jindabyne | Snowy Hydro Ltd | Hydro - Dam | Hydro - Water | JNDABNE1 | 1 | 1.1 | 1.1 | 1.1 | 1.1 | 1.1 |  | In Service | NS |  | 2070 |  | Existing less Announced Withdrawal | Water | 1096 |  | 2022-03-01 | 2024-03-18 14:34
NSW1 | Project | Jindera BESS - Storage - KCI | BESS Atlantic | Storage - Battery | Other - Other |  | 1 | 250 | 250 | 250 | 250 | 250 | 0 | Publicly Announced | TBA |  |  |  | Proposed | Battery Storage | 2379 | N00106 | 2023-09-01
NSW1 | Project | Jindera Solar Farm | Jindera Solar Farm Pty Ltd | Solar PV - Fixed | Solar - Solar |  | 38 | 3.16 | 3.16 | 120.08 | 120.08 | 120.08 |  | Publicly Announced | TBA |  |  |  | Proposed | Solar | 2539 | N00132 | 2023-09-01
VIC1 | Existing Plant | JL King & Co 150kW- Solar- | TBA | Solar PV - Fixed | Solar - Solar |  | 1 |  | 0.15 |  | 0.15 | 0.15 |  | In Service | NS |  |  |  | Existing less Announced Withdrawal | Solar | 2088
VIC1 | Project | Joel BESS | ACEnergy Pty Ltd | Storage - Battery | Other - Other |  | 1 |  | 296.7 |  | 296.7 | 296.7 | 1000 | Publicly Announced | S |  |  |  | Proposed | Battery Storage | 2246 | V00076 | 2023-04-01 | 2023-03-27 09:10
TAS1 | Existing Plant | John Butters | Hydro-Electric Corporation | Hydro - Dam | Hydro - Water | JBUTTERS | 1 | 144 | 144 | 144 | 144 | 144 |  | In Service | S |  | 2100 |  | Existing less Announced Withdrawal | Water | 1097 |  | 2024-02-20 | 2024-03-11 11:51
NSW1 | Existing Plant | Jounama | Snowy Hydro Ltd | Hydro - Dam | Hydro - Water | JOUNAMA1 | 1 | 14.4 | 14.4 | 14.4 | 14.4 | 14.4 |  | In Service | NS |  | 2070 |  | Existing less Announced Withdrawal | Water | 1098 |  | 2022-03-01 | 2024-03-18 14:31
NSW1 | Project | Junction Rivers BESS – Stage 1 | Windlab Development Pty Ltd | Storage - Battery | Other - Other |  | 1 | 75 | 75 | 75 | 75 | 75 | 75 | Publicly Announced | S | 2028-12-01 |  |  | Proposed | Battery Storage | 2572 | N00127 | 2023-09-01 | 2023-12-15 22:10
NSW1 | Project | Junction Rivers BESS – Stage 2 | Windlab Developments Pty Ltd | Storage - Battery | Other - Other |  | 1 | 200 | 200 | 200 | 200 | 200 | 200 | Publicly Announced | S |  |  |  | Proposed | Battery Storage | 2536 | N00129 | 2023-09-01 | 2023-12-15 22:11
NSW1 | Project | Junction Rivers Wind Farm – Stage 1 | Windlab Developments Pty Ltd | Wind Turbine - Onshore | Wind - Wind |  | 25 | 7.8 | 7.8 | 195 | 195 | 195 |  | Publicly Announced | SS | 2028-12-01 |  |  | Proposed | Wind | 2571 | N00127 | 2023-09-01 | 2023-12-15 22:11
NSW1 | Project | Junction Rivers Wind Farm – Stage 2 | Windlab Developments Pty Ltd | Wind Turbine - Onshore | Wind - Wind |  | 96 | 7.8 | 7.8 | 748.8 | 748.8 | 748.8 |  | Publicly Announced | SS |  |  |  | Proposed | Wind | 2535 | N00129 | 2023-09-01 | 2023-12-15 22:12
NSW1 | Existing Plant | Junee Solar Farm | Junee Operationsco Pty Ltd as trustee for Junee Operations Trust | Solar PV - Single axis tracking | Solar - Solar | JUNEESF1 | 22 | 1.64 | 1.64 | 36.01 | 36.01 | 36.01 |  | In Service | SS |  | 2050 |  | Existing less Announced Withdrawal | Solar | 1526 |  | 2024-02-20 | 2024-06-05 13:47
QLD1 | Existing Plant | Kaban Wind Farm | Kaban Wind Farm Trust | Wind Turbine - Onshore | Wind - Wind | KABANWF1 | 28 | 0 | 5.6 | 0 | 156.8 | 156.8 |  | In Service | SS | 2023-04-01 | 2048 |  | Existing less Announced Withdrawal | Wind | 2020 |  | 2024-02-20 | 2024-02-21 12:48
QLD1 | Existing Plant | Kalamia Mill | Wilmar Sugar Australia Limited | Turbine - Steam Sub Critical | Renewable Biomass or Waste - Bagasse |  | 1 | 9 | 9 | 9 | 9 | 9 |  | In Service | NS |  | 2035 |  | Existing less Announced Withdrawal | Biomass | 1099 |  | 2022-03-01 | 2023-03-20 14:18
QLD1 | Project | Kaloya Moa Standalone BESS | Samsung C&T Renewable Energy Australia Pty Ltd | Storage - Battery | Other - Other |  | 1 | 100 | 100 | 100 | 100 | 100 | 0 | Publicly Announced | S |  |  |  | Proposed | Battery Storage | 2607 | Q00124
NSW1 | Project | Kangaroo Hills Wind Farm | Origin Energy Pty Ltd | Wind Turbine - Onshore | Wind - Wind |  | 25 | 6 | 6.2 | 150 | 155 | 150.00 - 155.00 |  | Publicly Announced | SS | 2028-10-01 |  |  | Proposed | Wind | 2449 |  | 2023-05-23 | 2024-03-19 10:34
NSW1 | Project | Kangaroo Hills Wind Farm | Origin Energy Pty Ltd | Storage - Battery | Wind - Wind |  | 1 | 30 | 30 | 30 | 30 | 30 | 60 | Publicly Announced | S | 2028-10-01 |  |  | Proposed | Battery Storage | 2449 |  | 2023-05-23 | 2024-03-19 10:34
NSW1 | Existing Plant | Kanowna Solar Farm | Kanowna Solar Pty Ltd | Solar PV - Fixed | Solar - Solar |  | 2 |  | 2.5 |  | 5 | 5 |  | In Service | NS | 2019-08-01 | 2049 |  | Existing less Announced Withdrawal | Solar | 1723 |  | 2022-09-01 | 2022-10-05 09:27
VIC1 | Existing Plant | Karadoc Solar Farm | Iraak Sun Farm Pty Ltd | Solar PV - Single axis tracking | Solar - Solar | KARSF1 | 38 | 2.37 | 2.75 | 89.98 | 104.5 | 104.5 |  | In Service | SS | 2018-12-01 | 2048 |  | Existing less Announced Withdrawal | Solar | 1424 |  | 2024-02-20 | 2024-03-08 14:02
QLD1 | Project | Karara BESS - KCI | ACCIONA Energy | Storage - Battery | Other - Other |  | 1 |  | 400 |  | 400 | 400 | 0 | Publicly Announced | S |  |  |  | Proposed | Battery Storage | 2761 | Q00166
QLD1 | Existing Plant | Kareeya | CleanCo Queensland Limited | Hydro - Run of River | Hydro - Water | KAREEYA1 | 1 |  | 21.6 |  | 21.6 | 21.6 |  | In Service | S |  | 2037 |  | Existing less Announced Withdrawal | Water | 1100 |  | 2024-02-20 | 2024-03-14 14:09
QLD1 | Existing Plant | Kareeya | CleanCo Queensland Limited | Hydro - Run of River | Hydro - Water | KAREEYA2 | 1 |  | 21.6 |  | 21.6 | 21.6 |  | In Service | S |  | 2037 |  | Existing less Announced Withdrawal | Water | 1100 |  | 2024-02-20 | 2024-03-14 14:09
QLD1 | Existing Plant | Kareeya | CleanCo Queensland Limited | Hydro - Run of River | Hydro - Water | KAREEYA3 | 1 |  | 21.6 |  | 21.6 | 21.6 |  | In Service | S |  | 2037 |  | Existing less Announced Withdrawal | Water | 1100 |  | 2024-02-20 | 2024-03-14 14:09
QLD1 | Existing Plant | Kareeya | CleanCo Queensland Limited | Hydro - Run of River | Hydro - Water | KAREEYA4 | 1 |  | 21.6 |  | 21.6 | 21.6 |  | In Service | S |  | 2037 |  | Existing less Announced Withdrawal | Water | 1100 |  | 2024-02-20 | 2024-03-14 14:09
QLD1 | Existing Plant | Kareeya 5 | CleanCo Queensland Limited | Hydro - Dam | Hydro - Water | KAREEYA5 | 1 |  | 7 |  | 7 | 7 |  | In Service | NS |  | 2037 |  | Existing less Announced Withdrawal | Water | 1101 |  | 2022-03-01 | 2024-03-18 14:44
QLD1 | Project | Kariboe Wind Farm | Kariboe Wind Farm Pty Ltd | Wind Turbine - Onshore | Wind - Wind |  | 170 |  | 6 |  | 1020 | 1020 |  | Publicly Announced | SS |  |  |  | Proposed | Wind | 2297 | Q00047 | 2023-05-23 | 2023-06-06 14:43
QLD1 | Project | Karma Wind Farm - KCI | NEMMCOCI Karma Pty Ltd as trustee for the CI Karma Trust | Wind Turbine - Onshore | Wind - Wind |  | 1 |  | 966 |  | 966 | 966 |  | Publicly Announced | SS |  |  |  | Proposed | Wind | 2762 | Q00167
NSW1 | Existing Plant | Keepit | GSP Energy Pty Ltd | Hydro - Dam | Hydro - Water | KEEPIT | 1 | 7.2 | 7.2 | 7.2 | 7.2 | 7.2 | 0 | In Service | NS |  |  |  | Existing less Announced Withdrawal | Water | 1102 |  | 2022-09-01
QLD1 | Project | Kelsey Creek Solar Farm | BayWa r.e. Solar Project Pty Ltd | Solar PV - Fixed | Solar - Solar |  | 1 | 50 | 50 | 50 | 50 | 50 |  | Publicly Announced | SS |  |  |  | Proposed | Solar | 1635 |  | 2023-04-01 | 2023-03-21 15:22
QLD1 | Existing Plant | Kennedy Energy Park - Phase 1 - Solar | Windlab / Eurus | Solar PV - Single axis tracking | Solar - Solar | KEPSF1 | 6 |  | 2.5 |  | 15 | 15 | 0 | In Commissioning | SS | 2024-05-01 | 2046 |  | Existing less Announced Withdrawal | Solar | 1465 |  | 2024-05-27 | 2024-05-20 11:24
QLD1 | Existing Plant | Kennedy Energy Park - Phase 1 - Storage | Windlab/Eurus | Storage - Battery | Other - Other | KEPBG1 | 4 | 0 | 0.5 | 0 | 2 | 2 | 4 | In Commissioning | NS | 2024-05-01 | 2046 |  | Existing less Announced Withdrawal | Battery Storage | 1604 |  | 2023-05-23 | 2024-05-20 11:26
QLD1 | Existing Plant | Kennedy Energy Park - Phase 1 - Wind | Windlab / Eurus | Wind Turbine - Onshore | Wind - Wind | KEPWF1 | 12 |  | 3.6 |  | 43.2 | 43.2 |  | In Commissioning | SS | 2024-05-01 | 2046 |  | Existing less Announced Withdrawal | Wind | 1464 |  | 2024-05-27 | 2024-05-20 11:24
VIC1 | Project | Kentbruck Green Power Hub | Neoen Australia Pty Ltd | Wind Turbine - Onshore | Wind - Wind |  | 1 | 5 | 600 | 5 | 600 | 5.00 - 600.00 |  | Publicly Announced | SS |  | 2057 |  | Proposed | Wind | 1888 |  | 2023-05-23 | 2024-02-21 13:08
VIC1 | Project | Kerang BESS | Kerang Bess Pty Ltd | Storage - Battery | Other - Other |  | 44 | 2.4 | 2.4 | 105.6 | 105.6 | 105.6 | 200 | Publicly Announced | S | 2025-03-01 | 2054 |  | Proposed | Battery Storage | 2461 | V00135 | 2024-05-27 | 2024-06-05 16:11
VIC1 | Project | Kerang Solar Farm | Acciona Energy Australia Global | Solar PV - Single axis tracking | Solar - Solar |  | 38 | 1.4 | 1.4 | 53.31 | 53.31 | 53.31 | 0 | Publicly Announced | SS |  |  |  | Proposed | Solar | 1507 | V00005 | 2023-05-23 | 2024-05-31 15:31
VIC1 | Project | Kerang Solar Farm Green Switch | Kerang Solar Plant Pty Ltd | Solar PV - Single axis tracking | Solar - Solar |  | 1 | 0 | 29.9 | 0 | 29.9 | 29.9 | 0 | Publicly Announced | NS |  |  |  | Proposed | Solar | 1916 |  | 2022-09-01
NSW1 | Project | Kerrs Creek Wind Farm | RES Australia Pty Ltd | Wind Turbine - Onshore | Wind - Wind |  | 63 | 4.5 | 4.5 | 283.5 | 283.5 | 283.5 |  | Publicly Announced | SS |  |  |  | Proposed | Wind | 2188 | N00049 | 2023-09-01 | 2023-09-26 15:42
VIC1 | Existing Plant | Kiamal Solar Farm - Stage 1 | KSF Project Nominees Pty Ltd ATF KSF Project Trust | Solar PV - Single axis tracking | Solar - Solar | KIAMSF1 | 150 | 1.33 | 1.33 | 199.95 | 199.95 | 199.95 | 0 | In Service | SS | 2022-01-01 | 2049 |  | Existing less Announced Withdrawal | Solar | 1602 |  | 2024-02-20 | 2024-03-12 09:04
VIC1 | Project | Kiamal Solar Farm - Stage 2 | KSF2 Project Nominees Pty Ltd ATF KSF2 Project Trust | Solar PV - Single axis tracking | Solar - Solar |  | 110 |  | 1.36 |  | 150.04 | 150.04 |  | Publicly Announced | SS | 2027-04-01 |  |  | Proposed | Solar | 1670 |  | 2024-05-27 | 2024-06-06 14:09
VIC1 | Project | Kiamal Solar Farm - Stage 2 | KSF2 Project Nominees Pty Ltd ATF KSF2 Project Trust | Storage - Battery | Solar - Solar |  | 110 |  | 1.36 |  | 150.04 | 150.04 | 300 | Publicly Announced | S | 2027-04-01 |  |  | Proposed | Battery Storage | 1670 |  | 2024-05-27 | 2024-06-06 14:09
VIC1 | Existing Plant | Kiata Wind Farm | Kiata ProjectCo Pty Ltd atf Kiata Project Trust | Wind Turbine - Onshore | Wind - Wind | KiataWF1 | 9 | 3.45 | 3.45 | 31.05 | 31.05 | 31.05 |  | In Service | SS |  | 2042 |  | Existing less Announced Withdrawal | Wind | 1382 |  | 2024-02-20 | 2024-03-08 09:27
QLD1 | Project | Kidston Pumped Storage Hydro Project 250MW | Genex Power Ltd | Storage - Pumped hydro | Hydro - Water |  | 2 | 125 | 125 | 250 | 250 | 250 | 2000 | Committed | S | 2025-02-01 | 2105 |  | Committed | Water | 1352 |  | 2024-05-27 | 2024-05-31 13:18
QLD1 | Existing Plant | Kidston Solar Project Phase One 50MW | Genex Power Limited | Solar PV - Fixed | Solar - Solar | KSP1 | 20 | 2.5 | 2.5 | 50 | 50 | 50 | 0 | In Service | SS | 2017-12-01 | 2037 |  | Existing less Announced Withdrawal | Solar | 1378 |  | 2024-02-20 | 2024-02-23 13:53
QLD1 | Project | Kidston Solar Project Phase Two 270MW | Genex Power Limited | Solar PV - Fixed | Solar - Solar |  | 1 | 270 | 270 | 270 | 270 | 270 | 0 | Publicly Announced | SS |  | 2045 |  | Proposed | Solar | 1406 |  | 2023-05-23 | 2024-03-06 11:09
QLD1 | Project | Kidston Stage 3 Wind Project | Genex Power Limited | Wind Turbine - Onshore | Wind - Wind |  | 1 | 258 | 258 | 258 | 258 | 258 |  | Publicly Announced | SS |  | 2045 |  | Proposed | Wind | 1513 |  | 2023-04-01 | 2024-03-06 11:15
QLD1 | Project | Kidston Wind Farm - KCI | Kidston (Wind Farm) Pty Ltd | Wind Turbine - Onshore | Wind - Wind |  | 1 |  | 204 |  | 204 | 204 |  | Publicly Announced | SS |  |  |  | Proposed | Wind | 2763 | Q00043
QLD1 | Project | Kingaroy Solar Farm | Kingaroy PropertyCo Pty Ltd as trustee for Kingaroy Property Trust | Solar PV - Single axis tracking | Solar - Solar |  | 9 | 4.44 | 4.44 | 40 | 40 | 40 | 0 | Publicly Announced | SS |  |  |  | Proposed | Solar | 1528 |  | 2024-05-27 | 2024-06-05 12:56
SA1 | Project | Kingfisher Solar Storage - Solar | Lyon Solar | Solar PV - Single axis tracking | Solar - Solar |  | 120 | [6 empty] | Publicly Announced | SS |  |  |  | Proposed | Solar | 1395 |  | 2023-09-01
SA1 | Project | Kingfisher Solar Storage - Storage | Lyon Solar | Storage - Battery | Other - Other |  | 1 |  | 100 |  | 100 | 100 | 0 | Publicly Announced | S |  |  |  | Proposed | Battery Storage | 2051 |  | 2023-09-01
NSW1 | Project | Kings Plain Wind Farm | Enerfin Energy Services Pty Ltd. | Wind Turbine - Onshore | Wind - Wind |  | 89 | 4.49 | 4.49 | 399.61 | 399.61 | 399.61 |  | Publicly Announced | TBA |  |  |  | Proposed | Wind | 2637 | N00145
SA1 | Existing Plant | Kingscote Power Station | SA Power Networks | Reciprocating Engine - Compression ignition | Fossil - Diesel |  | 4 | 2 | 2 | 8 | 8 | 8 | 0 | In Service | NS |  |  |  | Existing less Announced Withdrawal | Other | 1519 |  | 2022-09-01 | 2022-10-06 08:42
NSW1 | Project | Kingswood BESS | Iberdrola Australia Development Pty Ltd. | Storage - Battery | Other - Other |  | 1 | 250 | 250 | 250 | 250 | 250 | 500 | Publicly Announced | S |  |  |  | Proposed | Battery Storage | 2585 | N00134 | 2024-01-01 | 2023-12-13 11:01
QLD1 | Project | Koberinga Solar Farm | ESCO Pacific | Solar PV - Fixed | Solar - Solar |  | 1 | 55 | 55 | 55 | 55 | 55 |  | Publicly Announced | SS |  |  |  | Proposed | Solar | 1446 |  | 2023-04-01 | 2023-03-24 16:13
QLD1 | Existing Plant | Kogan Creek | CS Energy | Turbine - Steam Super Critical | Fossil - Black Coal | KPP_1 | 1 |  | 744 |  | 744 | 744 |  | In Service | S |  | 2042 |  | Existing less Announced Withdrawal | Coal | 1104 |  | 2024-02-20 | 2024-06-03 13:58
SA1 | Project | Koolunga Battery Energy Storage System 1 | Equis Energy (Australia) Projects (Ngumi 6) Pty Ltd as trustee for the Equis Energy (Australia) Ngumi 6 Asset Trust | Storage - Battery | Other - Other |  | 1 | 100 | 100 | 100 | 100 | 100 | 200 | Publicly Announced | S | 2026-06-01 |  |  | Proposed | Battery Storage | 2599 | S00055 |  | 2024-03-06 14:16
SA1 | Project | Koolunga Battery Energy Storage System 2 | Equis Energy (Australia) Projects (Ngumi 6) Pty Ltd as trustee for the Equis Energy (Australia) Ngumi 6 Asset Trust | Storage - Battery | Other - Other |  | 1 | 100 | 100 | 100 | 100 | 100 | 200 | Publicly Announced | S | 2026-06-01 |  |  | Proposed | Battery Storage | 2633 |  |  | 2024-03-06 14:22
VIC1 | Project | Koorangie Energy Storage System | Edify Energy | Storage - Battery | Other - Other |  | 1 |  | 185 |  | 185 | 185 | 370 | Committed | S | 2025-04-01 | 2055 |  | Committed | Battery Storage | 2173 | V00079 | 2024-05-27 | 2024-05-29 11:20
QLD1 | Project | Kumbarilla Renewable Energy Park (K-REP) | Elecseed Pty Ltd | Solar PV - Single axis tracking | Solar - Solar |  | 22 | 4.4 | 4.4 | 96.8 | 96.8 | 96.8 |  | Publicly Announced | SS |  |  |  | Proposed | Solar | 1908 | Q00001 | 2024-05-27 | 2024-05-30 08:49
NSW1 | Project | Kurri Kurri Battery | CEP Energy | Storage - Battery | Other - Other |  | 1 | 1200 | 1200 | 1200 | 1200 | 1200 | 0 | Publicly Announced | TBA |  |  |  | Proposed | Battery Storage | 2415 |  | 2023-09-01
VIC1 | Project | Kyabram Wind Farm | FERA SA P/L | Wind Turbine - Onshore | Wind - Wind |  | 1 | 403 | 403 | 403 | 403 | 403 |  | Publicly Announced | SS |  |  |  | Proposed | Wind | 2739 | V00149
SA1 | Existing Plant | Ladbroke Grove | Origin Energy Power Limited | Turbine - OCGT | Fossil - Natural Gas Pipeline | LADBROK1 | 1 |  | 40 |  | 40 | 40 |  | In Service | S |  | 2035 |  | Existing less Announced Withdrawal | OCGT | 1107 |  | 2024-02-20 | 2024-03-11 18:09
SA1 | Existing Plant | Ladbroke Grove | Origin Energy Power Limited | Turbine - OCGT | Fossil - Natural Gas Pipeline | LADBROK2 | 1 |  | 40 |  | 40 | 40 |  | In Service | S |  | 2035 |  | Existing less Announced Withdrawal | OCGT | 1107 |  | 2024-02-20 | 2024-03-11 18:09
SA1 | Existing Plant | Lake Bonney 1 Wind Farm | Lake Bonney Wind Power Pty Ltd | Wind Turbine - Onshore | Wind - Wind | LKBONNY1 | 46 | 1.75 | 1.75 | 80.5 | 80.5 | 80.5 |  | In Service | SS |  | 2035 |  | Existing less Announced Withdrawal | Wind | 1108 |  | 2024-02-20 | 2024-03-19 09:11
SA1 | Existing Plant | Lake Bonney 2 Wind Farm | Lake Bonney Wind Power Pty Ltd | Wind Turbine - Onshore | Wind - Wind | LKBONNY2 | 53 | 3 | 3 | 159 | 159 | 159 |  | In Service | SS |  | 2038 |  | Existing less Announced Withdrawal | Wind | 1109 |  | 2024-02-20 | 2024-03-19 08:59
SA1 | Existing Plant | Lake Bonney 3 Wind Farm | Lake Bonney Wind Power Pty Ltd | Wind Turbine - Onshore | Wind - Wind | LKBONNY3 | 13 | 3 | 3 | 39 | 39 | 39 |  | In Service | SS |  | 2040 |  | Existing less Announced Withdrawal | Wind | 1110 |  | 2024-02-20 | 2024-03-19 09:09
SA1 | Existing Plant | Lake Bonney Battery Energy Storage | Lake Bonney BESS Pty Limited | Storage - Battery | Other - Other | LBBG1 | 1 |  | 25 |  | 25 | 25 | 52 | In Service | S |  | 2034 |  | Existing less Announced Withdrawal | Battery Storage | 1568 |  | 2024-02-20 | 2024-03-15 13:17
TAS1 | Existing Plant | Lake Echo | Hydro-Electric Corporation | Hydro - Dam | Hydro - Water | LK_ECHO | 1 | 32.4 | 32.4 | 32.4 | 32.4 | 32.4 |  | In Service | S |  | 2100 |  | Existing less Announced Withdrawal | Water | 1111 |  | 2024-02-20 | 2024-03-11 11:57
NSW1 | Project | Lake Lyell Pumped Hydro | EnergyAustralia NSW Pty Ltd | Hydro - Dam | Hydro - Water |  | 1 |  | 335 |  | 335 | 335 |  | Publicly Announced | S |  |  |  | Proposed | Water | 2033 | N00092 | 2023-05-23 | 2024-03-06 11:28
TAS1 | Existing Plant | Lake Margaret | Hydro-Electric Corporation | Hydro - Dam | Hydro - Water |  | 7 | 1.2 | 1.2 | 8.4 | 8.4 | 8.4 |  | In Service | NS |  | 2100 |  | Existing less Announced Withdrawal | Water | 1112 |  | 2022-03-01 | 2024-03-18 13:47
QLD1 | Existing Plant | Lake Somerset | Seqwater | Hydro - Dam | Hydro - Water |  | 1 | 4.3 | 4.3 | 4.3 | 4.3 | 4.3 |  | In Service | NS |  |  |  | Existing less Announced Withdrawal | Water | 1669 |  | 2022-09-01
NSW1 | Project | Lake Victoria Energy Park - KCI | Lake Victoria Wind Farm Pty Ltd atf Lake Victoria Wind Farm unit trust | Wind Turbine - Onshore | Wind - Wind |  | 145 |  | 7.5 |  | 1087.5 | 1087.5 |  | Publicly Announced | SS |  |  |  | Proposed | Wind | 2764 | N00175
NSW1 | Project | Lake Victoria Energy Park - KCI | Lake Victoria Wind Farm Pty Ltd atf Lake Victoria Wind Farm unit trust | Storage - Battery | Other - Other |  | 1 |  | 300 |  | 300 | 300 | 0 | Publicly Announced | S |  |  |  | Proposed | Battery Storage | 2764 | N00175
QLD1 | Existing Plant | Lakeland Solar and Storage | Lakeland Solar and Storage Pty Limited | Solar PV - Fixed | Solar - Solar |  | 12 | 0.9 | 0.9 | 10.8 | 10.8 | 10.8 |  | In Service | NS |  | 2041 |  | Existing less Announced Withdrawal | Solar | 1668 |  | 2022-09-01 | 2022-09-23 14:12
QLD1 | Project | Lakeland Wind Farm | Lakeland Wind Farm Pty Ltd | Wind Turbine - Onshore | Wind - Wind |  | 17 | 0 | 4.3 | 0 | 73.1 | 73.1 |  | Publicly Announced | SS | 2027-06-01 |  |  | Proposed | Wind | 1626 |  | 2023-09-01 | 2023-12-15 22:12
NSW1 | Project | Lambruk Solar Project | Venn Energy Pty Ltd / Acacia Solar Project Pty Ltd. | Solar PV - Single axis tracking | Solar - Solar |  | 82 |  | 4.4 |  | 360.8 | 360.8 |  | Publicly Announced | SS |  | 2057 |  | Proposed | Solar | 2205 | N00070 |  | 2024-06-07 09:30
VIC1 | Project | Lancaster Solar Farm | Ox2 Holdings Pty Ltd | Solar PV - Single axis tracking | Solar - Solar |  | 60 |  | 1.33 |  | 80.04 | 80.04 |  | Publicly Announced | SS |  |  |  | Proposed | Solar | 2684 |  | 2024-05-27 | 2024-03-19 13:20
QLD1 | Project | Latitude Solar Farm | Kentucky Solar Pty Ltd | Solar PV - Fixed | Solar - Solar |  | 2 |  | 2.5 |  | 5 | 5 |  | Publicly Announced | NS |  |  |  | Proposed | Solar | 1559 |  | 2022-09-01
VIC1 | Project | Latrobe Solar Farm | Canadian Solar (Australia) Pty Ltd | Solar PV - Single axis tracking | Solar - Solar |  | 1 |  | 400 |  | 400 | 400 |  | Publicly Announced | TBA |  |  |  | Proposed | Solar | 2255 | V00009 | 2024-01-01
VIC1 | Project | LaTrobe Valley BESS | Tilt Renewables Australia Pty Ltd | Storage - Battery | Other - Other |  | 1 |  | 100 |  | 100 | 100 | 200 | Committed | S | 2025-07-01 |  |  | Committed | Battery Storage | 1932 | V00040 | 2024-05-27 | 2024-06-03 14:54
VIC1 | Existing Plant | Laverton North | Snowy Hydro Ltd | Turbine - OCGT | Fossil - Natural Gas Pipeline | LNGS1 | 1 |  | 156 |  | 156 | 156 |  | In Service | S |  | 2070 |  | Existing less Announced Withdrawal | OCGT | 1115 |  | 2024-02-20 | 2024-03-13 10:23
VIC1 | Existing Plant | Laverton North | Snowy Hydro Ltd | Turbine - OCGT | Fossil - Natural Gas Pipeline | LNGS2 | 1 |  | 156 |  | 156 | 156 |  | In Service | S |  | 2070 |  | Existing less Announced Withdrawal | OCGT | 1115 |  | 2024-02-20 | 2024-03-13 10:23
VIC1 | Project | Learmonth BESS | Torchlight Energy Group | Storage - Battery | Other - Other |  | 1 | 268 | 268 | 268 | 268 | 268 | 1072 | Publicly Announced | S |  |  |  | Proposed | Battery Storage | 2624 |  |  | 2024-01-18 23:24
SA1 | Project | Leigh Creek Energy Project | Leigh Creek Energy | Turbine - Steam Sub Critical | Other - Other |  | 1 | 45 | 45 | 45 | 45 | 45 |  | Publicly Announced | NS |  |  |  | Proposed | Gas other | 1534 |  | 2023-09-01
TAS1 | Existing Plant | Lemonthyme / Wilmot | Hydro-Electric Corporation | Hydro - Dam | Hydro - Water | LEM_WIL | 1 | 30.6 | 30.6 | 30.6 | 30.6 | 30.6 |  | In Service | S |  | 2100 |  | Existing less Announced Withdrawal | Water | 1116 |  | 2024-02-20 | 2024-03-08 09:14
TAS1 | Existing Plant | Lemonthyme / Wilmot | Hydro-Electric Corporation | Hydro - Dam | Hydro - Water | LEM_WIL | 1 | 51 | 51 | 51 | 51 | 51 |  | In Service | S |  | 2100 |  | Existing less Announced Withdrawal | Water | 1116 |  | 2024-02-20 | 2024-03-08 09:14
VIC1 | Existing Plant | Leonards Hill | Hepburn Community Wind Park Co-operative Limited | Wind Turbine - Onshore | Wind - Wind |  | 2 |  | 2.05 |  | 4.1 | 4.1 |  | In Service | NS |  |  |  | Existing less Announced Withdrawal | Wind | 1117 |  | 2022-09-01
NSW1 | Project | Liddell BESS | MACQGEN | Storage - Battery | Other - Other |  | 1 |  | 500 |  | 500 | 500 | 2000 | Anticipated | S |  |  |  | Anticipated | Battery Storage | 2171 |  | 2024-05-27 | 2024-05-27 13:55
NSW1 | Project | Liddell Solar Farm - KCI | AGL Macquarie Pty Ltd | Solar PV - Fixed | Solar - Solar |  | 1 |  | 500 |  | 500 | 500 |  | Publicly Announced | SS |  |  |  | Proposed | Solar | 2700 | N00167
QLD1 | Project | Lilyvale BESS - KCI | Acen Australia | Storage - Battery | Other - Other |  | 1 |  | 440 |  | 440 | 440 | 0 | Publicly Announced | S |  |  |  | Proposed | Battery Storage | 2703 | Q00152
QLD1 | Existing Plant | Lilyvale Solar Farm | Lilyvale Asset Co Pty Ltd ATF Lilyvale Asset Trust | Solar PV - Single axis tracking | Solar - Solar | LILYSF1 | 74 | 1.45 | 1.6 | 107.23 | 118.4 | 118.4 |  | In Service | SS | 2022-01-01 | 2048 |  | Existing less Announced Withdrawal | Solar | 1384 |  | 2024-02-20 | 2024-02-23 14:01
NSW1 | Project | Limondale BESS | LIMONDALE BATTERY PTY. LTD | Storage - Battery | Other - Other |  | 1 | 50 | 50 | 50 | 50 | 50 | 400 | Anticipated | S | 2026-01-01 |  |  | Anticipated | Battery Storage | 2223 | N00094 | 2024-05-27 | 2024-05-31 15:12
NSW1 | Existing Plant | Limondale Solar Farm 1 | Limondale Sun Farm Pty Ltd | Solar PV - Single axis tracking | Solar - Solar | LIMONSF1 | 100 | 2.3 | 2.3 | 230 | 230 | 230 |  | In Service | SS | 2022-12-01 | 2050 |  | Existing less Announced Withdrawal | Solar | 1453 |  | 2024-02-20 | 2024-05-13 13:29
NSW1 | Existing Plant | Limondale Solar Farm 2 | Limondale Sun Farm Pty Ltd | Solar PV - Single axis tracking | Solar - Solar | LIMOSF21 | 14 | 2.07 | 2.07 | 28.98 | 28.98 | 28.98 | 0 | In Service | SS | 2023-04-01 | 2050 |  | Existing less Announced Withdrawal | Solar | 1675 |  | 2024-02-20 | 2024-05-13 13:28
SA1 | Project | Lincoln Gap Wind Farm - BESS | Lincoln Gap Wind Farm Pty Ltd | Storage - Battery | Other - Other | LGAPWF1 | 1 | 0 | 10 | 0 | 10 | 10 | 10 | Anticipated | S | 2024-09-01 | 2045 |  | Anticipated | Battery Storage | 1603 |  | 2024-05-27 | 2024-05-20 14:24
SA1 | Existing Plant | Lincoln Gap Wind Farm - stage 1 | Lincoln Gap Wind Farm Pty Ltd | Wind Turbine - Onshore | Wind - Wind | LGAPWF1 | 35 | 3.6 | 3.6 | 126 | 126 | 126 | 0 | In Service | SS | 2020-08-01 | 2045 |  | Existing less Announced Withdrawal | Wind | 1119 | S00007 | 2024-02-20 | 2024-02-28 10:35
SA1 | Existing Plant | Lincoln Gap Wind Farm - Stage 2 | Lincoln Gap Wind Farm Pty Ltd | Wind Turbine - Onshore | Wind - Wind | LGAPWF2 | 24 | 3.6 | 3.6 | 86.4 | 86.4 | 86.4 |  | In Service | SS | 2022-02-01 | 2045 |  | Existing less Announced Withdrawal | Wind | 1574 | S00007 | 2024-02-20 | 2024-02-28 10:36
SA1 | Project | Lincoln Gap Wind Farm stage 3 | Nexif RATCH Energy Australia Pty Ltd | Wind Turbine - Onshore | Wind - Wind |  | 42 | 0 | 6.6 | 0 | 277.2 | 277.2 |  | Publicly Announced | SS |  | 2055 |  | Proposed | Wind | 1885 | S00005 | 2023-05-23 | 2024-03-06 11:22
SA1 | Project | Lionsgate Battery | CEP Energy | Storage - Battery | Other - Other |  | 1 | 150 | 150 | 150 | 150 | 150 | 0 | Publicly Announced | TBA |  |  |  | Proposed | Battery Storage | 2416 |  | 2023-09-01
VIC1 | Project | Little River BESS | ACEnergy Pty Ltd | Storage - Battery | Other - Other |  | 1 |  | 350 |  | 350 | 350 | 770 | Publicly Announced | S |  |  |  | Proposed | Battery Storage | 2247 | V00075 | 2023-04-01 | 2023-03-27 09:11
VIC1 | Project | Little River Solar Farm - KCI | Clean Technology Partners | Solar PV - Fixed | Solar - Solar |  | 1 | 279 | 279 | 279 | 279 | 279 |  | Publicly Announced | TBA |  |  |  | Proposed | Solar | 2341 | V00008 | 2023-09-01
NSW1 | Project | Liverpool Range Wind Farm | Liverpool Range Wind Farm Pty Ltd | Wind Turbine - Onshore | Wind - Wind |  | 223 | 6 | 6 | 1338 | 1338 | 1338 |  | Publicly Announced | SS |  |  |  | Proposed | Wind | 1120 |  | 2023-05-23 | 2024-03-14 13:18
QLD1 | Existing Plant | Llewellyn Motors | Llewellyn Land Pty Ltd ATF Llewellyn Land Unit Trust | Solar PV - Fixed | Solar - Solar |  | 12 | 0.03 | 0.03 | 0.34 | 0.34 | 0.34 | 0 | In Service | NS |  |  |  | Existing less Announced Withdrawal | Solar | 1549 |  | 2022-09-01 | 2022-10-01 07:27
NSW1 | Existing Plant | LMCC - Works Depot Power Station | TBA | Solar PV - Fixed | Solar - Solar |  | 1 |  | 0.79 |  | 0.79 | 0.79 |  | In Service | NS |  |  |  | Existing less Announced Withdrawal | Solar | 2089
NSW1 | Project | Lockhart Hybrid Facility - Battery | Better Energy Technology Pty Ltd | Storage - Battery | Solar - Solar |  | 1 | 10 | 10 | 10 | 10 | 10 | 20 | Committed | S | 2025-06-01 |  |  | Committed | Battery Storage | 2627 |  | 2024-05-27 | 2024-07-02 09:10
NSW1 | Project | Lockhart Hybrid Facility - Solar | Better Energy Technology Pty Ltd | Solar PV - Single axis tracking | Solar - Solar |  | 1 | 10 | 10 | 10 | 10 | 10 |  | Committed | SS | 2025-06-01 |  |  | Committed | Solar | 2626 |  | 2024-05-27 | 2024-07-02 09:11
QLD1 | Project | Lockyer BESS - KCI | Lockyer Energy Management Pty | Storage - Battery | Other - Other |  | 1 | 750 | 750 | 750 | 750 | 750 | 0 | Publicly Announced | TBA |  |  |  | Proposed | Battery Storage | 2299 | Q00042 | 2023-09-01
QLD1 | Project | Lockyer Valley Energy Project | Quinbrook Asset Management as Trustee for The Australian Clean Power Trust | Storage - Battery | Solar - Solar |  | 1 |  | 400 |  | 400 | 400 | 800 | Publicly Announced | S |  |  |  | Proposed | Battery Storage | 1614 |  | 2023-05-23 | 2023-06-05 11:42
QLD1 | Project | Lockyer Valley Energy Project | Quinbrook Asset Management as Trustee for The Australian Clean Power Trust | Storage - Battery | Solar - Solar |  | 1 |  | 400 |  | 400 | 400 | 800 | Publicly Announced | S |  |  |  | Proposed | Battery Storage | 1614 |  | 2023-05-23 | 2023-06-05 11:42
QLD1 | Project | Lockyer Valley Energy Project | Quinbrook Asset Management as Trustee for The Australian Clean Power Trust | Turbine - OCGT | Fossil - Natural Gas |  | 2 | 43.5 | 58.5 | 87 | 117 | 87.00 - 117.00 |  | Publicly Announced | S |  |  |  | Proposed | OCGT | 1614 |  | 2023-05-23 | 2023-06-05 11:42
VIC1 | Existing Plant | Longford | Longford Gas Plant | Turbine - OCGT | Fossil - Natural Gas Pipeline | LONGFORD | 2 | 6.5 | 6.5 | 13 | 13 | 13 |  | In Service | NS |  | 2032 |  | Existing less Announced Withdrawal | OCGT | 1121 |  | 2022-09-01 | 2023-03-10 09:44
VIC1 | Existing Plant | Longford | Longford Gas Plant | Turbine - OCGT | Fossil - Natural Gas Pipeline | LONGFORD | 2 | 7 | 7 | 14 | 14 | 14 |  | In Service | NS |  | 2024 |  | Existing less Announced Withdrawal | OCGT | 1121 |  | 2022-09-01 | 2023-03-10 09:44
VIC1 | Existing Plant | Longford | Longford Gas Plant | Turbine - OCGT | Fossil - Natural Gas Pipeline | LONGFORD | 1 | 2.6 | 2.6 | 2.6 | 2.6 | 2.6 |  | In Service | NS |  | 2024 |  | Existing less Announced Withdrawal | OCGT | 1121 |  | 2022-09-01 | 2023-03-10 09:44
QLD1 | Existing Plant | Longreach Solar Farm | Longreach Asset Company | Solar PV - Fixed | Solar - Solar | LRSF1 | 7 | 2 | 2.14 | 14 | 15 | 15 |  | In Service | NS |  | 2043 |  | Existing less Announced Withdrawal | Solar | 1667 |  | 2022-09-01 | 2024-03-18 11:05
SA1 | Existing Plant | Lonsdale | Lumo Generation SA Pty Ltd | Reciprocating Engine - Compression ignition | Fossil - Diesel | LONSDALE | 18 |  | 1.15 |  | 20.7 | 20.7 |  | In Service | S |  | 2070 |  | Existing less Announced Withdrawal | Other | 1122 |  | 2024-02-20 | 2024-03-13 14:15
QLD1 | Project | Lotus Creek Wind Farm | ARK Energy Corporation Pty Ltd | Wind Turbine - Onshore | Wind - Wind |  | 55 |  | 6.2 |  | 341 | 341 |  | Publicly Announced | TBA |  |  |  | Proposed | Wind | 2002 | Q00079 | 2024-01-01 | 2022-09-21 15:46
VIC1 | Project | Lovely Banks Renewable Energy Hub - KCI | Syncline Energy Pty Ltd | Storage - Battery | Other - Other |  | 1 | 400 | 400 | 400 | 400 | 400 | 0 | Publicly Announced | TBA |  |  |  | Proposed | Battery Storage | 2342 | V00002 | 2024-01-01
TAS1 | Existing Plant | Lower Lake Margaret | Hydro-Electric Corporation | Hydro - Dam | Hydro - Water |  | 1 | 3.2 | 3.2 | 3.2 | 3.2 | 3.2 |  | In Service | NS |  | 2100 |  | Existing less Announced Withdrawal | Water | 1123 |  | 2022-03-01 | 2024-03-18 13:43
QLD1 | Project | Lower Wonga BESS | Equis Energy (Australia) Projects (Ngumi 7) Pty Ltd as trustee for the Equis Energy(Australia) Ngumi 7 Asset Trust | Storage - Battery | Other - Other |  | 1 |  | 200 |  | 200 | 200 | 400 | Publicly Announced | S | 2026-05-01 |  |  | Proposed | Battery Storage | 2412 | Q00029 | 2023-04-01 | 2024-03-06 10:48
QLD1 | Project | Lower Wonga Solar Farm - KCI | Lower Wonga Solar Farm Pty Ltd | Solar PV - Single axis tracking | Solar - Solar |  | 1 | 353 | 353 | 353 | 353 | 353 |  | Publicly Announced | SS |  |  |  | Proposed | Solar | 2300 | Q00052 | 2024-01-01 | 2024-06-05 12:05
VIC1 | Existing Plant | Loy Yang A Power Station | AGL Loy Yang Marketing Pty Ltd | Turbine - Steam Sub Critical | Fossil - Brown Coal | LYA1 | 1 | 0 | 560 | 0 | 560 | 560 |  | In Service | S |  | 2035 |  | Existing less Announced Withdrawal | Coal | 1124 |  | 2024-02-20 | 2024-03-07 15:32
VIC1 | Existing Plant | Loy Yang A Power Station | AGL Loy Yang Marketing Pty Ltd | Turbine - Steam Sub Critical | Fossil - Brown Coal | LYA2 | 1 | 0 | 530 | 0 | 530 | 530 |  | In Service | S |  | 2035 |  | Existing less Announced Withdrawal | Coal | 1124 |  | 2024-02-20 | 2024-03-07 15:32
VIC1 | Existing Plant | Loy Yang A Power Station | AGL Loy Yang Marketing Pty Ltd | Turbine - Steam Sub Critical | Fossil - Brown Coal | LYA3 | 1 | 0 | 560 | 0 | 560 | 560 |  | In Service | S |  | 2035 |  | Existing less Announced Withdrawal | Coal | 1124 |  | 2024-02-20 | 2024-03-07 15:32
VIC1 | Existing Plant | Loy Yang A Power Station | AGL Loy Yang Marketing Pty Ltd | Turbine - Steam Sub Critical | Fossil - Brown Coal | LYA4 | 1 | 0 | 560 | 0 | 560 | 560 |  | In Service | S |  | 2035 |  | Existing less Announced Withdrawal | Coal | 1124 |  | 2024-02-20 | 2024-03-07 15:32
VIC1 | Existing Plant | Loy Yang B | Gippsland Power Pty Ltd ABN 30 077 851 079 / LYB Ventures Australia Pty Ltd ABN 57 055 984 499 / Traralgon Power Pty Ltd ABN 64 056 292 623 / Latrobe Power Pty Ltd ABN 42 055 983 563 / LYB Australia Limited ABN 87 055 563 785 | Turbine - Steam Sub Critical | Fossil - Brown Coal | LOYYB1 | 1 |  | 580 |  | 580 | 580 |  | In Service | S |  | 2047 |  | Existing less Announced Withdrawal | Coal | 1125 |  | 2024-02-20 | 2024-03-08 15:33
VIC1 | Existing Plant | Loy Yang B | Gippsland Power Pty Ltd ABN 30 077 851 079 / LYB Ventures Australia Pty Ltd ABN 57 055 984 499 / Traralgon Power Pty Ltd ABN 64 056 292 623 / Latrobe Power Pty Ltd ABN 42 055 983 563 / LYB Australia Limited ABN 87 055 563 785 | Turbine - Steam Sub Critical | Fossil - Brown Coal | LOYYB2 | 1 |  | 580 |  | 580 | 580 |  | In Service | S |  | 2047 |  | Existing less Announced Withdrawal | Coal | 1125 |  | 2024-02-20 | 2024-03-08 15:33
VIC1 | Project | Loy Yang B Power Station - BESS Stage 1 - KCI | Alinta Energy Clean Energy Development Pty Ltd | Storage - Battery | Other - Other |  | 1 |  | 0 |  | 0 |  | 0 | Publicly Announced | S |  |  |  | Proposed | Battery Storage | 2708 | V00152 |  | 2024-03-28 08:58
NSW1 | Existing Plant | Lucas Heights 2 | EDL LFG NSW Pty Ltd | Reciprocating Engine - Spark ignition | Renewable Biomass or Waste - Landfill Gas | LUCAS2S2 | 15 |  | 1.15 |  | 17.25 | 17.25 |  | In Service | NS |  | 2025 |  | Existing less Announced Withdrawal | Biomass | 1127 |  | 2022-03-01 | 2022-09-30 08:50
NSW1 | Existing Plant | Lucas Heights I | EDL LFG NSW Pty Ltd | Reciprocating Engine - Spark ignition | Renewable Biomass or Waste - Landfill Gas |  | 3 |  | 1.03 |  | 3.09 | 3.09 |  | In Service | NS |  | 2035 |  | Existing less Announced Withdrawal | Biomass | 1126 |  | 2022-03-01 | 2022-09-30 08:49
NSW1 | Existing Plant | Lucas Heights I | EDL LFG NSW Pty Ltd | Reciprocating Engine - Spark ignition | Renewable Biomass or Waste - Landfill Gas |  | 2 |  | 1.15 |  | 2.3 | 2.3 |  | In Service | NS |  | 2035 |  | Existing less Announced Withdrawal | Biomass | 1126 |  | 2022-03-01 | 2022-09-30 08:49
VIC1 | Project | LYA BESS | LOYYANGA | Storage - Battery | Other - Other |  | 1 |  | 200 |  | 200 | 200 | 800 | Publicly Announced | S |  | 2050 |  | Proposed | Battery Storage | 1867 | V00038 | 2023-05-23 | 2024-03-19 09:51
VIC1 | Existing Plant | Macarthur Wind Farm | Macarthur Wind Farm Pty Ltd and Meridian Wind Macarthur Pty Ltd | Wind Turbine - Onshore | Wind - Wind | MACARTH1 | 140 |  | 3 |  | 420 | 420 |  | In Service | SS |  | 2038 |  | Existing less Announced Withdrawal | Wind | 1128 |  | 2024-02-20 | 2024-03-07 16:03
QLD1 | Project | MacIntyre Wind Farm | Macintyre Windfarm Pty Ltd and Arc Energy Macintyre Pty Ltd | Wind Turbine - Onshore | Wind - Wind |  | 162 | 5.7 | 5.7 | 923.4 | 923.4 | 923.4 |  | Committed* | SS | 2024-12-01 | 2054 |  | Committed | Wind | 1332 | Q00006 | 2024-05-27 | 2024-06-02 18:21
TAS1 | Existing Plant | Mackintosh | Hydro-Electric Corporation | Hydro - Dam | Hydro - Water | MACKNTSH | 1 | 79.9 | 79.9 | 79.9 | 79.9 | 79.9 |  | In Service | S |  | 2100 |  | Existing less Announced Withdrawal | Water | 1130 |  | 2024-02-20 | 2024-03-08 09:10
QLD1 | Existing Plant | Macknade Mill | Wilmar Sugar Australia LImited | Turbine - Steam Sub Critical | Renewable Biomass or Waste - Bagasse |  | 1 |  | 3 |  | 3 | 3 |  | In Service | NS |  | 2035 |  | Existing less Announced Withdrawal | Biomass | 1131 |  | 2022-03-01 | 2023-03-20 14:22
QLD1 | Existing Plant | Macknade Mill | Wilmar Sugar Australia LImited | Turbine - Steam Sub Critical | Renewable Biomass or Waste - Bagasse |  | 1 |  | 5 |  | 5 | 5 |  | In Service | NS |  | 2035 |  | Existing less Announced Withdrawal | Biomass | 1131 |  | 2022-03-01 | 2023-03-20 14:22
QLD1 | Project | Madeline Downs BESS | AGL Energy Limited | Storage - Battery | Other - Other |  | 1 | 150 | 150 | 150 | 150 | 150 | 0 | Publicly Announced | S |  |  |  | Proposed | Battery Storage | 2559 | Q00111 | 2024-01-01 | 2024-01-04 11:24
NSW1 | Project | Maison Dieu Solar Farm | terrainsolar_NR | Solar PV - Dual axis tracking | Solar - Solar |  | 22 | 3.4 | 3.7 | 74.8 | 81.4 | 74.80 - 81.40 |  | Publicly Announced | SS |  |  |  | Proposed | Solar | 2691 |  |  | 2024-06-05 10:58
QLD1 | Project | Majors Creek Energy Storage System - KCI | Edify Energy Pty Ltd | Storage - Battery | Other - Other |  | 1 |  | 500 |  | 500 | 500 | 0 | Publicly Announced | S |  |  |  | Proposed | Battery Storage | 2765 | Q00168
NSW1 | Project | Mallee Wind Farm | Mallee Wind PTY LTD | Wind Turbine - Onshore | Wind - Wind |  | 129 | 5 | 6.6 | 645 | 851.4 | 645.00 - 851.40 |  | Publicly Announced | SS | 2029-01-01 |  |  | Proposed | Wind | 2046 |  | 2024-05-27 | 2024-06-04 08:26
NSW1 | Project | Mallee Wind Farm | Mallee Wind PTY LTD | Storage - Battery | Wind - Wind |  | 1 |  | 300 |  | 300 | 300 | 600 | Publicly Announced | S | 2027-09-01 |  |  | Proposed | Battery Storage | 2046 |  | 2024-05-27 | 2024-06-04 08:26
NSW1 | Project | Mangoplah BESS - KCI | Samsung C&T Renewable Energy Australia Pty Ltd. | Storage - Battery | Other - Other |  | 33 |  | 3.8 |  | 125.4 | 125.4 | 0 | Publicly Announced | S |  |  |  | Proposed | Battery Storage | 2766 | N00180
NSW1 | Existing Plant | Manildra Solar Farm | Manildra Prop Pty Ltd as trustee for the Manildra Asset Trust | Solar PV - Single axis tracking | Solar - Solar | MANSLR1 | 20 | 2.5 | 2.5 | 50 | 50 | 50 |  | In Service | SS | 2018-12-01 | 2048 |  | Existing less Announced Withdrawal | Solar | 1280 |  | 2024-02-20 | 2024-06-05 10:29
SA1 | Existing Plant | Mannum Adelaide Pumping Station No 2 - MAPL2 (Palmer) | South Australian Water Corporation | Solar PV - Single axis tracking | Solar - Solar | MAPS2PV1 | 6 |  | 2.8 |  | 16.8 | 16.8 |  | In Service | SS | 2022-05-01 | 2041 |  | Existing less Announced Withdrawal | Solar | 1847 | S00010 | 2024-02-20 | 2024-03-18 09:01
SA1 | Existing Plant | Mannum Adelaide Pumping Station No 3 - MAPL3 (Tungkillo) | South Australian Water Corporation | Solar PV - Single axis tracking | Solar - Solar | MAPS3PV1 | 6 |  | 2.06 |  | 12.36 | 12.36 |  | In Service | SS | 2023-01-01 | 2041 |  | Existing less Announced Withdrawal | Solar | 2010 | S00011 | 2024-02-20 | 2024-03-18 09:06
SA1 | Project | Mannum BESS | Epic Energy South Australia Pty Ltd | Storage - Battery | Other - Other |  | 1 |  | 100 |  | 100 | 100 | 200 | Anticipated | S | 2025-09-01 |  |  | Anticipated | Battery Storage | 2256 | S00016 | 2024-05-27 | 2024-06-07 14:56
SA1 | Existing Plant | Mannum Solar Farm | Mannum Solar Farm Pty Ltd | Solar PV - Single axis tracking | Solar - Solar |  | 1 | 0 | 4.95 | 0 | 4.95 | 4.95 |  | In Service | NS | 2019-12-01 | 2054 |  | Existing less Announced Withdrawal | Solar | 1722 |  | 2022-12-01 | 2022-12-08 15:26
SA1 | Existing Plant | Mannum Solar Farm 2 | Mannum Stage 2 SubCo Pty Ltd as trustee for the Mannum Stage 2 Unit Trust | Solar PV - Single axis tracking | Solar - Solar | MANSF2 | 11 |  | 2.73 |  | 29.99 | 29.99 |  | In Commissioning | SS | 2024-08-01 | 2058 |  | Existing less Announced Withdrawal | Solar | 2410 |  | 2024-05-27 | 2024-06-03 12:19
VIC1 | Project | Mansfield Solar Farm - Solar - KCI | Biscon Energy Australia Pty Ltd | Solar PV - Fixed | Solar - Solar |  | 1 | 350 | 350 | 350 | 350 | 350 |  | Publicly Announced | TBA |  |  |  | Proposed | Solar | 2360 | V00036 | 2023-09-01
VIC1 | Project | Mansfield Solar Farm - Storage - KCI | Biscon Energy Australia Pty Ltd | Storage - Battery | Other - Other |  | 1 | [5 empty] | 0 | Publicly Announced | TBA |  |  |  | Proposed | Battery Storage | 2359 | V00036 | 2023-09-01
QLD1 | Project | Maranbah Solar Farm | EEW ECO ENERGY WORLD PTY LTD | Solar PV - Single axis tracking | Solar - Solar |  | 1 |  | 160 |  | 160 | 160 |  | Publicly Announced | TBA |  |  |  | Proposed | Solar | 1914 |  |  | 2024-03-11 15:50
SA1 | Project | Markaranka Solar and Storage | Monash Energy Pty Ltd | Solar PV - Single axis tracking | Solar - Solar |  | 1 |  | 125 |  | 125 | 125 |  | Publicly Announced | TBA |  |  |  | Proposed | Solar | 2746 |  |  | 2024-06-19 15:06
SA1 | Project | Markaranka Solar and Storage | Monash Energy Pty Ltd | Storage - Battery | Other - Other |  | 1 |  | 375 |  | 375 | 375 | 375 | Publicly Announced | S |  |  |  | Proposed | Battery Storage | 2746 |  |  | 2024-06-19 15:06
VIC1 | Existing Plant | Maroona Wind Farm | Myamba Developments Pty Ltd | Wind Turbine - Onshore | Wind - Wind |  | 2 | 3.6 | 3.6 | 7.2 | 7.2 | 7.2 |  | In Service | NS |  |  |  | Existing less Announced Withdrawal | Wind | 1468 |  | 2022-03-01 | 2024-04-10 11:22
NSW1 | Project | Marulan - OCGT/CCGT | EnergyAustralia Marulan Pty Ltd | Turbine - Other | Fossil - Natural Gas Pipeline |  | 1 | 250 | 350 | 250 | 350 | 250.00 - 350.00 |  | Publicly Announced | S |  |  |  | Proposed | Gas other | 1132 |  | 2023-05-23 | 2024-03-06 11:02
NSW1 | Project | Marulan - OCGT/CCGT | EnergyAustralia Marulan Pty Ltd | Turbine - Other | Fossil - Natural Gas Pipeline |  | 1 | 250 | 450 | 250 | 450 | 250.00 - 450.00 |  | Publicly Announced | S |  |  |  | Proposed | Gas other | 1132 |  | 2023-05-23 | 2024-03-06 11:02
NSW1 | Project | Marulan Solar Farm | terrainsolar_NR | Solar PV - Dual axis tracking | Solar - Solar |  | 56 | 3.4 | 3.7 | 190.4 | 207.2 | 190.40 - 207.20 |  | Publicly Announced | SS | 2025-12-01 |  |  | Proposed | Solar | 2690 |  | 2024-05-27 | 2024-06-05 10:55
QLD1 | Existing Plant | Maryborough Mill | MSF Sugar | Turbine - Steam Super Critical | Other - Other |  | 2 |  | 2 |  | 4 | 4 |  | In Service | NS |  |  |  | Existing less Announced Withdrawal | Other | 1308 |  | 2022-09-01 | 2023-03-30 14:30
QLD1 | Existing Plant | Maryborough Mill | MSF Sugar | Turbine - Steam Super Critical | Other - Other |  | 1 |  | 3.5 |  | 3.5 | 3.5 |  | In Service | NS |  |  |  | Existing less Announced Withdrawal | Other | 1308 |  | 2022-09-01 | 2023-03-30 14:30
QLD1 | Existing Plant | Maryrorough Solar Farm | Maryrorough Solar Pty Ltd | Solar PV - Single axis tracking | Solar - Solar | MARYRSF1 | 1 | 34.5 | 34.5 | 34.5 | 34.5 | 34.5 |  | In Service | SS | 2021-03-01 | 2048 |  | Existing less Announced Withdrawal | Solar | 1689 |  | 2024-02-20 | 2024-03-15 11:02
NSW1 | Project | Maryvale Solar and Energy Storage System | Maryvale Solar Farm Pty Ltd | Storage - Battery | Other - Other |  | 61 |  | 2.82 |  | 172.02 | 172.02 | 5.73 | Anticipated | S | 2027-02-01 | 2062 |  | Anticipated | Battery Storage | 1595 |  | 2024-05-27 | 2024-07-05 13:17
NSW1 | Project | Maryvale Solar and Energy Storage System | Maryvale Solar Farm Pty Ltd | Solar PV - Single axis tracking | Solar - Solar |  | 61 | 0 | 2.82 | 0 | 172.02 | 172.02 |  | Anticipated | S | 2027-02-01 | 2062 |  | Anticipated | Solar | 1595 |  | 2024-05-27 | 2024-07-05 13:17
QLD1 | Project | Matthew Flinders College Senior | Matthew Flinders Anglican College | Solar PV - Fixed | Solar - Solar |  | 6 | 0.03 | 0.03 | 0.2 | 0.2 | 0.2 |  | Committed* | NS | 2018-09-01 |  |  | Committed | Solar | 1551 |  | 2023-05-23 | 2023-06-09 10:44
NSW1 | Project | Maules Creek BESS | FRV Services Australia Pty Ltd | Storage - Battery | Other - Other |  | 14 | 4 | 4.5 | 56 | 63 | 56.00 - 63.00 | 120 | Publicly Announced | S |  |  |  | Proposed | Battery Storage | 2531 | N00121 | 2023-09-01 | 2024-02-21 14:52
NSW1 | Project | Maules Creek Solar Farm | FRV Services Australia Pty Ltd | Solar PV - Fixed | Solar - Solar |  | 27 | 3.43 | 4.5 | 92.61 | 121.5 | 92.61 - 121.50 |  | Publicly Announced | SS |  |  |  | Proposed | Solar | 2530 | N00121 | 2023-09-01 | 2024-03-06 13:52
NSW1 | Project | Maxwell Downs Bess - KCI | X-Elio Australia Pty Ltd | Storage - Battery | Other - Other |  | 1 |  | 300 |  | 300 | 300 | 0 | Publicly Announced | S |  |  |  | Proposed | Battery Storage | 2767 | N00096
NSW1 | Project | Maxwell Downs Solar Farm - KCI | X-Elio Holbrook Pty Ltd | Solar PV - Single axis tracking | Solar - Solar |  | 1 | 104 | 104 | 104 | 104 | 104 |  | Publicly Announced | SS |  |  |  | Proposed | Solar | 2368 | N00096 | 2023-05-23 | 2023-06-07 12:05
NSW1 | Project | Maxwell Solar Farm | Malabar Coal | Solar PV - Single axis tracking | Solar - Solar |  | 1 |  | 25 |  | 25 | 25 |  | Publicly Announced | TBA |  |  |  | Proposed | Solar | 1707 |  | 2024-01-01
NSW1 | Project | McMahons Reef Solar Farm | Enerparc Australia Pty Ltd | Solar PV - Single axis tracking | Solar - Solar |  | 28 | 4.4 | 4.4 | 123.2 | 123.2 | 123.2 |  | Publicly Announced | SS |  |  |  | Proposed | Solar | 2475 | N00110 | 2023-09-01 | 2024-03-19 13:30
QLD1 | Existing Plant | McNamee Partners | McNamee Partners Pty Ltd | Solar PV - Fixed | Solar - Solar |  | 8 | 0.03 | 0.03 | 0.26 | 0.26 | 0.26 | 0 | In Service | NS |  |  |  | Existing less Announced Withdrawal | Solar | 1510 |  | 2022-09-01 | 2022-10-01 07:19
TAS1 | Existing Plant | McRobies Gully Renewable Energy Facility | LMS_NR | Reciprocating Engine - Spark ignition | Renewable Biomass or Waste - Landfill Gas |  | 1 |  | 1.06 |  | 1.06 | 1.06 |  | In Service | NS |  | 2042 |  | Existing less Announced Withdrawal | Biomass | 2161 |  |  | 2022-09-30 18:00
VIC1 | Project | Meadow Creek Solar Farm - KCI | Clean Technologies Partners | Solar PV - Fixed | Solar - Solar |  | 1 | 180 | 180 | 180 | 180 | 180 |  | Publicly Announced | TBA |  |  |  | Proposed | Solar | 2361 | V00057 | 2023-09-01
TAS1 | Existing Plant | Meadowbank | Hydro-Electric Corporation | Hydro - Dam | Hydro - Water | MEADOWBK | 1 | 40 | 40 | 40 | 40 | 40 |  | In Service | S |  | 2100 |  | Existing less Announced Withdrawal | Water | 1133 |  | 2024-02-20 | 2024-03-08 09:14
VIC1 | Project | Melbourne Grid Battery - KCI | Lumea | Storage - Battery | Other - Other |  | 1 |  | 0 |  | 0 |  | 0 | Publicly Announced | S |  |  |  | Proposed | Battery Storage | 2711 | V00114 |  | 2024-03-28 09:40
VIC1 | Project | Melbourne Renewable Energy Complex | Elgin Energy Pty Ltd | Storage - Battery | Other - Other |  | 1 |  | 250 |  | 250 | 250 | 0 | Publicly Announced | S |  |  |  | Proposed | Battery Storage | 2706 | V00060
VIC1 | Project | Melbourne Renewable Energy Hub - Side A | MREH Pty Ltd as trustee for MREH Asset Trust | Storage - Battery | Other - Other |  | 1 | 600 | 600 | 600 | 600 | 600 | 1600 | Committed | S | 2025-11-01 | 2050 |  | Committed | Battery Storage | 1859 | V00001 | 2024-05-27 | 2024-05-31 13:56
VIC1 | Project | Melbourne Renewable Energy Hub - Side B | MREH Pty Ltd as trustee for MREH Asset Trust | Storage - Battery | Other - Other |  | 1 | 600 | 600 | 600 | 600 | 600 | 2400 | Publicly Announced | S | 2028-12-01 |  |  | Proposed | Battery Storage | 2617 | V00115 |  | 2024-03-05 09:10
VIC1 | Project | Melbourne Solar Farm - KCI | Emergent Technologies | Solar PV - Fixed | Solar - Solar |  | 1 | 350 | 350 | 350 | 350 | 350 |  | Publicly Announced | TBA |  |  |  | Proposed | Solar | 2363 | V00024 | 2023-09-01
VIC1 | Project | Meredith Wind Farm - KCI | Acciona Energy Global Australia | Wind Turbine - Onshore | Wind - Wind |  | 53 | 5.7 | 5.7 | 302.1 | 302.1 | 302.1 |  | Publicly Announced | SS |  |  |  | Proposed | Wind | 2365 | V00020 | 2023-04-01 | 2024-03-18 15:55
NSW1 | Project | Merino Solar Farm | Merino Solar Farm Pty Ltd as trustee for Merino Solar Farm Trust | Storage - Battery | Other - Other |  | 96 | 3.22 | 3.22 | 309.12 | 309.12 | 309.12 | 0 | Publicly Announced | TBA |  |  |  | Proposed | Battery Storage | 2211 | N00084 | 2023-09-01
NSW1 | Project | Merino Solar Farm | Merino Solar Farm Pty Ltd as trustee for Merino Solar Farm Trust | Solar PV - Fixed | Solar - Solar |  | 100 | 3.38 | 3.38 | 338 | 338 | 338 |  | Publicly Announced | TBA |  |  |  | Proposed | Solar | 2211 | N00084 | 2023-09-01
NSW1 | Project | Merriwa BESS 1 | GMR Energy | Storage - Battery | Other - Other |  | 1 |  | 1000 |  | 1000 | 1000 | 4000 | Publicly Announced | S |  |  |  | Proposed | Battery Storage | 2194 | N00072 | 2024-01-01 | 2024-03-13 13:32
NSW1 | Existing Plant | Metz Solar Farm | Metz ProjectCo Pty Ltd as trustee for Metz ProjectCo Trust | Solar PV - Single axis tracking | Solar - Solar | METZSF1 | 54 | 0 | 2.5 | 0 | 135 | 135 |  | In Service | SS | 2023-04-01 | 2052 |  | Existing less Announced Withdrawal | Solar | 1628 |  | 2024-05-27 | 2024-02-20 14:45
QLD1 | Project | Mica Creek Solar Farm | APA Group | Solar PV - Single axis tracking | Solar - Solar |  | 1 |  | 88 |  | 88 | 88 |  | Publicly Announced | SS |  |  |  | Proposed | Solar | 2239 |  | 2024-01-01
QLD1 | Project | Middlebrook Solar Farm | Middlebrook Solar Farm Pty Ltd as trustee for MSF Project Trust | Solar PV - Single axis tracking | Solar - Solar |  | 94 |  | 3.4 |  | 319.98 | 319.98 |  | Publicly Announced | SS | 2027-12-01 |  |  | Proposed | Solar | 2430 |  | 2023-05-23 | 2024-03-06 12:58
QLD1 | Project | Middlebrook Solar Farm | Middlebrook Solar Farm Pty Ltd as trustee for MSF Project Trust | Storage - Battery | Solar - Solar |  | 94 |  | 2.98 |  | 279.93 | 279.93 | 560 | Publicly Announced | S | 2027-12-01 |  |  | Proposed | Battery Storage | 2430 |  | 2023-05-23 | 2024-03-06 12:58
QLD1 | Existing Plant | Middlemount Solar Farm | Capricorn SF No1 Pty Ltd | Solar PV - Single axis tracking | Solar - Solar | MIDDLSF1 | 1 | 26 | 26 | 26 | 26 | 26 |  | In Service | SS | 2021-07-01 | 2050 |  | Existing less Announced Withdrawal | Solar | 1537 |  | 2024-02-20 | 2024-03-08 13:46
VIC1 | Existing Plant | Midland Highway Orrvale | TBA | Solar PV - Fixed | Solar - Solar |  | 1 |  | 0.51 |  | 0.51 | 0.51 |  | In Service | NS |  |  |  | Existing less Announced Withdrawal | Solar | 2090
TAS1 | Existing Plant | Midlands Hydro | TBA | Hydro - Dam | Hydro - Water |  | 1 |  | 6 |  | 6 | 6 |  | In Service | NS |  |  |  | Existing less Announced Withdrawal | Water | 2091
VIC1 | Project | Mildura Power Station | Ceramet | Solar PV - Single axis tracking | Solar - Solar |  | 1 | 9.6 | 9.6 | 9.6 | 9.6 | 9.6 |  | Publicly Announced | SS |  |  |  | Proposed | Solar | 1430 |  | 2023-09-01
QLD1 | Project | Miles BESS Project | TBSOL | Storage - Battery | Other - Other |  | 1 |  | 500 |  | 500 | 500 | 1000 | Publicly Announced | S |  |  |  | Proposed | Battery Storage | 2439 | Q00093 | 2023-05-23 | 2024-03-19 11:09
QLD1 | Project | Miles Solar Project | Vena Energy | Solar PV - Fixed | Solar - Solar |  | 1 | 500 | 500 | 500 | 500 | 500 |  | Publicly Announced | SS |  |  |  | Proposed | Solar | 1576 | Q00090 | 2023-04-01 | 2024-03-19 10:58
QLD1 | Project | Millmerran BESS - Storage | Millmerran Power Partners | Storage - Battery | Other - Other |  | 1 | 200 | 200 | 200 | 200 | 200 | 400 | Publicly Announced | S |  |  |  | Proposed | Battery Storage | 2385 | Q00061 | 2023-04-01 | 2024-03-19 09:41
QLD1 | Existing Plant | Millmerran Power Plant | Millmerran Power Partners | Turbine - Steam Super Critical | Fossil - Black Coal | MPP_1 | 1 |  | 426 |  | 426 | 426 |  | In Service | S |  | 2051 |  | Existing less Announced Withdrawal | Coal | 1134 |  | 2024-02-20 | 2024-03-07 11:09
QLD1 | Existing Plant | Millmerran Power Plant | Millmerran Power Partners | Turbine - Steam Super Critical | Fossil - Black Coal | MPP_2 | 1 |  | 426 |  | 426 | 426 |  | In Service | S |  | 2051 |  | Existing less Announced Withdrawal | Coal | 1134 |  | 2024-02-20 | 2024-03-07 11:09
QLD1 | Project | Millmerran Wind Farm | Millmerran Power Partners | Wind Turbine - Onshore | Wind - Wind |  | 1 | 400 | 400 | 400 | 400 | 400 |  | Publicly Announced | SS |  |  |  | Proposed | Wind | 2384 | Q00061 | 2023-04-01 | 2024-03-19 09:44
SA1 | Existing Plant | Mintaro GT | Synergen Power Pty Ltd | Turbine - OCGT | Fossil - Natural Gas Pipeline | MINTARO | 1 |  | 90 |  | 90 | 90 |  | In Service | S |  | 2030 |  | Existing less Announced Withdrawal | OCGT | 1135 |  | 2024-02-20 | 2024-03-06 09:38
QLD1 | Project | Miriam Vale Renewable Energy Hub | Private Energy Partners | Storage - Battery | Other - Other |  | 1 | 400 | 400 | 400 | 400 | 400 | 0 | Publicly Announced | S |  |  |  | Proposed | Battery Storage | 2606 | Q00125
NSW1 | Project | MNC000116 - Dubbo Firming Power Station | Squadron Energy Services Pty Ltd | Other - Other | Fossil - Natural Gas |  | 1 | 0 | 57 | 0 | 57 | 57 |  | Publicly Announced | S |  |  |  | Proposed | Gas other | 2579 |  | 2024-05-27 | 2024-05-27 10:47
QLD1 | Project | Moah Creek Solar Farm | RES Australia Pty Ltd | Solar PV - Fixed | Solar - Solar |  | 1 | 390 | 390 | 390 | 390 | 390 |  | Publicly Announced | SS |  |  |  | Proposed | Solar | 2668 | Q00138
QLD1 | Project | Moah Creek Wind Farm | RES Australia Pty Ltd | Wind Turbine - Onshore | Wind - Wind |  | 60 | 6 | 6 | 360 | 360 | 360 |  | Publicly Announced | SS |  |  |  | Proposed | Wind | 2253 | Q00040 | 2023-09-01 | 2023-09-26 15:48
NSW1 | Project | Moama Solar Farm | Moama Propertyco Pty Ltd as trustee for the Moama Property Trust | Solar PV - Single axis tracking | Solar - Solar |  | 6 | 6 | 6 | 36.01 | 36.01 | 36.01 |  | Publicly Announced | SS |  |  |  | Proposed | Solar | 1527 |  | 2024-01-01 | 2024-06-05 13:13
NSW1 | Project | Moama Solar Farm | Moama Propertyco Pty Ltd as trustee for the Moama Property Trust | Solar PV - Single axis tracking | Solar - Solar |  | 2 | 18.01 | 18.01 | 36.01 | 36.01 | 36.01 |  | Publicly Announced | SS |  |  |  | Proposed | Solar | 1527 |  | 2024-01-01 | 2024-06-05 13:13
SA1 | Project | Mobilong BESS | Akaysha Energy | Storage - Battery | Other - Other |  | 40 | 0 | 4.63 | 0 | 185.2 | 185.2 | 355 | Publicly Announced | S |  |  |  | Proposed | Battery Storage | 2552 | S00043 | 2023-09-01 | 2024-05-31 11:51
VIC1 | Project | Mokoan Solar Farm | Lightsource Australia SPV 1 Pty Ltd | Solar PV - Single axis tracking | Solar - Solar |  | 1 |  | 46 |  | 46 | 46 |  | Publicly Announced | SS |  |  |  | Proposed | Solar | 1999 |  | 2024-01-01
NSW1 | Existing Plant | Molong Solar Farm | Molong Operations co Pty Ltd ATF Molong Operations Trust | Solar PV - Single axis tracking | Solar - Solar | MOLNGSF1 | 22 | 1.47 | 1.64 | 32.34 | 36.08 | 36.08 |  | In Service | SS | 2021-02-01 | 2045 |  | Existing less Announced Withdrawal | Solar | 1641 |  | 2024-02-20 | 2024-03-08 09:33
NSW1 | Project | Monaro Solar Farm - KCI | Terrain Solar Pty Ltd | Solar PV - Fixed | Solar - Solar |  | 1 | 70 | 70 | 70 | 70 | 70 |  | Publicly Announced | SS |  |  |  | Proposed | Solar | 2182 | N00036 | 2024-01-01 | 2024-01-22 11:53
SA1 | Project | Monash Solar Farm - KCI | 1265 Warnecke Rd Pty Ltd | Solar PV - Fixed | Solar - Solar |  | 1 | 100 | 100 | 100 | 100 | 100 |  | Publicly Announced | TBA |  |  |  | Proposed | Solar | 2366 | S00001 | 2023-09-01
VIC1 | Project | Moonah Solar Farm - KCI | Venn Energy Pty Ltd / Moonah Solar Project Pty Ltd | Solar PV - Single axis tracking | Solar - Solar |  | 42 |  | 4.2 |  | 176.4 | 176.4 |  | Publicly Announced | SS |  | 2058 |  | Proposed | Solar | 2364 | V00056 | 2024-05-27 | 2024-06-07 09:36
QLD1 | Project | Moonlight Range Wind Farm | Brookfield | Wind Turbine - Onshore | Wind - Wind |  | 1 |  | 400 |  | 400 | 400 |  | Publicly Announced | SS |  |  |  | Proposed | Wind | 2465 | Q00106 | 2024-01-01
QLD1 | Project | Moonlight Range Wind Farm | Brookfield | Storage - Battery | Other - Other |  | 1 |  | 400 |  | 400 | 400 | 0 | Publicly Announced | S |  |  |  | Proposed | Battery Storage | 2465 | Q00106 | 2024-01-01
VIC1 | Project | Moorabool BESS | Neoen Australia Pty Ltd | Storage - Battery | Other - Other | MOORBESS | 1 | 0 | 300 | 0 | 300 | 300 | 1200 | Publicly Announced | S |  | 2052 |  | Proposed | Battery Storage | 2398 |  | 2023-05-23 | 2024-03-06 12:41
VIC1 | Existing Plant | Moorabool Wind Farm | Moorabool Wind Farm Interface Company Pty Ltd | Wind Turbine - Onshore | Wind - Wind | MOORAWF1 | 104 | 3 | 3 | 312 | 312 | 312 |  | In Service | SS | 2022-07-01 | 2044 |  | Existing less Announced Withdrawal | Wind | 1425 |  | 2024-02-20 | 2024-02-28 16:14
NSW1 | Project | Moorambilla Solar Farm | Moorambilla Solar Pty Ltd | Solar PV - Fixed | Solar - Solar |  | 1 | 5 | 5 | 5 | 5 | 5 |  | Publicly Announced | NS |  |  |  | Proposed | Solar | 1650
NSW1 | Project | Moorebank Logistics Park Project | Energy Bay Fund Management | Storage - Battery | Other - Other |  | 1 | 200 | 200 | 200 | 200 | 200 | 0 | Publicly Announced | TBA |  |  |  | Proposed | Battery Storage | 2216 | N00087 | 2023-09-01
NSW1 | Project | Moorebank Logistics Park Project | Energy Bay Fund Management | Solar PV - Fixed | Solar - Solar |  | 60 | 2 | 2 | 120 | 120 | 120 |  | Publicly Announced | TBA |  |  |  | Proposed | Solar | 2216 | N00087 | 2023-09-01
QLD1 | Existing Plant | Moranbah Generation Project | SUSTAINABLE ENERGY INFRASTRUCTURE | Reciprocating Engine - Compression ignition | Fossil - Waste Coal Mine Gas |  | 8 |  | 1.57 |  | 12.56 | 12.56 |  | In Service | NS |  |  |  | Existing less Announced Withdrawal | Gas other | 1250 |  | 2022-03-01 | 2024-03-18 14:04
QLD1 | Existing Plant | Moranbah North | EDL Projects Australia Pty Ltd | Reciprocating Engine - Spark ignition | Fossil - Waste Coal Mine Gas | MBAHNTH | 21 |  | 3.04 |  | 63.84 | 63.84 |  | In Service | NS |  | 2038 |  | Existing less Announced Withdrawal | Gas other | 1136 |  | 2023-04-01 | 2023-04-18 12:49
QLD1 | Existing Plant | Moranbah Workers Solar | TBA | Solar PV - Fixed | Solar - Solar |  | 1 |  | 0.21 |  | 0.21 | 0.21 |  | In Service | NS |  |  |  | Existing less Announced Withdrawal | Solar | 2092
NSW1 | Project | Moree BESS | AE BESS 2 PTY LTD AS TRUSTEE FOR AE BESS 2 UNIT TRUST | Storage - Battery | Other - Other |  | 1 | 120 | 120 | 120 | 120 | 120 | 480 | Publicly Announced | S |  |  |  | Proposed | Battery Storage | 2574 | N00135 | 2023-09-01 | 2023-09-21 10:40
NSW1 | Existing Plant | Moree Solar Farm | Moree Solar Farm Pty Ltd | Solar PV - Single axis tracking | Solar - Solar | MOREESF1 | 56 |  | 1 |  | 56 | 56 |  | In Service | SS |  | 2046 |  | Existing less Announced Withdrawal | Solar | 1318 |  | 2024-02-20 | 2024-02-23 13:46
VIC1 | Project | Moreton Hill Wind Farm | Moreton Hill Wind Farm Nominees Pty Ltd | Wind Turbine - Onshore | Wind - Wind |  | 1 | 380 | 380 | 380 | 380 | 380 |  | Publicly Announced | SS |  |  |  | Proposed | Wind | 2612 | V00116
SA1 | Project | Morgan Battery | NEMMCO | Storage - Battery | Other - Other |  | 1 | 30 | 30 | 30 | 30 | 30 | 0 | Publicly Announced | S |  |  |  | Proposed | Battery Storage | 2417 |  | 2024-01-01 | 2024-01-16 11:29
SA1 | Project | Morgan Long Duration Energy Storage - KCI | Origin Energy | Storage - Battery | Other - Other |  | 1 | 40 | 40 | 40 | 40 | 40 | 0 | Publicly Announced | S |  |  |  | Proposed | Battery Storage | 2733 | S00062
SA1 | Project | Morgan Solar | Green Gold | Solar PV - Fixed | Solar - Solar |  | 1 | 108 | 108 | 108 | 108 | 108 |  | Publicly Announced | SS |  |  |  | Proposed | Solar | 2548 | S00037 | 2023-09-01 | 2023-10-10 15:14
SA1 | Existing Plant | Morgan To Whyalla Pipeline No 1 PS And Water Filtration Plant | South Australian Water Corporation | Solar PV - Single axis tracking | Solar - Solar | MWPS1PV1 | 2 |  | 3.06 |  | 6.12 | 6.12 |  | In Service | SS | 2022-08-01 | 2031 |  | Existing less Announced Withdrawal | Solar | 1849 |  | 2024-02-20 | 2024-03-18 09:02
SA1 | Existing Plant | Morgan To Whyalla Pipeline No 2 PS | South Australian Water Corporation | Solar PV - Single axis tracking | Solar - Solar | MWPS2PV1 | 2 |  | 2.94 |  | 5.88 | 5.88 |  | In Service | SS | 2022-06-01 | 2041 |  | Existing less Announced Withdrawal | Solar | 1850 |  | 2024-02-20 | 2024-03-18 09:02
SA1 | Existing Plant | Morgan To Whyalla Pipeline No 3 PS | South Australian Water Corporation | Solar PV - Single axis tracking | Solar - Solar | MWPS3PV1 | 3 |  | 2.46 |  | 7.38 | 7.38 |  | In Service | SS | 2022-06-01 | 2045 |  | Existing less Announced Withdrawal | Solar | 1851 |  | 2024-02-20 | 2024-03-18 09:03
SA1 | Existing Plant | Morgan To Whyalla Pipeline No 4 PS | South Australian Water Corporation | Solar PV - Single axis tracking | Solar - Solar | MWPS4PV1 | 2 |  | 2.94 |  | 5.88 | 5.88 |  | In Service | SS | 2022-08-01 | 2041 |  | Existing less Announced Withdrawal | Solar | 1852 |  | 2024-02-20 | 2024-03-18 09:05
VIC1 | Project | Mornington BESS | Mornington BESS Project Pty Ltd as Trustee of Mornington BESS Project Trust | Storage - Battery | Other - Other |  | 1 |  | 240 |  | 240 | 240 | 480 | Publicly Announced | S | 2026-07-01 | 2045 |  | Proposed | Battery Storage | 1945 |  | 2024-05-27 | 2024-03-13 10:48
VIC1 | Existing Plant | Mornington Waste Disposal Facility | LMS Energy Pty Ltd | Reciprocating Engine - Spark ignition | Other - Other | MORNW | 1 | 0.77 | 0.79 | 0.77 | 0.79 | 0.79 |  | In Service | NS |  | 2042 |  | Existing less Announced Withdrawal | Other | 1137 |  | 2022-09-01 | 2022-09-30 14:23
VIC1 | Existing Plant | Mortlake | Origin Energy Power Limited | Turbine - OCGT | Fossil - Natural Gas Pipeline | MORTLK11 | 1 |  | 292 |  | 292 | 292 |  | In Service | S |  | 2047 |  | Existing less Announced Withdrawal | OCGT | 1139 |  | 2024-02-20 | 2024-03-11 18:09
VIC1 | Existing Plant | Mortlake | Origin Energy Power Limited | Turbine - OCGT | Fossil - Natural Gas Pipeline | MORTLK12 | 1 |  | 292 |  | 292 | 292 |  | In Service | S |  | 2047 |  | Existing less Announced Withdrawal | OCGT | 1139 |  | 2024-02-20 | 2024-03-11 18:09
VIC1 | Project | Mortlake | Origin Energy Power Limited | Turbine - OCGT | Fossil - Natural Gas |  | 4 | 50 | 50 | 200 | 200 | 200 |  | Publicly Announced | S |  |  |  | Proposed | OCGT | 1139 |  | 2024-02-20 | 2024-03-11 18:09
VIC1 | Project | Mortlake Battery | BORAL | Storage - Battery | Other - Other |  | 1 |  | 300 |  | 300 | 300 | 600 | Anticipated | S | 2027-03-01 |  |  | Anticipated | Battery Storage | 1882 | V00018 | 2024-05-27 | 2024-06-04 16:18
VIC1 | Project | Mortlake Energy Hub | brightnightpower_NR | Solar PV - Single axis tracking | Solar - Solar |  | 76 |  | 4.39 |  | 333.64 | 333.64 |  | Publicly Announced | SS | 2027-02-01 |  |  | Proposed | Solar | 2022 | V00077 | 2024-05-27 | 2024-05-30 14:56
VIC1 | Project | Mortlake Energy Hub | brightnightpower_NR | Storage - Battery | Solar - Solar |  | 72 |  | 4.39 |  | 316.08 | 316.08 | 1200 | Publicly Announced | S | 2027-02-01 |  |  | Proposed | Battery Storage | 2022 | V00077 | 2024-05-27 | 2024-05-30 14:56
VIC1 | Existing Plant | Mortlake South Wind Farm | Mortlake South Wind Farm Pty Ltd | Wind Turbine - Onshore | Wind - Wind | MRTLSWF1 | 35 | 4.5 | 4.5 | 157.5 | 157.5 | 157.5 |  | In Service | SS | 2023-05-01 | 2047 |  | Existing less Announced Withdrawal | Wind | 1138 |  | 2024-05-27 | 2024-05-28 17:46
VIC1 | Existing Plant | Mortons Lane Wind Farm | Mortons Lane Windfarm Pty Ltd | Wind Turbine - Onshore | Wind - Wind | MLWF1 | 13 | 1.5 | 1.5 | 19.5 | 19.5 | 19.5 | 0 | In Service | NS |  |  |  | Existing less Announced Withdrawal | Wind | 1331 |  | 2024-02-20 | 2023-09-08 22:20
NSW1 | Project | Morundah Battery Storage | Photon Energy Engineering Australia Pty Ltd. | Storage - Battery | Solar - Solar |  | 10 | 30 | 30 | 300 | 300 | 300 | 300 | Publicly Announced | S |  |  |  | Proposed | Battery Storage | 2588 | N00137 | 2024-01-01
NSW1 | Project | Morundah Solar Power Plant (Thermal) | Photon Energy Engineering Australia Pty Ltd. | Solar Thermal - Central collector | Solar - Solar |  | 300 | 2 | 2 | 600 | 600 | 600 |  | Publicly Announced | SS |  |  |  | Proposed | Solar | 2587 | N00137 | 2024-05-27
VIC1 | Project | Morwell BESS | ACE Power Development 2 Pty Ltd | Storage - Battery | Other - Other |  | 218 | 3.6 | 3.6 | 784.8 | 784.8 | 784.8 | 4000 | Publicly Announced | S |  | 2057 |  | Proposed | Battery Storage | 2654 | V00137 | 2024-05-27 | 2024-06-03 15:24
QLD1 | Existing Plant | Mount Emerald | Ratch Australia | Wind Turbine - Onshore | Wind - Wind | MEWF1 | 53 | 3.41 | 3.41 | 180.52 | 180.52 | 180.52 |  | In Service | SS | 2018-10-01 | 2043 |  | Existing less Announced Withdrawal | Wind | 1258 |  | 2024-02-20 | 2024-03-11 09:06
VIC1 | Project | Mount Fyans | Woolnorth Wind Farm Holding | Wind Turbine - Onshore | Wind - Wind |  | 85 | 4 | 5.4 | 340 | 459 | 340.00 - 459.00 |  | Publicly Announced | SS |  |  |  | Proposed | Wind | 1500 | V00103 | 2023-05-23 | 2024-03-18 12:04
VIC1 | Project | Mount Fyans Wind Farm 2.0 | Woolnorth Wing Farm Holding Pty Ltd | Storage - Battery | Other - Other |  | 1 | 750 | 750 | 750 | 750 | 750 |  | Publicly Announced | S |  |  |  | Proposed | Wind | 2655 | V00138
QLD1 | Project | Mount Hopeful Wind Farm | Neoen Australia Pty Ltd | Wind Turbine - Onshore | Wind - Wind |  | 1 | 0 | 370 | 0 | 370 | 370 |  | Publicly Announced | SS | 2026-12-01 | 2050 |  | Proposed | Wind | 2405 |  | 2024-05-27 | 2024-05-29 16:01
NSW1 | Existing Plant | Mount Majura | Mount Majura Solar Holdings Pty Ltd | Solar PV - Single axis tracking | Solar - Solar |  | 1 | 2.3 | 2.3 | 2.3 | 2.3 | 2.3 |  | In Service | NS |  | 2041 |  | Existing less Announced Withdrawal | Solar | 1448 |  | 2022-09-01 | 2024-03-18 14:55
QLD1 | Existing Plant | Mount Sheridan Plaza | TBA | Solar PV - Fixed | Solar - Solar |  | 1 |  | 0.3 |  | 0.3 | 0.3 |  | In Service | NS |  |  |  | Existing less Announced Withdrawal | Solar | 2093
QLD1 | Project | Mount Tom BESS | Samsung C&T Renewable Energy Australia Pty Ltd | Storage - Battery | Other - Other |  | 1 | 500 | 500 | 500 | 500 | 500 | 0 | Publicly Announced | S |  |  |  | Proposed | Battery Storage | 2670 | Q00139
QLD1 | Project | Mount Tom Solar Farm | Samsung C&T Renewable Energy Australia Pty Ltd | Solar PV - Fixed | Solar - Solar |  | 1 | 500 | 500 | 500 | 500 | 500 |  | Publicly Announced | SS |  |  |  | Proposed | Solar | 2669 | Q00139
QLD1 | Project | Mount Walsh Wind Farm (Mainstream) | Mainstream | Wind Turbine - Onshore | Wind - Wind |  | 1 | 600 | 600 | 600 | 600 | 600 |  | Publicly Announced | SS |  |  |  | Proposed | Wind | 2620 | Q00103 | 2024-01-01
VIC1 | Existing Plant | Mount Waverley Mini Hydro | TBA | Hydro - Dam | Hydro - Water |  | 1 |  | 0.36 |  | 0.36 | 0.36 |  | In Service | NS |  |  |  | Existing less Announced Withdrawal | Water | 2094
QLD1 | Existing Plant | Moura Solar Farm | Moura Solar Farm SPV Pty Ltd as the Trustee for Moura Solar Farm Unit Trust | Solar PV - Single axis tracking | Solar - Solar | MOUSF1 | 36 |  | 2.75 |  | 99 | 99 |  | In Service | SS | 2023-04-01 | 2057 |  | Existing less Announced Withdrawal | Solar | 1880 |  | 2024-02-20 | 2024-03-05 13:33
QLD1 | Project | Mt Challenger BESS | Tetris Energy | Storage - Battery | Other - Other |  | 1 | 20 | 20 | 20 | 20 | 20 | 0 | Publicly Announced | S |  |  |  | Proposed | Battery Storage | 2507 |  | 2024-01-01
QLD1 | Project | Mt Challenger Solar Farm | Tetris Energy | Solar PV - Fixed | Solar - Solar |  | 1 | 20 | 20 | 20 | 20 | 20 |  | Publicly Announced | SS |  |  |  | Proposed | Solar | 2506 |  | 2024-01-01
QLD1 | Project | Mt Challenger Wind Farm | Tetris Energy | Wind Turbine - Onshore | Wind - Wind |  | 1 | 40 | 40 | 40 | 40 | 40 |  | Publicly Announced | SS |  |  |  | Proposed | Wind | 2505 |  | 2024-01-01
QLD1 | Project | Mt Cotton Biomass Cogeneration Power Station | Darwalla Milling Co Pty Ltd | Turbine - Steam Sub Critical | Other - Other |  | 1 | 7.6 | 7.6 | 7.6 | 7.6 | 7.6 |  | Publicly Announced | S |  |  |  | Proposed | Gas other | 1310 |  | 2023-09-01
VIC1 | Project | Mt Doran BESS | Iberdrola Australia Development Pty Ltd | Storage - Battery | Other - Other |  | 1 | 200 | 200 | 200 | 200 | 200 | 400 | Publicly Announced | S |  |  |  | Proposed | Battery Storage | 2610 | V00111 | 2024-01-01 | 2023-12-13 11:00
QLD1 | Project | Mt Fox BESS - ARENA | Mount Fox BESS Pty Ltd | Storage - Battery | Other - Other |  | 1 | 300 | 300 | 300 | 300 | 300 | 600 | Anticipated | S | 2026-11-01 |  |  | Anticipated | Battery Storage | 2322 |  | 2024-05-27 | 2024-06-07 08:03
QLD1 | Project | Mt Fox Wind Farm | Mount Fox Energy Park Pty Ltd | Wind Turbine - Onshore | Wind - Wind |  | 47 | 6.2 | 6.2 | 291.4 | 291.4 | 291.4 |  | Publicly Announced | SS |  |  |  | Proposed | Wind | 2272 | Q00008 | 2023-09-01 | 2023-12-12 09:38
VIC1 | Existing Plant | Mt Gellibrand Wind Farm | ACCIONA Energy | Wind Turbine - Onshore | Wind - Wind | MTGELWF1 | 44 |  | 3.15 |  | 138.6 | 138.6 |  | In Service | SS | 2018-07-01 | 2043 |  | Existing less Announced Withdrawal | Wind | 1141 |  | 2024-02-20 | 2024-02-23 10:09
VIC1 | Project | Mt Mercer BESS | Foresight Australia | Storage - Battery | Other - Other |  | 1 |  | 80 |  | 80 | 80 | 0 | Publicly Announced | S |  |  |  | Proposed | Battery Storage | 2768 | V00157
VIC1 | Existing Plant | Mt Mercer Wind Farm | Mt Mercer Windfarm Pty Ltd | Wind Turbine - Onshore | Wind - Wind | MERCER01 | 64 |  | 2.05 |  | 131.2 | 131.2 |  | In Service | SS |  | 2043 |  | Existing less Announced Withdrawal | Wind | 1142 |  | 2024-02-20 | 2024-02-26 09:44
SA1 | Existing Plant | Mt Millar Wind Farm | MT MILLAR WIND FARM PTY LTD | Wind Turbine - Onshore | Wind - Wind | MTMILLAR | 35 |  | 2.07 |  | 72.28 | 72.28 |  | In Service | NS |  | 2035 |  | Existing less Announced Withdrawal | Wind | 1143 |  | 2024-02-20 | 2024-02-26 09:42
NSW1 | Existing Plant | Mt Piper | EnergyAustralia NSW Pty Ltd | Turbine - Steam Sub Critical | Fossil - Black Coal | MP1 | 1 |  | 730 |  | 730 | 730 |  | In Service | S |  | 2040 |  | Existing less Announced Withdrawal | Coal | 1144 |  | 2024-05-27 | 2024-05-31 09:27
NSW1 | Existing Plant | Mt Piper | EnergyAustralia NSW Pty Ltd | Turbine - Steam Sub Critical | Fossil - Black Coal | MP2 | 1 |  | 660 |  | 660 | 660 |  | In Service | S | 2027-07-01 | 2040 |  | Existing less Announced Withdrawal | Coal | 1144 |  | 2024-05-27 | 2024-05-31 09:27
NSW1 | Project | Mt Piper BESS | Energy Australia Development Pty Ltd | Storage - Battery | Other - Other |  | 102 | 4.9 | 4.9 | 499.8 | 499.8 | 499.8 | 2000 | Publicly Announced | S |  |  |  | Proposed | Battery Storage | 2411 | N00113 | 2023-05-23 | 2024-03-06 12:49
QLD1 | Project | Mt Rawdon Pumped Hydro Energy Storage Project - KCI | Mount Rawdon trust | Storage - Pumped hydro | Hydro - Water |  | 6 | 340 | 340 | 2040 | 2040 | 2040 | 20000 | Publicly Announced | S |  | 2100 |  | Proposed | Water | 2274 | Q00015 | 2024-01-01 | 2024-06-05 13:05
QLD1 | Existing Plant | Mt Stuart | Origin Energy Mt Stuart | Turbine - OCGT | Fossil - Diesel | MSTUART1 | 1 |  | 146 |  | 146 | 146 |  | In Service | S |  | 2033 |  | Existing less Announced Withdrawal | OCGT | 1145 |  | 2024-02-20 | 2024-03-11 18:07
QLD1 | Existing Plant | Mt Stuart | Origin Energy Mt Stuart | Turbine - OCGT | Fossil - Diesel | MSTUART2 | 1 |  | 146 |  | 146 | 146 |  | In Service | S |  | 2033 |  | Existing less Announced Withdrawal | OCGT | 1145 |  | 2024-02-20 | 2024-03-11 18:07
QLD1 | Existing Plant | Mt Stuart | Origin Energy Mt Stuart | Turbine - OCGT | Fossil - Diesel | MSTUART3 | 1 |  | 131.5 |  | 131.5 | 131.5 |  | In Service | S |  | 2044 |  | Existing less Announced Withdrawal | OCGT | 1145 |  | 2024-02-20 | 2024-03-11 18:07
QLD1 | Existing Plant | Mulgrave Central Mill | MSF Sugar | Turbine - Steam Super Critical | Renewable Biomass or Waste - Bagasse |  | 1 | 9 | 9 | 9 | 9 | 9 | 0 | In Service | NS |  |  |  | Existing less Announced Withdrawal | Biomass | 1306 |  | 2022-09-01 | 2023-03-30 14:30
NSW1 | Project | Mulwala Solar Farm | Mulwala Solar Farm Pty Ltd | Solar PV - Single axis tracking | Solar - Solar |  | 19 |  | 1.32 |  | 25 | 25 |  | Publicly Announced | SS |  |  |  | Proposed | Solar | 1998 |  | 2024-05-27 | 2024-03-19 11:54
QLD1 | Project | Munna Creek Solar Farm | Munna Creek Solar Farm Investments Pty Ltd as trustee for the Munna Creek Solar Farm Trust | Solar PV - Single axis tracking | Solar - Solar |  | 56 | 0 | 2.75 | 0 | 154 | 154 |  | Anticipated | SS | 2024-04-01 | 2053 |  | Anticipated | Solar | 1905 |  | 2024-05-27 | 2024-06-05 12:43
VIC1 | Existing Plant | Murra Warra Wind Farm - stage 1 | Murra Warra Project Co Pty Ltd | Wind Turbine - Onshore | Wind - Wind | MUWAWF1 | 61 | 3.7 | 3.7 | 225.7 | 225.7 | 225.7 |  | In Service | SS | 2021-09-01 | 2049 |  | Existing less Announced Withdrawal | Wind | 1262 |  | 2024-02-20 | 2024-03-12 09:44
VIC1 | Existing Plant | Murra Warra Wind Farm - stage 2 | Murra Warra II Project Co Pty Ltd as Trustee for the Murra Warra II Project Trust | Wind Turbine - Onshore | Wind - Wind | MUWAWF2 | 38 |  | 5.5 |  | 209 | 209 |  | In Service | SS | 2022-10-01 | 2052 |  | Existing less Announced Withdrawal | Wind | 1506 |  | 2024-02-20 | 2024-06-05 15:09
VIC1 | Existing Plant | Murray 1 | Snowy Hydro Ltd | Hydro - Dam | Hydro - Water | MURRAY | 10 |  | 95 |  | 950 | 950 |  | In Service | S |  | 2070 |  | Existing less Announced Withdrawal | Water | 1147 |  | 2024-02-20 | 2024-03-13 10:16
VIC1 | Existing Plant | Murray 2 | Snowy Hydro Ltd | Hydro - Dam | Hydro - Water | MURRAY | 4 |  | 138 |  | 552 | 552 |  | In Service | S |  | 2070 |  | Existing less Announced Withdrawal | Water | 1148 |  | 2024-02-20 | 2024-03-13 10:20
SA1 | Existing Plant | Murray Bridge - Onkaparinga Pipeline Pump 2 | South Australian Water Corporation | Solar PV - Single axis tracking | Solar - Solar | MBPS2PV1 | 6 |  | 2.29 |  | 13.74 | 13.74 |  | In Service | SS | 2022-08-01 | 2041 |  | Existing less Announced Withdrawal | Solar | 1853 |  | 2024-02-20 | 2024-03-18 09:06
NSW1 | Project | Murrumburrah BESS - KCI | FIrm Power P/L | Storage - Battery | Other - Other |  | 108 | 0.93 | 0.93 | 100.44 | 100.44 | 100.44 | 0 | Publicly Announced | S |  |  |  | Proposed | Battery Storage | 2715 | N00156
VIC1 | Project | Muskerry Solar Power Station - KCI | Edify Energy Pty Ltd | Solar PV - Fixed | Solar - Solar |  | 1 |  | 200 |  | 200 | 200 |  | Publicly Announced | SS |  |  |  | Proposed | Solar | 2775 | V00155
TAS1 | Existing Plant | Musselroe Wind Farm | Musselroe Wind Farm Pty Ltd | Wind Turbine - Onshore | Wind - Wind | MUSSELR1 | 56 |  | 3 |  | 168 | 168 |  | In Service | SS |  | 2050 |  | Existing less Announced Withdrawal | Wind | 1149 |  | 2024-02-20 | 2024-03-25 13:21
NSW1 | Project | Muswellbrook PRO BESS | Penso Power Australia P/L | Storage - Battery | Other - Other |  | 1 | 400 | 400 | 400 | 400 | 400 | 0 | Publicly Announced | TBA |  |  |  | Proposed | Battery Storage | 2533 | N00124 | 2024-01-01
NSW1 | Project | Muswellbrook Pumped Hydro | AGL Energy Limited | Hydro - Dam | Hydro - Water |  | 1 | 250 | 500 | 250 | 500 | 250.00 - 500.00 |  | Publicly Announced | S |  |  |  | Proposed | Water | 1697 |  | 2023-05-23 | 2024-03-19 13:36
NSW1 | Project | Myrtle Creek Solar Farm | Terrain Solar Pty Ltd | Solar PV - Fixed | Solar - Solar |  | 27 | 3.78 | 3.78 | 102.06 | 102.06 | 102.06 |  | Publicly Announced | SS |  |  |  | Proposed | Solar | 2529 | N00120 | 2024-01-01 | 2024-01-22 11:56
VIC1 | Project | Naroghid | Alinta Energy Retail Sales Pty Ltd | Wind Turbine - Onshore | Wind - Wind |  | 1 | 100 | 100 | 100 | 100 | 100 |  | Publicly Announced | SS |  |  |  | Proposed | Wind | 1467 |  | 2023-05-23 | 2024-03-19 09:36
NSW1 | Project | Narrabri Hybrid Project | Narrabri Genesis Hold Pty Ltd ATF Narrabri Genesis Hold Trust | Solar PV - Single axis tracking | Solar - Solar |  | 1 |  | 4.6 |  | 4.6 | 4.6 |  | Publicly Announced | SS |  | 2062 |  | Proposed | Solar | 2197 | N00059 | 2024-05-27 | 2024-06-03 10:25
NSW1 | Project | Narrabri Hybrid Project | Narrabri Genesis Hold Pty Ltd ATF Narrabri Genesis Hold Trust | Storage - Battery | Other - Other |  | 1 | 3.6 | 3.6 | 3.6 | 3.6 | 3.6 | 400 | Publicly Announced | S | 2027-08-01 | 2062 |  | Proposed | Battery Storage | 2197 | N00059 | 2024-05-27 | 2024-06-03 10:25
NSW1 | Project | Narrabri South Solar Farm | Canadian Solar | Solar PV - Fixed | Solar - Solar |  | 1 | 50 | 50 | 50 | 50 | 50 |  | Publicly Announced | SS |  |  |  | Proposed | Solar | 1656 |  | 2024-01-01 | 2022-07-13 14:02
NSW1 | Existing Plant | Narromine Solar Farm | Dubbo Solar Hub Pty Ltd | Solar PV - Single axis tracking | Solar - Solar | NASF1 | 4 | 0 | 2.3 | 0 | 9.2 | 9.2 |  | In Service | NS |  | 2042 |  | Existing less Announced Withdrawal | Solar | 1380 |  | 2022-03-01 | 2024-03-21 11:24
SA1 | Existing Plant | NAWMA Balefill Site Uleybury | LMS Energy | Reciprocating Engine - Compression ignition | Renewable Biomass or Waste - Landfill Gas |  | 1 |  | 1.12 |  | 1.12 | 1.12 |  | In Service | NS |  | 2037 |  | Existing less Announced Withdrawal | Biomass | 1544 |  | 2021-04-01 | 2022-05-04 12:06
SA1 | Existing Plant | NAWMA Balefill Site Uleybury | LMS Energy | Solar PV - Fixed | Solar - Solar |  | 46 |  | 0.03 |  | 1.15 | 1.15 |  | In Service | NS |  | 2037 |  | Existing less Announced Withdrawal | Solar | 1544 |  | 2021-04-01 | 2022-05-04 12:06
QLD1 | Project | Nebo BESS | Nebo BESS Pty Ltd | Storage - Battery | Other - Other |  | 1 | 900 | 900 | 900 | 900 | 900 | 3600 | Publicly Announced | S | 2028-12-01 | 2063 |  | Proposed | Battery Storage | 2590 | Q00117 | 2024-05-27 | 2024-06-05 16:19
QLD1 | Project | Nebo BESS (Baywa) | BayWA r.e Projects Australia Pty Ltd | Storage - Battery | Other - Other |  | 1 | 500 | 500 | 500 | 500 | 500 | 0 | Publicly Announced | S |  |  |  | Proposed | Battery Storage | 2671 | Q00140
NSW1 | Existing Plant | Nevertire Solar Farm | Nevertire Solar Pty Ltd as Trustee for the Nevertire Solar Trust | Solar PV - Single axis tracking | Solar - Solar | NEVERSF1 | 48 |  | 2.18 |  | 104.64 | 104.64 |  | In Service | SS | 2020-07-01 | 2049 |  | Existing less Announced Withdrawal | Solar | 1414 |  | 2024-02-20 | 2024-03-07 10:32
NSW1 | Existing Plant | New England Solar Farm | ACEN AUSTRALIA | Solar PV - Single axis tracking | Solar - Solar | NEWENSF1 | 1 | 200 | 200 | 200 | 200 | 200 |  | In Service | SS | 2023-05-01 | 2052 |  | Existing less Announced Withdrawal | Solar | 1854 |  | 2024-05-27 | 2024-06-06 15:56
NSW1 | Existing Plant | New England Solar Farm | ACEN AUSTRALIA | Solar PV - Single axis tracking | Solar - Solar | NEWENSF2 | 1 | 200 | 200 | 200 | 200 | 200 |  | In Service | SS | 2023-05-01 | 2052 |  | Existing less Announced Withdrawal | Solar | 1854 |  | 2024-05-27 | 2024-06-06 15:56
NSW1 | Project | New England Solar Farm | ACEN AUSTRALIA | Solar PV - Single axis tracking | Solar - Solar | NEWENSF1 | 1 | 320 | 320 | 320 | 320 | 320 |  | Anticipated | SS |  |  |  | Anticipated | Solar | 1854 |  | 2024-05-27 | 2024-06-06 15:56
NSW1 | Project | New England Solar Farm BESS | ACEN RENEWABLES | Storage - Battery | Other - Other |  | 1 |  | 150 |  | 150 | 150 | 150 | Publicly Announced | S | 2025-12-01 |  |  | Proposed | Battery Storage | 1893 | N00030 | 2024-05-27 | 2024-06-06 16:06
NSW1 | Project | New England Solar Farm BESS | ACEN RENEWABLES | Storage - Battery | Other - Other |  | 1 | 0 | 50 | 0 | 50 | 50 | 50 | Anticipated | S | 2026-12-01 |  |  | Anticipated | Battery Storage | 1893 | N00030 | 2024-05-27 | 2024-06-06 16:06
NSW1 | Project | Newcastle Offshore Wind | Newcastle Offshore Wind Energy Pty Ltd | Wind Turbine - Offshore | Wind - Wind |  | 93 |  | 15 |  | 1395 | 1395 |  | Publicly Announced | SS |  | 2062 |  | Proposed | Wind | 1917 |  | 2024-01-01 | 2024-03-19 10:09
VIC1 | Existing Plant | Newhaven College | TBA | Solar PV - Fixed | Solar - Solar |  | 1 |  | 0.24 |  | 0.24 | 0.24 |  | In Service | NS |  |  |  | Existing less Announced Withdrawal | Solar | 2096
VIC1 | Existing Plant | Newport | EnergyAustralia Ecogen Pty Ltd | Turbine - Steam Sub Critical | Fossil - Natural Gas Pipeline | NPS | 1 |  | 500 |  | 500 | 500 |  | In Service | S |  | 2039 |  | Existing less Announced Withdrawal | Gas other | 1150 |  | 2024-02-20 | 2024-02-22 20:22
NSW1 | Existing Plant | Nine Network Willoughby | TCN Channel Nine Pty Ltd | Reciprocating Engine - Compression ignition | Fossil - Diesel | NINEWIL1 | 1 | 0.8 | 1.28 | 0.8 | 1.28 | 1.28 | 0 | In Service | NS |  |  |  | Existing less Announced Withdrawal | Other | 1293 |  | 2021-04-01 | 2024-04-22 14:53
NSW1 | Project | Nonowie Wind Farm | Tilt Renewables Australia Pty Ltd | Wind Turbine - Onshore | Wind - Wind |  | 1 | 1015 | 1015 | 1015 | 1015 | 1015 |  | Publicly Announced | SS |  |  |  | Proposed | Wind | 2650 | S00059
QLD1 | Existing Plant | Normanton Solar Farm | TBA | Solar PV - Single axis tracking | Solar - Solar |  | 1 |  | 4.96 |  | 4.96 | 4.96 |  | In Service | NS |  |  |  | Existing less Announced Withdrawal | Solar | 2097
QLD1 | Project | North Burnett Renewable Hub - BESS | X-Elio Australia Pty Ltd | Storage - Battery | Other - Other |  | 1 | 720 | 720 | 720 | 720 | 720 | 0 | Publicly Announced | S |  |  |  | Proposed | Battery Storage | 2673 | Q00141
QLD1 | Project | North Burnett Renewable Hub - Solar | X-Elio Australia Pty Ltd | Solar PV - Fixed | Solar - Solar |  | 1 | 720 | 720 | 720 | 720 | 720 |  | Publicly Announced | SS |  |  |  | Proposed | Solar | 2672 | Q00141
TAS1 | Project | North East Wind - KCI | ACEN North East Tasmania Pty Ltd | Wind Turbine - Onshore | Wind - Wind |  | 175 | 7.2 | 7.2 | 1260 | 1260 | 1260 |  | Publicly Announced | TBA |  |  |  | Proposed | Wind | 2390 | T00022 | 2023-09-01
QLD1 | Project | North Qld Bio-Energy Plant | North Queensland Bio-Energy Corporation Limited | Turbine - Steam Sub Critical | Renewable Biomass or Waste - Biomass |  | 2 | 5.5 | 55 | 11 | 110 | 11.00 - 110.00 |  | Publicly Announced | S |  | 2085 |  | Proposed | Biomass | 1273 |  | 2024-05-27 | 2022-06-28 15:53
QLD1 | Project | North Qld Bio-Energy Plant | North Queensland Bio-Energy Corporation Limited | Turbine - Steam Sub Critical | Renewable Biomass or Waste - Biomass |  | 1 | 4 | 40 | 4 | 40 | 4.00 - 40.00 |  | Publicly Announced | NS |  | 2084 |  | Proposed | Biomass | 1273 |  | 2024-05-27 | 2022-06-28 15:53
TAS1 | Project | Northern Midlands Solar Farm - KCI | Connorville Estates Pty Ltd | Solar PV - Fixed | Solar - Solar |  | 69 | 4.2 | 4.2 | 289.8 | 289.8 | 289.8 |  | Publicly Announced | TBA |  |  |  | Proposed | Solar | 2389 | T00021 | 2024-01-01
NSW1 | Project | Northern Tablelands Wind Farm | BORAL | Wind Turbine - Onshore | Wind - Wind |  | 1 |  | 8 |  | 8 | 8 |  | Publicly Announced | TBA |  |  |  | Proposed | Wind | 2748 |  |  | 2024-06-04 13:56
NSW1 | Project | Nottingham Park Solar Farm - KCI | NPSF Renewables Pty Ltd | Solar PV - Fixed | Solar - Solar |  | 1 | 210 | 210 | 210 | 210 | 210 |  | Publicly Announced | TBA |  |  |  | Proposed | Solar | 2369 | N00097 | 2023-09-01
NSW1 | Project | Novocastrian Offshore Wind Farm | OceanEx Energy | Wind Turbine - Offshore | Wind - Wind |  | 1 |  | 2000 |  | 2000 | 2000 |  | Publicly Announced | SS | 2031-01-01 |  |  | Proposed | Wind | 2023 |  | 2024-01-01
VIC1 | Project | Nowingi Solar Storage - Solar | Lyon Solar | Solar PV - Single axis tracking | Solar - Solar |  | 1 | 250 | 250 | 250 | 250 | 250 |  | Publicly Announced | SS |  |  |  | Proposed | Solar | 1411 |  | 2023-09-01
VIC1 | Project | Nowingi Solar Storage - Storage | Lyon Solar | Storage - Battery | Other - Other |  | 1 |  | 80 |  | 80 | 80 | 0 | Publicly Announced | S |  |  |  | Proposed | Battery Storage | 2059 |  | 2023-09-01
NSW1 | Project | NSW Energy Cluster | Alinta Energy Retail Sales Pty Ltd | Wind Turbine - Onshore | Wind - Wind |  | 1 | 500 | 500 | 500 | 500 | 500 |  | Publicly Announced | SS |  | 2045 |  | Proposed | Wind | 1466 |  | 2023-04-01 | 2024-03-19 09:36
NSW1 | Project | NSW Gas Peaker | AGL Energy Limited | Reciprocating Engine - Compression ignition | Fossil - Natural Gas |  | 1 | 500 | 500 | 500 | 500 | 500 |  | Publicly Announced | S |  |  |  | Proposed | Gas other | 1617 |  | 2023-04-01 | 2024-03-06 14:05
VIC1 | Existing Plant | Numurkah Solar Farm | Numurkah Solar Farm Pty Ltd | Solar PV - Single axis tracking | Solar - Solar | NUMURSF1 | 37 | 0.02 | 1.81 | 0.63 | 66.79 | 66.79 |  | In Service | SS | 2019-08-01 | 2044 |  | Existing less Announced Withdrawal | Solar | 1461 |  | 2024-02-20 | 2024-02-23 14:59
VIC1 | Existing Plant | Numurkah Solar Farm | Numurkah Solar Farm Pty Ltd | Solar PV - Single axis tracking | Solar - Solar | NUMURSF2 | 19 | 0.02 | 1.81 | 0.32 | 34.3 | 34.3 |  | In Service | SS | 2019-08-01 | 2044 |  | Existing less Announced Withdrawal | Solar | 1461 |  | 2024-02-20 | 2024-02-23 14:59
VIC1 | Project | Nyaninyuk Wind Farm | Acciona Energy | Wind Turbine - Onshore | Wind - Wind |  | 53 |  | 5.7 |  | 302.1 | 302.1 |  | Publicly Announced | SS |  |  |  | Proposed | Wind | 2508 |  | 2023-09-01 | 2024-06-04 14:30
NSW1 | Existing Plant | Nyngan Solar Plant | PARF Company 6 Pty Limited | Solar PV - Fixed | Solar - Solar | NYNGAN1 | 77 |  | 1.33 |  | 102.03 | 102.03 |  | In Service | SS |  | 2042 |  | Existing less Announced Withdrawal | Solar | 1323 |  | 2024-02-20 | 2024-03-08 11:05
QLD1 | Existing Plant | Oakey 2 Solar Farm | RE Oakey Pty Ltd | Solar PV - Single axis tracking | Solar - Solar | OAKEY2SF | 26 | 0 | 2.14 | 0 | 55.64 | 55.64 |  | In Service | SS | 2022-04-01 | 2049 |  | Existing less Announced Withdrawal | Solar | 1591 |  | 2024-02-20 | 2024-03-15 11:10
QLD1 | Existing Plant | Oakey Power Station | Oakey Power Holdings Pty Ltd | Turbine - OCGT | Fossil - Natural Gas Pipeline | OAKEY1 | 1 |  | 173 |  | 173 | 173 |  | In Service | S |  | 2050 |  | Existing less Announced Withdrawal | OCGT | 1433 |  | 2024-02-20 | 2024-03-12 09:01
QLD1 | Existing Plant | Oakey Power Station | Oakey Power Holdings Pty Ltd | Turbine - OCGT | Fossil - Natural Gas Pipeline | OAKEY2 | 1 |  | 173 |  | 173 | 173 |  | In Service | S |  | 2050 |  | Existing less Announced Withdrawal | OCGT | 1433 |  | 2024-02-20 | 2024-03-12 09:01
QLD1 | Existing Plant | Oakey Solar Farm | Oakey1 Asset Co Pty Ltd | Solar PV - Fixed | Solar - Solar | OAKEYSF1 | 1 | 25 | 25 | 25 | 25 | 25 |  | In Service | SS | 2019-08-01 | 2043 |  | Existing less Announced Withdrawal | Solar | 1386 |  | 2024-02-20 | 2024-03-20 10:25
VIC1 | Existing Plant | Oaklands Hill Wind Farm | Oaklands Hill Wind farm pty ltd | Wind Turbine - Onshore | Wind - Wind | OAKLAND1 | 32 |  | 2.1 |  | 67.2 | 67.2 |  | In Service | SS |  | 2037 |  | Existing less Announced Withdrawal | Wind | 1152 |  | 2024-02-20 | 2024-03-08 10:51
QLD1 | Project | Oakville BESS | Samsung C&T Renewable Energy Australia Pty Ltd | Storage - Battery | Other - Other |  | 1 | 450 | 450 | 450 | 450 | 450 | 0 | Publicly Announced | S |  |  |  | Proposed | Battery Storage | 2605 | Q00126
QLD1 | Project | Oakville Solar Farm | Samsung C&T Renewable Energy Australia Pty Ltd | Solar PV - Fixed | Solar - Solar |  | 1 | 450 | 450 | 450 | 450 | 450 |  | Publicly Announced | SS |  |  |  | Proposed | Solar | 2604 | Q00126
QLD1 | Existing Plant | Oaky Creek | EDL OCI Pty Ltd | Reciprocating Engine - Spark ignition | Fossil - Waste Coal Mine Gas | OAKYCREK | 14 |  | 1.07 |  | 14.91 | 14.91 |  | In Service | NS |  | 2025 |  | Existing less Announced Withdrawal | Gas other | 1359 |  | 2022-03-01 | 2022-09-30 08:59
QLD1 | Existing Plant | Oaky Creek | EDL OCI Pty Ltd | Reciprocating Engine - Spark ignition | Fossil - Waste Coal Mine Gas | OAKYCREK | 2 |  | 3.04 |  | 6.09 | 6.09 |  | In Service | NS |  | 2025 |  | Existing less Announced Withdrawal | Gas other | 1359 |  | 2022-03-01 | 2022-09-30 08:59
QLD1 | Existing Plant | Oaky Creek 2 | EDL OCI PTY LTD | Reciprocating Engine - Spark ignition | Fossil - Waste Coal Mine Gas | OAKY2 | 5 |  | 3 |  | 15 | 15 |  | In Service | NS |  | 2025 |  | Existing less Announced Withdrawal | Gas other | 1379 |  | 2022-03-01 | 2024-03-18 13:38
NSW1 | Project | Orana BESS | Wellington Battery ProjectCo Pty Ltd in its capacity as trustee for the Wellington Battery Project Trust | Storage - Battery | Other - Other | ORANA | 448 | 0 | 0.93 | 0 | 414.85 | 414.85 | 1660 | Anticipated | S | 2026-06-01 |  |  | Anticipated | Battery Storage | 2015 |  | 2024-05-27 | 2024-05-21 11:16
NSW1 | Project | Orange Grove Sun Farm | Overland Sun Farming Pty Ltd | Solar PV - Single axis tracking | Solar - Solar |  | 1 | 80 | 80 | 80 | 80 | 80 |  | Publicly Announced | SS |  |  |  | Proposed | Solar | 1540 | N00095 | 2024-01-01
VIC1 | Project | Orsted Gippsland A&B Windfarm | orsted_nr | Wind Turbine - Offshore | Wind - Wind |  | 192 |  | 14.69 |  | 2819.9 | 2819.9 |  | Publicly Announced | SS |  |  |  | Proposed | Wind | 2625 |  |  | 2024-01-10 16:21
VIC1 | Project | Orsted Gippsland C Windfarm | orsted_nr | Wind Turbine - Offshore | Wind - Wind |  | 192 |  | 14.69 |  | 2819.9 | 2819.9 |  | Publicly Announced | SS |  |  |  | Proposed | Wind | 2629 |  |  | 2024-01-10 16:19
SA1 | Existing Plant | Osborne | Osborne Cogeneration Pty Ltd | Turbine - CCGT | Fossil - Natural Gas Pipeline | OSB-AG | 1 |  | 62 |  | 62 | 62 |  | In Service - Announced Withdrawal (Permanent) | S |  | 2026 | 2026-12-31 | Announced Withdrawal | CCGT | 1154 |  | 2024-05-27 | 2024-06-05 11:50
SA1 | Existing Plant | Osborne | Osborne Cogeneration Pty Ltd | Turbine - CCGT | Fossil - Natural Gas Pipeline | OSB-AG | 1 |  | 118 |  | 118 | 118 |  | In Service - Announced Withdrawal (Permanent) | S |  | 2026 | 2026-12-31 | Announced Withdrawal | CCGT | 1154 |  | 2024-05-27 | 2024-06-05 11:50
SA1 | Project | Osborne BESS | Osboourne Cogeneration P/L | Storage - Battery | Other - Other |  | 1 | 120 | 300 | 120 | 300 | 120.00 - 300.00 | 0 | Publicly Announced | S |  |  |  | Proposed | Battery Storage | 2651 | S00060
NSW1 | Project | Oven Mountain Pumped Storage | Oven Mountain Pumped Storage | Storage - Pumped hydro | Hydro - Water |  | 1 | 600 | 600 | 600 | 600 | 600 | 7200 | Publicly Announced | S |  |  |  | Proposed | Water | 1751 | N00007 | 2024-01-01 | 2019-06-17 15:34
NSW1 | Project | Oxley Solar Farm | Oxley Solar Development Pty Ltd | Solar PV - Fixed | Solar - Solar |  | 1 |  | 300 |  | 300 | 300 |  | Publicly Announced | SS |  |  |  | Proposed | Solar | 2064 | N00116 | 2024-01-01
SA1 | Project | Pacific Green Energy Park - Limestone Coast North | Pacific Green | Storage - Battery | Other - Other |  | 1 | 250 | 250 | 250 | 250 | 250 | 500 | Publicly Announced | TBA |  |  |  | Proposed | Battery Storage | 2522 | S00045 | 2024-01-01
SA1 | Project | Pacific Green Energy Park - Limestone Coast West | Pacific Green | Storage - Battery | Other - Other |  | 1 | 250 | 250 | 250 | 250 | 250 | 500 | Publicly Announced | TBA |  |  |  | Proposed | Battery Storage | 2523 | S00045 | 2024-01-01
VIC1 | Project | Pacific Green Energy Park – Portland | Pacific Green | Storage - Battery | Other - Other |  | 1 | 1000 | 1000 | 1000 | 1000 | 1000 | 2000 | Publicly Announced | TBA |  |  |  | Proposed | Battery Storage | 2524 |  | 2024-01-01
NSW1 | Project | Paling Yards Wind Farm | Paling Yards Development Pty Ltd | Wind Turbine - Onshore | Wind - Wind |  | 47 |  | 6.1 |  | 286.7 | 286.7 |  | Publicly Announced | SS |  |  |  | Proposed | Wind | 1155 | N00001 | 2024-05-27 | 2024-06-05 16:49
SA1 | Project | Palmer Wind Farm | Tilt Renewables Australia Pty Ltd | Wind Turbine - Onshore | Wind - Wind |  | 49 | 6 | 6 | 294 | 294 | 294 |  | Publicly Announced | SS |  |  |  | Proposed | Wind | 1337 |  | 2023-05-23 | 2024-03-15 20:35
TAS1 | Project | Palmerston BESS (Akaysha) | Akaysha Energy Pty Ltd | Storage - Battery | Other - Other |  | 23 | 0 | 4.35 | 0 | 100.05 | 100.05 | 200 | Publicly Announced | S |  |  |  | Proposed | Battery Storage | 2234 | T00014 | 2023-09-01 | 2024-06-03 14:43
TAS1 | Project | Palmerston Big Battery - KCI | Victorian Big Battery Pty Ltd | Storage - Battery | Other - Other |  | 1 |  | 300 |  | 300 | 300 | 0 | Publicly Announced | S |  |  |  | Proposed | Battery Storage | 2705 | T00013
TAS1 | Existing Plant | Paloona | Hydro-Electric Corporation | Hydro - Dam | Hydro - Water | PALOONA | 1 | 28 | 28 | 28 | 28 | 28 |  | In Service | NS |  | 2100 |  | Existing less Announced Withdrawal | Water | 1156 |  | 2022-03-01 | 2024-03-18 14:03
NSW1 | Project | Panorama BESS | PANORAMA BESS SUBCO PTY LTD as trustee for the PANORAMA BESS UNIT TRUST | Storage - Battery | Other - Other |  | 1 | 100 | 100 | 100 | 100 | 100 | 0 | Publicly Announced | TBA |  |  |  | Proposed | Battery Storage | 2222 | N00093 | 2024-01-01
SA1 | Project | Para Substation/Gould Creek BESS | Gould Creek BESS Project Pty Ltd as trustee of Gould Creek BESS Project Trust | Storage - Battery | Other - Other |  | 1 |  | 225 |  | 225 | 225 | 450 | Publicly Announced | S | 2026-11-01 |  |  | Proposed | Battery Storage | 2259 |  | 2024-05-27 | 2024-03-13 13:36
NSW1 | Existing Plant | Parkes Shire Council STP | TBA | Solar PV - Fixed | Solar - Solar |  | 1 |  | 0.11 |  | 0.11 | 0.11 |  | In Service | NS |  |  |  | Existing less Announced Withdrawal | Solar | 2098
NSW1 | Existing Plant | Parkes Shire Council WTP | TBA | Solar PV - Fixed | Solar - Solar |  | 1 |  | 0.11 |  | 0.11 | 0.11 |  | In Service | NS |  |  |  | Existing less Announced Withdrawal | Solar | 2099
NSW1 | Existing Plant | Parkes Solar Farm | Parkes Solar Farm Pty Ltd | Solar PV - Single axis tracking | Solar - Solar | PARSF1 | 22 | 0 | 2.25 | 0 | 49.5 | 49.5 |  | In Service | SS |  | 2042 |  | Existing less Announced Withdrawal | Solar | 1402 |  | 2024-02-20 | 2024-03-21 11:10
SA1 | Existing Plant | Pelican Point | Pelican Point Power Limited | Turbine - CCGT | Fossil - Natural Gas Pipeline | PPCCGT | 2 |  | 179 |  | 358 | 358 |  | In Service | S |  | 2037 |  | Existing less Announced Withdrawal | CCGT | 1158 |  | 2024-02-20 | 2024-03-06 09:47
SA1 | Existing Plant | Pelican Point | Pelican Point Power Limited | Turbine - CCGT | Fossil - Natural Gas Pipeline | PPCCGT | 1 | 0 | 171 | 0 | 171 | 171 |  | In Service | S |  | 2037 |  | Existing less Announced Withdrawal | CCGT | 1158 |  | 2024-02-20 | 2024-03-06 09:47
SA1 | Project | Penfield BESS | BESS PENFIELD PTY LTD | Storage - Battery | Other - Other |  | 1 | 20 | 20 | 20 | 20 | 20 | 40 | Publicly Announced | S |  | 2037 |  | Proposed | Battery Storage | 1930 |  | 2023-09-01 | 2024-02-20 09:37
NSW1 | Project | Peninsula Solar Farm | Edify Energy Pty Ltd | Storage - Battery | Other - Other |  | 1 | 80 | 80 | 80 | 80 | 80 | 160 | Publicly Announced | S |  |  |  | Proposed | Battery Storage | 2518 |  |  | 2023-09-29 14:11
NSW1 | Project | Peninsula Solar Farm | Edify Energy Pty Ltd | Solar PV - Single axis tracking | Solar - Solar |  | 1 | 80 | 80 | 80 | 80 | 80 |  | Publicly Announced | S |  |  |  | Proposed | Solar | 2518 |  |  | 2023-09-29 14:11
NSW1 | Existing Plant | Penrith RSL Solar | TBA | Solar PV - Fixed | Solar - Solar |  | 1 |  | 0.2 |  | 0.2 | 0.2 |  | In Service | NS |  |  |  | Existing less Announced Withdrawal | Solar | 2100
SA1 | Existing Plant | Peterborough Solar Farm | Renew Power Group Pty Ltd | Solar PV - Single axis tracking | Solar - Solar |  | 2 | 2.45 | 2.45 | 4.9 | 4.9 | 4.9 |  | In Service | NS |  |  |  | Existing less Announced Withdrawal | Solar | 1535 |  | 2022-09-01
VIC1 | Existing Plant | Philip Island BESS | Mondo Power | Storage - Battery | Other - Other | PIBESSG1 | 1 | 5 | 5 | 5 | 5 | 5 | 10 | In Service | S | 2023-05-01 | 2038 |  | Existing less Announced Withdrawal | Battery Storage | 2425 |  | 2024-02-20 | 2024-03-19 08:27
NSW1 | Project | Phoenix Pumped Hydro Project | ACEN Phoenix Pty Ltd | Storage - Pumped hydro | Hydro - Water |  | 3 | 270 | 270 | 810 | 810 | 810 | 0 | Publicly Announced | S |  |  |  | Proposed | Water | 2534 | N00125 | 2023-09-01 | 2023-10-03 10:56
NSW1 | Project | Photon Energy Leeton | Photon Energy Leeton | Solar PV - Fixed | Solar - Solar |  | 1 |  | 22 |  | 22 | 22 |  | Publicly Announced | NS |  |  |  | Proposed | Solar | 1584 |  | 2022-12-01
NSW1 | Project | Piambong Wind Farm - KCI | Piambong Wind Farm Pty Ltd | Wind Turbine - Onshore | Wind - Wind |  | 93 | 6.8 | 6.8 | 632.4 | 632.4 | 632.4 |  | Publicly Announced | SS | 2028-12-01 |  |  | Proposed | Wind | 2219 | N00090 | 2023-05-23 | 2023-03-09 15:07
NSW1 | Existing Plant | Pindari | AGL Hydro Partnership | Hydro - Dam | Hydro - Water | PINDARI | 1 | 5.7 | 5.77 | 5.7 | 5.77 | 5.77 |  | In Service | NS |  |  |  | Existing less Announced Withdrawal | Water | 1159 |  | 2022-03-01 | 2024-03-14 16:30
VIC1 | Project | Pine Lodge 2 BESS - KCI | ACEnergy Pty Ltd | Storage - Battery | Other - Other |  | 1 | 350 | 350 | 350 | 350 | 350 | 0 | Publicly Announced | S |  |  |  | Proposed | Battery Storage | 2740 | V00153
VIC1 | Project | Pine Lodge BESS | ACEnergy | Storage - Battery | Other - Other |  | 88 |  | 2.84 |  | 250.01 | 250.01 | 550 | Publicly Announced | S |  |  |  | Proposed | Battery Storage | 1997 | V00063 | 2023-05-23 | 2023-04-11 14:41
QLD1 | Project | Pinnacles BESS - Storage - KCI | Enervest Pty Ltd | Storage - Battery | Other - Other |  | 1 | 400 | 400 | 400 | 400 | 400 | 0 | Publicly Announced | SS |  |  |  | Proposed | Battery Storage | 2381 | Q00057 | 2023-09-01 | 2023-09-27 13:22
NSW1 | Project | Pint Pot BESS | FRV Services Australia Pty Ltd | Storage - Battery | Other - Other |  | 100 | 4 | 4 | 400 | 400 | 400 | 0 | Publicly Announced | S |  |  |  | Proposed | Battery Storage | 2586 | N00136 | 2024-01-01 | 2024-03-06 14:06
QLD1 | Project | Pioneer BESS - KCI | Edify Energy Pty Ltd | Storage - Battery | Other - Other |  | 1 |  | 240 |  | 240 | 240 | 0 | Publicly Announced | S |  |  |  | Proposed | Battery Storage | 2704 | Q00153
QLD1 | Existing Plant | Pioneer Sugar Mill | Pioneer Sugar Mills P/L | Turbine - Steam Sub Critical | Renewable Biomass or Waste - Bagasse |  | 1 |  | 30.9 |  | 30.9 | 30.9 |  | In Service | NS |  | 2035 |  | Existing less Announced Withdrawal | Biomass | 1160 |  | 2023-04-01 | 2023-03-20 14:30
QLD1 | Existing Plant | Pioneer Sugar Mill | Pioneer Sugar Mills P/L | Turbine - Steam Sub Critical | Renewable Biomass or Waste - Bagasse |  | 1 |  | 36.9 |  | 36.9 | 36.9 |  | In Service | NS |  | 2035 |  | Existing less Announced Withdrawal | Biomass | 1160 |  | 2023-04-01 | 2023-03-20 14:30
QLD1 | Project | Pioneer-Burdekin Pumped Hydro Energy Storage | Queensland Hydro | Storage - Pumped hydro | Hydro - Water |  | 16 | 312.5 | 312.5 | 5000 | 5000 | 5000 | 120000 | Publicly Announced | S |  |  |  | Proposed | Water | 2267 |  | 2023-04-01 | 2024-03-11 08:54
QLD1 | Existing Plant | Plane Creek Mill | Wilmar Sugar Australia Limited | Turbine - Steam Sub Critical | Renewable Biomass or Waste - Bagasse |  | 1 |  | 4 |  | 4 | 4 |  | In Service | NS |  | 2035 |  | Existing less Announced Withdrawal | Biomass | 1161 |  | 2022-03-01 | 2023-03-20 16:28
QLD1 | Existing Plant | Plane Creek Mill | Wilmar Sugar Australia Limited | Turbine - Steam Sub Critical | Renewable Biomass or Waste - Bagasse |  | 1 |  | 10 |  | 10 | 10 |  | In Service | NS |  | 2035 |  | Existing less Announced Withdrawal | Biomass | 1161 |  | 2022-03-01 | 2023-03-20 16:28
SA1 | Project | Planet Ark Power and Schneider Electric - PV and Battery Microgrid | Planet Ark Power and Schneider Electric | Solar PV - Fixed | Solar - Solar |  | 1 | 5.7 | 5.7 | 5.7 | 5.7 | 5.7 |  | Publicly Announced | NS |  |  |  | Proposed | Solar | 1665 |  | 2022-09-01
SA1 | Project | Playford Battery | CFG | Storage - Battery | Other - Other |  | 1 | 100 | 100 | 100 | 100 | 100 | 100 | Publicly Announced | TBA |  |  |  | Proposed | Battery Storage | 2419 |  | 2023-09-01
QLD1 | Project | Pleasant Hills Solar Farm - KCI | TotalEnergies Renewables Australia Pty Ltd | Solar PV - Fixed | Solar - Solar |  | 1 | 80 | 80 | 80 | 80 | 80 |  | Publicly Announced | SS |  |  |  | Proposed | Solar | 2728 | Q00154
TAS1 | Existing Plant | Poatina | Hydro-Electric Corporation | Hydro - Dam | Hydro - Water | POAT220 | 4 | 50 | 50 | 200 | 200 | 200 |  | In Service | S |  | 2100 |  | Existing less Announced Withdrawal | Water | 1162 |  | 2024-02-20 | 2024-03-08 09:54
TAS1 | Existing Plant | Poatina | Hydro-Electric Corporation | Hydro - Dam | Hydro - Water | POAT110 | 2 | 50 | 50 | 100 | 100 | 100 |  | In Service | S |  | 2100 |  | Existing less Announced Withdrawal | Water | 1162 |  | 2024-02-20 | 2024-03-08 09:54
SA1 | Existing Plant | Port Augusta Renewable Energy Park - Solar | PAREP 1 Pty Ltd | Solar PV - Fixed | Solar - Solar | PAREPS1 | 36 | 2.2 | 2.2 | 79.2 | 79.2 | 79.2 |  | In Service | SS | 2023-01-01 | 2047 |  | Existing less Announced Withdrawal | Solar | 1392 | S00025 | 2024-02-20 | 2024-03-19 08:59
SA1 | Existing Plant | Port Augusta Renewable Energy Park - Wind | PAREP 1 Pty Ltd | Wind Turbine - Onshore | Wind - Wind | PAREPW1 | 50 | 4.2 | 4.2 | 210 | 210 | 210 |  | In Service | SS |  | 2052 |  | Existing less Announced Withdrawal | Wind | 1375 |  | 2024-02-20 | 2024-03-14 14:20
NSW1 | Project | Port Kembla Power Station | Australian Industrial Power | Other - Other | Other - Other |  | 1 | 660 | 660 | 660 | 660 | 660 |  | Publicly Announced | TBA |  |  |  | Proposed | Other | 2180 | N00031 | 2023-09-01
TAS1 | Project | Port Latta Wind Farm | Oz Green Energy I Pty Ltd | Wind Turbine - Onshore | Wind - Wind |  | 5 |  | 4.2 |  | 21 | 21 |  | Publicly Announced | SS |  |  |  | Proposed | Wind | 2227 | T00006 | 2023-05-23 | 2023-06-05 17:16
SA1 | Existing Plant | Port Lincoln GT | Synergen Power Pty Ltd | Turbine - OCGT | Fossil - Diesel | POR01 | 2 |  | 25 |  | 50 | 50 |  | In Service - Announced Withdrawal (Permanent) | S |  | 2028 | 2028-01-01 | Announced Withdrawal | OCGT | 1163 |  | 2024-02-20 | 2024-03-05 13:46
SA1 | Existing Plant | Port Lincoln GT | Synergen Power Pty Ltd | Turbine - OCGT | Fossil - Diesel | POR03 | 1 |  | 23.5 |  | 23.5 | 23.5 |  | In Service - Announced Withdrawal (Permanent) | S |  | 2028 | 2028-01-01 | Announced Withdrawal | OCGT | 1163 |  | 2024-02-20 | 2024-03-05 13:46
SA1 | Project | Port Pirie Solar Farm - KCI | Trafigura Hydrogen Australia | Solar PV - Fixed | Solar - Solar |  | 1 | 300 | 300 | 300 | 300 | 300 |  | Publicly Announced | TBA |  |  |  | Proposed | Solar | 2309 | S00024 | 2023-09-01
SA1 | Existing Plant | Port Stanvac 1 | Snowy Hydro Ltd | Reciprocating Engine - Compression ignition | Fossil - Diesel | PTSTAN1 | 36 |  | 1.57 |  | 56.52 | 56.52 |  | In Service | S |  | 2070 |  | Existing less Announced Withdrawal | Other | 1391 |  | 2024-02-20 | 2024-03-11 17:07
VIC1 | Project | Portland BESS | Pacific Green Energy Park Portland Pty Ltd | Storage - Battery | Other - Other |  | 1 | 1000 | 1000 | 1000 | 1000 | 1000 | 1744.71 | Publicly Announced | S |  |  |  | Proposed | Battery Storage | 2611 | V00113 | 2024-01-01 | 2024-01-10 10:10
VIC1 | Project | Portland Renewables Project - KCI | HAMR Energy Pty Ltd | Storage - Battery | Other - Other |  | 1 |  | 0 |  | 0 |  | 0 | Publicly Announced | TBA |  |  |  | Proposed | Battery Storage | 2710 | V00150 |  | 2024-03-28 09:16
VIC1 | Existing Plant | Portland Wind Farm | Pacific Hydro Portland Wind Farm Pty Ltd | Wind Turbine - Onshore | Wind - Wind | PORTWF | 74 |  | 2.05 |  | 151.7 | 151.7 |  | In Service | NS |  | 2040 |  | Existing less Announced Withdrawal | Wind | 1165 |  | 2024-02-20 | 2024-03-07 13:15
VIC1 | Project | Portland Wind Farm - KCI | Vic Offshore Windfarm Pty Ltd | Wind Turbine - Onshore | Wind - Wind |  | 1 | 495 | 495 | 495 | 495 | 495 |  | Publicly Announced | TBA |  |  |  | Proposed | Wind | 2346 | V00081 | 2023-09-01
NSW1 | Project | Pottinger Energy Park - Battery - KCI | Pottinger Renewables P/L | Storage - Battery | Other - Other |  | 255 | 1.96 | 1.96 | 499.8 | 499.8 | 499.8 | 0 | Publicly Announced | S |  |  |  | Proposed | Battery Storage | 2718 | N00158
NSW1 | Project | Pottinger Energy Park - Solar - KCI | Pottinger Renewables P/L | Solar PV - Fixed | Solar - Solar |  | 128 | 2.34 | 2.34 | 299.52 | 299.52 | 299.52 |  | Publicly Announced | SS |  |  |  | Proposed | Solar | 2717 | N00158
NSW1 | Project | Pottinger Energy Park - Wind - KCI | Pottinger Renewables P/L | Wind Turbine - Onshore | Wind - Wind |  | 250 | 5.2 | 5.2 | 1300 | 1300 | 1300 |  | Publicly Announced | SS |  |  |  | Proposed | Wind | 2716 | N00158
VIC1 | Project | Prairie Solar Farm | Pacific Hydro Australia Developments Pty Ltd | Solar PV - Single axis tracking | Solar - Solar |  | 40 | 2.5 | 6.25 | 100 | 250 | 100.00 - 250.00 |  | Publicly Announced | SS | 2027-10-01 |  |  | Proposed | Solar | 1569 |  | 2023-05-23 | 2024-03-19 09:48
QLD1 | Project | Prairie WF & Wongalee WF | Prairie Wind Farm Pty Ltd | Wind Turbine - Onshore | Wind - Wind |  | 150 | 7 | 8 | 1050 | 1200 | 1050.00 - 1200.00 |  | Publicly Announced | SS | 2027-12-01 |  |  | Proposed | Wind | 1606 |  | 2023-05-23 | 2023-06-22 10:09
QLD1 | Project | Prairie WF & Wongalee WF | Prairie Wind Farm Pty Ltd | Wind Turbine - Onshore | Wind - Wind |  | 100 | 7 | 8 | 700 | 800 | 700.00 - 800.00 |  | Publicly Announced | SS | 2027-12-01 |  |  | Proposed | Wind | 1606 |  | 2023-05-23 | 2023-06-22 10:09
SA1 | Project | Project Monash - Solar - KCI | Monash Renewables Pty Ltd | Solar PV - Fixed | Solar - Solar |  | 1 | 375 | 375 | 375 | 375 | 375 |  | Publicly Announced | SS |  |  |  | Proposed | Solar | 2736 | S00066
SA1 | Project | Project Monash - Storage - KCI | Monash Renewables Pty Ltd | Storage - Battery | Other - Other |  | 1 | 125 | 125 | 125 | 125 | 125 | 0 | Publicly Announced | S |  |  |  | Proposed | Battery Storage | 2737 | S00066
QLD1 | Existing Plant | Proserpine | Wimar Sugar Proserpine Pty Ltd | Turbine - Steam Sub Critical | Renewable Biomass or Waste - Bagasse |  | 1 |  | 6 |  | 6 | 6 |  | In Service | NS |  | 2035 |  | Existing less Announced Withdrawal | Biomass | 1301 |  | 2022-03-01 | 2023-03-20 14:40
QLD1 | Existing Plant | Proserpine | Wimar Sugar Proserpine Pty Ltd | Turbine - Steam Sub Critical | Renewable Biomass or Waste - Bagasse |  | 1 |  | 11 |  | 11 | 11 |  | In Service | NS |  | 2035 |  | Existing less Announced Withdrawal | Biomass | 1301 |  | 2022-03-01 | 2023-03-20 14:40
QLD1 | Project | Proserpine Wind Farm - KCI | CI Proserpine Pty Ltd as trustee for the CI Proserpine Trust | Wind Turbine - Onshore | Wind - Wind |  | 1 |  | 1360 |  | 1360 | 1360 |  | Publicly Announced | S |  |  |  | Proposed | Wind | 2777 | Q00170
NSW1 | Existing Plant | Proten - Farm 60 | TBA | Solar PV - Fixed | Solar - Solar |  | 1 |  | 0.36 |  | 0.36 | 0.36 |  | In Service | NS |  |  |  | Existing less Announced Withdrawal | Solar | 2101
NSW1 | Existing Plant | Proten - Farm 61 | TBA | Solar PV - Fixed | Solar - Solar |  | 1 |  | 0.36 |  | 0.36 | 0.36 |  | In Service | NS |  |  |  | Existing less Announced Withdrawal | Solar | 2102
NSW1 | Existing Plant | Proten - Farm 74 | TBA | Solar PV - Fixed | Solar - Solar |  | 1 |  | 0.25 |  | 0.25 | 0.25 |  | In Service | NS |  |  |  | Existing less Announced Withdrawal | Solar | 2103
NSW1 | Existing Plant | Proten - Farm 75 - 79 | TBA | Solar PV - Fixed | Solar - Solar |  | 1 |  | 1.21 |  | 1.21 | 1.21 |  | In Service | NS |  |  |  | Existing less Announced Withdrawal | Solar | 2104
QLD1 | Project | Punchs Creek (Millmerran) Solar Farm | Skylab | Solar PV - Fixed | Solar - Solar |  | 1 | 600 | 600 | 600 | 600 | 600 |  | Publicly Announced | TBA |  |  |  | Proposed | Solar | 2564 | Q00105 | 2024-01-01
VIC1 | Existing Plant | Qenos Cogeneration Facility | SUSTAINABLE ENERGY INFRASTRUCTURE | Turbine - CCGT | Fossil - Natural Gas Pipeline |  | 1 | 21 | 21 | 21 | 21 | 21 |  | In Service | NS |  |  |  | Existing less Announced Withdrawal | CCGT | 1317 |  | 2022-03-01 | 2024-03-19 13:38
SA1 | Existing Plant | Quarantine | Origin Energy Power Limited | Turbine - OCGT | Fossil - Natural Gas Pipeline | QPS1 | 1 | 0 | 29 | 0 | 29 | 29 |  | In Service | S |  | 2053 |  | Existing less Announced Withdrawal | OCGT | 1166 |  | 2024-02-20 | 2024-03-11 18:08
SA1 | Existing Plant | Quarantine | Origin Energy Power Limited | Turbine - OCGT | Fossil - Natural Gas Pipeline | QPS2 | 1 | 0 | 24 | 0 | 24 | 24 |  | In Service | S |  | 2054 |  | Existing less Announced Withdrawal | OCGT | 1166 |  | 2024-02-20 | 2024-03-11 18:08
SA1 | Existing Plant | Quarantine | Origin Energy Power Limited | Turbine - OCGT | Fossil - Natural Gas Pipeline | QPS3 | 1 | 0 | 29 | 0 | 29 | 29 |  | In Service | S |  | 2054 |  | Existing less Announced Withdrawal | OCGT | 1166 |  | 2024-02-20 | 2024-03-11 18:08
SA1 | Existing Plant | Quarantine | Origin Energy Power Limited | Turbine - OCGT | Fossil - Natural Gas Pipeline | QPS4 | 1 | 0 | 24 | 0 | 24 | 24 |  | In Service | S |  | 2055 |  | Existing less Announced Withdrawal | OCGT | 1166 |  | 2024-02-20 | 2024-03-11 18:08
SA1 | Existing Plant | Quarantine | Origin Energy Power Limited | Turbine - OCGT | Fossil - Natural Gas Pipeline | QPS5 | 1 | 0 | 128 | 0 | 128 | 128 |  | In Service | S |  | 2044 |  | Existing less Announced Withdrawal | OCGT | 1166 |  | 2024-02-20 | 2024-03-11 18:08
SA1 | Project | Quarantine | Origin Energy Power Limited | Turbine - OCGT | Fossil - Natural Gas Pipeline |  | 1 | 165 | 165 | 165 | 165 | 165 |  | Publicly Announced | S |  |  |  | Proposed | OCGT | 1166 |  | 2024-02-20 | 2024-03-11 18:08
NSW1 | Existing Plant | Queanbeyan BESS | Berrybank 2 Asset Pty Ltd as Trustee for Berrybank 2 Asset Trust | Storage - Battery | Other - Other | QBYNBG1 | 1 |  | 10 |  | 10 | 10 | 20 | In Service | S | 2022-10-01 | 2033 |  | Existing less Announced Withdrawal | Battery Storage | 1934 | N00010 | 2024-05-27 | 2024-03-22 12:32
QLD1 | Project | Queensland Renewable Park | EEW Eco Energy World Pty Ltd | Other - Other | Other - Other |  | 1 | 750 | 750 | 750 | 750 | 750 |  | Publicly Announced | TBA |  |  |  | Proposed | Other | 2566 | Q00097 | 2024-01-01
NSW1 | Project | Quorn Park Hybrid | Quorn Park Solar Farm Pty Ltd as the trustee for Quorn Park Solar Farm Trust | Solar PV - Single axis tracking | Solar - Solar | QPSF | 22 | 3.96 | 4.4 | 87.12 | 96.8 | 87.12 - 96.80 |  | Committed | SS | 2025-12-01 | 2055 |  | Committed | Solar | 1857 |  | 2024-05-27 | 2024-05-31 12:34
NSW1 | Project | Quorn Park Hybrid | Quorn Park Solar Farm Pty Ltd as the trustee for Quorn Park Solar Farm Trust | Storage - Battery | Other - Other | QPBESS | 8 | 2.93 | 3.45 | 23.44 | 27.6 | 23.44 - 27.60 | 40 | Committed | S | 2025-12-01 | 2045 |  | Committed | Battery Storage | 1857 |  | 2024-05-27 | 2024-05-31 12:34
QLD1 | Existing Plant | Racecourse Mill | Mackay Sugar Ltd | Turbine - Steam Sub Critical | Renewable Biomass or Waste - Bagasse |  | 1 | 0 | 38 | 0 | 38 | 38 |  | In Service | NS |  | 2044 |  | Existing less Announced Withdrawal | Biomass | 1305 |  | 2023-09-01 | 2023-09-28 14:38
QLD1 | Existing Plant | Racecourse Mill | Mackay Sugar Ltd | Turbine - Steam Sub Critical | Other - Other |  | 1 |  | 3.5 |  | 3.5 | 3.5 |  | In Service | NS |  |  |  | Existing less Announced Withdrawal | Gas other | 1305 |  | 2023-09-01 | 2023-09-28 14:38
QLD1 | Existing Plant | Racecourse Mill | Mackay Sugar Ltd | Turbine - Steam Sub Critical | Other - Other |  | 1 |  | 7 |  | 7 | 7 |  | In Service | NS |  |  |  | Existing less Announced Withdrawal | Gas other | 1305 |  | 2023-09-01 | 2023-09-28 14:38
QLD1 | Project | Raglan Solar Farm | EEW Eco Energy World Ltd | Solar PV - Single axis tracking | Solar - Solar |  | 1 | 300 | 300 | 300 | 300 | 300 |  | Publicly Announced | SS |  |  |  | Proposed | Solar | 1474 | Q00014 | 2024-01-01
VIC1 | Project | Rangebank BESS | Cranbourne BESS Project Co Pty Ltd | Storage - Battery | Other - Other |  | 1 |  | 200 |  | 200 | 200 | 400 | Committed | S | 2024-10-01 |  |  | Committed | Battery Storage | 2460 |  | 2024-05-27 | 2024-06-03 15:33
QLD1 | Project | Rangemore BESS | Tetris Energy | Storage - Battery | Other - Other |  | 1 | 20 | 20 | 20 | 20 | 20 | 0 | Publicly Announced | S |  |  |  | Proposed | Battery Storage | 2504 |  | 2024-01-01
QLD1 | Project | Rangemore Solar Farm | Tetris Energy | Solar PV - Fixed | Solar - Solar |  | 1 | 20 | 20 | 20 | 20 | 20 |  | Publicly Announced | SS |  |  |  | Proposed | Solar | 2503 |  | 2024-01-01
QLD1 | Project | Rangemore Wind Farm | Tetris Energy | Wind Turbine - Onshore | Other - Other |  | 1 | 184 | 184 | 184 | 184 | 184 |  | Publicly Announced | TBA |  |  |  | Proposed | Wind | 2482 | Q00068 | 2024-01-01
NSW1 | Project | Rangoon Wind Farm | Rangoon Energy Park Pty Ltd | Wind Turbine - Onshore | Wind - Wind |  | 19 | 6 | 6 | 114 | 114 | 114 |  | Publicly Announced | SS |  |  |  | Proposed | Wind | 1877 |  | 2023-09-01 | 2023-10-05 08:03
VIC1 | Project | Ravenswood BESS | FRV Services Australia | Storage - Battery | Other - Other |  | 1 |  | 20 |  | 20 | 20 | 40 | Publicly Announced | SS |  |  |  | Proposed | Battery Storage | 2686 |  | 2024-05-27 | 2024-03-06 14:33
VIC1 | Project | Ravenswood Solar Farm - FRV | FRV Services Australia | Solar PV - Fixed | Solar - Solar |  | 1 |  | 63 |  | 63 | 63 |  | Publicly Announced | SS |  |  |  | Proposed | Solar | 2687 |  | 2024-05-27 | 2024-03-06 14:35
VIC1 | Project | Red Cliffs Solar & BESS - KCI | Red Cliffs Power Pty td | Solar PV - Single axis tracking | Solar - Solar |  | 1 | 60 | 60 | 60 | 60 | 60 |  | Publicly Announced | SS | 2026-03-01 | 2051 |  | Proposed | Solar | 2347 | V00055 | 2023-05-23 | 2023-03-28 13:33
NSW1 | Project | Redbank | Verdant Earth Technologies Limited | Turbine - Steam Sub Critical | Renewable Biomass or Waste - Wood Waste | REDBANK1 | 1 | 128 | 151 | 128 | 151 | 128.00 - 151.00 |  | Publicly Announced | S |  | 2043 |  | Proposed | Biomass | 1167 |  | 2023-05-23 | 2023-03-28 14:26
SA1 | Existing Plant | Redmud Green Energy 10 | TBA | Solar PV - Fixed | Solar - Solar |  | 1 |  | 0.21 |  | 0.21 | 0.21 |  | In Service | NS |  |  |  | Existing less Announced Withdrawal | Solar | 2105
SA1 | Existing Plant | Redmud Green Energy 11 | TBA | Solar PV - Fixed | Solar - Solar |  | 1 |  | 0.21 |  | 0.21 | 0.21 |  | In Service | NS |  |  |  | Existing less Announced Withdrawal | Solar | 2106
SA1 | Existing Plant | Redmud Green Energy 12 | TBA | Solar PV - Fixed | Solar - Solar |  | 1 |  | 0.21 |  | 0.21 | 0.21 |  | In Service | NS |  |  |  | Existing less Announced Withdrawal | Solar | 2107
SA1 | Existing Plant | Redmud Green Energy 13 | TBA | Solar PV - Fixed | Solar - Solar |  | 1 |  | 0.21 |  | 0.21 | 0.21 |  | In Service | NS |  |  |  | Existing less Announced Withdrawal | Solar | 2108
SA1 | Existing Plant | Redmud Green Energy 14 | TBA | Solar PV - Fixed | Solar - Solar |  | 1 |  | 0.21 |  | 0.21 | 0.21 |  | In Service | NS |  |  |  | Existing less Announced Withdrawal | Solar | 2109
SA1 | Existing Plant | Redmud Green Energy 4 | TBA | Solar PV - Fixed | Solar - Solar |  | 1 |  | 0.6 |  | 0.6 | 0.6 |  | In Service | NS |  |  |  | Existing less Announced Withdrawal | Solar | 2110
SA1 | Existing Plant | Redmud Green Energy 5 | TBA | Solar PV - Fixed | Solar - Solar |  | 1 |  | 0.21 |  | 0.21 | 0.21 |  | In Service | NS |  |  |  | Existing less Announced Withdrawal | Solar | 2111
SA1 | Existing Plant | Redmud Green Energy 6 | TBA | Solar PV - Fixed | Solar - Solar |  | 1 |  | 0.21 |  | 0.21 | 0.21 |  | In Service | NS |  |  |  | Existing less Announced Withdrawal | Solar | 2112
SA1 | Existing Plant | Redmud Green Energy 7 | TBA | Solar PV - Fixed | Solar - Solar |  | 1 |  | 0.21 |  | 0.21 | 0.21 |  | In Service | NS |  |  |  | Existing less Announced Withdrawal | Solar | 2113
SA1 | Existing Plant | Redmud Green Energy 8 | TBA | Solar PV - Fixed | Solar - Solar |  | 1 |  | 0.21 |  | 0.21 | 0.21 |  | In Service | NS |  |  |  | Existing less Announced Withdrawal | Solar | 2114
SA1 | Existing Plant | Redmud Green Energy 9 | TBA | Solar PV - Fixed | Solar - Solar |  | 1 |  | 0.21 |  | 0.21 | 0.21 |  | In Service | NS |  |  |  | Existing less Announced Withdrawal | Solar | 2115
TAS1 | Existing Plant | Reece | Hydro-Electric Corporation | Hydro - Dam | Hydro - Water | REECE1 | 1 | 115.6 | 115.6 | 115.6 | 115.6 | 115.6 |  | In Service | S |  | 2100 |  | Existing less Announced Withdrawal | Water | 1168 |  | 2024-02-20 | 2024-03-08 09:55
TAS1 | Existing Plant | Reece | Hydro-Electric Corporation | Hydro - Dam | Hydro - Water | REECE2 | 1 | 115.6 | 115.6 | 115.6 | 115.6 | 115.6 |  | In Service | S |  | 2100 |  | Existing less Announced Withdrawal | Water | 1168 |  | 2024-02-20 | 2024-03-08 09:55
QLD1 | Existing Plant | Reedy Creek | LMS_NR | Reciprocating Engine - Spark ignition | Renewable Biomass or Waste - Landfill Gas |  | 1 |  | 0.85 |  | 0.85 | 0.85 |  | In Service | NS |  | 2042 |  | Existing less Announced Withdrawal | Biomass | 2159 |  |  | 2022-09-30 17:45
SA1 | Project | Reeves Plains OCGT - stage 1 | Alinta Energy Reeves Plains Pty Ltd | Turbine - OCGT | Fossil - Natural Gas Pipeline |  | 1 | 150 | 150 | 150 | 150 | 150 |  | Publicly Announced | S |  |  |  | Proposed | OCGT | 1522 |  | 2023-05-23 | 2024-03-19 09:47
SA1 | Project | Reeves Plains OCGT - stage 2 | Alinta Energy Reeves Plains Pty Ltd | Turbine - OCGT | Fossil - Natural Gas Pipeline |  | 1 | 150 | 150 | 150 | 150 | 150 |  | Publicly Announced | S |  |  |  | Proposed | OCGT | 1523 |  | 2023-05-23 | 2024-03-19 09:45
TAS1 | Existing Plant | Remount Power Station | LMS Energy Pty Ltd | Reciprocating Engine - Spark ignition | Renewable Biomass or Waste - Landfill Gas | REMOUNT | 1 | 0 | 1.12 | 0 | 1.12 | 1.12 |  | In Service | NS |  | 2042 |  | Existing less Announced Withdrawal | Biomass | 1169 |  | 2022-09-01 | 2022-09-30 14:26
TAS1 | Existing Plant | Repulse | Hydro-Electric Corporation | Hydro - Dam | Hydro - Water | REPULSE | 1 | 28 | 28 | 28 | 28 | 28 |  | In Service | NS |  | 2100 |  | Existing less Announced Withdrawal | Water | 1170 |  | 2022-03-01 | 2024-03-18 13:53
NSW1 | Existing Plant | Revesby Workers Club | Revesby Workers Club | Reciprocating Engine - Compression ignition | Fossil - Diesel |  | 2 | [6 empty] | In Service | NS |  |  |  | Existing less Announced Withdrawal | Other | 1296
VIC1 | Existing Plant | REWASTE WOLLERT | TBA | Reciprocating Engine - Spark ignition | Renewable Biomass or Waste - Landfill Gas |  | 1 |  | 1.06 |  | 1.06 | 1.06 |  | In Service | NS |  |  |  | Existing less Announced Withdrawal | Biomass | 2116
NSW1 | Project | Richmond Valley BESS | ARK ENERGY CORPORATION PTY LTD | Storage - Battery | Other - Other |  | 1 | 275 | 275 | 275 | 275 | 275 | 2200 | Anticipated | S | 2026-10-01 |  |  | Anticipated | Battery Storage | 2631 |  | 2024-05-27 | 2024-03-18 15:34
NSW1 | Project | Richmond Valley Solar Farm | ARK ENERGY CORPORATION PTY LTD | Solar PV - Single axis tracking | Solar - Solar |  | 1 |  | 412 |  | 412 | 412 |  | Publicly Announced | SS |  |  |  | Proposed | Solar | 2521 | N00131 | 2024-02-20 | 2024-03-18 15:34
NSW1 | Project | Ridgey Creek BESS | Ridgey Creek BESS Pty Ltd | Storage - Battery | Other - Other |  | 1 | 130 | 130 | 130 | 130 | 130 | 0 | Publicly Announced | TBA |  |  |  | Proposed | Battery Storage | 2208 | N00076 | 2023-09-01
VIC1 | Project | Rifle Butts Wind Farm | NewEn | Wind Turbine - Onshore | Wind - Wind |  | 1 |  | 40 |  | 40 | 40 |  | Publicly Announced | SS |  |  |  | Proposed | Wind | 2060 |  | 2023-09-01
NSW1 | Existing Plant | Riverina Energy Storage System 1 | Shell New Energies Australia Pty Ltd | Storage - Battery | Other - Other | RESS1G | 1 |  | 60 |  | 60 | 60 | 120 | In Service | S | 2023-02-01 | 2051 |  | Existing less Announced Withdrawal | Battery Storage | 1936 | N00021 | 2024-02-20 | 2024-03-08 14:14
NSW1 | Existing Plant | Riverina Energy Storage System 2 | RESS 2 Pty Ltd | Storage - Battery | Other - Other | RIVNBG2 | 1 |  | 65 |  | 65 | 65 | 130 | In Service | S | 2023-08-01 | 2051 |  | Existing less Announced Withdrawal | Battery Storage | 2018 | N00021 | 2024-02-20 | 2024-02-22 21:05
NSW1 | Project | Riverina Solar Farm | Riverina Solar Pty Ltd | Solar PV - Single axis tracking | Solar - Solar |  | 360 |  | 0.09 |  | 32.4 | 32.4 |  | Committed | SS | 2025-06-01 | 2047 |  | Committed | Solar | 1415 |  | 2024-05-27 | 2024-05-29 09:36
SA1 | Project | Riverland Solar Storage - Solar | Lyon Solar | Solar PV - Single axis tracking | Solar - Solar |  | 1 | 330 | 330 | 330 | 330 | 330 |  | Publicly Announced | SS |  |  |  | Proposed | Solar | 1410 |  | 2023-09-01
SA1 | Project | Riverland Solar Storage - Storage | Lyon Solar | Storage - Battery | Other - Other |  | 1 |  | 100 |  | 100 | 100 | 0 | Publicly Announced | S |  |  |  | Proposed | Battery Storage | 2053 |  | 2023-09-01
VIC1 | Project | Riverside BESS - Storage - KCI | Enervest Pty Ltd | Storage - Battery | Other - Other |  | 1 | 250 | 250 | 250 | 250 | 250 | 0 | Publicly Announced | SS |  |  |  | Proposed | Battery Storage | 2397 | V00093 | 2023-09-01 | 2023-09-27 13:24
SA1 | Existing Plant | RMGE94 | The Trustee for Dale Calderbank Investment Trust & The Trustee for Mark Yates Family Trust | Solar PV - Fixed | Solar - Solar |  | 1 | 0.05 | 0.05 | 0.05 | 0.05 | 0.05 |  | In Service | NS | 2022-09-01 | 2050 |  | Existing less Announced Withdrawal | Solar | 1548 |  | 2022-09-01 | 2022-09-20 16:02
TAS1 | Project | Robbins Island Wind Farm | ACEN Robbins Island PTY LTD | Wind Turbine - Onshore | Wind - Wind |  | 1 |  | 929 |  | 929 | 929 |  | Publicly Announced | SS |  |  |  | Proposed | Wind | 2056 | T00019 | 2023-05-23 | 2023-06-09 09:54
SA1 | Project | Robertstown Solar | Robertstown Project (Solar) Operations Pty Ltd | Solar PV - Single axis tracking | Solar - Solar |  | 127 |  | 3.94 |  | 500 | 500 |  | Publicly Announced | SS |  |  |  | Proposed | Solar | 2549 | S00038 | 2023-09-01 | 2024-03-06 14:01
SA1 | Project | Robertstown Solar | Robertstown Project (Solar) Operations Pty Ltd | Storage - Battery | Other - Other |  | 2 |  | 125 |  | 250 | 250 | 500 | Publicly Announced | S |  |  |  | Proposed | Battery Storage | 2549 | S00038 | 2023-09-01 | 2024-03-06 14:01
QLD1 | Existing Plant | Rochedale B | LMS_NR | Reciprocating Engine - Spark ignition | Renewable Biomass or Waste - Landfill Gas |  | 2 |  | 1.12 |  | 2.25 | 2.25 |  | In Service | NS |  | 2042 |  | Existing less Announced Withdrawal | Biomass | 2167 |  |  | 2022-09-30 18:56
QLD1 | Existing Plant | Rochedale B | LMS_NR | Reciprocating Engine - Spark ignition | Renewable Biomass or Waste - Landfill Gas |  | 1 |  | 1.06 |  | 1.06 | 1.06 |  | In Service | NS |  | 2042 |  | Existing less Announced Withdrawal | Biomass | 2167 |  |  | 2022-09-30 18:56
QLD1 | Existing Plant | Rochedale Renewable Energy Facility | LMS Energy Pty Ltd | Reciprocating Engine - Spark ignition | Renewable Biomass or Waste - Landfill Gas | ROCHEDAL | 4 |  | 1.12 |  | 4.49 | 4.49 |  | In Service | NS |  | 2042 |  | Existing less Announced Withdrawal | Biomass | 1171 |  | 2021-04-01 | 2022-05-04 11:57
QLD1 | Existing Plant | Rocky Point Sugar Mill Cogeneration Plant | W.H.Heck and Sons Pty Ltd | Other - Other | Renewable Biomass or Waste - Bagasse | RPCG | 1 | 30 | 30 | 30 | 30 | 30 |  | In Service | NS |  | 2073 |  | Existing less Announced Withdrawal | Biomass | 1172 |  | 2023-09-01 | 2023-10-10 09:03
NSW1 | Project | Rollsville Hybrid Facility - Battery | X-Elio Australia Pty Ltd | Storage - Battery | Other - Other |  | 1 | 110 | 110 | 110 | 110 | 110 | 0 | Publicly Announced | S |  |  |  | Proposed | Battery Storage | 2643 | N00148
NSW1 | Project | Rollsville Hybrid Facility - Solar | X-Elio Australia Pty Ltd | Solar PV - Fixed | Solar - Solar |  | 1 | 220 | 220 | 220 | 220 | 220 |  | Publicly Announced | SS |  |  |  | Proposed | Solar | 2642 | N00148
QLD1 | Existing Plant | Roma | Origin Energy Power Limited | Turbine - OCGT | Fossil - Natural Gas Pipeline | ROMA_7 | 1 |  | 40 |  | 40 | 40 |  | In Service | S |  | 2034 |  | Existing less Announced Withdrawal | OCGT | 1173 |  | 2024-02-20 | 2024-03-11 18:13
QLD1 | Existing Plant | Roma | Origin Energy Power Limited | Turbine - OCGT | Fossil - Natural Gas Pipeline | ROMA_8 | 1 |  | 40 |  | 40 | 40 |  | In Service | S |  | 2034 |  | Existing less Announced Withdrawal | OCGT | 1173 |  | 2024-02-20 | 2024-03-11 18:13
NSW1 | Project | Romani BESS | Samsung C&T Renewable Energy Australia Pty Ltd | Storage - Battery | Other - Other |  | 1 | 150 | 150 | 150 | 150 | 150 | 0 | Publicly Announced | TBA |  |  |  | Proposed | Battery Storage | 2538 | N00130 | 2023-09-01
NSW1 | Project | Romani Solar Farm | Samsung C&T Renewable Energy Australia Pty Ltd | Solar PV - Fixed | Solar - Solar |  | 1009 | 0.25 | 0.25 | 252.25 | 252.25 | 252.25 |  | Publicly Announced | TBA |  |  |  | Proposed | Solar | 2537 | N00130 | 2023-09-01
QLD1 | Existing Plant | Ross River Solar Farm | Ross River Operations Pty Ltd as the Trustee for the Ross River Operations Trust | Solar PV - Single axis tracking | Solar - Solar | RRSF1 | 64 | 2 | 2 | 128 | 128 | 128 |  | In Service | SS |  | 2043 |  | Existing less Announced Withdrawal | Solar | 1401 |  | 2024-02-20 | 2024-03-11 15:03
TAS1 | Existing Plant | Rowallan | Hydro-Electric Corporation | Hydro - Dam | Hydro - Water | ROWALLAN | 1 | 10.5 | 10.5 | 10.5 | 10.5 | 10.5 |  | In Service | NS |  | 2100 |  | Existing less Announced Withdrawal | Water | 1174 |  | 2022-03-01 | 2024-03-18 14:23
TAS1 | Project | Rowallan Pumped Hydro Option | Hydro-Electric Corporation | Storage - Pumped hydro | Hydro - Water |  | 4 |  | 187.5 |  | 750 | 750 | 12000 | Publicly Announced | S |  |  |  | Proposed | Water | 2225 | T00002 | 2023-04-01 | 2024-03-19 10:34
NSW1 | Existing Plant | Royalla Solar Farm | Royalla Asset Pty Ltd ATF Royalla Asset Trust | Solar PV - Fixed | Solar - Solar | ROYALLA1 | 20 | 1 | 1 | 20 | 20 | 20 |  | In Service | NS |  | 2045 |  | Existing less Announced Withdrawal | Solar | 1336 |  | 2022-03-01 | 2024-03-05 13:41
VIC1 | Existing Plant | Rubicon Mountain Streams | AGL Hydro Partnership | Hydro - Dam | Hydro - Water | RUBICON | 5 |  | 2.7 |  | 13.5 | 13.5 |  | In Service | NS |  |  |  | Existing less Announced Withdrawal | Water | 1175 |  | 2022-03-01 | 2024-03-14 13:39
NSW1 | Project | Ruby Hills North BESS | Walcha Energy Pty Ltd | Storage - Battery | Wind - Wind |  | 1 | 48 | 48 | 48 | 48 | 48 | 96 | Publicly Announced | S | 2027-12-01 |  |  | Proposed | Battery Storage | 2455 |  | 2023-05-23 | 2024-03-18 10:18
NSW1 | Project | Ruby Hills North Wind Farm | Origin energy | Wind Turbine - Onshore | Wind - Wind |  | 40 | 6 | 6.2 | 240 | 248 | 240.00 - 248.00 |  | Publicly Announced | SS | 2028-09-01 |  |  | Proposed | Wind | 1676 |  | 2023-05-23 | 2024-06-05 11:08
NSW1 | Project | Ruby Hills South BESS | Origin Energy Pty Ltd | Storage - Battery | Wind - Wind |  | 1 | 48 | 48 | 48 | 48 | 48 | 48 | Publicly Announced | S | 2029-12-01 |  |  | Proposed | Battery Storage | 2456 |  | 2023-05-23 | 2024-03-19 10:38
NSW1 | Project | Ruby Hills South Wind Farm | Origin Energy Pty Ltd | Wind Turbine - Onshore | Wind - Wind |  | 80 | 6 | 6.2 | 480 | 496 | 480.00 - 496.00 |  | Publicly Announced | SS | 2029-10-01 |  |  | Proposed | Wind | 2458 |  | 2023-05-23 | 2024-03-19 10:38
QLD1 | Existing Plant | Rugby Run Solar Farm | Adani Rugby Run Pty Ltd | Solar PV - Single axis tracking | Solar - Solar | RUGBYR1 | 1 | 65 | 65 | 65 | 65 | 65 |  | In Service | SS | 2020-10-01 | 2049 |  | Existing less Announced Withdrawal | Solar | 1493 |  | 2024-02-20 | 2024-03-08 15:29
QLD1 | Project | Rutherglen Battery - KCI | Red Hill Renewable Energy Pty Ltd | Storage - Battery | Other - Other |  | 1 | 400 | 400 | 400 | 400 | 400 | 0 | Publicly Announced | S |  |  |  | Proposed | Battery Storage | 2730 | Q00155
QLD1 | Project | Rutherglen Solar Farm - KCI | Red Hill Renewable Energy Pty Ltd | Solar PV - Fixed | Solar - Solar |  | 1 | 400 | 400 | 400 | 400 | 400 |  | Publicly Announced | SS |  |  |  | Proposed | Solar | 2729 | Q00155
VIC1 | Project | Ryan Corner Wind Farm | Ryan Corner Development Pty Ltd | Wind Turbine - Onshore | Wind - Wind |  | 52 | 4.2 | 4.2 | 218.4 | 218.4 | 218.4 |  | Committed | SS | 2024-08-01 |  |  | Committed | Wind | 1176 | V00019 | 2024-05-27 | 2024-06-05 16:53
NSW1 | Existing Plant | Rye Park Wind Farm | Tilt Renewables Australia Pty Ltd | Wind Turbine - Onshore | Wind - Wind | RYEPARK1 | 66 |  | 6 |  | 396 | 396 |  | In Commissioning | SS | 2024-07-01 | 2048 |  | Existing less Announced Withdrawal | Wind | 1353 | N00046 | 2024-05-27 | 2024-06-03 14:56
SA1 | Existing Plant | SA Aquatic & Leasure Centre | TBA | Solar PV - Fixed | Solar - Solar |  | 1 |  | 0.51 |  | 0.51 | 0.51 |  | In Service | NS |  |  |  | Existing less Announced Withdrawal | Solar | 2117
VIC1 | Existing Plant | SALE HOSPITAL - SOLAR | TBA | Solar PV - Fixed | Solar - Solar |  | 1 |  | 0.26 |  | 0.26 | 0.26 |  | In Service | NS |  |  |  | Existing less Announced Withdrawal | Solar | 2118
NSW1 | Project | Salisbury BESS | Origin Energy Pty Ltd | Storage - Battery | Other - Other |  | 1 | 200 | 200 | 200 | 200 | 200 | 800 | Publicly Announced | S | 2027-10-01 |  |  | Proposed | Battery Storage | 2452 |  | 2023-05-23 | 2024-03-19 10:20
NSW1 | Project | Salisbury Solar 450MW | Origin Energy Pty Ltd | Solar PV - Single axis tracking | Solar - Solar |  | 56 | 5 | 5 | 280 | 280 | 280 |  | Publicly Announced | SS | 2027-09-01 |  |  | Proposed | Solar | 1925 |  | 2024-05-27 | 2024-06-05 09:25
NSW1 | Project | Salisbury Solar 450MW | Origin Energy Pty Ltd | Solar PV - Single axis tracking | Solar - Solar |  | 34 | 5 | 5 | 170 | 170 | 170 |  | Publicly Announced | SS | 2027-09-01 |  |  | Proposed | Solar | 1925 |  | 2024-05-27 | 2024-06-05 09:25
VIC1 | Existing Plant | Salt Creek Wind Farm | Salt Creek Wind Farm Pty Ltd | Wind Turbine - Onshore | Wind - Wind | SALTCRK1 | 15 | 3.6 | 3.6 | 54 | 54 | 54 |  | In Service | SS |  | 2043 |  | Existing less Announced Withdrawal | Wind | 1244 |  | 2024-02-20 | 2024-03-15 20:32
NSW1 | Project | Sandigo Solar Farm | ESCO Pacific | Solar PV - Fixed | Solar - Solar |  | 300 | 1 | 1 | 300 | 300 | 300 |  | Publicly Announced | SS |  |  |  | Proposed | Solar | 1618 | N00023 | 2023-04-01 | 2023-03-24 16:12
NSW1 | Project | Sandy Point Hybrid - Solar | Samsung C&T Renewable Energy Australia Pty Ltd. | Solar PV - Fixed | Solar - Solar |  | 42 | 3.57 | 3.57 | 149.94 | 149.94 | 149.94 |  | Publicly Announced | SS |  |  |  | Proposed | Solar | 2770 | N00176
NSW1 | Project | Sandy Point Hybrid - Storage | Samsung C&T Renewable Energy Australia Pty Ltd. | Storage - Battery | Other - Other |  | 53 | 2.83 | 2.83 | 149.99 | 149.99 | 149.99 | 0 | Publicly Announced | S |  |  |  | Proposed | Battery Storage | 2771 | N00176
NSW1 | Project | Sapphire Solar Farm | Sapphire Solar Farm Pty Ltd | Solar PV - Single axis tracking | Solar - Solar |  | 50 |  | 3 |  | 150 | 150 |  | Publicly Announced | SS |  |  |  | Proposed | Solar | 1681 |  | 2023-05-23 | 2023-09-27 17:02
NSW1 | Existing Plant | Sapphire Wind Farm | SWF1 Operations Holdings Pty Ltd as trustee for SWF1 Hold Trust | Wind Turbine - Onshore | Wind - Wind | SAPHWF1 | 75 | 0 | 3.6 | 0 | 270 | 270 |  | In Service | SS |  | 2043 |  | Existing less Announced Withdrawal | Wind | 1270 |  | 2024-05-27 | 2024-05-22 15:16
NSW1 | Project | Sapphire Wind Farm | SWF1 Operations Holdings Pty Ltd as trustee for SWF1 Hold Trust | Storage - Battery | Other - Other |  | 1 | 0 | 30 | 0 | 30 | 30 | 38 | Anticipated | S | 2025-06-01 | 2033 |  | Anticipated | Battery Storage | 1270 |  | 2024-05-27 | 2024-05-22 15:16
VIC1 | Existing Plant | SCS Shepparton | TBA | Solar PV - Fixed | Solar - Solar |  | 1 |  | 0.3 |  | 0.3 | 0.3 |  | In Service | NS |  |  |  | Existing less Announced Withdrawal | Solar | 2119
SA1 | Existing Plant | Seacliff Mini Hydro | SA Water | Hydro - Other | Hydro - Water |  | 1 | 1.35 | 1.35 | 1.35 | 1.35 | 1.35 |  | In Service | NS |  | 2053 |  | Existing less Announced Withdrawal | Water | 1546 |  | 2022-09-01 | 2024-03-18 13:34
VIC1 | Project | Seadragon offshore wind project | Flotation Energy Pty Ltd | Wind Turbine - Offshore | Wind - Wind |  | 1 |  | 1500 |  | 1500 | 1500 |  | Publicly Announced | SS |  |  |  | Proposed | Wind | 2453 |  | 2023-04-01 | 2023-05-01 13:54
SA1 | Existing Plant | Seaford Renewable Energy Facility | LMS_NR | Reciprocating Engine - Spark ignition | Renewable Biomass or Waste - Landfill Gas |  | 3 |  | 1.06 |  | 3.18 | 3.18 |  | In Service | NS |  | 2042 |  | Existing less Announced Withdrawal | Biomass | 2165 |  |  | 2022-09-30 18:32
SA1 | Existing Plant | Seaford Renewable Energy Facility | LMS_NR | Solar PV - Fixed | Solar - Solar |  | 1 |  | 0.6 |  | 0.6 | 0.6 |  | In Service | NS |  | 2042 |  | Existing less Announced Withdrawal | Solar | 2165 |  |  | 2022-09-30 18:32
VIC1 | Project | Seaspray Off Shore Wind Farm | BayWa r.e. Australia Offshore Wind Projects 3 Pty Ltd | Wind Turbine - Offshore | Wind - Wind |  | 200 | 15 | 15 | 3000 | 3000 | 3000 |  | Publicly Announced | SS |  | 2067 |  | Proposed | Wind | 2545 | V00106 | 2023-09-01 | 2023-09-26 17:26
NSW1 | Project | Sebastopol Solar Farm | Sebastopol Asset Co Pty Ltd ATF Sebastopol Asset Trust | Solar PV - Single axis tracking | Solar - Solar | SEBSF1 | 40 | 0 | 2.25 | 0 | 90 | 90 |  | Committed | SS | 2023-01-01 | 2052 |  | Committed | Solar | 1927 |  | 2024-05-27 | 2024-02-20 14:46
VIC1 | Project | Seymour Wind Farm - KCI | Fera Australia Pty Ltd | Wind Turbine - Onshore | Wind - Wind |  | 1 | 600 | 600 | 600 | 600 | 600 |  | Publicly Announced | TBA |  |  |  | Proposed | Wind | 2348 | V00062 | 2024-01-01
VIC1 | Existing Plant | Shamic Sheetmetal | TBA | Solar PV - Fixed | Solar - Solar |  | 1 |  | 0.31 |  | 0.31 | 0.31 |  | In Service | NS |  |  |  | Existing less Announced Withdrawal | Solar | 2120
VIC1 | Existing Plant | Shepparton | LMS ENERGY Pty Ltd | Reciprocating Engine - Spark ignition | Renewable Biomass or Waste - Landfill Gas |  | 1 |  | 0.78 |  | 0.78 | 0.78 |  | In Service | NS |  | 2042 |  | Existing less Announced Withdrawal | Biomass | 1342 |  | 2022-09-01 | 2022-09-30 17:06
VIC1 | Existing Plant | Shepparton Wastewater Treatment Facility | Diamond Energy Pty Ltd | Reciprocating Engine - Spark ignition | Renewable Biomass or Waste - Biogas |  | 1 | 1.1 | 1.1 | 1.1 | 1.1 | 1.1 |  | In Service | NS |  | 2038 |  | Existing less Announced Withdrawal | Biomass | 1312 |  | 2022-03-01 | 2022-04-06 09:18
NSW1 | Existing Plant | Shoalhaven | Origin Energy Eraring Pty Ltd | Storage - Pumped hydro | Hydro - Water | SHGEN | 2 | 0 | 41 | 0 | 82 | 82 | 480 | In Service | S |  | 2069 |  | Existing less Announced Withdrawal | Water | 1177 |  | 2024-02-20 | 2024-06-05 13:42
NSW1 | Existing Plant | Shoalhaven | Origin Energy Eraring Pty Ltd | Storage - Pumped hydro | Hydro - Water | SHGEN | 2 | 0 | 82.5 | 0 | 165 | 165 | 9200 | In Service | S |  | 2069 |  | Existing less Announced Withdrawal | Water | 1177 |  | 2024-02-20 | 2024-06-05 13:42
NSW1 | Project | Shoalhaven Expansion | Origin Energy | Storage - Pumped hydro | Hydro - Water |  | 1 | 0 | 235 | 0 | 235 | 235 | 2853 | Publicly Announced | S |  |  |  | Proposed | Water | 1434 | N00104 | 2023-05-23 | 2023-09-29 15:03
NSW1 | Project | Shoalhaven Starches Cogeneration Plant | Shoalhaven Starches Pty Ltd | Turbine - Other | Fossil - Natural Gas Pipeline |  | 1 | 27 | 27 | 27 | 27 | 27 |  | Publicly Announced | NS | 2023-07-01 |  |  | Proposed | Gas other | 1951 |  | 2023-04-01 | 2023-03-27 10:51
NSW1 | Project | Shoalhaven Starches Cogeneration Plant | Shoalhaven Starches Pty Ltd | Turbine - Other | Fossil - Natural Gas Pipeline |  | 1 | 27 | 27 | 27 | 27 | 27 |  | Publicly Announced | NS | 2023-07-01 |  |  | Proposed | Gas other | 1951 |  | 2023-04-01 | 2023-03-27 10:51
NSW1 | Project | Silver City Energy Storage | A-CAES NSW PTY LTD | Storage - Other | Other - Other |  | 2 | 100 | 100 | 200 | 200 | 200 | 1600 | Anticipated | S | 2027-12-01 | 2057 |  | Anticipated | Battery Storage | 2030 | N00133 | 2024-05-27 | 2024-06-12 22:35
NSW1 | Project | Silverleaf Solar Farm - KCI | International Power (Australia) Pty Ltd | Solar PV - Fixed | Solar - Solar |  | 1 | 120 | 120 | 120 | 120 | 120 |  | Publicly Announced | SS |  |  |  | Proposed | Solar | 2723 | N00162
NSW1 | Existing Plant | Silverton Wind Farm | PARF Company 8 Pty Ltd as trustee for the Silverton Project Trust | Wind Turbine - Onshore | Wind - Wind | STWF1 | 58 |  | 3.43 |  | 198.94 | 198.94 |  | In Service | SS | 2020-12-01 | 2043 |  | Existing less Announced Withdrawal | Wind | 1178 |  | 2024-02-20 | 2024-03-08 10:56
QLD1 | Existing Plant | SIPS Staypylton Industrial Power Station | TBA | Solar PV - Fixed | Solar - Solar |  | 1 |  | 0.15 |  | 0.15 | 0.15 |  | In Service | NS |  |  |  | Existing less Announced Withdrawal | Solar | 2121
NSW1 | Project | Smithfield BESS | Iberdrola Australia Development Pty Limited | Storage - Battery | Other - Other |  | 1 |  | 65 |  | 65 | 65 | 130 | Publicly Announced | S |  |  |  | Proposed | Battery Storage | 2623 |  | 2024-05-27 | 2024-06-04 08:59
NSW1 | Existing Plant | Smithfield Energy Facility | Smithfield Power Generation Pty Ltd | Turbine - CCGT | Fossil - Natural Gas Pipeline | SITHE04 | 1 | 61.77 | 61.77 | 61.77 | 61.77 | 61.77 |  | In Service | S |  | 2044 |  | Existing less Announced Withdrawal | CCGT | 1179 |  | 2024-02-20 | 2024-03-15 10:52
NSW1 | Existing Plant | Smithfield Energy Facility | Smithfield Power Generation Pty Ltd | Turbine - OCGT | Fossil - Natural Gas Pipeline | SITHE01 | 2 | 41.74 | 41.74 | 83.48 | 83.48 | 83.48 |  | In Service | S |  | 2044 |  | Existing less Announced Withdrawal | OCGT | 1179 |  | 2024-02-20 | 2024-03-15 10:52
NSW1 | Existing Plant | Smithfield Energy Facility | Smithfield Power Generation Pty Ltd | Turbine - OCGT | Fossil - Natural Gas Pipeline | SITHE01 | 1 | 39.75 | 39.75 | 39.75 | 39.75 | 39.75 |  | In Service | S |  | 2044 |  | Existing less Announced Withdrawal | OCGT | 1179 |  | 2024-02-20 | 2024-03-15 10:52
QLD1 | Project | Smoky Creek Energy Storage System - KCI | Edify Energy Pty Ltd | Storage - Battery | Other - Other |  | 1 |  | 400 |  | 400 | 400 | 0 | Publicly Announced | S |  |  |  | Proposed | Battery Storage | 2778 | Q00171
QLD1 | Project | Smoky Creek Solar Farm | Edify Energy Pty Ltd | Solar PV - Single axis tracking | Solar - Solar |  | 1 |  | 700 |  | 700 | 700 |  | Publicly Announced | SS |  |  |  | Proposed | Solar | 1708 | Q00075 | 2023-05-23 | 2023-09-29 14:00
SA1 | Existing Plant | Snapper Point Power Station | Port Adelaide Energy Pty Ltd | Turbine - OCGT | Fossil - Diesel | SNAPPER1 | 5 |  | 30.8 |  | 154 | 154 |  | In Service | S | 2022-06-01 | 2046 |  | Existing less Announced Withdrawal | OCGT | 1532 |  | 2024-02-20 | 2024-03-15 14:38
SA1 | Project | Snowtown North Solar Farm | Tilt Renewables | Solar PV - Fixed | Solar - Solar |  | 11 | 4 | 4 | 44 | 44 | 44 | 0 | Publicly Announced | SS |  |  |  | Proposed | Solar | 1486 |  | 2023-09-01 | 2023-10-04 14:54
SA1 | Project | Snowtown North Solar Farm - BESS | Tilt Renewables | Storage - Battery | Other - Other |  | 1 | 0 | 20 | 0 | 20 | 20 | 40 | Publicly Announced | S |  |  |  | Proposed | Battery Storage | 1600 |  | 2023-09-01 | 2023-10-04 14:59
SA1 | Existing Plant | Snowtown S2 Wind Farm | Snowtown Wind Farm Stage 2 Pty Ltd | Wind Turbine - Onshore | Wind - Wind | SNOWNTH1 | 48 |  | 3 |  | 144 | 144 |  | In Service | SS |  | 2039 |  | Existing less Announced Withdrawal | Wind | 1181 |  | 2024-02-20 | 2024-03-12 15:22
SA1 | Existing Plant | Snowtown S2 Wind Farm | Snowtown Wind Farm Stage 2 Pty Ltd | Wind Turbine - Onshore | Wind - Wind | SNOWSTH1 | 42 |  | 3 |  | 126 | 126 |  | In Service | SS |  | 2039 |  | Existing less Announced Withdrawal | Wind | 1181 |  | 2024-02-20 | 2024-03-12 15:22
SA1 | Existing Plant | Snowtown Wind Farm | Snowtown Wind Farm Pty Ltd | Wind Turbine - Onshore | Wind - Wind | SNOWTWN1 | 47 |  | 2.1 |  | 98.7 | 98.7 |  | In Service | SS |  | 2033 |  | Existing less Announced Withdrawal | Wind | 1180 |  | 2024-02-20 | 2024-03-15 20:31
NSW1 | Project | Snowy 2.0. | Snowy Hydro Ltd | Storage - Pumped hydro | Hydro - Water |  | 4 |  | 367 |  | 1468 | 1468 | 233320 | Committed¹ | S | 2028-12-01 | 2129 |  | Committed | Water | 1752 |  | 2024-05-27 | 2024-06-03 17:51
NSW1 | Project | Snowy 2.0. | Snowy Hydro Ltd | Storage - Pumped hydro | Hydro - Water |  | 2 |  | 366 |  | 732 | 732 | 116660 | Committed¹ | S | 2028-12-01 | 2129 |  | Committed | Water | 1752 |  | 2024-05-27 | 2024-06-03 17:51
SA1 | Existing Plant | Snuggery | Synergen Power Pty Ltd | Turbine - OCGT | Fossil - Diesel | SNUG1 | 3 |  | 21 |  | 63 | 63 |  | In Service - Announced Withdrawal (Permanent) | S |  | 2028 | 2028-01-01 | Announced Withdrawal | OCGT | 1182 |  | 2024-02-20 | 2024-03-05 13:53
SA1 | Existing Plant | Snuggery | Synergen Power Pty Ltd | Turbine - OCGT | Fossil - Diesel | SNUGNL1 | 1 |  | 21 |  | 21 | 21 |  | In Service - Announced Withdrawal (Permanent) | NS |  | 2028 |  | Announced Withdrawal | OCGT | 1182 |  | 2024-02-20 | 2024-03-05 13:53
SA1 | Project | Solar River Solar And BESS Project | Zen Energy Retail Pty Ltd | Solar PV - Single axis tracking | Solar - Solar |  | 92 | 2.78 | 2.78 | 255.76 | 255.76 | 255.76 |  | Publicly Announced | SS |  | 2056 |  | Proposed | Solar | 2550 | S00041 | 2024-05-27 | 2024-03-15 14:22
SA1 | Project | Solar River Solar And BESS Project | Zen Energy Retail Pty Ltd | Storage - Battery | Other - Other |  | 1 | 123 | 123 | 123 | 123 | 123 | 225 | Publicly Announced | S |  |  |  | Proposed | Battery Storage | 2550 | S00041 | 2024-05-27 | 2024-03-15 14:22
QLD1 | Existing Plant | Somerset Dam | Seqwater | Solar PV - Fixed | Solar - Solar |  | 1 |  | 3.2 |  | 3.2 | 3.2 |  | In Service | NS |  |  |  | Existing less Announced Withdrawal | Solar | 2122
VIC1 | Existing Plant | Somerton | AGL Hydro partnership | Turbine - OCGT | Fossil - Natural Gas Pipeline | AGLSOM | 4 | 0 | 42.5 | 0 | 170 | 170 |  | In Service | S |  | 2033 |  | Existing less Announced Withdrawal | OCGT | 1183 |  | 2024-02-20 | 2024-03-08 10:59
NSW1 | Project | South Coree BESS | Samsung C&T Renewable Energy Australia Pty Ltd | Storage - Battery | Other - Other |  | 153 | 2.83 | 2.83 | 432.99 | 432.99 | 432.99 | 0 | Publicly Announced | S |  |  |  | Proposed | Battery Storage | 2773 | N00178
SA1 | Project | South East BESS - Storage - KCI | Equis Energy (Australia) Projects (Ngumi 8) Pty Ltd as trustee for the Equis Energy(Australia) Ngumi 8 Asset Trust | Storage - Battery | Other - Other |  | 1 | 200 | 200 | 200 | 200 | 200 | 400 | Publicly Announced | S | 2030-07-01 |  |  | Proposed | Battery Storage | 2387 | S00033 | 2023-04-01 | 2024-03-06 10:29
SA1 | Project | South Hummocks BESS | RWE Renewables Australia Pty Ltd | Storage - Battery | Other - Other |  | 1 | 80 | 80 | 80 | 80 | 80 | 320 | Publicly Announced | S |  |  |  | Proposed | Battery Storage | 2601 | S00053 | 2024-01-01 | 2024-05-13 13:28
QLD1 | Existing Plant | South Johnstone Mill | MSF Sugar | Turbine - Steam Sub Critical | Renewable Biomass or Waste - Bagasse |  | 1 |  | 9.5 |  | 9.5 | 9.5 |  | In Service | NS |  | 2040 |  | Existing less Announced Withdrawal | Biomass | 1307 |  | 2022-09-01 | 2023-03-30 14:30
QLD1 | Existing Plant | South Johnstone Mill | MSF Sugar | Turbine - Steam Sub Critical | Renewable Biomass or Waste - Bagasse |  | 1 |  | 2 |  | 2 | 2 |  | In Service | NS |  |  |  | Existing less Announced Withdrawal | Biomass | 1307 |  | 2022-09-01 | 2023-03-30 14:30
QLD1 | Existing Plant | South Johnstone Mill | MSF Sugar | Turbine - Steam Sub Critical | Renewable Biomass or Waste - Bagasse |  | 1 |  | 7.8 |  | 7.8 | 7.8 |  | In Service | NS |  |  |  | Existing less Announced Withdrawal | Biomass | 1307 |  | 2022-09-01 | 2023-03-30 14:30
QLD1 | Project | South Johnstone Mill (expansion) | MSF Sugar | Turbine - Steam Sub Critical | Renewable Biomass or Waste - Bagasse |  | 1 |  | 32 |  | 32 | 32 |  | Publicly Announced | NS |  |  |  | Proposed | Biomass | 2045 |  | 2023-04-01 | 2023-03-30 14:30
NSW1 | Existing Plant | South Keswick Solar Farm | Dubbo Solar Hub Pty Ltd | Solar PV - Single axis tracking | Solar - Solar | SKSF1 | 6 | 0 | 2.32 | 0 | 13.9 | 13.9 |  | In Service | NS |  | 2042 |  | Existing less Announced Withdrawal | Solar | 1377 |  | 2022-03-01 | 2024-03-21 11:28
NSW1 | Project | South Pacific Offshore Wind Project | South Pacific OWP Project Pty Ltd | Wind Turbine - Offshore | Wind - Wind |  | 105 | 15 | 15.25 | 1575 | 1601.25 | 1575.00 - 1601.25 |  | Publicly Announced | SS | 2033-06-01 |  |  | Proposed | Wind | 2028 | N00080 | 2023-04-01 | 2023-09-30 02:19
QLD1 | Existing Plant | Southbank Institute of Technology Unit 1 Plant | Southbank Institute of Technology | Reciprocating Engine - Compression ignition | Fossil - Diesel | STHBKTEC | 1 | 1 | 1 | 1 | 1 | 1 |  | In Service | NS |  |  |  | Existing less Announced Withdrawal | Other | 1251
VIC1 | Project | Southern Winds Offshore Wind | Southern Winds OWP Project Pty Ltd | Wind Turbine - Offshore | Wind - Wind |  | 77 | 15 | 15 | 1155 | 1155 | 1155 |  | Publicly Announced | SS | 2031-12-01 |  |  | Proposed | Wind | 2039 | V00084 | 2023-04-01 | 2023-09-30 02:39
QLD1 | Project | Specimen Hill BESS - Storage - KCI | ARK Energy Corporation Pty Ltd | Storage - Battery | Other - Other |  | 1 | 100 | 100 | 100 | 100 | 100 | 0 | Publicly Announced | S |  |  |  | Proposed | Battery Storage | 2382 | Q00059 | 2023-09-01 | 2023-10-03 14:19
QLD1 | Project | Specimen Hill Wind Farm | ARK Energy Corporation Pty Ltd | Wind Turbine - Onshore | Wind - Wind |  | 56 |  | 6 |  | 336 | 336 |  | Publicly Announced | SS |  |  |  | Proposed | Wind | 2004 | Q00067 | 2024-01-01 | 2024-01-08 13:39
NSW1 | Project | Spicers Creek Wind Farm | Squadron Energy Services Pty Ltd | Wind Turbine - Onshore | Wind - Wind |  | 117 |  | 6 |  | 702 | 702 |  | Publicly Announced | SS |  |  |  | Proposed | Wind | 2583 |  |  | 2024-03-18 09:23
VIC1 | Project | Spinifex Offshore Wind Farm | NEMMCOAlinta Energy Retail Sales Pty Ltd | Wind Turbine - Offshore | Wind - Wind |  | 1 | 1005 | 1005 | 1005 | 1005 | 1005 |  | Publicly Announced | SS |  |  |  | Proposed | Wind | 2656 | V00140
NSW1 | Project | Springdale Solar Farm | Renew Estate | Solar PV - Single axis tracking | Solar - Solar |  | 1 | 120 | 120 | 120 | 120 | 120 |  | Publicly Announced | NS |  |  |  | Proposed | Solar | 1560 |  | 2024-01-01
QLD1 | Project | Springlands Wind Farm | Ratch Australia | Wind Turbine - Onshore | Wind - Wind |  | 121 | 6.6 | 6.6 | 798.6 | 798.6 | 798.6 |  | Publicly Announced | SS |  |  |  | Proposed | Wind | 2301 | Q00038 | 2023-04-01 | 2024-03-19 11:12
VIC1 | Existing Plant | Springvale | EDL LFG Vic Pty Ltd | Reciprocating Engine - Spark ignition | Renewable Biomass or Waste - Landfill Gas |  | 4 |  | 1.05 |  | 4.2 | 4.2 |  | In Service | NS |  | 2025 |  | Existing less Announced Withdrawal | Biomass | 1184 |  | 2022-03-01 | 2022-09-30 08:42
VIC1 | Project | Springvale Energy Hub - BESS | Progress Power Pty Ltd | Storage - Battery | Other - Other |  | 1 | 400 | 400 | 400 | 400 | 400 | 0 | Publicly Announced | S |  |  |  | Proposed | Battery Storage | 2613 | V00117
QLD1 | Project | SRI/Mirabou (Braemar) BESS - KCI | Miraabou Energy Ltd | Storage - Battery | Other - Other |  | 1 | 500 | 500 | 500 | 500 | 500 | 0 | Publicly Announced | TBA |  |  |  | Proposed | Battery Storage | 2302 | Q00053 | 2023-09-01
SA1 | Project | SSE Whyalla Solar Farm | SSE Australia Pty Ltd | Solar PV - Single axis tracking | Solar - Solar |  | 180 | 0.03 | 0.03 | 5.4 | 5.4 | 5.4 | 0 | Publicly Announced | NS |  |  |  | Proposed | Solar | 1558 |  | 2022-09-01
NSW1 | Existing Plant | St George Leagues Club | St George Leagues Club Limited | Reciprocating Engine - Compression ignition | Fossil - Diesel |  | 1 | 0.8 | 1.48 | 0.8 | 1.48 | 1.48 | 0 | In Service | NS |  |  |  | Existing less Announced Withdrawal | Other | 1294 |  | 2021-04-01 | 2024-04-22 14:53
TAS1 | Existing Plant | St Patrick's College Launceston | TBA | Solar PV - Fixed | Solar - Solar |  | 1 |  | 0.27 |  | 0.27 | 0.27 |  | In Service | NS |  |  |  | Existing less Announced Withdrawal | Solar | 2123
TAS1 | Project | St Patricks Plains Wind Farm | ARK Energy Corporation Pty Ltd | Wind Turbine - Onshore | Wind - Wind |  | 47 |  | 6.2 |  | 291.4 | 291.4 |  | Publicly Announced | SS |  |  |  | Proposed | Wind | 2063 | T00015 | 2023-04-01 | 2024-03-18 15:35
QLD1 | Existing Plant | St Ursula's College Yeppoon | TBA | Solar PV - Fixed | Solar - Solar |  | 1 |  | 0.17 |  | 0.17 | 0.17 |  | In Service | NS |  |  |  | Existing less Announced Withdrawal | Solar | 2124
VIC1 | Project | Stanhope BESS Project 01 | Globird Energy Pty Ltd | Storage - Battery | Solar - Solar | SHBESS01 | 1 | 0 | 20 | 0 | 20 | 20 | 20 | Publicly Announced | S | 2026-05-01 | 2046 |  | Proposed | Battery Storage | 1970 |  | 2024-05-27 | 2024-05-17 14:45
VIC1 | Project | Stanhope BESS Project 02 | globirdenergy_NR | Solar PV - Fixed | Solar - Solar |  | 1 |  | 5 |  | 5 | 5 |  | Publicly Announced | SS | 2026-05-01 | 2046 |  | Proposed | Solar | 2581 |  | 2024-05-27 | 2024-05-17 14:48
QLD1 | Existing Plant | Stanwell | Stanwell Corporation Limited | Turbine - Steam Sub Critical | Fossil - Black Coal | STAN-1 | 1 |  | 365 |  | 365 | 365 |  | In Service | S |  | 2043 |  | Existing less Announced Withdrawal | Coal | 1185 |  | 2024-02-20 | 2024-02-22 13:15
QLD1 | Existing Plant | Stanwell | Stanwell Corporation Limited | Turbine - Steam Sub Critical | Fossil - Black Coal | STAN-2 | 1 |  | 365 |  | 365 | 365 |  | In Service | S |  | 2044 |  | Existing less Announced Withdrawal | Coal | 1185 |  | 2024-02-20 | 2024-02-22 13:15
QLD1 | Existing Plant | Stanwell | Stanwell Corporation Limited | Turbine - Steam Sub Critical | Fossil - Black Coal | STAN-3 | 1 |  | 365 |  | 365 | 365 |  | In Service | S |  | 2045 |  | Existing less Announced Withdrawal | Coal | 1185 |  | 2024-02-20 | 2024-02-22 13:15
QLD1 | Existing Plant | Stanwell | Stanwell Corporation Limited | Turbine - Steam Sub Critical | Fossil - Black Coal | STAN-4 | 1 |  | 365 |  | 365 | 365 |  | In Service | S |  | 2046 |  | Existing less Announced Withdrawal | Coal | 1185 |  | 2024-02-20 | 2024-02-22 13:15
QLD1 | Project | Stanwell BESS | Stanwell Corporation Limited | Storage - Battery | Other - Other |  | 1 |  | 300 |  | 300 | 300 | 1200 | Anticipated | S | 2027-08-01 | 2047 |  | Anticipated | Battery Storage | 1935 | Q00022 | 2024-05-27 | 2024-05-27 12:02
QLD1 | Existing Plant | Stapylton Renewable Energy Facility | LMS Energy Pty Ltd | Reciprocating Engine - Spark ignition | Renewable Biomass or Waste - Landfill Gas |  | 4 |  | 1.06 |  | 4.24 | 4.24 |  | In Service | NS |  | 2042 |  | Existing less Announced Withdrawal | Biomass | 1358 |  | 2021-04-01 | 2022-04-26 16:05
VIC1 | Project | Star of the South Wind Farm | Star of the South Wind Farm Pty Ltd as trustee for the Star of the South Trust | Wind Turbine - Offshore | Wind - Wind | SOTS1 | 147 |  | 15 |  | 2205 | 2205 |  | Publicly Announced | SS | 2032-03-01 |  |  | Proposed | Wind | 1613 | V00044 | 2023-05-23 | 2023-06-08 10:49
SA1 | Existing Plant | Starfish Hill | Ratch Australia | Wind Turbine - Onshore | Wind - Wind | STARHLWF | 22 |  | 1.5 |  | 33 | 33 |  | In Service | NS |  | 2033 |  | Existing less Announced Withdrawal | Wind | 1186 |  | 2024-02-20 | 2024-03-13 11:16
NSW1 | Existing Plant | Stockland Development Wetherill Park | TBA | Solar PV - Fixed | Solar - Solar |  | 1 |  | 0.93 |  | 0.93 | 0.93 |  | In Service | NS |  |  |  | Existing less Announced Withdrawal | Solar | 2126
VIC1 | Existing Plant | Stockyard Hill Wind Farm | Stockyard Hill Wind Farm Pty Ltd | Wind Turbine - Onshore | Wind - Wind | STOCKYD1 | 128 | 3.57 | 3.57 | 456.96 | 456.96 | 456.96 |  | In Service | SS | 2022-05-01 | 2045 |  | Existing less Announced Withdrawal | Wind | 1187 |  | 2024-02-20 | 2024-04-03 16:39
VIC1 | Existing Plant | Stockyard Hill Wind Farm | Stockyard Hill Wind Farm Pty Ltd | Wind Turbine - Onshore | Wind - Wind | STOCKYD1 | 19 | 3.4 | 3.4 | 64.6 | 64.6 | 64.6 |  | In Service | SS | 2022-05-01 | 2045 |  | Existing less Announced Withdrawal | Wind | 1187 |  | 2024-02-20 | 2024-04-03 16:39
VIC1 | Existing Plant | Stockyard Hill Wind Farm | Stockyard Hill Wind Farm Pty Ltd | Wind Turbine - Onshore | Wind - Wind | STOCKYD1 | 2 | 3 | 3 | 6 | 6 | 6 |  | In Service | SS | 2022-05-01 | 2045 |  | Existing less Announced Withdrawal | Wind | 1187 |  | 2024-02-20 | 2024-04-03 16:39
VIC1 | Project | Stonehaven Gas Turbines - KCI | APA Power Holdings Pty Ltd | Turbine - OCGT | Other - Other |  | 1 | 220 | 220 | 220 | 220 | 220 |  | Publicly Announced | TBA |  |  |  | Proposed | OCGT | 2349 | V00029 | 2024-01-01
NSW1 | Project | Stoney Creek BESS | Enervest Pty Ltd | Storage - Battery | Other - Other |  | 65 | 4 | 4 | 260 | 260 | 260 | 0 | Publicly Announced | SS |  |  |  | Proposed | Battery Storage | 2474 | N00108 | 2023-09-01 | 2023-09-27 13:25
QLD1 | Project | Stony Creek Wind Farm | Greenleaf Renewable | Wind Turbine - Onshore | Wind - Wind |  | 1 | 400 | 400 | 400 | 400 | 400 |  | Publicly Announced | TBA |  |  |  | Proposed | Wind | 2492 | Q00098 | 2024-01-01
NSW1 | Project | Stubbo BESS | ACEN AUSTRALIA | Storage - Battery | Other - Other |  | 1 | 200 | 200 | 200 | 200 | 200 | 0 | Publicly Announced | TBA |  |  |  | Proposed | Battery Storage | 2774 | N00181
NSW1 | Project | Stubbo Solar Farm | ACEN AUSTRALIA | Solar PV - Single axis tracking | Solar - Solar |  | 2 | 200 | 200 | 400 | 400 | 400 |  | Committed | SS | 2024-08-01 | 2073 |  | Committed | Solar | 1894 | N00017 | 2024-05-27 | 2024-06-06 16:08
SA1 | Project | Summerfield BESS | CI Summerfield BESS Pty Ltd (ACN 656 223 773) as trustee for the CI Summerfield BESS Trust | Storage - Battery | Other - Other |  | 2 |  | 120 |  | 240 | 240 | 480 | Publicly Announced | S | 2025-12-01 |  |  | Proposed | Battery Storage | 2584 | S00022 |  | 2023-10-09 10:47
NSW1 | Existing Plant | Summerhill | LMS Energy Pty Ltd | Reciprocating Engine - Spark ignition | Renewable Biomass or Waste - Landfill Gas |  | 2 | 1.12 | 1.12 | 2.25 | 2.25 | 2.25 |  | In Service | NS |  | 2042 |  | Existing less Announced Withdrawal | Biomass | 1189 |  | 2022-09-01 | 2022-09-30 15:54
NSW1 | Project | Summerhill Solar Farm | Newcastle Council | Solar PV - Fixed | Solar - Solar |  | 1 | 5 | 5 | 5 | 5 | 5 |  | Publicly Announced | NS |  |  |  | Proposed | Solar | 1651 |  | 2022-09-01
NSW1 | Project | Summerville Solar Farm | ESCO Solar Farm 5 Pty Ltd | Solar PV - Fixed | Solar - Solar |  | 1 | 4.2 | 90 | 4.2 | 90 | 4.20 - 90.00 |  | Publicly Announced | SS |  |  |  | Proposed | Solar | 1989 | N00064 | 2023-05-23 | 2024-06-05 11:43
QLD1 | Existing Plant | Sun Metals Corporation Solar Farm | Sun Metals Corporation Pty Ltd | Solar PV - Fixed | Solar - Solar | SMCSF1 | 52 |  | 2.75 |  | 143 | 143 |  | In Service | SS |  | 2042 |  | Existing less Announced Withdrawal | Solar | 1437 |  | 2024-02-20 | 2024-03-07 08:50
NSW1 | Project | Sundown SF(Canadian Solar) | Canadian Solar | Solar PV - Fixed | Solar - Solar |  | 1 | 360 | 360 | 360 | 360 | 360 |  | Publicly Announced | TBA |  |  |  | Proposed | Solar | 2187 | N00048 | 2024-01-01
NSW1 | Project | Sundown Solar Farm | CWP Renewables Pty Ltd | Solar PV - Fixed | Solar - Solar |  | 600 | 1 | 1 | 600 | 600 | 600 |  | Publicly Announced | SS |  |  |  | Proposed | Solar | 1616 |  | 2024-01-01 | 2022-07-13 14:00
NSW1 | Existing Plant | Sunraysia Solar Farm | Sunraysia Solar Project Pty Ltd | Solar PV - Single axis tracking | Solar - Solar | SUNRSF1 | 104 |  | 2.2 |  | 228.8 | 228.8 |  | In Service | SS | 2021-12-01 | 2049 |  | Existing less Announced Withdrawal | Solar | 1447 |  | 2024-02-20 | 2024-06-05 13:26
QLD1 | Existing Plant | Sunshine Coast Solar Farm | Sunshine Coast Regional Council | Solar PV - Fixed | Solar - Solar |  | 1 |  | 15 |  | 15 | 15 |  | In Service | NS |  |  |  | Existing less Announced Withdrawal | Solar | 1512 |  | 2021-04-01 | 2022-09-28 11:00
QLD1 | Project | Sunshine Energy Solar Farm | Sunshine Energy | Solar PV - Single axis tracking | Solar - Solar |  | 1 |  | 1500 |  | 1500 | 1500 |  | Publicly Announced | TBA |  |  |  | Proposed | Solar | 1703 |  | 2023-09-01
QLD1 | Project | Sunshine State Solar Farm and BESS | ESCO Pacific | Solar PV - Fixed | Solar - Solar |  | 1 | 110 | 110 | 110 | 110 | 110 |  | Publicly Announced | SS |  |  |  | Proposed | Solar | 1442 |  | 2023-04-01 | 2023-03-24 16:23
QLD1 | Project | Sunshine State Solar Farm and BESS (Rollingstone) | Rollingstone Solar Farm Pty Ltd | Solar PV - Fixed | Solar - Solar |  | 1 | 500 | 500 | 500 | 500 | 500 |  | Publicly Announced | TBA |  |  |  | Proposed | Solar | 2557 | Q00113 | 2023-09-01
NSW1 | Existing Plant | Suntop Solar Farm | Suntop SF Pty Ltd As Trustee For The Suntop Asset | Solar PV - Single axis tracking | Solar - Solar | SUNTPSF1 | 1 | 0 | 150 | 0 | 150 | 150 |  | In Service | SS | 2021-12-01 | 2056 |  | Existing less Announced Withdrawal | Solar | 1586 |  | 2024-02-20 | 2024-05-03 01:12
QLD1 | Project | Supernode Project | Quinbrook Asset Management as Trustee for The Australian Clean Power Trust 2A | Storage - Battery | Solar - Solar |  | 1 | 250 | 250 | 250 | 250 | 250 | 500 | Publicly Announced | S |  |  |  | Proposed | Battery Storage | 2431 |  | 2023-05-23 | 2023-06-02 14:17
QLD1 | Project | Supernode Project | Quinbrook Asset Management as Trustee for The Australian Clean Power Trust 2A | Storage - Battery | Solar - Solar |  | 1 | 250 | 250 | 250 | 250 | 250 | 500 | Publicly Announced | S |  |  |  | Proposed | Battery Storage | 2431 |  | 2023-05-23 | 2023-06-02 14:17
QLD1 | Project | Supernode Project | Quinbrook Asset Management as Trustee for The Australian Clean Power Trust 2A | Storage - Battery | Solar - Solar |  | 1 | 250 | 250 | 250 | 250 | 250 | 500 | Publicly Announced | S |  |  |  | Proposed | Battery Storage | 2431 |  | 2023-05-23 | 2023-06-02 14:17
QLD1 | Existing Plant | Susan River Solar Farm | Susan River Solar Pty Ltd as trustee for the Susan River Solar Trust | Solar PV - Single axis tracking | Solar - Solar | SRSF1 | 49 | 1.74 | 1.74 | 85.26 | 85.26 | 85.26 |  | In Service | SS | 2019-12-01 | 2049 |  | Existing less Announced Withdrawal | Solar | 1444 |  | 2024-02-20 | 2024-03-07 10:28
VIC1 | Existing Plant | Swan Hill Solar Farm 1 Unit 1 | Solar Powerstations Victoria Pty Ltd | Solar PV - Single axis tracking | Solar - Solar |  | 1 |  | 7.2 |  | 7.2 | 7.2 |  | In Service | NS |  | 2048 |  | Existing less Announced Withdrawal | Solar | 1583 |  | 2022-09-01 | 2024-03-18 14:57
VIC1 | Existing Plant | Swan Hill Solar Farm 2 Unit 1 | Solar Powerstations Victoria Pty Ltd | Solar PV - Single axis tracking | Solar - Solar |  | 1 |  | 7.2 |  | 7.2 | 7.2 |  | In Service | NS |  | 2043 |  | Existing less Announced Withdrawal | Solar | 1611 |  | 2022-09-01 | 2024-03-18 15:03
QLD1 | Project | Swanbank BESS | CleanCo QLD Limited | Storage - Battery | Other - Other |  | 1 | 250 | 250 | 250 | 250 | 250 | 500 | Anticipated | S | 2026-01-01 | 2045 |  | Anticipated | Battery Storage | 2407 | Q00065 | 2024-05-27 | 2024-06-05 10:37
QLD1 | Existing Plant | Swanbank E GT | CleanCo Queensland Limited | Turbine - CCGT | Fossil - Coal Seam Methane | SWAN_E | 1 |  | 385 |  | 385 | 385 |  | In Service | S |  | 2036 |  | Existing less Announced Withdrawal | CCGT | 1190 |  | 2024-02-20 | 2024-03-14 14:05
QLD1 | Existing Plant | Swanbank JV | LMS ENERGY Pty Ltd | Reciprocating Engine - Spark ignition | Renewable Biomass or Waste - Landfill Gas |  | 1 |  | 0.39 |  | 0.39 | 0.39 |  | In Service | NS |  | 2042 |  | Existing less Announced Withdrawal | Biomass | 1344 |  | 2022-09-01 | 2022-09-30 17:13
QLD1 | Existing Plant | Swanbank JV | LMS ENERGY Pty Ltd | Reciprocating Engine - Spark ignition | Renewable Biomass or Waste - Landfill Gas |  | 1 |  | 1.12 |  | 1.12 | 1.12 |  | In Service | NS |  | 2042 |  | Existing less Announced Withdrawal | Biomass | 1344 |  | 2022-09-01 | 2022-09-30 17:13
VIC1 | Existing Plant | Symex | Symex Holding Ltd | Turbine - OCGT | Fossil - Natural Gas Pipeline |  | 1 | [6 empty] | In Service | NS |  |  |  | Existing less Announced Withdrawal | OCGT | 1191
QLD1 | Existing Plant | Tableland Mill | MSF Sugar | Turbine - Steam Sub Critical | Other - Other |  | 1 | 0 | 24 | 0 | 24 | 24 |  | In Service | NS |  | 2040 |  | Existing less Announced Withdrawal | Gas other | 1298 |  | 2022-06-01 | 2023-03-30 14:29
NSW1 | Project | Tabulam BESS | Elgin Energy Pty Ltd | Storage - Battery | Other - Other |  | 30 | 4 | 4 | 120 | 120 | 120 | 0 | Publicly Announced | TBA |  |  |  | Proposed | Battery Storage | 2480 | N00117 | 2024-01-01
NSW1 | Project | Tabulam Solar Farm | Elgin Energy Pty Ltd | Solar PV - Fixed | Solar - Solar |  | 30 | 4.2 | 4.2 | 126 | 126 | 126 |  | Publicly Announced | TBA |  |  |  | Proposed | Solar | 2479 | N00117 | 2024-01-01
NSW1 | Existing Plant | Tahmoor | EDL TT Pty Ltd | Reciprocating Engine - Spark ignition | Fossil - Waste Coal Mine Gas | TAHMOOR | 7 |  | 1.07 |  | 7.46 | 7.46 |  | In Service | NS |  | 2035 |  | Existing less Announced Withdrawal | Gas other | 1361 |  | 2022-03-01 | 2022-09-30 08:53
SA1 | Existing Plant | Tailem Bend - Solar | Vena Energy | Solar PV - Fixed | Solar - Solar | TBSF1 | 1 | 108 | 108 | 108 | 108 | 108 |  | In Service | SS | 2019-04-01 | 2049 |  | Existing less Announced Withdrawal | Solar | 1397 |  | 2024-02-20 | 2024-03-12 09:42
SA1 | Existing Plant | Tailem Bend Battery Project | Vena Energy | Storage - Battery | Other - Other | TB2BG1 | 1 |  | 41.5 |  | 41.5 | 41.5 | 84 | In Service | S | 2024-01-01 | 2048 |  | Existing less Announced Withdrawal | Battery Storage | 1735 | S00023 | 2024-05-27 | 2024-06-04 11:12
SA1 | Existing Plant | Tailem Bend Stage 2 Solar Project | Vena Energy | Solar PV - Single axis tracking | Solar - Solar | TB2SF1 | 1 |  | 105 |  | 105 | 105 |  | In Commissioning | SS | 2023-09-01 | 2053 |  | Existing less Announced Withdrawal | Solar | 1575 |  | 2024-05-27 | 2024-06-04 11:11
SA1 | Project | Tailem Bend Stage 3 | TBSOL | Storage - Battery | Other - Other |  | 1 |  | 204 |  | 204 | 204 | 408 | Publicly Announced | S |  |  |  | Proposed | Battery Storage | 2436 |  | 2023-05-23 | 2024-03-19 10:54
NSW1 | Existing Plant | Tallawarra | EnergyAustralia Tallawarra Pty Ltd | Turbine - CCGT | Fossil - Natural Gas Pipeline | TALWA1 | 1 |  | 440 |  | 440 | 440 |  | In Service | S |  | 2043 |  | Existing less Announced Withdrawal | CCGT | 1192 |  | 2024-02-20 | 2024-06-05 14:49
NSW1 | Existing Plant | Tallawarra B | EnergyAustralia Tallawarra Pty Ltd | Turbine - OCGT | Fossil - Natural Gas Pipeline | TALWB1 | 1 | 320 | 320 | 320 | 320 | 320 |  | In Service | S | 2024-06-01 | 2053 |  | Existing less Announced Withdrawal | OCGT | 1193 |  | 2024-05-27 | 2024-06-27 08:50
TAS1 | Existing Plant | Tamar Valley Combined Cycle | AETV Pty Ltd | Turbine - CCGT | Fossil - Natural Gas Pipeline | TVCC201 | 1 |  | 140 |  | 140 | 140 |  | In Service | S |  | 2050 |  | Existing less Announced Withdrawal | CCGT | 1194 |  | 2024-02-20 | 2024-03-08 08:42
TAS1 | Existing Plant | Tamar Valley Combined Cycle | AETV Pty Ltd | Turbine - CCGT | Fossil - Natural Gas Pipeline | TVCC201 | 1 |  | 68 |  | 68 | 68 |  | In Service | S |  | 2050 |  | Existing less Announced Withdrawal | CCGT | 1194 |  | 2024-02-20 | 2024-03-08 08:42
TAS1 | Existing Plant | Tamar Valley Peaking | AETV Pty Ltd | Turbine - OCGT | Fossil - Natural Gas Pipeline | TVPP104 | 1 | 58 | 58 | 58 | 58 | 58 |  | In Service | S |  | 2050 |  | Existing less Announced Withdrawal | OCGT | 1195 |  | 2024-02-20 | 2024-03-11 11:27
NSW1 | Project | Tamworth BESS - Valent | VALENT ENERGY DEVELOPMENTS PTY LTD | Storage - Battery | Other - Other |  | 1 |  | 200 |  | 200 | 200 | 400 | Anticipated | S | 2026-11-01 |  |  | Anticipated | Battery Storage | 2517 |  | 2024-05-27 | 2024-03-13 14:02
NSW1 | Project | Tamworth Solar Farm | Tamworth Solar Farm Pty Ltd | Solar PV - Single axis tracking | Solar - Solar |  | 1 | 0 | 65 | 0 | 65 | 65 |  | Anticipated | SS | 2026-04-01 | 2053 |  | Anticipated | Solar | 1881 | N00016 | 2024-05-27 | 2024-05-14 17:40
QLD1 | Project | Tangkam BESS - KCI | Atria Energy Ltd | Storage - Battery | Other - Other |  | 1 | 100 | 100 | 100 | 100 | 100 | 0 | Publicly Announced | TBA |  |  |  | Proposed | Battery Storage | 2303 | Q00054 | 2023-09-01
QLD1 | Project | Tara Wind Farm - KCI | Tara Wind Farm Pty Ltd | Wind Turbine - Onshore | Wind - Wind |  | 1 |  | 1800 |  | 1800 | 1800 |  | Publicly Announced | S |  |  |  | Proposed | Wind | 2779 | Q00173
NSW1 | Existing Plant | Taralga Wind Farm | Energy Pacific Vic Pty Ltd | Wind Turbine - Onshore | Wind - Wind | TARALGA1 | 21 |  | 1.8 |  | 37.8 | 37.8 |  | In Service | SS |  | 2040 |  | Existing less Announced Withdrawal | Wind | 1196 |  | 2024-02-20 | 2024-04-17 14:49
NSW1 | Existing Plant | Taralga Wind Farm | Energy Pacific Vic Pty Ltd | Wind Turbine - Onshore | Wind - Wind | TARALGA1 | 21 |  | 2 |  | 42 | 42 |  | In Service | SS |  | 2040 |  | Existing less Announced Withdrawal | Wind | 1196 |  | 2024-02-20 | 2024-04-17 14:49
NSW1 | Existing Plant | Taralga Wind Farm | Energy Pacific Vic Pty Ltd | Wind Turbine - Onshore | Wind - Wind | TARALGA1 | 9 |  | 3 |  | 27 | 27 |  | In Service | SS |  | 2040 |  | Existing less Announced Withdrawal | Wind | 1196 |  | 2024-02-20 | 2024-04-17 14:49
QLD1 | Existing Plant | Tarong | Stanwell Corporation Limited | Turbine - Steam Sub Critical | Fossil - Black Coal | TARONG#1 | 1 |  | 350 |  | 350 | 350 |  | In Service | S |  | 2036 |  | Existing less Announced Withdrawal | Coal | 1197 |  | 2024-02-20 | 2024-06-05 12:02
QLD1 | Existing Plant | Tarong | Stanwell Corporation Limited | Turbine - Steam Sub Critical | Fossil - Black Coal | TARONG#2 | 1 |  | 350 |  | 350 | 350 |  | In Service | S |  | 2036 |  | Existing less Announced Withdrawal | Coal | 1197 |  | 2024-02-20 | 2024-06-05 12:02
QLD1 | Existing Plant | Tarong | Stanwell Corporation Limited | Turbine - Steam Sub Critical | Fossil - Black Coal | TARONG#3 | 1 |  | 350 |  | 350 | 350 |  | In Service | S |  | 2037 |  | Existing less Announced Withdrawal | Coal | 1197 |  | 2024-02-20 | 2024-06-05 12:02
QLD1 | Existing Plant | Tarong | Stanwell Corporation Limited | Turbine - Steam Sub Critical | Fossil - Black Coal | TARONG#4 | 1 |  | 350 |  | 350 | 350 |  | In Service | S |  | 2037 |  | Existing less Announced Withdrawal | Coal | 1197 |  | 2024-02-20 | 2024-06-05 12:02
QLD1 | Project | Tarong BESS - Stanwell | Stanwell Corporation Limited | Storage - Battery | Other - Other |  | 1 |  | 300 |  | 300 | 300 | 600 | Committed* | S | 2024-09-01 | 2045 |  | Committed | Battery Storage | 2434 |  | 2024-05-27 | 2024-05-27 13:24
QLD1 | Existing Plant | Tarong GT | Stanwell Corporation Limited | Turbine - OCGT | Fossil - Fuel Oil |  | 1 | 15 | 15 | 15 | 15 | 15 |  | In Service | NS |  | 2037 |  | Existing less Announced Withdrawal | OCGT | 1198 |  | 2022-03-01 | 2024-02-20 10:12
QLD1 | Existing Plant | Tarong North | Stanwell Corporation Limited | Turbine - Steam Super Critical | Fossil - Black Coal | TNPS1 | 1 | 450 | 450 | 450 | 450 | 450 |  | In Service | S |  | 2037 |  | Existing less Announced Withdrawal | Coal | 1199 |  | 2024-02-20 | 2024-02-23 11:13
QLD1 | Project | Tarong West Wind Farm (Ironleaf) | RES Australia Pty Ltd | Wind Turbine - Onshore | Wind - Wind |  | 97 |  | 4.5 |  | 436.5 | 436.5 |  | Publicly Announced | SS |  |  |  | Proposed | Wind | 2252 | Q00009 | 2023-09-01 | 2023-09-26 15:44
NSW1 | Existing Plant | Taronga Western Plains Zoo | TBA | Solar PV - Fixed | Solar - Solar |  | 1 |  | 1 |  | 1 | 1 |  | In Service | NS |  |  |  | Existing less Announced Withdrawal | Solar | 2127
TAS1 | Existing Plant | Tarraleah | Hydro-Electric Corporation | Hydro - Dam | Hydro - Water | TARRALEA | 6 | 15 | 15 | 90 | 90 | 90 |  | In Service | S |  | 2100 |  | Existing less Announced Withdrawal | Water | 1200 |  | 2024-02-20 | 2024-03-11 13:21
TAS1 | Project | Tarraleah Redevelopment | HYDROTAS | Hydro - Dam | Hydro - Water |  | 2 |  | 100 |  | 200 | 200 |  | Publicly Announced | S |  |  |  | Proposed | Water | 2014 | T00018 | 2023-05-23 | 2024-03-19 10:10
VIC1 | Project | Tarrone BESS - Storage - KCI | Global Power Generation Australia Pty Ltd | Storage - Battery | Other - Other |  | 1 | 200 | 200 | 200 | 200 | 200 | 400 | Publicly Announced | S |  |  |  | Proposed | Battery Storage | 2394 | V00088 | 2023-09-01 | 2023-09-28 13:18
VIC1 | Project | Tarrone GT | AGL Energy Limited | Turbine - OCGT | Fossil - Natural Gas Pipeline |  | 1 | 500 | 600 | 500 | 600 | 500.00 - 600.00 |  | Publicly Announced | S |  |  |  | Proposed | OCGT | 1201 |  | 2023-05-23 | 2024-03-18 15:42
SA1 | Existing Plant | Tatiara Meats | Vibe Energy Pty Ltd | Reciprocating Engine - Compression ignition | Fossil - Diesel | TATIARA1 | 1 | 0.5 | 0.5 | 0.5 | 0.5 | 0.5 |  | In Service | NS |  |  |  | Existing less Announced Withdrawal | Other | 1295 |  | 2022-03-01 | 2024-04-22 14:54
VIC1 | Existing Plant | Tatura Biomass Generator | Diamond Energy Pty Ltd | Reciprocating Engine - Spark ignition | Renewable Biomass or Waste - Biogas |  | 1 | 1.1 | 1.1 | 1.1 | 1.1 | 1.1 |  | In Service | NS |  | 2038 |  | Existing less Announced Withdrawal | Biomass | 1313 |  | 2022-03-01 | 2022-04-06 09:20
NSW1 | Project | Tchelery Wind Farm | Neoen Australia Pty Ltd | Wind Turbine - Onshore | Wind - Wind |  | 74 | 8.11 | 8.11 | 599.99 | 599.99 | 599.99 |  | Publicly Announced | SS | 2030-06-01 |  |  | Proposed | Wind | 2719 |  |  | 2024-04-09 13:40
QLD1 | Project | Teebar Creek Battery Storage - KCI | Atmos Renewables | Storage - Battery | Other - Other |  | 1 | 400 | 400 | 400 | 400 | 400 | 0 | Publicly Announced | S |  |  |  | Proposed | Battery Storage | 2731 | Q00156
SA1 | Project | Templers B BESS | BORAL | Storage - Battery | Other - Other |  | 1 | 200 | 200 | 200 | 200 | 200 | 400 | Publicly Announced | S |  |  |  | Proposed | Battery Storage | 2313 | S00056 |  | 2024-06-04 13:27
SA1 | Project | Templers BESS | ZEN Energy Future Pty Ltd | Storage - Battery | Other - Other |  | 1 | 111 | 111 | 111 | 111 | 111 | 291 | Committed | S | 2025-08-01 | 2049 |  | Committed | Battery Storage | 1911 | S00017 | 2024-05-27 | 2024-03-15 14:42
NSW1 | Project | Tenterfield Solar Farm | Enerparc Australia Pty Ltd | Solar PV - Fixed | Solar - Solar |  | 7 | 4.2 | 4.2 | 29.4 | 29.4 | 29.4 |  | Publicly Announced | NS | 2026-02-01 | 2055 |  | Proposed | Solar | 1714 | N00027 | 2022-06-01 | 2024-03-19 13:25
VIC1 | Project | Terang BESS | frv_NR | Storage - Battery | Other - Other | TRGBESS | 38 | 2.63 | 3.8 | 99.94 | 144.4 | 99.94 - 144.40 | 200 | Anticipated | S | 2026-06-01 |  |  | Anticipated | Battery Storage | 2168 |  | 2024-05-27 | 2024-06-06 10:23
SA1 | Existing Plant | Terminal Storage Mini Hydro | South Australian Water Corporation | Hydro - Other | Hydro - Water | TERMSTOR | 1 | 1.86 | 1.86 | 1.86 | 1.86 | 1.86 |  | In Service | NS |  | 2043 |  | Existing less Announced Withdrawal | Water | 1204 |  | 2022-09-01 | 2024-03-18 13:31
NSW1 | Project | Territory Battery | Neoen Australia Pty Ltd | Storage - Battery | Other - Other |  | 1 | 0.5 | 200 | 0.5 | 200 | 0.50 - 200.00 | 400 | Publicly Announced | S |  |  |  | Proposed | Battery Storage | 2215 | N00086 | 2023-05-23 | 2024-03-06 11:36
QLD1 | Project | The Central BESS - KCI | ACEnergy Pty Ltd | Storage - Battery | Other - Other |  | 1 | 500 | 500 | 500 | 500 | 500 | 0 | Publicly Announced | S |  |  |  | Proposed | Battery Storage | 2732 | Q00157
NSW1 | Existing Plant | The Drop | Pacific Hydro Investments Pty Ltd | Hydro - Run of River | Hydro - Water | THEDROP1 | 1 | 2.5 | 2.5 | 2.5 | 2.5 | 2.5 | 0 | In Service | NS |  |  |  | Existing less Announced Withdrawal | Water | 1205 |  | 2022-09-01 | 2024-03-18 14:19
SA1 | Project | The Solar River Project - Stage 1 | The Solar River Project Pty Ltd | Solar PV - Fixed | Solar - Solar |  | 1 |  | 200 |  | 200 | 200 |  | Publicly Announced | SS |  |  |  | Proposed | Solar | 2054 |  | 2023-09-01
SA1 | Project | The Solar River Project - Stage 2 | The Solar River Project Pty Ltd | Solar PV - Fixed | Solar - Solar |  | 1 |  | 200 |  | 200 | 200 |  | Publicly Announced | SS |  |  |  | Proposed | Solar | 2055 |  | 2023-09-01
QLD1 | Project | Theodore Solar Farm | juwi Renewable Energy Pty Ltd | Solar PV - Single axis tracking | Solar - Solar |  | 28 | 2.5 | 2.5 | 70 | 70 | 70 |  | Publicly Announced | SS |  |  |  | Proposed | Solar | 1704 |  | 2023-05-23 | 2023-03-22 13:24
QLD1 | Project | Theodore Wind Farm | RWE Renewables Australia | Wind Turbine - Onshore | Wind - Wind |  | 1 | 1152 | 1152 | 1152 | 1152 | 1152 |  | Publicly Announced | SS |  |  |  | Proposed | Wind | 2603 | Q00128 | 2024-01-01 | 2024-05-13 11:52
VIC1 | Project | Thomastown BESS | Ausnet Transmission Group Pty Ltd | Storage - Battery | Other - Other |  | 1 | 300 | 300 | 300 | 300 | 300 | 600 | Publicly Announced | S | 2027-06-01 |  |  | Proposed | Battery Storage | 2350 | V00078 | 2023-09-01 | 2023-09-25 14:12
NSW1 | Project | Thunderbolt Wind Farm | Neoen Australia Pty Ltd | Wind Turbine - Onshore | Wind - Wind |  | 1 | 5 | 192 | 5 | 192 | 5.00 - 192.00 |  | Publicly Announced | SS |  |  |  | Proposed | Wind | 2201 |  | 2023-04-01 | 2024-03-06 11:33
QLD1 | Existing Plant | Ti Tree Bioenergy | Ti Tree Bioenergy | Reciprocating Engine - Compression ignition | Renewable Biomass or Waste - Landfill Gas | TITREE | 3 |  | 1.1 |  | 3.3 | 3.3 |  | In Service | NS |  | 2072 |  | Existing less Announced Withdrawal | Biomass | 1321 |  | 2022-09-01 | 2022-10-17 15:04
QLD1 | Project | Ticoba BESS | European Energy Australia P/L | Storage - Battery | Other - Other |  | 1 | 550 | 550 | 550 | 550 | 550 | 0 | Publicly Announced | S |  |  |  | Proposed | Battery Storage | 2675 | Q00142
QLD1 | Project | Ticoba Solar Farm | European Energy Australia P/L | Solar PV - Fixed | Solar - Solar |  | 1 | 550 | 550 | 550 | 550 | 550 |  | Publicly Announced | SS |  |  |  | Proposed | Solar | 2674 | Q00142
QLD1 | Project | Tieri BESS | FRV Service Australia Pty Ltd | Storage - Battery | Other - Other | TieriBESS1 | 24 |  | 4.3 |  | 103.2 | 103.2 | 200 | Publicly Announced | S |  |  |  | Proposed | Battery Storage | 1539 | Q00129 | 2024-05-27 | 2024-06-05 12:29
NSW1 | Project | Tilbuster Solar Farm | Enerparc Australia Pty Ltd | Solar PV - Fixed | Solar - Solar |  | 152 |  | 1.64 |  | 248.82 | 248.82 |  | Committed | SS | 2026-03-01 | 2055 |  | Committed | Solar | 1683 | N00015 | 2024-05-27 | 2024-05-13 11:02
VIC1 | Existing Plant | Timboon West Wind Farm | Timboon West Wind Farm Pty Ltd | Wind Turbine - Onshore | Wind - Wind | TIMWEST | 2 | 3.6 | 3.6 | 7.2 | 7.2 | 7.2 |  | In Service | NS | 2018-12-01 | 2048 |  | Existing less Announced Withdrawal | Wind | 1494 |  | 2022-09-01 | 2022-09-29 23:57
QLD1 | Existing Plant | Todae Solar - DHP 1MW | TBA | Solar PV - Fixed | Solar - Solar |  | 1 |  | 0.95 |  | 0.95 | 0.95 |  | In Service | NS |  |  |  | Existing less Announced Withdrawal | Solar | 2128
VIC1 | Existing Plant | Todae Solar – La Trobe University Bendigo | TBA | Solar PV - Fixed | Solar - Solar |  | 1 |  | 0.35 |  | 0.35 | 0.35 |  | In Service | NS |  |  |  | Existing less Announced Withdrawal | Solar | 2129
VIC1 | Existing Plant | Todae Solar – La Trobe University Wodonga | TBA | Solar PV - Fixed | Solar - Solar |  | 1 |  | 0.22 |  | 0.22 | 0.22 |  | In Service | NS |  |  |  | Existing less Announced Withdrawal | Solar | 2130
VIC1 | Existing Plant | Todae Solar - Nillumbik | TBA | Solar PV - Fixed | Solar - Solar |  | 1 |  | 0.13 |  | 0.13 | 0.13 |  | In Service | NS |  |  |  | Existing less Announced Withdrawal | Solar | 2131
NSW1 | Existing Plant | Todae Solar CSU | TBA | Solar PV - Fixed | Solar - Solar |  | 1 |  | 1.77 |  | 1.77 | 1.77 |  | In Service | NS |  |  |  | Existing less Announced Withdrawal | Solar | 2132
NSW1 | Existing Plant | Todae Solar PE - Llandilo | TBA | Solar PV - Fixed | Solar - Solar |  | 1 |  | 0.8 |  | 0.8 | 0.8 |  | In Service | NS |  |  |  | Existing less Announced Withdrawal | Solar | 2133
NSW1 | Existing Plant | Todae Solar- PF Minchinbury | TBA | Solar PV - Fixed | Solar - Solar |  | 1 |  | 0.32 |  | 0.32 | 0.32 |  | In Service | NS |  |  |  | Existing less Announced Withdrawal | Solar | 2134
VIC1 | Existing Plant | Todae Solar SV - Eltham | TBA | Solar PV - Fixed | Solar - Solar |  | 1 |  | 0.18 |  | 0.18 | 0.18 |  | In Service | NS |  |  |  | Existing less Announced Withdrawal | Solar | 2135
QLD1 | Existing Plant | Todae Solar SV - Holy Spirit Northside | TBA | Solar PV - Fixed | Solar - Solar |  | 1 |  | 0.39 |  | 0.39 | 0.39 |  | In Service | NS |  |  |  | Existing less Announced Withdrawal | Solar | 2136
NSW1 | Existing Plant | Todae Solar SV - Mater Clinic | TBA | Solar PV - Fixed | Solar - Solar |  | 1 |  | 0.13 |  | 0.13 | 0.13 |  | In Service | NS |  |  |  | Existing less Announced Withdrawal | Solar | 2137
NSW1 | Existing Plant | Todae Solar SV - Mater Hospital | TBA | Solar PV - Fixed | Solar - Solar |  | 1 |  | 0.28 |  | 0.28 | 0.28 |  | In Service | NS |  |  |  | Existing less Announced Withdrawal | Solar | 2138
QLD1 | Existing Plant | Todae Solar SV - Mitchelton | TBA | Solar PV - Fixed | Solar - Solar |  | 1 |  | 0.18 |  | 0.18 | 0.18 |  | In Service | NS |  |  |  | Existing less Announced Withdrawal | Solar | 2139
QLD1 | Existing Plant | Todae Solar SV - Private Brisbane | TBA | Solar PV - Fixed | Solar - Solar |  | 1 |  | 0.17 |  | 0.17 | 0.17 |  | In Service | NS |  |  |  | Existing less Announced Withdrawal | Solar | 2140
QLD1 | Existing Plant | Todae Solar SV - Toowoomba | TBA | Solar PV - Fixed | Solar - Solar |  | 1 |  | 0.26 |  | 0.26 | 0.26 |  | In Service | NS |  |  |  | Existing less Announced Withdrawal | Solar | 2141
QLD1 | Existing Plant | Todae Solar SV Lourdes | TBA | Solar PV - Fixed | Solar - Solar |  | 1 |  | 0.26 |  | 0.26 | 0.26 |  | In Service | NS |  |  |  | Existing less Announced Withdrawal | Solar | 2142
TAS1 | Existing Plant | Tods Corner | Hydro-Electric Corporation | Storage - Pumped hydro | Hydro - Water |  | 1 | 1.2 | 1.2 | 1.2 | 1.2 | 1.2 | 0 | In Service | NS |  | 2100 |  | Existing less Announced Withdrawal | Water | 1206 |  | 2022-03-01 | 2024-03-18 13:46
NSW1 | Project | Tomago BESS | AGL | Storage - Battery | Other - Other |  | 1 |  | 500 |  | 500 | 500 | 2000 | Publicly Announced | S |  |  |  | Proposed | Battery Storage | 2463 | N00109 | 2023-04-01 | 2023-06-09 09:57
NSW1 | Project | Tomago BESS (AGL) | AGL Energy | Storage - Battery | Other - Other |  | 1 | 150 | 150 | 150 | 150 | 150 | 300 | Publicly Announced | S |  |  |  | Proposed | Battery Storage | 2418 |  | 2024-01-01 | 2024-01-04 11:24
QLD1 | Existing Plant | Tong Park - Agricultural Waste | TBA | Other - Other | Renewable Biomass or Waste - Bagasse |  | 1 |  | 1.23 |  | 1.23 | 1.23 |  | In Service | NS |  |  |  | Existing less Announced Withdrawal | Biomass | 2143
VIC1 | Existing Plant | Toora | Ratch Australia | Wind Turbine - Onshore | Wind - Wind | TOORAWF | 12 | 1.75 | 1.75 | 21 | 21 | 21 |  | In Service | NS |  | 2032 |  | Existing less Announced Withdrawal | Wind | 1208 |  | 2022-03-01 | 2024-03-18 14:02
QLD1 | Project | Toowoomba Pumped Storage Project | BE Power | Storage - Battery | Other - Other |  | 1 |  | 200 |  | 200 | 200 | 100 | Publicly Announced | S |  |  |  | Proposed | Battery Storage | 2485 | Q00072 | 2023-09-01 | 2023-10-12 09:19
SA1 | Existing Plant | Torrens Island B | AGL SA Generation Pty Limited | Turbine - Steam Sub Critical | Fossil - Natural Gas Pipeline | TORRB1 | 1 | 0 | 200 | 0 | 200 | 200 |  | In Service - Announced Withdrawal (Permanent) | S |  | 2026 | 2026-06-30 | Announced Withdrawal | Gas other | 1210 |  | 2024-02-20 | 2024-03-11 09:27
SA1 | Existing Plant | Torrens Island B | AGL SA Generation Pty Limited | Turbine - Steam Sub Critical | Fossil - Natural Gas Pipeline | TORRB2 | 1 | 0 | 200 | 0 | 200 | 200 |  | In Service - Announced Withdrawal (Permanent) | S |  | 2026 | 2026-06-30 | Announced Withdrawal | Gas other | 1210 |  | 2024-02-20 | 2024-03-11 09:27
SA1 | Existing Plant | Torrens Island B | AGL SA Generation Pty Limited | Turbine - Steam Sub Critical | Fossil - Natural Gas Pipeline | TORRB3 | 1 | 0 | 200 | 0 | 200 | 200 |  | In Service - Announced Withdrawal (Permanent) | S |  | 2026 | 2026-06-30 | Announced Withdrawal | Gas other | 1210 |  | 2024-02-20 | 2024-03-11 09:27
SA1 | Existing Plant | Torrens Island B | AGL SA Generation Pty Limited | Turbine - Steam Sub Critical | Fossil - Natural Gas Pipeline | TORRB4 | 1 | 0 | 200 | 0 | 200 | 200 |  | In Service - Announced Withdrawal (Permanent) | S |  | 2026 | 2026-06-30 | Announced Withdrawal | Gas other | 1210 |  | 2024-02-20 | 2024-03-11 09:27
SA1 | Existing Plant | Torrens Island BESS | TIPSCO | Storage - Battery | Other - Other | TIBG1 / TIPL1 | 109 |  | 2.3 |  | 250.7 | 250.7 | 250 | In Service | S | 2023-08-01 | 2043 |  | Existing less Announced Withdrawal | Battery Storage | 1866 | S00008 | 2024-05-27 | 2024-05-27 09:50
NSW1 | Existing Plant | Tower | EDL CSM NSW Pty Ltd | Reciprocating Engine - Spark ignition | Fossil - Waste Coal Mine Gas | TOWER | 40 |  | 1.03 |  | 41.2 | 41.2 |  | In Service | NS |  | 2036 |  | Existing less Announced Withdrawal | Gas other | 1211 |  | 2023-04-01 | 2023-04-18 13:31
QLD1 | Existing Plant | Townsville Power Station. | RATCH-Australia | Turbine - CCGT | Fossil - Natural Gas Pipeline | YABULU | 1 |  | 160 |  | 160 | 160 |  | In Service | S |  | 2046 |  | Existing less Announced Withdrawal | CCGT | 1724 |  | 2024-02-20 | 2024-03-08 14:57
QLD1 | Existing Plant | Townsville Power Station. | RATCH-Australia | Turbine - CCGT | Fossil - Natural Gas Pipeline | YABULU2 | 1 |  | 84 |  | 84 | 84 |  | In Service | S |  | 2046 |  | Existing less Announced Withdrawal | CCGT | 1724 |  | 2024-02-20 | 2024-03-08 14:57
VIC1 | Project | Tramway BESS | BZ Renewables Holdings Pty Ltd | Storage - Battery | Other - Other |  | 1 | 1100 | 1100 | 1100 | 1100 | 1100 | 0 | Publicly Announced | S |  |  |  | Proposed | Battery Storage | 2657 | V00141
TAS1 | Existing Plant | Trevallyn | Hydro-Electric Corporation | Hydro - Dam | Hydro - Water | TREVALLN | 2 | 20 | 20 | 40 | 40 | 40 |  | In Service | S |  | 2100 |  | Existing less Announced Withdrawal | Water | 1213 |  | 2024-02-20 | 2024-03-08 10:24
TAS1 | Existing Plant | Trevallyn | Hydro-Electric Corporation | Hydro - Dam | Hydro - Water | TREVALLN | 2 | 26.5 | 26.5 | 53 | 53 | 53 |  | In Service | S |  | 2100 |  | Existing less Announced Withdrawal | Water | 1213 |  | 2024-02-20 | 2024-03-08 10:24
TAS1 | Project | Triabunna Wind Farm | Fera Australia Pty Ltd | Wind Turbine - Onshore | Wind - Wind |  | 1 | 30 | 30 | 30 | 30 | 30 |  | Publicly Announced | TBA |  |  |  | Proposed | Wind | 2228 | T00007 | 2024-01-01
TAS1 | Existing Plant | Tribute | Hydro-Electric Corporation | Hydro - Dam | Hydro - Water | TRIBUTE | 1 | 82.8 | 82.8 | 82.8 | 82.8 | 82.8 |  | In Service | S |  | 2100 |  | Existing less Announced Withdrawal | Water | 1214 |  | 2024-02-20 | 2024-03-08 10:25
TAS1 | Project | Tribute Pumped Hydro Option | Hydro-Electric Corporation | Storage - Pumped hydro | Hydro - Water |  | 4 |  | 187.5 |  | 750 | 750 | 18750 | Publicly Announced | S |  |  |  | Proposed | Water | 2226 | T00003 | 2023-04-01 | 2024-03-19 10:13
QLD1 | Project | Tumuruu BESS | Austraiian Solar | Storage - Battery | Other - Other |  | 1 | 295 | 295 | 295 | 295 | 295 | 0 | Publicly Announced | TBA |  |  |  | Proposed | Battery Storage | 2496 | Q00099 | 2024-01-01
QLD1 | Project | Tumuruu Solar Farm | Austraiian Solar | Solar PV - Fixed | Solar - Solar |  | 1 | 464 | 464 | 464 | 464 | 464 |  | Publicly Announced | TBA |  |  |  | Proposed | Solar | 2495 | Q00099 | 2024-01-01
NSW1 | Existing Plant | Tumut 3 | Snowy Hydro Ltd | Hydro - Dam | Hydro - Water | TUMUT3 | 6 |  | 250 |  | 1500 | 1500 |  | In Service | S |  | 2070 |  | Existing less Announced Withdrawal | Water | 1215 |  | 2024-02-20 | 2024-03-11 10:50
NSW1 | Project | Tumut Pulp and Paper Mill | Visy | Reciprocating Engine - Spark ignition | Other - Other |  | 1 | 32 | 32 | 32 | 32 | 32 |  | Publicly Announced | S |  |  |  | Proposed | Other | 1638 |  | 2023-04-01 | 2023-03-20 15:37
TAS1 | Existing Plant | Tungatinah | Hydro-Electric Corporation | Hydro - Dam | Hydro - Water | TUNGATIN | 5 | 25 | 25 | 125 | 125 | 125 |  | In Service | S |  | 2100 |  | Existing less Announced Withdrawal | Water | 1216 |  | 2024-02-20 | 2024-03-08 10:30
SA1 | Project | Tungkillo BESS - KCI | RES Australia Pty Ltd | Storage - Battery | Other - Other |  | 1 | 270 | 270 | 270 | 270 | 270 | 0 | Publicly Announced | S |  |  |  | Proposed | Battery Storage | 2735 | S00064
SA1 | Project | Twin Creek Wind Farm | RES Australia Pty Ltd | Wind Turbine - Onshore | Wind - Wind |  | 42 | 7.2 | 7.2 | 302.4 | 302.4 | 302.4 |  | Publicly Announced | SS |  |  |  | Proposed | Wind | 1995 |  | 2023-09-01 | 2023-09-26 15:47
QLD1 | Project | Tyrone BESS | European Energy Australia P/L | Storage - Battery | Other - Other |  | 1 | 400 | 400 | 400 | 400 | 400 | 0 | Publicly Announced | S |  |  |  | Proposed | Battery Storage | 2677 | Q00143
QLD1 | Project | Tyrone Solar | European Energy Australia P/L | Solar PV - Fixed | Solar - Solar |  | 1 | 400 | 400 | 400 | 400 | 400 |  | Publicly Announced | SS |  |  |  | Proposed | Solar | 2676 | Q00143
QLD1 | Project | Ulinda Park BESS | Ulinda Park ProjectCo Pty Ltd in its capacity as trustee for the Ulinda Park Project Trust | Storage - Battery | Other - Other | ULBESS | 52 | 0 | 2.98 | 0 | 154.96 | 154.96 | 298 | Anticipated | S | 2025-12-01 | 2064 |  | Anticipated | Battery Storage | 2016 | Q00087 | 2024-05-27 | 2024-05-16 15:52
NSW1 | Project | Ulladulla Offshore Wind Farm | OceanEx Energy | Wind Turbine - Offshore | Wind - Wind |  | 1 |  | 2000 |  | 2000 | 2000 |  | Publicly Announced | SS | 2035-01-01 |  |  | Proposed | Wind | 2025 |  | 2024-01-01
SA1 | Project | UniSA Solar project | University of South Australia | Solar PV - Fixed | Solar - Solar |  | 1 | 1.8 | 1.8 | 1.8 | 1.8 | 1.8 |  | Publicly Announced | NS |  |  |  | Proposed | Solar | 1666 |  | 2022-09-01
VIC1 | Existing Plant | University of Melbourne Archives Brunswick | TBA | Solar PV - Fixed | Solar - Solar |  | 1 |  | 0.09 |  | 0.09 | 0.09 |  | In Service | NS |  |  |  | Existing less Announced Withdrawal | Solar | 2144
VIC1 | Existing Plant | University of Melbourne McCoy Carlton | TBA | Solar PV - Fixed | Solar - Solar |  | 1 |  | 0.07 |  | 0.07 | 0.07 |  | In Service | NS |  |  |  | Existing less Announced Withdrawal | Solar | 2145
VIC1 | Existing Plant | University of Melbourne Performing Arts Centre Southbank | TBA | Solar PV - Fixed | Solar - Solar |  | 1 |  | 0.14 |  | 0.14 | 0.14 |  | In Service | NS |  |  |  | Existing less Announced Withdrawal | Solar | 2146
VIC1 | Existing Plant | University of Melbourne Peter Hall Parkville | TBA | Solar PV - Fixed | Solar - Solar |  | 1 |  | 0.05 |  | 0.05 | 0.05 |  | In Service | NS |  |  |  | Existing less Announced Withdrawal | Solar | 2147
VIC1 | Existing Plant | University of Melbourne Sports Centre Parkville | TBA | Solar PV - Fixed | Solar - Solar |  | 1 |  | 0.16 |  | 0.16 | 0.16 |  | In Service | NS |  |  |  | Existing less Announced Withdrawal | Solar | 2148
VIC1 | Existing Plant | University of Melbourne The Spot Carlton | TBA | Solar PV - Fixed | Solar - Solar |  | 1 |  | 0.06 |  | 0.06 | 0.06 |  | In Service | NS |  |  |  | Existing less Announced Withdrawal | Solar | 2149
QLD1 | Existing Plant | University of Southern Queensland Toowoomba | TBA | Solar PV - Fixed | Solar - Solar |  | 1 |  | 1.09 |  | 1.09 | 1.09 |  | In Service | NS |  |  |  | Existing less Announced Withdrawal | Solar | 2150
QLD1 | Project | Upper Calliope Solar Farm (side A) | European Energy S/A | Solar PV - Fixed | Solar - Solar |  | 1 | 291 | 291 | 291 | 291 | 291 |  | Publicly Announced | TBA |  |  |  | Proposed | Solar | 2494 | Q00095 | 2023-09-01
NSW1 | Project | Upper Hunter BESS | Maizewood Pty Ltd. | Storage - Battery | Other - Other |  | 200 | 2 | 2 | 400 | 400 | 400 | 0 | Publicly Announced | TBA |  |  |  | Proposed | Battery Storage | 2772 | N00177
NSW1 | Project | Upper Hunter Energy Park - Solar | Upper Hunter Energy Park Pty Ltd | Solar PV - Fixed | Solar - Solar |  | 5 |  | 2 |  | 10 | 10 |  | Publicly Announced | SS |  | 2051 |  | Proposed | Solar | 1660 |  | 2023-05-23 | 2023-06-14 08:49
NSW1 | Project | Upper Hunter Energy Park - Wind | Upper Hunter Energy Park Pty Ltd | Wind Turbine - Onshore | Wind - Wind |  | 19 |  | 4.2 |  | 79.8 | 79.8 |  | Publicly Announced | SS |  | 2051 |  | Proposed | Wind | 1275 |  | 2023-09-01 | 2023-09-25 16:16
NSW1 | Existing Plant | Upper Tumut | Snowy Hydro Ltd | Hydro - Dam | Hydro - Water | UPPTUMUT | 4 |  | 72 |  | 288 | 288 |  | In Service | S |  | 2070 |  | Existing less Announced Withdrawal | Water | 1217 |  | 2024-02-20 | 2024-03-12 13:54
NSW1 | Existing Plant | Upper Tumut | Snowy Hydro Ltd | Hydro - Dam | Hydro - Water | UPPTUMUT | 4 |  | 82 |  | 328 | 328 |  | In Service | S |  | 2070 |  | Existing less Announced Withdrawal | Water | 1217 |  | 2024-02-20 | 2024-03-12 13:54
NSW1 | Existing Plant | Uranquinty | Origin Energy Uranquinty Power Pty Ltd | Turbine - OCGT | Fossil - Natural Gas Pipeline | URANQ11 | 1 | 173 | 173 | 173 | 173 | 173 |  | In Service | S |  | 2044 |  | Existing less Announced Withdrawal | OCGT | 1218 |  | 2024-02-20 | 2024-06-05 14:53
NSW1 | Existing Plant | Uranquinty | Origin Energy Uranquinty Power Pty Ltd | Turbine - OCGT | Fossil - Natural Gas Pipeline | URANQ12 | 1 |  | 173 |  | 173 | 173 |  | In Service | S |  | 2044 |  | Existing less Announced Withdrawal | OCGT | 1218 |  | 2024-02-20 | 2024-06-05 14:53
NSW1 | Existing Plant | Uranquinty | Origin Energy Uranquinty Power Pty Ltd | Turbine - OCGT | Fossil - Natural Gas Pipeline | URANQ13 | 1 |  | 173 |  | 173 | 173 |  | In Service | S |  | 2044 |  | Existing less Announced Withdrawal | OCGT | 1218 |  | 2024-02-20 | 2024-06-05 14:53
NSW1 | Existing Plant | Uranquinty | Origin Energy Uranquinty Power Pty Ltd | Turbine - OCGT | Fossil - Natural Gas Pipeline | URANQ14 | 1 |  | 173 |  | 173 | 173 |  | In Service | S |  | 2044 |  | Existing less Announced Withdrawal | OCGT | 1218 |  | 2024-02-20 | 2024-06-05 14:53
NSW1 | Project | Uungula Wind Farm | Uungula Wind Farm Pty Ltd | Wind Turbine - Onshore | Wind - Wind |  | 69 | 6 | 6 | 414 | 414 | 414 |  | Anticipated | SS | 2028-02-01 |  |  | Anticipated | Wind | 1283 | N00073 | 2024-05-27 | 2024-05-27 10:41
NSW1 | Existing Plant | Vales Point B | Delta Electricity | Turbine - Steam Sub Critical | Fossil - Black Coal | VP5 | 1 | 250 | 660 | 250 | 660 | 660 |  | In Service | S |  | 2033 |  | Existing less Announced Withdrawal | Coal | 1219 |  | 2024-02-20 | 2024-03-11 14:06
NSW1 | Existing Plant | Vales Point B | Delta Electricity | Turbine - Steam Sub Critical | Fossil - Black Coal | VP6 | 1 | 250 | 660 | 250 | 660 | 660 |  | In Service | S |  | 2033 |  | Existing less Announced Withdrawal | Coal | 1219 |  | 2024-02-20 | 2024-03-11 14:06
NSW1 | Project | Vales Point Solar | Delta Electricity | Solar PV - Fixed | Solar - Solar |  | 1 | 55 | 55 | 55 | 55 | 55 |  | Publicly Announced | SS |  |  |  | Proposed | Solar | 1490 |  | 2023-05-23 | 2023-06-05 13:38
VIC1 | Existing Plant | Valley Power | Snowy Hydro Ltd | Turbine - OCGT | Fossil - Natural Gas Pipeline | VPGS1 | 1 | 50 | 50 | 50 | 50 | 50 |  | In Service | S |  | 2070 |  | Existing less Announced Withdrawal | OCGT | 1220 |  | 2024-02-20 | 2024-03-11 12:44
VIC1 | Existing Plant | Valley Power | Snowy Hydro Ltd | Turbine - OCGT | Fossil - Natural Gas Pipeline | VPGS2 | 1 |  | 50 |  | 50 | 50 |  | In Service | S |  | 2070 |  | Existing less Announced Withdrawal | OCGT | 1220 |  | 2024-02-20 | 2024-03-11 12:44
VIC1 | Existing Plant | Valley Power | Snowy Hydro Ltd | Turbine - OCGT | Fossil - Natural Gas Pipeline | VPGS3 | 1 |  | 50 |  | 50 | 50 |  | In Service | S |  | 2070 |  | Existing less Announced Withdrawal | OCGT | 1220 |  | 2024-02-20 | 2024-03-11 12:44
VIC1 | Existing Plant | Valley Power | Snowy Hydro Ltd | Turbine - OCGT | Fossil - Natural Gas Pipeline | VPGS4 | 1 |  | 50 |  | 50 | 50 |  | In Service | S |  | 2070 |  | Existing less Announced Withdrawal | OCGT | 1220 |  | 2024-02-20 | 2024-03-11 12:44
VIC1 | Existing Plant | Valley Power | Snowy Hydro Ltd | Turbine - OCGT | Fossil - Natural Gas Pipeline | VPGS5 | 1 |  | 50 |  | 50 | 50 |  | In Service | S |  | 2070 |  | Existing less Announced Withdrawal | OCGT | 1220 |  | 2024-02-20 | 2024-03-11 12:44
VIC1 | Existing Plant | Valley Power | Snowy Hydro Ltd | Turbine - OCGT | Fossil - Natural Gas Pipeline | VPGS6 | 1 |  | 50 |  | 50 | 50 |  | In Service | S |  | 2070 |  | Existing less Announced Withdrawal | OCGT | 1220 |  | 2024-02-20 | 2024-03-11 12:44
SA1 | Project | Vast Solar 1 | Vast Solar 1 Pty Ltd | Solar Thermal - Other | Solar - Solar |  | 1 |  | 34 |  | 34 | 34 |  | Publicly Announced | S |  | 2055 |  | Proposed | Solar | 2311 | S00027 | 2024-05-27 | 2024-06-04 16:23
VIC1 | Existing Plant | Vawdrey Manufacturing | TBA | Solar PV - Fixed | Solar - Solar |  | 1 |  | 0.75 |  | 0.75 | 0.75 |  | In Service | NS |  |  |  | Existing less Announced Withdrawal | Solar | 2151
QLD1 | Existing Plant | Victoria Mill | Sucrogen (Herbet) Pty Ltd | Turbine - Steam Sub Critical | Renewable Biomass or Waste - Bagasse |  | 1 |  | 5 |  | 5 | 5 |  | In Service | NS |  | 2035 |  | Existing less Announced Withdrawal | Biomass | 1221 |  | 2022-03-01 | 2023-03-20 14:33
QLD1 | Existing Plant | Victoria Mill | Sucrogen (Herbet) Pty Ltd | Turbine - Steam Sub Critical | Renewable Biomass or Waste - Bagasse |  | 1 |  | 19 |  | 19 | 19 |  | In Service | NS |  | 2035 |  | Existing less Announced Withdrawal | Biomass | 1221 |  | 2022-03-01 | 2023-03-20 14:33
VIC1 | Existing Plant | Victorian Big Battery | Victorian Big Battery Pty Ltd | Storage - Battery | Other - Other | VBBG1 | 1 |  | 300 |  | 300 | 300 | 450 | In Service | S | 2021-12-01 | 2041 |  | Existing less Announced Withdrawal | Battery Storage | 1864 |  | 2024-02-20 | 2024-02-23 14:00
NSW1 | Project | Vineyard BESS | Global Power Generation Australia Pty Ltd | Storage - Battery | Other - Other |  | 1 | 200 | 200 | 200 | 200 | 200 | 400 | Publicly Announced | S |  |  |  | Proposed | Battery Storage | 2528 | N00118 | 2023-09-01 | 2023-10-06 16:44
QLD1 | Existing Plant | Vulcan Yatala | TBA | Solar PV - Fixed | Solar - Solar |  | 1 |  | 0.2 |  | 0.2 | 0.2 |  | In Service | NS |  |  |  | Existing less Announced Withdrawal | Solar | 2152
NSW1 | Project | Wagga North BESS - KCI | ZEN Energy Future Pty Ltd | Storage - Battery | Solar - Solar |  | 1 |  | 105 |  | 105 | 105 | 0 | Publicly Announced | S |  |  |  | Proposed | Battery Storage | 2701 | N00169
NSW1 | Existing Plant | Wagga North Solar Farm | Wagga Wagga Operationsco Pty Ltd as trustree for Wagga Wagga Operations Trust | Solar PV - Single axis tracking | Solar - Solar | WAGGNSF1 | 22 |  | 1.64 |  | 36.01 | 36.01 |  | In Service | SS |  | 2050 |  | Existing less Announced Withdrawal | Solar | 1514 |  | 2024-05-27 | 2024-05-30 17:40
NSW1 | Existing Plant | Wagga North Solar Farm | Wagga Wagga Operationsco Pty Ltd as trustree for Wagga Wagga Operations Trust | Solar PV - Single axis tracking | Solar - Solar | WAGGNSF1 | 12 | 1.64 | 1.64 | 19.64 | 19.64 | 19.64 |  | In Service | SS | 2023-07-01 | 2050 |  | Existing less Announced Withdrawal | Solar | 1514 |  | 2024-05-27 | 2024-05-30 17:40
NSW1 | Project | Wagga North Solar Farm BESS | Wagga Wagga Operationsco Pty Ltd as trustee for the Wagga Wagga Operations Trust | Storage - Battery | Solar - Solar |  | 1 | 15 | 15 | 15 | 15 | 15 | 30 | Publicly Announced | S |  |  |  | Proposed | Battery Storage | 2199 | N00062 | 2023-04-01 | 2024-06-04 11:26
NSW1 | Project | Wagga Wagga Solar Farm | NEMMCO | Solar PV - Fixed | Solar - Solar |  | 1 |  | 30 |  | 30 | 30 |  | Publicly Announced | NS |  |  |  | Proposed | Solar | 2622 |  | 2024-01-01
NSW1 | Project | Walla Walla Solar Farm | FRV Australia (Walla Walla Asset Co Pty Ltd (ACN 634 728 868) as trustee for the Walla Walla Asset Trust) | Solar PV - Single axis tracking | Solar - Solar | WLWLSF1 | 48 |  | 3.17 |  | 151.97 | 151.97 |  | Committed | SS | 2024-05-01 | 2054 |  | Committed | Solar | 1712 | N00018 | 2024-05-27 | 2024-05-14 12:57
NSW1 | Project | Walla Walla Solar Farm | FRV Australia (Walla Walla Asset Co Pty Ltd (ACN 634 728 868) as trustee for the Walla Walla Asset Trust) | Solar PV - Single axis tracking | Solar - Solar | WLWLSF2 | 48 |  | 3.17 |  | 151.97 | 151.97 |  | Committed | SS | 2024-05-01 | 2054 |  | Committed | Solar | 1712 | N00018 | 2024-05-27 | 2024-05-14 12:57
NSW1 | Project | Wallaroo Solar Farm | New Energy development and Univergy Solar Joint venture (SPV) Wallaroo Solar Farm Pty Ltd | Solar PV - Single axis tracking | Solar - Solar |  | 36 | 0 | 3.4 | 0 | 122.4 | 122.4 | 0 | Publicly Announced | SS |  |  |  | Proposed | Solar | 1861 | N00004 | 2024-01-01
NSW1 | Project | Wallerawang 9 BESS | Greenspot Wallerawang Pty Ltd as trustee for the Greenspot Wallerawang Unit Trust | Storage - Battery | Other - Other |  | 1 | 1 | 300 | 1 | 300 | 1.00 - 300.00 | 600 | Publicly Announced | S |  | 2050 |  | Proposed | Battery Storage | 1967 | N00035 | 2023-05-23 | 2024-06-05 11:33
NSW1 | Existing Plant | Wallgrove Grid Battery project | TransGrid | Storage - Battery | Other - Other | WALGRVG1 | 1 | 50 | 50 | 50 | 50 | 50 | 75 | In Service | S | 2021-12-01 | 2036 |  | Existing less Announced Withdrawal | Battery Storage | 1874 | N00006 | 2024-02-20 | 2024-03-15 10:55
QLD1 | Project | Wambo Wind Farm | Cubico Sustainable Investments Australia Pty Ltd | Wind Turbine - Onshore | Wind - Wind |  | 1 | 252 | 252 | 252 | 252 | 252 |  | Committed | SS | 2025-02-01 |  |  | Committed | Wind | 2287 | Q00028 | 2024-05-27
QLD1 | Project | Wambo Wind Farm | Cubico Sustainable Investments Australia Pty Ltd | Wind Turbine - Onshore | Wind - Wind |  | 1 | 248 | 248 | 248 | 248 | 248 |  | Publicly Announced | SS |  |  |  | Proposed | Wind | 2287 | Q00028 | 2024-05-27
QLD1 | Existing Plant | Wandoan South BESS | Vena Evergy | Storage - Battery | Other - Other | WANDBG1 | 1 |  | 100 |  | 100 | 100 | 150 | In Service | S | 2022-07-01 | 2051 |  | Existing less Announced Withdrawal | Battery Storage | 1762 |  | 2024-02-20 | 2024-03-12 09:32
QLD1 | Existing Plant | Wandoan South Solar Stage 1 | Vena Evergy | Solar PV - Single axis tracking | Solar - Solar | WANDSF1 | 1 | 160 | 160 | 160 | 160 | 160 |  | In Service | SS | 2023-08-01 | 2053 |  | Existing less Announced Withdrawal | Solar | 1455 | Q00007 | 2024-05-27 | 2024-06-04 11:10
QLD1 | Project | Wandoan South Solar Stage 2 | TBSOL | Solar PV - Single axis tracking | Solar - Solar |  | 1 |  | 240 |  | 240 | 240 |  | Publicly Announced | SS |  |  |  | Proposed | Solar | 2437 |  | 2023-05-23 | 2024-03-18 10:23
VIC1 | Project | Wangaratta Solar Farm | Wangaratta Solar Farm Pty Ltd | Solar PV - Single axis tracking | Solar - Solar |  | 6 | 4.4 | 4.4 | 26.4 | 26.4 | 26.4 | 0 | Publicly Announced | NS |  |  |  | Proposed | Solar | 1499 |  | 2022-12-01 | 2022-11-21 15:00
QLD1 | Existing Plant | Wantirna Mini Hydro | TBA | Hydro - Dam | Hydro - Water |  | 1 |  | 0.13 |  | 0.13 | 0.13 |  | In Service | NS |  |  |  | Existing less Announced Withdrawal | Water | 2153
NSW1 | Project | Waratah Super Battery | Munmorah Battery Projectco Pty Ltd | Storage - Battery | Other - Other | WARATAH | 288 | 0 | 2.95 | 0 | 850.18 | 850.18 | 1680 | Committed | S | 2025-03-01 | 2065 |  | Committed | Battery Storage | 2220 | N00091 | 2024-05-27 | 2024-05-16 15:55
VIC1 | Project | Warracknabeal Wind Farm | WestWind Energy Pty Ltd | Wind Turbine - Onshore | Wind - Wind |  | 200 | 6.2 | 7.5 | 1240 | 1500 | 1240.00 - 1500.00 |  | Publicly Announced | SS |  | 2058 |  | Proposed | Wind | 1636 |  | 2023-05-23 | 2023-06-13 16:21
QLD1 | Existing Plant | Warwick Solar Farm | The University of Queensland | Solar PV - Single axis tracking | Solar - Solar | WARWSF1 | 8 | 4.01 | 4.01 | 32.1 | 32.1 | 32.1 |  | In Service | SS | 2023-04-01 | 2046 |  | Existing less Announced Withdrawal | Solar | 1530 |  | 2024-02-20 | 2024-03-15 14:02
QLD1 | Existing Plant | Warwick Solar Farm | The University of Queensland | Solar PV - Single axis tracking | Solar - Solar | WARWSF2 | 8 | 4.01 | 4.01 | 32.1 | 32.1 | 32.1 |  | In Service | SS | 2023-04-01 | 2045 |  | Existing less Announced Withdrawal | Solar | 1530 |  | 2024-02-20 | 2024-03-15 14:02
SA1 | Existing Plant | Waterloo Wind Farm | Waterloo Windfarm Pty Ltd | Wind Turbine - Onshore | Wind - Wind | WATERLWF | 37 |  | 3 |  | 111 | 111 |  | In Service | SS |  | 2045 |  | Existing less Announced Withdrawal | Wind | 1223 |  | 2024-02-20 | 2024-02-23 13:18
SA1 | Existing Plant | Waterloo Wind Farm | Waterloo Windfarm Pty Ltd | Wind Turbine - Onshore | Wind - Wind | WATERLWF | 6 |  | 3.3 |  | 19.8 | 19.8 |  | In Service | SS |  | 2051 |  | Existing less Announced Withdrawal | Wind | 1223 |  | 2024-02-20 | 2024-02-23 13:18
VIC1 | Project | Watta Wella Power Station | RES Australia Pty Ltd | Wind Turbine - Onshore | Wind - Wind |  | 48 |  | 7.2 |  | 345.6 | 345.6 |  | Publicly Announced | SS |  |  |  | Proposed | Wind | 2254 | V00034 | 2023-09-01 | 2023-09-26 15:46
NSW1 | Project | Wattle Creek Energy Hub - Battery Storage | Wattle Creek Energy Hub P/L | Storage - Battery | Other - Other |  | 1 | 400 | 400 | 400 | 400 | 400 | 800 | Publicly Announced | S | 2027-03-01 |  |  | Proposed | Battery Storage | 2634 | N00143 |  | 2024-03-19 09:33
NSW1 | Project | Wattle Creek Energy Hub - Solar / BESS | Wattle Creek Energy Hub P/L | Storage - Battery | Solar - Solar |  | 1 | 400 | 400 | 400 | 400 | 400 | 800 | Publicly Announced | TBA | 2027-08-01 |  |  | Proposed | Battery Storage | 2635 | N00143 |  | 2024-03-19 09:33
NSW1 | Project | Wattle Creek Energy Hub - Solar / BESS | Wattle Creek Energy Hub P/L | Solar PV - Fixed | Solar - Solar |  | 1 | 265 | 265 | 265 | 265 | 265 |  | Publicly Announced | SS | 2027-08-01 |  |  | Proposed | Solar | 2635 | N00143 |  | 2024-03-19 09:33
SA1 | Existing Plant | Wattle Point | Infrastructure Capital Group | Wind Turbine - Onshore | Wind - Wind | WPWF | 55 | 1.65 | 1.65 | 90.75 | 90.75 | 90.75 |  | In Service | NS |  | 2029 |  | Existing less Announced Withdrawal | Wind | 1224 |  | 2024-02-20 | 2024-03-07 11:42
VIC1 | Existing Plant | Waubra | Pyrenees Wind Energy Developments | Wind Turbine - Onshore | Wind - Wind | WAUBRAWF | 62 |  | 1.5 |  | 93 | 93 |  | In Service | NS |  | 2034 |  | Existing less Announced Withdrawal | Wind | 1225 |  | 2024-02-20 | 2024-02-23 13:32
VIC1 | Existing Plant | Waubra | Pyrenees Wind Energy Developments | Wind Turbine - Onshore | Wind - Wind | WAUBRAWF | 51 |  | 1.5 |  | 76.5 | 76.5 |  | In Service | NS |  | 2034 |  | Existing less Announced Withdrawal | Wind | 1225 |  | 2024-02-20 | 2024-02-23 13:32
VIC1 | Existing Plant | Waubra | Pyrenees Wind Energy Developments | Wind Turbine - Onshore | Wind - Wind | WAUBRAWF | 15 |  | 1.5 |  | 22.5 | 22.5 |  | In Service | NS |  | 2034 |  | Existing less Announced Withdrawal | Wind | 1225 |  | 2024-02-20 | 2024-02-23 13:32
VIC1 | Project | Waubra BESS - KCI | Acciona Energy Australia Global | Storage - Battery | Other - Other |  | 1 |  | 200 |  | 200 | 200 | 0 | Publicly Announced | S |  |  |  | Proposed | Battery Storage | 2780 | V00156
VIC1 | Project | Waubra North Wind Farm - KCI | ACCIONA Energy Australia Global Pty Ltd | Wind Turbine - Onshore | Wind - Wind |  | 54 | 5.7 | 5.7 | 307.8 | 307.8 | 307.8 |  | Publicly Announced | SS |  |  |  | Proposed | Wind | 2354 | V00046 | 2023-04-01 | 2024-06-03 15:13
NSW1 | Project | Wellington BESS | AMPYR Australia Pty Ltd | Storage - Battery | Other - Other |  | 1 | 300 | 300 | 300 | 300 | 300 | 600 | Publicly Announced | S |  |  |  | Proposed | Battery Storage | 2193 | N00055 | 2023-09-01 | 2024-03-19 10:46
NSW1 | Project | Wellington BESS 2 - KCI | AMPYR Australia Pty Ltd | Storage - Battery | Other - Other |  | 1 |  | 200 |  | 200 | 200 | 0 | Publicly Announced | S |  |  |  | Proposed | Battery Storage | 2699 | N00166
NSW1 | Project | Wellington North BESS - KCI | Lightsource Development Services Australia Pty Ltd | Storage - Battery | Other - Other |  | 1 | 500 | 500 | 500 | 500 | 500 | 0 | Publicly Announced | TBA |  |  |  | Proposed | Battery Storage | 2189 | N00050 | 2024-01-01
NSW1 | Project | Wellington North Solar Farm | AGL Hydro Partnership | Solar PV - Fixed | Solar - Solar |  | 300 | 0.66 | 1 | 198 | 300 | 198.00 - 300.00 |  | Publicly Announced | SS |  |  |  | Proposed | Solar | 1619 |  | 2023-05-23 | 2024-03-18 15:53
NSW1 | Project | Wellington North Solar Farm (Lightsource) | Wellington North Solar Farm Pty Ltd | Solar PV - Single axis tracking | Solar - Solar | WELNSF1 | 104 |  | 4.2 |  | 436.8 | 436.8 |  | Committed | SS | 2024-10-01 |  |  | Committed | Solar | 1960 | N00047 | 2024-05-27 | 2023-06-22 16:54
NSW1 | Existing Plant | Wellington Solar Farm | Lightsource Australia SPV 4 Pty Ltd | Solar PV - Single axis tracking | Solar - Solar | WELLSF1 | 132 |  | 1.64 |  | 216.08 | 216.08 |  | In Service | SS | 2022-12-01 | 2051 |  | Existing less Announced Withdrawal | Solar | 1515 |  | 2024-02-20 | 2024-03-25 15:55
NSW1 | Project | Wellington Town BESS - KCI | RWE Renewables Australia Pty Ltd | Storage - Battery | Other - Other |  | 1 |  | 50 |  | 50 | 50 | 0 | Publicly Announced | S |  |  |  | Proposed | Battery Storage | 2697 | N00157
VIC1 | Existing Plant | Wemen Solar Farm | Wemen Asset Co Pty Ltd as Trustee to Wemen Solar Unit Trust | Solar PV - Single axis tracking | Solar - Solar | WEMENSF1 | 39 | 2.05 | 2.5 | 79.95 | 97.5 | 97.5 |  | In Service | SS | 2019-03-01 | 2049 |  | Existing less Announced Withdrawal | Solar | 1563 |  | 2024-02-20 | 2024-03-11 14:10
NSW1 | Existing Plant | West Illawarra Leagues Club | Western Suburbs Leagues Club | Reciprocating Engine - Compression ignition | Fossil - Diesel | WESTILL1 | 2 | 0 | 0.72 | 0 | 1.43 | 1.43 | 0 | In Service | NS |  |  |  | Existing less Announced Withdrawal | Other | 1226 |  | 2021-04-01 | 2024-04-22 14:53
VIC1 | Existing Plant | West Kiewa | AGL Hydro Partnership | Hydro - Dam | Hydro - Water | WKIEWA1 | 2 |  | 17 |  | 34 | 34 |  | In Service | S |  | 2057 |  | Existing less Announced Withdrawal | Water | 1227 |  | 2024-02-20 | 2024-03-08 11:02
VIC1 | Existing Plant | West Kiewa | AGL Hydro Partnership | Hydro - Dam | Hydro - Water | WKIEWA2 | 2 |  | 17 |  | 34 | 34 |  | In Service | S |  | 2057 |  | Existing less Announced Withdrawal | Water | 1227 |  | 2024-02-20 | 2024-03-08 11:02
VIC1 | Project | West Mokoan BESS | Lightsource Development Services Australia | Storage - Battery | Other - Other |  | 1 | 800 | 800 | 800 | 800 | 800 | 0 | Publicly Announced | TBA |  |  |  | Proposed | Battery Storage | 2544 | V00105 | 2024-01-01
VIC1 | Project | West Mokoan Solar Farm | West Mokoan Solar Farm | Solar PV - Single axis tracking | Solar - Solar |  | 1 |  | 400 |  | 400 | 400 |  | Publicly Announced | TBA |  |  |  | Proposed | Solar | 2000 |  | 2024-01-01 | 2024-06-05 13:23
NSW1 | Existing Plant | West Nowra Landfill Gas Power Generation Facility | Nowra Council | Reciprocating Engine - Spark ignition | Other - Other |  | 1 | 1 | 1 | 1 | 1 | 1 |  | In Service | NS |  |  |  | Existing less Announced Withdrawal | Other | 1253 |  | 2022-03-01 | 2023-03-22 09:57
NSW1 | Existing Plant | West Wyalong Solar Farm | West Wyalong Fund Pty Ltd | Solar PV - Single axis tracking | Solar - Solar | WSTWYSF1 | 29 |  | 3.63 |  | 105.27 | 105.27 |  | In Service | SS | 2022-12-01 | 2058 |  | Existing less Announced Withdrawal | Solar | 1904 |  | 2024-02-20 | 2024-03-26 14:56
QLD1 | Project | Western Downs Battery | Western Downs BESS Trust | Storage - Battery | Other - Other | WDBESS | 140 | 0 | 1.82 | 0 | 254.94 | 254.94 | 500 | Committed | S | 2024-12-01 | 2048 |  | Committed | Battery Storage | 1966 |  | 2024-05-27 | 2024-05-29 15:56
QLD1 | Project | Western Downs Battery Connection - KCI | Neoen Australia Pty Ltd | Storage - Battery | Other - Other |  | 1 |  | 1000 |  | 1000 | 1000 | 0 | Publicly Announced | S |  |  |  | Proposed | Battery Storage | 2702 | Q00010
QLD1 | Project | Western Downs Gas Peaking Plant - KCI | PowerGen P51 Pty Ltd | Turbine - CCGT | Other - Other |  | 1 | 207 | 207 | 207 | 207 | 207 |  | Publicly Announced | TBA |  |  |  | Proposed | CCGT | 2289 | Q00033 | 2023-09-01
QLD1 | Existing Plant | Western Downs Green Power Hub P/L | Western Downs Green Power Hub Pty Ltd | Solar PV - Single axis tracking | Solar - Solar | WDGPH1 | 167 | 0.02 | 2.4 | 3.34 | 399.97 | 399.97 |  | In Service | SS | 2023-01-01 | 2046 |  | Existing less Announced Withdrawal | Solar | 2011 |  | 2024-02-20 | 2024-02-21 12:37
TAS1 | Project | Western Plains Wind Farm | ARK Energy Corporation Pty Ltd | Wind Turbine - Onshore | Wind - Wind |  | 12 | 3.08 | 4.2 | 36.92 | 50.4 | 36.92 - 50.40 |  | Publicly Announced | SS |  |  |  | Proposed | Wind | 1501 | T00011 | 2023-05-23 | 2023-06-22 16:47
NSW1 | Existing Plant | Western Suburbs Leagues Club - Campbelltown, NSW | Western Suburbs Leagues Club | Reciprocating Engine - Compression ignition | Fossil - Diesel | WESTCBT1 | 1 | 0.8 | 1.32 | 0.8 | 1.32 | 1.32 | 0 | In Service | NS |  |  |  | Existing less Announced Withdrawal | Other | 1228 |  |  | 2024-04-22 14:53
NSW1 | Project | Western Sydney Energy & Resource Recovery Centre | Western Sydney Energy & Resource Recovery Centre | Other - Other | Other - Other |  | 1 | 58 | 58 | 58 | 58 | 58 |  | Publicly Announced | TBA |  |  |  | Proposed | Other | 2185 | N00042 | 2023-09-01
NSW1 | Project | Western Sydney Pumped Hydro Project | Zen Energy Retail Pty Ltd | Storage - Pumped hydro | Hydro - Water |  | 1 | 1000 | 1000 | 1000 | 1000 | 1000 | 8000 | Publicly Announced | S |  |  |  | Proposed | Water | 2742 |  |  | 2024-06-03 15:09
TAS1 | Project | Whaleback Ridge Wind Farm - KCI | West Coast Renewables Energy Pty Ltd | Wind Turbine - Onshore | Wind - Wind |  | 40 | 7.2 | 7.2 | 288 | 288 | 288 |  | Publicly Announced | TBA |  |  |  | Proposed | Wind | 2391 | T00023 | 2023-09-01
NSW1 | Existing Plant | White Rock Solar Farm | White Rock Wind Farm Pty Ltd | Solar PV - Fixed | Solar - Solar | WRSF1 | 8 | 2.5 | 2.5 | 20 | 20 | 20 |  | In Service | SS |  | 2043 |  | Existing less Announced Withdrawal | Solar | 1662 |  | 2024-02-20 | 2024-03-22 11:14
NSW1 | Existing Plant | White Rock Wind Farm - Stage 1 | CECEP Wind Power Australia Pty Ltd | Wind Turbine - Onshore | Wind - Wind | WRWF1 | 70 |  | 2.5 |  | 175 | 175 |  | In Service | SS |  | 2038 |  | Existing less Announced Withdrawal | Wind | 1277 |  | 2024-02-20 | 2024-05-31 11:42
NSW1 | Project | White Rock Wind Farm - Stage 2 | White Rock Wind Farm Pty Ltd | Wind Turbine - Onshore | Wind - Wind |  | 47 | 4.5 | 7.5 | 211.5 | 352.5 | 211.50 - 352.50 |  | Publicly Announced | SS | 2027-03-01 |  |  | Proposed | Wind | 1661 | N00011 | 2024-05-27 | 2024-05-16 14:00
QLD1 | Existing Plant | Whitsunday Solar Farm | Whitsunday Solar Farm Pty Ltd | Solar PV - Single axis tracking | Solar - Solar | WHITSF1 | 23 |  | 2.5 |  | 57.5 | 57.5 |  | In Service | SS |  | 2048 |  | Existing less Announced Withdrawal | Solar | 1407 |  | 2024-02-20 | 2024-02-23 14:26
QLD1 | Existing Plant | Whitwood Road | LMS Energy Pty Ltd | Reciprocating Engine - Spark ignition | Renewable Biomass or Waste - Landfill Gas | WHIT1 | 1 | 0.5 | 0.5 | 0.5 | 0.5 | 0.5 |  | In Service | NS |  | 2032 |  | Existing less Announced Withdrawal | Biomass | 1229 |  | 2022-09-01 | 2022-09-30 14:49
SA1 | Project | Whyalla | Adani | Solar PV - Fixed | Solar - Solar |  | 1 | 140 | 140 | 140 | 140 | 140 |  | Publicly Announced | SS |  |  |  | Proposed | Solar | 1460 |  | 2023-09-01
SA1 | Project | Whyalla BESS - KCI | BESS Kalkallo Pty Ltd | Storage - Battery | Other - Other |  | 1 | 100 | 100 | 100 | 100 | 100 | 0 | Publicly Announced | TBA |  |  |  | Proposed | Battery Storage | 2314 | S00029 | 2024-01-01
NSW1 | Existing Plant | Wilga Park Power Station A | Santos | Reciprocating Engine - Spark ignition | Fossil - Coal Seam Methane |  | 4 |  | 1 |  | 4 | 4 |  | In Service | NS |  |  |  | Existing less Announced Withdrawal | Gas other | 1320 |  | 2022-03-01
NSW1 | Existing Plant | Wilga Park Power Station A | Santos | Reciprocating Engine - Spark ignition | Fossil - Coal Seam Methane |  | 2 |  | 3 |  | 6 | 6 |  | In Service | NS |  |  |  | Existing less Announced Withdrawal | Gas other | 1320 |  | 2022-03-01
NSW1 | Existing Plant | Wilga Park Power Station B | Santos | Reciprocating Engine - Spark ignition | Fossil - Coal Seam Methane |  | 2 |  | 3 |  | 6 | 6 |  | In Service | NS |  |  |  | Existing less Announced Withdrawal | Gas other | 1346 |  | 2022-03-01
VIC1 | Project | Willatook | Wind Prospect WA Pty Ltd | Wind Turbine - Onshore | Wind - Wind |  | 59 | 6 | 6 | 354 | 354 | 354 |  | Publicly Announced | SS |  |  |  | Proposed | Wind | 1286 | V00050 | 2023-05-23 | 2023-05-29 10:50
NSW1 | Project | Willavale BESS | X-Elio Australia Pty Ltd | Storage - Battery | Solar - Solar |  | 1 | [5 empty] | 0 | Publicly Announced | TBA |  |  |  | Proposed | Battery Storage | 2428 |  | 2024-01-01 | 2023-06-07 12:15
NSW1 | Project | Willavale Solar Farm | X-Elio Australia Pty Ltd | Solar PV - Fixed | Solar - Solar |  | 1 | 50 | 50 | 50 | 50 | 50 |  | Publicly Announced | SS |  |  |  | Proposed | Solar | 2427 | N00126 | 2023-05-23 | 2023-03-30 12:22
VIC1 | Existing Plant | William Hovel | Pacific Hydro Investments Pty Ltd | Hydro - Run of River | Hydro - Water | WILLHOV1 | 1 | 1.8 | 1.8 | 1.8 | 1.8 | 1.8 | 0 | In Service | NS |  |  |  | Existing less Announced Withdrawal | Water | 1230 |  | 2022-09-01 | 2024-03-18 14:19
NSW1 | Project | Williamsdale BESS | EKU Energy | Storage - Battery | Other - Other |  | 1 | 250 | 250 | 250 | 250 | 250 | 500 | Publicly Announced | TBA |  |  |  | Proposed | Battery Storage | 2525 |  | 2023-09-01
NSW1 | Existing Plant | Williamsdale Solar Farm | OneSun Capital 10MW Operting Pty Ltd | Solar PV - Single axis tracking | Solar - Solar |  | 1 | 6.8 | 6.8 | 6.8 | 6.8 | 6.8 |  | In Service | NS |  | 2046 |  | Existing less Announced Withdrawal | Solar | 1405 |  | 2022-09-01 | 2024-03-18 14:54
SA1 | Existing Plant | Willogoleche Wind Farm | Willogoleche Power Pty Ltd | Wind Turbine - Onshore | Wind - Wind | WGWF1 | 24 |  | 3.83 |  | 91.92 | 91.92 |  | In Service | SS | 2019-10-01 | 2043 |  | Existing less Announced Withdrawal | Wind | 1231 |  | 2024-02-20 | 2024-03-06 10:02
SA1 | Existing Plant | Willogoleche Wind Farm | Willogoleche Power Pty Ltd | Wind Turbine - Onshore | Wind - Wind | WGWF1 | 8 |  | 3.43 |  | 27.44 | 27.44 |  | In Service | SS | 2019-10-01 | 2043 |  | Existing less Announced Withdrawal | Wind | 1231 |  | 2024-02-20 | 2024-03-06 10:02
VIC1 | Project | Willowvale Solar Farm - KCI | Elgin Energy Pty Ltd | Solar PV - Fixed | Solar - Solar |  | 1 | 200 | 200 | 200 | 200 | 200 |  | Publicly Announced | TBA |  |  |  | Proposed | Solar | 2400 | V00097 | 2024-01-01
VIC1 | Project | Winchelsea Gas Turbines - KCI | APA Power Holdings Pty Ltd | Turbine - OCGT | Other - Other |  | 1 | 220 | 220 | 220 | 220 | 220 |  | Publicly Announced | TBA |  |  |  | Proposed | OCGT | 2357 | V00028 | 2024-01-01
QLD1 | Existing Plant | Windy Hill | Ratch Australia | Wind Turbine - Onshore | Wind - Wind | WHILL1 | 20 | 0.6 | 0.6 | 12 | 12 | 12 |  | In Service | NS |  | 2030 |  | Existing less Announced Withdrawal | Wind | 1232 |  | 2022-03-01 | 2024-03-18 14:23
SA1 | Existing Plant | Wingfield 1 | EDL LFG SA Pty Ltd | Reciprocating Engine - Spark ignition | Renewable Biomass or Waste - Landfill Gas |  | 4 |  | 1.03 |  | 4.1 | 4.1 |  | In Service | NS |  | 2035 |  | Existing less Announced Withdrawal | Biomass | 1234 |  | 2022-03-01 | 2022-09-30 08:46
SA1 | Existing Plant | Wingfield 2 | EDL LFG SA Pty Ltd | Reciprocating Engine - Spark ignition | Renewable Biomass or Waste - Landfill Gas |  | 4 |  | 1.03 |  | 4.1 | 4.1 |  | In Service | NS |  | 2030 |  | Existing less Announced Withdrawal | Biomass | 1324 |  | 2022-03-01 | 2022-09-30 08:46
NSW1 | Project | Winterbourne Wind Farm | WinterbourneWind Pty Ltd | Wind Turbine - Onshore | Wind - Wind |  | 118 | 6.2 | 6.2 | 731.6 | 731.6 | 731.6 |  | Publicly Announced | SS | 2030-01-01 | 2060 |  | Proposed | Wind | 1868 |  | 2024-05-27 | 2024-05-13 14:01
VIC1 | Project | Winton BESS - KCI | Avenis Energy Pty Ltd | Storage - Battery | Other - Other |  | 1 |  | 120 |  | 120 | 120 | 0 | Publicly Announced | S |  |  |  | Proposed | Battery Storage | 2781 | V00159
VIC1 | Project | Winton Energy Reserve 1 | Lochard Energy | Storage - Battery | Other - Other |  | 1 | 200 | 200 | 200 | 200 | 200 | 400 | Publicly Announced | S |  |  |  | Proposed | Battery Storage | 1984 | V00041 | 2024-01-01 | 2024-01-19 16:18
VIC1 | Project | Winton Energy Reserve 1 | Lochard Energy | Reciprocating Engine - Spark ignition | Fossil - Natural Gas |  | 1 | 0 | 200 | 0 | 200 | 200 | 0 | Publicly Announced | S |  | 2050 |  | Proposed | Gas other | 1984 | V00041 | 2024-01-01 | 2024-01-19 16:18
VIC1 | Existing Plant | Winton Solar Farm | Winton Asset Co. Pty Ltd as Trustee of the Winton Asset Trust | Solar PV - Single axis tracking | Solar - Solar | WINTSF1 | 1 |  | 85 |  | 85 | 85 |  | In Service | SS |  | 2051 |  | Existing less Announced Withdrawal | Solar | 1674 |  | 2024-02-20 | 2024-02-28 15:15
QLD1 | Existing Plant | Wivenhoe | CleanCo Queensland Limited | Storage - Pumped hydro | Hydro - Water | W/HOE#1 | 1 |  | 285 |  | 285 | 285 | 3000 | In Service | S |  | 2084 |  | Existing less Announced Withdrawal | Water | 1235 |  | 2024-02-20 | 2024-03-14 13:56
QLD1 | Existing Plant | Wivenhoe | CleanCo Queensland Limited | Storage - Pumped hydro | Hydro - Water | W/HOE#2 | 1 |  | 285 |  | 285 | 285 | 3000 | In Service | S |  | 2084 |  | Existing less Announced Withdrawal | Water | 1235 |  | 2024-02-20 | 2024-03-14 13:56
VIC1 | Project | Wodonga BESS - KCI | Iberdrola Australia Development Pty Ltd | Storage - Battery | Other - Other |  | 1 |  | 0 |  | 0 |  | 0 | Publicly Announced | S |  |  |  | Proposed | Battery Storage | 2709 | V00151 |  | 2024-03-28 09:19
VIC1 | Project | Wodonga Solar Farm | Wodonga Solar Power | Solar PV - Single axis tracking | Solar - Solar |  | 19 |  | 4 |  | 76 | 76 |  | Publicly Announced | SS |  |  |  | Proposed | Solar | 1996 |  | 2023-04-01 | 2022-06-20 19:57
NSW1 | Project | Wollar BESS | Wollar Solar Finance Pty Ltd. | Storage - Battery | Other - Other |  | 150 | 2 | 2 | 300 | 300 | 300 | 0 | Publicly Announced | S |  |  |  | Proposed | Battery Storage | 2769 | N00171
NSW1 | Project | Wollar Solar Farm | Wollar Solar Development Pty Ltd | Solar PV - Single axis tracking | Solar - Solar | WOLARSF1 | 1 | 0 | 280 | 0 | 280 | 280 |  | Committed | SS | 2024-06-01 | 2054 |  | Committed | Solar | 1716 |  | 2024-05-27 | 2023-06-07 12:44
VIC1 | Existing Plant | Wollert | LMS Energy Pty Ltd | Reciprocating Engine - Spark ignition | Renewable Biomass or Waste - Landfill Gas |  | 7 |  | 1.12 |  | 7.86 | 7.86 |  | In Service | NS |  | 2042 |  | Existing less Announced Withdrawal | Biomass | 1238 |  | 2022-03-01 | 2022-04-13 13:06
VIC1 | Project | Wollert Gas Turbine - KCI | APA Power Holdings Pty Ltd | Turbine - OCGT | Other - Other |  | 1 | 600 | 600 | 600 | 600 | 600 |  | Publicly Announced | TBA |  |  |  | Proposed | OCGT | 2358 | V00023 | 2024-01-01
VIC1 | Existing Plant | Wonthaggi Wind Farm | Vision Super Pty Ltd | Wind Turbine - Onshore | Wind - Wind | WONWP | 6 | 2 | 2 | 12 | 12 | 12 |  | In Service | NS |  |  |  | Existing less Announced Withdrawal | Wind | 1239 |  | 2022-09-01
QLD1 | Project | Wooderson Solar Farm | RES Australia Pty Ltd | Solar PV - Single axis tracking | Solar - Solar |  | 127 |  | 3.15 |  | 400.05 | 400.05 |  | Publicly Announced | SS |  |  |  | Proposed | Solar | 2561 | Q00109 | 2023-09-01 | 2023-09-26 15:41
NSW1 | Project | Woodland BESS | Risen Energy (Australia) Pty Ltd | Storage - Battery | Other - Other |  | 1 |  | 300 |  | 300 | 300 | 0 | Publicly Announced | S |  |  |  | Proposed | Battery Storage | 1941 | N00053 | 2023-04-01 | 2022-12-12 16:08
NSW1 | Existing Plant | Woodlawn Bioreactor Energy Generation | Veolia Environmental Services Aust P/L | Reciprocating Engine - Spark ignition | Other - Other | WDLNGN01 | 7 |  | 1.07 |  | 7.46 | 7.46 |  | In Service | NS |  |  |  | Existing less Announced Withdrawal | Other | 1241 |  | 2022-09-01
NSW1 | Existing Plant | Woodlawn Wind Farm | Woodlawn Wind Pty Ltd | Wind Turbine - Onshore | Wind - Wind | WOODLWN1 | 23 | 2.1 | 2.1 | 48.3 | 48.3 | 48.3 |  | In Service | SS |  | 2041 |  | Existing less Announced Withdrawal | Wind | 1240 |  | 2024-02-20 | 2024-03-15 13:16
QLD1 | Project | Woodstock BESS | AGL Energy Limited | Storage - Battery | Other - Other |  | 1 | 500 | 500 | 500 | 500 | 500 | 0 | Publicly Announced | S |  |  |  | Proposed | Battery Storage | 2558 | Q00112 | 2024-01-01 | 2024-01-04 11:24
QLD1 | Project | Woodstock Renewable Energy Hub - BESS | Private Energy Partners | Storage - Battery | Other - Other |  | 1 | 528 | 528 | 528 | 528 | 528 | 0 | Publicly Announced | S |  |  |  | Proposed | Battery Storage | 2683 | Q00130
QLD1 | Project | Woodstock Renewable Energy Hub - Solar | Private Energy Partners | Solar PV - Fixed | Solar - Solar |  | 1 | 528 | 528 | 528 | 528 | 528 |  | Publicly Announced | SS |  |  |  | Proposed | Solar | 2682 | Q00130
QLD1 | Existing Plant | Woolcock Centre | TBA | Solar PV - Fixed | Solar - Solar |  | 1 |  | 0.3 |  | 0.3 | 0.3 |  | In Service | NS |  |  |  | Existing less Announced Withdrawal | Solar | 2154
TAS1 | Existing Plant | Woolnorth Studland Bay / Bluff Point | Woolnorth Wind Farm Finance Pty Ltd | Wind Turbine - Onshore | Wind - Wind | WOOLNTH1 | 30 |  | 1.75 |  | 52.5 | 52.5 |  | In Service | NS |  | 2050 |  | Existing less Announced Withdrawal | Wind | 1242 |  | 2024-02-20 | 2024-03-18 11:54
TAS1 | Existing Plant | Woolnorth Studland Bay / Bluff Point | Woolnorth Wind Farm Finance Pty Ltd | Wind Turbine - Onshore | Wind - Wind | WOOLNTH1 | 25 | 0 | 3 | 0 | 75 | 75 |  | In Service | NS |  | 2050 |  | Existing less Announced Withdrawal | Wind | 1242 |  | 2024-02-20 | 2024-03-18 11:54
TAS1 | Existing Plant | Woolnorth Studland Bay / Bluff Point | Woolnorth Wind Farm Finance Pty Ltd | Wind Turbine - Onshore | Wind - Wind | WOOLNTH1 | 6 | 0 | 1.75 | 0 | 10.5 | 10.5 |  | In Service | NS |  | 2050 |  | Existing less Announced Withdrawal | Wind | 1242 |  | 2024-02-20 | 2024-03-18 11:54
QLD1 | Project | Woolooga BESS | Woolooga BESS Fund Pty Limited as trustee for the Woolooga BESS Trust | Storage - Battery | Other - Other |  | 1 |  | 277 |  | 277 | 277 | 400 | Publicly Announced | TBA |  |  |  | Proposed | Battery Storage | 1961 |  | 2024-05-27 | 2024-04-19 09:20
QLD1 | Existing Plant | Woolooga Solar Farm | Woolooga Fund Pty Ltd | Solar PV - Single axis tracking | Solar - Solar | WOOLGSF1 | 89 |  | 2.5 |  | 222.5 | 222.5 |  | In Service | SS | 2022-09-01 | 2058 |  | Existing less Announced Withdrawal | Solar | 1672 |  | 2024-02-20 | 2024-03-21 23:09
VIC1 | Project | Woolsthorpe Wind Farm | Woolsthorpe Wind Farm Pty Ltd | Wind Turbine - Onshore | Wind - Wind |  | 12 | 6 | 6 | 72 | 72 | 72 |  | Anticipated | SS |  |  |  | Anticipated | Wind | 1243 |  | 2024-05-27 | 2024-06-05 09:31
VIC1 | Project | Wooreen Energy Storage System | EnergyAustralia Holdings Limited | Storage - Battery | Other - Other |  | 1 |  | 350 |  | 350 | 350 | 1400 | Anticipated | S | 2027-12-01 |  |  | Anticipated | Battery Storage | 1876 |  | 2024-05-27 | 2024-06-03 13:10
QLD1 | Project | Wooroora Station Wind Farm | ARK Energy Corporation Pty Ltd | Wind Turbine - Onshore | Wind - Wind |  | 52 |  | 6.2 |  | 322.4 | 322.4 |  | Publicly Announced | SS |  |  |  | Proposed | Wind | 2001 | Q00012 | 2023-09-01 | 2023-10-03 12:56
NSW1 | Existing Plant | Woy Woy Renewable Energy Facility | LMS_NR | Reciprocating Engine - Spark ignition | Renewable Biomass or Waste - Landfill Gas |  | 1 |  | 1.06 |  | 1.06 | 1.06 |  | In Service | NS |  | 2042 |  | Existing less Announced Withdrawal | Biomass | 2166 |  |  | 2022-09-30 18:38
VIC1 | Project | Wunghnu Solar Farm | Sun Spot 3 Pty Ltd | Solar PV - Single axis tracking | Solar - Solar | WUNUSF1 | 34 | 0 | 2.75 | 0 | 93.5 | 93.5 |  | Committed | SS | 2024-10-01 |  |  | Committed | Solar | 1929 |  | 2024-05-27 | 2024-03-21 22:35
QLD1 | Project | Wurdong BESS | Akaysha Energy | Storage - Battery | Other - Other |  | 96 | 0 | 4.17 | 0 | 400.32 | 400.32 | 1600 | Publicly Announced | S |  |  |  | Proposed | Battery Storage | 2560 | Q00110 | 2023-09-01 | 2024-06-03 14:44
QLD1 | Project | Wurdong BESS (Baywa) - KCI | BayWA r.e Projects Australia Pty Ltd | Storage - Battery | Other - Other |  | 1 | 320 | 320 | 320 | 320 | 320 | 0 | Publicly Announced | S |  |  |  | Proposed | Battery Storage | 2725 | Q00135
NSW1 | Existing Plant | Wyalong Solar Farm | Wyalong Solar Farm Pty Ltd as the trustee for the Wyalong Solar Farm Unit Trust | Solar PV - Single axis tracking | Solar - Solar | WYASF1 | 38 |  | 1.64 |  | 62.32 | 62.32 |  | In Service | SS | 2022-12-01 | 2053 |  | Existing less Announced Withdrawal | Solar | 1865 |  | 2024-05-27 | 2024-03-05 13:29
NSW1 | Existing Plant | Wyangala A | Hydro Power Pty Ltd | Hydro - Dam | Hydro - Water | WYANGALA | 1 | 20 | 20 | 20 | 20 | 20 |  | In Service | NS |  |  |  | Existing less Announced Withdrawal | Water | 1254 |  | 2022-09-01
NSW1 | Existing Plant | Wyangala B | AGL | Hydro - Dam | Hydro - Water | WYANGALB | 1 | 4 | 4 | 4 | 4 | 4 |  | In Service | NS |  |  |  | Existing less Announced Withdrawal | Water | 1255 |  | 2022-09-01
VIC1 | Existing Plant | Wyndham Renewable Energy Facility | LMS Energy Pty Ltd | Reciprocating Engine - Spark ignition | Renewable Biomass or Waste - Landfill Gas | WYNDW | 2 |  | 1.06 |  | 2.12 | 2.12 |  | In Service | NS |  | 2042 |  | Existing less Announced Withdrawal | Biomass | 1245 |  | 2022-09-01 | 2022-09-30 15:01
VIC1 | Existing Plant | Wyndham Renewable Energy Facility | LMS Energy Pty Ltd | Reciprocating Engine - Spark ignition | Renewable Biomass or Waste - Landfill Gas | WYNDW | 2 |  | 1.03 |  | 2.06 | 2.06 |  | In Service | NS |  | 2042 |  | Existing less Announced Withdrawal | Biomass | 1245 |  | 2022-09-01 | 2022-09-30 15:01
VIC1 | Existing Plant | Wyndham Renewable Energy Facility | LMS Energy Pty Ltd | Reciprocating Engine - Spark ignition | Renewable Biomass or Waste - Landfill Gas | WYNDW | 1 |  | 0.78 |  | 0.78 | 0.78 |  | In Service | NS |  | 2042 |  | Existing less Announced Withdrawal | Biomass | 1245 |  | 2022-09-01 | 2022-09-30 15:01
NSW1 | Existing Plant | Wyong | LMS ENERGY Pty Ltd | Reciprocating Engine - Spark ignition | Renewable Biomass or Waste - Landfill Gas |  | 2 |  | 1.12 |  | 2.25 | 2.25 |  | In Service | NS |  | 2042 |  | Existing less Announced Withdrawal | Biomass | 1339 |  | 2022-09-01 | 2022-09-30 15:54
QLD1 | Project | X-Elio - Sixteen Mile SF BESS | X-ELIO AUSTRALIA PTY LTD | Solar PV - Single axis tracking | Solar - Solar |  | 1 | 350 | 350 | 350 | 350 | 350 |  | Publicly Announced | SS |  |  |  | Proposed | Solar | 2383 | Q00060 | 2023-05-23 | 2023-06-07 12:42
QLD1 | Project | Yabulu BESS | Yabulu BESS Pty Ltd | Storage - Battery | Other - Other |  | 110 |  | 2.4 |  | 264 | 264 | 400 | Publicly Announced | S |  | 2055 |  | Proposed | Battery Storage | 2462 | Q00003 | 2023-05-23 | 2024-05-27 14:12
QLD1 | Project | Yabulu Solar Farm | Yabulu Solar Farm Pty Ltd | Solar PV - Single axis tracking | Solar - Solar |  | 22 | 0 | 4.2 | 0 | 92.4 | 92.4 |  | Publicly Announced | SS | 2026-06-01 | 2049 |  | Proposed | Solar | 2290 | Q00034 | 2023-05-23 | 2024-06-03 15:10
SA1 | Project | Yadnarie Solar Farm | Photon Energy Group | Solar PV - Fixed | Solar - Solar |  | 32 | 6 | 6 | 192 | 192 | 192 |  | Publicly Announced | SS |  |  |  | Proposed | Solar | 2783 | S00057
VIC1 | Existing Plant | Yallourn W | EnergyAustralia Yallourn Pty Ltd | Turbine - Steam Sub Critical | Fossil - Brown Coal | YWPS1 | 1 |  | 350 |  | 350 | 350 |  | In Service | S |  | 2028 |  | Existing less Announced Withdrawal | Coal | 1247 |  | 2024-02-20 | 2024-06-05 14:51
VIC1 | Existing Plant | Yallourn W | EnergyAustralia Yallourn Pty Ltd | Turbine - Steam Sub Critical | Fossil - Brown Coal | YWPS2 | 1 |  | 350 |  | 350 | 350 |  | In Service | S |  | 2028 |  | Existing less Announced Withdrawal | Coal | 1247 |  | 2024-02-20 | 2024-06-05 14:51
VIC1 | Existing Plant | Yallourn W | EnergyAustralia Yallourn Pty Ltd | Turbine - Steam Sub Critical | Fossil - Brown Coal | YWPS3 | 1 |  | 375 |  | 375 | 375 |  | In Service | S |  | 2028 |  | Existing less Announced Withdrawal | Coal | 1247 |  | 2024-02-20 | 2024-06-05 14:51
VIC1 | Existing Plant | Yallourn W | EnergyAustralia Yallourn Pty Ltd | Turbine - Steam Sub Critical | Fossil - Brown Coal | YWPS4 | 1 |  | 375 |  | 375 | 375 |  | In Service | S |  | 2028 |  | Existing less Announced Withdrawal | Coal | 1247 |  | 2024-02-20 | 2024-06-05 14:51
VIC1 | Existing Plant | Yaloak South Wind Farm | Pacific Hydro Yaloak South Pty Ltd | Wind Turbine - Onshore | Wind - Wind |  | 14 | 2.05 | 2.05 | 28.7 | 28.7 | 28.7 |  | In Service | NS |  | 2047 |  | Existing less Announced Withdrawal | Wind | 1567 |  | 2024-02-20 | 2024-03-08 15:07
SA1 | Existing Plant | Yalumba Winery Solar system (Angaston) | TBA | Solar PV - Fixed | Solar - Solar |  | 1 |  | 1.14 |  | 1.14 | 1.14 |  | In Service | NS |  |  |  | Existing less Announced Withdrawal | Solar | 2155
SA1 | Existing Plant | Yalumba Winery Solar system (Oxford Landing) | TBA | Solar PV - Fixed | Solar - Solar |  | 1 |  | 0.2 |  | 0.2 | 0.2 |  | In Service | NS |  |  |  | Existing less Announced Withdrawal | Solar | 2156
VIC1 | Existing Plant | Yambuk | Energy Pacific Vic Pty Ltd | Wind Turbine - Onshore | Wind - Wind | YAMBUKWF | 20 | 1.5 | 1.5 | 30 | 30 | 30 |  | In Service | NS |  |  |  | Existing less Announced Withdrawal | Wind | 1164 |  | 2024-02-20 | 2023-03-22 13:14
NSW1 | Project | Yanco BESS | Acenergy Pty Ltd | Storage - Battery | Other - Other |  | 88 | 2.84 | 2.84 | 249.92 | 249.92 | 249.92 | 0 | Publicly Announced | S |  |  |  | Proposed | Battery Storage | 2594 | N00139
NSW1 | Project | Yanco Delta Wind Farm | Yanco Delta Wind Farm Pty Ltd | Wind Turbine - Onshore | Wind - Wind |  | 208 |  | 7.2 |  | 1497.6 | 1497.6 |  | Publicly Announced | SS |  |  |  | Proposed | Wind | 2266 |  | 2024-01-01 | 2022-12-14 18:40
NSW1 | Project | Yanco Delta Wind Farm Stage 1 - Battery | Yanco Delta Wind Farm Pty Ltd | Storage - Battery | Other - Other |  | 1 |  | 1220 |  | 1220 | 1220 | 0 | Publicly Announced | TBA |  |  |  | Proposed | Battery Storage | 2371 | N00099 | 2024-01-01
NSW1 | Project | Yanco Solar Farm | Origin Energy | Solar PV - Single axis tracking | Solar - Solar |  | 1 | 0 | 60 | 0 | 60 | 60 |  | Publicly Announced | SS | 2026-01-01 | 2045 |  | Proposed | Solar | 1928 |  | 2024-05-27 | 2024-06-04 15:41
NSW1 | Project | Yarrabee Solar Power Project | Origin Energy | Solar PV - Single axis tracking | Solar - Solar |  | 161 | 3.63 | 3.63 | 584.43 | 584.43 | 584.43 |  | Publicly Announced | SS | 2029-07-01 |  |  | Proposed | Solar | 1484 |  | 2024-05-27 | 2024-06-03 14:38
QLD1 | Existing Plant | Yarranlea Solar Farm | Yarranlea Solar Pty Ltd | Solar PV - Single axis tracking | Solar - Solar | YARANSF1 | 44 | 0 | 2.34 | 0 | 102.96 | 102.96 |  | In Service | SS | 2021-09-01 | 2044 |  | Existing less Announced Withdrawal | Solar | 1599 |  | 2024-02-20 | 2024-03-20 15:26
VIC1 | Existing Plant | Yarrawonga | AGL Hydro Partnership | Hydro - Dam | Hydro - Water |  | 2 |  | 4.75 |  | 9.5 | 9.5 |  | In Service | NS |  |  |  | Existing less Announced Withdrawal | Water | 1256 |  | 2022-03-01 | 2023-03-22 10:01
QLD1 | Existing Plant | Yarwun 1 | RTA Yarwun Pty Ltd | Turbine - CCGT | Fossil - Natural Gas Pipeline | YARWUN_1 | 1 | 180 | 180 | 180 | 180 | 180 |  | In Service | NS |  |  |  | Existing less Announced Withdrawal | CCGT | 1257 |  | 2024-01-01
NSW1 | Project | Yass Solar Farm - KCI | Tetris Energy Pty Ltd | Solar PV - Fixed | Solar - Solar |  | 1 | 80 | 80 | 80 | 80 | 80 |  | Publicly Announced | TBA |  |  |  | Proposed | Solar | 2179 | N00013 | 2024-01-01
VIC1 | Existing Plant | Yatpool Solar Farm | Yatpool Sun Farm Pty Ltd | Solar PV - Single axis tracking | Solar - Solar | YATSF1 | 20 |  | 2.5 |  | 50 | 50 |  | In Service | SS |  | 2050 |  | Existing less Announced Withdrawal | Solar | 1423 |  | 2024-02-20 | 2024-02-26 09:34
VIC1 | Existing Plant | Yatpool Solar Farm | Yatpool Sun Farm Pty Ltd | Solar PV - Single axis tracking | Solar - Solar | YATSF1 | 16 |  | 2.75 |  | 44 | 44 |  | In Service | SS |  | 2050 |  | Existing less Announced Withdrawal | Solar | 1423 |  | 2024-02-20 | 2024-02-26 09:34
VIC1 | Existing Plant | Yawong Wind Farm | Yawong Wind Farm Pty Ltd | Wind Turbine - Onshore | Wind - Wind | YAWWF1 | 2 | 3.6 | 3.6 | 7.2 | 7.2 | 7.2 |  | In Service | NS | 2018-12-01 | 2048 |  | Existing less Announced Withdrawal | Wind | 1495 |  | 2022-09-01 | 2022-09-30 00:18
QLD1 | Project | Yelarbon SF and BESS - KCI | Elgin Energy | Solar PV - Fixed | Solar - Solar |  | 1 |  | 200 |  | 200 | 200 |  | Publicly Announced | SS |  |  |  | Proposed | Solar | 2784 | Q00174
QLD1 | Project | Yelarbon SF and BESS - KCI | Elgin Energy | Storage - Battery | Other - Other |  | 1 |  | 200 |  | 200 | 200 | 0 | Publicly Announced | S |  |  |  | Proposed | Battery Storage | 2784 | Q00174
VIC1 | Existing Plant | Yendon Wind Farm | Northleaf /InfraRed/Macquarie Capital | Wind Turbine - Onshore | Wind - Wind | YENDWF1 | 38 | 3.8 | 3.8 | 144.4 | 144.4 | 144.4 | 0 | In Service | SS | 2021-01-01 | 2049 |  | Existing less Announced Withdrawal | Wind | 1114 |  | 2024-02-20 | 2024-06-05 15:20
SA1 | Project | Yoorndoo Ilga Solar - KCI | Yoorndoo Ilga Solar Pty Ltd | Solar PV - Fixed | Solar - Solar |  | 1 |  | 250 |  | 250 | 250 |  | Publicly Announced | SS |  |  |  | Proposed | Solar | 2785 | S00071
SA1 | Project | Yorke Peninsula Wind Farm | Yorke Peninsula Wind Farm Project Pty Ltd | Wind Turbine - Onshore | Wind - Wind |  | 104 | 6 | 7.2 | 624 | 748.8 | 624.00 - 748.80 |  | Publicly Announced | SS | 2030-09-01 | 2060 |  | Proposed | Wind | 1615 |  | 2023-05-23 | 2024-06-05 11:15
VIC1 | Existing Plant | Zilzie Winery Solar System | TBA | Solar PV - Fixed | Solar - Solar |  | 1 |  | 0.11 |  | 0.11 | 0.11 |  | In Service | NS |  |  |  | Existing less Announced Withdrawal | Solar | 2157
Committed* represents projects that have met the requirements to be classified as "Advanced", and construction or installation has commenced.
Snowy 2.0 - Unit Status - Reflects the Commonwealth Government commitment to construct the Snowy 2.0 project.
Battery of the Nation - Full Commercial Use Date - Subject to further interconnection between Victoria and Tasmania and feasibility studies. For more information, please refer to: https://www.hydro.com.au/clean-energy/battery-of-the-nation/pumped-hydro/pumped-hydro-faq
Battery of the Nation - Storage Capacity (MWh) - Average storage capacity of Tasmanian pumped hydro opportunities.
Kurri Kurri OCGT - Unit Status - Reflects the Commonwealth Government commitment to construct the Kurri Kurri OCGT project.
Waratah Super Battery is considered as part of a transmission project. See the Transmission Augmentation Information page on its commitment status and timing.

## Scheduled Capacities
Scheduled Capacities
Scheduled Capacities are shown in MW for the next 10 years for three specific demand conditions which have a reference Temperature for the given NEM Region.
Scheduled capacities consider limitations under the Connection Agreement with the Network Service Provider, e.g. the maximum capacity that may be exported via the relevant Connection Point.
Region | Asset Type | Site Name | DUID | Winter 2024 | Summer Typical 2024-25 | Summer Peak 2024-25 | Winter 2025 | Summer Typical 2025-26 | Summer Peak 2025-26 | Winter 2026 | Summer Typical 2026-27 | Summer Peak 2026-27 | Winter 2027 | Summer Typical 2027-28 | Summer Peak 2027-28 | Winter 2028 | Summer Typical 2028-29 | Summer Peak 2028-29 | Winter 2029 | Summer Typical 2029-30 | Summer Peak 2029-30 | Winter 2030 | Summer Typical 2030-31 | Summer Peak 2030-31 | Winter 2031 | Summer Typical 2031-32 | Summer Peak 2031-32 | Winter 2032 | Summer Typical 2032-33 | Summer Peak 2032-33 | Winter 2033 | Summer Typical 2033-34 | Summer Peak 2033-34 | Owner | Technology Type | Fuel Type | Number of Units | Aggregated Lower Nameplate Capacity (MW) | Aggregated Upper Nameplate Capacity (MW) | Storage Capacity (MWh) | Unit Status | Dispatch Type | Full Commercial Use Date | Expected Closure Year | Closure Date | Status Bucket Summary | Fuel Bucket Summary | SurveyId
SA1 | Existing Plant | Adelaide Desalination Plant | ADPPV1 | 11 | 10.56 | 10.34 | 11 | 10.56 | 10.34 | 11 | 10.56 | 10.34 | 11 | 10.56 | 10.34 | 11 | 10.56 | 10.34 | 11 | 10.56 | 10.34 | 11 | 10.56 | 10.34 | 11 | 10.56 | 10.34 | 11 | 10.56 | 10.34 | 11 | 10.56 | 10.34 | South Australian Water Corporation | Solar PV - Fixed | Solar - Solar | 4 |  | 11 | 0 | In Service | SS | 2022-05-01 | 2041 |  | Existing less Announced Withdrawal | Solar | 1844
SA1 | Existing Plant | Adelaide Desalination Plant | ADPBA1G | 6 | 6 | 6 | 6 | 6 | 6 | 6 | 6 | 6 | 6 | 6 | 6 | 6 | 6 | 6 | 6 | 6 | 6 | 6 | 6 | 6 | 6 | 6 | 6 | 6 | 6 | 6 | 6 | 6 | 6 | South Australian Water Corporation | Storage - Battery | Other - Other | 1 |  | 6.27 | 12.6 | In Service | S | 2022-05-01 | 2041 |  | Existing less Announced Withdrawal | Battery Storage | 1844
SA1 | Existing Plant | Angaston | ANGAST1 | 36 | 36 | 36 | 49 | 49 | 49 | 49 | 49 | 49 | 49 | 49 | 49 | 49 | 49 | 49 | 49 | 49 | 49 | 49 | 49 | 49 | 49 | 49 | 49 | 49 | 49 | 49 | 49 | 49 | 49 | Snowy Hydro Ltd | Reciprocating Engine - Compression ignition | Fossil - Diesel | 2 |  | 36 | 0 | In Service | S |  | 2070 |  | Existing less Announced Withdrawal | Other | 1002
VIC1 | Existing Plant | Ararat Wind Farm | ARWF1 | 240 | 240 | 150 | 240 | 240 | 150 | 240 | 240 | 150 | 240 | 240 | 150 | 240 | 240 | 150 | 240 | 240 | 150 | 240 | 240 | 150 | 240 | 240 | 150 | 240 | 240 | 150 | 240 | 240 | 150 | Ararat Wind Farm Pty Ltd | Wind Turbine - Onshore | Wind - Wind | 75 |  | 240 | 0 | In Service | SS |  | 2047 |  | Existing less Announced Withdrawal | Wind | 1462
NSW1 | Existing Plant | Avonlie Solar Farm | AVLSF1 | 189.98 | 189.98 | 189.98 | 189.98 | 189.98 | 189.98 | 189.98 | 189.98 | 189.98 | 189.98 | 189.98 | 189.98 | 189.98 | 189.98 | 189.98 | 189.98 | 189.98 | 189.98 | 189.98 | 189.98 | 189.98 | 189.98 | 189.98 | 189.98 | 189.98 | 189.98 | 189.98 | 189.98 | 189.98 | 189.98 | Iberdrola Australia Limited | Solar PV - Single axis tracking | Solar - Solar | 70 | 0 | 254.1 | 0 | In Service | SS | 2023-11-01 | 2058 |  | Existing less Announced Withdrawal | Solar | 1715
VIC1 | Existing Plant | Bairnsdale | BDL01 | 44 | 36 | 27 | 44 | 36 | 27 | 44 | 36 | 27 | 44 | 36 | 27 | 44 | 36 | 27 | 44 | 36 | 27 | 44 | 36 | 27 | 44 | 36 | 27 | 44 | 36 | 27 | 44 | 36 | 27 | Alinta DEBO | Turbine - OCGT | Fossil - Natural Gas Pipeline | 1 |  | 47 | 0 | In Service | S |  | 2042 |  | Existing less Announced Withdrawal | OCGT | 1005
VIC1 | Existing Plant | Bairnsdale | BDL02 | 44 | 37 | 30 | 44 | 37 | 30 | 44 | 37 | 30 | 44 | 37 | 30 | 44 | 37 | 30 | 44 | 37 | 30 | 44 | 37 | 30 | 44 | 37 | 30 | 44 | 37 | 30 | 44 | 37 | 30 | Alinta DEBO | Turbine - OCGT | Fossil - Natural Gas Pipeline | 1 |  | 47 | 0 | In Service | S |  | 2042 |  | Existing less Announced Withdrawal | OCGT | 1005
VIC1 | Existing Plant | Bald Hills Wind Farm | BALDHWF1 | 106.6 | 106.6 | 106.6 | 106.6 | 106.6 | 106.6 | 106.6 | 106.6 | 106.6 | 106.6 | 106.6 | 106.6 | 106.6 | 106.6 | 106.6 | 106.6 | 106.6 | 106.6 | 106.6 | 106.6 | 106.6 | 106.6 | 106.6 | 106.6 | 106.6 | 106.6 | 106.6 | 106.6 | 106.6 | 106.6 | Bald Hills Wind Farm Pty Ltd | Wind Turbine - Onshore | Wind - Wind | 52 |  | 106.6 | 0 | In Service | SS |  | 2040 |  | Existing less Announced Withdrawal | Wind | 1006
VIC1 | Existing Plant | Ballarat Energy Storage System | BALBG1 | 29.9 | 29.9 | 28.8 | 29.9 | 29.9 | 28.8 | 29.9 | 29.9 | 28.8 | 29.9 | 29.9 | 28.8 | 29.9 | 29.9 | 28.8 | 19.9 | 19.9 | 19.2 | 19.9 | 19.9 | 19.2 | 19.9 | 19.9 | 19.2 | 19.9 | 19.9 | 19.2 | 19.9 | 19.9 | 19.2 | Ausnet Transmission Group Pty Ltd | Storage - Battery | Other - Other | 1 |  | 30 | 30 | In Service | S |  | 2033 |  | Existing less Announced Withdrawal | Battery Storage | 1469
NSW1 | Existing Plant | Bango 973 Wind Farm | BANGOWF1 | 159 | 159 | 0 | 159 | 159 | 0 | 159 | 159 | 0 | 159 | 159 | 0 | 159 | 159 | 0 | 159 | 159 | 0 | 159 | 159 | 0 | 159 | 159 | 0 | 159 | 159 | 0 | 159 | 159 | 0 | BWF Nominees Pty Ltd as trustee for the BWF Trust | Wind Turbine - Onshore | Wind - Wind | 30 | 159 | 159 | 0 | In Service | SS | 2022-09-01 | 2045 |  | Existing less Announced Withdrawal | Wind | 1282
NSW1 | Existing Plant | Bango 999 Wind Farm | BANGOWF2 | 84.8 | 84.8 | 0 | 84.8 | 84.8 | 0 | 84.8 | 84.8 | 0 | 84.8 | 84.8 | 0 | 84.8 | 84.8 | 0 | 84.8 | 84.8 | 0 | 84.8 | 84.8 | 0 | 84.8 | 84.8 | 0 | 84.8 | 84.8 | 0 | 84.8 | 84.8 | 0 | BWF Nominees Pty Ltd as trustee for the BWF Trust | Wind Turbine - Onshore | Wind - Wind | 16 | 0 | 84.8 | 0 | In Service | SS | 2022-09-01 | 2045 |  | Existing less Announced Withdrawal | Wind | 1843
VIC1 | Existing Plant | Bannerton Solar Park | BANN1 | 88 | 84 | 84 | 88 | 84 | 84 | 88 | 84 | 84 | 88 | 84 | 84 | 88 | 84 | 84 | 88 | 84 | 84 | 88 | 84 | 84 | 88 | 84 | 84 | 88 | 84 | 84 | 88 | 84 | 84 | Foresight Solar Australia Pty Ltd | Solar PV - Single axis tracking | Solar - Solar | 40 |  | 100 | 0 | In Service | SS | 2019-06-01 | 2049 |  | Existing less Announced Withdrawal | Solar | 1492
QLD1 | Existing Plant | Barcaldine Power Station | BARCALDN | 37 | 36 | 32 | 37 | 36 | 32 | 37 | 36 | 32 | 37 | 36 | 32 | 37 | 36 | 32 | 37 | 36 | 32 | 37 | 36 | 32 | 37 | 36 | 32 | 37 | 36 | 32 | 37 | 36 | 32 | Ergon Energy Queensland Pty Ltd | Turbine - OCGT | Fossil - Natural Gas Pipeline | 1 |  | 37 | 0 | In Service | S |  | 2034 |  | Existing less Announced Withdrawal | OCGT | 1010
SA1 | Existing Plant | Barker Inlet Power Station | BARKIPS1 | 210 | 210 | 205.2 | 210 | 210 | 205.2 | 210 | 210 | 205.2 | 210 | 210 | 205.2 | 210 | 210 | 205.2 | 210 | 210 | 205.2 | 210 | 210 | 205.2 | 210 | 210 | 205.2 | 210 | 210 | 205.2 | 210 | 210 | 205.2 | AGL Barker Inlet Pty Ltd | Reciprocating Engine - Spark ignition | Fossil - Natural Gas Pipeline | 12 |  | 210 | 0 | In Service | S | 2020-01-01 | 2044 |  | Existing less Announced Withdrawal | Gas other | 1463
QLD1 | Existing Plant | Barron Gorge | BARRON-1 | 33 | 33 | 33 | 33 | 33 | 33 | 33 | 33 | 33 | 33 | 33 | 33 | 33 | 33 | 33 | 33 | 33 | 33 | 33 | 33 | 33 | 33 | 33 | 33 | 33 | 33 | 33 | 33 | 33 | 33 | CleanCo Queensland Limited | Hydro - Run of River | Hydro - Water | 1 |  | 35 | 0 | In Service | S |  | 2042 |  | Existing less Announced Withdrawal | Water | 1012
QLD1 | Existing Plant | Barron Gorge | BARRON-2 | 33 | 33 | 33 | 33 | 33 | 33 | 33 | 33 | 33 | 33 | 33 | 33 | 33 | 33 | 33 | 33 | 33 | 33 | 33 | 33 | 33 | 33 | 33 | 33 | 33 | 33 | 33 | 33 | 33 | 33 | CleanCo Queensland Limited | Hydro - Run of River | Hydro - Water | 1 |  | 35 | 0 | In Service | S |  | 2042 |  | Existing less Announced Withdrawal | Water | 1012
TAS1 | Existing Plant | Bastyan | BASTYAN | 81 | 81 | 81 | 81 | 81 | 81 | 81 | 81 | 81 | 81 | 0 | 0 | 84 | 84 | 84 | 84 | 84 | 84 | 84 | 84 | 84 | 84 | 84 | 84 | 84 | 84 | 84 | 84 | 84 | 84 | Hydro-Electric Corporation | Hydro - Dam | Hydro - Water | 1 |  | 79.9 | 0 | In Service | S |  | 2100 |  | Existing less Announced Withdrawal | Water | 1013
NSW1 | Existing Plant | Bayswater | BW01 | 660 | 660 | 630 | 660 | 660 | 630 | 660 | 660 | 630 | 660 | 660 | 630 | 660 | 660 | 630 | 660 | 660 | 630 | 660 | 660 | 630 | 660 | 660 | 630 | 660 | 660 | 630 | 660 | 660 | 630 | AGL Macquarie Pty Limited | Turbine - Steam Sub Critical | Fossil - Black Coal | 1 | 0 | 660 | 0 | In Service | S |  | 2033 |  | Existing less Announced Withdrawal | Coal | 1014
NSW1 | Existing Plant | Bayswater | BW02 | 685 | 685 | 655 | 685 | 685 | 655 | 685 | 685 | 655 | 685 | 685 | 655 | 685 | 685 | 655 | 685 | 685 | 655 | 685 | 685 | 655 | 685 | 685 | 655 | 685 | 685 | 655 | 685 | 685 | 655 | AGL Macquarie Pty Limited | Turbine - Steam Sub Critical | Fossil - Black Coal | 1 | 0 | 685 | 0 | In Service | S |  | 2033 |  | Existing less Announced Withdrawal | Coal | 1014
NSW1 | Existing Plant | Bayswater | BW03 | 685 | 685 | 655 | 685 | 685 | 655 | 685 | 685 | 655 | 685 | 685 | 655 | 685 | 685 | 655 | 685 | 685 | 655 | 685 | 685 | 655 | 685 | 685 | 655 | 685 | 685 | 655 | 685 | 685 | 655 | AGL Macquarie Pty Limited | Turbine - Steam Sub Critical | Fossil - Black Coal | 1 | 0 | 685 | 0 | In Service | S |  | 2033 |  | Existing less Announced Withdrawal | Coal | 1014
NSW1 | Existing Plant | Bayswater | BW04 | 685 | 685 | 655 | 685 | 685 | 655 | 685 | 685 | 655 | 685 | 685 | 655 | 685 | 685 | 655 | 685 | 685 | 655 | 685 | 685 | 655 | 685 | 685 | 655 | 685 | 685 | 655 | 685 | 685 | 655 | AGL Macquarie Pty Limited | Turbine - Steam Sub Critical | Fossil - Black Coal | 1 | 0 | 685 | 0 | In Service | S |  | 2033 |  | Existing less Announced Withdrawal | Coal | 1014
TAS1 | Existing Plant | Bell Bay Three | BBTHREE1 | 40 | 40 | 40 | 40 | 40 | 40 | 40 | 40 | 40 | 40 | 40 | 40 | 40 | 40 | 40 | 40 | 40 | 40 | 40 | 40 | 40 | 40 | 40 | 40 | 40 | 40 | 40 | 40 | 40 | 40 | AETV Pty Ltd | Turbine - OCGT | Fossil - Natural Gas Pipeline | 1 |  | 40 | 0 | In Service | S |  | 2040 |  | Existing less Announced Withdrawal | OCGT | 1015
TAS1 | Existing Plant | Bell Bay Three | BBTHREE2 | 40 | 40 | 40 | 40 | 40 | 40 | 40 | 40 | 40 | 40 | 40 | 40 | 40 | 40 | 40 | 40 | 40 | 40 | 40 | 40 | 40 | 40 | 40 | 40 | 40 | 40 | 40 | 40 | 40 | 40 | AETV Pty Ltd | Turbine - OCGT | Fossil - Natural Gas Pipeline | 1 |  | 40 | 0 | In Service | S |  | 2040 |  | Existing less Announced Withdrawal | OCGT | 1015
TAS1 | Existing Plant | Bell Bay Three | BBTHREE3 | 25 | 25 | 25 | 25 | 25 | 25 | 25 | 25 | 25 | 25 | 25 | 25 | 25 | 25 | 25 | 25 | 25 | 25 | 25 | 25 | 25 | 25 | 25 | 25 | 25 | 25 | 25 | 25 | 25 | 25 | AETV Pty Ltd | Turbine - OCGT | Fossil - Natural Gas Pipeline | 1 |  | 40 | 0 | In Service | S |  | 2040 |  | Existing less Announced Withdrawal | OCGT | 1015
VIC1 | Existing Plant | Berrybank Wind Farm | BRYB1WF1 | 175.913 | 175.913 | 175.913 | 175.913 | 175.913 | 175.913 | 175.913 | 175.913 | 175.913 | 175.913 | 175.913 | 175.913 | 175.913 | 175.913 | 175.913 | 175.913 | 175.913 | 175.913 | 175.913 | 175.913 | 175.913 | 175.913 | 175.913 | 175.913 | 175.913 | 175.913 | 175.913 | 175.913 | 175.913 | 175.913 | Berrbank Development Pty ltd | Wind Turbine - Onshore | Wind - Wind | 43 | 180.6 | 180.6 | 0 | In Service | SS | 2021-04-01 | 2050 |  | Existing less Announced Withdrawal | Wind | 1018
VIC1 | Existing Plant | Berrybank Wind Farm | BRYB2WF2 | 105.196 | 105.196 | 105.196 | 105.196 | 105.196 | 105.196 | 105.196 | 105.196 | 105.196 | 105.196 | 105.196 | 105.196 | 105.196 | 105.196 | 105.196 | 105.196 | 105.196 | 105.196 | 105.196 | 105.196 | 105.196 | 105.196 | 105.196 | 105.196 | 105.196 | 105.196 | 105.196 | 105.196 | 105.196 | 105.196 | Berrbank Development Pty ltd | Wind Turbine - Onshore | Wind - Wind | 26 | 109.2 | 109.2 | 0 | In Service | SS | 2022-08-01 | 2052 |  | Existing less Announced Withdrawal | Wind | 1018
NSW1 | Existing Plant | Beryl Solar Farm | BERYLSF1 | 87 | 82.8 | 77.4 | 87 | 82.8 | 77.4 | 87 | 82.8 | 77.4 | 87 | 82.8 | 77.4 | 87 | 82.8 | 77.4 | 87 | 82.8 | 77.4 | 87 | 82.8 | 77.4 | 87 | 82.8 | 77.4 | 87 | 82.8 | 77.4 | 87 | 82.8 | 77.4 | FS NSW Project No 1 AT Pty Ltd as trustee of FS NSW Project No 1 Asset Trust | Solar PV - Single axis tracking | Solar - Solar | 60 | 98.4 | 98.4 | 0 | In Service | SS | 2019-05-01 | 2049 |  | Existing less Announced Withdrawal | Solar | 1416
NSW1 | Existing Plant | Blowering | BLOWERNG | 70 | 70 | 70 | 70 | 70 | 70 | 70 | 70 | 70 | 70 | 70 | 70 | 70 | 70 | 70 | 70 | 70 | 70 | 70 | 70 | 70 | 70 | 70 | 70 | 70 | 70 | 70 | 70 | 70 | 70 | Snowy Hydro Ltd | Hydro - Dam | Hydro - Water | 1 | 80 | 80 | 0 | In Service | S |  | 2070 |  | Existing less Announced Withdrawal | Water | 1021
QLD1 | Existing Plant | Bluegrass Solar Farm | BLUEGSF1 | 147.44 | 144.25 | 144.25 | 146.88 | 143.62 | 143.62 | 146.32 | 142.99 | 142.99 | 145.78 | 142.37 | 142.37 | 145.22 | 141.74 | 141.74 | 144.67 | 141.11 | 141.11 | 144.1 | 140.47 | 140.47 | 143.54 | 139.84 | 139.84 | 142.98 | 139.22 | 139.22 |  |  |  | X-Elio Australia Pty Ltd | Solar PV - Single axis tracking | Solar - Solar | 1 | 148 | 148 | 0 | In Service | SS | 2023-06-01 | 2057 |  | Existing less Announced Withdrawal | Solar | 1903
SA1 | Project | Blyth BESS | Unknown | 0 | 160 | 160 | 200 | 200 | 193.984 | 200 | 200 | 193.984 | 200 | 200 | 193.984 | 200 | 200 | 193.984 | 200 | 200 | 193.984 | 200 | 200 | 193.984 | 200 | 200 | 193.984 | 200 | 200 | 193.984 | 200 | 200 | 193.984 | Neoen Australia Pty Ltd | Storage - Battery | Other - Other | 64 | 0 | 200 | 400 | Committed | S | 2024-12-01 | 2044 |  | Committed | Battery Storage | 2248
NSW1 | Existing Plant | Boco Rock Wind Farm | BOCORWF1 | 113.18 | 113.18 | 104.088 | 113.18 | 113.18 | 104.088 | 113.18 | 113.18 | 104.088 | 113.18 | 113.18 | 104.088 | 113.18 | 113.18 | 104.088 | 113.18 | 113.18 | 104.088 | 113.18 | 113.18 | 104.088 | 113.18 | 113.18 | 104.088 | 113.18 | 113.18 | 104.088 | 113.18 | 113.18 | 104.088 | South Pacific Power Pty Ltd | Wind Turbine - Onshore | Wind - Wind | 67 |  | 113 | 0 | In Service | SS |  | 2040 |  | Existing less Announced Withdrawal | Wind | 1022
NSW1 | Existing Plant | Bodangora Wind Farm | BODWF1 | 113.19 | 113.19 | 113.19 | 113.19 | 113.19 | 113.19 | 113.19 | 113.19 | 113.19 | 113.19 | 113.19 | 113.19 | 113.19 | 113.19 | 113.19 | 113.19 | 113.19 | 113.19 | 113.19 | 113.19 | 113.19 | 113.19 | 113.19 | 113.19 | 113.19 | 113.19 | 113.19 | 113.19 | 113.19 | 113.19 | Bodangora Wind Farm Pty Ltd | Wind Turbine - Onshore | Wind - Wind | 33 | 113.19 | 113.19 | 0 | In Service | SS | 2019-02-01 | 2049 |  | Existing less Announced Withdrawal | Wind | 1259
VIC1 | Existing Plant | Bogong / Mackay | MCKAY1 | 300.02 | 300.02 | 300.02 | 300.02 | 300.02 | 300.02 | 300.02 | 300.02 | 300.02 | 300.02 | 300.02 | 300.02 | 300.02 | 300.02 | 300.02 | 300.02 | 300.02 | 300.02 | 300.02 | 300.02 | 300.02 | 300.02 | 300.02 | 300.02 | 300.02 | 300.02 | 300.02 | 300.02 | 300.02 | 300.02 | AGL Hydro Partnership | Hydro - Dam | Hydro - Water | 8 | 0 | 300.02 | 0 | In Service | S |  | 2057 |  | Existing less Announced Withdrawal | Water | 1023
SA1 | Existing Plant | Bolivar Power Station | BOLIVPS1 | 125.6 | 108.4 | 95.2 | 125.6 | 108.4 | 95.2 | 125.6 | 108.4 | 95.2 | 125.6 | 108.4 | 95.2 | 125.6 | 108.4 | 95.2 | 125.6 | 108.4 | 95.2 | 125.6 | 108.4 | 95.2 | 125.6 | 108.4 | 95.2 | 125.6 | 108.4 | 95.2 | 125.6 | 108.4 | 95.2 | Iberdrola Australia Energy Markets Pty Limited | Turbine - OCGT | Fossil - Natural Gas Pipeline | 4 |  | 123.2 | 0 | In Service | S | 2022-12-01 | 2045 |  | Existing less Announced Withdrawal | OCGT | 1533
SA1 | Existing Plant | Bolivar Waste Water Treatment | BOWWPV1 | 11.25 | 10.8 | 10.575 | 11.25 | 10.8 | 10.575 | 11.25 | 10.8 | 10.575 | 11.25 | 10.8 | 10.575 | 11.25 | 10.8 | 10.575 | 11.25 | 10.8 | 10.575 | 11.25 | 10.8 | 10.575 | 11.25 | 10.8 | 10.575 | 11.25 | 10.8 | 10.575 | 11.25 | 10.8 | 10.575 | South Australian Water Corporation | Solar PV - Fixed | Solar - Solar | 3 |  | 11.25 | 0 | In Service | SS | 2022-10-01 | 2045 |  | Existing less Announced Withdrawal | Solar | 1393
SA1 | Existing Plant | Bolivar Waste Water Treatment | BOWWBA1G | 2 | 2 | 2 | 2 | 2 | 2 | 2 | 2 | 2 | 2 | 2 | 2 | 2 | 2 | 2 | 2 | 2 | 2 | 2 | 2 | 2 | 2 | 2 | 2 | 2 | 2 | 2 | 2 | 2 | 2 | South Australian Water Corporation | Storage - Battery | Other - Other | 1 |  | 2.46 | 5.04 | In Service | S | 2023-02-01 | 2045 |  | Existing less Announced Withdrawal | Battery Storage | 1393
NSW1 | Existing Plant | Bomen Solar Farm | BOMENSF1 | 99.88 | 99 | 97.68 | 99.88 | 99 | 97.68 | 99.88 | 99 | 97.68 | 99.88 | 99 | 97.68 | 99.88 | 99 | 97.68 | 99.88 | 99 | 97.68 | 99.88 | 99 | 97.68 | 99.88 | 99 | 97.68 | 99.88 | 99 | 97.68 | 99.88 | 99 | 97.68 | Spark Infrastructure Holdings No. 6 Pty Limited | Solar PV - Single axis tracking | Solar - Solar | 44 | 121 | 121 | 0 | In Service | SS | 2020-11-01 | 2050 |  | Existing less Announced Withdrawal | Solar | 1554
QLD1 | Existing Plant | Bouldercombe Battery project | BBATTERY | 50 | 50 | 50 | 50 | 50 | 50 | 50 | 50 | 50 | 50 | 50 | 50 | 50 | 50 | 50 | 50 | 50 | 50 | 50 | 50 | 50 | 50 | 50 | 50 | 50 | 50 | 50 |  |  |  | Genex Power Limited | Storage - Battery | Other - Other | 40 |  | 50 | 100 | In Service | S | 2023-11-01 | 2042 |  | Existing less Announced Withdrawal | Battery Storage | 1873
QLD1 | Existing Plant | Braemar | BRAEMAR1 | 181 | 173 | 167 | 181 | 173 | 167 | 181 | 173 | 167 | 181 | 173 | 167 | 181 | 173 | 167 | 181 | 173 | 167 | 181 | 173 | 167 | 181 | 173 | 167 | 181 | 173 | 167 | 181 | 173 | 167 | Braemar Power Project Pty Ltd | Turbine - OCGT | Fossil - Coal Seam Methane | 1 |  | 188 | 0 | In Service | S |  | 2046 |  | Existing less Announced Withdrawal | OCGT | 1026
QLD1 | Existing Plant | Braemar | BRAEMAR2 | 181 | 173 | 167 | 181 | 173 | 167 | 181 | 173 | 167 | 181 | 173 | 167 | 181 | 173 | 167 | 181 | 173 | 167 | 181 | 173 | 167 | 181 | 173 | 167 | 181 | 173 | 167 | 181 | 173 | 167 | Braemar Power Project Pty Ltd | Turbine - OCGT | Fossil - Coal Seam Methane | 1 |  | 188 | 0 | In Service | S |  | 2046 |  | Existing less Announced Withdrawal | OCGT | 1026
QLD1 | Existing Plant | Braemar | BRAEMAR3 | 181 | 173 | 167 | 181 | 173 | 167 | 181 | 173 | 167 | 181 | 173 | 167 | 181 | 173 | 167 | 181 | 173 | 167 | 181 | 173 | 167 | 181 | 173 | 167 | 181 | 173 | 167 | 181 | 173 | 167 | Braemar Power Project Pty Ltd | Turbine - OCGT | Fossil - Coal Seam Methane | 1 |  | 188 | 0 | In Service | S |  | 2046 |  | Existing less Announced Withdrawal | OCGT | 1026
QLD1 | Existing Plant | Braemar 2 Power Station | BRAEMAR5 | 173 | 155 | 155 | 173 | 165 | 165 | 173 | 165 | 165 | 173 | 165 | 165 | 173 | 165 | 165 | 173 | 165 | 165 | 173 | 165 | 165 | 173 | 165 | 165 | 173 | 165 | 165 | 173 | 165 | 165 | NewGen Braemar 2 Partnership comprising Arrow Braemar 2 Pty Ltd and Arrow Southern Generation Pty Ltd | Turbine - OCGT | Fossil - Coal Seam Methane | 1 |  | 173 | 0 | In Service | S |  | 2049 |  | Existing less Announced Withdrawal | OCGT | 1027
QLD1 | Existing Plant | Braemar 2 Power Station | BRAEMAR6 | 173 | 155 | 155 | 173 | 165 | 165 | 173 | 165 | 165 | 173 | 165 | 165 | 173 | 165 | 165 | 173 | 165 | 165 | 173 | 165 | 165 | 173 | 165 | 165 | 173 | 165 | 165 | 173 | 165 | 165 | NewGen Braemar 2 Partnership comprising Arrow Braemar 2 Pty Ltd and Arrow Southern Generation Pty Ltd | Turbine - OCGT | Fossil - Coal Seam Methane | 1 |  | 173 | 0 | In Service | S |  | 2049 |  | Existing less Announced Withdrawal | OCGT | 1027
QLD1 | Existing Plant | Braemar 2 Power Station | BRAEMAR7 | 173 | 155 | 155 | 173 | 165 | 165 | 173 | 165 | 165 | 173 | 165 | 165 | 173 | 165 | 165 | 173 | 165 | 165 | 173 | 165 | 165 | 173 | 165 | 165 | 173 | 165 | 165 | 173 | 165 | 165 | NewGen Braemar 2 Partnership comprising Arrow Braemar 2 Pty Ltd and Arrow Southern Generation Pty Ltd | Turbine - OCGT | Fossil - Coal Seam Methane | 1 |  | 173 | 0 | In Service | S |  | 2049 |  | Existing less Announced Withdrawal | OCGT | 1027
NSW1 | Existing Plant | Broken Hill | BHBG1 & BHBL1 | 50 | 50 | 50 | 50 | 50 | 50 | 50 | 50 | 50 | 50 | 50 | 50 | 50 | 50 | 50 | 50 | 50 | 50 | 50 | 50 | 50 | 50 | 50 | 50 | 50 | 50 | 50 | 50 | 50 | 50 | MACQGEN | Storage - Battery | Other - Other | 1 |  | 50 | 50 | In Commissioning | S | 2024-06-01 | 2043 |  | Existing less Announced Withdrawal | Battery Storage | 2172
NSW1 | Existing Plant | Broken Hill Solar Plant | BROKENH1 | 53 | 53 | 53 | 53 | 53 | 53 | 53 | 53 | 53 | 53 | 53 | 53 | 53 | 53 | 53 | 53 | 53 | 53 | 53 | 53 | 53 | 53 | 53 | 53 | 53 | 53 | 53 | 53 | 53 | 53 | PARF Company 6 Pty Limited | Solar PV - Fixed | Solar - Solar | 40 |  | 53 | 0 | In Service | SS |  | 2043 |  | Existing less Announced Withdrawal | Solar | 1266
VIC1 | Existing Plant | Bulgana Green Power Hub - BESS | BULBESG1 | 20 | 20 | 20 | 20 | 20 | 20 | 20 | 20 | 20 | 20 | 20 | 20 | 20 | 20 | 20 | 20 | 20 | 20 | 20 | 20 | 20 | 20 | 20 | 20 | 20 | 20 | 20 | 20 | 20 | 20 | Bulgana Wind Farm Pty Ltd | Storage - Battery | Other - Other | 40 |  | 20 | 34 | In Service | S | 2021-11-01 | 2049 |  | Existing less Announced Withdrawal | Battery Storage | 1590
VIC1 | Existing Plant | Bulgana Green Power Hub - Wind Farm | BULGANA1 | 204.4 | 204.4 | 204.4 | 204.4 | 204.4 | 204.4 | 204.4 | 204.4 | 204.4 | 204.4 | 204.4 | 204.4 | 204.4 | 204.4 | 204.4 | 204.4 | 204.4 | 204.4 | 204.4 | 204.4 | 204.4 | 204.4 | 204.4 | 204.4 | 204.4 | 204.4 | 204.4 | 204.4 | 204.4 | 204.4 | Bulgana Wind Farm Pty Ltd | Wind Turbine - Onshore | Wind - Wind | 56 |  | 204.4 | 0 | In Service | SS | 2021-11-01 | 2049 |  | Existing less Announced Withdrawal | Wind | 1289
QLD1 | Project | Bundaberg Solar Farm |  | 0 | 0 | 0 | 78 | 78 | 78 | 78 | 78 | 78 | 78 | 78 | 78 | 78 | 78 | 78 | 78 | 78 | 78 | 78 | 78 | 78 | 78 | 78 | 78 | 78 | 78 | 78 | 78 | 78 | 78 | Bundaberg Development Pty Ltd | Solar PV - Single axis tracking | Solar - Solar | 1 | 78 | 78 | 0 | Committed | SS | 2025-08-01 | 2050 |  | Committed | Solar | 1711
SA1 | Existing Plant | Bungala One Solar Farm | BNGSF1 | 109.62 | 109.62 | 104.76 | 109.62 | 109.62 | 104.76 | 109.62 | 109.62 | 104.76 | 109.62 | 109.62 | 104.76 | 109.62 | 109.62 | 104.76 | 109.62 | 109.62 | 104.76 | 109.62 | 109.62 | 104.76 | 109.62 | 109.62 | 104.76 | 109.62 | 109.62 | 104.76 | 109.62 | 109.62 | 104.76 | Bungala One Operations Pty Ltd as trustee for the Bungala One Operations Trust | Solar PV - Single axis tracking | Solar - Solar | 54 | 110.16 | 135 | 0 | In Service | SS | 2018-12-01 | 2044 |  | Existing less Announced Withdrawal | Solar | 1589
SA1 | Existing Plant | Bungala Two Solar Farm | BNGSF2 | 109.62 | 109.62 | 104.76 | 109.62 | 109.62 | 104.76 | 109.62 | 109.62 | 104.76 | 109.62 | 109.62 | 104.76 | 109.62 | 109.62 | 104.76 | 109.62 | 109.62 | 104.76 | 109.62 | 109.62 | 104.76 | 109.62 | 109.62 | 104.76 | 109.62 | 109.62 | 104.76 | 109.62 | 109.62 | 104.76 | Bungala Two Operations Pty Ltd as trustee for the Bungala Two Operations Trust | Solar PV - Single axis tracking | Solar - Solar | 54 | 110.16 | 135 | 0 | In Service | SS | 2021-09-01 | 2044 |  | Existing less Announced Withdrawal | Solar | 1587
QLD1 | Existing Plant | Callide B | CALL_B_1 | 350 | 325 | 325 | 350 | 325 | 325 | 350 | 325 | 325 | 350 | 325 | 325 | 350 | 0 | 0 | 0 | 0 | 0 | 0 | 0 | 0 | 0 | 0 | 0 | 0 | 0 | 0 | 0 | 0 | 0 | CS Energy | Turbine - Steam Sub Critical | Fossil - Black Coal | 1 |  | 350 | 0 | In Service | S |  | 2028 |  | Existing less Announced Withdrawal | Coal | 1035
QLD1 | Existing Plant | Callide B | CALL_B_2 | 350 | 325 | 325 | 350 | 325 | 325 | 350 | 325 | 325 | 350 | 325 | 325 | 350 | 0 | 0 | 0 | 0 | 0 | 0 | 0 | 0 | 0 | 0 | 0 | 0 | 0 | 0 | 0 | 0 | 0 | CS Energy | Turbine - Steam Sub Critical | Fossil - Black Coal | 1 |  | 350 | 0 | In Service | S |  | 2028 |  | Existing less Announced Withdrawal | Coal | 1035
QLD1 | Existing Plant | Callide C | CPP_3 | 466 | 466 | 434 | 466 | 466 | 434 | 466 | 466 | 434 | 466 | 466 | 434 | 466 | 466 | 434 | 466 | 466 | 434 | 466 | 466 | 434 | 466 | 466 | 434 | 466 | 466 | 434 | 466 | 466 | 434 | Joint Venture; Callide Energy Pty Ltd and IG Power (Callide) Ltd. | Turbine - Steam Super Critical | Fossil - Black Coal | 1 |  | 424 | 0 | In Service | S | 2024-04-01 |  |  | Existing less Announced Withdrawal | Coal | 1036
QLD1 | Existing Plant | Callide C | CPP_4 | 0 | 420 | 420 | 420 | 420 | 420 | 420 | 420 | 420 | 420 | 420 | 420 | 420 | 420 | 420 | 420 | 420 | 420 | 420 | 420 | 420 | 420 | 420 | 420 | 420 | 420 | 420 | 420 | 420 | 420 | Joint Venture; Callide Energy Pty Ltd and IG Power (Callide) Ltd. | Turbine - Steam Super Critical | Fossil - Black Coal | 1 |  | 420 | 0 | In Service | S | 2024-07-01 |  |  | Existing less Announced Withdrawal | Coal | 1036
SA1 | Existing Plant | Canunda | CNUNDAWF | 46 | 46 | 0 | 46 | 46 | 0 | 46 | 46 | 0 | 46 | 46 | 0 | 46 | 46 | 0 | 46 | 46 | 0 | 46 | 46 | 0 | 46 | 46 | 0 | 46 | 46 | 0 | 46 | 46 | 0 | Canunda Power Pty Ltd | Wind Turbine - Onshore | Wind - Wind | 23 | 46 | 46 | 0 | In Service | SS |  | 2035 |  | Existing less Announced Withdrawal | Wind | 1037
NSW1 | Project | Capital Battery | CBESS1 | 99.99 | 99.99 | 99 | 99.99 | 99.99 | 99 | 99.99 | 99.99 | 99 | 99.99 | 99.99 | 99 | 99.99 | 99.99 | 99 | 99.99 | 99.99 | 99 | 99.99 | 99.99 | 99 | 99.99 | 99.99 | 99 | 99.99 | 99.99 | 99 | 99.99 | 99.99 | 99 | Capital Battery Pty Ltd | Storage - Battery | Other - Other | 33 | 0 | 100.32 | 200 | Committed | S | 2024-08-01 | 2048 |  | Committed | Battery Storage | 1890
TAS1 | Existing Plant | Catagunya / Liapootah / Wayatinah | LI_WY_CA | 174 | 174 | 174 | 174 | 174 | 174 | 174 | 174 | 174 | 174 | 174 | 174 | 174 | 174 | 174 | 174 | 174 | 174 | 150 | 174 | 174 | 174 | 174 | 174 | 174 | 174 | 174 | 174 | 174 | 174 | Hydro-Electric Corporation | Hydro - Dam | Hydro - Water | 8 | 176.7 | 176.7 | 0 | In Service | S |  | 2100 |  | Existing less Announced Withdrawal | Water | 1041
SA1 | Existing Plant | Cathedral Rocks | CATHROCK | 62 | 62 | 0 | 62 | 62 | 0 | 62 | 62 | 0 | 62 | 62 | 0 | 62 | 62 | 0 | 62 | 62 | 0 | 62 | 0 | 0 | 0 | 0 | 0 | 0 | 0 | 0 | 0 | 0 | 0 | JV Cathedral Rock Investments Pty Ltd - Acciona Energy Australia Global Pty Ltd and EnergyAustralia Pty Ltd | Wind Turbine - Onshore | Wind - Wind | 31 | 62 | 62 | 0 | In Service | SS |  | 2030 |  | Existing less Announced Withdrawal | Wind | 1042
TAS1 | Existing Plant | Cattle Hill Wind Farm | CTHLWF1 | 144 | 144 | 144 | 144 | 144 | 144 | 144 | 144 | 144 | 144 | 144 | 144 | 144 | 144 | 144 | 144 | 144 | 144 | 144 | 144 | 144 | 144 | 144 | 144 | 144 | 144 | 144 | 144 | 144 | 144 | Wild Cattle Hill Pty Ltd | Wind Turbine - Onshore | Wind - Wind | 45 | 135 | 144 | 0 | In Service | SS | 2021-02-01 | 2044 |  | Existing less Announced Withdrawal | Wind | 1260
TAS1 | Existing Plant | Cethana | CETHANA | 95 | 0 | 0 | 0 | 95 | 95 | 95 | 95 | 95 | 95 | 95 | 95 | 95 | 95 | 95 | 95 | 95 | 95 | 95 | 95 | 95 | 95 | 95 | 95 | 95 | 95 | 95 | 95 | 95 | 95 | Hydro-Electric Corporation | Hydro - Dam | Hydro - Water | 1 | 85 | 85 | 0 | In Service | S |  | 2100 |  | Existing less Announced Withdrawal | Water | 1043
VIC1 | Existing Plant | Cherry Tree Wind Farm | CHYTWF1 | 57.6 | 53.6 | 43.2 | 57.6 | 53.6 | 43.2 | 57.6 | 53.6 | 43.2 | 57.6 | 53.6 | 43.2 | 57.6 | 53.6 | 43.2 | 57.6 | 53.6 | 43.2 | 57.6 | 53.6 | 43.2 | 57.6 | 53.6 | 43.2 | 57.6 | 53.6 | 43.2 | 57.6 | 53.6 | 43.2 | Cherry Tree Wind Farm Pty Limited A.T.F. Cherry Tree Project Trust | Wind Turbine - Onshore | Wind - Wind | 16 | 57.6 | 57.6 | 0 | In Service | SS | 2020-07-01 | 2050 |  | Existing less Announced Withdrawal | Wind | 1263
QLD1 | Existing Plant | Childers Solar Farm | CHILDSF1 | 55.87 | 55.87 | 55.87 | 55.87 | 55.87 | 55.87 | 55.87 | 55.87 | 55.87 | 55.87 | 55.87 | 55.87 | 55.87 | 55.87 | 55.87 | 55.87 | 55.87 | 55.87 | 55.87 | 55.87 | 55.87 | 55.87 | 55.87 | 55.87 | 55.87 | 55.87 | 55.87 | 55.87 | 55.87 | 55.87 | Childers Solar Pty Ltd as trustee for the Childers Solar Trust | Solar PV - Single axis tracking | Solar - Solar | 37 |  | 64.38 | 0 | In Service | SS | 2019-06-01 | 2049 |  | Existing less Announced Withdrawal | Solar | 1441
QLD1 | Existing Plant | Chinchilla BESS | CHBESSG1 | 100 | 100 | 100 | 100 | 100 | 100 | 100 | 100 | 100 | 100 | 100 | 100 | 100 | 100 | 100 | 100 | 100 | 100 | 100 | 100 | 100 | 100 | 100 | 100 | 100 | 100 | 100 | 100 | 100 | 100 | CSENERGY | Storage - Battery | Other - Other | 1 |  | 100 | 200 | In Service | S | 2024-07-01 | 2038 |  | Existing less Announced Withdrawal | Battery Storage | 2031
SA1 | Existing Plant | Christies Beach Wastewater Treatment Plant | CBWWBA1G | 2 | 2 | 2 | 2 | 2 | 2 | 2 | 2 | 2 | 2 | 2 | 2 | 2 | 2 | 2 | 2 | 2 | 2 | 2 | 2 | 2 | 2 | 2 | 2 | 2 | 2 | 2 | 2 | 2 | 2 | South Australian Water Corporation | Storage - Battery | Other - Other | 1 |  | 2.09 | 4.32 | In Service | S | 2023-01-01 | 2041 |  | Existing less Announced Withdrawal | Battery Storage | 1845
QLD1 | Existing Plant | Clare Solar Farm | CLARESF1 | 99.981 | 96.6 | 95.22 | 99.981 | 96.6 | 95.22 | 99.981 | 96.6 | 95.22 | 99.981 | 96.6 | 95.22 | 99.981 | 96.6 | 95.22 | 99.981 | 96.6 | 95.22 | 99.981 | 96.6 | 95.22 | 99.981 | 96.6 | 95.22 | 99.981 | 96.6 | 95.22 | 99.981 | 96.6 | 95.22 | Clare Asset Co Pty Ltd ATF Clare Asset Trust | Solar PV - Single axis tracking | Solar - Solar | 69 | 99.981 | 110.4 | 0 | In Service | SS |  | 2047 |  | Existing less Announced Withdrawal | Solar | 1383
QLD1 | Project | Clarke Creek Wind Farm | CLRKCWF1 | 4.389 | 4.389 | 4.389 | 166.782 | 338.03 | 338.03 | 338.03 | 338.03 | 338.03 | 338.03 | 338.03 | 338.03 | 338.03 | 338.03 | 338.03 | 338.03 | 338.03 | 338.03 | 338.03 | 338.03 | 338.03 | 338.03 | 338.03 | 338.03 | 338.03 | 338.03 | 338.03 | 338.03 | 338.03 | 338.03 | Squadron Energy Services Pty Ltd | Wind Turbine - Onshore | Wind - Wind | 77 | 0 | 346.5 | 0 | Committed | SS | 2025-09-01 | 2049 |  | Committed | Wind | 1988
QLD1 | Project | Clarke Creek Wind Farm | CLRKCWF2 | 0 | 0 | 0 | 0 | 100.97 | 100.97 | 100.97 | 100.97 | 100.97 | 100.97 | 100.97 | 100.97 | 100.97 | 100.97 | 100.97 | 100.97 | 100.97 | 100.97 | 100.97 | 100.97 | 100.97 | 100.97 | 100.97 | 100.97 | 100.97 | 100.97 | 100.97 | 100.97 | 100.97 | 100.97 | Squadron Energy Services Pty Ltd | Wind Turbine - Onshore | Wind - Wind | 23 | 0 | 103.5 | 0 | Committed | SS | 2025-09-01 | 2049 |  | Committed | Wind | 1988
SA1 | Project | Clements Gap - BESS |  | 0 | 0 | 0 | 60 | 60 | 60 | 60 | 60 | 60 | 60 | 60 | 60 | 60 | 60 | 60 | 60 | 60 | 60 | 60 | 60 | 60 | 60 | 60 | 60 | 60 | 60 | 60 | 60 | 60 | 60 | Pacific Hydro Clements Gap Pty Ltd | Storage - Battery | Other - Other | 1 |  | 60 | 120 | Committed | S | 2026-05-01 |  |  | Committed | Battery Storage | 1993
SA1 | Existing Plant | Clements Gap Wind Farm | CLEMGPWF | 56.7 | 56.7 | 56.7 | 56.7 | 56.7 | 56.7 | 56.7 | 56.7 | 56.7 | 56.7 | 56.7 | 56.7 | 56.7 | 56.7 | 56.7 | 56.7 | 56.7 | 56.7 | 56.7 | 56.7 | 56.7 | 56.7 | 56.7 | 56.7 | 56.7 | 56.7 | 56.7 | 56.7 | 56.7 | 56.7 | Pacific Hydro Clements Gap Pty Ltd | Wind Turbine - Onshore | Wind - Wind | 27 |  | 56.7 | 0 | In Service | SS |  | 2039 |  | Existing less Announced Withdrawal | Wind | 1047
QLD1 | Existing Plant | Clermont Solar Farm | CLERMSF1 | 74.999 | 72.89 | 71.41 | 74.999 | 72.89 | 71.41 | 74.999 | 72.89 | 71.41 | 74.999 | 72.89 | 71.41 | 74.999 | 72.89 | 71.41 | 74.999 | 72.89 | 71.41 | 74.999 | 72.89 | 71.41 | 74.999 | 72.89 | 71.41 | 74.999 | 72.89 | 71.41 | 74.999 | 72.89 | 71.41 | Clermont Asset Co Pty Ltd as Trustee for Clerrmont Solar Unit Trust | Solar PV - Single axis tracking | Solar - Solar | 37 | 75.85 | 92.5 | 0 | In Service | SS | 2019-03-01 | 2049 |  | Existing less Announced Withdrawal | Solar | 1562
VIC1 | Existing Plant | Cohuna Solar Farm | COHUNSF1 | 27.17 | 27.17 | 24.51 | 27.17 | 27.17 | 24.51 | 27.17 | 27.17 | 24.51 | 27.17 | 27.17 | 24.51 | 27.17 | 27.17 | 24.51 | 27.17 | 27.17 | 24.51 | 27.17 | 27.17 | 24.51 | 27.17 | 27.17 | 24.51 | 27.17 | 27.17 | 24.51 | 27.17 | 27.17 | 24.51 | Cohuna Solar Farm Pty Ltd as trustee for the Cohuna Solar Farm Trust | Solar PV - Single axis tracking | Solar - Solar | 19 | 27.17 | 31.16 | 0 | In Service | SS |  | 2045 |  | Existing less Announced Withdrawal | Solar | 1691
NSW1 | Existing Plant | Coleambally Solar Farm | COLEASF1 | 150.03 | 150.03 | 150.03 | 150.03 | 150.03 | 150.03 | 150.03 | 150.03 | 150.03 | 150.03 | 150.03 | 150.03 | 150.03 | 150.03 | 150.03 | 150.03 | 150.93 | 150.93 | 150.03 | 150.03 | 150.03 | 150.03 | 150.03 | 150.03 | 150.03 | 150.03 | 150.03 | 150.03 | 150.03 | 150.03 | Coleambally Solar Pty Ltd | Solar PV - Single axis tracking | Solar - Solar | 90 | 1.8 | 150.3 | 0 | In Service | SS |  | 2043 |  | Existing less Announced Withdrawal | Solar | 1420
NSW1 | Existing Plant | Collector | COLWF01 | 218.7 | 210.6 | 124.2 | 218.7 | 210.6 | 124.2 | 218.7 | 210.6 | 124.2 | 218.7 | 210.6 | 124.2 | 218.7 | 210.6 | 124.2 | 218.7 | 210.6 | 124.2 | 218.7 | 210.6 | 124.2 | 218.7 | 210.6 | 124.2 | 218.7 | 124.2 | 124.2 | 218.7 | 124.2 | 124.2 | Ratch Australia | Wind Turbine - Onshore | Wind - Wind | 54 | 226.8 | 226.8 | 0 | In Service | SS | 2020-12-01 | 2046 |  | Existing less Announced Withdrawal | Wind | 1052
QLD1 | Existing Plant | Collinsville PV | CSPVPS1 | 42.5 | 41.31 | 39.95 | 42.5 | 41.31 | 39.95 | 42.5 | 41.31 | 39.95 | 42.5 | 41.31 | 39.95 | 42.5 | 41.31 | 39.95 | 42.5 | 41.31 | 39.95 | 42.5 | 41.31 | 39.95 | 42.5 | 41.31 | 39.95 | 42.5 | 41.31 | 39.95 | 42.5 | 41.31 | 39.95 | Ratch Australia | Solar PV - Fixed | Solar - Solar | 17 | 42.5 | 42.5 | 0 | In Service | SS | 2018-08-01 | 2044 |  | Existing less Announced Withdrawal | Solar | 1349
NSW1 | Existing Plant | Colongra | CG1 | 181 | 170 | 160 | 181 | 170 | 160 | 181 | 170 | 160 | 181 | 170 | 160 | 181 | 170 | 160 | 181 | 170 | 160 | 181 | 170 | 160 | 181 | 170 | 160 | 181 | 170 | 160 | 181 | 170 | 160 | Snowy Hydro Ltd | Turbine - OCGT | Fossil - Natural Gas Pipeline | 1 |  | 181 | 0 | In Service | S |  | 2070 |  | Existing less Announced Withdrawal | OCGT | 1053
NSW1 | Existing Plant | Colongra | CG2 | 181 | 170 | 160 | 181 | 170 | 160 | 181 | 170 | 160 | 181 | 170 | 160 | 181 | 170 | 160 | 181 | 170 | 160 | 181 | 170 | 160 | 181 | 170 | 160 | 181 | 170 | 160 | 181 | 170 | 160 | Snowy Hydro Ltd | Turbine - OCGT | Fossil - Natural Gas Pipeline | 1 | 162 | 181 | 0 | In Service | S |  | 2070 |  | Existing less Announced Withdrawal | OCGT | 1053
NSW1 | Existing Plant | Colongra | CG3 | 181 | 170 | 160 | 181 | 170 | 160 | 181 | 170 | 160 | 181 | 170 | 160 | 181 | 170 | 160 | 181 | 170 | 160 | 181 | 170 | 160 | 181 | 170 | 160 | 181 | 170 | 160 | 181 | 170 | 160 | Snowy Hydro Ltd | Turbine - OCGT | Fossil - Natural Gas Pipeline | 1 |  | 181 | 0 | In Service | S |  | 2070 |  | Existing less Announced Withdrawal | OCGT | 1053
NSW1 | Existing Plant | Colongra | CG4 | 181 | 170 | 160 | 181 | 170 | 160 | 181 | 170 | 160 | 181 | 170 | 160 | 181 | 170 | 160 | 181 | 170 | 160 | 181 | 170 | 160 | 181 | 170 | 160 | 181 | 170 | 160 | 181 | 170 | 160 | Snowy Hydro Ltd | Turbine - OCGT | Fossil - Natural Gas Pipeline | 1 |  | 181 | 0 | In Service | S |  | 2070 |  | Existing less Announced Withdrawal | OCGT | 1053
QLD1 | Existing Plant | Columboola Solar Farm | COLUMSF1 | 161.95 | 161.95 | 161.95 | 161.95 | 161.95 | 161.95 | 161.95 | 161.95 | 161.95 | 161.95 | 161.95 | 161.95 | 161.95 | 161.95 | 161.95 | 161.95 | 161.95 | 161.95 | 161.95 | 161.95 | 161.95 | 161.95 | 161.95 | 161.95 | 161.95 | 161.95 | 161.95 | 161.95 | 161.95 | 161.95 | Luminous Energy | Solar PV - Single axis tracking | Solar - Solar | 79 | 217.25 | 217.25 | 0 | In Service | SS | 2023-10-01 | 2046 |  | Existing less Announced Withdrawal | Solar | 1459
QLD1 | Existing Plant | Condamine A | CPSA | 87.814 | 83.782 | 83.574 | 87.814 | 83.782 | 83.574 | 87.814 | 83.782 | 83.574 | 87.814 | 83.782 | 83.574 | 87.814 | 83.782 | 83.574 | 87.814 | 83.782 | 83.574 | 87.814 | 83.782 | 83.574 | 87.814 | 83.782 | 83.574 | 87.814 | 83.782 | 83.574 | 87.814 | 83.782 | 83.574 | QGC Sales QLD Pty Ltd | Turbine - CCGT | Fossil - Coal Seam Methane | 2 |  | 87.4 | 0 | In Service | S |  | 2039 |  | Existing less Announced Withdrawal | CCGT | 1054
QLD1 | Existing Plant | Condamine A | CPSA | 0 | 0 | 0 | 56.433 | 55.325 | 54.971 | 56.433 | 55.325 | 54.971 | 56.433 | 55.325 | 54.971 | 56.433 | 55.325 | 54.971 | 56.433 | 55.325 | 54.971 | 56.433 | 55.325 | 54.971 | 56.433 | 55.325 | 54.971 | 56.433 | 55.325 | 54.971 | 56.433 | 55.325 | 54.971 | QGC Sales QLD Pty Ltd | Turbine - Steam Sub Critical | Fossil - Coal Seam Methane | 1 |  | 57 | 0 | In Service | S |  | 2039 |  | Existing less Announced Withdrawal | Gas other | 1054
QLD1 | Existing Plant | Coopers Gap Wind Farm | COOPGWF1 | 439.975 | 439.975 | 439.975 | 439.975 | 439.975 | 439.975 | 439.975 | 439.975 | 439.975 | 439.975 | 439.975 | 439.975 | 439.975 | 439.975 | 439.975 | 439.975 | 439.975 | 439.975 | 439.975 | 439.975 | 439.975 | 439.975 | 439.975 | 439.975 | 439.975 | 439.975 | 439.975 | 439.975 | 439.975 | 439.975 | PARF Company 6 Pty Limited | Wind Turbine - Onshore | Wind - Wind | 123 |  | 452.89 | 0 | In Service | SS | 2022-04-01 | 2044 |  | Existing less Announced Withdrawal | Wind | 1057
NSW1 | Existing Plant | Corowa Solar Farm | CRWASF1 | 30.008 | 30.008 | 30.008 | 30.008 | 30.008 | 30.008 | 30.008 | 30.008 | 30.008 | 30.008 | 30.008 | 30.008 | 30.008 | 30.008 | 30.008 | 30.008 | 30.008 | 30.008 | 30.008 | 30.008 | 30.008 | 30.008 | 30.008 | 30.008 | 30.008 | 30.008 | 30.008 | 30.008 | 30.008 | 30.008 | Corowa Operationsco Pty Ltd as trustee for Corowa Operations Trust | Solar PV - Single axis tracking | Solar - Solar | 22 | 36.014 | 36.014 | 0 | In Service | SS | 2021-09-01 | 2051 |  | Existing less Announced Withdrawal | Solar | 1520
NSW1 | Existing Plant | Crookwell 2 Wind Farm | CROOKWF2 | 91 | 91 | 91 | 91 | 91 | 91 | 91 | 91 | 91 | 91 | 91 | 91 | 91 | 91 | 91 | 91 | 91 | 91 | 91 | 91 | 91 | 91 | 91 | 91 | 91 | 91 | 91 | 91 | 91 | 91 | Crookwell Development Pty Ltd | Wind Turbine - Onshore | Wind - Wind | 28 | 96.04 | 96.04 | 0 | In Service | SS | 2018-09-01 | 2043 |  | Existing less Announced Withdrawal | Wind | 1061
NSW1 | Project | Crookwell 3 Wind Farm | Unknown | 57.6 | 57.6 | 57.6 | 57.6 | 57.6 | 57.6 | 57.6 | 57.6 | 57.6 | 57.6 | 57.6 | 57.6 | 57.6 | 57.6 | 57.6 | 57.6 | 57.6 | 57.6 | 57.6 | 57.6 | 57.6 | 57.6 | 57.6 | 57.6 | 57.6 | 57.6 | 57.6 | 57.6 | 57.6 | 57.6 | Crookwell 3 Development Pty Ltd | Wind Turbine - Onshore | Wind - Wind | 16 |  | 57.6 | 0 | Committed | SS | 2024-06-01 | 2054 |  | Committed | Wind | 1062
VIC1 | Existing Plant | Crowlands Wind Farm | CROWLWF1 | 79.95 | 79.95 | 79.95 | 79.95 | 79.95 | 79.95 | 79.95 | 79.95 | 79.95 | 79.95 | 79.95 | 79.95 | 79.95 | 79.95 | 79.95 | 79.95 | 79.95 | 79.95 | 79.95 | 79.95 | 79.95 | 79.95 | 79.95 | 79.95 | 79.95 | 79.95 | 79.95 | 79.95 | 79.95 | 79.95 | Pacific Hydro Crowlands Pty Ltd | Wind Turbine - Onshore | Wind - Wind | 39 |  | 79.95 | 0 | In Service | SS |  | 2044 |  | Existing less Announced Withdrawal | Wind | 1566
NSW1 | Existing Plant | Crudine Ridge Wind Farm | CRURWF1 | 138.01 | 138.01 | 0 | 138.01 | 138.01 | 0 | 138.01 | 138.01 | 0 | 138.01 | 138.01 | 0 | 138.01 | 138.01 | 0 | 138.01 | 138.01 | 0 | 138.01 | 138.01 | 0 | 138.01 | 138.01 | 0 | 138.01 | 138.01 | 0 | 138.01 | 138.01 | 0 | CRWF Nominees Pty Ltd as trustee of the CRWF Trust | Wind Turbine - Onshore | Wind - Wind | 37 | 133.2 | 141.71 | 0 | In Service | SS | 2022-06-01 | 2041 |  | Existing less Announced Withdrawal | Wind | 1281
NSW1 | Project | Culcairn Solar Farm |  | 0 | 0 | 0 | 19.98 | 349.983 | 332.445 | 349.983 | 349.983 | 332.445 | 349.983 | 349.983 | 332.445 | 349.983 | 349.983 | 332.445 | 349.983 | 349.983 | 332.445 | 349.983 | 349.983 | 332.445 | 349.983 | 349.983 | 332.445 | 349.983 | 349.983 | 332.445 | 349.983 | 349.983 | 332.445 | Culcarin Solar Farm Trust | Solar PV - Single axis tracking | Solar - Solar | 111 | 0.222 | 349.983 | 0 | Committed | SS | 2026-07-01 | 2050 |  | Committed | Solar | 2630
SA1 | Existing Plant | Dalrymple BESS | DALNTH01 | 30 | 30 | 30 | 30 | 30 | 30 | 30 | 30 | 30 | 30 | 30 | 30 | 30 | 30 | 30 | 30 | 30 | 30 | 30 | 0 | 0 | 0 | 0 | 0 | 0 | 0 | 0 | 0 | 0 | 0 | ElectraNet | Storage - Battery | Other - Other | 12 |  | 30 | 9 | In Service | S |  | 2030 |  | Existing less Announced Withdrawal | Battery Storage | 1553
QLD1 | Existing Plant | Darling Downs | DDPS1 | 630 | 579 | 563 | 630 | 579 | 563 | 630 | 579 | 563 | 630 | 579 | 563 | 630 | 579 | 563 | 630 | 579 | 563 | 630 | 579 | 563 | 630 | 579 | 563 | 630 | 579 | 563 | 630 | 579 | 563 | Origin Energy Power Limited | Turbine - CCGT | Fossil - Coal Seam Methane | 4 |  | 644.5 | 0 | In Service | S |  | 2045 |  | Existing less Announced Withdrawal | CCGT | 1066
QLD1 | Existing Plant | Darling Downs Solar Farm | DDSF1 | 110 | 108.504 | 108.504 | 110 | 108.504 | 108.504 | 110 | 108.504 | 108.504 | 110 | 108.504 | 108.504 | 110 | 108.504 | 108.504 | 110 | 108.504 | 108.504 | 110 | 108.504 | 108.504 | 110 | 108.504 | 108.504 | 110 | 108.504 | 108.504 | 110 | 108.504 | 108.504 | Darling Downs Solar Farm Pty Ltd | Solar PV - Fixed | Solar - Solar | 44 | 108.504 | 121 | 0 | In Service | SS |  | 2036 |  | Existing less Announced Withdrawal | Solar | 1545
NSW1 | Existing Plant | Darlington Point Energy Storage System | DPNTBG1 | 25 | 25 | 25 | 25 | 25 | 25 | 25 | 25 | 25 | 25 | 25 | 25 | 25 | 25 | 25 | 25 | 25 | 25 | 25 | 25 | 25 | 25 | 25 | 25 | 25 | 25 | 25 | 25 | 25 | 25 | DPESS Pty Ltd | Storage - Battery | Other - Other | 1 |  | 25 | 50 | In Service | S | 2023-08-01 | 2051 |  | Existing less Announced Withdrawal | Battery Storage | 2019
NSW1 | Existing Plant | Darlington Point Solar Farm | DARLSF1 | 274.968 | 266.004 | 263.304 | 274.968 | 266.004 | 263.304 | 274.968 | 266.004 | 263.304 | 274.968 | 266.004 | 263.304 | 274.968 | 266.004 | 263.304 | 274.968 | 266.004 | 263.304 | 274.968 | 266.004 | 263.304 | 274.968 | 266.004 | 263.304 | 274.968 | 266.004 | 263.304 | 274.968 | 266.004 | 263.304 | Darlington Point Solar Farm Pty Ltd | Solar PV - Single axis tracking | Solar - Solar | 108 |  | 274.968 | 0 | In Service | SS | 2021-04-01 | 2055 |  | Existing less Announced Withdrawal | Solar | 1518
VIC1 | Existing Plant | Dartmouth | DARTM1 | 170 | 170 | 170 | 170 | 170 | 170 | 170 | 170 | 170 | 170 | 170 | 170 | 170 | 170 | 170 | 170 | 170 | 170 | 170 | 170 | 170 | 170 | 170 | 170 | 170 | 170 | 170 | 170 | 170 | 170 | AGL Hydro Partnership | Hydro - Dam | Hydro - Water | 1 |  | 185 | 0 | In Service | S |  | 2057 |  | Existing less Announced Withdrawal | Water | 1068
QLD1 | Existing Plant | Daydream Solar Farm | DAYDSF1 | 149.999 | 147.071 | 145.79 | 149.999 | 147.071 | 145.79 | 149.999 | 147.071 | 145.79 | 149.999 | 147.071 | 145.79 | 149.999 | 147.071 | 145.79 | 149.999 | 147.071 | 145.79 | 149.999 | 147.071 | 145.79 | 149.999 | 147.071 | 145.79 | 149.999 | 147.071 | 145.79 | 149.999 | 147.071 | 145.79 | The Daydream Solar Farm Trust | Solar PV - Single axis tracking | Solar - Solar | 61 |  | 167.75 | 0 | In Service | SS |  | 2048 |  | Existing less Announced Withdrawal | Solar | 1516
TAS1 | Existing Plant | Devils Gate | DEVILS_G | 63 | 63 | 63 | 63 | 63 | 63 | 63 | 63 | 63 | 63 | 63 | 63 | 63 | 63 | 63 | 63 | 63 | 63 | 63 | 63 | 63 | 63 | 63 | 63 | 63 | 63 | 63 | 63 | 63 | 63 | Hydro-Electric Corporation | Hydro - Dam | Hydro - Water | 1 | 60 | 60 | 0 | In Service | S |  | 2100 |  | Existing less Announced Withdrawal | Water | 1069
SA1 | Existing Plant | Dry Creek GT | DRYCGT1 | 47 | 39 | 37 | 47 | 39 | 37 | 47 | 39 | 37 | 47 | 39 | 37 | 47 | 39 | 37 | 47 | 39 | 37 | 47 | 39 | 37 | 0 | 0 | 0 | 0 | 0 | 0 | 0 | 0 | 0 | Synergen Power Pty Ltd | Turbine - OCGT | Fossil - Natural Gas Pipeline | 1 |  | 52 | 0 | In Service | S |  | 2030 |  | Existing less Announced Withdrawal | OCGT | 1070
SA1 | Existing Plant | Dry Creek GT | DRYCGT2 | 47 | 40 | 38 | 47 | 40 | 38 | 47 | 40 | 38 | 47 | 40 | 38 | 47 | 40 | 38 | 47 | 40 | 38 | 47 | 40 | 38 | 0 | 0 | 0 | 0 | 0 | 0 | 0 | 0 | 0 | Synergen Power Pty Ltd | Turbine - OCGT | Fossil - Natural Gas Pipeline | 1 |  | 52 | 0 | In Service | S |  | 2030 |  | Existing less Announced Withdrawal | OCGT | 1070
SA1 | Existing Plant | Dry Creek GT | DRYCGT3 | 49 | 43 | 42 | 49 | 43 | 42 | 49 | 43 | 42 | 49 | 43 | 42 | 49 | 43 | 42 | 49 | 43 | 42 | 49 | 43 | 42 | 0 | 0 | 0 | 0 | 0 | 0 | 0 | 0 | 0 | Synergen Power Pty Ltd | Turbine - OCGT | Fossil - Natural Gas Pipeline | 1 |  | 52 | 0 | In Service | S |  | 2030 |  | Existing less Announced Withdrawal | OCGT | 1070
QLD1 | Existing Plant | Dulacca Wind Farm | DULAWF1 | 172.989 | 164.002 | 160.003 | 172.989 | 164.002 | 160.003 | 172.989 | 164.002 | 160.003 | 172.989 | 164.002 | 160.003 | 172.989 | 164.002 | 160.003 | 172.989 | 164.002 | 160.003 | 172.989 | 164.002 | 160.003 | 172.989 | 164.002 | 160.003 | 172.989 | 164.002 | 160.003 | 172.989 | 164.002 | 160.003 | Dulacca Energy Project Co Pty Ltd | Wind Turbine - Onshore | Wind - Wind | 43 | 172.989 | 172.989 | 0 | In Service | SS | 2024-08-01 | 2053 |  | Existing less Announced Withdrawal | Wind | 1706
VIC1 | Existing Plant | Dundonnell Wind Farm | DUNDWF1 | 168 | 152 | 108 | 168 | 152 | 108 | 168 | 152 | 108 | 168 | 152 | 108 | 168 | 152 | 108 | 168 | 152 | 108 | 168 | 152 | 108 | 168 | 152 | 108 | 168 | 152 | 108 | 168 | 152 | 108 | Tilt Renewables | Wind Turbine - Onshore | Wind - Wind | 40 | 168 | 168 | 0 | In Service | SS | 2022-06-01 | 2045 |  | Existing less Announced Withdrawal | Wind | 1303
VIC1 | Existing Plant | Dundonnell Wind Farm | DUNDWF2 | 46.2 | 41.8 | 29.7 | 46.2 | 41.8 | 29.7 | 46.2 | 41.8 | 29.7 | 46.2 | 41.8 | 29.7 | 46.2 | 41.8 | 29.7 | 46.2 | 41.8 | 29.7 | 46.2 | 41.8 | 29.7 | 46.2 | 41.8 | 29.7 | 46.2 | 41.8 | 29.7 | 46.2 | 41.8 | 29.7 | Tilt Renewables | Wind Turbine - Onshore | Wind - Wind | 11 | 46.2 | 46.2 | 0 | In Service | SS | 2022-06-01 | 2045 |  | Existing less Announced Withdrawal | Wind | 1303
VIC1 | Existing Plant | Dundonnell Wind Farm | DUNDWF3 | 121.8 | 110.2 | 78.3 | 121.8 | 110.2 | 78.3 | 121.8 | 110.2 | 78.3 | 121.8 | 110.2 | 78.3 | 121.8 | 110.2 | 78.3 | 121.8 | 110.2 | 78.3 | 121.8 | 110.2 | 78.3 | 121.8 | 110.2 | 78.3 | 121.8 | 110.2 | 78.3 | 121.8 | 110.2 | 78.3 | Tilt Renewables | Wind Turbine - Onshore | Wind - Wind | 29 | 121.8 | 121.8 | 0 | In Service | SS | 2022-06-01 | 2045 |  | Existing less Announced Withdrawal | Wind | 1303
QLD1 | Existing Plant | Edenvale Solar Park | EDENVSF1 | 146 | 146 | 146 | 146 | 146 | 146 | 146 | 146 | 146 | 146 | 146 | 146 | 146 | 146 | 146 | 146 | 146 | 146 | 146 | 146 | 146 | 146 | 146 | 146 | 146 | 146 | 146 | 146 | 146 | 146 | Edenvale Solar Park Pty Ltd | Solar PV - Single axis tracking | Solar - Solar | 1 | 0 | 180 | 0 | In Service | SS | 2024-03-01 | 2053 |  | Existing less Announced Withdrawal | Solar | 1902
VIC1 | Existing Plant | Eildon | EILDON1 | 60 | 60 | 60 | 60 | 60 | 60 | 60 | 60 | 60 | 60 | 60 | 60 | 60 | 60 | 60 | 60 | 60 | 60 | 60 | 60 | 60 | 60 | 60 | 60 | 60 | 60 | 60 | 60 | 60 | 60 | AGL Hydro Partnership | Hydro - Dam | Hydro - Water | 2 |  | 67.5 | 0 | In Service | S |  | 2057 |  | Existing less Announced Withdrawal | Water | 1072
VIC1 | Existing Plant | Eildon | EILDON2 | 60 | 60 | 60 | 60 | 60 | 60 | 60 | 60 | 60 | 60 | 60 | 60 | 60 | 60 | 60 | 60 | 60 | 60 | 60 | 60 | 60 | 60 | 60 | 60 | 60 | 60 | 60 | 60 | 60 | 60 | AGL Hydro Partnership | Hydro - Dam | Hydro - Water | 2 |  | 67.5 | 0 | In Service | S |  | 2057 |  | Existing less Announced Withdrawal | Water | 1072
VIC1 | Existing Plant | Elaine Wind Farm | ELAINWF1 | 83.6 | 73.7 | 59.4 | 83.6 | 73.7 | 59.4 | 83.6 | 73.7 | 59.4 | 83.6 | 73.7 | 59.4 | 83.6 | 73.7 | 59.4 | 83.6 | 73.7 | 59.4 | 83.6 | 73.7 | 59.4 | 83.6 | 73.7 | 59.4 | 83.6 | 73.7 | 59.4 | 83.6 | 73.7 | 59.4 | Northleaf /InfraRed/Macquarie Capital | Wind Turbine - Onshore | Wind - Wind | 22 | 83.6 | 83.6 | 0 | In Service | SS | 2020-12-01 | 2049 |  | Existing less Announced Withdrawal | Wind | 1113
QLD1 | Existing Plant | Emerald Solar Park | EMERASF1 | 72 | 69.12 | 67.68 | 72 | 69.12 | 67.68 | 72 | 69.12 | 67.68 | 72 | 69.12 | 67.68 | 72 | 69.12 | 67.68 | 72 | 69.12 | 67.68 | 72 | 69.12 | 67.68 | 72 | 69.12 | 67.68 | 72 | 69.12 | 67.68 | 72 | 69.12 | 67.68 | Lighthouse Infrastructure Management Limited | Solar PV - Single axis tracking | Solar - Solar | 32 | 72 | 72 | 0 | In Service | SS | 2019-02-01 | 2048 |  | Existing less Announced Withdrawal | Solar | 1443
NSW1 | Existing Plant | Eraring | ER01 | 720 | 672 | 680 | 720 | 672 | 680 | 720 | 672 | 680 | 720 | 0 | 0 | 0 | 0 | 0 | 0 | 0 | 0 | 0 | 0 | 0 | 0 | 0 | 0 | 0 | 0 | 0 | 0 | 0 | 0 | Origin Energy Eraring Pty Ltd | Turbine - Steam Sub Critical | Fossil - Black Coal | 1 |  | 720 | 0 | In Service - Announced Withdrawal (Permanent) | S |  | 2027 | 2027-08-19 | Announced Withdrawal | Coal | 1074
NSW1 | Existing Plant | Eraring | ER02 | 720 | 672 | 680 | 720 | 672 | 680 | 720 | 672 | 680 | 720 | 0 | 0 | 0 | 0 | 0 | 0 | 0 | 0 | 0 | 0 | 0 | 0 | 0 | 0 | 0 | 0 | 0 | 0 | 0 | 0 | Origin Energy Eraring Pty Ltd | Turbine - Steam Sub Critical | Fossil - Black Coal | 1 |  | 720 | 0 | In Service - Announced Withdrawal (Permanent) | S |  | 2027 | 2027-08-19 | Announced Withdrawal | Coal | 1074
NSW1 | Existing Plant | Eraring | ER03 | 720 | 672 | 680 | 720 | 672 | 680 | 720 | 672 | 680 | 720 | 0 | 0 | 0 | 0 | 0 | 0 | 0 | 0 | 0 | 0 | 0 | 0 | 0 | 0 | 0 | 0 | 0 | 0 | 0 | 0 | Origin Energy Eraring Pty Ltd | Turbine - Steam Sub Critical | Fossil - Black Coal | 1 |  | 720 | 0 | In Service - Announced Withdrawal (Permanent) | S |  | 2027 | 2027-08-19 | Announced Withdrawal | Coal | 1074
NSW1 | Existing Plant | Eraring | ER04 | 720 | 672 | 680 | 720 | 672 | 680 | 720 | 672 | 680 | 720 | 0 | 0 | 0 | 0 | 0 | 0 | 0 | 0 | 0 | 0 | 0 | 0 | 0 | 0 | 0 | 0 | 0 | 0 | 0 | 0 | Origin Energy Eraring Pty Ltd | Turbine - Steam Sub Critical | Fossil - Black Coal | 1 |  | 720 | 0 | In Service - Announced Withdrawal (Permanent) | S |  | 2027 | 2027-08-19 | Announced Withdrawal | Coal | 1074
NSW1 | Project | Eraring Big Battery | Unknown | 0 | 0 | 0 | 0 | 460 | 460 | 460 | 460 | 460 | 460 | 460 | 460 | 460 | 460 | 460 | 460 | 460 | 460 | 460 | 460 | 460 | 460 | 460 | 460 | 460 | 460 | 460 |  |  |  | Origin Energy Electricity Limited | Storage - Battery | Other - Other | 1 |  | 460 | 920 | Committed* | S | 2025-12-01 | 2045 |  | Committed | Battery Storage | 1870
NSW1 | Existing Plant | Finley Solar Farm | FINLYSF1 | 132.66 | 129.987 | 116.721 | 132.66 | 129.987 | 116.721 | 132.66 | 129.987 | 116.721 | 132.66 | 129.987 | 116.721 | 132.66 | 129.987 | 116.721 | 132.66 | 129.987 | 116.721 | 132.66 | 129.987 | 116.721 | 132.66 | 129.987 | 116.721 | 132.66 | 129.987 | 116.721 | 132.66 | 129.987 | 116.721 | Finley Solar Farm Pty Ltd as The trustee for Finley Solar Trust | Solar PV - Single axis tracking | Solar - Solar | 99 |  | 162.36 | 0 | In Service | SS | 2019-11-01 | 2049 |  | Existing less Announced Withdrawal | Solar | 1680
TAS1 | Existing Plant | Fisher | FISHER | 46 | 0 | 0 | 46 | 46 | 46 | 46 | 46 | 46 | 46 | 0 | 0 | 0 | 0 | 0 | 46 | 46 | 46 | 46 | 46 | 46 | 46 | 46 | 46 | 46 | 0 | 0 | 46 | 46 | 46 | Hydro-Electric Corporation | Hydro - Dam | Hydro - Water | 1 | 43.2 | 43.2 | 0 | In Service | S |  | 2100 |  | Existing less Announced Withdrawal | Water | 1076
NSW1 | Existing Plant | Flyers Creek Wind Farm | FLYCRKWF | 145.54 | 145.54 | 145.54 | 145.54 | 145.54 | 145.54 | 145.54 | 145.54 | 145.54 | 145.54 | 145.54 | 145.54 | 145.54 | 145.54 | 145.54 | 145.54 | 145.54 | 145.54 | 145.54 | 145.54 | 145.54 | 145.54 | 145.54 | 145.54 | 145.54 | 145.54 | 145.54 | 145.54 | 145.54 | 145.54 | Flyers Creek Wind Farm Pty Ltd | Wind Turbine - Onshore | Wind - Wind | 38 | 145.54 | 145.54 | 0 | In Service | SS | 2024-07-01 | 2063 |  | Existing less Announced Withdrawal | Wind | 1268
QLD1 | Existing Plant | Gangarri Solar Farm | GANGARR1 | 94.5 | 119.88 | 119.88 | 119.88 | 119.88 | 119.88 | 119.88 | 119.88 | 119.88 | 119.88 | 119.88 | 119.88 | 119.88 | 119.88 | 119.88 | 119.88 | 119.88 | 119.88 | 119.88 | 119.88 | 119.88 | 119.88 | 119.88 | 119.88 | 119.88 | 119.88 | 119.88 | 119.88 | 119.88 | 119.88 | Shell New Energies Australia Pty Ltd | Solar PV - Single axis tracking | Solar - Solar | 54 | 0 | 162 | 0 | In Service | SS |  | 2051 |  | Existing less Announced Withdrawal | Solar | 1538
VIC1 | Existing Plant | Gannawarra Energy Storage System | GANNBG1 | 25.33 | 25.33 | 25.33 | 25.33 | 25.33 | 25.33 | 25.33 | 25.33 | 25.33 | 25.33 | 25.33 | 25.33 | 25.33 | 25.33 | 25.33 | 25.33 | 25.33 | 25.33 | 25.33 | 25.33 | 25.33 | 25.33 | 25.33 | 25.33 | 25.33 | 25.33 | 25.33 | 25.33 | 25.33 | 25.33 | GESS ProjectCo | Storage - Battery | Other - Other | 1 | 0 | 25.33 | 50 | In Service | S |  | 2033 |  | Existing less Announced Withdrawal | Battery Storage | 1470
VIC1 | Existing Plant | Gannawarra Solar Farm | GANNSF1 | 50.006 | 49.016 | 47.762 | 50.006 | 49.016 | 47.762 | 50.006 | 49.016 | 47.762 | 50.006 | 49.016 | 47.762 | 50.006 | 49.016 | 47.762 | 50.006 | 49.016 | 47.762 | 50.006 | 49.016 | 47.762 | 50.006 | 49.016 | 47.762 | 50.006 | 49.016 | 47.762 | 50.006 | 49.016 | 47.762 | Gannawarra Solar Farm Pty Ltd | Solar PV - Single axis tracking | Solar - Solar | 22 |  | 55 | 0 | In Service | SS |  | 2048 |  | Existing less Announced Withdrawal | Solar | 1396
VIC1 | Project | Girgarre Solar Farm | GIRGSF | 75.81 | 75.81 | 69.54 | 75.81 | 75.81 | 69.54 | 75.81 | 75.81 | 69.54 | 75.81 | 75.81 | 69.54 | 75.81 | 75.81 | 69.54 | 75.81 | 75.81 | 69.54 | 75.81 | 75.81 | 69.54 | 75.81 | 75.81 | 69.54 | 75.81 | 75.81 | 69.54 | 75.81 | 75.81 | 69.54 | Giragarre Solar Farm Pty Ltd as trustee for Giragarre Solar Farm Trust | Solar PV - Single axis tracking | Solar - Solar | 57 | 93.48 | 93.48 | 0 | Committed | SS | 2024-12-01 | 2054 |  | Committed | Solar | 1982
QLD1 | Existing Plant | Gladstone | GSTONE1 | 280 | 280 | 280 | 280 | 280 | 280 | 280 | 280 | 280 | 280 | 280 | 280 | 280 | 280 | 280 | 280 | 280 | 280 | 280 | 280 | 280 | 280 | 280 | 280 | 280 | 280 | 280 | 280 | 280 | 280 | Gladstone Power Station Participants | Turbine - Steam Sub Critical | Fossil - Black Coal | 1 |  | 280 | 0 | In Service | S |  | 2035 |  | Existing less Announced Withdrawal | Coal | 1077
QLD1 | Existing Plant | Gladstone | GSTONE2 | 280 | 280 | 280 | 280 | 280 | 280 | 280 | 280 | 280 | 280 | 280 | 280 | 280 | 280 | 280 | 280 | 280 | 280 | 280 | 280 | 280 | 280 | 280 | 280 | 280 | 280 | 280 | 280 | 280 | 280 | Gladstone Power Station Participants | Turbine - Steam Sub Critical | Fossil - Black Coal | 1 |  | 280 | 0 | In Service | S |  | 2035 |  | Existing less Announced Withdrawal | Coal | 1077
QLD1 | Existing Plant | Gladstone | GSTONE3 | 280 | 280 | 280 | 280 | 280 | 280 | 280 | 280 | 280 | 280 | 280 | 280 | 280 | 280 | 280 | 280 | 280 | 280 | 280 | 280 | 280 | 280 | 280 | 280 | 280 | 280 | 280 | 280 | 280 | 280 | Gladstone Power Station Participants | Turbine - Steam Sub Critical | Fossil - Black Coal | 1 |  | 280 | 0 | In Service | S |  | 2035 |  | Existing less Announced Withdrawal | Coal | 1077
QLD1 | Existing Plant | Gladstone | GSTONE4 | 280 | 280 | 280 | 280 | 280 | 280 | 280 | 280 | 280 | 280 | 280 | 280 | 280 | 280 | 280 | 280 | 280 | 280 | 280 | 280 | 280 | 280 | 280 | 280 | 280 | 280 | 280 | 280 | 280 | 280 | Gladstone Power Station Participants | Turbine - Steam Sub Critical | Fossil - Black Coal | 1 |  | 280 | 0 | In Service | S |  | 2035 |  | Existing less Announced Withdrawal | Coal | 1077
QLD1 | Existing Plant | Gladstone | GSTONE5 | 280 | 280 | 280 | 280 | 280 | 280 | 280 | 280 | 280 | 280 | 280 | 280 | 280 | 280 | 280 | 280 | 280 | 280 | 280 | 280 | 280 | 280 | 280 | 280 | 280 | 280 | 280 | 280 | 280 | 280 | Gladstone Power Station Participants | Turbine - Steam Sub Critical | Fossil - Black Coal | 1 |  | 280 | 0 | In Service | S |  | 2035 |  | Existing less Announced Withdrawal | Coal | 1077
QLD1 | Existing Plant | Gladstone | GSTONE6 | 280 | 280 | 280 | 280 | 280 | 280 | 280 | 280 | 280 | 280 | 280 | 280 | 280 | 280 | 280 | 280 | 280 | 280 | 280 | 280 | 280 | 280 | 280 | 280 | 280 | 280 | 280 | 280 | 280 | 280 | Gladstone Power Station Participants | Turbine - Steam Sub Critical | Fossil - Black Coal | 1 |  | 280 | 0 | In Service | S |  | 2035 |  | Existing less Announced Withdrawal | Coal | 1077
VIC1 | Existing Plant | Glenrowan Solar Farm | GLENSF1 | 102 | 102 | 102 | 102 | 102 | 102 | 102 | 102 | 102 | 102 | 102 | 102 | 102 | 102 | 102 | 102 | 102 | 102 | 102 | 102 | 102 | 102 | 102 | 102 | 102 | 102 | 102 | 102 | 102 | 102 | Glenrowan Solar Farm Pty Ltd as trustee for Glenrowan Solar Farm Trust | Solar PV - Single axis tracking | Solar - Solar | 30 |  | 82.5 | 0 | In Service | SS | 2024-02-01 | 2053 |  | Existing less Announced Withdrawal | Solar | 1623
VIC1 | Existing Plant | Glenrowan West Solar Farm | GLRWNSF1 | 110.016 | 106.944 | 102.96 | 110.016 | 106.944 | 102.96 | 110.016 | 106.944 | 102.96 | 110.016 | 106.944 | 102.96 | 110.016 | 106.944 | 102.96 | 110.016 | 106.944 | 102.96 | 110.016 | 106.944 | 102.96 | 110.016 | 106.944 | 102.96 | 110.016 | 106.944 | 102.96 | 110.016 | 106.944 | 102.96 | Glenrowan Sun Farm Pty Ltd | Solar PV - Single axis tracking | Solar - Solar | 48 | 90 | 132 | 0 | In Service | SS | 2021-04-01 | 2051 |  | Existing less Announced Withdrawal | Solar | 1541
VIC1 | Project | Golden Plains Wind Farm East | Unknown | 0 | 0 | 0 | 733.22 | 733.22 | 488 | 733.22 | 733.22 | 488 | 733.22 | 733.22 | 488 | 733.22 | 733.22 | 488 | 733.22 | 733.22 | 488 | 733.22 | 733.22 | 488 | 733.22 | 733.22 | 488 | 733.22 | 733.22 | 488 | 733.22 | 733.22 | 488 | Golden Plains WF1 Pty Ltd as trustee for the Golden Plains WF1 Unit Trust | Wind Turbine - Onshore | Wind - Wind | 122 | 756.4 | 756.4 | 0 | Committed | SS | 2025-08-01 | 2055 |  | Committed | Wind | 1487
NSW1 | Existing Plant | Goonumbla Solar Farm | GOONSF1 | 69.75 | 69.316 | 67.735 | 69.75 | 69.316 | 67.735 | 69.75 | 69.316 | 67.735 | 69.75 | 69.316 | 67.735 | 69.75 | 69.316 | 67.735 | 69.75 | 69.316 | 67.735 | 69.75 | 69.316 | 67.735 | 69.75 | 69.316 | 67.735 | 69.75 | 69.316 | 67.735 | 69.75 | 69.316 | 67.735 | Goonumbla Asset Co Pty Ltd as trustee for the Goonumbla Asset Trust | Solar PV - Single axis tracking | Solar - Solar | 31 |  | 69.75 | 0 | In Service | SS | 2021-11-01 | 2050 |  | Existing less Announced Withdrawal | Solar | 1400
TAS1 | Existing Plant | Gordon | GORDON | 230 | 230 | 230 | 230 | 230 | 230 | 345 | 345 | 345 | 345 | 345 | 345 | 345 | 230 | 230 | 230 | 345 | 345 | 345 | 345 | 345 | 345 | 345 | 345 | 345 | 345 | 345 | 345 | 345 | 345 | Hydro-Electric Corporation | Hydro - Dam | Hydro - Water | 3 | 432 | 432 | 0 | In Service | S |  | 2100 |  | Existing less Announced Withdrawal | Water | 1081
SA1 | Project | Goyder South Wind Farm 1A | GSWF1A | 140.714 | 200.982 | 200.982 | 200.982 | 200.982 | 200.982 | 200.982 | 200.982 | 200.982 | 200.982 | 200.982 | 200.982 | 200.982 | 200.982 | 200.982 | 200.982 | 200.982 | 200.982 | 200.982 | 200.982 | 200.982 | 200.982 | 200.982 | 200.982 | 200.982 | 200.982 | 200.982 | 200.982 | 200.982 | 200.982 | Goyder Wind Farm 1 Trust | Wind Turbine - Onshore | Wind - Wind | 38 | 0 | 209 | 0 | Committed | SS | 2024-12-01 | 2048 |  | Committed | Wind | 1964
SA1 | Project | Goyder South Wind Farm 1B | GSWF1B | 0 | 55.5 | 55.5 | 195.693 | 195.693 | 195.693 | 195.693 | 195.693 | 195.693 | 195.693 | 195.693 | 195.693 | 195.693 | 195.693 | 195.693 | 195.693 | 195.693 | 195.693 | 195.693 | 195.693 | 195.693 | 195.693 | 195.693 | 195.693 | 195.693 | 195.693 | 195.693 | 195.693 | 195.693 | 195.693 | Goyder Wind Farm 1B Trust | Wind Turbine - Onshore | Wind - Wind | 37 | 0 | 203.5 | 0 | Committed | SS | 2024-12-01 | 2049 |  | Committed | Wind | 2404
TAS1 | Existing Plant | Granville Harbour Wind Farm | GRANWF1 | 111.6 | 111.6 | 111.6 | 111.6 | 111.6 | 111.6 | 111.6 | 111.6 | 111.6 | 111.6 | 111.6 | 111.6 | 111.6 | 111.6 | 111.6 | 111.6 | 111.6 | 111.6 | 111.6 | 111.6 | 111.6 | 111.6 | 111.6 | 111.6 | 111.6 | 111.6 | 111.6 | 111.6 | 111.6 | 111.6 | Granville Harbour Operations Pty Ltd as trustee for Granville Harbour Operations Trust | Wind Turbine - Onshore | Wind - Wind | 31 | 111.6 | 111.6 | 0 | In Service | SS | 2020-12-01 | 2055 |  | Existing less Announced Withdrawal | Wind | 1322
QLD1 | Project | Greenbank BESS |  | 0 | 200 | 200 | 200 | 200 | 200 | 200 | 200 | 200 | 200 | 200 | 200 | 200 | 200 | 200 | 200 | 200 | 200 | 200 | 200 | 200 | 200 | 200 | 200 | 200 | 200 | 200 | 200 | 200 | 200 | CSENERGY | Storage - Battery | Other - Other | 1 |  | 200 | 400 | Committed | S | 2025-04-01 | 2044 |  | Committed | Battery Storage | 2170
NSW1 | Existing Plant | Gullen Range Solar Farm | GULLRSF1 | 10 | 10 | 10 | 10 | 10 | 10 | 10 | 10 | 10 | 10 | 10 | 10 | 10 | 10 | 10 | 10 | 10 | 10 | 10 | 10 | 10 | 10 | 10 | 10 | 10 | 10 | 10 | 10 | 10 | 10 | New Gullen Range Wind Farm Pty Ltd | Solar PV - Fixed | Solar - Solar | 4 | 10 | 10 | 0 | In Service | SS |  | 2100 |  | Existing less Announced Withdrawal | Solar | 1432
NSW1 | Existing Plant | Gullen Range Wind Farm | GULLRWF1 | 165.5 | 165.5 | 165.5 | 165.5 | 165.5 | 165.5 | 165.5 | 165.5 | 165.5 | 165.5 | 165.5 | 165.5 | 165.5 | 165.5 | 165.5 | 165.5 | 165.5 | 165.5 | 165.5 | 165.5 | 165.5 | 165.5 | 165.5 | 165.5 | 165.5 | 165.5 | 165.5 | 165.5 | 165.5 | 165.5 | New Gullen Range Wind Farm Pty Ltd | Wind Turbine - Onshore | Wind - Wind | 73 | 165.5 | 165.5 | 0 | In Service | SS |  | 2100 |  | Existing less Announced Withdrawal | Wind | 1422
NSW1 | Existing Plant | Gullen Range Wind Farm 2 | GULLRWF2 | 110.67 | 110.67 | 105.4 | 110.67 | 110.67 | 105.4 | 110.67 | 110.67 | 105.4 | 110.67 | 110.67 | 105.4 | 110.67 | 110.67 | 105.4 | 110.67 | 110.67 | 105.4 | 110.67 | 110.67 | 105.4 | 110.67 | 110.67 | 105.4 | 110.67 | 110.67 | 105.4 | 110.67 | 110.67 | 105.4 | BEIJING JINGNENG CLEAN ENERGY (AUSTRALIA) HOLDING PTY LTD | Wind Turbine - Onshore | Wind - Wind | 31 | 110.67 | 110.67 | 0 | In Service | SS | 2023-12-01 | 2120 |  | Existing less Announced Withdrawal | Wind | 1588
NSW1 | Existing Plant | Gunnedah Solar Farm | GNNDHSF1 | 110 | 110 | 110 | 110 | 110 | 110 | 110 | 110 | 110 | 110 | 110 | 110 | 110 | 110 | 110 | 110 | 110 | 110 | 110 | 110 | 110 | 110 | 110 | 110 | 110 | 110 | 110 |  |  |  | Gunnedah SF Pty Ltd atf Gunnedah Asset Trust | Solar PV - Single axis tracking | Solar - Solar | 1 | 0 | 110 | 0 | In Service | SS | 2021-10-01 | 2056 |  | Existing less Announced Withdrawal | Solar | 1585
NSW1 | Existing Plant | Gunning Wind Farm | GUNNING1 | 46.5 | 46.5 | 46.5 | 46.5 | 46.5 | 46.5 | 46.5 | 46.5 | 46.5 | 46.5 | 46.5 | 46.5 | 46.5 | 46.5 | 46.5 | 46.5 | 46.5 | 46.5 | 46.5 | 46.5 | 46.5 | 46.5 | 46.5 | 46.5 | 46.5 | 46.5 | 46.5 | 46.5 | 46.5 | 46.5 | Gunning Wind Energy Developments | Wind Turbine - Onshore | Wind - Wind | 31 |  | 46.5 | 0 | In Service | SS |  | 2036 |  | Existing less Announced Withdrawal | Wind | 1082
NSW1 | Existing Plant | Guthega | GUTHEGA | 68 | 68 | 68 | 68 | 68 | 68 | 68 | 68 | 68 | 68 | 68 | 68 | 68 | 68 | 68 | 68 | 68 | 68 | 68 | 68 | 68 | 68 | 68 | 68 | 68 | 68 | 68 | 68 | 68 | 68 | Snowy Hydro Ltd | Hydro - Dam | Hydro - Water | 2 |  | 60 | 0 | In Service | S |  | 2070 |  | Existing less Announced Withdrawal | Water | 1083
SA1 | Existing Plant | Hallett 4 North Brown Hill | NBHWF1 | 131.985 | 131.985 | 88.2 | 131.985 | 131.985 | 88.2 | 131.985 | 131.985 | 88.2 | 131.985 | 131.985 | 88.2 | 131.985 | 131.985 | 88.2 | 131.985 | 131.985 | 88.2 | 131.985 | 131.985 | 88.2 | 131.985 | 131.985 | 88.2 | 131.985 | 131.985 | 88.2 | 131.985 | 131.985 | 88.2 | Brown Hill North Pty Ltd | Wind Turbine - Onshore | Wind - Wind | 63 | 132.3 | 132.3 | 0 | In Service | SS |  | 2036 |  | Existing less Announced Withdrawal | Wind | 1311
SA1 | Existing Plant | Hallett 5 The Bluff WF | BLUFF1 | 52.5 | 52.5 | 35 | 52.5 | 52.5 | 35 | 52.5 | 52.5 | 35 | 52.5 | 52.5 | 35 | 52.5 | 52.5 | 35 | 52.5 | 52.5 | 35 | 52.5 | 52.5 | 35 | 52.5 | 52.5 | 35 | 52.5 | 52.5 | 35 | 52.5 | 52.5 | 35 | Eurus Energy | Wind Turbine - Onshore | Wind - Wind | 25 |  | 52.5 | 0 | In Service | SS |  | 2036 |  | Existing less Announced Withdrawal | Wind | 1085
SA1 | Existing Plant | Hallett GT | AGLHAL | 193 | 181.5 | 173 | 193 | 203 | 193 | 216 | 203 | 193 | 216 | 203 | 193 | 216 | 203 | 193 | 216 | 203 | 193 | 216 | 203 | 193 | 216 | 203 | 193 | 216 | 203 | 193 | 0 | 0 | 0 | EnergyAustralia Hallett Pty Ltd | Turbine - OCGT | Fossil - Natural Gas Pipeline | 12 |  | 239.66 | 0 | In Service | S |  | 2032 |  | Existing less Announced Withdrawal | OCGT | 1086
SA1 | Existing Plant | Hallett GT | AGLHAL | 33 | 32 | 30 | 33 | 32 | 30 | 33 | 32 | 30 | 33 | 32 | 30 | 33 | 32 | 30 | 33 | 32 | 30 | 33 | 32 | 30 | 33 | 32 | 30 | 33 | 32 | 30 | 33 | 32 | 30 | EnergyAustralia Hallett Pty Ltd | Turbine - OCGT | Fossil - Natural Gas Pipeline | 1 |  | 37.2 | 0 | In Service | S |  | 2050 |  | Existing less Announced Withdrawal | OCGT | 1086
SA1 | Existing Plant | Hallett Stage 1 Brown Hill | HALLWF1 | 94.5 | 94.5 | 63 | 94.5 | 94.5 | 63 | 94.5 | 94.5 | 63 | 94.5 | 94.5 | 63 | 94.5 | 94.5 | 63 | 94.5 | 94.5 | 63 | 94.5 | 94.5 | 63 | 94.5 | 94.5 | 63 | 94.5 | 94.5 | 63 | 94.5 | 94.5 | 63 | Palisade Investment Partner Limited | Wind Turbine - Onshore | Wind - Wind | 45 | 94.5 | 94.5 | 0 | In Service | SS |  | 2043 |  | Existing less Announced Withdrawal | Wind | 1087
SA1 | Existing Plant | Hallett Stage 2 Hallett Hill | HALLWF2 | 71.4 | 71.4 | 47.6 | 71.4 | 71.4 | 47.6 | 71.4 | 71.4 | 47.6 | 71.4 | 71.4 | 47.6 | 71.4 | 71.4 | 47.6 | 71.4 | 71.4 | 47.6 | 71.4 | 71.4 | 47.6 | 71.4 | 71.4 | 47.6 | 71.4 | 71.4 | 47.6 | 71.4 | 71.4 | 47.6 | Infrastructure Capital Group Limited | Wind Turbine - Onshore | Wind - Wind | 34 | 71.4 | 71.4 | 0 | In Service | SS |  | 2035 |  | Existing less Announced Withdrawal | Wind | 1088
QLD1 | Existing Plant | Hamilton Solar Farm | HAMISF1 | 56.005 | 54.901 | 54.119 | 56.005 | 54.901 | 54.119 | 56.005 | 54.901 | 54.119 | 56.005 | 54.901 | 54.119 | 56.005 | 54.901 | 54.119 | 56.005 | 54.901 | 54.119 | 56.005 | 54.901 | 54.119 | 56.005 | 54.901 | 54.119 | 56.005 | 54.901 | 54.119 | 56.005 | 54.901 | 54.119 | Hamilton Solar Farm Pty Ltd | Solar PV - Single axis tracking | Solar - Solar | 23 |  | 57.5 | 0 | In Service | SS |  | 2048 |  | Existing less Announced Withdrawal | Solar | 1408
SA1 | Existing Plant | Happy Valley Reservoir | HVWAPV1 | 8.328 | 7.992 | 7.827 | 8.328 | 7.992 | 7.827 | 8.328 | 7.992 | 7.827 | 8.328 | 7.992 | 7.827 | 8.328 | 7.992 | 7.827 | 8.328 | 7.992 | 7.827 | 8.328 | 7.992 | 7.827 | 8.328 | 7.992 | 7.827 | 8.328 | 7.992 | 7.827 | 8.328 | 7.992 | 7.827 | South Australian Water Corporation | Solar PV - Single axis tracking | Solar - Solar | 3 |  | 8.34 | 0 | In Service | SS | 2022-09-01 | 2041 |  | Existing less Announced Withdrawal | Solar | 1846
SA1 | Existing Plant | Happy Valley Reservoir | HVWABA1G | 4 | 4 | 4 | 4 | 4 | 4 | 4 | 4 | 4 | 4 | 4 | 4 | 4 | 4 | 4 | 4 | 4 | 4 | 4 | 4 | 4 | 4 | 4 | 4 | 4 | 4 | 4 | 4 | 4 | 4 | South Australian Water Corporation | Storage - Battery | Other - Other | 1 |  | 4.41 | 8.82 | In Service | S | 2022-12-01 | 2041 |  | Existing less Announced Withdrawal | Battery Storage | 1846
QLD1 | Existing Plant | Haughton Solar Farm Stage 1 | HAUGHT11 | 100.035 | 100.035 | 100.035 | 100.035 | 100.035 | 100.035 | 100.035 | 100.035 | 100.035 | 100.035 | 100.035 | 100.035 | 100.035 | 100.035 | 100.035 | 100.035 | 100.035 | 100.035 | 100.035 | 100.035 | 100.035 | 100.035 | 100.035 | 100.035 | 100.035 | 100.035 | 100.035 | 100.035 | 100.035 | 100.035 | Pacific Hydro Haughton Solar Farm Pty Ltd | Solar PV - Single axis tracking | Solar - Solar | 81 | 100.035 | 132.597 | 0 | In Service | SS | 2020-09-01 | 2050 |  | Existing less Announced Withdrawal | Solar | 1564
VIC1 | Project | Hawkesdale Wind Farm | Unknown | 96.6 | 96.6 | 96.6 | 96.6 | 96.6 | 96.6 | 96.6 | 96.6 | 96.6 | 96.6 | 96.6 | 96.6 | 96.6 | 96.6 | 96.6 | 96.6 | 96.6 | 96.6 | 96.6 | 96.6 | 96.6 | 96.6 | 96.6 | 96.6 | 96.6 | 96.6 | 96.6 | 96.6 | 96.6 | 96.6 | Hawkesdale Asset Pty Ltd as trustee for Hawkesdale Asset Trust | Wind Turbine - Onshore | Wind - Wind | 23 | 96.6 | 96.6 | 0 | Committed | SS | 2024-04-01 |  |  | Committed | Wind | 1089
QLD1 | Existing Plant | Hayman Solar Farm | HAYMSF1 | 50.001 | 48.006 | 47.838 | 50.001 | 48.006 | 47.838 | 50.001 | 48.006 | 47.838 | 50.001 | 48.006 | 47.838 | 50.001 | 48.006 | 47.838 | 50.001 | 48.006 | 47.838 | 50.001 | 48.006 | 47.838 | 50.001 | 48.006 | 47.838 | 50.001 | 48.006 | 47.838 | 50.001 | 48.006 | 47.838 | The Hayman Solar Farm Trust | Solar PV - Single axis tracking | Solar - Solar | 21 | 0 | 57.75 | 0 | In Service | SS |  | 2048 |  | Existing less Announced Withdrawal | Solar | 1517
VIC1 | Existing Plant | Hazelwood Battery Energy Storage System (HBESS) | HBESSG1 | 150 | 150 | 150 | 150 | 150 | 150 | 150 | 150 | 150 | 150 | 150 | 150 | 150 | 150 | 150 | 150 | 150 | 150 | 150 | 150 | 150 | 150 | 150 | 150 | 150 | 150 | 150 | 150 | 150 | 150 | Hazelwood BESS Project Co Pty Ltd as trustee for the HBESS Asset Trust | Storage - Battery | Other - Other | 1 | 200.07 | 200.07 | 162 | In Service | S | 2023-06-01 | 2043 |  | Existing less Announced Withdrawal | Battery Storage | 1991
NSW1 | Existing Plant | Hillston Sun Farm | HILLSTN1 | 85 | 85 | 76.52 | 85 | 85 | 76.52 | 85 | 85 | 76.52 | 85 | 85 | 76.52 | 85 | 85 | 76.52 | 85 | 85 | 76.52 | 85 | 85 | 76.52 | 85 | 85 | 76.52 | 85 | 85 | 76.52 | 85 | 85 | 76.52 | Hillston Sun Farm Operations Pty Ltd ATF Hillston | Solar PV - Single axis tracking | Solar - Solar | 40 | 110 | 110 | 0 | In Service | SS | 2022-07-01 | 2046 |  | Existing less Announced Withdrawal | Solar | 1452
SA1 | Existing Plant | Hornsdale Power Reserve Unit 1 | HPRG1 | 50 | 50 | 50 | 50 | 50 | 50 | 50 | 50 | 50 | 50 | 50 | 50 | 50 | 50 | 50 | 50 | 50 | 50 | 50 | 50 | 50 | 50 | 50 | 50 | 50 | 50 | 50 | 50 | 50 | 50 | Hornsdale Power Reserve Pty Ltd | Storage - Battery | Other - Other | 1 |  | 50 | 61.3 | In Service | S | 2020-07-01 | 2057 |  | Existing less Announced Withdrawal | Battery Storage | 1610
SA1 | Existing Plant | Hornsdale Power Reserve Unit 1 | HPRG1 | 100 | 100 | 100 | 100 | 100 | 100 | 100 | 100 | 100 | 100 | 100 | 100 | 100 | 100 | 100 | 100 | 100 | 100 | 100 | 100 | 100 | 100 | 100 | 100 | 100 | 100 | 100 | 100 | 100 | 100 | Hornsdale Power Reserve Pty Ltd | Storage - Battery | Other - Other | 1 |  | 100 | 117 | In Service | S |  | 2057 |  | Existing less Announced Withdrawal | Battery Storage | 1610
SA1 | Existing Plant | Hornsdale Wind Farm Stage 1 | HDWF1 | 100 | 100 | 100 | 100 | 100 | 100 | 100 | 100 | 100 | 100 | 100 | 100 | 100 | 100 | 100 | 100 | 100 | 100 | 100 | 100 | 100 | 100 | 100 | 100 | 100 | 100 | 100 | 100 | 100 | 100 | HWF 1 Pty Ltd | Wind Turbine - Onshore | Wind - Wind | 32 | 102.4 | 102.4 | 0 | In Service | SS |  | 2056 |  | Existing less Announced Withdrawal | Wind | 1300
SA1 | Existing Plant | Hornsdale Wind Farm Stage 2 | HDWF2 | 100 | 100 | 100 | 100 | 100 | 100 | 100 | 100 | 100 | 100 | 100 | 100 | 100 | 100 | 100 | 100 | 100 | 100 | 100 | 100 | 100 | 100 | 100 | 100 | 100 | 100 | 100 | 100 | 100 | 100 | HWF 2 Pty Ltd | Wind Turbine - Onshore | Wind - Wind | 32 | 102.4 | 102.4 | 0 | In Service | SS |  | 2057 |  | Existing less Announced Withdrawal | Wind | 1376
SA1 | Existing Plant | Hornsdale Wind Farm Stage 3 | HDWF3 | 108.99 | 108.99 | 108.99 | 108.99 | 108.99 | 108.99 | 108.99 | 108.99 | 108.99 | 108.99 | 108.99 | 108.99 | 108.99 | 108.99 | 108.99 | 108.99 | 108.99 | 108.99 | 108.99 | 108.99 | 108.99 | 108.99 | 108.99 | 108.99 | 108.99 | 108.99 | 108.99 | 108.99 | 108.99 | 108.99 | HWF 3 Pty Ltd | Wind Turbine - Onshore | Wind - Wind | 35 | 112 | 112 | 0 | In Service | SS |  | 2057 |  | Existing less Announced Withdrawal | Wind | 1381
NSW1 | Existing Plant | Hume Dam NSW | HUMENSW | 0 | 29 | 29 | 0 | 29 | 29 | 0 | 29 | 29 | 0 | 29 | 29 | 0 | 29 | 29 | 0 | 29 | 29 | 0 | 29 | 29 | 0 | 29 | 29 | 0 | 29 | 29 | 0 | 29 | 29 | GSPOWER | Hydro - Dam | Hydro - Water | 1 | 29 | 29 | 0 | In Service | S |  | 2057 |  | Existing less Announced Withdrawal | Water | 1732
VIC1 | Existing Plant | Hume Dam VIC | HUMEV | 0 | 29 | 29 | 0 | 29 | 29 | 0 | 29 | 29 | 0 | 29 | 29 | 0 | 29 | 29 | 0 | 29 | 29 | 0 | 29 | 29 | 0 | 29 | 29 | 0 | 29 | 29 | 0 | 29 | 29 | GSP Energy Pty Ltd | Hydro - Dam | Hydro - Water | 1 | 1 | 29 | 0 | In Service | S |  | 2057 |  | Existing less Announced Withdrawal | Water | 1736
NSW1 | Project | Hunter Power Station |  | 0 | 330 | 330 | 330 | 330 | 330 | 330 | 330 | 330 | 330 | 330 | 330 | 330 | 330 | 330 | 330 | 330 | 330 | 330 | 330 | 330 | 330 | 330 | 330 | 330 | 330 | 330 | 330 | 330 | 330 | Snowy Hydro Limited | Turbine - OCGT | Fossil - Natural Gas Pipeline | 1 |  | 375 | 0 | Committed¹ | S | 2024-12-01 | 2064 |  | Committed | OCGT | 1871
NSW1 | Project | Hunter Power Station |  | 0 | 330 | 330 | 330 | 330 | 330 | 330 | 330 | 330 | 330 | 330 | 330 | 330 | 330 | 330 | 330 | 330 | 330 | 330 | 330 | 330 | 330 | 330 | 330 | 330 | 330 | 330 | 330 | 330 | 330 | Snowy Hydro Limited | Turbine - OCGT | Fossil - Natural Gas Pipeline | 1 |  | 375 | 0 | Committed¹ | S | 2024-12-01 | 2064 |  | Committed | OCGT | 1871
VIC1 | Existing Plant | Jeeralang A | JLA01 | 56 | 50 | 46.6 | 56 | 50 | 46.6 | 56 | 50 | 46.6 | 56 | 50 | 46.6 | 56 | 50 | 46.6 | 56 | 50 | 46.6 | 56 | 50 | 46.6 | 56 | 50 | 46.6 | 56 | 50 | 46.6 | 56 | 50 | 46.6 | EnergyAustralia Ecogen Py Ltd | Turbine - OCGT | Fossil - Natural Gas Pipeline | 1 |  | 53 | 0 | In Service | S |  | 2039 |  | Existing less Announced Withdrawal | OCGT | 1373
VIC1 | Existing Plant | Jeeralang A | JLA02 | 56 | 50 | 46.6 | 56 | 50 | 46.6 | 56 | 50 | 46.6 | 56 | 50 | 46.6 | 56 | 50 | 46.6 | 56 | 50 | 46.6 | 56 | 50 | 46.6 | 56 | 50 | 46.6 | 56 | 50 | 46.6 | 56 | 50 | 46.6 | EnergyAustralia Ecogen Py Ltd | Turbine - OCGT | Fossil - Natural Gas Pipeline | 1 |  | 53 | 0 | In Service | S |  | 2039 |  | Existing less Announced Withdrawal | OCGT | 1373
VIC1 | Existing Plant | Jeeralang A | JLA03 | 55 | 50 | 46.6 | 55 | 50 | 46.6 | 55 | 50 | 46.6 | 55 | 50 | 46.6 | 55 | 50 | 46.6 | 55 | 50 | 46.6 | 55 | 50 | 46.6 | 55 | 50 | 46.6 | 55 | 50 | 46.6 | 55 | 50 | 46.6 | EnergyAustralia Ecogen Py Ltd | Turbine - OCGT | Fossil - Natural Gas Pipeline | 1 |  | 53 | 0 | In Service | S |  | 2039 |  | Existing less Announced Withdrawal | OCGT | 1373
VIC1 | Existing Plant | Jeeralang A | JLA04 | 55 | 50 | 46.6 | 55 | 50 | 46.6 | 55 | 50 | 46.6 | 55 | 50 | 46.6 | 55 | 50 | 46.6 | 55 | 50 | 46.6 | 55 | 50 | 46.6 | 55 | 50 | 46.6 | 55 | 50 | 46.6 | 55 | 50 | 46.6 | EnergyAustralia Ecogen Py Ltd | Turbine - OCGT | Fossil - Natural Gas Pipeline | 1 |  | 53 | 0 | In Service | S |  | 2039 |  | Existing less Announced Withdrawal | OCGT | 1373
VIC1 | Existing Plant | Jeeralang B | JLB01 | 85 | 76 | 70.3 | 85 | 76 | 70.3 | 85 | 76 | 70.3 | 85 | 76 | 70.3 | 85 | 76 | 70.3 | 85 | 76 | 70.3 | 85 | 76 | 70.3 | 85 | 76 | 70.3 | 85 | 76 | 70.3 | 85 | 76 | 70.3 | EnergyAustralia Ecogen Pty Ltd | Turbine - OCGT | Fossil - Natural Gas Pipeline | 1 |  | 76 | 0 | In Service | S |  | 2039 |  | Existing less Announced Withdrawal | OCGT | 1374
VIC1 | Existing Plant | Jeeralang B | JLB02 | 83 | 74 | 68.3 | 83 | 74 | 68.3 | 83 | 74 | 68.3 | 85 | 76 | 70.3 | 85 | 76 | 70.3 | 85 | 76 | 70.3 | 85 | 76 | 70.3 | 85 | 76 | 70.3 | 85 | 76 | 70.3 | 85 | 76 | 70.3 | EnergyAustralia Ecogen Pty Ltd | Turbine - OCGT | Fossil - Natural Gas Pipeline | 1 |  | 76 | 0 | In Service | S |  | 2039 |  | Existing less Announced Withdrawal | OCGT | 1374
VIC1 | Existing Plant | Jeeralang B | JLB03 | 87 | 78 | 72.3 | 87 | 78 | 72.3 | 87 | 78 | 72.3 | 87 | 78 | 72.3 | 87 | 78 | 72.3 | 87 | 78 | 72.3 | 87 | 78 | 72.3 | 87 | 78 | 72.3 | 87 | 78 | 72.3 | 87 | 78 | 72.3 | EnergyAustralia Ecogen Pty Ltd | Turbine - OCGT | Fossil - Natural Gas Pipeline | 1 |  | 76 | 0 | In Service | S |  | 2039 |  | Existing less Announced Withdrawal | OCGT | 1374
NSW1 | Existing Plant | Jemalong Solar | JEMALNG1 | 50 | 50 | 50 | 50 | 50 | 50 | 50 | 50 | 50 | 50 | 50 | 50 | 50 | 50 | 50 | 50 | 50 | 50 | 50 | 50 | 50 | 50 | 50 | 50 | 50 | 50 | 50 | 50 | 50 | 50 | Genex Power | Solar PV - Single axis tracking | Solar - Solar | 20 |  | 55 | 0 | In Service | SS | 2021-12-01 | 2050 |  | Existing less Announced Withdrawal | Solar | 1521
TAS1 | Existing Plant | John Butters | JBUTTERS | 140 | 140 | 140 | 140 | 140 | 140 | 140 | 140 | 140 | 140 | 140 | 140 | 140 | 0 | 0 | 144 | 144 | 144 | 144 | 144 | 144 | 144 | 144 | 144 | 144 | 144 | 144 | 144 | 144 | 144 | Hydro-Electric Corporation | Hydro - Dam | Hydro - Water | 1 | 144 | 144 | 0 | In Service | S |  | 2100 |  | Existing less Announced Withdrawal | Water | 1097
NSW1 | Existing Plant | Junee Solar Farm | JUNEESF1 | 30.008 | 30.008 | 30.008 | 30.008 | 30.008 | 30.008 | 30.008 | 30.008 | 30.008 | 30.008 | 30.008 | 30.008 | 30.008 | 30.008 | 30.008 | 30.008 | 30.008 | 30.008 | 30.008 | 30.008 | 30.008 | 30.008 | 30.008 | 30.008 | 30.008 | 30.008 | 30.008 | 30.008 | 30.008 | 30.008 | Junee Operationsco Pty Ltd as trustee for Junee Operations Trust | Solar PV - Single axis tracking | Solar - Solar | 22 | 36.014 | 36.014 | 0 | In Service | SS |  | 2050 |  | Existing less Announced Withdrawal | Solar | 1526
QLD1 | Existing Plant | Kaban Wind Farm | KABANWF1 | 151.984 | 151.984 | 151.984 | 151.984 | 151.984 | 151.984 | 151.984 | 151.984 | 151.984 | 151.984 | 151.984 | 151.984 | 151.984 | 151.984 | 151.984 | 151.984 | 151.984 | 151.984 | 151.984 | 151.984 | 151.984 | 151.984 | 151.984 | 151.984 | 151.984 | 151.984 | 151.984 | 151.984 | 151.984 | 151.984 | Kaban Wind Farm Trust | Wind Turbine - Onshore | Wind - Wind | 28 | 0 | 156.8 | 0 | In Service | SS | 2023-04-01 | 2048 |  | Existing less Announced Withdrawal | Wind | 2020
VIC1 | Existing Plant | Karadoc Solar Farm | KARSF1 | 90.022 | 90.022 | 90.022 | 90.022 | 90.022 | 90.022 | 90.022 | 90.022 | 90.022 | 90.022 | 90.022 | 90.022 | 90.022 | 90.022 | 90.022 | 90.022 | 90.022 | 90.022 | 90.022 | 90.022 | 90.022 | 90.022 | 90.022 | 90.022 | 90.022 | 90.022 | 90.022 | 90.022 | 90.022 | 90.022 | Iraak Sun Farm Pty Ltd | Solar PV - Single axis tracking | Solar - Solar | 38 | 89.984 | 104.5 | 0 | In Service | SS | 2018-12-01 | 2048 |  | Existing less Announced Withdrawal | Solar | 1424
QLD1 | Existing Plant | Kareeya | KAREEYA1 | 21.6 | 21.6 | 21.6 | 21.6 | 21.6 | 21.6 | 21.6 | 21.6 | 21.6 | 21.6 | 21.6 | 21.6 | 21.6 | 21.6 | 21.6 | 21.6 | 21.6 | 21.6 | 21.6 | 21.6 | 21.6 | 21.6 | 21.6 | 21.6 | 21.6 | 21.6 | 21.6 | 21.6 | 21.6 | 21.6 | CleanCo Queensland Limited | Hydro - Run of River | Hydro - Water | 1 |  | 21.6 | 0 | In Service | S |  | 2037 |  | Existing less Announced Withdrawal | Water | 1100
QLD1 | Existing Plant | Kareeya | KAREEYA2 | 21.6 | 21.6 | 21.6 | 21.6 | 21.6 | 21.6 | 21.6 | 21.6 | 21.6 | 21.6 | 21.6 | 21.6 | 21.6 | 21.6 | 21.6 | 21.6 | 21.6 | 21.6 | 21.6 | 21.6 | 21.6 | 21.6 | 21.6 | 21.6 | 21.6 | 21.6 | 21.6 | 21.6 | 21.6 | 21.6 | CleanCo Queensland Limited | Hydro - Run of River | Hydro - Water | 1 |  | 21.6 | 0 | In Service | S |  | 2037 |  | Existing less Announced Withdrawal | Water | 1100
QLD1 | Existing Plant | Kareeya | KAREEYA3 | 21.6 | 21.6 | 21.6 | 21.6 | 21.6 | 21.6 | 21.6 | 21.6 | 21.6 | 21.6 | 21.6 | 21.6 | 21.6 | 21.6 | 21.6 | 21.6 | 21.6 | 21.6 | 21.6 | 21.6 | 21.6 | 21.6 | 21.6 | 21.6 | 21.6 | 21.6 | 21.6 | 21.6 | 21.6 | 21.6 | CleanCo Queensland Limited | Hydro - Run of River | Hydro - Water | 1 |  | 21.6 | 0 | In Service | S |  | 2037 |  | Existing less Announced Withdrawal | Water | 1100
QLD1 | Existing Plant | Kareeya | KAREEYA4 | 21.6 | 21.6 | 21.6 | 21.6 | 21.6 | 21.6 | 21.6 | 21.6 | 21.6 | 21.6 | 21.6 | 21.6 | 21.6 | 21.6 | 21.6 | 21.6 | 21.6 | 21.6 | 21.6 | 21.6 | 21.6 | 21.6 | 21.6 | 21.6 | 21.6 | 21.6 | 21.6 | 21.6 | 21.6 | 21.6 | CleanCo Queensland Limited | Hydro - Run of River | Hydro - Water | 1 |  | 21.6 | 0 | In Service | S |  | 2037 |  | Existing less Announced Withdrawal | Water | 1100
QLD1 | Existing Plant | Kennedy Energy Park - Phase 1 - Solar | KEPSF1 | 15 | 14.58 | 14.28 | 15 | 14.58 | 14.28 | 15 | 14.58 | 14.28 | 15 | 14.58 | 14.28 | 15 | 14.58 | 14.28 | 15 | 14.58 | 14.28 | 15 | 14.58 | 14.28 | 15 | 14.58 | 14.28 | 15 | 14.58 | 14.28 | 15 | 14.58 | 14.28 | Windlab / Eurus | Solar PV - Single axis tracking | Solar - Solar | 6 |  | 15 | 0 | In Commissioning | SS | 2024-05-01 | 2046 |  | Existing less Announced Withdrawal | Solar | 1465
QLD1 | Existing Plant | Kennedy Energy Park - Phase 1 - Wind | KEPWF1 | 43.2 | 43.2 | 36 | 43.2 | 43.2 | 36 | 43.2 | 43.2 | 36 | 43.2 | 43.2 | 36 | 43.2 | 43.2 | 36 | 43.2 | 43.2 | 36 | 43.2 | 43.2 | 36 | 43.2 | 43.2 | 36 | 43.2 | 43.2 | 36 | 43.2 | 43.2 | 36 | Windlab / Eurus | Wind Turbine - Onshore | Wind - Wind | 12 |  | 43.2 | 0 | In Commissioning | SS | 2024-05-01 | 2046 |  | Existing less Announced Withdrawal | Wind | 1464
VIC1 | Existing Plant | Kiamal Solar Farm - Stage 1 | KIAMSF1 | 199.95 | 198 | 189 | 199.95 | 198 | 189 | 199.95 | 198 | 189 | 199.95 | 198 | 189 | 199.95 | 198 | 189 | 199.95 | 198 | 189 | 199.95 | 198 | 189 | 199.95 | 198 | 189 | 199.95 | 198 | 189 | 199.95 | 198 | 189 | KSF Project Nominees Pty Ltd ATF KSF Project Trust | Solar PV - Single axis tracking | Solar - Solar | 150 | 199.95 | 199.95 | 0 | In Service | SS | 2022-01-01 | 2049 |  | Existing less Announced Withdrawal | Solar | 1602
VIC1 | Existing Plant | Kiata Wind Farm | KiataWF1 | 31.05 | 29.7 | 27 | 31.05 | 29.7 | 27 | 31.05 | 29.7 | 27 | 31.05 | 29.7 | 27 | 31.05 | 29.7 | 27 | 31.05 | 29.7 | 27 | 31.05 | 29.7 | 27 | 31.05 | 29.7 | 27 | 31.05 | 29.7 | 27 | 31.05 | 29.7 | 27 | Kiata ProjectCo Pty Ltd atf Kiata Project Trust | Wind Turbine - Onshore | Wind - Wind | 9 | 31.05 | 31.05 | 0 | In Service | SS |  | 2042 |  | Existing less Announced Withdrawal | Wind | 1382
QLD1 | Project | Kidston Pumped Storage Hydro Project 250MW | Unknown | 0 | 0 | 0 | 250 | 250 | 250 | 250 | 250 | 250 | 250 | 250 | 250 | 250 | 250 | 250 | 250 | 250 | 250 | 250 | 250 | 250 | 250 | 250 | 250 | 250 | 250 | 250 | 250 | 250 | 250 | Genex Power Ltd | Storage - Pumped hydro | Hydro - Water | 2 | 250 | 250 | 2000 | Committed | S | 2025-02-01 | 2105 |  | Committed | Water | 1352
QLD1 | Existing Plant | Kidston Solar Project Phase One 50MW | KSP1 | 48.5 | 48.5 | 48.5 | 48.5 | 48.5 | 48.5 | 48.5 | 48.5 | 48.5 | 48.5 | 48.5 | 48.5 | 48.5 | 48.5 | 48.5 | 48.5 | 48.5 | 48.5 | 48.5 | 48.5 | 48.5 | 48.5 | 48.5 | 48.5 | 48.5 | 48.5 | 48.5 | 48.5 | 48.5 | 48.5 | Genex Power Limited | Solar PV - Fixed | Solar - Solar | 20 | 50 | 50 | 0 | In Service | SS | 2017-12-01 | 2037 |  | Existing less Announced Withdrawal | Solar | 1378
QLD1 | Existing Plant | Kogan Creek | KPP_1 | 750 | 730 | 710 | 750 | 730 | 710 | 750 | 730 | 710 | 750 | 730 | 710 | 750 | 730 | 710 | 750 | 730 | 710 | 750 | 730 | 710 | 750 | 730 | 710 | 750 | 730 | 710 | 750 | 730 | 710 | CS Energy | Turbine - Steam Super Critical | Fossil - Black Coal | 1 |  | 744 | 0 | In Service | S |  | 2042 |  | Existing less Announced Withdrawal | Coal | 1104
VIC1 | Project | Koorangie Energy Storage System | Unknown | 0 | 0 | 0 | 185 | 185 | 185 | 185 | 185 | 185 | 185 | 185 | 185 | 185 | 185 | 185 | 185 | 185 | 185 | 185 | 185 | 185 | 185 | 185 | 185 | 185 | 185 | 185 | 185 | 185 | 185 | Edify Energy | Storage - Battery | Other - Other | 1 |  | 185 | 370 | Committed | S | 2025-04-01 | 2055 |  | Committed | Battery Storage | 2173
SA1 | Existing Plant | Ladbroke Grove | LADBROK1 | 42 | 37 | 35 | 42 | 37 | 35 | 42 | 37 | 35 | 42 | 37 | 35 | 42 | 37 | 35 | 42 | 37 | 35 | 42 | 37 | 35 | 42 | 37 | 35 | 42 | 37 | 35 | 42 | 37 | 35 | Origin Energy Power Limited | Turbine - OCGT | Fossil - Natural Gas Pipeline | 1 |  | 40 | 0 | In Service | S |  | 2035 |  | Existing less Announced Withdrawal | OCGT | 1107
SA1 | Existing Plant | Ladbroke Grove | LADBROK2 | 42 | 37 | 35 | 42 | 37 | 35 | 42 | 37 | 35 | 42 | 37 | 35 | 42 | 37 | 35 | 42 | 37 | 35 | 42 | 37 | 35 | 42 | 37 | 35 | 42 | 37 | 35 | 42 | 37 | 35 | Origin Energy Power Limited | Turbine - OCGT | Fossil - Natural Gas Pipeline | 1 |  | 40 | 0 | In Service | S |  | 2035 |  | Existing less Announced Withdrawal | OCGT | 1107
SA1 | Existing Plant | Lake Bonney 1 Wind Farm | LKBONNY1 | 80.5 | 80.5 | 80.5 | 80.5 | 80.5 | 80.5 | 80.5 | 80.5 | 80.5 | 80.5 | 80.5 | 80.5 | 80.5 | 80.5 | 80.5 | 80.5 | 80.5 | 80.5 | 80.5 | 80.5 | 80.5 | 80.5 | 80.5 | 80.5 | 80.5 | 80.5 | 80.5 | 80.5 | 80.5 | 80.5 | Lake Bonney Wind Power Pty Ltd | Wind Turbine - Onshore | Wind - Wind | 46 | 80.5 | 80.5 | 0 | In Service | SS |  | 2035 |  | Existing less Announced Withdrawal | Wind | 1108
SA1 | Existing Plant | Lake Bonney 2 Wind Farm | LKBONNY2 | 159 | 159 | 159 | 159 | 159 | 159 | 159 | 159 | 159 | 159 | 159 | 159 | 159 | 159 | 159 | 159 | 159 | 159 | 159 | 159 | 159 | 159 | 159 | 159 | 159 | 159 | 159 | 159 | 159 | 159 | Lake Bonney Wind Power Pty Ltd | Wind Turbine - Onshore | Wind - Wind | 53 | 159 | 159 | 0 | In Service | SS |  | 2038 |  | Existing less Announced Withdrawal | Wind | 1109
SA1 | Existing Plant | Lake Bonney 3 Wind Farm | LKBONNY3 | 39 | 39 | 39 | 39 | 39 | 39 | 39 | 39 | 39 | 39 | 39 | 39 | 39 | 39 | 39 | 39 | 39 | 39 | 39 | 39 | 39 | 39 | 39 | 39 | 39 | 39 | 39 | 39 | 39 | 39 | Lake Bonney Wind Power Pty Ltd | Wind Turbine - Onshore | Wind - Wind | 13 | 39 | 39 | 0 | In Service | SS |  | 2040 |  | Existing less Announced Withdrawal | Wind | 1110
SA1 | Existing Plant | Lake Bonney Battery Energy Storage | LBBG1 | 25 | 25 | 25 | 25 | 25 | 25 | 25 | 25 | 25 | 25 | 25 | 25 | 25 | 25 | 25 | 25 | 25 | 25 | 25 | 25 | 25 | 25 | 25 | 25 | 25 | 25 | 25 | 25 | 25 | 25 | Lake Bonney BESS Pty Limited | Storage - Battery | Other - Other | 1 |  | 25 | 52 | In Service | S |  | 2034 |  | Existing less Announced Withdrawal | Battery Storage | 1568
TAS1 | Existing Plant | Lake Echo | LK_ECHO | 30 | 30 | 30 | 30 | 30 | 30 | 30 | 30 | 30 | 30 | 30 | 30 | 30 | 30 | 30 | 30 | 30 | 30 | 30 | 30 | 30 | 30 | 30 | 30 | 30 | 30 | 30 | 30 | 30 | 30 | Hydro-Electric Corporation | Hydro - Dam | Hydro - Water | 1 | 32.4 | 32.4 | 0 | In Service | S |  | 2100 |  | Existing less Announced Withdrawal | Water | 1111
VIC1 | Project | LaTrobe Valley BESS |  | 0 | 0 | 0 | 100 | 100 | 100 | 100 | 100 | 100 | 100 | 100 | 100 | 100 | 100 | 100 | 100 | 100 | 100 | 100 | 100 | 100 | 100 | 100 | 100 | 100 | 100 | 100 | 100 | 100 | 100 | Tilt Renewables Australia Pty Ltd | Storage - Battery | Other - Other | 1 |  | 100 | 200 | Committed | S | 2025-07-01 |  |  | Committed | Battery Storage | 1932
VIC1 | Existing Plant | Laverton North | LNGS1 | 172 | 172 | 168 | 172 | 172 | 168 | 172 | 172 | 168 | 172 | 172 | 168 | 172 | 172 | 168 | 172 | 172 | 168 | 172 | 172 | 168 | 172 | 172 | 168 | 172 | 172 | 168 | 172 | 172 | 168 | Snowy Hydro Ltd | Turbine - OCGT | Fossil - Natural Gas Pipeline | 1 |  | 156 | 0 | In Service | S |  | 2070 |  | Existing less Announced Withdrawal | OCGT | 1115
VIC1 | Existing Plant | Laverton North | LNGS2 | 172 | 172 | 168 | 172 | 172 | 168 | 172 | 172 | 168 | 172 | 172 | 168 | 172 | 172 | 168 | 172 | 172 | 168 | 172 | 172 | 168 | 172 | 172 | 168 | 172 | 172 | 168 | 172 | 172 | 168 | Snowy Hydro Ltd | Turbine - OCGT | Fossil - Natural Gas Pipeline | 1 |  | 156 | 0 | In Service | S |  | 2070 |  | Existing less Announced Withdrawal | OCGT | 1115
TAS1 | Existing Plant | Lemonthyme / Wilmot | LEM_WIL | 87 | 33 | 33 | 33 | 55 | 55 | 88 | 88 | 88 | 88 | 55 | 55 | 88 | 33 | 33 | 88 | 88 | 88 | 88 | 88 | 88 | 88 | 88 | 88 | 88 | 33 | 33 | 88 | 55 | 55 | Hydro-Electric Corporation | Hydro - Dam | Hydro - Water | 2 | 81.6 | 81.6 | 0 | In Service | S |  | 2100 |  | Existing less Announced Withdrawal | Water | 1116
QLD1 | Existing Plant | Lilyvale Solar Farm | LILYSF1 | 99.974 | 98.79 | 97.532 | 99.974 | 98.79 | 97.532 | 99.974 | 98.79 | 97.532 | 99.974 | 98.79 | 97.532 | 99.974 | 98.79 | 97.532 | 99.974 | 98.79 | 97.532 | 99.974 | 98.79 | 97.532 | 99.974 | 98.79 | 97.532 | 99.974 | 98.79 | 97.532 | 99.974 | 98.79 | 97.532 | Lilyvale Asset Co Pty Ltd ATF Lilyvale Asset Trust | Solar PV - Single axis tracking | Solar - Solar | 74 | 107.226 | 118.4 | 0 | In Service | SS | 2022-01-01 | 2048 |  | Existing less Announced Withdrawal | Solar | 1384
NSW1 | Existing Plant | Limondale Solar Farm 1 | LIMONSF1 | 220 | 220 | 207.1 | 220 | 220 | 207.1 | 220 | 220 | 207.1 | 220 | 220 | 207.1 | 220 | 220 | 207.1 | 220 | 220 | 207.1 | 220 | 220 | 207.1 | 220 | 220 | 207.1 | 220 | 220 | 207.1 | 220 | 220 | 207.1 | Limondale Sun Farm Pty Ltd | Solar PV - Single axis tracking | Solar - Solar | 100 | 230 | 230 | 0 | In Service | SS | 2022-12-01 | 2050 |  | Existing less Announced Withdrawal | Solar | 1453
NSW1 | Existing Plant | Limondale Solar Farm 2 | LIMOSF21 | 28.994 | 28.994 | 28.994 | 28.994 | 28.994 | 28.994 | 28.994 | 28.994 | 28.994 | 28.994 | 28.994 | 28.994 | 28.994 | 28.994 | 28.994 | 28.994 | 28.994 | 28.994 | 28.994 | 28.994 | 28.994 | 28.994 | 28.994 | 28.994 | 28.994 | 28.994 | 28.994 | 28.994 | 28.994 | 28.994 | Limondale Sun Farm Pty Ltd | Solar PV - Single axis tracking | Solar - Solar | 14 | 28.98 | 28.98 | 0 | In Service | SS | 2023-04-01 | 2050 |  | Existing less Announced Withdrawal | Solar | 1675
SA1 | Existing Plant | Lincoln Gap Wind Farm - stage 1 | LGAPWF1 | 122.5 | 122.5 | 42 | 122.5 | 122.5 | 42 | 122.5 | 122.5 | 42 | 122.5 | 122.5 | 42 | 122.5 | 122.5 | 42 | 122.5 | 122.5 | 42 | 122.5 | 122.5 | 42 | 122.5 | 122.5 | 42 | 122.5 | 122.5 | 42 | 122.5 | 122.5 | 42 | Lincoln Gap Wind Farm Pty Ltd | Wind Turbine - Onshore | Wind - Wind | 35 | 126 | 126 | 0 | In Service | SS | 2020-08-01 | 2045 |  | Existing less Announced Withdrawal | Wind | 1119
SA1 | Existing Plant | Lincoln Gap Wind Farm - Stage 2 | LGAPWF2 | 84 | 84 | 38.4 | 84 | 84 | 38.4 | 84 | 84 | 38.4 | 84 | 84 | 38.4 | 84 | 84 | 38.4 | 84 | 84 | 38.4 | 84 | 84 | 38.4 | 84 | 84 | 38.4 | 84 | 84 | 38.4 | 84 | 84 | 38.4 | Lincoln Gap Wind Farm Pty Ltd | Wind Turbine - Onshore | Wind - Wind | 24 | 86.4 | 86.4 | 0 | In Service | SS | 2022-02-01 | 2045 |  | Existing less Announced Withdrawal | Wind | 1574
SA1 | Existing Plant | Lonsdale | LONSDALE | 21.06 | 21.06 | 21.06 | 21.06 | 21.06 | 21.06 | 21.06 | 21.06 | 21.06 | 21.06 | 21.06 | 21.06 | 21.06 | 21.06 | 21.06 | 21.06 | 21.06 | 21.06 | 21.06 | 21.06 | 21.06 | 21.06 | 21.06 | 21.06 | 21.06 | 21.06 | 21.06 | 21.06 | 21.06 | 21.06 | Lumo Generation SA Pty Ltd | Reciprocating Engine - Compression ignition | Fossil - Diesel | 18 |  | 20.7 | 0 | In Service | S |  | 2070 |  | Existing less Announced Withdrawal | Other | 1122
VIC1 | Existing Plant | Loy Yang A Power Station | LYA1 | 560 | 560 | 540 | 560 | 560 | 540 | 560 | 560 | 540 | 560 | 560 | 540 | 560 | 560 | 540 | 560 | 560 | 540 | 560 | 560 | 540 | 560 | 560 | 540 | 560 | 560 | 540 | 560 | 560 | 540 | AGL Loy Yang Marketing Pty Ltd | Turbine - Steam Sub Critical | Fossil - Brown Coal | 1 | 0 | 560 | 0 | In Service | S |  | 2035 |  | Existing less Announced Withdrawal | Coal | 1124
VIC1 | Existing Plant | Loy Yang A Power Station | LYA2 | 530 | 530 | 500 | 530 | 530 | 500 | 530 | 530 | 500 | 530 | 530 | 500 | 530 | 530 | 500 | 530 | 530 | 500 | 530 | 530 | 500 | 530 | 530 | 500 | 530 | 530 | 500 | 530 | 530 | 500 | AGL Loy Yang Marketing Pty Ltd | Turbine - Steam Sub Critical | Fossil - Brown Coal | 1 | 0 | 530 | 0 | In Service | S |  | 2035 |  | Existing less Announced Withdrawal | Coal | 1124
VIC1 | Existing Plant | Loy Yang A Power Station | LYA3 | 560 | 560 | 510 | 560 | 560 | 510 | 560 | 560 | 510 | 560 | 560 | 510 | 560 | 560 | 510 | 560 | 560 | 510 | 560 | 560 | 510 | 560 | 560 | 510 | 560 | 560 | 510 | 560 | 560 | 510 | AGL Loy Yang Marketing Pty Ltd | Turbine - Steam Sub Critical | Fossil - Brown Coal | 1 | 0 | 560 | 0 | In Service | S |  | 2035 |  | Existing less Announced Withdrawal | Coal | 1124
VIC1 | Existing Plant | Loy Yang A Power Station | LYA4 | 560 | 540 | 530 | 560 | 540 | 530 | 560 | 540 | 530 | 560 | 540 | 530 | 560 | 540 | 530 | 560 | 540 | 530 | 560 | 540 | 530 | 560 | 540 | 530 | 560 | 540 | 530 | 560 | 540 | 530 | AGL Loy Yang Marketing Pty Ltd | Turbine - Steam Sub Critical | Fossil - Brown Coal | 1 | 0 | 560 | 0 | In Service | S |  | 2035 |  | Existing less Announced Withdrawal | Coal | 1124
VIC1 | Existing Plant | Loy Yang B | LOYYB1 | 580 | 555 | 540 | 580 | 555 | 540 | 580 | 555 | 540 | 580 | 555 | 540 | 580 | 555 | 540 | 580 | 555 | 540 | 580 | 555 | 540 | 580 | 555 | 540 | 580 | 555 | 540 | 580 | 555 | 540 | Gippsland Power Pty Ltd ABN 30 077 851 079 / LYB Ventures Australia Pty Ltd ABN 57 055 984 499 / Traralgon Power Pty Ltd ABN 64 056 292 623 / Latrobe Power Pty Ltd ABN 42 055 983 563 / LYB Australia Limited ABN 87 055 563 785 | Turbine - Steam Sub Critical | Fossil - Brown Coal | 1 |  | 580 | 0 | In Service | S |  | 2047 |  | Existing less Announced Withdrawal | Coal | 1125
VIC1 | Existing Plant | Loy Yang B | LOYYB2 | 580 | 560 | 550 | 580 | 560 | 550 | 580 | 560 | 550 | 580 | 560 | 550 | 580 | 560 | 550 | 580 | 560 | 550 | 580 | 560 | 550 | 580 | 560 | 550 | 580 | 560 | 550 | 580 | 560 | 550 | Gippsland Power Pty Ltd ABN 30 077 851 079 / LYB Ventures Australia Pty Ltd ABN 57 055 984 499 / Traralgon Power Pty Ltd ABN 64 056 292 623 / Latrobe Power Pty Ltd ABN 42 055 983 563 / LYB Australia Limited ABN 87 055 563 785 | Turbine - Steam Sub Critical | Fossil - Brown Coal | 1 |  | 580 | 0 | In Service | S |  | 2047 |  | Existing less Announced Withdrawal | Coal | 1125
VIC1 | Existing Plant | Macarthur Wind Farm | MACARTH1 | 420 | 420 | 420 | 420 | 420 | 420 | 420 | 420 | 420 | 420 | 420 | 420 | 420 | 420 | 420 | 420 | 420 | 420 | 420 | 420 | 420 | 420 | 420 | 420 | 420 | 420 | 420 | 420 | 420 | 420 | Macarthur Wind Farm Pty Ltd and Meridian Wind Macarthur Pty Ltd | Wind Turbine - Onshore | Wind - Wind | 140 |  | 420 | 0 | In Service | SS |  | 2038 |  | Existing less Announced Withdrawal | Wind | 1128
QLD1 | Project | MacIntyre Wind Farm | Unknown | 923.4 | 923.4 | 923.4 | 923.4 | 923.4 | 923.4 | 923.4 | 923.4 | 923.4 | 923.4 | 923.4 | 923.4 | 923.4 | 923.4 | 923.4 | 923.4 | 923.4 | 923.4 | 923.4 | 923.4 | 923.4 | 923.4 | 923.4 | 923.4 | 923.4 | 923.4 | 923.4 | 923.4 | 923.4 | 923.4 | Macintyre Windfarm Pty Ltd and Arc Energy Macintyre Pty Ltd | Wind Turbine - Onshore | Wind - Wind | 162 | 923.4 | 923.4 | 0 | Committed* | SS | 2024-12-01 | 2054 |  | Committed | Wind | 1332
TAS1 | Existing Plant | Mackintosh | MACKNTSH | 81 | 81 | 81 | 81 | 81 | 81 | 81 | 0 | 0 | 0 | 84 | 84 | 84 | 84 | 84 | 84 | 84 | 84 | 84 | 84 | 84 | 84 | 84 | 84 | 84 | 84 | 84 | 84 | 0 | 0 | Hydro-Electric Corporation | Hydro - Dam | Hydro - Water | 1 | 79.9 | 79.9 | 0 | In Service | S |  | 2100 |  | Existing less Announced Withdrawal | Water | 1130
NSW1 | Existing Plant | Manildra Solar Farm | MANSLR1 | 46.7 | 45.4 | 43.4 | 46.7 | 45.4 | 43.4 | 46.7 | 45.4 | 43.4 | 46.7 | 45.4 | 43.4 | 46.7 | 45.4 | 43.4 | 46.7 | 45.4 | 43.4 | 46.7 | 45.4 | 43.4 | 46.7 | 45.4 | 43.4 | 46.7 | 45.4 | 43.4 | 46.7 | 45.4 | 43.4 | Manildra Prop Pty Ltd as trustee for the Manildra Asset Trust | Solar PV - Single axis tracking | Solar - Solar | 20 | 50 | 50 | 0 | In Service | SS | 2018-12-01 | 2048 |  | Existing less Announced Withdrawal | Solar | 1280
SA1 | Existing Plant | Mannum Adelaide Pumping Station No 2 - MAPL2 (Palmer) | MAPS2PV1 | 16.8 | 16.128 | 15.792 | 16.8 | 16.128 | 15.792 | 16.8 | 16.128 | 15.792 | 16.8 | 16.128 | 15.792 | 16.8 | 16.128 | 15.792 | 16.8 | 16.128 | 15.792 | 16.8 | 16.128 | 15.792 | 16.8 | 16.128 | 15.792 | 16.8 | 16.128 | 15.792 | 16.8 | 16.128 | 15.792 | South Australian Water Corporation | Solar PV - Single axis tracking | Solar - Solar | 6 |  | 16.8 | 0 | In Service | SS | 2022-05-01 | 2041 |  | Existing less Announced Withdrawal | Solar | 1847
SA1 | Existing Plant | Mannum Adelaide Pumping Station No 3 - MAPL3 (Tungkillo) | MAPS3PV1 | 12.36 | 11.88 | 11.64 | 12.36 | 11.88 | 11.64 | 12.36 | 11.88 | 11.64 | 12.36 | 11.88 | 11.64 | 12.36 | 11.88 | 11.64 | 12.36 | 11.88 | 11.64 | 12.36 | 11.88 | 11.64 | 12.36 | 11.88 | 11.64 | 12.36 | 11.88 | 11.64 | 12.36 | 11.88 | 11.64 | South Australian Water Corporation | Solar PV - Single axis tracking | Solar - Solar | 6 |  | 12.36 | 0 | In Service | SS | 2023-01-01 | 2041 |  | Existing less Announced Withdrawal | Solar | 2010
SA1 | Existing Plant | Mannum Solar Farm 2 | MANSF2 | 29.986 | 29.986 | 29.986 | 29.986 | 29.986 | 29.986 | 29.986 | 29.986 | 29.986 | 29.986 | 29.986 | 29.986 | 29.986 | 29.986 | 29.986 | 29.986 | 29.986 | 29.986 | 29.986 | 29.986 | 29.986 | 29.986 | 29.986 | 29.986 | 29.986 | 29.986 | 29.986 | 29.986 | 29.986 | 29.986 | Mannum Stage 2 SubCo Pty Ltd as trustee for the Mannum Stage 2 Unit Trust | Solar PV - Single axis tracking | Solar - Solar | 11 |  | 29.986 | 0 | In Commissioning | SS | 2024-08-01 | 2058 |  | Existing less Announced Withdrawal | Solar | 2410
QLD1 | Existing Plant | Maryrorough Solar Farm | MARYRSF1 | 27.3 | 27.3 | 27.3 | 27.3 | 27.3 | 27.3 | 27.3 | 27.3 | 27.3 | 27.3 | 27.3 | 27.3 | 27.3 | 27.3 | 27.3 | 27.3 | 27.3 | 27.3 | 27.3 | 27.3 | 27.3 | 27.3 | 27.3 | 27.3 | 27.3 | 27.3 | 27.3 | 27.3 | 27.3 | 27.3 | Maryrorough Solar Pty Ltd | Solar PV - Single axis tracking | Solar - Solar | 1 | 34.5 | 34.5 | 0 | In Service | SS | 2021-03-01 | 2048 |  | Existing less Announced Withdrawal | Solar | 1689
TAS1 | Existing Plant | Meadowbank | MEADOWBK | 44 | 44 | 44 | 44 | 44 | 44 | 44 | 0 | 0 | 44 | 44 | 44 | 44 | 44 | 44 | 44 | 44 | 44 | 44 | 44 | 44 | 44 | 44 | 44 | 44 | 44 | 44 | 44 | 44 | 44 | Hydro-Electric Corporation | Hydro - Dam | Hydro - Water | 1 | 40 | 40 | 0 | In Service | S |  | 2100 |  | Existing less Announced Withdrawal | Water | 1133
VIC1 | Project | Melbourne Renewable Energy Hub - Side A | Unknown | 0 | 0 | 0 | 600 | 600 | 600 | 600 | 600 | 600 | 600 | 600 | 600 | 600 | 600 | 600 | 600 | 600 | 600 | 600 | 600 | 600 | 600 | 600 | 600 | 600 | 600 | 600 | 600 | 600 | 600 | MREH Pty Ltd as trustee for MREH Asset Trust | Storage - Battery | Other - Other | 1 | 600 | 600 | 1600 | Committed | S | 2025-11-01 | 2050 |  | Committed | Battery Storage | 1859
NSW1 | Existing Plant | Metz Solar Farm | METZSF1 | 115.02 | 111.726 | 107.082 | 115.02 | 111.726 | 107.082 | 115.02 | 111.726 | 107.082 | 115.02 | 111.726 | 107.082 | 115.02 | 111.726 | 107.082 | 115.02 | 111.726 | 107.082 | 115.02 | 111.726 | 107.082 | 115.02 | 111.726 | 107.082 | 115.02 | 111.726 | 107.082 | 115.02 | 111.726 | 107.082 | Metz ProjectCo Pty Ltd as trustee for Metz ProjectCo Trust | Solar PV - Single axis tracking | Solar - Solar | 54 | 0 | 135 | 0 | In Service | SS | 2023-04-01 | 2052 |  | Existing less Announced Withdrawal | Solar | 1628
QLD1 | Existing Plant | Middlemount Solar Farm | MIDDLSF1 | 26 | 26 | 26 | 26 | 26 | 26 | 26 | 26 | 26 | 26 | 26 | 26 | 26 | 26 | 26 | 26 | 26 | 26 | 26 | 26 | 26 | 26 | 26 | 26 | 26 | 26 | 26 | 26 | 26 | 26 | Capricorn SF No1 Pty Ltd | Solar PV - Single axis tracking | Solar - Solar | 1 | 26 | 26 | 0 | In Service | SS | 2021-07-01 | 2050 |  | Existing less Announced Withdrawal | Solar | 1537
QLD1 | Existing Plant | Millmerran Power Plant | MPP_1 | 426 | 400 | 335 | 426 | 400 | 335 | 426 | 400 | 335 | 426 | 400 | 335 | 426 | 400 | 335 | 426 | 400 | 335 | 426 | 400 | 335 | 426 | 400 | 335 | 426 | 400 | 335 | 426 | 400 | 335 | Millmerran Power Partners | Turbine - Steam Super Critical | Fossil - Black Coal | 1 |  | 426 | 0 | In Service | S |  | 2051 |  | Existing less Announced Withdrawal | Coal | 1134
QLD1 | Existing Plant | Millmerran Power Plant | MPP_2 | 426 | 400 | 335 | 426 | 400 | 335 | 426 | 400 | 335 | 426 | 400 | 335 | 426 | 400 | 335 | 426 | 400 | 335 | 426 | 400 | 335 | 426 | 400 | 335 | 426 | 400 | 335 | 426 | 400 | 335 | Millmerran Power Partners | Turbine - Steam Super Critical | Fossil - Black Coal | 1 |  | 426 | 0 | In Service | S |  | 2051 |  | Existing less Announced Withdrawal | Coal | 1134
SA1 | Existing Plant | Mintaro GT | MINTARO | 90 | 73 | 68 | 90 | 73 | 68 | 90 | 73 | 68 | 90 | 73 | 68 | 90 | 73 | 68 | 90 | 73 | 68 | 90 | 73 | 68 | 0 | 0 | 0 | 0 | 0 | 0 | 0 | 0 | 0 | Synergen Power Pty Ltd | Turbine - OCGT | Fossil - Natural Gas Pipeline | 1 |  | 90 | 0 | In Service | S |  | 2030 |  | Existing less Announced Withdrawal | OCGT | 1135
NSW1 | Existing Plant | Molong Solar Farm | MOLNGSF1 | 36.014 | 36.014 | 32.406 | 36.014 | 36.014 | 32.406 | 36.014 | 36.014 | 32.406 | 36.014 | 36.014 | 32.406 | 36.014 | 36.014 | 32.406 | 36.014 | 36.014 | 32.406 | 36.014 | 36.014 | 32.406 | 36.014 | 36.014 | 32.406 | 36.014 | 36.014 | 32.406 | 36.014 | 36.014 | 32.406 | Molong Operations co Pty Ltd ATF Molong Operations Trust | Solar PV - Single axis tracking | Solar - Solar | 22 | 32.34 | 36.08 | 0 | In Service | SS | 2021-02-01 | 2045 |  | Existing less Announced Withdrawal | Solar | 1641
VIC1 | Existing Plant | Moorabool Wind Farm | MOORAWF1 | 312 | 312 | 312 | 312 | 312 | 312 | 312 | 312 | 312 | 312 | 312 | 312 | 312 | 312 | 312 | 312 | 312 | 312 | 312 | 312 | 312 | 312 | 312 | 312 | 312 | 312 | 312 | 312 | 312 | 312 | Moorabool Wind Farm Interface Company Pty Ltd | Wind Turbine - Onshore | Wind - Wind | 104 | 312 | 312 | 0 | In Service | SS | 2022-07-01 | 2044 |  | Existing less Announced Withdrawal | Wind | 1425
NSW1 | Existing Plant | Moree Solar Farm | MOREESF1 | 56 | 56 | 56 | 56 | 56 | 56 | 56 | 56 | 56 | 56 | 56 | 56 | 56 | 56 | 56 | 56 | 56 | 56 | 56 | 56 | 56 | 56 | 56 | 56 | 56 | 56 | 56 | 56 | 56 | 56 | Moree Solar Farm Pty Ltd | Solar PV - Single axis tracking | Solar - Solar | 56 |  | 56 | 0 | In Service | SS |  | 2046 |  | Existing less Announced Withdrawal | Solar | 1318
SA1 | Existing Plant | Morgan To Whyalla Pipeline No 1 PS And Water Filtration Plant | MWPS1PV1 | 6.128 | 5.882 | 5.76 | 6.128 | 5.882 | 5.76 | 6.128 | 5.882 | 5.76 | 6.128 | 5.882 | 5.76 | 6.128 | 5.882 | 5.76 | 6.128 | 5.882 | 5.76 | 6.128 | 5.882 | 5.76 | 6.128 | 5.882 | 5.76 | 6.128 | 5.882 | 5.76 | 6.128 | 5.882 | 5.76 | South Australian Water Corporation | Solar PV - Single axis tracking | Solar - Solar | 2 |  | 6.12 | 0 | In Service | SS | 2022-08-01 | 2031 |  | Existing less Announced Withdrawal | Solar | 1849
SA1 | Existing Plant | Morgan To Whyalla Pipeline No 2 PS | MWPS2PV1 | 5.86 | 5.626 | 5.508 | 5.86 | 5.626 | 5.508 | 5.86 | 5.626 | 5.508 | 5.86 | 5.626 | 5.508 | 5.86 | 5.626 | 5.508 | 5.86 | 5.626 | 5.508 | 5.86 | 5.626 | 5.508 | 5.86 | 5.626 | 5.508 | 5.86 | 5.626 | 5.508 | 5.86 | 5.626 | 5.508 | South Australian Water Corporation | Solar PV - Single axis tracking | Solar - Solar | 2 |  | 5.88 | 0 | In Service | SS | 2022-06-01 | 2041 |  | Existing less Announced Withdrawal | Solar | 1850
SA1 | Existing Plant | Morgan To Whyalla Pipeline No 3 PS | MWPS3PV1 | 7.371 | 7.077 | 6.93 | 7.371 | 7.077 | 6.93 | 7.371 | 7.077 | 6.93 | 7.371 | 7.077 | 6.93 | 7.371 | 7.077 | 6.93 | 7.371 | 7.077 | 6.93 | 7.371 | 7.077 | 6.93 | 7.371 | 7.077 | 6.93 | 7.371 | 7.077 | 6.93 | 7.371 | 7.077 | 6.93 | South Australian Water Corporation | Solar PV - Single axis tracking | Solar - Solar | 3 |  | 7.38 | 0 | In Service | SS | 2022-06-01 | 2045 |  | Existing less Announced Withdrawal | Solar | 1851
SA1 | Existing Plant | Morgan To Whyalla Pipeline No 4 PS | MWPS4PV1 | 5.86 | 5.626 | 5.508 | 5.86 | 5.626 | 5.508 | 5.86 | 5.626 | 5.508 | 5.86 | 5.626 | 5.508 | 5.86 | 5.626 | 5.508 | 5.86 | 5.626 | 5.508 | 5.86 | 5.626 | 5.508 | 5.86 | 5.626 | 5.508 | 5.86 | 5.626 | 5.508 | 5.86 | 5.626 | 5.508 | South Australian Water Corporation | Solar PV - Single axis tracking | Solar - Solar | 2 |  | 5.88 | 0 | In Service | SS | 2022-08-01 | 2041 |  | Existing less Announced Withdrawal | Solar | 1852
VIC1 | Existing Plant | Mortlake | MORTLK11 | 292 | 266 | 257 | 292 | 266 | 257 | 292 | 266 | 257 | 292 | 266 | 257 | 292 | 266 | 257 | 292 | 266 | 257 | 292 | 266 | 257 | 292 | 266 | 257 | 292 | 266 | 257 | 292 | 266 | 257 | Origin Energy Power Limited | Turbine - OCGT | Fossil - Natural Gas Pipeline | 1 |  | 292 | 0 | In Service | S |  | 2047 |  | Existing less Announced Withdrawal | OCGT | 1139
VIC1 | Existing Plant | Mortlake | MORTLK12 | 292 | 266 | 257 | 292 | 266 | 257 | 292 | 266 | 257 | 292 | 266 | 257 | 292 | 266 | 257 | 292 | 266 | 257 | 292 | 266 | 257 | 292 | 266 | 257 | 292 | 266 | 257 | 292 | 266 | 257 | Origin Energy Power Limited | Turbine - OCGT | Fossil - Natural Gas Pipeline | 1 |  | 292 | 0 | In Service | S |  | 2047 |  | Existing less Announced Withdrawal | OCGT | 1139
VIC1 | Existing Plant | Mortlake South Wind Farm | MRTLSWF1 | 157.5 | 157.5 | 157.5 | 157.5 | 157.5 | 157.5 | 157.5 | 157.5 | 157.5 | 157.5 | 157.5 | 157.5 | 157.5 | 157.5 | 157.5 | 157.5 | 157.5 | 157.5 | 157.5 | 157.5 | 157.5 | 157.5 | 157.5 | 157.5 | 157.5 | 157.5 | 157.5 | 157.5 | 157.5 | 157.5 | Mortlake South Wind Farm Pty Ltd | Wind Turbine - Onshore | Wind - Wind | 35 | 157.5 | 157.5 | 0 | In Service | SS | 2023-05-01 | 2047 |  | Existing less Announced Withdrawal | Wind | 1138
QLD1 | Existing Plant | Mount Emerald | MEWF1 | 180.465 | 180.465 | 166.95 | 180.465 | 180.465 | 166.95 | 180.465 | 180.465 | 166.95 | 180.465 | 180.465 | 166.95 | 180.465 | 180.465 | 166.95 | 180.465 | 180.465 | 166.95 | 180.465 | 180.465 | 166.95 | 180.465 | 180.465 | 166.95 | 180.465 | 180.465 | 166.95 | 180.465 | 180.465 | 166.95 | Ratch Australia | Wind Turbine - Onshore | Wind - Wind | 53 | 180.518 | 180.518 | 0 | In Service | SS | 2018-10-01 | 2043 |  | Existing less Announced Withdrawal | Wind | 1258
QLD1 | Existing Plant | Moura Solar Farm | MOUSF1 | 81.72 | 81.72 | 81.72 | 81.72 | 81.72 | 81.72 | 81.72 | 81.72 | 81.72 | 81.72 | 81.72 | 81.72 | 81.72 | 81.72 | 81.72 | 81.72 | 81.72 | 81.72 | 81.72 | 81.72 | 81.72 | 81.72 | 81.72 | 81.72 | 81.72 | 81.72 | 81.72 | 81.72 | 81.72 | 81.72 | Moura Solar Farm SPV Pty Ltd as the Trustee for Moura Solar Farm Unit Trust | Solar PV - Single axis tracking | Solar - Solar | 36 |  | 99 | 0 | In Service | SS | 2023-04-01 | 2057 |  | Existing less Announced Withdrawal | Solar | 1880
VIC1 | Existing Plant | Mt Gellibrand Wind Farm | MTGELWF1 | 99.88 | 99.88 | 0 | 114.84 | 114.84 | 0 | 132 | 132 | 0 | 132 | 132 | 0 | 132 | 132 | 0 | 132 | 132 | 0 | 132 | 132 | 0 | 132 | 132 | 0 | 132 | 132 | 0 | 132 | 132 | 0 | ACCIONA Energy | Wind Turbine - Onshore | Wind - Wind | 44 |  | 138.6 | 0 | In Service | SS | 2018-07-01 | 2043 |  | Existing less Announced Withdrawal | Wind | 1141
VIC1 | Existing Plant | Mt Mercer Wind Farm | MERCER01 | 131.2 | 131.2 | 0 | 131.2 | 131.2 | 0 | 131.2 | 131.2 | 0 | 131.2 | 131.2 | 0 | 131.2 | 131.2 | 0 | 131.2 | 131.2 | 0 | 131.2 | 131.2 | 0 | 131.2 | 131.2 | 0 | 131.2 | 131.2 | 0 | 131.2 | 131.2 | 0 | Mt Mercer Windfarm Pty Ltd | Wind Turbine - Onshore | Wind - Wind | 64 |  | 131.2 | 0 | In Service | SS |  | 2043 |  | Existing less Announced Withdrawal | Wind | 1142
NSW1 | Existing Plant | Mt Piper | MP1 | 730 | 710 | 705 | 730 | 710 | 705 | 730 | 710 | 705 | 730 | 710 | 705 | 730 | 710 | 705 | 730 | 710 | 705 | 730 | 710 | 705 | 730 | 710 | 705 | 730 | 710 | 705 | 730 | 710 | 705 | EnergyAustralia NSW Pty Ltd | Turbine - Steam Sub Critical | Fossil - Black Coal | 1 |  | 730 | 0 | In Service | S |  | 2040 |  | Existing less Announced Withdrawal | Coal | 1144
NSW1 | Existing Plant | Mt Piper | MP2 | 700 | 680 | 675 | 700 | 680 | 675 | 700 | 680 | 675 | 730 | 710 | 705 | 730 | 710 | 705 | 730 | 710 | 705 | 730 | 710 | 705 | 730 | 710 | 705 | 730 | 710 | 705 | 730 | 710 | 705 | EnergyAustralia NSW Pty Ltd | Turbine - Steam Sub Critical | Fossil - Black Coal | 1 |  | 660 | 0 | In Service | S | 2027-07-01 | 2040 |  | Existing less Announced Withdrawal | Coal | 1144
QLD1 | Existing Plant | Mt Stuart | MSTUART1 | 140 | 139 | 135 | 140 | 139 | 135 | 140 | 139 | 135 | 140 | 139 | 135 | 140 | 139 | 135 | 140 | 139 | 135 | 140 | 139 | 135 | 140 | 139 | 135 | 140 | 139 | 135 | 140 | 139 | 135 | Origin Energy Mt Stuart | Turbine - OCGT | Fossil - Diesel | 1 |  | 146 | 0 | In Service | S |  | 2033 |  | Existing less Announced Withdrawal | OCGT | 1145
QLD1 | Existing Plant | Mt Stuart | MSTUART2 | 140 | 139 | 135 | 140 | 139 | 135 | 140 | 139 | 135 | 140 | 139 | 135 | 140 | 139 | 135 | 140 | 139 | 135 | 140 | 139 | 135 | 140 | 139 | 135 | 140 | 139 | 135 | 140 | 139 | 135 | Origin Energy Mt Stuart | Turbine - OCGT | Fossil - Diesel | 1 |  | 146 | 0 | In Service | S |  | 2033 |  | Existing less Announced Withdrawal | OCGT | 1145
QLD1 | Existing Plant | Mt Stuart | MSTUART3 | 120 | 118 | 117 | 120 | 118 | 117 | 120 | 118 | 117 | 120 | 118 | 117 | 120 | 118 | 117 | 120 | 118 | 117 | 120 | 118 | 117 | 120 | 118 | 117 | 120 | 118 | 117 | 120 | 118 | 117 | Origin Energy Mt Stuart | Turbine - OCGT | Fossil - Diesel | 1 |  | 131.5 | 0 | In Service | S |  | 2044 |  | Existing less Announced Withdrawal | OCGT | 1145
VIC1 | Existing Plant | Murra Warra Wind Farm - stage 1 | MUWAWF1 | 225.7 | 225.7 | 176.046 | 225.7 | 225.7 | 176.046 | 225.7 | 225.7 | 176.046 | 225.7 | 225.7 | 176.046 | 225.7 | 225.7 | 176.046 | 225.7 | 225.7 | 176.046 | 225.7 | 225.7 | 176.046 | 225.7 | 225.7 | 176.046 | 225.7 | 225.7 | 176.046 | 225.7 | 225.7 | 176.046 | Murra Warra Project Co Pty Ltd | Wind Turbine - Onshore | Wind - Wind | 61 | 225.7 | 225.7 | 0 | In Service | SS | 2021-09-01 | 2049 |  | Existing less Announced Withdrawal | Wind | 1262
VIC1 | Existing Plant | Murra Warra Wind Farm - stage 2 | MUWAWF2 | 209 | 209 | 189.24 | 209 | 209 | 189.24 | 209 | 209 | 189.24 | 209 | 209 | 189.24 | 209 | 209 | 189.24 | 209 | 209 | 189.24 | 209 | 209 | 189.24 | 209 | 209 | 189.24 | 209 | 209 | 189.24 | 209 | 209 | 189.24 | Murra Warra II Project Co Pty Ltd as Trustee for the Murra Warra II Project Trust | Wind Turbine - Onshore | Wind - Wind | 38 |  | 209 | 0 | In Service | SS | 2022-10-01 | 2052 |  | Existing less Announced Withdrawal | Wind | 1506
VIC1 | Existing Plant | Murray 1 | MURRAY | 760 | 950 | 950 | 855 | 855 | 855 | 760 | 950 | 950 | 760 | 950 | 950 | 855 | 950 | 950 | 950 | 950 | 950 | 950 | 950 | 950 | 950 | 950 | 950 | 950 | 950 | 950 | 950 | 950 | 950 | Snowy Hydro Ltd | Hydro - Dam | Hydro - Water | 10 |  | 950 | 0 | In Service | S |  | 2070 |  | Existing less Announced Withdrawal | Water | 1147
VIC1 | Existing Plant | Murray 2 | MURRAY | 450 | 450 | 450 | 450 | 600 | 600 | 450 | 600 | 600 | 600 | 600 | 600 | 600 | 600 | 600 | 600 | 600 | 600 | 600 | 600 | 600 | 600 | 600 | 600 | 600 | 600 | 600 | 600 | 600 | 600 | Snowy Hydro Ltd | Hydro - Dam | Hydro - Water | 4 |  | 552 | 0 | In Service | S |  | 2070 |  | Existing less Announced Withdrawal | Water | 1148
SA1 | Existing Plant | Murray Bridge - Onkaparinga Pipeline Pump 2 | MBPS2PV1 | 13.746 | 13.194 | 12.918 | 13.746 | 13.194 | 12.918 | 13.746 | 13.194 | 12.918 | 13.746 | 13.194 | 12.918 | 13.746 | 13.194 | 12.918 | 13.746 | 13.194 | 12.918 | 13.746 | 13.194 | 12.918 | 13.746 | 13.194 | 12.918 | 13.746 | 13.194 | 12.918 | 13.746 | 13.194 | 12.918 | South Australian Water Corporation | Solar PV - Single axis tracking | Solar - Solar | 6 |  | 13.74 | 0 | In Service | SS | 2022-08-01 | 2041 |  | Existing less Announced Withdrawal | Solar | 1853
TAS1 | Existing Plant | Musselroe Wind Farm | MUSSELR1 | 168 | 168 | 168 | 168 | 168 | 168 | 168 | 168 | 168 | 168 | 168 | 168 | 168 | 168 | 168 | 168 | 168 | 168 | 168 | 168 | 168 | 168 | 168 | 168 | 168 | 168 | 168 | 168 | 168 | 168 | Musselroe Wind Farm Pty Ltd | Wind Turbine - Onshore | Wind - Wind | 56 |  | 168 | 0 | In Service | SS |  | 2050 |  | Existing less Announced Withdrawal | Wind | 1149
NSW1 | Existing Plant | Nevertire Solar Farm | NEVERSF1 | 104.64 | 104.64 | 104.64 | 104.64 | 104.64 | 104.64 | 104.64 | 104.64 | 104.64 | 104.64 | 104.64 | 104.64 | 104.64 | 104.64 | 104.64 | 104.64 | 104.64 | 104.64 | 104.64 | 104.64 | 104.64 | 104.64 | 104.64 | 104.64 | 104.64 | 104.64 | 104.64 | 104.64 | 104.64 | 104.64 | Nevertire Solar Pty Ltd as Trustee for the Nevertire Solar Trust | Solar PV - Single axis tracking | Solar - Solar | 48 |  | 104.64 | 0 | In Service | SS | 2020-07-01 | 2049 |  | Existing less Announced Withdrawal | Solar | 1414
NSW1 | Existing Plant | New England Solar Farm | NEWENSF1 | 200 | 200 | 200 | 200 | 200 | 200 | 200 | 200 | 200 | 200 | 200 | 200 | 200 | 200 | 200 | 200 | 200 | 200 | 200 | 200 | 200 | 200 | 200 | 200 | 200 | 200 | 200 | 200 | 200 | 200 | ACEN AUSTRALIA | Solar PV - Single axis tracking | Solar - Solar | 1 | 200 | 200 | 0 | In Service | SS | 2023-05-01 | 2052 |  | Existing less Announced Withdrawal | Solar | 1854
NSW1 | Existing Plant | New England Solar Farm | NEWENSF2 | 200 | 200 | 200 | 200 | 200 | 200 | 200 | 200 | 200 | 200 | 200 | 200 | 200 | 200 | 200 | 200 | 200 | 200 | 200 | 200 | 200 | 200 | 200 | 200 | 200 | 200 | 200 | 200 | 200 | 200 | ACEN AUSTRALIA | Solar PV - Single axis tracking | Solar - Solar | 1 | 200 | 200 | 0 | In Service | SS | 2023-05-01 | 2052 |  | Existing less Announced Withdrawal | Solar | 1854
VIC1 | Existing Plant | Newport | NPS | 510 | 510 | 475 | 510 | 510 | 475 | 510 | 510 | 475 | 510 | 510 | 475 | 510 | 510 | 475 | 510 | 510 | 475 | 510 | 510 | 475 | 510 | 510 | 475 | 510 | 510 | 475 | 510 | 510 | 475 | EnergyAustralia Ecogen Pty Ltd | Turbine - Steam Sub Critical | Fossil - Natural Gas Pipeline | 1 |  | 500 | 0 | In Service | S |  | 2039 |  | Existing less Announced Withdrawal | Gas other | 1150
VIC1 | Existing Plant | Numurkah Solar Farm | NUMURSF1 | 66.045 | 66.045 | 66.045 | 66.045 | 66.045 | 66.045 | 66.045 | 66.045 | 66.045 | 66.045 | 66.045 | 66.045 | 66.045 | 66.045 | 66.045 | 66.045 | 66.045 | 66.045 | 66.045 | 66.045 | 66.045 | 66.045 | 66.045 | 66.045 | 66.045 | 66.045 | 66.045 | 66.045 | 66.045 | 66.045 | Numurkah Solar Farm Pty Ltd | Solar PV - Single axis tracking | Solar - Solar | 37 | 0.629 | 66.785 | 0 | In Service | SS | 2019-08-01 | 2044 |  | Existing less Announced Withdrawal | Solar | 1461
VIC1 | Existing Plant | Numurkah Solar Farm | NUMURSF2 | 33.915 | 33.915 | 33.915 | 33.915 | 33.915 | 33.915 | 33.915 | 33.915 | 33.915 | 33.915 | 33.915 | 33.915 | 33.915 | 33.915 | 33.915 | 33.915 | 33.915 | 33.915 | 33.915 | 33.915 | 33.915 | 33.915 | 33.915 | 33.915 | 33.915 | 33.915 | 33.915 | 33.915 | 33.915 | 33.915 | Numurkah Solar Farm Pty Ltd | Solar PV - Single axis tracking | Solar - Solar | 19 | 0.323 | 34.295 | 0 | In Service | SS | 2019-08-01 | 2044 |  | Existing less Announced Withdrawal | Solar | 1461
NSW1 | Existing Plant | Nyngan Solar Plant | NYNGAN1 | 102.025 | 102.025 | 102.025 | 102.025 | 102.025 | 102.025 | 102.025 | 102.025 | 102.025 | 102.025 | 102.025 | 102.025 | 102.025 | 102.025 | 102.025 | 102.025 | 102.025 | 102.025 | 102.025 | 102.025 | 102.025 | 102.025 | 102.025 | 102.025 | 102.025 | 102.025 | 102.025 | 102.025 | 102.025 | 102.025 | PARF Company 6 Pty Limited | Solar PV - Fixed | Solar - Solar | 77 |  | 102.025 | 0 | In Service | SS |  | 2042 |  | Existing less Announced Withdrawal | Solar | 1323
QLD1 | Existing Plant | Oakey 2 Solar Farm | OAKEY2SF | 54.99 | 53.43 | 52.312 | 54.99 | 53.43 | 52.312 | 54.99 | 53.43 | 52.312 | 54.99 | 53.43 | 52.312 | 54.99 | 53.43 | 52.312 | 54.99 | 53.43 | 52.312 | 54.99 | 53.43 | 52.312 | 54.99 | 53.43 | 52.312 | 54.99 | 53.43 | 52.312 | 54.99 | 53.43 | 52.312 | RE Oakey Pty Ltd | Solar PV - Single axis tracking | Solar - Solar | 26 | 0 | 55.64 | 0 | In Service | SS | 2022-04-01 | 2049 |  | Existing less Announced Withdrawal | Solar | 1591
QLD1 | Existing Plant | Oakey Power Station | OAKEY1 | 173 | 150 | 144 | 173 | 150 | 144 | 173 | 150 | 144 | 173 | 150 | 144 | 173 | 150 | 144 | 173 | 150 | 144 | 173 | 150 | 144 | 173 | 150 | 144 | 173 | 150 | 144 | 173 | 150 | 144 | Oakey Power Holdings Pty Ltd | Turbine - OCGT | Fossil - Natural Gas Pipeline | 1 |  | 173 | 0 | In Service | S |  | 2050 |  | Existing less Announced Withdrawal | OCGT | 1433
QLD1 | Existing Plant | Oakey Power Station | OAKEY2 | 173 | 150 | 144 | 173 | 150 | 144 | 173 | 150 | 144 | 173 | 150 | 144 | 173 | 150 | 144 | 173 | 150 | 144 | 173 | 150 | 144 | 173 | 150 | 144 | 173 | 150 | 144 | 173 | 150 | 144 | Oakey Power Holdings Pty Ltd | Turbine - OCGT | Fossil - Natural Gas Pipeline | 1 |  | 173 | 0 | In Service | S |  | 2050 |  | Existing less Announced Withdrawal | OCGT | 1433
QLD1 | Existing Plant | Oakey Solar Farm | OAKEYSF1 | 25 | 24.22 | 23.1 | 25 | 24.22 | 23.1 | 25 | 24.22 | 23.1 | 25 | 24.22 | 23.1 | 25 | 24.22 | 23.1 | 25 | 24.22 | 23.1 | 25 | 24.22 | 23.1 | 25 | 24.22 | 23.1 | 25 | 24.22 | 23.1 | 25 | 24.22 | 23.1 | Oakey1 Asset Co Pty Ltd | Solar PV - Fixed | Solar - Solar | 1 | 25 | 25 | 0 | In Service | SS | 2019-08-01 | 2043 |  | Existing less Announced Withdrawal | Solar | 1386
VIC1 | Existing Plant | Oaklands Hill Wind Farm | OAKLAND1 | 63.008 | 63.008 | 40.992 | 63.008 | 63.008 | 40.992 | 63.008 | 63.008 | 40.992 | 63.008 | 63.008 | 40.992 | 63.008 | 63.008 | 40.992 | 63.008 | 63.008 | 40.992 | 63.008 | 63.008 | 40.992 | 63.008 | 63.008 | 40.992 | 63.008 | 63.008 | 40.992 | 63.008 | 63.008 | 40.992 | Oaklands Hill Wind farm pty ltd | Wind Turbine - Onshore | Wind - Wind | 32 |  | 67.2 | 0 | In Service | SS |  | 2037 |  | Existing less Announced Withdrawal | Wind | 1152
SA1 | Existing Plant | Osborne | OSB-AG | 189 | 178 | 175 | 189 | 178 | 175 | 189 | 178 | 175 | 0 | 0 | 0 | 0 | 0 | 0 | 0 | 0 | 0 | 0 | 0 | 0 | 0 | 0 | 0 | 0 | 0 | 0 | 0 | 0 | 0 | Osborne Cogeneration Pty Ltd | Turbine - CCGT | Fossil - Natural Gas Pipeline | 2 |  | 180 | 0 | In Service - Announced Withdrawal (Permanent) | S |  | 2026 | 2026-12-31 | Announced Withdrawal | CCGT | 1154
NSW1 | Existing Plant | Parkes Solar Farm | PARSF1 | 49.5 | 49.5 | 46.64 | 49.5 | 49.5 | 46.64 | 49.5 | 49.5 | 46.64 | 49.5 | 49.5 | 46.64 | 49.5 | 49.5 | 46.64 | 49.5 | 49.5 | 46.64 | 49.5 | 49.5 | 46.64 | 49.5 | 49.5 | 46.64 | 49.5 | 49.5 | 46.64 | 49.5 | 49.5 | 46.64 | Parkes Solar Farm Pty Ltd | Solar PV - Single axis tracking | Solar - Solar | 22 | 0 | 49.5 | 0 | In Service | SS |  | 2042 |  | Existing less Announced Withdrawal | Solar | 1402
SA1 | Existing Plant | Pelican Point | PPCCGT | 498 | 468 | 416 | 498 | 468 | 416 | 498 | 468 | 416 | 498 | 468 | 416 | 498 | 468 | 416 | 498 | 468 | 416 | 498 | 468 | 416 | 498 | 468 | 416 | 498 | 468 | 416 | 498 | 468 | 416 | Pelican Point Power Limited | Turbine - CCGT | Fossil - Natural Gas Pipeline | 3 | 0 | 529 | 0 | In Service | S |  | 2037 |  | Existing less Announced Withdrawal | CCGT | 1158
VIC1 | Existing Plant | Philip Island BESS | PIBESSG1 | 5 | 5 | 5 | 5 | 5 | 5 | 5 | 5 | 5 | 5 | 5 | 5 | 5 | 5 | 5 | 5 | 5 | 5 | 5 | 5 | 5 | 5 | 5 | 5 | 5 | 5 | 5 | 5 | 5 | 5 | Mondo Power | Storage - Battery | Other - Other | 1 | 5 | 5 | 10 | In Service | S | 2023-05-01 | 2038 |  | Existing less Announced Withdrawal | Battery Storage | 2425
TAS1 | Existing Plant | Poatina | POAT110 | 114 | 114 | 114 | 57 | 57 | 57 | 0 | 57 | 57 | 114 | 114 | 114 | 114 | 114 | 114 | 114 | 57 | 57 | 114 | 114 | 114 | 114 | 114 | 114 | 114 | 114 | 114 | 114 | 114 | 114 | Hydro-Electric Corporation | Hydro - Dam | Hydro - Water | 2 | 100 | 100 | 0 | In Service | S |  | 2100 |  | Existing less Announced Withdrawal | Water | 1162
TAS1 | Existing Plant | Poatina | POAT220 | 171 | 171 | 171 | 228 | 228 | 228 | 0 | 228 | 228 | 171 | 171 | 171 | 171 | 171 | 171 | 171 | 171 | 171 | 114 | 171 | 171 | 228 | 171 | 171 | 228 | 171 | 171 | 171 | 171 | 171 | Hydro-Electric Corporation | Hydro - Dam | Hydro - Water | 4 | 200 | 200 | 0 | In Service | S |  | 2100 |  | Existing less Announced Withdrawal | Water | 1162
SA1 | Existing Plant | Port Augusta Renewable Energy Park - Solar | PAREPS1 | 79.2 | 79.2 | 79.2 | 79.2 | 79.2 | 79.2 | 79.2 | 79.2 | 79.2 | 79.2 | 79.2 | 79.2 | 79.2 | 79.2 | 79.2 | 79.2 | 79.2 | 79.2 | 79.2 | 79.2 | 79.2 | 79.2 | 79.2 | 79.2 | 79.2 | 79.2 | 79.2 | 79.2 | 79.2 | 79.2 | PAREP 1 Pty Ltd | Solar PV - Fixed | Solar - Solar | 36 | 79.2 | 79.2 | 0 | In Service | SS | 2023-01-01 | 2047 |  | Existing less Announced Withdrawal | Solar | 1392
SA1 | Existing Plant | Port Augusta Renewable Energy Park - Wind | PAREPW1 | 210 | 210 | 210 | 210 | 210 | 210 | 210 | 210 | 210 | 210 | 210 | 210 | 210 | 210 | 210 | 210 | 210 | 210 | 210 | 210 | 210 | 210 | 210 | 210 | 210 | 210 | 210 | 210 | 210 | 210 | PAREP 1 Pty Ltd | Wind Turbine - Onshore | Wind - Wind | 50 | 210 | 210 | 0 | In Service | SS |  | 2052 |  | Existing less Announced Withdrawal | Wind | 1375
SA1 | Existing Plant | Port Lincoln GT | POR01 | 50 | 0 | 0 | 0 | 0 | 0 | 0 | 0 | 0 | 0 | 0 | 0 | 0 | 0 | 0 | 0 | 0 | 0 | 0 | 0 | 0 | 0 | 0 | 0 | 0 | 0 | 0 | 0 | 0 | 0 | Synergen Power Pty Ltd | Turbine - OCGT | Fossil - Diesel | 2 |  | 50 | 0 | In Service - Announced Withdrawal (Permanent) | S |  | 2028 | 2028-01-01 | Announced Withdrawal | OCGT | 1163
SA1 | Existing Plant | Port Lincoln GT | POR03 | 23.5 | 0 | 0 | 0 | 0 | 0 | 0 | 0 | 0 | 0 | 0 | 0 | 0 | 0 | 0 | 0 | 0 | 0 | 0 | 0 | 0 | 0 | 0 | 0 | 0 | 0 | 0 | 0 | 0 | 0 | Synergen Power Pty Ltd | Turbine - OCGT | Fossil - Diesel | 1 |  | 23.5 | 0 | In Service - Announced Withdrawal (Permanent) | S |  | 2028 | 2028-01-01 | Announced Withdrawal | OCGT | 1163
SA1 | Existing Plant | Port Stanvac 1 | PTSTAN1 | 51.3 | 56.52 | 56.52 | 56.52 | 56.52 | 56.52 | 56.52 | 56.52 | 56.52 | 56.52 | 56.52 | 56.52 | 56.52 | 56.52 | 56.52 | 56.52 | 56.52 | 56.52 | 56.52 | 56.52 | 56.52 | 56.52 | 56.52 | 56.52 | 56.52 | 56.52 | 56.52 | 56.52 | 56.52 | 56.52 | Snowy Hydro Ltd | Reciprocating Engine - Compression ignition | Fossil - Diesel | 36 |  | 56.52 | 0 | In Service | S |  | 2070 |  | Existing less Announced Withdrawal | Other | 1391
SA1 | Existing Plant | Quarantine | QPS1 | 29 | 23 | 21 | 29 | 23 | 21 | 29 | 23 | 21 | 29 | 23 | 21 | 29 | 23 | 21 | 29 | 23 | 21 | 29 | 23 | 21 | 29 | 23 | 21 | 29 | 23 | 21 | 29 | 23 | 21 | Origin Energy Power Limited | Turbine - OCGT | Fossil - Natural Gas Pipeline | 1 | 0 | 29 | 0 | In Service | S |  | 2053 |  | Existing less Announced Withdrawal | OCGT | 1166
SA1 | Existing Plant | Quarantine | QPS2 | 23 | 20 | 18 | 23 | 20 | 18 | 23 | 20 | 18 | 23 | 20 | 18 | 23 | 20 | 18 | 23 | 20 | 18 | 23 | 20 | 18 | 23 | 20 | 18 | 23 | 20 | 18 | 23 | 20 | 18 | Origin Energy Power Limited | Turbine - OCGT | Fossil - Natural Gas Pipeline | 1 | 0 | 24 | 0 | In Service | S |  | 2054 |  | Existing less Announced Withdrawal | OCGT | 1166
SA1 | Existing Plant | Quarantine | QPS3 | 29 | 23 | 21 | 29 | 23 | 21 | 29 | 23 | 21 | 29 | 23 | 21 | 29 | 23 | 21 | 29 | 23 | 21 | 29 | 23 | 21 | 29 | 23 | 21 | 29 | 23 | 21 | 29 | 23 | 21 | Origin Energy Power Limited | Turbine - OCGT | Fossil - Natural Gas Pipeline | 1 | 0 | 29 | 0 | In Service | S |  | 2054 |  | Existing less Announced Withdrawal | OCGT | 1166
SA1 | Existing Plant | Quarantine | QPS4 | 23 | 20 | 18 | 23 | 20 | 18 | 23 | 20 | 18 | 23 | 20 | 18 | 23 | 20 | 18 | 23 | 20 | 18 | 23 | 20 | 18 | 23 | 20 | 18 | 23 | 20 | 18 | 23 | 20 | 18 | Origin Energy Power Limited | Turbine - OCGT | Fossil - Natural Gas Pipeline | 1 | 0 | 24 | 0 | In Service | S |  | 2055 |  | Existing less Announced Withdrawal | OCGT | 1166
SA1 | Existing Plant | Quarantine | QPS5 | 120 | 114 | 111 | 120 | 114 | 111 | 120 | 114 | 111 | 120 | 114 | 111 | 120 | 114 | 111 | 120 | 114 | 111 | 120 | 114 | 111 | 120 | 114 | 111 | 120 | 114 | 111 | 120 | 114 | 111 | Origin Energy Power Limited | Turbine - OCGT | Fossil - Natural Gas Pipeline | 1 | 0 | 128 | 0 | In Service | S |  | 2044 |  | Existing less Announced Withdrawal | OCGT | 1166
NSW1 | Existing Plant | Queanbeyan BESS | QBYNBG1 | 10 | 10 | 10 | 10 | 10 | 10 | 10 | 10 | 10 | 10 | 10 | 10 | 10 | 10 | 10 | 10 | 10 | 10 | 10 | 10 | 10 | 10 | 10 | 10 | 10 | 10 | 10 | 10 | 10 | 10 | Berrybank 2 Asset Pty Ltd as Trustee for Berrybank 2 Asset Trust | Storage - Battery | Other - Other | 1 |  | 10 | 20 | In Service | S | 2022-10-01 | 2033 |  | Existing less Announced Withdrawal | Battery Storage | 1934
NSW1 | Project | Quorn Park Hybrid | QPSF | 0 | 0 | 0 | 79.86 | 79.86 | 79.86 | 79.86 | 79.86 | 79.86 | 79.86 | 79.86 | 79.86 | 79.86 | 79.86 | 79.86 | 79.86 | 79.86 | 79.86 | 79.86 | 79.86 | 79.86 | 79.86 | 79.86 | 79.86 | 79.86 | 79.86 | 79.86 | 79.86 | 79.86 | 79.86 | Quorn Park Solar Farm Pty Ltd as the trustee for Quorn Park Solar Farm Trust | Solar PV - Single axis tracking | Solar - Solar | 22 | 87.12 | 96.8 | 0 | Committed | SS | 2025-12-01 | 2055 |  | Committed | Solar | 1857
NSW1 | Project | Quorn Park Hybrid | QPBESS | 0 | 0 | 0 | 20 | 20 | 20 | 20 | 20 | 20 | 20 | 20 | 20 | 20 | 20 | 20 | 20 | 20 | 20 | 20 | 20 | 20 | 20 | 20 | 20 | 20 | 20 | 20 | 20 | 20 | 20 | Quorn Park Solar Farm Pty Ltd as the trustee for Quorn Park Solar Farm Trust | Storage - Battery | Other - Other | 8 | 23.44 | 27.6 | 40 | Committed | S | 2025-12-01 | 2045 |  | Committed | Battery Storage | 1857
VIC1 | Project | Rangebank BESS | Unknown | 0 | 200 | 200 | 200 | 200 | 200 | 200 | 200 | 200 | 200 | 200 | 200 | 200 | 200 | 200 | 200 | 200 | 200 | 200 | 200 | 200 | 200 | 200 | 200 | 200 | 200 | 200 | 200 | 200 | 200 | Cranbourne BESS Project Co Pty Ltd | Storage - Battery | Other - Other | 1 |  | 200 | 400 | Committed | S | 2024-10-01 |  |  | Committed | Battery Storage | 2460
TAS1 | Existing Plant | Reece | REECE1 | 116 | 116 | 116 | 116 | 116 | 116 | 116 | 0 | 0 | 116 | 116 | 116 | 116 | 0 | 0 | 0 | 119 | 119 | 119 | 119 | 119 | 119 | 119 | 119 | 119 | 119 | 119 | 119 | 119 | 119 | Hydro-Electric Corporation | Hydro - Dam | Hydro - Water | 1 | 115.6 | 115.6 | 0 | In Service | S |  | 2100 |  | Existing less Announced Withdrawal | Water | 1168
TAS1 | Existing Plant | Reece | REECE2 | 0 | 116 | 116 | 116 | 116 | 116 | 116 | 116 | 116 | 116 | 116 | 116 | 116 | 116 | 116 | 116 | 0 | 0 | 0 | 119 | 119 | 119 | 119 | 119 | 119 | 119 | 119 | 119 | 119 | 119 | Hydro-Electric Corporation | Hydro - Dam | Hydro - Water | 1 | 115.6 | 115.6 | 0 | In Service | S |  | 2100 |  | Existing less Announced Withdrawal | Water | 1168
NSW1 | Existing Plant | Riverina Energy Storage System 1 | RESS1G | 60 | 60 | 60 | 60 | 60 | 60 | 60 | 60 | 60 | 60 | 60 | 60 | 60 | 60 | 60 | 60 | 60 | 60 | 60 | 60 | 60 | 60 | 60 | 60 | 60 | 60 | 60 | 60 | 60 | 60 | Shell New Energies Australia Pty Ltd | Storage - Battery | Other - Other | 1 |  | 60 | 120 | In Service | S | 2023-02-01 | 2051 |  | Existing less Announced Withdrawal | Battery Storage | 1936
NSW1 | Existing Plant | Riverina Energy Storage System 2 | RIVNBG2 | 65 | 65 | 65 | 65 | 65 | 65 | 65 | 65 | 65 | 65 | 65 | 65 | 65 | 65 | 65 | 65 | 65 | 65 | 65 | 65 | 65 | 65 | 65 | 65 | 65 | 65 | 65 | 65 | 65 | 65 | RESS 2 Pty Ltd | Storage - Battery | Other - Other | 1 |  | 65 | 130 | In Service | S | 2023-08-01 | 2051 |  | Existing less Announced Withdrawal | Battery Storage | 2018
NSW1 | Project | Riverina Solar Farm | Unknown | 0 | 0 | 0 | 0 | 0 | 0 | 32.4 | 32.4 | 32.4 | 32.4 | 32.4 | 32.4 | 32.4 | 32.4 | 32.4 | 32.4 | 32.4 | 32.4 | 32.4 | 32.4 | 32.4 | 32.4 | 32.4 | 32.4 | 32.4 | 32.4 | 32.4 | 32.4 | 32.4 | 32.4 | Riverina Solar Pty Ltd | Solar PV - Single axis tracking | Solar - Solar | 360 |  | 32.4 | 0 | Committed | SS | 2025-06-01 | 2047 |  | Committed | Solar | 1415
QLD1 | Existing Plant | Roma | ROMA_7 | 34 | 30 | 27 | 34 | 30 | 27 | 34 | 30 | 27 | 34 | 30 | 27 | 34 | 30 | 27 | 34 | 30 | 27 | 34 | 30 | 27 | 34 | 30 | 27 | 34 | 30 | 27 | 34 | 30 | 27 | Origin Energy Power Limited | Turbine - OCGT | Fossil - Natural Gas Pipeline | 1 |  | 40 | 0 | In Service | S |  | 2034 |  | Existing less Announced Withdrawal | OCGT | 1173
QLD1 | Existing Plant | Roma | ROMA_8 | 34 | 30 | 27 | 34 | 30 | 27 | 34 | 30 | 27 | 34 | 30 | 27 | 34 | 30 | 27 | 34 | 30 | 27 | 34 | 30 | 27 | 34 | 30 | 27 | 34 | 30 | 27 | 34 | 30 | 27 | Origin Energy Power Limited | Turbine - OCGT | Fossil - Natural Gas Pipeline | 1 |  | 40 | 0 | In Service | S |  | 2034 |  | Existing less Announced Withdrawal | OCGT | 1173
QLD1 | Existing Plant | Ross River Solar Farm | RRSF1 | 115.968 | 115.968 | 115.968 | 115.968 | 115.968 | 115.968 | 115.968 | 115.968 | 115.968 | 115.968 | 115.968 | 115.968 | 115.968 | 115.968 | 115.968 | 115.968 | 115.968 | 115.968 | 115.968 | 115.968 | 115.968 | 115.968 | 115.968 | 115.968 | 115.968 | 115.968 | 115.968 | 115.968 | 115.968 | 115.968 | Ross River Operations Pty Ltd as the Trustee for the Ross River Operations Trust | Solar PV - Single axis tracking | Solar - Solar | 64 | 128 | 128 | 0 | In Service | SS |  | 2043 |  | Existing less Announced Withdrawal | Solar | 1401
QLD1 | Existing Plant | Rugby Run Solar Farm | RUGBYR1 | 65 | 65 | 65 | 65 | 65 | 65 | 65 | 65 | 65 | 65 | 65 | 65 | 65 | 65 | 65 | 65 | 65 | 65 | 65 | 65 | 65 | 65 | 65 | 65 | 65 | 65 | 65 | 65 | 65 | 65 | Adani Rugby Run Pty Ltd | Solar PV - Single axis tracking | Solar - Solar | 1 | 65 | 65 | 0 | In Service | SS | 2020-10-01 | 2049 |  | Existing less Announced Withdrawal | Solar | 1493
VIC1 | Project | Ryan Corner Wind Farm | Unknown | 218.4 | 218.4 | 218.4 | 218.4 | 218.4 | 218.4 | 218.4 | 218.4 | 218.4 | 218.4 | 218.4 | 218.4 | 218.4 | 218.4 | 218.4 | 218.4 | 218.4 | 218.4 | 218.4 | 218.4 | 218.4 | 218.4 | 218.4 | 218.4 | 218.4 | 218.4 | 218.4 | 218.4 | 218.4 | 218.4 | Ryan Corner Development Pty Ltd | Wind Turbine - Onshore | Wind - Wind | 52 | 218.4 | 218.4 | 0 | Committed | SS | 2024-08-01 |  |  | Committed | Wind | 1176
NSW1 | Existing Plant | Rye Park Wind Farm | RYEPARK1 | 386.1 | 335.28 | 225.06 | 386.1 | 335.28 | 225.06 | 386.1 | 335.28 | 225.06 | 386.1 | 335.28 | 225.06 | 386.1 | 335.28 | 225.06 | 386.1 | 335.28 | 225.06 | 386.1 | 335.28 | 225.06 | 386.1 | 335.28 | 225.06 | 386.1 | 335.28 | 225.06 | 386.1 | 335.28 | 225.06 | Tilt Renewables Australia Pty Ltd | Wind Turbine - Onshore | Wind - Wind | 66 |  | 396 | 0 | In Commissioning | SS | 2024-07-01 | 2048 |  | Existing less Announced Withdrawal | Wind | 1353
VIC1 | Existing Plant | Salt Creek Wind Farm | SALTCRK1 | 54 | 51 | 37.5 | 54 | 51 | 37.5 | 54 | 51 | 37.5 | 54 | 51 | 37.5 | 54 | 51 | 37.5 | 54 | 51 | 37.5 | 54 | 51 | 37.5 | 54 | 51 | 37.5 | 54 | 51 | 37.5 | 54 | 51 | 37.5 | Salt Creek Wind Farm Pty Ltd | Wind Turbine - Onshore | Wind - Wind | 15 | 54 | 54 | 0 | In Service | SS |  | 2043 |  | Existing less Announced Withdrawal | Wind | 1244
NSW1 | Existing Plant | Sapphire Wind Farm | SAPHWF1 | 270 | 252 | 155.7 | 270 | 252 | 155.7 | 270 | 252 | 155.7 | 270 | 252 | 155.7 | 270 | 252 | 155.7 | 270 | 252 | 155.7 | 270 | 252 | 155.7 | 270 | 252 | 155.7 | 270 | 252 | 155.7 | 270 | 252 | 155.7 | SWF1 Operations Holdings Pty Ltd as trustee for SWF1 Hold Trust | Wind Turbine - Onshore | Wind - Wind | 75 | 0 | 270 | 0 | In Service | SS |  | 2043 |  | Existing less Announced Withdrawal | Wind | 1270
NSW1 | Project | Sebastopol Solar Farm | SEBSF1 | 90 | 90 | 85.8 | 90 | 90 | 85.8 | 90 | 90 | 85.8 | 90 | 90 | 85.8 | 90 | 90 | 85.8 | 90 | 90 | 85.8 | 90 | 90 | 85.8 | 90 | 90 | 85.8 | 90 | 90 | 85.8 | 90 | 90 | 85.8 | Sebastopol Asset Co Pty Ltd ATF Sebastopol Asset Trust | Solar PV - Single axis tracking | Solar - Solar | 40 | 0 | 90 | 0 | Committed | SS | 2023-01-01 | 2052 |  | Committed | Solar | 1927
NSW1 | Existing Plant | Shoalhaven | SHGEN | 244.5 | 244.5 | 244.5 | 247 | 247 | 247 | 247 | 247 | 247 | 247 | 247 | 247 | 247 | 247 | 247 | 247 | 247 | 247 | 247 | 247 | 247 | 247 | 247 | 247 | 247 | 247 | 247 | 247 | 247 | 247 | Origin Energy Eraring Pty Ltd | Storage - Pumped hydro | Hydro - Water | 4 | 0 | 247 | 9680 | In Service | S |  | 2069 |  | Existing less Announced Withdrawal | Water | 1177
NSW1 | Existing Plant | Silverton Wind Farm | STWF1 | 198.012 | 198.012 | 119.48 | 198.012 | 198.012 | 119.48 | 198.012 | 198.012 | 119.48 | 198.012 | 198.012 | 119.48 | 198.012 | 198.012 | 119.48 | 198.012 | 198.012 | 119.48 | 198.012 | 198.012 | 119.48 | 198.012 | 198.012 | 119.48 | 198.012 | 198.012 | 119.48 | 198.012 | 198.012 | 119.48 | PARF Company 8 Pty Ltd as trustee for the Silverton Project Trust | Wind Turbine - Onshore | Wind - Wind | 58 |  | 198.94 | 0 | In Service | SS | 2020-12-01 | 2043 |  | Existing less Announced Withdrawal | Wind | 1178
NSW1 | Existing Plant | Smithfield Energy Facility | SITHE04 | 0 | 0 | 0 | 0 | 0 | 0 | 0 | 0 | 0 | 0 | 0 | 0 | 0 | 0 | 0 | 0 | 0 | 0 | 0 | 0 | 0 | 0 | 0 | 0 | 0 | 0 | 0 | 0 | 0 | 0 | Smithfield Power Generation Pty Ltd | Turbine - CCGT | Fossil - Natural Gas Pipeline | 1 | 61.766 | 61.766 | 0 | In Service | S |  | 2044 |  | Existing less Announced Withdrawal | CCGT | 1179
NSW1 | Existing Plant | Smithfield Energy Facility | SITHE01 | 125.7 | 108 | 108 | 125.7 | 108 | 108 | 125.7 | 108 | 108 | 125.7 | 108 | 108 | 125.7 | 108 | 108 | 125.7 | 108 | 108 | 125.7 | 108 | 108 | 125.7 | 108 | 108 | 125.7 | 108 | 108 | 125.7 | 108 | 108 | Smithfield Power Generation Pty Ltd | Turbine - OCGT | Fossil - Natural Gas Pipeline | 3 | 123.233 | 123.233 | 0 | In Service | S |  | 2044 |  | Existing less Announced Withdrawal | OCGT | 1179
SA1 | Existing Plant | Snapper Point Power Station | SNAPPER1 | 156.9 | 138.1 | 123 | 156.9 | 138.1 | 123 | 156.9 | 138.1 | 123 | 156.9 | 138.1 | 123 | 156.9 | 138.1 | 123 | 156.9 | 138.1 | 123 | 156.9 | 138.1 | 123 | 156.9 | 138.1 | 123 | 156.9 | 138.1 | 123 | 156.9 | 138.1 | 123 | Port Adelaide Energy Pty Ltd | Turbine - OCGT | Fossil - Diesel | 5 |  | 154 | 0 | In Service | S | 2022-06-01 | 2046 |  | Existing less Announced Withdrawal | OCGT | 1532
SA1 | Existing Plant | Snowtown S2 Wind Farm | SNOWNTH1 | 144 | 144 | 133.2 | 144 | 144 | 133.2 | 144 | 144 | 133.2 | 144 | 144 | 133.2 | 144 | 144 | 133.2 | 144 | 144 | 133.2 | 144 | 144 | 133.2 | 144 | 144 | 133.2 | 144 | 144 | 133.2 | 144 | 144 | 133.2 | Snowtown Wind Farm Stage 2 Pty Ltd | Wind Turbine - Onshore | Wind - Wind | 48 |  | 144 | 0 | In Service | SS |  | 2039 |  | Existing less Announced Withdrawal | Wind | 1181
SA1 | Existing Plant | Snowtown S2 Wind Farm | SNOWSTH1 | 126 | 126 | 116.55 | 126 | 126 | 116.55 | 126 | 126 | 116.55 | 126 | 126 | 116.55 | 126 | 126 | 116.55 | 126 | 126 | 116.55 | 126 | 126 | 116.55 | 126 | 126 | 116.55 | 126 | 126 | 116.55 | 126 | 126 | 116.55 | Snowtown Wind Farm Stage 2 Pty Ltd | Wind Turbine - Onshore | Wind - Wind | 42 |  | 126 | 0 | In Service | SS |  | 2039 |  | Existing less Announced Withdrawal | Wind | 1181
SA1 | Existing Plant | Snowtown Wind Farm | SNOWTWN1 | 98.7 | 98.7 | 65.8 | 98.7 | 98.7 | 65.8 | 98.7 | 98.7 | 65.8 | 98.7 | 98.7 | 65.8 | 98.7 | 98.7 | 65.8 | 98.7 | 98.7 | 65.8 | 98.7 | 98.7 | 65.8 | 98.7 | 98.7 | 65.8 | 98.7 | 98.7 | 65.8 | 98.7 | 98.7 | 65.8 | Snowtown Wind Farm Pty Ltd | Wind Turbine - Onshore | Wind - Wind | 47 |  | 98.7 | 0 | In Service | SS |  | 2033 |  | Existing less Announced Withdrawal | Wind | 1180
NSW1 | Project | Snowy 2.0. | Unknown | 0 | 0 | 0 | 0 | 0 | 0 | 0 | 0 | 0 | 0 | 733.2 | 733.2 | 1466.4 | 2200.2 | 2200.2 | 2200.2 | 2200.2 | 2200.2 | 2200.2 | 2200.2 | 2200.2 | 2200.2 | 2200.2 | 2200.2 | 2200.2 | 2200.2 | 2200.2 | 2200.2 | 2200.2 | 2200.2 | Snowy Hydro Ltd | Storage - Pumped hydro | Hydro - Water | 6 |  | 2200 | 349980 | Committed¹ | S | 2028-12-01 | 2129 |  | Committed | Water | 1752
SA1 | Existing Plant | Snuggery | SNUG1 | 63 | 0 | 0 | 0 | 0 | 0 | 0 | 0 | 0 | 0 | 0 | 0 | 0 | 0 | 0 | 0 | 0 | 0 | 0 | 0 | 0 | 0 | 0 | 0 | 0 | 0 | 0 | 0 | 0 | 0 | Synergen Power Pty Ltd | Turbine - OCGT | Fossil - Diesel | 3 |  | 63 | 0 | In Service - Announced Withdrawal (Permanent) | S |  | 2028 | 2028-01-01 | Announced Withdrawal | OCGT | 1182
VIC1 | Existing Plant | Somerton | AGLSOM | 170 | 150 | 140 | 170 | 150 | 140 | 170 | 150 | 140 | 170 | 150 | 140 | 170 | 150 | 140 | 170 | 150 | 140 | 170 | 170 | 140 | 170 | 170 | 140 | 170 | 170 | 140 | 170 | 170 | 140 | AGL Hydro partnership | Turbine - OCGT | Fossil - Natural Gas Pipeline | 4 | 0 | 170 | 0 | In Service | S |  | 2033 |  | Existing less Announced Withdrawal | OCGT | 1183
QLD1 | Existing Plant | Stanwell | STAN-1 | 365 | 365 | 365 | 365 | 365 | 365 | 365 | 365 | 365 | 365 | 365 | 365 | 365 | 365 | 365 | 365 | 365 | 365 | 365 | 365 | 365 | 365 | 365 | 365 | 365 | 365 | 365 | 365 | 365 | 365 | Stanwell Corporation Limited | Turbine - Steam Sub Critical | Fossil - Black Coal | 1 |  | 365 | 0 | In Service | S |  | 2043 |  | Existing less Announced Withdrawal | Coal | 1185
QLD1 | Existing Plant | Stanwell | STAN-2 | 365 | 365 | 365 | 365 | 365 | 365 | 365 | 365 | 365 | 365 | 365 | 365 | 365 | 365 | 365 | 365 | 365 | 365 | 365 | 365 | 365 | 365 | 365 | 365 | 365 | 365 | 365 | 365 | 365 | 365 | Stanwell Corporation Limited | Turbine - Steam Sub Critical | Fossil - Black Coal | 1 |  | 365 | 0 | In Service | S |  | 2044 |  | Existing less Announced Withdrawal | Coal | 1185
QLD1 | Existing Plant | Stanwell | STAN-3 | 365 | 365 | 365 | 365 | 365 | 365 | 365 | 365 | 365 | 365 | 365 | 365 | 365 | 365 | 365 | 365 | 365 | 365 | 365 | 365 | 365 | 365 | 365 | 365 | 365 | 365 | 365 | 365 | 365 | 365 | Stanwell Corporation Limited | Turbine - Steam Sub Critical | Fossil - Black Coal | 1 |  | 365 | 0 | In Service | S |  | 2045 |  | Existing less Announced Withdrawal | Coal | 1185
QLD1 | Existing Plant | Stanwell | STAN-4 | 365 | 365 | 365 | 365 | 365 | 365 | 365 | 365 | 365 | 365 | 365 | 365 | 365 | 365 | 365 | 365 | 365 | 365 | 365 | 365 | 365 | 365 | 365 | 365 | 365 | 365 | 365 | 365 | 365 | 365 | Stanwell Corporation Limited | Turbine - Steam Sub Critical | Fossil - Black Coal | 1 |  | 365 | 0 | In Service | S |  | 2046 |  | Existing less Announced Withdrawal | Coal | 1185
VIC1 | Existing Plant | Stockyard Hill Wind Farm | STOCKYD1 | 511.003 | 511.003 | 511.003 | 511.003 | 511.003 | 511.003 | 511.003 | 511.003 | 511.003 | 511.003 | 511.003 | 511.003 | 511.003 | 511.003 | 511.003 | 511.003 | 511.003 | 511.003 | 511.003 | 511.003 | 511.003 | 511.003 | 511.003 | 511.003 | 511.003 | 511.003 | 511.003 | 511.003 | 511.003 | 511.003 | Stockyard Hill Wind Farm Pty Ltd | Wind Turbine - Onshore | Wind - Wind | 149 | 527.56 | 527.56 | 0 | In Service | SS | 2022-05-01 | 2045 |  | Existing less Announced Withdrawal | Wind | 1187
NSW1 | Project | Stubbo Solar Farm | Unknown | 0 | 400 | 400 | 400 | 400 | 400 | 400 | 400 | 400 | 400 | 400 | 400 | 400 | 400 | 400 | 400 | 400 | 400 | 400 | 400 | 400 | 400 | 400 | 400 | 400 | 400 | 400 | 400 | 400 | 400 | ACEN AUSTRALIA | Solar PV - Single axis tracking | Solar - Solar | 2 | 400 | 400 | 0 | Committed | SS | 2024-08-01 | 2073 |  | Committed | Solar | 1894
QLD1 | Existing Plant | Sun Metals Corporation Solar Farm | SMCSF1 | 119.08 | 121.16 | 120.12 | 119.08 | 121.16 | 120.12 | 119.08 | 121.16 | 120.12 | 119.08 | 121.16 | 120.12 | 119.08 | 121.16 | 120.12 | 119.08 | 121.16 | 120.12 | 119.08 | 121.16 | 120.12 | 119.08 | 121.16 | 120.12 | 119.08 | 121.16 | 120.12 | 119.08 | 121.16 | 120.12 | Sun Metals Corporation Pty Ltd | Solar PV - Fixed | Solar - Solar | 52 |  | 143 | 0 | In Service | SS |  | 2042 |  | Existing less Announced Withdrawal | Solar | 1437
NSW1 | Existing Plant | Sunraysia Solar Farm | SUNRSF1 | 199.68 | 199.68 | 191.36 | 199.68 | 199.68 | 191.36 | 199.68 | 199.68 | 191.36 | 199.68 | 199.68 | 191.36 | 199.68 | 199.68 | 191.36 | 199.68 | 199.68 | 191.36 | 199.68 | 199.68 | 191.36 | 199.68 | 199.68 | 191.36 | 199.68 | 199.68 | 191.36 | 199.68 | 199.68 | 191.36 | Sunraysia Solar Project Pty Ltd | Solar PV - Single axis tracking | Solar - Solar | 104 |  | 228.8 | 0 | In Service | SS | 2021-12-01 | 2049 |  | Existing less Announced Withdrawal | Solar | 1447
NSW1 | Existing Plant | Suntop Solar Farm | SUNTPSF1 | 150 | 150 | 150 | 150 | 150 | 150 | 150 | 150 | 150 | 150 | 150 | 150 | 150 | 150 | 150 | 150 | 150 | 150 | 150 | 150 | 150 | 150 | 150 | 150 | 150 | 150 | 150 |  |  |  | Suntop SF Pty Ltd As Trustee For The Suntop Asset | Solar PV - Single axis tracking | Solar - Solar | 1 | 0 | 150 | 0 | In Service | SS | 2021-12-01 | 2056 |  | Existing less Announced Withdrawal | Solar | 1586
QLD1 | Existing Plant | Susan River Solar Farm | SRSF1 | 75.019 | 75.019 | 75.019 | 75.019 | 75.019 | 75.019 | 75.019 | 75.019 | 75.019 | 75.019 | 75.019 | 75.019 | 75.019 | 75.019 | 75.019 | 75.019 | 75.019 | 75.019 | 75.019 | 75.019 | 75.019 | 75.019 | 75.019 | 75.019 | 75.019 | 75.019 | 75.019 | 75.019 | 75.019 | 75.019 | Susan River Solar Pty Ltd as trustee for the Susan River Solar Trust | Solar PV - Single axis tracking | Solar - Solar | 49 | 85.26 | 85.26 | 0 | In Service | SS | 2019-12-01 | 2049 |  | Existing less Announced Withdrawal | Solar | 1444
QLD1 | Existing Plant | Swanbank E GT | SWAN_E | 365 | 355 | 350 | 365 | 355 | 350 | 365 | 355 | 350 | 365 | 355 | 350 | 365 | 355 | 350 | 365 | 355 | 350 | 365 | 355 | 350 | 365 | 355 | 350 | 365 | 355 | 350 | 365 | 355 | 350 | CleanCo Queensland Limited | Turbine - CCGT | Fossil - Coal Seam Methane | 1 |  | 385 | 0 | In Service | S |  | 2036 |  | Existing less Announced Withdrawal | CCGT | 1190
SA1 | Existing Plant | Tailem Bend - Solar | TBSF1 | 95 | 95 | 95 | 95 | 95 | 95 | 95 | 95 | 95 | 95 | 95 | 95 | 95 | 95 | 95 | 95 | 95 | 95 | 95 | 95 | 95 | 95 | 95 | 95 | 95 | 95 | 95 | 95 | 95 | 95 | Vena Energy | Solar PV - Fixed | Solar - Solar | 1 | 108 | 108 | 0 | In Service | SS | 2019-04-01 | 2049 |  | Existing less Announced Withdrawal | Solar | 1397
SA1 | Existing Plant | Tailem Bend Battery Project | TB2BG1 | 0 | 41.5 | 40.45 | 41.5 | 41.5 | 40.45 | 41.5 | 41.5 | 40.45 | 41.5 | 41.5 | 40.45 | 41.5 | 41.5 | 40.45 | 41.5 | 41.5 | 40.45 | 41.5 | 41.5 | 40.45 | 41.5 | 41.5 | 40.45 | 41.5 | 41.5 | 40.45 | 41.5 | 41.5 | 40.45 | Vena Energy | Storage - Battery | Other - Other | 1 |  | 41.5 | 84 | In Service | S | 2024-01-01 | 2048 |  | Existing less Announced Withdrawal | Battery Storage | 1735
SA1 | Existing Plant | Tailem Bend Stage 2 Solar Project | TB2SF1 | 87 | 87 | 87 | 87 | 87 | 87 | 87 | 87 | 87 | 87 | 87 | 87 | 87 | 87 | 87 | 87 | 87 | 87 | 87 | 87 | 87 | 87 | 87 | 87 | 87 | 87 | 87 | 87 | 87 | 87 | Vena Energy | Solar PV - Single axis tracking | Solar - Solar | 1 |  | 105 | 0 | In Commissioning | SS | 2023-09-01 | 2053 |  | Existing less Announced Withdrawal | Solar | 1575
NSW1 | Existing Plant | Tallawarra | TALWA1 | 425 | 415 | 405 | 425 | 415 | 405 | 425 | 415 | 405 | 425 | 415 | 405 | 425 | 415 | 405 | 425 | 415 | 405 | 425 | 415 | 405 | 425 | 415 | 405 | 425 | 415 | 405 | 425 | 415 | 405 | EnergyAustralia Tallawarra Pty Ltd | Turbine - CCGT | Fossil - Natural Gas Pipeline | 1 |  | 440 | 0 | In Service | S |  | 2043 |  | Existing less Announced Withdrawal | CCGT | 1192
NSW1 | Existing Plant | Tallawarra B | TALWB1 | 318 | 312 | 303 | 318 | 312 | 303 | 318 | 312 | 303 | 318 | 312 | 303 | 318 | 312 | 303 | 318 | 312 | 303 | 318 | 312 | 303 | 318 | 312 | 303 | 318 | 312 | 303 | 318 | 312 | 303 | EnergyAustralia Tallawarra Pty Ltd | Turbine - OCGT | Fossil - Natural Gas Pipeline | 1 | 320 | 320 | 0 | In Service | S | 2024-06-01 | 2053 |  | Existing less Announced Withdrawal | OCGT | 1193
TAS1 | Existing Plant | Tamar Valley Combined Cycle | TVCC201 | 0 | 0 | 0 | 0 | 0 | 0 | 0 | 0 | 0 | 0 | 0 | 0 | 0 | 0 | 0 | 0 | 0 | 0 | 0 | 0 | 0 | 0 | 0 | 0 | 0 | 0 | 0 | 0 | 0 | 0 | AETV Pty Ltd | Turbine - CCGT | Fossil - Natural Gas Pipeline | 2 |  | 208 | 0 | In Service | S |  | 2050 |  | Existing less Announced Withdrawal | CCGT | 1194
TAS1 | Existing Plant | Tamar Valley Peaking | TVPP104 | 58 | 58 | 58 | 58 | 58 | 58 | 58 | 58 | 58 | 58 | 58 | 58 | 58 | 58 | 58 | 58 | 58 | 58 | 58 | 58 | 58 | 58 | 58 | 58 | 58 | 58 | 58 | 58 | 58 | 58 | AETV Pty Ltd | Turbine - OCGT | Fossil - Natural Gas Pipeline | 1 | 58 | 58 | 0 | In Service | S |  | 2050 |  | Existing less Announced Withdrawal | OCGT | 1195
NSW1 | Existing Plant | Taralga Wind Farm | TARALGA1 | 106.8 | 106.8 | 106.8 | 106.8 | 106.8 | 106.8 | 106.8 | 106.8 | 106.8 | 106.8 | 106.8 | 106.8 | 106.8 | 106.8 | 106.8 | 106.8 | 106.8 | 106.8 | 106.8 | 106.8 | 106.8 | 106.8 | 106.8 | 106.8 | 106.8 | 106.8 | 106.8 | 106.8 | 106.8 | 106.8 | Energy Pacific Vic Pty Ltd | Wind Turbine - Onshore | Wind - Wind | 51 |  | 106.8 | 0 | In Service | SS |  | 2040 |  | Existing less Announced Withdrawal | Wind | 1196
QLD1 | Existing Plant | Tarong | TARONG#1 | 350 | 350 | 350 | 350 | 350 | 350 | 350 | 350 | 350 | 350 | 350 | 350 | 350 | 350 | 350 | 350 | 350 | 350 | 350 | 350 | 350 | 350 | 350 | 350 | 350 | 350 | 350 | 350 | 350 | 350 | Stanwell Corporation Limited | Turbine - Steam Sub Critical | Fossil - Black Coal | 1 |  | 350 | 0 | In Service | S |  | 2036 |  | Existing less Announced Withdrawal | Coal | 1197
QLD1 | Existing Plant | Tarong | TARONG#2 | 350 | 350 | 350 | 350 | 350 | 350 | 350 | 350 | 350 | 350 | 350 | 350 | 350 | 350 | 350 | 350 | 350 | 350 | 350 | 350 | 350 | 350 | 350 | 350 | 350 | 350 | 350 | 350 | 350 | 350 | Stanwell Corporation Limited | Turbine - Steam Sub Critical | Fossil - Black Coal | 1 |  | 350 | 0 | In Service | S |  | 2036 |  | Existing less Announced Withdrawal | Coal | 1197
QLD1 | Existing Plant | Tarong | TARONG#3 | 350 | 350 | 350 | 350 | 350 | 350 | 350 | 350 | 350 | 350 | 350 | 350 | 350 | 350 | 350 | 350 | 350 | 350 | 350 | 350 | 350 | 350 | 350 | 350 | 350 | 350 | 350 | 350 | 350 | 350 | Stanwell Corporation Limited | Turbine - Steam Sub Critical | Fossil - Black Coal | 1 |  | 350 | 0 | In Service | S |  | 2037 |  | Existing less Announced Withdrawal | Coal | 1197
QLD1 | Existing Plant | Tarong | TARONG#4 | 350 | 350 | 350 | 350 | 350 | 350 | 350 | 350 | 350 | 350 | 350 | 350 | 350 | 350 | 350 | 350 | 350 | 350 | 350 | 350 | 350 | 350 | 350 | 350 | 350 | 350 | 350 | 350 | 350 | 350 | Stanwell Corporation Limited | Turbine - Steam Sub Critical | Fossil - Black Coal | 1 |  | 350 | 0 | In Service | S |  | 2037 |  | Existing less Announced Withdrawal | Coal | 1197
QLD1 | Project | Tarong BESS - Stanwell | Unknown | 0 | 0 | 0 | 150 | 300 | 300 | 282 | 282 | 282 | 274 | 274 | 274 | 268 | 268 | 268 | 262 | 262 | 262 | 257 | 257 | 257 | 253 | 253 | 253 | 249 | 249 | 249 | 245 | 245 | 245 | Stanwell Corporation Limited | Storage - Battery | Other - Other | 1 |  | 300 | 600 | Committed* | S | 2024-09-01 | 2045 |  | Committed | Battery Storage | 2434
QLD1 | Existing Plant | Tarong North | TNPS1 | 443 | 443 | 443 | 443 | 443 | 443 | 443 | 443 | 443 | 443 | 443 | 443 | 443 | 443 | 443 | 443 | 443 | 443 | 443 | 443 | 443 | 443 | 443 | 443 | 443 | 443 | 443 | 443 | 443 | 443 | Stanwell Corporation Limited | Turbine - Steam Super Critical | Fossil - Black Coal | 1 | 450 | 450 | 0 | In Service | S |  | 2037 |  | Existing less Announced Withdrawal | Coal | 1199
TAS1 | Existing Plant | Tarraleah | TARRALEA | 56 | 70 | 70 | 75 | 70 | 70 | 70 | 75 | 75 | 75 | 75 | 75 | 75 | 75 | 75 | 75 | 75 | 75 | 70 | 75 | 75 | 75 | 75 | 75 | 70 | 75 | 75 | 75 | 75 | 75 | Hydro-Electric Corporation | Hydro - Dam | Hydro - Water | 6 | 90 | 90 | 0 | In Service | S |  | 2100 |  | Existing less Announced Withdrawal | Water | 1200
SA1 | Project | Templers BESS | Unknown | 0 | 0 | 0 | 30 | 0 | 0 | 111 | 111 | 111 | 111 | 111 | 111 | 111 | 111 | 111 | 111 | 111 | 111 | 111 | 111 | 111 | 111 | 111 | 111 | 111 | 111 | 111 | 111 | 111 | 111 | ZEN Energy Future Pty Ltd | Storage - Battery | Other - Other | 1 | 111 | 111 | 291 | Committed | S | 2025-08-01 | 2049 |  | Committed | Battery Storage | 1911
NSW1 | Project | Tilbuster Solar Farm | Unknown | 0 | 0 | 0 | 0 | 0 | 0 | 200.64 | 200.64 | 200.64 | 200.64 | 200.64 | 200.64 | 200.64 | 200.64 | 200.64 | 200.64 | 200.64 | 200.64 | 200.64 | 200.64 | 200.64 | 200.64 | 200.64 | 200.64 | 200.64 | 200.64 | 200.64 | 200.64 | 200.64 | 200.64 | Enerparc Australia Pty Ltd | Solar PV - Fixed | Solar - Solar | 152 |  | 248.824 | 0 | Committed | SS | 2026-03-01 | 2055 |  | Committed | Solar | 1683
SA1 | Existing Plant | Torrens Island B | TORRB1 | 0 | 0 | 0 | 0 | 0 | 0 | 0 | 0 | 0 | 0 | 0 | 0 | 0 | 0 | 0 | 0 | 0 | 0 | 0 | 0 | 0 | 0 | 0 | 0 | 0 | 0 | 0 | 0 | 0 | 0 | AGL SA Generation Pty Limited | Turbine - Steam Sub Critical | Fossil - Natural Gas Pipeline | 1 | 0 | 200 | 0 | In Service - Announced Withdrawal (Permanent) | S |  | 2026 | 2026-06-30 | Announced Withdrawal | Gas other | 1210
SA1 | Existing Plant | Torrens Island B | TORRB2 | 200 | 200 | 195 | 200 | 200 | 195 | 0 | 0 | 0 | 0 | 0 | 0 | 0 | 0 | 0 | 0 | 0 | 0 | 0 | 0 | 0 | 0 | 0 | 0 | 0 | 0 | 0 | 0 | 0 | 0 | AGL SA Generation Pty Limited | Turbine - Steam Sub Critical | Fossil - Natural Gas Pipeline | 1 | 0 | 200 | 0 | In Service - Announced Withdrawal (Permanent) | S |  | 2026 | 2026-06-30 | Announced Withdrawal | Gas other | 1210
SA1 | Existing Plant | Torrens Island B | TORRB3 | 200 | 200 | 195 | 200 | 200 | 195 | 0 | 0 | 0 | 0 | 0 | 0 | 0 | 0 | 0 | 0 | 0 | 0 | 0 | 0 | 0 | 0 | 0 | 0 | 0 | 0 | 0 | 0 | 0 | 0 | AGL SA Generation Pty Limited | Turbine - Steam Sub Critical | Fossil - Natural Gas Pipeline | 1 | 0 | 200 | 0 | In Service - Announced Withdrawal (Permanent) | S |  | 2026 | 2026-06-30 | Announced Withdrawal | Gas other | 1210
SA1 | Existing Plant | Torrens Island B | TORRB4 | 200 | 200 | 195 | 200 | 200 | 195 | 0 | 0 | 0 | 0 | 0 | 0 | 0 | 0 | 0 | 0 | 0 | 0 | 0 | 0 | 0 | 0 | 0 | 0 | 0 | 0 | 0 | 0 | 0 | 0 | AGL SA Generation Pty Limited | Turbine - Steam Sub Critical | Fossil - Natural Gas Pipeline | 1 | 0 | 200 | 0 | In Service - Announced Withdrawal (Permanent) | S |  | 2026 | 2026-06-30 | Announced Withdrawal | Gas other | 1210
SA1 | Existing Plant | Torrens Island BESS | TIBG1 / TIPL1 | 250.7 | 250.7 | 250.7 | 250.7 | 250.7 | 250.7 | 250.7 | 250.7 | 250.7 | 250.7 | 250.7 | 250.7 | 250.7 | 250.7 | 250.7 | 250.7 | 250.7 | 250.7 | 250.7 | 250.7 | 250.7 | 250.7 | 250.7 | 250.7 | 250.7 | 250.7 | 250.7 | 250.7 | 250.7 | 250.7 | TIPSCO | Storage - Battery | Other - Other | 109 |  | 250.7 | 250 | In Service | S | 2023-08-01 | 2043 |  | Existing less Announced Withdrawal | Battery Storage | 1866
QLD1 | Existing Plant | Townsville Power Station. | YABULU | 165 | 155 | 150 | 165 | 155 | 150 | 165 | 155 | 150 | 165 | 155 | 150 | 165 | 155 | 150 | 165 | 155 | 150 | 165 | 155 | 150 | 165 | 155 | 150 | 165 | 155 | 150 | 165 | 155 | 150 | RATCH-Australia | Turbine - CCGT | Fossil - Natural Gas Pipeline | 1 |  | 160 | 0 | In Service | S |  | 2046 |  | Existing less Announced Withdrawal | CCGT | 1724
QLD1 | Existing Plant | Townsville Power Station. | YABULU2 | 82 | 78 | 78 | 81 | 77 | 77 | 81 | 77 | 77 | 81 | 77 | 77 | 81 | 77 | 77 | 81 | 77 | 77 | 81 | 77 | 77 | 81 | 77 | 77 | 81 | 77 | 77 | 81 | 77 | 77 | RATCH-Australia | Turbine - CCGT | Fossil - Natural Gas Pipeline | 1 |  | 84 | 0 | In Service | S |  | 2046 |  | Existing less Announced Withdrawal | CCGT | 1724
TAS1 | Existing Plant | Trevallyn | TREVALLN | 100 | 100 | 100 | 100 | 100 | 100 | 100 | 70 | 70 | 100 | 70 | 70 | 70 | 100 | 100 | 100 | 100 | 100 | 100 | 100 | 100 | 100 | 100 | 100 | 100 | 100 | 100 | 100 | 100 | 100 | Hydro-Electric Corporation | Hydro - Dam | Hydro - Water | 4 | 93 | 93 | 0 | In Service | S |  | 2100 |  | Existing less Announced Withdrawal | Water | 1213
TAS1 | Existing Plant | Tribute | TRIBUTE | 88 | 88 | 88 | 88 | 88 | 88 | 88 | 88 | 88 | 88 | 0 | 0 | 88 | 88 | 88 | 88 | 88 | 88 | 88 | 0 | 0 | 0 | 88 | 88 | 88 | 88 | 88 | 88 | 88 | 88 | Hydro-Electric Corporation | Hydro - Dam | Hydro - Water | 1 | 82.8 | 82.8 | 0 | In Service | S |  | 2100 |  | Existing less Announced Withdrawal | Water | 1214
NSW1 | Existing Plant | Tumut 3 | TUMUT3 | 1800 | 1800 | 1800 | 1800 | 1800 | 1800 | 1800 | 1800 | 1800 | 1800 | 1800 | 1800 | 1800 | 1800 | 1800 | 1800 | 1800 | 1800 | 1800 | 1800 | 1800 | 1800 | 1800 | 1800 | 1800 | 1800 | 1800 | 1800 | 1800 | 1800 | Snowy Hydro Ltd | Hydro - Dam | Hydro - Water | 6 |  | 1500 | 0 | In Service | S |  | 2070 |  | Existing less Announced Withdrawal | Water | 1215
TAS1 | Existing Plant | Tungatinah | TUNGATIN | 130 | 130 | 130 | 130 | 104 | 104 | 130 | 130 | 130 | 130 | 130 | 130 | 130 | 130 | 130 | 130 | 104 | 104 | 130 | 130 | 130 | 130 | 130 | 130 | 130 | 130 | 130 | 130 | 104 | 104 | Hydro-Electric Corporation | Hydro - Dam | Hydro - Water | 5 | 125 | 125 | 0 | In Service | S |  | 2100 |  | Existing less Announced Withdrawal | Water | 1216
NSW1 | Existing Plant | Upper Tumut | UPPTUMUT | 674 | 674 | 674 | 674 | 674 | 674 | 581 | 674 | 674 | 488 | 684 | 684 | 591 | 694 | 694 | 601 | 704 | 704 | 601 | 704 | 704 | 631 | 709 | 709 | 636 | 714 | 714 | 641 | 719 | 719 | Snowy Hydro Ltd | Hydro - Dam | Hydro - Water | 8 |  | 616 | 0 | In Service | S |  | 2070 |  | Existing less Announced Withdrawal | Water | 1217
NSW1 | Existing Plant | Uranquinty | URANQ11 | 173 | 164 | 160 | 173 | 164 | 160 | 173 | 164 | 160 | 173 | 164 | 160 | 173 | 164 | 160 | 173 | 164 | 160 | 173 | 164 | 160 | 173 | 164 | 160 | 173 | 164 | 160 | 173 | 164 | 160 | Origin Energy Uranquinty Power Pty Ltd | Turbine - OCGT | Fossil - Natural Gas Pipeline | 1 | 173 | 173 | 0 | In Service | S |  | 2044 |  | Existing less Announced Withdrawal | OCGT | 1218
NSW1 | Existing Plant | Uranquinty | URANQ12 | 173 | 164 | 160 | 173 | 164 | 160 | 173 | 164 | 160 | 173 | 164 | 160 | 173 | 164 | 160 | 173 | 164 | 160 | 173 | 164 | 160 | 173 | 164 | 160 | 173 | 164 | 160 | 173 | 164 | 160 | Origin Energy Uranquinty Power Pty Ltd | Turbine - OCGT | Fossil - Natural Gas Pipeline | 1 |  | 173 | 0 | In Service | S |  | 2044 |  | Existing less Announced Withdrawal | OCGT | 1218
NSW1 | Existing Plant | Uranquinty | URANQ13 | 173 | 164 | 160 | 173 | 164 | 160 | 173 | 164 | 160 | 173 | 164 | 160 | 173 | 164 | 160 | 173 | 164 | 160 | 173 | 164 | 160 | 173 | 164 | 160 | 173 | 164 | 160 | 173 | 164 | 160 | Origin Energy Uranquinty Power Pty Ltd | Turbine - OCGT | Fossil - Natural Gas Pipeline | 1 |  | 173 | 0 | In Service | S |  | 2044 |  | Existing less Announced Withdrawal | OCGT | 1218
NSW1 | Existing Plant | Uranquinty | URANQ14 | 173 | 164 | 160 | 173 | 164 | 160 | 173 | 164 | 160 | 173 | 164 | 160 | 173 | 164 | 160 | 173 | 164 | 160 | 173 | 164 | 160 | 173 | 164 | 160 | 173 | 164 | 160 | 173 | 164 | 160 | Origin Energy Uranquinty Power Pty Ltd | Turbine - OCGT | Fossil - Natural Gas Pipeline | 1 |  | 173 | 0 | In Service | S |  | 2044 |  | Existing less Announced Withdrawal | OCGT | 1218
NSW1 | Existing Plant | Vales Point B | VP5 | 660 | 660 | 660 | 660 | 660 | 660 | 660 | 660 | 660 | 660 | 660 | 660 | 660 | 660 | 660 | 660 | 660 | 660 | 660 | 660 | 660 | 660 | 660 | 660 | 660 | 660 | 660 | 660 | 660 | 660 | Delta Electricity | Turbine - Steam Sub Critical | Fossil - Black Coal | 1 | 250 | 660 | 0 | In Service | S |  | 2033 |  | Existing less Announced Withdrawal | Coal | 1219
NSW1 | Existing Plant | Vales Point B | VP6 | 660 | 660 | 660 | 660 | 660 | 660 | 660 | 660 | 660 | 660 | 660 | 660 | 660 | 660 | 660 | 660 | 660 | 660 | 660 | 660 | 660 | 660 | 660 | 660 | 660 | 660 | 660 | 660 | 660 | 660 | Delta Electricity | Turbine - Steam Sub Critical | Fossil - Black Coal | 1 | 250 | 660 | 0 | In Service | S |  | 2033 |  | Existing less Announced Withdrawal | Coal | 1219
VIC1 | Existing Plant | Valley Power | VPGS1 | 56 | 50 | 47.5 | 56 | 50 | 47.5 | 56 | 50 | 47.5 | 56 | 50 | 47.5 | 56 | 50 | 47.5 | 56 | 50 | 47.5 | 56 | 50 | 47.5 | 56 | 50 | 47.5 | 56 | 50 | 47.5 | 56 | 50 | 47.5 | Snowy Hydro Ltd | Turbine - OCGT | Fossil - Natural Gas Pipeline | 1 | 50 | 50 | 0 | In Service | S |  | 2070 |  | Existing less Announced Withdrawal | OCGT | 1220
VIC1 | Existing Plant | Valley Power | VPGS2 | 56 | 50 | 47.5 | 56 | 50 | 47.5 | 56 | 50 | 47.5 | 56 | 50 | 47.5 | 56 | 50 | 47.5 | 56 | 50 | 47.5 | 56 | 50 | 47.5 | 56 | 50 | 47.5 | 56 | 50 | 47.5 | 56 | 50 | 47.5 | Snowy Hydro Ltd | Turbine - OCGT | Fossil - Natural Gas Pipeline | 1 |  | 50 | 0 | In Service | S |  | 2070 |  | Existing less Announced Withdrawal | OCGT | 1220
VIC1 | Existing Plant | Valley Power | VPGS3 | 56 | 50 | 47.5 | 56 | 50 | 47.5 | 56 | 50 | 47.5 | 56 | 50 | 47.5 | 56 | 50 | 47.5 | 56 | 50 | 47.5 | 56 | 50 | 47.5 | 56 | 50 | 47.5 | 56 | 50 | 47.5 | 56 | 50 | 47.5 | Snowy Hydro Ltd | Turbine - OCGT | Fossil - Natural Gas Pipeline | 1 |  | 50 | 0 | In Service | S |  | 2070 |  | Existing less Announced Withdrawal | OCGT | 1220
VIC1 | Existing Plant | Valley Power | VPGS4 | 56 | 50 | 47.5 | 56 | 50 | 47.5 | 56 | 50 | 47.5 | 56 | 50 | 47.5 | 56 | 50 | 47.5 | 56 | 50 | 47.5 | 56 | 50 | 47.5 | 56 | 50 | 47.5 | 56 | 50 | 47.5 | 56 | 50 | 47.5 | Snowy Hydro Ltd | Turbine - OCGT | Fossil - Natural Gas Pipeline | 1 |  | 50 | 0 | In Service | S |  | 2070 |  | Existing less Announced Withdrawal | OCGT | 1220
VIC1 | Existing Plant | Valley Power | VPGS5 | 56 | 50 | 47.5 | 56 | 50 | 47.5 | 56 | 50 | 47.5 | 56 | 50 | 47.5 | 56 | 50 | 47.5 | 56 | 50 | 47.5 | 56 | 50 | 47.5 | 56 | 50 | 47.5 | 56 | 50 | 47.5 | 56 | 50 | 47.5 | Snowy Hydro Ltd | Turbine - OCGT | Fossil - Natural Gas Pipeline | 1 |  | 50 | 0 | In Service | S |  | 2070 |  | Existing less Announced Withdrawal | OCGT | 1220
VIC1 | Existing Plant | Valley Power | VPGS6 | 56 | 50 | 47.5 | 56 | 50 | 47.5 | 56 | 50 | 47.5 | 56 | 50 | 47.5 | 56 | 50 | 47.5 | 56 | 50 | 47.5 | 56 | 50 | 47.5 | 56 | 50 | 47.5 | 56 | 50 | 47.5 | 56 | 50 | 47.5 | Snowy Hydro Ltd | Turbine - OCGT | Fossil - Natural Gas Pipeline | 1 |  | 50 | 0 | In Service | S |  | 2070 |  | Existing less Announced Withdrawal | OCGT | 1220
VIC1 | Existing Plant | Victorian Big Battery | VBBG1 | 300 | 50 | 50 | 300 | 50 | 50 | 300 | 50 | 50 | 300 | 50 | 50 | 300 | 50 | 50 | 300 | 50 | 50 | 300 | 50 | 50 | 300 | 50 | 50 | 300 | 50 | 50 | 300 | 50 | 50 | Victorian Big Battery Pty Ltd | Storage - Battery | Other - Other | 1 |  | 300 | 450 | In Service | S | 2021-12-01 | 2041 |  | Existing less Announced Withdrawal | Battery Storage | 1864
NSW1 | Existing Plant | Wagga North Solar Farm | WAGGNSF1 | 16.368 | 16.368 | 16.368 | 16.368 | 16.368 | 16.368 | 16.368 | 16.368 | 16.368 | 16.368 | 16.368 | 16.368 | 16.368 | 16.368 | 16.368 | 16.368 | 16.368 | 16.368 | 16.368 | 16.368 | 16.368 | 16.368 | 16.368 | 16.368 | 16.368 | 16.368 | 16.368 | 16.368 | 16.368 | 16.368 | Wagga Wagga Operationsco Pty Ltd as trustree for Wagga Wagga Operations Trust | Solar PV - Single axis tracking | Solar - Solar | 12 | 19.644 | 19.644 | 0 | In Service | SS | 2023-07-01 | 2050 |  | Existing less Announced Withdrawal | Solar | 1514
NSW1 | Existing Plant | Wagga North Solar Farm | WAGGNSF1 | 30.008 | 30.008 | 30.008 | 30.008 | 30.008 | 30.008 | 30.008 | 30.008 | 30.008 | 30.008 | 30.008 | 30.008 | 30.008 | 30.008 | 30.008 | 30.008 | 30.008 | 30.008 | 30.008 | 30.008 | 30.008 | 30.008 | 30.008 | 30.008 | 30.008 | 30.008 | 30.008 | 30.008 | 30.008 | 30.008 | Wagga Wagga Operationsco Pty Ltd as trustree for Wagga Wagga Operations Trust | Solar PV - Single axis tracking | Solar - Solar | 22 |  | 36.014 | 0 | In Service | SS |  | 2050 |  | Existing less Announced Withdrawal | Solar | 1514
NSW1 | Project | Walla Walla Solar Farm | WLWLSF1 | 49.92 | 149.76 | 149.76 | 149.76 | 149.76 | 149.76 | 149.76 | 149.76 | 149.76 | 149.76 | 149.76 | 149.76 | 149.76 | 149.76 | 149.76 | 149.76 | 149.76 | 149.76 | 149.76 | 149.76 | 149.76 | 149.76 | 149.76 | 149.76 | 149.76 | 149.76 | 149.76 | 149.76 | 149.76 | 149.76 | FRV Australia (Walla Walla Asset Co Pty Ltd (ACN 634 728 868) as trustee for the Walla Walla Asset Trust) | Solar PV - Single axis tracking | Solar - Solar | 48 |  | 151.968 | 0 | Committed | SS | 2024-05-01 | 2054 |  | Committed | Solar | 1712
NSW1 | Project | Walla Walla Solar Farm | WLWLSF2 | 49.92 | 149.76 | 149.76 | 149.76 | 149.76 | 149.76 | 149.76 | 149.76 | 149.76 | 149.76 | 149.76 | 149.76 | 149.76 | 149.76 | 149.76 | 149.76 | 149.76 | 149.76 | 149.76 | 149.76 | 149.76 | 149.76 | 149.76 | 149.76 | 149.76 | 149.76 | 149.76 | 149.76 | 149.76 | 149.76 | FRV Australia (Walla Walla Asset Co Pty Ltd (ACN 634 728 868) as trustee for the Walla Walla Asset Trust) | Solar PV - Single axis tracking | Solar - Solar | 48 |  | 151.968 | 0 | Committed | SS | 2024-05-01 | 2054 |  | Committed | Solar | 1712
NSW1 | Existing Plant | Wallgrove Grid Battery project | WALGRVG1 | 50 | 50 | 50 | 50 | 50 | 50 | 50 | 50 | 50 | 50 | 50 | 50 | 50 | 50 | 50 | 50 | 50 | 50 | 50 | 50 | 50 | 50 | 50 | 50 | 50 | 50 | 50 | 50 | 50 | 50 | TransGrid | Storage - Battery | Other - Other | 1 | 50 | 50 | 75 | In Service | S | 2021-12-01 | 2036 |  | Existing less Announced Withdrawal | Battery Storage | 1874
QLD1 | Project | Wambo Wind Farm | Unknown | 0 | 252 | 252 | 252 | 252 | 252 | 252 | 252 | 252 | 252 | 252 | 252 | 252 | 252 | 252 | 252 | 252 | 252 | 252 | 252 | 252 | 252 | 252 | 252 | 252 | 252 | 252 |  |  |  | Cubico Sustainable Investments Australia Pty Ltd | Wind Turbine - Onshore | Wind - Wind | 1 | 252 | 252 | 0 | Committed | SS | 2025-02-01 |  |  | Committed | Wind | 2287
QLD1 | Existing Plant | Wandoan South BESS | WANDBG1 | 100 | 100 | 100 | 100 | 100 | 100 | 100 | 100 | 100 | 100 | 100 | 100 | 100 | 100 | 100 | 100 | 100 | 100 | 100 | 100 | 100 | 100 | 100 | 100 | 100 | 100 | 100 | 100 | 100 | 100 | Vena Evergy | Storage - Battery | Other - Other | 1 |  | 100 | 150 | In Service | S | 2022-07-01 | 2051 |  | Existing less Announced Withdrawal | Battery Storage | 1762
QLD1 | Existing Plant | Wandoan South Solar Stage 1 | WANDSF1 | 125 | 125 | 125 | 125 | 125 | 125 | 125 | 125 | 125 | 125 | 125 | 125 | 125 | 125 | 125 | 125 | 125 | 125 | 125 | 125 | 125 | 125 | 125 | 125 | 125 | 125 | 125 | 125 | 125 | 125 | Vena Evergy | Solar PV - Single axis tracking | Solar - Solar | 1 | 160 | 160 | 0 | In Service | SS | 2023-08-01 | 2053 |  | Existing less Announced Withdrawal | Solar | 1455
NSW1 | Project | Waratah Super Battery | WARATAH | 0 | 0 | 0 | 150.048 | 150.048 | 107.712 | 150.048 | 150.048 | 107.712 | 150.048 | 150.048 | 107.712 | 150.048 | 150.048 | 107.712 | 150.048 | 150.048 | 107.712 | 850.176 | 850.176 | 777.6 | 850.176 | 850.176 | 777.6 | 850.176 | 850.176 | 777.6 | 850.176 | 850.176 | 777.6 | Munmorah Battery Projectco Pty Ltd | Storage - Battery | Other - Other | 288 | 0 | 850.176 | 1680 | Committed | S | 2025-03-01 | 2065 |  | Committed | Battery Storage | 2220
QLD1 | Existing Plant | Warwick Solar Farm | WARWSF1 | 32.104 | 32.104 | 32.104 | 32.104 | 32.104 | 32.104 | 32.104 | 32.104 | 32.104 | 32.104 | 32.104 | 32.104 | 32.104 | 32.104 | 32.104 | 32.104 | 32.104 | 32.104 | 32.104 | 32.104 | 32.104 | 32.104 | 32.104 | 32.104 | 32.104 | 32.104 | 32.104 | 32.104 | 32.104 | 32.104 | The University of Queensland | Solar PV - Single axis tracking | Solar - Solar | 8 | 32.104 | 32.104 | 0 | In Service | SS | 2023-04-01 | 2046 |  | Existing less Announced Withdrawal | Solar | 1530
QLD1 | Existing Plant | Warwick Solar Farm | WARWSF2 | 32.104 | 32.104 | 32.104 | 32.104 | 32.104 | 32.104 | 32.104 | 32.104 | 32.104 | 32.104 | 32.104 | 32.104 | 32.104 | 32.104 | 32.104 | 32.104 | 32.104 | 32.104 | 32.104 | 32.104 | 32.104 | 32.104 | 32.104 | 32.104 | 32.104 | 32.104 | 32.104 | 32.104 | 32.104 | 32.104 | The University of Queensland | Solar PV - Single axis tracking | Solar - Solar | 8 | 32.104 | 32.104 | 0 | In Service | SS | 2023-04-01 | 2045 |  | Existing less Announced Withdrawal | Solar | 1530
SA1 | Existing Plant | Waterloo Wind Farm | WATERLWF | 111 | 111 | 0 | 111 | 111 | 0 | 111 | 111 | 0 | 111 | 111 | 0 | 111 | 111 | 0 | 111 | 111 | 0 | 111 | 111 | 0 | 111 | 111 | 0 | 111 | 111 | 0 | 111 | 111 | 0 | Waterloo Windfarm Pty Ltd | Wind Turbine - Onshore | Wind - Wind | 37 |  | 111 | 0 | In Service | SS |  | 2045 |  | Existing less Announced Withdrawal | Wind | 1223
SA1 | Existing Plant | Waterloo Wind Farm | WATERLWF | 19.8 | 18.9 | 9 | 19.8 | 18.9 | 9 | 19.8 | 18.9 | 9 | 19.8 | 18.9 | 9 | 19.8 | 18.9 | 9 | 19.8 | 18.9 | 9 | 19.8 | 18.9 | 9 | 19.8 | 18.9 | 9 | 19.8 | 18.9 | 9 | 19.8 | 18.9 | 9 | Waterloo Windfarm Pty Ltd | Wind Turbine - Onshore | Wind - Wind | 6 |  | 19.8 | 0 | In Service | SS |  | 2051 |  | Existing less Announced Withdrawal | Wind | 1223
NSW1 | Project | Wellington North Solar Farm (Lightsource) | WELNSF1 | 0 | 329.992 | 329.992 | 329.992 | 329.992 | 329.992 | 329.992 | 329.992 | 329.992 | 329.992 | 329.992 | 329.992 | 329.992 | 329.992 | 329.992 | 329.992 | 329.992 | 329.992 | 329.992 | 329.992 | 329.992 | 329.992 | 329.992 | 329.992 | 329.992 | 329.992 | 329.992 |  |  |  | Wellington North Solar Farm Pty Ltd | Solar PV - Single axis tracking | Solar - Solar | 104 |  | 436.8 | 0 | Committed | SS | 2024-10-01 |  |  | Committed | Solar | 1960
NSW1 | Existing Plant | Wellington Solar Farm | WELLSF1 | 169.884 | 169.884 | 169.884 | 169.884 | 169.884 | 169.884 | 169.884 | 169.884 | 169.884 | 169.884 | 169.884 | 169.884 | 169.884 | 169.884 | 169.884 | 169.884 | 169.884 | 169.884 | 169.884 | 169.884 | 169.884 | 169.884 | 169.884 | 169.884 | 169.884 | 169.884 | 169.884 | 169.884 | 169.884 | 169.884 | Lightsource Australia SPV 4 Pty Ltd | Solar PV - Single axis tracking | Solar - Solar | 132 |  | 216.084 | 0 | In Service | SS | 2022-12-01 | 2051 |  | Existing less Announced Withdrawal | Solar | 1515
VIC1 | Existing Plant | Wemen Solar Farm | WEMENSF1 | 87.984 | 85.527 | 82.368 | 87.984 | 85.527 | 82.368 | 87.984 | 85.527 | 82.368 | 87.984 | 85.527 | 82.368 | 87.984 | 85.527 | 82.368 | 87.984 | 85.527 | 82.368 | 87.984 | 85.527 | 82.368 | 87.984 | 85.527 | 82.368 | 87.984 | 85.527 | 82.368 | 87.984 | 85.527 | 82.368 | Wemen Asset Co Pty Ltd as Trustee to Wemen Solar Unit Trust | Solar PV - Single axis tracking | Solar - Solar | 39 | 79.95 | 97.5 | 0 | In Service | SS | 2019-03-01 | 2049 |  | Existing less Announced Withdrawal | Solar | 1563
VIC1 | Existing Plant | West Kiewa | WKIEWA1 | 34 | 34 | 34 | 34 | 34 | 34 | 34 | 34 | 34 | 34 | 34 | 34 | 34 | 34 | 34 | 34 | 34 | 34 | 34 | 34 | 34 | 34 | 34 | 34 | 34 | 34 | 34 | 34 | 34 | 34 | AGL Hydro Partnership | Hydro - Dam | Hydro - Water | 2 |  | 34 | 0 | In Service | S |  | 2057 |  | Existing less Announced Withdrawal | Water | 1227
VIC1 | Existing Plant | West Kiewa | WKIEWA2 | 34 | 34 | 34 | 34 | 34 | 34 | 34 | 34 | 34 | 34 | 34 | 34 | 34 | 34 | 34 | 34 | 34 | 34 | 34 | 34 | 34 | 34 | 34 | 34 | 34 | 34 | 34 | 34 | 34 | 34 | AGL Hydro Partnership | Hydro - Dam | Hydro - Water | 2 |  | 34 | 0 | In Service | S |  | 2057 |  | Existing less Announced Withdrawal | Water | 1227
NSW1 | Existing Plant | West Wyalong Solar Farm | WSTWYSF1 | 90.016 | 90.016 | 90.016 | 90.016 | 90.016 | 90.016 | 90.016 | 90.016 | 90.016 | 90.016 | 90.016 | 90.016 | 90.016 | 90.016 | 90.016 | 90.016 | 90.016 | 90.016 | 90.016 | 90.016 | 90.016 | 90.016 | 90.016 | 90.016 | 90.016 | 90.016 | 90.016 | 90.016 | 90.016 | 90.016 | West Wyalong Fund Pty Ltd | Solar PV - Single axis tracking | Solar - Solar | 29 |  | 105.27 | 0 | In Service | SS | 2022-12-01 | 2058 |  | Existing less Announced Withdrawal | Solar | 1904
QLD1 | Project | Western Downs Battery | WDBESS | 0 | 198.8 | 198.8 | 254.8 | 254.8 | 254.8 | 254.8 | 254.8 | 254.8 | 254.8 | 254.8 | 254.8 | 254.8 | 254.8 | 254.8 | 254.8 | 254.8 | 254.8 | 254.8 | 254.8 | 254.8 | 254.8 | 254.8 | 254.8 | 254.8 | 254.8 | 254.8 | 254.8 | 254.8 | 254.8 | Western Downs BESS Trust | Storage - Battery | Other - Other | 140 | 0 | 254.94 | 500 | Committed | S | 2024-12-01 | 2048 |  | Committed | Battery Storage | 1966
QLD1 | Existing Plant | Western Downs Green Power Hub P/L | WDGPH1 | 399.965 | 399.965 | 394.955 | 399.965 | 399.965 | 394.955 | 399.965 | 399.965 | 394.955 | 399.965 | 399.965 | 394.955 | 399.965 | 399.965 | 394.955 | 399.965 | 399.965 | 394.955 | 399.965 | 399.965 | 394.955 | 399.965 | 399.965 | 394.955 | 399.965 | 399.965 | 394.955 | 399.965 | 399.965 | 394.955 | Western Downs Green Power Hub Pty Ltd | Solar PV - Single axis tracking | Solar - Solar | 167 | 3.34 | 399.965 | 0 | In Service | SS | 2023-01-01 | 2046 |  | Existing less Announced Withdrawal | Solar | 2011
NSW1 | Existing Plant | White Rock Solar Farm | WRSF1 | 20 | 20 | 20 | 20 | 20 | 20 | 20 | 20 | 20 | 20 | 20 | 20 | 20 | 20 | 20 | 20 | 20 | 20 | 20 | 20 | 20 | 20 | 20 | 20 | 20 | 20 | 20 | 20 | 20 | 20 | White Rock Wind Farm Pty Ltd | Solar PV - Fixed | Solar - Solar | 8 | 20 | 20 | 0 | In Service | SS |  | 2043 |  | Existing less Announced Withdrawal | Solar | 1662
NSW1 | Existing Plant | White Rock Wind Farm - Stage 1 | WRWF1 | 172.48 | 172.48 | 172.48 | 172.48 | 172.48 | 172.48 | 172.48 | 172.48 | 172.48 | 172.48 | 172.48 | 172.48 | 172.48 | 172.48 | 172.48 | 172.48 | 172.48 | 172.48 | 172.48 | 172.48 | 172.48 | 172.48 | 172.48 | 172.48 | 172.48 | 172.48 | 172.48 | 172.48 | 172.48 | 172.48 | CECEP Wind Power Australia Pty Ltd | Wind Turbine - Onshore | Wind - Wind | 70 |  | 175 | 0 | In Service | SS |  | 2038 |  | Existing less Announced Withdrawal | Wind | 1277
QLD1 | Existing Plant | Whitsunday Solar Farm | WHITSF1 | 56.005 | 54.901 | 54.119 | 56.005 | 54.901 | 54.119 | 56.005 | 54.901 | 54.119 | 56.005 | 54.901 | 54.119 | 56.005 | 54.901 | 54.119 | 56.005 | 54.901 | 54.119 | 56.005 | 54.901 | 54.119 | 56.005 | 54.901 | 54.119 | 56.005 | 54.901 | 54.119 | 56.005 | 54.901 | 54.119 | Whitsunday Solar Farm Pty Ltd | Solar PV - Single axis tracking | Solar - Solar | 23 |  | 57.5 | 0 | In Service | SS |  | 2048 |  | Existing less Announced Withdrawal | Solar | 1407
SA1 | Existing Plant | Willogoleche Wind Farm | WGWF1 | 119.36 | 119.36 | 0 | 119.36 | 119.36 | 0 | 119.36 | 119.36 | 0 | 119.36 | 119.36 | 0 | 119.36 | 119.36 | 0 | 119.36 | 119.36 | 0 | 119.36 | 119.36 | 0 | 119.36 | 119.36 | 0 | 119.36 | 119.36 | 0 | 119.36 | 119.36 | 0 | Willogoleche Power Pty Ltd | Wind Turbine - Onshore | Wind - Wind | 32 |  | 119.36 | 0 | In Service | SS | 2019-10-01 | 2043 |  | Existing less Announced Withdrawal | Wind | 1231
VIC1 | Existing Plant | Winton Solar Farm | WINTSF1 | 85 | 85 | 84.99 | 85 | 85 | 84.99 | 85 | 85 | 84.99 | 85 | 85 | 84.99 | 85 | 85 | 84.99 | 85 | 85 | 84.99 | 85 | 85 | 84.99 | 85 | 85 | 84.99 | 85 | 85 | 84.99 | 85 | 85 | 84.99 | Winton Asset Co. Pty Ltd as Trustee of the Winton Asset Trust | Solar PV - Single axis tracking | Solar - Solar | 1 |  | 85 | 0 | In Service | SS |  | 2051 |  | Existing less Announced Withdrawal | Solar | 1674
QLD1 | Existing Plant | Wivenhoe | W/HOE#1 | 285 | 285 | 285 | 285 | 285 | 285 | 285 | 285 | 285 | 285 | 285 | 285 | 285 | 285 | 285 | 285 | 285 | 285 | 285 | 285 | 285 | 285 | 285 | 285 | 285 | 285 | 285 | 285 | 285 | 285 | CleanCo Queensland Limited | Storage - Pumped hydro | Hydro - Water | 1 |  | 285 | 3000 | In Service | S |  | 2084 |  | Existing less Announced Withdrawal | Water | 1235
QLD1 | Existing Plant | Wivenhoe | W/HOE#2 | 285 | 285 | 285 | 285 | 285 | 285 | 285 | 285 | 285 | 285 | 285 | 285 | 285 | 285 | 285 | 285 | 285 | 285 | 285 | 285 | 285 | 285 | 285 | 285 | 285 | 285 | 285 | 285 | 285 | 285 | CleanCo Queensland Limited | Storage - Pumped hydro | Hydro - Water | 1 |  | 285 | 3000 | In Service | S |  | 2084 |  | Existing less Announced Withdrawal | Water | 1235
NSW1 | Project | Wollar Solar Farm | WOLARSF1 | 280 | 280 | 280 | 280 | 280 | 280 | 280 | 280 | 280 | 280 | 280 | 280 | 280 | 280 | 280 | 280 | 280 | 280 | 280 | 280 | 280 | 280 | 280 | 280 | 280 | 280 | 280 |  |  |  | Wollar Solar Development Pty Ltd | Solar PV - Single axis tracking | Solar - Solar | 1 | 0 | 280 | 0 | Committed | SS | 2024-06-01 | 2054 |  | Committed | Solar | 1716
NSW1 | Existing Plant | Woodlawn Wind Farm | WOODLWN1 | 48.3 | 48.3 | 48.3 | 48.3 | 48.3 | 48.3 | 48.3 | 48.3 | 48.3 | 48.3 | 48.3 | 48.3 | 48.3 | 48.3 | 48.3 | 48.3 | 48.3 | 48.3 | 48.3 | 48.3 | 48.3 | 48.3 | 48.3 | 48.3 | 48.3 | 48.3 | 48.3 | 48.3 | 48.3 | 48.3 | Woodlawn Wind Pty Ltd | Wind Turbine - Onshore | Wind - Wind | 23 | 48.3 | 48.3 | 0 | In Service | SS |  | 2041 |  | Existing less Announced Withdrawal | Wind | 1240
QLD1 | Existing Plant | Woolooga Solar Farm | WOOLGSF1 | 176.042 | 176.042 | 175.152 | 176.042 | 176.042 | 175.152 | 176.042 | 176.042 | 175.152 | 176.042 | 176.042 | 175.152 | 176.042 | 176.042 | 175.152 | 176.042 | 176.042 | 175.152 | 176.042 | 176.042 | 175.152 | 176.042 | 176.042 | 175.152 | 176.042 | 176.042 | 175.152 | 176.042 | 176.042 | 175.152 | Woolooga Fund Pty Ltd | Solar PV - Single axis tracking | Solar - Solar | 89 |  | 222.5 | 0 | In Service | SS | 2022-09-01 | 2058 |  | Existing less Announced Withdrawal | Solar | 1672
VIC1 | Project | Wunghnu Solar Farm | WUNUSF1 | 0 | 75.004 | 75.004 | 75.004 | 75.004 | 75.004 | 75.004 | 75.004 | 75.004 | 75.004 | 75.004 | 75.004 | 75.004 | 75.004 | 75.004 | 75.004 | 75.004 | 75.004 | 75.004 | 75.004 | 75.004 | 75.004 | 75.004 | 75.004 | 75.004 | 75.004 | 75.004 | 75.004 | 75.004 | 75.004 | Sun Spot 3 Pty Ltd | Solar PV - Single axis tracking | Solar - Solar | 34 | 0 | 93.5 | 0 | Committed | SS | 2024-10-01 |  |  | Committed | Solar | 1929
NSW1 | Existing Plant | Wyalong Solar Farm | WYASF1 | 53.01 | 53.01 | 53.01 | 53.01 | 53.01 | 53.01 | 53.01 | 53.01 | 53.01 | 53.01 | 53.01 | 53.01 | 53.01 | 53.01 | 53.01 | 53.01 | 53.01 | 53.01 | 53.01 | 53.01 | 53.01 | 53.01 | 53.01 | 53.01 | 53.01 | 53.01 | 53.01 | 53.01 | 53.01 | 53.01 | Wyalong Solar Farm Pty Ltd as the trustee for the Wyalong Solar Farm Unit Trust | Solar PV - Single axis tracking | Solar - Solar | 38 |  | 62.32 | 0 | In Service | SS | 2022-12-01 | 2053 |  | Existing less Announced Withdrawal | Solar | 1865
VIC1 | Existing Plant | Yallourn W | YWPS1 | 360 | 360 | 330 | 360 | 360 | 330 | 360 | 360 | 330 | 360 | 360 | 330 | 360 | 0 | 0 | 0 | 0 | 0 | 0 | 0 | 0 | 0 | 0 | 0 | 0 | 0 | 0 | 0 | 0 | 0 | EnergyAustralia Yallourn Pty Ltd | Turbine - Steam Sub Critical | Fossil - Brown Coal | 1 |  | 350 | 0 | In Service | S |  | 2028 |  | Existing less Announced Withdrawal | Coal | 1247
VIC1 | Existing Plant | Yallourn W | YWPS2 | 360 | 355 | 330 | 360 | 355 | 330 | 360 | 355 | 330 | 360 | 355 | 330 | 360 | 0 | 0 | 0 | 0 | 0 | 0 | 0 | 0 | 0 | 0 | 0 | 0 | 0 | 0 | 0 | 0 | 0 | EnergyAustralia Yallourn Pty Ltd | Turbine - Steam Sub Critical | Fossil - Brown Coal | 1 |  | 350 | 0 | In Service | S |  | 2028 |  | Existing less Announced Withdrawal | Coal | 1247
VIC1 | Existing Plant | Yallourn W | YWPS3 | 390 | 365 | 355 | 390 | 365 | 355 | 390 | 365 | 355 | 390 | 365 | 355 | 390 | 0 | 0 | 0 | 0 | 0 | 0 | 0 | 0 | 0 | 0 | 0 | 0 | 0 | 0 | 0 | 0 | 0 | EnergyAustralia Yallourn Pty Ltd | Turbine - Steam Sub Critical | Fossil - Brown Coal | 1 |  | 375 | 0 | In Service | S |  | 2028 |  | Existing less Announced Withdrawal | Coal | 1247
VIC1 | Existing Plant | Yallourn W | YWPS4 | 395 | 370 | 360 | 395 | 370 | 360 | 395 | 370 | 360 | 395 | 370 | 360 | 395 | 0 | 0 | 0 | 0 | 0 | 0 | 0 | 0 | 0 | 0 | 0 | 0 | 0 | 0 | 0 | 0 | 0 | EnergyAustralia Yallourn Pty Ltd | Turbine - Steam Sub Critical | Fossil - Brown Coal | 1 |  | 375 | 0 | In Service | S |  | 2028 |  | Existing less Announced Withdrawal | Coal | 1247
QLD1 | Existing Plant | Yarranlea Solar Farm | YARANSF1 | 102.96 | 102.96 | 102.96 | 102.96 | 102.96 | 102.96 | 102.96 | 102.96 | 102.96 | 102.96 | 102.96 | 102.96 | 102.96 | 102.96 | 102.96 | 102.96 | 102.96 | 102.96 | 102.96 | 102.96 | 102.96 | 102.96 | 102.96 | 102.96 | 102.96 | 102.96 | 102.96 | 102.96 | 102.96 | 102.96 | Yarranlea Solar Pty Ltd | Solar PV - Single axis tracking | Solar - Solar | 44 | 0 | 102.96 | 0 | In Service | SS | 2021-09-01 | 2044 |  | Existing less Announced Withdrawal | Solar | 1599
VIC1 | Existing Plant | Yatpool Solar Farm | YATSF1 | 81 | 81 | 79.2 | 81 | 81 | 79.2 | 81 | 81 | 79.2 | 81 | 81 | 79.2 | 81 | 81 | 79.2 | 81 | 81 | 79.2 | 81 | 81 | 79.2 | 81 | 81 | 79.2 | 81 | 81 | 79.2 | 81 | 81 | 79.2 | Yatpool Sun Farm Pty Ltd | Solar PV - Single axis tracking | Solar - Solar | 36 |  | 94 | 0 | In Service | SS |  | 2050 |  | Existing less Announced Withdrawal | Solar | 1423
VIC1 | Existing Plant | Yendon Wind Farm | YENDWF1 | 144.4 | 127.3 | 102.6 | 144.4 | 127.3 | 102.6 | 144.4 | 127.3 | 102.6 | 144.4 | 127.3 | 102.6 | 144.4 | 127.3 | 102.6 | 144.4 | 127.3 | 102.6 | 144.4 | 127.3 | 102.6 | 144.4 | 127.3 | 102.6 | 144.4 | 127.3 | 102.6 | 144.4 | 127.3 | 102.6 | Northleaf /InfraRed/Macquarie Capital | Wind Turbine - Onshore | Wind - Wind | 38 | 144.4 | 144.4 | 0 | In Service | SS | 2021-01-01 | 2049 |  | Existing less Announced Withdrawal | Wind | 1114
*Please note Summer Typical capacities are not collected for Tasmanian generators, instead Summer Peak capacities apply throughout summer.

## Site name changes
Previous Site Name | Updated Site Name | Effective from Publication Date
Kurri Kurri OCGT | Hunter Power Station | 2024-07-29
Lambruk Solar Farm | Lambruk Solar Project | 2024-07-29
Maryvale Solar Farm | Maryvale Solar and Energy Storage System | 2024-07-29
Narrabri Solar Farm & BESS | Narrabri Hybrid Project | 2024-07-29
Rutherglen Solar and Storage - KCI | Rutherglen Battery - KCI | 2024-07-29
Tchelery Wind Farm - KCI | Tchelery Wind Farm | 2024-07-29
Upper Burdekin Wind Farm - KCI | Gawara Baya Wind Farm | 2024-07-29
Acacia SF (Lambruk Solar Project) | Lambruk Solar Farm | 2024-04-16
Armidale BESS - 150 | Armidale BESS | 2024-04-16
Mount Larcom (Site A) Solar Farm | Bracewell Energy Project | 2024-04-16
Tamworth BESS - Gmr Energy | Tamworth BESS - Valent | 2024-04-16
Tieri Solar Farm | Tieri BESS | 2024-04-16
Victorian Big Battery 2 | Moorabool BESS | 2024-04-16
BESS Styx - Storage - KCI | Deniliquin East BESS | 2024-01-29
Burrawong BESS – Stage 2 | Junction Rivers BESS – Stage 2 | 2024-01-29
Burrawong Wind Farm – Stage 1 | Junction Rivers Wind Farm – Stage 1 | 2024-01-29
Burrawong Wind Farm – Stage 2 | Junction Rivers Wind Farm – Stage 2 | 2024-01-29
Burrawong Wind Farm BESS – Stage 1 | Junction Rivers BESS – Stage 1 | 2024-01-29
Central Renewable Energy Zone BESS | Stanwell BESS | 2024-01-29
EIWA Bundaberg Solar Farm | Bundaberg Solar Farm | 2024-01-29
Gippsland A&B - Wind - KCI | Orsted Gippsland A&B Windfarm | 2024-01-29
Gippsland C - Wind - KCI | Orsted Gippsland C Windfarm | 2024-01-29
Merriwa Solar Farm - BESS | Merriwa BESS 1 | 2024-01-29
NSW Diverse Battery | Tomago BESS (AGL) | 2024-01-29
Southern Renewable Energy Zone BESS | Tarong BESS - Stanwell | 2024-01-29
Bellbay Wind Farm | Bellbay Wind Farm (Low Heads Wind Farm Stage 2) | 2023-10-27
Borumba Pumped Hydro | Borumba | 2023-10-27
Brinkworth BESS - Storage - KCI | Koolunga BESS | 2023-10-27
Bundey Energy Hub Battery Energy Storage A | Bundy Energy Hub A (BESS) | 2023-10-27
Chalumbin Wind Farm | Wooroora Station Wind Farm | 2023-10-27
Hunter Coast Offshore Wind | Hunter Central Coast Offshore Energy (Wind) | 2023-10-27
Jeremiah WF | Jeremiah Wind Farm | 2023-10-27
Karara Wind Farm | Karara | 2023-10-27
Melbourne Renewable Energy Hub | Melbourne Renewable Energy Hub - Side A | 2023-10-27
Monash BESS | Bennetts Creek BESS | 2023-10-27
Mount Walsh Wind Farm | Mount Walsh Wind Farm (Mainstream) | 2023-10-27
Mt Fox Energy Park - KCI | Mt Fox Wind Farm | 2023-10-27
Nine Network Willoughby | Nine Network Willoughby | 2023-10-27
Palmerston Big Battery | Great Lakes Battery | 2023-10-27
Renewable Power Australia Limited | Rocky Point Sugar Mill Cogeneration Plant | 2023-10-27
Robertstown Solar Farm | Robertstown Solar | 2023-10-27
St George Leagues Club | St George Leagues Club | 2023-10-27
Stanhope BESS Project | Stanhope BESS Project 01 | 2023-10-27
Summerfield BESS - KCI | Summerfield BESS | 2023-10-27
Thomastown Terminal Station - KCI | Thomastown BESS | 2023-10-27
Vast Solar1 Pty Ltd - Thermal - KCI | Vast Solar 1 | 2023-10-27
Yanco Delta Wind Farm Stage 1 - Battery - KCI | Yanco Delta Wind Farm Stage 1 - Battery | 2023-10-27
Borumba | Borumba Pumped Hydro | 2023-07-07
Karara | Karara Wind Farm | 2023-07-07
Bells Mountain | Muswellbrook Pumped Hydro | 2023-05-05
Gulgong Solar | Bellambi Heights Renewable | 2023-05-05
Kennedy Energy Park - Phase 2 - Wind | Prairie WF & Wongalee Wind Farm | 2023-05-05
Low Head Wind Farm II | Bellbay Wind Farm | 2023-05-05
Melbourne Renewables Energy Complex | Barwon Solar & BESS | 2023-05-05
Melton Renewable Energy Hub | Melbourne Renewable Energy Hub | 2023-05-05
Oakey 1 Solar Farm | Oakey Solar Farm | 2023-05-05
Rollingstone Solar Farm | Sunshine State Solar Farm and BESS | 2023-05-05
Southern Ocean | GEP - VPTL2 | 2023-05-05
Temporary Generation South | Bolivar Power Station | 2023-05-05
Wagga Wagga Renewable Project | Belhaven Renewable Project | 2023-05-05
Wollongong Offshore Wind | South Pacific | 2023-05-05
Darlington Point BESS | Woodland BESS | 2023-01-23
Terang Battery Energy Storage System (Tilt Renewables) | Dalvui BESS | 2023-01-23
YES Sunlands | RMGE94 | 2023-01-23
Queanbeyan Battery | Capital Battery | 2022-07-22
Kentucky Solar Farm | Latitude Solar Farm | 2022-06-15
Temporary Generation South | Bolivar Power Stataion | 2022-05-31
Bouldercombe Battery | Bouldercombe Battery project | 2021-10-15
Deer Park Battery Energy Storage System | Deer Park BESS | 2021-10-15
Glenrowan West Sun Farm | Glenrowan West Solar Farm | 2021-10-15
Jeeralang battery | Wooreen Energy Storage System | 2021-10-15
Nhill Wind Farm | Diapur Wind Farm | 2021-10-15
Biala Wind Farm | Gullen Range Wind Farm 2 | 2021-07-07
Bulli Creek Solar Farm | Bulli Creek Solar Farm – Stage 1/Bulli Creek Solar Farm – Future Stages | 2021-07-07
Guunedah Solar Farm | Gunnedah Solar Farm | 2021-07-07
Suntop Solar Farm Pty Ltd | Suntop Solar Farm | 2021-07-07
Teebar Solar One | Fraser Coast Solar Park | 2021-07-07
Channel Nine - Willoughby, NSW | Nine Network Willoughby | 2021-05-04
Ferguson North Wind Farm | Ferguson Wind Farm | 2021-05-04
Gilgandara Solar Farm | Gilgandra Solar Farm | 2021-05-04
Walcha Energy Project - Salisbury BESS | Salisbury BESS | 2021-05-04
Walcha Energy Project - Salisbury East Solar | Salisbury East Solar 350MW | 2021-05-04
Walcha Energy Project - Salisbury West Solar | Salisbury West Solar 350MW | 2021-05-04
Walcha Energy Project Storage - Dungowan PHES | Dungowan 3,000 MWH PHES | 2021-05-04
Western Suburbs Leagues Club - Illawarra - Unanderra, NSW | West Illawarra Leagues Club | 2021-05-04
Ferguson Wind Farm | Ferguson North Wind Farm | 2021-01-29
Ferguson Wind Farm | Ferguson South Wind Farm | 2021-01-29
Walcha Energy Project - Winterbourne Wind Farm | Winterbourne Wind Farm | 2021-01-29
AGL Battery (Maoneng) | Maoneng Battery | 2020-07-29
Bango Wind Farm | Bango 973 Wind Farm Bango 999 Wind Farm | 2020-07-22
Bells Mountain Pumped Hydro | Bells Mountain | 2020-07-22
Bells Mountain Pumped Hydro | Bells Mountain | 2020-07-22
Millmerran | Millmerran Power Plant | 2020-07-22
Walcha Energy Project - Salisbury East Solar | Walcha Energy Project - Salisbury East Solar 350MW | 2020-07-22
Bundaberg 2 Solar Farm | EIWA Bundaberg Solar Farm | 2020-04-30
Glenrowan Sun Farm | Glenrowan West Sun Farm | 2020-04-30
Mt Millar | Mt Millar Wind Farm | 2020-04-30
Lal Lal Wind Energy Facility - Elaine end | Elaine Wind Farm | 2019-11-12
Lal Lal Wind Energy Facility - Yendon end | Yendon Wind Farm | 2019-11-12
Oakey Solar Farm | Oakey 1 Solar Farm | 2019-11-12
Winton Asset Co. Pty Ltd as Trustee of the Winton Asset Trust | Winton Solar Farm | 2019-11-12
Ballarat Base Hospital | Ballarat Base Hospital Plant | 2019-07-18
Bannerton Solar Farm | Bannerton Solar Park | 2019-07-18
Battery of the Nation - Stage 1 | Battery of the Nation - Stage 1 | 2019-07-18
Battery of the Nation - Stage 2 | Battery of the Nation - Stage 2a | 2019-07-18
Battery of the Nation - Stage 3 | Battery of the Nation - Stage 2b | 2019-07-18
Battery of the Nation - Stage 4 | Battery of the Nation - Stage 3a | 2019-07-18
Battery of the Nation - Stage 5 | Battery of the Nation - Stage 3b | 2019-07-18
Berrybank Wind Farm - Stage 1 | Berrybank Wind Farm | 2019-07-18
Berrybank Wind Farm - Stage 2 | Berrybank Wind Farm | 2019-07-18
Beryl/Gulgong Solar Project | Gulgong Solar Project | 2019-07-18
Bordertown Power Station Gen | Vibe Energy - Bordertown Power Station Gen - Bordertown, SA | 2019-07-18
Brigalow Solar Farm | Maryrorough Solar Farm | 2019-07-18
Broadwater and Condong Co-generation plants | Broadwater | 2019-07-18
Broadwater and Condong Co-generation plants | Condong | 2019-07-18
Chepstowe Wind Farm | Chepstowe Wind Farm - VIC | 2019-07-18
Codrington | Codrington Wind Farm | 2019-07-18
Collinsville North Solar | Collinsville North Battery Project | 2019-07-18
Collinsville North Solar | Collinsville North Solar Project | 2019-07-18
Columboola | Columboola Solar Farm | 2019-07-18
Dalby | Dalby Solar Farm | 2019-07-18
Delga Solar Farm | Gangarri Solar Farm | 2019-07-18
Eildon Small Hydro | Eildon Pondage Power Station (EPPS) | 2019-07-18
ESCRI Dalrymple | Dalrymple BESS | 2019-07-18
Finley/Canalla Solar Project | Finley Solar Project | 2019-07-18
Hallet Repower | Hallet GT | 2019-07-18
Haughton Solar Farm | Haughton Solar Farm Stage 1 | 2019-07-18
Hume NSW | Hume Dam NSW | 2019-07-18
Hume VIC | Hume Dam VIC | 2019-07-18
Inverleigh Storage | Inverleigh Wind Farm Storage | 2019-07-18
Keyneton | Keyneton Wind Farm | 2019-07-18
Lake Bonney Battery Energy Storage | Lake Bonney BESS1 | 2019-07-18
Limondale Solar Plant 1 | Limondale Solar Farm 1 | 2019-07-18
Limondale Solar Plant 2 | Limondale Solar Farm 2 | 2019-07-18
Loy Yang A | Loy Yang A Power Station | 2019-07-18
Mallee Solar Park | Mallee Solar Farm | 2019-07-18
Manildra Photovoltaic Solar Farm | Manildra Solar Farm | 2019-07-18
McIntyre | MacIntyre Wind Farm | 2019-07-18
Moira Solar Farm | Wunghnu Solar Farm | 2019-07-18
Mortlake expansion | Mortlake | 2019-07-18
Mortlake South | Mortlake South Wind Farm | 2019-07-18
Mt Gellibrand | Mt Gellibrand Wind Farm | 2019-07-18
Nine Network Willoughby | Channel Nine - Willoughby, NSW | 2019-07-18
Quarantine expansion | Quarantine | 2019-07-18
Spencer Gulf Pumped Storage Hydro | Cultana Pumped Hydro Energy Storage | 2019-07-18
St George Leagues Club | St George Leagues Club - Kogarah, NSW | 2019-07-18
Stockyard Hill | Stockyard Hill Wind Farm | 2019-07-18
Suntop Solar Farm | Suntop Solar Farm Pty Ltd | 2019-07-18
Tatiara Meats | Vibe Energy - Tatiara Meat Gen, Bordertown, SA | 2019-07-18
Walcha Energy Project - Solar | Walcha Energy Project - Salisbury East Solar | 2019-07-18
Walcha Energy Project - Solar | Walcha Energy Project - Salisbury West Solar | 2019-07-18
Walcha Energy Project - Storage | Walcha Energy Project Storage - Dungowan PHES | 2019-07-18
Walcha Energy Project - Storage | Walcha Energy Project Storage - Salisbury BESS | 2019-07-18
Walcha Energy Project - Wind | Walcha Energy Project - Ruby Hills Wind Farm | 2019-07-18
Walcha Energy Project - Wind | Walcha Energy Project - Winterbourne Wind Farm | 2019-07-18
West Illawarra Leagues Club | Western Suburbs Leagues Club - Illawarra - Unanderra, NSW | 2019-07-18
Western Suburbs League Club Campbelltown | Western Suburbs Leagues Club - Campbelltown, NSW | 2019-07-18
Wild Cattle Hill Wind Farm | Cattle Hill Wind Farm | 2019-07-18
Winton Solar Farm | Winton Asset Co. Pty Ltd as Trustee of the Winton Asset Trust | 2019-07-18
Yarranlea Solar | Yarranlea Solar Farm | 2019-07-18